## Read Me
This workbook contains the underlying data of the demand response measures in the 2021 IRP.
Worksheet Name | Worksheet Description
Portfolio Summary Data at Gen | Summarizes load basis, technical potential, and unramped achievable technical potential and participants
Portfolio Summary | Summarizes ramped potential
Portfolio Summary Cost | Summarizes levelized costs
Portfolio Summary Inputs | Summarizes DR product inputs

## Portfolio Summary Data at Gen
Region | Maximum # of Hours per Season | Season | Daily Period | Event Length | Product-Scenario | Sector | Segment | Load Basis (MW) End Year | Eligible Load Basis (MW) End Year | Technical Potential (MW) End Year | Achievable Potential (MW) Year 1 | Achievable Potential (MW) Year 2 | Achievable Potential (MW) Year 3 | Achievable Potential (MW) Year 4 | Achievable Potential (MW) Year 5 | Achievable Potential (MW) Year 6 | Achievable Potential (MW) Year 7 | Achievable Potential (MW) Year 8 | Achievable Potential (MW) Year 9 | Achievable Potential (MW) Year 10 | Achievable Potential (MW) Year 11 | Achievable Potential (MW) Year 12 | Achievable Potential (MW) Year 13 | Achievable Potential (MW) Year 14 | Achievable Potential (MW) Year 15 | Achievable Potential (MW) Year 16 | Achievable Potential (MW) Year 17 | Achievable Potential (MW) Year 18 | Achievable Potential (MW) Year 19 | Achievable Potential (MW) Year 20 | Achievable Potential (MW) Year 21 | Achievable Potential (MW) Year 22 | Achievable Potential (MW) Year 23 | Achievable Potential (MW) Year 24 | Achievable Potential (MW) Year 25 | Achievable Potential (MW) Year 26 | Achievable Potential (MW) Year 27 | Achievable Potential (MW) Year 28 | Achievable Potential (MW) Year 29 | Achievable Potential (MW) Year 30 | Program Participants Year 1 | Program Participants Year 2 | Program Participants Year 3 | Program Participants Year 4 | Program Participants Year 5 | Program Participants Year 6 | Program Participants Year 7 | Program Participants Year 8 | Program Participants Year 9 | Program Participants Year 10 | Program Participants Year 11 | Program Participants Year 12 | Program Participants Year 13 | Program Participants Year 14 | Program Participants Year 15 | Program Participants Year 16 | Program Participants Year 17 | Program Participants Year 18 | Program Participants Year 19 | Program Participants Year 20 | Program Participants Year 21 | Program Participants Year 22 | Program Participants Year 23 | Program Participants Year 24 | Program Participants Year 25 | Program Participants Year 26 | Program Participants Year 27 | Program Participants Year 28 | Program Participants Year 29 | Program Participants Year 30
PSE | 20 | Winter | Peak | 4 | C&I CPP-No Enablement | Commercial | Hospital | 41.5522 | 0 | 0 | 0.030947 | 0.031479 | 0.031813 | 0.032056 | 0.032277 | 0.032578 | 0.032909 | 0.033193 | 0.033607 | 0.034135 | 0.034414 | 0.034594 | 0.035084 | 0.035714 | 0.036128 | 0.03651 | 0.036945 | 0.037458 | 0.03791 | 0.038413 | 0.038913 | 0.039428 | 0.039946 | 0.040526 | [6 empty] | 0 | 0 | 0 | 0 | 0 | 0 | 0 | 0 | 0 | 0 | 0 | 0 | 0 | 0 | 0 | 0 | 0 | 0 | 0 | 0 | 0 | 0 | 0 | 0 | 0 | 0 | 0 | 0 | 0 | 0
PSE | 20 | Winter | Peak | 4 | C&I CPP-No Enablement | Commercial | Large Office | 192.7604 | 0 | 0 | 0.15525 | 0.15791 | 0.15959 | 0.16081 | 0.16192 | 0.16343 | 0.16509 | 0.16651 | 0.16859 | 0.17124 | 0.17264 | 0.17354 | 0.176 | 0.17916 | 0.18124 | 0.18315 | 0.18534 | 0.18791 | 0.19018 | 0.1927 | 0.19521 | 0.19779 | 0.20039 | 0.2033 | [6 empty] | 0 | 0 | 0 | 0 | 0 | 0 | 0 | 0 | 0 | 0 | 0 | 0 | 0 | 0 | 0 | 0 | 0 | 0 | 0 | 0 | 0 | 0 | 0 | 0 | 0 | 0 | 0 | 0 | 0 | 0
PSE | 20 | Winter | Peak | 4 | C&I CPP-No Enablement | Commercial | Large Retail | 51.191 | 0 | 0 | 0.038844 | 0.039511 | 0.039931 | 0.040236 | 0.040513 | 0.04089 | 0.041306 | 0.041662 | 0.042182 | 0.042845 | 0.043195 | 0.043421 | 0.044036 | 0.044826 | 0.045346 | 0.045826 | 0.046372 | 0.047015 | 0.047583 | 0.048215 | 0.048841 | 0.049488 | 0.050138 | 0.050866 | [6 empty] | 0 | 0 | 0 | 0 | 0 | 0 | 0 | 0 | 0 | 0 | 0 | 0 | 0 | 0 | 0 | 0 | 0 | 0 | 0 | 0 | 0 | 0 | 0 | 0 | 0 | 0 | 0 | 0 | 0 | 0
PSE | 20 | Winter | Peak | 4 | C&I CPP-No Enablement | Commercial | Lodging | 49.099 | 0 | 0 | 0.0337 | 0.034279 | 0.034644 | 0.034908 | 0.035148 | 0.035476 | 0.035836 | 0.036146 | 0.036597 | 0.037172 | 0.037475 | 0.037672 | 0.038205 | 0.038891 | 0.039342 | 0.039758 | 0.040232 | 0.04079 | 0.041282 | 0.04183 | 0.042374 | 0.042935 | 0.043499 | 0.044131 | [6 empty] | 0 | 0 | 0 | 0 | 0 | 0 | 0 | 0 | 0 | 0 | 0 | 0 | 0 | 0 | 0 | 0 | 0 | 0 | 0 | 0 | 0 | 0 | 0 | 0 | 0 | 0 | 0 | 0 | 0 | 0
PSE | 20 | Winter | Peak | 4 | C&I CPP-No Enablement | Commercial | Medium Office | 168.005 | 102.483 | 5.1242 | 0.12081 | 0.12288 | 0.12419 | 0.12513 | 0.126 | 0.12717 | 0.12846 | 0.12957 | 0.13119 | 0.13325 | 0.13434 | 0.13504 | 0.13696 | 0.13941 | 0.14103 | 0.14252 | 0.14422 | 0.14622 | 0.14799 | 0.14995 | 0.1519 | 0.15391 | 0.15593 | 0.1582 | [6 empty] | 570.6682 | 577.8144 | 584.6459 | 590.6733 | 596.539 | 602.3534 | 608.1587 | 614.0209 | 619.9707 | 625.9582 | 631.9034 | 637.8345 | 643.7645 | 649.6762 | 655.5477 | 661.3897 | 667.1901 | 672.9681 | 678.767 | 684.5656 | 690.2973 | 695.9998 | 701.672 | 707.3172 | 0 | 0 | 0 | 0 | 0 | 0
PSE | 20 | Winter | Peak | 4 | C&I CPP-No Enablement | Commercial | Medium Retail | 76.1838 | 63.2326 | 3.1616 | 0.057844 | 0.058838 | 0.059463 | 0.059917 | 0.06033 | 0.060892 | 0.06151 | 0.062041 | 0.062816 | 0.063803 | 0.064323 | 0.064661 | 0.065577 | 0.066753 | 0.067527 | 0.068241 | 0.069055 | 0.070013 | 0.070859 | 0.071799 | 0.072732 | 0.073695 | 0.074664 | 0.075748 | [6 empty] | 374.0773 | 378.7617 | 383.2398 | 387.1908 | 391.0358 | 394.8472 | 398.6527 | 402.4953 | 406.3955 | 410.3203 | 414.2174 | 418.1053 | 421.9925 | 425.8677 | 429.7165 | 433.546 | 437.3481 | 441.1357 | 444.9369 | 448.7379 | 452.4951 | 456.2331 | 459.9513 | 463.6518 | 0 | 0 | 0 | 0 | 0 | 0
PSE | 20 | Winter | Peak | 4 | C&I CPP-No Enablement | Commercial | Other and Assembly | 237.4113 | 0 | 0 | 0.16697 | 0.16984 | 0.17164 | 0.17295 | 0.17415 | 0.17577 | 0.17755 | 0.17909 | 0.18132 | 0.18417 | 0.18567 | 0.18665 | 0.18929 | 0.19269 | 0.19492 | 0.19698 | 0.19933 | 0.2021 | 0.20454 | 0.20725 | 0.20995 | 0.21272 | 0.21552 | 0.21865 | [6 empty] | 0 | 0 | 0 | 0 | 0 | 0 | 0 | 0 | 0 | 0 | 0 | 0 | 0 | 0 | 0 | 0 | 0 | 0 | 0 | 0 | 0 | 0 | 0 | 0 | 0 | 0 | 0 | 0 | 0 | 0
PSE | 20 | Winter | Peak | 4 | C&I CPP-No Enablement | Commercial | Residential Care | 16.0883 | 0 | 0 | 0.011959 | 0.012165 | 0.012294 | 0.012388 | 0.012473 | 0.012589 | 0.012717 | 0.012827 | 0.012987 | 0.013191 | 0.013299 | 0.013369 | 0.013558 | 0.013801 | 0.013961 | 0.014109 | 0.014277 | 0.014475 | 0.01465 | 0.014844 | 0.015037 | 0.015236 | 0.015437 | 0.015661 | [6 empty] | 0 | 0 | 0 | 0 | 0 | 0 | 0 | 0 | 0 | 0 | 0 | 0 | 0 | 0 | 0 | 0 | 0 | 0 | 0 | 0 | 0 | 0 | 0 | 0 | 0 | 0 | 0 | 0 | 0 | 0
PSE | 20 | Winter | Peak | 4 | C&I CPP-No Enablement | Commercial | Restaurant | 73.1844 | 0 | 0 | 0.054933 | 0.055877 | 0.056471 | 0.056902 | 0.057294 | 0.057827 | 0.058415 | 0.058919 | 0.059655 | 0.060592 | 0.061086 | 0.061407 | 0.062277 | 0.063394 | 0.064129 | 0.064807 | 0.06558 | 0.06649 | 0.067293 | 0.068186 | 0.069072 | 0.069986 | 0.070906 | 0.071936 | [6 empty] | 0 | 0 | 0 | 0 | 0 | 0 | 0 | 0 | 0 | 0 | 0 | 0 | 0 | 0 | 0 | 0 | 0 | 0 | 0 | 0 | 0 | 0 | 0 | 0 | 0 | 0 | 0 | 0 | 0 | 0
PSE | 20 | Winter | Peak | 4 | C&I CPP-No Enablement | Commercial | School K-12 | 80.6987 | 0 | 0 | 0.057443 | 0.05843 | 0.059051 | 0.059501 | 0.059911 | 0.060469 | 0.061084 | 0.061611 | 0.06238 | 0.06336 | 0.063877 | 0.064212 | 0.065122 | 0.06629 | 0.067059 | 0.067768 | 0.068576 | 0.069527 | 0.070367 | 0.071301 | 0.072228 | 0.073184 | 0.074146 | 0.075222 | [6 empty] | 0 | 0 | 0 | 0 | 0 | 0 | 0 | 0 | 0 | 0 | 0 | 0 | 0 | 0 | 0 | 0 | 0 | 0 | 0 | 0 | 0 | 0 | 0 | 0 | 0 | 0 | 0 | 0 | 0 | 0
PSE | 20 | Winter | Peak | 4 | C&I CPP-No Enablement | Commercial | Small Office | 143.0667 | 87.2707 | 4.3635 | 0.10287 | 0.10464 | 0.10575 | 0.10656 | 0.10729 | 0.10829 | 0.10939 | 0.11034 | 0.11172 | 0.11347 | 0.1144 | 0.115 | 0.11663 | 0.11872 | 0.12009 | 0.12136 | 0.12281 | 0.12452 | 0.12602 | 0.12769 | 0.12935 | 0.13106 | 0.13279 | 0.13471 | [6 empty] | 4229.7334 | 4282.7006 | 4333.3349 | 4378.0095 | 4421.4857 | 4464.581 | 4507.6099 | 4551.0594 | 4595.1588 | 4639.5377 | 4683.6024 | 4727.5633 | 4771.5162 | 4815.3332 | 4858.852 | 4902.1524 | 4945.144 | 4987.9704 | 5030.9513 | 5073.9295 | 5116.412 | 5158.6785 | 5200.7205 | 5242.5622 | 0 | 0 | 0 | 0 | 0 | 0
PSE | 20 | Winter | Peak | 4 | C&I CPP-No Enablement | Commercial | Small Retail | 16.4733 | 13.6728 | 0.68364 | 0.012503 | 0.012717 | 0.012853 | 0.012951 | 0.01304 | 0.013161 | 0.013295 | 0.01341 | 0.013577 | 0.013791 | 0.013903 | 0.013976 | 0.014174 | 0.014428 | 0.014596 | 0.01475 | 0.014926 | 0.015133 | 0.015316 | 0.015519 | 0.015721 | 0.015929 | 0.016138 | 0.016372 | [6 empty] | 471.4158 | 477.3191 | 482.9625 | 487.9416 | 492.7871 | 497.5902 | 502.3859 | 507.2285 | 512.1435 | 517.0896 | 522.0008 | 526.9003 | 531.799 | 536.6825 | 541.5328 | 546.3588 | 551.1503 | 555.9234 | 560.7138 | 565.5038 | 570.2386 | 574.9493 | 579.635 | 584.2984 | 0 | 0 | 0 | 0 | 0 | 0
PSE | 20 | Winter | Peak | 4 | C&I CPP-No Enablement | Commercial | Supermarket and MiniMart | 79.7574 | 0 | 0 | 0.065028 | 0.066145 | 0.066848 | 0.067358 | 0.067822 | 0.068454 | 0.069149 | 0.069746 | 0.070617 | 0.071726 | 0.072312 | 0.072691 | 0.073721 | 0.075043 | 0.075914 | 0.076716 | 0.077631 | 0.078708 | 0.079658 | 0.080716 | 0.081765 | 0.082847 | 0.083936 | 0.085155 | [6 empty] | 0 | 0 | 0 | 0 | 0 | 0 | 0 | 0 | 0 | 0 | 0 | 0 | 0 | 0 | 0 | 0 | 0 | 0 | 0 | 0 | 0 | 0 | 0 | 0 | 0 | 0 | 0 | 0 | 0 | 0
PSE | 20 | Winter | Peak | 4 | C&I CPP-No Enablement | Commercial | University | 31.9207 | 0 | 0 | 0.021881 | 0.022257 | 0.022493 | 0.022665 | 0.022821 | 0.023034 | 0.023268 | 0.023469 | 0.023762 | 0.024135 | 0.024332 | 0.024459 | 0.024806 | 0.025251 | 0.025544 | 0.025814 | 0.026122 | 0.026484 | 0.026804 | 0.02716 | 0.027513 | 0.027877 | 0.028243 | 0.028653 | [6 empty] | 0 | 0 | 0 | 0 | 0 | 0 | 0 | 0 | 0 | 0 | 0 | 0 | 0 | 0 | 0 | 0 | 0 | 0 | 0 | 0 | 0 | 0 | 0 | 0 | 0 | 0 | 0 | 0 | 0 | 0
PSE | 20 | Winter | Peak | 4 | C&I CPP-No Enablement | Commercial | Warehouse | 83.077 | 0 | 0 | 0.059855 | 0.060883 | 0.06153 | 0.061999 | 0.062426 | 0.063008 | 0.063648 | 0.064198 | 0.064999 | 0.06602 | 0.066559 | 0.066908 | 0.067856 | 0.069073 | 0.069874 | 0.070613 | 0.071455 | 0.072446 | 0.073321 | 0.074294 | 0.07526 | 0.076256 | 0.077259 | 0.07838 | [6 empty] | 0 | 0 | 0 | 0 | 0 | 0 | 0 | 0 | 0 | 0 | 0 | 0 | 0 | 0 | 0 | 0 | 0 | 0 | 0 | 0 | 0 | 0 | 0 | 0 | 0 | 0 | 0 | 0 | 0 | 0
PSE | 20 | Winter | Peak | 4 | C&I CPP-No Enablement | Commercial | Xlarge Retail | 37.2128 | 0 | 0 | 0.027327 | 0.027796 | 0.028091 | 0.028306 | 0.028501 | 0.028766 | 0.029059 | 0.02931 | 0.029675 | 0.030142 | 0.030388 | 0.030547 | 0.03098 | 0.031535 | 0.031901 | 0.032239 | 0.032623 | 0.033075 | 0.033475 | 0.033919 | 0.03436 | 0.034815 | 0.035273 | 0.035785 | [6 empty] | 0 | 0 | 0 | 0 | 0 | 0 | 0 | 0 | 0 | 0 | 0 | 0 | 0 | 0 | 0 | 0 | 0 | 0 | 0 | 0 | 0 | 0 | 0 | 0 | 0 | 0 | 0 | 0 | 0 | 0
PSE | 20 | Winter | Peak | 4 | C&I CPP-No Enablement | Industrial | Mechanical Pulp | 0 | 0 | 0 | 0 | 0 | 0 | 0 | 0 | 0 | 0 | 0 | 0 | 0 | 0 | 0 | 0 | 0 | 0 | 0 | 0 | 0 | 0 | 0 | 0 | 0 | 0 | 0 | [6 empty] | 0 | 0 | 0 | 0 | 0 | 0 | 0 | 0 | 0 | 0 | 0 | 0 | 0 | 0 | 0 | 0 | 0 | 0 | 0 | 0 | 0 | 0 | 0 | 0 | 0 | 0 | 0 | 0 | 0 | 0
PSE | 20 | Winter | Peak | 4 | C&I CPP-No Enablement | Industrial | Kraft Pulp | 0 | 0 | 0 | 0 | 0 | 0 | 0 | 0 | 0 | 0 | 0 | 0 | 0 | 0 | 0 | 0 | 0 | 0 | 0 | 0 | 0 | 0 | 0 | 0 | 0 | 0 | 0 | [6 empty] | 0 | 0 | 0 | 0 | 0 | 0 | 0 | 0 | 0 | 0 | 0 | 0 | 0 | 0 | 0 | 0 | 0 | 0 | 0 | 0 | 0 | 0 | 0 | 0 | 0 | 0 | 0 | 0 | 0 | 0
PSE | 20 | Winter | Peak | 4 | C&I CPP-No Enablement | Industrial | Paper | 0 | 0 | 0 | 0 | 0 | 0 | 0 | 0 | 0 | 0 | 0 | 0 | 0 | 0 | 0 | 0 | 0 | 0 | 0 | 0 | 0 | 0 | 0 | 0 | 0 | 0 | 0 | [6 empty] | 0 | 0 | 0 | 0 | 0 | 0 | 0 | 0 | 0 | 0 | 0 | 0 | 0 | 0 | 0 | 0 | 0 | 0 | 0 | 0 | 0 | 0 | 0 | 0 | 0 | 0 | 0 | 0 | 0 | 0
PSE | 20 | Winter | Peak | 4 | C&I CPP-No Enablement | Industrial | Foundries | 0 | 0 | 0 | 0 | 0 | 0 | 0 | 0 | 0 | 0 | 0 | 0 | 0 | 0 | 0 | 0 | 0 | 0 | 0 | 0 | 0 | 0 | 0 | 0 | 0 | 0 | 0 | [6 empty] | 0 | 0 | 0 | 0 | 0 | 0 | 0 | 0 | 0 | 0 | 0 | 0 | 0 | 0 | 0 | 0 | 0 | 0 | 0 | 0 | 0 | 0 | 0 | 0 | 0 | 0 | 0 | 0 | 0 | 0
PSE | 20 | Winter | Peak | 4 | C&I CPP-No Enablement | Industrial | Frozen Food | 0 | 0 | 0 | 0 | 0 | 0 | 0 | 0 | 0 | 0 | 0 | 0 | 0 | 0 | 0 | 0 | 0 | 0 | 0 | 0 | 0 | 0 | 0 | 0 | 0 | 0 | 0 | [6 empty] | 0 | 0 | 0 | 0 | 0 | 0 | 0 | 0 | 0 | 0 | 0 | 0 | 0 | 0 | 0 | 0 | 0 | 0 | 0 | 0 | 0 | 0 | 0 | 0 | 0 | 0 | 0 | 0 | 0 | 0
PSE | 20 | Winter | Peak | 4 | C&I CPP-No Enablement | Industrial | Other Food | 0 | 0 | 0 | 0 | 0 | 0 | 0 | 0 | 0 | 0 | 0 | 0 | 0 | 0 | 0 | 0 | 0 | 0 | 0 | 0 | 0 | 0 | 0 | 0 | 0 | 0 | 0 | [6 empty] | 0 | 0 | 0 | 0 | 0 | 0 | 0 | 0 | 0 | 0 | 0 | 0 | 0 | 0 | 0 | 0 | 0 | 0 | 0 | 0 | 0 | 0 | 0 | 0 | 0 | 0 | 0 | 0 | 0 | 0
PSE | 20 | Winter | Peak | 4 | C&I CPP-No Enablement | Industrial | Wood - Lumber | 0 | 0 | 0 | 0 | 0 | 0 | 0 | 0 | 0 | 0 | 0 | 0 | 0 | 0 | 0 | 0 | 0 | 0 | 0 | 0 | 0 | 0 | 0 | 0 | 0 | 0 | 0 | [6 empty] | 0 | 0 | 0 | 0 | 0 | 0 | 0 | 0 | 0 | 0 | 0 | 0 | 0 | 0 | 0 | 0 | 0 | 0 | 0 | 0 | 0 | 0 | 0 | 0 | 0 | 0 | 0 | 0 | 0 | 0
PSE | 20 | Winter | Peak | 4 | C&I CPP-No Enablement | Industrial | Wood - Panel | 0 | 0 | 0 | 0 | 0 | 0 | 0 | 0 | 0 | 0 | 0 | 0 | 0 | 0 | 0 | 0 | 0 | 0 | 0 | 0 | 0 | 0 | 0 | 0 | 0 | 0 | 0 | [6 empty] | 0 | 0 | 0 | 0 | 0 | 0 | 0 | 0 | 0 | 0 | 0 | 0 | 0 | 0 | 0 | 0 | 0 | 0 | 0 | 0 | 0 | 0 | 0 | 0 | 0 | 0 | 0 | 0 | 0 | 0
PSE | 20 | Winter | Peak | 4 | C&I CPP-No Enablement | Industrial | Wood - Other | 0 | 0 | 0 | 0 | 0 | 0 | 0 | 0 | 0 | 0 | 0 | 0 | 0 | 0 | 0 | 0 | 0 | 0 | 0 | 0 | 0 | 0 | 0 | 0 | 0 | 0 | 0 | [6 empty] | 0 | 0 | 0 | 0 | 0 | 0 | 0 | 0 | 0 | 0 | 0 | 0 | 0 | 0 | 0 | 0 | 0 | 0 | 0 | 0 | 0 | 0 | 0 | 0 | 0 | 0 | 0 | 0 | 0 | 0
PSE | 20 | Winter | Peak | 4 | C&I CPP-No Enablement | Industrial | Sugar | 0 | 0 | 0 | 0 | 0 | 0 | 0 | 0 | 0 | 0 | 0 | 0 | 0 | 0 | 0 | 0 | 0 | 0 | 0 | 0 | 0 | 0 | 0 | 0 | 0 | 0 | 0 | [6 empty] | 0 | 0 | 0 | 0 | 0 | 0 | 0 | 0 | 0 | 0 | 0 | 0 | 0 | 0 | 0 | 0 | 0 | 0 | 0 | 0 | 0 | 0 | 0 | 0 | 0 | 0 | 0 | 0 | 0 | 0
PSE | 20 | Winter | Peak | 4 | C&I CPP-No Enablement | Industrial | Hi Tech - Chip Fab | 0 | 0 | 0 | 0 | 0 | 0 | 0 | 0 | 0 | 0 | 0 | 0 | 0 | 0 | 0 | 0 | 0 | 0 | 0 | 0 | 0 | 0 | 0 | 0 | 0 | 0 | 0 | [6 empty] | 0 | 0 | 0 | 0 | 0 | 0 | 0 | 0 | 0 | 0 | 0 | 0 | 0 | 0 | 0 | 0 | 0 | 0 | 0 | 0 | 0 | 0 | 0 | 0 | 0 | 0 | 0 | 0 | 0 | 0
PSE | 20 | Winter | Peak | 4 | C&I CPP-No Enablement | Industrial | Hi Tech - Silicon | 0 | 0 | 0 | 0 | 0 | 0 | 0 | 0 | 0 | 0 | 0 | 0 | 0 | 0 | 0 | 0 | 0 | 0 | 0 | 0 | 0 | 0 | 0 | 0 | 0 | 0 | 0 | [6 empty] | 0 | 0 | 0 | 0 | 0 | 0 | 0 | 0 | 0 | 0 | 0 | 0 | 0 | 0 | 0 | 0 | 0 | 0 | 0 | 0 | 0 | 0 | 0 | 0 | 0 | 0 | 0 | 0 | 0 | 0
PSE | 20 | Winter | Peak | 4 | C&I CPP-No Enablement | Industrial | Metal Fab | 0 | 0 | 0 | 0 | 0 | 0 | 0 | 0 | 0 | 0 | 0 | 0 | 0 | 0 | 0 | 0 | 0 | 0 | 0 | 0 | 0 | 0 | 0 | 0 | 0 | 0 | 0 | [6 empty] | 0 | 0 | 0 | 0 | 0 | 0 | 0 | 0 | 0 | 0 | 0 | 0 | 0 | 0 | 0 | 0 | 0 | 0 | 0 | 0 | 0 | 0 | 0 | 0 | 0 | 0 | 0 | 0 | 0 | 0
PSE | 20 | Winter | Peak | 4 | C&I CPP-No Enablement | Industrial | Transportation, Equip | 0 | 0 | 0 | 0 | 0 | 0 | 0 | 0 | 0 | 0 | 0 | 0 | 0 | 0 | 0 | 0 | 0 | 0 | 0 | 0 | 0 | 0 | 0 | 0 | 0 | 0 | 0 | [6 empty] | 0 | 0 | 0 | 0 | 0 | 0 | 0 | 0 | 0 | 0 | 0 | 0 | 0 | 0 | 0 | 0 | 0 | 0 | 0 | 0 | 0 | 0 | 0 | 0 | 0 | 0 | 0 | 0 | 0 | 0
PSE | 20 | Winter | Peak | 4 | C&I CPP-No Enablement | Industrial | Refinery | 0.81812 | 0 | 0 | 0 | 0 | 0 | 0 | 0 | 0 | 0 | 0 | 0 | 0 | 0 | 0 | 0 | 0 | 0 | 0 | 0 | 0 | 0 | 0 | 0 | 0 | 0 | 0 | [6 empty] | 0 | 0 | 0 | 0 | 0 | 0 | 0 | 0 | 0 | 0 | 0 | 0 | 0 | 0 | 0 | 0 | 0 | 0 | 0 | 0 | 0 | 0 | 0 | 0 | 0 | 0 | 0 | 0 | 0 | 0
PSE | 20 | Winter | Peak | 4 | C&I CPP-No Enablement | Industrial | Cold Storage | 2.4825 | 0 | 0 | 0 | 0 | 0 | 0 | 0 | 0 | 0 | 0 | 0 | 0 | 0 | 0 | 0 | 0 | 0 | 0 | 0 | 0 | 0 | 0 | 0 | 0 | 0 | 0 | [6 empty] | 0 | 0 | 0 | 0 | 0 | 0 | 0 | 0 | 0 | 0 | 0 | 0 | 0 | 0 | 0 | 0 | 0 | 0 | 0 | 0 | 0 | 0 | 0 | 0 | 0 | 0 | 0 | 0 | 0 | 0
PSE | 20 | Winter | Peak | 4 | C&I CPP-No Enablement | Industrial | Fruit Storage | 8.9416e-05 | 0 | 0 | 0 | 0 | 0 | 0 | 0 | 0 | 0 | 0 | 0 | 0 | 0 | 0 | 0 | 0 | 0 | 0 | 0 | 0 | 0 | 0 | 0 | 0 | 0 | 0 | [6 empty] | 0 | 0 | 0 | 0 | 0 | 0 | 0 | 0 | 0 | 0 | 0 | 0 | 0 | 0 | 0 | 0 | 0 | 0 | 0 | 0 | 0 | 0 | 0 | 0 | 0 | 0 | 0 | 0 | 0 | 0
PSE | 20 | Winter | Peak | 4 | C&I CPP-No Enablement | Industrial | Chemical | 6.0867 | 0 | 0 | 0 | 0 | 0 | 0 | 0 | 0 | 0 | 0 | 0 | 0 | 0 | 0 | 0 | 0 | 0 | 0 | 0 | 0 | 0 | 0 | 0 | 0 | 0 | 0 | [6 empty] | 0 | 0 | 0 | 0 | 0 | 0 | 0 | 0 | 0 | 0 | 0 | 0 | 0 | 0 | 0 | 0 | 0 | 0 | 0 | 0 | 0 | 0 | 0 | 0 | 0 | 0 | 0 | 0 | 0 | 0
PSE | 20 | Winter | Peak | 4 | C&I CPP-No Enablement | Industrial | Misc Manf | 0 | 0 | 0 | 0 | 0 | 0 | 0 | 0 | 0 | 0 | 0 | 0 | 0 | 0 | 0 | 0 | 0 | 0 | 0 | 0 | 0 | 0 | 0 | 0 | 0 | 0 | 0 | [6 empty] | 0 | 0 | 0 | 0 | 0 | 0 | 0 | 0 | 0 | 0 | 0 | 0 | 0 | 0 | 0 | 0 | 0 | 0 | 0 | 0 | 0 | 0 | 0 | 0 | 0 | 0 | 0 | 0 | 0 | 0
PSE | 20 | Winter | Peak | 4 | C&I CPP-No Enablement | Residential | Single Family | 2453.305 | 0 | 0 | 0 | 0 | 0 | 0 | 0 | 0 | 0 | 0 | 0 | 0 | 0 | 0 | 0 | 0 | 0 | 0 | 0 | 0 | 0 | 0 | 0 | 0 | 0 | 0 | [6 empty] | 0 | 0 | 0 | 0 | 0 | 0 | 0 | 0 | 0 | 0 | 0 | 0 | 0 | 0 | 0 | 0 | 0 | 0 | 0 | 0 | 0 | 0 | 0 | 0 | 0 | 0 | 0 | 0 | 0 | 0
PSE | 20 | Winter | Peak | 4 | C&I CPP-No Enablement | Residential | Multifamily Low-Rise | 573.5496 | 0 | 0 | 0 | 0 | 0 | 0 | 0 | 0 | 0 | 0 | 0 | 0 | 0 | 0 | 0 | 0 | 0 | 0 | 0 | 0 | 0 | 0 | 0 | 0 | 0 | 0 | [6 empty] | 0 | 0 | 0 | 0 | 0 | 0 | 0 | 0 | 0 | 0 | 0 | 0 | 0 | 0 | 0 | 0 | 0 | 0 | 0 | 0 | 0 | 0 | 0 | 0 | 0 | 0 | 0 | 0 | 0 | 0
PSE | 20 | Winter | Peak | 4 | C&I CPP-No Enablement | Residential | Multifamily High-Rise | 104.5135 | 0 | 0 | 0 | 0 | 0 | 0 | 0 | 0 | 0 | 0 | 0 | 0 | 0 | 0 | 0 | 0 | 0 | 0 | 0 | 0 | 0 | 0 | 0 | 0 | 0 | 0 | [6 empty] | 0 | 0 | 0 | 0 | 0 | 0 | 0 | 0 | 0 | 0 | 0 | 0 | 0 | 0 | 0 | 0 | 0 | 0 | 0 | 0 | 0 | 0 | 0 | 0 | 0 | 0 | 0 | 0 | 0 | 0
PSE | 20 | Winter | Peak | 4 | C&I CPP-No Enablement | Residential | Manufactured | 510.8596 | 0 | 0 | 0 | 0 | 0 | 0 | 0 | 0 | 0 | 0 | 0 | 0 | 0 | 0 | 0 | 0 | 0 | 0 | 0 | 0 | 0 | 0 | 0 | 0 | 0 | 0 | [6 empty] | 0 | 0 | 0 | 0 | 0 | 0 | 0 | 0 | 0 | 0 | 0 | 0 | 0 | 0 | 0 | 0 | 0 | 0 | 0 | 0 | 0 | 0 | 0 | 0 | 0 | 0 | 0 | 0 | 0 | 0
PSE | 20 | Winter | Peak | 4 | C&I CPP-No Enablement | 0 | 0 | 0 | 0 | 0 | 0 | 0 | 0 | 0 | 0 | 0 | 0 | 0 | 0 | 0 | 0 | 0 | 0 | 0 | 0 | 0 | 0 | 0 | 0 | 0 | 0 | 0 | 0 | 0 | [6 empty] | 0 | 0 | 0 | 0 | 0 | 0 | 0 | 0 | 0 | 0 | 0 | 0 | 0 | 0 | 0 | 0 | 0 | 0 | 0 | 0 | 0 | 0 | 0 | 0 | 0 | 0 | 0 | 0 | 0 | 0
PSE | 20 | Winter | Peak | 4 | C&I CPP-With Enablement | Commercial | Hospital | 41.5522 | 0 | 0 | 0.022271 | 0.022653 | 0.022894 | 0.023069 | 0.023228 | 0.023444 | 0.023682 | 0.023887 | 0.024185 | 0.024565 | 0.024765 | 0.024895 | 0.025248 | 0.025701 | 0.025999 | 0.026274 | 0.026587 | 0.026956 | 0.027282 | 0.027644 | 0.028003 | 0.028374 | 0.028747 | 0.029164 | [6 empty] | 0 | 0 | 0 | 0 | 0 | 0 | 0 | 0 | 0 | 0 | 0 | 0 | 0 | 0 | 0 | 0 | 0 | 0 | 0 | 0 | 0 | 0 | 0 | 0 | 0 | 0 | 0 | 0 | 0 | 0
PSE | 20 | Winter | Peak | 4 | C&I CPP-With Enablement | Commercial | Large Office | 192.7604 | 0 | 0 | 0.11172 | 0.11364 | 0.11485 | 0.11573 | 0.11652 | 0.11761 | 0.1188 | 0.11983 | 0.12132 | 0.12323 | 0.12424 | 0.12489 | 0.12666 | 0.12893 | 0.13042 | 0.1318 | 0.13338 | 0.13522 | 0.13686 | 0.13867 | 0.14048 | 0.14234 | 0.14421 | 0.1463 | [6 empty] | 0 | 0 | 0 | 0 | 0 | 0 | 0 | 0 | 0 | 0 | 0 | 0 | 0 | 0 | 0 | 0 | 0 | 0 | 0 | 0 | 0 | 0 | 0 | 0 | 0 | 0 | 0 | 0 | 0 | 0
PSE | 20 | Winter | Peak | 4 | C&I CPP-With Enablement | Commercial | Large Retail | 51.191 | 0 | 0 | 0.027953 | 0.028433 | 0.028736 | 0.028955 | 0.029154 | 0.029426 | 0.029725 | 0.029982 | 0.030356 | 0.030833 | 0.031084 | 0.031248 | 0.03169 | 0.032259 | 0.032633 | 0.032978 | 0.033371 | 0.033834 | 0.034243 | 0.034697 | 0.035148 | 0.035613 | 0.036081 | 0.036605 | [6 empty] | 0 | 0 | 0 | 0 | 0 | 0 | 0 | 0 | 0 | 0 | 0 | 0 | 0 | 0 | 0 | 0 | 0 | 0 | 0 | 0 | 0 | 0 | 0 | 0 | 0 | 0 | 0 | 0 | 0 | 0
PSE | 20 | Winter | Peak | 4 | C&I CPP-With Enablement | Commercial | Lodging | 49.099 | 0 | 0 | 0.024252 | 0.024669 | 0.024931 | 0.025121 | 0.025294 | 0.02553 | 0.025789 | 0.026012 | 0.026336 | 0.02675 | 0.026968 | 0.02711 | 0.027494 | 0.027987 | 0.028312 | 0.028611 | 0.028952 | 0.029354 | 0.029708 | 0.030103 | 0.030494 | 0.030898 | 0.031304 | 0.031758 | [6 empty] | 0 | 0 | 0 | 0 | 0 | 0 | 0 | 0 | 0 | 0 | 0 | 0 | 0 | 0 | 0 | 0 | 0 | 0 | 0 | 0 | 0 | 0 | 0 | 0 | 0 | 0 | 0 | 0 | 0 | 0
PSE | 20 | Winter | Peak | 4 | C&I CPP-With Enablement | Commercial | Medium Office | 168.005 | 65.5219 | 4.5865 | 0.086937 | 0.08843 | 0.08937 | 0.090051 | 0.090672 | 0.091516 | 0.092446 | 0.093244 | 0.094408 | 0.095892 | 0.096674 | 0.097181 | 0.098558 | 0.10033 | 0.10149 | 0.10256 | 0.10379 | 0.10523 | 0.1065 | 0.10791 | 0.10931 | 0.11076 | 0.11222 | 0.11384 | [6 empty] | 364.8534 | 369.4223 | 373.79 | 377.6436 | 381.3938 | 385.1112 | 388.8228 | 392.5707 | 396.3747 | 400.2028 | 404.0038 | 407.7958 | 411.5872 | 415.3668 | 419.1207 | 422.8557 | 426.5641 | 430.2583 | 433.9658 | 437.6731 | 441.3376 | 444.9835 | 448.61 | 452.2192 | 0 | 0 | 0 | 0 | 0 | 0
PSE | 20 | Winter | Peak | 4 | C&I CPP-With Enablement | Commercial | Medium Retail | 76.1838 | 12.9512 | 0.90659 | 0.041627 | 0.042342 | 0.042792 | 0.043118 | 0.043415 | 0.04382 | 0.044265 | 0.044647 | 0.045205 | 0.045915 | 0.046289 | 0.046532 | 0.047191 | 0.048038 | 0.048595 | 0.049109 | 0.049695 | 0.050384 | 0.050992 | 0.051669 | 0.052341 | 0.053033 | 0.053731 | 0.054511 | [6 empty] | 76.6182 | 77.5777 | 78.4949 | 79.3041 | 80.0917 | 80.8723 | 81.6517 | 82.4388 | 83.2376 | 84.0415 | 84.8397 | 85.636 | 86.4322 | 87.2259 | 88.0142 | 88.7986 | 89.5773 | 90.3531 | 91.1317 | 91.9102 | 92.6797 | 93.4453 | 94.2069 | 94.9648 | 0 | 0 | 0 | 0 | 0 | 0
PSE | 20 | Winter | Peak | 4 | C&I CPP-With Enablement | Commercial | Other and Assembly | 237.4113 | 0 | 0 | 0.12016 | 0.12222 | 0.12352 | 0.12446 | 0.12532 | 0.12649 | 0.12777 | 0.12888 | 0.13049 | 0.13254 | 0.13362 | 0.13432 | 0.13622 | 0.13866 | 0.14027 | 0.14176 | 0.14345 | 0.14544 | 0.14719 | 0.14915 | 0.15108 | 0.15308 | 0.1551 | 0.15735 | [6 empty] | 0 | 0 | 0 | 0 | 0 | 0 | 0 | 0 | 0 | 0 | 0 | 0 | 0 | 0 | 0 | 0 | 0 | 0 | 0 | 0 | 0 | 0 | 0 | 0 | 0 | 0 | 0 | 0 | 0 | 0
PSE | 20 | Winter | Peak | 4 | C&I CPP-With Enablement | Commercial | Residential Care | 16.0883 | 0 | 0 | 0.0086063 | 0.0087541 | 0.0088472 | 0.0089147 | 0.0089761 | 0.0090597 | 0.0091518 | 0.0092308 | 0.009346 | 0.0094929 | 0.0095703 | 0.0096205 | 0.0097568 | 0.0099318 | 0.010047 | 0.010153 | 0.010274 | 0.010417 | 0.010543 | 0.010683 | 0.010821 | 0.010965 | 0.011109 | 0.01127 | [6 empty] | 0 | 0 | 0 | 0 | 0 | 0 | 0 | 0 | 0 | 0 | 0 | 0 | 0 | 0 | 0 | 0 | 0 | 0 | 0 | 0 | 0 | 0 | 0 | 0 | 0 | 0 | 0 | 0 | 0 | 0
PSE | 20 | Winter | Peak | 4 | C&I CPP-With Enablement | Commercial | Restaurant | 73.1844 | 0 | 0 | 0.039532 | 0.040211 | 0.040638 | 0.040948 | 0.041231 | 0.041615 | 0.042037 | 0.0424 | 0.04293 | 0.043604 | 0.04396 | 0.044191 | 0.044817 | 0.045621 | 0.04615 | 0.046638 | 0.047194 | 0.047848 | 0.048426 | 0.049069 | 0.049707 | 0.050365 | 0.051027 | 0.051768 | [6 empty] | 0 | 0 | 0 | 0 | 0 | 0 | 0 | 0 | 0 | 0 | 0 | 0 | 0 | 0 | 0 | 0 | 0 | 0 | 0 | 0 | 0 | 0 | 0 | 0 | 0 | 0 | 0 | 0 | 0 | 0
PSE | 20 | Winter | Peak | 4 | C&I CPP-With Enablement | Commercial | School K-12 | 80.6987 | 0 | 0 | 0.041338 | 0.042048 | 0.042495 | 0.042819 | 0.043114 | 0.043516 | 0.043958 | 0.044338 | 0.044891 | 0.045596 | 0.045968 | 0.04621 | 0.046864 | 0.047705 | 0.048258 | 0.048768 | 0.04935 | 0.050034 | 0.050639 | 0.051311 | 0.051978 | 0.052666 | 0.053358 | 0.054133 | [6 empty] | 0 | 0 | 0 | 0 | 0 | 0 | 0 | 0 | 0 | 0 | 0 | 0 | 0 | 0 | 0 | 0 | 0 | 0 | 0 | 0 | 0 | 0 | 0 | 0 | 0 | 0 | 0 | 0 | 0 | 0
PSE | 20 | Winter | Peak | 4 | C&I CPP-With Enablement | Commercial | Small Office | 143.0667 | 55.796 | 3.9057 | 0.074032 | 0.075303 | 0.076104 | 0.076684 | 0.077213 | 0.077932 | 0.078724 | 0.079403 | 0.080395 | 0.081658 | 0.082324 | 0.082756 | 0.083928 | 0.085434 | 0.086425 | 0.087339 | 0.08838 | 0.089606 | 0.090688 | 0.091892 | 0.093086 | 0.094318 | 0.095558 | 0.096945 | [6 empty] | 2704.2558 | 2738.12 | 2770.4928 | 2799.0552 | 2826.8515 | 2854.4043 | 2881.9145 | 2909.6937 | 2937.8884 | 2966.2618 | 2994.4343 | 3022.5405 | 3050.6415 | 3078.6557 | 3106.4792 | 3134.163 | 3161.6494 | 3189.0302 | 3216.5098 | 3243.9877 | 3271.1487 | 3298.1715 | 3325.0508 | 3351.8021 | 0 | 0 | 0 | 0 | 0 | 0
PSE | 20 | Winter | Peak | 4 | C&I CPP-With Enablement | Commercial | Small Retail | 16.4733 | 2.8005 | 0.19603 | 0.0089973 | 0.0091519 | 0.0092491 | 0.0093197 | 0.0093839 | 0.0094713 | 0.0095676 | 0.0096502 | 0.0097706 | 0.0099241 | 0.010005 | 0.010058 | 0.0102 | 0.010383 | 0.010503 | 0.010615 | 0.010741 | 0.01089 | 0.011022 | 0.011168 | 0.011313 | 0.011463 | 0.011614 | 0.011782 | [6 empty] | 96.555 | 97.7642 | 98.92 | 99.9398 | 100.9323 | 101.9161 | 102.8983 | 103.8902 | 104.8969 | 105.9099 | 106.9158 | 107.9193 | 108.9227 | 109.9229 | 110.9164 | 111.9048 | 112.8862 | 113.8638 | 114.845 | 115.8261 | 116.7959 | 117.7607 | 118.7204 | 119.6756 | 0 | 0 | 0 | 0 | 0 | 0
PSE | 20 | Winter | Peak | 4 | C&I CPP-With Enablement | Commercial | Supermarket and MiniMart | 79.7574 | 0 | 0 | 0.046796 | 0.0476 | 0.048106 | 0.048473 | 0.048807 | 0.049262 | 0.049762 | 0.050192 | 0.050818 | 0.051617 | 0.052038 | 0.052311 | 0.053052 | 0.054004 | 0.05463 | 0.055208 | 0.055866 | 0.056641 | 0.057325 | 0.058086 | 0.058841 | 0.05962 | 0.060404 | 0.06128 | [6 empty] | 0 | 0 | 0 | 0 | 0 | 0 | 0 | 0 | 0 | 0 | 0 | 0 | 0 | 0 | 0 | 0 | 0 | 0 | 0 | 0 | 0 | 0 | 0 | 0 | 0 | 0 | 0 | 0 | 0 | 0
PSE | 20 | Winter | Peak | 4 | C&I CPP-With Enablement | Commercial | University | 31.9207 | 0 | 0 | 0.015746 | 0.016017 | 0.016187 | 0.016311 | 0.016423 | 0.016576 | 0.016744 | 0.016889 | 0.0171 | 0.017368 | 0.01751 | 0.017602 | 0.017851 | 0.018171 | 0.018382 | 0.018577 | 0.018798 | 0.019059 | 0.019289 | 0.019545 | 0.019799 | 0.020061 | 0.020325 | 0.02062 | [6 empty] | 0 | 0 | 0 | 0 | 0 | 0 | 0 | 0 | 0 | 0 | 0 | 0 | 0 | 0 | 0 | 0 | 0 | 0 | 0 | 0 | 0 | 0 | 0 | 0 | 0 | 0 | 0 | 0 | 0 | 0
PSE | 20 | Winter | Peak | 4 | C&I CPP-With Enablement | Commercial | Warehouse | 83.077 | 0 | 0 | 0.043074 | 0.043813 | 0.044279 | 0.044617 | 0.044924 | 0.045343 | 0.045803 | 0.046199 | 0.046776 | 0.047511 | 0.047898 | 0.04815 | 0.048832 | 0.049708 | 0.050284 | 0.050816 | 0.051422 | 0.052135 | 0.052765 | 0.053465 | 0.05416 | 0.054877 | 0.055598 | 0.056405 | [6 empty] | 0 | 0 | 0 | 0 | 0 | 0 | 0 | 0 | 0 | 0 | 0 | 0 | 0 | 0 | 0 | 0 | 0 | 0 | 0 | 0 | 0 | 0 | 0 | 0 | 0 | 0 | 0 | 0 | 0 | 0
PSE | 20 | Winter | Peak | 4 | C&I CPP-With Enablement | Commercial | Xlarge Retail | 37.2128 | 0 | 0 | 0.019665 | 0.020003 | 0.020216 | 0.02037 | 0.02051 | 0.020701 | 0.020912 | 0.021092 | 0.021355 | 0.021691 | 0.021868 | 0.021983 | 0.022294 | 0.022694 | 0.022957 | 0.0232 | 0.023477 | 0.023802 | 0.02409 | 0.024409 | 0.024727 | 0.025054 | 0.025383 | 0.025752 | [6 empty] | 0 | 0 | 0 | 0 | 0 | 0 | 0 | 0 | 0 | 0 | 0 | 0 | 0 | 0 | 0 | 0 | 0 | 0 | 0 | 0 | 0 | 0 | 0 | 0 | 0 | 0 | 0 | 0 | 0 | 0
PSE | 20 | Winter | Peak | 4 | C&I CPP-With Enablement | Industrial | Mechanical Pulp | 0 | 0 | 0 | 0 | 0 | 0 | 0 | 0 | 0 | 0 | 0 | 0 | 0 | 0 | 0 | 0 | 0 | 0 | 0 | 0 | 0 | 0 | 0 | 0 | 0 | 0 | 0 | [6 empty] | 0 | 0 | 0 | 0 | 0 | 0 | 0 | 0 | 0 | 0 | 0 | 0 | 0 | 0 | 0 | 0 | 0 | 0 | 0 | 0 | 0 | 0 | 0 | 0 | 0 | 0 | 0 | 0 | 0 | 0
PSE | 20 | Winter | Peak | 4 | C&I CPP-With Enablement | Industrial | Kraft Pulp | 0 | 0 | 0 | 0 | 0 | 0 | 0 | 0 | 0 | 0 | 0 | 0 | 0 | 0 | 0 | 0 | 0 | 0 | 0 | 0 | 0 | 0 | 0 | 0 | 0 | 0 | 0 | [6 empty] | 0 | 0 | 0 | 0 | 0 | 0 | 0 | 0 | 0 | 0 | 0 | 0 | 0 | 0 | 0 | 0 | 0 | 0 | 0 | 0 | 0 | 0 | 0 | 0 | 0 | 0 | 0 | 0 | 0 | 0
PSE | 20 | Winter | Peak | 4 | C&I CPP-With Enablement | Industrial | Paper | 0 | 0 | 0 | 0 | 0 | 0 | 0 | 0 | 0 | 0 | 0 | 0 | 0 | 0 | 0 | 0 | 0 | 0 | 0 | 0 | 0 | 0 | 0 | 0 | 0 | 0 | 0 | [6 empty] | 0 | 0 | 0 | 0 | 0 | 0 | 0 | 0 | 0 | 0 | 0 | 0 | 0 | 0 | 0 | 0 | 0 | 0 | 0 | 0 | 0 | 0 | 0 | 0 | 0 | 0 | 0 | 0 | 0 | 0
PSE | 20 | Winter | Peak | 4 | C&I CPP-With Enablement | Industrial | Foundries | 0 | 0 | 0 | 0 | 0 | 0 | 0 | 0 | 0 | 0 | 0 | 0 | 0 | 0 | 0 | 0 | 0 | 0 | 0 | 0 | 0 | 0 | 0 | 0 | 0 | 0 | 0 | [6 empty] | 0 | 0 | 0 | 0 | 0 | 0 | 0 | 0 | 0 | 0 | 0 | 0 | 0 | 0 | 0 | 0 | 0 | 0 | 0 | 0 | 0 | 0 | 0 | 0 | 0 | 0 | 0 | 0 | 0 | 0
PSE | 20 | Winter | Peak | 4 | C&I CPP-With Enablement | Industrial | Frozen Food | 0 | 0 | 0 | 0 | 0 | 0 | 0 | 0 | 0 | 0 | 0 | 0 | 0 | 0 | 0 | 0 | 0 | 0 | 0 | 0 | 0 | 0 | 0 | 0 | 0 | 0 | 0 | [6 empty] | 0 | 0 | 0 | 0 | 0 | 0 | 0 | 0 | 0 | 0 | 0 | 0 | 0 | 0 | 0 | 0 | 0 | 0 | 0 | 0 | 0 | 0 | 0 | 0 | 0 | 0 | 0 | 0 | 0 | 0
PSE | 20 | Winter | Peak | 4 | C&I CPP-With Enablement | Industrial | Other Food | 0 | 0 | 0 | 0 | 0 | 0 | 0 | 0 | 0 | 0 | 0 | 0 | 0 | 0 | 0 | 0 | 0 | 0 | 0 | 0 | 0 | 0 | 0 | 0 | 0 | 0 | 0 | [6 empty] | 0 | 0 | 0 | 0 | 0 | 0 | 0 | 0 | 0 | 0 | 0 | 0 | 0 | 0 | 0 | 0 | 0 | 0 | 0 | 0 | 0 | 0 | 0 | 0 | 0 | 0 | 0 | 0 | 0 | 0
PSE | 20 | Winter | Peak | 4 | C&I CPP-With Enablement | Industrial | Wood - Lumber | 0 | 0 | 0 | 0 | 0 | 0 | 0 | 0 | 0 | 0 | 0 | 0 | 0 | 0 | 0 | 0 | 0 | 0 | 0 | 0 | 0 | 0 | 0 | 0 | 0 | 0 | 0 | [6 empty] | 0 | 0 | 0 | 0 | 0 | 0 | 0 | 0 | 0 | 0 | 0 | 0 | 0 | 0 | 0 | 0 | 0 | 0 | 0 | 0 | 0 | 0 | 0 | 0 | 0 | 0 | 0 | 0 | 0 | 0
PSE | 20 | Winter | Peak | 4 | C&I CPP-With Enablement | Industrial | Wood - Panel | 0 | 0 | 0 | 0 | 0 | 0 | 0 | 0 | 0 | 0 | 0 | 0 | 0 | 0 | 0 | 0 | 0 | 0 | 0 | 0 | 0 | 0 | 0 | 0 | 0 | 0 | 0 | [6 empty] | 0 | 0 | 0 | 0 | 0 | 0 | 0 | 0 | 0 | 0 | 0 | 0 | 0 | 0 | 0 | 0 | 0 | 0 | 0 | 0 | 0 | 0 | 0 | 0 | 0 | 0 | 0 | 0 | 0 | 0
PSE | 20 | Winter | Peak | 4 | C&I CPP-With Enablement | Industrial | Wood - Other | 0 | 0 | 0 | 0 | 0 | 0 | 0 | 0 | 0 | 0 | 0 | 0 | 0 | 0 | 0 | 0 | 0 | 0 | 0 | 0 | 0 | 0 | 0 | 0 | 0 | 0 | 0 | [6 empty] | 0 | 0 | 0 | 0 | 0 | 0 | 0 | 0 | 0 | 0 | 0 | 0 | 0 | 0 | 0 | 0 | 0 | 0 | 0 | 0 | 0 | 0 | 0 | 0 | 0 | 0 | 0 | 0 | 0 | 0
PSE | 20 | Winter | Peak | 4 | C&I CPP-With Enablement | Industrial | Sugar | 0 | 0 | 0 | 0 | 0 | 0 | 0 | 0 | 0 | 0 | 0 | 0 | 0 | 0 | 0 | 0 | 0 | 0 | 0 | 0 | 0 | 0 | 0 | 0 | 0 | 0 | 0 | [6 empty] | 0 | 0 | 0 | 0 | 0 | 0 | 0 | 0 | 0 | 0 | 0 | 0 | 0 | 0 | 0 | 0 | 0 | 0 | 0 | 0 | 0 | 0 | 0 | 0 | 0 | 0 | 0 | 0 | 0 | 0
PSE | 20 | Winter | Peak | 4 | C&I CPP-With Enablement | Industrial | Hi Tech - Chip Fab | 0 | 0 | 0 | 0 | 0 | 0 | 0 | 0 | 0 | 0 | 0 | 0 | 0 | 0 | 0 | 0 | 0 | 0 | 0 | 0 | 0 | 0 | 0 | 0 | 0 | 0 | 0 | [6 empty] | 0 | 0 | 0 | 0 | 0 | 0 | 0 | 0 | 0 | 0 | 0 | 0 | 0 | 0 | 0 | 0 | 0 | 0 | 0 | 0 | 0 | 0 | 0 | 0 | 0 | 0 | 0 | 0 | 0 | 0
PSE | 20 | Winter | Peak | 4 | C&I CPP-With Enablement | Industrial | Hi Tech - Silicon | 0 | 0 | 0 | 0 | 0 | 0 | 0 | 0 | 0 | 0 | 0 | 0 | 0 | 0 | 0 | 0 | 0 | 0 | 0 | 0 | 0 | 0 | 0 | 0 | 0 | 0 | 0 | [6 empty] | 0 | 0 | 0 | 0 | 0 | 0 | 0 | 0 | 0 | 0 | 0 | 0 | 0 | 0 | 0 | 0 | 0 | 0 | 0 | 0 | 0 | 0 | 0 | 0 | 0 | 0 | 0 | 0 | 0 | 0
PSE | 20 | Winter | Peak | 4 | C&I CPP-With Enablement | Industrial | Metal Fab | 0 | 0 | 0 | 0 | 0 | 0 | 0 | 0 | 0 | 0 | 0 | 0 | 0 | 0 | 0 | 0 | 0 | 0 | 0 | 0 | 0 | 0 | 0 | 0 | 0 | 0 | 0 | [6 empty] | 0 | 0 | 0 | 0 | 0 | 0 | 0 | 0 | 0 | 0 | 0 | 0 | 0 | 0 | 0 | 0 | 0 | 0 | 0 | 0 | 0 | 0 | 0 | 0 | 0 | 0 | 0 | 0 | 0 | 0
PSE | 20 | Winter | Peak | 4 | C&I CPP-With Enablement | Industrial | Transportation, Equip | 0 | 0 | 0 | 0 | 0 | 0 | 0 | 0 | 0 | 0 | 0 | 0 | 0 | 0 | 0 | 0 | 0 | 0 | 0 | 0 | 0 | 0 | 0 | 0 | 0 | 0 | 0 | [6 empty] | 0 | 0 | 0 | 0 | 0 | 0 | 0 | 0 | 0 | 0 | 0 | 0 | 0 | 0 | 0 | 0 | 0 | 0 | 0 | 0 | 0 | 0 | 0 | 0 | 0 | 0 | 0 | 0 | 0 | 0
PSE | 20 | Winter | Peak | 4 | C&I CPP-With Enablement | Industrial | Refinery | 0.81812 | 0 | 0 | 0 | 0 | 0 | 0 | 0 | 0 | 0 | 0 | 0 | 0 | 0 | 0 | 0 | 0 | 0 | 0 | 0 | 0 | 0 | 0 | 0 | 0 | 0 | 0 | [6 empty] | 0 | 0 | 0 | 0 | 0 | 0 | 0 | 0 | 0 | 0 | 0 | 0 | 0 | 0 | 0 | 0 | 0 | 0 | 0 | 0 | 0 | 0 | 0 | 0 | 0 | 0 | 0 | 0 | 0 | 0
PSE | 20 | Winter | Peak | 4 | C&I CPP-With Enablement | Industrial | Cold Storage | 2.4825 | 0 | 0 | 0 | 0 | 0 | 0 | 0 | 0 | 0 | 0 | 0 | 0 | 0 | 0 | 0 | 0 | 0 | 0 | 0 | 0 | 0 | 0 | 0 | 0 | 0 | 0 | [6 empty] | 0 | 0 | 0 | 0 | 0 | 0 | 0 | 0 | 0 | 0 | 0 | 0 | 0 | 0 | 0 | 0 | 0 | 0 | 0 | 0 | 0 | 0 | 0 | 0 | 0 | 0 | 0 | 0 | 0 | 0
PSE | 20 | Winter | Peak | 4 | C&I CPP-With Enablement | Industrial | Fruit Storage | 8.9416e-05 | 0 | 0 | 0 | 0 | 0 | 0 | 0 | 0 | 0 | 0 | 0 | 0 | 0 | 0 | 0 | 0 | 0 | 0 | 0 | 0 | 0 | 0 | 0 | 0 | 0 | 0 | [6 empty] | 0 | 0 | 0 | 0 | 0 | 0 | 0 | 0 | 0 | 0 | 0 | 0 | 0 | 0 | 0 | 0 | 0 | 0 | 0 | 0 | 0 | 0 | 0 | 0 | 0 | 0 | 0 | 0 | 0 | 0
PSE | 20 | Winter | Peak | 4 | C&I CPP-With Enablement | Industrial | Chemical | 6.0867 | 0 | 0 | 0 | 0 | 0 | 0 | 0 | 0 | 0 | 0 | 0 | 0 | 0 | 0 | 0 | 0 | 0 | 0 | 0 | 0 | 0 | 0 | 0 | 0 | 0 | 0 | [6 empty] | 0 | 0 | 0 | 0 | 0 | 0 | 0 | 0 | 0 | 0 | 0 | 0 | 0 | 0 | 0 | 0 | 0 | 0 | 0 | 0 | 0 | 0 | 0 | 0 | 0 | 0 | 0 | 0 | 0 | 0
PSE | 20 | Winter | Peak | 4 | C&I CPP-With Enablement | Industrial | Misc Manf | 0 | 0 | 0 | 0 | 0 | 0 | 0 | 0 | 0 | 0 | 0 | 0 | 0 | 0 | 0 | 0 | 0 | 0 | 0 | 0 | 0 | 0 | 0 | 0 | 0 | 0 | 0 | [6 empty] | 0 | 0 | 0 | 0 | 0 | 0 | 0 | 0 | 0 | 0 | 0 | 0 | 0 | 0 | 0 | 0 | 0 | 0 | 0 | 0 | 0 | 0 | 0 | 0 | 0 | 0 | 0 | 0 | 0 | 0
PSE | 20 | Winter | Peak | 4 | C&I CPP-With Enablement | Residential | Single Family | 2453.305 | 0 | 0 | 0 | 0 | 0 | 0 | 0 | 0 | 0 | 0 | 0 | 0 | 0 | 0 | 0 | 0 | 0 | 0 | 0 | 0 | 0 | 0 | 0 | 0 | 0 | 0 | [6 empty] | 0 | 0 | 0 | 0 | 0 | 0 | 0 | 0 | 0 | 0 | 0 | 0 | 0 | 0 | 0 | 0 | 0 | 0 | 0 | 0 | 0 | 0 | 0 | 0 | 0 | 0 | 0 | 0 | 0 | 0
PSE | 20 | Winter | Peak | 4 | C&I CPP-With Enablement | Residential | Multifamily Low-Rise | 573.5496 | 0 | 0 | 0 | 0 | 0 | 0 | 0 | 0 | 0 | 0 | 0 | 0 | 0 | 0 | 0 | 0 | 0 | 0 | 0 | 0 | 0 | 0 | 0 | 0 | 0 | 0 | [6 empty] | 0 | 0 | 0 | 0 | 0 | 0 | 0 | 0 | 0 | 0 | 0 | 0 | 0 | 0 | 0 | 0 | 0 | 0 | 0 | 0 | 0 | 0 | 0 | 0 | 0 | 0 | 0 | 0 | 0 | 0
PSE | 20 | Winter | Peak | 4 | C&I CPP-With Enablement | Residential | Multifamily High-Rise | 104.5135 | 0 | 0 | 0 | 0 | 0 | 0 | 0 | 0 | 0 | 0 | 0 | 0 | 0 | 0 | 0 | 0 | 0 | 0 | 0 | 0 | 0 | 0 | 0 | 0 | 0 | 0 | [6 empty] | 0 | 0 | 0 | 0 | 0 | 0 | 0 | 0 | 0 | 0 | 0 | 0 | 0 | 0 | 0 | 0 | 0 | 0 | 0 | 0 | 0 | 0 | 0 | 0 | 0 | 0 | 0 | 0 | 0 | 0
PSE | 20 | Winter | Peak | 4 | C&I CPP-With Enablement | Residential | Manufactured | 510.8596 | 0 | 0 | 0 | 0 | 0 | 0 | 0 | 0 | 0 | 0 | 0 | 0 | 0 | 0 | 0 | 0 | 0 | 0 | 0 | 0 | 0 | 0 | 0 | 0 | 0 | 0 | [6 empty] | 0 | 0 | 0 | 0 | 0 | 0 | 0 | 0 | 0 | 0 | 0 | 0 | 0 | 0 | 0 | 0 | 0 | 0 | 0 | 0 | 0 | 0 | 0 | 0 | 0 | 0 | 0 | 0 | 0 | 0
PSE | 20 | Winter | Peak | 4 | C&I CPP-With Enablement | 0 | 0 | 0 | 0 | 0 | 0 | 0 | 0 | 0 | 0 | 0 | 0 | 0 | 0 | 0 | 0 | 0 | 0 | 0 | 0 | 0 | 0 | 0 | 0 | 0 | 0 | 0 | 0 | 0 | [6 empty] | 0 | 0 | 0 | 0 | 0 | 0 | 0 | 0 | 0 | 0 | 0 | 0 | 0 | 0 | 0 | 0 | 0 | 0 | 0 | 0 | 0 | 0 | 0 | 0 | 0 | 0 | 0 | 0 | 0 | 0
PSE | 20 | Winter | Peak | 4 | C&I Curtailment-AutoDR | Commercial | Hospital | 41.5522 | 32.4107 | 8.1027 | 0.069321 | 0.070512 | 0.071261 | 0.071805 | 0.0723 | 0.072973 | 0.073715 | 0.074351 | 0.075279 | 0.076462 | 0.077086 | 0.07749 | 0.078588 | 0.079998 | 0.080926 | 0.081781 | 0.082757 | 0.083904 | 0.084918 | 0.086045 | 0.087163 | 0.088317 | 0.089478 | 0.090777 | [6 empty] | 5.7582 | 5.8303 | 5.8993 | 5.9601 | 6.0193 | 6.0779 | 6.1365 | 6.1957 | 6.2557 | 6.3161 | 6.3761 | 6.4359 | 6.4958 | 6.5554 | 6.6147 | 6.6736 | 6.7321 | 6.7905 | 6.849 | 6.9075 | 6.9653 | 7.0228 | 7.0801 | 7.137 | 0 | 0 | 0 | 0 | 0 | 0
PSE | 20 | Winter | Peak | 4 | C&I Curtailment-AutoDR | Commercial | Large Office | 192.7604 | 69.3938 | 17.3484 | 0.34775 | 0.35372 | 0.35748 | 0.36021 | 0.36269 | 0.36607 | 0.36979 | 0.37298 | 0.37764 | 0.38357 | 0.3867 | 0.38873 | 0.39424 | 0.40131 | 0.40596 | 0.41026 | 0.41515 | 0.42091 | 0.42599 | 0.43165 | 0.43726 | 0.44304 | 0.44887 | 0.45538 | [6 empty] | 19.6554 | 19.9015 | 20.1368 | 20.3444 | 20.5465 | 20.7467 | 20.9467 | 21.1486 | 21.3535 | 21.5597 | 21.7645 | 21.9688 | 22.173 | 22.3767 | 22.5789 | 22.7801 | 22.9799 | 23.1789 | 23.3786 | 23.5783 | 23.7758 | 23.9722 | 24.1675 | 24.362 | 0 | 0 | 0 | 0 | 0 | 0
PSE | 20 | Winter | Peak | 4 | C&I Curtailment-AutoDR | Commercial | Large Retail | 51.191 | 27.1312 | 6.7828 | 0.087009 | 0.088503 | 0.089444 | 0.090126 | 0.090747 | 0.091593 | 0.092523 | 0.093322 | 0.094487 | 0.095972 | 0.096755 | 0.097262 | 0.09864 | 0.10041 | 0.10157 | 0.10265 | 0.10387 | 0.10531 | 0.10658 | 0.108 | 0.1094 | 0.11085 | 0.11231 | 0.11394 | [6 empty] | 5.7408 | 5.8127 | 5.8814 | 5.942 | 6.001 | 6.0595 | 6.1179 | 6.1769 | 6.2368 | 6.297 | 6.3568 | 6.4165 | 6.4761 | 6.5356 | 6.5947 | 6.6534 | 6.7118 | 6.7699 | 6.8282 | 6.8866 | 6.9442 | 7.0016 | 7.0587 | 7.1154 | 0 | 0 | 0 | 0 | 0 | 0
PSE | 20 | Winter | Peak | 4 | C&I Curtailment-AutoDR | Commercial | Lodging | 49.099 | 25.0405 | 6.2601 | 0.075488 | 0.076784 | 0.0776 | 0.078192 | 0.078731 | 0.079465 | 0.080272 | 0.080965 | 0.081976 | 0.083264 | 0.083943 | 0.084384 | 0.085579 | 0.087114 | 0.088124 | 0.089056 | 0.090118 | 0.091368 | 0.092472 | 0.093699 | 0.094917 | 0.096173 | 0.097438 | 0.098852 | [6 empty] | 19.0395 | 19.2779 | 19.5058 | 19.7069 | 19.9026 | 20.0966 | 20.2903 | 20.4859 | 20.6844 | 20.8842 | 21.0825 | 21.2804 | 21.4782 | 21.6755 | 21.8714 | 22.0663 | 22.2598 | 22.4526 | 22.646 | 22.8395 | 23.0307 | 23.221 | 23.4102 | 23.5986 | 0 | 0 | 0 | 0 | 0 | 0
PSE | 20 | Winter | Peak | 4 | C&I Curtailment-AutoDR | Commercial | Medium Office | 168.005 | 0 | 0 | 0.2706 | 0.27525 | 0.27818 | 0.2803 | 0.28223 | 0.28486 | 0.28775 | 0.29024 | 0.29386 | 0.29848 | 0.30091 | 0.30249 | 0.30678 | 0.31228 | 0.3159 | 0.31924 | 0.32305 | 0.32753 | 0.33148 | 0.33588 | 0.34025 | 0.34475 | 0.34929 | 0.35436 | [6 empty] | 0 | 0 | 0 | 0 | 0 | 0 | 0 | 0 | 0 | 0 | 0 | 0 | 0 | 0 | 0 | 0 | 0 | 0 | 0 | 0 | 0 | 0 | 0 | 0 | 0 | 0 | 0 | 0 | 0 | 0
PSE | 20 | Winter | Peak | 4 | C&I Curtailment-AutoDR | Commercial | Medium Retail | 76.1838 | 0 | 0 | 0.12957 | 0.13179 | 0.1332 | 0.13421 | 0.13514 | 0.1364 | 0.13778 | 0.13897 | 0.14071 | 0.14292 | 0.14408 | 0.14484 | 0.14689 | 0.14953 | 0.15126 | 0.15286 | 0.15468 | 0.15683 | 0.15872 | 0.16083 | 0.16292 | 0.16507 | 0.16724 | 0.16967 | [6 empty] | 0 | 0 | 0 | 0 | 0 | 0 | 0 | 0 | 0 | 0 | 0 | 0 | 0 | 0 | 0 | 0 | 0 | 0 | 0 | 0 | 0 | 0 | 0 | 0 | 0 | 0 | 0 | 0 | 0 | 0
PSE | 20 | Winter | Peak | 4 | C&I Curtailment-AutoDR | Commercial | Other and Assembly | 237.4113 | 81.8419 | 20.4605 | 0.37401 | 0.38043 | 0.38448 | 0.38741 | 0.39008 | 0.39371 | 0.39771 | 0.40115 | 0.40616 | 0.41254 | 0.4159 | 0.41809 | 0.42401 | 0.43161 | 0.43662 | 0.44124 | 0.4465 | 0.45269 | 0.45816 | 0.46424 | 0.47027 | 0.4765 | 0.48276 | 0.48977 | [6 empty] | 161.3461 | 163.3666 | 165.2981 | 167.0022 | 168.6606 | 170.3045 | 171.9459 | 173.6033 | 175.2855 | 176.9784 | 178.6593 | 180.3362 | 182.0128 | 183.6842 | 185.3443 | 186.996 | 188.6359 | 190.2696 | 191.9091 | 193.5486 | 195.1691 | 196.7814 | 198.3851 | 199.9812 | 0 | 0 | 0 | 0 | 0 | 0
PSE | 20 | Winter | Peak | 4 | C&I Curtailment-AutoDR | Commercial | Residential Care | 16.0883 | 12.5489 | 3.1372 | 0.026788 | 0.027249 | 0.027538 | 0.027748 | 0.027939 | 0.0282 | 0.028486 | 0.028732 | 0.029091 | 0.029548 | 0.029789 | 0.029945 | 0.030369 | 0.030914 | 0.031273 | 0.031603 | 0.03198 | 0.032424 | 0.032815 | 0.033251 | 0.033683 | 0.034129 | 0.034578 | 0.03508 | [6 empty] | 5.6332 | 5.7037 | 5.7712 | 5.8307 | 5.8886 | 5.946 | 6.0033 | 6.0612 | 6.1199 | 6.179 | 6.2377 | 6.2962 | 6.3548 | 6.4131 | 6.4711 | 6.5287 | 6.586 | 6.643 | 6.7003 | 6.7575 | 6.8141 | 6.8704 | 6.9264 | 6.9821 | 0 | 0 | 0 | 0 | 0 | 0
PSE | 20 | Winter | Peak | 4 | C&I Curtailment-AutoDR | Commercial | Restaurant | 73.1844 | 10.9777 | 2.7444 | 0.12305 | 0.12516 | 0.12649 | 0.12746 | 0.12834 | 0.12953 | 0.13085 | 0.13198 | 0.13362 | 0.13572 | 0.13683 | 0.13755 | 0.1395 | 0.142 | 0.14365 | 0.14517 | 0.1469 | 0.14893 | 0.15073 | 0.15273 | 0.15472 | 0.15677 | 0.15883 | 0.16113 | [6 empty] | 26.5298 | 26.862 | 27.1796 | 27.4598 | 27.7325 | 28.0028 | 28.2727 | 28.5452 | 28.8218 | 29.1002 | 29.3766 | 29.6523 | 29.928 | 30.2028 | 30.4758 | 30.7474 | 31.017 | 31.2856 | 31.5552 | 31.8248 | 32.0912 | 32.3563 | 32.62 | 32.8825 | 0 | 0 | 0 | 0 | 0 | 0
PSE | 20 | Winter | Peak | 4 | C&I Curtailment-AutoDR | Commercial | School K-12 | 80.6987 | 62.9449 | 15.7362 | 0.12867 | 0.13088 | 0.13227 | 0.13328 | 0.1342 | 0.13545 | 0.13683 | 0.13801 | 0.13973 | 0.14193 | 0.14308 | 0.14383 | 0.14587 | 0.14849 | 0.15021 | 0.1518 | 0.15361 | 0.15574 | 0.15762 | 0.15971 | 0.16179 | 0.16393 | 0.16608 | 0.1685 | [6 empty] | 54.3788 | 55.0598 | 55.7107 | 56.2851 | 56.844 | 57.3981 | 57.9513 | 58.5099 | 59.0768 | 59.6474 | 60.2139 | 60.7791 | 61.3441 | 61.9075 | 62.4669 | 63.0236 | 63.5763 | 64.1269 | 64.6795 | 65.232 | 65.7782 | 66.3216 | 66.8621 | 67.4 | 0 | 0 | 0 | 0 | 0 | 0
PSE | 20 | Winter | Peak | 4 | C&I Curtailment-AutoDR | Commercial | Small Office | 143.0667 | 0 | 0 | 0.23043 | 0.23439 | 0.23688 | 0.23869 | 0.24034 | 0.24257 | 0.24504 | 0.24715 | 0.25024 | 0.25417 | 0.25625 | 0.25759 | 0.26124 | 0.26593 | 0.26901 | 0.27185 | 0.2751 | 0.27891 | 0.28228 | 0.28603 | 0.28974 | 0.29358 | 0.29744 | 0.30176 | [6 empty] | 0 | 0 | 0 | 0 | 0 | 0 | 0 | 0 | 0 | 0 | 0 | 0 | 0 | 0 | 0 | 0 | 0 | 0 | 0 | 0 | 0 | 0 | 0 | 0 | 0 | 0 | 0 | 0 | 0 | 0
PSE | 20 | Winter | Peak | 4 | C&I Curtailment-AutoDR | Commercial | Small Retail | 16.4733 | 0 | 0 | 0.028006 | 0.028487 | 0.028789 | 0.029009 | 0.029209 | 0.029481 | 0.02978 | 0.030038 | 0.030412 | 0.03089 | 0.031142 | 0.031306 | 0.031749 | 0.032319 | 0.032694 | 0.033039 | 0.033433 | 0.033897 | 0.034306 | 0.034762 | 0.035214 | 0.03568 | 0.036149 | 0.036673 | [6 empty] | 0 | 0 | 0 | 0 | 0 | 0 | 0 | 0 | 0 | 0 | 0 | 0 | 0 | 0 | 0 | 0 | 0 | 0 | 0 | 0 | 0 | 0 | 0 | 0 | 0 | 0 | 0 | 0 | 0 | 0
PSE | 20 | Winter | Peak | 4 | C&I Curtailment-AutoDR | Commercial | Supermarket and MiniMart | 79.7574 | 54.2351 | 13.5588 | 0.14566 | 0.14816 | 0.14974 | 0.15088 | 0.15192 | 0.15333 | 0.15489 | 0.15623 | 0.15818 | 0.16067 | 0.16198 | 0.16283 | 0.16513 | 0.16809 | 0.17004 | 0.17184 | 0.17389 | 0.1763 | 0.17843 | 0.1808 | 0.18315 | 0.18557 | 0.18801 | 0.19074 | [6 empty] | 40.4596 | 40.9662 | 41.4506 | 41.8779 | 42.2938 | 42.706 | 43.1176 | 43.5332 | 43.955 | 44.3795 | 44.801 | 45.2216 | 45.642 | 46.0611 | 46.4774 | 46.8916 | 47.3028 | 47.7125 | 48.1236 | 48.5347 | 48.9411 | 49.3454 | 49.7475 | 50.1478 | 0 | 0 | 0 | 0 | 0 | 0
PSE | 20 | Winter | Peak | 4 | C&I Curtailment-AutoDR | Commercial | University | 31.9207 | 24.8982 | 6.2245 | 0.049013 | 0.049855 | 0.050384 | 0.050769 | 0.051119 | 0.051595 | 0.052119 | 0.052569 | 0.053225 | 0.054062 | 0.054503 | 0.054789 | 0.055565 | 0.056561 | 0.057217 | 0.057822 | 0.058512 | 0.059323 | 0.06004 | 0.060837 | 0.061628 | 0.062443 | 0.063264 | 0.064183 | [6 empty] | 40.87 | 41.3818 | 41.8711 | 42.3028 | 42.7229 | 43.1393 | 43.555 | 43.9749 | 44.401 | 44.8298 | 45.2556 | 45.6803 | 46.105 | 46.5284 | 46.9489 | 47.3673 | 47.7827 | 48.1965 | 48.6119 | 49.0271 | 49.4376 | 49.846 | 50.2523 | 50.6566 | 0 | 0 | 0 | 0 | 0 | 0
PSE | 20 | Winter | Peak | 4 | C&I Curtailment-AutoDR | Commercial | Warehouse | 83.077 | 68.9539 | 17.2385 | 0.13407 | 0.13638 | 0.13783 | 0.13888 | 0.13983 | 0.14114 | 0.14257 | 0.1438 | 0.1456 | 0.14788 | 0.14909 | 0.14987 | 0.152 | 0.15472 | 0.15652 | 0.15817 | 0.16006 | 0.16228 | 0.16424 | 0.16642 | 0.16858 | 0.17081 | 0.17306 | 0.17557 | [6 empty] | 116.4359 | 117.894 | 119.2878 | 120.5176 | 121.7145 | 122.9008 | 124.0853 | 125.2814 | 126.4953 | 127.717 | 128.93 | 130.1401 | 131.3501 | 132.5563 | 133.7543 | 134.9462 | 136.1297 | 137.3086 | 138.4918 | 139.6749 | 140.8444 | 142.0079 | 143.1652 | 144.317 | 0 | 0 | 0 | 0 | 0 | 0
PSE | 20 | Winter | Peak | 4 | C&I Curtailment-AutoDR | Commercial | Xlarge Retail | 37.2128 | 19.7228 | 4.9307 | 0.061211 | 0.062262 | 0.062924 | 0.063404 | 0.063841 | 0.064436 | 0.06509 | 0.065652 | 0.066472 | 0.067516 | 0.068067 | 0.068424 | 0.069394 | 0.070638 | 0.071458 | 0.072213 | 0.073074 | 0.074088 | 0.074983 | 0.075978 | 0.076965 | 0.077984 | 0.07901 | 0.080156 | [6 empty] | 1.4892 | 1.5078 | 1.5256 | 1.5414 | 1.5567 | 1.5718 | 1.587 | 1.6023 | 1.6178 | 1.6334 | 1.6489 | 1.6644 | 1.6799 | 1.6953 | 1.7106 | 1.7259 | 1.741 | 1.7561 | 1.7712 | 1.7864 | 1.8013 | 1.8162 | 1.831 | 1.8457 | 0 | 0 | 0 | 0 | 0 | 0
PSE | 20 | Winter | Peak | 4 | C&I Curtailment-AutoDR | Industrial | Mechanical Pulp | 0 | 0 | 0 | 0.0011969 | 0.0012185 | 0.0012169 | 0.0012084 | 0.001201 | 0.0011956 | 0.0011913 | 0.0011877 | 0.0011862 | 0.0011832 | 0.001177 | 0.0011715 | 0.0011708 | 0.001167 | 0.0011614 | 0.0011573 | 0.001154 | 0.0011514 | 0.0011474 | 0.0011456 | 0.0011428 | 0.0011401 | 0.0011375 | 0.0011366 | [6 empty] | 50.55 | 50.575 | 50.6 | 50.625 | 50.65 | 50.675 | 50.7 | 50.725 | 50.75 | 50.775 | 50.8 | 50.825 | 50.85 | 50.875 | 50.9 | 50.925 | 50.95 | 50.975 | 51 | 51.025 | 51.05 | 51.075 | 51.1 | 51.125 | 0 | 0 | 0 | 0 | 0 | 0
PSE | 20 | Winter | Peak | 4 | C&I Curtailment-AutoDR | Industrial | Kraft Pulp | 0 | 0 | 0 | 1.914e-06 | 1.9485e-06 | 1.946e-06 | 1.9324e-06 | 1.9204e-06 | 1.9118e-06 | 1.9049e-06 | 1.8993e-06 | 1.8968e-06 | 1.892e-06 | 1.882e-06 | 1.8733e-06 | 1.8722e-06 | 1.8661e-06 | 1.8571e-06 | 1.8506e-06 | 1.8454e-06 | 1.8412e-06 | 1.8348e-06 | 1.832e-06 | 1.8275e-06 | 1.8231e-06 | 1.819e-06 | 1.8175e-06 | [6 empty] | 0.064424 | 0.064117 | 0.063741 | 0.063359 | 0.062992 | 0.06264 | 0.062293 | 0.061954 | 0.061614 | 0.061276 | 0.060938 | 0.06061 | 0.060282 | 0.059955 | 0.059639 | 0.059329 | 0.05903 | 0.05874 | 0.058456 | 0.058179 | 0.057897 | 0.05762 | 0.057363 | 0.057106 | 0 | 0 | 0 | 0 | 0 | 0
PSE | 20 | Winter | Peak | 4 | C&I Curtailment-AutoDR | Industrial | Paper | 0 | 0 | 0 | 0.00025279 | 0.00025735 | 0.00025701 | 0.00025522 | 0.00025365 | 0.0002525 | 0.0002516 | 0.00025085 | 0.00025052 | 0.00024988 | 0.00024857 | 0.00024741 | 0.00024727 | 0.00024647 | 0.00024529 | 0.00024442 | 0.00024373 | 0.00024318 | 0.00024234 | 0.00024196 | 0.00024137 | 0.00024079 | 0.00024024 | 0.00024005 | [6 empty] | 0.0028633 | 0.0028496 | 0.0028329 | 0.0028159 | 0.0027997 | 0.002784 | 0.0027686 | 0.0027535 | 0.0027384 | 0.0027234 | 0.0027084 | 0.0026938 | 0.0026792 | 0.0026647 | 0.0026506 | 0.0026368 | 0.0026236 | 0.0026107 | 0.0025981 | 0.0025857 | 0.0025732 | 0.0025609 | 0.0025495 | 0.002538 | 0 | 0 | 0 | 0 | 0 | 0
PSE | 20 | Winter | Peak | 4 | C&I Curtailment-AutoDR | Industrial | Foundries | 0 | 0 | 0 | 0.00065366 | 0.00066544 | 0.00066457 | 0.00065994 | 0.00065586 | 0.0006529 | 0.00065056 | 0.00064863 | 0.00064778 | 0.00064613 | 0.00064274 | 0.00063974 | 0.00063937 | 0.00063732 | 0.00063424 | 0.00063201 | 0.00063022 | 0.00062879 | 0.00062661 | 0.00062564 | 0.00062411 | 0.00062261 | 0.0006212 | 0.0006207 | [6 empty] | 0.064424 | 0.064117 | 0.063741 | 0.063359 | 0.062992 | 0.06264 | 0.062293 | 0.061954 | 0.061614 | 0.061276 | 0.060938 | 0.06061 | 0.060282 | 0.059955 | 0.059639 | 0.059329 | 0.05903 | 0.05874 | 0.058456 | 0.058179 | 0.057897 | 0.05762 | 0.057363 | 0.057106 | 0 | 0 | 0 | 0 | 0 | 0
PSE | 20 | Winter | Peak | 4 | C&I Curtailment-AutoDR | Industrial | Frozen Food | 0 | 0 | 0 | 0.00035875 | 0.00036521 | 0.00036474 | 0.00036219 | 0.00035996 | 0.00035833 | 0.00035705 | 0.00035599 | 0.00035552 | 0.00035462 | 0.00035276 | 0.00035111 | 0.00035091 | 0.00034978 | 0.00034809 | 0.00034687 | 0.00034589 | 0.0003451 | 0.00034391 | 0.00034337 | 0.00034253 | 0.00034171 | 0.00034094 | 0.00034066 | [6 empty] | 0.10405 | 0.10356 | 0.10295 | 0.10233 | 0.10174 | 0.10117 | 0.10061 | 0.10006 | 0.099513 | 0.098967 | 0.098421 | 0.097892 | 0.097362 | 0.096834 | 0.096323 | 0.095822 | 0.09534 | 0.094871 | 0.094413 | 0.093966 | 0.093511 | 0.093063 | 0.092648 | 0.092232 | 0 | 0 | 0 | 0 | 0 | 0
PSE | 20 | Winter | Peak | 4 | C&I Curtailment-AutoDR | Industrial | Other Food | 0 | 0 | 0 | 0.0040387 | 0.0041115 | 0.0041061 | 0.0040775 | 0.0040523 | 0.004034 | 0.0040195 | 0.0040076 | 0.0040024 | 0.0039922 | 0.0039713 | 0.0039527 | 0.0039504 | 0.0039377 | 0.0039187 | 0.003905 | 0.0038939 | 0.003885 | 0.0038716 | 0.0038656 | 0.0038561 | 0.0038468 | 0.0038382 | 0.0038351 | [6 empty] | 0.093515 | 0.093069 | 0.092524 | 0.091968 | 0.091437 | 0.090925 | 0.090422 | 0.089929 | 0.089436 | 0.088945 | 0.088455 | 0.087978 | 0.087502 | 0.087028 | 0.086569 | 0.086119 | 0.085685 | 0.085264 | 0.084853 | 0.08445 | 0.084041 | 0.083639 | 0.083266 | 0.082892 | 0 | 0 | 0 | 0 | 0 | 0
PSE | 20 | Winter | Peak | 4 | C&I Curtailment-AutoDR | Industrial | Wood - Lumber | 0 | 0 | 0 | 0.00079514 | 0.00080947 | 0.00080842 | 0.00080278 | 0.00079782 | 0.00079422 | 0.00079137 | 0.00078903 | 0.00078799 | 0.00078599 | 0.00078187 | 0.00077822 | 0.00077776 | 0.00077526 | 0.00077153 | 0.00076882 | 0.00076664 | 0.00076489 | 0.00076225 | 0.00076106 | 0.0007592 | 0.00075737 | 0.00075567 | 0.00075505 | [6 empty] | 2.9547 | 2.9407 | 2.9234 | 2.9059 | 2.8891 | 2.8729 | 2.857 | 2.8414 | 2.8259 | 2.8104 | 2.7949 | 2.7798 | 2.7648 | 2.7498 | 2.7353 | 2.721 | 2.7074 | 2.694 | 2.681 | 2.6683 | 2.6554 | 2.6427 | 2.6309 | 2.6191 | 0 | 0 | 0 | 0 | 0 | 0
PSE | 20 | Winter | Peak | 4 | C&I Curtailment-AutoDR | Industrial | Wood - Panel | 0 | 0 | 0 | 0.00023511 | 0.00023935 | 0.00023904 | 0.00023737 | 0.0002359 | 0.00023484 | 0.000234 | 0.00023331 | 0.000233 | 0.00023241 | 0.00023119 | 0.00023011 | 0.00022997 | 0.00022923 | 0.00022813 | 0.00022733 | 0.00022668 | 0.00022617 | 0.00022539 | 0.00022503 | 0.00022449 | 0.00022394 | 0.00022344 | 0.00022326 | [6 empty] | 0.099384 | 0.098911 | 0.098331 | 0.097741 | 0.097176 | 0.096632 | 0.096098 | 0.095574 | 0.09505 | 0.094528 | 0.094007 | 0.093501 | 0.092994 | 0.092491 | 0.092002 | 0.091524 | 0.091064 | 0.090616 | 0.090179 | 0.089751 | 0.089316 | 0.088889 | 0.088492 | 0.088095 | 0 | 0 | 0 | 0 | 0 | 0
PSE | 20 | Winter | Peak | 4 | C&I Curtailment-AutoDR | Industrial | Wood - Other | 0 | 0 | 0 | 0.0013636 | 0.0013881 | 0.0013863 | 0.0013767 | 0.0013682 | 0.001362 | 0.0013571 | 0.0013531 | 0.0013513 | 0.0013479 | 0.0013408 | 0.0013346 | 0.0013338 | 0.0013295 | 0.0013231 | 0.0013184 | 0.0013147 | 0.0013117 | 0.0013072 | 0.0013051 | 0.0013019 | 0.0012988 | 0.0012959 | 0.0012948 | [6 empty] | 0.054717 | 0.054457 | 0.054137 | 0.053813 | 0.053502 | 0.053202 | 0.052908 | 0.052619 | 0.052331 | 0.052044 | 0.051757 | 0.051478 | 0.051199 | 0.050922 | 0.050653 | 0.05039 | 0.050136 | 0.04989 | 0.049649 | 0.049414 | 0.049174 | 0.048939 | 0.04872 | 0.048502 | 0 | 0 | 0 | 0 | 0 | 0
PSE | 20 | Winter | Peak | 4 | C&I Curtailment-AutoDR | Industrial | Sugar | 0 | 0 | 0 | 8.029e-05 | 8.1737e-05 | 8.163e-05 | 8.1061e-05 | 8.056e-05 | 8.0197e-05 | 7.9909e-05 | 7.9673e-05 | 7.9568e-05 | 7.9365e-05 | 7.8949e-05 | 7.8581e-05 | 7.8535e-05 | 7.8283e-05 | 7.7905e-05 | 7.7631e-05 | 7.7411e-05 | 7.7235e-05 | 7.6968e-05 | 7.6848e-05 | 7.6661e-05 | 7.6476e-05 | 7.6304e-05 | 7.6242e-05 | [6 empty] | 3.0531 | 3.0385 | 3.0207 | 3.0026 | 2.9852 | 2.9685 | 2.9521 | 2.936 | 2.9199 | 2.9039 | 2.8879 | 2.8723 | 2.8568 | 2.8413 | 2.8263 | 2.8116 | 2.7974 | 2.7837 | 2.7703 | 2.7571 | 2.7438 | 2.7306 | 2.7184 | 2.7063 | 0 | 0 | 0 | 0 | 0 | 0
PSE | 20 | Winter | Peak | 4 | C&I Curtailment-AutoDR | Industrial | Hi Tech - Chip Fab | 0 | 0 | 0 | 0.0010021 | 0.0010202 | 0.0010189 | 0.0010118 | 0.0010055 | 0.001001 | 0.00099738 | 0.00099443 | 0.00099312 | 0.0009906 | 0.0009854 | 0.00098081 | 0.00098023 | 0.00097708 | 0.00097237 | 0.00096895 | 0.00096621 | 0.00096401 | 0.00096067 | 0.00095918 | 0.00095684 | 0.00095453 | 0.00095238 | 0.00095161 | [6 empty] | 0.015233 | 0.01516 | 0.015071 | 0.014981 | 0.014894 | 0.014811 | 0.014729 | 0.014649 | 0.014568 | 0.014488 | 0.014408 | 0.014331 | 0.014253 | 0.014176 | 0.014101 | 0.014028 | 0.013957 | 0.013889 | 0.013822 | 0.013756 | 0.013689 | 0.013624 | 0.013563 | 0.013502 | 0 | 0 | 0 | 0 | 0 | 0
PSE | 20 | Winter | Peak | 4 | C&I Curtailment-AutoDR | Industrial | Hi Tech - Silicon | 0 | 0 | 0 | 0.00018068 | 0.00018394 | 0.0001837 | 0.00018242 | 0.00018129 | 0.00018047 | 0.00017983 | 0.00017929 | 0.00017906 | 0.0001786 | 0.00017767 | 0.00017684 | 0.00017673 | 0.00017617 | 0.00017532 | 0.0001747 | 0.00017421 | 0.00017381 | 0.00017321 | 0.00017294 | 0.00017252 | 0.0001721 | 0.00017171 | 0.00017157 | [6 empty] | 0.33131 | 0.32973 | 0.3278 | 0.32583 | 0.32395 | 0.32213 | 0.32035 | 0.31861 | 0.31686 | 0.31512 | 0.31338 | 0.3117 | 0.31001 | 0.30833 | 0.3067 | 0.30511 | 0.30357 | 0.30208 | 0.30062 | 0.2992 | 0.29775 | 0.29632 | 0.295 | 0.29368 | 0 | 0 | 0 | 0 | 0 | 0
PSE | 20 | Winter | Peak | 4 | C&I Curtailment-AutoDR | Industrial | Metal Fab | 0 | 0 | 0 | 0.0030865 | 0.0031421 | 0.0031381 | 0.0031162 | 0.0030969 | 0.0030829 | 0.0030719 | 0.0030628 | 0.0030588 | 0.003051 | 0.003035 | 0.0030208 | 0.003019 | 0.0030094 | 0.0029948 | 0.0029843 | 0.0029759 | 0.0029691 | 0.0029588 | 0.0029542 | 0.002947 | 0.0029399 | 0.0029333 | 0.0029309 | [6 empty] | 0.10952 | 0.109 | 0.10836 | 0.10771 | 0.10709 | 0.10649 | 0.1059 | 0.10532 | 0.10474 | 0.10417 | 0.10359 | 0.10304 | 0.10248 | 0.10192 | 0.10139 | 0.10086 | 0.10035 | 0.099858 | 0.099376 | 0.098905 | 0.098425 | 0.097954 | 0.097517 | 0.09708 | 0 | 0 | 0 | 0 | 0 | 0
PSE | 20 | Winter | Peak | 4 | C&I Curtailment-AutoDR | Industrial | Transportation, Equip | 0 | 0 | 0 | 0.00598 | 0.0060878 | 0.0060798 | 0.0060374 | 0.0060001 | 0.0059731 | 0.0059516 | 0.005934 | 0.0059262 | 0.0059111 | 0.0058802 | 0.0058527 | 0.0058493 | 0.0058305 | 0.0058024 | 0.005782 | 0.0057656 | 0.0057525 | 0.0057326 | 0.0057237 | 0.0057097 | 0.0056959 | 0.0056831 | 0.0056785 | [6 empty] | 3.0195 | 3.0052 | 2.9876 | 2.9696 | 2.9525 | 2.9359 | 2.9197 | 2.9038 | 2.8879 | 2.872 | 2.8562 | 2.8408 | 2.8254 | 2.8101 | 2.7953 | 2.7807 | 2.7667 | 2.7531 | 2.7399 | 2.7269 | 2.7137 | 2.7007 | 2.6886 | 2.6766 | 0 | 0 | 0 | 0 | 0 | 0
PSE | 20 | Winter | Peak | 4 | C&I Curtailment-AutoDR | Industrial | Refinery | 0.81812 | 0.66268 | 0.16567 | 0.00026379 | 0.00026854 | 0.00026819 | 0.00026632 | 0.00026468 | 0.00026348 | 0.00026254 | 0.00026176 | 0.00026142 | 0.00026075 | 0.00025938 | 0.00025817 | 0.00025802 | 0.00025719 | 0.00025595 | 0.00025505 | 0.00025433 | 0.00025375 | 0.00025287 | 0.00025248 | 0.00025186 | 0.00025126 | 0.00025069 | 0.00025049 | [6 empty] | 4.0494 | 4.0301 | 4.0065 | 3.9825 | 3.9595 | 3.9373 | 3.9155 | 3.8942 | 3.8728 | 3.8516 | 3.8303 | 3.8097 | 3.7891 | 3.7685 | 3.7486 | 3.7292 | 3.7104 | 3.6922 | 3.6743 | 3.6569 | 3.6392 | 3.6218 | 3.6056 | 3.5894 | 0 | 0 | 0 | 0 | 0 | 0
PSE | 20 | Winter | Peak | 4 | C&I Curtailment-AutoDR | Industrial | Cold Storage | 2.4825 | 2.2839 | 0.57098 | 0.00080044 | 0.00081487 | 0.0008138 | 0.00080813 | 0.00080313 | 0.00079951 | 0.00079664 | 0.00079429 | 0.00079324 | 0.00079122 | 0.00078708 | 0.0007834 | 0.00078294 | 0.00078043 | 0.00077667 | 0.00077394 | 0.00077174 | 0.00076999 | 0.00076732 | 0.00076613 | 0.00076426 | 0.00076242 | 0.0007607 | 0.00076008 | [6 empty] | 0.097466 | 0.097002 | 0.096433 | 0.095854 | 0.095301 | 0.094767 | 0.094243 | 0.093729 | 0.093215 | 0.092704 | 0.092192 | 0.091696 | 0.091199 | 0.090705 | 0.090227 | 0.089758 | 0.089306 | 0.088867 | 0.088438 | 0.088019 | 0.087592 | 0.087173 | 0.086784 | 0.086395 | 0 | 0 | 0 | 0 | 0 | 0
PSE | 20 | Winter | Peak | 4 | C&I Curtailment-AutoDR | Industrial | Fruit Storage | 8.9416e-05 | 8.2263e-05 | 2.0566e-05 | 2.8831e-08 | 2.935e-08 | 2.9312e-08 | 2.9108e-08 | 2.8928e-08 | 2.8797e-08 | 2.8694e-08 | 2.8609e-08 | 2.8571e-08 | 2.8499e-08 | 2.8349e-08 | 2.8217e-08 | 2.82e-08 | 2.811e-08 | 2.7974e-08 | 2.7876e-08 | 2.7797e-08 | 2.7734e-08 | 2.7638e-08 | 2.7595e-08 | 2.7528e-08 | 2.7461e-08 | 2.7399e-08 | 2.7377e-08 | [6 empty] | 0.042147 | 0.041947 | 0.041701 | 0.041451 | 0.041211 | 0.04098 | 0.040754 | 0.040531 | 0.040309 | 0.040088 | 0.039867 | 0.039652 | 0.039438 | 0.039224 | 0.039017 | 0.038814 | 0.038619 | 0.038429 | 0.038243 | 0.038062 | 0.037878 | 0.037696 | 0.037528 | 0.03736 | 0 | 0 | 0 | 0 | 0 | 0
PSE | 20 | Winter | Peak | 4 | C&I Curtailment-AutoDR | Industrial | Chemical | 6.0867 | 4.139 | 1.0347 | 0.0019625 | 0.0019979 | 0.0019953 | 0.0019814 | 0.0019691 | 0.0019603 | 0.0019532 | 0.0019475 | 0.0019449 | 0.0019399 | 0.0019298 | 0.0019208 | 0.0019196 | 0.0019135 | 0.0019042 | 0.0018976 | 0.0018922 | 0.0018879 | 0.0018813 | 0.0018784 | 0.0018738 | 0.0018693 | 0.0018651 | 0.0018636 | [6 empty] | 0 | 0 | 0 | 0 | 0 | 0 | 0 | 0 | 0 | 0 | 0 | 0 | 0 | 0 | 0 | 0 | 0 | 0 | 0 | 0 | 0 | 0 | 0 | 0 | 0 | 0 | 0 | 0 | 0 | 0
PSE | 20 | Winter | Peak | 4 | C&I Curtailment-AutoDR | Industrial | Misc Manf | 0 | 0 | 0 | 0.023218 | 0.023636 | 0.023605 | 0.023441 | 0.023296 | 0.023191 | 0.023108 | 0.023039 | 0.023009 | 0.02295 | 0.02283 | 0.022723 | 0.02271 | 0.022637 | 0.022528 | 0.022449 | 0.022385 | 0.022334 | 0.022257 | 0.022222 | 0.022168 | 0.022115 | 0.022065 | 0.022047 | [6 empty] | 1.8212 | 1.8125 | 1.8019 | 1.7911 | 1.7807 | 1.7707 | 1.7609 | 1.7513 | 1.7417 | 1.7322 | 1.7226 | 1.7134 | 1.7041 | 1.6948 | 1.6859 | 1.6771 | 1.6687 | 1.6605 | 1.6525 | 1.6446 | 1.6367 | 1.6288 | 1.6216 | 1.6143 | 0 | 0 | 0 | 0 | 0 | 0
PSE | 20 | Winter | Peak | 4 | C&I Curtailment-AutoDR | Residential | Single Family | 2453.305 | 0 | 0 | 0 | 0 | 0 | 0 | 0 | 0 | 0 | 0 | 0 | 0 | 0 | 0 | 0 | 0 | 0 | 0 | 0 | 0 | 0 | 0 | 0 | 0 | 0 | 0 | [6 empty] | 0 | 0 | 0 | 0 | 0 | 0 | 0 | 0 | 0 | 0 | 0 | 0 | 0 | 0 | 0 | 0 | 0 | 0 | 0 | 0 | 0 | 0 | 0 | 0 | 0 | 0 | 0 | 0 | 0 | 0
PSE | 20 | Winter | Peak | 4 | C&I Curtailment-AutoDR | Residential | Multifamily Low-Rise | 573.5496 | 0 | 0 | 0 | 0 | 0 | 0 | 0 | 0 | 0 | 0 | 0 | 0 | 0 | 0 | 0 | 0 | 0 | 0 | 0 | 0 | 0 | 0 | 0 | 0 | 0 | 0 | [6 empty] | 0 | 0 | 0 | 0 | 0 | 0 | 0 | 0 | 0 | 0 | 0 | 0 | 0 | 0 | 0 | 0 | 0 | 0 | 0 | 0 | 0 | 0 | 0 | 0 | 0 | 0 | 0 | 0 | 0 | 0
PSE | 20 | Winter | Peak | 4 | C&I Curtailment-AutoDR | Residential | Multifamily High-Rise | 104.5135 | 0 | 0 | 0 | 0 | 0 | 0 | 0 | 0 | 0 | 0 | 0 | 0 | 0 | 0 | 0 | 0 | 0 | 0 | 0 | 0 | 0 | 0 | 0 | 0 | 0 | 0 | [6 empty] | 0 | 0 | 0 | 0 | 0 | 0 | 0 | 0 | 0 | 0 | 0 | 0 | 0 | 0 | 0 | 0 | 0 | 0 | 0 | 0 | 0 | 0 | 0 | 0 | 0 | 0 | 0 | 0 | 0 | 0
PSE | 20 | Winter | Peak | 4 | C&I Curtailment-AutoDR | Residential | Manufactured | 510.8596 | 0 | 0 | 0 | 0 | 0 | 0 | 0 | 0 | 0 | 0 | 0 | 0 | 0 | 0 | 0 | 0 | 0 | 0 | 0 | 0 | 0 | 0 | 0 | 0 | 0 | 0 | [6 empty] | 0 | 0 | 0 | 0 | 0 | 0 | 0 | 0 | 0 | 0 | 0 | 0 | 0 | 0 | 0 | 0 | 0 | 0 | 0 | 0 | 0 | 0 | 0 | 0 | 0 | 0 | 0 | 0 | 0 | 0
PSE | 20 | Winter | Peak | 4 | C&I Curtailment-AutoDR | 0 | 0 | 0 | 0 | 0 | 0 | 0 | 0 | 0 | 0 | 0 | 0 | 0 | 0 | 0 | 0 | 0 | 0 | 0 | 0 | 0 | 0 | 0 | 0 | 0 | 0 | 0 | 0 | 0 | [6 empty] | 0 | 0 | 0 | 0 | 0 | 0 | 0 | 0 | 0 | 0 | 0 | 0 | 0 | 0 | 0 | 0 | 0 | 0 | 0 | 0 | 0 | 0 | 0 | 0 | 0 | 0 | 0 | 0 | 0 | 0
PSE | 20 | Winter | Peak | 4 | C&I Curtailment-Manual | Commercial | Hospital | 41.5522 | 32.4107 | 8.1027 | 0.067544 | 0.068704 | 0.069434 | 0.069964 | 0.070446 | 0.071102 | 0.071824 | 0.072445 | 0.073349 | 0.074501 | 0.075109 | 0.075503 | 0.076573 | 0.077946 | 0.078851 | 0.079684 | 0.080635 | 0.081753 | 0.08274 | 0.083838 | 0.084928 | 0.086052 | 0.087184 | 0.088449 | [6 empty] | 5.7582 | 5.8303 | 5.8993 | 5.9601 | 6.0193 | 6.0779 | 6.1365 | 6.1957 | 6.2557 | 6.3161 | 6.3761 | 6.4359 | 6.4958 | 6.5554 | 6.6147 | 6.6736 | 6.7321 | 6.7905 | 6.849 | 6.9075 | 6.9653 | 7.0228 | 7.0801 | 7.137 | 0 | 0 | 0 | 0 | 0 | 0
PSE | 20 | Winter | Peak | 4 | C&I Curtailment-Manual | Commercial | Large Office | 192.7604 | 69.3938 | 17.3484 | 0.33883 | 0.34465 | 0.34832 | 0.35097 | 0.35339 | 0.35669 | 0.36031 | 0.36342 | 0.36796 | 0.37374 | 0.37679 | 0.37876 | 0.38413 | 0.39102 | 0.39556 | 0.39974 | 0.4045 | 0.41011 | 0.41507 | 0.42058 | 0.42604 | 0.43168 | 0.43736 | 0.44371 | [6 empty] | 19.6554 | 19.9015 | 20.1368 | 20.3444 | 20.5465 | 20.7467 | 20.9467 | 21.1486 | 21.3535 | 21.5597 | 21.7645 | 21.9688 | 22.173 | 22.3767 | 22.5789 | 22.7801 | 22.9799 | 23.1789 | 23.3786 | 23.5783 | 23.7758 | 23.9722 | 24.1675 | 24.362 | 0 | 0 | 0 | 0 | 0 | 0
PSE | 20 | Winter | Peak | 4 | C&I Curtailment-Manual | Commercial | Large Retail | 51.191 | 27.1312 | 6.7828 | 0.084778 | 0.086234 | 0.087151 | 0.087815 | 0.08842 | 0.089244 | 0.090151 | 0.090929 | 0.092064 | 0.093511 | 0.094274 | 0.094769 | 0.096111 | 0.097835 | 0.09897 | 0.10002 | 0.10121 | 0.10261 | 0.10385 | 0.10523 | 0.1066 | 0.10801 | 0.10943 | 0.11102 | [6 empty] | 5.7408 | 5.8127 | 5.8814 | 5.942 | 6.001 | 6.0595 | 6.1179 | 6.1769 | 6.2368 | 6.297 | 6.3568 | 6.4165 | 6.4761 | 6.5356 | 6.5947 | 6.6534 | 6.7118 | 6.7699 | 6.8282 | 6.8866 | 6.9442 | 7.0016 | 7.0587 | 7.1154 | 0 | 0 | 0 | 0 | 0 | 0
PSE | 20 | Winter | Peak | 4 | C&I Curtailment-Manual | Commercial | Lodging | 49.099 | 25.0405 | 6.2601 | 0.073552 | 0.074815 | 0.075611 | 0.076188 | 0.076712 | 0.077427 | 0.078214 | 0.078889 | 0.079874 | 0.081129 | 0.081791 | 0.08222 | 0.083385 | 0.08488 | 0.085865 | 0.086773 | 0.087808 | 0.089025 | 0.090101 | 0.091296 | 0.092483 | 0.093707 | 0.094939 | 0.096317 | [6 empty] | 19.0395 | 19.2779 | 19.5058 | 19.7069 | 19.9026 | 20.0966 | 20.2903 | 20.4859 | 20.6844 | 20.8842 | 21.0825 | 21.2804 | 21.4782 | 21.6755 | 21.8714 | 22.0663 | 22.2598 | 22.4526 | 22.646 | 22.8395 | 23.0307 | 23.221 | 23.4102 | 23.5986 | 0 | 0 | 0 | 0 | 0 | 0
PSE | 20 | Winter | Peak | 4 | C&I Curtailment-Manual | Commercial | Medium Office | 168.005 | 0 | 0 | 0.26366 | 0.26819 | 0.27104 | 0.27311 | 0.27499 | 0.27755 | 0.28037 | 0.28279 | 0.28632 | 0.29082 | 0.2932 | 0.29473 | 0.29891 | 0.30427 | 0.3078 | 0.31106 | 0.31476 | 0.31913 | 0.32298 | 0.32727 | 0.33153 | 0.33591 | 0.34033 | 0.34527 | [6 empty] | 0 | 0 | 0 | 0 | 0 | 0 | 0 | 0 | 0 | 0 | 0 | 0 | 0 | 0 | 0 | 0 | 0 | 0 | 0 | 0 | 0 | 0 | 0 | 0 | 0 | 0 | 0 | 0 | 0 | 0
PSE | 20 | Winter | Peak | 4 | C&I Curtailment-Manual | Commercial | Medium Retail | 76.1838 | 0 | 0 | 0.12625 | 0.12842 | 0.12978 | 0.13077 | 0.13167 | 0.1329 | 0.13425 | 0.13541 | 0.1371 | 0.13925 | 0.14039 | 0.14112 | 0.14312 | 0.14569 | 0.14738 | 0.14894 | 0.15072 | 0.15281 | 0.15465 | 0.1567 | 0.15874 | 0.16084 | 0.16296 | 0.16532 | [6 empty] | 0 | 0 | 0 | 0 | 0 | 0 | 0 | 0 | 0 | 0 | 0 | 0 | 0 | 0 | 0 | 0 | 0 | 0 | 0 | 0 | 0 | 0 | 0 | 0 | 0 | 0 | 0 | 0 | 0 | 0
PSE | 20 | Winter | Peak | 4 | C&I Curtailment-Manual | Commercial | Other and Assembly | 237.4113 | 81.8419 | 20.4605 | 0.36442 | 0.37068 | 0.37462 | 0.37748 | 0.38008 | 0.38362 | 0.38752 | 0.39086 | 0.39574 | 0.40196 | 0.40524 | 0.40736 | 0.41314 | 0.42055 | 0.42542 | 0.42992 | 0.43505 | 0.44108 | 0.44641 | 0.45234 | 0.45821 | 0.46428 | 0.47038 | 0.47721 | [6 empty] | 161.3461 | 163.3666 | 165.2981 | 167.0022 | 168.6606 | 170.3045 | 171.9459 | 173.6033 | 175.2855 | 176.9784 | 178.6593 | 180.3362 | 182.0128 | 183.6842 | 185.3443 | 186.996 | 188.6359 | 190.2696 | 191.9091 | 193.5486 | 195.1691 | 196.7814 | 198.3851 | 199.9812 | 0 | 0 | 0 | 0 | 0 | 0
PSE | 20 | Winter | Peak | 4 | C&I Curtailment-Manual | Commercial | Residential Care | 16.0883 | 12.5489 | 3.1372 | 0.026102 | 0.02655 | 0.026832 | 0.027037 | 0.027223 | 0.027477 | 0.027756 | 0.027995 | 0.028345 | 0.02879 | 0.029025 | 0.029177 | 0.029591 | 0.030122 | 0.030471 | 0.030793 | 0.03116 | 0.031592 | 0.031974 | 0.032398 | 0.03282 | 0.033254 | 0.033691 | 0.03418 | [6 empty] | 5.6332 | 5.7037 | 5.7712 | 5.8307 | 5.8886 | 5.946 | 6.0033 | 6.0612 | 6.1199 | 6.179 | 6.2377 | 6.2962 | 6.3548 | 6.4131 | 6.4711 | 6.5287 | 6.586 | 6.643 | 6.7003 | 6.7575 | 6.8141 | 6.8704 | 6.9264 | 6.9821 | 0 | 0 | 0 | 0 | 0 | 0
PSE | 20 | Winter | Peak | 4 | C&I Curtailment-Manual | Commercial | Restaurant | 73.1844 | 10.9777 | 2.7444 | 0.11989 | 0.12195 | 0.12325 | 0.12419 | 0.12505 | 0.12621 | 0.12749 | 0.12859 | 0.1302 | 0.13224 | 0.13332 | 0.13402 | 0.13592 | 0.13836 | 0.13996 | 0.14144 | 0.14313 | 0.14512 | 0.14687 | 0.14882 | 0.15075 | 0.15275 | 0.15476 | 0.157 | [6 empty] | 26.5298 | 26.862 | 27.1796 | 27.4598 | 27.7325 | 28.0028 | 28.2727 | 28.5452 | 28.8218 | 29.1002 | 29.3766 | 29.6523 | 29.928 | 30.2028 | 30.4758 | 30.7474 | 31.017 | 31.2856 | 31.5552 | 31.8248 | 32.0912 | 32.3563 | 32.62 | 32.8825 | 0 | 0 | 0 | 0 | 0 | 0
PSE | 20 | Winter | Peak | 4 | C&I Curtailment-Manual | Commercial | School K-12 | 80.6987 | 62.9449 | 15.7362 | 0.12537 | 0.12752 | 0.12888 | 0.12986 | 0.13076 | 0.13198 | 0.13332 | 0.13447 | 0.13615 | 0.13829 | 0.13941 | 0.14015 | 0.14213 | 0.14468 | 0.14636 | 0.14791 | 0.14967 | 0.15175 | 0.15358 | 0.15562 | 0.15764 | 0.15973 | 0.16183 | 0.16418 | [6 empty] | 54.3788 | 55.0598 | 55.7107 | 56.2851 | 56.844 | 57.3981 | 57.9513 | 58.5099 | 59.0768 | 59.6474 | 60.2139 | 60.7791 | 61.3441 | 61.9075 | 62.4669 | 63.0236 | 63.5763 | 64.1269 | 64.6795 | 65.232 | 65.7782 | 66.3216 | 66.8621 | 67.4 | 0 | 0 | 0 | 0 | 0 | 0
PSE | 20 | Winter | Peak | 4 | C&I Curtailment-Manual | Commercial | Small Office | 143.0667 | 0 | 0 | 0.22453 | 0.22838 | 0.23081 | 0.23257 | 0.23417 | 0.23635 | 0.23876 | 0.24082 | 0.24382 | 0.24765 | 0.24968 | 0.25099 | 0.25454 | 0.25911 | 0.26211 | 0.26488 | 0.26804 | 0.27176 | 0.27504 | 0.27869 | 0.28231 | 0.28605 | 0.28981 | 0.29402 | [6 empty] | 0 | 0 | 0 | 0 | 0 | 0 | 0 | 0 | 0 | 0 | 0 | 0 | 0 | 0 | 0 | 0 | 0 | 0 | 0 | 0 | 0 | 0 | 0 | 0 | 0 | 0 | 0 | 0 | 0 | 0
PSE | 20 | Winter | Peak | 4 | C&I Curtailment-Manual | Commercial | Small Retail | 16.4733 | 0 | 0 | 0.027287 | 0.027756 | 0.028051 | 0.028265 | 0.02846 | 0.028725 | 0.029017 | 0.029267 | 0.029633 | 0.030098 | 0.030344 | 0.030503 | 0.030935 | 0.03149 | 0.031855 | 0.032192 | 0.032576 | 0.033028 | 0.033427 | 0.03387 | 0.034311 | 0.034765 | 0.035222 | 0.035733 | [6 empty] | 0 | 0 | 0 | 0 | 0 | 0 | 0 | 0 | 0 | 0 | 0 | 0 | 0 | 0 | 0 | 0 | 0 | 0 | 0 | 0 | 0 | 0 | 0 | 0 | 0 | 0 | 0 | 0 | 0 | 0
PSE | 20 | Winter | Peak | 4 | C&I Curtailment-Manual | Commercial | Supermarket and MiniMart | 79.7574 | 54.2351 | 13.5588 | 0.14193 | 0.14436 | 0.1459 | 0.14701 | 0.14802 | 0.1494 | 0.15092 | 0.15222 | 0.15412 | 0.15655 | 0.15782 | 0.15865 | 0.1609 | 0.16378 | 0.16568 | 0.16744 | 0.16943 | 0.17178 | 0.17386 | 0.17616 | 0.17845 | 0.18082 | 0.18319 | 0.18585 | [6 empty] | 40.4596 | 40.9662 | 41.4506 | 41.8779 | 42.2938 | 42.706 | 43.1176 | 43.5332 | 43.955 | 44.3795 | 44.801 | 45.2216 | 45.642 | 46.0611 | 46.4774 | 46.8916 | 47.3028 | 47.7125 | 48.1236 | 48.5347 | 48.9411 | 49.3454 | 49.7475 | 50.1478 | 0 | 0 | 0 | 0 | 0 | 0
PSE | 20 | Winter | Peak | 4 | C&I Curtailment-Manual | Commercial | University | 31.9207 | 24.8982 | 6.2245 | 0.047756 | 0.048576 | 0.049093 | 0.049467 | 0.049808 | 0.050272 | 0.050783 | 0.051221 | 0.05186 | 0.052675 | 0.053105 | 0.053384 | 0.05414 | 0.055111 | 0.05575 | 0.05634 | 0.057012 | 0.057802 | 0.0585 | 0.059277 | 0.060047 | 0.060842 | 0.061642 | 0.062537 | [6 empty] | 40.87 | 41.3818 | 41.8711 | 42.3028 | 42.7229 | 43.1393 | 43.555 | 43.9749 | 44.401 | 44.8298 | 45.2556 | 45.6803 | 46.105 | 46.5284 | 46.9489 | 47.3673 | 47.7827 | 48.1965 | 48.6119 | 49.0271 | 49.4376 | 49.846 | 50.2523 | 50.6566 | 0 | 0 | 0 | 0 | 0 | 0
PSE | 20 | Winter | Peak | 4 | C&I Curtailment-Manual | Commercial | Warehouse | 83.077 | 68.9539 | 17.2385 | 0.13064 | 0.13288 | 0.13429 | 0.13532 | 0.13625 | 0.13752 | 0.13891 | 0.14011 | 0.14186 | 0.14409 | 0.14527 | 0.14603 | 0.1481 | 0.15075 | 0.1525 | 0.15412 | 0.15595 | 0.15812 | 0.16003 | 0.16215 | 0.16426 | 0.16643 | 0.16862 | 0.17107 | [6 empty] | 116.4359 | 117.894 | 119.2878 | 120.5176 | 121.7145 | 122.9008 | 124.0853 | 125.2814 | 126.4953 | 127.717 | 128.93 | 130.1401 | 131.3501 | 132.5563 | 133.7543 | 134.9462 | 136.1297 | 137.3086 | 138.4918 | 139.6749 | 140.8444 | 142.0079 | 143.1652 | 144.317 | 0 | 0 | 0 | 0 | 0 | 0
PSE | 20 | Winter | Peak | 4 | C&I Curtailment-Manual | Commercial | Xlarge Retail | 37.2128 | 19.7228 | 4.9307 | 0.059642 | 0.060666 | 0.061311 | 0.061778 | 0.062204 | 0.062784 | 0.063421 | 0.063969 | 0.064768 | 0.065785 | 0.066322 | 0.06667 | 0.067614 | 0.068827 | 0.069625 | 0.070362 | 0.071201 | 0.072188 | 0.07306 | 0.07403 | 0.074992 | 0.075985 | 0.076984 | 0.078101 | [6 empty] | 1.4892 | 1.5078 | 1.5256 | 1.5414 | 1.5567 | 1.5718 | 1.587 | 1.6023 | 1.6178 | 1.6334 | 1.6489 | 1.6644 | 1.6799 | 1.6953 | 1.7106 | 1.7259 | 1.741 | 1.7561 | 1.7712 | 1.7864 | 1.8013 | 1.8162 | 1.831 | 1.8457 | 0 | 0 | 0 | 0 | 0 | 0
PSE | 20 | Winter | Peak | 4 | C&I Curtailment-Manual | Industrial | Mechanical Pulp | 0 | 0 | 0 | 0.0011662 | 0.0011873 | 0.0011857 | 0.0011775 | 0.0011702 | 0.0011649 | 0.0011607 | 0.0011573 | 0.0011558 | 0.0011528 | 0.0011468 | 0.0011414 | 0.0011408 | 0.0011371 | 0.0011316 | 0.0011276 | 0.0011244 | 0.0011219 | 0.001118 | 0.0011163 | 0.0011135 | 0.0011108 | 0.0011083 | 0.0011074 | [6 empty] | 50.55 | 50.575 | 50.6 | 50.625 | 50.65 | 50.675 | 50.7 | 50.725 | 50.75 | 50.775 | 50.8 | 50.825 | 50.85 | 50.875 | 50.9 | 50.925 | 50.95 | 50.975 | 51 | 51.025 | 51.05 | 51.075 | 51.1 | 51.125 | 0 | 0 | 0 | 0 | 0 | 0
PSE | 20 | Winter | Peak | 4 | C&I Curtailment-Manual | Industrial | Kraft Pulp | 0 | 0 | 0 | 1.8649e-06 | 1.8985e-06 | 1.8961e-06 | 1.8828e-06 | 1.8712e-06 | 1.8628e-06 | 1.8561e-06 | 1.8506e-06 | 1.8481e-06 | 1.8434e-06 | 1.8338e-06 | 1.8252e-06 | 1.8242e-06 | 1.8183e-06 | 1.8095e-06 | 1.8032e-06 | 1.7981e-06 | 1.794e-06 | 1.7878e-06 | 1.785e-06 | 1.7806e-06 | 1.7763e-06 | 1.7723e-06 | 1.7709e-06 | [6 empty] | 0.064424 | 0.064117 | 0.063741 | 0.063359 | 0.062992 | 0.06264 | 0.062293 | 0.061954 | 0.061614 | 0.061276 | 0.060938 | 0.06061 | 0.060282 | 0.059955 | 0.059639 | 0.059329 | 0.05903 | 0.05874 | 0.058456 | 0.058179 | 0.057897 | 0.05762 | 0.057363 | 0.057106 | 0 | 0 | 0 | 0 | 0 | 0
PSE | 20 | Winter | Peak | 4 | C&I Curtailment-Manual | Industrial | Paper | 0 | 0 | 0 | 0.00024631 | 0.00025075 | 0.00025042 | 0.00024868 | 0.00024714 | 0.00024603 | 0.00024514 | 0.00024442 | 0.0002441 | 0.00024348 | 0.0002422 | 0.00024107 | 0.00024093 | 0.00024015 | 0.000239 | 0.00023816 | 0.00023748 | 0.00023694 | 0.00023612 | 0.00023575 | 0.00023518 | 0.00023461 | 0.00023408 | 0.00023389 | [6 empty] | 0.0028633 | 0.0028496 | 0.0028329 | 0.0028159 | 0.0027997 | 0.002784 | 0.0027686 | 0.0027535 | 0.0027384 | 0.0027234 | 0.0027084 | 0.0026938 | 0.0026792 | 0.0026647 | 0.0026506 | 0.0026368 | 0.0026236 | 0.0026107 | 0.0025981 | 0.0025857 | 0.0025732 | 0.0025609 | 0.0025495 | 0.002538 | 0 | 0 | 0 | 0 | 0 | 0
PSE | 20 | Winter | Peak | 4 | C&I Curtailment-Manual | Industrial | Foundries | 0 | 0 | 0 | 0.0006369 | 0.00064837 | 0.00064753 | 0.00064301 | 0.00063904 | 0.00063616 | 0.00063388 | 0.000632 | 0.00063117 | 0.00062956 | 0.00062626 | 0.00062334 | 0.00062297 | 0.00062097 | 0.00061798 | 0.00061581 | 0.00061406 | 0.00061267 | 0.00061055 | 0.0006096 | 0.00060811 | 0.00060664 | 0.00060528 | 0.00060478 | [6 empty] | 0.064424 | 0.064117 | 0.063741 | 0.063359 | 0.062992 | 0.06264 | 0.062293 | 0.061954 | 0.061614 | 0.061276 | 0.060938 | 0.06061 | 0.060282 | 0.059955 | 0.059639 | 0.059329 | 0.05903 | 0.05874 | 0.058456 | 0.058179 | 0.057897 | 0.05762 | 0.057363 | 0.057106 | 0 | 0 | 0 | 0 | 0 | 0
PSE | 20 | Winter | Peak | 4 | C&I Curtailment-Manual | Industrial | Frozen Food | 0 | 0 | 0 | 0.00034955 | 0.00035585 | 0.00035539 | 0.00035291 | 0.00035073 | 0.00034914 | 0.00034789 | 0.00034686 | 0.00034641 | 0.00034552 | 0.00034371 | 0.00034211 | 0.00034191 | 0.00034081 | 0.00033917 | 0.00033798 | 0.00033702 | 0.00033625 | 0.00033509 | 0.00033457 | 0.00033375 | 0.00033294 | 0.00033219 | 0.00033193 | [6 empty] | 0.10405 | 0.10356 | 0.10295 | 0.10233 | 0.10174 | 0.10117 | 0.10061 | 0.10006 | 0.099513 | 0.098967 | 0.098421 | 0.097892 | 0.097362 | 0.096834 | 0.096323 | 0.095822 | 0.09534 | 0.094871 | 0.094413 | 0.093966 | 0.093511 | 0.093063 | 0.092648 | 0.092232 | 0 | 0 | 0 | 0 | 0 | 0
PSE | 20 | Winter | Peak | 4 | C&I Curtailment-Manual | Industrial | Other Food | 0 | 0 | 0 | 0.0039351 | 0.0040061 | 0.0040008 | 0.0039729 | 0.0039484 | 0.0039306 | 0.0039165 | 0.0039049 | 0.0038997 | 0.0038898 | 0.0038694 | 0.0038514 | 0.0038491 | 0.0038368 | 0.0038183 | 0.0038048 | 0.0037941 | 0.0037854 | 0.0037723 | 0.0037665 | 0.0037573 | 0.0037482 | 0.0037398 | 0.0037367 | [6 empty] | 0.093515 | 0.093069 | 0.092524 | 0.091968 | 0.091437 | 0.090925 | 0.090422 | 0.089929 | 0.089436 | 0.088945 | 0.088455 | 0.087978 | 0.087502 | 0.087028 | 0.086569 | 0.086119 | 0.085685 | 0.085264 | 0.084853 | 0.08445 | 0.084041 | 0.083639 | 0.083266 | 0.082892 | 0 | 0 | 0 | 0 | 0 | 0
PSE | 20 | Winter | Peak | 4 | C&I Curtailment-Manual | Industrial | Wood - Lumber | 0 | 0 | 0 | 0.00077475 | 0.00078872 | 0.00078769 | 0.0007822 | 0.00077736 | 0.00077386 | 0.00077108 | 0.0007688 | 0.00076779 | 0.00076583 | 0.00076182 | 0.00075827 | 0.00075782 | 0.00075539 | 0.00075174 | 0.0007491 | 0.00074698 | 0.00074528 | 0.0007427 | 0.00074155 | 0.00073974 | 0.00073795 | 0.00073629 | 0.00073569 | [6 empty] | 2.9547 | 2.9407 | 2.9234 | 2.9059 | 2.8891 | 2.8729 | 2.857 | 2.8414 | 2.8259 | 2.8104 | 2.7949 | 2.7798 | 2.7648 | 2.7498 | 2.7353 | 2.721 | 2.7074 | 2.694 | 2.681 | 2.6683 | 2.6554 | 2.6427 | 2.6309 | 2.6191 | 0 | 0 | 0 | 0 | 0 | 0
PSE | 20 | Winter | Peak | 4 | C&I Curtailment-Manual | Industrial | Wood - Panel | 0 | 0 | 0 | 0.00022908 | 0.00023321 | 0.00023291 | 0.00023128 | 0.00022986 | 0.00022882 | 0.000228 | 0.00022732 | 0.00022702 | 0.00022645 | 0.00022526 | 0.00022421 | 0.00022408 | 0.00022336 | 0.00022228 | 0.0002215 | 0.00022087 | 0.00022037 | 0.00021961 | 0.00021926 | 0.00021873 | 0.0002182 | 0.00021771 | 0.00021753 | [6 empty] | 0.099384 | 0.098911 | 0.098331 | 0.097741 | 0.097176 | 0.096632 | 0.096098 | 0.095574 | 0.09505 | 0.094528 | 0.094007 | 0.093501 | 0.092994 | 0.092491 | 0.092002 | 0.091524 | 0.091064 | 0.090616 | 0.090179 | 0.089751 | 0.089316 | 0.088889 | 0.088492 | 0.088095 | 0 | 0 | 0 | 0 | 0 | 0
PSE | 20 | Winter | Peak | 4 | C&I Curtailment-Manual | Industrial | Wood - Other | 0 | 0 | 0 | 0.0013286 | 0.0013526 | 0.0013508 | 0.0013414 | 0.0013331 | 0.0013271 | 0.0013223 | 0.0013184 | 0.0013167 | 0.0013133 | 0.0013064 | 0.0013003 | 0.0012996 | 0.0012954 | 0.0012892 | 0.0012846 | 0.001281 | 0.0012781 | 0.0012736 | 0.0012717 | 0.0012686 | 0.0012655 | 0.0012626 | 0.0012616 | [6 empty] | 0.054717 | 0.054457 | 0.054137 | 0.053813 | 0.053502 | 0.053202 | 0.052908 | 0.052619 | 0.052331 | 0.052044 | 0.051757 | 0.051478 | 0.051199 | 0.050922 | 0.050653 | 0.05039 | 0.050136 | 0.04989 | 0.049649 | 0.049414 | 0.049174 | 0.048939 | 0.04872 | 0.048502 | 0 | 0 | 0 | 0 | 0 | 0
PSE | 20 | Winter | Peak | 4 | C&I Curtailment-Manual | Industrial | Sugar | 0 | 0 | 0 | 7.8231e-05 | 7.9641e-05 | 7.9537e-05 | 7.8983e-05 | 7.8494e-05 | 7.8141e-05 | 7.786e-05 | 7.763e-05 | 7.7528e-05 | 7.733e-05 | 7.6925e-05 | 7.6566e-05 | 7.6521e-05 | 7.6275e-05 | 7.5908e-05 | 7.5641e-05 | 7.5426e-05 | 7.5255e-05 | 7.4995e-05 | 7.4878e-05 | 7.4695e-05 | 7.4515e-05 | 7.4347e-05 | 7.4287e-05 | [6 empty] | 3.0531 | 3.0385 | 3.0207 | 3.0026 | 2.9852 | 2.9685 | 2.9521 | 2.936 | 2.9199 | 2.9039 | 2.8879 | 2.8723 | 2.8568 | 2.8413 | 2.8263 | 2.8116 | 2.7974 | 2.7837 | 2.7703 | 2.7571 | 2.7438 | 2.7306 | 2.7184 | 2.7063 | 0 | 0 | 0 | 0 | 0 | 0
PSE | 20 | Winter | Peak | 4 | C&I Curtailment-Manual | Industrial | Hi Tech - Chip Fab | 0 | 0 | 0 | 0.00097644 | 0.00099404 | 0.00099274 | 0.00098582 | 0.00097973 | 0.00097531 | 0.00097181 | 0.00096893 | 0.00096766 | 0.0009652 | 0.00096014 | 0.00095566 | 0.00095509 | 0.00095203 | 0.00094744 | 0.00094411 | 0.00094143 | 0.00093929 | 0.00093604 | 0.00093458 | 0.0009323 | 0.00093005 | 0.00092796 | 0.00092721 | [6 empty] | 0.015233 | 0.01516 | 0.015071 | 0.014981 | 0.014894 | 0.014811 | 0.014729 | 0.014649 | 0.014568 | 0.014488 | 0.014408 | 0.014331 | 0.014253 | 0.014176 | 0.014101 | 0.014028 | 0.013957 | 0.013889 | 0.013822 | 0.013756 | 0.013689 | 0.013624 | 0.013563 | 0.013502 | 0 | 0 | 0 | 0 | 0 | 0
PSE | 20 | Winter | Peak | 4 | C&I Curtailment-Manual | Industrial | Hi Tech - Silicon | 0 | 0 | 0 | 0.00017605 | 0.00017922 | 0.00017899 | 0.00017774 | 0.00017664 | 0.00017585 | 0.00017522 | 0.0001747 | 0.00017447 | 0.00017402 | 0.00017311 | 0.0001723 | 0.0001722 | 0.00017165 | 0.00017082 | 0.00017022 | 0.00016974 | 0.00016935 | 0.00016877 | 0.0001685 | 0.00016809 | 0.00016769 | 0.00016731 | 0.00016717 | [6 empty] | 0.33131 | 0.32973 | 0.3278 | 0.32583 | 0.32395 | 0.32213 | 0.32035 | 0.31861 | 0.31686 | 0.31512 | 0.31338 | 0.3117 | 0.31001 | 0.30833 | 0.3067 | 0.30511 | 0.30357 | 0.30208 | 0.30062 | 0.2992 | 0.29775 | 0.29632 | 0.295 | 0.29368 | 0 | 0 | 0 | 0 | 0 | 0
PSE | 20 | Winter | Peak | 4 | C&I Curtailment-Manual | Industrial | Metal Fab | 0 | 0 | 0 | 0.0030074 | 0.0030616 | 0.0030576 | 0.0030363 | 0.0030175 | 0.0030039 | 0.0029931 | 0.0029843 | 0.0029803 | 0.0029727 | 0.0029572 | 0.0029434 | 0.0029416 | 0.0029322 | 0.0029181 | 0.0029078 | 0.0028996 | 0.002893 | 0.002883 | 0.0028785 | 0.0028714 | 0.0028645 | 0.0028581 | 0.0028557 | [6 empty] | 0.10952 | 0.109 | 0.10836 | 0.10771 | 0.10709 | 0.10649 | 0.1059 | 0.10532 | 0.10474 | 0.10417 | 0.10359 | 0.10304 | 0.10248 | 0.10192 | 0.10139 | 0.10086 | 0.10035 | 0.099858 | 0.099376 | 0.098905 | 0.098425 | 0.097954 | 0.097517 | 0.09708 | 0 | 0 | 0 | 0 | 0 | 0
PSE | 20 | Winter | Peak | 4 | C&I Curtailment-Manual | Industrial | Transportation, Equip | 0 | 0 | 0 | 0.0058267 | 0.0059317 | 0.0059239 | 0.0058826 | 0.0058463 | 0.0058199 | 0.005799 | 0.0057819 | 0.0057743 | 0.0057596 | 0.0057294 | 0.0057027 | 0.0056993 | 0.005681 | 0.0056536 | 0.0056338 | 0.0056178 | 0.005605 | 0.0055856 | 0.0055769 | 0.0055633 | 0.0055499 | 0.0055374 | 0.0055329 | [6 empty] | 3.0195 | 3.0052 | 2.9876 | 2.9696 | 2.9525 | 2.9359 | 2.9197 | 2.9038 | 2.8879 | 2.872 | 2.8562 | 2.8408 | 2.8254 | 2.8101 | 2.7953 | 2.7807 | 2.7667 | 2.7531 | 2.7399 | 2.7269 | 2.7137 | 2.7007 | 2.6886 | 2.6766 | 0 | 0 | 0 | 0 | 0 | 0
PSE | 20 | Winter | Peak | 4 | C&I Curtailment-Manual | Industrial | Refinery | 0.81812 | 0.66268 | 0.16567 | 0.00025702 | 0.00026166 | 0.00026132 | 0.00025949 | 0.00025789 | 0.00025673 | 0.00025581 | 0.00025505 | 0.00025471 | 0.00025406 | 0.00025273 | 0.00025155 | 0.0002514 | 0.0002506 | 0.00024939 | 0.00024851 | 0.00024781 | 0.00024725 | 0.00024639 | 0.00024601 | 0.00024541 | 0.00024481 | 0.00024426 | 0.00024407 | [6 empty] | 4.0494 | 4.0301 | 4.0065 | 3.9825 | 3.9595 | 3.9373 | 3.9155 | 3.8942 | 3.8728 | 3.8516 | 3.8303 | 3.8097 | 3.7891 | 3.7685 | 3.7486 | 3.7292 | 3.7104 | 3.6922 | 3.6743 | 3.6569 | 3.6392 | 3.6218 | 3.6056 | 3.5894 | 0 | 0 | 0 | 0 | 0 | 0
PSE | 20 | Winter | Peak | 4 | C&I Curtailment-Manual | Industrial | Cold Storage | 2.4825 | 2.2839 | 0.57098 | 0.00077991 | 0.00079397 | 0.00079294 | 0.00078741 | 0.00078254 | 0.00077901 | 0.00077622 | 0.00077392 | 0.0007729 | 0.00077094 | 0.00076689 | 0.00076332 | 0.00076287 | 0.00076042 | 0.00075675 | 0.00075409 | 0.00075195 | 0.00075024 | 0.00074765 | 0.00074648 | 0.00074466 | 0.00074287 | 0.00074119 | 0.00074059 | [6 empty] | 0.097466 | 0.097002 | 0.096433 | 0.095854 | 0.095301 | 0.094767 | 0.094243 | 0.093729 | 0.093215 | 0.092704 | 0.092192 | 0.091696 | 0.091199 | 0.090705 | 0.090227 | 0.089758 | 0.089306 | 0.088867 | 0.088438 | 0.088019 | 0.087592 | 0.087173 | 0.086784 | 0.086395 | 0 | 0 | 0 | 0 | 0 | 0
PSE | 20 | Winter | Peak | 4 | C&I Curtailment-Manual | Industrial | Fruit Storage | 8.9416e-05 | 8.2263e-05 | 2.0566e-05 | 2.8091e-08 | 2.8598e-08 | 2.856e-08 | 2.8361e-08 | 2.8186e-08 | 2.8059e-08 | 2.7958e-08 | 2.7875e-08 | 2.7839e-08 | 2.7768e-08 | 2.7622e-08 | 2.7494e-08 | 2.7477e-08 | 2.7389e-08 | 2.7257e-08 | 2.7161e-08 | 2.7084e-08 | 2.7023e-08 | 2.6929e-08 | 2.6887e-08 | 2.6822e-08 | 2.6757e-08 | 2.6697e-08 | 2.6675e-08 | [6 empty] | 0.042147 | 0.041947 | 0.041701 | 0.041451 | 0.041211 | 0.04098 | 0.040754 | 0.040531 | 0.040309 | 0.040088 | 0.039867 | 0.039652 | 0.039438 | 0.039224 | 0.039017 | 0.038814 | 0.038619 | 0.038429 | 0.038243 | 0.038062 | 0.037878 | 0.037696 | 0.037528 | 0.03736 | 0 | 0 | 0 | 0 | 0 | 0
PSE | 20 | Winter | Peak | 4 | C&I Curtailment-Manual | Industrial | Chemical | 6.0867 | 4.139 | 1.0347 | 0.0019122 | 0.0019467 | 0.0019441 | 0.0019306 | 0.0019187 | 0.00191 | 0.0019031 | 0.0018975 | 0.001895 | 0.0018902 | 0.0018803 | 0.0018715 | 0.0018704 | 0.0018644 | 0.0018554 | 0.0018489 | 0.0018437 | 0.0018395 | 0.0018331 | 0.0018303 | 0.0018258 | 0.0018214 | 0.0018173 | 0.0018158 | [6 empty] | 0 | 0 | 0 | 0 | 0 | 0 | 0 | 0 | 0 | 0 | 0 | 0 | 0 | 0 | 0 | 0 | 0 | 0 | 0 | 0 | 0 | 0 | 0 | 0 | 0 | 0 | 0 | 0 | 0 | 0
PSE | 20 | Winter | Peak | 4 | C&I Curtailment-Manual | Industrial | Misc Manf | 0 | 0 | 0 | 0.022622 | 0.02303 | 0.023 | 0.02284 | 0.022698 | 0.022596 | 0.022515 | 0.022448 | 0.022419 | 0.022362 | 0.022245 | 0.022141 | 0.022128 | 0.022057 | 0.02195 | 0.021873 | 0.021811 | 0.021762 | 0.021686 | 0.021653 | 0.0216 | 0.021548 | 0.021499 | 0.021482 | [6 empty] | 1.8212 | 1.8125 | 1.8019 | 1.7911 | 1.7807 | 1.7707 | 1.7609 | 1.7513 | 1.7417 | 1.7322 | 1.7226 | 1.7134 | 1.7041 | 1.6948 | 1.6859 | 1.6771 | 1.6687 | 1.6605 | 1.6525 | 1.6446 | 1.6367 | 1.6288 | 1.6216 | 1.6143 | 0 | 0 | 0 | 0 | 0 | 0
PSE | 20 | Winter | Peak | 4 | C&I Curtailment-Manual | Residential | Single Family | 2453.305 | 0 | 0 | 0 | 0 | 0 | 0 | 0 | 0 | 0 | 0 | 0 | 0 | 0 | 0 | 0 | 0 | 0 | 0 | 0 | 0 | 0 | 0 | 0 | 0 | 0 | 0 | [6 empty] | 0 | 0 | 0 | 0 | 0 | 0 | 0 | 0 | 0 | 0 | 0 | 0 | 0 | 0 | 0 | 0 | 0 | 0 | 0 | 0 | 0 | 0 | 0 | 0 | 0 | 0 | 0 | 0 | 0 | 0
PSE | 20 | Winter | Peak | 4 | C&I Curtailment-Manual | Residential | Multifamily Low-Rise | 573.5496 | 0 | 0 | 0 | 0 | 0 | 0 | 0 | 0 | 0 | 0 | 0 | 0 | 0 | 0 | 0 | 0 | 0 | 0 | 0 | 0 | 0 | 0 | 0 | 0 | 0 | 0 | [6 empty] | 0 | 0 | 0 | 0 | 0 | 0 | 0 | 0 | 0 | 0 | 0 | 0 | 0 | 0 | 0 | 0 | 0 | 0 | 0 | 0 | 0 | 0 | 0 | 0 | 0 | 0 | 0 | 0 | 0 | 0
PSE | 20 | Winter | Peak | 4 | C&I Curtailment-Manual | Residential | Multifamily High-Rise | 104.5135 | 0 | 0 | 0 | 0 | 0 | 0 | 0 | 0 | 0 | 0 | 0 | 0 | 0 | 0 | 0 | 0 | 0 | 0 | 0 | 0 | 0 | 0 | 0 | 0 | 0 | 0 | [6 empty] | 0 | 0 | 0 | 0 | 0 | 0 | 0 | 0 | 0 | 0 | 0 | 0 | 0 | 0 | 0 | 0 | 0 | 0 | 0 | 0 | 0 | 0 | 0 | 0 | 0 | 0 | 0 | 0 | 0 | 0
PSE | 20 | Winter | Peak | 4 | C&I Curtailment-Manual | Residential | Manufactured | 510.8596 | 0 | 0 | 0 | 0 | 0 | 0 | 0 | 0 | 0 | 0 | 0 | 0 | 0 | 0 | 0 | 0 | 0 | 0 | 0 | 0 | 0 | 0 | 0 | 0 | 0 | 0 | [6 empty] | 0 | 0 | 0 | 0 | 0 | 0 | 0 | 0 | 0 | 0 | 0 | 0 | 0 | 0 | 0 | 0 | 0 | 0 | 0 | 0 | 0 | 0 | 0 | 0 | 0 | 0 | 0 | 0 | 0 | 0
PSE | 20 | Winter | Peak | 4 | C&I Curtailment-Manual | 0 | 0 | 0 | 0 | 0 | 0 | 0 | 0 | 0 | 0 | 0 | 0 | 0 | 0 | 0 | 0 | 0 | 0 | 0 | 0 | 0 | 0 | 0 | 0 | 0 | 0 | 0 | 0 | 0 | [6 empty] | 0 | 0 | 0 | 0 | 0 | 0 | 0 | 0 | 0 | 0 | 0 | 0 | 0 | 0 | 0 | 0 | 0 | 0 | 0 | 0 | 0 | 0 | 0 | 0 | 0 | 0 | 0 | 0 | 0 | 0
PSE | 20 | Winter | Peak | 4 | Medium Com DLC Heat-Switch | 0 | 0 | 0 | 0 | 0 | 0 | 0 | 0 | 0 | 0 | 0 | 0 | 0 | 0 | 0 | 0 | 0 | 0 | 0 | 0 | 0 | 0 | 0 | 0 | 0 | 0 | 0 | 0 | 0 | 0 | 0 | 0 | 0 | 0 | 0 | 0 | 0 | 0 | 0 | 0 | 0 | 0 | 0 | 0 | 0 | 0 | 0 | 0 | 0 | 0 | 0 | 0 | 0 | 0 | 0 | 0 | 0 | 0 | 0 | 0 | 0 | 0 | 0 | 0 | 0
PSE | 20 | Winter | Peak | 4 | Medium Com DLC Heat-Switch | 0 | 0 | 0 | 0 | 0 | 0 | 0 | 0 | 0 | 0 | 0 | 0 | 0 | 0 | 0 | 0 | 0 | 0 | 0 | 0 | 0 | 0 | 0 | 0 | 0 | 0 | 0 | 0 | 0 | 0 | 0 | 0 | 0 | 0 | 0 | 0 | 0 | 0 | 0 | 0 | 0 | 0 | 0 | 0 | 0 | 0 | 0 | 0 | 0 | 0 | 0 | 0 | 0 | 0 | 0 | 0 | 0 | 0 | 0 | 0 | 0 | 0 | 0 | 0 | 0
PSE | 20 | Winter | Peak | 4 | Medium Com DLC Heat-Switch | 0 | 0 | 0 | 0 | 0 | 0 | 0 | 0 | 0 | 0 | 0 | 0 | 0 | 0 | 0 | 0 | 0 | 0 | 0 | 0 | 0 | 0 | 0 | 0 | 0 | 0 | 0 | 0 | 0 | 0 | 0 | 0 | 0 | 0 | 0 | 0 | 0 | 0 | 0 | 0 | 0 | 0 | 0 | 0 | 0 | 0 | 0 | 0 | 0 | 0 | 0 | 0 | 0 | 0 | 0 | 0 | 0 | 0 | 0 | 0 | 0 | 0 | 0 | 0 | 0
PSE | 20 | Winter | Peak | 4 | Medium Com DLC Heat-Switch | 0 | 0 | 0 | 0 | 0 | 0 | 0 | 0 | 0 | 0 | 0 | 0 | 0 | 0 | 0 | 0 | 0 | 0 | 0 | 0 | 0 | 0 | 0 | 0 | 0 | 0 | 0 | 0 | 0 | 0 | 0 | 0 | 0 | 0 | 0 | 0 | 0 | 0 | 0 | 0 | 0 | 0 | 0 | 0 | 0 | 0 | 0 | 0 | 0 | 0 | 0 | 0 | 0 | 0 | 0 | 0 | 0 | 0 | 0 | 0 | 0 | 0 | 0 | 0 | 0
PSE | 20 | Winter | Peak | 4 | Medium Com DLC Heat-Switch | 0 | 0 | 0 | 0 | 0 | 3.4053 | 3.4479 | 3.4887 | 3.5247 | 3.5597 | 3.5944 | 3.629 | 3.664 | 3.6995 | 3.7352 | 3.7707 | 3.8061 | 3.8415 | 3.8767 | 3.9118 | 3.9466 | 3.9812 | 4.0157 | 4.0503 | 4.0849 | 4.1191 | 4.1532 | 4.187 | 4.2207 | 0 | 0 | 0 | 0 | 0 | 0 | 364.8534 | 369.4223 | 373.79 | 377.6436 | 381.3938 | 385.1112 | 388.8228 | 392.5707 | 396.3747 | 400.2028 | 404.0038 | 407.7958 | 411.5872 | 415.3668 | 419.1207 | 422.8557 | 426.5641 | 430.2583 | 433.9658 | 437.6731 | 441.3376 | 444.9835 | 448.61 | 452.2192 | 0 | 0 | 0 | 0 | 0 | 0
PSE | 20 | Winter | Peak | 4 | Medium Com DLC Heat-Switch | 0 | 0 | 0 | 0 | 0 | 0.7151 | 0.72406 | 0.73262 | 0.74017 | 0.74752 | 0.7548 | 0.76208 | 0.76943 | 0.77688 | 0.78438 | 0.79183 | 0.79927 | 0.8067 | 0.8141 | 0.82146 | 0.82878 | 0.83605 | 0.84329 | 0.85056 | 0.85782 | 0.86501 | 0.87215 | 0.87926 | 0.88633 | 0 | 0 | 0 | 0 | 0 | 0 | 76.6182 | 77.5777 | 78.4949 | 79.3041 | 80.0917 | 80.8723 | 81.6517 | 82.4388 | 83.2376 | 84.0415 | 84.8397 | 85.636 | 86.4322 | 87.2259 | 88.0142 | 88.7986 | 89.5773 | 90.3531 | 91.1317 | 91.9102 | 92.6797 | 93.4453 | 94.2069 | 94.9648 | 0 | 0 | 0 | 0 | 0 | 0
PSE | 20 | Winter | Peak | 4 | Medium Com DLC Heat-Switch | 0 | 0 | 0 | 0 | 0 | 0 | 0 | 0 | 0 | 0 | 0 | 0 | 0 | 0 | 0 | 0 | 0 | 0 | 0 | 0 | 0 | 0 | 0 | 0 | 0 | 0 | 0 | 0 | 0 | 0 | 0 | 0 | 0 | 0 | 0 | 0 | 0 | 0 | 0 | 0 | 0 | 0 | 0 | 0 | 0 | 0 | 0 | 0 | 0 | 0 | 0 | 0 | 0 | 0 | 0 | 0 | 0 | 0 | 0 | 0 | 0 | 0 | 0 | 0 | 0
PSE | 20 | Winter | Peak | 4 | Medium Com DLC Heat-Switch | 0 | 0 | 0 | 0 | 0 | 0 | 0 | 0 | 0 | 0 | 0 | 0 | 0 | 0 | 0 | 0 | 0 | 0 | 0 | 0 | 0 | 0 | 0 | 0 | 0 | 0 | 0 | 0 | 0 | 0 | 0 | 0 | 0 | 0 | 0 | 0 | 0 | 0 | 0 | 0 | 0 | 0 | 0 | 0 | 0 | 0 | 0 | 0 | 0 | 0 | 0 | 0 | 0 | 0 | 0 | 0 | 0 | 0 | 0 | 0 | 0 | 0 | 0 | 0 | 0
PSE | 20 | Winter | Peak | 4 | Medium Com DLC Heat-Switch | 0 | 0 | 0 | 0 | 0 | 0 | 0 | 0 | 0 | 0 | 0 | 0 | 0 | 0 | 0 | 0 | 0 | 0 | 0 | 0 | 0 | 0 | 0 | 0 | 0 | 0 | 0 | 0 | 0 | 0 | 0 | 0 | 0 | 0 | 0 | 0 | 0 | 0 | 0 | 0 | 0 | 0 | 0 | 0 | 0 | 0 | 0 | 0 | 0 | 0 | 0 | 0 | 0 | 0 | 0 | 0 | 0 | 0 | 0 | 0 | 0 | 0 | 0 | 0 | 0
PSE | 20 | Winter | Peak | 4 | Medium Com DLC Heat-Switch | 0 | 0 | 0 | 0 | 0 | 0 | 0 | 0 | 0 | 0 | 0 | 0 | 0 | 0 | 0 | 0 | 0 | 0 | 0 | 0 | 0 | 0 | 0 | 0 | 0 | 0 | 0 | 0 | 0 | 0 | 0 | 0 | 0 | 0 | 0 | 0 | 0 | 0 | 0 | 0 | 0 | 0 | 0 | 0 | 0 | 0 | 0 | 0 | 0 | 0 | 0 | 0 | 0 | 0 | 0 | 0 | 0 | 0 | 0 | 0 | 0 | 0 | 0 | 0 | 0
PSE | 20 | Winter | Peak | 4 | Medium Com DLC Heat-Switch | 0 | 0 | 0 | 0 | 0 | 0 | 0 | 0 | 0 | 0 | 0 | 0 | 0 | 0 | 0 | 0 | 0 | 0 | 0 | 0 | 0 | 0 | 0 | 0 | 0 | 0 | 0 | 0 | 0 | 0 | 0 | 0 | 0 | 0 | 0 | 0 | 0 | 0 | 0 | 0 | 0 | 0 | 0 | 0 | 0 | 0 | 0 | 0 | 0 | 0 | 0 | 0 | 0 | 0 | 0 | 0 | 0 | 0 | 0 | 0 | 0 | 0 | 0 | 0 | 0
PSE | 20 | Winter | Peak | 4 | Medium Com DLC Heat-Switch | 0 | 0 | 0 | 0 | 0 | 0 | 0 | 0 | 0 | 0 | 0 | 0 | 0 | 0 | 0 | 0 | 0 | 0 | 0 | 0 | 0 | 0 | 0 | 0 | 0 | 0 | 0 | 0 | 0 | 0 | 0 | 0 | 0 | 0 | 0 | 0 | 0 | 0 | 0 | 0 | 0 | 0 | 0 | 0 | 0 | 0 | 0 | 0 | 0 | 0 | 0 | 0 | 0 | 0 | 0 | 0 | 0 | 0 | 0 | 0 | 0 | 0 | 0 | 0 | 0
PSE | 20 | Winter | Peak | 4 | Medium Com DLC Heat-Switch | 0 | 0 | 0 | 0 | 0 | 0 | 0 | 0 | 0 | 0 | 0 | 0 | 0 | 0 | 0 | 0 | 0 | 0 | 0 | 0 | 0 | 0 | 0 | 0 | 0 | 0 | 0 | 0 | 0 | 0 | 0 | 0 | 0 | 0 | 0 | 0 | 0 | 0 | 0 | 0 | 0 | 0 | 0 | 0 | 0 | 0 | 0 | 0 | 0 | 0 | 0 | 0 | 0 | 0 | 0 | 0 | 0 | 0 | 0 | 0 | 0 | 0 | 0 | 0 | 0
PSE | 20 | Winter | Peak | 4 | Medium Com DLC Heat-Switch | 0 | 0 | 0 | 0 | 0 | 0 | 0 | 0 | 0 | 0 | 0 | 0 | 0 | 0 | 0 | 0 | 0 | 0 | 0 | 0 | 0 | 0 | 0 | 0 | 0 | 0 | 0 | 0 | 0 | 0 | 0 | 0 | 0 | 0 | 0 | 0 | 0 | 0 | 0 | 0 | 0 | 0 | 0 | 0 | 0 | 0 | 0 | 0 | 0 | 0 | 0 | 0 | 0 | 0 | 0 | 0 | 0 | 0 | 0 | 0 | 0 | 0 | 0 | 0 | 0
PSE | 20 | Winter | Peak | 4 | Medium Com DLC Heat-Switch | 0 | 0 | 0 | 0 | 0 | 0 | 0 | 0 | 0 | 0 | 0 | 0 | 0 | 0 | 0 | 0 | 0 | 0 | 0 | 0 | 0 | 0 | 0 | 0 | 0 | 0 | 0 | 0 | 0 | 0 | 0 | 0 | 0 | 0 | 0 | 0 | 0 | 0 | 0 | 0 | 0 | 0 | 0 | 0 | 0 | 0 | 0 | 0 | 0 | 0 | 0 | 0 | 0 | 0 | 0 | 0 | 0 | 0 | 0 | 0 | 0 | 0 | 0 | 0 | 0
PSE | 20 | Winter | Peak | 4 | Medium Com DLC Heat-Switch | 0 | 0 | 0 | 0 | 0 | 0 | 0 | 0 | 0 | 0 | 0 | 0 | 0 | 0 | 0 | 0 | 0 | 0 | 0 | 0 | 0 | 0 | 0 | 0 | 0 | 0 | 0 | 0 | 0 | 0 | 0 | 0 | 0 | 0 | 0 | 0 | 0 | 0 | 0 | 0 | 0 | 0 | 0 | 0 | 0 | 0 | 0 | 0 | 0 | 0 | 0 | 0 | 0 | 0 | 0 | 0 | 0 | 0 | 0 | 0 | 0 | 0 | 0 | 0 | 0
PSE | 20 | Winter | Peak | 4 | Medium Com DLC Heat-Switch | 0 | 0 | 0 | 0 | 0 | 0 | 0 | 0 | 0 | 0 | 0 | 0 | 0 | 0 | 0 | 0 | 0 | 0 | 0 | 0 | 0 | 0 | 0 | 0 | 0 | 0 | 0 | 0 | 0 | 0 | 0 | 0 | 0 | 0 | 0 | 0 | 0 | 0 | 0 | 0 | 0 | 0 | 0 | 0 | 0 | 0 | 0 | 0 | 0 | 0 | 0 | 0 | 0 | 0 | 0 | 0 | 0 | 0 | 0 | 0 | 0 | 0 | 0 | 0 | 0
PSE | 20 | Winter | Peak | 4 | Medium Com DLC Heat-Switch | 0 | 0 | 0 | 0 | 0 | 0 | 0 | 0 | 0 | 0 | 0 | 0 | 0 | 0 | 0 | 0 | 0 | 0 | 0 | 0 | 0 | 0 | 0 | 0 | 0 | 0 | 0 | 0 | 0 | 0 | 0 | 0 | 0 | 0 | 0 | 0 | 0 | 0 | 0 | 0 | 0 | 0 | 0 | 0 | 0 | 0 | 0 | 0 | 0 | 0 | 0 | 0 | 0 | 0 | 0 | 0 | 0 | 0 | 0 | 0 | 0 | 0 | 0 | 0 | 0
PSE | 20 | Winter | Peak | 4 | Medium Com DLC Heat-Switch | 0 | 0 | 0 | 0 | 0 | 0 | 0 | 0 | 0 | 0 | 0 | 0 | 0 | 0 | 0 | 0 | 0 | 0 | 0 | 0 | 0 | 0 | 0 | 0 | 0 | 0 | 0 | 0 | 0 | 0 | 0 | 0 | 0 | 0 | 0 | 0 | 0 | 0 | 0 | 0 | 0 | 0 | 0 | 0 | 0 | 0 | 0 | 0 | 0 | 0 | 0 | 0 | 0 | 0 | 0 | 0 | 0 | 0 | 0 | 0 | 0 | 0 | 0 | 0 | 0
PSE | 20 | Winter | Peak | 4 | Medium Com DLC Heat-Switch | 0 | 0 | 0 | 0 | 0 | 0 | 0 | 0 | 0 | 0 | 0 | 0 | 0 | 0 | 0 | 0 | 0 | 0 | 0 | 0 | 0 | 0 | 0 | 0 | 0 | 0 | 0 | 0 | 0 | 0 | 0 | 0 | 0 | 0 | 0 | 0 | 0 | 0 | 0 | 0 | 0 | 0 | 0 | 0 | 0 | 0 | 0 | 0 | 0 | 0 | 0 | 0 | 0 | 0 | 0 | 0 | 0 | 0 | 0 | 0 | 0 | 0 | 0 | 0 | 0
PSE | 20 | Winter | Peak | 4 | Medium Com DLC Heat-Switch | 0 | 0 | 0 | 0 | 0 | 0 | 0 | 0 | 0 | 0 | 0 | 0 | 0 | 0 | 0 | 0 | 0 | 0 | 0 | 0 | 0 | 0 | 0 | 0 | 0 | 0 | 0 | 0 | 0 | 0 | 0 | 0 | 0 | 0 | 0 | 0 | 0 | 0 | 0 | 0 | 0 | 0 | 0 | 0 | 0 | 0 | 0 | 0 | 0 | 0 | 0 | 0 | 0 | 0 | 0 | 0 | 0 | 0 | 0 | 0 | 0 | 0 | 0 | 0 | 0
PSE | 20 | Winter | Peak | 4 | Medium Com DLC Heat-Switch | 0 | 0 | 0 | 0 | 0 | 0 | 0 | 0 | 0 | 0 | 0 | 0 | 0 | 0 | 0 | 0 | 0 | 0 | 0 | 0 | 0 | 0 | 0 | 0 | 0 | 0 | 0 | 0 | 0 | 0 | 0 | 0 | 0 | 0 | 0 | 0 | 0 | 0 | 0 | 0 | 0 | 0 | 0 | 0 | 0 | 0 | 0 | 0 | 0 | 0 | 0 | 0 | 0 | 0 | 0 | 0 | 0 | 0 | 0 | 0 | 0 | 0 | 0 | 0 | 0
PSE | 20 | Winter | Peak | 4 | Medium Com DLC Heat-Switch | 0 | 0 | 0 | 0 | 0 | 0 | 0 | 0 | 0 | 0 | 0 | 0 | 0 | 0 | 0 | 0 | 0 | 0 | 0 | 0 | 0 | 0 | 0 | 0 | 0 | 0 | 0 | 0 | 0 | 0 | 0 | 0 | 0 | 0 | 0 | 0 | 0 | 0 | 0 | 0 | 0 | 0 | 0 | 0 | 0 | 0 | 0 | 0 | 0 | 0 | 0 | 0 | 0 | 0 | 0 | 0 | 0 | 0 | 0 | 0 | 0 | 0 | 0 | 0 | 0
PSE | 20 | Winter | Peak | 4 | Medium Com DLC Heat-Switch | 0 | 0 | 0 | 0 | 0 | 0 | 0 | 0 | 0 | 0 | 0 | 0 | 0 | 0 | 0 | 0 | 0 | 0 | 0 | 0 | 0 | 0 | 0 | 0 | 0 | 0 | 0 | 0 | 0 | 0 | 0 | 0 | 0 | 0 | 0 | 0 | 0 | 0 | 0 | 0 | 0 | 0 | 0 | 0 | 0 | 0 | 0 | 0 | 0 | 0 | 0 | 0 | 0 | 0 | 0 | 0 | 0 | 0 | 0 | 0 | 0 | 0 | 0 | 0 | 0
PSE | 20 | Winter | Peak | 4 | Medium Com DLC Heat-Switch | 0 | 0 | 0 | 0 | 0 | 0 | 0 | 0 | 0 | 0 | 0 | 0 | 0 | 0 | 0 | 0 | 0 | 0 | 0 | 0 | 0 | 0 | 0 | 0 | 0 | 0 | 0 | 0 | 0 | 0 | 0 | 0 | 0 | 0 | 0 | 0 | 0 | 0 | 0 | 0 | 0 | 0 | 0 | 0 | 0 | 0 | 0 | 0 | 0 | 0 | 0 | 0 | 0 | 0 | 0 | 0 | 0 | 0 | 0 | 0 | 0 | 0 | 0 | 0 | 0
PSE | 20 | Winter | Peak | 4 | Medium Com DLC Heat-Switch | 0 | 0 | 0 | 0 | 0 | 0 | 0 | 0 | 0 | 0 | 0 | 0 | 0 | 0 | 0 | 0 | 0 | 0 | 0 | 0 | 0 | 0 | 0 | 0 | 0 | 0 | 0 | 0 | 0 | 0 | 0 | 0 | 0 | 0 | 0 | 0 | 0 | 0 | 0 | 0 | 0 | 0 | 0 | 0 | 0 | 0 | 0 | 0 | 0 | 0 | 0 | 0 | 0 | 0 | 0 | 0 | 0 | 0 | 0 | 0 | 0 | 0 | 0 | 0 | 0
PSE | 20 | Winter | Peak | 4 | Medium Com DLC Heat-Switch | 0 | 0 | 0 | 0 | 0 | 0 | 0 | 0 | 0 | 0 | 0 | 0 | 0 | 0 | 0 | 0 | 0 | 0 | 0 | 0 | 0 | 0 | 0 | 0 | 0 | 0 | 0 | 0 | 0 | 0 | 0 | 0 | 0 | 0 | 0 | 0 | 0 | 0 | 0 | 0 | 0 | 0 | 0 | 0 | 0 | 0 | 0 | 0 | 0 | 0 | 0 | 0 | 0 | 0 | 0 | 0 | 0 | 0 | 0 | 0 | 0 | 0 | 0 | 0 | 0
PSE | 20 | Winter | Peak | 4 | Medium Com DLC Heat-Switch | 0 | 0 | 0 | 0 | 0 | 0 | 0 | 0 | 0 | 0 | 0 | 0 | 0 | 0 | 0 | 0 | 0 | 0 | 0 | 0 | 0 | 0 | 0 | 0 | 0 | 0 | 0 | 0 | 0 | 0 | 0 | 0 | 0 | 0 | 0 | 0 | 0 | 0 | 0 | 0 | 0 | 0 | 0 | 0 | 0 | 0 | 0 | 0 | 0 | 0 | 0 | 0 | 0 | 0 | 0 | 0 | 0 | 0 | 0 | 0 | 0 | 0 | 0 | 0 | 0
PSE | 20 | Winter | Peak | 4 | Medium Com DLC Heat-Switch | 0 | 0 | 0 | 0 | 0 | 0 | 0 | 0 | 0 | 0 | 0 | 0 | 0 | 0 | 0 | 0 | 0 | 0 | 0 | 0 | 0 | 0 | 0 | 0 | 0 | 0 | 0 | 0 | 0 | 0 | 0 | 0 | 0 | 0 | 0 | 0 | 0 | 0 | 0 | 0 | 0 | 0 | 0 | 0 | 0 | 0 | 0 | 0 | 0 | 0 | 0 | 0 | 0 | 0 | 0 | 0 | 0 | 0 | 0 | 0 | 0 | 0 | 0 | 0 | 0
PSE | 20 | Winter | Peak | 4 | Medium Com DLC Heat-Switch | 0 | 0 | 0 | 0 | 0 | 0 | 0 | 0 | 0 | 0 | 0 | 0 | 0 | 0 | 0 | 0 | 0 | 0 | 0 | 0 | 0 | 0 | 0 | 0 | 0 | 0 | 0 | 0 | 0 | 0 | 0 | 0 | 0 | 0 | 0 | 0 | 0 | 0 | 0 | 0 | 0 | 0 | 0 | 0 | 0 | 0 | 0 | 0 | 0 | 0 | 0 | 0 | 0 | 0 | 0 | 0 | 0 | 0 | 0 | 0 | 0 | 0 | 0 | 0 | 0
PSE | 20 | Winter | Peak | 4 | Medium Com DLC Heat-Switch | 0 | 0 | 0 | 0 | 0 | 0 | 0 | 0 | 0 | 0 | 0 | 0 | 0 | 0 | 0 | 0 | 0 | 0 | 0 | 0 | 0 | 0 | 0 | 0 | 0 | 0 | 0 | 0 | 0 | 0 | 0 | 0 | 0 | 0 | 0 | 0 | 0 | 0 | 0 | 0 | 0 | 0 | 0 | 0 | 0 | 0 | 0 | 0 | 0 | 0 | 0 | 0 | 0 | 0 | 0 | 0 | 0 | 0 | 0 | 0 | 0 | 0 | 0 | 0 | 0
PSE | 20 | Winter | Peak | 4 | Medium Com DLC Heat-Switch | 0 | 0 | 0 | 0 | 0 | 0 | 0 | 0 | 0 | 0 | 0 | 0 | 0 | 0 | 0 | 0 | 0 | 0 | 0 | 0 | 0 | 0 | 0 | 0 | 0 | 0 | 0 | 0 | 0 | 0 | 0 | 0 | 0 | 0 | 0 | 0 | 0 | 0 | 0 | 0 | 0 | 0 | 0 | 0 | 0 | 0 | 0 | 0 | 0 | 0 | 0 | 0 | 0 | 0 | 0 | 0 | 0 | 0 | 0 | 0 | 0 | 0 | 0 | 0 | 0
PSE | 20 | Winter | Peak | 4 | Medium Com DLC Heat-Switch | 0 | 0 | 0 | 0 | 0 | 0 | 0 | 0 | 0 | 0 | 0 | 0 | 0 | 0 | 0 | 0 | 0 | 0 | 0 | 0 | 0 | 0 | 0 | 0 | 0 | 0 | 0 | 0 | 0 | 0 | 0 | 0 | 0 | 0 | 0 | 0 | 0 | 0 | 0 | 0 | 0 | 0 | 0 | 0 | 0 | 0 | 0 | 0 | 0 | 0 | 0 | 0 | 0 | 0 | 0 | 0 | 0 | 0 | 0 | 0 | 0 | 0 | 0 | 0 | 0
PSE | 20 | Winter | Peak | 4 | Medium Com DLC Heat-Switch | 0 | 0 | 0 | 0 | 0 | 0 | 0 | 0 | 0 | 0 | 0 | 0 | 0 | 0 | 0 | 0 | 0 | 0 | 0 | 0 | 0 | 0 | 0 | 0 | 0 | 0 | 0 | 0 | 0 | 0 | 0 | 0 | 0 | 0 | 0 | 0 | 0 | 0 | 0 | 0 | 0 | 0 | 0 | 0 | 0 | 0 | 0 | 0 | 0 | 0 | 0 | 0 | 0 | 0 | 0 | 0 | 0 | 0 | 0 | 0 | 0 | 0 | 0 | 0 | 0
PSE | 20 | Winter | Peak | 4 | Medium Com DLC Heat-Switch | 0 | 0 | 0 | 0 | 0 | 0 | 0 | 0 | 0 | 0 | 0 | 0 | 0 | 0 | 0 | 0 | 0 | 0 | 0 | 0 | 0 | 0 | 0 | 0 | 0 | 0 | 0 | 0 | 0 | 0 | 0 | 0 | 0 | 0 | 0 | 0 | 0 | 0 | 0 | 0 | 0 | 0 | 0 | 0 | 0 | 0 | 0 | 0 | 0 | 0 | 0 | 0 | 0 | 0 | 0 | 0 | 0 | 0 | 0 | 0 | 0 | 0 | 0 | 0 | 0
PSE | 20 | Winter | Peak | 4 | Medium Com DLC Heat-Switch | 0 | 0 | 0 | 0 | 0 | 0 | 0 | 0 | 0 | 0 | 0 | 0 | 0 | 0 | 0 | 0 | 0 | 0 | 0 | 0 | 0 | 0 | 0 | 0 | 0 | 0 | 0 | 0 | 0 | 0 | 0 | 0 | 0 | 0 | 0 | 0 | 0 | 0 | 0 | 0 | 0 | 0 | 0 | 0 | 0 | 0 | 0 | 0 | 0 | 0 | 0 | 0 | 0 | 0 | 0 | 0 | 0 | 0 | 0 | 0 | 0 | 0 | 0 | 0 | 0
PSE | 20 | Winter | Peak | 4 | Medium Com DLC Heat-Switch | 0 | 0 | 0 | 0 | 0 | 0 | 0 | 0 | 0 | 0 | 0 | 0 | 0 | 0 | 0 | 0 | 0 | 0 | 0 | 0 | 0 | 0 | 0 | 0 | 0 | 0 | 0 | 0 | 0 | 0 | 0 | 0 | 0 | 0 | 0 | 0 | 0 | 0 | 0 | 0 | 0 | 0 | 0 | 0 | 0 | 0 | 0 | 0 | 0 | 0 | 0 | 0 | 0 | 0 | 0 | 0 | 0 | 0 | 0 | 0 | 0 | 0 | 0 | 0 | 0
PSE | 20 | Winter | Peak | 4 | Medium Com DLC Heat-Switch | 0 | 0 | 0 | 0 | 0 | 0 | 0 | 0 | 0 | 0 | 0 | 0 | 0 | 0 | 0 | 0 | 0 | 0 | 0 | 0 | 0 | 0 | 0 | 0 | 0 | 0 | 0 | 0 | 0 | 0 | 0 | 0 | 0 | 0 | 0 | 0 | 0 | 0 | 0 | 0 | 0 | 0 | 0 | 0 | 0 | 0 | 0 | 0 | 0 | 0 | 0 | 0 | 0 | 0 | 0 | 0 | 0 | 0 | 0 | 0 | 0 | 0 | 0 | 0 | 0
PSE | 20 | Winter | Peak | 4 | Medium Com DLC Heat-Switch | 0 | 0 | 0 | 0 | 0 | 0 | 0 | 0 | 0 | 0 | 0 | 0 | 0 | 0 | 0 | 0 | 0 | 0 | 0 | 0 | 0 | 0 | 0 | 0 | 0 | 0 | 0 | 0 | 0 | 0 | 0 | 0 | 0 | 0 | 0 | 0 | 0 | 0 | 0 | 0 | 0 | 0 | 0 | 0 | 0 | 0 | 0 | 0 | 0 | 0 | 0 | 0 | 0 | 0 | 0 | 0 | 0 | 0 | 0 | 0 | 0 | 0 | 0 | 0 | 0
PSE | 20 | Winter | Peak | 4 | Medium Com DLC Heat-Switch | 0 | 0 | 0 | 0 | 0 | 0 | 0 | 0 | 0 | 0 | 0 | 0 | 0 | 0 | 0 | 0 | 0 | 0 | 0 | 0 | 0 | 0 | 0 | 0 | 0 | 0 | 0 | 0 | 0 | 0 | 0 | 0 | 0 | 0 | 0 | 0 | 0 | 0 | 0 | 0 | 0 | 0 | 0 | 0 | 0 | 0 | 0 | 0 | 0 | 0 | 0 | 0 | 0 | 0 | 0 | 0 | 0 | 0 | 0 | 0 | 0 | 0 | 0 | 0 | 0
PSE | 20 | Winter | Peak | 4 | Res DLC ERWH-Grid-Enabled | Commercial | Hospital | 0 | 0 | 0 | 0 | 0 | 0 | 0 | 0 | 0 | 0 | 0 | 0 | 0 | 0 | 0 | 0 | 0 | 0 | 0 | 0 | 0 | 0 | 0 | 0 | 0 | 0 | 0 | 0 | 0 | 0 | 0 | 0 | 0 | 0 | 0 | 0 | 0 | 0 | 0 | 0 | 0 | 0 | 0 | 0 | 0 | 0 | 0 | 0 | 0 | 0 | 0 | 0 | 0 | 0 | 0 | 0 | 0 | 0 | 0 | 0 | 0 | 0 | 0
PSE | 20 | Winter | Peak | 4 | Res DLC ERWH-Grid-Enabled | Commercial | Large Office | 0 | 0 | 0 | 0 | 0 | 0 | 0 | 0 | 0 | 0 | 0 | 0 | 0 | 0 | 0 | 0 | 0 | 0 | 0 | 0 | 0 | 0 | 0 | 0 | 0 | 0 | 0 | 0 | 0 | 0 | 0 | 0 | 0 | 0 | 0 | 0 | 0 | 0 | 0 | 0 | 0 | 0 | 0 | 0 | 0 | 0 | 0 | 0 | 0 | 0 | 0 | 0 | 0 | 0 | 0 | 0 | 0 | 0 | 0 | 0 | 0 | 0 | 0
PSE | 20 | Winter | Peak | 4 | Res DLC ERWH-Grid-Enabled | Commercial | Large Retail | 0 | 0 | 0 | 0 | 0 | 0 | 0 | 0 | 0 | 0 | 0 | 0 | 0 | 0 | 0 | 0 | 0 | 0 | 0 | 0 | 0 | 0 | 0 | 0 | 0 | 0 | 0 | 0 | 0 | 0 | 0 | 0 | 0 | 0 | 0 | 0 | 0 | 0 | 0 | 0 | 0 | 0 | 0 | 0 | 0 | 0 | 0 | 0 | 0 | 0 | 0 | 0 | 0 | 0 | 0 | 0 | 0 | 0 | 0 | 0 | 0 | 0 | 0
PSE | 20 | Winter | Peak | 4 | Res DLC ERWH-Grid-Enabled | Commercial | Lodging | 0 | 0 | 0 | 0 | 0 | 0 | 0 | 0 | 0 | 0 | 0 | 0 | 0 | 0 | 0 | 0 | 0 | 0 | 0 | 0 | 0 | 0 | 0 | 0 | 0 | 0 | 0 | 0 | 0 | 0 | 0 | 0 | 0 | 0 | 0 | 0 | 0 | 0 | 0 | 0 | 0 | 0 | 0 | 0 | 0 | 0 | 0 | 0 | 0 | 0 | 0 | 0 | 0 | 0 | 0 | 0 | 0 | 0 | 0 | 0 | 0 | 0 | 0
PSE | 20 | Winter | Peak | 4 | Res DLC ERWH-Grid-Enabled | Commercial | Medium Office | 0 | 0 | 0 | 0 | 0 | 0 | 0 | 0 | 0 | 0 | 0 | 0 | 0 | 0 | 0 | 0 | 0 | 0 | 0 | 0 | 0 | 0 | 0 | 0 | 0 | 0 | 0 | 0 | 0 | 0 | 0 | 0 | 0 | 0 | 0 | 0 | 0 | 0 | 0 | 0 | 0 | 0 | 0 | 0 | 0 | 0 | 0 | 0 | 0 | 0 | 0 | 0 | 0 | 0 | 0 | 0 | 0 | 0 | 0 | 0 | 0 | 0 | 0
PSE | 20 | Winter | Peak | 4 | Res DLC ERWH-Grid-Enabled | Commercial | Medium Retail | 0 | 0 | 0 | 0 | 0 | 0 | 0 | 0 | 0 | 0 | 0 | 0 | 0 | 0 | 0 | 0 | 0 | 0 | 0 | 0 | 0 | 0 | 0 | 0 | 0 | 0 | 0 | 0 | 0 | 0 | 0 | 0 | 0 | 0 | 0 | 0 | 0 | 0 | 0 | 0 | 0 | 0 | 0 | 0 | 0 | 0 | 0 | 0 | 0 | 0 | 0 | 0 | 0 | 0 | 0 | 0 | 0 | 0 | 0 | 0 | 0 | 0 | 0
PSE | 20 | Winter | Peak | 4 | Res DLC ERWH-Grid-Enabled | Commercial | Other and Assembly | 0 | 0 | 0 | 0 | 0 | 0 | 0 | 0 | 0 | 0 | 0 | 0 | 0 | 0 | 0 | 0 | 0 | 0 | 0 | 0 | 0 | 0 | 0 | 0 | 0 | 0 | 0 | 0 | 0 | 0 | 0 | 0 | 0 | 0 | 0 | 0 | 0 | 0 | 0 | 0 | 0 | 0 | 0 | 0 | 0 | 0 | 0 | 0 | 0 | 0 | 0 | 0 | 0 | 0 | 0 | 0 | 0 | 0 | 0 | 0 | 0 | 0 | 0
PSE | 20 | Winter | Peak | 4 | Res DLC ERWH-Grid-Enabled | Commercial | Residential Care | 0 | 0 | 0 | 0 | 0 | 0 | 0 | 0 | 0 | 0 | 0 | 0 | 0 | 0 | 0 | 0 | 0 | 0 | 0 | 0 | 0 | 0 | 0 | 0 | 0 | 0 | 0 | 0 | 0 | 0 | 0 | 0 | 0 | 0 | 0 | 0 | 0 | 0 | 0 | 0 | 0 | 0 | 0 | 0 | 0 | 0 | 0 | 0 | 0 | 0 | 0 | 0 | 0 | 0 | 0 | 0 | 0 | 0 | 0 | 0 | 0 | 0 | 0
PSE | 20 | Winter | Peak | 4 | Res DLC ERWH-Grid-Enabled | Commercial | Restaurant | 0 | 0 | 0 | 0 | 0 | 0 | 0 | 0 | 0 | 0 | 0 | 0 | 0 | 0 | 0 | 0 | 0 | 0 | 0 | 0 | 0 | 0 | 0 | 0 | 0 | 0 | 0 | 0 | 0 | 0 | 0 | 0 | 0 | 0 | 0 | 0 | 0 | 0 | 0 | 0 | 0 | 0 | 0 | 0 | 0 | 0 | 0 | 0 | 0 | 0 | 0 | 0 | 0 | 0 | 0 | 0 | 0 | 0 | 0 | 0 | 0 | 0 | 0
PSE | 20 | Winter | Peak | 4 | Res DLC ERWH-Grid-Enabled | Commercial | School K-12 | 0 | 0 | 0 | 0 | 0 | 0 | 0 | 0 | 0 | 0 | 0 | 0 | 0 | 0 | 0 | 0 | 0 | 0 | 0 | 0 | 0 | 0 | 0 | 0 | 0 | 0 | 0 | 0 | 0 | 0 | 0 | 0 | 0 | 0 | 0 | 0 | 0 | 0 | 0 | 0 | 0 | 0 | 0 | 0 | 0 | 0 | 0 | 0 | 0 | 0 | 0 | 0 | 0 | 0 | 0 | 0 | 0 | 0 | 0 | 0 | 0 | 0 | 0
PSE | 20 | Winter | Peak | 4 | Res DLC ERWH-Grid-Enabled | Commercial | Small Office | 0 | 0 | 0 | 0 | 0 | 0 | 0 | 0 | 0 | 0 | 0 | 0 | 0 | 0 | 0 | 0 | 0 | 0 | 0 | 0 | 0 | 0 | 0 | 0 | 0 | 0 | 0 | 0 | 0 | 0 | 0 | 0 | 0 | 0 | 0 | 0 | 0 | 0 | 0 | 0 | 0 | 0 | 0 | 0 | 0 | 0 | 0 | 0 | 0 | 0 | 0 | 0 | 0 | 0 | 0 | 0 | 0 | 0 | 0 | 0 | 0 | 0 | 0
PSE | 20 | Winter | Peak | 4 | Res DLC ERWH-Grid-Enabled | Commercial | Small Retail | 0 | 0 | 0 | 0 | 0 | 0 | 0 | 0 | 0 | 0 | 0 | 0 | 0 | 0 | 0 | 0 | 0 | 0 | 0 | 0 | 0 | 0 | 0 | 0 | 0 | 0 | 0 | 0 | 0 | 0 | 0 | 0 | 0 | 0 | 0 | 0 | 0 | 0 | 0 | 0 | 0 | 0 | 0 | 0 | 0 | 0 | 0 | 0 | 0 | 0 | 0 | 0 | 0 | 0 | 0 | 0 | 0 | 0 | 0 | 0 | 0 | 0 | 0
PSE | 20 | Winter | Peak | 4 | Res DLC ERWH-Grid-Enabled | Commercial | Supermarket and MiniMart | 0 | 0 | 0 | 0 | 0 | 0 | 0 | 0 | 0 | 0 | 0 | 0 | 0 | 0 | 0 | 0 | 0 | 0 | 0 | 0 | 0 | 0 | 0 | 0 | 0 | 0 | 0 | 0 | 0 | 0 | 0 | 0 | 0 | 0 | 0 | 0 | 0 | 0 | 0 | 0 | 0 | 0 | 0 | 0 | 0 | 0 | 0 | 0 | 0 | 0 | 0 | 0 | 0 | 0 | 0 | 0 | 0 | 0 | 0 | 0 | 0 | 0 | 0
PSE | 20 | Winter | Peak | 4 | Res DLC ERWH-Grid-Enabled | Commercial | University | 0 | 0 | 0 | 0 | 0 | 0 | 0 | 0 | 0 | 0 | 0 | 0 | 0 | 0 | 0 | 0 | 0 | 0 | 0 | 0 | 0 | 0 | 0 | 0 | 0 | 0 | 0 | 0 | 0 | 0 | 0 | 0 | 0 | 0 | 0 | 0 | 0 | 0 | 0 | 0 | 0 | 0 | 0 | 0 | 0 | 0 | 0 | 0 | 0 | 0 | 0 | 0 | 0 | 0 | 0 | 0 | 0 | 0 | 0 | 0 | 0 | 0 | 0
PSE | 20 | Winter | Peak | 4 | Res DLC ERWH-Grid-Enabled | Commercial | Warehouse | 0 | 0 | 0 | 0 | 0 | 0 | 0 | 0 | 0 | 0 | 0 | 0 | 0 | 0 | 0 | 0 | 0 | 0 | 0 | 0 | 0 | 0 | 0 | 0 | 0 | 0 | 0 | 0 | 0 | 0 | 0 | 0 | 0 | 0 | 0 | 0 | 0 | 0 | 0 | 0 | 0 | 0 | 0 | 0 | 0 | 0 | 0 | 0 | 0 | 0 | 0 | 0 | 0 | 0 | 0 | 0 | 0 | 0 | 0 | 0 | 0 | 0 | 0
PSE | 20 | Winter | Peak | 4 | Res DLC ERWH-Grid-Enabled | Commercial | Xlarge Retail | 0 | 0 | 0 | 0 | 0 | 0 | 0 | 0 | 0 | 0 | 0 | 0 | 0 | 0 | 0 | 0 | 0 | 0 | 0 | 0 | 0 | 0 | 0 | 0 | 0 | 0 | 0 | 0 | 0 | 0 | 0 | 0 | 0 | 0 | 0 | 0 | 0 | 0 | 0 | 0 | 0 | 0 | 0 | 0 | 0 | 0 | 0 | 0 | 0 | 0 | 0 | 0 | 0 | 0 | 0 | 0 | 0 | 0 | 0 | 0 | 0 | 0 | 0
PSE | 20 | Winter | Peak | 4 | Res DLC ERWH-Grid-Enabled | Industrial | Mechanical Pulp | 0 | 0 | 0 | 0 | 0 | 0 | 0 | 0 | 0 | 0 | 0 | 0 | 0 | 0 | 0 | 0 | 0 | 0 | 0 | 0 | 0 | 0 | 0 | 0 | 0 | 0 | 0 | 0 | 0 | 0 | 0 | 0 | 0 | 0 | 0 | 0 | 0 | 0 | 0 | 0 | 0 | 0 | 0 | 0 | 0 | 0 | 0 | 0 | 0 | 0 | 0 | 0 | 0 | 0 | 0 | 0 | 0 | 0 | 0 | 0 | 0 | 0 | 0
PSE | 20 | Winter | Peak | 4 | Res DLC ERWH-Grid-Enabled | Industrial | Kraft Pulp | 0 | 0 | 0 | 0 | 0 | 0 | 0 | 0 | 0 | 0 | 0 | 0 | 0 | 0 | 0 | 0 | 0 | 0 | 0 | 0 | 0 | 0 | 0 | 0 | 0 | 0 | 0 | 0 | 0 | 0 | 0 | 0 | 0 | 0 | 0 | 0 | 0 | 0 | 0 | 0 | 0 | 0 | 0 | 0 | 0 | 0 | 0 | 0 | 0 | 0 | 0 | 0 | 0 | 0 | 0 | 0 | 0 | 0 | 0 | 0 | 0 | 0 | 0
PSE | 20 | Winter | Peak | 4 | Res DLC ERWH-Grid-Enabled | Industrial | Paper | 0 | 0 | 0 | 0 | 0 | 0 | 0 | 0 | 0 | 0 | 0 | 0 | 0 | 0 | 0 | 0 | 0 | 0 | 0 | 0 | 0 | 0 | 0 | 0 | 0 | 0 | 0 | 0 | 0 | 0 | 0 | 0 | 0 | 0 | 0 | 0 | 0 | 0 | 0 | 0 | 0 | 0 | 0 | 0 | 0 | 0 | 0 | 0 | 0 | 0 | 0 | 0 | 0 | 0 | 0 | 0 | 0 | 0 | 0 | 0 | 0 | 0 | 0
PSE | 20 | Winter | Peak | 4 | Res DLC ERWH-Grid-Enabled | Industrial | Foundries | 0 | 0 | 0 | 0 | 0 | 0 | 0 | 0 | 0 | 0 | 0 | 0 | 0 | 0 | 0 | 0 | 0 | 0 | 0 | 0 | 0 | 0 | 0 | 0 | 0 | 0 | 0 | 0 | 0 | 0 | 0 | 0 | 0 | 0 | 0 | 0 | 0 | 0 | 0 | 0 | 0 | 0 | 0 | 0 | 0 | 0 | 0 | 0 | 0 | 0 | 0 | 0 | 0 | 0 | 0 | 0 | 0 | 0 | 0 | 0 | 0 | 0 | 0
PSE | 20 | Winter | Peak | 4 | Res DLC ERWH-Grid-Enabled | Industrial | Frozen Food | 0 | 0 | 0 | 0 | 0 | 0 | 0 | 0 | 0 | 0 | 0 | 0 | 0 | 0 | 0 | 0 | 0 | 0 | 0 | 0 | 0 | 0 | 0 | 0 | 0 | 0 | 0 | 0 | 0 | 0 | 0 | 0 | 0 | 0 | 0 | 0 | 0 | 0 | 0 | 0 | 0 | 0 | 0 | 0 | 0 | 0 | 0 | 0 | 0 | 0 | 0 | 0 | 0 | 0 | 0 | 0 | 0 | 0 | 0 | 0 | 0 | 0 | 0
PSE | 20 | Winter | Peak | 4 | Res DLC ERWH-Grid-Enabled | Industrial | Other Food | 0 | 0 | 0 | 0 | 0 | 0 | 0 | 0 | 0 | 0 | 0 | 0 | 0 | 0 | 0 | 0 | 0 | 0 | 0 | 0 | 0 | 0 | 0 | 0 | 0 | 0 | 0 | 0 | 0 | 0 | 0 | 0 | 0 | 0 | 0 | 0 | 0 | 0 | 0 | 0 | 0 | 0 | 0 | 0 | 0 | 0 | 0 | 0 | 0 | 0 | 0 | 0 | 0 | 0 | 0 | 0 | 0 | 0 | 0 | 0 | 0 | 0 | 0
PSE | 20 | Winter | Peak | 4 | Res DLC ERWH-Grid-Enabled | Industrial | Wood - Lumber | 0 | 0 | 0 | 0 | 0 | 0 | 0 | 0 | 0 | 0 | 0 | 0 | 0 | 0 | 0 | 0 | 0 | 0 | 0 | 0 | 0 | 0 | 0 | 0 | 0 | 0 | 0 | 0 | 0 | 0 | 0 | 0 | 0 | 0 | 0 | 0 | 0 | 0 | 0 | 0 | 0 | 0 | 0 | 0 | 0 | 0 | 0 | 0 | 0 | 0 | 0 | 0 | 0 | 0 | 0 | 0 | 0 | 0 | 0 | 0 | 0 | 0 | 0
PSE | 20 | Winter | Peak | 4 | Res DLC ERWH-Grid-Enabled | Industrial | Wood - Panel | 0 | 0 | 0 | 0 | 0 | 0 | 0 | 0 | 0 | 0 | 0 | 0 | 0 | 0 | 0 | 0 | 0 | 0 | 0 | 0 | 0 | 0 | 0 | 0 | 0 | 0 | 0 | 0 | 0 | 0 | 0 | 0 | 0 | 0 | 0 | 0 | 0 | 0 | 0 | 0 | 0 | 0 | 0 | 0 | 0 | 0 | 0 | 0 | 0 | 0 | 0 | 0 | 0 | 0 | 0 | 0 | 0 | 0 | 0 | 0 | 0 | 0 | 0
PSE | 20 | Winter | Peak | 4 | Res DLC ERWH-Grid-Enabled | Industrial | Wood - Other | 0 | 0 | 0 | 0 | 0 | 0 | 0 | 0 | 0 | 0 | 0 | 0 | 0 | 0 | 0 | 0 | 0 | 0 | 0 | 0 | 0 | 0 | 0 | 0 | 0 | 0 | 0 | 0 | 0 | 0 | 0 | 0 | 0 | 0 | 0 | 0 | 0 | 0 | 0 | 0 | 0 | 0 | 0 | 0 | 0 | 0 | 0 | 0 | 0 | 0 | 0 | 0 | 0 | 0 | 0 | 0 | 0 | 0 | 0 | 0 | 0 | 0 | 0
PSE | 20 | Winter | Peak | 4 | Res DLC ERWH-Grid-Enabled | Industrial | Sugar | 0 | 0 | 0 | 0 | 0 | 0 | 0 | 0 | 0 | 0 | 0 | 0 | 0 | 0 | 0 | 0 | 0 | 0 | 0 | 0 | 0 | 0 | 0 | 0 | 0 | 0 | 0 | 0 | 0 | 0 | 0 | 0 | 0 | 0 | 0 | 0 | 0 | 0 | 0 | 0 | 0 | 0 | 0 | 0 | 0 | 0 | 0 | 0 | 0 | 0 | 0 | 0 | 0 | 0 | 0 | 0 | 0 | 0 | 0 | 0 | 0 | 0 | 0
PSE | 20 | Winter | Peak | 4 | Res DLC ERWH-Grid-Enabled | Industrial | Hi Tech - Chip Fab | 0 | 0 | 0 | 0 | 0 | 0 | 0 | 0 | 0 | 0 | 0 | 0 | 0 | 0 | 0 | 0 | 0 | 0 | 0 | 0 | 0 | 0 | 0 | 0 | 0 | 0 | 0 | 0 | 0 | 0 | 0 | 0 | 0 | 0 | 0 | 0 | 0 | 0 | 0 | 0 | 0 | 0 | 0 | 0 | 0 | 0 | 0 | 0 | 0 | 0 | 0 | 0 | 0 | 0 | 0 | 0 | 0 | 0 | 0 | 0 | 0 | 0 | 0
PSE | 20 | Winter | Peak | 4 | Res DLC ERWH-Grid-Enabled | Industrial | Hi Tech - Silicon | 0 | 0 | 0 | 0 | 0 | 0 | 0 | 0 | 0 | 0 | 0 | 0 | 0 | 0 | 0 | 0 | 0 | 0 | 0 | 0 | 0 | 0 | 0 | 0 | 0 | 0 | 0 | 0 | 0 | 0 | 0 | 0 | 0 | 0 | 0 | 0 | 0 | 0 | 0 | 0 | 0 | 0 | 0 | 0 | 0 | 0 | 0 | 0 | 0 | 0 | 0 | 0 | 0 | 0 | 0 | 0 | 0 | 0 | 0 | 0 | 0 | 0 | 0
PSE | 20 | Winter | Peak | 4 | Res DLC ERWH-Grid-Enabled | Industrial | Metal Fab | 0 | 0 | 0 | 0 | 0 | 0 | 0 | 0 | 0 | 0 | 0 | 0 | 0 | 0 | 0 | 0 | 0 | 0 | 0 | 0 | 0 | 0 | 0 | 0 | 0 | 0 | 0 | 0 | 0 | 0 | 0 | 0 | 0 | 0 | 0 | 0 | 0 | 0 | 0 | 0 | 0 | 0 | 0 | 0 | 0 | 0 | 0 | 0 | 0 | 0 | 0 | 0 | 0 | 0 | 0 | 0 | 0 | 0 | 0 | 0 | 0 | 0 | 0
PSE | 20 | Winter | Peak | 4 | Res DLC ERWH-Grid-Enabled | Industrial | Transportation, Equip | 0 | 0 | 0 | 0 | 0 | 0 | 0 | 0 | 0 | 0 | 0 | 0 | 0 | 0 | 0 | 0 | 0 | 0 | 0 | 0 | 0 | 0 | 0 | 0 | 0 | 0 | 0 | 0 | 0 | 0 | 0 | 0 | 0 | 0 | 0 | 0 | 0 | 0 | 0 | 0 | 0 | 0 | 0 | 0 | 0 | 0 | 0 | 0 | 0 | 0 | 0 | 0 | 0 | 0 | 0 | 0 | 0 | 0 | 0 | 0 | 0 | 0 | 0
PSE | 20 | Winter | Peak | 4 | Res DLC ERWH-Grid-Enabled | Industrial | Refinery | 0 | 0 | 0 | 0 | 0 | 0 | 0 | 0 | 0 | 0 | 0 | 0 | 0 | 0 | 0 | 0 | 0 | 0 | 0 | 0 | 0 | 0 | 0 | 0 | 0 | 0 | 0 | 0 | 0 | 0 | 0 | 0 | 0 | 0 | 0 | 0 | 0 | 0 | 0 | 0 | 0 | 0 | 0 | 0 | 0 | 0 | 0 | 0 | 0 | 0 | 0 | 0 | 0 | 0 | 0 | 0 | 0 | 0 | 0 | 0 | 0 | 0 | 0
PSE | 20 | Winter | Peak | 4 | Res DLC ERWH-Grid-Enabled | Industrial | Cold Storage | 0 | 0 | 0 | 0 | 0 | 0 | 0 | 0 | 0 | 0 | 0 | 0 | 0 | 0 | 0 | 0 | 0 | 0 | 0 | 0 | 0 | 0 | 0 | 0 | 0 | 0 | 0 | 0 | 0 | 0 | 0 | 0 | 0 | 0 | 0 | 0 | 0 | 0 | 0 | 0 | 0 | 0 | 0 | 0 | 0 | 0 | 0 | 0 | 0 | 0 | 0 | 0 | 0 | 0 | 0 | 0 | 0 | 0 | 0 | 0 | 0 | 0 | 0
PSE | 20 | Winter | Peak | 4 | Res DLC ERWH-Grid-Enabled | Industrial | Fruit Storage | 0 | 0 | 0 | 0 | 0 | 0 | 0 | 0 | 0 | 0 | 0 | 0 | 0 | 0 | 0 | 0 | 0 | 0 | 0 | 0 | 0 | 0 | 0 | 0 | 0 | 0 | 0 | 0 | 0 | 0 | 0 | 0 | 0 | 0 | 0 | 0 | 0 | 0 | 0 | 0 | 0 | 0 | 0 | 0 | 0 | 0 | 0 | 0 | 0 | 0 | 0 | 0 | 0 | 0 | 0 | 0 | 0 | 0 | 0 | 0 | 0 | 0 | 0
PSE | 20 | Winter | Peak | 4 | Res DLC ERWH-Grid-Enabled | Industrial | Chemical | 0 | 0 | 0 | 0 | 0 | 0 | 0 | 0 | 0 | 0 | 0 | 0 | 0 | 0 | 0 | 0 | 0 | 0 | 0 | 0 | 0 | 0 | 0 | 0 | 0 | 0 | 0 | 0 | 0 | 0 | 0 | 0 | 0 | 0 | 0 | 0 | 0 | 0 | 0 | 0 | 0 | 0 | 0 | 0 | 0 | 0 | 0 | 0 | 0 | 0 | 0 | 0 | 0 | 0 | 0 | 0 | 0 | 0 | 0 | 0 | 0 | 0 | 0
PSE | 20 | Winter | Peak | 4 | Res DLC ERWH-Grid-Enabled | Industrial | Misc Manf | 0 | 0 | 0 | 0 | 0 | 0 | 0 | 0 | 0 | 0 | 0 | 0 | 0 | 0 | 0 | 0 | 0 | 0 | 0 | 0 | 0 | 0 | 0 | 0 | 0 | 0 | 0 | 0 | 0 | 0 | 0 | 0 | 0 | 0 | 0 | 0 | 0 | 0 | 0 | 0 | 0 | 0 | 0 | 0 | 0 | 0 | 0 | 0 | 0 | 0 | 0 | 0 | 0 | 0 | 0 | 0 | 0 | 0 | 0 | 0 | 0 | 0 | 0
PSE | 20 | Winter | Peak | 4 | Res DLC ERWH-Grid-Enabled | Residential | Single Family | 0 | 0 | 0 | 28.4303 | 28.7215 | 29.0553 | 29.4025 | 29.7473 | 30.0898 | 30.4304 | 30.7705 | 31.1117 | 31.4542 | 31.796 | 32.1362 | 32.4757 | 32.8134 | 33.1472 | 33.4765 | 33.8021 | 34.1245 | 34.4447 | 34.7625 | 35.0786 | 35.3926 | 35.7044 | 36.0147 | 0 | 0 | 0 | 0 | 0 | 0 | 48088.9223 | 48581.5497 | 49146.1871 | 49733.4532 | 50316.6672 | 50896.0027 | 51472.132 | 52047.4418 | 52624.5303 | 53203.9073 | 53782.0155 | 54357.3479 | 54931.7098 | 55502.9108 | 56067.4273 | 56624.576 | 57175.2178 | 57720.5574 | 58262.1431 | 58799.8013 | 59334.3251 | 59865.5444 | 60392.8399 | 60917.7563 | 0 | 0 | 0 | 0 | 0 | 0
PSE | 20 | Winter | Peak | 4 | Res DLC ERWH-Grid-Enabled | Residential | Multifamily Low-Rise | 0 | 0 | 0 | 15.6063 | 15.7661 | 15.9494 | 16.1399 | 16.3292 | 16.5172 | 16.7042 | 16.8909 | 17.0782 | 17.2662 | 17.4538 | 17.6405 | 17.8269 | 18.0123 | 18.1955 | 18.3763 | 18.555 | 18.732 | 18.9078 | 19.0822 | 19.2557 | 19.4281 | 19.5992 | 19.7696 | 0 | 0 | 0 | 0 | 0 | 0 | 26397.5067 | 26667.9252 | 26977.8723 | 27300.2409 | 27620.3852 | 27938.4005 | 28254.6558 | 28570.4613 | 28887.2431 | 29205.2812 | 29522.6228 | 29838.4407 | 30153.7258 | 30467.2758 | 30777.1565 | 31082.9927 | 31385.2572 | 31684.611 | 31981.9043 | 32277.0417 | 32570.4584 | 32862.0612 | 33151.5101 | 33439.6531 | 0 | 0 | 0 | 0 | 0 | 0
PSE | 20 | Winter | Peak | 4 | Res DLC ERWH-Grid-Enabled | Residential | Multifamily High-Rise | 0 | 0 | 0 | 2.8438 | 2.8729 | 2.9063 | 2.9411 | 2.9755 | 3.0098 | 3.0439 | 3.0779 | 3.112 | 3.1463 | 3.1805 | 3.2145 | 3.2485 | 3.2822 | 3.3156 | 3.3486 | 3.3811 | 3.4134 | 3.4454 | 3.4772 | 3.5088 | 3.5402 | 3.5714 | 3.6025 | 0 | 0 | 0 | 0 | 0 | 0 | 4810.2123 | 4859.4886 | 4915.9678 | 4974.7106 | 5033.048 | 5090.9974 | 5148.6262 | 5206.1729 | 5263.8976 | 5321.8512 | 5379.6779 | 5437.227 | 5494.6789 | 5551.8147 | 5608.2819 | 5664.012 | 5719.0913 | 5773.6402 | 5827.8137 | 5881.5943 | 5935.0613 | 5988.1978 | 6040.9418 | 6093.4479 | 0 | 0 | 0 | 0 | 0 | 0
PSE | 20 | Winter | Peak | 4 | Res DLC ERWH-Grid-Enabled | Residential | Manufactured | 0 | 0 | 0 | 6.6848 | 6.7533 | 6.8318 | 6.9134 | 6.9945 | 7.075 | 7.1551 | 7.2351 | 7.3153 | 7.3959 | 7.4762 | 7.5562 | 7.6361 | 7.7155 | 7.7939 | 7.8714 | 7.9479 | 8.0237 | 8.099 | 8.1738 | 8.2481 | 8.3219 | 8.3952 | 8.4682 | 0 | 0 | 0 | 0 | 0 | 0 | 11307.1995 | 11423.0315 | 11555.7953 | 11693.8798 | 11831.0115 | 11967.2313 | 12102.6972 | 12237.9704 | 12373.6618 | 12509.8914 | 12645.8226 | 12781.1011 | 12916.1514 | 13050.4585 | 13183.1939 | 13314.1968 | 13443.6698 | 13571.8961 | 13699.2397 | 13825.6599 | 13951.343 | 14076.2492 | 14200.2328 | 14323.6569 | 0 | 0 | 0 | 0 | 0 | 0
PSE | 20 | Winter | Peak | 4 | Res DLC ERWH-Grid-Enabled | 0 | 0 | 0 | 0 | 0 | 0 | 0 | 0 | 0 | 0 | 0 | 0 | 0 | 0 | 0 | 0 | 0 | 0 | 0 | 0 | 0 | 0 | 0 | 0 | 0 | 0 | 0 | 0 | 0 | 0 | 0 | 0 | 0 | 0 | 0 | 0 | 0 | 0 | 0 | 0 | 0 | 0 | 0 | 0 | 0 | 0 | 0 | 0 | 0 | 0 | 0 | 0 | 0 | 0 | 0 | 0 | 0 | 0 | 0 | 0 | 0 | 0 | 0 | 0 | 0
PSE | 20 | Winter | Peak | 4 | Res DLC ERWH-Switch | 0 | 0 | 0 | 0 | 0 | 0 | 0 | 0 | 0 | 0 | 0 | 0 | 0 | 0 | 0 | 0 | 0 | 0 | 0 | 0 | 0 | 0 | 0 | 0 | 0 | 0 | 0 | 0 | 0 | 0 | 0 | 0 | 0 | 0 | 0 | 0 | 0 | 0 | 0 | 0 | 0 | 0 | 0 | 0 | 0 | 0 | 0 | 0 | 0 | 0 | 0 | 0 | 0 | 0 | 0 | 0 | 0 | 0 | 0 | 0 | 0 | 0 | 0 | 0 | 0
PSE | 20 | Winter | Peak | 4 | Res DLC ERWH-Switch | 0 | 0 | 0 | 0 | 0 | 0 | 0 | 0 | 0 | 0 | 0 | 0 | 0 | 0 | 0 | 0 | 0 | 0 | 0 | 0 | 0 | 0 | 0 | 0 | 0 | 0 | 0 | 0 | 0 | 0 | 0 | 0 | 0 | 0 | 0 | 0 | 0 | 0 | 0 | 0 | 0 | 0 | 0 | 0 | 0 | 0 | 0 | 0 | 0 | 0 | 0 | 0 | 0 | 0 | 0 | 0 | 0 | 0 | 0 | 0 | 0 | 0 | 0 | 0 | 0
PSE | 20 | Winter | Peak | 4 | Res DLC ERWH-Switch | 0 | 0 | 0 | 0 | 0 | 0 | 0 | 0 | 0 | 0 | 0 | 0 | 0 | 0 | 0 | 0 | 0 | 0 | 0 | 0 | 0 | 0 | 0 | 0 | 0 | 0 | 0 | 0 | 0 | 0 | 0 | 0 | 0 | 0 | 0 | 0 | 0 | 0 | 0 | 0 | 0 | 0 | 0 | 0 | 0 | 0 | 0 | 0 | 0 | 0 | 0 | 0 | 0 | 0 | 0 | 0 | 0 | 0 | 0 | 0 | 0 | 0 | 0 | 0 | 0
PSE | 20 | Winter | Peak | 4 | Res DLC ERWH-Switch | 0 | 0 | 0 | 0 | 0 | 0 | 0 | 0 | 0 | 0 | 0 | 0 | 0 | 0 | 0 | 0 | 0 | 0 | 0 | 0 | 0 | 0 | 0 | 0 | 0 | 0 | 0 | 0 | 0 | 0 | 0 | 0 | 0 | 0 | 0 | 0 | 0 | 0 | 0 | 0 | 0 | 0 | 0 | 0 | 0 | 0 | 0 | 0 | 0 | 0 | 0 | 0 | 0 | 0 | 0 | 0 | 0 | 0 | 0 | 0 | 0 | 0 | 0 | 0 | 0
PSE | 20 | Winter | Peak | 4 | Res DLC ERWH-Switch | 0 | 0 | 0 | 0 | 0 | 0 | 0 | 0 | 0 | 0 | 0 | 0 | 0 | 0 | 0 | 0 | 0 | 0 | 0 | 0 | 0 | 0 | 0 | 0 | 0 | 0 | 0 | 0 | 0 | 0 | 0 | 0 | 0 | 0 | 0 | 0 | 0 | 0 | 0 | 0 | 0 | 0 | 0 | 0 | 0 | 0 | 0 | 0 | 0 | 0 | 0 | 0 | 0 | 0 | 0 | 0 | 0 | 0 | 0 | 0 | 0 | 0 | 0 | 0 | 0
PSE | 20 | Winter | Peak | 4 | Res DLC ERWH-Switch | 0 | 0 | 0 | 0 | 0 | 0 | 0 | 0 | 0 | 0 | 0 | 0 | 0 | 0 | 0 | 0 | 0 | 0 | 0 | 0 | 0 | 0 | 0 | 0 | 0 | 0 | 0 | 0 | 0 | 0 | 0 | 0 | 0 | 0 | 0 | 0 | 0 | 0 | 0 | 0 | 0 | 0 | 0 | 0 | 0 | 0 | 0 | 0 | 0 | 0 | 0 | 0 | 0 | 0 | 0 | 0 | 0 | 0 | 0 | 0 | 0 | 0 | 0 | 0 | 0
PSE | 20 | Winter | Peak | 4 | Res DLC ERWH-Switch | 0 | 0 | 0 | 0 | 0 | 0 | 0 | 0 | 0 | 0 | 0 | 0 | 0 | 0 | 0 | 0 | 0 | 0 | 0 | 0 | 0 | 0 | 0 | 0 | 0 | 0 | 0 | 0 | 0 | 0 | 0 | 0 | 0 | 0 | 0 | 0 | 0 | 0 | 0 | 0 | 0 | 0 | 0 | 0 | 0 | 0 | 0 | 0 | 0 | 0 | 0 | 0 | 0 | 0 | 0 | 0 | 0 | 0 | 0 | 0 | 0 | 0 | 0 | 0 | 0
PSE | 20 | Winter | Peak | 4 | Res DLC ERWH-Switch | 0 | 0 | 0 | 0 | 0 | 0 | 0 | 0 | 0 | 0 | 0 | 0 | 0 | 0 | 0 | 0 | 0 | 0 | 0 | 0 | 0 | 0 | 0 | 0 | 0 | 0 | 0 | 0 | 0 | 0 | 0 | 0 | 0 | 0 | 0 | 0 | 0 | 0 | 0 | 0 | 0 | 0 | 0 | 0 | 0 | 0 | 0 | 0 | 0 | 0 | 0 | 0 | 0 | 0 | 0 | 0 | 0 | 0 | 0 | 0 | 0 | 0 | 0 | 0 | 0
PSE | 20 | Winter | Peak | 4 | Res DLC ERWH-Switch | 0 | 0 | 0 | 0 | 0 | 0 | 0 | 0 | 0 | 0 | 0 | 0 | 0 | 0 | 0 | 0 | 0 | 0 | 0 | 0 | 0 | 0 | 0 | 0 | 0 | 0 | 0 | 0 | 0 | 0 | 0 | 0 | 0 | 0 | 0 | 0 | 0 | 0 | 0 | 0 | 0 | 0 | 0 | 0 | 0 | 0 | 0 | 0 | 0 | 0 | 0 | 0 | 0 | 0 | 0 | 0 | 0 | 0 | 0 | 0 | 0 | 0 | 0 | 0 | 0
PSE | 20 | Winter | Peak | 4 | Res DLC ERWH-Switch | 0 | 0 | 0 | 0 | 0 | 0 | 0 | 0 | 0 | 0 | 0 | 0 | 0 | 0 | 0 | 0 | 0 | 0 | 0 | 0 | 0 | 0 | 0 | 0 | 0 | 0 | 0 | 0 | 0 | 0 | 0 | 0 | 0 | 0 | 0 | 0 | 0 | 0 | 0 | 0 | 0 | 0 | 0 | 0 | 0 | 0 | 0 | 0 | 0 | 0 | 0 | 0 | 0 | 0 | 0 | 0 | 0 | 0 | 0 | 0 | 0 | 0 | 0 | 0 | 0
PSE | 20 | Winter | Peak | 4 | Res DLC ERWH-Switch | 0 | 0 | 0 | 0 | 0 | 0 | 0 | 0 | 0 | 0 | 0 | 0 | 0 | 0 | 0 | 0 | 0 | 0 | 0 | 0 | 0 | 0 | 0 | 0 | 0 | 0 | 0 | 0 | 0 | 0 | 0 | 0 | 0 | 0 | 0 | 0 | 0 | 0 | 0 | 0 | 0 | 0 | 0 | 0 | 0 | 0 | 0 | 0 | 0 | 0 | 0 | 0 | 0 | 0 | 0 | 0 | 0 | 0 | 0 | 0 | 0 | 0 | 0 | 0 | 0
PSE | 20 | Winter | Peak | 4 | Res DLC ERWH-Switch | 0 | 0 | 0 | 0 | 0 | 0 | 0 | 0 | 0 | 0 | 0 | 0 | 0 | 0 | 0 | 0 | 0 | 0 | 0 | 0 | 0 | 0 | 0 | 0 | 0 | 0 | 0 | 0 | 0 | 0 | 0 | 0 | 0 | 0 | 0 | 0 | 0 | 0 | 0 | 0 | 0 | 0 | 0 | 0 | 0 | 0 | 0 | 0 | 0 | 0 | 0 | 0 | 0 | 0 | 0 | 0 | 0 | 0 | 0 | 0 | 0 | 0 | 0 | 0 | 0
PSE | 20 | Winter | Peak | 4 | Res DLC ERWH-Switch | 0 | 0 | 0 | 0 | 0 | 0 | 0 | 0 | 0 | 0 | 0 | 0 | 0 | 0 | 0 | 0 | 0 | 0 | 0 | 0 | 0 | 0 | 0 | 0 | 0 | 0 | 0 | 0 | 0 | 0 | 0 | 0 | 0 | 0 | 0 | 0 | 0 | 0 | 0 | 0 | 0 | 0 | 0 | 0 | 0 | 0 | 0 | 0 | 0 | 0 | 0 | 0 | 0 | 0 | 0 | 0 | 0 | 0 | 0 | 0 | 0 | 0 | 0 | 0 | 0
PSE | 20 | Winter | Peak | 4 | Res DLC ERWH-Switch | 0 | 0 | 0 | 0 | 0 | 0 | 0 | 0 | 0 | 0 | 0 | 0 | 0 | 0 | 0 | 0 | 0 | 0 | 0 | 0 | 0 | 0 | 0 | 0 | 0 | 0 | 0 | 0 | 0 | 0 | 0 | 0 | 0 | 0 | 0 | 0 | 0 | 0 | 0 | 0 | 0 | 0 | 0 | 0 | 0 | 0 | 0 | 0 | 0 | 0 | 0 | 0 | 0 | 0 | 0 | 0 | 0 | 0 | 0 | 0 | 0 | 0 | 0 | 0 | 0
PSE | 20 | Winter | Peak | 4 | Res DLC ERWH-Switch | 0 | 0 | 0 | 0 | 0 | 0 | 0 | 0 | 0 | 0 | 0 | 0 | 0 | 0 | 0 | 0 | 0 | 0 | 0 | 0 | 0 | 0 | 0 | 0 | 0 | 0 | 0 | 0 | 0 | 0 | 0 | 0 | 0 | 0 | 0 | 0 | 0 | 0 | 0 | 0 | 0 | 0 | 0 | 0 | 0 | 0 | 0 | 0 | 0 | 0 | 0 | 0 | 0 | 0 | 0 | 0 | 0 | 0 | 0 | 0 | 0 | 0 | 0 | 0 | 0
PSE | 20 | Winter | Peak | 4 | Res DLC ERWH-Switch | 0 | 0 | 0 | 0 | 0 | 0 | 0 | 0 | 0 | 0 | 0 | 0 | 0 | 0 | 0 | 0 | 0 | 0 | 0 | 0 | 0 | 0 | 0 | 0 | 0 | 0 | 0 | 0 | 0 | 0 | 0 | 0 | 0 | 0 | 0 | 0 | 0 | 0 | 0 | 0 | 0 | 0 | 0 | 0 | 0 | 0 | 0 | 0 | 0 | 0 | 0 | 0 | 0 | 0 | 0 | 0 | 0 | 0 | 0 | 0 | 0 | 0 | 0 | 0 | 0
PSE | 20 | Winter | Peak | 4 | Res DLC ERWH-Switch | 0 | 0 | 0 | 0 | 0 | 0 | 0 | 0 | 0 | 0 | 0 | 0 | 0 | 0 | 0 | 0 | 0 | 0 | 0 | 0 | 0 | 0 | 0 | 0 | 0 | 0 | 0 | 0 | 0 | 0 | 0 | 0 | 0 | 0 | 0 | 0 | 0 | 0 | 0 | 0 | 0 | 0 | 0 | 0 | 0 | 0 | 0 | 0 | 0 | 0 | 0 | 0 | 0 | 0 | 0 | 0 | 0 | 0 | 0 | 0 | 0 | 0 | 0 | 0 | 0
PSE | 20 | Winter | Peak | 4 | Res DLC ERWH-Switch | 0 | 0 | 0 | 0 | 0 | 0 | 0 | 0 | 0 | 0 | 0 | 0 | 0 | 0 | 0 | 0 | 0 | 0 | 0 | 0 | 0 | 0 | 0 | 0 | 0 | 0 | 0 | 0 | 0 | 0 | 0 | 0 | 0 | 0 | 0 | 0 | 0 | 0 | 0 | 0 | 0 | 0 | 0 | 0 | 0 | 0 | 0 | 0 | 0 | 0 | 0 | 0 | 0 | 0 | 0 | 0 | 0 | 0 | 0 | 0 | 0 | 0 | 0 | 0 | 0
PSE | 20 | Winter | Peak | 4 | Res DLC ERWH-Switch | 0 | 0 | 0 | 0 | 0 | 0 | 0 | 0 | 0 | 0 | 0 | 0 | 0 | 0 | 0 | 0 | 0 | 0 | 0 | 0 | 0 | 0 | 0 | 0 | 0 | 0 | 0 | 0 | 0 | 0 | 0 | 0 | 0 | 0 | 0 | 0 | 0 | 0 | 0 | 0 | 0 | 0 | 0 | 0 | 0 | 0 | 0 | 0 | 0 | 0 | 0 | 0 | 0 | 0 | 0 | 0 | 0 | 0 | 0 | 0 | 0 | 0 | 0 | 0 | 0
PSE | 20 | Winter | Peak | 4 | Res DLC ERWH-Switch | 0 | 0 | 0 | 0 | 0 | 0 | 0 | 0 | 0 | 0 | 0 | 0 | 0 | 0 | 0 | 0 | 0 | 0 | 0 | 0 | 0 | 0 | 0 | 0 | 0 | 0 | 0 | 0 | 0 | 0 | 0 | 0 | 0 | 0 | 0 | 0 | 0 | 0 | 0 | 0 | 0 | 0 | 0 | 0 | 0 | 0 | 0 | 0 | 0 | 0 | 0 | 0 | 0 | 0 | 0 | 0 | 0 | 0 | 0 | 0 | 0 | 0 | 0 | 0 | 0
PSE | 20 | Winter | Peak | 4 | Res DLC ERWH-Switch | 0 | 0 | 0 | 0 | 0 | 0 | 0 | 0 | 0 | 0 | 0 | 0 | 0 | 0 | 0 | 0 | 0 | 0 | 0 | 0 | 0 | 0 | 0 | 0 | 0 | 0 | 0 | 0 | 0 | 0 | 0 | 0 | 0 | 0 | 0 | 0 | 0 | 0 | 0 | 0 | 0 | 0 | 0 | 0 | 0 | 0 | 0 | 0 | 0 | 0 | 0 | 0 | 0 | 0 | 0 | 0 | 0 | 0 | 0 | 0 | 0 | 0 | 0 | 0 | 0
PSE | 20 | Winter | Peak | 4 | Res DLC ERWH-Switch | 0 | 0 | 0 | 0 | 0 | 0 | 0 | 0 | 0 | 0 | 0 | 0 | 0 | 0 | 0 | 0 | 0 | 0 | 0 | 0 | 0 | 0 | 0 | 0 | 0 | 0 | 0 | 0 | 0 | 0 | 0 | 0 | 0 | 0 | 0 | 0 | 0 | 0 | 0 | 0 | 0 | 0 | 0 | 0 | 0 | 0 | 0 | 0 | 0 | 0 | 0 | 0 | 0 | 0 | 0 | 0 | 0 | 0 | 0 | 0 | 0 | 0 | 0 | 0 | 0
PSE | 20 | Winter | Peak | 4 | Res DLC ERWH-Switch | 0 | 0 | 0 | 0 | 0 | 0 | 0 | 0 | 0 | 0 | 0 | 0 | 0 | 0 | 0 | 0 | 0 | 0 | 0 | 0 | 0 | 0 | 0 | 0 | 0 | 0 | 0 | 0 | 0 | 0 | 0 | 0 | 0 | 0 | 0 | 0 | 0 | 0 | 0 | 0 | 0 | 0 | 0 | 0 | 0 | 0 | 0 | 0 | 0 | 0 | 0 | 0 | 0 | 0 | 0 | 0 | 0 | 0 | 0 | 0 | 0 | 0 | 0 | 0 | 0
PSE | 20 | Winter | Peak | 4 | Res DLC ERWH-Switch | 0 | 0 | 0 | 0 | 0 | 0 | 0 | 0 | 0 | 0 | 0 | 0 | 0 | 0 | 0 | 0 | 0 | 0 | 0 | 0 | 0 | 0 | 0 | 0 | 0 | 0 | 0 | 0 | 0 | 0 | 0 | 0 | 0 | 0 | 0 | 0 | 0 | 0 | 0 | 0 | 0 | 0 | 0 | 0 | 0 | 0 | 0 | 0 | 0 | 0 | 0 | 0 | 0 | 0 | 0 | 0 | 0 | 0 | 0 | 0 | 0 | 0 | 0 | 0 | 0
PSE | 20 | Winter | Peak | 4 | Res DLC ERWH-Switch | 0 | 0 | 0 | 0 | 0 | 0 | 0 | 0 | 0 | 0 | 0 | 0 | 0 | 0 | 0 | 0 | 0 | 0 | 0 | 0 | 0 | 0 | 0 | 0 | 0 | 0 | 0 | 0 | 0 | 0 | 0 | 0 | 0 | 0 | 0 | 0 | 0 | 0 | 0 | 0 | 0 | 0 | 0 | 0 | 0 | 0 | 0 | 0 | 0 | 0 | 0 | 0 | 0 | 0 | 0 | 0 | 0 | 0 | 0 | 0 | 0 | 0 | 0 | 0 | 0
PSE | 20 | Winter | Peak | 4 | Res DLC ERWH-Switch | 0 | 0 | 0 | 0 | 0 | 0 | 0 | 0 | 0 | 0 | 0 | 0 | 0 | 0 | 0 | 0 | 0 | 0 | 0 | 0 | 0 | 0 | 0 | 0 | 0 | 0 | 0 | 0 | 0 | 0 | 0 | 0 | 0 | 0 | 0 | 0 | 0 | 0 | 0 | 0 | 0 | 0 | 0 | 0 | 0 | 0 | 0 | 0 | 0 | 0 | 0 | 0 | 0 | 0 | 0 | 0 | 0 | 0 | 0 | 0 | 0 | 0 | 0 | 0 | 0
PSE | 20 | Winter | Peak | 4 | Res DLC ERWH-Switch | 0 | 0 | 0 | 0 | 0 | 0 | 0 | 0 | 0 | 0 | 0 | 0 | 0 | 0 | 0 | 0 | 0 | 0 | 0 | 0 | 0 | 0 | 0 | 0 | 0 | 0 | 0 | 0 | 0 | 0 | 0 | 0 | 0 | 0 | 0 | 0 | 0 | 0 | 0 | 0 | 0 | 0 | 0 | 0 | 0 | 0 | 0 | 0 | 0 | 0 | 0 | 0 | 0 | 0 | 0 | 0 | 0 | 0 | 0 | 0 | 0 | 0 | 0 | 0 | 0
PSE | 20 | Winter | Peak | 4 | Res DLC ERWH-Switch | 0 | 0 | 0 | 0 | 0 | 0 | 0 | 0 | 0 | 0 | 0 | 0 | 0 | 0 | 0 | 0 | 0 | 0 | 0 | 0 | 0 | 0 | 0 | 0 | 0 | 0 | 0 | 0 | 0 | 0 | 0 | 0 | 0 | 0 | 0 | 0 | 0 | 0 | 0 | 0 | 0 | 0 | 0 | 0 | 0 | 0 | 0 | 0 | 0 | 0 | 0 | 0 | 0 | 0 | 0 | 0 | 0 | 0 | 0 | 0 | 0 | 0 | 0 | 0 | 0
PSE | 20 | Winter | Peak | 4 | Res DLC ERWH-Switch | 0 | 0 | 0 | 0 | 0 | 0 | 0 | 0 | 0 | 0 | 0 | 0 | 0 | 0 | 0 | 0 | 0 | 0 | 0 | 0 | 0 | 0 | 0 | 0 | 0 | 0 | 0 | 0 | 0 | 0 | 0 | 0 | 0 | 0 | 0 | 0 | 0 | 0 | 0 | 0 | 0 | 0 | 0 | 0 | 0 | 0 | 0 | 0 | 0 | 0 | 0 | 0 | 0 | 0 | 0 | 0 | 0 | 0 | 0 | 0 | 0 | 0 | 0 | 0 | 0
PSE | 20 | Winter | Peak | 4 | Res DLC ERWH-Switch | 0 | 0 | 0 | 0 | 0 | 0 | 0 | 0 | 0 | 0 | 0 | 0 | 0 | 0 | 0 | 0 | 0 | 0 | 0 | 0 | 0 | 0 | 0 | 0 | 0 | 0 | 0 | 0 | 0 | 0 | 0 | 0 | 0 | 0 | 0 | 0 | 0 | 0 | 0 | 0 | 0 | 0 | 0 | 0 | 0 | 0 | 0 | 0 | 0 | 0 | 0 | 0 | 0 | 0 | 0 | 0 | 0 | 0 | 0 | 0 | 0 | 0 | 0 | 0 | 0
PSE | 20 | Winter | Peak | 4 | Res DLC ERWH-Switch | 0 | 0 | 0 | 0 | 0 | 0 | 0 | 0 | 0 | 0 | 0 | 0 | 0 | 0 | 0 | 0 | 0 | 0 | 0 | 0 | 0 | 0 | 0 | 0 | 0 | 0 | 0 | 0 | 0 | 0 | 0 | 0 | 0 | 0 | 0 | 0 | 0 | 0 | 0 | 0 | 0 | 0 | 0 | 0 | 0 | 0 | 0 | 0 | 0 | 0 | 0 | 0 | 0 | 0 | 0 | 0 | 0 | 0 | 0 | 0 | 0 | 0 | 0 | 0 | 0
PSE | 20 | Winter | Peak | 4 | Res DLC ERWH-Switch | 0 | 0 | 0 | 0 | 0 | 0 | 0 | 0 | 0 | 0 | 0 | 0 | 0 | 0 | 0 | 0 | 0 | 0 | 0 | 0 | 0 | 0 | 0 | 0 | 0 | 0 | 0 | 0 | 0 | 0 | 0 | 0 | 0 | 0 | 0 | 0 | 0 | 0 | 0 | 0 | 0 | 0 | 0 | 0 | 0 | 0 | 0 | 0 | 0 | 0 | 0 | 0 | 0 | 0 | 0 | 0 | 0 | 0 | 0 | 0 | 0 | 0 | 0 | 0 | 0
PSE | 20 | Winter | Peak | 4 | Res DLC ERWH-Switch | 0 | 0 | 0 | 0 | 0 | 0 | 0 | 0 | 0 | 0 | 0 | 0 | 0 | 0 | 0 | 0 | 0 | 0 | 0 | 0 | 0 | 0 | 0 | 0 | 0 | 0 | 0 | 0 | 0 | 0 | 0 | 0 | 0 | 0 | 0 | 0 | 0 | 0 | 0 | 0 | 0 | 0 | 0 | 0 | 0 | 0 | 0 | 0 | 0 | 0 | 0 | 0 | 0 | 0 | 0 | 0 | 0 | 0 | 0 | 0 | 0 | 0 | 0 | 0 | 0
PSE | 20 | Winter | Peak | 4 | Res DLC ERWH-Switch | 0 | 0 | 0 | 0 | 0 | 0 | 0 | 0 | 0 | 0 | 0 | 0 | 0 | 0 | 0 | 0 | 0 | 0 | 0 | 0 | 0 | 0 | 0 | 0 | 0 | 0 | 0 | 0 | 0 | 0 | 0 | 0 | 0 | 0 | 0 | 0 | 0 | 0 | 0 | 0 | 0 | 0 | 0 | 0 | 0 | 0 | 0 | 0 | 0 | 0 | 0 | 0 | 0 | 0 | 0 | 0 | 0 | 0 | 0 | 0 | 0 | 0 | 0 | 0 | 0
PSE | 20 | Winter | Peak | 4 | Res DLC ERWH-Switch | 0 | 0 | 0 | 0 | 0 | 0 | 0 | 0 | 0 | 0 | 0 | 0 | 0 | 0 | 0 | 0 | 0 | 0 | 0 | 0 | 0 | 0 | 0 | 0 | 0 | 0 | 0 | 0 | 0 | 0 | 0 | 0 | 0 | 0 | 0 | 0 | 0 | 0 | 0 | 0 | 0 | 0 | 0 | 0 | 0 | 0 | 0 | 0 | 0 | 0 | 0 | 0 | 0 | 0 | 0 | 0 | 0 | 0 | 0 | 0 | 0 | 0 | 0 | 0 | 0
PSE | 20 | Winter | Peak | 4 | Res DLC ERWH-Switch | 0 | 0 | 0 | 0 | 0 | 29.6148 | 29.9182 | 30.2659 | 30.6276 | 30.9868 | 31.3435 | 31.6983 | 32.0526 | 32.408 | 32.7648 | 33.1209 | 33.4752 | 33.8289 | 34.1806 | 34.5283 | 34.8714 | 35.2105 | 35.5463 | 35.8799 | 36.211 | 36.5402 | 36.8673 | 37.192 | 37.5153 | 0 | 0 | 0 | 0 | 0 | 0 | 50092.6274 | 50605.7809 | 51193.9449 | 51805.6805 | 52413.195 | 53016.6695 | 53616.8042 | 54216.0852 | 54817.219 | 55420.7368 | 56022.9328 | 56622.2374 | 57220.531 | 57815.532 | 58403.5701 | 58983.9333 | 59557.5185 | 60125.5806 | 60689.7324 | 61249.7931 | 61806.5886 | 62359.9421 | 62909.2083 | 63455.9961 | 0 | 0 | 0 | 0 | 0 | 0
PSE | 20 | Winter | Peak | 4 | Res DLC ERWH-Switch | 0 | 0 | 0 | 0 | 0 | 16.2565 | 16.423 | 16.6139 | 16.8124 | 17.0096 | 17.2054 | 17.4002 | 17.5947 | 17.7898 | 17.9856 | 18.1811 | 18.3756 | 18.5697 | 18.7628 | 18.9537 | 19.142 | 19.3281 | 19.5125 | 19.6956 | 19.8773 | 20.058 | 20.2376 | 20.4159 | 20.5933 | 0 | 0 | 0 | 0 | 0 | 0 | 27497.4028 | 27779.0887 | 28101.9503 | 28437.751 | 28771.2346 | 29102.5005 | 29431.9331 | 29760.8971 | 30090.8782 | 30422.1679 | 30752.7321 | 31081.709 | 31410.131 | 31736.7456 | 32059.538 | 32378.1174 | 32692.9762 | 33004.8032 | 33314.4837 | 33621.9184 | 33927.5608 | 34231.3138 | 34532.8231 | 34832.972 | 0 | 0 | 0 | 0 | 0 | 0
PSE | 20 | Winter | Peak | 4 | Res DLC ERWH-Switch | 0 | 0 | 0 | 0 | 0 | 2.9623 | 2.9926 | 3.0274 | 3.0636 | 3.0995 | 3.1352 | 3.1707 | 3.2061 | 3.2417 | 3.2774 | 3.313 | 3.3484 | 3.3838 | 3.419 | 3.4538 | 3.4881 | 3.522 | 3.5556 | 3.589 | 3.6221 | 3.655 | 3.6877 | 3.7202 | 3.7526 | 0 | 0 | 0 | 0 | 0 | 0 | 5010.6378 | 5061.9673 | 5120.7998 | 5181.9902 | 5242.7583 | 5303.1223 | 5363.1523 | 5423.0968 | 5483.2267 | 5543.595 | 5603.8312 | 5663.7781 | 5723.6239 | 5783.1403 | 5841.9603 | 5900.0125 | 5957.3868 | 6014.2086 | 6070.6392 | 6126.6607 | 6182.3555 | 6237.7061 | 6292.6478 | 6347.3416 | 0 | 0 | 0 | 0 | 0 | 0
PSE | 20 | Winter | Peak | 4 | Res DLC ERWH-Switch | 0 | 0 | 0 | 0 | 0 | 6.9634 | 7.0347 | 7.1165 | 7.2015 | 7.286 | 7.3698 | 7.4533 | 7.5366 | 7.6201 | 7.704 | 7.7877 | 7.8711 | 7.9542 | 8.0369 | 8.1187 | 8.1994 | 8.2791 | 8.3581 | 8.4365 | 8.5143 | 8.5917 | 8.6686 | 8.745 | 8.821 | 0 | 0 | 0 | 0 | 0 | 0 | 11778.3328 | 11898.9911 | 12037.2868 | 12181.1248 | 12323.9703 | 12465.8659 | 12606.9762 | 12747.8858 | 12889.2311 | 13031.1369 | 13172.7318 | 13313.647 | 13454.3244 | 13594.2276 | 13732.4936 | 13868.955 | 14003.8227 | 14137.3918 | 14270.0414 | 14401.7291 | 14532.649 | 14662.7596 | 14791.9091 | 14920.4759 | 0 | 0 | 0 | 0 | 0 | 0
PSE | 20 | Winter | Peak | 4 | Res DLC ERWH-Switch | 0 | 0 | 0 | 0 | 0 | 0 | 0 | 0 | 0 | 0 | 0 | 0 | 0 | 0 | 0 | 0 | 0 | 0 | 0 | 0 | 0 | 0 | 0 | 0 | 0 | 0 | 0 | 0 | 0 | 0 | 0 | 0 | 0 | 0 | 0 | 0 | 0 | 0 | 0 | 0 | 0 | 0 | 0 | 0 | 0 | 0 | 0 | 0 | 0 | 0 | 0 | 0 | 0 | 0 | 0 | 0 | 0 | 0 | 0 | 0 | 0 | 0 | 0 | 0 | 0
PSE | 20 | Winter | Peak | 4 | Res DLC Heat-BYOT | 0 | 0 | 0 | 0 | 0 | 0 | 0 | 0 | 0 | 0 | 0 | 0 | 0 | 0 | 0 | 0 | 0 | 0 | 0 | 0 | 0 | 0 | 0 | 0 | 0 | 0 | 0 | 0 | 0 | 0 | 0 | 0 | 0 | 0 | 0 | 0 | 0 | 0 | 0 | 0 | 0 | 0 | 0 | 0 | 0 | 0 | 0 | 0 | 0 | 0 | 0 | 0 | 0 | 0 | 0 | 0 | 0 | 0 | 0 | 0 | 0 | 0 | 0 | 0 | 0
PSE | 20 | Winter | Peak | 4 | Res DLC Heat-BYOT | 0 | 0 | 0 | 0 | 0 | 0 | 0 | 0 | 0 | 0 | 0 | 0 | 0 | 0 | 0 | 0 | 0 | 0 | 0 | 0 | 0 | 0 | 0 | 0 | 0 | 0 | 0 | 0 | 0 | 0 | 0 | 0 | 0 | 0 | 0 | 0 | 0 | 0 | 0 | 0 | 0 | 0 | 0 | 0 | 0 | 0 | 0 | 0 | 0 | 0 | 0 | 0 | 0 | 0 | 0 | 0 | 0 | 0 | 0 | 0 | 0 | 0 | 0 | 0 | 0
PSE | 20 | Winter | Peak | 4 | Res DLC Heat-BYOT | 0 | 0 | 0 | 0 | 0 | 0 | 0 | 0 | 0 | 0 | 0 | 0 | 0 | 0 | 0 | 0 | 0 | 0 | 0 | 0 | 0 | 0 | 0 | 0 | 0 | 0 | 0 | 0 | 0 | 0 | 0 | 0 | 0 | 0 | 0 | 0 | 0 | 0 | 0 | 0 | 0 | 0 | 0 | 0 | 0 | 0 | 0 | 0 | 0 | 0 | 0 | 0 | 0 | 0 | 0 | 0 | 0 | 0 | 0 | 0 | 0 | 0 | 0 | 0 | 0
PSE | 20 | Winter | Peak | 4 | Res DLC Heat-BYOT | 0 | 0 | 0 | 0 | 0 | 0 | 0 | 0 | 0 | 0 | 0 | 0 | 0 | 0 | 0 | 0 | 0 | 0 | 0 | 0 | 0 | 0 | 0 | 0 | 0 | 0 | 0 | 0 | 0 | 0 | 0 | 0 | 0 | 0 | 0 | 0 | 0 | 0 | 0 | 0 | 0 | 0 | 0 | 0 | 0 | 0 | 0 | 0 | 0 | 0 | 0 | 0 | 0 | 0 | 0 | 0 | 0 | 0 | 0 | 0 | 0 | 0 | 0 | 0 | 0
PSE | 20 | Winter | Peak | 4 | Res DLC Heat-BYOT | 0 | 0 | 0 | 0 | 0 | 0 | 0 | 0 | 0 | 0 | 0 | 0 | 0 | 0 | 0 | 0 | 0 | 0 | 0 | 0 | 0 | 0 | 0 | 0 | 0 | 0 | 0 | 0 | 0 | 0 | 0 | 0 | 0 | 0 | 0 | 0 | 0 | 0 | 0 | 0 | 0 | 0 | 0 | 0 | 0 | 0 | 0 | 0 | 0 | 0 | 0 | 0 | 0 | 0 | 0 | 0 | 0 | 0 | 0 | 0 | 0 | 0 | 0 | 0 | 0
PSE | 20 | Winter | Peak | 4 | Res DLC Heat-BYOT | 0 | 0 | 0 | 0 | 0 | 0 | 0 | 0 | 0 | 0 | 0 | 0 | 0 | 0 | 0 | 0 | 0 | 0 | 0 | 0 | 0 | 0 | 0 | 0 | 0 | 0 | 0 | 0 | 0 | 0 | 0 | 0 | 0 | 0 | 0 | 0 | 0 | 0 | 0 | 0 | 0 | 0 | 0 | 0 | 0 | 0 | 0 | 0 | 0 | 0 | 0 | 0 | 0 | 0 | 0 | 0 | 0 | 0 | 0 | 0 | 0 | 0 | 0 | 0 | 0
PSE | 20 | Winter | Peak | 4 | Res DLC Heat-BYOT | 0 | 0 | 0 | 0 | 0 | 0 | 0 | 0 | 0 | 0 | 0 | 0 | 0 | 0 | 0 | 0 | 0 | 0 | 0 | 0 | 0 | 0 | 0 | 0 | 0 | 0 | 0 | 0 | 0 | 0 | 0 | 0 | 0 | 0 | 0 | 0 | 0 | 0 | 0 | 0 | 0 | 0 | 0 | 0 | 0 | 0 | 0 | 0 | 0 | 0 | 0 | 0 | 0 | 0 | 0 | 0 | 0 | 0 | 0 | 0 | 0 | 0 | 0 | 0 | 0
PSE | 20 | Winter | Peak | 4 | Res DLC Heat-BYOT | 0 | 0 | 0 | 0 | 0 | 0 | 0 | 0 | 0 | 0 | 0 | 0 | 0 | 0 | 0 | 0 | 0 | 0 | 0 | 0 | 0 | 0 | 0 | 0 | 0 | 0 | 0 | 0 | 0 | 0 | 0 | 0 | 0 | 0 | 0 | 0 | 0 | 0 | 0 | 0 | 0 | 0 | 0 | 0 | 0 | 0 | 0 | 0 | 0 | 0 | 0 | 0 | 0 | 0 | 0 | 0 | 0 | 0 | 0 | 0 | 0 | 0 | 0 | 0 | 0
PSE | 20 | Winter | Peak | 4 | Res DLC Heat-BYOT | 0 | 0 | 0 | 0 | 0 | 0 | 0 | 0 | 0 | 0 | 0 | 0 | 0 | 0 | 0 | 0 | 0 | 0 | 0 | 0 | 0 | 0 | 0 | 0 | 0 | 0 | 0 | 0 | 0 | 0 | 0 | 0 | 0 | 0 | 0 | 0 | 0 | 0 | 0 | 0 | 0 | 0 | 0 | 0 | 0 | 0 | 0 | 0 | 0 | 0 | 0 | 0 | 0 | 0 | 0 | 0 | 0 | 0 | 0 | 0 | 0 | 0 | 0 | 0 | 0
PSE | 20 | Winter | Peak | 4 | Res DLC Heat-BYOT | 0 | 0 | 0 | 0 | 0 | 0 | 0 | 0 | 0 | 0 | 0 | 0 | 0 | 0 | 0 | 0 | 0 | 0 | 0 | 0 | 0 | 0 | 0 | 0 | 0 | 0 | 0 | 0 | 0 | 0 | 0 | 0 | 0 | 0 | 0 | 0 | 0 | 0 | 0 | 0 | 0 | 0 | 0 | 0 | 0 | 0 | 0 | 0 | 0 | 0 | 0 | 0 | 0 | 0 | 0 | 0 | 0 | 0 | 0 | 0 | 0 | 0 | 0 | 0 | 0
PSE | 20 | Winter | Peak | 4 | Res DLC Heat-BYOT | 0 | 0 | 0 | 0 | 0 | 0 | 0 | 0 | 0 | 0 | 0 | 0 | 0 | 0 | 0 | 0 | 0 | 0 | 0 | 0 | 0 | 0 | 0 | 0 | 0 | 0 | 0 | 0 | 0 | 0 | 0 | 0 | 0 | 0 | 0 | 0 | 0 | 0 | 0 | 0 | 0 | 0 | 0 | 0 | 0 | 0 | 0 | 0 | 0 | 0 | 0 | 0 | 0 | 0 | 0 | 0 | 0 | 0 | 0 | 0 | 0 | 0 | 0 | 0 | 0
PSE | 20 | Winter | Peak | 4 | Res DLC Heat-BYOT | 0 | 0 | 0 | 0 | 0 | 0 | 0 | 0 | 0 | 0 | 0 | 0 | 0 | 0 | 0 | 0 | 0 | 0 | 0 | 0 | 0 | 0 | 0 | 0 | 0 | 0 | 0 | 0 | 0 | 0 | 0 | 0 | 0 | 0 | 0 | 0 | 0 | 0 | 0 | 0 | 0 | 0 | 0 | 0 | 0 | 0 | 0 | 0 | 0 | 0 | 0 | 0 | 0 | 0 | 0 | 0 | 0 | 0 | 0 | 0 | 0 | 0 | 0 | 0 | 0
PSE | 20 | Winter | Peak | 4 | Res DLC Heat-BYOT | 0 | 0 | 0 | 0 | 0 | 0 | 0 | 0 | 0 | 0 | 0 | 0 | 0 | 0 | 0 | 0 | 0 | 0 | 0 | 0 | 0 | 0 | 0 | 0 | 0 | 0 | 0 | 0 | 0 | 0 | 0 | 0 | 0 | 0 | 0 | 0 | 0 | 0 | 0 | 0 | 0 | 0 | 0 | 0 | 0 | 0 | 0 | 0 | 0 | 0 | 0 | 0 | 0 | 0 | 0 | 0 | 0 | 0 | 0 | 0 | 0 | 0 | 0 | 0 | 0
PSE | 20 | Winter | Peak | 4 | Res DLC Heat-BYOT | 0 | 0 | 0 | 0 | 0 | 0 | 0 | 0 | 0 | 0 | 0 | 0 | 0 | 0 | 0 | 0 | 0 | 0 | 0 | 0 | 0 | 0 | 0 | 0 | 0 | 0 | 0 | 0 | 0 | 0 | 0 | 0 | 0 | 0 | 0 | 0 | 0 | 0 | 0 | 0 | 0 | 0 | 0 | 0 | 0 | 0 | 0 | 0 | 0 | 0 | 0 | 0 | 0 | 0 | 0 | 0 | 0 | 0 | 0 | 0 | 0 | 0 | 0 | 0 | 0
PSE | 20 | Winter | Peak | 4 | Res DLC Heat-BYOT | 0 | 0 | 0 | 0 | 0 | 0 | 0 | 0 | 0 | 0 | 0 | 0 | 0 | 0 | 0 | 0 | 0 | 0 | 0 | 0 | 0 | 0 | 0 | 0 | 0 | 0 | 0 | 0 | 0 | 0 | 0 | 0 | 0 | 0 | 0 | 0 | 0 | 0 | 0 | 0 | 0 | 0 | 0 | 0 | 0 | 0 | 0 | 0 | 0 | 0 | 0 | 0 | 0 | 0 | 0 | 0 | 0 | 0 | 0 | 0 | 0 | 0 | 0 | 0 | 0
PSE | 20 | Winter | Peak | 4 | Res DLC Heat-BYOT | 0 | 0 | 0 | 0 | 0 | 0 | 0 | 0 | 0 | 0 | 0 | 0 | 0 | 0 | 0 | 0 | 0 | 0 | 0 | 0 | 0 | 0 | 0 | 0 | 0 | 0 | 0 | 0 | 0 | 0 | 0 | 0 | 0 | 0 | 0 | 0 | 0 | 0 | 0 | 0 | 0 | 0 | 0 | 0 | 0 | 0 | 0 | 0 | 0 | 0 | 0 | 0 | 0 | 0 | 0 | 0 | 0 | 0 | 0 | 0 | 0 | 0 | 0 | 0 | 0
PSE | 20 | Winter | Peak | 4 | Res DLC Heat-BYOT | 0 | 0 | 0 | 0 | 0 | 0 | 0 | 0 | 0 | 0 | 0 | 0 | 0 | 0 | 0 | 0 | 0 | 0 | 0 | 0 | 0 | 0 | 0 | 0 | 0 | 0 | 0 | 0 | 0 | 0 | 0 | 0 | 0 | 0 | 0 | 0 | 0 | 0 | 0 | 0 | 0 | 0 | 0 | 0 | 0 | 0 | 0 | 0 | 0 | 0 | 0 | 0 | 0 | 0 | 0 | 0 | 0 | 0 | 0 | 0 | 0 | 0 | 0 | 0 | 0
PSE | 20 | Winter | Peak | 4 | Res DLC Heat-BYOT | 0 | 0 | 0 | 0 | 0 | 0 | 0 | 0 | 0 | 0 | 0 | 0 | 0 | 0 | 0 | 0 | 0 | 0 | 0 | 0 | 0 | 0 | 0 | 0 | 0 | 0 | 0 | 0 | 0 | 0 | 0 | 0 | 0 | 0 | 0 | 0 | 0 | 0 | 0 | 0 | 0 | 0 | 0 | 0 | 0 | 0 | 0 | 0 | 0 | 0 | 0 | 0 | 0 | 0 | 0 | 0 | 0 | 0 | 0 | 0 | 0 | 0 | 0 | 0 | 0
PSE | 20 | Winter | Peak | 4 | Res DLC Heat-BYOT | 0 | 0 | 0 | 0 | 0 | 0 | 0 | 0 | 0 | 0 | 0 | 0 | 0 | 0 | 0 | 0 | 0 | 0 | 0 | 0 | 0 | 0 | 0 | 0 | 0 | 0 | 0 | 0 | 0 | 0 | 0 | 0 | 0 | 0 | 0 | 0 | 0 | 0 | 0 | 0 | 0 | 0 | 0 | 0 | 0 | 0 | 0 | 0 | 0 | 0 | 0 | 0 | 0 | 0 | 0 | 0 | 0 | 0 | 0 | 0 | 0 | 0 | 0 | 0 | 0
PSE | 20 | Winter | Peak | 4 | Res DLC Heat-BYOT | 0 | 0 | 0 | 0 | 0 | 0 | 0 | 0 | 0 | 0 | 0 | 0 | 0 | 0 | 0 | 0 | 0 | 0 | 0 | 0 | 0 | 0 | 0 | 0 | 0 | 0 | 0 | 0 | 0 | 0 | 0 | 0 | 0 | 0 | 0 | 0 | 0 | 0 | 0 | 0 | 0 | 0 | 0 | 0 | 0 | 0 | 0 | 0 | 0 | 0 | 0 | 0 | 0 | 0 | 0 | 0 | 0 | 0 | 0 | 0 | 0 | 0 | 0 | 0 | 0
PSE | 20 | Winter | Peak | 4 | Res DLC Heat-BYOT | 0 | 0 | 0 | 0 | 0 | 0 | 0 | 0 | 0 | 0 | 0 | 0 | 0 | 0 | 0 | 0 | 0 | 0 | 0 | 0 | 0 | 0 | 0 | 0 | 0 | 0 | 0 | 0 | 0 | 0 | 0 | 0 | 0 | 0 | 0 | 0 | 0 | 0 | 0 | 0 | 0 | 0 | 0 | 0 | 0 | 0 | 0 | 0 | 0 | 0 | 0 | 0 | 0 | 0 | 0 | 0 | 0 | 0 | 0 | 0 | 0 | 0 | 0 | 0 | 0
PSE | 20 | Winter | Peak | 4 | Res DLC Heat-BYOT | 0 | 0 | 0 | 0 | 0 | 0 | 0 | 0 | 0 | 0 | 0 | 0 | 0 | 0 | 0 | 0 | 0 | 0 | 0 | 0 | 0 | 0 | 0 | 0 | 0 | 0 | 0 | 0 | 0 | 0 | 0 | 0 | 0 | 0 | 0 | 0 | 0 | 0 | 0 | 0 | 0 | 0 | 0 | 0 | 0 | 0 | 0 | 0 | 0 | 0 | 0 | 0 | 0 | 0 | 0 | 0 | 0 | 0 | 0 | 0 | 0 | 0 | 0 | 0 | 0
PSE | 20 | Winter | Peak | 4 | Res DLC Heat-BYOT | 0 | 0 | 0 | 0 | 0 | 0 | 0 | 0 | 0 | 0 | 0 | 0 | 0 | 0 | 0 | 0 | 0 | 0 | 0 | 0 | 0 | 0 | 0 | 0 | 0 | 0 | 0 | 0 | 0 | 0 | 0 | 0 | 0 | 0 | 0 | 0 | 0 | 0 | 0 | 0 | 0 | 0 | 0 | 0 | 0 | 0 | 0 | 0 | 0 | 0 | 0 | 0 | 0 | 0 | 0 | 0 | 0 | 0 | 0 | 0 | 0 | 0 | 0 | 0 | 0
PSE | 20 | Winter | Peak | 4 | Res DLC Heat-BYOT | 0 | 0 | 0 | 0 | 0 | 0 | 0 | 0 | 0 | 0 | 0 | 0 | 0 | 0 | 0 | 0 | 0 | 0 | 0 | 0 | 0 | 0 | 0 | 0 | 0 | 0 | 0 | 0 | 0 | 0 | 0 | 0 | 0 | 0 | 0 | 0 | 0 | 0 | 0 | 0 | 0 | 0 | 0 | 0 | 0 | 0 | 0 | 0 | 0 | 0 | 0 | 0 | 0 | 0 | 0 | 0 | 0 | 0 | 0 | 0 | 0 | 0 | 0 | 0 | 0
PSE | 20 | Winter | Peak | 4 | Res DLC Heat-BYOT | 0 | 0 | 0 | 0 | 0 | 0 | 0 | 0 | 0 | 0 | 0 | 0 | 0 | 0 | 0 | 0 | 0 | 0 | 0 | 0 | 0 | 0 | 0 | 0 | 0 | 0 | 0 | 0 | 0 | 0 | 0 | 0 | 0 | 0 | 0 | 0 | 0 | 0 | 0 | 0 | 0 | 0 | 0 | 0 | 0 | 0 | 0 | 0 | 0 | 0 | 0 | 0 | 0 | 0 | 0 | 0 | 0 | 0 | 0 | 0 | 0 | 0 | 0 | 0 | 0
PSE | 20 | Winter | Peak | 4 | Res DLC Heat-BYOT | 0 | 0 | 0 | 0 | 0 | 0 | 0 | 0 | 0 | 0 | 0 | 0 | 0 | 0 | 0 | 0 | 0 | 0 | 0 | 0 | 0 | 0 | 0 | 0 | 0 | 0 | 0 | 0 | 0 | 0 | 0 | 0 | 0 | 0 | 0 | 0 | 0 | 0 | 0 | 0 | 0 | 0 | 0 | 0 | 0 | 0 | 0 | 0 | 0 | 0 | 0 | 0 | 0 | 0 | 0 | 0 | 0 | 0 | 0 | 0 | 0 | 0 | 0 | 0 | 0
PSE | 20 | Winter | Peak | 4 | Res DLC Heat-BYOT | 0 | 0 | 0 | 0 | 0 | 0 | 0 | 0 | 0 | 0 | 0 | 0 | 0 | 0 | 0 | 0 | 0 | 0 | 0 | 0 | 0 | 0 | 0 | 0 | 0 | 0 | 0 | 0 | 0 | 0 | 0 | 0 | 0 | 0 | 0 | 0 | 0 | 0 | 0 | 0 | 0 | 0 | 0 | 0 | 0 | 0 | 0 | 0 | 0 | 0 | 0 | 0 | 0 | 0 | 0 | 0 | 0 | 0 | 0 | 0 | 0 | 0 | 0 | 0 | 0
PSE | 20 | Winter | Peak | 4 | Res DLC Heat-BYOT | 0 | 0 | 0 | 0 | 0 | 0 | 0 | 0 | 0 | 0 | 0 | 0 | 0 | 0 | 0 | 0 | 0 | 0 | 0 | 0 | 0 | 0 | 0 | 0 | 0 | 0 | 0 | 0 | 0 | 0 | 0 | 0 | 0 | 0 | 0 | 0 | 0 | 0 | 0 | 0 | 0 | 0 | 0 | 0 | 0 | 0 | 0 | 0 | 0 | 0 | 0 | 0 | 0 | 0 | 0 | 0 | 0 | 0 | 0 | 0 | 0 | 0 | 0 | 0 | 0
PSE | 20 | Winter | Peak | 4 | Res DLC Heat-BYOT | 0 | 0 | 0 | 0 | 0 | 0 | 0 | 0 | 0 | 0 | 0 | 0 | 0 | 0 | 0 | 0 | 0 | 0 | 0 | 0 | 0 | 0 | 0 | 0 | 0 | 0 | 0 | 0 | 0 | 0 | 0 | 0 | 0 | 0 | 0 | 0 | 0 | 0 | 0 | 0 | 0 | 0 | 0 | 0 | 0 | 0 | 0 | 0 | 0 | 0 | 0 | 0 | 0 | 0 | 0 | 0 | 0 | 0 | 0 | 0 | 0 | 0 | 0 | 0 | 0
PSE | 20 | Winter | Peak | 4 | Res DLC Heat-BYOT | 0 | 0 | 0 | 0 | 0 | 0 | 0 | 0 | 0 | 0 | 0 | 0 | 0 | 0 | 0 | 0 | 0 | 0 | 0 | 0 | 0 | 0 | 0 | 0 | 0 | 0 | 0 | 0 | 0 | 0 | 0 | 0 | 0 | 0 | 0 | 0 | 0 | 0 | 0 | 0 | 0 | 0 | 0 | 0 | 0 | 0 | 0 | 0 | 0 | 0 | 0 | 0 | 0 | 0 | 0 | 0 | 0 | 0 | 0 | 0 | 0 | 0 | 0 | 0 | 0
PSE | 20 | Winter | Peak | 4 | Res DLC Heat-BYOT | 0 | 0 | 0 | 0 | 0 | 0 | 0 | 0 | 0 | 0 | 0 | 0 | 0 | 0 | 0 | 0 | 0 | 0 | 0 | 0 | 0 | 0 | 0 | 0 | 0 | 0 | 0 | 0 | 0 | 0 | 0 | 0 | 0 | 0 | 0 | 0 | 0 | 0 | 0 | 0 | 0 | 0 | 0 | 0 | 0 | 0 | 0 | 0 | 0 | 0 | 0 | 0 | 0 | 0 | 0 | 0 | 0 | 0 | 0 | 0 | 0 | 0 | 0 | 0 | 0
PSE | 20 | Winter | Peak | 4 | Res DLC Heat-BYOT | 0 | 0 | 0 | 0 | 0 | 0 | 0 | 0 | 0 | 0 | 0 | 0 | 0 | 0 | 0 | 0 | 0 | 0 | 0 | 0 | 0 | 0 | 0 | 0 | 0 | 0 | 0 | 0 | 0 | 0 | 0 | 0 | 0 | 0 | 0 | 0 | 0 | 0 | 0 | 0 | 0 | 0 | 0 | 0 | 0 | 0 | 0 | 0 | 0 | 0 | 0 | 0 | 0 | 0 | 0 | 0 | 0 | 0 | 0 | 0 | 0 | 0 | 0 | 0 | 0
PSE | 20 | Winter | Peak | 4 | Res DLC Heat-BYOT | 0 | 0 | 0 | 0 | 0 | 0 | 0 | 0 | 0 | 0 | 0 | 0 | 0 | 0 | 0 | 0 | 0 | 0 | 0 | 0 | 0 | 0 | 0 | 0 | 0 | 0 | 0 | 0 | 0 | 0 | 0 | 0 | 0 | 0 | 0 | 0 | 0 | 0 | 0 | 0 | 0 | 0 | 0 | 0 | 0 | 0 | 0 | 0 | 0 | 0 | 0 | 0 | 0 | 0 | 0 | 0 | 0 | 0 | 0 | 0 | 0 | 0 | 0 | 0 | 0
PSE | 20 | Winter | Peak | 4 | Res DLC Heat-BYOT | 0 | 0 | 0 | 0 | 0 | 0 | 0 | 0 | 0 | 0 | 0 | 0 | 0 | 0 | 0 | 0 | 0 | 0 | 0 | 0 | 0 | 0 | 0 | 0 | 0 | 0 | 0 | 0 | 0 | 0 | 0 | 0 | 0 | 0 | 0 | 0 | 0 | 0 | 0 | 0 | 0 | 0 | 0 | 0 | 0 | 0 | 0 | 0 | 0 | 0 | 0 | 0 | 0 | 0 | 0 | 0 | 0 | 0 | 0 | 0 | 0 | 0 | 0 | 0 | 0
PSE | 20 | Winter | Peak | 4 | Res DLC Heat-BYOT | 0 | 0 | 0 | 0 | 0 | 0 | 0 | 0 | 0 | 0 | 0 | 0 | 0 | 0 | 0 | 0 | 0 | 0 | 0 | 0 | 0 | 0 | 0 | 0 | 0 | 0 | 0 | 0 | 0 | 0 | 0 | 0 | 0 | 0 | 0 | 0 | 0 | 0 | 0 | 0 | 0 | 0 | 0 | 0 | 0 | 0 | 0 | 0 | 0 | 0 | 0 | 0 | 0 | 0 | 0 | 0 | 0 | 0 | 0 | 0 | 0 | 0 | 0 | 0 | 0
PSE | 20 | Winter | Peak | 4 | Res DLC Heat-BYOT | 0 | 0 | 0 | 0 | 0 | 0.087243 | 0.1966 | 0.33349 | 0.49585 | 0.68457 | 0.90888 | 1.1595 | 1.421 | 1.6741 | 1.8995 | 2.083 | 2.2195 | 2.3135 | 2.376 | 2.4189 | 2.452 | 2.4811 | 2.5088 | 2.5361 | 2.5631 | 2.59 | 2.6167 | 2.6433 | 2.6697 | 0 | 0 | 0 | 0 | 0 | 0 | 93.2464 | 210.1237 | 356.4419 | 529.9661 | 731.6782 | 971.4161 | 1239.2546 | 1518.7764 | 1789.2947 | 2030.2141 | 2226.3397 | 2372.209 | 2472.7285 | 2539.4492 | 2585.3435 | 2620.7432 | 2651.8296 | 2681.429 | 2710.5572 | 2739.4469 | 2768.1777 | 2796.7491 | 2825.1333 | 2853.3997 | 0 | 0 | 0 | 0 | 0 | 0
PSE | 20 | Winter | Peak | 4 | Res DLC Heat-BYOT | 0 | 0 | 0 | 0 | 0 | 0.0028865 | 0.00651 | 0.011051 | 0.016443 | 0.022715 | 0.030175 | 0.038515 | 0.04723 | 0.055678 | 0.063221 | 0.069388 | 0.074006 | 0.077225 | 0.0794 | 0.080931 | 0.082136 | 0.083207 | 0.08423 | 0.085237 | 0.086236 | 0.087228 | 0.088213 | 0.089192 | 0.090166 | 0 | 0 | 0 | 0 | 0 | 0 | 3.0851 | 6.9579 | 11.8117 | 17.574 | 24.2782 | 32.251 | 41.1655 | 50.4796 | 59.509 | 67.5714 | 74.1623 | 79.0982 | 82.5387 | 84.8633 | 86.4994 | 87.7877 | 88.932 | 90.0257 | 91.1022 | 92.1693 | 93.2297 | 94.2832 | 95.3291 | 96.3696 | 0 | 0 | 0 | 0 | 0 | 0
PSE | 20 | Winter | Peak | 4 | Res DLC Heat-BYOT | 0 | 0 | 0 | 0 | 0 | 0.00052598 | 0.0011863 | 0.0020138 | 0.0029962 | 0.0041392 | 0.0054985 | 0.0070184 | 0.0086063 | 0.010146 | 0.01152 | 0.012644 | 0.013486 | 0.014072 | 0.014468 | 0.014747 | 0.014967 | 0.015162 | 0.015349 | 0.015532 | 0.015714 | 0.015895 | 0.016074 | 0.016253 | 0.01643 | 0 | 0 | 0 | 0 | 0 | 0 | 0.56218 | 1.2679 | 2.1524 | 3.2024 | 4.424 | 5.8769 | 7.5013 | 9.1985 | 10.8439 | 12.313 | 13.514 | 14.4134 | 15.0404 | 15.464 | 15.7621 | 15.9969 | 16.2054 | 16.4047 | 16.6008 | 16.7953 | 16.9885 | 17.1805 | 17.3711 | 17.5607 | 0 | 0 | 0 | 0 | 0 | 0
PSE | 20 | Winter | Peak | 4 | Res DLC Heat-BYOT | 0 | 0 | 0 | 0 | 0 | 0.015371 | 0.034604 | 0.05865 | 0.087132 | 0.1202 | 0.15948 | 0.20331 | 0.24899 | 0.29309 | 0.33224 | 0.36394 | 0.38729 | 0.40313 | 0.41338 | 0.42019 | 0.42526 | 0.42962 | 0.43373 | 0.43777 | 0.44177 | 0.44575 | 0.44971 | 0.45363 | 0.45754 | 0 | 0 | 0 | 0 | 0 | 0 | 16.4286 | 36.9851 | 62.6856 | 93.1269 | 128.474 | 170.4519 | 217.3004 | 266.1191 | 313.2609 | 355.1019 | 388.9765 | 413.9387 | 430.8711 | 441.825 | 449.0981 | 454.5182 | 459.178 | 463.577 | 467.8947 | 472.1721 | 476.4233 | 480.6483 | 484.8421 | 489.0169 | 0 | 0 | 0 | 0 | 0 | 0
PSE | 20 | Winter | Peak | 4 | Res DLC Heat-BYOT | 0 | 0 | 0 | 0 | 0 | 0 | 0 | 0 | 0 | 0 | 0 | 0 | 0 | 0 | 0 | 0 | 0 | 0 | 0 | 0 | 0 | 0 | 0 | 0 | 0 | 0 | 0 | 0 | 0 | 0 | 0 | 0 | 0 | 0 | 0 | 0 | 0 | 0 | 0 | 0 | 0 | 0 | 0 | 0 | 0 | 0 | 0 | 0 | 0 | 0 | 0 | 0 | 0 | 0 | 0 | 0 | 0 | 0 | 0 | 0 | 0 | 0 | 0 | 0 | 0
PSE | 20 | Winter | Peak | 4 | Res DLC Heat-Switch | 0 | 0 | 0 | 0 | 0 | 0 | 0 | 0 | 0 | 0 | 0 | 0 | 0 | 0 | 0 | 0 | 0 | 0 | 0 | 0 | 0 | 0 | 0 | 0 | 0 | 0 | 0 | 0 | 0 | 0 | 0 | 0 | 0 | 0 | 0 | 0 | 0 | 0 | 0 | 0 | 0 | 0 | 0 | 0 | 0 | 0 | 0 | 0 | 0 | 0 | 0 | 0 | 0 | 0 | 0 | 0 | 0 | 0 | 0 | 0 | 0 | 0 | 0 | 0 | 0
PSE | 20 | Winter | Peak | 4 | Res DLC Heat-Switch | 0 | 0 | 0 | 0 | 0 | 0 | 0 | 0 | 0 | 0 | 0 | 0 | 0 | 0 | 0 | 0 | 0 | 0 | 0 | 0 | 0 | 0 | 0 | 0 | 0 | 0 | 0 | 0 | 0 | 0 | 0 | 0 | 0 | 0 | 0 | 0 | 0 | 0 | 0 | 0 | 0 | 0 | 0 | 0 | 0 | 0 | 0 | 0 | 0 | 0 | 0 | 0 | 0 | 0 | 0 | 0 | 0 | 0 | 0 | 0 | 0 | 0 | 0 | 0 | 0
PSE | 20 | Winter | Peak | 4 | Res DLC Heat-Switch | 0 | 0 | 0 | 0 | 0 | 0 | 0 | 0 | 0 | 0 | 0 | 0 | 0 | 0 | 0 | 0 | 0 | 0 | 0 | 0 | 0 | 0 | 0 | 0 | 0 | 0 | 0 | 0 | 0 | 0 | 0 | 0 | 0 | 0 | 0 | 0 | 0 | 0 | 0 | 0 | 0 | 0 | 0 | 0 | 0 | 0 | 0 | 0 | 0 | 0 | 0 | 0 | 0 | 0 | 0 | 0 | 0 | 0 | 0 | 0 | 0 | 0 | 0 | 0 | 0
PSE | 20 | Winter | Peak | 4 | Res DLC Heat-Switch | 0 | 0 | 0 | 0 | 0 | 0 | 0 | 0 | 0 | 0 | 0 | 0 | 0 | 0 | 0 | 0 | 0 | 0 | 0 | 0 | 0 | 0 | 0 | 0 | 0 | 0 | 0 | 0 | 0 | 0 | 0 | 0 | 0 | 0 | 0 | 0 | 0 | 0 | 0 | 0 | 0 | 0 | 0 | 0 | 0 | 0 | 0 | 0 | 0 | 0 | 0 | 0 | 0 | 0 | 0 | 0 | 0 | 0 | 0 | 0 | 0 | 0 | 0 | 0 | 0
PSE | 20 | Winter | Peak | 4 | Res DLC Heat-Switch | 0 | 0 | 0 | 0 | 0 | 0 | 0 | 0 | 0 | 0 | 0 | 0 | 0 | 0 | 0 | 0 | 0 | 0 | 0 | 0 | 0 | 0 | 0 | 0 | 0 | 0 | 0 | 0 | 0 | 0 | 0 | 0 | 0 | 0 | 0 | 0 | 0 | 0 | 0 | 0 | 0 | 0 | 0 | 0 | 0 | 0 | 0 | 0 | 0 | 0 | 0 | 0 | 0 | 0 | 0 | 0 | 0 | 0 | 0 | 0 | 0 | 0 | 0 | 0 | 0
PSE | 20 | Winter | Peak | 4 | Res DLC Heat-Switch | 0 | 0 | 0 | 0 | 0 | 0 | 0 | 0 | 0 | 0 | 0 | 0 | 0 | 0 | 0 | 0 | 0 | 0 | 0 | 0 | 0 | 0 | 0 | 0 | 0 | 0 | 0 | 0 | 0 | 0 | 0 | 0 | 0 | 0 | 0 | 0 | 0 | 0 | 0 | 0 | 0 | 0 | 0 | 0 | 0 | 0 | 0 | 0 | 0 | 0 | 0 | 0 | 0 | 0 | 0 | 0 | 0 | 0 | 0 | 0 | 0 | 0 | 0 | 0 | 0
PSE | 20 | Winter | Peak | 4 | Res DLC Heat-Switch | 0 | 0 | 0 | 0 | 0 | 0 | 0 | 0 | 0 | 0 | 0 | 0 | 0 | 0 | 0 | 0 | 0 | 0 | 0 | 0 | 0 | 0 | 0 | 0 | 0 | 0 | 0 | 0 | 0 | 0 | 0 | 0 | 0 | 0 | 0 | 0 | 0 | 0 | 0 | 0 | 0 | 0 | 0 | 0 | 0 | 0 | 0 | 0 | 0 | 0 | 0 | 0 | 0 | 0 | 0 | 0 | 0 | 0 | 0 | 0 | 0 | 0 | 0 | 0 | 0
PSE | 20 | Winter | Peak | 4 | Res DLC Heat-Switch | 0 | 0 | 0 | 0 | 0 | 0 | 0 | 0 | 0 | 0 | 0 | 0 | 0 | 0 | 0 | 0 | 0 | 0 | 0 | 0 | 0 | 0 | 0 | 0 | 0 | 0 | 0 | 0 | 0 | 0 | 0 | 0 | 0 | 0 | 0 | 0 | 0 | 0 | 0 | 0 | 0 | 0 | 0 | 0 | 0 | 0 | 0 | 0 | 0 | 0 | 0 | 0 | 0 | 0 | 0 | 0 | 0 | 0 | 0 | 0 | 0 | 0 | 0 | 0 | 0
PSE | 20 | Winter | Peak | 4 | Res DLC Heat-Switch | 0 | 0 | 0 | 0 | 0 | 0 | 0 | 0 | 0 | 0 | 0 | 0 | 0 | 0 | 0 | 0 | 0 | 0 | 0 | 0 | 0 | 0 | 0 | 0 | 0 | 0 | 0 | 0 | 0 | 0 | 0 | 0 | 0 | 0 | 0 | 0 | 0 | 0 | 0 | 0 | 0 | 0 | 0 | 0 | 0 | 0 | 0 | 0 | 0 | 0 | 0 | 0 | 0 | 0 | 0 | 0 | 0 | 0 | 0 | 0 | 0 | 0 | 0 | 0 | 0
PSE | 20 | Winter | Peak | 4 | Res DLC Heat-Switch | 0 | 0 | 0 | 0 | 0 | 0 | 0 | 0 | 0 | 0 | 0 | 0 | 0 | 0 | 0 | 0 | 0 | 0 | 0 | 0 | 0 | 0 | 0 | 0 | 0 | 0 | 0 | 0 | 0 | 0 | 0 | 0 | 0 | 0 | 0 | 0 | 0 | 0 | 0 | 0 | 0 | 0 | 0 | 0 | 0 | 0 | 0 | 0 | 0 | 0 | 0 | 0 | 0 | 0 | 0 | 0 | 0 | 0 | 0 | 0 | 0 | 0 | 0 | 0 | 0
PSE | 20 | Winter | Peak | 4 | Res DLC Heat-Switch | 0 | 0 | 0 | 0 | 0 | 0 | 0 | 0 | 0 | 0 | 0 | 0 | 0 | 0 | 0 | 0 | 0 | 0 | 0 | 0 | 0 | 0 | 0 | 0 | 0 | 0 | 0 | 0 | 0 | 0 | 0 | 0 | 0 | 0 | 0 | 0 | 0 | 0 | 0 | 0 | 0 | 0 | 0 | 0 | 0 | 0 | 0 | 0 | 0 | 0 | 0 | 0 | 0 | 0 | 0 | 0 | 0 | 0 | 0 | 0 | 0 | 0 | 0 | 0 | 0
PSE | 20 | Winter | Peak | 4 | Res DLC Heat-Switch | 0 | 0 | 0 | 0 | 0 | 0 | 0 | 0 | 0 | 0 | 0 | 0 | 0 | 0 | 0 | 0 | 0 | 0 | 0 | 0 | 0 | 0 | 0 | 0 | 0 | 0 | 0 | 0 | 0 | 0 | 0 | 0 | 0 | 0 | 0 | 0 | 0 | 0 | 0 | 0 | 0 | 0 | 0 | 0 | 0 | 0 | 0 | 0 | 0 | 0 | 0 | 0 | 0 | 0 | 0 | 0 | 0 | 0 | 0 | 0 | 0 | 0 | 0 | 0 | 0
PSE | 20 | Winter | Peak | 4 | Res DLC Heat-Switch | 0 | 0 | 0 | 0 | 0 | 0 | 0 | 0 | 0 | 0 | 0 | 0 | 0 | 0 | 0 | 0 | 0 | 0 | 0 | 0 | 0 | 0 | 0 | 0 | 0 | 0 | 0 | 0 | 0 | 0 | 0 | 0 | 0 | 0 | 0 | 0 | 0 | 0 | 0 | 0 | 0 | 0 | 0 | 0 | 0 | 0 | 0 | 0 | 0 | 0 | 0 | 0 | 0 | 0 | 0 | 0 | 0 | 0 | 0 | 0 | 0 | 0 | 0 | 0 | 0
PSE | 20 | Winter | Peak | 4 | Res DLC Heat-Switch | 0 | 0 | 0 | 0 | 0 | 0 | 0 | 0 | 0 | 0 | 0 | 0 | 0 | 0 | 0 | 0 | 0 | 0 | 0 | 0 | 0 | 0 | 0 | 0 | 0 | 0 | 0 | 0 | 0 | 0 | 0 | 0 | 0 | 0 | 0 | 0 | 0 | 0 | 0 | 0 | 0 | 0 | 0 | 0 | 0 | 0 | 0 | 0 | 0 | 0 | 0 | 0 | 0 | 0 | 0 | 0 | 0 | 0 | 0 | 0 | 0 | 0 | 0 | 0 | 0
PSE | 20 | Winter | Peak | 4 | Res DLC Heat-Switch | 0 | 0 | 0 | 0 | 0 | 0 | 0 | 0 | 0 | 0 | 0 | 0 | 0 | 0 | 0 | 0 | 0 | 0 | 0 | 0 | 0 | 0 | 0 | 0 | 0 | 0 | 0 | 0 | 0 | 0 | 0 | 0 | 0 | 0 | 0 | 0 | 0 | 0 | 0 | 0 | 0 | 0 | 0 | 0 | 0 | 0 | 0 | 0 | 0 | 0 | 0 | 0 | 0 | 0 | 0 | 0 | 0 | 0 | 0 | 0 | 0 | 0 | 0 | 0 | 0
PSE | 20 | Winter | Peak | 4 | Res DLC Heat-Switch | 0 | 0 | 0 | 0 | 0 | 0 | 0 | 0 | 0 | 0 | 0 | 0 | 0 | 0 | 0 | 0 | 0 | 0 | 0 | 0 | 0 | 0 | 0 | 0 | 0 | 0 | 0 | 0 | 0 | 0 | 0 | 0 | 0 | 0 | 0 | 0 | 0 | 0 | 0 | 0 | 0 | 0 | 0 | 0 | 0 | 0 | 0 | 0 | 0 | 0 | 0 | 0 | 0 | 0 | 0 | 0 | 0 | 0 | 0 | 0 | 0 | 0 | 0 | 0 | 0
PSE | 20 | Winter | Peak | 4 | Res DLC Heat-Switch | 0 | 0 | 0 | 0 | 0 | 0 | 0 | 0 | 0 | 0 | 0 | 0 | 0 | 0 | 0 | 0 | 0 | 0 | 0 | 0 | 0 | 0 | 0 | 0 | 0 | 0 | 0 | 0 | 0 | 0 | 0 | 0 | 0 | 0 | 0 | 0 | 0 | 0 | 0 | 0 | 0 | 0 | 0 | 0 | 0 | 0 | 0 | 0 | 0 | 0 | 0 | 0 | 0 | 0 | 0 | 0 | 0 | 0 | 0 | 0 | 0 | 0 | 0 | 0 | 0
PSE | 20 | Winter | Peak | 4 | Res DLC Heat-Switch | 0 | 0 | 0 | 0 | 0 | 0 | 0 | 0 | 0 | 0 | 0 | 0 | 0 | 0 | 0 | 0 | 0 | 0 | 0 | 0 | 0 | 0 | 0 | 0 | 0 | 0 | 0 | 0 | 0 | 0 | 0 | 0 | 0 | 0 | 0 | 0 | 0 | 0 | 0 | 0 | 0 | 0 | 0 | 0 | 0 | 0 | 0 | 0 | 0 | 0 | 0 | 0 | 0 | 0 | 0 | 0 | 0 | 0 | 0 | 0 | 0 | 0 | 0 | 0 | 0
PSE | 20 | Winter | Peak | 4 | Res DLC Heat-Switch | 0 | 0 | 0 | 0 | 0 | 0 | 0 | 0 | 0 | 0 | 0 | 0 | 0 | 0 | 0 | 0 | 0 | 0 | 0 | 0 | 0 | 0 | 0 | 0 | 0 | 0 | 0 | 0 | 0 | 0 | 0 | 0 | 0 | 0 | 0 | 0 | 0 | 0 | 0 | 0 | 0 | 0 | 0 | 0 | 0 | 0 | 0 | 0 | 0 | 0 | 0 | 0 | 0 | 0 | 0 | 0 | 0 | 0 | 0 | 0 | 0 | 0 | 0 | 0 | 0
PSE | 20 | Winter | Peak | 4 | Res DLC Heat-Switch | 0 | 0 | 0 | 0 | 0 | 0 | 0 | 0 | 0 | 0 | 0 | 0 | 0 | 0 | 0 | 0 | 0 | 0 | 0 | 0 | 0 | 0 | 0 | 0 | 0 | 0 | 0 | 0 | 0 | 0 | 0 | 0 | 0 | 0 | 0 | 0 | 0 | 0 | 0 | 0 | 0 | 0 | 0 | 0 | 0 | 0 | 0 | 0 | 0 | 0 | 0 | 0 | 0 | 0 | 0 | 0 | 0 | 0 | 0 | 0 | 0 | 0 | 0 | 0 | 0
PSE | 20 | Winter | Peak | 4 | Res DLC Heat-Switch | 0 | 0 | 0 | 0 | 0 | 0 | 0 | 0 | 0 | 0 | 0 | 0 | 0 | 0 | 0 | 0 | 0 | 0 | 0 | 0 | 0 | 0 | 0 | 0 | 0 | 0 | 0 | 0 | 0 | 0 | 0 | 0 | 0 | 0 | 0 | 0 | 0 | 0 | 0 | 0 | 0 | 0 | 0 | 0 | 0 | 0 | 0 | 0 | 0 | 0 | 0 | 0 | 0 | 0 | 0 | 0 | 0 | 0 | 0 | 0 | 0 | 0 | 0 | 0 | 0
PSE | 20 | Winter | Peak | 4 | Res DLC Heat-Switch | 0 | 0 | 0 | 0 | 0 | 0 | 0 | 0 | 0 | 0 | 0 | 0 | 0 | 0 | 0 | 0 | 0 | 0 | 0 | 0 | 0 | 0 | 0 | 0 | 0 | 0 | 0 | 0 | 0 | 0 | 0 | 0 | 0 | 0 | 0 | 0 | 0 | 0 | 0 | 0 | 0 | 0 | 0 | 0 | 0 | 0 | 0 | 0 | 0 | 0 | 0 | 0 | 0 | 0 | 0 | 0 | 0 | 0 | 0 | 0 | 0 | 0 | 0 | 0 | 0
PSE | 20 | Winter | Peak | 4 | Res DLC Heat-Switch | 0 | 0 | 0 | 0 | 0 | 0 | 0 | 0 | 0 | 0 | 0 | 0 | 0 | 0 | 0 | 0 | 0 | 0 | 0 | 0 | 0 | 0 | 0 | 0 | 0 | 0 | 0 | 0 | 0 | 0 | 0 | 0 | 0 | 0 | 0 | 0 | 0 | 0 | 0 | 0 | 0 | 0 | 0 | 0 | 0 | 0 | 0 | 0 | 0 | 0 | 0 | 0 | 0 | 0 | 0 | 0 | 0 | 0 | 0 | 0 | 0 | 0 | 0 | 0 | 0
PSE | 20 | Winter | Peak | 4 | Res DLC Heat-Switch | 0 | 0 | 0 | 0 | 0 | 0 | 0 | 0 | 0 | 0 | 0 | 0 | 0 | 0 | 0 | 0 | 0 | 0 | 0 | 0 | 0 | 0 | 0 | 0 | 0 | 0 | 0 | 0 | 0 | 0 | 0 | 0 | 0 | 0 | 0 | 0 | 0 | 0 | 0 | 0 | 0 | 0 | 0 | 0 | 0 | 0 | 0 | 0 | 0 | 0 | 0 | 0 | 0 | 0 | 0 | 0 | 0 | 0 | 0 | 0 | 0 | 0 | 0 | 0 | 0
PSE | 20 | Winter | Peak | 4 | Res DLC Heat-Switch | 0 | 0 | 0 | 0 | 0 | 0 | 0 | 0 | 0 | 0 | 0 | 0 | 0 | 0 | 0 | 0 | 0 | 0 | 0 | 0 | 0 | 0 | 0 | 0 | 0 | 0 | 0 | 0 | 0 | 0 | 0 | 0 | 0 | 0 | 0 | 0 | 0 | 0 | 0 | 0 | 0 | 0 | 0 | 0 | 0 | 0 | 0 | 0 | 0 | 0 | 0 | 0 | 0 | 0 | 0 | 0 | 0 | 0 | 0 | 0 | 0 | 0 | 0 | 0 | 0
PSE | 20 | Winter | Peak | 4 | Res DLC Heat-Switch | 0 | 0 | 0 | 0 | 0 | 0 | 0 | 0 | 0 | 0 | 0 | 0 | 0 | 0 | 0 | 0 | 0 | 0 | 0 | 0 | 0 | 0 | 0 | 0 | 0 | 0 | 0 | 0 | 0 | 0 | 0 | 0 | 0 | 0 | 0 | 0 | 0 | 0 | 0 | 0 | 0 | 0 | 0 | 0 | 0 | 0 | 0 | 0 | 0 | 0 | 0 | 0 | 0 | 0 | 0 | 0 | 0 | 0 | 0 | 0 | 0 | 0 | 0 | 0 | 0
PSE | 20 | Winter | Peak | 4 | Res DLC Heat-Switch | 0 | 0 | 0 | 0 | 0 | 0 | 0 | 0 | 0 | 0 | 0 | 0 | 0 | 0 | 0 | 0 | 0 | 0 | 0 | 0 | 0 | 0 | 0 | 0 | 0 | 0 | 0 | 0 | 0 | 0 | 0 | 0 | 0 | 0 | 0 | 0 | 0 | 0 | 0 | 0 | 0 | 0 | 0 | 0 | 0 | 0 | 0 | 0 | 0 | 0 | 0 | 0 | 0 | 0 | 0 | 0 | 0 | 0 | 0 | 0 | 0 | 0 | 0 | 0 | 0
PSE | 20 | Winter | Peak | 4 | Res DLC Heat-Switch | 0 | 0 | 0 | 0 | 0 | 0 | 0 | 0 | 0 | 0 | 0 | 0 | 0 | 0 | 0 | 0 | 0 | 0 | 0 | 0 | 0 | 0 | 0 | 0 | 0 | 0 | 0 | 0 | 0 | 0 | 0 | 0 | 0 | 0 | 0 | 0 | 0 | 0 | 0 | 0 | 0 | 0 | 0 | 0 | 0 | 0 | 0 | 0 | 0 | 0 | 0 | 0 | 0 | 0 | 0 | 0 | 0 | 0 | 0 | 0 | 0 | 0 | 0 | 0 | 0
PSE | 20 | Winter | Peak | 4 | Res DLC Heat-Switch | 0 | 0 | 0 | 0 | 0 | 0 | 0 | 0 | 0 | 0 | 0 | 0 | 0 | 0 | 0 | 0 | 0 | 0 | 0 | 0 | 0 | 0 | 0 | 0 | 0 | 0 | 0 | 0 | 0 | 0 | 0 | 0 | 0 | 0 | 0 | 0 | 0 | 0 | 0 | 0 | 0 | 0 | 0 | 0 | 0 | 0 | 0 | 0 | 0 | 0 | 0 | 0 | 0 | 0 | 0 | 0 | 0 | 0 | 0 | 0 | 0 | 0 | 0 | 0 | 0
PSE | 20 | Winter | Peak | 4 | Res DLC Heat-Switch | 0 | 0 | 0 | 0 | 0 | 0 | 0 | 0 | 0 | 0 | 0 | 0 | 0 | 0 | 0 | 0 | 0 | 0 | 0 | 0 | 0 | 0 | 0 | 0 | 0 | 0 | 0 | 0 | 0 | 0 | 0 | 0 | 0 | 0 | 0 | 0 | 0 | 0 | 0 | 0 | 0 | 0 | 0 | 0 | 0 | 0 | 0 | 0 | 0 | 0 | 0 | 0 | 0 | 0 | 0 | 0 | 0 | 0 | 0 | 0 | 0 | 0 | 0 | 0 | 0
PSE | 20 | Winter | Peak | 4 | Res DLC Heat-Switch | 0 | 0 | 0 | 0 | 0 | 0 | 0 | 0 | 0 | 0 | 0 | 0 | 0 | 0 | 0 | 0 | 0 | 0 | 0 | 0 | 0 | 0 | 0 | 0 | 0 | 0 | 0 | 0 | 0 | 0 | 0 | 0 | 0 | 0 | 0 | 0 | 0 | 0 | 0 | 0 | 0 | 0 | 0 | 0 | 0 | 0 | 0 | 0 | 0 | 0 | 0 | 0 | 0 | 0 | 0 | 0 | 0 | 0 | 0 | 0 | 0 | 0 | 0 | 0 | 0
PSE | 20 | Winter | Peak | 4 | Res DLC Heat-Switch | 0 | 0 | 0 | 0 | 0 | 0 | 0 | 0 | 0 | 0 | 0 | 0 | 0 | 0 | 0 | 0 | 0 | 0 | 0 | 0 | 0 | 0 | 0 | 0 | 0 | 0 | 0 | 0 | 0 | 0 | 0 | 0 | 0 | 0 | 0 | 0 | 0 | 0 | 0 | 0 | 0 | 0 | 0 | 0 | 0 | 0 | 0 | 0 | 0 | 0 | 0 | 0 | 0 | 0 | 0 | 0 | 0 | 0 | 0 | 0 | 0 | 0 | 0 | 0 | 0
PSE | 20 | Winter | Peak | 4 | Res DLC Heat-Switch | 0 | 0 | 0 | 0 | 0 | 0 | 0 | 0 | 0 | 0 | 0 | 0 | 0 | 0 | 0 | 0 | 0 | 0 | 0 | 0 | 0 | 0 | 0 | 0 | 0 | 0 | 0 | 0 | 0 | 0 | 0 | 0 | 0 | 0 | 0 | 0 | 0 | 0 | 0 | 0 | 0 | 0 | 0 | 0 | 0 | 0 | 0 | 0 | 0 | 0 | 0 | 0 | 0 | 0 | 0 | 0 | 0 | 0 | 0 | 0 | 0 | 0 | 0 | 0 | 0
PSE | 20 | Winter | Peak | 4 | Res DLC Heat-Switch | 0 | 0 | 0 | 0 | 0 | 0 | 0 | 0 | 0 | 0 | 0 | 0 | 0 | 0 | 0 | 0 | 0 | 0 | 0 | 0 | 0 | 0 | 0 | 0 | 0 | 0 | 0 | 0 | 0 | 0 | 0 | 0 | 0 | 0 | 0 | 0 | 0 | 0 | 0 | 0 | 0 | 0 | 0 | 0 | 0 | 0 | 0 | 0 | 0 | 0 | 0 | 0 | 0 | 0 | 0 | 0 | 0 | 0 | 0 | 0 | 0 | 0 | 0 | 0 | 0
PSE | 20 | Winter | Peak | 4 | Res DLC Heat-Switch | 0 | 0 | 0 | 0 | 0 | 0 | 0 | 0 | 0 | 0 | 0 | 0 | 0 | 0 | 0 | 0 | 0 | 0 | 0 | 0 | 0 | 0 | 0 | 0 | 0 | 0 | 0 | 0 | 0 | 0 | 0 | 0 | 0 | 0 | 0 | 0 | 0 | 0 | 0 | 0 | 0 | 0 | 0 | 0 | 0 | 0 | 0 | 0 | 0 | 0 | 0 | 0 | 0 | 0 | 0 | 0 | 0 | 0 | 0 | 0 | 0 | 0 | 0 | 0 | 0
PSE | 20 | Winter | Peak | 4 | Res DLC Heat-Switch | 0 | 0 | 0 | 0 | 0 | 25.1265 | 25.3839 | 25.6789 | 25.9858 | 26.2905 | 26.5932 | 26.8942 | 27.1948 | 27.4963 | 27.7991 | 28.1011 | 28.4017 | 28.7019 | 29.0003 | 29.2953 | 29.5864 | 29.8741 | 30.159 | 30.442 | 30.7229 | 31.0022 | 31.2798 | 31.5553 | 31.8296 | 0 | 0 | 0 | 0 | 0 | 0 | 20760.5409 | 20973.2139 | 21216.9743 | 21470.5039 | 21722.284 | 21972.3899 | 22221.1115 | 22469.4793 | 22718.6151 | 22968.7388 | 23218.3148 | 23466.6924 | 23714.651 | 23961.245 | 24204.9534 | 24445.4808 | 24683.1992 | 24918.6286 | 25152.4374 | 25384.5506 | 25615.3107 | 25844.6442 | 26072.2837 | 26298.8962 | 0 | 0 | 0 | 0 | 0 | 0
PSE | 20 | Winter | Peak | 4 | Res DLC Heat-Switch | 0 | 0 | 0 | 0 | 0 | 4.402 | 4.4471 | 4.4988 | 4.5525 | 4.6059 | 4.659 | 4.7117 | 4.7644 | 4.8172 | 4.8702 | 4.9231 | 4.9758 | 5.0284 | 5.0807 | 5.1323 | 5.1833 | 5.2337 | 5.2837 | 5.3332 | 5.3825 | 5.4314 | 5.48 | 5.5283 | 5.5763 | 0 | 0 | 0 | 0 | 0 | 0 | 3637.1127 | 3674.3716 | 3717.0768 | 3761.4936 | 3805.6038 | 3849.4208 | 3892.9952 | 3936.5076 | 3980.1546 | 4023.9747 | 4067.6988 | 4111.2129 | 4154.6537 | 4197.8553 | 4240.5515 | 4282.6903 | 4324.3371 | 4365.5828 | 4406.5446 | 4447.2093 | 4487.637 | 4527.8147 | 4567.6957 | 4607.3967 | 0 | 0 | 0 | 0 | 0 | 0
PSE | 20 | Winter | Peak | 4 | Res DLC Heat-Switch | 0 | 0 | 0 | 0 | 0 | 0.80214 | 0.81036 | 0.81978 | 0.82957 | 0.8393 | 0.84897 | 0.85858 | 0.86817 | 0.8778 | 0.88746 | 0.89711 | 0.9067 | 0.91628 | 0.92581 | 0.93523 | 0.94452 | 0.95371 | 0.9628 | 0.97184 | 0.9808 | 0.98972 | 0.99858 | 1.0074 | 1.0161 | 0 | 0 | 0 | 0 | 0 | 0 | 662.7628 | 669.5522 | 677.334 | 685.4277 | 693.4656 | 701.45 | 709.3902 | 717.3192 | 725.2726 | 733.2576 | 741.2251 | 749.1544 | 757.0702 | 764.9425 | 772.7227 | 780.4013 | 787.9903 | 795.5062 | 802.9703 | 810.3804 | 817.7472 | 825.0685 | 832.3357 | 839.5701 | 0 | 0 | 0 | 0 | 0 | 0
PSE | 20 | Winter | Peak | 4 | Res DLC Heat-Switch | 0 | 0 | 0 | 0 | 0 | 9.3337 | 9.4293 | 9.5389 | 9.6529 | 9.7661 | 9.8785 | 9.9904 | 10.102 | 10.214 | 10.3265 | 10.4387 | 10.5504 | 10.6618 | 10.7727 | 10.8823 | 10.9904 | 11.0973 | 11.2031 | 11.3083 | 11.4126 | 11.5164 | 11.6195 | 11.7218 | 11.8237 | 0 | 0 | 0 | 0 | 0 | 0 | 7711.8968 | 7790.8982 | 7881.4477 | 7975.626 | 8069.1545 | 8162.0611 | 8254.4535 | 8346.7144 | 8439.2606 | 8532.1738 | 8624.8835 | 8717.1481 | 8809.2571 | 8900.8591 | 8991.3892 | 9080.7377 | 9169.0427 | 9256.4974 | 9343.3501 | 9429.573 | 9515.2932 | 9600.4834 | 9685.0445 | 9769.2239 | 0 | 0 | 0 | 0 | 0 | 0
PSE | 20 | Winter | Peak | 4 | Res DLC Heat-Switch | 0 | 0 | 0 | 0 | 0 | 0 | 0 | 0 | 0 | 0 | 0 | 0 | 0 | 0 | 0 | 0 | 0 | 0 | 0 | 0 | 0 | 0 | 0 | 0 | 0 | 0 | 0 | 0 | 0 | 0 | 0 | 0 | 0 | 0 | 0 | 0 | 0 | 0 | 0 | 0 | 0 | 0 | 0 | 0 | 0 | 0 | 0 | 0 | 0 | 0 | 0 | 0 | 0 | 0 | 0 | 0 | 0 | 0 | 0 | 0 | 0 | 0 | 0 | 0 | 0
PSE | 20 | Winter | Peak | 4 | Res DLC HPWH-Grid-Enabled | Commercial | Hospital | 0 | 0 | 0 | 0 | 0 | 0 | 0 | 0 | 0 | 0 | 0 | 0 | 0 | 0 | 0 | 0 | 0 | 0 | 0 | 0 | 0 | 0 | 0 | 0 | 0 | 0 | 0 | 0 | 0 | 0 | 0 | 0 | 0 | 0 | 0 | 0 | 0 | 0 | 0 | 0 | 0 | 0 | 0 | 0 | 0 | 0 | 0 | 0 | 0 | 0 | 0 | 0 | 0 | 0 | 0 | 0 | 0 | 0 | 0 | 0 | 0 | 0 | 0
PSE | 20 | Winter | Peak | 4 | Res DLC HPWH-Grid-Enabled | Commercial | Large Office | 0 | 0 | 0 | 0 | 0 | 0 | 0 | 0 | 0 | 0 | 0 | 0 | 0 | 0 | 0 | 0 | 0 | 0 | 0 | 0 | 0 | 0 | 0 | 0 | 0 | 0 | 0 | 0 | 0 | 0 | 0 | 0 | 0 | 0 | 0 | 0 | 0 | 0 | 0 | 0 | 0 | 0 | 0 | 0 | 0 | 0 | 0 | 0 | 0 | 0 | 0 | 0 | 0 | 0 | 0 | 0 | 0 | 0 | 0 | 0 | 0 | 0 | 0
PSE | 20 | Winter | Peak | 4 | Res DLC HPWH-Grid-Enabled | Commercial | Large Retail | 0 | 0 | 0 | 0 | 0 | 0 | 0 | 0 | 0 | 0 | 0 | 0 | 0 | 0 | 0 | 0 | 0 | 0 | 0 | 0 | 0 | 0 | 0 | 0 | 0 | 0 | 0 | 0 | 0 | 0 | 0 | 0 | 0 | 0 | 0 | 0 | 0 | 0 | 0 | 0 | 0 | 0 | 0 | 0 | 0 | 0 | 0 | 0 | 0 | 0 | 0 | 0 | 0 | 0 | 0 | 0 | 0 | 0 | 0 | 0 | 0 | 0 | 0
PSE | 20 | Winter | Peak | 4 | Res DLC HPWH-Grid-Enabled | Commercial | Lodging | 0 | 0 | 0 | 0 | 0 | 0 | 0 | 0 | 0 | 0 | 0 | 0 | 0 | 0 | 0 | 0 | 0 | 0 | 0 | 0 | 0 | 0 | 0 | 0 | 0 | 0 | 0 | 0 | 0 | 0 | 0 | 0 | 0 | 0 | 0 | 0 | 0 | 0 | 0 | 0 | 0 | 0 | 0 | 0 | 0 | 0 | 0 | 0 | 0 | 0 | 0 | 0 | 0 | 0 | 0 | 0 | 0 | 0 | 0 | 0 | 0 | 0 | 0
PSE | 20 | Winter | Peak | 4 | Res DLC HPWH-Grid-Enabled | Commercial | Medium Office | 0 | 0 | 0 | 0 | 0 | 0 | 0 | 0 | 0 | 0 | 0 | 0 | 0 | 0 | 0 | 0 | 0 | 0 | 0 | 0 | 0 | 0 | 0 | 0 | 0 | 0 | 0 | 0 | 0 | 0 | 0 | 0 | 0 | 0 | 0 | 0 | 0 | 0 | 0 | 0 | 0 | 0 | 0 | 0 | 0 | 0 | 0 | 0 | 0 | 0 | 0 | 0 | 0 | 0 | 0 | 0 | 0 | 0 | 0 | 0 | 0 | 0 | 0
PSE | 20 | Winter | Peak | 4 | Res DLC HPWH-Grid-Enabled | Commercial | Medium Retail | 0 | 0 | 0 | 0 | 0 | 0 | 0 | 0 | 0 | 0 | 0 | 0 | 0 | 0 | 0 | 0 | 0 | 0 | 0 | 0 | 0 | 0 | 0 | 0 | 0 | 0 | 0 | 0 | 0 | 0 | 0 | 0 | 0 | 0 | 0 | 0 | 0 | 0 | 0 | 0 | 0 | 0 | 0 | 0 | 0 | 0 | 0 | 0 | 0 | 0 | 0 | 0 | 0 | 0 | 0 | 0 | 0 | 0 | 0 | 0 | 0 | 0 | 0
PSE | 20 | Winter | Peak | 4 | Res DLC HPWH-Grid-Enabled | Commercial | Other and Assembly | 0 | 0 | 0 | 0 | 0 | 0 | 0 | 0 | 0 | 0 | 0 | 0 | 0 | 0 | 0 | 0 | 0 | 0 | 0 | 0 | 0 | 0 | 0 | 0 | 0 | 0 | 0 | 0 | 0 | 0 | 0 | 0 | 0 | 0 | 0 | 0 | 0 | 0 | 0 | 0 | 0 | 0 | 0 | 0 | 0 | 0 | 0 | 0 | 0 | 0 | 0 | 0 | 0 | 0 | 0 | 0 | 0 | 0 | 0 | 0 | 0 | 0 | 0
PSE | 20 | Winter | Peak | 4 | Res DLC HPWH-Grid-Enabled | Commercial | Residential Care | 0 | 0 | 0 | 0 | 0 | 0 | 0 | 0 | 0 | 0 | 0 | 0 | 0 | 0 | 0 | 0 | 0 | 0 | 0 | 0 | 0 | 0 | 0 | 0 | 0 | 0 | 0 | 0 | 0 | 0 | 0 | 0 | 0 | 0 | 0 | 0 | 0 | 0 | 0 | 0 | 0 | 0 | 0 | 0 | 0 | 0 | 0 | 0 | 0 | 0 | 0 | 0 | 0 | 0 | 0 | 0 | 0 | 0 | 0 | 0 | 0 | 0 | 0
PSE | 20 | Winter | Peak | 4 | Res DLC HPWH-Grid-Enabled | Commercial | Restaurant | 0 | 0 | 0 | 0 | 0 | 0 | 0 | 0 | 0 | 0 | 0 | 0 | 0 | 0 | 0 | 0 | 0 | 0 | 0 | 0 | 0 | 0 | 0 | 0 | 0 | 0 | 0 | 0 | 0 | 0 | 0 | 0 | 0 | 0 | 0 | 0 | 0 | 0 | 0 | 0 | 0 | 0 | 0 | 0 | 0 | 0 | 0 | 0 | 0 | 0 | 0 | 0 | 0 | 0 | 0 | 0 | 0 | 0 | 0 | 0 | 0 | 0 | 0
PSE | 20 | Winter | Peak | 4 | Res DLC HPWH-Grid-Enabled | Commercial | School K-12 | 0 | 0 | 0 | 0 | 0 | 0 | 0 | 0 | 0 | 0 | 0 | 0 | 0 | 0 | 0 | 0 | 0 | 0 | 0 | 0 | 0 | 0 | 0 | 0 | 0 | 0 | 0 | 0 | 0 | 0 | 0 | 0 | 0 | 0 | 0 | 0 | 0 | 0 | 0 | 0 | 0 | 0 | 0 | 0 | 0 | 0 | 0 | 0 | 0 | 0 | 0 | 0 | 0 | 0 | 0 | 0 | 0 | 0 | 0 | 0 | 0 | 0 | 0
PSE | 20 | Winter | Peak | 4 | Res DLC HPWH-Grid-Enabled | Commercial | Small Office | 0 | 0 | 0 | 0 | 0 | 0 | 0 | 0 | 0 | 0 | 0 | 0 | 0 | 0 | 0 | 0 | 0 | 0 | 0 | 0 | 0 | 0 | 0 | 0 | 0 | 0 | 0 | 0 | 0 | 0 | 0 | 0 | 0 | 0 | 0 | 0 | 0 | 0 | 0 | 0 | 0 | 0 | 0 | 0 | 0 | 0 | 0 | 0 | 0 | 0 | 0 | 0 | 0 | 0 | 0 | 0 | 0 | 0 | 0 | 0 | 0 | 0 | 0
PSE | 20 | Winter | Peak | 4 | Res DLC HPWH-Grid-Enabled | Commercial | Small Retail | 0 | 0 | 0 | 0 | 0 | 0 | 0 | 0 | 0 | 0 | 0 | 0 | 0 | 0 | 0 | 0 | 0 | 0 | 0 | 0 | 0 | 0 | 0 | 0 | 0 | 0 | 0 | 0 | 0 | 0 | 0 | 0 | 0 | 0 | 0 | 0 | 0 | 0 | 0 | 0 | 0 | 0 | 0 | 0 | 0 | 0 | 0 | 0 | 0 | 0 | 0 | 0 | 0 | 0 | 0 | 0 | 0 | 0 | 0 | 0 | 0 | 0 | 0
PSE | 20 | Winter | Peak | 4 | Res DLC HPWH-Grid-Enabled | Commercial | Supermarket and MiniMart | 0 | 0 | 0 | 0 | 0 | 0 | 0 | 0 | 0 | 0 | 0 | 0 | 0 | 0 | 0 | 0 | 0 | 0 | 0 | 0 | 0 | 0 | 0 | 0 | 0 | 0 | 0 | 0 | 0 | 0 | 0 | 0 | 0 | 0 | 0 | 0 | 0 | 0 | 0 | 0 | 0 | 0 | 0 | 0 | 0 | 0 | 0 | 0 | 0 | 0 | 0 | 0 | 0 | 0 | 0 | 0 | 0 | 0 | 0 | 0 | 0 | 0 | 0
PSE | 20 | Winter | Peak | 4 | Res DLC HPWH-Grid-Enabled | Commercial | University | 0 | 0 | 0 | 0 | 0 | 0 | 0 | 0 | 0 | 0 | 0 | 0 | 0 | 0 | 0 | 0 | 0 | 0 | 0 | 0 | 0 | 0 | 0 | 0 | 0 | 0 | 0 | 0 | 0 | 0 | 0 | 0 | 0 | 0 | 0 | 0 | 0 | 0 | 0 | 0 | 0 | 0 | 0 | 0 | 0 | 0 | 0 | 0 | 0 | 0 | 0 | 0 | 0 | 0 | 0 | 0 | 0 | 0 | 0 | 0 | 0 | 0 | 0
PSE | 20 | Winter | Peak | 4 | Res DLC HPWH-Grid-Enabled | Commercial | Warehouse | 0 | 0 | 0 | 0 | 0 | 0 | 0 | 0 | 0 | 0 | 0 | 0 | 0 | 0 | 0 | 0 | 0 | 0 | 0 | 0 | 0 | 0 | 0 | 0 | 0 | 0 | 0 | 0 | 0 | 0 | 0 | 0 | 0 | 0 | 0 | 0 | 0 | 0 | 0 | 0 | 0 | 0 | 0 | 0 | 0 | 0 | 0 | 0 | 0 | 0 | 0 | 0 | 0 | 0 | 0 | 0 | 0 | 0 | 0 | 0 | 0 | 0 | 0
PSE | 20 | Winter | Peak | 4 | Res DLC HPWH-Grid-Enabled | Commercial | Xlarge Retail | 0 | 0 | 0 | 0 | 0 | 0 | 0 | 0 | 0 | 0 | 0 | 0 | 0 | 0 | 0 | 0 | 0 | 0 | 0 | 0 | 0 | 0 | 0 | 0 | 0 | 0 | 0 | 0 | 0 | 0 | 0 | 0 | 0 | 0 | 0 | 0 | 0 | 0 | 0 | 0 | 0 | 0 | 0 | 0 | 0 | 0 | 0 | 0 | 0 | 0 | 0 | 0 | 0 | 0 | 0 | 0 | 0 | 0 | 0 | 0 | 0 | 0 | 0
PSE | 20 | Winter | Peak | 4 | Res DLC HPWH-Grid-Enabled | Industrial | Mechanical Pulp | 0 | 0 | 0 | 0 | 0 | 0 | 0 | 0 | 0 | 0 | 0 | 0 | 0 | 0 | 0 | 0 | 0 | 0 | 0 | 0 | 0 | 0 | 0 | 0 | 0 | 0 | 0 | 0 | 0 | 0 | 0 | 0 | 0 | 0 | 0 | 0 | 0 | 0 | 0 | 0 | 0 | 0 | 0 | 0 | 0 | 0 | 0 | 0 | 0 | 0 | 0 | 0 | 0 | 0 | 0 | 0 | 0 | 0 | 0 | 0 | 0 | 0 | 0
PSE | 20 | Winter | Peak | 4 | Res DLC HPWH-Grid-Enabled | Industrial | Kraft Pulp | 0 | 0 | 0 | 0 | 0 | 0 | 0 | 0 | 0 | 0 | 0 | 0 | 0 | 0 | 0 | 0 | 0 | 0 | 0 | 0 | 0 | 0 | 0 | 0 | 0 | 0 | 0 | 0 | 0 | 0 | 0 | 0 | 0 | 0 | 0 | 0 | 0 | 0 | 0 | 0 | 0 | 0 | 0 | 0 | 0 | 0 | 0 | 0 | 0 | 0 | 0 | 0 | 0 | 0 | 0 | 0 | 0 | 0 | 0 | 0 | 0 | 0 | 0
PSE | 20 | Winter | Peak | 4 | Res DLC HPWH-Grid-Enabled | Industrial | Paper | 0 | 0 | 0 | 0 | 0 | 0 | 0 | 0 | 0 | 0 | 0 | 0 | 0 | 0 | 0 | 0 | 0 | 0 | 0 | 0 | 0 | 0 | 0 | 0 | 0 | 0 | 0 | 0 | 0 | 0 | 0 | 0 | 0 | 0 | 0 | 0 | 0 | 0 | 0 | 0 | 0 | 0 | 0 | 0 | 0 | 0 | 0 | 0 | 0 | 0 | 0 | 0 | 0 | 0 | 0 | 0 | 0 | 0 | 0 | 0 | 0 | 0 | 0
PSE | 20 | Winter | Peak | 4 | Res DLC HPWH-Grid-Enabled | Industrial | Foundries | 0 | 0 | 0 | 0 | 0 | 0 | 0 | 0 | 0 | 0 | 0 | 0 | 0 | 0 | 0 | 0 | 0 | 0 | 0 | 0 | 0 | 0 | 0 | 0 | 0 | 0 | 0 | 0 | 0 | 0 | 0 | 0 | 0 | 0 | 0 | 0 | 0 | 0 | 0 | 0 | 0 | 0 | 0 | 0 | 0 | 0 | 0 | 0 | 0 | 0 | 0 | 0 | 0 | 0 | 0 | 0 | 0 | 0 | 0 | 0 | 0 | 0 | 0
PSE | 20 | Winter | Peak | 4 | Res DLC HPWH-Grid-Enabled | Industrial | Frozen Food | 0 | 0 | 0 | 0 | 0 | 0 | 0 | 0 | 0 | 0 | 0 | 0 | 0 | 0 | 0 | 0 | 0 | 0 | 0 | 0 | 0 | 0 | 0 | 0 | 0 | 0 | 0 | 0 | 0 | 0 | 0 | 0 | 0 | 0 | 0 | 0 | 0 | 0 | 0 | 0 | 0 | 0 | 0 | 0 | 0 | 0 | 0 | 0 | 0 | 0 | 0 | 0 | 0 | 0 | 0 | 0 | 0 | 0 | 0 | 0 | 0 | 0 | 0
PSE | 20 | Winter | Peak | 4 | Res DLC HPWH-Grid-Enabled | Industrial | Other Food | 0 | 0 | 0 | 0 | 0 | 0 | 0 | 0 | 0 | 0 | 0 | 0 | 0 | 0 | 0 | 0 | 0 | 0 | 0 | 0 | 0 | 0 | 0 | 0 | 0 | 0 | 0 | 0 | 0 | 0 | 0 | 0 | 0 | 0 | 0 | 0 | 0 | 0 | 0 | 0 | 0 | 0 | 0 | 0 | 0 | 0 | 0 | 0 | 0 | 0 | 0 | 0 | 0 | 0 | 0 | 0 | 0 | 0 | 0 | 0 | 0 | 0 | 0
PSE | 20 | Winter | Peak | 4 | Res DLC HPWH-Grid-Enabled | Industrial | Wood - Lumber | 0 | 0 | 0 | 0 | 0 | 0 | 0 | 0 | 0 | 0 | 0 | 0 | 0 | 0 | 0 | 0 | 0 | 0 | 0 | 0 | 0 | 0 | 0 | 0 | 0 | 0 | 0 | 0 | 0 | 0 | 0 | 0 | 0 | 0 | 0 | 0 | 0 | 0 | 0 | 0 | 0 | 0 | 0 | 0 | 0 | 0 | 0 | 0 | 0 | 0 | 0 | 0 | 0 | 0 | 0 | 0 | 0 | 0 | 0 | 0 | 0 | 0 | 0
PSE | 20 | Winter | Peak | 4 | Res DLC HPWH-Grid-Enabled | Industrial | Wood - Panel | 0 | 0 | 0 | 0 | 0 | 0 | 0 | 0 | 0 | 0 | 0 | 0 | 0 | 0 | 0 | 0 | 0 | 0 | 0 | 0 | 0 | 0 | 0 | 0 | 0 | 0 | 0 | 0 | 0 | 0 | 0 | 0 | 0 | 0 | 0 | 0 | 0 | 0 | 0 | 0 | 0 | 0 | 0 | 0 | 0 | 0 | 0 | 0 | 0 | 0 | 0 | 0 | 0 | 0 | 0 | 0 | 0 | 0 | 0 | 0 | 0 | 0 | 0
PSE | 20 | Winter | Peak | 4 | Res DLC HPWH-Grid-Enabled | Industrial | Wood - Other | 0 | 0 | 0 | 0 | 0 | 0 | 0 | 0 | 0 | 0 | 0 | 0 | 0 | 0 | 0 | 0 | 0 | 0 | 0 | 0 | 0 | 0 | 0 | 0 | 0 | 0 | 0 | 0 | 0 | 0 | 0 | 0 | 0 | 0 | 0 | 0 | 0 | 0 | 0 | 0 | 0 | 0 | 0 | 0 | 0 | 0 | 0 | 0 | 0 | 0 | 0 | 0 | 0 | 0 | 0 | 0 | 0 | 0 | 0 | 0 | 0 | 0 | 0
PSE | 20 | Winter | Peak | 4 | Res DLC HPWH-Grid-Enabled | Industrial | Sugar | 0 | 0 | 0 | 0 | 0 | 0 | 0 | 0 | 0 | 0 | 0 | 0 | 0 | 0 | 0 | 0 | 0 | 0 | 0 | 0 | 0 | 0 | 0 | 0 | 0 | 0 | 0 | 0 | 0 | 0 | 0 | 0 | 0 | 0 | 0 | 0 | 0 | 0 | 0 | 0 | 0 | 0 | 0 | 0 | 0 | 0 | 0 | 0 | 0 | 0 | 0 | 0 | 0 | 0 | 0 | 0 | 0 | 0 | 0 | 0 | 0 | 0 | 0
PSE | 20 | Winter | Peak | 4 | Res DLC HPWH-Grid-Enabled | Industrial | Hi Tech - Chip Fab | 0 | 0 | 0 | 0 | 0 | 0 | 0 | 0 | 0 | 0 | 0 | 0 | 0 | 0 | 0 | 0 | 0 | 0 | 0 | 0 | 0 | 0 | 0 | 0 | 0 | 0 | 0 | 0 | 0 | 0 | 0 | 0 | 0 | 0 | 0 | 0 | 0 | 0 | 0 | 0 | 0 | 0 | 0 | 0 | 0 | 0 | 0 | 0 | 0 | 0 | 0 | 0 | 0 | 0 | 0 | 0 | 0 | 0 | 0 | 0 | 0 | 0 | 0
PSE | 20 | Winter | Peak | 4 | Res DLC HPWH-Grid-Enabled | Industrial | Hi Tech - Silicon | 0 | 0 | 0 | 0 | 0 | 0 | 0 | 0 | 0 | 0 | 0 | 0 | 0 | 0 | 0 | 0 | 0 | 0 | 0 | 0 | 0 | 0 | 0 | 0 | 0 | 0 | 0 | 0 | 0 | 0 | 0 | 0 | 0 | 0 | 0 | 0 | 0 | 0 | 0 | 0 | 0 | 0 | 0 | 0 | 0 | 0 | 0 | 0 | 0 | 0 | 0 | 0 | 0 | 0 | 0 | 0 | 0 | 0 | 0 | 0 | 0 | 0 | 0
PSE | 20 | Winter | Peak | 4 | Res DLC HPWH-Grid-Enabled | Industrial | Metal Fab | 0 | 0 | 0 | 0 | 0 | 0 | 0 | 0 | 0 | 0 | 0 | 0 | 0 | 0 | 0 | 0 | 0 | 0 | 0 | 0 | 0 | 0 | 0 | 0 | 0 | 0 | 0 | 0 | 0 | 0 | 0 | 0 | 0 | 0 | 0 | 0 | 0 | 0 | 0 | 0 | 0 | 0 | 0 | 0 | 0 | 0 | 0 | 0 | 0 | 0 | 0 | 0 | 0 | 0 | 0 | 0 | 0 | 0 | 0 | 0 | 0 | 0 | 0
PSE | 20 | Winter | Peak | 4 | Res DLC HPWH-Grid-Enabled | Industrial | Transportation, Equip | 0 | 0 | 0 | 0 | 0 | 0 | 0 | 0 | 0 | 0 | 0 | 0 | 0 | 0 | 0 | 0 | 0 | 0 | 0 | 0 | 0 | 0 | 0 | 0 | 0 | 0 | 0 | 0 | 0 | 0 | 0 | 0 | 0 | 0 | 0 | 0 | 0 | 0 | 0 | 0 | 0 | 0 | 0 | 0 | 0 | 0 | 0 | 0 | 0 | 0 | 0 | 0 | 0 | 0 | 0 | 0 | 0 | 0 | 0 | 0 | 0 | 0 | 0
PSE | 20 | Winter | Peak | 4 | Res DLC HPWH-Grid-Enabled | Industrial | Refinery | 0 | 0 | 0 | 0 | 0 | 0 | 0 | 0 | 0 | 0 | 0 | 0 | 0 | 0 | 0 | 0 | 0 | 0 | 0 | 0 | 0 | 0 | 0 | 0 | 0 | 0 | 0 | 0 | 0 | 0 | 0 | 0 | 0 | 0 | 0 | 0 | 0 | 0 | 0 | 0 | 0 | 0 | 0 | 0 | 0 | 0 | 0 | 0 | 0 | 0 | 0 | 0 | 0 | 0 | 0 | 0 | 0 | 0 | 0 | 0 | 0 | 0 | 0
PSE | 20 | Winter | Peak | 4 | Res DLC HPWH-Grid-Enabled | Industrial | Cold Storage | 0 | 0 | 0 | 0 | 0 | 0 | 0 | 0 | 0 | 0 | 0 | 0 | 0 | 0 | 0 | 0 | 0 | 0 | 0 | 0 | 0 | 0 | 0 | 0 | 0 | 0 | 0 | 0 | 0 | 0 | 0 | 0 | 0 | 0 | 0 | 0 | 0 | 0 | 0 | 0 | 0 | 0 | 0 | 0 | 0 | 0 | 0 | 0 | 0 | 0 | 0 | 0 | 0 | 0 | 0 | 0 | 0 | 0 | 0 | 0 | 0 | 0 | 0
PSE | 20 | Winter | Peak | 4 | Res DLC HPWH-Grid-Enabled | Industrial | Fruit Storage | 0 | 0 | 0 | 0 | 0 | 0 | 0 | 0 | 0 | 0 | 0 | 0 | 0 | 0 | 0 | 0 | 0 | 0 | 0 | 0 | 0 | 0 | 0 | 0 | 0 | 0 | 0 | 0 | 0 | 0 | 0 | 0 | 0 | 0 | 0 | 0 | 0 | 0 | 0 | 0 | 0 | 0 | 0 | 0 | 0 | 0 | 0 | 0 | 0 | 0 | 0 | 0 | 0 | 0 | 0 | 0 | 0 | 0 | 0 | 0 | 0 | 0 | 0
PSE | 20 | Winter | Peak | 4 | Res DLC HPWH-Grid-Enabled | Industrial | Chemical | 0 | 0 | 0 | 0 | 0 | 0 | 0 | 0 | 0 | 0 | 0 | 0 | 0 | 0 | 0 | 0 | 0 | 0 | 0 | 0 | 0 | 0 | 0 | 0 | 0 | 0 | 0 | 0 | 0 | 0 | 0 | 0 | 0 | 0 | 0 | 0 | 0 | 0 | 0 | 0 | 0 | 0 | 0 | 0 | 0 | 0 | 0 | 0 | 0 | 0 | 0 | 0 | 0 | 0 | 0 | 0 | 0 | 0 | 0 | 0 | 0 | 0 | 0
PSE | 20 | Winter | Peak | 4 | Res DLC HPWH-Grid-Enabled | Industrial | Misc Manf | 0 | 0 | 0 | 0 | 0 | 0 | 0 | 0 | 0 | 0 | 0 | 0 | 0 | 0 | 0 | 0 | 0 | 0 | 0 | 0 | 0 | 0 | 0 | 0 | 0 | 0 | 0 | 0 | 0 | 0 | 0 | 0 | 0 | 0 | 0 | 0 | 0 | 0 | 0 | 0 | 0 | 0 | 0 | 0 | 0 | 0 | 0 | 0 | 0 | 0 | 0 | 0 | 0 | 0 | 0 | 0 | 0 | 0 | 0 | 0 | 0 | 0 | 0
PSE | 20 | Winter | Peak | 4 | Res DLC HPWH-Grid-Enabled | Residential | Single Family | 0 | 0 | 0 | 0.55064 | 0.55628 | 0.56274 | 0.56947 | 0.57614 | 0.58278 | 0.58938 | 0.59596 | 0.60257 | 0.6092 | 0.61582 | 0.62241 | 0.62899 | 0.63553 | 0.64199 | 0.64837 | 0.65468 | 0.66092 | 0.66712 | 0.67328 | 0.6794 | 0.68548 | 0.69152 | 0.69753 | 0 | 0 | 0 | 0 | 0 | 0 | 2272.2838 | 2295.5612 | 2322.2413 | 2349.9906 | 2377.5485 | 2404.9231 | 2432.1462 | 2459.3306 | 2486.599 | 2513.9755 | 2541.2921 | 2568.4776 | 2595.6172 | 2622.6074 | 2649.2817 | 2675.608 | 2701.6267 | 2727.395 | 2752.9858 | 2778.3911 | 2803.6482 | 2828.7493 | 2853.6649 | 2878.4681 | 0 | 0 | 0 | 0 | 0 | 0
PSE | 20 | Winter | Peak | 4 | Res DLC HPWH-Grid-Enabled | Residential | Multifamily Low-Rise | 0 | 0 | 0 | 0.14063 | 0.14207 | 0.14372 | 0.14544 | 0.14715 | 0.14884 | 0.15053 | 0.15221 | 0.1539 | 0.15559 | 0.15728 | 0.15896 | 0.16064 | 0.16231 | 0.16396 | 0.16559 | 0.1672 | 0.1688 | 0.17038 | 0.17195 | 0.17352 | 0.17507 | 0.17661 | 0.17815 | 0 | 0 | 0 | 0 | 0 | 0 | 580.3377 | 586.2827 | 593.0967 | 600.1839 | 607.2221 | 614.2135 | 621.1663 | 628.1091 | 635.0734 | 642.0653 | 649.042 | 655.9851 | 662.9165 | 669.8097 | 676.6223 | 683.346 | 689.9912 | 696.5723 | 703.1082 | 709.5967 | 716.0473 | 722.4581 | 728.8215 | 735.1562 | 0 | 0 | 0 | 0 | 0 | 0
PSE | 20 | Winter | Peak | 4 | Res DLC HPWH-Grid-Enabled | Residential | Multifamily High-Rise | 0 | 0 | 0 | 0.025626 | 0.025889 | 0.02619 | 0.026503 | 0.026813 | 0.027122 | 0.027429 | 0.027736 | 0.028043 | 0.028352 | 0.02866 | 0.028967 | 0.029273 | 0.029577 | 0.029878 | 0.030175 | 0.030468 | 0.030759 | 0.031047 | 0.031334 | 0.031619 | 0.031902 | 0.032183 | 0.032463 | 0 | 0 | 0 | 0 | 0 | 0 | 105.7504 | 106.8337 | 108.0754 | 109.3668 | 110.6494 | 111.9234 | 113.1903 | 114.4554 | 115.7245 | 116.9986 | 118.2699 | 119.5351 | 120.7981 | 122.0542 | 123.2956 | 124.5208 | 125.7317 | 126.931 | 128.1219 | 129.3043 | 130.4797 | 131.6479 | 132.8075 | 133.9618 | 0 | 0 | 0 | 0 | 0 | 0
PSE | 20 | Winter | Peak | 4 | Res DLC HPWH-Grid-Enabled | Residential | Manufactured | 0 | 0 | 0 | 0.10801 | 0.10912 | 0.11038 | 0.1117 | 0.11301 | 0.11431 | 0.11561 | 0.1169 | 0.1182 | 0.1195 | 0.1208 | 0.12209 | 0.12338 | 0.12466 | 0.12593 | 0.12718 | 0.12842 | 0.12964 | 0.13086 | 0.13207 | 0.13327 | 0.13446 | 0.13564 | 0.13682 | 0 | 0 | 0 | 0 | 0 | 0 | 445.7136 | 450.2795 | 455.5129 | 460.956 | 466.3615 | 471.7311 | 477.071 | 482.4032 | 487.752 | 493.122 | 498.4802 | 503.8127 | 509.1362 | 514.4304 | 519.6626 | 524.8266 | 529.9302 | 534.9847 | 540.0044 | 544.9877 | 549.9419 | 554.8656 | 559.7528 | 564.618 | 0 | 0 | 0 | 0 | 0 | 0
PSE | 20 | Winter | Peak | 4 | Res DLC HPWH-Grid-Enabled | 0 | 0 | 0 | 0 | 0 | 0 | 0 | 0 | 0 | 0 | 0 | 0 | 0 | 0 | 0 | 0 | 0 | 0 | 0 | 0 | 0 | 0 | 0 | 0 | 0 | 0 | 0 | 0 | 0 | 0 | 0 | 0 | 0 | 0 | 0 | 0 | 0 | 0 | 0 | 0 | 0 | 0 | 0 | 0 | 0 | 0 | 0 | 0 | 0 | 0 | 0 | 0 | 0 | 0 | 0 | 0 | 0 | 0 | 0 | 0 | 0 | 0 | 0 | 0 | 0
PSE | 20 | Winter | Peak | 4 | Res DLC HPWH-Switch | 0 | 0 | 0 | 0 | 0 | 0 | 0 | 0 | 0 | 0 | 0 | 0 | 0 | 0 | 0 | 0 | 0 | 0 | 0 | 0 | 0 | 0 | 0 | 0 | 0 | 0 | 0 | 0 | 0 | 0 | 0 | 0 | 0 | 0 | 0 | 0 | 0 | 0 | 0 | 0 | 0 | 0 | 0 | 0 | 0 | 0 | 0 | 0 | 0 | 0 | 0 | 0 | 0 | 0 | 0 | 0 | 0 | 0 | 0 | 0 | 0 | 0 | 0 | 0 | 0
PSE | 20 | Winter | Peak | 4 | Res DLC HPWH-Switch | 0 | 0 | 0 | 0 | 0 | 0 | 0 | 0 | 0 | 0 | 0 | 0 | 0 | 0 | 0 | 0 | 0 | 0 | 0 | 0 | 0 | 0 | 0 | 0 | 0 | 0 | 0 | 0 | 0 | 0 | 0 | 0 | 0 | 0 | 0 | 0 | 0 | 0 | 0 | 0 | 0 | 0 | 0 | 0 | 0 | 0 | 0 | 0 | 0 | 0 | 0 | 0 | 0 | 0 | 0 | 0 | 0 | 0 | 0 | 0 | 0 | 0 | 0 | 0 | 0
PSE | 20 | Winter | Peak | 4 | Res DLC HPWH-Switch | 0 | 0 | 0 | 0 | 0 | 0 | 0 | 0 | 0 | 0 | 0 | 0 | 0 | 0 | 0 | 0 | 0 | 0 | 0 | 0 | 0 | 0 | 0 | 0 | 0 | 0 | 0 | 0 | 0 | 0 | 0 | 0 | 0 | 0 | 0 | 0 | 0 | 0 | 0 | 0 | 0 | 0 | 0 | 0 | 0 | 0 | 0 | 0 | 0 | 0 | 0 | 0 | 0 | 0 | 0 | 0 | 0 | 0 | 0 | 0 | 0 | 0 | 0 | 0 | 0
PSE | 20 | Winter | Peak | 4 | Res DLC HPWH-Switch | 0 | 0 | 0 | 0 | 0 | 0 | 0 | 0 | 0 | 0 | 0 | 0 | 0 | 0 | 0 | 0 | 0 | 0 | 0 | 0 | 0 | 0 | 0 | 0 | 0 | 0 | 0 | 0 | 0 | 0 | 0 | 0 | 0 | 0 | 0 | 0 | 0 | 0 | 0 | 0 | 0 | 0 | 0 | 0 | 0 | 0 | 0 | 0 | 0 | 0 | 0 | 0 | 0 | 0 | 0 | 0 | 0 | 0 | 0 | 0 | 0 | 0 | 0 | 0 | 0
PSE | 20 | Winter | Peak | 4 | Res DLC HPWH-Switch | 0 | 0 | 0 | 0 | 0 | 0 | 0 | 0 | 0 | 0 | 0 | 0 | 0 | 0 | 0 | 0 | 0 | 0 | 0 | 0 | 0 | 0 | 0 | 0 | 0 | 0 | 0 | 0 | 0 | 0 | 0 | 0 | 0 | 0 | 0 | 0 | 0 | 0 | 0 | 0 | 0 | 0 | 0 | 0 | 0 | 0 | 0 | 0 | 0 | 0 | 0 | 0 | 0 | 0 | 0 | 0 | 0 | 0 | 0 | 0 | 0 | 0 | 0 | 0 | 0
PSE | 20 | Winter | Peak | 4 | Res DLC HPWH-Switch | 0 | 0 | 0 | 0 | 0 | 0 | 0 | 0 | 0 | 0 | 0 | 0 | 0 | 0 | 0 | 0 | 0 | 0 | 0 | 0 | 0 | 0 | 0 | 0 | 0 | 0 | 0 | 0 | 0 | 0 | 0 | 0 | 0 | 0 | 0 | 0 | 0 | 0 | 0 | 0 | 0 | 0 | 0 | 0 | 0 | 0 | 0 | 0 | 0 | 0 | 0 | 0 | 0 | 0 | 0 | 0 | 0 | 0 | 0 | 0 | 0 | 0 | 0 | 0 | 0
PSE | 20 | Winter | Peak | 4 | Res DLC HPWH-Switch | 0 | 0 | 0 | 0 | 0 | 0 | 0 | 0 | 0 | 0 | 0 | 0 | 0 | 0 | 0 | 0 | 0 | 0 | 0 | 0 | 0 | 0 | 0 | 0 | 0 | 0 | 0 | 0 | 0 | 0 | 0 | 0 | 0 | 0 | 0 | 0 | 0 | 0 | 0 | 0 | 0 | 0 | 0 | 0 | 0 | 0 | 0 | 0 | 0 | 0 | 0 | 0 | 0 | 0 | 0 | 0 | 0 | 0 | 0 | 0 | 0 | 0 | 0 | 0 | 0
PSE | 20 | Winter | Peak | 4 | Res DLC HPWH-Switch | 0 | 0 | 0 | 0 | 0 | 0 | 0 | 0 | 0 | 0 | 0 | 0 | 0 | 0 | 0 | 0 | 0 | 0 | 0 | 0 | 0 | 0 | 0 | 0 | 0 | 0 | 0 | 0 | 0 | 0 | 0 | 0 | 0 | 0 | 0 | 0 | 0 | 0 | 0 | 0 | 0 | 0 | 0 | 0 | 0 | 0 | 0 | 0 | 0 | 0 | 0 | 0 | 0 | 0 | 0 | 0 | 0 | 0 | 0 | 0 | 0 | 0 | 0 | 0 | 0
PSE | 20 | Winter | Peak | 4 | Res DLC HPWH-Switch | 0 | 0 | 0 | 0 | 0 | 0 | 0 | 0 | 0 | 0 | 0 | 0 | 0 | 0 | 0 | 0 | 0 | 0 | 0 | 0 | 0 | 0 | 0 | 0 | 0 | 0 | 0 | 0 | 0 | 0 | 0 | 0 | 0 | 0 | 0 | 0 | 0 | 0 | 0 | 0 | 0 | 0 | 0 | 0 | 0 | 0 | 0 | 0 | 0 | 0 | 0 | 0 | 0 | 0 | 0 | 0 | 0 | 0 | 0 | 0 | 0 | 0 | 0 | 0 | 0
PSE | 20 | Winter | Peak | 4 | Res DLC HPWH-Switch | 0 | 0 | 0 | 0 | 0 | 0 | 0 | 0 | 0 | 0 | 0 | 0 | 0 | 0 | 0 | 0 | 0 | 0 | 0 | 0 | 0 | 0 | 0 | 0 | 0 | 0 | 0 | 0 | 0 | 0 | 0 | 0 | 0 | 0 | 0 | 0 | 0 | 0 | 0 | 0 | 0 | 0 | 0 | 0 | 0 | 0 | 0 | 0 | 0 | 0 | 0 | 0 | 0 | 0 | 0 | 0 | 0 | 0 | 0 | 0 | 0 | 0 | 0 | 0 | 0
PSE | 20 | Winter | Peak | 4 | Res DLC HPWH-Switch | 0 | 0 | 0 | 0 | 0 | 0 | 0 | 0 | 0 | 0 | 0 | 0 | 0 | 0 | 0 | 0 | 0 | 0 | 0 | 0 | 0 | 0 | 0 | 0 | 0 | 0 | 0 | 0 | 0 | 0 | 0 | 0 | 0 | 0 | 0 | 0 | 0 | 0 | 0 | 0 | 0 | 0 | 0 | 0 | 0 | 0 | 0 | 0 | 0 | 0 | 0 | 0 | 0 | 0 | 0 | 0 | 0 | 0 | 0 | 0 | 0 | 0 | 0 | 0 | 0
PSE | 20 | Winter | Peak | 4 | Res DLC HPWH-Switch | 0 | 0 | 0 | 0 | 0 | 0 | 0 | 0 | 0 | 0 | 0 | 0 | 0 | 0 | 0 | 0 | 0 | 0 | 0 | 0 | 0 | 0 | 0 | 0 | 0 | 0 | 0 | 0 | 0 | 0 | 0 | 0 | 0 | 0 | 0 | 0 | 0 | 0 | 0 | 0 | 0 | 0 | 0 | 0 | 0 | 0 | 0 | 0 | 0 | 0 | 0 | 0 | 0 | 0 | 0 | 0 | 0 | 0 | 0 | 0 | 0 | 0 | 0 | 0 | 0
PSE | 20 | Winter | Peak | 4 | Res DLC HPWH-Switch | 0 | 0 | 0 | 0 | 0 | 0 | 0 | 0 | 0 | 0 | 0 | 0 | 0 | 0 | 0 | 0 | 0 | 0 | 0 | 0 | 0 | 0 | 0 | 0 | 0 | 0 | 0 | 0 | 0 | 0 | 0 | 0 | 0 | 0 | 0 | 0 | 0 | 0 | 0 | 0 | 0 | 0 | 0 | 0 | 0 | 0 | 0 | 0 | 0 | 0 | 0 | 0 | 0 | 0 | 0 | 0 | 0 | 0 | 0 | 0 | 0 | 0 | 0 | 0 | 0
PSE | 20 | Winter | Peak | 4 | Res DLC HPWH-Switch | 0 | 0 | 0 | 0 | 0 | 0 | 0 | 0 | 0 | 0 | 0 | 0 | 0 | 0 | 0 | 0 | 0 | 0 | 0 | 0 | 0 | 0 | 0 | 0 | 0 | 0 | 0 | 0 | 0 | 0 | 0 | 0 | 0 | 0 | 0 | 0 | 0 | 0 | 0 | 0 | 0 | 0 | 0 | 0 | 0 | 0 | 0 | 0 | 0 | 0 | 0 | 0 | 0 | 0 | 0 | 0 | 0 | 0 | 0 | 0 | 0 | 0 | 0 | 0 | 0
PSE | 20 | Winter | Peak | 4 | Res DLC HPWH-Switch | 0 | 0 | 0 | 0 | 0 | 0 | 0 | 0 | 0 | 0 | 0 | 0 | 0 | 0 | 0 | 0 | 0 | 0 | 0 | 0 | 0 | 0 | 0 | 0 | 0 | 0 | 0 | 0 | 0 | 0 | 0 | 0 | 0 | 0 | 0 | 0 | 0 | 0 | 0 | 0 | 0 | 0 | 0 | 0 | 0 | 0 | 0 | 0 | 0 | 0 | 0 | 0 | 0 | 0 | 0 | 0 | 0 | 0 | 0 | 0 | 0 | 0 | 0 | 0 | 0
PSE | 20 | Winter | Peak | 4 | Res DLC HPWH-Switch | 0 | 0 | 0 | 0 | 0 | 0 | 0 | 0 | 0 | 0 | 0 | 0 | 0 | 0 | 0 | 0 | 0 | 0 | 0 | 0 | 0 | 0 | 0 | 0 | 0 | 0 | 0 | 0 | 0 | 0 | 0 | 0 | 0 | 0 | 0 | 0 | 0 | 0 | 0 | 0 | 0 | 0 | 0 | 0 | 0 | 0 | 0 | 0 | 0 | 0 | 0 | 0 | 0 | 0 | 0 | 0 | 0 | 0 | 0 | 0 | 0 | 0 | 0 | 0 | 0
PSE | 20 | Winter | Peak | 4 | Res DLC HPWH-Switch | 0 | 0 | 0 | 0 | 0 | 0 | 0 | 0 | 0 | 0 | 0 | 0 | 0 | 0 | 0 | 0 | 0 | 0 | 0 | 0 | 0 | 0 | 0 | 0 | 0 | 0 | 0 | 0 | 0 | 0 | 0 | 0 | 0 | 0 | 0 | 0 | 0 | 0 | 0 | 0 | 0 | 0 | 0 | 0 | 0 | 0 | 0 | 0 | 0 | 0 | 0 | 0 | 0 | 0 | 0 | 0 | 0 | 0 | 0 | 0 | 0 | 0 | 0 | 0 | 0
PSE | 20 | Winter | Peak | 4 | Res DLC HPWH-Switch | 0 | 0 | 0 | 0 | 0 | 0 | 0 | 0 | 0 | 0 | 0 | 0 | 0 | 0 | 0 | 0 | 0 | 0 | 0 | 0 | 0 | 0 | 0 | 0 | 0 | 0 | 0 | 0 | 0 | 0 | 0 | 0 | 0 | 0 | 0 | 0 | 0 | 0 | 0 | 0 | 0 | 0 | 0 | 0 | 0 | 0 | 0 | 0 | 0 | 0 | 0 | 0 | 0 | 0 | 0 | 0 | 0 | 0 | 0 | 0 | 0 | 0 | 0 | 0 | 0
PSE | 20 | Winter | Peak | 4 | Res DLC HPWH-Switch | 0 | 0 | 0 | 0 | 0 | 0 | 0 | 0 | 0 | 0 | 0 | 0 | 0 | 0 | 0 | 0 | 0 | 0 | 0 | 0 | 0 | 0 | 0 | 0 | 0 | 0 | 0 | 0 | 0 | 0 | 0 | 0 | 0 | 0 | 0 | 0 | 0 | 0 | 0 | 0 | 0 | 0 | 0 | 0 | 0 | 0 | 0 | 0 | 0 | 0 | 0 | 0 | 0 | 0 | 0 | 0 | 0 | 0 | 0 | 0 | 0 | 0 | 0 | 0 | 0
PSE | 20 | Winter | Peak | 4 | Res DLC HPWH-Switch | 0 | 0 | 0 | 0 | 0 | 0 | 0 | 0 | 0 | 0 | 0 | 0 | 0 | 0 | 0 | 0 | 0 | 0 | 0 | 0 | 0 | 0 | 0 | 0 | 0 | 0 | 0 | 0 | 0 | 0 | 0 | 0 | 0 | 0 | 0 | 0 | 0 | 0 | 0 | 0 | 0 | 0 | 0 | 0 | 0 | 0 | 0 | 0 | 0 | 0 | 0 | 0 | 0 | 0 | 0 | 0 | 0 | 0 | 0 | 0 | 0 | 0 | 0 | 0 | 0
PSE | 20 | Winter | Peak | 4 | Res DLC HPWH-Switch | 0 | 0 | 0 | 0 | 0 | 0 | 0 | 0 | 0 | 0 | 0 | 0 | 0 | 0 | 0 | 0 | 0 | 0 | 0 | 0 | 0 | 0 | 0 | 0 | 0 | 0 | 0 | 0 | 0 | 0 | 0 | 0 | 0 | 0 | 0 | 0 | 0 | 0 | 0 | 0 | 0 | 0 | 0 | 0 | 0 | 0 | 0 | 0 | 0 | 0 | 0 | 0 | 0 | 0 | 0 | 0 | 0 | 0 | 0 | 0 | 0 | 0 | 0 | 0 | 0
PSE | 20 | Winter | Peak | 4 | Res DLC HPWH-Switch | 0 | 0 | 0 | 0 | 0 | 0 | 0 | 0 | 0 | 0 | 0 | 0 | 0 | 0 | 0 | 0 | 0 | 0 | 0 | 0 | 0 | 0 | 0 | 0 | 0 | 0 | 0 | 0 | 0 | 0 | 0 | 0 | 0 | 0 | 0 | 0 | 0 | 0 | 0 | 0 | 0 | 0 | 0 | 0 | 0 | 0 | 0 | 0 | 0 | 0 | 0 | 0 | 0 | 0 | 0 | 0 | 0 | 0 | 0 | 0 | 0 | 0 | 0 | 0 | 0
PSE | 20 | Winter | Peak | 4 | Res DLC HPWH-Switch | 0 | 0 | 0 | 0 | 0 | 0 | 0 | 0 | 0 | 0 | 0 | 0 | 0 | 0 | 0 | 0 | 0 | 0 | 0 | 0 | 0 | 0 | 0 | 0 | 0 | 0 | 0 | 0 | 0 | 0 | 0 | 0 | 0 | 0 | 0 | 0 | 0 | 0 | 0 | 0 | 0 | 0 | 0 | 0 | 0 | 0 | 0 | 0 | 0 | 0 | 0 | 0 | 0 | 0 | 0 | 0 | 0 | 0 | 0 | 0 | 0 | 0 | 0 | 0 | 0
PSE | 20 | Winter | Peak | 4 | Res DLC HPWH-Switch | 0 | 0 | 0 | 0 | 0 | 0 | 0 | 0 | 0 | 0 | 0 | 0 | 0 | 0 | 0 | 0 | 0 | 0 | 0 | 0 | 0 | 0 | 0 | 0 | 0 | 0 | 0 | 0 | 0 | 0 | 0 | 0 | 0 | 0 | 0 | 0 | 0 | 0 | 0 | 0 | 0 | 0 | 0 | 0 | 0 | 0 | 0 | 0 | 0 | 0 | 0 | 0 | 0 | 0 | 0 | 0 | 0 | 0 | 0 | 0 | 0 | 0 | 0 | 0 | 0
PSE | 20 | Winter | Peak | 4 | Res DLC HPWH-Switch | 0 | 0 | 0 | 0 | 0 | 0 | 0 | 0 | 0 | 0 | 0 | 0 | 0 | 0 | 0 | 0 | 0 | 0 | 0 | 0 | 0 | 0 | 0 | 0 | 0 | 0 | 0 | 0 | 0 | 0 | 0 | 0 | 0 | 0 | 0 | 0 | 0 | 0 | 0 | 0 | 0 | 0 | 0 | 0 | 0 | 0 | 0 | 0 | 0 | 0 | 0 | 0 | 0 | 0 | 0 | 0 | 0 | 0 | 0 | 0 | 0 | 0 | 0 | 0 | 0
PSE | 20 | Winter | Peak | 4 | Res DLC HPWH-Switch | 0 | 0 | 0 | 0 | 0 | 0 | 0 | 0 | 0 | 0 | 0 | 0 | 0 | 0 | 0 | 0 | 0 | 0 | 0 | 0 | 0 | 0 | 0 | 0 | 0 | 0 | 0 | 0 | 0 | 0 | 0 | 0 | 0 | 0 | 0 | 0 | 0 | 0 | 0 | 0 | 0 | 0 | 0 | 0 | 0 | 0 | 0 | 0 | 0 | 0 | 0 | 0 | 0 | 0 | 0 | 0 | 0 | 0 | 0 | 0 | 0 | 0 | 0 | 0 | 0
PSE | 20 | Winter | Peak | 4 | Res DLC HPWH-Switch | 0 | 0 | 0 | 0 | 0 | 0 | 0 | 0 | 0 | 0 | 0 | 0 | 0 | 0 | 0 | 0 | 0 | 0 | 0 | 0 | 0 | 0 | 0 | 0 | 0 | 0 | 0 | 0 | 0 | 0 | 0 | 0 | 0 | 0 | 0 | 0 | 0 | 0 | 0 | 0 | 0 | 0 | 0 | 0 | 0 | 0 | 0 | 0 | 0 | 0 | 0 | 0 | 0 | 0 | 0 | 0 | 0 | 0 | 0 | 0 | 0 | 0 | 0 | 0 | 0
PSE | 20 | Winter | Peak | 4 | Res DLC HPWH-Switch | 0 | 0 | 0 | 0 | 0 | 0 | 0 | 0 | 0 | 0 | 0 | 0 | 0 | 0 | 0 | 0 | 0 | 0 | 0 | 0 | 0 | 0 | 0 | 0 | 0 | 0 | 0 | 0 | 0 | 0 | 0 | 0 | 0 | 0 | 0 | 0 | 0 | 0 | 0 | 0 | 0 | 0 | 0 | 0 | 0 | 0 | 0 | 0 | 0 | 0 | 0 | 0 | 0 | 0 | 0 | 0 | 0 | 0 | 0 | 0 | 0 | 0 | 0 | 0 | 0
PSE | 20 | Winter | Peak | 4 | Res DLC HPWH-Switch | 0 | 0 | 0 | 0 | 0 | 0 | 0 | 0 | 0 | 0 | 0 | 0 | 0 | 0 | 0 | 0 | 0 | 0 | 0 | 0 | 0 | 0 | 0 | 0 | 0 | 0 | 0 | 0 | 0 | 0 | 0 | 0 | 0 | 0 | 0 | 0 | 0 | 0 | 0 | 0 | 0 | 0 | 0 | 0 | 0 | 0 | 0 | 0 | 0 | 0 | 0 | 0 | 0 | 0 | 0 | 0 | 0 | 0 | 0 | 0 | 0 | 0 | 0 | 0 | 0
PSE | 20 | Winter | Peak | 4 | Res DLC HPWH-Switch | 0 | 0 | 0 | 0 | 0 | 0 | 0 | 0 | 0 | 0 | 0 | 0 | 0 | 0 | 0 | 0 | 0 | 0 | 0 | 0 | 0 | 0 | 0 | 0 | 0 | 0 | 0 | 0 | 0 | 0 | 0 | 0 | 0 | 0 | 0 | 0 | 0 | 0 | 0 | 0 | 0 | 0 | 0 | 0 | 0 | 0 | 0 | 0 | 0 | 0 | 0 | 0 | 0 | 0 | 0 | 0 | 0 | 0 | 0 | 0 | 0 | 0 | 0 | 0 | 0
PSE | 20 | Winter | Peak | 4 | Res DLC HPWH-Switch | 0 | 0 | 0 | 0 | 0 | 0 | 0 | 0 | 0 | 0 | 0 | 0 | 0 | 0 | 0 | 0 | 0 | 0 | 0 | 0 | 0 | 0 | 0 | 0 | 0 | 0 | 0 | 0 | 0 | 0 | 0 | 0 | 0 | 0 | 0 | 0 | 0 | 0 | 0 | 0 | 0 | 0 | 0 | 0 | 0 | 0 | 0 | 0 | 0 | 0 | 0 | 0 | 0 | 0 | 0 | 0 | 0 | 0 | 0 | 0 | 0 | 0 | 0 | 0 | 0
PSE | 20 | Winter | Peak | 4 | Res DLC HPWH-Switch | 0 | 0 | 0 | 0 | 0 | 0 | 0 | 0 | 0 | 0 | 0 | 0 | 0 | 0 | 0 | 0 | 0 | 0 | 0 | 0 | 0 | 0 | 0 | 0 | 0 | 0 | 0 | 0 | 0 | 0 | 0 | 0 | 0 | 0 | 0 | 0 | 0 | 0 | 0 | 0 | 0 | 0 | 0 | 0 | 0 | 0 | 0 | 0 | 0 | 0 | 0 | 0 | 0 | 0 | 0 | 0 | 0 | 0 | 0 | 0 | 0 | 0 | 0 | 0 | 0
PSE | 20 | Winter | Peak | 4 | Res DLC HPWH-Switch | 0 | 0 | 0 | 0 | 0 | 0 | 0 | 0 | 0 | 0 | 0 | 0 | 0 | 0 | 0 | 0 | 0 | 0 | 0 | 0 | 0 | 0 | 0 | 0 | 0 | 0 | 0 | 0 | 0 | 0 | 0 | 0 | 0 | 0 | 0 | 0 | 0 | 0 | 0 | 0 | 0 | 0 | 0 | 0 | 0 | 0 | 0 | 0 | 0 | 0 | 0 | 0 | 0 | 0 | 0 | 0 | 0 | 0 | 0 | 0 | 0 | 0 | 0 | 0 | 0
PSE | 20 | Winter | Peak | 4 | Res DLC HPWH-Switch | 0 | 0 | 0 | 0 | 0 | 0 | 0 | 0 | 0 | 0 | 0 | 0 | 0 | 0 | 0 | 0 | 0 | 0 | 0 | 0 | 0 | 0 | 0 | 0 | 0 | 0 | 0 | 0 | 0 | 0 | 0 | 0 | 0 | 0 | 0 | 0 | 0 | 0 | 0 | 0 | 0 | 0 | 0 | 0 | 0 | 0 | 0 | 0 | 0 | 0 | 0 | 0 | 0 | 0 | 0 | 0 | 0 | 0 | 0 | 0 | 0 | 0 | 0 | 0 | 0
PSE | 20 | Winter | Peak | 4 | Res DLC HPWH-Switch | 0 | 0 | 0 | 0 | 0 | 0 | 0 | 0 | 0 | 0 | 0 | 0 | 0 | 0 | 0 | 0 | 0 | 0 | 0 | 0 | 0 | 0 | 0 | 0 | 0 | 0 | 0 | 0 | 0 | 0 | 0 | 0 | 0 | 0 | 0 | 0 | 0 | 0 | 0 | 0 | 0 | 0 | 0 | 0 | 0 | 0 | 0 | 0 | 0 | 0 | 0 | 0 | 0 | 0 | 0 | 0 | 0 | 0 | 0 | 0 | 0 | 0 | 0 | 0 | 0
PSE | 20 | Winter | Peak | 4 | Res DLC HPWH-Switch | 0 | 0 | 0 | 0 | 0 | 0.57358 | 0.57946 | 0.58619 | 0.59319 | 0.60015 | 0.60706 | 0.61393 | 0.62079 | 0.62768 | 0.63459 | 0.64148 | 0.64835 | 0.6552 | 0.66201 | 0.66874 | 0.67539 | 0.68196 | 0.68846 | 0.69492 | 0.70133 | 0.70771 | 0.71405 | 0.72033 | 0.7266 | 0 | 0 | 0 | 0 | 0 | 0 | 2366.9622 | 2391.2096 | 2419.0014 | 2447.9069 | 2476.613 | 2505.1282 | 2533.4856 | 2561.8027 | 2590.2073 | 2618.7245 | 2647.1793 | 2675.4975 | 2703.7679 | 2731.8827 | 2759.6685 | 2787.0916 | 2814.1945 | 2841.0364 | 2867.6936 | 2894.1574 | 2920.4669 | 2946.6138 | 2972.5676 | 2998.4042 | 0 | 0 | 0 | 0 | 0 | 0
PSE | 20 | Winter | Peak | 4 | Res DLC HPWH-Switch | 0 | 0 | 0 | 0 | 0 | 0.14649 | 0.14799 | 0.14971 | 0.1515 | 0.15328 | 0.15504 | 0.1568 | 0.15855 | 0.16031 | 0.16207 | 0.16383 | 0.16559 | 0.16734 | 0.16908 | 0.1708 | 0.17249 | 0.17417 | 0.17583 | 0.17748 | 0.17912 | 0.18075 | 0.18237 | 0.18397 | 0.18557 | 0 | 0 | 0 | 0 | 0 | 0 | 604.5184 | 610.7111 | 617.8091 | 625.1915 | 632.523 | 639.8058 | 647.0482 | 654.2803 | 661.5348 | 668.8181 | 676.0854 | 683.3178 | 690.538 | 697.7185 | 704.8149 | 711.8188 | 718.7408 | 725.5962 | 732.4044 | 739.1632 | 745.8826 | 752.5605 | 759.189 | 765.7877 | 0 | 0 | 0 | 0 | 0 | 0
PSE | 20 | Winter | Peak | 4 | Res DLC HPWH-Switch | 0 | 0 | 0 | 0 | 0 | 0.026694 | 0.026967 | 0.027281 | 0.027607 | 0.027931 | 0.028252 | 0.028572 | 0.028891 | 0.029212 | 0.029533 | 0.029854 | 0.030174 | 0.030492 | 0.030809 | 0.031123 | 0.031432 | 0.031738 | 0.03204 | 0.032341 | 0.03264 | 0.032936 | 0.033231 | 0.033524 | 0.033815 | 0 | 0 | 0 | 0 | 0 | 0 | 110.1567 | 111.2851 | 112.5785 | 113.9238 | 115.2598 | 116.5868 | 117.9066 | 119.2244 | 120.5463 | 121.8735 | 123.1978 | 124.5157 | 125.8314 | 127.1398 | 128.4329 | 129.7092 | 130.9705 | 132.2197 | 133.4604 | 134.692 | 135.9164 | 137.1332 | 138.3411 | 139.5435 | 0 | 0 | 0 | 0 | 0 | 0
PSE | 20 | Winter | Peak | 4 | Res DLC HPWH-Switch | 0 | 0 | 0 | 0 | 0 | 0.11251 | 0.11366 | 0.11498 | 0.11636 | 0.11772 | 0.11908 | 0.12042 | 0.12177 | 0.12312 | 0.12448 | 0.12583 | 0.12717 | 0.12852 | 0.12985 | 0.13118 | 0.13248 | 0.13377 | 0.13504 | 0.13631 | 0.13757 | 0.13882 | 0.14006 | 0.1413 | 0.14252 | 0 | 0 | 0 | 0 | 0 | 0 | 464.285 | 469.0412 | 474.4926 | 480.1625 | 485.7932 | 491.3866 | 496.9489 | 502.5034 | 508.075 | 513.6687 | 519.2502 | 524.8049 | 530.3502 | 535.865 | 541.3152 | 546.6943 | 552.0106 | 557.2757 | 562.5046 | 567.6955 | 572.8562 | 577.985 | 583.0759 | 588.1438 | 0 | 0 | 0 | 0 | 0 | 0
PSE | 20 | Winter | Peak | 4 | Res DLC HPWH-Switch | 0 | 0 | 0 | 0 | 0 | 0 | 0 | 0 | 0 | 0 | 0 | 0 | 0 | 0 | 0 | 0 | 0 | 0 | 0 | 0 | 0 | 0 | 0 | 0 | 0 | 0 | 0 | 0 | 0 | 0 | 0 | 0 | 0 | 0 | 0 | 0 | 0 | 0 | 0 | 0 | 0 | 0 | 0 | 0 | 0 | 0 | 0 | 0 | 0 | 0 | 0 | 0 | 0 | 0 | 0 | 0 | 0 | 0 | 0 | 0 | 0 | 0 | 0 | 0 | 0
PSE | 20 | Winter | Peak | 4 | Res EV DLC- | Commercial | Hospital | 0 | 0 | 0 | 0 | 0 | 0 | 0 | 0 | 0 | 0 | 0 | 0 | 0 | 0 | 0 | 0 | 0 | 0 | 0 | 0 | 0 | 0 | 0 | 0 | 0 | 0 | 0 | 0 | 0 | 0 | 0 | 0 | 0 | 0 | 0 | 0 | 0 | 0 | 0 | 0 | 0 | 0 | 0 | 0 | 0 | 0 | 0 | 0 | 0 | 0 | 0 | 0 | 0 | 0 | 0 | 0 | 0 | 0 | 0 | 0 | 0 | 0 | 0
PSE | 20 | Winter | Peak | 4 | Res EV DLC- | Commercial | Large Office | 0 | 0 | 0 | 0 | 0 | 0 | 0 | 0 | 0 | 0 | 0 | 0 | 0 | 0 | 0 | 0 | 0 | 0 | 0 | 0 | 0 | 0 | 0 | 0 | 0 | 0 | 0 | 0 | 0 | 0 | 0 | 0 | 0 | 0 | 0 | 0 | 0 | 0 | 0 | 0 | 0 | 0 | 0 | 0 | 0 | 0 | 0 | 0 | 0 | 0 | 0 | 0 | 0 | 0 | 0 | 0 | 0 | 0 | 0 | 0 | 0 | 0 | 0
PSE | 20 | Winter | Peak | 4 | Res EV DLC- | Commercial | Large Retail | 0 | 0 | 0 | 0 | 0 | 0 | 0 | 0 | 0 | 0 | 0 | 0 | 0 | 0 | 0 | 0 | 0 | 0 | 0 | 0 | 0 | 0 | 0 | 0 | 0 | 0 | 0 | 0 | 0 | 0 | 0 | 0 | 0 | 0 | 0 | 0 | 0 | 0 | 0 | 0 | 0 | 0 | 0 | 0 | 0 | 0 | 0 | 0 | 0 | 0 | 0 | 0 | 0 | 0 | 0 | 0 | 0 | 0 | 0 | 0 | 0 | 0 | 0
PSE | 20 | Winter | Peak | 4 | Res EV DLC- | Commercial | Lodging | 0 | 0 | 0 | 0 | 0 | 0 | 0 | 0 | 0 | 0 | 0 | 0 | 0 | 0 | 0 | 0 | 0 | 0 | 0 | 0 | 0 | 0 | 0 | 0 | 0 | 0 | 0 | 0 | 0 | 0 | 0 | 0 | 0 | 0 | 0 | 0 | 0 | 0 | 0 | 0 | 0 | 0 | 0 | 0 | 0 | 0 | 0 | 0 | 0 | 0 | 0 | 0 | 0 | 0 | 0 | 0 | 0 | 0 | 0 | 0 | 0 | 0 | 0
PSE | 20 | Winter | Peak | 4 | Res EV DLC- | Commercial | Medium Office | 0 | 0 | 0 | 0 | 0 | 0 | 0 | 0 | 0 | 0 | 0 | 0 | 0 | 0 | 0 | 0 | 0 | 0 | 0 | 0 | 0 | 0 | 0 | 0 | 0 | 0 | 0 | 0 | 0 | 0 | 0 | 0 | 0 | 0 | 0 | 0 | 0 | 0 | 0 | 0 | 0 | 0 | 0 | 0 | 0 | 0 | 0 | 0 | 0 | 0 | 0 | 0 | 0 | 0 | 0 | 0 | 0 | 0 | 0 | 0 | 0 | 0 | 0
PSE | 20 | Winter | Peak | 4 | Res EV DLC- | Commercial | Medium Retail | 0 | 0 | 0 | 0 | 0 | 0 | 0 | 0 | 0 | 0 | 0 | 0 | 0 | 0 | 0 | 0 | 0 | 0 | 0 | 0 | 0 | 0 | 0 | 0 | 0 | 0 | 0 | 0 | 0 | 0 | 0 | 0 | 0 | 0 | 0 | 0 | 0 | 0 | 0 | 0 | 0 | 0 | 0 | 0 | 0 | 0 | 0 | 0 | 0 | 0 | 0 | 0 | 0 | 0 | 0 | 0 | 0 | 0 | 0 | 0 | 0 | 0 | 0
PSE | 20 | Winter | Peak | 4 | Res EV DLC- | Commercial | Other and Assembly | 0 | 0 | 0 | 0 | 0 | 0 | 0 | 0 | 0 | 0 | 0 | 0 | 0 | 0 | 0 | 0 | 0 | 0 | 0 | 0 | 0 | 0 | 0 | 0 | 0 | 0 | 0 | 0 | 0 | 0 | 0 | 0 | 0 | 0 | 0 | 0 | 0 | 0 | 0 | 0 | 0 | 0 | 0 | 0 | 0 | 0 | 0 | 0 | 0 | 0 | 0 | 0 | 0 | 0 | 0 | 0 | 0 | 0 | 0 | 0 | 0 | 0 | 0
PSE | 20 | Winter | Peak | 4 | Res EV DLC- | Commercial | Residential Care | 0 | 0 | 0 | 0 | 0 | 0 | 0 | 0 | 0 | 0 | 0 | 0 | 0 | 0 | 0 | 0 | 0 | 0 | 0 | 0 | 0 | 0 | 0 | 0 | 0 | 0 | 0 | 0 | 0 | 0 | 0 | 0 | 0 | 0 | 0 | 0 | 0 | 0 | 0 | 0 | 0 | 0 | 0 | 0 | 0 | 0 | 0 | 0 | 0 | 0 | 0 | 0 | 0 | 0 | 0 | 0 | 0 | 0 | 0 | 0 | 0 | 0 | 0
PSE | 20 | Winter | Peak | 4 | Res EV DLC- | Commercial | Restaurant | 0 | 0 | 0 | 0 | 0 | 0 | 0 | 0 | 0 | 0 | 0 | 0 | 0 | 0 | 0 | 0 | 0 | 0 | 0 | 0 | 0 | 0 | 0 | 0 | 0 | 0 | 0 | 0 | 0 | 0 | 0 | 0 | 0 | 0 | 0 | 0 | 0 | 0 | 0 | 0 | 0 | 0 | 0 | 0 | 0 | 0 | 0 | 0 | 0 | 0 | 0 | 0 | 0 | 0 | 0 | 0 | 0 | 0 | 0 | 0 | 0 | 0 | 0
PSE | 20 | Winter | Peak | 4 | Res EV DLC- | Commercial | School K-12 | 0 | 0 | 0 | 0 | 0 | 0 | 0 | 0 | 0 | 0 | 0 | 0 | 0 | 0 | 0 | 0 | 0 | 0 | 0 | 0 | 0 | 0 | 0 | 0 | 0 | 0 | 0 | 0 | 0 | 0 | 0 | 0 | 0 | 0 | 0 | 0 | 0 | 0 | 0 | 0 | 0 | 0 | 0 | 0 | 0 | 0 | 0 | 0 | 0 | 0 | 0 | 0 | 0 | 0 | 0 | 0 | 0 | 0 | 0 | 0 | 0 | 0 | 0
PSE | 20 | Winter | Peak | 4 | Res EV DLC- | Commercial | Small Office | 0 | 0 | 0 | 0 | 0 | 0 | 0 | 0 | 0 | 0 | 0 | 0 | 0 | 0 | 0 | 0 | 0 | 0 | 0 | 0 | 0 | 0 | 0 | 0 | 0 | 0 | 0 | 0 | 0 | 0 | 0 | 0 | 0 | 0 | 0 | 0 | 0 | 0 | 0 | 0 | 0 | 0 | 0 | 0 | 0 | 0 | 0 | 0 | 0 | 0 | 0 | 0 | 0 | 0 | 0 | 0 | 0 | 0 | 0 | 0 | 0 | 0 | 0
PSE | 20 | Winter | Peak | 4 | Res EV DLC- | Commercial | Small Retail | 0 | 0 | 0 | 0 | 0 | 0 | 0 | 0 | 0 | 0 | 0 | 0 | 0 | 0 | 0 | 0 | 0 | 0 | 0 | 0 | 0 | 0 | 0 | 0 | 0 | 0 | 0 | 0 | 0 | 0 | 0 | 0 | 0 | 0 | 0 | 0 | 0 | 0 | 0 | 0 | 0 | 0 | 0 | 0 | 0 | 0 | 0 | 0 | 0 | 0 | 0 | 0 | 0 | 0 | 0 | 0 | 0 | 0 | 0 | 0 | 0 | 0 | 0
PSE | 20 | Winter | Peak | 4 | Res EV DLC- | Commercial | Supermarket and MiniMart | 0 | 0 | 0 | 0 | 0 | 0 | 0 | 0 | 0 | 0 | 0 | 0 | 0 | 0 | 0 | 0 | 0 | 0 | 0 | 0 | 0 | 0 | 0 | 0 | 0 | 0 | 0 | 0 | 0 | 0 | 0 | 0 | 0 | 0 | 0 | 0 | 0 | 0 | 0 | 0 | 0 | 0 | 0 | 0 | 0 | 0 | 0 | 0 | 0 | 0 | 0 | 0 | 0 | 0 | 0 | 0 | 0 | 0 | 0 | 0 | 0 | 0 | 0
PSE | 20 | Winter | Peak | 4 | Res EV DLC- | Commercial | University | 0 | 0 | 0 | 0 | 0 | 0 | 0 | 0 | 0 | 0 | 0 | 0 | 0 | 0 | 0 | 0 | 0 | 0 | 0 | 0 | 0 | 0 | 0 | 0 | 0 | 0 | 0 | 0 | 0 | 0 | 0 | 0 | 0 | 0 | 0 | 0 | 0 | 0 | 0 | 0 | 0 | 0 | 0 | 0 | 0 | 0 | 0 | 0 | 0 | 0 | 0 | 0 | 0 | 0 | 0 | 0 | 0 | 0 | 0 | 0 | 0 | 0 | 0
PSE | 20 | Winter | Peak | 4 | Res EV DLC- | Commercial | Warehouse | 0 | 0 | 0 | 0 | 0 | 0 | 0 | 0 | 0 | 0 | 0 | 0 | 0 | 0 | 0 | 0 | 0 | 0 | 0 | 0 | 0 | 0 | 0 | 0 | 0 | 0 | 0 | 0 | 0 | 0 | 0 | 0 | 0 | 0 | 0 | 0 | 0 | 0 | 0 | 0 | 0 | 0 | 0 | 0 | 0 | 0 | 0 | 0 | 0 | 0 | 0 | 0 | 0 | 0 | 0 | 0 | 0 | 0 | 0 | 0 | 0 | 0 | 0
PSE | 20 | Winter | Peak | 4 | Res EV DLC- | Commercial | Xlarge Retail | 0 | 0 | 0 | 0 | 0 | 0 | 0 | 0 | 0 | 0 | 0 | 0 | 0 | 0 | 0 | 0 | 0 | 0 | 0 | 0 | 0 | 0 | 0 | 0 | 0 | 0 | 0 | 0 | 0 | 0 | 0 | 0 | 0 | 0 | 0 | 0 | 0 | 0 | 0 | 0 | 0 | 0 | 0 | 0 | 0 | 0 | 0 | 0 | 0 | 0 | 0 | 0 | 0 | 0 | 0 | 0 | 0 | 0 | 0 | 0 | 0 | 0 | 0
PSE | 20 | Winter | Peak | 4 | Res EV DLC- | Industrial | Mechanical Pulp | 0 | 0 | 0 | 0 | 0 | 0 | 0 | 0 | 0 | 0 | 0 | 0 | 0 | 0 | 0 | 0 | 0 | 0 | 0 | 0 | 0 | 0 | 0 | 0 | 0 | 0 | 0 | 0 | 0 | 0 | 0 | 0 | 0 | 0 | 0 | 0 | 0 | 0 | 0 | 0 | 0 | 0 | 0 | 0 | 0 | 0 | 0 | 0 | 0 | 0 | 0 | 0 | 0 | 0 | 0 | 0 | 0 | 0 | 0 | 0 | 0 | 0 | 0
PSE | 20 | Winter | Peak | 4 | Res EV DLC- | Industrial | Kraft Pulp | 0 | 0 | 0 | 0 | 0 | 0 | 0 | 0 | 0 | 0 | 0 | 0 | 0 | 0 | 0 | 0 | 0 | 0 | 0 | 0 | 0 | 0 | 0 | 0 | 0 | 0 | 0 | 0 | 0 | 0 | 0 | 0 | 0 | 0 | 0 | 0 | 0 | 0 | 0 | 0 | 0 | 0 | 0 | 0 | 0 | 0 | 0 | 0 | 0 | 0 | 0 | 0 | 0 | 0 | 0 | 0 | 0 | 0 | 0 | 0 | 0 | 0 | 0
PSE | 20 | Winter | Peak | 4 | Res EV DLC- | Industrial | Paper | 0 | 0 | 0 | 0 | 0 | 0 | 0 | 0 | 0 | 0 | 0 | 0 | 0 | 0 | 0 | 0 | 0 | 0 | 0 | 0 | 0 | 0 | 0 | 0 | 0 | 0 | 0 | 0 | 0 | 0 | 0 | 0 | 0 | 0 | 0 | 0 | 0 | 0 | 0 | 0 | 0 | 0 | 0 | 0 | 0 | 0 | 0 | 0 | 0 | 0 | 0 | 0 | 0 | 0 | 0 | 0 | 0 | 0 | 0 | 0 | 0 | 0 | 0
PSE | 20 | Winter | Peak | 4 | Res EV DLC- | Industrial | Foundries | 0 | 0 | 0 | 0 | 0 | 0 | 0 | 0 | 0 | 0 | 0 | 0 | 0 | 0 | 0 | 0 | 0 | 0 | 0 | 0 | 0 | 0 | 0 | 0 | 0 | 0 | 0 | 0 | 0 | 0 | 0 | 0 | 0 | 0 | 0 | 0 | 0 | 0 | 0 | 0 | 0 | 0 | 0 | 0 | 0 | 0 | 0 | 0 | 0 | 0 | 0 | 0 | 0 | 0 | 0 | 0 | 0 | 0 | 0 | 0 | 0 | 0 | 0
PSE | 20 | Winter | Peak | 4 | Res EV DLC- | Industrial | Frozen Food | 0 | 0 | 0 | 0 | 0 | 0 | 0 | 0 | 0 | 0 | 0 | 0 | 0 | 0 | 0 | 0 | 0 | 0 | 0 | 0 | 0 | 0 | 0 | 0 | 0 | 0 | 0 | 0 | 0 | 0 | 0 | 0 | 0 | 0 | 0 | 0 | 0 | 0 | 0 | 0 | 0 | 0 | 0 | 0 | 0 | 0 | 0 | 0 | 0 | 0 | 0 | 0 | 0 | 0 | 0 | 0 | 0 | 0 | 0 | 0 | 0 | 0 | 0
PSE | 20 | Winter | Peak | 4 | Res EV DLC- | Industrial | Other Food | 0 | 0 | 0 | 0 | 0 | 0 | 0 | 0 | 0 | 0 | 0 | 0 | 0 | 0 | 0 | 0 | 0 | 0 | 0 | 0 | 0 | 0 | 0 | 0 | 0 | 0 | 0 | 0 | 0 | 0 | 0 | 0 | 0 | 0 | 0 | 0 | 0 | 0 | 0 | 0 | 0 | 0 | 0 | 0 | 0 | 0 | 0 | 0 | 0 | 0 | 0 | 0 | 0 | 0 | 0 | 0 | 0 | 0 | 0 | 0 | 0 | 0 | 0
PSE | 20 | Winter | Peak | 4 | Res EV DLC- | Industrial | Wood - Lumber | 0 | 0 | 0 | 0 | 0 | 0 | 0 | 0 | 0 | 0 | 0 | 0 | 0 | 0 | 0 | 0 | 0 | 0 | 0 | 0 | 0 | 0 | 0 | 0 | 0 | 0 | 0 | 0 | 0 | 0 | 0 | 0 | 0 | 0 | 0 | 0 | 0 | 0 | 0 | 0 | 0 | 0 | 0 | 0 | 0 | 0 | 0 | 0 | 0 | 0 | 0 | 0 | 0 | 0 | 0 | 0 | 0 | 0 | 0 | 0 | 0 | 0 | 0
PSE | 20 | Winter | Peak | 4 | Res EV DLC- | Industrial | Wood - Panel | 0 | 0 | 0 | 0 | 0 | 0 | 0 | 0 | 0 | 0 | 0 | 0 | 0 | 0 | 0 | 0 | 0 | 0 | 0 | 0 | 0 | 0 | 0 | 0 | 0 | 0 | 0 | 0 | 0 | 0 | 0 | 0 | 0 | 0 | 0 | 0 | 0 | 0 | 0 | 0 | 0 | 0 | 0 | 0 | 0 | 0 | 0 | 0 | 0 | 0 | 0 | 0 | 0 | 0 | 0 | 0 | 0 | 0 | 0 | 0 | 0 | 0 | 0
PSE | 20 | Winter | Peak | 4 | Res EV DLC- | Industrial | Wood - Other | 0 | 0 | 0 | 0 | 0 | 0 | 0 | 0 | 0 | 0 | 0 | 0 | 0 | 0 | 0 | 0 | 0 | 0 | 0 | 0 | 0 | 0 | 0 | 0 | 0 | 0 | 0 | 0 | 0 | 0 | 0 | 0 | 0 | 0 | 0 | 0 | 0 | 0 | 0 | 0 | 0 | 0 | 0 | 0 | 0 | 0 | 0 | 0 | 0 | 0 | 0 | 0 | 0 | 0 | 0 | 0 | 0 | 0 | 0 | 0 | 0 | 0 | 0
PSE | 20 | Winter | Peak | 4 | Res EV DLC- | Industrial | Sugar | 0 | 0 | 0 | 0 | 0 | 0 | 0 | 0 | 0 | 0 | 0 | 0 | 0 | 0 | 0 | 0 | 0 | 0 | 0 | 0 | 0 | 0 | 0 | 0 | 0 | 0 | 0 | 0 | 0 | 0 | 0 | 0 | 0 | 0 | 0 | 0 | 0 | 0 | 0 | 0 | 0 | 0 | 0 | 0 | 0 | 0 | 0 | 0 | 0 | 0 | 0 | 0 | 0 | 0 | 0 | 0 | 0 | 0 | 0 | 0 | 0 | 0 | 0
PSE | 20 | Winter | Peak | 4 | Res EV DLC- | Industrial | Hi Tech - Chip Fab | 0 | 0 | 0 | 0 | 0 | 0 | 0 | 0 | 0 | 0 | 0 | 0 | 0 | 0 | 0 | 0 | 0 | 0 | 0 | 0 | 0 | 0 | 0 | 0 | 0 | 0 | 0 | 0 | 0 | 0 | 0 | 0 | 0 | 0 | 0 | 0 | 0 | 0 | 0 | 0 | 0 | 0 | 0 | 0 | 0 | 0 | 0 | 0 | 0 | 0 | 0 | 0 | 0 | 0 | 0 | 0 | 0 | 0 | 0 | 0 | 0 | 0 | 0
PSE | 20 | Winter | Peak | 4 | Res EV DLC- | Industrial | Hi Tech - Silicon | 0 | 0 | 0 | 0 | 0 | 0 | 0 | 0 | 0 | 0 | 0 | 0 | 0 | 0 | 0 | 0 | 0 | 0 | 0 | 0 | 0 | 0 | 0 | 0 | 0 | 0 | 0 | 0 | 0 | 0 | 0 | 0 | 0 | 0 | 0 | 0 | 0 | 0 | 0 | 0 | 0 | 0 | 0 | 0 | 0 | 0 | 0 | 0 | 0 | 0 | 0 | 0 | 0 | 0 | 0 | 0 | 0 | 0 | 0 | 0 | 0 | 0 | 0
PSE | 20 | Winter | Peak | 4 | Res EV DLC- | Industrial | Metal Fab | 0 | 0 | 0 | 0 | 0 | 0 | 0 | 0 | 0 | 0 | 0 | 0 | 0 | 0 | 0 | 0 | 0 | 0 | 0 | 0 | 0 | 0 | 0 | 0 | 0 | 0 | 0 | 0 | 0 | 0 | 0 | 0 | 0 | 0 | 0 | 0 | 0 | 0 | 0 | 0 | 0 | 0 | 0 | 0 | 0 | 0 | 0 | 0 | 0 | 0 | 0 | 0 | 0 | 0 | 0 | 0 | 0 | 0 | 0 | 0 | 0 | 0 | 0
PSE | 20 | Winter | Peak | 4 | Res EV DLC- | Industrial | Transportation, Equip | 0 | 0 | 0 | 0 | 0 | 0 | 0 | 0 | 0 | 0 | 0 | 0 | 0 | 0 | 0 | 0 | 0 | 0 | 0 | 0 | 0 | 0 | 0 | 0 | 0 | 0 | 0 | 0 | 0 | 0 | 0 | 0 | 0 | 0 | 0 | 0 | 0 | 0 | 0 | 0 | 0 | 0 | 0 | 0 | 0 | 0 | 0 | 0 | 0 | 0 | 0 | 0 | 0 | 0 | 0 | 0 | 0 | 0 | 0 | 0 | 0 | 0 | 0
PSE | 20 | Winter | Peak | 4 | Res EV DLC- | Industrial | Refinery | 0 | 0 | 0 | 0 | 0 | 0 | 0 | 0 | 0 | 0 | 0 | 0 | 0 | 0 | 0 | 0 | 0 | 0 | 0 | 0 | 0 | 0 | 0 | 0 | 0 | 0 | 0 | 0 | 0 | 0 | 0 | 0 | 0 | 0 | 0 | 0 | 0 | 0 | 0 | 0 | 0 | 0 | 0 | 0 | 0 | 0 | 0 | 0 | 0 | 0 | 0 | 0 | 0 | 0 | 0 | 0 | 0 | 0 | 0 | 0 | 0 | 0 | 0
PSE | 20 | Winter | Peak | 4 | Res EV DLC- | Industrial | Cold Storage | 0 | 0 | 0 | 0 | 0 | 0 | 0 | 0 | 0 | 0 | 0 | 0 | 0 | 0 | 0 | 0 | 0 | 0 | 0 | 0 | 0 | 0 | 0 | 0 | 0 | 0 | 0 | 0 | 0 | 0 | 0 | 0 | 0 | 0 | 0 | 0 | 0 | 0 | 0 | 0 | 0 | 0 | 0 | 0 | 0 | 0 | 0 | 0 | 0 | 0 | 0 | 0 | 0 | 0 | 0 | 0 | 0 | 0 | 0 | 0 | 0 | 0 | 0
PSE | 20 | Winter | Peak | 4 | Res EV DLC- | Industrial | Fruit Storage | 0 | 0 | 0 | 0 | 0 | 0 | 0 | 0 | 0 | 0 | 0 | 0 | 0 | 0 | 0 | 0 | 0 | 0 | 0 | 0 | 0 | 0 | 0 | 0 | 0 | 0 | 0 | 0 | 0 | 0 | 0 | 0 | 0 | 0 | 0 | 0 | 0 | 0 | 0 | 0 | 0 | 0 | 0 | 0 | 0 | 0 | 0 | 0 | 0 | 0 | 0 | 0 | 0 | 0 | 0 | 0 | 0 | 0 | 0 | 0 | 0 | 0 | 0
PSE | 20 | Winter | Peak | 4 | Res EV DLC- | Industrial | Chemical | 0 | 0 | 0 | 0 | 0 | 0 | 0 | 0 | 0 | 0 | 0 | 0 | 0 | 0 | 0 | 0 | 0 | 0 | 0 | 0 | 0 | 0 | 0 | 0 | 0 | 0 | 0 | 0 | 0 | 0 | 0 | 0 | 0 | 0 | 0 | 0 | 0 | 0 | 0 | 0 | 0 | 0 | 0 | 0 | 0 | 0 | 0 | 0 | 0 | 0 | 0 | 0 | 0 | 0 | 0 | 0 | 0 | 0 | 0 | 0 | 0 | 0 | 0
PSE | 20 | Winter | Peak | 4 | Res EV DLC- | Industrial | Misc Manf | 0 | 0 | 0 | 0 | 0 | 0 | 0 | 0 | 0 | 0 | 0 | 0 | 0 | 0 | 0 | 0 | 0 | 0 | 0 | 0 | 0 | 0 | 0 | 0 | 0 | 0 | 0 | 0 | 0 | 0 | 0 | 0 | 0 | 0 | 0 | 0 | 0 | 0 | 0 | 0 | 0 | 0 | 0 | 0 | 0 | 0 | 0 | 0 | 0 | 0 | 0 | 0 | 0 | 0 | 0 | 0 | 0 | 0 | 0 | 0 | 0 | 0 | 0
PSE | 20 | Winter | Peak | 4 | Res EV DLC- | Residential | Single Family | 0 | 0 | 0 | 0.65545 | 0.83104 | 1.0278 | 1.2605 | 1.5145 | 1.7947 | 2.0891 | 2.3934 | 2.7307 | 3.0726 | 3.4183 | 3.7676 | 4.122 | 4.4828 | 4.8514 | 5.229 | 5.6153 | 6.009 | 6.4327 | 6.8586 | 7.2833 | 7.7034 | 8.115 | 8.5155 | 0 | 0 | 0 | 0 | 0 | 0 | 1891.2738 | 2397.9183 | 2965.5399 | 3637.0003 | 4369.8833 | 5178.5207 | 6027.9011 | 6906.1738 | 7879.1897 | 8865.8611 | 9863.3538 | 10871.1129 | 11893.6937 | 12934.8177 | 13998.5177 | 15088.0643 | 16202.5794 | 17338.6073 | 18561.134 | 19790.2698 | 21015.5696 | 22227.6635 | 23415.4411 | 24570.912 | 0 | 0 | 0 | 0 | 0 | 0
PSE | 20 | Winter | Peak | 4 | Res EV DLC- | Residential | Multifamily Low-Rise | 0 | 0 | 0 | 0 | 0 | 0 | 0 | 0 | 0 | 0 | 0 | 0 | 0 | 0 | 0 | 0 | 0 | 0 | 0 | 0 | 0 | 0 | 0 | 0 | 0 | 0 | 0 | 0 | 0 | 0 | 0 | 0 | 0 | 0 | 0 | 0 | 0 | 0 | 0 | 0 | 0 | 0 | 0 | 0 | 0 | 0 | 0 | 0 | 0 | 0 | 0 | 0 | 0 | 0 | 0 | 0 | 0 | 0 | 0 | 0 | 0 | 0 | 0
PSE | 20 | Winter | Peak | 4 | Res EV DLC- | Residential | Multifamily High-Rise | 0 | 0 | 0 | 0 | 0 | 0 | 0 | 0 | 0 | 0 | 0 | 0 | 0 | 0 | 0 | 0 | 0 | 0 | 0 | 0 | 0 | 0 | 0 | 0 | 0 | 0 | 0 | 0 | 0 | 0 | 0 | 0 | 0 | 0 | 0 | 0 | 0 | 0 | 0 | 0 | 0 | 0 | 0 | 0 | 0 | 0 | 0 | 0 | 0 | 0 | 0 | 0 | 0 | 0 | 0 | 0 | 0 | 0 | 0 | 0 | 0 | 0 | 0
PSE | 20 | Winter | Peak | 4 | Res EV DLC- | Residential | Manufactured | 0 | 0 | 0 | 0 | 0 | 0 | 0 | 0 | 0 | 0 | 0 | 0 | 0 | 0 | 0 | 0 | 0 | 0 | 0 | 0 | 0 | 0 | 0 | 0 | 0 | 0 | 0 | 0 | 0 | 0 | 0 | 0 | 0 | 0 | 0 | 0 | 0 | 0 | 0 | 0 | 0 | 0 | 0 | 0 | 0 | 0 | 0 | 0 | 0 | 0 | 0 | 0 | 0 | 0 | 0 | 0 | 0 | 0 | 0 | 0 | 0 | 0 | 0
PSE | 20 | Winter | Peak | 4 | Res EV DLC- | 0 | 0 | 0 | 0 | 0 | 0 | 0 | 0 | 0 | 0 | 0 | 0 | 0 | 0 | 0 | 0 | 0 | 0 | 0 | 0 | 0 | 0 | 0 | 0 | 0 | 0 | 0 | 0 | 0 | 0 | 0 | 0 | 0 | 0 | 0 | 0 | 0 | 0 | 0 | 0 | 0 | 0 | 0 | 0 | 0 | 0 | 0 | 0 | 0 | 0 | 0 | 0 | 0 | 0 | 0 | 0 | 0 | 0 | 0 | 0 | 0 | 0 | 0 | 0 | 0
PSE | 20 | Winter | Peak | 4 | Small Com DLC Heat-Switch | 0 | 0 | 0 | 0 | 0 | 0 | 0 | 0 | 0 | 0 | 0 | 0 | 0 | 0 | 0 | 0 | 0 | 0 | 0 | 0 | 0 | 0 | 0 | 0 | 0 | 0 | 0 | 0 | 0 | 0 | 0 | 0 | 0 | 0 | 0 | 0 | 0 | 0 | 0 | 0 | 0 | 0 | 0 | 0 | 0 | 0 | 0 | 0 | 0 | 0 | 0 | 0 | 0 | 0 | 0 | 0 | 0 | 0 | 0 | 0 | 0 | 0 | 0 | 0 | 0
PSE | 20 | Winter | Peak | 4 | Small Com DLC Heat-Switch | 0 | 0 | 0 | 0 | 0 | 0 | 0 | 0 | 0 | 0 | 0 | 0 | 0 | 0 | 0 | 0 | 0 | 0 | 0 | 0 | 0 | 0 | 0 | 0 | 0 | 0 | 0 | 0 | 0 | 0 | 0 | 0 | 0 | 0 | 0 | 0 | 0 | 0 | 0 | 0 | 0 | 0 | 0 | 0 | 0 | 0 | 0 | 0 | 0 | 0 | 0 | 0 | 0 | 0 | 0 | 0 | 0 | 0 | 0 | 0 | 0 | 0 | 0 | 0 | 0
PSE | 20 | Winter | Peak | 4 | Small Com DLC Heat-Switch | 0 | 0 | 0 | 0 | 0 | 0 | 0 | 0 | 0 | 0 | 0 | 0 | 0 | 0 | 0 | 0 | 0 | 0 | 0 | 0 | 0 | 0 | 0 | 0 | 0 | 0 | 0 | 0 | 0 | 0 | 0 | 0 | 0 | 0 | 0 | 0 | 0 | 0 | 0 | 0 | 0 | 0 | 0 | 0 | 0 | 0 | 0 | 0 | 0 | 0 | 0 | 0 | 0 | 0 | 0 | 0 | 0 | 0 | 0 | 0 | 0 | 0 | 0 | 0 | 0
PSE | 20 | Winter | Peak | 4 | Small Com DLC Heat-Switch | 0 | 0 | 0 | 0 | 0 | 0 | 0 | 0 | 0 | 0 | 0 | 0 | 0 | 0 | 0 | 0 | 0 | 0 | 0 | 0 | 0 | 0 | 0 | 0 | 0 | 0 | 0 | 0 | 0 | 0 | 0 | 0 | 0 | 0 | 0 | 0 | 0 | 0 | 0 | 0 | 0 | 0 | 0 | 0 | 0 | 0 | 0 | 0 | 0 | 0 | 0 | 0 | 0 | 0 | 0 | 0 | 0 | 0 | 0 | 0 | 0 | 0 | 0 | 0 | 0
PSE | 20 | Winter | Peak | 4 | Small Com DLC Heat-Switch | 0 | 0 | 0 | 0 | 0 | 0 | 0 | 0 | 0 | 0 | 0 | 0 | 0 | 0 | 0 | 0 | 0 | 0 | 0 | 0 | 0 | 0 | 0 | 0 | 0 | 0 | 0 | 0 | 0 | 0 | 0 | 0 | 0 | 0 | 0 | 0 | 0 | 0 | 0 | 0 | 0 | 0 | 0 | 0 | 0 | 0 | 0 | 0 | 0 | 0 | 0 | 0 | 0 | 0 | 0 | 0 | 0 | 0 | 0 | 0 | 0 | 0 | 0 | 0 | 0
PSE | 20 | Winter | Peak | 4 | Small Com DLC Heat-Switch | 0 | 0 | 0 | 0 | 0 | 0 | 0 | 0 | 0 | 0 | 0 | 0 | 0 | 0 | 0 | 0 | 0 | 0 | 0 | 0 | 0 | 0 | 0 | 0 | 0 | 0 | 0 | 0 | 0 | 0 | 0 | 0 | 0 | 0 | 0 | 0 | 0 | 0 | 0 | 0 | 0 | 0 | 0 | 0 | 0 | 0 | 0 | 0 | 0 | 0 | 0 | 0 | 0 | 0 | 0 | 0 | 0 | 0 | 0 | 0 | 0 | 0 | 0 | 0 | 0
PSE | 20 | Winter | Peak | 4 | Small Com DLC Heat-Switch | 0 | 0 | 0 | 0 | 0 | 0 | 0 | 0 | 0 | 0 | 0 | 0 | 0 | 0 | 0 | 0 | 0 | 0 | 0 | 0 | 0 | 0 | 0 | 0 | 0 | 0 | 0 | 0 | 0 | 0 | 0 | 0 | 0 | 0 | 0 | 0 | 0 | 0 | 0 | 0 | 0 | 0 | 0 | 0 | 0 | 0 | 0 | 0 | 0 | 0 | 0 | 0 | 0 | 0 | 0 | 0 | 0 | 0 | 0 | 0 | 0 | 0 | 0 | 0 | 0
PSE | 20 | Winter | Peak | 4 | Small Com DLC Heat-Switch | 0 | 0 | 0 | 0 | 0 | 0 | 0 | 0 | 0 | 0 | 0 | 0 | 0 | 0 | 0 | 0 | 0 | 0 | 0 | 0 | 0 | 0 | 0 | 0 | 0 | 0 | 0 | 0 | 0 | 0 | 0 | 0 | 0 | 0 | 0 | 0 | 0 | 0 | 0 | 0 | 0 | 0 | 0 | 0 | 0 | 0 | 0 | 0 | 0 | 0 | 0 | 0 | 0 | 0 | 0 | 0 | 0 | 0 | 0 | 0 | 0 | 0 | 0 | 0 | 0
PSE | 20 | Winter | Peak | 4 | Small Com DLC Heat-Switch | 0 | 0 | 0 | 0 | 0 | 0 | 0 | 0 | 0 | 0 | 0 | 0 | 0 | 0 | 0 | 0 | 0 | 0 | 0 | 0 | 0 | 0 | 0 | 0 | 0 | 0 | 0 | 0 | 0 | 0 | 0 | 0 | 0 | 0 | 0 | 0 | 0 | 0 | 0 | 0 | 0 | 0 | 0 | 0 | 0 | 0 | 0 | 0 | 0 | 0 | 0 | 0 | 0 | 0 | 0 | 0 | 0 | 0 | 0 | 0 | 0 | 0 | 0 | 0 | 0
PSE | 20 | Winter | Peak | 4 | Small Com DLC Heat-Switch | 0 | 0 | 0 | 0 | 0 | 0 | 0 | 0 | 0 | 0 | 0 | 0 | 0 | 0 | 0 | 0 | 0 | 0 | 0 | 0 | 0 | 0 | 0 | 0 | 0 | 0 | 0 | 0 | 0 | 0 | 0 | 0 | 0 | 0 | 0 | 0 | 0 | 0 | 0 | 0 | 0 | 0 | 0 | 0 | 0 | 0 | 0 | 0 | 0 | 0 | 0 | 0 | 0 | 0 | 0 | 0 | 0 | 0 | 0 | 0 | 0 | 0 | 0 | 0 | 0
PSE | 20 | Winter | Peak | 4 | Small Com DLC Heat-Switch | 0 | 0 | 0 | 0 | 0 | 5.162 | 5.2266 | 5.2884 | 5.3429 | 5.396 | 5.4486 | 5.5011 | 5.5541 | 5.6079 | 5.6621 | 5.7159 | 5.7695 | 5.8231 | 5.8766 | 5.9297 | 5.9826 | 6.035 | 6.0873 | 6.1398 | 6.1922 | 6.2441 | 6.2956 | 6.3469 | 6.398 | 0 | 0 | 0 | 0 | 0 | 0 | 2704.2558 | 2738.12 | 2770.4928 | 2799.0552 | 2826.8515 | 2854.4043 | 2881.9145 | 2909.6937 | 2937.8884 | 2966.2618 | 2994.4343 | 3022.5405 | 3050.6415 | 3078.6557 | 3106.4792 | 3134.163 | 3161.6494 | 3189.0302 | 3216.5098 | 3243.9877 | 3271.1487 | 3298.1715 | 3325.0508 | 3351.8021 | 0 | 0 | 0 | 0 | 0 | 0
PSE | 20 | Winter | Peak | 4 | Small Com DLC Heat-Switch | 0 | 0 | 0 | 0 | 0 | 0.18431 | 0.18661 | 0.18882 | 0.19077 | 0.19266 | 0.19454 | 0.19642 | 0.19831 | 0.20023 | 0.20216 | 0.20408 | 0.206 | 0.20791 | 0.20982 | 0.21172 | 0.21361 | 0.21548 | 0.21735 | 0.21922 | 0.22109 | 0.22294 | 0.22478 | 0.22662 | 0.22844 | 0 | 0 | 0 | 0 | 0 | 0 | 96.555 | 97.7642 | 98.92 | 99.9398 | 100.9323 | 101.9161 | 102.8983 | 103.8902 | 104.8969 | 105.9099 | 106.9158 | 107.9193 | 108.9227 | 109.9229 | 110.9164 | 111.9048 | 112.8862 | 113.8638 | 114.845 | 115.8261 | 116.7959 | 117.7607 | 118.7204 | 119.6756 | 0 | 0 | 0 | 0 | 0 | 0
PSE | 20 | Winter | Peak | 4 | Small Com DLC Heat-Switch | 0 | 0 | 0 | 0 | 0 | 0 | 0 | 0 | 0 | 0 | 0 | 0 | 0 | 0 | 0 | 0 | 0 | 0 | 0 | 0 | 0 | 0 | 0 | 0 | 0 | 0 | 0 | 0 | 0 | 0 | 0 | 0 | 0 | 0 | 0 | 0 | 0 | 0 | 0 | 0 | 0 | 0 | 0 | 0 | 0 | 0 | 0 | 0 | 0 | 0 | 0 | 0 | 0 | 0 | 0 | 0 | 0 | 0 | 0 | 0 | 0 | 0 | 0 | 0 | 0
PSE | 20 | Winter | Peak | 4 | Small Com DLC Heat-Switch | 0 | 0 | 0 | 0 | 0 | 0 | 0 | 0 | 0 | 0 | 0 | 0 | 0 | 0 | 0 | 0 | 0 | 0 | 0 | 0 | 0 | 0 | 0 | 0 | 0 | 0 | 0 | 0 | 0 | 0 | 0 | 0 | 0 | 0 | 0 | 0 | 0 | 0 | 0 | 0 | 0 | 0 | 0 | 0 | 0 | 0 | 0 | 0 | 0 | 0 | 0 | 0 | 0 | 0 | 0 | 0 | 0 | 0 | 0 | 0 | 0 | 0 | 0 | 0 | 0
PSE | 20 | Winter | Peak | 4 | Small Com DLC Heat-Switch | 0 | 0 | 0 | 0 | 0 | 0 | 0 | 0 | 0 | 0 | 0 | 0 | 0 | 0 | 0 | 0 | 0 | 0 | 0 | 0 | 0 | 0 | 0 | 0 | 0 | 0 | 0 | 0 | 0 | 0 | 0 | 0 | 0 | 0 | 0 | 0 | 0 | 0 | 0 | 0 | 0 | 0 | 0 | 0 | 0 | 0 | 0 | 0 | 0 | 0 | 0 | 0 | 0 | 0 | 0 | 0 | 0 | 0 | 0 | 0 | 0 | 0 | 0 | 0 | 0
PSE | 20 | Winter | Peak | 4 | Small Com DLC Heat-Switch | 0 | 0 | 0 | 0 | 0 | 0 | 0 | 0 | 0 | 0 | 0 | 0 | 0 | 0 | 0 | 0 | 0 | 0 | 0 | 0 | 0 | 0 | 0 | 0 | 0 | 0 | 0 | 0 | 0 | 0 | 0 | 0 | 0 | 0 | 0 | 0 | 0 | 0 | 0 | 0 | 0 | 0 | 0 | 0 | 0 | 0 | 0 | 0 | 0 | 0 | 0 | 0 | 0 | 0 | 0 | 0 | 0 | 0 | 0 | 0 | 0 | 0 | 0 | 0 | 0
PSE | 20 | Winter | Peak | 4 | Small Com DLC Heat-Switch | 0 | 0 | 0 | 0 | 0 | 0 | 0 | 0 | 0 | 0 | 0 | 0 | 0 | 0 | 0 | 0 | 0 | 0 | 0 | 0 | 0 | 0 | 0 | 0 | 0 | 0 | 0 | 0 | 0 | 0 | 0 | 0 | 0 | 0 | 0 | 0 | 0 | 0 | 0 | 0 | 0 | 0 | 0 | 0 | 0 | 0 | 0 | 0 | 0 | 0 | 0 | 0 | 0 | 0 | 0 | 0 | 0 | 0 | 0 | 0 | 0 | 0 | 0 | 0 | 0
PSE | 20 | Winter | Peak | 4 | Small Com DLC Heat-Switch | 0 | 0 | 0 | 0 | 0 | 0 | 0 | 0 | 0 | 0 | 0 | 0 | 0 | 0 | 0 | 0 | 0 | 0 | 0 | 0 | 0 | 0 | 0 | 0 | 0 | 0 | 0 | 0 | 0 | 0 | 0 | 0 | 0 | 0 | 0 | 0 | 0 | 0 | 0 | 0 | 0 | 0 | 0 | 0 | 0 | 0 | 0 | 0 | 0 | 0 | 0 | 0 | 0 | 0 | 0 | 0 | 0 | 0 | 0 | 0 | 0 | 0 | 0 | 0 | 0
PSE | 20 | Winter | Peak | 4 | Small Com DLC Heat-Switch | 0 | 0 | 0 | 0 | 0 | 0 | 0 | 0 | 0 | 0 | 0 | 0 | 0 | 0 | 0 | 0 | 0 | 0 | 0 | 0 | 0 | 0 | 0 | 0 | 0 | 0 | 0 | 0 | 0 | 0 | 0 | 0 | 0 | 0 | 0 | 0 | 0 | 0 | 0 | 0 | 0 | 0 | 0 | 0 | 0 | 0 | 0 | 0 | 0 | 0 | 0 | 0 | 0 | 0 | 0 | 0 | 0 | 0 | 0 | 0 | 0 | 0 | 0 | 0 | 0
PSE | 20 | Winter | Peak | 4 | Small Com DLC Heat-Switch | 0 | 0 | 0 | 0 | 0 | 0 | 0 | 0 | 0 | 0 | 0 | 0 | 0 | 0 | 0 | 0 | 0 | 0 | 0 | 0 | 0 | 0 | 0 | 0 | 0 | 0 | 0 | 0 | 0 | 0 | 0 | 0 | 0 | 0 | 0 | 0 | 0 | 0 | 0 | 0 | 0 | 0 | 0 | 0 | 0 | 0 | 0 | 0 | 0 | 0 | 0 | 0 | 0 | 0 | 0 | 0 | 0 | 0 | 0 | 0 | 0 | 0 | 0 | 0 | 0
PSE | 20 | Winter | Peak | 4 | Small Com DLC Heat-Switch | 0 | 0 | 0 | 0 | 0 | 0 | 0 | 0 | 0 | 0 | 0 | 0 | 0 | 0 | 0 | 0 | 0 | 0 | 0 | 0 | 0 | 0 | 0 | 0 | 0 | 0 | 0 | 0 | 0 | 0 | 0 | 0 | 0 | 0 | 0 | 0 | 0 | 0 | 0 | 0 | 0 | 0 | 0 | 0 | 0 | 0 | 0 | 0 | 0 | 0 | 0 | 0 | 0 | 0 | 0 | 0 | 0 | 0 | 0 | 0 | 0 | 0 | 0 | 0 | 0
PSE | 20 | Winter | Peak | 4 | Small Com DLC Heat-Switch | 0 | 0 | 0 | 0 | 0 | 0 | 0 | 0 | 0 | 0 | 0 | 0 | 0 | 0 | 0 | 0 | 0 | 0 | 0 | 0 | 0 | 0 | 0 | 0 | 0 | 0 | 0 | 0 | 0 | 0 | 0 | 0 | 0 | 0 | 0 | 0 | 0 | 0 | 0 | 0 | 0 | 0 | 0 | 0 | 0 | 0 | 0 | 0 | 0 | 0 | 0 | 0 | 0 | 0 | 0 | 0 | 0 | 0 | 0 | 0 | 0 | 0 | 0 | 0 | 0
PSE | 20 | Winter | Peak | 4 | Small Com DLC Heat-Switch | 0 | 0 | 0 | 0 | 0 | 0 | 0 | 0 | 0 | 0 | 0 | 0 | 0 | 0 | 0 | 0 | 0 | 0 | 0 | 0 | 0 | 0 | 0 | 0 | 0 | 0 | 0 | 0 | 0 | 0 | 0 | 0 | 0 | 0 | 0 | 0 | 0 | 0 | 0 | 0 | 0 | 0 | 0 | 0 | 0 | 0 | 0 | 0 | 0 | 0 | 0 | 0 | 0 | 0 | 0 | 0 | 0 | 0 | 0 | 0 | 0 | 0 | 0 | 0 | 0
PSE | 20 | Winter | Peak | 4 | Small Com DLC Heat-Switch | 0 | 0 | 0 | 0 | 0 | 0 | 0 | 0 | 0 | 0 | 0 | 0 | 0 | 0 | 0 | 0 | 0 | 0 | 0 | 0 | 0 | 0 | 0 | 0 | 0 | 0 | 0 | 0 | 0 | 0 | 0 | 0 | 0 | 0 | 0 | 0 | 0 | 0 | 0 | 0 | 0 | 0 | 0 | 0 | 0 | 0 | 0 | 0 | 0 | 0 | 0 | 0 | 0 | 0 | 0 | 0 | 0 | 0 | 0 | 0 | 0 | 0 | 0 | 0 | 0
PSE | 20 | Winter | Peak | 4 | Small Com DLC Heat-Switch | 0 | 0 | 0 | 0 | 0 | 0 | 0 | 0 | 0 | 0 | 0 | 0 | 0 | 0 | 0 | 0 | 0 | 0 | 0 | 0 | 0 | 0 | 0 | 0 | 0 | 0 | 0 | 0 | 0 | 0 | 0 | 0 | 0 | 0 | 0 | 0 | 0 | 0 | 0 | 0 | 0 | 0 | 0 | 0 | 0 | 0 | 0 | 0 | 0 | 0 | 0 | 0 | 0 | 0 | 0 | 0 | 0 | 0 | 0 | 0 | 0 | 0 | 0 | 0 | 0
PSE | 20 | Winter | Peak | 4 | Small Com DLC Heat-Switch | 0 | 0 | 0 | 0 | 0 | 0 | 0 | 0 | 0 | 0 | 0 | 0 | 0 | 0 | 0 | 0 | 0 | 0 | 0 | 0 | 0 | 0 | 0 | 0 | 0 | 0 | 0 | 0 | 0 | 0 | 0 | 0 | 0 | 0 | 0 | 0 | 0 | 0 | 0 | 0 | 0 | 0 | 0 | 0 | 0 | 0 | 0 | 0 | 0 | 0 | 0 | 0 | 0 | 0 | 0 | 0 | 0 | 0 | 0 | 0 | 0 | 0 | 0 | 0 | 0
PSE | 20 | Winter | Peak | 4 | Small Com DLC Heat-Switch | 0 | 0 | 0 | 0 | 0 | 0 | 0 | 0 | 0 | 0 | 0 | 0 | 0 | 0 | 0 | 0 | 0 | 0 | 0 | 0 | 0 | 0 | 0 | 0 | 0 | 0 | 0 | 0 | 0 | 0 | 0 | 0 | 0 | 0 | 0 | 0 | 0 | 0 | 0 | 0 | 0 | 0 | 0 | 0 | 0 | 0 | 0 | 0 | 0 | 0 | 0 | 0 | 0 | 0 | 0 | 0 | 0 | 0 | 0 | 0 | 0 | 0 | 0 | 0 | 0
PSE | 20 | Winter | Peak | 4 | Small Com DLC Heat-Switch | 0 | 0 | 0 | 0 | 0 | 0 | 0 | 0 | 0 | 0 | 0 | 0 | 0 | 0 | 0 | 0 | 0 | 0 | 0 | 0 | 0 | 0 | 0 | 0 | 0 | 0 | 0 | 0 | 0 | 0 | 0 | 0 | 0 | 0 | 0 | 0 | 0 | 0 | 0 | 0 | 0 | 0 | 0 | 0 | 0 | 0 | 0 | 0 | 0 | 0 | 0 | 0 | 0 | 0 | 0 | 0 | 0 | 0 | 0 | 0 | 0 | 0 | 0 | 0 | 0
PSE | 20 | Winter | Peak | 4 | Small Com DLC Heat-Switch | 0 | 0 | 0 | 0 | 0 | 0 | 0 | 0 | 0 | 0 | 0 | 0 | 0 | 0 | 0 | 0 | 0 | 0 | 0 | 0 | 0 | 0 | 0 | 0 | 0 | 0 | 0 | 0 | 0 | 0 | 0 | 0 | 0 | 0 | 0 | 0 | 0 | 0 | 0 | 0 | 0 | 0 | 0 | 0 | 0 | 0 | 0 | 0 | 0 | 0 | 0 | 0 | 0 | 0 | 0 | 0 | 0 | 0 | 0 | 0 | 0 | 0 | 0 | 0 | 0
PSE | 20 | Winter | Peak | 4 | Small Com DLC Heat-Switch | 0 | 0 | 0 | 0 | 0 | 0 | 0 | 0 | 0 | 0 | 0 | 0 | 0 | 0 | 0 | 0 | 0 | 0 | 0 | 0 | 0 | 0 | 0 | 0 | 0 | 0 | 0 | 0 | 0 | 0 | 0 | 0 | 0 | 0 | 0 | 0 | 0 | 0 | 0 | 0 | 0 | 0 | 0 | 0 | 0 | 0 | 0 | 0 | 0 | 0 | 0 | 0 | 0 | 0 | 0 | 0 | 0 | 0 | 0 | 0 | 0 | 0 | 0 | 0 | 0
PSE | 20 | Winter | Peak | 4 | Small Com DLC Heat-Switch | 0 | 0 | 0 | 0 | 0 | 0 | 0 | 0 | 0 | 0 | 0 | 0 | 0 | 0 | 0 | 0 | 0 | 0 | 0 | 0 | 0 | 0 | 0 | 0 | 0 | 0 | 0 | 0 | 0 | 0 | 0 | 0 | 0 | 0 | 0 | 0 | 0 | 0 | 0 | 0 | 0 | 0 | 0 | 0 | 0 | 0 | 0 | 0 | 0 | 0 | 0 | 0 | 0 | 0 | 0 | 0 | 0 | 0 | 0 | 0 | 0 | 0 | 0 | 0 | 0
PSE | 20 | Winter | Peak | 4 | Small Com DLC Heat-Switch | 0 | 0 | 0 | 0 | 0 | 0 | 0 | 0 | 0 | 0 | 0 | 0 | 0 | 0 | 0 | 0 | 0 | 0 | 0 | 0 | 0 | 0 | 0 | 0 | 0 | 0 | 0 | 0 | 0 | 0 | 0 | 0 | 0 | 0 | 0 | 0 | 0 | 0 | 0 | 0 | 0 | 0 | 0 | 0 | 0 | 0 | 0 | 0 | 0 | 0 | 0 | 0 | 0 | 0 | 0 | 0 | 0 | 0 | 0 | 0 | 0 | 0 | 0 | 0 | 0
PSE | 20 | Winter | Peak | 4 | Small Com DLC Heat-Switch | 0 | 0 | 0 | 0 | 0 | 0 | 0 | 0 | 0 | 0 | 0 | 0 | 0 | 0 | 0 | 0 | 0 | 0 | 0 | 0 | 0 | 0 | 0 | 0 | 0 | 0 | 0 | 0 | 0 | 0 | 0 | 0 | 0 | 0 | 0 | 0 | 0 | 0 | 0 | 0 | 0 | 0 | 0 | 0 | 0 | 0 | 0 | 0 | 0 | 0 | 0 | 0 | 0 | 0 | 0 | 0 | 0 | 0 | 0 | 0 | 0 | 0 | 0 | 0 | 0
PSE | 20 | Winter | Peak | 4 | Small Com DLC Heat-Switch | 0 | 0 | 0 | 0 | 0 | 0 | 0 | 0 | 0 | 0 | 0 | 0 | 0 | 0 | 0 | 0 | 0 | 0 | 0 | 0 | 0 | 0 | 0 | 0 | 0 | 0 | 0 | 0 | 0 | 0 | 0 | 0 | 0 | 0 | 0 | 0 | 0 | 0 | 0 | 0 | 0 | 0 | 0 | 0 | 0 | 0 | 0 | 0 | 0 | 0 | 0 | 0 | 0 | 0 | 0 | 0 | 0 | 0 | 0 | 0 | 0 | 0 | 0 | 0 | 0
PSE | 20 | Winter | Peak | 4 | Small Com DLC Heat-Switch | 0 | 0 | 0 | 0 | 0 | 0 | 0 | 0 | 0 | 0 | 0 | 0 | 0 | 0 | 0 | 0 | 0 | 0 | 0 | 0 | 0 | 0 | 0 | 0 | 0 | 0 | 0 | 0 | 0 | 0 | 0 | 0 | 0 | 0 | 0 | 0 | 0 | 0 | 0 | 0 | 0 | 0 | 0 | 0 | 0 | 0 | 0 | 0 | 0 | 0 | 0 | 0 | 0 | 0 | 0 | 0 | 0 | 0 | 0 | 0 | 0 | 0 | 0 | 0 | 0
PSE | 20 | Winter | Peak | 4 | Small Com DLC Heat-Switch | 0 | 0 | 0 | 0 | 0 | 0 | 0 | 0 | 0 | 0 | 0 | 0 | 0 | 0 | 0 | 0 | 0 | 0 | 0 | 0 | 0 | 0 | 0 | 0 | 0 | 0 | 0 | 0 | 0 | 0 | 0 | 0 | 0 | 0 | 0 | 0 | 0 | 0 | 0 | 0 | 0 | 0 | 0 | 0 | 0 | 0 | 0 | 0 | 0 | 0 | 0 | 0 | 0 | 0 | 0 | 0 | 0 | 0 | 0 | 0 | 0 | 0 | 0 | 0 | 0
PSE | 20 | Winter | Peak | 4 | Small Com DLC Heat-Switch | 0 | 0 | 0 | 0 | 0 | 0 | 0 | 0 | 0 | 0 | 0 | 0 | 0 | 0 | 0 | 0 | 0 | 0 | 0 | 0 | 0 | 0 | 0 | 0 | 0 | 0 | 0 | 0 | 0 | 0 | 0 | 0 | 0 | 0 | 0 | 0 | 0 | 0 | 0 | 0 | 0 | 0 | 0 | 0 | 0 | 0 | 0 | 0 | 0 | 0 | 0 | 0 | 0 | 0 | 0 | 0 | 0 | 0 | 0 | 0 | 0 | 0 | 0 | 0 | 0
PSE | 20 | Winter | Peak | 4 | Small Com DLC Heat-Switch | 0 | 0 | 0 | 0 | 0 | 0 | 0 | 0 | 0 | 0 | 0 | 0 | 0 | 0 | 0 | 0 | 0 | 0 | 0 | 0 | 0 | 0 | 0 | 0 | 0 | 0 | 0 | 0 | 0 | 0 | 0 | 0 | 0 | 0 | 0 | 0 | 0 | 0 | 0 | 0 | 0 | 0 | 0 | 0 | 0 | 0 | 0 | 0 | 0 | 0 | 0 | 0 | 0 | 0 | 0 | 0 | 0 | 0 | 0 | 0 | 0 | 0 | 0 | 0 | 0
PSE | 20 | Winter | Peak | 4 | Small Com DLC Heat-Switch | 0 | 0 | 0 | 0 | 0 | 0 | 0 | 0 | 0 | 0 | 0 | 0 | 0 | 0 | 0 | 0 | 0 | 0 | 0 | 0 | 0 | 0 | 0 | 0 | 0 | 0 | 0 | 0 | 0 | 0 | 0 | 0 | 0 | 0 | 0 | 0 | 0 | 0 | 0 | 0 | 0 | 0 | 0 | 0 | 0 | 0 | 0 | 0 | 0 | 0 | 0 | 0 | 0 | 0 | 0 | 0 | 0 | 0 | 0 | 0 | 0 | 0 | 0 | 0 | 0
PSE | 20 | Winter | Peak | 4 | Small Com DLC Heat-Switch | 0 | 0 | 0 | 0 | 0 | 0 | 0 | 0 | 0 | 0 | 0 | 0 | 0 | 0 | 0 | 0 | 0 | 0 | 0 | 0 | 0 | 0 | 0 | 0 | 0 | 0 | 0 | 0 | 0 | 0 | 0 | 0 | 0 | 0 | 0 | 0 | 0 | 0 | 0 | 0 | 0 | 0 | 0 | 0 | 0 | 0 | 0 | 0 | 0 | 0 | 0 | 0 | 0 | 0 | 0 | 0 | 0 | 0 | 0 | 0 | 0 | 0 | 0 | 0 | 0
PSE | 20 | Winter | Peak | 4 | Res Behavior DR-Winter | Commercial | Hospital | 41.5522 | 0 | 0 | 0 | 0 | 0 | 0 | 0 | 0 | 0 | 0 | 0 | 0 | 0 | 0 | 0 | 0 | 0 | 0 | 0 | 0 | 0 | 0 | 0 | 0 | 0 | 0 | [6 empty] | 0 | 0 | 0 | 0 | 0 | 0 | 0 | 0 | 0 | 0 | 0 | 0 | 0 | 0 | 0 | 0 | 0 | 0 | 0 | 0 | 0 | 0 | 0 | 0 | 0 | 0 | 0 | 0 | 0 | 0
PSE | 20 | Winter | Peak | 4 | Res Behavior DR-Winter | Commercial | Large Office | 192.7604 | 0 | 0 | 0 | 0 | 0 | 0 | 0 | 0 | 0 | 0 | 0 | 0 | 0 | 0 | 0 | 0 | 0 | 0 | 0 | 0 | 0 | 0 | 0 | 0 | 0 | 0 | [6 empty] | 0 | 0 | 0 | 0 | 0 | 0 | 0 | 0 | 0 | 0 | 0 | 0 | 0 | 0 | 0 | 0 | 0 | 0 | 0 | 0 | 0 | 0 | 0 | 0 | 0 | 0 | 0 | 0 | 0 | 0
PSE | 20 | Winter | Peak | 4 | Res Behavior DR-Winter | Commercial | Large Retail | 51.191 | 0 | 0 | 0 | 0 | 0 | 0 | 0 | 0 | 0 | 0 | 0 | 0 | 0 | 0 | 0 | 0 | 0 | 0 | 0 | 0 | 0 | 0 | 0 | 0 | 0 | 0 | [6 empty] | 0 | 0 | 0 | 0 | 0 | 0 | 0 | 0 | 0 | 0 | 0 | 0 | 0 | 0 | 0 | 0 | 0 | 0 | 0 | 0 | 0 | 0 | 0 | 0 | 0 | 0 | 0 | 0 | 0 | 0
PSE | 20 | Winter | Peak | 4 | Res Behavior DR-Winter | Commercial | Lodging | 49.099 | 0 | 0 | 0 | 0 | 0 | 0 | 0 | 0 | 0 | 0 | 0 | 0 | 0 | 0 | 0 | 0 | 0 | 0 | 0 | 0 | 0 | 0 | 0 | 0 | 0 | 0 | [6 empty] | 0 | 0 | 0 | 0 | 0 | 0 | 0 | 0 | 0 | 0 | 0 | 0 | 0 | 0 | 0 | 0 | 0 | 0 | 0 | 0 | 0 | 0 | 0 | 0 | 0 | 0 | 0 | 0 | 0 | 0
PSE | 20 | Winter | Peak | 4 | Res Behavior DR-Winter | Commercial | Medium Office | 168.005 | 0 | 0 | 0 | 0 | 0 | 0 | 0 | 0 | 0 | 0 | 0 | 0 | 0 | 0 | 0 | 0 | 0 | 0 | 0 | 0 | 0 | 0 | 0 | 0 | 0 | 0 | [6 empty] | 0 | 0 | 0 | 0 | 0 | 0 | 0 | 0 | 0 | 0 | 0 | 0 | 0 | 0 | 0 | 0 | 0 | 0 | 0 | 0 | 0 | 0 | 0 | 0 | 0 | 0 | 0 | 0 | 0 | 0
PSE | 20 | Winter | Peak | 4 | Res Behavior DR-Winter | Commercial | Medium Retail | 76.1838 | 0 | 0 | 0 | 0 | 0 | 0 | 0 | 0 | 0 | 0 | 0 | 0 | 0 | 0 | 0 | 0 | 0 | 0 | 0 | 0 | 0 | 0 | 0 | 0 | 0 | 0 | [6 empty] | 0 | 0 | 0 | 0 | 0 | 0 | 0 | 0 | 0 | 0 | 0 | 0 | 0 | 0 | 0 | 0 | 0 | 0 | 0 | 0 | 0 | 0 | 0 | 0 | 0 | 0 | 0 | 0 | 0 | 0
PSE | 20 | Winter | Peak | 4 | Res Behavior DR-Winter | Commercial | Other and Assembly | 237.4113 | 0 | 0 | 0 | 0 | 0 | 0 | 0 | 0 | 0 | 0 | 0 | 0 | 0 | 0 | 0 | 0 | 0 | 0 | 0 | 0 | 0 | 0 | 0 | 0 | 0 | 0 | [6 empty] | 0 | 0 | 0 | 0 | 0 | 0 | 0 | 0 | 0 | 0 | 0 | 0 | 0 | 0 | 0 | 0 | 0 | 0 | 0 | 0 | 0 | 0 | 0 | 0 | 0 | 0 | 0 | 0 | 0 | 0
PSE | 20 | Winter | Peak | 4 | Res Behavior DR-Winter | Commercial | Residential Care | 16.0883 | 0 | 0 | 0 | 0 | 0 | 0 | 0 | 0 | 0 | 0 | 0 | 0 | 0 | 0 | 0 | 0 | 0 | 0 | 0 | 0 | 0 | 0 | 0 | 0 | 0 | 0 | [6 empty] | 0 | 0 | 0 | 0 | 0 | 0 | 0 | 0 | 0 | 0 | 0 | 0 | 0 | 0 | 0 | 0 | 0 | 0 | 0 | 0 | 0 | 0 | 0 | 0 | 0 | 0 | 0 | 0 | 0 | 0
PSE | 20 | Winter | Peak | 4 | Res Behavior DR-Winter | Commercial | Restaurant | 73.1844 | 0 | 0 | 0 | 0 | 0 | 0 | 0 | 0 | 0 | 0 | 0 | 0 | 0 | 0 | 0 | 0 | 0 | 0 | 0 | 0 | 0 | 0 | 0 | 0 | 0 | 0 | [6 empty] | 0 | 0 | 0 | 0 | 0 | 0 | 0 | 0 | 0 | 0 | 0 | 0 | 0 | 0 | 0 | 0 | 0 | 0 | 0 | 0 | 0 | 0 | 0 | 0 | 0 | 0 | 0 | 0 | 0 | 0
PSE | 20 | Winter | Peak | 4 | Res Behavior DR-Winter | Commercial | School K-12 | 80.6987 | 0 | 0 | 0 | 0 | 0 | 0 | 0 | 0 | 0 | 0 | 0 | 0 | 0 | 0 | 0 | 0 | 0 | 0 | 0 | 0 | 0 | 0 | 0 | 0 | 0 | 0 | [6 empty] | 0 | 0 | 0 | 0 | 0 | 0 | 0 | 0 | 0 | 0 | 0 | 0 | 0 | 0 | 0 | 0 | 0 | 0 | 0 | 0 | 0 | 0 | 0 | 0 | 0 | 0 | 0 | 0 | 0 | 0
PSE | 20 | Winter | Peak | 4 | Res Behavior DR-Winter | Commercial | Small Office | 143.0667 | 0 | 0 | 0 | 0 | 0 | 0 | 0 | 0 | 0 | 0 | 0 | 0 | 0 | 0 | 0 | 0 | 0 | 0 | 0 | 0 | 0 | 0 | 0 | 0 | 0 | 0 | [6 empty] | 0 | 0 | 0 | 0 | 0 | 0 | 0 | 0 | 0 | 0 | 0 | 0 | 0 | 0 | 0 | 0 | 0 | 0 | 0 | 0 | 0 | 0 | 0 | 0 | 0 | 0 | 0 | 0 | 0 | 0
PSE | 20 | Winter | Peak | 4 | Res Behavior DR-Winter | Commercial | Small Retail | 16.4733 | 0 | 0 | 0 | 0 | 0 | 0 | 0 | 0 | 0 | 0 | 0 | 0 | 0 | 0 | 0 | 0 | 0 | 0 | 0 | 0 | 0 | 0 | 0 | 0 | 0 | 0 | [6 empty] | 0 | 0 | 0 | 0 | 0 | 0 | 0 | 0 | 0 | 0 | 0 | 0 | 0 | 0 | 0 | 0 | 0 | 0 | 0 | 0 | 0 | 0 | 0 | 0 | 0 | 0 | 0 | 0 | 0 | 0
PSE | 20 | Winter | Peak | 4 | Res Behavior DR-Winter | Commercial | Supermarket and MiniMart | 79.7574 | 0 | 0 | 0 | 0 | 0 | 0 | 0 | 0 | 0 | 0 | 0 | 0 | 0 | 0 | 0 | 0 | 0 | 0 | 0 | 0 | 0 | 0 | 0 | 0 | 0 | 0 | [6 empty] | 0 | 0 | 0 | 0 | 0 | 0 | 0 | 0 | 0 | 0 | 0 | 0 | 0 | 0 | 0 | 0 | 0 | 0 | 0 | 0 | 0 | 0 | 0 | 0 | 0 | 0 | 0 | 0 | 0 | 0
PSE | 20 | Winter | Peak | 4 | Res Behavior DR-Winter | Commercial | University | 31.9207 | 0 | 0 | 0 | 0 | 0 | 0 | 0 | 0 | 0 | 0 | 0 | 0 | 0 | 0 | 0 | 0 | 0 | 0 | 0 | 0 | 0 | 0 | 0 | 0 | 0 | 0 | [6 empty] | 0 | 0 | 0 | 0 | 0 | 0 | 0 | 0 | 0 | 0 | 0 | 0 | 0 | 0 | 0 | 0 | 0 | 0 | 0 | 0 | 0 | 0 | 0 | 0 | 0 | 0 | 0 | 0 | 0 | 0
PSE | 20 | Winter | Peak | 4 | Res Behavior DR-Winter | Commercial | Warehouse | 83.077 | 0 | 0 | 0 | 0 | 0 | 0 | 0 | 0 | 0 | 0 | 0 | 0 | 0 | 0 | 0 | 0 | 0 | 0 | 0 | 0 | 0 | 0 | 0 | 0 | 0 | 0 | [6 empty] | 0 | 0 | 0 | 0 | 0 | 0 | 0 | 0 | 0 | 0 | 0 | 0 | 0 | 0 | 0 | 0 | 0 | 0 | 0 | 0 | 0 | 0 | 0 | 0 | 0 | 0 | 0 | 0 | 0 | 0
PSE | 20 | Winter | Peak | 4 | Res Behavior DR-Winter | Commercial | Xlarge Retail | 37.2128 | 0 | 0 | 0 | 0 | 0 | 0 | 0 | 0 | 0 | 0 | 0 | 0 | 0 | 0 | 0 | 0 | 0 | 0 | 0 | 0 | 0 | 0 | 0 | 0 | 0 | 0 | [6 empty] | 0 | 0 | 0 | 0 | 0 | 0 | 0 | 0 | 0 | 0 | 0 | 0 | 0 | 0 | 0 | 0 | 0 | 0 | 0 | 0 | 0 | 0 | 0 | 0 | 0 | 0 | 0 | 0 | 0 | 0
PSE | 20 | Winter | Peak | 4 | Res Behavior DR-Winter | Industrial | Mechanical Pulp | 0 | 0 | 0 | 0.00057012 | 0.0005804 | 0.00057964 | 0.0005756 | 0.00057204 | 0.00056946 | 0.00056742 | 0.00056574 | 0.00056499 | 0.00056356 | 0.0005606 | 0.00055799 | 0.00055766 | 0.00055587 | 0.00055319 | 0.00055124 | 0.00054968 | 0.00054843 | 0.00054653 | 0.00054568 | 0.00054435 | 0.00054304 | 0.00054182 | 0.00054138 | [6 empty] | 0 | 0 | 0 | 0 | 0 | 0 | 0 | 0 | 0 | 0 | 0 | 0 | 0 | 0 | 0 | 0 | 0 | 0 | 0 | 0 | 0 | 0 | 0 | 0 | 0 | 0 | 0 | 0 | 0 | 0
PSE | 20 | Winter | Peak | 4 | Res Behavior DR-Winter | Industrial | Kraft Pulp | 0 | 0 | 0 | 9.1166e-07 | 9.2809e-07 | 9.2689e-07 | 9.2042e-07 | 9.1473e-07 | 9.1061e-07 | 9.0734e-07 | 9.0466e-07 | 9.0347e-07 | 9.0117e-07 | 8.9644e-07 | 8.9226e-07 | 8.9173e-07 | 8.8887e-07 | 8.8459e-07 | 8.8148e-07 | 8.7898e-07 | 8.7698e-07 | 8.7395e-07 | 8.7259e-07 | 8.7046e-07 | 8.6836e-07 | 8.664e-07 | 8.657e-07 | [6 empty] | 0 | 0 | 0 | 0 | 0 | 0 | 0 | 0 | 0 | 0 | 0 | 0 | 0 | 0 | 0 | 0 | 0 | 0 | 0 | 0 | 0 | 0 | 0 | 0 | 0 | 0 | 0 | 0 | 0 | 0
PSE | 20 | Winter | Peak | 4 | Res Behavior DR-Winter | Industrial | Paper | 0 | 0 | 0 | 0.00012041 | 0.00012258 | 0.00012242 | 0.00012157 | 0.00012081 | 0.00012027 | 0.00011984 | 0.00011948 | 0.00011933 | 0.00011902 | 0.0001184 | 0.00011785 | 0.00011778 | 0.0001174 | 0.00011683 | 0.00011642 | 0.00011609 | 0.00011583 | 0.00011543 | 0.00011525 | 0.00011497 | 0.00011469 | 0.00011443 | 0.00011434 | [6 empty] | 0 | 0 | 0 | 0 | 0 | 0 | 0 | 0 | 0 | 0 | 0 | 0 | 0 | 0 | 0 | 0 | 0 | 0 | 0 | 0 | 0 | 0 | 0 | 0 | 0 | 0 | 0 | 0 | 0 | 0
PSE | 20 | Winter | Peak | 4 | Res Behavior DR-Winter | Industrial | Foundries | 0 | 0 | 0 | 0.00031135 | 0.00031696 | 0.00031654 | 0.00031434 | 0.00031239 | 0.00031099 | 0.00030987 | 0.00030895 | 0.00030855 | 0.00030776 | 0.00030615 | 0.00030472 | 0.00030454 | 0.00030356 | 0.0003021 | 0.00030104 | 0.00030018 | 0.0002995 | 0.00029847 | 0.000298 | 0.00029727 | 0.00029656 | 0.00029589 | 0.00029565 | [6 empty] | 0 | 0 | 0 | 0 | 0 | 0 | 0 | 0 | 0 | 0 | 0 | 0 | 0 | 0 | 0 | 0 | 0 | 0 | 0 | 0 | 0 | 0 | 0 | 0 | 0 | 0 | 0 | 0 | 0 | 0
PSE | 20 | Winter | Peak | 4 | Res Behavior DR-Winter | Industrial | Frozen Food | 0 | 0 | 0 | 0.00017088 | 0.00017396 | 0.00017373 | 0.00017252 | 0.00017145 | 0.00017068 | 0.00017007 | 0.00016956 | 0.00016934 | 0.00016891 | 0.00016802 | 0.00016724 | 0.00016714 | 0.0001666 | 0.0001658 | 0.00016522 | 0.00016475 | 0.00016438 | 0.00016381 | 0.00016355 | 0.00016315 | 0.00016276 | 0.00016239 | 0.00016226 | [6 empty] | 0 | 0 | 0 | 0 | 0 | 0 | 0 | 0 | 0 | 0 | 0 | 0 | 0 | 0 | 0 | 0 | 0 | 0 | 0 | 0 | 0 | 0 | 0 | 0 | 0 | 0 | 0 | 0 | 0 | 0
PSE | 20 | Winter | Peak | 4 | Res Behavior DR-Winter | Industrial | Other Food | 0 | 0 | 0 | 0.0019237 | 0.0019584 | 0.0019558 | 0.0019422 | 0.0019302 | 0.0019215 | 0.0019146 | 0.0019089 | 0.0019064 | 0.0019015 | 0.0018916 | 0.0018827 | 0.0018816 | 0.0018756 | 0.0018666 | 0.00186 | 0.0018547 | 0.0018505 | 0.0018441 | 0.0018412 | 0.0018367 | 0.0018323 | 0.0018282 | 0.0018267 | [6 empty] | 0 | 0 | 0 | 0 | 0 | 0 | 0 | 0 | 0 | 0 | 0 | 0 | 0 | 0 | 0 | 0 | 0 | 0 | 0 | 0 | 0 | 0 | 0 | 0 | 0 | 0 | 0 | 0 | 0 | 0
PSE | 20 | Winter | Peak | 4 | Res Behavior DR-Winter | Industrial | Wood - Lumber | 0 | 0 | 0 | 0.00037874 | 0.00038556 | 0.00038506 | 0.00038238 | 0.00038001 | 0.0003783 | 0.00037694 | 0.00037583 | 0.00037533 | 0.00037438 | 0.00037241 | 0.00037068 | 0.00037046 | 0.00036927 | 0.00036749 | 0.0003662 | 0.00036516 | 0.00036433 | 0.00036307 | 0.0003625 | 0.00036162 | 0.00036075 | 0.00035993 | 0.00035964 | [6 empty] | 0 | 0 | 0 | 0 | 0 | 0 | 0 | 0 | 0 | 0 | 0 | 0 | 0 | 0 | 0 | 0 | 0 | 0 | 0 | 0 | 0 | 0 | 0 | 0 | 0 | 0 | 0 | 0 | 0 | 0
PSE | 20 | Winter | Peak | 4 | Res Behavior DR-Winter | Industrial | Wood - Panel | 0 | 0 | 0 | 0.00011199 | 0.00011401 | 0.00011386 | 0.00011306 | 0.00011236 | 0.00011186 | 0.00011146 | 0.00011113 | 0.00011098 | 0.0001107 | 0.00011012 | 0.0001096 | 0.00010954 | 0.00010919 | 0.00010866 | 0.00010828 | 0.00010797 | 0.00010773 | 0.00010735 | 0.00010719 | 0.00010693 | 0.00010667 | 0.00010643 | 0.00010634 | [6 empty] | 0 | 0 | 0 | 0 | 0 | 0 | 0 | 0 | 0 | 0 | 0 | 0 | 0 | 0 | 0 | 0 | 0 | 0 | 0 | 0 | 0 | 0 | 0 | 0 | 0 | 0 | 0 | 0 | 0 | 0
PSE | 20 | Winter | Peak | 4 | Res Behavior DR-Winter | Industrial | Wood - Other | 0 | 0 | 0 | 0.00064949 | 0.0006612 | 0.00066033 | 0.00065573 | 0.00065168 | 0.00064874 | 0.00064641 | 0.0006445 | 0.00064365 | 0.00064201 | 0.00063865 | 0.00063567 | 0.00063529 | 0.00063325 | 0.0006302 | 0.00062799 | 0.0006262 | 0.00062478 | 0.00062262 | 0.00062165 | 0.00062013 | 0.00061864 | 0.00061724 | 0.00061674 | [6 empty] | 0 | 0 | 0 | 0 | 0 | 0 | 0 | 0 | 0 | 0 | 0 | 0 | 0 | 0 | 0 | 0 | 0 | 0 | 0 | 0 | 0 | 0 | 0 | 0 | 0 | 0 | 0 | 0 | 0 | 0
PSE | 20 | Winter | Peak | 4 | Res Behavior DR-Winter | Industrial | Sugar | 0 | 0 | 0 | 3.8243e-05 | 3.8932e-05 | 3.8882e-05 | 3.8611e-05 | 3.8372e-05 | 3.8199e-05 | 3.8062e-05 | 3.7949e-05 | 3.7899e-05 | 3.7803e-05 | 3.7605e-05 | 3.7429e-05 | 3.7407e-05 | 3.7287e-05 | 3.7107e-05 | 3.6977e-05 | 3.6872e-05 | 3.6788e-05 | 3.6661e-05 | 3.6604e-05 | 3.6515e-05 | 3.6426e-05 | 3.6344e-05 | 3.6315e-05 | [6 empty] | 0 | 0 | 0 | 0 | 0 | 0 | 0 | 0 | 0 | 0 | 0 | 0 | 0 | 0 | 0 | 0 | 0 | 0 | 0 | 0 | 0 | 0 | 0 | 0 | 0 | 0 | 0 | 0 | 0 | 0
PSE | 20 | Winter | Peak | 4 | Res Behavior DR-Winter | Industrial | Hi Tech - Chip Fab | 0 | 0 | 0 | 0.00047733 | 0.00048593 | 0.0004853 | 0.00048192 | 0.00047894 | 0.00047678 | 0.00047507 | 0.00047366 | 0.00047304 | 0.00047183 | 0.00046936 | 0.00046717 | 0.0004669 | 0.0004654 | 0.00046315 | 0.00046153 | 0.00046022 | 0.00045917 | 0.00045758 | 0.00045687 | 0.00045576 | 0.00045466 | 0.00045363 | 0.00045326 | [6 empty] | 0 | 0 | 0 | 0 | 0 | 0 | 0 | 0 | 0 | 0 | 0 | 0 | 0 | 0 | 0 | 0 | 0 | 0 | 0 | 0 | 0 | 0 | 0 | 0 | 0 | 0 | 0 | 0 | 0 | 0
PSE | 20 | Winter | Peak | 4 | Res Behavior DR-Winter | Industrial | Hi Tech - Silicon | 0 | 0 | 0 | 8.6062e-05 | 8.7613e-05 | 8.7499e-05 | 8.6889e-05 | 8.6352e-05 | 8.5962e-05 | 8.5654e-05 | 8.54e-05 | 8.5288e-05 | 8.5071e-05 | 8.4625e-05 | 8.423e-05 | 8.418e-05 | 8.391e-05 | 8.3506e-05 | 8.3212e-05 | 8.2976e-05 | 8.2788e-05 | 8.2501e-05 | 8.2373e-05 | 8.2172e-05 | 8.1974e-05 | 8.1789e-05 | 8.1723e-05 | [6 empty] | 6.9749 | 6.9417 | 6.901 | 6.8596 | 6.82 | 6.7818 | 6.7443 | 6.7075 | 6.6707 | 6.6341 | 6.5975 | 6.562 | 6.5265 | 6.4911 | 6.4569 | 6.4233 | 6.391 | 6.3596 | 6.3289 | 6.2989 | 6.2683 | 6.2384 | 6.2105 | 6.1827 | 0 | 0 | 0 | 0 | 0 | 0
PSE | 20 | Winter | Peak | 4 | Res Behavior DR-Winter | Industrial | Metal Fab | 0 | 0 | 0 | 0.0014702 | 0.0014966 | 0.0014947 | 0.0014843 | 0.0014751 | 0.0014685 | 0.0014632 | 0.0014589 | 0.0014569 | 0.0014532 | 0.0014456 | 0.0014389 | 0.001438 | 0.0014334 | 0.0014265 | 0.0014215 | 0.0014174 | 0.0014142 | 0.0014093 | 0.0014071 | 0.0014037 | 0.0014003 | 0.0013972 | 0.001396 | [6 empty] | 1.1682 | 1.1627 | 1.1558 | 1.1489 | 1.1423 | 1.1359 | 1.1296 | 1.1234 | 1.1173 | 1.1111 | 1.105 | 1.0991 | 1.0931 | 1.0872 | 1.0814 | 1.0758 | 1.0704 | 1.0651 | 1.06 | 1.055 | 1.0499 | 1.0448 | 1.0402 | 1.0355 | 0 | 0 | 0 | 0 | 0 | 0
PSE | 20 | Winter | Peak | 4 | Res Behavior DR-Winter | Industrial | Transportation, Equip | 0 | 0 | 0 | 0.0028484 | 0.0028997 | 0.0028959 | 0.0028757 | 0.0028579 | 0.0028451 | 0.0028349 | 0.0028265 | 0.0028227 | 0.0028156 | 0.0028008 | 0.0027877 | 0.0027861 | 0.0027772 | 0.0027638 | 0.0027541 | 0.0027462 | 0.00274 | 0.0027305 | 0.0027263 | 0.0027196 | 0.0027131 | 0.0027069 | 0.0027047 | [6 empty] | 35.5276 | 35.3584 | 35.1511 | 34.9401 | 34.7383 | 34.5437 | 34.3527 | 34.1654 | 33.9781 | 33.7916 | 33.6052 | 33.4243 | 33.2433 | 33.0633 | 32.8887 | 32.7177 | 32.5531 | 32.3931 | 32.2367 | 32.0839 | 31.9284 | 31.7757 | 31.6338 | 31.4919 | 0 | 0 | 0 | 0 | 0 | 0
PSE | 20 | Winter | Peak | 4 | Res Behavior DR-Winter | Industrial | Refinery | 0.81812 | 0.81812 | 0 | 0.00012565 | 0.00012791 | 0.00012774 | 0.00012685 | 0.00012607 | 0.0001255 | 0.00012505 | 0.00012468 | 0.00012452 | 0.0001242 | 0.00012355 | 0.00012297 | 0.0001229 | 0.0001225 | 0.00012191 | 0.00012149 | 0.00012114 | 0.00012087 | 0.00012045 | 0.00012026 | 0.00011997 | 0.00011968 | 0.00011941 | 0.00011931 | [6 empty] | 39.9943 | 39.8039 | 39.5705 | 39.333 | 39.1057 | 38.8867 | 38.6717 | 38.4608 | 38.25 | 38.0401 | 37.8303 | 37.6265 | 37.4228 | 37.2202 | 37.0236 | 36.8312 | 36.6459 | 36.4657 | 36.2897 | 36.1177 | 35.9426 | 35.7707 | 35.611 | 35.4513 | 0 | 0 | 0 | 0 | 0 | 0
PSE | 20 | Winter | Peak | 4 | Res Behavior DR-Winter | Industrial | Cold Storage | 2.4825 | 2.4825 | 0.02979 | 0.00038126 | 0.00038813 | 0.00038763 | 0.00038492 | 0.00038254 | 0.00038082 | 0.00037945 | 0.00037833 | 0.00037783 | 0.00037687 | 0.0003749 | 0.00037315 | 0.00037293 | 0.00037173 | 0.00036994 | 0.00036864 | 0.00036759 | 0.00036676 | 0.00036549 | 0.00036492 | 0.00036403 | 0.00036315 | 0.00036233 | 0.00036204 | [6 empty] | 0.84753 | 0.8435 | 0.83855 | 0.83352 | 0.8287 | 0.82406 | 0.8195 | 0.81503 | 0.81057 | 0.80612 | 0.80167 | 0.79736 | 0.79304 | 0.78874 | 0.78458 | 0.7805 | 0.77657 | 0.77276 | 0.76902 | 0.76538 | 0.76167 | 0.75803 | 0.75464 | 0.75126 | 0 | 0 | 0 | 0 | 0 | 0
PSE | 20 | Winter | Peak | 4 | Res Behavior DR-Winter | Industrial | Fruit Storage | 8.9416e-05 | 8.9416e-05 | 1.073e-06 | 1.3732e-08 | 1.398e-08 | 1.3962e-08 | 1.3864e-08 | 1.3779e-08 | 1.3717e-08 | 1.3667e-08 | 1.3627e-08 | 1.3609e-08 | 1.3574e-08 | 1.3503e-08 | 1.344e-08 | 1.3432e-08 | 1.3389e-08 | 1.3325e-08 | 1.3278e-08 | 1.324e-08 | 1.321e-08 | 1.3164e-08 | 1.3144e-08 | 1.3112e-08 | 1.308e-08 | 1.3051e-08 | 1.304e-08 | [6 empty] | 0.3665 | 0.36475 | 0.36262 | 0.36044 | 0.35836 | 0.35635 | 0.35438 | 0.35245 | 0.35052 | 0.34859 | 0.34667 | 0.3448 | 0.34294 | 0.34108 | 0.33928 | 0.33751 | 0.33582 | 0.33416 | 0.33255 | 0.33098 | 0.32937 | 0.3278 | 0.32633 | 0.32487 | 0 | 0 | 0 | 0 | 0 | 0
PSE | 20 | Winter | Peak | 4 | Res Behavior DR-Winter | Industrial | Chemical | 6.0867 | 6.0867 | 0.07304 | 0.00093478 | 0.00095163 | 0.00095039 | 0.00094377 | 0.00093793 | 0.0009337 | 0.00093035 | 0.0009276 | 0.00092638 | 0.00092402 | 0.00091918 | 0.00091489 | 0.00091435 | 0.00091142 | 0.00090702 | 0.00090383 | 0.00090127 | 0.00089922 | 0.00089611 | 0.00089472 | 0.00089253 | 0.00089038 | 0.00088838 | 0.00088765 | [6 empty] | 0 | 0 | 0 | 0 | 0 | 0 | 0 | 0 | 0 | 0 | 0 | 0 | 0 | 0 | 0 | 0 | 0 | 0 | 0 | 0 | 0 | 0 | 0 | 0 | 0 | 0 | 0 | 0 | 0 | 0
PSE | 20 | Winter | Peak | 4 | Res Behavior DR-Winter | Industrial | Misc Manf | 0 | 0 | 0 | 0.011059 | 0.011258 | 0.011244 | 0.011165 | 0.011096 | 0.011046 | 0.011006 | 0.010974 | 0.010959 | 0.010932 | 0.010874 | 0.010824 | 0.010817 | 0.010782 | 0.01073 | 0.010693 | 0.010662 | 0.010638 | 0.010601 | 0.010585 | 0.010559 | 0.010534 | 0.01051 | 0.010501 | [6 empty] | 18.4968 | 18.4087 | 18.3008 | 18.1909 | 18.0858 | 17.9845 | 17.8851 | 17.7876 | 17.6901 | 17.593 | 17.496 | 17.4017 | 17.3075 | 17.2138 | 17.1229 | 17.0339 | 16.9482 | 16.8649 | 16.7834 | 16.7039 | 16.623 | 16.5434 | 16.4696 | 16.3957 | 0 | 0 | 0 | 0 | 0 | 0
PSE | 20 | Winter | Peak | 4 | Res Behavior DR-Winter | Residential | Single Family | 2453.305 | 2453.305 | 29.4397 | 4.5077 | 4.5377 | 4.6094 | 4.6892 | 4.7554 | 4.8215 | 4.8859 | 4.9521 | 5.0206 | 5.104 | 5.1778 | 5.2436 | 5.3129 | 5.4015 | 5.4848 | 5.5725 | 5.6541 | 5.738 | 5.8178 | 5.9055 | 5.9871 | 6.0665 | 6.136 | 6.2129 | [6 empty] | 140309.2376 | 141746.5785 | 143394.0234 | 145107.4921 | 146809.1377 | 148499.4672 | 150180.4419 | 151859.0255 | 153542.7989 | 155233.2496 | 156919.998 | 158598.6477 | 160274.4657 | 161941.061 | 163588.1532 | 165213.748 | 166820.3577 | 168411.4972 | 169991.6841 | 171560.4116 | 173119.9936 | 174669.9343 | 176208.4266 | 177739.9771 | 0 | 0 | 0 | 0 | 0 | 0
PSE | 20 | Winter | Peak | 4 | Res Behavior DR-Winter | Residential | Multifamily Low-Rise | 573.5496 | 573.5496 | 6.8826 | 1.0051 | 1.0118 | 1.0277 | 1.0455 | 1.0603 | 1.075 | 1.0894 | 1.1041 | 1.1194 | 1.138 | 1.1545 | 1.1692 | 1.1846 | 1.2044 | 1.2229 | 1.2425 | 1.2607 | 1.2794 | 1.2972 | 1.3167 | 1.3349 | 1.3526 | 1.3681 | 1.3853 | [6 empty] | 48402.3682 | 48898.2065 | 49466.5243 | 50057.6183 | 50644.6336 | 51227.7453 | 51807.6298 | 52386.6895 | 52967.5395 | 53550.6929 | 54132.5692 | 54711.6517 | 55289.7573 | 55864.6814 | 56432.8775 | 56993.6577 | 57547.8886 | 58096.7827 | 58641.8986 | 59183.0613 | 59721.069 | 60255.7509 | 60786.4833 | 61314.8211 | 0 | 0 | 0 | 0 | 0 | 0
PSE | 20 | Winter | Peak | 4 | Res Behavior DR-Winter | Residential | Multifamily High-Rise | 104.5135 | 104.5135 | 1.2542 | 0.18315 | 0.18436 | 0.18728 | 0.19052 | 0.19321 | 0.19589 | 0.19851 | 0.2012 | 0.20399 | 0.20737 | 0.21037 | 0.21305 | 0.21586 | 0.21946 | 0.22285 | 0.22641 | 0.22973 | 0.23313 | 0.23637 | 0.23994 | 0.24325 | 0.24648 | 0.2493 | 0.25243 | [6 empty] | 8819.9871 | 8910.3399 | 9013.9 | 9121.6104 | 9228.5777 | 9334.8336 | 9440.5014 | 9546.019 | 9651.8627 | 9758.1263 | 9864.1571 | 9969.6788 | 10075.0224 | 10179.7864 | 10283.3243 | 10385.511 | 10486.5041 | 10586.5248 | 10685.8571 | 10784.4689 | 10882.5059 | 10979.9368 | 11076.6481 | 11172.923 | 0 | 0 | 0 | 0 | 0 | 0
PSE | 20 | Winter | Peak | 4 | Res Behavior DR-Winter | Residential | Manufactured | 510.8596 | 510.8596 | 6.1303 | 0.64628 | 0.65058 | 0.66085 | 0.6723 | 0.6818 | 0.69127 | 0.7005 | 0.70999 | 0.71982 | 0.73177 | 0.74236 | 0.75179 | 0.76172 | 0.77442 | 0.78637 | 0.79894 | 0.81065 | 0.82268 | 0.83411 | 0.84669 | 0.85838 | 0.86977 | 0.87974 | 0.89076 | [6 empty] | 14698.0238 | 14848.5917 | 15021.169 | 15200.6626 | 15378.9176 | 15555.9872 | 15732.0769 | 15907.9161 | 16084.2989 | 16261.3812 | 16438.0757 | 16613.9218 | 16789.4713 | 16964.0546 | 17136.5949 | 17306.8833 | 17475.1829 | 17641.8619 | 17807.3936 | 17971.7249 | 18135.0981 | 18297.4614 | 18458.6253 | 18619.0622 | 0 | 0 | 0 | 0 | 0 | 0
PSE | 20 | Winter | Peak | 4 | Res Behavior DR-Winter | 0 | 0 | 0 | 0 | 0 | 0 | 0 | 0 | 0 | 0 | 0 | 0 | 0 | 0 | 0 | 0 | 0 | 0 | 0 | 0 | 0 | 0 | 0 | 0 | 0 | 0 | 0 | 0 | 0 | [6 empty] | 0 | 0 | 0 | 0 | 0 | 0 | 0 | 0 | 0 | 0 | 0 | 0 | 0 | 0 | 0 | 0 | 0 | 0 | 0 | 0 | 0 | 0 | 0 | 0 | 0 | 0 | 0 | 0 | 0 | 0
PSE | 20 | Winter | Peak | 4 | Res CPP-No Enablement | Commercial | Hospital | 41.5522 | 0 | 0 | 0 | 0 | 0 | 0 | 0 | 0 | 0 | 0 | 0 | 0 | 0 | 0 | 0 | 0 | 0 | 0 | 0 | 0 | 0 | 0 | 0 | 0 | 0 | 0 | [6 empty] | 0 | 0 | 0 | 0 | 0 | 0 | 0 | 0 | 0 | 0 | 0 | 0 | 0 | 0 | 0 | 0 | 0 | 0 | 0 | 0 | 0 | 0 | 0 | 0 | 0 | 0 | 0 | 0 | 0 | 0
PSE | 20 | Winter | Peak | 4 | Res CPP-No Enablement | Commercial | Large Office | 192.7604 | 0 | 0 | 0 | 0 | 0 | 0 | 0 | 0 | 0 | 0 | 0 | 0 | 0 | 0 | 0 | 0 | 0 | 0 | 0 | 0 | 0 | 0 | 0 | 0 | 0 | 0 | [6 empty] | 0 | 0 | 0 | 0 | 0 | 0 | 0 | 0 | 0 | 0 | 0 | 0 | 0 | 0 | 0 | 0 | 0 | 0 | 0 | 0 | 0 | 0 | 0 | 0 | 0 | 0 | 0 | 0 | 0 | 0
PSE | 20 | Winter | Peak | 4 | Res CPP-No Enablement | Commercial | Large Retail | 51.191 | 0 | 0 | 0 | 0 | 0 | 0 | 0 | 0 | 0 | 0 | 0 | 0 | 0 | 0 | 0 | 0 | 0 | 0 | 0 | 0 | 0 | 0 | 0 | 0 | 0 | 0 | [6 empty] | 0 | 0 | 0 | 0 | 0 | 0 | 0 | 0 | 0 | 0 | 0 | 0 | 0 | 0 | 0 | 0 | 0 | 0 | 0 | 0 | 0 | 0 | 0 | 0 | 0 | 0 | 0 | 0 | 0 | 0
PSE | 20 | Winter | Peak | 4 | Res CPP-No Enablement | Commercial | Lodging | 49.099 | 0 | 0 | 0 | 0 | 0 | 0 | 0 | 0 | 0 | 0 | 0 | 0 | 0 | 0 | 0 | 0 | 0 | 0 | 0 | 0 | 0 | 0 | 0 | 0 | 0 | 0 | [6 empty] | 0 | 0 | 0 | 0 | 0 | 0 | 0 | 0 | 0 | 0 | 0 | 0 | 0 | 0 | 0 | 0 | 0 | 0 | 0 | 0 | 0 | 0 | 0 | 0 | 0 | 0 | 0 | 0 | 0 | 0
PSE | 20 | Winter | Peak | 4 | Res CPP-No Enablement | Commercial | Medium Office | 168.005 | 0 | 0 | 0 | 0 | 0 | 0 | 0 | 0 | 0 | 0 | 0 | 0 | 0 | 0 | 0 | 0 | 0 | 0 | 0 | 0 | 0 | 0 | 0 | 0 | 0 | 0 | [6 empty] | 0 | 0 | 0 | 0 | 0 | 0 | 0 | 0 | 0 | 0 | 0 | 0 | 0 | 0 | 0 | 0 | 0 | 0 | 0 | 0 | 0 | 0 | 0 | 0 | 0 | 0 | 0 | 0 | 0 | 0
PSE | 20 | Winter | Peak | 4 | Res CPP-No Enablement | Commercial | Medium Retail | 76.1838 | 0 | 0 | 0 | 0 | 0 | 0 | 0 | 0 | 0 | 0 | 0 | 0 | 0 | 0 | 0 | 0 | 0 | 0 | 0 | 0 | 0 | 0 | 0 | 0 | 0 | 0 | [6 empty] | 0 | 0 | 0 | 0 | 0 | 0 | 0 | 0 | 0 | 0 | 0 | 0 | 0 | 0 | 0 | 0 | 0 | 0 | 0 | 0 | 0 | 0 | 0 | 0 | 0 | 0 | 0 | 0 | 0 | 0
PSE | 20 | Winter | Peak | 4 | Res CPP-No Enablement | Commercial | Other and Assembly | 237.4113 | 0 | 0 | 0 | 0 | 0 | 0 | 0 | 0 | 0 | 0 | 0 | 0 | 0 | 0 | 0 | 0 | 0 | 0 | 0 | 0 | 0 | 0 | 0 | 0 | 0 | 0 | [6 empty] | 0 | 0 | 0 | 0 | 0 | 0 | 0 | 0 | 0 | 0 | 0 | 0 | 0 | 0 | 0 | 0 | 0 | 0 | 0 | 0 | 0 | 0 | 0 | 0 | 0 | 0 | 0 | 0 | 0 | 0
PSE | 20 | Winter | Peak | 4 | Res CPP-No Enablement | Commercial | Residential Care | 16.0883 | 0 | 0 | 0 | 0 | 0 | 0 | 0 | 0 | 0 | 0 | 0 | 0 | 0 | 0 | 0 | 0 | 0 | 0 | 0 | 0 | 0 | 0 | 0 | 0 | 0 | 0 | [6 empty] | 0 | 0 | 0 | 0 | 0 | 0 | 0 | 0 | 0 | 0 | 0 | 0 | 0 | 0 | 0 | 0 | 0 | 0 | 0 | 0 | 0 | 0 | 0 | 0 | 0 | 0 | 0 | 0 | 0 | 0
PSE | 20 | Winter | Peak | 4 | Res CPP-No Enablement | Commercial | Restaurant | 73.1844 | 0 | 0 | 0 | 0 | 0 | 0 | 0 | 0 | 0 | 0 | 0 | 0 | 0 | 0 | 0 | 0 | 0 | 0 | 0 | 0 | 0 | 0 | 0 | 0 | 0 | 0 | [6 empty] | 0 | 0 | 0 | 0 | 0 | 0 | 0 | 0 | 0 | 0 | 0 | 0 | 0 | 0 | 0 | 0 | 0 | 0 | 0 | 0 | 0 | 0 | 0 | 0 | 0 | 0 | 0 | 0 | 0 | 0
PSE | 20 | Winter | Peak | 4 | Res CPP-No Enablement | Commercial | School K-12 | 80.6987 | 0 | 0 | 0 | 0 | 0 | 0 | 0 | 0 | 0 | 0 | 0 | 0 | 0 | 0 | 0 | 0 | 0 | 0 | 0 | 0 | 0 | 0 | 0 | 0 | 0 | 0 | [6 empty] | 0 | 0 | 0 | 0 | 0 | 0 | 0 | 0 | 0 | 0 | 0 | 0 | 0 | 0 | 0 | 0 | 0 | 0 | 0 | 0 | 0 | 0 | 0 | 0 | 0 | 0 | 0 | 0 | 0 | 0
PSE | 20 | Winter | Peak | 4 | Res CPP-No Enablement | Commercial | Small Office | 143.0667 | 0 | 0 | 0 | 0 | 0 | 0 | 0 | 0 | 0 | 0 | 0 | 0 | 0 | 0 | 0 | 0 | 0 | 0 | 0 | 0 | 0 | 0 | 0 | 0 | 0 | 0 | [6 empty] | 0 | 0 | 0 | 0 | 0 | 0 | 0 | 0 | 0 | 0 | 0 | 0 | 0 | 0 | 0 | 0 | 0 | 0 | 0 | 0 | 0 | 0 | 0 | 0 | 0 | 0 | 0 | 0 | 0 | 0
PSE | 20 | Winter | Peak | 4 | Res CPP-No Enablement | Commercial | Small Retail | 16.4733 | 0 | 0 | 0 | 0 | 0 | 0 | 0 | 0 | 0 | 0 | 0 | 0 | 0 | 0 | 0 | 0 | 0 | 0 | 0 | 0 | 0 | 0 | 0 | 0 | 0 | 0 | [6 empty] | 0 | 0 | 0 | 0 | 0 | 0 | 0 | 0 | 0 | 0 | 0 | 0 | 0 | 0 | 0 | 0 | 0 | 0 | 0 | 0 | 0 | 0 | 0 | 0 | 0 | 0 | 0 | 0 | 0 | 0
PSE | 20 | Winter | Peak | 4 | Res CPP-No Enablement | Commercial | Supermarket and MiniMart | 79.7574 | 0 | 0 | 0 | 0 | 0 | 0 | 0 | 0 | 0 | 0 | 0 | 0 | 0 | 0 | 0 | 0 | 0 | 0 | 0 | 0 | 0 | 0 | 0 | 0 | 0 | 0 | [6 empty] | 0 | 0 | 0 | 0 | 0 | 0 | 0 | 0 | 0 | 0 | 0 | 0 | 0 | 0 | 0 | 0 | 0 | 0 | 0 | 0 | 0 | 0 | 0 | 0 | 0 | 0 | 0 | 0 | 0 | 0
PSE | 20 | Winter | Peak | 4 | Res CPP-No Enablement | Commercial | University | 31.9207 | 0 | 0 | 0 | 0 | 0 | 0 | 0 | 0 | 0 | 0 | 0 | 0 | 0 | 0 | 0 | 0 | 0 | 0 | 0 | 0 | 0 | 0 | 0 | 0 | 0 | 0 | [6 empty] | 0 | 0 | 0 | 0 | 0 | 0 | 0 | 0 | 0 | 0 | 0 | 0 | 0 | 0 | 0 | 0 | 0 | 0 | 0 | 0 | 0 | 0 | 0 | 0 | 0 | 0 | 0 | 0 | 0 | 0
PSE | 20 | Winter | Peak | 4 | Res CPP-No Enablement | Commercial | Warehouse | 83.077 | 0 | 0 | 0 | 0 | 0 | 0 | 0 | 0 | 0 | 0 | 0 | 0 | 0 | 0 | 0 | 0 | 0 | 0 | 0 | 0 | 0 | 0 | 0 | 0 | 0 | 0 | [6 empty] | 0 | 0 | 0 | 0 | 0 | 0 | 0 | 0 | 0 | 0 | 0 | 0 | 0 | 0 | 0 | 0 | 0 | 0 | 0 | 0 | 0 | 0 | 0 | 0 | 0 | 0 | 0 | 0 | 0 | 0
PSE | 20 | Winter | Peak | 4 | Res CPP-No Enablement | Commercial | Xlarge Retail | 37.2128 | 0 | 0 | 0 | 0 | 0 | 0 | 0 | 0 | 0 | 0 | 0 | 0 | 0 | 0 | 0 | 0 | 0 | 0 | 0 | 0 | 0 | 0 | 0 | 0 | 0 | 0 | [6 empty] | 0 | 0 | 0 | 0 | 0 | 0 | 0 | 0 | 0 | 0 | 0 | 0 | 0 | 0 | 0 | 0 | 0 | 0 | 0 | 0 | 0 | 0 | 0 | 0 | 0 | 0 | 0 | 0 | 0 | 0
PSE | 20 | Winter | Peak | 4 | Res CPP-No Enablement | Industrial | Mechanical Pulp | 0 | 0 | 0 | 0 | 0 | 0 | 0 | 0 | 0 | 0 | 0 | 0 | 0 | 0 | 0 | 0 | 0 | 0 | 0 | 0 | 0 | 0 | 0 | 0 | 0 | 0 | 0 | [6 empty] | 0 | 0 | 0 | 0 | 0 | 0 | 0 | 0 | 0 | 0 | 0 | 0 | 0 | 0 | 0 | 0 | 0 | 0 | 0 | 0 | 0 | 0 | 0 | 0 | 0 | 0 | 0 | 0 | 0 | 0
PSE | 20 | Winter | Peak | 4 | Res CPP-No Enablement | Industrial | Kraft Pulp | 0 | 0 | 0 | 0 | 0 | 0 | 0 | 0 | 0 | 0 | 0 | 0 | 0 | 0 | 0 | 0 | 0 | 0 | 0 | 0 | 0 | 0 | 0 | 0 | 0 | 0 | 0 | [6 empty] | 0 | 0 | 0 | 0 | 0 | 0 | 0 | 0 | 0 | 0 | 0 | 0 | 0 | 0 | 0 | 0 | 0 | 0 | 0 | 0 | 0 | 0 | 0 | 0 | 0 | 0 | 0 | 0 | 0 | 0
PSE | 20 | Winter | Peak | 4 | Res CPP-No Enablement | Industrial | Paper | 0 | 0 | 0 | 0 | 0 | 0 | 0 | 0 | 0 | 0 | 0 | 0 | 0 | 0 | 0 | 0 | 0 | 0 | 0 | 0 | 0 | 0 | 0 | 0 | 0 | 0 | 0 | [6 empty] | 0 | 0 | 0 | 0 | 0 | 0 | 0 | 0 | 0 | 0 | 0 | 0 | 0 | 0 | 0 | 0 | 0 | 0 | 0 | 0 | 0 | 0 | 0 | 0 | 0 | 0 | 0 | 0 | 0 | 0
PSE | 20 | Winter | Peak | 4 | Res CPP-No Enablement | Industrial | Foundries | 0 | 0 | 0 | 0 | 0 | 0 | 0 | 0 | 0 | 0 | 0 | 0 | 0 | 0 | 0 | 0 | 0 | 0 | 0 | 0 | 0 | 0 | 0 | 0 | 0 | 0 | 0 | [6 empty] | 0 | 0 | 0 | 0 | 0 | 0 | 0 | 0 | 0 | 0 | 0 | 0 | 0 | 0 | 0 | 0 | 0 | 0 | 0 | 0 | 0 | 0 | 0 | 0 | 0 | 0 | 0 | 0 | 0 | 0
PSE | 20 | Winter | Peak | 4 | Res CPP-No Enablement | Industrial | Frozen Food | 0 | 0 | 0 | 0 | 0 | 0 | 0 | 0 | 0 | 0 | 0 | 0 | 0 | 0 | 0 | 0 | 0 | 0 | 0 | 0 | 0 | 0 | 0 | 0 | 0 | 0 | 0 | [6 empty] | 0 | 0 | 0 | 0 | 0 | 0 | 0 | 0 | 0 | 0 | 0 | 0 | 0 | 0 | 0 | 0 | 0 | 0 | 0 | 0 | 0 | 0 | 0 | 0 | 0 | 0 | 0 | 0 | 0 | 0
PSE | 20 | Winter | Peak | 4 | Res CPP-No Enablement | Industrial | Other Food | 0 | 0 | 0 | 0 | 0 | 0 | 0 | 0 | 0 | 0 | 0 | 0 | 0 | 0 | 0 | 0 | 0 | 0 | 0 | 0 | 0 | 0 | 0 | 0 | 0 | 0 | 0 | [6 empty] | 0 | 0 | 0 | 0 | 0 | 0 | 0 | 0 | 0 | 0 | 0 | 0 | 0 | 0 | 0 | 0 | 0 | 0 | 0 | 0 | 0 | 0 | 0 | 0 | 0 | 0 | 0 | 0 | 0 | 0
PSE | 20 | Winter | Peak | 4 | Res CPP-No Enablement | Industrial | Wood - Lumber | 0 | 0 | 0 | 0 | 0 | 0 | 0 | 0 | 0 | 0 | 0 | 0 | 0 | 0 | 0 | 0 | 0 | 0 | 0 | 0 | 0 | 0 | 0 | 0 | 0 | 0 | 0 | [6 empty] | 0 | 0 | 0 | 0 | 0 | 0 | 0 | 0 | 0 | 0 | 0 | 0 | 0 | 0 | 0 | 0 | 0 | 0 | 0 | 0 | 0 | 0 | 0 | 0 | 0 | 0 | 0 | 0 | 0 | 0
PSE | 20 | Winter | Peak | 4 | Res CPP-No Enablement | Industrial | Wood - Panel | 0 | 0 | 0 | 0 | 0 | 0 | 0 | 0 | 0 | 0 | 0 | 0 | 0 | 0 | 0 | 0 | 0 | 0 | 0 | 0 | 0 | 0 | 0 | 0 | 0 | 0 | 0 | [6 empty] | 0 | 0 | 0 | 0 | 0 | 0 | 0 | 0 | 0 | 0 | 0 | 0 | 0 | 0 | 0 | 0 | 0 | 0 | 0 | 0 | 0 | 0 | 0 | 0 | 0 | 0 | 0 | 0 | 0 | 0
PSE | 20 | Winter | Peak | 4 | Res CPP-No Enablement | Industrial | Wood - Other | 0 | 0 | 0 | 0 | 0 | 0 | 0 | 0 | 0 | 0 | 0 | 0 | 0 | 0 | 0 | 0 | 0 | 0 | 0 | 0 | 0 | 0 | 0 | 0 | 0 | 0 | 0 | [6 empty] | 0 | 0 | 0 | 0 | 0 | 0 | 0 | 0 | 0 | 0 | 0 | 0 | 0 | 0 | 0 | 0 | 0 | 0 | 0 | 0 | 0 | 0 | 0 | 0 | 0 | 0 | 0 | 0 | 0 | 0
PSE | 20 | Winter | Peak | 4 | Res CPP-No Enablement | Industrial | Sugar | 0 | 0 | 0 | 0 | 0 | 0 | 0 | 0 | 0 | 0 | 0 | 0 | 0 | 0 | 0 | 0 | 0 | 0 | 0 | 0 | 0 | 0 | 0 | 0 | 0 | 0 | 0 | [6 empty] | 0 | 0 | 0 | 0 | 0 | 0 | 0 | 0 | 0 | 0 | 0 | 0 | 0 | 0 | 0 | 0 | 0 | 0 | 0 | 0 | 0 | 0 | 0 | 0 | 0 | 0 | 0 | 0 | 0 | 0
PSE | 20 | Winter | Peak | 4 | Res CPP-No Enablement | Industrial | Hi Tech - Chip Fab | 0 | 0 | 0 | 0 | 0 | 0 | 0 | 0 | 0 | 0 | 0 | 0 | 0 | 0 | 0 | 0 | 0 | 0 | 0 | 0 | 0 | 0 | 0 | 0 | 0 | 0 | 0 | [6 empty] | 0 | 0 | 0 | 0 | 0 | 0 | 0 | 0 | 0 | 0 | 0 | 0 | 0 | 0 | 0 | 0 | 0 | 0 | 0 | 0 | 0 | 0 | 0 | 0 | 0 | 0 | 0 | 0 | 0 | 0
PSE | 20 | Winter | Peak | 4 | Res CPP-No Enablement | Industrial | Hi Tech - Silicon | 0 | 0 | 0 | 0 | 0 | 0 | 0 | 0 | 0 | 0 | 0 | 0 | 0 | 0 | 0 | 0 | 0 | 0 | 0 | 0 | 0 | 0 | 0 | 0 | 0 | 0 | 0 | [6 empty] | 0 | 0 | 0 | 0 | 0 | 0 | 0 | 0 | 0 | 0 | 0 | 0 | 0 | 0 | 0 | 0 | 0 | 0 | 0 | 0 | 0 | 0 | 0 | 0 | 0 | 0 | 0 | 0 | 0 | 0
PSE | 20 | Winter | Peak | 4 | Res CPP-No Enablement | Industrial | Metal Fab | 0 | 0 | 0 | 0 | 0 | 0 | 0 | 0 | 0 | 0 | 0 | 0 | 0 | 0 | 0 | 0 | 0 | 0 | 0 | 0 | 0 | 0 | 0 | 0 | 0 | 0 | 0 | [6 empty] | 0 | 0 | 0 | 0 | 0 | 0 | 0 | 0 | 0 | 0 | 0 | 0 | 0 | 0 | 0 | 0 | 0 | 0 | 0 | 0 | 0 | 0 | 0 | 0 | 0 | 0 | 0 | 0 | 0 | 0
PSE | 20 | Winter | Peak | 4 | Res CPP-No Enablement | Industrial | Transportation, Equip | 0 | 0 | 0 | 0 | 0 | 0 | 0 | 0 | 0 | 0 | 0 | 0 | 0 | 0 | 0 | 0 | 0 | 0 | 0 | 0 | 0 | 0 | 0 | 0 | 0 | 0 | 0 | [6 empty] | 0 | 0 | 0 | 0 | 0 | 0 | 0 | 0 | 0 | 0 | 0 | 0 | 0 | 0 | 0 | 0 | 0 | 0 | 0 | 0 | 0 | 0 | 0 | 0 | 0 | 0 | 0 | 0 | 0 | 0
PSE | 20 | Winter | Peak | 4 | Res CPP-No Enablement | Industrial | Refinery | 0.81812 | 0 | 0 | 0 | 0 | 0 | 0 | 0 | 0 | 0 | 0 | 0 | 0 | 0 | 0 | 0 | 0 | 0 | 0 | 0 | 0 | 0 | 0 | 0 | 0 | 0 | 0 | [6 empty] | 0 | 0 | 0 | 0 | 0 | 0 | 0 | 0 | 0 | 0 | 0 | 0 | 0 | 0 | 0 | 0 | 0 | 0 | 0 | 0 | 0 | 0 | 0 | 0 | 0 | 0 | 0 | 0 | 0 | 0
PSE | 20 | Winter | Peak | 4 | Res CPP-No Enablement | Industrial | Cold Storage | 2.4825 | 0 | 0 | 0 | 0 | 0 | 0 | 0 | 0 | 0 | 0 | 0 | 0 | 0 | 0 | 0 | 0 | 0 | 0 | 0 | 0 | 0 | 0 | 0 | 0 | 0 | 0 | [6 empty] | 0 | 0 | 0 | 0 | 0 | 0 | 0 | 0 | 0 | 0 | 0 | 0 | 0 | 0 | 0 | 0 | 0 | 0 | 0 | 0 | 0 | 0 | 0 | 0 | 0 | 0 | 0 | 0 | 0 | 0
PSE | 20 | Winter | Peak | 4 | Res CPP-No Enablement | Industrial | Fruit Storage | 8.9416e-05 | 0 | 0 | 0 | 0 | 0 | 0 | 0 | 0 | 0 | 0 | 0 | 0 | 0 | 0 | 0 | 0 | 0 | 0 | 0 | 0 | 0 | 0 | 0 | 0 | 0 | 0 | [6 empty] | 0 | 0 | 0 | 0 | 0 | 0 | 0 | 0 | 0 | 0 | 0 | 0 | 0 | 0 | 0 | 0 | 0 | 0 | 0 | 0 | 0 | 0 | 0 | 0 | 0 | 0 | 0 | 0 | 0 | 0
PSE | 20 | Winter | Peak | 4 | Res CPP-No Enablement | Industrial | Chemical | 6.0867 | 0 | 0 | 0 | 0 | 0 | 0 | 0 | 0 | 0 | 0 | 0 | 0 | 0 | 0 | 0 | 0 | 0 | 0 | 0 | 0 | 0 | 0 | 0 | 0 | 0 | 0 | [6 empty] | 0 | 0 | 0 | 0 | 0 | 0 | 0 | 0 | 0 | 0 | 0 | 0 | 0 | 0 | 0 | 0 | 0 | 0 | 0 | 0 | 0 | 0 | 0 | 0 | 0 | 0 | 0 | 0 | 0 | 0
PSE | 20 | Winter | Peak | 4 | Res CPP-No Enablement | Industrial | Misc Manf | 0 | 0 | 0 | 0 | 0 | 0 | 0 | 0 | 0 | 0 | 0 | 0 | 0 | 0 | 0 | 0 | 0 | 0 | 0 | 0 | 0 | 0 | 0 | 0 | 0 | 0 | 0 | [6 empty] | 0 | 0 | 0 | 0 | 0 | 0 | 0 | 0 | 0 | 0 | 0 | 0 | 0 | 0 | 0 | 0 | 0 | 0 | 0 | 0 | 0 | 0 | 0 | 0 | 0 | 0 | 0 | 0 | 0 | 0
PSE | 20 | Winter | Peak | 4 | Res CPP-No Enablement | Residential | Single Family | 2453.305 | 2409.2184 | 289.1062 | 33.2439 | 33.4651 | 33.9938 | 34.5827 | 35.0711 | 35.5582 | 36.0334 | 36.5212 | 37.0268 | 37.6416 | 38.1862 | 38.6714 | 39.182 | 39.8355 | 40.4504 | 41.0968 | 41.6989 | 42.3178 | 42.9057 | 43.5528 | 44.1544 | 44.7404 | 45.2529 | 45.8198 | [6 empty] | 103340.8795 | 104399.5131 | 105612.8929 | 106874.9008 | 108128.2007 | 109373.1661 | 110611.2414 | 111847.5556 | 113087.6922 | 114332.7468 | 115575.0746 | 116811.4375 | 118045.7148 | 119273.1993 | 120486.3195 | 121683.6063 | 122866.9101 | 124038.8198 | 125202.6626 | 126358.0654 | 127506.7323 | 128648.2981 | 129781.432 | 130909.453 | 0 | 0 | 0 | 0 | 0 | 0
PSE | 20 | Winter | Peak | 4 | Res CPP-No Enablement | Residential | Multifamily Low-Rise | 573.5496 | 572.563 | 68.7076 | 7.4123 | 7.4616 | 7.5795 | 7.7108 | 7.8197 | 7.9283 | 8.0343 | 8.143 | 8.2558 | 8.3929 | 8.5143 | 8.6225 | 8.7363 | 8.882 | 9.0191 | 9.1633 | 9.2975 | 9.4355 | 9.5666 | 9.7109 | 9.845 | 9.9757 | 10.0899 | 10.2163 | [6 empty] | 36239.3354 | 36610.5746 | 37036.0798 | 37478.6377 | 37918.142 | 38354.7235 | 38788.8888 | 39222.4365 | 39657.3247 | 40093.9375 | 40529.5941 | 40963.1589 | 41395.9923 | 41826.4437 | 42251.8578 | 42671.7195 | 43086.6777 | 43497.6402 | 43905.7739 | 44310.9478 | 44713.7596 | 45114.0812 | 45511.4459 | 45907.0177 | 0 | 0 | 0 | 0 | 0 | 0
PSE | 20 | Winter | Peak | 4 | Res CPP-No Enablement | Residential | Multifamily High-Rise | 104.5135 | 104.3337 | 12.52 | 1.3507 | 1.3597 | 1.3812 | 1.4051 | 1.4249 | 1.4447 | 1.464 | 1.4838 | 1.5044 | 1.5294 | 1.5515 | 1.5712 | 1.592 | 1.6185 | 1.6435 | 1.6698 | 1.6942 | 1.7194 | 1.7432 | 1.7695 | 1.794 | 1.8178 | 1.8386 | 1.8616 | [6 empty] | 6603.6122 | 6671.2603 | 6748.7968 | 6829.4406 | 6909.5281 | 6989.0829 | 7068.1975 | 7147.1995 | 7226.4458 | 7306.0064 | 7385.3927 | 7464.3978 | 7543.2697 | 7621.7075 | 7699.2274 | 7775.7356 | 7851.3502 | 7926.2367 | 8000.6077 | 8074.4394 | 8147.8406 | 8220.7881 | 8293.1968 | 8365.2788 | 0 | 0 | 0 | 0 | 0 | 0
PSE | 20 | Winter | Peak | 4 | Res CPP-No Enablement | Residential | Manufactured | 510.8596 | 495.385 | 59.4462 | 4.7663 | 4.798 | 4.8738 | 4.9582 | 5.0282 | 5.0981 | 5.1662 | 5.2361 | 5.3086 | 5.3968 | 5.4748 | 5.5444 | 5.6176 | 5.7113 | 5.7995 | 5.8921 | 5.9785 | 6.0672 | 6.1515 | 6.2443 | 6.3305 | 6.4145 | 6.488 | 6.5693 | [6 empty] | 10689.6022 | 10799.1075 | 10924.6198 | 11055.1622 | 11184.8038 | 11313.5832 | 11441.65 | 11569.5346 | 11697.8146 | 11826.6033 | 11955.11 | 12082.9996 | 12210.6735 | 12337.6448 | 12463.1302 | 12586.9778 | 12709.3789 | 12830.6015 | 12950.9897 | 13070.5048 | 13189.3231 | 13307.4069 | 13424.6185 | 13541.3013 | 0 | 0 | 0 | 0 | 0 | 0
PSE | 20 | Winter | Peak | 4 | Res CPP-No Enablement | 0 | 0 | 0 | 0 | 0 | 0 | 0 | 0 | 0 | 0 | 0 | 0 | 0 | 0 | 0 | 0 | 0 | 0 | 0 | 0 | 0 | 0 | 0 | 0 | 0 | 0 | 0 | 0 | 0 | [6 empty] | 0 | 0 | 0 | 0 | 0 | 0 | 0 | 0 | 0 | 0 | 0 | 0 | 0 | 0 | 0 | 0 | 0 | 0 | 0 | 0 | 0 | 0 | 0 | 0 | 0 | 0 | 0 | 0 | 0 | 0
PSE | 20 | Winter | Peak | 4 | Res CPP-With Enablement | Commercial | Hospital | 41.5522 | 0 | 0 | 0 | 0 | 0 | 0 | 0 | 0 | 0 | 0 | 0 | 0 | 0 | 0 | 0 | 0 | 0 | 0 | 0 | 0 | 0 | 0 | 0 | 0 | 0 | 0 | [6 empty] | 0 | 0 | 0 | 0 | 0 | 0 | 0 | 0 | 0 | 0 | 0 | 0 | 0 | 0 | 0 | 0 | 0 | 0 | 0 | 0 | 0 | 0 | 0 | 0 | 0 | 0 | 0 | 0 | 0 | 0
PSE | 20 | Winter | Peak | 4 | Res CPP-With Enablement | Commercial | Large Office | 192.7604 | 0 | 0 | 0 | 0 | 0 | 0 | 0 | 0 | 0 | 0 | 0 | 0 | 0 | 0 | 0 | 0 | 0 | 0 | 0 | 0 | 0 | 0 | 0 | 0 | 0 | 0 | [6 empty] | 0 | 0 | 0 | 0 | 0 | 0 | 0 | 0 | 0 | 0 | 0 | 0 | 0 | 0 | 0 | 0 | 0 | 0 | 0 | 0 | 0 | 0 | 0 | 0 | 0 | 0 | 0 | 0 | 0 | 0
PSE | 20 | Winter | Peak | 4 | Res CPP-With Enablement | Commercial | Large Retail | 51.191 | 0 | 0 | 0 | 0 | 0 | 0 | 0 | 0 | 0 | 0 | 0 | 0 | 0 | 0 | 0 | 0 | 0 | 0 | 0 | 0 | 0 | 0 | 0 | 0 | 0 | 0 | [6 empty] | 0 | 0 | 0 | 0 | 0 | 0 | 0 | 0 | 0 | 0 | 0 | 0 | 0 | 0 | 0 | 0 | 0 | 0 | 0 | 0 | 0 | 0 | 0 | 0 | 0 | 0 | 0 | 0 | 0 | 0
PSE | 20 | Winter | Peak | 4 | Res CPP-With Enablement | Commercial | Lodging | 49.099 | 0 | 0 | 0 | 0 | 0 | 0 | 0 | 0 | 0 | 0 | 0 | 0 | 0 | 0 | 0 | 0 | 0 | 0 | 0 | 0 | 0 | 0 | 0 | 0 | 0 | 0 | [6 empty] | 0 | 0 | 0 | 0 | 0 | 0 | 0 | 0 | 0 | 0 | 0 | 0 | 0 | 0 | 0 | 0 | 0 | 0 | 0 | 0 | 0 | 0 | 0 | 0 | 0 | 0 | 0 | 0 | 0 | 0
PSE | 20 | Winter | Peak | 4 | Res CPP-With Enablement | Commercial | Medium Office | 168.005 | 0 | 0 | 0 | 0 | 0 | 0 | 0 | 0 | 0 | 0 | 0 | 0 | 0 | 0 | 0 | 0 | 0 | 0 | 0 | 0 | 0 | 0 | 0 | 0 | 0 | 0 | [6 empty] | 0 | 0 | 0 | 0 | 0 | 0 | 0 | 0 | 0 | 0 | 0 | 0 | 0 | 0 | 0 | 0 | 0 | 0 | 0 | 0 | 0 | 0 | 0 | 0 | 0 | 0 | 0 | 0 | 0 | 0
PSE | 20 | Winter | Peak | 4 | Res CPP-With Enablement | Commercial | Medium Retail | 76.1838 | 0 | 0 | 0 | 0 | 0 | 0 | 0 | 0 | 0 | 0 | 0 | 0 | 0 | 0 | 0 | 0 | 0 | 0 | 0 | 0 | 0 | 0 | 0 | 0 | 0 | 0 | [6 empty] | 0 | 0 | 0 | 0 | 0 | 0 | 0 | 0 | 0 | 0 | 0 | 0 | 0 | 0 | 0 | 0 | 0 | 0 | 0 | 0 | 0 | 0 | 0 | 0 | 0 | 0 | 0 | 0 | 0 | 0
PSE | 20 | Winter | Peak | 4 | Res CPP-With Enablement | Commercial | Other and Assembly | 237.4113 | 0 | 0 | 0 | 0 | 0 | 0 | 0 | 0 | 0 | 0 | 0 | 0 | 0 | 0 | 0 | 0 | 0 | 0 | 0 | 0 | 0 | 0 | 0 | 0 | 0 | 0 | [6 empty] | 0 | 0 | 0 | 0 | 0 | 0 | 0 | 0 | 0 | 0 | 0 | 0 | 0 | 0 | 0 | 0 | 0 | 0 | 0 | 0 | 0 | 0 | 0 | 0 | 0 | 0 | 0 | 0 | 0 | 0
PSE | 20 | Winter | Peak | 4 | Res CPP-With Enablement | Commercial | Residential Care | 16.0883 | 0 | 0 | 0 | 0 | 0 | 0 | 0 | 0 | 0 | 0 | 0 | 0 | 0 | 0 | 0 | 0 | 0 | 0 | 0 | 0 | 0 | 0 | 0 | 0 | 0 | 0 | [6 empty] | 0 | 0 | 0 | 0 | 0 | 0 | 0 | 0 | 0 | 0 | 0 | 0 | 0 | 0 | 0 | 0 | 0 | 0 | 0 | 0 | 0 | 0 | 0 | 0 | 0 | 0 | 0 | 0 | 0 | 0
PSE | 20 | Winter | Peak | 4 | Res CPP-With Enablement | Commercial | Restaurant | 73.1844 | 0 | 0 | 0 | 0 | 0 | 0 | 0 | 0 | 0 | 0 | 0 | 0 | 0 | 0 | 0 | 0 | 0 | 0 | 0 | 0 | 0 | 0 | 0 | 0 | 0 | 0 | [6 empty] | 0 | 0 | 0 | 0 | 0 | 0 | 0 | 0 | 0 | 0 | 0 | 0 | 0 | 0 | 0 | 0 | 0 | 0 | 0 | 0 | 0 | 0 | 0 | 0 | 0 | 0 | 0 | 0 | 0 | 0
PSE | 20 | Winter | Peak | 4 | Res CPP-With Enablement | Commercial | School K-12 | 80.6987 | 0 | 0 | 0 | 0 | 0 | 0 | 0 | 0 | 0 | 0 | 0 | 0 | 0 | 0 | 0 | 0 | 0 | 0 | 0 | 0 | 0 | 0 | 0 | 0 | 0 | 0 | [6 empty] | 0 | 0 | 0 | 0 | 0 | 0 | 0 | 0 | 0 | 0 | 0 | 0 | 0 | 0 | 0 | 0 | 0 | 0 | 0 | 0 | 0 | 0 | 0 | 0 | 0 | 0 | 0 | 0 | 0 | 0
PSE | 20 | Winter | Peak | 4 | Res CPP-With Enablement | Commercial | Small Office | 143.0667 | 0 | 0 | 0 | 0 | 0 | 0 | 0 | 0 | 0 | 0 | 0 | 0 | 0 | 0 | 0 | 0 | 0 | 0 | 0 | 0 | 0 | 0 | 0 | 0 | 0 | 0 | [6 empty] | 0 | 0 | 0 | 0 | 0 | 0 | 0 | 0 | 0 | 0 | 0 | 0 | 0 | 0 | 0 | 0 | 0 | 0 | 0 | 0 | 0 | 0 | 0 | 0 | 0 | 0 | 0 | 0 | 0 | 0
PSE | 20 | Winter | Peak | 4 | Res CPP-With Enablement | Commercial | Small Retail | 16.4733 | 0 | 0 | 0 | 0 | 0 | 0 | 0 | 0 | 0 | 0 | 0 | 0 | 0 | 0 | 0 | 0 | 0 | 0 | 0 | 0 | 0 | 0 | 0 | 0 | 0 | 0 | [6 empty] | 0 | 0 | 0 | 0 | 0 | 0 | 0 | 0 | 0 | 0 | 0 | 0 | 0 | 0 | 0 | 0 | 0 | 0 | 0 | 0 | 0 | 0 | 0 | 0 | 0 | 0 | 0 | 0 | 0 | 0
PSE | 20 | Winter | Peak | 4 | Res CPP-With Enablement | Commercial | Supermarket and MiniMart | 79.7574 | 0 | 0 | 0 | 0 | 0 | 0 | 0 | 0 | 0 | 0 | 0 | 0 | 0 | 0 | 0 | 0 | 0 | 0 | 0 | 0 | 0 | 0 | 0 | 0 | 0 | 0 | [6 empty] | 0 | 0 | 0 | 0 | 0 | 0 | 0 | 0 | 0 | 0 | 0 | 0 | 0 | 0 | 0 | 0 | 0 | 0 | 0 | 0 | 0 | 0 | 0 | 0 | 0 | 0 | 0 | 0 | 0 | 0
PSE | 20 | Winter | Peak | 4 | Res CPP-With Enablement | Commercial | University | 31.9207 | 0 | 0 | 0 | 0 | 0 | 0 | 0 | 0 | 0 | 0 | 0 | 0 | 0 | 0 | 0 | 0 | 0 | 0 | 0 | 0 | 0 | 0 | 0 | 0 | 0 | 0 | [6 empty] | 0 | 0 | 0 | 0 | 0 | 0 | 0 | 0 | 0 | 0 | 0 | 0 | 0 | 0 | 0 | 0 | 0 | 0 | 0 | 0 | 0 | 0 | 0 | 0 | 0 | 0 | 0 | 0 | 0 | 0
PSE | 20 | Winter | Peak | 4 | Res CPP-With Enablement | Commercial | Warehouse | 83.077 | 0 | 0 | 0 | 0 | 0 | 0 | 0 | 0 | 0 | 0 | 0 | 0 | 0 | 0 | 0 | 0 | 0 | 0 | 0 | 0 | 0 | 0 | 0 | 0 | 0 | 0 | [6 empty] | 0 | 0 | 0 | 0 | 0 | 0 | 0 | 0 | 0 | 0 | 0 | 0 | 0 | 0 | 0 | 0 | 0 | 0 | 0 | 0 | 0 | 0 | 0 | 0 | 0 | 0 | 0 | 0 | 0 | 0
PSE | 20 | Winter | Peak | 4 | Res CPP-With Enablement | Commercial | Xlarge Retail | 37.2128 | 0 | 0 | 0 | 0 | 0 | 0 | 0 | 0 | 0 | 0 | 0 | 0 | 0 | 0 | 0 | 0 | 0 | 0 | 0 | 0 | 0 | 0 | 0 | 0 | 0 | 0 | [6 empty] | 0 | 0 | 0 | 0 | 0 | 0 | 0 | 0 | 0 | 0 | 0 | 0 | 0 | 0 | 0 | 0 | 0 | 0 | 0 | 0 | 0 | 0 | 0 | 0 | 0 | 0 | 0 | 0 | 0 | 0
PSE | 20 | Winter | Peak | 4 | Res CPP-With Enablement | Industrial | Mechanical Pulp | 0 | 0 | 0 | 0 | 0 | 0 | 0 | 0 | 0 | 0 | 0 | 0 | 0 | 0 | 0 | 0 | 0 | 0 | 0 | 0 | 0 | 0 | 0 | 0 | 0 | 0 | 0 | [6 empty] | 0 | 0 | 0 | 0 | 0 | 0 | 0 | 0 | 0 | 0 | 0 | 0 | 0 | 0 | 0 | 0 | 0 | 0 | 0 | 0 | 0 | 0 | 0 | 0 | 0 | 0 | 0 | 0 | 0 | 0
PSE | 20 | Winter | Peak | 4 | Res CPP-With Enablement | Industrial | Kraft Pulp | 0 | 0 | 0 | 0 | 0 | 0 | 0 | 0 | 0 | 0 | 0 | 0 | 0 | 0 | 0 | 0 | 0 | 0 | 0 | 0 | 0 | 0 | 0 | 0 | 0 | 0 | 0 | [6 empty] | 0 | 0 | 0 | 0 | 0 | 0 | 0 | 0 | 0 | 0 | 0 | 0 | 0 | 0 | 0 | 0 | 0 | 0 | 0 | 0 | 0 | 0 | 0 | 0 | 0 | 0 | 0 | 0 | 0 | 0
PSE | 20 | Winter | Peak | 4 | Res CPP-With Enablement | Industrial | Paper | 0 | 0 | 0 | 0 | 0 | 0 | 0 | 0 | 0 | 0 | 0 | 0 | 0 | 0 | 0 | 0 | 0 | 0 | 0 | 0 | 0 | 0 | 0 | 0 | 0 | 0 | 0 | [6 empty] | 0 | 0 | 0 | 0 | 0 | 0 | 0 | 0 | 0 | 0 | 0 | 0 | 0 | 0 | 0 | 0 | 0 | 0 | 0 | 0 | 0 | 0 | 0 | 0 | 0 | 0 | 0 | 0 | 0 | 0
PSE | 20 | Winter | Peak | 4 | Res CPP-With Enablement | Industrial | Foundries | 0 | 0 | 0 | 0 | 0 | 0 | 0 | 0 | 0 | 0 | 0 | 0 | 0 | 0 | 0 | 0 | 0 | 0 | 0 | 0 | 0 | 0 | 0 | 0 | 0 | 0 | 0 | [6 empty] | 0 | 0 | 0 | 0 | 0 | 0 | 0 | 0 | 0 | 0 | 0 | 0 | 0 | 0 | 0 | 0 | 0 | 0 | 0 | 0 | 0 | 0 | 0 | 0 | 0 | 0 | 0 | 0 | 0 | 0
PSE | 20 | Winter | Peak | 4 | Res CPP-With Enablement | Industrial | Frozen Food | 0 | 0 | 0 | 0 | 0 | 0 | 0 | 0 | 0 | 0 | 0 | 0 | 0 | 0 | 0 | 0 | 0 | 0 | 0 | 0 | 0 | 0 | 0 | 0 | 0 | 0 | 0 | [6 empty] | 0 | 0 | 0 | 0 | 0 | 0 | 0 | 0 | 0 | 0 | 0 | 0 | 0 | 0 | 0 | 0 | 0 | 0 | 0 | 0 | 0 | 0 | 0 | 0 | 0 | 0 | 0 | 0 | 0 | 0
PSE | 20 | Winter | Peak | 4 | Res CPP-With Enablement | Industrial | Other Food | 0 | 0 | 0 | 0 | 0 | 0 | 0 | 0 | 0 | 0 | 0 | 0 | 0 | 0 | 0 | 0 | 0 | 0 | 0 | 0 | 0 | 0 | 0 | 0 | 0 | 0 | 0 | [6 empty] | 0 | 0 | 0 | 0 | 0 | 0 | 0 | 0 | 0 | 0 | 0 | 0 | 0 | 0 | 0 | 0 | 0 | 0 | 0 | 0 | 0 | 0 | 0 | 0 | 0 | 0 | 0 | 0 | 0 | 0
PSE | 20 | Winter | Peak | 4 | Res CPP-With Enablement | Industrial | Wood - Lumber | 0 | 0 | 0 | 0 | 0 | 0 | 0 | 0 | 0 | 0 | 0 | 0 | 0 | 0 | 0 | 0 | 0 | 0 | 0 | 0 | 0 | 0 | 0 | 0 | 0 | 0 | 0 | [6 empty] | 0 | 0 | 0 | 0 | 0 | 0 | 0 | 0 | 0 | 0 | 0 | 0 | 0 | 0 | 0 | 0 | 0 | 0 | 0 | 0 | 0 | 0 | 0 | 0 | 0 | 0 | 0 | 0 | 0 | 0
PSE | 20 | Winter | Peak | 4 | Res CPP-With Enablement | Industrial | Wood - Panel | 0 | 0 | 0 | 0 | 0 | 0 | 0 | 0 | 0 | 0 | 0 | 0 | 0 | 0 | 0 | 0 | 0 | 0 | 0 | 0 | 0 | 0 | 0 | 0 | 0 | 0 | 0 | [6 empty] | 0 | 0 | 0 | 0 | 0 | 0 | 0 | 0 | 0 | 0 | 0 | 0 | 0 | 0 | 0 | 0 | 0 | 0 | 0 | 0 | 0 | 0 | 0 | 0 | 0 | 0 | 0 | 0 | 0 | 0
PSE | 20 | Winter | Peak | 4 | Res CPP-With Enablement | Industrial | Wood - Other | 0 | 0 | 0 | 0 | 0 | 0 | 0 | 0 | 0 | 0 | 0 | 0 | 0 | 0 | 0 | 0 | 0 | 0 | 0 | 0 | 0 | 0 | 0 | 0 | 0 | 0 | 0 | [6 empty] | 0 | 0 | 0 | 0 | 0 | 0 | 0 | 0 | 0 | 0 | 0 | 0 | 0 | 0 | 0 | 0 | 0 | 0 | 0 | 0 | 0 | 0 | 0 | 0 | 0 | 0 | 0 | 0 | 0 | 0
PSE | 20 | Winter | Peak | 4 | Res CPP-With Enablement | Industrial | Sugar | 0 | 0 | 0 | 0 | 0 | 0 | 0 | 0 | 0 | 0 | 0 | 0 | 0 | 0 | 0 | 0 | 0 | 0 | 0 | 0 | 0 | 0 | 0 | 0 | 0 | 0 | 0 | [6 empty] | 0 | 0 | 0 | 0 | 0 | 0 | 0 | 0 | 0 | 0 | 0 | 0 | 0 | 0 | 0 | 0 | 0 | 0 | 0 | 0 | 0 | 0 | 0 | 0 | 0 | 0 | 0 | 0 | 0 | 0
PSE | 20 | Winter | Peak | 4 | Res CPP-With Enablement | Industrial | Hi Tech - Chip Fab | 0 | 0 | 0 | 0 | 0 | 0 | 0 | 0 | 0 | 0 | 0 | 0 | 0 | 0 | 0 | 0 | 0 | 0 | 0 | 0 | 0 | 0 | 0 | 0 | 0 | 0 | 0 | [6 empty] | 0 | 0 | 0 | 0 | 0 | 0 | 0 | 0 | 0 | 0 | 0 | 0 | 0 | 0 | 0 | 0 | 0 | 0 | 0 | 0 | 0 | 0 | 0 | 0 | 0 | 0 | 0 | 0 | 0 | 0
PSE | 20 | Winter | Peak | 4 | Res CPP-With Enablement | Industrial | Hi Tech - Silicon | 0 | 0 | 0 | 0 | 0 | 0 | 0 | 0 | 0 | 0 | 0 | 0 | 0 | 0 | 0 | 0 | 0 | 0 | 0 | 0 | 0 | 0 | 0 | 0 | 0 | 0 | 0 | [6 empty] | 0 | 0 | 0 | 0 | 0 | 0 | 0 | 0 | 0 | 0 | 0 | 0 | 0 | 0 | 0 | 0 | 0 | 0 | 0 | 0 | 0 | 0 | 0 | 0 | 0 | 0 | 0 | 0 | 0 | 0
PSE | 20 | Winter | Peak | 4 | Res CPP-With Enablement | Industrial | Metal Fab | 0 | 0 | 0 | 0 | 0 | 0 | 0 | 0 | 0 | 0 | 0 | 0 | 0 | 0 | 0 | 0 | 0 | 0 | 0 | 0 | 0 | 0 | 0 | 0 | 0 | 0 | 0 | [6 empty] | 0 | 0 | 0 | 0 | 0 | 0 | 0 | 0 | 0 | 0 | 0 | 0 | 0 | 0 | 0 | 0 | 0 | 0 | 0 | 0 | 0 | 0 | 0 | 0 | 0 | 0 | 0 | 0 | 0 | 0
PSE | 20 | Winter | Peak | 4 | Res CPP-With Enablement | Industrial | Transportation, Equip | 0 | 0 | 0 | 0 | 0 | 0 | 0 | 0 | 0 | 0 | 0 | 0 | 0 | 0 | 0 | 0 | 0 | 0 | 0 | 0 | 0 | 0 | 0 | 0 | 0 | 0 | 0 | [6 empty] | 0 | 0 | 0 | 0 | 0 | 0 | 0 | 0 | 0 | 0 | 0 | 0 | 0 | 0 | 0 | 0 | 0 | 0 | 0 | 0 | 0 | 0 | 0 | 0 | 0 | 0 | 0 | 0 | 0 | 0
PSE | 20 | Winter | Peak | 4 | Res CPP-With Enablement | Industrial | Refinery | 0.81812 | 0 | 0 | 0 | 0 | 0 | 0 | 0 | 0 | 0 | 0 | 0 | 0 | 0 | 0 | 0 | 0 | 0 | 0 | 0 | 0 | 0 | 0 | 0 | 0 | 0 | 0 | [6 empty] | 0 | 0 | 0 | 0 | 0 | 0 | 0 | 0 | 0 | 0 | 0 | 0 | 0 | 0 | 0 | 0 | 0 | 0 | 0 | 0 | 0 | 0 | 0 | 0 | 0 | 0 | 0 | 0 | 0 | 0
PSE | 20 | Winter | Peak | 4 | Res CPP-With Enablement | Industrial | Cold Storage | 2.4825 | 0 | 0 | 0 | 0 | 0 | 0 | 0 | 0 | 0 | 0 | 0 | 0 | 0 | 0 | 0 | 0 | 0 | 0 | 0 | 0 | 0 | 0 | 0 | 0 | 0 | 0 | [6 empty] | 0 | 0 | 0 | 0 | 0 | 0 | 0 | 0 | 0 | 0 | 0 | 0 | 0 | 0 | 0 | 0 | 0 | 0 | 0 | 0 | 0 | 0 | 0 | 0 | 0 | 0 | 0 | 0 | 0 | 0
PSE | 20 | Winter | Peak | 4 | Res CPP-With Enablement | Industrial | Fruit Storage | 8.9416e-05 | 0 | 0 | 0 | 0 | 0 | 0 | 0 | 0 | 0 | 0 | 0 | 0 | 0 | 0 | 0 | 0 | 0 | 0 | 0 | 0 | 0 | 0 | 0 | 0 | 0 | 0 | [6 empty] | 0 | 0 | 0 | 0 | 0 | 0 | 0 | 0 | 0 | 0 | 0 | 0 | 0 | 0 | 0 | 0 | 0 | 0 | 0 | 0 | 0 | 0 | 0 | 0 | 0 | 0 | 0 | 0 | 0 | 0
PSE | 20 | Winter | Peak | 4 | Res CPP-With Enablement | Industrial | Chemical | 6.0867 | 0 | 0 | 0 | 0 | 0 | 0 | 0 | 0 | 0 | 0 | 0 | 0 | 0 | 0 | 0 | 0 | 0 | 0 | 0 | 0 | 0 | 0 | 0 | 0 | 0 | 0 | [6 empty] | 0 | 0 | 0 | 0 | 0 | 0 | 0 | 0 | 0 | 0 | 0 | 0 | 0 | 0 | 0 | 0 | 0 | 0 | 0 | 0 | 0 | 0 | 0 | 0 | 0 | 0 | 0 | 0 | 0 | 0
PSE | 20 | Winter | Peak | 4 | Res CPP-With Enablement | Industrial | Misc Manf | 0 | 0 | 0 | 0 | 0 | 0 | 0 | 0 | 0 | 0 | 0 | 0 | 0 | 0 | 0 | 0 | 0 | 0 | 0 | 0 | 0 | 0 | 0 | 0 | 0 | 0 | 0 | [6 empty] | 0 | 0 | 0 | 0 | 0 | 0 | 0 | 0 | 0 | 0 | 0 | 0 | 0 | 0 | 0 | 0 | 0 | 0 | 0 | 0 | 0 | 0 | 0 | 0 | 0 | 0 | 0 | 0 | 0 | 0
PSE | 20 | Winter | Peak | 4 | Res CPP-With Enablement | Residential | Single Family | 2453.305 | 44.0866 | 9.4705 | 0.95838 | 0.96476 | 0.98 | 0.99698 | 1.0111 | 1.0251 | 1.0388 | 1.0529 | 1.0674 | 1.0852 | 1.1009 | 1.1148 | 1.1296 | 1.1484 | 1.1661 | 1.1848 | 1.2021 | 1.22 | 1.2369 | 1.2556 | 1.2729 | 1.2898 | 1.3046 | 1.3209 | [6 empty] | 1891.0487 | 1910.4208 | 1932.6246 | 1955.7183 | 1978.6526 | 2001.4344 | 2024.0901 | 2046.7135 | 2069.407 | 2092.1904 | 2114.9239 | 2137.5483 | 2160.1345 | 2182.5964 | 2204.7954 | 2226.7048 | 2248.3582 | 2269.8031 | 2291.1005 | 2312.2433 | 2333.2629 | 2354.1526 | 2374.888 | 2395.5298 | 0 | 0 | 0 | 0 | 0 | 0
PSE | 20 | Winter | Peak | 4 | Res CPP-With Enablement | Residential | Multifamily Low-Rise | 573.5496 | 0.98653 | 0.25102 | 0.21369 | 0.21511 | 0.21851 | 0.22229 | 0.22543 | 0.22856 | 0.23162 | 0.23475 | 0.238 | 0.24196 | 0.24546 | 0.24858 | 0.25186 | 0.25606 | 0.26001 | 0.26417 | 0.26804 | 0.27201 | 0.27579 | 0.27995 | 0.28382 | 0.28759 | 0.29088 | 0.29452 | [6 empty] | 62.4407 | 63.0803 | 63.8135 | 64.576 | 65.3333 | 66.0855 | 66.8336 | 67.5806 | 68.3299 | 69.0822 | 69.8328 | 70.5799 | 71.3256 | 72.0673 | 72.8003 | 73.5237 | 74.2387 | 74.9468 | 75.65 | 76.3481 | 77.0422 | 77.7319 | 78.4166 | 79.0982 | 0 | 0 | 0 | 0 | 0 | 0
PSE | 20 | Winter | Peak | 4 | Res CPP-With Enablement | Residential | Multifamily High-Rise | 104.5135 | 0.17977 | 0.045742 | 0.038939 | 0.039198 | 0.039817 | 0.040507 | 0.041079 | 0.041649 | 0.042206 | 0.042777 | 0.04337 | 0.04409 | 0.044728 | 0.045296 | 0.045894 | 0.046659 | 0.04738 | 0.048137 | 0.048842 | 0.049567 | 0.050256 | 0.051014 | 0.051718 | 0.052405 | 0.053005 | 0.053669 | [6 empty] | 11.3781 | 11.4946 | 11.6282 | 11.7672 | 11.9052 | 12.0422 | 12.1786 | 12.3147 | 12.4512 | 12.5883 | 12.7251 | 12.8612 | 12.9971 | 13.1323 | 13.2658 | 13.3977 | 13.5279 | 13.657 | 13.7851 | 13.9123 | 14.0388 | 14.1645 | 14.2892 | 14.4134 | 0 | 0 | 0 | 0 | 0 | 0
PSE | 20 | Winter | Peak | 4 | Res CPP-With Enablement | Residential | Manufactured | 510.8596 | 15.4746 | 4.8092 | 0.13741 | 0.13832 | 0.1405 | 0.14294 | 0.14496 | 0.14697 | 0.14893 | 0.15095 | 0.15304 | 0.15558 | 0.15783 | 0.15984 | 0.16195 | 0.16465 | 0.16719 | 0.16986 | 0.17235 | 0.17491 | 0.17734 | 0.18001 | 0.1825 | 0.18492 | 0.18704 | 0.18938 | [6 empty] | 333.9156 | 337.3363 | 341.257 | 345.3348 | 349.3844 | 353.4072 | 357.4076 | 361.4024 | 365.4096 | 369.4326 | 373.4468 | 377.4418 | 381.43 | 385.3962 | 389.3161 | 393.1847 | 397.0082 | 400.7949 | 404.5555 | 408.2889 | 412.0004 | 415.6891 | 419.3505 | 422.9953 | 0 | 0 | 0 | 0 | 0 | 0
PSE | 20 | Winter | Peak | 4 | Res CPP-With Enablement | 0 | 0 | 0 | 0 | 0 | 0 | 0 | 0 | 0 | 0 | 0 | 0 | 0 | 0 | 0 | 0 | 0 | 0 | 0 | 0 | 0 | 0 | 0 | 0 | 0 | 0 | 0 | 0 | 0 | [6 empty] | 0 | 0 | 0 | 0 | 0 | 0 | 0 | 0 | 0 | 0 | 0 | 0 | 0 | 0 | 0 | 0 | 0 | 0 | 0 | 0 | 0 | 0 | 0 | 0 | 0 | 0 | 0 | 0 | 0 | 0
0 | 0 | 0 | 0 | 0 | 0 | 0 | 0 | 0 | 0 | 0 | 0 | 0 | 0 | 0 | 0 | 0 | 0 | 0 | 0 | 0 | 0 | 0 | 0 | 0 | 0 | 0 | 0 | 0 | 0 | 0 | 0 | 0 | 0 | 0 | 0 | 0 | 0 | 0 | 0 | 0 | 0 | 0 | 0 | 0 | 0 | 0 | 0 | 0 | 0 | 0 | 0 | 0 | 0 | 0 | 0 | 0 | 0 | 0 | 0 | 0 | 0 | 0 | 0 | 0 | 0 | 0 | 0 | 0 | 0 | 0
0 | 0 | 0 | 0 | 0 | 0 | 0 | 0 | 0 | 0 | 0 | 0 | 0 | 0 | 0 | 0 | 0 | 0 | 0 | 0 | 0 | 0 | 0 | 0 | 0 | 0 | 0 | 0 | 0 | 0 | 0 | 0 | 0 | 0 | 0 | 0 | 0 | 0 | 0 | 0 | 0 | 0 | 0 | 0 | 0 | 0 | 0 | 0 | 0 | 0 | 0 | 0 | 0 | 0 | 0 | 0 | 0 | 0 | 0 | 0 | 0 | 0 | 0 | 0 | 0 | 0 | 0 | 0 | 0 | 0 | 0
0 | 0 | 0 | 0 | 0 | 0 | 0 | 0 | 0 | 0 | 0 | 0 | 0 | 0 | 0 | 0 | 0 | 0 | 0 | 0 | 0 | 0 | 0 | 0 | 0 | 0 | 0 | 0 | 0 | 0 | 0 | 0 | 0 | 0 | 0 | 0 | 0 | 0 | 0 | 0 | 0 | 0 | 0 | 0 | 0 | 0 | 0 | 0 | 0 | 0 | 0 | 0 | 0 | 0 | 0 | 0 | 0 | 0 | 0 | 0 | 0 | 0 | 0 | 0 | 0 | 0 | 0 | 0 | 0 | 0 | 0
0 | 0 | 0 | 0 | 0 | 0 | 0 | 0 | 0 | 0 | 0 | 0 | 0 | 0 | 0 | 0 | 0 | 0 | 0 | 0 | 0 | 0 | 0 | 0 | 0 | 0 | 0 | 0 | 0 | 0 | 0 | 0 | 0 | 0 | 0 | 0 | 0 | 0 | 0 | 0 | 0 | 0 | 0 | 0 | 0 | 0 | 0 | 0 | 0 | 0 | 0 | 0 | 0 | 0 | 0 | 0 | 0 | 0 | 0 | 0 | 0 | 0 | 0 | 0 | 0 | 0 | 0 | 0 | 0 | 0 | 0
0 | 0 | 0 | 0 | 0 | 0 | 0 | 0 | 0 | 0 | 0 | 0 | 0 | 0 | 0 | 0 | 0 | 0 | 0 | 0 | 0 | 0 | 0 | 0 | 0 | 0 | 0 | 0 | 0 | 0 | 0 | 0 | 0 | 0 | 0 | 0 | 0 | 0 | 0 | 0 | 0 | 0 | 0 | 0 | 0 | 0 | 0 | 0 | 0 | 0 | 0 | 0 | 0 | 0 | 0 | 0 | 0 | 0 | 0 | 0 | 0 | 0 | 0 | 0 | 0 | 0 | 0 | 0 | 0 | 0 | 0
0 | 0 | 0 | 0 | 0 | 0 | 0 | 0 | 0 | 0 | 0 | 0 | 0 | 0 | 0 | 0 | 0 | 0 | 0 | 0 | 0 | 0 | 0 | 0 | 0 | 0 | 0 | 0 | 0 | 0 | 0 | 0 | 0 | 0 | 0 | 0 | 0 | 0 | 0 | 0 | 0 | 0 | 0 | 0 | 0 | 0 | 0 | 0 | 0 | 0 | 0 | 0 | 0 | 0 | 0 | 0 | 0 | 0 | 0 | 0 | 0 | 0 | 0 | 0 | 0 | 0 | 0 | 0 | 0 | 0 | 0
0 | 0 | 0 | 0 | 0 | 0 | 0 | 0 | 0 | 0 | 0 | 0 | 0 | 0 | 0 | 0 | 0 | 0 | 0 | 0 | 0 | 0 | 0 | 0 | 0 | 0 | 0 | 0 | 0 | 0 | 0 | 0 | 0 | 0 | 0 | 0 | 0 | 0 | 0 | 0 | 0 | 0 | 0 | 0 | 0 | 0 | 0 | 0 | 0 | 0 | 0 | 0 | 0 | 0 | 0 | 0 | 0 | 0 | 0 | 0 | 0 | 0 | 0 | 0 | 0 | 0 | 0 | 0 | 0 | 0 | 0
0 | 0 | 0 | 0 | 0 | 0 | 0 | 0 | 0 | 0 | 0 | 0 | 0 | 0 | 0 | 0 | 0 | 0 | 0 | 0 | 0 | 0 | 0 | 0 | 0 | 0 | 0 | 0 | 0 | 0 | 0 | 0 | 0 | 0 | 0 | 0 | 0 | 0 | 0 | 0 | 0 | 0 | 0 | 0 | 0 | 0 | 0 | 0 | 0 | 0 | 0 | 0 | 0 | 0 | 0 | 0 | 0 | 0 | 0 | 0 | 0 | 0 | 0 | 0 | 0 | 0 | 0 | 0 | 0 | 0 | 0
0 | 0 | 0 | 0 | 0 | 0 | 0 | 0 | 0 | 0 | 0 | 0 | 0 | 0 | 0 | 0 | 0 | 0 | 0 | 0 | 0 | 0 | 0 | 0 | 0 | 0 | 0 | 0 | 0 | 0 | 0 | 0 | 0 | 0 | 0 | 0 | 0 | 0 | 0 | 0 | 0 | 0 | 0 | 0 | 0 | 0 | 0 | 0 | 0 | 0 | 0 | 0 | 0 | 0 | 0 | 0 | 0 | 0 | 0 | 0 | 0 | 0 | 0 | 0 | 0 | 0 | 0 | 0 | 0 | 0 | 0
0 | 0 | 0 | 0 | 0 | 0 | 0 | 0 | 0 | 0 | 0 | 0 | 0 | 0 | 0 | 0 | 0 | 0 | 0 | 0 | 0 | 0 | 0 | 0 | 0 | 0 | 0 | 0 | 0 | 0 | 0 | 0 | 0 | 0 | 0 | 0 | 0 | 0 | 0 | 0 | 0 | 0 | 0 | 0 | 0 | 0 | 0 | 0 | 0 | 0 | 0 | 0 | 0 | 0 | 0 | 0 | 0 | 0 | 0 | 0 | 0 | 0 | 0 | 0 | 0 | 0 | 0 | 0 | 0 | 0 | 0
0 | 0 | 0 | 0 | 0 | 0 | 0 | 0 | 0 | 0 | 0 | 0 | 0 | 0 | 0 | 0 | 0 | 0 | 0 | 0 | 0 | 0 | 0 | 0 | 0 | 0 | 0 | 0 | 0 | 0 | 0 | 0 | 0 | 0 | 0 | 0 | 0 | 0 | 0 | 0 | 0 | 0 | 0 | 0 | 0 | 0 | 0 | 0 | 0 | 0 | 0 | 0 | 0 | 0 | 0 | 0 | 0 | 0 | 0 | 0 | 0 | 0 | 0 | 0 | 0 | 0 | 0 | 0 | 0 | 0 | 0
0 | 0 | 0 | 0 | 0 | 0 | 0 | 0 | 0 | 0 | 0 | 0 | 0 | 0 | 0 | 0 | 0 | 0 | 0 | 0 | 0 | 0 | 0 | 0 | 0 | 0 | 0 | 0 | 0 | 0 | 0 | 0 | 0 | 0 | 0 | 0 | 0 | 0 | 0 | 0 | 0 | 0 | 0 | 0 | 0 | 0 | 0 | 0 | 0 | 0 | 0 | 0 | 0 | 0 | 0 | 0 | 0 | 0 | 0 | 0 | 0 | 0 | 0 | 0 | 0 | 0 | 0 | 0 | 0 | 0 | 0
0 | 0 | 0 | 0 | 0 | 0 | 0 | 0 | 0 | 0 | 0 | 0 | 0 | 0 | 0 | 0 | 0 | 0 | 0 | 0 | 0 | 0 | 0 | 0 | 0 | 0 | 0 | 0 | 0 | 0 | 0 | 0 | 0 | 0 | 0 | 0 | 0 | 0 | 0 | 0 | 0 | 0 | 0 | 0 | 0 | 0 | 0 | 0 | 0 | 0 | 0 | 0 | 0 | 0 | 0 | 0 | 0 | 0 | 0 | 0 | 0 | 0 | 0 | 0 | 0 | 0 | 0 | 0 | 0 | 0 | 0
0 | 0 | 0 | 0 | 0 | 0 | 0 | 0 | 0 | 0 | 0 | 0 | 0 | 0 | 0 | 0 | 0 | 0 | 0 | 0 | 0 | 0 | 0 | 0 | 0 | 0 | 0 | 0 | 0 | 0 | 0 | 0 | 0 | 0 | 0 | 0 | 0 | 0 | 0 | 0 | 0 | 0 | 0 | 0 | 0 | 0 | 0 | 0 | 0 | 0 | 0 | 0 | 0 | 0 | 0 | 0 | 0 | 0 | 0 | 0 | 0 | 0 | 0 | 0 | 0 | 0 | 0 | 0 | 0 | 0 | 0
0 | 0 | 0 | 0 | 0 | 0 | 0 | 0 | 0 | 0 | 0 | 0 | 0 | 0 | 0 | 0 | 0 | 0 | 0 | 0 | 0 | 0 | 0 | 0 | 0 | 0 | 0 | 0 | 0 | 0 | 0 | 0 | 0 | 0 | 0 | 0 | 0 | 0 | 0 | 0 | 0 | 0 | 0 | 0 | 0 | 0 | 0 | 0 | 0 | 0 | 0 | 0 | 0 | 0 | 0 | 0 | 0 | 0 | 0 | 0 | 0 | 0 | 0 | 0 | 0 | 0 | 0 | 0 | 0 | 0 | 0
0 | 0 | 0 | 0 | 0 | 0 | 0 | 0 | 0 | 0 | 0 | 0 | 0 | 0 | 0 | 0 | 0 | 0 | 0 | 0 | 0 | 0 | 0 | 0 | 0 | 0 | 0 | 0 | 0 | 0 | 0 | 0 | 0 | 0 | 0 | 0 | 0 | 0 | 0 | 0 | 0 | 0 | 0 | 0 | 0 | 0 | 0 | 0 | 0 | 0 | 0 | 0 | 0 | 0 | 0 | 0 | 0 | 0 | 0 | 0 | 0 | 0 | 0 | 0 | 0 | 0 | 0 | 0 | 0 | 0 | 0
0 | 0 | 0 | 0 | 0 | 0 | 0 | 0 | 0 | 0 | 0 | 0 | 0 | 0 | 0 | 0 | 0 | 0 | 0 | 0 | 0 | 0 | 0 | 0 | 0 | 0 | 0 | 0 | 0 | 0 | 0 | 0 | 0 | 0 | 0 | 0 | 0 | 0 | 0 | 0 | 0 | 0 | 0 | 0 | 0 | 0 | 0 | 0 | 0 | 0 | 0 | 0 | 0 | 0 | 0 | 0 | 0 | 0 | 0 | 0 | 0 | 0 | 0 | 0 | 0 | 0 | 0 | 0 | 0 | 0 | 0
0 | 0 | 0 | 0 | 0 | 0 | 0 | 0 | 0 | 0 | 0 | 0 | 0 | 0 | 0 | 0 | 0 | 0 | 0 | 0 | 0 | 0 | 0 | 0 | 0 | 0 | 0 | 0 | 0 | 0 | 0 | 0 | 0 | 0 | 0 | 0 | 0 | 0 | 0 | 0 | 0 | 0 | 0 | 0 | 0 | 0 | 0 | 0 | 0 | 0 | 0 | 0 | 0 | 0 | 0 | 0 | 0 | 0 | 0 | 0 | 0 | 0 | 0 | 0 | 0 | 0 | 0 | 0 | 0 | 0 | 0
0 | 0 | 0 | 0 | 0 | 0 | 0 | 0 | 0 | 0 | 0 | 0 | 0 | 0 | 0 | 0 | 0 | 0 | 0 | 0 | 0 | 0 | 0 | 0 | 0 | 0 | 0 | 0 | 0 | 0 | 0 | 0 | 0 | 0 | 0 | 0 | 0 | 0 | 0 | 0 | 0 | 0 | 0 | 0 | 0 | 0 | 0 | 0 | 0 | 0 | 0 | 0 | 0 | 0 | 0 | 0 | 0 | 0 | 0 | 0 | 0 | 0 | 0 | 0 | 0 | 0 | 0 | 0 | 0 | 0 | 0
0 | 0 | 0 | 0 | 0 | 0 | 0 | 0 | 0 | 0 | 0 | 0 | 0 | 0 | 0 | 0 | 0 | 0 | 0 | 0 | 0 | 0 | 0 | 0 | 0 | 0 | 0 | 0 | 0 | 0 | 0 | 0 | 0 | 0 | 0 | 0 | 0 | 0 | 0 | 0 | 0 | 0 | 0 | 0 | 0 | 0 | 0 | 0 | 0 | 0 | 0 | 0 | 0 | 0 | 0 | 0 | 0 | 0 | 0 | 0 | 0 | 0 | 0 | 0 | 0 | 0 | 0 | 0 | 0 | 0 | 0
0 | 0 | 0 | 0 | 0 | 0 | 0 | 0 | 0 | 0 | 0 | 0 | 0 | 0 | 0 | 0 | 0 | 0 | 0 | 0 | 0 | 0 | 0 | 0 | 0 | 0 | 0 | 0 | 0 | 0 | 0 | 0 | 0 | 0 | 0 | 0 | 0 | 0 | 0 | 0 | 0 | 0 | 0 | 0 | 0 | 0 | 0 | 0 | 0 | 0 | 0 | 0 | 0 | 0 | 0 | 0 | 0 | 0 | 0 | 0 | 0 | 0 | 0 | 0 | 0 | 0 | 0 | 0 | 0 | 0 | 0
0 | 0 | 0 | 0 | 0 | 0 | 0 | 0 | 0 | 0 | 0 | 0 | 0 | 0 | 0 | 0 | 0 | 0 | 0 | 0 | 0 | 0 | 0 | 0 | 0 | 0 | 0 | 0 | 0 | 0 | 0 | 0 | 0 | 0 | 0 | 0 | 0 | 0 | 0 | 0 | 0 | 0 | 0 | 0 | 0 | 0 | 0 | 0 | 0 | 0 | 0 | 0 | 0 | 0 | 0 | 0 | 0 | 0 | 0 | 0 | 0 | 0 | 0 | 0 | 0 | 0 | 0 | 0 | 0 | 0 | 0
0 | 0 | 0 | 0 | 0 | 0 | 0 | 0 | 0 | 0 | 0 | 0 | 0 | 0 | 0 | 0 | 0 | 0 | 0 | 0 | 0 | 0 | 0 | 0 | 0 | 0 | 0 | 0 | 0 | 0 | 0 | 0 | 0 | 0 | 0 | 0 | 0 | 0 | 0 | 0 | 0 | 0 | 0 | 0 | 0 | 0 | 0 | 0 | 0 | 0 | 0 | 0 | 0 | 0 | 0 | 0 | 0 | 0 | 0 | 0 | 0 | 0 | 0 | 0 | 0 | 0 | 0 | 0 | 0 | 0 | 0
0 | 0 | 0 | 0 | 0 | 0 | 0 | 0 | 0 | 0 | 0 | 0 | 0 | 0 | 0 | 0 | 0 | 0 | 0 | 0 | 0 | 0 | 0 | 0 | 0 | 0 | 0 | 0 | 0 | 0 | 0 | 0 | 0 | 0 | 0 | 0 | 0 | 0 | 0 | 0 | 0 | 0 | 0 | 0 | 0 | 0 | 0 | 0 | 0 | 0 | 0 | 0 | 0 | 0 | 0 | 0 | 0 | 0 | 0 | 0 | 0 | 0 | 0 | 0 | 0 | 0 | 0 | 0 | 0 | 0 | 0
0 | 0 | 0 | 0 | 0 | 0 | 0 | 0 | 0 | 0 | 0 | 0 | 0 | 0 | 0 | 0 | 0 | 0 | 0 | 0 | 0 | 0 | 0 | 0 | 0 | 0 | 0 | 0 | 0 | 0 | 0 | 0 | 0 | 0 | 0 | 0 | 0 | 0 | 0 | 0 | 0 | 0 | 0 | 0 | 0 | 0 | 0 | 0 | 0 | 0 | 0 | 0 | 0 | 0 | 0 | 0 | 0 | 0 | 0 | 0 | 0 | 0 | 0 | 0 | 0 | 0 | 0 | 0 | 0 | 0 | 0
0 | 0 | 0 | 0 | 0 | 0 | 0 | 0 | 0 | 0 | 0 | 0 | 0 | 0 | 0 | 0 | 0 | 0 | 0 | 0 | 0 | 0 | 0 | 0 | 0 | 0 | 0 | 0 | 0 | 0 | 0 | 0 | 0 | 0 | 0 | 0 | 0 | 0 | 0 | 0 | 0 | 0 | 0 | 0 | 0 | 0 | 0 | 0 | 0 | 0 | 0 | 0 | 0 | 0 | 0 | 0 | 0 | 0 | 0 | 0 | 0 | 0 | 0 | 0 | 0 | 0 | 0 | 0 | 0 | 0 | 0
0 | 0 | 0 | 0 | 0 | 0 | 0 | 0 | 0 | 0 | 0 | 0 | 0 | 0 | 0 | 0 | 0 | 0 | 0 | 0 | 0 | 0 | 0 | 0 | 0 | 0 | 0 | 0 | 0 | 0 | 0 | 0 | 0 | 0 | 0 | 0 | 0 | 0 | 0 | 0 | 0 | 0 | 0 | 0 | 0 | 0 | 0 | 0 | 0 | 0 | 0 | 0 | 0 | 0 | 0 | 0 | 0 | 0 | 0 | 0 | 0 | 0 | 0 | 0 | 0 | 0 | 0 | 0 | 0 | 0 | 0
0 | 0 | 0 | 0 | 0 | 0 | 0 | 0 | 0 | 0 | 0 | 0 | 0 | 0 | 0 | 0 | 0 | 0 | 0 | 0 | 0 | 0 | 0 | 0 | 0 | 0 | 0 | 0 | 0 | 0 | 0 | 0 | 0 | 0 | 0 | 0 | 0 | 0 | 0 | 0 | 0 | 0 | 0 | 0 | 0 | 0 | 0 | 0 | 0 | 0 | 0 | 0 | 0 | 0 | 0 | 0 | 0 | 0 | 0 | 0 | 0 | 0 | 0 | 0 | 0 | 0 | 0 | 0 | 0 | 0 | 0
0 | 0 | 0 | 0 | 0 | 0 | 0 | 0 | 0 | 0 | 0 | 0 | 0 | 0 | 0 | 0 | 0 | 0 | 0 | 0 | 0 | 0 | 0 | 0 | 0 | 0 | 0 | 0 | 0 | 0 | 0 | 0 | 0 | 0 | 0 | 0 | 0 | 0 | 0 | 0 | 0 | 0 | 0 | 0 | 0 | 0 | 0 | 0 | 0 | 0 | 0 | 0 | 0 | 0 | 0 | 0 | 0 | 0 | 0 | 0 | 0 | 0 | 0 | 0 | 0 | 0 | 0 | 0 | 0 | 0 | 0
0 | 0 | 0 | 0 | 0 | 0 | 0 | 0 | 0 | 0 | 0 | 0 | 0 | 0 | 0 | 0 | 0 | 0 | 0 | 0 | 0 | 0 | 0 | 0 | 0 | 0 | 0 | 0 | 0 | 0 | 0 | 0 | 0 | 0 | 0 | 0 | 0 | 0 | 0 | 0 | 0 | 0 | 0 | 0 | 0 | 0 | 0 | 0 | 0 | 0 | 0 | 0 | 0 | 0 | 0 | 0 | 0 | 0 | 0 | 0 | 0 | 0 | 0 | 0 | 0 | 0 | 0 | 0 | 0 | 0 | 0
0 | 0 | 0 | 0 | 0 | 0 | 0 | 0 | 0 | 0 | 0 | 0 | 0 | 0 | 0 | 0 | 0 | 0 | 0 | 0 | 0 | 0 | 0 | 0 | 0 | 0 | 0 | 0 | 0 | 0 | 0 | 0 | 0 | 0 | 0 | 0 | 0 | 0 | 0 | 0 | 0 | 0 | 0 | 0 | 0 | 0 | 0 | 0 | 0 | 0 | 0 | 0 | 0 | 0 | 0 | 0 | 0 | 0 | 0 | 0 | 0 | 0 | 0 | 0 | 0 | 0 | 0 | 0 | 0 | 0 | 0
0 | 0 | 0 | 0 | 0 | 0 | 0 | 0 | 0 | 0 | 0 | 0 | 0 | 0 | 0 | 0 | 0 | 0 | 0 | 0 | 0 | 0 | 0 | 0 | 0 | 0 | 0 | 0 | 0 | 0 | 0 | 0 | 0 | 0 | 0 | 0 | 0 | 0 | 0 | 0 | 0 | 0 | 0 | 0 | 0 | 0 | 0 | 0 | 0 | 0 | 0 | 0 | 0 | 0 | 0 | 0 | 0 | 0 | 0 | 0 | 0 | 0 | 0 | 0 | 0 | 0 | 0 | 0 | 0 | 0 | 0
0 | 0 | 0 | 0 | 0 | 0 | 0 | 0 | 0 | 0 | 0 | 0 | 0 | 0 | 0 | 0 | 0 | 0 | 0 | 0 | 0 | 0 | 0 | 0 | 0 | 0 | 0 | 0 | 0 | 0 | 0 | 0 | 0 | 0 | 0 | 0 | 0 | 0 | 0 | 0 | 0 | 0 | 0 | 0 | 0 | 0 | 0 | 0 | 0 | 0 | 0 | 0 | 0 | 0 | 0 | 0 | 0 | 0 | 0 | 0 | 0 | 0 | 0 | 0 | 0 | 0 | 0 | 0 | 0 | 0 | 0
0 | 0 | 0 | 0 | 0 | 0 | 0 | 0 | 0 | 0 | 0 | 0 | 0 | 0 | 0 | 0 | 0 | 0 | 0 | 0 | 0 | 0 | 0 | 0 | 0 | 0 | 0 | 0 | 0 | 0 | 0 | 0 | 0 | 0 | 0 | 0 | 0 | 0 | 0 | 0 | 0 | 0 | 0 | 0 | 0 | 0 | 0 | 0 | 0 | 0 | 0 | 0 | 0 | 0 | 0 | 0 | 0 | 0 | 0 | 0 | 0 | 0 | 0 | 0 | 0 | 0 | 0 | 0 | 0 | 0 | 0
0 | 0 | 0 | 0 | 0 | 0 | 0 | 0 | 0 | 0 | 0 | 0 | 0 | 0 | 0 | 0 | 0 | 0 | 0 | 0 | 0 | 0 | 0 | 0 | 0 | 0 | 0 | 0 | 0 | 0 | 0 | 0 | 0 | 0 | 0 | 0 | 0 | 0 | 0 | 0 | 0 | 0 | 0 | 0 | 0 | 0 | 0 | 0 | 0 | 0 | 0 | 0 | 0 | 0 | 0 | 0 | 0 | 0 | 0 | 0 | 0 | 0 | 0 | 0 | 0 | 0 | 0 | 0 | 0 | 0 | 0
0 | 0 | 0 | 0 | 0 | 0 | 0 | 0 | 0 | 0 | 0 | 0 | 0 | 0 | 0 | 0 | 0 | 0 | 0 | 0 | 0 | 0 | 0 | 0 | 0 | 0 | 0 | 0 | 0 | 0 | 0 | 0 | 0 | 0 | 0 | 0 | 0 | 0 | 0 | 0 | 0 | 0 | 0 | 0 | 0 | 0 | 0 | 0 | 0 | 0 | 0 | 0 | 0 | 0 | 0 | 0 | 0 | 0 | 0 | 0 | 0 | 0 | 0 | 0 | 0 | 0 | 0 | 0 | 0 | 0 | 0
0 | 0 | 0 | 0 | 0 | 0 | 0 | 0 | 0 | 0 | 0 | 0 | 0 | 0 | 0 | 0 | 0 | 0 | 0 | 0 | 0 | 0 | 0 | 0 | 0 | 0 | 0 | 0 | 0 | 0 | 0 | 0 | 0 | 0 | 0 | 0 | 0 | 0 | 0 | 0 | 0 | 0 | 0 | 0 | 0 | 0 | 0 | 0 | 0 | 0 | 0 | 0 | 0 | 0 | 0 | 0 | 0 | 0 | 0 | 0 | 0 | 0 | 0 | 0 | 0 | 0 | 0 | 0 | 0 | 0 | 0
0 | 0 | 0 | 0 | 0 | 0 | 0 | 0 | 0 | 0 | 0 | 0 | 0 | 0 | 0 | 0 | 0 | 0 | 0 | 0 | 0 | 0 | 0 | 0 | 0 | 0 | 0 | 0 | 0 | 0 | 0 | 0 | 0 | 0 | 0 | 0 | 0 | 0 | 0 | 0 | 0 | 0 | 0 | 0 | 0 | 0 | 0 | 0 | 0 | 0 | 0 | 0 | 0 | 0 | 0 | 0 | 0 | 0 | 0 | 0 | 0 | 0 | 0 | 0 | 0 | 0 | 0 | 0 | 0 | 0 | 0
0 | 0 | 0 | 0 | 0 | 0 | 0 | 0 | 0 | 0 | 0 | 0 | 0 | 0 | 0 | 0 | 0 | 0 | 0 | 0 | 0 | 0 | 0 | 0 | 0 | 0 | 0 | 0 | 0 | 0 | 0 | 0 | 0 | 0 | 0 | 0 | 0 | 0 | 0 | 0 | 0 | 0 | 0 | 0 | 0 | 0 | 0 | 0 | 0 | 0 | 0 | 0 | 0 | 0 | 0 | 0 | 0 | 0 | 0 | 0 | 0 | 0 | 0 | 0 | 0 | 0 | 0 | 0 | 0 | 0 | 0
0 | 0 | 0 | 0 | 0 | 0 | 0 | 0 | 0 | 0 | 0 | 0 | 0 | 0 | 0 | 0 | 0 | 0 | 0 | 0 | 0 | 0 | 0 | 0 | 0 | 0 | 0 | 0 | 0 | 0 | 0 | 0 | 0 | 0 | 0 | 0 | 0 | 0 | 0 | 0 | 0 | 0 | 0 | 0 | 0 | 0 | 0 | 0 | 0 | 0 | 0 | 0 | 0 | 0 | 0 | 0 | 0 | 0 | 0 | 0 | 0 | 0 | 0 | 0 | 0 | 0 | 0 | 0 | 0 | 0 | 0
0 | 0 | 0 | 0 | 0 | 0 | 0 | 0 | 0 | 0 | 0 | 0 | 0 | 0 | 0 | 0 | 0 | 0 | 0 | 0 | 0 | 0 | 0 | 0 | 0 | 0 | 0 | 0 | 0 | 0 | 0 | 0 | 0 | 0 | 0 | 0 | 0 | 0 | 0 | 0 | 0 | 0 | 0 | 0 | 0 | 0 | 0 | 0 | 0 | 0 | 0 | 0 | 0 | 0 | 0 | 0 | 0 | 0 | 0 | 0 | 0 | 0 | 0 | 0 | 0 | 0 | 0 | 0 | 0 | 0 | 0
0 | 0 | 0 | 0 | 0 | 0 | 0 | 0 | 0 | 0 | 0 | 0 | 0 | 0 | 0 | 0 | 0 | 0 | 0 | 0 | 0 | 0 | 0 | 0 | 0 | 0 | 0 | 0 | 0 | 0 | 0 | 0 | 0 | 0 | 0 | 0 | 0 | 0 | 0 | 0 | 0 | 0 | 0 | 0 | 0 | 0 | 0 | 0 | 0 | 0 | 0 | 0 | 0 | 0 | 0 | 0 | 0 | 0 | 0 | 0 | 0 | 0 | 0 | 0 | 0 | 0 | 0 | 0 | 0 | 0 | 0
0 | 0 | 0 | 0 | 0 | 0 | 0 | 0 | 0 | 0 | 0 | 0 | 0 | 0 | 0 | 0 | 0 | 0 | 0 | 0 | 0 | 0 | 0 | 0 | 0 | 0 | 0 | 0 | 0 | 0 | 0 | 0 | 0 | 0 | 0 | 0 | 0 | 0 | 0 | 0 | 0 | 0 | 0 | 0 | 0 | 0 | 0 | 0 | 0 | 0 | 0 | 0 | 0 | 0 | 0 | 0 | 0 | 0 | 0 | 0 | 0 | 0 | 0 | 0 | 0 | 0 | 0 | 0 | 0 | 0 | 0
0 | 0 | 0 | 0 | 0 | 0 | 0 | 0 | 0 | 0 | 0 | 0 | 0 | 0 | 0 | 0 | 0 | 0 | 0 | 0 | 0 | 0 | 0 | 0 | 0 | 0 | 0 | 0 | 0 | 0 | 0 | 0 | 0 | 0 | 0 | 0 | 0 | 0 | 0 | 0 | 0 | 0 | 0 | 0 | 0 | 0 | 0 | 0 | 0 | 0 | 0 | 0 | 0 | 0 | 0 | 0 | 0 | 0 | 0 | 0 | 0 | 0 | 0 | 0 | 0 | 0 | 0 | 0 | 0 | 0 | 0
0 | 0 | 0 | 0 | 0 | 0 | 0 | 0 | 0 | 0 | 0 | 0 | 0 | 0 | 0 | 0 | 0 | 0 | 0 | 0 | 0 | 0 | 0 | 0 | 0 | 0 | 0 | 0 | 0 | 0 | 0 | 0 | 0 | 0 | 0 | 0 | 0 | 0 | 0 | 0 | 0 | 0 | 0 | 0 | 0 | 0 | 0 | 0 | 0 | 0 | 0 | 0 | 0 | 0 | 0 | 0 | 0 | 0 | 0 | 0 | 0 | 0 | 0 | 0 | 0 | 0 | 0 | 0 | 0 | 0 | 0
0 | 0 | 0 | 0 | 0 | 0 | 0 | 0 | 0 | 0 | 0 | 0 | 0 | 0 | 0 | 0 | 0 | 0 | 0 | 0 | 0 | 0 | 0 | 0 | 0 | 0 | 0 | 0 | 0 | 0 | 0 | 0 | 0 | 0 | 0 | 0 | 0 | 0 | 0 | 0 | 0 | 0 | 0 | 0 | 0 | 0 | 0 | 0 | 0 | 0 | 0 | 0 | 0 | 0 | 0 | 0 | 0 | 0 | 0 | 0 | 0 | 0 | 0 | 0 | 0 | 0 | 0 | 0 | 0 | 0 | 0
0 | 0 | 0 | 0 | 0 | 0 | 0 | 0 | 0 | 0 | 0 | 0 | 0 | 0 | 0 | 0 | 0 | 0 | 0 | 0 | 0 | 0 | 0 | 0 | 0 | 0 | 0 | 0 | 0 | 0 | 0 | 0 | 0 | 0 | 0 | 0 | 0 | 0 | 0 | 0 | 0 | 0 | 0 | 0 | 0 | 0 | 0 | 0 | 0 | 0 | 0 | 0 | 0 | 0 | 0 | 0 | 0 | 0 | 0 | 0 | 0 | 0 | 0 | 0 | 0 | 0 | 0 | 0 | 0 | 0 | 0
0 | 0 | 0 | 0 | 0 | 0 | 0 | 0 | 0 | 0 | 0 | 0 | 0 | 0 | 0 | 0 | 0 | 0 | 0 | 0 | 0 | 0 | 0 | 0 | 0 | 0 | 0 | 0 | 0 | 0 | 0 | 0 | 0 | 0 | 0 | 0 | 0 | 0 | 0 | 0 | 0 | 0 | 0 | 0 | 0 | 0 | 0 | 0 | 0 | 0 | 0 | 0 | 0 | 0 | 0 | 0 | 0 | 0 | 0 | 0 | 0 | 0 | 0 | 0 | 0 | 0 | 0 | 0 | 0 | 0 | 0
0 | 0 | 0 | 0 | 0 | 0 | 0 | 0 | 0 | 0 | 0 | 0 | 0 | 0 | 0 | 0 | 0 | 0 | 0 | 0 | 0 | 0 | 0 | 0 | 0 | 0 | 0 | 0 | 0 | 0 | 0 | 0 | 0 | 0 | 0 | 0 | 0 | 0 | 0 | 0 | 0 | 0 | 0 | 0 | 0 | 0 | 0 | 0 | 0 | 0 | 0 | 0 | 0 | 0 | 0 | 0 | 0 | 0 | 0 | 0 | 0 | 0 | 0 | 0 | 0 | 0 | 0 | 0 | 0 | 0 | 0
0 | 0 | 0 | 0 | 0 | 0 | 0 | 0 | 0 | 0 | 0 | 0 | 0 | 0 | 0 | 0 | 0 | 0 | 0 | 0 | 0 | 0 | 0 | 0 | 0 | 0 | 0 | 0 | 0 | 0 | 0 | 0 | 0 | 0 | 0 | 0 | 0 | 0 | 0 | 0 | 0 | 0 | 0 | 0 | 0 | 0 | 0 | 0 | 0 | 0 | 0 | 0 | 0 | 0 | 0 | 0 | 0 | 0 | 0 | 0 | 0 | 0 | 0 | 0 | 0 | 0 | 0 | 0 | 0 | 0 | 0
0 | 0 | 0 | 0 | 0 | 0 | 0 | 0 | 0 | 0 | 0 | 0 | 0 | 0 | 0 | 0 | 0 | 0 | 0 | 0 | 0 | 0 | 0 | 0 | 0 | 0 | 0 | 0 | 0 | 0 | 0 | 0 | 0 | 0 | 0 | 0 | 0 | 0 | 0 | 0 | 0 | 0 | 0 | 0 | 0 | 0 | 0 | 0 | 0 | 0 | 0 | 0 | 0 | 0 | 0 | 0 | 0 | 0 | 0 | 0 | 0 | 0 | 0 | 0 | 0 | 0 | 0 | 0 | 0 | 0 | 0
0 | 0 | 0 | 0 | 0 | 0 | 0 | 0 | 0 | 0 | 0 | 0 | 0 | 0 | 0 | 0 | 0 | 0 | 0 | 0 | 0 | 0 | 0 | 0 | 0 | 0 | 0 | 0 | 0 | 0 | 0 | 0 | 0 | 0 | 0 | 0 | 0 | 0 | 0 | 0 | 0 | 0 | 0 | 0 | 0 | 0 | 0 | 0 | 0 | 0 | 0 | 0 | 0 | 0 | 0 | 0 | 0 | 0 | 0 | 0 | 0 | 0 | 0 | 0 | 0 | 0 | 0 | 0 | 0 | 0 | 0
0 | 0 | 0 | 0 | 0 | 0 | 0 | 0 | 0 | 0 | 0 | 0 | 0 | 0 | 0 | 0 | 0 | 0 | 0 | 0 | 0 | 0 | 0 | 0 | 0 | 0 | 0 | 0 | 0 | 0 | 0 | 0 | 0 | 0 | 0 | 0 | 0 | 0 | 0 | 0 | 0 | 0 | 0 | 0 | 0 | 0 | 0 | 0 | 0 | 0 | 0 | 0 | 0 | 0 | 0 | 0 | 0 | 0 | 0 | 0 | 0 | 0 | 0 | 0 | 0 | 0 | 0 | 0 | 0 | 0 | 0
0 | 0 | 0 | 0 | 0 | 0 | 0 | 0 | 0 | 0 | 0 | 0 | 0 | 0 | 0 | 0 | 0 | 0 | 0 | 0 | 0 | 0 | 0 | 0 | 0 | 0 | 0 | 0 | 0 | 0 | 0 | 0 | 0 | 0 | 0 | 0 | 0 | 0 | 0 | 0 | 0 | 0 | 0 | 0 | 0 | 0 | 0 | 0 | 0 | 0 | 0 | 0 | 0 | 0 | 0 | 0 | 0 | 0 | 0 | 0 | 0 | 0 | 0 | 0 | 0 | 0 | 0 | 0 | 0 | 0 | 0
0 | 0 | 0 | 0 | 0 | 0 | 0 | 0 | 0 | 0 | 0 | 0 | 0 | 0 | 0 | 0 | 0 | 0 | 0 | 0 | 0 | 0 | 0 | 0 | 0 | 0 | 0 | 0 | 0 | 0 | 0 | 0 | 0 | 0 | 0 | 0 | 0 | 0 | 0 | 0 | 0 | 0 | 0 | 0 | 0 | 0 | 0 | 0 | 0 | 0 | 0 | 0 | 0 | 0 | 0 | 0 | 0 | 0 | 0 | 0 | 0 | 0 | 0 | 0 | 0 | 0 | 0 | 0 | 0 | 0 | 0
0 | 0 | 0 | 0 | 0 | 0 | 0 | 0 | 0 | 0 | 0 | 0 | 0 | 0 | 0 | 0 | 0 | 0 | 0 | 0 | 0 | 0 | 0 | 0 | 0 | 0 | 0 | 0 | 0 | 0 | 0 | 0 | 0 | 0 | 0 | 0 | 0 | 0 | 0 | 0 | 0 | 0 | 0 | 0 | 0 | 0 | 0 | 0 | 0 | 0 | 0 | 0 | 0 | 0 | 0 | 0 | 0 | 0 | 0 | 0 | 0 | 0 | 0 | 0 | 0 | 0 | 0 | 0 | 0 | 0 | 0
0 | 0 | 0 | 0 | 0 | 0 | 0 | 0 | 0 | 0 | 0 | 0 | 0 | 0 | 0 | 0 | 0 | 0 | 0 | 0 | 0 | 0 | 0 | 0 | 0 | 0 | 0 | 0 | 0 | 0 | 0 | 0 | 0 | 0 | 0 | 0 | 0 | 0 | 0 | 0 | 0 | 0 | 0 | 0 | 0 | 0 | 0 | 0 | 0 | 0 | 0 | 0 | 0 | 0 | 0 | 0 | 0 | 0 | 0 | 0 | 0 | 0 | 0 | 0 | 0 | 0 | 0 | 0 | 0 | 0 | 0
0 | 0 | 0 | 0 | 0 | 0 | 0 | 0 | 0 | 0 | 0 | 0 | 0 | 0 | 0 | 0 | 0 | 0 | 0 | 0 | 0 | 0 | 0 | 0 | 0 | 0 | 0 | 0 | 0 | 0 | 0 | 0 | 0 | 0 | 0 | 0 | 0 | 0 | 0 | 0 | 0 | 0 | 0 | 0 | 0 | 0 | 0 | 0 | 0 | 0 | 0 | 0 | 0 | 0 | 0 | 0 | 0 | 0 | 0 | 0 | 0 | 0 | 0 | 0 | 0 | 0 | 0 | 0 | 0 | 0 | 0
0 | 0 | 0 | 0 | 0 | 0 | 0 | 0 | 0 | 0 | 0 | 0 | 0 | 0 | 0 | 0 | 0 | 0 | 0 | 0 | 0 | 0 | 0 | 0 | 0 | 0 | 0 | 0 | 0 | 0 | 0 | 0 | 0 | 0 | 0 | 0 | 0 | 0 | 0 | 0 | 0 | 0 | 0 | 0 | 0 | 0 | 0 | 0 | 0 | 0 | 0 | 0 | 0 | 0 | 0 | 0 | 0 | 0 | 0 | 0 | 0 | 0 | 0 | 0 | 0 | 0 | 0 | 0 | 0 | 0 | 0
0 | 0 | 0 | 0 | 0 | 0 | 0 | 0 | 0 | 0 | 0 | 0 | 0 | 0 | 0 | 0 | 0 | 0 | 0 | 0 | 0 | 0 | 0 | 0 | 0 | 0 | 0 | 0 | 0 | 0 | 0 | 0 | 0 | 0 | 0 | 0 | 0 | 0 | 0 | 0 | 0 | 0 | 0 | 0 | 0 | 0 | 0 | 0 | 0 | 0 | 0 | 0 | 0 | 0 | 0 | 0 | 0 | 0 | 0 | 0 | 0 | 0 | 0 | 0 | 0 | 0 | 0 | 0 | 0 | 0 | 0
0 | 0 | 0 | 0 | 0 | 0 | 0 | 0 | 0 | 0 | 0 | 0 | 0 | 0 | 0 | 0 | 0 | 0 | 0 | 0 | 0 | 0 | 0 | 0 | 0 | 0 | 0 | 0 | 0 | 0 | 0 | 0 | 0 | 0 | 0 | 0 | 0 | 0 | 0 | 0 | 0 | 0 | 0 | 0 | 0 | 0 | 0 | 0 | 0 | 0 | 0 | 0 | 0 | 0 | 0 | 0 | 0 | 0 | 0 | 0 | 0 | 0 | 0 | 0 | 0 | 0 | 0 | 0 | 0 | 0 | 0
0 | 0 | 0 | 0 | 0 | 0 | 0 | 0 | 0 | 0 | 0 | 0 | 0 | 0 | 0 | 0 | 0 | 0 | 0 | 0 | 0 | 0 | 0 | 0 | 0 | 0 | 0 | 0 | 0 | 0 | 0 | 0 | 0 | 0 | 0 | 0 | 0 | 0 | 0 | 0 | 0 | 0 | 0 | 0 | 0 | 0 | 0 | 0 | 0 | 0 | 0 | 0 | 0 | 0 | 0 | 0 | 0 | 0 | 0 | 0 | 0 | 0 | 0 | 0 | 0 | 0 | 0 | 0 | 0 | 0 | 0
0 | 0 | 0 | 0 | 0 | 0 | 0 | 0 | 0 | 0 | 0 | 0 | 0 | 0 | 0 | 0 | 0 | 0 | 0 | 0 | 0 | 0 | 0 | 0 | 0 | 0 | 0 | 0 | 0 | 0 | 0 | 0 | 0 | 0 | 0 | 0 | 0 | 0 | 0 | 0 | 0 | 0 | 0 | 0 | 0 | 0 | 0 | 0 | 0 | 0 | 0 | 0 | 0 | 0 | 0 | 0 | 0 | 0 | 0 | 0 | 0 | 0 | 0 | 0 | 0 | 0 | 0 | 0 | 0 | 0 | 0
0 | 0 | 0 | 0 | 0 | 0 | 0 | 0 | 0 | 0 | 0 | 0 | 0 | 0 | 0 | 0 | 0 | 0 | 0 | 0 | 0 | 0 | 0 | 0 | 0 | 0 | 0 | 0 | 0 | 0 | 0 | 0 | 0 | 0 | 0 | 0 | 0 | 0 | 0 | 0 | 0 | 0 | 0 | 0 | 0 | 0 | 0 | 0 | 0 | 0 | 0 | 0 | 0 | 0 | 0 | 0 | 0 | 0 | 0 | 0 | 0 | 0 | 0 | 0 | 0 | 0 | 0 | 0 | 0 | 0 | 0
0 | 0 | 0 | 0 | 0 | 0 | 0 | 0 | 0 | 0 | 0 | 0 | 0 | 0 | 0 | 0 | 0 | 0 | 0 | 0 | 0 | 0 | 0 | 0 | 0 | 0 | 0 | 0 | 0 | 0 | 0 | 0 | 0 | 0 | 0 | 0 | 0 | 0 | 0 | 0 | 0 | 0 | 0 | 0 | 0 | 0 | 0 | 0 | 0 | 0 | 0 | 0 | 0 | 0 | 0 | 0 | 0 | 0 | 0 | 0 | 0 | 0 | 0 | 0 | 0 | 0 | 0 | 0 | 0 | 0 | 0
0 | 0 | 0 | 0 | 0 | 0 | 0 | 0 | 0 | 0 | 0 | 0 | 0 | 0 | 0 | 0 | 0 | 0 | 0 | 0 | 0 | 0 | 0 | 0 | 0 | 0 | 0 | 0 | 0 | 0 | 0 | 0 | 0 | 0 | 0 | 0 | 0 | 0 | 0 | 0 | 0 | 0 | 0 | 0 | 0 | 0 | 0 | 0 | 0 | 0 | 0 | 0 | 0 | 0 | 0 | 0 | 0 | 0 | 0 | 0 | 0 | 0 | 0 | 0 | 0 | 0 | 0 | 0 | 0 | 0 | 0
0 | 0 | 0 | 0 | 0 | 0 | 0 | 0 | 0 | 0 | 0 | 0 | 0 | 0 | 0 | 0 | 0 | 0 | 0 | 0 | 0 | 0 | 0 | 0 | 0 | 0 | 0 | 0 | 0 | 0 | 0 | 0 | 0 | 0 | 0 | 0 | 0 | 0 | 0 | 0 | 0 | 0 | 0 | 0 | 0 | 0 | 0 | 0 | 0 | 0 | 0 | 0 | 0 | 0 | 0 | 0 | 0 | 0 | 0 | 0 | 0 | 0 | 0 | 0 | 0 | 0 | 0 | 0 | 0 | 0 | 0
0 | 0 | 0 | 0 | 0 | 0 | 0 | 0 | 0 | 0 | 0 | 0 | 0 | 0 | 0 | 0 | 0 | 0 | 0 | 0 | 0 | 0 | 0 | 0 | 0 | 0 | 0 | 0 | 0 | 0 | 0 | 0 | 0 | 0 | 0 | 0 | 0 | 0 | 0 | 0 | 0 | 0 | 0 | 0 | 0 | 0 | 0 | 0 | 0 | 0 | 0 | 0 | 0 | 0 | 0 | 0 | 0 | 0 | 0 | 0 | 0 | 0 | 0 | 0 | 0 | 0 | 0 | 0 | 0 | 0 | 0
0 | 0 | 0 | 0 | 0 | 0 | 0 | 0 | 0 | 0 | 0 | 0 | 0 | 0 | 0 | 0 | 0 | 0 | 0 | 0 | 0 | 0 | 0 | 0 | 0 | 0 | 0 | 0 | 0 | 0 | 0 | 0 | 0 | 0 | 0 | 0 | 0 | 0 | 0 | 0 | 0 | 0 | 0 | 0 | 0 | 0 | 0 | 0 | 0 | 0 | 0 | 0 | 0 | 0 | 0 | 0 | 0 | 0 | 0 | 0 | 0 | 0 | 0 | 0 | 0 | 0 | 0 | 0 | 0 | 0 | 0
0 | 0 | 0 | 0 | 0 | 0 | 0 | 0 | 0 | 0 | 0 | 0 | 0 | 0 | 0 | 0 | 0 | 0 | 0 | 0 | 0 | 0 | 0 | 0 | 0 | 0 | 0 | 0 | 0 | 0 | 0 | 0 | 0 | 0 | 0 | 0 | 0 | 0 | 0 | 0 | 0 | 0 | 0 | 0 | 0 | 0 | 0 | 0 | 0 | 0 | 0 | 0 | 0 | 0 | 0 | 0 | 0 | 0 | 0 | 0 | 0 | 0 | 0 | 0 | 0 | 0 | 0 | 0 | 0 | 0 | 0
0 | 0 | 0 | 0 | 0 | 0 | 0 | 0 | 0 | 0 | 0 | 0 | 0 | 0 | 0 | 0 | 0 | 0 | 0 | 0 | 0 | 0 | 0 | 0 | 0 | 0 | 0 | 0 | 0 | 0 | 0 | 0 | 0 | 0 | 0 | 0 | 0 | 0 | 0 | 0 | 0 | 0 | 0 | 0 | 0 | 0 | 0 | 0 | 0 | 0 | 0 | 0 | 0 | 0 | 0 | 0 | 0 | 0 | 0 | 0 | 0 | 0 | 0 | 0 | 0 | 0 | 0 | 0 | 0 | 0 | 0
0 | 0 | 0 | 0 | 0 | 0 | 0 | 0 | 0 | 0 | 0 | 0 | 0 | 0 | 0 | 0 | 0 | 0 | 0 | 0 | 0 | 0 | 0 | 0 | 0 | 0 | 0 | 0 | 0 | 0 | 0 | 0 | 0 | 0 | 0 | 0 | 0 | 0 | 0 | 0 | 0 | 0 | 0 | 0 | 0 | 0 | 0 | 0 | 0 | 0 | 0 | 0 | 0 | 0 | 0 | 0 | 0 | 0 | 0 | 0 | 0 | 0 | 0 | 0 | 0 | 0 | 0 | 0 | 0 | 0 | 0
0 | 0 | 0 | 0 | 0 | 0 | 0 | 0 | 0 | 0 | 0 | 0 | 0 | 0 | 0 | 0 | 0 | 0 | 0 | 0 | 0 | 0 | 0 | 0 | 0 | 0 | 0 | 0 | 0 | 0 | 0 | 0 | 0 | 0 | 0 | 0 | 0 | 0 | 0 | 0 | 0 | 0 | 0 | 0 | 0 | 0 | 0 | 0 | 0 | 0 | 0 | 0 | 0 | 0 | 0 | 0 | 0 | 0 | 0 | 0 | 0 | 0 | 0 | 0 | 0 | 0 | 0 | 0 | 0 | 0 | 0
0 | 0 | 0 | 0 | 0 | 0 | 0 | 0 | 0 | 0 | 0 | 0 | 0 | 0 | 0 | 0 | 0 | 0 | 0 | 0 | 0 | 0 | 0 | 0 | 0 | 0 | 0 | 0 | 0 | 0 | 0 | 0 | 0 | 0 | 0 | 0 | 0 | 0 | 0 | 0 | 0 | 0 | 0 | 0 | 0 | 0 | 0 | 0 | 0 | 0 | 0 | 0 | 0 | 0 | 0 | 0 | 0 | 0 | 0 | 0 | 0 | 0 | 0 | 0 | 0 | 0 | 0 | 0 | 0 | 0 | 0
0 | 0 | 0 | 0 | 0 | 0 | 0 | 0 | 0 | 0 | 0 | 0 | 0 | 0 | 0 | 0 | 0 | 0 | 0 | 0 | 0 | 0 | 0 | 0 | 0 | 0 | 0 | 0 | 0 | 0 | 0 | 0 | 0 | 0 | 0 | 0 | 0 | 0 | 0 | 0 | 0 | 0 | 0 | 0 | 0 | 0 | 0 | 0 | 0 | 0 | 0 | 0 | 0 | 0 | 0 | 0 | 0 | 0 | 0 | 0 | 0 | 0 | 0 | 0 | 0 | 0 | 0 | 0 | 0 | 0 | 0
0 | 0 | 0 | 0 | 0 | 0 | 0 | 0 | 0 | 0 | 0 | 0 | 0 | 0 | 0 | 0 | 0 | 0 | 0 | 0 | 0 | 0 | 0 | 0 | 0 | 0 | 0 | 0 | 0 | 0 | 0 | 0 | 0 | 0 | 0 | 0 | 0 | 0 | 0 | 0 | 0 | 0 | 0 | 0 | 0 | 0 | 0 | 0 | 0 | 0 | 0 | 0 | 0 | 0 | 0 | 0 | 0 | 0 | 0 | 0 | 0 | 0 | 0 | 0 | 0 | 0 | 0 | 0 | 0 | 0 | 0
0 | 0 | 0 | 0 | 0 | 0 | 0 | 0 | 0 | 0 | 0 | 0 | 0 | 0 | 0 | 0 | 0 | 0 | 0 | 0 | 0 | 0 | 0 | 0 | 0 | 0 | 0 | 0 | 0 | 0 | 0 | 0 | 0 | 0 | 0 | 0 | 0 | 0 | 0 | 0 | 0 | 0 | 0 | 0 | 0 | 0 | 0 | 0 | 0 | 0 | 0 | 0 | 0 | 0 | 0 | 0 | 0 | 0 | 0 | 0 | 0 | 0 | 0 | 0 | 0 | 0 | 0 | 0 | 0 | 0 | 0
0 | 0 | 0 | 0 | 0 | 0 | 0 | 0 | 0 | 0 | 0 | 0 | 0 | 0 | 0 | 0 | 0 | 0 | 0 | 0 | 0 | 0 | 0 | 0 | 0 | 0 | 0 | 0 | 0 | 0 | 0 | 0 | 0 | 0 | 0 | 0 | 0 | 0 | 0 | 0 | 0 | 0 | 0 | 0 | 0 | 0 | 0 | 0 | 0 | 0 | 0 | 0 | 0 | 0 | 0 | 0 | 0 | 0 | 0 | 0 | 0 | 0 | 0 | 0 | 0 | 0 | 0 | 0 | 0 | 0 | 0
0 | 0 | 0 | 0 | 0 | 0 | 0 | 0 | 0 | 0 | 0 | 0 | 0 | 0 | 0 | 0 | 0 | 0 | 0 | 0 | 0 | 0 | 0 | 0 | 0 | 0 | 0 | 0 | 0 | 0 | 0 | 0 | 0 | 0 | 0 | 0 | 0 | 0 | 0 | 0 | 0 | 0 | 0 | 0 | 0 | 0 | 0 | 0 | 0 | 0 | 0 | 0 | 0 | 0 | 0 | 0 | 0 | 0 | 0 | 0 | 0 | 0 | 0 | 0 | 0 | 0 | 0 | 0 | 0 | 0 | 0
0 | 0 | 0 | 0 | 0 | 0 | 0 | 0 | 0 | 0 | 0 | 0 | 0 | 0 | 0 | 0 | 0 | 0 | 0 | 0 | 0 | 0 | 0 | 0 | 0 | 0 | 0 | 0 | 0 | 0 | 0 | 0 | 0 | 0 | 0 | 0 | 0 | 0 | 0 | 0 | 0 | 0 | 0 | 0 | 0 | 0 | 0 | 0 | 0 | 0 | 0 | 0 | 0 | 0 | 0 | 0 | 0 | 0 | 0 | 0 | 0 | 0 | 0 | 0 | 0 | 0 | 0 | 0 | 0 | 0 | 0
0 | 0 | 0 | 0 | 0 | 0 | 0 | 0 | 0 | 0 | 0 | 0 | 0 | 0 | 0 | 0 | 0 | 0 | 0 | 0 | 0 | 0 | 0 | 0 | 0 | 0 | 0 | 0 | 0 | 0 | 0 | 0 | 0 | 0 | 0 | 0 | 0 | 0 | 0 | 0 | 0 | 0 | 0 | 0 | 0 | 0 | 0 | 0 | 0 | 0 | 0 | 0 | 0 | 0 | 0 | 0 | 0 | 0 | 0 | 0 | 0 | 0 | 0 | 0 | 0 | 0 | 0 | 0 | 0 | 0 | 0
0 | 0 | 0 | 0 | 0 | 0 | 0 | 0 | 0 | 0 | 0 | 0 | 0 | 0 | 0 | 0 | 0 | 0 | 0 | 0 | 0 | 0 | 0 | 0 | 0 | 0 | 0 | 0 | 0 | 0 | 0 | 0 | 0 | 0 | 0 | 0 | 0 | 0 | 0 | 0 | 0 | 0 | 0 | 0 | 0 | 0 | 0 | 0 | 0 | 0 | 0 | 0 | 0 | 0 | 0 | 0 | 0 | 0 | 0 | 0 | 0 | 0 | 0 | 0 | 0 | 0 | 0 | 0 | 0 | 0 | 0
0 | 0 | 0 | 0 | 0 | 0 | 0 | 0 | 0 | 0 | 0 | 0 | 0 | 0 | 0 | 0 | 0 | 0 | 0 | 0 | 0 | 0 | 0 | 0 | 0 | 0 | 0 | 0 | 0 | 0 | 0 | 0 | 0 | 0 | 0 | 0 | 0 | 0 | 0 | 0 | 0 | 0 | 0 | 0 | 0 | 0 | 0 | 0 | 0 | 0 | 0 | 0 | 0 | 0 | 0 | 0 | 0 | 0 | 0 | 0 | 0 | 0 | 0 | 0 | 0 | 0 | 0 | 0 | 0 | 0 | 0
0 | 0 | 0 | 0 | 0 | 0 | 0 | 0 | 0 | 0 | 0 | 0 | 0 | 0 | 0 | 0 | 0 | 0 | 0 | 0 | 0 | 0 | 0 | 0 | 0 | 0 | 0 | 0 | 0 | 0 | 0 | 0 | 0 | 0 | 0 | 0 | 0 | 0 | 0 | 0 | 0 | 0 | 0 | 0 | 0 | 0 | 0 | 0 | 0 | 0 | 0 | 0 | 0 | 0 | 0 | 0 | 0 | 0 | 0 | 0 | 0 | 0 | 0 | 0 | 0 | 0 | 0 | 0 | 0 | 0 | 0
0 | 0 | 0 | 0 | 0 | 0 | 0 | 0 | 0 | 0 | 0 | 0 | 0 | 0 | 0 | 0 | 0 | 0 | 0 | 0 | 0 | 0 | 0 | 0 | 0 | 0 | 0 | 0 | 0 | 0 | 0 | 0 | 0 | 0 | 0 | 0 | 0 | 0 | 0 | 0 | 0 | 0 | 0 | 0 | 0 | 0 | 0 | 0 | 0 | 0 | 0 | 0 | 0 | 0 | 0 | 0 | 0 | 0 | 0 | 0 | 0 | 0 | 0 | 0 | 0 | 0 | 0 | 0 | 0 | 0 | 0
0 | 0 | 0 | 0 | 0 | 0 | 0 | 0 | 0 | 0 | 0 | 0 | 0 | 0 | 0 | 0 | 0 | 0 | 0 | 0 | 0 | 0 | 0 | 0 | 0 | 0 | 0 | 0 | 0 | 0 | 0 | 0 | 0 | 0 | 0 | 0 | 0 | 0 | 0 | 0 | 0 | 0 | 0 | 0 | 0 | 0 | 0 | 0 | 0 | 0 | 0 | 0 | 0 | 0 | 0 | 0 | 0 | 0 | 0 | 0 | 0 | 0 | 0 | 0 | 0 | 0 | 0 | 0 | 0 | 0 | 0
0 | 0 | 0 | 0 | 0 | 0 | 0 | 0 | 0 | 0 | 0 | 0 | 0 | 0 | 0 | 0 | 0 | 0 | 0 | 0 | 0 | 0 | 0 | 0 | 0 | 0 | 0 | 0 | 0 | 0 | 0 | 0 | 0 | 0 | 0 | 0 | 0 | 0 | 0 | 0 | 0 | 0 | 0 | 0 | 0 | 0 | 0 | 0 | 0 | 0 | 0 | 0 | 0 | 0 | 0 | 0 | 0 | 0 | 0 | 0 | 0 | 0 | 0 | 0 | 0 | 0 | 0 | 0 | 0 | 0 | 0
0 | 0 | 0 | 0 | 0 | 0 | 0 | 0 | 0 | 0 | 0 | 0 | 0 | 0 | 0 | 0 | 0 | 0 | 0 | 0 | 0 | 0 | 0 | 0 | 0 | 0 | 0 | 0 | 0 | 0 | 0 | 0 | 0 | 0 | 0 | 0 | 0 | 0 | 0 | 0 | 0 | 0 | 0 | 0 | 0 | 0 | 0 | 0 | 0 | 0 | 0 | 0 | 0 | 0 | 0 | 0 | 0 | 0 | 0 | 0 | 0 | 0 | 0 | 0 | 0 | 0 | 0 | 0 | 0 | 0 | 0
0 | 0 | 0 | 0 | 0 | 0 | 0 | 0 | 0 | 0 | 0 | 0 | 0 | 0 | 0 | 0 | 0 | 0 | 0 | 0 | 0 | 0 | 0 | 0 | 0 | 0 | 0 | 0 | 0 | 0 | 0 | 0 | 0 | 0 | 0 | 0 | 0 | 0 | 0 | 0 | 0 | 0 | 0 | 0 | 0 | 0 | 0 | 0 | 0 | 0 | 0 | 0 | 0 | 0 | 0 | 0 | 0 | 0 | 0 | 0 | 0 | 0 | 0 | 0 | 0 | 0 | 0 | 0 | 0 | 0 | 0
0 | 0 | 0 | 0 | 0 | 0 | 0 | 0 | 0 | 0 | 0 | 0 | 0 | 0 | 0 | 0 | 0 | 0 | 0 | 0 | 0 | 0 | 0 | 0 | 0 | 0 | 0 | 0 | 0 | 0 | 0 | 0 | 0 | 0 | 0 | 0 | 0 | 0 | 0 | 0 | 0 | 0 | 0 | 0 | 0 | 0 | 0 | 0 | 0 | 0 | 0 | 0 | 0 | 0 | 0 | 0 | 0 | 0 | 0 | 0 | 0 | 0 | 0 | 0 | 0 | 0 | 0 | 0 | 0 | 0 | 0
0 | 0 | 0 | 0 | 0 | 0 | 0 | 0 | 0 | 0 | 0 | 0 | 0 | 0 | 0 | 0 | 0 | 0 | 0 | 0 | 0 | 0 | 0 | 0 | 0 | 0 | 0 | 0 | 0 | 0 | 0 | 0 | 0 | 0 | 0 | 0 | 0 | 0 | 0 | 0 | 0 | 0 | 0 | 0 | 0 | 0 | 0 | 0 | 0 | 0 | 0 | 0 | 0 | 0 | 0 | 0 | 0 | 0 | 0 | 0 | 0 | 0 | 0 | 0 | 0 | 0 | 0 | 0 | 0 | 0 | 0
0 | 0 | 0 | 0 | 0 | 0 | 0 | 0 | 0 | 0 | 0 | 0 | 0 | 0 | 0 | 0 | 0 | 0 | 0 | 0 | 0 | 0 | 0 | 0 | 0 | 0 | 0 | 0 | 0 | 0 | 0 | 0 | 0 | 0 | 0 | 0 | 0 | 0 | 0 | 0 | 0 | 0 | 0 | 0 | 0 | 0 | 0 | 0 | 0 | 0 | 0 | 0 | 0 | 0 | 0 | 0 | 0 | 0 | 0 | 0 | 0 | 0 | 0 | 0 | 0 | 0 | 0 | 0 | 0 | 0 | 0
0 | 0 | 0 | 0 | 0 | 0 | 0 | 0 | 0 | 0 | 0 | 0 | 0 | 0 | 0 | 0 | 0 | 0 | 0 | 0 | 0 | 0 | 0 | 0 | 0 | 0 | 0 | 0 | 0 | 0 | 0 | 0 | 0 | 0 | 0 | 0 | 0 | 0 | 0 | 0 | 0 | 0 | 0 | 0 | 0 | 0 | 0 | 0 | 0 | 0 | 0 | 0 | 0 | 0 | 0 | 0 | 0 | 0 | 0 | 0 | 0 | 0 | 0 | 0 | 0 | 0 | 0 | 0 | 0 | 0 | 0
0 | 0 | 0 | 0 | 0 | 0 | 0 | 0 | 0 | 0 | 0 | 0 | 0 | 0 | 0 | 0 | 0 | 0 | 0 | 0 | 0 | 0 | 0 | 0 | 0 | 0 | 0 | 0 | 0 | 0 | 0 | 0 | 0 | 0 | 0 | 0 | 0 | 0 | 0 | 0 | 0 | 0 | 0 | 0 | 0 | 0 | 0 | 0 | 0 | 0 | 0 | 0 | 0 | 0 | 0 | 0 | 0 | 0 | 0 | 0 | 0 | 0 | 0 | 0 | 0 | 0 | 0 | 0 | 0 | 0 | 0
0 | 0 | 0 | 0 | 0 | 0 | 0 | 0 | 0 | 0 | 0 | 0 | 0 | 0 | 0 | 0 | 0 | 0 | 0 | 0 | 0 | 0 | 0 | 0 | 0 | 0 | 0 | 0 | 0 | 0 | 0 | 0 | 0 | 0 | 0 | 0 | 0 | 0 | 0 | 0 | 0 | 0 | 0 | 0 | 0 | 0 | 0 | 0 | 0 | 0 | 0 | 0 | 0 | 0 | 0 | 0 | 0 | 0 | 0 | 0 | 0 | 0 | 0 | 0 | 0 | 0 | 0 | 0 | 0 | 0 | 0
0 | 0 | 0 | 0 | 0 | 0 | 0 | 0 | 0 | 0 | 0 | 0 | 0 | 0 | 0 | 0 | 0 | 0 | 0 | 0 | 0 | 0 | 0 | 0 | 0 | 0 | 0 | 0 | 0 | 0 | 0 | 0 | 0 | 0 | 0 | 0 | 0 | 0 | 0 | 0 | 0 | 0 | 0 | 0 | 0 | 0 | 0 | 0 | 0 | 0 | 0 | 0 | 0 | 0 | 0 | 0 | 0 | 0 | 0 | 0 | 0 | 0 | 0 | 0 | 0 | 0 | 0 | 0 | 0 | 0 | 0
0 | 0 | 0 | 0 | 0 | 0 | 0 | 0 | 0 | 0 | 0 | 0 | 0 | 0 | 0 | 0 | 0 | 0 | 0 | 0 | 0 | 0 | 0 | 0 | 0 | 0 | 0 | 0 | 0 | 0 | 0 | 0 | 0 | 0 | 0 | 0 | 0 | 0 | 0 | 0 | 0 | 0 | 0 | 0 | 0 | 0 | 0 | 0 | 0 | 0 | 0 | 0 | 0 | 0 | 0 | 0 | 0 | 0 | 0 | 0 | 0 | 0 | 0 | 0 | 0 | 0 | 0 | 0 | 0 | 0 | 0
0 | 0 | 0 | 0 | 0 | 0 | 0 | 0 | 0 | 0 | 0 | 0 | 0 | 0 | 0 | 0 | 0 | 0 | 0 | 0 | 0 | 0 | 0 | 0 | 0 | 0 | 0 | 0 | 0 | 0 | 0 | 0 | 0 | 0 | 0 | 0 | 0 | 0 | 0 | 0 | 0 | 0 | 0 | 0 | 0 | 0 | 0 | 0 | 0 | 0 | 0 | 0 | 0 | 0 | 0 | 0 | 0 | 0 | 0 | 0 | 0 | 0 | 0 | 0 | 0 | 0 | 0 | 0 | 0 | 0 | 0
0 | 0 | 0 | 0 | 0 | 0 | 0 | 0 | 0 | 0 | 0 | 0 | 0 | 0 | 0 | 0 | 0 | 0 | 0 | 0 | 0 | 0 | 0 | 0 | 0 | 0 | 0 | 0 | 0 | 0 | 0 | 0 | 0 | 0 | 0 | 0 | 0 | 0 | 0 | 0 | 0 | 0 | 0 | 0 | 0 | 0 | 0 | 0 | 0 | 0 | 0 | 0 | 0 | 0 | 0 | 0 | 0 | 0 | 0 | 0 | 0 | 0 | 0 | 0 | 0 | 0 | 0 | 0 | 0 | 0 | 0
0 | 0 | 0 | 0 | 0 | 0 | 0 | 0 | 0 | 0 | 0 | 0 | 0 | 0 | 0 | 0 | 0 | 0 | 0 | 0 | 0 | 0 | 0 | 0 | 0 | 0 | 0 | 0 | 0 | 0 | 0 | 0 | 0 | 0 | 0 | 0 | 0 | 0 | 0 | 0 | 0 | 0 | 0 | 0 | 0 | 0 | 0 | 0 | 0 | 0 | 0 | 0 | 0 | 0 | 0 | 0 | 0 | 0 | 0 | 0 | 0 | 0 | 0 | 0 | 0 | 0 | 0 | 0 | 0 | 0 | 0
0 | 0 | 0 | 0 | 0 | 0 | 0 | 0 | 0 | 0 | 0 | 0 | 0 | 0 | 0 | 0 | 0 | 0 | 0 | 0 | 0 | 0 | 0 | 0 | 0 | 0 | 0 | 0 | 0 | 0 | 0 | 0 | 0 | 0 | 0 | 0 | 0 | 0 | 0 | 0 | 0 | 0 | 0 | 0 | 0 | 0 | 0 | 0 | 0 | 0 | 0 | 0 | 0 | 0 | 0 | 0 | 0 | 0 | 0 | 0 | 0 | 0 | 0 | 0 | 0 | 0 | 0 | 0 | 0 | 0 | 0
0 | 0 | 0 | 0 | 0 | 0 | 0 | 0 | 0 | 0 | 0 | 0 | 0 | 0 | 0 | 0 | 0 | 0 | 0 | 0 | 0 | 0 | 0 | 0 | 0 | 0 | 0 | 0 | 0 | 0 | 0 | 0 | 0 | 0 | 0 | 0 | 0 | 0 | 0 | 0 | 0 | 0 | 0 | 0 | 0 | 0 | 0 | 0 | 0 | 0 | 0 | 0 | 0 | 0 | 0 | 0 | 0 | 0 | 0 | 0 | 0 | 0 | 0 | 0 | 0 | 0 | 0 | 0 | 0 | 0 | 0
0 | 0 | 0 | 0 | 0 | 0 | 0 | 0 | 0 | 0 | 0 | 0 | 0 | 0 | 0 | 0 | 0 | 0 | 0 | 0 | 0 | 0 | 0 | 0 | 0 | 0 | 0 | 0 | 0 | 0 | 0 | 0 | 0 | 0 | 0 | 0 | 0 | 0 | 0 | 0 | 0 | 0 | 0 | 0 | 0 | 0 | 0 | 0 | 0 | 0 | 0 | 0 | 0 | 0 | 0 | 0 | 0 | 0 | 0 | 0 | 0 | 0 | 0 | 0 | 0 | 0 | 0 | 0 | 0 | 0 | 0
0 | 0 | 0 | 0 | 0 | 0 | 0 | 0 | 0 | 0 | 0 | 0 | 0 | 0 | 0 | 0 | 0 | 0 | 0 | 0 | 0 | 0 | 0 | 0 | 0 | 0 | 0 | 0 | 0 | 0 | 0 | 0 | 0 | 0 | 0 | 0 | 0 | 0 | 0 | 0 | 0 | 0 | 0 | 0 | 0 | 0 | 0 | 0 | 0 | 0 | 0 | 0 | 0 | 0 | 0 | 0 | 0 | 0 | 0 | 0 | 0 | 0 | 0 | 0 | 0 | 0 | 0 | 0 | 0 | 0 | 0
0 | 0 | 0 | 0 | 0 | 0 | 0 | 0 | 0 | 0 | 0 | 0 | 0 | 0 | 0 | 0 | 0 | 0 | 0 | 0 | 0 | 0 | 0 | 0 | 0 | 0 | 0 | 0 | 0 | 0 | 0 | 0 | 0 | 0 | 0 | 0 | 0 | 0 | 0 | 0 | 0 | 0 | 0 | 0 | 0 | 0 | 0 | 0 | 0 | 0 | 0 | 0 | 0 | 0 | 0 | 0 | 0 | 0 | 0 | 0 | 0 | 0 | 0 | 0 | 0 | 0 | 0 | 0 | 0 | 0 | 0
0 | 0 | 0 | 0 | 0 | 0 | 0 | 0 | 0 | 0 | 0 | 0 | 0 | 0 | 0 | 0 | 0 | 0 | 0 | 0 | 0 | 0 | 0 | 0 | 0 | 0 | 0 | 0 | 0 | 0 | 0 | 0 | 0 | 0 | 0 | 0 | 0 | 0 | 0 | 0 | 0 | 0 | 0 | 0 | 0 | 0 | 0 | 0 | 0 | 0 | 0 | 0 | 0 | 0 | 0 | 0 | 0 | 0 | 0 | 0 | 0 | 0 | 0 | 0 | 0 | 0 | 0 | 0 | 0 | 0 | 0
0 | 0 | 0 | 0 | 0 | 0 | 0 | 0 | 0 | 0 | 0 | 0 | 0 | 0 | 0 | 0 | 0 | 0 | 0 | 0 | 0 | 0 | 0 | 0 | 0 | 0 | 0 | 0 | 0 | 0 | 0 | 0 | 0 | 0 | 0 | 0 | 0 | 0 | 0 | 0 | 0 | 0 | 0 | 0 | 0 | 0 | 0 | 0 | 0 | 0 | 0 | 0 | 0 | 0 | 0 | 0 | 0 | 0 | 0 | 0 | 0 | 0 | 0 | 0 | 0 | 0 | 0 | 0 | 0 | 0 | 0
0 | 0 | 0 | 0 | 0 | 0 | 0 | 0 | 0 | 0 | 0 | 0 | 0 | 0 | 0 | 0 | 0 | 0 | 0 | 0 | 0 | 0 | 0 | 0 | 0 | 0 | 0 | 0 | 0 | 0 | 0 | 0 | 0 | 0 | 0 | 0 | 0 | 0 | 0 | 0 | 0 | 0 | 0 | 0 | 0 | 0 | 0 | 0 | 0 | 0 | 0 | 0 | 0 | 0 | 0 | 0 | 0 | 0 | 0 | 0 | 0 | 0 | 0 | 0 | 0 | 0 | 0 | 0 | 0 | 0 | 0
0 | 0 | 0 | 0 | 0 | 0 | 0 | 0 | 0 | 0 | 0 | 0 | 0 | 0 | 0 | 0 | 0 | 0 | 0 | 0 | 0 | 0 | 0 | 0 | 0 | 0 | 0 | 0 | 0 | 0 | 0 | 0 | 0 | 0 | 0 | 0 | 0 | 0 | 0 | 0 | 0 | 0 | 0 | 0 | 0 | 0 | 0 | 0 | 0 | 0 | 0 | 0 | 0 | 0 | 0 | 0 | 0 | 0 | 0 | 0 | 0 | 0 | 0 | 0 | 0 | 0 | 0 | 0 | 0 | 0 | 0
0 | 0 | 0 | 0 | 0 | 0 | 0 | 0 | 0 | 0 | 0 | 0 | 0 | 0 | 0 | 0 | 0 | 0 | 0 | 0 | 0 | 0 | 0 | 0 | 0 | 0 | 0 | 0 | 0 | 0 | 0 | 0 | 0 | 0 | 0 | 0 | 0 | 0 | 0 | 0 | 0 | 0 | 0 | 0 | 0 | 0 | 0 | 0 | 0 | 0 | 0 | 0 | 0 | 0 | 0 | 0 | 0 | 0 | 0 | 0 | 0 | 0 | 0 | 0 | 0 | 0 | 0 | 0 | 0 | 0 | 0
0 | 0 | 0 | 0 | 0 | 0 | 0 | 0 | 0 | 0 | 0 | 0 | 0 | 0 | 0 | 0 | 0 | 0 | 0 | 0 | 0 | 0 | 0 | 0 | 0 | 0 | 0 | 0 | 0 | 0 | 0 | 0 | 0 | 0 | 0 | 0 | 0 | 0 | 0 | 0 | 0 | 0 | 0 | 0 | 0 | 0 | 0 | 0 | 0 | 0 | 0 | 0 | 0 | 0 | 0 | 0 | 0 | 0 | 0 | 0 | 0 | 0 | 0 | 0 | 0 | 0 | 0 | 0 | 0 | 0 | 0
0 | 0 | 0 | 0 | 0 | 0 | 0 | 0 | 0 | 0 | 0 | 0 | 0 | 0 | 0 | 0 | 0 | 0 | 0 | 0 | 0 | 0 | 0 | 0 | 0 | 0 | 0 | 0 | 0 | 0 | 0 | 0 | 0 | 0 | 0 | 0 | 0 | 0 | 0 | 0 | 0 | 0 | 0 | 0 | 0 | 0 | 0 | 0 | 0 | 0 | 0 | 0 | 0 | 0 | 0 | 0 | 0 | 0 | 0 | 0 | 0 | 0 | 0 | 0 | 0 | 0 | 0 | 0 | 0 | 0 | 0
0 | 0 | 0 | 0 | 0 | 0 | 0 | 0 | 0 | 0 | 0 | 0 | 0 | 0 | 0 | 0 | 0 | 0 | 0 | 0 | 0 | 0 | 0 | 0 | 0 | 0 | 0 | 0 | 0 | 0 | 0 | 0 | 0 | 0 | 0 | 0 | 0 | 0 | 0 | 0 | 0 | 0 | 0 | 0 | 0 | 0 | 0 | 0 | 0 | 0 | 0 | 0 | 0 | 0 | 0 | 0 | 0 | 0 | 0 | 0 | 0 | 0 | 0 | 0 | 0 | 0 | 0 | 0 | 0 | 0 | 0
0 | 0 | 0 | 0 | 0 | 0 | 0 | 0 | 0 | 0 | 0 | 0 | 0 | 0 | 0 | 0 | 0 | 0 | 0 | 0 | 0 | 0 | 0 | 0 | 0 | 0 | 0 | 0 | 0 | 0 | 0 | 0 | 0 | 0 | 0 | 0 | 0 | 0 | 0 | 0 | 0 | 0 | 0 | 0 | 0 | 0 | 0 | 0 | 0 | 0 | 0 | 0 | 0 | 0 | 0 | 0 | 0 | 0 | 0 | 0 | 0 | 0 | 0 | 0 | 0 | 0 | 0 | 0 | 0 | 0 | 0
0 | 0 | 0 | 0 | 0 | 0 | 0 | 0 | 0 | 0 | 0 | 0 | 0 | 0 | 0 | 0 | 0 | 0 | 0 | 0 | 0 | 0 | 0 | 0 | 0 | 0 | 0 | 0 | 0 | 0 | 0 | 0 | 0 | 0 | 0 | 0 | 0 | 0 | 0 | 0 | 0 | 0 | 0 | 0 | 0 | 0 | 0 | 0 | 0 | 0 | 0 | 0 | 0 | 0 | 0 | 0 | 0 | 0 | 0 | 0 | 0 | 0 | 0 | 0 | 0 | 0 | 0 | 0 | 0 | 0 | 0
0 | 0 | 0 | 0 | 0 | 0 | 0 | 0 | 0 | 0 | 0 | 0 | 0 | 0 | 0 | 0 | 0 | 0 | 0 | 0 | 0 | 0 | 0 | 0 | 0 | 0 | 0 | 0 | 0 | 0 | 0 | 0 | 0 | 0 | 0 | 0 | 0 | 0 | 0 | 0 | 0 | 0 | 0 | 0 | 0 | 0 | 0 | 0 | 0 | 0 | 0 | 0 | 0 | 0 | 0 | 0 | 0 | 0 | 0 | 0 | 0 | 0 | 0 | 0 | 0 | 0 | 0 | 0 | 0 | 0 | 0
0 | 0 | 0 | 0 | 0 | 0 | 0 | 0 | 0 | 0 | 0 | 0 | 0 | 0 | 0 | 0 | 0 | 0 | 0 | 0 | 0 | 0 | 0 | 0 | 0 | 0 | 0 | 0 | 0 | 0 | 0 | 0 | 0 | 0 | 0 | 0 | 0 | 0 | 0 | 0 | 0 | 0 | 0 | 0 | 0 | 0 | 0 | 0 | 0 | 0 | 0 | 0 | 0 | 0 | 0 | 0 | 0 | 0 | 0 | 0 | 0 | 0 | 0 | 0 | 0 | 0 | 0 | 0 | 0 | 0 | 0
0 | 0 | 0 | 0 | 0 | 0 | 0 | 0 | 0 | 0 | 0 | 0 | 0 | 0 | 0 | 0 | 0 | 0 | 0 | 0 | 0 | 0 | 0 | 0 | 0 | 0 | 0 | 0 | 0 | 0 | 0 | 0 | 0 | 0 | 0 | 0 | 0 | 0 | 0 | 0 | 0 | 0 | 0 | 0 | 0 | 0 | 0 | 0 | 0 | 0 | 0 | 0 | 0 | 0 | 0 | 0 | 0 | 0 | 0 | 0 | 0 | 0 | 0 | 0 | 0 | 0 | 0 | 0 | 0 | 0 | 0
0 | 0 | 0 | 0 | 0 | 0 | 0 | 0 | 0 | 0 | 0 | 0 | 0 | 0 | 0 | 0 | 0 | 0 | 0 | 0 | 0 | 0 | 0 | 0 | 0 | 0 | 0 | 0 | 0 | 0 | 0 | 0 | 0 | 0 | 0 | 0 | 0 | 0 | 0 | 0 | 0 | 0 | 0 | 0 | 0 | 0 | 0 | 0 | 0 | 0 | 0 | 0 | 0 | 0 | 0 | 0 | 0 | 0 | 0 | 0 | 0 | 0 | 0 | 0 | 0 | 0 | 0 | 0 | 0 | 0 | 0
0 | 0 | 0 | 0 | 0 | 0 | 0 | 0 | 0 | 0 | 0 | 0 | 0 | 0 | 0 | 0 | 0 | 0 | 0 | 0 | 0 | 0 | 0 | 0 | 0 | 0 | 0 | 0 | 0 | 0 | 0 | 0 | 0 | 0 | 0 | 0 | 0 | 0 | 0 | 0 | 0 | 0 | 0 | 0 | 0 | 0 | 0 | 0 | 0 | 0 | 0 | 0 | 0 | 0 | 0 | 0 | 0 | 0 | 0 | 0 | 0 | 0 | 0 | 0 | 0 | 0 | 0 | 0 | 0 | 0 | 0
0 | 0 | 0 | 0 | 0 | 0 | 0 | 0 | 0 | 0 | 0 | 0 | 0 | 0 | 0 | 0 | 0 | 0 | 0 | 0 | 0 | 0 | 0 | 0 | 0 | 0 | 0 | 0 | 0 | 0 | 0 | 0 | 0 | 0 | 0 | 0 | 0 | 0 | 0 | 0 | 0 | 0 | 0 | 0 | 0 | 0 | 0 | 0 | 0 | 0 | 0 | 0 | 0 | 0 | 0 | 0 | 0 | 0 | 0 | 0 | 0 | 0 | 0 | 0 | 0 | 0 | 0 | 0 | 0 | 0 | 0
0 | 0 | 0 | 0 | 0 | 0 | 0 | 0 | 0 | 0 | 0 | 0 | 0 | 0 | 0 | 0 | 0 | 0 | 0 | 0 | 0 | 0 | 0 | 0 | 0 | 0 | 0 | 0 | 0 | 0 | 0 | 0 | 0 | 0 | 0 | 0 | 0 | 0 | 0 | 0 | 0 | 0 | 0 | 0 | 0 | 0 | 0 | 0 | 0 | 0 | 0 | 0 | 0 | 0 | 0 | 0 | 0 | 0 | 0 | 0 | 0 | 0 | 0 | 0 | 0 | 0 | 0 | 0 | 0 | 0 | 0
0 | 0 | 0 | 0 | 0 | 0 | 0 | 0 | 0 | 0 | 0 | 0 | 0 | 0 | 0 | 0 | 0 | 0 | 0 | 0 | 0 | 0 | 0 | 0 | 0 | 0 | 0 | 0 | 0 | 0 | 0 | 0 | 0 | 0 | 0 | 0 | 0 | 0 | 0 | 0 | 0 | 0 | 0 | 0 | 0 | 0 | 0 | 0 | 0 | 0 | 0 | 0 | 0 | 0 | 0 | 0 | 0 | 0 | 0 | 0 | 0 | 0 | 0 | 0 | 0 | 0 | 0 | 0 | 0 | 0 | 0
0 | 0 | 0 | 0 | 0 | 0 | 0 | 0 | 0 | 0 | 0 | 0 | 0 | 0 | 0 | 0 | 0 | 0 | 0 | 0 | 0 | 0 | 0 | 0 | 0 | 0 | 0 | 0 | 0 | 0 | 0 | 0 | 0 | 0 | 0 | 0 | 0 | 0 | 0 | 0 | 0 | 0 | 0 | 0 | 0 | 0 | 0 | 0 | 0 | 0 | 0 | 0 | 0 | 0 | 0 | 0 | 0 | 0 | 0 | 0 | 0 | 0 | 0 | 0 | 0 | 0 | 0 | 0 | 0 | 0 | 0
0 | 0 | 0 | 0 | 0 | 0 | 0 | 0 | 0 | 0 | 0 | 0 | 0 | 0 | 0 | 0 | 0 | 0 | 0 | 0 | 0 | 0 | 0 | 0 | 0 | 0 | 0 | 0 | 0 | 0 | 0 | 0 | 0 | 0 | 0 | 0 | 0 | 0 | 0 | 0 | 0 | 0 | 0 | 0 | 0 | 0 | 0 | 0 | 0 | 0 | 0 | 0 | 0 | 0 | 0 | 0 | 0 | 0 | 0 | 0 | 0 | 0 | 0 | 0 | 0 | 0 | 0 | 0 | 0 | 0 | 0
0 | 0 | 0 | 0 | 0 | 0 | 0 | 0 | 0 | 0 | 0 | 0 | 0 | 0 | 0 | 0 | 0 | 0 | 0 | 0 | 0 | 0 | 0 | 0 | 0 | 0 | 0 | 0 | 0 | 0 | 0 | 0 | 0 | 0 | 0 | 0 | 0 | 0 | 0 | 0 | 0 | 0 | 0 | 0 | 0 | 0 | 0 | 0 | 0 | 0 | 0 | 0 | 0 | 0 | 0 | 0 | 0 | 0 | 0 | 0 | 0 | 0 | 0 | 0 | 0 | 0 | 0 | 0 | 0 | 0 | 0
0 | 0 | 0 | 0 | 0 | 0 | 0 | 0 | 0 | 0 | 0 | 0 | 0 | 0 | 0 | 0 | 0 | 0 | 0 | 0 | 0 | 0 | 0 | 0 | 0 | 0 | 0 | 0 | 0 | 0 | 0 | 0 | 0 | 0 | 0 | 0 | 0 | 0 | 0 | 0 | 0 | 0 | 0 | 0 | 0 | 0 | 0 | 0 | 0 | 0 | 0 | 0 | 0 | 0 | 0 | 0 | 0 | 0 | 0 | 0 | 0 | 0 | 0 | 0 | 0 | 0 | 0 | 0 | 0 | 0 | 0
0 | 0 | 0 | 0 | 0 | 0 | 0 | 0 | 0 | 0 | 0 | 0 | 0 | 0 | 0 | 0 | 0 | 0 | 0 | 0 | 0 | 0 | 0 | 0 | 0 | 0 | 0 | 0 | 0 | 0 | 0 | 0 | 0 | 0 | 0 | 0 | 0 | 0 | 0 | 0 | 0 | 0 | 0 | 0 | 0 | 0 | 0 | 0 | 0 | 0 | 0 | 0 | 0 | 0 | 0 | 0 | 0 | 0 | 0 | 0 | 0 | 0 | 0 | 0 | 0 | 0 | 0 | 0 | 0 | 0 | 0
0 | 0 | 0 | 0 | 0 | 0 | 0 | 0 | 0 | 0 | 0 | 0 | 0 | 0 | 0 | 0 | 0 | 0 | 0 | 0 | 0 | 0 | 0 | 0 | 0 | 0 | 0 | 0 | 0 | 0 | 0 | 0 | 0 | 0 | 0 | 0 | 0 | 0 | 0 | 0 | 0 | 0 | 0 | 0 | 0 | 0 | 0 | 0 | 0 | 0 | 0 | 0 | 0 | 0 | 0 | 0 | 0 | 0 | 0 | 0 | 0 | 0 | 0 | 0 | 0 | 0 | 0 | 0 | 0 | 0 | 0
0 | 0 | 0 | 0 | 0 | 0 | 0 | 0 | 0 | 0 | 0 | 0 | 0 | 0 | 0 | 0 | 0 | 0 | 0 | 0 | 0 | 0 | 0 | 0 | 0 | 0 | 0 | 0 | 0 | 0 | 0 | 0 | 0 | 0 | 0 | 0 | 0 | 0 | 0 | 0 | 0 | 0 | 0 | 0 | 0 | 0 | 0 | 0 | 0 | 0 | 0 | 0 | 0 | 0 | 0 | 0 | 0 | 0 | 0 | 0 | 0 | 0 | 0 | 0 | 0 | 0 | 0 | 0 | 0 | 0 | 0
0 | 0 | 0 | 0 | 0 | 0 | 0 | 0 | 0 | 0 | 0 | 0 | 0 | 0 | 0 | 0 | 0 | 0 | 0 | 0 | 0 | 0 | 0 | 0 | 0 | 0 | 0 | 0 | 0 | 0 | 0 | 0 | 0 | 0 | 0 | 0 | 0 | 0 | 0 | 0 | 0 | 0 | 0 | 0 | 0 | 0 | 0 | 0 | 0 | 0 | 0 | 0 | 0 | 0 | 0 | 0 | 0 | 0 | 0 | 0 | 0 | 0 | 0 | 0 | 0 | 0 | 0 | 0 | 0 | 0 | 0
0 | 0 | 0 | 0 | 0 | 0 | 0 | 0 | 0 | 0 | 0 | 0 | 0 | 0 | 0 | 0 | 0 | 0 | 0 | 0 | 0 | 0 | 0 | 0 | 0 | 0 | 0 | 0 | 0 | 0 | 0 | 0 | 0 | 0 | 0 | 0 | 0 | 0 | 0 | 0 | 0 | 0 | 0 | 0 | 0 | 0 | 0 | 0 | 0 | 0 | 0 | 0 | 0 | 0 | 0 | 0 | 0 | 0 | 0 | 0 | 0 | 0 | 0 | 0 | 0 | 0 | 0 | 0 | 0 | 0 | 0
0 | 0 | 0 | 0 | 0 | 0 | 0 | 0 | 0 | 0 | 0 | 0 | 0 | 0 | 0 | 0 | 0 | 0 | 0 | 0 | 0 | 0 | 0 | 0 | 0 | 0 | 0 | 0 | 0 | 0 | 0 | 0 | 0 | 0 | 0 | 0 | 0 | 0 | 0 | 0 | 0 | 0 | 0 | 0 | 0 | 0 | 0 | 0 | 0 | 0 | 0 | 0 | 0 | 0 | 0 | 0 | 0 | 0 | 0 | 0 | 0 | 0 | 0 | 0 | 0 | 0 | 0 | 0 | 0 | 0 | 0
0 | 0 | 0 | 0 | 0 | 0 | 0 | 0 | 0 | 0 | 0 | 0 | 0 | 0 | 0 | 0 | 0 | 0 | 0 | 0 | 0 | 0 | 0 | 0 | 0 | 0 | 0 | 0 | 0 | 0 | 0 | 0 | 0 | 0 | 0 | 0 | 0 | 0 | 0 | 0 | 0 | 0 | 0 | 0 | 0 | 0 | 0 | 0 | 0 | 0 | 0 | 0 | 0 | 0 | 0 | 0 | 0 | 0 | 0 | 0 | 0 | 0 | 0 | 0 | 0 | 0 | 0 | 0 | 0 | 0 | 0
0 | 0 | 0 | 0 | 0 | 0 | 0 | 0 | 0 | 0 | 0 | 0 | 0 | 0 | 0 | 0 | 0 | 0 | 0 | 0 | 0 | 0 | 0 | 0 | 0 | 0 | 0 | 0 | 0 | 0 | 0 | 0 | 0 | 0 | 0 | 0 | 0 | 0 | 0 | 0 | 0 | 0 | 0 | 0 | 0 | 0 | 0 | 0 | 0 | 0 | 0 | 0 | 0 | 0 | 0 | 0 | 0 | 0 | 0 | 0 | 0 | 0 | 0 | 0 | 0 | 0 | 0 | 0 | 0 | 0 | 0
0 | 0 | 0 | 0 | 0 | 0 | 0 | 0 | 0 | 0 | 0 | 0 | 0 | 0 | 0 | 0 | 0 | 0 | 0 | 0 | 0 | 0 | 0 | 0 | 0 | 0 | 0 | 0 | 0 | 0 | 0 | 0 | 0 | 0 | 0 | 0 | 0 | 0 | 0 | 0 | 0 | 0 | 0 | 0 | 0 | 0 | 0 | 0 | 0 | 0 | 0 | 0 | 0 | 0 | 0 | 0 | 0 | 0 | 0 | 0 | 0 | 0 | 0 | 0 | 0 | 0 | 0 | 0 | 0 | 0 | 0
0 | 0 | 0 | 0 | 0 | 0 | 0 | 0 | 0 | 0 | 0 | 0 | 0 | 0 | 0 | 0 | 0 | 0 | 0 | 0 | 0 | 0 | 0 | 0 | 0 | 0 | 0 | 0 | 0 | 0 | 0 | 0 | 0 | 0 | 0 | 0 | 0 | 0 | 0 | 0 | 0 | 0 | 0 | 0 | 0 | 0 | 0 | 0 | 0 | 0 | 0 | 0 | 0 | 0 | 0 | 0 | 0 | 0 | 0 | 0 | 0 | 0 | 0 | 0 | 0 | 0 | 0 | 0 | 0 | 0 | 0
0 | 0 | 0 | 0 | 0 | 0 | 0 | 0 | 0 | 0 | 0 | 0 | 0 | 0 | 0 | 0 | 0 | 0 | 0 | 0 | 0 | 0 | 0 | 0 | 0 | 0 | 0 | 0 | 0 | 0 | 0 | 0 | 0 | 0 | 0 | 0 | 0 | 0 | 0 | 0 | 0 | 0 | 0 | 0 | 0 | 0 | 0 | 0 | 0 | 0 | 0 | 0 | 0 | 0 | 0 | 0 | 0 | 0 | 0 | 0 | 0 | 0 | 0 | 0 | 0 | 0 | 0 | 0 | 0 | 0 | 0
0 | 0 | 0 | 0 | 0 | 0 | 0 | 0 | 0 | 0 | 0 | 0 | 0 | 0 | 0 | 0 | 0 | 0 | 0 | 0 | 0 | 0 | 0 | 0 | 0 | 0 | 0 | 0 | 0 | 0 | 0 | 0 | 0 | 0 | 0 | 0 | 0 | 0 | 0 | 0 | 0 | 0 | 0 | 0 | 0 | 0 | 0 | 0 | 0 | 0 | 0 | 0 | 0 | 0 | 0 | 0 | 0 | 0 | 0 | 0 | 0 | 0 | 0 | 0 | 0 | 0 | 0 | 0 | 0 | 0 | 0
0 | 0 | 0 | 0 | 0 | 0 | 0 | 0 | 0 | 0 | 0 | 0 | 0 | 0 | 0 | 0 | 0 | 0 | 0 | 0 | 0 | 0 | 0 | 0 | 0 | 0 | 0 | 0 | 0 | 0 | 0 | 0 | 0 | 0 | 0 | 0 | 0 | 0 | 0 | 0 | 0 | 0 | 0 | 0 | 0 | 0 | 0 | 0 | 0 | 0 | 0 | 0 | 0 | 0 | 0 | 0 | 0 | 0 | 0 | 0 | 0 | 0 | 0 | 0 | 0 | 0 | 0 | 0 | 0 | 0 | 0
0 | 0 | 0 | 0 | 0 | 0 | 0 | 0 | 0 | 0 | 0 | 0 | 0 | 0 | 0 | 0 | 0 | 0 | 0 | 0 | 0 | 0 | 0 | 0 | 0 | 0 | 0 | 0 | 0 | 0 | 0 | 0 | 0 | 0 | 0 | 0 | 0 | 0 | 0 | 0 | 0 | 0 | 0 | 0 | 0 | 0 | 0 | 0 | 0 | 0 | 0 | 0 | 0 | 0 | 0 | 0 | 0 | 0 | 0 | 0 | 0 | 0 | 0 | 0 | 0 | 0 | 0 | 0 | 0 | 0 | 0
0 | 0 | 0 | 0 | 0 | 0 | 0 | 0 | 0 | 0 | 0 | 0 | 0 | 0 | 0 | 0 | 0 | 0 | 0 | 0 | 0 | 0 | 0 | 0 | 0 | 0 | 0 | 0 | 0 | 0 | 0 | 0 | 0 | 0 | 0 | 0 | 0 | 0 | 0 | 0 | 0 | 0 | 0 | 0 | 0 | 0 | 0 | 0 | 0 | 0 | 0 | 0 | 0 | 0 | 0 | 0 | 0 | 0 | 0 | 0 | 0 | 0 | 0 | 0 | 0 | 0 | 0 | 0 | 0 | 0 | 0
0 | 0 | 0 | 0 | 0 | 0 | 0 | 0 | 0 | 0 | 0 | 0 | 0 | 0 | 0 | 0 | 0 | 0 | 0 | 0 | 0 | 0 | 0 | 0 | 0 | 0 | 0 | 0 | 0 | 0 | 0 | 0 | 0 | 0 | 0 | 0 | 0 | 0 | 0 | 0 | 0 | 0 | 0 | 0 | 0 | 0 | 0 | 0 | 0 | 0 | 0 | 0 | 0 | 0 | 0 | 0 | 0 | 0 | 0 | 0 | 0 | 0 | 0 | 0 | 0 | 0 | 0 | 0 | 0 | 0 | 0
0 | 0 | 0 | 0 | 0 | 0 | 0 | 0 | 0 | 0 | 0 | 0 | 0 | 0 | 0 | 0 | 0 | 0 | 0 | 0 | 0 | 0 | 0 | 0 | 0 | 0 | 0 | 0 | 0 | 0 | 0 | 0 | 0 | 0 | 0 | 0 | 0 | 0 | 0 | 0 | 0 | 0 | 0 | 0 | 0 | 0 | 0 | 0 | 0 | 0 | 0 | 0 | 0 | 0 | 0 | 0 | 0 | 0 | 0 | 0 | 0 | 0 | 0 | 0 | 0 | 0 | 0 | 0 | 0 | 0 | 0
0 | 0 | 0 | 0 | 0 | 0 | 0 | 0 | 0 | 0 | 0 | 0 | 0 | 0 | 0 | 0 | 0 | 0 | 0 | 0 | 0 | 0 | 0 | 0 | 0 | 0 | 0 | 0 | 0 | 0 | 0 | 0 | 0 | 0 | 0 | 0 | 0 | 0 | 0 | 0 | 0 | 0 | 0 | 0 | 0 | 0 | 0 | 0 | 0 | 0 | 0 | 0 | 0 | 0 | 0 | 0 | 0 | 0 | 0 | 0 | 0 | 0 | 0 | 0 | 0 | 0 | 0 | 0 | 0 | 0 | 0
0 | 0 | 0 | 0 | 0 | 0 | 0 | 0 | 0 | 0 | 0 | 0 | 0 | 0 | 0 | 0 | 0 | 0 | 0 | 0 | 0 | 0 | 0 | 0 | 0 | 0 | 0 | 0 | 0 | 0 | 0 | 0 | 0 | 0 | 0 | 0 | 0 | 0 | 0 | 0 | 0 | 0 | 0 | 0 | 0 | 0 | 0 | 0 | 0 | 0 | 0 | 0 | 0 | 0 | 0 | 0 | 0 | 0 | 0 | 0 | 0 | 0 | 0 | 0 | 0 | 0 | 0 | 0 | 0 | 0 | 0
0 | 0 | 0 | 0 | 0 | 0 | 0 | 0 | 0 | 0 | 0 | 0 | 0 | 0 | 0 | 0 | 0 | 0 | 0 | 0 | 0 | 0 | 0 | 0 | 0 | 0 | 0 | 0 | 0 | 0 | 0 | 0 | 0 | 0 | 0 | 0 | 0 | 0 | 0 | 0 | 0 | 0 | 0 | 0 | 0 | 0 | 0 | 0 | 0 | 0 | 0 | 0 | 0 | 0 | 0 | 0 | 0 | 0 | 0 | 0 | 0 | 0 | 0 | 0 | 0 | 0 | 0 | 0 | 0 | 0 | 0
0 | 0 | 0 | 0 | 0 | 0 | 0 | 0 | 0 | 0 | 0 | 0 | 0 | 0 | 0 | 0 | 0 | 0 | 0 | 0 | 0 | 0 | 0 | 0 | 0 | 0 | 0 | 0 | 0 | 0 | 0 | 0 | 0 | 0 | 0 | 0 | 0 | 0 | 0 | 0 | 0 | 0 | 0 | 0 | 0 | 0 | 0 | 0 | 0 | 0 | 0 | 0 | 0 | 0 | 0 | 0 | 0 | 0 | 0 | 0 | 0 | 0 | 0 | 0 | 0 | 0 | 0 | 0 | 0 | 0 | 0
0 | 0 | 0 | 0 | 0 | 0 | 0 | 0 | 0 | 0 | 0 | 0 | 0 | 0 | 0 | 0 | 0 | 0 | 0 | 0 | 0 | 0 | 0 | 0 | 0 | 0 | 0 | 0 | 0 | 0 | 0 | 0 | 0 | 0 | 0 | 0 | 0 | 0 | 0 | 0 | 0 | 0 | 0 | 0 | 0 | 0 | 0 | 0 | 0 | 0 | 0 | 0 | 0 | 0 | 0 | 0 | 0 | 0 | 0 | 0 | 0 | 0 | 0 | 0 | 0 | 0 | 0 | 0 | 0 | 0 | 0
0 | 0 | 0 | 0 | 0 | 0 | 0 | 0 | 0 | 0 | 0 | 0 | 0 | 0 | 0 | 0 | 0 | 0 | 0 | 0 | 0 | 0 | 0 | 0 | 0 | 0 | 0 | 0 | 0 | 0 | 0 | 0 | 0 | 0 | 0 | 0 | 0 | 0 | 0 | 0 | 0 | 0 | 0 | 0 | 0 | 0 | 0 | 0 | 0 | 0 | 0 | 0 | 0 | 0 | 0 | 0 | 0 | 0 | 0 | 0 | 0 | 0 | 0 | 0 | 0 | 0 | 0 | 0 | 0 | 0 | 0
0 | 0 | 0 | 0 | 0 | 0 | 0 | 0 | 0 | 0 | 0 | 0 | 0 | 0 | 0 | 0 | 0 | 0 | 0 | 0 | 0 | 0 | 0 | 0 | 0 | 0 | 0 | 0 | 0 | 0 | 0 | 0 | 0 | 0 | 0 | 0 | 0 | 0 | 0 | 0 | 0 | 0 | 0 | 0 | 0 | 0 | 0 | 0 | 0 | 0 | 0 | 0 | 0 | 0 | 0 | 0 | 0 | 0 | 0 | 0 | 0 | 0 | 0 | 0 | 0 | 0 | 0 | 0 | 0 | 0 | 0
0 | 0 | 0 | 0 | 0 | 0 | 0 | 0 | 0 | 0 | 0 | 0 | 0 | 0 | 0 | 0 | 0 | 0 | 0 | 0 | 0 | 0 | 0 | 0 | 0 | 0 | 0 | 0 | 0 | 0 | 0 | 0 | 0 | 0 | 0 | 0 | 0 | 0 | 0 | 0 | 0 | 0 | 0 | 0 | 0 | 0 | 0 | 0 | 0 | 0 | 0 | 0 | 0 | 0 | 0 | 0 | 0 | 0 | 0 | 0 | 0 | 0 | 0 | 0 | 0 | 0 | 0 | 0 | 0 | 0 | 0
0 | 0 | 0 | 0 | 0 | 0 | 0 | 0 | 0 | 0 | 0 | 0 | 0 | 0 | 0 | 0 | 0 | 0 | 0 | 0 | 0 | 0 | 0 | 0 | 0 | 0 | 0 | 0 | 0 | 0 | 0 | 0 | 0 | 0 | 0 | 0 | 0 | 0 | 0 | 0 | 0 | 0 | 0 | 0 | 0 | 0 | 0 | 0 | 0 | 0 | 0 | 0 | 0 | 0 | 0 | 0 | 0 | 0 | 0 | 0 | 0 | 0 | 0 | 0 | 0 | 0 | 0 | 0 | 0 | 0 | 0
0 | 0 | 0 | 0 | 0 | 0 | 0 | 0 | 0 | 0 | 0 | 0 | 0 | 0 | 0 | 0 | 0 | 0 | 0 | 0 | 0 | 0 | 0 | 0 | 0 | 0 | 0 | 0 | 0 | 0 | 0 | 0 | 0 | 0 | 0 | 0 | 0 | 0 | 0 | 0 | 0 | 0 | 0 | 0 | 0 | 0 | 0 | 0 | 0 | 0 | 0 | 0 | 0 | 0 | 0 | 0 | 0 | 0 | 0 | 0 | 0 | 0 | 0 | 0 | 0 | 0 | 0 | 0 | 0 | 0 | 0
0 | 0 | 0 | 0 | 0 | 0 | 0 | 0 | 0 | 0 | 0 | 0 | 0 | 0 | 0 | 0 | 0 | 0 | 0 | 0 | 0 | 0 | 0 | 0 | 0 | 0 | 0 | 0 | 0 | 0 | 0 | 0 | 0 | 0 | 0 | 0 | 0 | 0 | 0 | 0 | 0 | 0 | 0 | 0 | 0 | 0 | 0 | 0 | 0 | 0 | 0 | 0 | 0 | 0 | 0 | 0 | 0 | 0 | 0 | 0 | 0 | 0 | 0 | 0 | 0 | 0 | 0 | 0 | 0 | 0 | 0
0 | 0 | 0 | 0 | 0 | 0 | 0 | 0 | 0 | 0 | 0 | 0 | 0 | 0 | 0 | 0 | 0 | 0 | 0 | 0 | 0 | 0 | 0 | 0 | 0 | 0 | 0 | 0 | 0 | 0 | 0 | 0 | 0 | 0 | 0 | 0 | 0 | 0 | 0 | 0 | 0 | 0 | 0 | 0 | 0 | 0 | 0 | 0 | 0 | 0 | 0 | 0 | 0 | 0 | 0 | 0 | 0 | 0 | 0 | 0 | 0 | 0 | 0 | 0 | 0 | 0 | 0 | 0 | 0 | 0 | 0
0 | 0 | 0 | 0 | 0 | 0 | 0 | 0 | 0 | 0 | 0 | 0 | 0 | 0 | 0 | 0 | 0 | 0 | 0 | 0 | 0 | 0 | 0 | 0 | 0 | 0 | 0 | 0 | 0 | 0 | 0 | 0 | 0 | 0 | 0 | 0 | 0 | 0 | 0 | 0 | 0 | 0 | 0 | 0 | 0 | 0 | 0 | 0 | 0 | 0 | 0 | 0 | 0 | 0 | 0 | 0 | 0 | 0 | 0 | 0 | 0 | 0 | 0 | 0 | 0 | 0 | 0 | 0 | 0 | 0 | 0
0 | 0 | 0 | 0 | 0 | 0 | 0 | 0 | 0 | 0 | 0 | 0 | 0 | 0 | 0 | 0 | 0 | 0 | 0 | 0 | 0 | 0 | 0 | 0 | 0 | 0 | 0 | 0 | 0 | 0 | 0 | 0 | 0 | 0 | 0 | 0 | 0 | 0 | 0 | 0 | 0 | 0 | 0 | 0 | 0 | 0 | 0 | 0 | 0 | 0 | 0 | 0 | 0 | 0 | 0 | 0 | 0 | 0 | 0 | 0 | 0 | 0 | 0 | 0 | 0 | 0 | 0 | 0 | 0 | 0 | 0
0 | 0 | 0 | 0 | 0 | 0 | 0 | 0 | 0 | 0 | 0 | 0 | 0 | 0 | 0 | 0 | 0 | 0 | 0 | 0 | 0 | 0 | 0 | 0 | 0 | 0 | 0 | 0 | 0 | 0 | 0 | 0 | 0 | 0 | 0 | 0 | 0 | 0 | 0 | 0 | 0 | 0 | 0 | 0 | 0 | 0 | 0 | 0 | 0 | 0 | 0 | 0 | 0 | 0 | 0 | 0 | 0 | 0 | 0 | 0 | 0 | 0 | 0 | 0 | 0 | 0 | 0 | 0 | 0 | 0 | 0
0 | 0 | 0 | 0 | 0 | 0 | 0 | 0 | 0 | 0 | 0 | 0 | 0 | 0 | 0 | 0 | 0 | 0 | 0 | 0 | 0 | 0 | 0 | 0 | 0 | 0 | 0 | 0 | 0 | 0 | 0 | 0 | 0 | 0 | 0 | 0 | 0 | 0 | 0 | 0 | 0 | 0 | 0 | 0 | 0 | 0 | 0 | 0 | 0 | 0 | 0 | 0 | 0 | 0 | 0 | 0 | 0 | 0 | 0 | 0 | 0 | 0 | 0 | 0 | 0 | 0 | 0 | 0 | 0 | 0 | 0
0 | 0 | 0 | 0 | 0 | 0 | 0 | 0 | 0 | 0 | 0 | 0 | 0 | 0 | 0 | 0 | 0 | 0 | 0 | 0 | 0 | 0 | 0 | 0 | 0 | 0 | 0 | 0 | 0 | 0 | 0 | 0 | 0 | 0 | 0 | 0 | 0 | 0 | 0 | 0 | 0 | 0 | 0 | 0 | 0 | 0 | 0 | 0 | 0 | 0 | 0 | 0 | 0 | 0 | 0 | 0 | 0 | 0 | 0 | 0 | 0 | 0 | 0 | 0 | 0 | 0 | 0 | 0 | 0 | 0 | 0
0 | 0 | 0 | 0 | 0 | 0 | 0 | 0 | 0 | 0 | 0 | 0 | 0 | 0 | 0 | 0 | 0 | 0 | 0 | 0 | 0 | 0 | 0 | 0 | 0 | 0 | 0 | 0 | 0 | 0 | 0 | 0 | 0 | 0 | 0 | 0 | 0 | 0 | 0 | 0 | 0 | 0 | 0 | 0 | 0 | 0 | 0 | 0 | 0 | 0 | 0 | 0 | 0 | 0 | 0 | 0 | 0 | 0 | 0 | 0 | 0 | 0 | 0 | 0 | 0 | 0 | 0 | 0 | 0 | 0 | 0
0 | 0 | 0 | 0 | 0 | 0 | 0 | 0 | 0 | 0 | 0 | 0 | 0 | 0 | 0 | 0 | 0 | 0 | 0 | 0 | 0 | 0 | 0 | 0 | 0 | 0 | 0 | 0 | 0 | 0 | 0 | 0 | 0 | 0 | 0 | 0 | 0 | 0 | 0 | 0 | 0 | 0 | 0 | 0 | 0 | 0 | 0 | 0 | 0 | 0 | 0 | 0 | 0 | 0 | 0 | 0 | 0 | 0 | 0 | 0 | 0 | 0 | 0 | 0 | 0 | 0 | 0 | 0 | 0 | 0 | 0
0 | 0 | 0 | 0 | 0 | 0 | 0 | 0 | 0 | 0 | 0 | 0 | 0 | 0 | 0 | 0 | 0 | 0 | 0 | 0 | 0 | 0 | 0 | 0 | 0 | 0 | 0 | 0 | 0 | 0 | 0 | 0 | 0 | 0 | 0 | 0 | 0 | 0 | 0 | 0 | 0 | 0 | 0 | 0 | 0 | 0 | 0 | 0 | 0 | 0 | 0 | 0 | 0 | 0 | 0 | 0 | 0 | 0 | 0 | 0 | 0 | 0 | 0 | 0 | 0 | 0 | 0 | 0 | 0 | 0 | 0
0 | 0 | 0 | 0 | 0 | 0 | 0 | 0 | 0 | 0 | 0 | 0 | 0 | 0 | 0 | 0 | 0 | 0 | 0 | 0 | 0 | 0 | 0 | 0 | 0 | 0 | 0 | 0 | 0 | 0 | 0 | 0 | 0 | 0 | 0 | 0 | 0 | 0 | 0 | 0 | 0 | 0 | 0 | 0 | 0 | 0 | 0 | 0 | 0 | 0 | 0 | 0 | 0 | 0 | 0 | 0 | 0 | 0 | 0 | 0 | 0 | 0 | 0 | 0 | 0 | 0 | 0 | 0 | 0 | 0 | 0
0 | 0 | 0 | 0 | 0 | 0 | 0 | 0 | 0 | 0 | 0 | 0 | 0 | 0 | 0 | 0 | 0 | 0 | 0 | 0 | 0 | 0 | 0 | 0 | 0 | 0 | 0 | 0 | 0 | 0 | 0 | 0 | 0 | 0 | 0 | 0 | 0 | 0 | 0 | 0 | 0 | 0 | 0 | 0 | 0 | 0 | 0 | 0 | 0 | 0 | 0 | 0 | 0 | 0 | 0 | 0 | 0 | 0 | 0 | 0 | 0 | 0 | 0 | 0 | 0 | 0 | 0 | 0 | 0 | 0 | 0
0 | 0 | 0 | 0 | 0 | 0 | 0 | 0 | 0 | 0 | 0 | 0 | 0 | 0 | 0 | 0 | 0 | 0 | 0 | 0 | 0 | 0 | 0 | 0 | 0 | 0 | 0 | 0 | 0 | 0 | 0 | 0 | 0 | 0 | 0 | 0 | 0 | 0 | 0 | 0 | 0 | 0 | 0 | 0 | 0 | 0 | 0 | 0 | 0 | 0 | 0 | 0 | 0 | 0 | 0 | 0 | 0 | 0 | 0 | 0 | 0 | 0 | 0 | 0 | 0 | 0 | 0 | 0 | 0 | 0 | 0
0 | 0 | 0 | 0 | 0 | 0 | 0 | 0 | 0 | 0 | 0 | 0 | 0 | 0 | 0 | 0 | 0 | 0 | 0 | 0 | 0 | 0 | 0 | 0 | 0 | 0 | 0 | 0 | 0 | 0 | 0 | 0 | 0 | 0 | 0 | 0 | 0 | 0 | 0 | 0 | 0 | 0 | 0 | 0 | 0 | 0 | 0 | 0 | 0 | 0 | 0 | 0 | 0 | 0 | 0 | 0 | 0 | 0 | 0 | 0 | 0 | 0 | 0 | 0 | 0 | 0 | 0 | 0 | 0 | 0 | 0
0 | 0 | 0 | 0 | 0 | 0 | 0 | 0 | 0 | 0 | 0 | 0 | 0 | 0 | 0 | 0 | 0 | 0 | 0 | 0 | 0 | 0 | 0 | 0 | 0 | 0 | 0 | 0 | 0 | 0 | 0 | 0 | 0 | 0 | 0 | 0 | 0 | 0 | 0 | 0 | 0 | 0 | 0 | 0 | 0 | 0 | 0 | 0 | 0 | 0 | 0 | 0 | 0 | 0 | 0 | 0 | 0 | 0 | 0 | 0 | 0 | 0 | 0 | 0 | 0 | 0 | 0 | 0 | 0 | 0 | 0
0 | 0 | 0 | 0 | 0 | 0 | 0 | 0 | 0 | 0 | 0 | 0 | 0 | 0 | 0 | 0 | 0 | 0 | 0 | 0 | 0 | 0 | 0 | 0 | 0 | 0 | 0 | 0 | 0 | 0 | 0 | 0 | 0 | 0 | 0 | 0 | 0 | 0 | 0 | 0 | 0 | 0 | 0 | 0 | 0 | 0 | 0 | 0 | 0 | 0 | 0 | 0 | 0 | 0 | 0 | 0 | 0 | 0 | 0 | 0 | 0 | 0 | 0 | 0 | 0 | 0 | 0 | 0 | 0 | 0 | 0
0 | 0 | 0 | 0 | 0 | 0 | 0 | 0 | 0 | 0 | 0 | 0 | 0 | 0 | 0 | 0 | 0 | 0 | 0 | 0 | 0 | 0 | 0 | 0 | 0 | 0 | 0 | 0 | 0 | 0 | 0 | 0 | 0 | 0 | 0 | 0 | 0 | 0 | 0 | 0 | 0 | 0 | 0 | 0 | 0 | 0 | 0 | 0 | 0 | 0 | 0 | 0 | 0 | 0 | 0 | 0 | 0 | 0 | 0 | 0 | 0 | 0 | 0 | 0 | 0 | 0 | 0 | 0 | 0 | 0 | 0
0 | 0 | 0 | 0 | 0 | 0 | 0 | 0 | 0 | 0 | 0 | 0 | 0 | 0 | 0 | 0 | 0 | 0 | 0 | 0 | 0 | 0 | 0 | 0 | 0 | 0 | 0 | 0 | 0 | 0 | 0 | 0 | 0 | 0 | 0 | 0 | 0 | 0 | 0 | 0 | 0 | 0 | 0 | 0 | 0 | 0 | 0 | 0 | 0 | 0 | 0 | 0 | 0 | 0 | 0 | 0 | 0 | 0 | 0 | 0 | 0 | 0 | 0 | 0 | 0 | 0 | 0 | 0 | 0 | 0 | 0
0 | 0 | 0 | 0 | 0 | 0 | 0 | 0 | 0 | 0 | 0 | 0 | 0 | 0 | 0 | 0 | 0 | 0 | 0 | 0 | 0 | 0 | 0 | 0 | 0 | 0 | 0 | 0 | 0 | 0 | 0 | 0 | 0 | 0 | 0 | 0 | 0 | 0 | 0 | 0 | 0 | 0 | 0 | 0 | 0 | 0 | 0 | 0 | 0 | 0 | 0 | 0 | 0 | 0 | 0 | 0 | 0 | 0 | 0 | 0 | 0 | 0 | 0 | 0 | 0 | 0 | 0 | 0 | 0 | 0 | 0
0 | 0 | 0 | 0 | 0 | 0 | 0 | 0 | 0 | 0 | 0 | 0 | 0 | 0 | 0 | 0 | 0 | 0 | 0 | 0 | 0 | 0 | 0 | 0 | 0 | 0 | 0 | 0 | 0 | 0 | 0 | 0 | 0 | 0 | 0 | 0 | 0 | 0 | 0 | 0 | 0 | 0 | 0 | 0 | 0 | 0 | 0 | 0 | 0 | 0 | 0 | 0 | 0 | 0 | 0 | 0 | 0 | 0 | 0 | 0 | 0 | 0 | 0 | 0 | 0 | 0 | 0 | 0 | 0 | 0 | 0
0 | 0 | 0 | 0 | 0 | 0 | 0 | 0 | 0 | 0 | 0 | 0 | 0 | 0 | 0 | 0 | 0 | 0 | 0 | 0 | 0 | 0 | 0 | 0 | 0 | 0 | 0 | 0 | 0 | 0 | 0 | 0 | 0 | 0 | 0 | 0 | 0 | 0 | 0 | 0 | 0 | 0 | 0 | 0 | 0 | 0 | 0 | 0 | 0 | 0 | 0 | 0 | 0 | 0 | 0 | 0 | 0 | 0 | 0 | 0 | 0 | 0 | 0 | 0 | 0 | 0 | 0 | 0 | 0 | 0 | 0
0 | 0 | 0 | 0 | 0 | 0 | 0 | 0 | 0 | 0 | 0 | 0 | 0 | 0 | 0 | 0 | 0 | 0 | 0 | 0 | 0 | 0 | 0 | 0 | 0 | 0 | 0 | 0 | 0 | 0 | 0 | 0 | 0 | 0 | 0 | 0 | 0 | 0 | 0 | 0 | 0 | 0 | 0 | 0 | 0 | 0 | 0 | 0 | 0 | 0 | 0 | 0 | 0 | 0 | 0 | 0 | 0 | 0 | 0 | 0 | 0 | 0 | 0 | 0 | 0 | 0 | 0 | 0 | 0 | 0 | 0
0 | 0 | 0 | 0 | 0 | 0 | 0 | 0 | 0 | 0 | 0 | 0 | 0 | 0 | 0 | 0 | 0 | 0 | 0 | 0 | 0 | 0 | 0 | 0 | 0 | 0 | 0 | 0 | 0 | 0 | 0 | 0 | 0 | 0 | 0 | 0 | 0 | 0 | 0 | 0 | 0 | 0 | 0 | 0 | 0 | 0 | 0 | 0 | 0 | 0 | 0 | 0 | 0 | 0 | 0 | 0 | 0 | 0 | 0 | 0 | 0 | 0 | 0 | 0 | 0 | 0 | 0 | 0 | 0 | 0 | 0
0 | 0 | 0 | 0 | 0 | 0 | 0 | 0 | 0 | 0 | 0 | 0 | 0 | 0 | 0 | 0 | 0 | 0 | 0 | 0 | 0 | 0 | 0 | 0 | 0 | 0 | 0 | 0 | 0 | 0 | 0 | 0 | 0 | 0 | 0 | 0 | 0 | 0 | 0 | 0 | 0 | 0 | 0 | 0 | 0 | 0 | 0 | 0 | 0 | 0 | 0 | 0 | 0 | 0 | 0 | 0 | 0 | 0 | 0 | 0 | 0 | 0 | 0 | 0 | 0 | 0 | 0 | 0 | 0 | 0 | 0
0 | 0 | 0 | 0 | 0 | 0 | 0 | 0 | 0 | 0 | 0 | 0 | 0 | 0 | 0 | 0 | 0 | 0 | 0 | 0 | 0 | 0 | 0 | 0 | 0 | 0 | 0 | 0 | 0 | 0 | 0 | 0 | 0 | 0 | 0 | 0 | 0 | 0 | 0 | 0 | 0 | 0 | 0 | 0 | 0 | 0 | 0 | 0 | 0 | 0 | 0 | 0 | 0 | 0 | 0 | 0 | 0 | 0 | 0 | 0 | 0 | 0 | 0 | 0 | 0 | 0 | 0 | 0 | 0 | 0 | 0
0 | 0 | 0 | 0 | 0 | 0 | 0 | 0 | 0 | 0 | 0 | 0 | 0 | 0 | 0 | 0 | 0 | 0 | 0 | 0 | 0 | 0 | 0 | 0 | 0 | 0 | 0 | 0 | 0 | 0 | 0 | 0 | 0 | 0 | 0 | 0 | 0 | 0 | 0 | 0 | 0 | 0 | 0 | 0 | 0 | 0 | 0 | 0 | 0 | 0 | 0 | 0 | 0 | 0 | 0 | 0 | 0 | 0 | 0 | 0 | 0 | 0 | 0 | 0 | 0 | 0 | 0 | 0 | 0 | 0 | 0
0 | 0 | 0 | 0 | 0 | 0 | 0 | 0 | 0 | 0 | 0 | 0 | 0 | 0 | 0 | 0 | 0 | 0 | 0 | 0 | 0 | 0 | 0 | 0 | 0 | 0 | 0 | 0 | 0 | 0 | 0 | 0 | 0 | 0 | 0 | 0 | 0 | 0 | 0 | 0 | 0 | 0 | 0 | 0 | 0 | 0 | 0 | 0 | 0 | 0 | 0 | 0 | 0 | 0 | 0 | 0 | 0 | 0 | 0 | 0 | 0 | 0 | 0 | 0 | 0 | 0 | 0 | 0 | 0 | 0 | 0
0 | 0 | 0 | 0 | 0 | 0 | 0 | 0 | 0 | 0 | 0 | 0 | 0 | 0 | 0 | 0 | 0 | 0 | 0 | 0 | 0 | 0 | 0 | 0 | 0 | 0 | 0 | 0 | 0 | 0 | 0 | 0 | 0 | 0 | 0 | 0 | 0 | 0 | 0 | 0 | 0 | 0 | 0 | 0 | 0 | 0 | 0 | 0 | 0 | 0 | 0 | 0 | 0 | 0 | 0 | 0 | 0 | 0 | 0 | 0 | 0 | 0 | 0 | 0 | 0 | 0 | 0 | 0 | 0 | 0 | 0
0 | 0 | 0 | 0 | 0 | 0 | 0 | 0 | 0 | 0 | 0 | 0 | 0 | 0 | 0 | 0 | 0 | 0 | 0 | 0 | 0 | 0 | 0 | 0 | 0 | 0 | 0 | 0 | 0 | 0 | 0 | 0 | 0 | 0 | 0 | 0 | 0 | 0 | 0 | 0 | 0 | 0 | 0 | 0 | 0 | 0 | 0 | 0 | 0 | 0 | 0 | 0 | 0 | 0 | 0 | 0 | 0 | 0 | 0 | 0 | 0 | 0 | 0 | 0 | 0 | 0 | 0 | 0 | 0 | 0 | 0
0 | 0 | 0 | 0 | 0 | 0 | 0 | 0 | 0 | 0 | 0 | 0 | 0 | 0 | 0 | 0 | 0 | 0 | 0 | 0 | 0 | 0 | 0 | 0 | 0 | 0 | 0 | 0 | 0 | 0 | 0 | 0 | 0 | 0 | 0 | 0 | 0 | 0 | 0 | 0 | 0 | 0 | 0 | 0 | 0 | 0 | 0 | 0 | 0 | 0 | 0 | 0 | 0 | 0 | 0 | 0 | 0 | 0 | 0 | 0 | 0 | 0 | 0 | 0 | 0 | 0 | 0 | 0 | 0 | 0 | 0
0 | 0 | 0 | 0 | 0 | 0 | 0 | 0 | 0 | 0 | 0 | 0 | 0 | 0 | 0 | 0 | 0 | 0 | 0 | 0 | 0 | 0 | 0 | 0 | 0 | 0 | 0 | 0 | 0 | 0 | 0 | 0 | 0 | 0 | 0 | 0 | 0 | 0 | 0 | 0 | 0 | 0 | 0 | 0 | 0 | 0 | 0 | 0 | 0 | 0 | 0 | 0 | 0 | 0 | 0 | 0 | 0 | 0 | 0 | 0 | 0 | 0 | 0 | 0 | 0 | 0 | 0 | 0 | 0 | 0 | 0
0 | 0 | 0 | 0 | 0 | 0 | 0 | 0 | 0 | 0 | 0 | 0 | 0 | 0 | 0 | 0 | 0 | 0 | 0 | 0 | 0 | 0 | 0 | 0 | 0 | 0 | 0 | 0 | 0 | 0 | 0 | 0 | 0 | 0 | 0 | 0 | 0 | 0 | 0 | 0 | 0 | 0 | 0 | 0 | 0 | 0 | 0 | 0 | 0 | 0 | 0 | 0 | 0 | 0 | 0 | 0 | 0 | 0 | 0 | 0 | 0 | 0 | 0 | 0 | 0 | 0 | 0 | 0 | 0 | 0 | 0
0 | 0 | 0 | 0 | 0 | 0 | 0 | 0 | 0 | 0 | 0 | 0 | 0 | 0 | 0 | 0 | 0 | 0 | 0 | 0 | 0 | 0 | 0 | 0 | 0 | 0 | 0 | 0 | 0 | 0 | 0 | 0 | 0 | 0 | 0 | 0 | 0 | 0 | 0 | 0 | 0 | 0 | 0 | 0 | 0 | 0 | 0 | 0 | 0 | 0 | 0 | 0 | 0 | 0 | 0 | 0 | 0 | 0 | 0 | 0 | 0 | 0 | 0 | 0 | 0 | 0 | 0 | 0 | 0 | 0 | 0
0 | 0 | 0 | 0 | 0 | 0 | 0 | 0 | 0 | 0 | 0 | 0 | 0 | 0 | 0 | 0 | 0 | 0 | 0 | 0 | 0 | 0 | 0 | 0 | 0 | 0 | 0 | 0 | 0 | 0 | 0 | 0 | 0 | 0 | 0 | 0 | 0 | 0 | 0 | 0 | 0 | 0 | 0 | 0 | 0 | 0 | 0 | 0 | 0 | 0 | 0 | 0 | 0 | 0 | 0 | 0 | 0 | 0 | 0 | 0 | 0 | 0 | 0 | 0 | 0 | 0 | 0 | 0 | 0 | 0 | 0
0 | 0 | 0 | 0 | 0 | 0 | 0 | 0 | 0 | 0 | 0 | 0 | 0 | 0 | 0 | 0 | 0 | 0 | 0 | 0 | 0 | 0 | 0 | 0 | 0 | 0 | 0 | 0 | 0 | 0 | 0 | 0 | 0 | 0 | 0 | 0 | 0 | 0 | 0 | 0 | 0 | 0 | 0 | 0 | 0 | 0 | 0 | 0 | 0 | 0 | 0 | 0 | 0 | 0 | 0 | 0 | 0 | 0 | 0 | 0 | 0 | 0 | 0 | 0 | 0 | 0 | 0 | 0 | 0 | 0 | 0
0 | 0 | 0 | 0 | 0 | 0 | 0 | 0 | 0 | 0 | 0 | 0 | 0 | 0 | 0 | 0 | 0 | 0 | 0 | 0 | 0 | 0 | 0 | 0 | 0 | 0 | 0 | 0 | 0 | 0 | 0 | 0 | 0 | 0 | 0 | 0 | 0 | 0 | 0 | 0 | 0 | 0 | 0 | 0 | 0 | 0 | 0 | 0 | 0 | 0 | 0 | 0 | 0 | 0 | 0 | 0 | 0 | 0 | 0 | 0 | 0 | 0 | 0 | 0 | 0 | 0 | 0 | 0 | 0 | 0 | 0
0 | 0 | 0 | 0 | 0 | 0 | 0 | 0 | 0 | 0 | 0 | 0 | 0 | 0 | 0 | 0 | 0 | 0 | 0 | 0 | 0 | 0 | 0 | 0 | 0 | 0 | 0 | 0 | 0 | 0 | 0 | 0 | 0 | 0 | 0 | 0 | 0 | 0 | 0 | 0 | 0 | 0 | 0 | 0 | 0 | 0 | 0 | 0 | 0 | 0 | 0 | 0 | 0 | 0 | 0 | 0 | 0 | 0 | 0 | 0 | 0 | 0 | 0 | 0 | 0 | 0 | 0 | 0 | 0 | 0 | 0
0 | 0 | 0 | 0 | 0 | 0 | 0 | 0 | 0 | 0 | 0 | 0 | 0 | 0 | 0 | 0 | 0 | 0 | 0 | 0 | 0 | 0 | 0 | 0 | 0 | 0 | 0 | 0 | 0 | 0 | 0 | 0 | 0 | 0 | 0 | 0 | 0 | 0 | 0 | 0 | 0 | 0 | 0 | 0 | 0 | 0 | 0 | 0 | 0 | 0 | 0 | 0 | 0 | 0 | 0 | 0 | 0 | 0 | 0 | 0 | 0 | 0 | 0 | 0 | 0 | 0 | 0 | 0 | 0 | 0 | 0
0 | 0 | 0 | 0 | 0 | 0 | 0 | 0 | 0 | 0 | 0 | 0 | 0 | 0 | 0 | 0 | 0 | 0 | 0 | 0 | 0 | 0 | 0 | 0 | 0 | 0 | 0 | 0 | 0 | 0 | 0 | 0 | 0 | 0 | 0 | 0 | 0 | 0 | 0 | 0 | 0 | 0 | 0 | 0 | 0 | 0 | 0 | 0 | 0 | 0 | 0 | 0 | 0 | 0 | 0 | 0 | 0 | 0 | 0 | 0 | 0 | 0 | 0 | 0 | 0 | 0 | 0 | 0 | 0 | 0 | 0
0 | 0 | 0 | 0 | 0 | 0 | 0 | 0 | 0 | 0 | 0 | 0 | 0 | 0 | 0 | 0 | 0 | 0 | 0 | 0 | 0 | 0 | 0 | 0 | 0 | 0 | 0 | 0 | 0 | 0 | 0 | 0 | 0 | 0 | 0 | 0 | 0 | 0 | 0 | 0 | 0 | 0 | 0 | 0 | 0 | 0 | 0 | 0 | 0 | 0 | 0 | 0 | 0 | 0 | 0 | 0 | 0 | 0 | 0 | 0 | 0 | 0 | 0 | 0 | 0 | 0 | 0 | 0 | 0 | 0 | 0
0 | 0 | 0 | 0 | 0 | 0 | 0 | 0 | 0 | 0 | 0 | 0 | 0 | 0 | 0 | 0 | 0 | 0 | 0 | 0 | 0 | 0 | 0 | 0 | 0 | 0 | 0 | 0 | 0 | 0 | 0 | 0 | 0 | 0 | 0 | 0 | 0 | 0 | 0 | 0 | 0 | 0 | 0 | 0 | 0 | 0 | 0 | 0 | 0 | 0 | 0 | 0 | 0 | 0 | 0 | 0 | 0 | 0 | 0 | 0 | 0 | 0 | 0 | 0 | 0 | 0 | 0 | 0 | 0 | 0 | 0
0 | 0 | 0 | 0 | 0 | 0 | 0 | 0 | 0 | 0 | 0 | 0 | 0 | 0 | 0 | 0 | 0 | 0 | 0 | 0 | 0 | 0 | 0 | 0 | 0 | 0 | 0 | 0 | 0 | 0 | 0 | 0 | 0 | 0 | 0 | 0 | 0 | 0 | 0 | 0 | 0 | 0 | 0 | 0 | 0 | 0 | 0 | 0 | 0 | 0 | 0 | 0 | 0 | 0 | 0 | 0 | 0 | 0 | 0 | 0 | 0 | 0 | 0 | 0 | 0 | 0 | 0 | 0 | 0 | 0 | 0
0 | 0 | 0 | 0 | 0 | 0 | 0 | 0 | 0 | 0 | 0 | 0 | 0 | 0 | 0 | 0 | 0 | 0 | 0 | 0 | 0 | 0 | 0 | 0 | 0 | 0 | 0 | 0 | 0 | 0 | 0 | 0 | 0 | 0 | 0 | 0 | 0 | 0 | 0 | 0 | 0 | 0 | 0 | 0 | 0 | 0 | 0 | 0 | 0 | 0 | 0 | 0 | 0 | 0 | 0 | 0 | 0 | 0 | 0 | 0 | 0 | 0 | 0 | 0 | 0 | 0 | 0 | 0 | 0 | 0 | 0
0 | 0 | 0 | 0 | 0 | 0 | 0 | 0 | 0 | 0 | 0 | 0 | 0 | 0 | 0 | 0 | 0 | 0 | 0 | 0 | 0 | 0 | 0 | 0 | 0 | 0 | 0 | 0 | 0 | 0 | 0 | 0 | 0 | 0 | 0 | 0 | 0 | 0 | 0 | 0 | 0 | 0 | 0 | 0 | 0 | 0 | 0 | 0 | 0 | 0 | 0 | 0 | 0 | 0 | 0 | 0 | 0 | 0 | 0 | 0 | 0 | 0 | 0 | 0 | 0 | 0 | 0 | 0 | 0 | 0 | 0
0 | 0 | 0 | 0 | 0 | 0 | 0 | 0 | 0 | 0 | 0 | 0 | 0 | 0 | 0 | 0 | 0 | 0 | 0 | 0 | 0 | 0 | 0 | 0 | 0 | 0 | 0 | 0 | 0 | 0 | 0 | 0 | 0 | 0 | 0 | 0 | 0 | 0 | 0 | 0 | 0 | 0 | 0 | 0 | 0 | 0 | 0 | 0 | 0 | 0 | 0 | 0 | 0 | 0 | 0 | 0 | 0 | 0 | 0 | 0 | 0 | 0 | 0 | 0 | 0 | 0 | 0 | 0 | 0 | 0 | 0
0 | 0 | 0 | 0 | 0 | 0 | 0 | 0 | 0 | 0 | 0 | 0 | 0 | 0 | 0 | 0 | 0 | 0 | 0 | 0 | 0 | 0 | 0 | 0 | 0 | 0 | 0 | 0 | 0 | 0 | 0 | 0 | 0 | 0 | 0 | 0 | 0 | 0 | 0 | 0 | 0 | 0 | 0 | 0 | 0 | 0 | 0 | 0 | 0 | 0 | 0 | 0 | 0 | 0 | 0 | 0 | 0 | 0 | 0 | 0 | 0 | 0 | 0 | 0 | 0 | 0 | 0 | 0 | 0 | 0 | 0
0 | 0 | 0 | 0 | 0 | 0 | 0 | 0 | 0 | 0 | 0 | 0 | 0 | 0 | 0 | 0 | 0 | 0 | 0 | 0 | 0 | 0 | 0 | 0 | 0 | 0 | 0 | 0 | 0 | 0 | 0 | 0 | 0 | 0 | 0 | 0 | 0 | 0 | 0 | 0 | 0 | 0 | 0 | 0 | 0 | 0 | 0 | 0 | 0 | 0 | 0 | 0 | 0 | 0 | 0 | 0 | 0 | 0 | 0 | 0 | 0 | 0 | 0 | 0 | 0 | 0 | 0 | 0 | 0 | 0 | 0
0 | 0 | 0 | 0 | 0 | 0 | 0 | 0 | 0 | 0 | 0 | 0 | 0 | 0 | 0 | 0 | 0 | 0 | 0 | 0 | 0 | 0 | 0 | 0 | 0 | 0 | 0 | 0 | 0 | 0 | 0 | 0 | 0 | 0 | 0 | 0 | 0 | 0 | 0 | 0 | 0 | 0 | 0 | 0 | 0 | 0 | 0 | 0 | 0 | 0 | 0 | 0 | 0 | 0 | 0 | 0 | 0 | 0 | 0 | 0 | 0 | 0 | 0 | 0 | 0 | 0 | 0 | 0 | 0 | 0 | 0
0 | 0 | 0 | 0 | 0 | 0 | 0 | 0 | 0 | 0 | 0 | 0 | 0 | 0 | 0 | 0 | 0 | 0 | 0 | 0 | 0 | 0 | 0 | 0 | 0 | 0 | 0 | 0 | 0 | 0 | 0 | 0 | 0 | 0 | 0 | 0 | 0 | 0 | 0 | 0 | 0 | 0 | 0 | 0 | 0 | 0 | 0 | 0 | 0 | 0 | 0 | 0 | 0 | 0 | 0 | 0 | 0 | 0 | 0 | 0 | 0 | 0 | 0 | 0 | 0 | 0 | 0 | 0 | 0 | 0 | 0
0 | 0 | 0 | 0 | 0 | 0 | 0 | 0 | 0 | 0 | 0 | 0 | 0 | 0 | 0 | 0 | 0 | 0 | 0 | 0 | 0 | 0 | 0 | 0 | 0 | 0 | 0 | 0 | 0 | 0 | 0 | 0 | 0 | 0 | 0 | 0 | 0 | 0 | 0 | 0 | 0 | 0 | 0 | 0 | 0 | 0 | 0 | 0 | 0 | 0 | 0 | 0 | 0 | 0 | 0 | 0 | 0 | 0 | 0 | 0 | 0 | 0 | 0 | 0 | 0 | 0 | 0 | 0 | 0 | 0 | 0
0 | 0 | 0 | 0 | 0 | 0 | 0 | 0 | 0 | 0 | 0 | 0 | 0 | 0 | 0 | 0 | 0 | 0 | 0 | 0 | 0 | 0 | 0 | 0 | 0 | 0 | 0 | 0 | 0 | 0 | 0 | 0 | 0 | 0 | 0 | 0 | 0 | 0 | 0 | 0 | 0 | 0 | 0 | 0 | 0 | 0 | 0 | 0 | 0 | 0 | 0 | 0 | 0 | 0 | 0 | 0 | 0 | 0 | 0 | 0 | 0 | 0 | 0 | 0 | 0 | 0 | 0 | 0 | 0 | 0 | 0
0 | 0 | 0 | 0 | 0 | 0 | 0 | 0 | 0 | 0 | 0 | 0 | 0 | 0 | 0 | 0 | 0 | 0 | 0 | 0 | 0 | 0 | 0 | 0 | 0 | 0 | 0 | 0 | 0 | 0 | 0 | 0 | 0 | 0 | 0 | 0 | 0 | 0 | 0 | 0 | 0 | 0 | 0 | 0 | 0 | 0 | 0 | 0 | 0 | 0 | 0 | 0 | 0 | 0 | 0 | 0 | 0 | 0 | 0 | 0 | 0 | 0 | 0 | 0 | 0 | 0 | 0 | 0 | 0 | 0 | 0
0 | 0 | 0 | 0 | 0 | 0 | 0 | 0 | 0 | 0 | 0 | 0 | 0 | 0 | 0 | 0 | 0 | 0 | 0 | 0 | 0 | 0 | 0 | 0 | 0 | 0 | 0 | 0 | 0 | 0 | 0 | 0 | 0 | 0 | 0 | 0 | 0 | 0 | 0 | 0 | 0 | 0 | 0 | 0 | 0 | 0 | 0 | 0 | 0 | 0 | 0 | 0 | 0 | 0 | 0 | 0 | 0 | 0 | 0 | 0 | 0 | 0 | 0 | 0 | 0 | 0 | 0 | 0 | 0 | 0 | 0
0 | 0 | 0 | 0 | 0 | 0 | 0 | 0 | 0 | 0 | 0 | 0 | 0 | 0 | 0 | 0 | 0 | 0 | 0 | 0 | 0 | 0 | 0 | 0 | 0 | 0 | 0 | 0 | 0 | 0 | 0 | 0 | 0 | 0 | 0 | 0 | 0 | 0 | 0 | 0 | 0 | 0 | 0 | 0 | 0 | 0 | 0 | 0 | 0 | 0 | 0 | 0 | 0 | 0 | 0 | 0 | 0 | 0 | 0 | 0 | 0 | 0 | 0 | 0 | 0 | 0 | 0 | 0 | 0 | 0 | 0
0 | 0 | 0 | 0 | 0 | 0 | 0 | 0 | 0 | 0 | 0 | 0 | 0 | 0 | 0 | 0 | 0 | 0 | 0 | 0 | 0 | 0 | 0 | 0 | 0 | 0 | 0 | 0 | 0 | 0 | 0 | 0 | 0 | 0 | 0 | 0 | 0 | 0 | 0 | 0 | 0 | 0 | 0 | 0 | 0 | 0 | 0 | 0 | 0 | 0 | 0 | 0 | 0 | 0 | 0 | 0 | 0 | 0 | 0 | 0 | 0 | 0 | 0 | 0 | 0 | 0 | 0 | 0 | 0 | 0 | 0
0 | 0 | 0 | 0 | 0 | 0 | 0 | 0 | 0 | 0 | 0 | 0 | 0 | 0 | 0 | 0 | 0 | 0 | 0 | 0 | 0 | 0 | 0 | 0 | 0 | 0 | 0 | 0 | 0 | 0 | 0 | 0 | 0 | 0 | 0 | 0 | 0 | 0 | 0 | 0 | 0 | 0 | 0 | 0 | 0 | 0 | 0 | 0 | 0 | 0 | 0 | 0 | 0 | 0 | 0 | 0 | 0 | 0 | 0 | 0 | 0 | 0 | 0 | 0 | 0 | 0 | 0 | 0 | 0 | 0 | 0
0 | 0 | 0 | 0 | 0 | 0 | 0 | 0 | 0 | 0 | 0 | 0 | 0 | 0 | 0 | 0 | 0 | 0 | 0 | 0 | 0 | 0 | 0 | 0 | 0 | 0 | 0 | 0 | 0 | 0 | 0 | 0 | 0 | 0 | 0 | 0 | 0 | 0 | 0 | 0 | 0 | 0 | 0 | 0 | 0 | 0 | 0 | 0 | 0 | 0 | 0 | 0 | 0 | 0 | 0 | 0 | 0 | 0 | 0 | 0 | 0 | 0 | 0 | 0 | 0 | 0 | 0 | 0 | 0 | 0 | 0
0 | 0 | 0 | 0 | 0 | 0 | 0 | 0 | 0 | 0 | 0 | 0 | 0 | 0 | 0 | 0 | 0 | 0 | 0 | 0 | 0 | 0 | 0 | 0 | 0 | 0 | 0 | 0 | 0 | 0 | 0 | 0 | 0 | 0 | 0 | 0 | 0 | 0 | 0 | 0 | 0 | 0 | 0 | 0 | 0 | 0 | 0 | 0 | 0 | 0 | 0 | 0 | 0 | 0 | 0 | 0 | 0 | 0 | 0 | 0 | 0 | 0 | 0 | 0 | 0 | 0 | 0 | 0 | 0 | 0 | 0
0 | 0 | 0 | 0 | 0 | 0 | 0 | 0 | 0 | 0 | 0 | 0 | 0 | 0 | 0 | 0 | 0 | 0 | 0 | 0 | 0 | 0 | 0 | 0 | 0 | 0 | 0 | 0 | 0 | 0 | 0 | 0 | 0 | 0 | 0 | 0 | 0 | 0 | 0 | 0 | 0 | 0 | 0 | 0 | 0 | 0 | 0 | 0 | 0 | 0 | 0 | 0 | 0 | 0 | 0 | 0 | 0 | 0 | 0 | 0 | 0 | 0 | 0 | 0 | 0 | 0 | 0 | 0 | 0 | 0 | 0
0 | 0 | 0 | 0 | 0 | 0 | 0 | 0 | 0 | 0 | 0 | 0 | 0 | 0 | 0 | 0 | 0 | 0 | 0 | 0 | 0 | 0 | 0 | 0 | 0 | 0 | 0 | 0 | 0 | 0 | 0 | 0 | 0 | 0 | 0 | 0 | 0 | 0 | 0 | 0 | 0 | 0 | 0 | 0 | 0 | 0 | 0 | 0 | 0 | 0 | 0 | 0 | 0 | 0 | 0 | 0 | 0 | 0 | 0 | 0 | 0 | 0 | 0 | 0 | 0 | 0 | 0 | 0 | 0 | 0 | 0
0 | 0 | 0 | 0 | 0 | 0 | 0 | 0 | 0 | 0 | 0 | 0 | 0 | 0 | 0 | 0 | 0 | 0 | 0 | 0 | 0 | 0 | 0 | 0 | 0 | 0 | 0 | 0 | 0 | 0 | 0 | 0 | 0 | 0 | 0 | 0 | 0 | 0 | 0 | 0 | 0 | 0 | 0 | 0 | 0 | 0 | 0 | 0 | 0 | 0 | 0 | 0 | 0 | 0 | 0 | 0 | 0 | 0 | 0 | 0 | 0 | 0 | 0 | 0 | 0 | 0 | 0 | 0 | 0 | 0 | 0
0 | 0 | 0 | 0 | 0 | 0 | 0 | 0 | 0 | 0 | 0 | 0 | 0 | 0 | 0 | 0 | 0 | 0 | 0 | 0 | 0 | 0 | 0 | 0 | 0 | 0 | 0 | 0 | 0 | 0 | 0 | 0 | 0 | 0 | 0 | 0 | 0 | 0 | 0 | 0 | 0 | 0 | 0 | 0 | 0 | 0 | 0 | 0 | 0 | 0 | 0 | 0 | 0 | 0 | 0 | 0 | 0 | 0 | 0 | 0 | 0 | 0 | 0 | 0 | 0 | 0 | 0 | 0 | 0 | 0 | 0
0 | 0 | 0 | 0 | 0 | 0 | 0 | 0 | 0 | 0 | 0 | 0 | 0 | 0 | 0 | 0 | 0 | 0 | 0 | 0 | 0 | 0 | 0 | 0 | 0 | 0 | 0 | 0 | 0 | 0 | 0 | 0 | 0 | 0 | 0 | 0 | 0 | 0 | 0 | 0 | 0 | 0 | 0 | 0 | 0 | 0 | 0 | 0 | 0 | 0 | 0 | 0 | 0 | 0 | 0 | 0 | 0 | 0 | 0 | 0 | 0 | 0 | 0 | 0 | 0 | 0 | 0 | 0 | 0 | 0 | 0
0 | 0 | 0 | 0 | 0 | 0 | 0 | 0 | 0 | 0 | 0 | 0 | 0 | 0 | 0 | 0 | 0 | 0 | 0 | 0 | 0 | 0 | 0 | 0 | 0 | 0 | 0 | 0 | 0 | 0 | 0 | 0 | 0 | 0 | 0 | 0 | 0 | 0 | 0 | 0 | 0 | 0 | 0 | 0 | 0 | 0 | 0 | 0 | 0 | 0 | 0 | 0 | 0 | 0 | 0 | 0 | 0 | 0 | 0 | 0 | 0 | 0 | 0 | 0 | 0 | 0 | 0 | 0 | 0 | 0 | 0
0 | 0 | 0 | 0 | 0 | 0 | 0 | 0 | 0 | 0 | 0 | 0 | 0 | 0 | 0 | 0 | 0 | 0 | 0 | 0 | 0 | 0 | 0 | 0 | 0 | 0 | 0 | 0 | 0 | 0 | 0 | 0 | 0 | 0 | 0 | 0 | 0 | 0 | 0 | 0 | 0 | 0 | 0 | 0 | 0 | 0 | 0 | 0 | 0 | 0 | 0 | 0 | 0 | 0 | 0 | 0 | 0 | 0 | 0 | 0 | 0 | 0 | 0 | 0 | 0 | 0 | 0 | 0 | 0 | 0 | 0
0 | 0 | 0 | 0 | 0 | 0 | 0 | 0 | 0 | 0 | 0 | 0 | 0 | 0 | 0 | 0 | 0 | 0 | 0 | 0 | 0 | 0 | 0 | 0 | 0 | 0 | 0 | 0 | 0 | 0 | 0 | 0 | 0 | 0 | 0 | 0 | 0 | 0 | 0 | 0 | 0 | 0 | 0 | 0 | 0 | 0 | 0 | 0 | 0 | 0 | 0 | 0 | 0 | 0 | 0 | 0 | 0 | 0 | 0 | 0 | 0 | 0 | 0 | 0 | 0 | 0 | 0 | 0 | 0 | 0 | 0
0 | 0 | 0 | 0 | 0 | 0 | 0 | 0 | 0 | 0 | 0 | 0 | 0 | 0 | 0 | 0 | 0 | 0 | 0 | 0 | 0 | 0 | 0 | 0 | 0 | 0 | 0 | 0 | 0 | 0 | 0 | 0 | 0 | 0 | 0 | 0 | 0 | 0 | 0 | 0 | 0 | 0 | 0 | 0 | 0 | 0 | 0 | 0 | 0 | 0 | 0 | 0 | 0 | 0 | 0 | 0 | 0 | 0 | 0 | 0 | 0 | 0 | 0 | 0 | 0 | 0 | 0 | 0 | 0 | 0 | 0
0 | 0 | 0 | 0 | 0 | 0 | 0 | 0 | 0 | 0 | 0 | 0 | 0 | 0 | 0 | 0 | 0 | 0 | 0 | 0 | 0 | 0 | 0 | 0 | 0 | 0 | 0 | 0 | 0 | 0 | 0 | 0 | 0 | 0 | 0 | 0 | 0 | 0 | 0 | 0 | 0 | 0 | 0 | 0 | 0 | 0 | 0 | 0 | 0 | 0 | 0 | 0 | 0 | 0 | 0 | 0 | 0 | 0 | 0 | 0 | 0 | 0 | 0 | 0 | 0 | 0 | 0 | 0 | 0 | 0 | 0
0 | 0 | 0 | 0 | 0 | 0 | 0 | 0 | 0 | 0 | 0 | 0 | 0 | 0 | 0 | 0 | 0 | 0 | 0 | 0 | 0 | 0 | 0 | 0 | 0 | 0 | 0 | 0 | 0 | 0 | 0 | 0 | 0 | 0 | 0 | 0 | 0 | 0 | 0 | 0 | 0 | 0 | 0 | 0 | 0 | 0 | 0 | 0 | 0 | 0 | 0 | 0 | 0 | 0 | 0 | 0 | 0 | 0 | 0 | 0 | 0 | 0 | 0 | 0 | 0 | 0 | 0 | 0 | 0 | 0 | 0
0 | 0 | 0 | 0 | 0 | 0 | 0 | 0 | 0 | 0 | 0 | 0 | 0 | 0 | 0 | 0 | 0 | 0 | 0 | 0 | 0 | 0 | 0 | 0 | 0 | 0 | 0 | 0 | 0 | 0 | 0 | 0 | 0 | 0 | 0 | 0 | 0 | 0 | 0 | 0 | 0 | 0 | 0 | 0 | 0 | 0 | 0 | 0 | 0 | 0 | 0 | 0 | 0 | 0 | 0 | 0 | 0 | 0 | 0 | 0 | 0 | 0 | 0 | 0 | 0 | 0 | 0 | 0 | 0 | 0 | 0
0 | 0 | 0 | 0 | 0 | 0 | 0 | 0 | 0 | 0 | 0 | 0 | 0 | 0 | 0 | 0 | 0 | 0 | 0 | 0 | 0 | 0 | 0 | 0 | 0 | 0 | 0 | 0 | 0 | 0 | 0 | 0 | 0 | 0 | 0 | 0 | 0 | 0 | 0 | 0 | 0 | 0 | 0 | 0 | 0 | 0 | 0 | 0 | 0 | 0 | 0 | 0 | 0 | 0 | 0 | 0 | 0 | 0 | 0 | 0 | 0 | 0 | 0 | 0 | 0 | 0 | 0 | 0 | 0 | 0 | 0
0 | 0 | 0 | 0 | 0 | 0 | 0 | 0 | 0 | 0 | 0 | 0 | 0 | 0 | 0 | 0 | 0 | 0 | 0 | 0 | 0 | 0 | 0 | 0 | 0 | 0 | 0 | 0 | 0 | 0 | 0 | 0 | 0 | 0 | 0 | 0 | 0 | 0 | 0 | 0 | 0 | 0 | 0 | 0 | 0 | 0 | 0 | 0 | 0 | 0 | 0 | 0 | 0 | 0 | 0 | 0 | 0 | 0 | 0 | 0 | 0 | 0 | 0 | 0 | 0 | 0 | 0 | 0 | 0 | 0 | 0
0 | 0 | 0 | 0 | 0 | 0 | 0 | 0 | 0 | 0 | 0 | 0 | 0 | 0 | 0 | 0 | 0 | 0 | 0 | 0 | 0 | 0 | 0 | 0 | 0 | 0 | 0 | 0 | 0 | 0 | 0 | 0 | 0 | 0 | 0 | 0 | 0 | 0 | 0 | 0 | 0 | 0 | 0 | 0 | 0 | 0 | 0 | 0 | 0 | 0 | 0 | 0 | 0 | 0 | 0 | 0 | 0 | 0 | 0 | 0 | 0 | 0 | 0 | 0 | 0 | 0 | 0 | 0 | 0 | 0 | 0
0 | 0 | 0 | 0 | 0 | 0 | 0 | 0 | 0 | 0 | 0 | 0 | 0 | 0 | 0 | 0 | 0 | 0 | 0 | 0 | 0 | 0 | 0 | 0 | 0 | 0 | 0 | 0 | 0 | 0 | 0 | 0 | 0 | 0 | 0 | 0 | 0 | 0 | 0 | 0 | 0 | 0 | 0 | 0 | 0 | 0 | 0 | 0 | 0 | 0 | 0 | 0 | 0 | 0 | 0 | 0 | 0 | 0 | 0 | 0 | 0 | 0 | 0 | 0 | 0 | 0 | 0 | 0 | 0 | 0 | 0
0 | 0 | 0 | 0 | 0 | 0 | 0 | 0 | 0 | 0 | 0 | 0 | 0 | 0 | 0 | 0 | 0 | 0 | 0 | 0 | 0 | 0 | 0 | 0 | 0 | 0 | 0 | 0 | 0 | 0 | 0 | 0 | 0 | 0 | 0 | 0 | 0 | 0 | 0 | 0 | 0 | 0 | 0 | 0 | 0 | 0 | 0 | 0 | 0 | 0 | 0 | 0 | 0 | 0 | 0 | 0 | 0 | 0 | 0 | 0 | 0 | 0 | 0 | 0 | 0 | 0 | 0 | 0 | 0 | 0 | 0
0 | 0 | 0 | 0 | 0 | 0 | 0 | 0 | 0 | 0 | 0 | 0 | 0 | 0 | 0 | 0 | 0 | 0 | 0 | 0 | 0 | 0 | 0 | 0 | 0 | 0 | 0 | 0 | 0 | 0 | 0 | 0 | 0 | 0 | 0 | 0 | 0 | 0 | 0 | 0 | 0 | 0 | 0 | 0 | 0 | 0 | 0 | 0 | 0 | 0 | 0 | 0 | 0 | 0 | 0 | 0 | 0 | 0 | 0 | 0 | 0 | 0 | 0 | 0 | 0 | 0 | 0 | 0 | 0 | 0 | 0
0 | 0 | 0 | 0 | 0 | 0 | 0 | 0 | 0 | 0 | 0 | 0 | 0 | 0 | 0 | 0 | 0 | 0 | 0 | 0 | 0 | 0 | 0 | 0 | 0 | 0 | 0 | 0 | 0 | 0 | 0 | 0 | 0 | 0 | 0 | 0 | 0 | 0 | 0 | 0 | 0 | 0 | 0 | 0 | 0 | 0 | 0 | 0 | 0 | 0 | 0 | 0 | 0 | 0 | 0 | 0 | 0 | 0 | 0 | 0 | 0 | 0 | 0 | 0 | 0 | 0 | 0 | 0 | 0 | 0 | 0
0 | 0 | 0 | 0 | 0 | 0 | 0 | 0 | 0 | 0 | 0 | 0 | 0 | 0 | 0 | 0 | 0 | 0 | 0 | 0 | 0 | 0 | 0 | 0 | 0 | 0 | 0 | 0 | 0 | 0 | 0 | 0 | 0 | 0 | 0 | 0 | 0 | 0 | 0 | 0 | 0 | 0 | 0 | 0 | 0 | 0 | 0 | 0 | 0 | 0 | 0 | 0 | 0 | 0 | 0 | 0 | 0 | 0 | 0 | 0 | 0 | 0 | 0 | 0 | 0 | 0 | 0 | 0 | 0 | 0 | 0
0 | 0 | 0 | 0 | 0 | 0 | 0 | 0 | 0 | 0 | 0 | 0 | 0 | 0 | 0 | 0 | 0 | 0 | 0 | 0 | 0 | 0 | 0 | 0 | 0 | 0 | 0 | 0 | 0 | 0 | 0 | 0 | 0 | 0 | 0 | 0 | 0 | 0 | 0 | 0 | 0 | 0 | 0 | 0 | 0 | 0 | 0 | 0 | 0 | 0 | 0 | 0 | 0 | 0 | 0 | 0 | 0 | 0 | 0 | 0 | 0 | 0 | 0 | 0 | 0 | 0 | 0 | 0 | 0 | 0 | 0
0 | 0 | 0 | 0 | 0 | 0 | 0 | 0 | 0 | 0 | 0 | 0 | 0 | 0 | 0 | 0 | 0 | 0 | 0 | 0 | 0 | 0 | 0 | 0 | 0 | 0 | 0 | 0 | 0 | 0 | 0 | 0 | 0 | 0 | 0 | 0 | 0 | 0 | 0 | 0 | 0 | 0 | 0 | 0 | 0 | 0 | 0 | 0 | 0 | 0 | 0 | 0 | 0 | 0 | 0 | 0 | 0 | 0 | 0 | 0 | 0 | 0 | 0 | 0 | 0 | 0 | 0 | 0 | 0 | 0 | 0
0 | 0 | 0 | 0 | 0 | 0 | 0 | 0 | 0 | 0 | 0 | 0 | 0 | 0 | 0 | 0 | 0 | 0 | 0 | 0 | 0 | 0 | 0 | 0 | 0 | 0 | 0 | 0 | 0 | 0 | 0 | 0 | 0 | 0 | 0 | 0 | 0 | 0 | 0 | 0 | 0 | 0 | 0 | 0 | 0 | 0 | 0 | 0 | 0 | 0 | 0 | 0 | 0 | 0 | 0 | 0 | 0 | 0 | 0 | 0 | 0 | 0 | 0 | 0 | 0 | 0 | 0 | 0 | 0 | 0 | 0
0 | 0 | 0 | 0 | 0 | 0 | 0 | 0 | 0 | 0 | 0 | 0 | 0 | 0 | 0 | 0 | 0 | 0 | 0 | 0 | 0 | 0 | 0 | 0 | 0 | 0 | 0 | 0 | 0 | 0 | 0 | 0 | 0 | 0 | 0 | 0 | 0 | 0 | 0 | 0 | 0 | 0 | 0 | 0 | 0 | 0 | 0 | 0 | 0 | 0 | 0 | 0 | 0 | 0 | 0 | 0 | 0 | 0 | 0 | 0 | 0 | 0 | 0 | 0 | 0 | 0 | 0 | 0 | 0 | 0 | 0
0 | 0 | 0 | 0 | 0 | 0 | 0 | 0 | 0 | 0 | 0 | 0 | 0 | 0 | 0 | 0 | 0 | 0 | 0 | 0 | 0 | 0 | 0 | 0 | 0 | 0 | 0 | 0 | 0 | 0 | 0 | 0 | 0 | 0 | 0 | 0 | 0 | 0 | 0 | 0 | 0 | 0 | 0 | 0 | 0 | 0 | 0 | 0 | 0 | 0 | 0 | 0 | 0 | 0 | 0 | 0 | 0 | 0 | 0 | 0 | 0 | 0 | 0 | 0 | 0 | 0 | 0 | 0 | 0 | 0 | 0
0 | 0 | 0 | 0 | 0 | 0 | 0 | 0 | 0 | 0 | 0 | 0 | 0 | 0 | 0 | 0 | 0 | 0 | 0 | 0 | 0 | 0 | 0 | 0 | 0 | 0 | 0 | 0 | 0 | 0 | 0 | 0 | 0 | 0 | 0 | 0 | 0 | 0 | 0 | 0 | 0 | 0 | 0 | 0 | 0 | 0 | 0 | 0 | 0 | 0 | 0 | 0 | 0 | 0 | 0 | 0 | 0 | 0 | 0 | 0 | 0 | 0 | 0 | 0 | 0 | 0 | 0 | 0 | 0 | 0 | 0
0 | 0 | 0 | 0 | 0 | 0 | 0 | 0 | 0 | 0 | 0 | 0 | 0 | 0 | 0 | 0 | 0 | 0 | 0 | 0 | 0 | 0 | 0 | 0 | 0 | 0 | 0 | 0 | 0 | 0 | 0 | 0 | 0 | 0 | 0 | 0 | 0 | 0 | 0 | 0 | 0 | 0 | 0 | 0 | 0 | 0 | 0 | 0 | 0 | 0 | 0 | 0 | 0 | 0 | 0 | 0 | 0 | 0 | 0 | 0 | 0 | 0 | 0 | 0 | 0 | 0 | 0 | 0 | 0 | 0 | 0
0 | 0 | 0 | 0 | 0 | 0 | 0 | 0 | 0 | 0 | 0 | 0 | 0 | 0 | 0 | 0 | 0 | 0 | 0 | 0 | 0 | 0 | 0 | 0 | 0 | 0 | 0 | 0 | 0 | 0 | 0 | 0 | 0 | 0 | 0 | 0 | 0 | 0 | 0 | 0 | 0 | 0 | 0 | 0 | 0 | 0 | 0 | 0 | 0 | 0 | 0 | 0 | 0 | 0 | 0 | 0 | 0 | 0 | 0 | 0 | 0 | 0 | 0 | 0 | 0 | 0 | 0 | 0 | 0 | 0 | 0
0 | 0 | 0 | 0 | 0 | 0 | 0 | 0 | 0 | 0 | 0 | 0 | 0 | 0 | 0 | 0 | 0 | 0 | 0 | 0 | 0 | 0 | 0 | 0 | 0 | 0 | 0 | 0 | 0 | 0 | 0 | 0 | 0 | 0 | 0 | 0 | 0 | 0 | 0 | 0 | 0 | 0 | 0 | 0 | 0 | 0 | 0 | 0 | 0 | 0 | 0 | 0 | 0 | 0 | 0 | 0 | 0 | 0 | 0 | 0 | 0 | 0 | 0 | 0 | 0 | 0 | 0 | 0 | 0 | 0 | 0
0 | 0 | 0 | 0 | 0 | 0 | 0 | 0 | 0 | 0 | 0 | 0 | 0 | 0 | 0 | 0 | 0 | 0 | 0 | 0 | 0 | 0 | 0 | 0 | 0 | 0 | 0 | 0 | 0 | 0 | 0 | 0 | 0 | 0 | 0 | 0 | 0 | 0 | 0 | 0 | 0 | 0 | 0 | 0 | 0 | 0 | 0 | 0 | 0 | 0 | 0 | 0 | 0 | 0 | 0 | 0 | 0 | 0 | 0 | 0 | 0 | 0 | 0 | 0 | 0 | 0 | 0 | 0 | 0 | 0 | 0
0 | 0 | 0 | 0 | 0 | 0 | 0 | 0 | 0 | 0 | 0 | 0 | 0 | 0 | 0 | 0 | 0 | 0 | 0 | 0 | 0 | 0 | 0 | 0 | 0 | 0 | 0 | 0 | 0 | 0 | 0 | 0 | 0 | 0 | 0 | 0 | 0 | 0 | 0 | 0 | 0 | 0 | 0 | 0 | 0 | 0 | 0 | 0 | 0 | 0 | 0 | 0 | 0 | 0 | 0 | 0 | 0 | 0 | 0 | 0 | 0 | 0 | 0 | 0 | 0 | 0 | 0 | 0 | 0 | 0 | 0
0 | 0 | 0 | 0 | 0 | 0 | 0 | 0 | 0 | 0 | 0 | 0 | 0 | 0 | 0 | 0 | 0 | 0 | 0 | 0 | 0 | 0 | 0 | 0 | 0 | 0 | 0 | 0 | 0 | 0 | 0 | 0 | 0 | 0 | 0 | 0 | 0 | 0 | 0 | 0 | 0 | 0 | 0 | 0 | 0 | 0 | 0 | 0 | 0 | 0 | 0 | 0 | 0 | 0 | 0 | 0 | 0 | 0 | 0 | 0 | 0 | 0 | 0 | 0 | 0 | 0 | 0 | 0 | 0 | 0 | 0
0 | 0 | 0 | 0 | 0 | 0 | 0 | 0 | 0 | 0 | 0 | 0 | 0 | 0 | 0 | 0 | 0 | 0 | 0 | 0 | 0 | 0 | 0 | 0 | 0 | 0 | 0 | 0 | 0 | 0 | 0 | 0 | 0 | 0 | 0 | 0 | 0 | 0 | 0 | 0 | 0 | 0 | 0 | 0 | 0 | 0 | 0 | 0 | 0 | 0 | 0 | 0 | 0 | 0 | 0 | 0 | 0 | 0 | 0 | 0 | 0 | 0 | 0 | 0 | 0 | 0 | 0 | 0 | 0 | 0 | 0
0 | 0 | 0 | 0 | 0 | 0 | 0 | 0 | 0 | 0 | 0 | 0 | 0 | 0 | 0 | 0 | 0 | 0 | 0 | 0 | 0 | 0 | 0 | 0 | 0 | 0 | 0 | 0 | 0 | 0 | 0 | 0 | 0 | 0 | 0 | 0 | 0 | 0 | 0 | 0 | 0 | 0 | 0 | 0 | 0 | 0 | 0 | 0 | 0 | 0 | 0 | 0 | 0 | 0 | 0 | 0 | 0 | 0 | 0 | 0 | 0 | 0 | 0 | 0 | 0 | 0 | 0 | 0 | 0 | 0 | 0
0 | 0 | 0 | 0 | 0 | 0 | 0 | 0 | 0 | 0 | 0 | 0 | 0 | 0 | 0 | 0 | 0 | 0 | 0 | 0 | 0 | 0 | 0 | 0 | 0 | 0 | 0 | 0 | 0 | 0 | 0 | 0 | 0 | 0 | 0 | 0 | 0 | 0 | 0 | 0 | 0 | 0 | 0 | 0 | 0 | 0 | 0 | 0 | 0 | 0 | 0 | 0 | 0 | 0 | 0 | 0 | 0 | 0 | 0 | 0 | 0 | 0 | 0 | 0 | 0 | 0 | 0 | 0 | 0 | 0 | 0
0 | 0 | 0 | 0 | 0 | 0 | 0 | 0 | 0 | 0 | 0 | 0 | 0 | 0 | 0 | 0 | 0 | 0 | 0 | 0 | 0 | 0 | 0 | 0 | 0 | 0 | 0 | 0 | 0 | 0 | 0 | 0 | 0 | 0 | 0 | 0 | 0 | 0 | 0 | 0 | 0 | 0 | 0 | 0 | 0 | 0 | 0 | 0 | 0 | 0 | 0 | 0 | 0 | 0 | 0 | 0 | 0 | 0 | 0 | 0 | 0 | 0 | 0 | 0 | 0 | 0 | 0 | 0 | 0 | 0 | 0
0 | 0 | 0 | 0 | 0 | 0 | 0 | 0 | 0 | 0 | 0 | 0 | 0 | 0 | 0 | 0 | 0 | 0 | 0 | 0 | 0 | 0 | 0 | 0 | 0 | 0 | 0 | 0 | 0 | 0 | 0 | 0 | 0 | 0 | 0 | 0 | 0 | 0 | 0 | 0 | 0 | 0 | 0 | 0 | 0 | 0 | 0 | 0 | 0 | 0 | 0 | 0 | 0 | 0 | 0 | 0 | 0 | 0 | 0 | 0 | 0 | 0 | 0 | 0 | 0 | 0 | 0 | 0 | 0 | 0 | 0
0 | 0 | 0 | 0 | 0 | 0 | 0 | 0 | 0 | 0 | 0 | 0 | 0 | 0 | 0 | 0 | 0 | 0 | 0 | 0 | 0 | 0 | 0 | 0 | 0 | 0 | 0 | 0 | 0 | 0 | 0 | 0 | 0 | 0 | 0 | 0 | 0 | 0 | 0 | 0 | 0 | 0 | 0 | 0 | 0 | 0 | 0 | 0 | 0 | 0 | 0 | 0 | 0 | 0 | 0 | 0 | 0 | 0 | 0 | 0 | 0 | 0 | 0 | 0 | 0 | 0 | 0 | 0 | 0 | 0 | 0
0 | 0 | 0 | 0 | 0 | 0 | 0 | 0 | 0 | 0 | 0 | 0 | 0 | 0 | 0 | 0 | 0 | 0 | 0 | 0 | 0 | 0 | 0 | 0 | 0 | 0 | 0 | 0 | 0 | 0 | 0 | 0 | 0 | 0 | 0 | 0 | 0 | 0 | 0 | 0 | 0 | 0 | 0 | 0 | 0 | 0 | 0 | 0 | 0 | 0 | 0 | 0 | 0 | 0 | 0 | 0 | 0 | 0 | 0 | 0 | 0 | 0 | 0 | 0 | 0 | 0 | 0 | 0 | 0 | 0 | 0
0 | 0 | 0 | 0 | 0 | 0 | 0 | 0 | 0 | 0 | 0 | 0 | 0 | 0 | 0 | 0 | 0 | 0 | 0 | 0 | 0 | 0 | 0 | 0 | 0 | 0 | 0 | 0 | 0 | 0 | 0 | 0 | 0 | 0 | 0 | 0 | 0 | 0 | 0 | 0 | 0 | 0 | 0 | 0 | 0 | 0 | 0 | 0 | 0 | 0 | 0 | 0 | 0 | 0 | 0 | 0 | 0 | 0 | 0 | 0 | 0 | 0 | 0 | 0 | 0 | 0 | 0 | 0 | 0 | 0 | 0
0 | 0 | 0 | 0 | 0 | 0 | 0 | 0 | 0 | 0 | 0 | 0 | 0 | 0 | 0 | 0 | 0 | 0 | 0 | 0 | 0 | 0 | 0 | 0 | 0 | 0 | 0 | 0 | 0 | 0 | 0 | 0 | 0 | 0 | 0 | 0 | 0 | 0 | 0 | 0 | 0 | 0 | 0 | 0 | 0 | 0 | 0 | 0 | 0 | 0 | 0 | 0 | 0 | 0 | 0 | 0 | 0 | 0 | 0 | 0 | 0 | 0 | 0 | 0 | 0 | 0 | 0 | 0 | 0 | 0 | 0
0 | 0 | 0 | 0 | 0 | 0 | 0 | 0 | 0 | 0 | 0 | 0 | 0 | 0 | 0 | 0 | 0 | 0 | 0 | 0 | 0 | 0 | 0 | 0 | 0 | 0 | 0 | 0 | 0 | 0 | 0 | 0 | 0 | 0 | 0 | 0 | 0 | 0 | 0 | 0 | 0 | 0 | 0 | 0 | 0 | 0 | 0 | 0 | 0 | 0 | 0 | 0 | 0 | 0 | 0 | 0 | 0 | 0 | 0 | 0 | 0 | 0 | 0 | 0 | 0 | 0 | 0 | 0 | 0 | 0 | 0
0 | 0 | 0 | 0 | 0 | 0 | 0 | 0 | 0 | 0 | 0 | 0 | 0 | 0 | 0 | 0 | 0 | 0 | 0 | 0 | 0 | 0 | 0 | 0 | 0 | 0 | 0 | 0 | 0 | 0 | 0 | 0 | 0 | 0 | 0 | 0 | 0 | 0 | 0 | 0 | 0 | 0 | 0 | 0 | 0 | 0 | 0 | 0 | 0 | 0 | 0 | 0 | 0 | 0 | 0 | 0 | 0 | 0 | 0 | 0 | 0 | 0 | 0 | 0 | 0 | 0 | 0 | 0 | 0 | 0 | 0
0 | 0 | 0 | 0 | 0 | 0 | 0 | 0 | 0 | 0 | 0 | 0 | 0 | 0 | 0 | 0 | 0 | 0 | 0 | 0 | 0 | 0 | 0 | 0 | 0 | 0 | 0 | 0 | 0 | 0 | 0 | 0 | 0 | 0 | 0 | 0 | 0 | 0 | 0 | 0 | 0 | 0 | 0 | 0 | 0 | 0 | 0 | 0 | 0 | 0 | 0 | 0 | 0 | 0 | 0 | 0 | 0 | 0 | 0 | 0 | 0 | 0 | 0 | 0 | 0 | 0 | 0 | 0 | 0 | 0 | 0
0 | 0 | 0 | 0 | 0 | 0 | 0 | 0 | 0 | 0 | 0 | 0 | 0 | 0 | 0 | 0 | 0 | 0 | 0 | 0 | 0 | 0 | 0 | 0 | 0 | 0 | 0 | 0 | 0 | 0 | 0 | 0 | 0 | 0 | 0 | 0 | 0 | 0 | 0 | 0 | 0 | 0 | 0 | 0 | 0 | 0 | 0 | 0 | 0 | 0 | 0 | 0 | 0 | 0 | 0 | 0 | 0 | 0 | 0 | 0 | 0 | 0 | 0 | 0 | 0 | 0 | 0 | 0 | 0 | 0 | 0
0 | 0 | 0 | 0 | 0 | 0 | 0 | 0 | 0 | 0 | 0 | 0 | 0 | 0 | 0 | 0 | 0 | 0 | 0 | 0 | 0 | 0 | 0 | 0 | 0 | 0 | 0 | 0 | 0 | 0 | 0 | 0 | 0 | 0 | 0 | 0 | 0 | 0 | 0 | 0 | 0 | 0 | 0 | 0 | 0 | 0 | 0 | 0 | 0 | 0 | 0 | 0 | 0 | 0 | 0 | 0 | 0 | 0 | 0 | 0 | 0 | 0 | 0 | 0 | 0 | 0 | 0 | 0 | 0 | 0 | 0
0 | 0 | 0 | 0 | 0 | 0 | 0 | 0 | 0 | 0 | 0 | 0 | 0 | 0 | 0 | 0 | 0 | 0 | 0 | 0 | 0 | 0 | 0 | 0 | 0 | 0 | 0 | 0 | 0 | 0 | 0 | 0 | 0 | 0 | 0 | 0 | 0 | 0 | 0 | 0 | 0 | 0 | 0 | 0 | 0 | 0 | 0 | 0 | 0 | 0 | 0 | 0 | 0 | 0 | 0 | 0 | 0 | 0 | 0 | 0 | 0 | 0 | 0 | 0 | 0 | 0 | 0 | 0 | 0 | 0 | 0
0 | 0 | 0 | 0 | 0 | 0 | 0 | 0 | 0 | 0 | 0 | 0 | 0 | 0 | 0 | 0 | 0 | 0 | 0 | 0 | 0 | 0 | 0 | 0 | 0 | 0 | 0 | 0 | 0 | 0 | 0 | 0 | 0 | 0 | 0 | 0 | 0 | 0 | 0 | 0 | 0 | 0 | 0 | 0 | 0 | 0 | 0 | 0 | 0 | 0 | 0 | 0 | 0 | 0 | 0 | 0 | 0 | 0 | 0 | 0 | 0 | 0 | 0 | 0 | 0 | 0 | 0 | 0 | 0 | 0 | 0
0 | 0 | 0 | 0 | 0 | 0 | 0 | 0 | 0 | 0 | 0 | 0 | 0 | 0 | 0 | 0 | 0 | 0 | 0 | 0 | 0 | 0 | 0 | 0 | 0 | 0 | 0 | 0 | 0 | 0 | 0 | 0 | 0 | 0 | 0 | 0 | 0 | 0 | 0 | 0 | 0 | 0 | 0 | 0 | 0 | 0 | 0 | 0 | 0 | 0 | 0 | 0 | 0 | 0 | 0 | 0 | 0 | 0 | 0 | 0 | 0 | 0 | 0 | 0 | 0 | 0 | 0 | 0 | 0 | 0 | 0
0 | 0 | 0 | 0 | 0 | 0 | 0 | 0 | 0 | 0 | 0 | 0 | 0 | 0 | 0 | 0 | 0 | 0 | 0 | 0 | 0 | 0 | 0 | 0 | 0 | 0 | 0 | 0 | 0 | 0 | 0 | 0 | 0 | 0 | 0 | 0 | 0 | 0 | 0 | 0 | 0 | 0 | 0 | 0 | 0 | 0 | 0 | 0 | 0 | 0 | 0 | 0 | 0 | 0 | 0 | 0 | 0 | 0 | 0 | 0 | 0 | 0 | 0 | 0 | 0 | 0 | 0 | 0 | 0 | 0 | 0
0 | 0 | 0 | 0 | 0 | 0 | 0 | 0 | 0 | 0 | 0 | 0 | 0 | 0 | 0 | 0 | 0 | 0 | 0 | 0 | 0 | 0 | 0 | 0 | 0 | 0 | 0 | 0 | 0 | 0 | 0 | 0 | 0 | 0 | 0 | 0 | 0 | 0 | 0 | 0 | 0 | 0 | 0 | 0 | 0 | 0 | 0 | 0 | 0 | 0 | 0 | 0 | 0 | 0 | 0 | 0 | 0 | 0 | 0 | 0 | 0 | 0 | 0 | 0 | 0 | 0 | 0 | 0 | 0 | 0 | 0
0 | 0 | 0 | 0 | 0 | 0 | 0 | 0 | 0 | 0 | 0 | 0 | 0 | 0 | 0 | 0 | 0 | 0 | 0 | 0 | 0 | 0 | 0 | 0 | 0 | 0 | 0 | 0 | 0 | 0 | 0 | 0 | 0 | 0 | 0 | 0 | 0 | 0 | 0 | 0 | 0 | 0 | 0 | 0 | 0 | 0 | 0 | 0 | 0 | 0 | 0 | 0 | 0 | 0 | 0 | 0 | 0 | 0 | 0 | 0 | 0 | 0 | 0 | 0 | 0 | 0 | 0 | 0 | 0 | 0 | 0
0 | 0 | 0 | 0 | 0 | 0 | 0 | 0 | 0 | 0 | 0 | 0 | 0 | 0 | 0 | 0 | 0 | 0 | 0 | 0 | 0 | 0 | 0 | 0 | 0 | 0 | 0 | 0 | 0 | 0 | 0 | 0 | 0 | 0 | 0 | 0 | 0 | 0 | 0 | 0 | 0 | 0 | 0 | 0 | 0 | 0 | 0 | 0 | 0 | 0 | 0 | 0 | 0 | 0 | 0 | 0 | 0 | 0 | 0 | 0 | 0 | 0 | 0 | 0 | 0 | 0 | 0 | 0 | 0 | 0 | 0
0 | 0 | 0 | 0 | 0 | 0 | 0 | 0 | 0 | 0 | 0 | 0 | 0 | 0 | 0 | 0 | 0 | 0 | 0 | 0 | 0 | 0 | 0 | 0 | 0 | 0 | 0 | 0 | 0 | 0 | 0 | 0 | 0 | 0 | 0 | 0 | 0 | 0 | 0 | 0 | 0 | 0 | 0 | 0 | 0 | 0 | 0 | 0 | 0 | 0 | 0 | 0 | 0 | 0 | 0 | 0 | 0 | 0 | 0 | 0 | 0 | 0 | 0 | 0 | 0 | 0 | 0 | 0 | 0 | 0 | 0
0 | 0 | 0 | 0 | 0 | 0 | 0 | 0 | 0 | 0 | 0 | 0 | 0 | 0 | 0 | 0 | 0 | 0 | 0 | 0 | 0 | 0 | 0 | 0 | 0 | 0 | 0 | 0 | 0 | 0 | 0 | 0 | 0 | 0 | 0 | 0 | 0 | 0 | 0 | 0 | 0 | 0 | 0 | 0 | 0 | 0 | 0 | 0 | 0 | 0 | 0 | 0 | 0 | 0 | 0 | 0 | 0 | 0 | 0 | 0 | 0 | 0 | 0 | 0 | 0 | 0 | 0 | 0 | 0 | 0 | 0
0 | 0 | 0 | 0 | 0 | 0 | 0 | 0 | 0 | 0 | 0 | 0 | 0 | 0 | 0 | 0 | 0 | 0 | 0 | 0 | 0 | 0 | 0 | 0 | 0 | 0 | 0 | 0 | 0 | 0 | 0 | 0 | 0 | 0 | 0 | 0 | 0 | 0 | 0 | 0 | 0 | 0 | 0 | 0 | 0 | 0 | 0 | 0 | 0 | 0 | 0 | 0 | 0 | 0 | 0 | 0 | 0 | 0 | 0 | 0 | 0 | 0 | 0 | 0 | 0 | 0 | 0 | 0 | 0 | 0 | 0
0 | 0 | 0 | 0 | 0 | 0 | 0 | 0 | 0 | 0 | 0 | 0 | 0 | 0 | 0 | 0 | 0 | 0 | 0 | 0 | 0 | 0 | 0 | 0 | 0 | 0 | 0 | 0 | 0 | 0 | 0 | 0 | 0 | 0 | 0 | 0 | 0 | 0 | 0 | 0 | 0 | 0 | 0 | 0 | 0 | 0 | 0 | 0 | 0 | 0 | 0 | 0 | 0 | 0 | 0 | 0 | 0 | 0 | 0 | 0 | 0 | 0 | 0 | 0 | 0 | 0 | 0 | 0 | 0 | 0 | 0
0 | 0 | 0 | 0 | 0 | 0 | 0 | 0 | 0 | 0 | 0 | 0 | 0 | 0 | 0 | 0 | 0 | 0 | 0 | 0 | 0 | 0 | 0 | 0 | 0 | 0 | 0 | 0 | 0 | 0 | 0 | 0 | 0 | 0 | 0 | 0 | 0 | 0 | 0 | 0 | 0 | 0 | 0 | 0 | 0 | 0 | 0 | 0 | 0 | 0 | 0 | 0 | 0 | 0 | 0 | 0 | 0 | 0 | 0 | 0 | 0 | 0 | 0 | 0 | 0 | 0 | 0 | 0 | 0 | 0 | 0
0 | 0 | 0 | 0 | 0 | 0 | 0 | 0 | 0 | 0 | 0 | 0 | 0 | 0 | 0 | 0 | 0 | 0 | 0 | 0 | 0 | 0 | 0 | 0 | 0 | 0 | 0 | 0 | 0 | 0 | 0 | 0 | 0 | 0 | 0 | 0 | 0 | 0 | 0 | 0 | 0 | 0 | 0 | 0 | 0 | 0 | 0 | 0 | 0 | 0 | 0 | 0 | 0 | 0 | 0 | 0 | 0 | 0 | 0 | 0 | 0 | 0 | 0 | 0 | 0 | 0 | 0 | 0 | 0 | 0 | 0
0 | 0 | 0 | 0 | 0 | 0 | 0 | 0 | 0 | 0 | 0 | 0 | 0 | 0 | 0 | 0 | 0 | 0 | 0 | 0 | 0 | 0 | 0 | 0 | 0 | 0 | 0 | 0 | 0 | 0 | 0 | 0 | 0 | 0 | 0 | 0 | 0 | 0 | 0 | 0 | 0 | 0 | 0 | 0 | 0 | 0 | 0 | 0 | 0 | 0 | 0 | 0 | 0 | 0 | 0 | 0 | 0 | 0 | 0 | 0 | 0 | 0 | 0 | 0 | 0 | 0 | 0 | 0 | 0 | 0 | 0
0 | 0 | 0 | 0 | 0 | 0 | 0 | 0 | 0 | 0 | 0 | 0 | 0 | 0 | 0 | 0 | 0 | 0 | 0 | 0 | 0 | 0 | 0 | 0 | 0 | 0 | 0 | 0 | 0 | 0 | 0 | 0 | 0 | 0 | 0 | 0 | 0 | 0 | 0 | 0 | 0 | 0 | 0 | 0 | 0 | 0 | 0 | 0 | 0 | 0 | 0 | 0 | 0 | 0 | 0 | 0 | 0 | 0 | 0 | 0 | 0 | 0 | 0 | 0 | 0 | 0 | 0 | 0 | 0 | 0 | 0
0 | 0 | 0 | 0 | 0 | 0 | 0 | 0 | 0 | 0 | 0 | 0 | 0 | 0 | 0 | 0 | 0 | 0 | 0 | 0 | 0 | 0 | 0 | 0 | 0 | 0 | 0 | 0 | 0 | 0 | 0 | 0 | 0 | 0 | 0 | 0 | 0 | 0 | 0 | 0 | 0 | 0 | 0 | 0 | 0 | 0 | 0 | 0 | 0 | 0 | 0 | 0 | 0 | 0 | 0 | 0 | 0 | 0 | 0 | 0 | 0 | 0 | 0 | 0 | 0 | 0 | 0 | 0 | 0 | 0 | 0
0 | 0 | 0 | 0 | 0 | 0 | 0 | 0 | 0 | 0 | 0 | 0 | 0 | 0 | 0 | 0 | 0 | 0 | 0 | 0 | 0 | 0 | 0 | 0 | 0 | 0 | 0 | 0 | 0 | 0 | 0 | 0 | 0 | 0 | 0 | 0 | 0 | 0 | 0 | 0 | 0 | 0 | 0 | 0 | 0 | 0 | 0 | 0 | 0 | 0 | 0 | 0 | 0 | 0 | 0 | 0 | 0 | 0 | 0 | 0 | 0 | 0 | 0 | 0 | 0 | 0 | 0 | 0 | 0 | 0 | 0
0 | 0 | 0 | 0 | 0 | 0 | 0 | 0 | 0 | 0 | 0 | 0 | 0 | 0 | 0 | 0 | 0 | 0 | 0 | 0 | 0 | 0 | 0 | 0 | 0 | 0 | 0 | 0 | 0 | 0 | 0 | 0 | 0 | 0 | 0 | 0 | 0 | 0 | 0 | 0 | 0 | 0 | 0 | 0 | 0 | 0 | 0 | 0 | 0 | 0 | 0 | 0 | 0 | 0 | 0 | 0 | 0 | 0 | 0 | 0 | 0 | 0 | 0 | 0 | 0 | 0 | 0 | 0 | 0 | 0 | 0
0 | 0 | 0 | 0 | 0 | 0 | 0 | 0 | 0 | 0 | 0 | 0 | 0 | 0 | 0 | 0 | 0 | 0 | 0 | 0 | 0 | 0 | 0 | 0 | 0 | 0 | 0 | 0 | 0 | 0 | 0 | 0 | 0 | 0 | 0 | 0 | 0 | 0 | 0 | 0 | 0 | 0 | 0 | 0 | 0 | 0 | 0 | 0 | 0 | 0 | 0 | 0 | 0 | 0 | 0 | 0 | 0 | 0 | 0 | 0 | 0 | 0 | 0 | 0 | 0 | 0 | 0 | 0 | 0 | 0 | 0
0 | 0 | 0 | 0 | 0 | 0 | 0 | 0 | 0 | 0 | 0 | 0 | 0 | 0 | 0 | 0 | 0 | 0 | 0 | 0 | 0 | 0 | 0 | 0 | 0 | 0 | 0 | 0 | 0 | 0 | 0 | 0 | 0 | 0 | 0 | 0 | 0 | 0 | 0 | 0 | 0 | 0 | 0 | 0 | 0 | 0 | 0 | 0 | 0 | 0 | 0 | 0 | 0 | 0 | 0 | 0 | 0 | 0 | 0 | 0 | 0 | 0 | 0 | 0 | 0 | 0 | 0 | 0 | 0 | 0 | 0
0 | 0 | 0 | 0 | 0 | 0 | 0 | 0 | 0 | 0 | 0 | 0 | 0 | 0 | 0 | 0 | 0 | 0 | 0 | 0 | 0 | 0 | 0 | 0 | 0 | 0 | 0 | 0 | 0 | 0 | 0 | 0 | 0 | 0 | 0 | 0 | 0 | 0 | 0 | 0 | 0 | 0 | 0 | 0 | 0 | 0 | 0 | 0 | 0 | 0 | 0 | 0 | 0 | 0 | 0 | 0 | 0 | 0 | 0 | 0 | 0 | 0 | 0 | 0 | 0 | 0 | 0 | 0 | 0 | 0 | 0
0 | 0 | 0 | 0 | 0 | 0 | 0 | 0 | 0 | 0 | 0 | 0 | 0 | 0 | 0 | 0 | 0 | 0 | 0 | 0 | 0 | 0 | 0 | 0 | 0 | 0 | 0 | 0 | 0 | 0 | 0 | 0 | 0 | 0 | 0 | 0 | 0 | 0 | 0 | 0 | 0 | 0 | 0 | 0 | 0 | 0 | 0 | 0 | 0 | 0 | 0 | 0 | 0 | 0 | 0 | 0 | 0 | 0 | 0 | 0 | 0 | 0 | 0 | 0 | 0 | 0 | 0 | 0 | 0 | 0 | 0
0 | 0 | 0 | 0 | 0 | 0 | 0 | 0 | 0 | 0 | 0 | 0 | 0 | 0 | 0 | 0 | 0 | 0 | 0 | 0 | 0 | 0 | 0 | 0 | 0 | 0 | 0 | 0 | 0 | 0 | 0 | 0 | 0 | 0 | 0 | 0 | 0 | 0 | 0 | 0 | 0 | 0 | 0 | 0 | 0 | 0 | 0 | 0 | 0 | 0 | 0 | 0 | 0 | 0 | 0 | 0 | 0 | 0 | 0 | 0 | 0 | 0 | 0 | 0 | 0 | 0 | 0 | 0 | 0 | 0 | 0
0 | 0 | 0 | 0 | 0 | 0 | 0 | 0 | 0 | 0 | 0 | 0 | 0 | 0 | 0 | 0 | 0 | 0 | 0 | 0 | 0 | 0 | 0 | 0 | 0 | 0 | 0 | 0 | 0 | 0 | 0 | 0 | 0 | 0 | 0 | 0 | 0 | 0 | 0 | 0 | 0 | 0 | 0 | 0 | 0 | 0 | 0 | 0 | 0 | 0 | 0 | 0 | 0 | 0 | 0 | 0 | 0 | 0 | 0 | 0 | 0 | 0 | 0 | 0 | 0 | 0 | 0 | 0 | 0 | 0 | 0
0 | 0 | 0 | 0 | 0 | 0 | 0 | 0 | 0 | 0 | 0 | 0 | 0 | 0 | 0 | 0 | 0 | 0 | 0 | 0 | 0 | 0 | 0 | 0 | 0 | 0 | 0 | 0 | 0 | 0 | 0 | 0 | 0 | 0 | 0 | 0 | 0 | 0 | 0 | 0 | 0 | 0 | 0 | 0 | 0 | 0 | 0 | 0 | 0 | 0 | 0 | 0 | 0 | 0 | 0 | 0 | 0 | 0 | 0 | 0 | 0 | 0 | 0 | 0 | 0 | 0 | 0 | 0 | 0 | 0 | 0
0 | 0 | 0 | 0 | 0 | 0 | 0 | 0 | 0 | 0 | 0 | 0 | 0 | 0 | 0 | 0 | 0 | 0 | 0 | 0 | 0 | 0 | 0 | 0 | 0 | 0 | 0 | 0 | 0 | 0 | 0 | 0 | 0 | 0 | 0 | 0 | 0 | 0 | 0 | 0 | 0 | 0 | 0 | 0 | 0 | 0 | 0 | 0 | 0 | 0 | 0 | 0 | 0 | 0 | 0 | 0 | 0 | 0 | 0 | 0 | 0 | 0 | 0 | 0 | 0 | 0 | 0 | 0 | 0 | 0 | 0
0 | 0 | 0 | 0 | 0 | 0 | 0 | 0 | 0 | 0 | 0 | 0 | 0 | 0 | 0 | 0 | 0 | 0 | 0 | 0 | 0 | 0 | 0 | 0 | 0 | 0 | 0 | 0 | 0 | 0 | 0 | 0 | 0 | 0 | 0 | 0 | 0 | 0 | 0 | 0 | 0 | 0 | 0 | 0 | 0 | 0 | 0 | 0 | 0 | 0 | 0 | 0 | 0 | 0 | 0 | 0 | 0 | 0 | 0 | 0 | 0 | 0 | 0 | 0 | 0 | 0 | 0 | 0 | 0 | 0 | 0
0 | 0 | 0 | 0 | 0 | 0 | 0 | 0 | 0 | 0 | 0 | 0 | 0 | 0 | 0 | 0 | 0 | 0 | 0 | 0 | 0 | 0 | 0 | 0 | 0 | 0 | 0 | 0 | 0 | 0 | 0 | 0 | 0 | 0 | 0 | 0 | 0 | 0 | 0 | 0 | 0 | 0 | 0 | 0 | 0 | 0 | 0 | 0 | 0 | 0 | 0 | 0 | 0 | 0 | 0 | 0 | 0 | 0 | 0 | 0 | 0 | 0 | 0 | 0 | 0 | 0 | 0 | 0 | 0 | 0 | 0
0 | 0 | 0 | 0 | 0 | 0 | 0 | 0 | 0 | 0 | 0 | 0 | 0 | 0 | 0 | 0 | 0 | 0 | 0 | 0 | 0 | 0 | 0 | 0 | 0 | 0 | 0 | 0 | 0 | 0 | 0 | 0 | 0 | 0 | 0 | 0 | 0 | 0 | 0 | 0 | 0 | 0 | 0 | 0 | 0 | 0 | 0 | 0 | 0 | 0 | 0 | 0 | 0 | 0 | 0 | 0 | 0 | 0 | 0 | 0 | 0 | 0 | 0 | 0 | 0 | 0 | 0 | 0 | 0 | 0 | 0
0 | 0 | 0 | 0 | 0 | 0 | 0 | 0 | 0 | 0 | 0 | 0 | 0 | 0 | 0 | 0 | 0 | 0 | 0 | 0 | 0 | 0 | 0 | 0 | 0 | 0 | 0 | 0 | 0 | 0 | 0 | 0 | 0 | 0 | 0 | 0 | 0 | 0 | 0 | 0 | 0 | 0 | 0 | 0 | 0 | 0 | 0 | 0 | 0 | 0 | 0 | 0 | 0 | 0 | 0 | 0 | 0 | 0 | 0 | 0 | 0 | 0 | 0 | 0 | 0 | 0 | 0 | 0 | 0 | 0 | 0
0 | 0 | 0 | 0 | 0 | 0 | 0 | 0 | 0 | 0 | 0 | 0 | 0 | 0 | 0 | 0 | 0 | 0 | 0 | 0 | 0 | 0 | 0 | 0 | 0 | 0 | 0 | 0 | 0 | 0 | 0 | 0 | 0 | 0 | 0 | 0 | 0 | 0 | 0 | 0 | 0 | 0 | 0 | 0 | 0 | 0 | 0 | 0 | 0 | 0 | 0 | 0 | 0 | 0 | 0 | 0 | 0 | 0 | 0 | 0 | 0 | 0 | 0 | 0 | 0 | 0 | 0 | 0 | 0 | 0 | 0
0 | 0 | 0 | 0 | 0 | 0 | 0 | 0 | 0 | 0 | 0 | 0 | 0 | 0 | 0 | 0 | 0 | 0 | 0 | 0 | 0 | 0 | 0 | 0 | 0 | 0 | 0 | 0 | 0 | 0 | 0 | 0 | 0 | 0 | 0 | 0 | 0 | 0 | 0 | 0 | 0 | 0 | 0 | 0 | 0 | 0 | 0 | 0 | 0 | 0 | 0 | 0 | 0 | 0 | 0 | 0 | 0 | 0 | 0 | 0 | 0 | 0 | 0 | 0 | 0 | 0 | 0 | 0 | 0 | 0 | 0
0 | 0 | 0 | 0 | 0 | 0 | 0 | 0 | 0 | 0 | 0 | 0 | 0 | 0 | 0 | 0 | 0 | 0 | 0 | 0 | 0 | 0 | 0 | 0 | 0 | 0 | 0 | 0 | 0 | 0 | 0 | 0 | 0 | 0 | 0 | 0 | 0 | 0 | 0 | 0 | 0 | 0 | 0 | 0 | 0 | 0 | 0 | 0 | 0 | 0 | 0 | 0 | 0 | 0 | 0 | 0 | 0 | 0 | 0 | 0 | 0 | 0 | 0 | 0 | 0 | 0 | 0 | 0 | 0 | 0 | 0
0 | 0 | 0 | 0 | 0 | 0 | 0 | 0 | 0 | 0 | 0 | 0 | 0 | 0 | 0 | 0 | 0 | 0 | 0 | 0 | 0 | 0 | 0 | 0 | 0 | 0 | 0 | 0 | 0 | 0 | 0 | 0 | 0 | 0 | 0 | 0 | 0 | 0 | 0 | 0 | 0 | 0 | 0 | 0 | 0 | 0 | 0 | 0 | 0 | 0 | 0 | 0 | 0 | 0 | 0 | 0 | 0 | 0 | 0 | 0 | 0 | 0 | 0 | 0 | 0 | 0 | 0 | 0 | 0 | 0 | 0
0 | 0 | 0 | 0 | 0 | 0 | 0 | 0 | 0 | 0 | 0 | 0 | 0 | 0 | 0 | 0 | 0 | 0 | 0 | 0 | 0 | 0 | 0 | 0 | 0 | 0 | 0 | 0 | 0 | 0 | 0 | 0 | 0 | 0 | 0 | 0 | 0 | 0 | 0 | 0 | 0 | 0 | 0 | 0 | 0 | 0 | 0 | 0 | 0 | 0 | 0 | 0 | 0 | 0 | 0 | 0 | 0 | 0 | 0 | 0 | 0 | 0 | 0 | 0 | 0 | 0 | 0 | 0 | 0 | 0 | 0
0 | 0 | 0 | 0 | 0 | 0 | 0 | 0 | 0 | 0 | 0 | 0 | 0 | 0 | 0 | 0 | 0 | 0 | 0 | 0 | 0 | 0 | 0 | 0 | 0 | 0 | 0 | 0 | 0 | 0 | 0 | 0 | 0 | 0 | 0 | 0 | 0 | 0 | 0 | 0 | 0 | 0 | 0 | 0 | 0 | 0 | 0 | 0 | 0 | 0 | 0 | 0 | 0 | 0 | 0 | 0 | 0 | 0 | 0 | 0 | 0 | 0 | 0 | 0 | 0 | 0 | 0 | 0 | 0 | 0 | 0
0 | 0 | 0 | 0 | 0 | 0 | 0 | 0 | 0 | 0 | 0 | 0 | 0 | 0 | 0 | 0 | 0 | 0 | 0 | 0 | 0 | 0 | 0 | 0 | 0 | 0 | 0 | 0 | 0 | 0 | 0 | 0 | 0 | 0 | 0 | 0 | 0 | 0 | 0 | 0 | 0 | 0 | 0 | 0 | 0 | 0 | 0 | 0 | 0 | 0 | 0 | 0 | 0 | 0 | 0 | 0 | 0 | 0 | 0 | 0 | 0 | 0 | 0 | 0 | 0 | 0 | 0 | 0 | 0 | 0 | 0
0 | 0 | 0 | 0 | 0 | 0 | 0 | 0 | 0 | 0 | 0 | 0 | 0 | 0 | 0 | 0 | 0 | 0 | 0 | 0 | 0 | 0 | 0 | 0 | 0 | 0 | 0 | 0 | 0 | 0 | 0 | 0 | 0 | 0 | 0 | 0 | 0 | 0 | 0 | 0 | 0 | 0 | 0 | 0 | 0 | 0 | 0 | 0 | 0 | 0 | 0 | 0 | 0 | 0 | 0 | 0 | 0 | 0 | 0 | 0 | 0 | 0 | 0 | 0 | 0 | 0 | 0 | 0 | 0 | 0 | 0
0 | 0 | 0 | 0 | 0 | 0 | 0 | 0 | 0 | 0 | 0 | 0 | 0 | 0 | 0 | 0 | 0 | 0 | 0 | 0 | 0 | 0 | 0 | 0 | 0 | 0 | 0 | 0 | 0 | 0 | 0 | 0 | 0 | 0 | 0 | 0 | 0 | 0 | 0 | 0 | 0 | 0 | 0 | 0 | 0 | 0 | 0 | 0 | 0 | 0 | 0 | 0 | 0 | 0 | 0 | 0 | 0 | 0 | 0 | 0 | 0 | 0 | 0 | 0 | 0 | 0 | 0 | 0 | 0 | 0 | 0
0 | 0 | 0 | 0 | 0 | 0 | 0 | 0 | 0 | 0 | 0 | 0 | 0 | 0 | 0 | 0 | 0 | 0 | 0 | 0 | 0 | 0 | 0 | 0 | 0 | 0 | 0 | 0 | 0 | 0 | 0 | 0 | 0 | 0 | 0 | 0 | 0 | 0 | 0 | 0 | 0 | 0 | 0 | 0 | 0 | 0 | 0 | 0 | 0 | 0 | 0 | 0 | 0 | 0 | 0 | 0 | 0 | 0 | 0 | 0 | 0 | 0 | 0 | 0 | 0 | 0 | 0 | 0 | 0 | 0 | 0
0 | 0 | 0 | 0 | 0 | 0 | 0 | 0 | 0 | 0 | 0 | 0 | 0 | 0 | 0 | 0 | 0 | 0 | 0 | 0 | 0 | 0 | 0 | 0 | 0 | 0 | 0 | 0 | 0 | 0 | 0 | 0 | 0 | 0 | 0 | 0 | 0 | 0 | 0 | 0 | 0 | 0 | 0 | 0 | 0 | 0 | 0 | 0 | 0 | 0 | 0 | 0 | 0 | 0 | 0 | 0 | 0 | 0 | 0 | 0 | 0 | 0 | 0 | 0 | 0 | 0 | 0 | 0 | 0 | 0 | 0
0 | 0 | 0 | 0 | 0 | 0 | 0 | 0 | 0 | 0 | 0 | 0 | 0 | 0 | 0 | 0 | 0 | 0 | 0 | 0 | 0 | 0 | 0 | 0 | 0 | 0 | 0 | 0 | 0 | 0 | 0 | 0 | 0 | 0 | 0 | 0 | 0 | 0 | 0 | 0 | 0 | 0 | 0 | 0 | 0 | 0 | 0 | 0 | 0 | 0 | 0 | 0 | 0 | 0 | 0 | 0 | 0 | 0 | 0 | 0 | 0 | 0 | 0 | 0 | 0 | 0 | 0 | 0 | 0 | 0 | 0
0 | 0 | 0 | 0 | 0 | 0 | 0 | 0 | 0 | 0 | 0 | 0 | 0 | 0 | 0 | 0 | 0 | 0 | 0 | 0 | 0 | 0 | 0 | 0 | 0 | 0 | 0 | 0 | 0 | 0 | 0 | 0 | 0 | 0 | 0 | 0 | 0 | 0 | 0 | 0 | 0 | 0 | 0 | 0 | 0 | 0 | 0 | 0 | 0 | 0 | 0 | 0 | 0 | 0 | 0 | 0 | 0 | 0 | 0 | 0 | 0 | 0 | 0 | 0 | 0 | 0 | 0 | 0 | 0 | 0 | 0
0 | 0 | 0 | 0 | 0 | 0 | 0 | 0 | 0 | 0 | 0 | 0 | 0 | 0 | 0 | 0 | 0 | 0 | 0 | 0 | 0 | 0 | 0 | 0 | 0 | 0 | 0 | 0 | 0 | 0 | 0 | 0 | 0 | 0 | 0 | 0 | 0 | 0 | 0 | 0 | 0 | 0 | 0 | 0 | 0 | 0 | 0 | 0 | 0 | 0 | 0 | 0 | 0 | 0 | 0 | 0 | 0 | 0 | 0 | 0 | 0 | 0 | 0 | 0 | 0 | 0 | 0 | 0 | 0 | 0 | 0
0 | 0 | 0 | 0 | 0 | 0 | 0 | 0 | 0 | 0 | 0 | 0 | 0 | 0 | 0 | 0 | 0 | 0 | 0 | 0 | 0 | 0 | 0 | 0 | 0 | 0 | 0 | 0 | 0 | 0 | 0 | 0 | 0 | 0 | 0 | 0 | 0 | 0 | 0 | 0 | 0 | 0 | 0 | 0 | 0 | 0 | 0 | 0 | 0 | 0 | 0 | 0 | 0 | 0 | 0 | 0 | 0 | 0 | 0 | 0 | 0 | 0 | 0 | 0 | 0 | 0 | 0 | 0 | 0 | 0 | 0
0 | 0 | 0 | 0 | 0 | 0 | 0 | 0 | 0 | 0 | 0 | 0 | 0 | 0 | 0 | 0 | 0 | 0 | 0 | 0 | 0 | 0 | 0 | 0 | 0 | 0 | 0 | 0 | 0 | 0 | 0 | 0 | 0 | 0 | 0 | 0 | 0 | 0 | 0 | 0 | 0 | 0 | 0 | 0 | 0 | 0 | 0 | 0 | 0 | 0 | 0 | 0 | 0 | 0 | 0 | 0 | 0 | 0 | 0 | 0 | 0 | 0 | 0 | 0 | 0 | 0 | 0 | 0 | 0 | 0 | 0
0 | 0 | 0 | 0 | 0 | 0 | 0 | 0 | 0 | 0 | 0 | 0 | 0 | 0 | 0 | 0 | 0 | 0 | 0 | 0 | 0 | 0 | 0 | 0 | 0 | 0 | 0 | 0 | 0 | 0 | 0 | 0 | 0 | 0 | 0 | 0 | 0 | 0 | 0 | 0 | 0 | 0 | 0 | 0 | 0 | 0 | 0 | 0 | 0 | 0 | 0 | 0 | 0 | 0 | 0 | 0 | 0 | 0 | 0 | 0 | 0 | 0 | 0 | 0 | 0 | 0 | 0 | 0 | 0 | 0 | 0
0 | 0 | 0 | 0 | 0 | 0 | 0 | 0 | 0 | 0 | 0 | 0 | 0 | 0 | 0 | 0 | 0 | 0 | 0 | 0 | 0 | 0 | 0 | 0 | 0 | 0 | 0 | 0 | 0 | 0 | 0 | 0 | 0 | 0 | 0 | 0 | 0 | 0 | 0 | 0 | 0 | 0 | 0 | 0 | 0 | 0 | 0 | 0 | 0 | 0 | 0 | 0 | 0 | 0 | 0 | 0 | 0 | 0 | 0 | 0 | 0 | 0 | 0 | 0 | 0 | 0 | 0 | 0 | 0 | 0 | 0
0 | 0 | 0 | 0 | 0 | 0 | 0 | 0 | 0 | 0 | 0 | 0 | 0 | 0 | 0 | 0 | 0 | 0 | 0 | 0 | 0 | 0 | 0 | 0 | 0 | 0 | 0 | 0 | 0 | 0 | 0 | 0 | 0 | 0 | 0 | 0 | 0 | 0 | 0 | 0 | 0 | 0 | 0 | 0 | 0 | 0 | 0 | 0 | 0 | 0 | 0 | 0 | 0 | 0 | 0 | 0 | 0 | 0 | 0 | 0 | 0 | 0 | 0 | 0 | 0 | 0 | 0 | 0 | 0 | 0 | 0
0 | 0 | 0 | 0 | 0 | 0 | 0 | 0 | 0 | 0 | 0 | 0 | 0 | 0 | 0 | 0 | 0 | 0 | 0 | 0 | 0 | 0 | 0 | 0 | 0 | 0 | 0 | 0 | 0 | 0 | 0 | 0 | 0 | 0 | 0 | 0 | 0 | 0 | 0 | 0 | 0 | 0 | 0 | 0 | 0 | 0 | 0 | 0 | 0 | 0 | 0 | 0 | 0 | 0 | 0 | 0 | 0 | 0 | 0 | 0 | 0 | 0 | 0 | 0 | 0 | 0 | 0 | 0 | 0 | 0 | 0
0 | 0 | 0 | 0 | 0 | 0 | 0 | 0 | 0 | 0 | 0 | 0 | 0 | 0 | 0 | 0 | 0 | 0 | 0 | 0 | 0 | 0 | 0 | 0 | 0 | 0 | 0 | 0 | 0 | 0 | 0 | 0 | 0 | 0 | 0 | 0 | 0 | 0 | 0 | 0 | 0 | 0 | 0 | 0 | 0 | 0 | 0 | 0 | 0 | 0 | 0 | 0 | 0 | 0 | 0 | 0 | 0 | 0 | 0 | 0 | 0 | 0 | 0 | 0 | 0 | 0 | 0 | 0 | 0 | 0 | 0
0 | 0 | 0 | 0 | 0 | 0 | 0 | 0 | 0 | 0 | 0 | 0 | 0 | 0 | 0 | 0 | 0 | 0 | 0 | 0 | 0 | 0 | 0 | 0 | 0 | 0 | 0 | 0 | 0 | 0 | 0 | 0 | 0 | 0 | 0 | 0 | 0 | 0 | 0 | 0 | 0 | 0 | 0 | 0 | 0 | 0 | 0 | 0 | 0 | 0 | 0 | 0 | 0 | 0 | 0 | 0 | 0 | 0 | 0 | 0 | 0 | 0 | 0 | 0 | 0 | 0 | 0 | 0 | 0 | 0 | 0
0 | 0 | 0 | 0 | 0 | 0 | 0 | 0 | 0 | 0 | 0 | 0 | 0 | 0 | 0 | 0 | 0 | 0 | 0 | 0 | 0 | 0 | 0 | 0 | 0 | 0 | 0 | 0 | 0 | 0 | 0 | 0 | 0 | 0 | 0 | 0 | 0 | 0 | 0 | 0 | 0 | 0 | 0 | 0 | 0 | 0 | 0 | 0 | 0 | 0 | 0 | 0 | 0 | 0 | 0 | 0 | 0 | 0 | 0 | 0 | 0 | 0 | 0 | 0 | 0 | 0 | 0 | 0 | 0 | 0 | 0
0 | 0 | 0 | 0 | 0 | 0 | 0 | 0 | 0 | 0 | 0 | 0 | 0 | 0 | 0 | 0 | 0 | 0 | 0 | 0 | 0 | 0 | 0 | 0 | 0 | 0 | 0 | 0 | 0 | 0 | 0 | 0 | 0 | 0 | 0 | 0 | 0 | 0 | 0 | 0 | 0 | 0 | 0 | 0 | 0 | 0 | 0 | 0 | 0 | 0 | 0 | 0 | 0 | 0 | 0 | 0 | 0 | 0 | 0 | 0 | 0 | 0 | 0 | 0 | 0 | 0 | 0 | 0 | 0 | 0 | 0
0 | 0 | 0 | 0 | 0 | 0 | 0 | 0 | 0 | 0 | 0 | 0 | 0 | 0 | 0 | 0 | 0 | 0 | 0 | 0 | 0 | 0 | 0 | 0 | 0 | 0 | 0 | 0 | 0 | 0 | 0 | 0 | 0 | 0 | 0 | 0 | 0 | 0 | 0 | 0 | 0 | 0 | 0 | 0 | 0 | 0 | 0 | 0 | 0 | 0 | 0 | 0 | 0 | 0 | 0 | 0 | 0 | 0 | 0 | 0 | 0 | 0 | 0 | 0 | 0 | 0 | 0 | 0 | 0 | 0 | 0
0 | 0 | 0 | 0 | 0 | 0 | 0 | 0 | 0 | 0 | 0 | 0 | 0 | 0 | 0 | 0 | 0 | 0 | 0 | 0 | 0 | 0 | 0 | 0 | 0 | 0 | 0 | 0 | 0 | 0 | 0 | 0 | 0 | 0 | 0 | 0 | 0 | 0 | 0 | 0 | 0 | 0 | 0 | 0 | 0 | 0 | 0 | 0 | 0 | 0 | 0 | 0 | 0 | 0 | 0 | 0 | 0 | 0 | 0 | 0 | 0 | 0 | 0 | 0 | 0 | 0 | 0 | 0 | 0 | 0 | 0
0 | 0 | 0 | 0 | 0 | 0 | 0 | 0 | 0 | 0 | 0 | 0 | 0 | 0 | 0 | 0 | 0 | 0 | 0 | 0 | 0 | 0 | 0 | 0 | 0 | 0 | 0 | 0 | 0 | 0 | 0 | 0 | 0 | 0 | 0 | 0 | 0 | 0 | 0 | 0 | 0 | 0 | 0 | 0 | 0 | 0 | 0 | 0 | 0 | 0 | 0 | 0 | 0 | 0 | 0 | 0 | 0 | 0 | 0 | 0 | 0 | 0 | 0 | 0 | 0 | 0 | 0 | 0 | 0 | 0 | 0
0 | 0 | 0 | 0 | 0 | 0 | 0 | 0 | 0 | 0 | 0 | 0 | 0 | 0 | 0 | 0 | 0 | 0 | 0 | 0 | 0 | 0 | 0 | 0 | 0 | 0 | 0 | 0 | 0 | 0 | 0 | 0 | 0 | 0 | 0 | 0 | 0 | 0 | 0 | 0 | 0 | 0 | 0 | 0 | 0 | 0 | 0 | 0 | 0 | 0 | 0 | 0 | 0 | 0 | 0 | 0 | 0 | 0 | 0 | 0 | 0 | 0 | 0 | 0 | 0 | 0 | 0 | 0 | 0 | 0 | 0
0 | 0 | 0 | 0 | 0 | 0 | 0 | 0 | 0 | 0 | 0 | 0 | 0 | 0 | 0 | 0 | 0 | 0 | 0 | 0 | 0 | 0 | 0 | 0 | 0 | 0 | 0 | 0 | 0 | 0 | 0 | 0 | 0 | 0 | 0 | 0 | 0 | 0 | 0 | 0 | 0 | 0 | 0 | 0 | 0 | 0 | 0 | 0 | 0 | 0 | 0 | 0 | 0 | 0 | 0 | 0 | 0 | 0 | 0 | 0 | 0 | 0 | 0 | 0 | 0 | 0 | 0 | 0 | 0 | 0 | 0
0 | 0 | 0 | 0 | 0 | 0 | 0 | 0 | 0 | 0 | 0 | 0 | 0 | 0 | 0 | 0 | 0 | 0 | 0 | 0 | 0 | 0 | 0 | 0 | 0 | 0 | 0 | 0 | 0 | 0 | 0 | 0 | 0 | 0 | 0 | 0 | 0 | 0 | 0 | 0 | 0 | 0 | 0 | 0 | 0 | 0 | 0 | 0 | 0 | 0 | 0 | 0 | 0 | 0 | 0 | 0 | 0 | 0 | 0 | 0 | 0 | 0 | 0 | 0 | 0 | 0 | 0 | 0 | 0 | 0 | 0
0 | 0 | 0 | 0 | 0 | 0 | 0 | 0 | 0 | 0 | 0 | 0 | 0 | 0 | 0 | 0 | 0 | 0 | 0 | 0 | 0 | 0 | 0 | 0 | 0 | 0 | 0 | 0 | 0 | 0 | 0 | 0 | 0 | 0 | 0 | 0 | 0 | 0 | 0 | 0 | 0 | 0 | 0 | 0 | 0 | 0 | 0 | 0 | 0 | 0 | 0 | 0 | 0 | 0 | 0 | 0 | 0 | 0 | 0 | 0 | 0 | 0 | 0 | 0 | 0 | 0 | 0 | 0 | 0 | 0 | 0
0 | 0 | 0 | 0 | 0 | 0 | 0 | 0 | 0 | 0 | 0 | 0 | 0 | 0 | 0 | 0 | 0 | 0 | 0 | 0 | 0 | 0 | 0 | 0 | 0 | 0 | 0 | 0 | 0 | 0 | 0 | 0 | 0 | 0 | 0 | 0 | 0 | 0 | 0 | 0 | 0 | 0 | 0 | 0 | 0 | 0 | 0 | 0 | 0 | 0 | 0 | 0 | 0 | 0 | 0 | 0 | 0 | 0 | 0 | 0 | 0 | 0 | 0 | 0 | 0 | 0 | 0 | 0 | 0 | 0 | 0
0 | 0 | 0 | 0 | 0 | 0 | 0 | 0 | 0 | 0 | 0 | 0 | 0 | 0 | 0 | 0 | 0 | 0 | 0 | 0 | 0 | 0 | 0 | 0 | 0 | 0 | 0 | 0 | 0 | 0 | 0 | 0 | 0 | 0 | 0 | 0 | 0 | 0 | 0 | 0 | 0 | 0 | 0 | 0 | 0 | 0 | 0 | 0 | 0 | 0 | 0 | 0 | 0 | 0 | 0 | 0 | 0 | 0 | 0 | 0 | 0 | 0 | 0 | 0 | 0 | 0 | 0 | 0 | 0 | 0 | 0
0 | 0 | 0 | 0 | 0 | 0 | 0 | 0 | 0 | 0 | 0 | 0 | 0 | 0 | 0 | 0 | 0 | 0 | 0 | 0 | 0 | 0 | 0 | 0 | 0 | 0 | 0 | 0 | 0 | 0 | 0 | 0 | 0 | 0 | 0 | 0 | 0 | 0 | 0 | 0 | 0 | 0 | 0 | 0 | 0 | 0 | 0 | 0 | 0 | 0 | 0 | 0 | 0 | 0 | 0 | 0 | 0 | 0 | 0 | 0 | 0 | 0 | 0 | 0 | 0 | 0 | 0 | 0 | 0 | 0 | 0
0 | 0 | 0 | 0 | 0 | 0 | 0 | 0 | 0 | 0 | 0 | 0 | 0 | 0 | 0 | 0 | 0 | 0 | 0 | 0 | 0 | 0 | 0 | 0 | 0 | 0 | 0 | 0 | 0 | 0 | 0 | 0 | 0 | 0 | 0 | 0 | 0 | 0 | 0 | 0 | 0 | 0 | 0 | 0 | 0 | 0 | 0 | 0 | 0 | 0 | 0 | 0 | 0 | 0 | 0 | 0 | 0 | 0 | 0 | 0 | 0 | 0 | 0 | 0 | 0 | 0 | 0 | 0 | 0 | 0 | 0
0 | 0 | 0 | 0 | 0 | 0 | 0 | 0 | 0 | 0 | 0 | 0 | 0 | 0 | 0 | 0 | 0 | 0 | 0 | 0 | 0 | 0 | 0 | 0 | 0 | 0 | 0 | 0 | 0 | 0 | 0 | 0 | 0 | 0 | 0 | 0 | 0 | 0 | 0 | 0 | 0 | 0 | 0 | 0 | 0 | 0 | 0 | 0 | 0 | 0 | 0 | 0 | 0 | 0 | 0 | 0 | 0 | 0 | 0 | 0 | 0 | 0 | 0 | 0 | 0 | 0 | 0 | 0 | 0 | 0 | 0
0 | 0 | 0 | 0 | 0 | 0 | 0 | 0 | 0 | 0 | 0 | 0 | 0 | 0 | 0 | 0 | 0 | 0 | 0 | 0 | 0 | 0 | 0 | 0 | 0 | 0 | 0 | 0 | 0 | 0 | 0 | 0 | 0 | 0 | 0 | 0 | 0 | 0 | 0 | 0 | 0 | 0 | 0 | 0 | 0 | 0 | 0 | 0 | 0 | 0 | 0 | 0 | 0 | 0 | 0 | 0 | 0 | 0 | 0 | 0 | 0 | 0 | 0 | 0 | 0 | 0 | 0 | 0 | 0 | 0 | 0
0 | 0 | 0 | 0 | 0 | 0 | 0 | 0 | 0 | 0 | 0 | 0 | 0 | 0 | 0 | 0 | 0 | 0 | 0 | 0 | 0 | 0 | 0 | 0 | 0 | 0 | 0 | 0 | 0 | 0 | 0 | 0 | 0 | 0 | 0 | 0 | 0 | 0 | 0 | 0 | 0 | 0 | 0 | 0 | 0 | 0 | 0 | 0 | 0 | 0 | 0 | 0 | 0 | 0 | 0 | 0 | 0 | 0 | 0 | 0 | 0 | 0 | 0 | 0 | 0 | 0 | 0 | 0 | 0 | 0 | 0
0 | 0 | 0 | 0 | 0 | 0 | 0 | 0 | 0 | 0 | 0 | 0 | 0 | 0 | 0 | 0 | 0 | 0 | 0 | 0 | 0 | 0 | 0 | 0 | 0 | 0 | 0 | 0 | 0 | 0 | 0 | 0 | 0 | 0 | 0 | 0 | 0 | 0 | 0 | 0 | 0 | 0 | 0 | 0 | 0 | 0 | 0 | 0 | 0 | 0 | 0 | 0 | 0 | 0 | 0 | 0 | 0 | 0 | 0 | 0 | 0 | 0 | 0 | 0 | 0 | 0 | 0 | 0 | 0 | 0 | 0
0 | 0 | 0 | 0 | 0 | 0 | 0 | 0 | 0 | 0 | 0 | 0 | 0 | 0 | 0 | 0 | 0 | 0 | 0 | 0 | 0 | 0 | 0 | 0 | 0 | 0 | 0 | 0 | 0 | 0 | 0 | 0 | 0 | 0 | 0 | 0 | 0 | 0 | 0 | 0 | 0 | 0 | 0 | 0 | 0 | 0 | 0 | 0 | 0 | 0 | 0 | 0 | 0 | 0 | 0 | 0 | 0 | 0 | 0 | 0 | 0 | 0 | 0 | 0 | 0 | 0 | 0 | 0 | 0 | 0 | 0
0 | 0 | 0 | 0 | 0 | 0 | 0 | 0 | 0 | 0 | 0 | 0 | 0 | 0 | 0 | 0 | 0 | 0 | 0 | 0 | 0 | 0 | 0 | 0 | 0 | 0 | 0 | 0 | 0 | 0 | 0 | 0 | 0 | 0 | 0 | 0 | 0 | 0 | 0 | 0 | 0 | 0 | 0 | 0 | 0 | 0 | 0 | 0 | 0 | 0 | 0 | 0 | 0 | 0 | 0 | 0 | 0 | 0 | 0 | 0 | 0 | 0 | 0 | 0 | 0 | 0 | 0 | 0 | 0 | 0 | 0
0 | 0 | 0 | 0 | 0 | 0 | 0 | 0 | 0 | 0 | 0 | 0 | 0 | 0 | 0 | 0 | 0 | 0 | 0 | 0 | 0 | 0 | 0 | 0 | 0 | 0 | 0 | 0 | 0 | 0 | 0 | 0 | 0 | 0 | 0 | 0 | 0 | 0 | 0 | 0 | 0 | 0 | 0 | 0 | 0 | 0 | 0 | 0 | 0 | 0 | 0 | 0 | 0 | 0 | 0 | 0 | 0 | 0 | 0 | 0 | 0 | 0 | 0 | 0 | 0 | 0 | 0 | 0 | 0 | 0 | 0
0 | 0 | 0 | 0 | 0 | 0 | 0 | 0 | 0 | 0 | 0 | 0 | 0 | 0 | 0 | 0 | 0 | 0 | 0 | 0 | 0 | 0 | 0 | 0 | 0 | 0 | 0 | 0 | 0 | 0 | 0 | 0 | 0 | 0 | 0 | 0 | 0 | 0 | 0 | 0 | 0 | 0 | 0 | 0 | 0 | 0 | 0 | 0 | 0 | 0 | 0 | 0 | 0 | 0 | 0 | 0 | 0 | 0 | 0 | 0 | 0 | 0 | 0 | 0 | 0 | 0 | 0 | 0 | 0 | 0 | 0
0 | 0 | 0 | 0 | 0 | 0 | 0 | 0 | 0 | 0 | 0 | 0 | 0 | 0 | 0 | 0 | 0 | 0 | 0 | 0 | 0 | 0 | 0 | 0 | 0 | 0 | 0 | 0 | 0 | 0 | 0 | 0 | 0 | 0 | 0 | 0 | 0 | 0 | 0 | 0 | 0 | 0 | 0 | 0 | 0 | 0 | 0 | 0 | 0 | 0 | 0 | 0 | 0 | 0 | 0 | 0 | 0 | 0 | 0 | 0 | 0 | 0 | 0 | 0 | 0 | 0 | 0 | 0 | 0 | 0 | 0
0 | 0 | 0 | 0 | 0 | 0 | 0 | 0 | 0 | 0 | 0 | 0 | 0 | 0 | 0 | 0 | 0 | 0 | 0 | 0 | 0 | 0 | 0 | 0 | 0 | 0 | 0 | 0 | 0 | 0 | 0 | 0 | 0 | 0 | 0 | 0 | 0 | 0 | 0 | 0 | 0 | 0 | 0 | 0 | 0 | 0 | 0 | 0 | 0 | 0 | 0 | 0 | 0 | 0 | 0 | 0 | 0 | 0 | 0 | 0 | 0 | 0 | 0 | 0 | 0 | 0 | 0 | 0 | 0 | 0 | 0
0 | 0 | 0 | 0 | 0 | 0 | 0 | 0 | 0 | 0 | 0 | 0 | 0 | 0 | 0 | 0 | 0 | 0 | 0 | 0 | 0 | 0 | 0 | 0 | 0 | 0 | 0 | 0 | 0 | 0 | 0 | 0 | 0 | 0 | 0 | 0 | 0 | 0 | 0 | 0 | 0 | 0 | 0 | 0 | 0 | 0 | 0 | 0 | 0 | 0 | 0 | 0 | 0 | 0 | 0 | 0 | 0 | 0 | 0 | 0 | 0 | 0 | 0 | 0 | 0 | 0 | 0 | 0 | 0 | 0 | 0
0 | 0 | 0 | 0 | 0 | 0 | 0 | 0 | 0 | 0 | 0 | 0 | 0 | 0 | 0 | 0 | 0 | 0 | 0 | 0 | 0 | 0 | 0 | 0 | 0 | 0 | 0 | 0 | 0 | 0 | 0 | 0 | 0 | 0 | 0 | 0 | 0 | 0 | 0 | 0 | 0 | 0 | 0 | 0 | 0 | 0 | 0 | 0 | 0 | 0 | 0 | 0 | 0 | 0 | 0 | 0 | 0 | 0 | 0 | 0 | 0 | 0 | 0 | 0 | 0 | 0 | 0 | 0 | 0 | 0 | 0
0 | 0 | 0 | 0 | 0 | 0 | 0 | 0 | 0 | 0 | 0 | 0 | 0 | 0 | 0 | 0 | 0 | 0 | 0 | 0 | 0 | 0 | 0 | 0 | 0 | 0 | 0 | 0 | 0 | 0 | 0 | 0 | 0 | 0 | 0 | 0 | 0 | 0 | 0 | 0 | 0 | 0 | 0 | 0 | 0 | 0 | 0 | 0 | 0 | 0 | 0 | 0 | 0 | 0 | 0 | 0 | 0 | 0 | 0 | 0 | 0 | 0 | 0 | 0 | 0 | 0 | 0 | 0 | 0 | 0 | 0
0 | 0 | 0 | 0 | 0 | 0 | 0 | 0 | 0 | 0 | 0 | 0 | 0 | 0 | 0 | 0 | 0 | 0 | 0 | 0 | 0 | 0 | 0 | 0 | 0 | 0 | 0 | 0 | 0 | 0 | 0 | 0 | 0 | 0 | 0 | 0 | 0 | 0 | 0 | 0 | 0 | 0 | 0 | 0 | 0 | 0 | 0 | 0 | 0 | 0 | 0 | 0 | 0 | 0 | 0 | 0 | 0 | 0 | 0 | 0 | 0 | 0 | 0 | 0 | 0 | 0 | 0 | 0 | 0 | 0 | 0
0 | 0 | 0 | 0 | 0 | 0 | 0 | 0 | 0 | 0 | 0 | 0 | 0 | 0 | 0 | 0 | 0 | 0 | 0 | 0 | 0 | 0 | 0 | 0 | 0 | 0 | 0 | 0 | 0 | 0 | 0 | 0 | 0 | 0 | 0 | 0 | 0 | 0 | 0 | 0 | 0 | 0 | 0 | 0 | 0 | 0 | 0 | 0 | 0 | 0 | 0 | 0 | 0 | 0 | 0 | 0 | 0 | 0 | 0 | 0 | 0 | 0 | 0 | 0 | 0 | 0 | 0 | 0 | 0 | 0 | 0
0 | 0 | 0 | 0 | 0 | 0 | 0 | 0 | 0 | 0 | 0 | 0 | 0 | 0 | 0 | 0 | 0 | 0 | 0 | 0 | 0 | 0 | 0 | 0 | 0 | 0 | 0 | 0 | 0 | 0 | 0 | 0 | 0 | 0 | 0 | 0 | 0 | 0 | 0 | 0 | 0 | 0 | 0 | 0 | 0 | 0 | 0 | 0 | 0 | 0 | 0 | 0 | 0 | 0 | 0 | 0 | 0 | 0 | 0 | 0 | 0 | 0 | 0 | 0 | 0 | 0 | 0 | 0 | 0 | 0 | 0
0 | 0 | 0 | 0 | 0 | 0 | 0 | 0 | 0 | 0 | 0 | 0 | 0 | 0 | 0 | 0 | 0 | 0 | 0 | 0 | 0 | 0 | 0 | 0 | 0 | 0 | 0 | 0 | 0 | 0 | 0 | 0 | 0 | 0 | 0 | 0 | 0 | 0 | 0 | 0 | 0 | 0 | 0 | 0 | 0 | 0 | 0 | 0 | 0 | 0 | 0 | 0 | 0 | 0 | 0 | 0 | 0 | 0 | 0 | 0 | 0 | 0 | 0 | 0 | 0 | 0 | 0 | 0 | 0 | 0 | 0
0 | 0 | 0 | 0 | 0 | 0 | 0 | 0 | 0 | 0 | 0 | 0 | 0 | 0 | 0 | 0 | 0 | 0 | 0 | 0 | 0 | 0 | 0 | 0 | 0 | 0 | 0 | 0 | 0 | 0 | 0 | 0 | 0 | 0 | 0 | 0 | 0 | 0 | 0 | 0 | 0 | 0 | 0 | 0 | 0 | 0 | 0 | 0 | 0 | 0 | 0 | 0 | 0 | 0 | 0 | 0 | 0 | 0 | 0 | 0 | 0 | 0 | 0 | 0 | 0 | 0 | 0 | 0 | 0 | 0 | 0
0 | 0 | 0 | 0 | 0 | 0 | 0 | 0 | 0 | 0 | 0 | 0 | 0 | 0 | 0 | 0 | 0 | 0 | 0 | 0 | 0 | 0 | 0 | 0 | 0 | 0 | 0 | 0 | 0 | 0 | 0 | 0 | 0 | 0 | 0 | 0 | 0 | 0 | 0 | 0 | 0 | 0 | 0 | 0 | 0 | 0 | 0 | 0 | 0 | 0 | 0 | 0 | 0 | 0 | 0 | 0 | 0 | 0 | 0 | 0 | 0 | 0 | 0 | 0 | 0 | 0 | 0 | 0 | 0 | 0 | 0
0 | 0 | 0 | 0 | 0 | 0 | 0 | 0 | 0 | 0 | 0 | 0 | 0 | 0 | 0 | 0 | 0 | 0 | 0 | 0 | 0 | 0 | 0 | 0 | 0 | 0 | 0 | 0 | 0 | 0 | 0 | 0 | 0 | 0 | 0 | 0 | 0 | 0 | 0 | 0 | 0 | 0 | 0 | 0 | 0 | 0 | 0 | 0 | 0 | 0 | 0 | 0 | 0 | 0 | 0 | 0 | 0 | 0 | 0 | 0 | 0 | 0 | 0 | 0 | 0 | 0 | 0 | 0 | 0 | 0 | 0
0 | 0 | 0 | 0 | 0 | 0 | 0 | 0 | 0 | 0 | 0 | 0 | 0 | 0 | 0 | 0 | 0 | 0 | 0 | 0 | 0 | 0 | 0 | 0 | 0 | 0 | 0 | 0 | 0 | 0 | 0 | 0 | 0 | 0 | 0 | 0 | 0 | 0 | 0 | 0 | 0 | 0 | 0 | 0 | 0 | 0 | 0 | 0 | 0 | 0 | 0 | 0 | 0 | 0 | 0 | 0 | 0 | 0 | 0 | 0 | 0 | 0 | 0 | 0 | 0 | 0 | 0 | 0 | 0 | 0 | 0
0 | 0 | 0 | 0 | 0 | 0 | 0 | 0 | 0 | 0 | 0 | 0 | 0 | 0 | 0 | 0 | 0 | 0 | 0 | 0 | 0 | 0 | 0 | 0 | 0 | 0 | 0 | 0 | 0 | 0 | 0 | 0 | 0 | 0 | 0 | 0 | 0 | 0 | 0 | 0 | 0 | 0 | 0 | 0 | 0 | 0 | 0 | 0 | 0 | 0 | 0 | 0 | 0 | 0 | 0 | 0 | 0 | 0 | 0 | 0 | 0 | 0 | 0 | 0 | 0 | 0 | 0 | 0 | 0 | 0 | 0
0 | 0 | 0 | 0 | 0 | 0 | 0 | 0 | 0 | 0 | 0 | 0 | 0 | 0 | 0 | 0 | 0 | 0 | 0 | 0 | 0 | 0 | 0 | 0 | 0 | 0 | 0 | 0 | 0 | 0 | 0 | 0 | 0 | 0 | 0 | 0 | 0 | 0 | 0 | 0 | 0 | 0 | 0 | 0 | 0 | 0 | 0 | 0 | 0 | 0 | 0 | 0 | 0 | 0 | 0 | 0 | 0 | 0 | 0 | 0 | 0 | 0 | 0 | 0 | 0 | 0 | 0 | 0 | 0 | 0 | 0
0 | 0 | 0 | 0 | 0 | 0 | 0 | 0 | 0 | 0 | 0 | 0 | 0 | 0 | 0 | 0 | 0 | 0 | 0 | 0 | 0 | 0 | 0 | 0 | 0 | 0 | 0 | 0 | 0 | 0 | 0 | 0 | 0 | 0 | 0 | 0 | 0 | 0 | 0 | 0 | 0 | 0 | 0 | 0 | 0 | 0 | 0 | 0 | 0 | 0 | 0 | 0 | 0 | 0 | 0 | 0 | 0 | 0 | 0 | 0 | 0 | 0 | 0 | 0 | 0 | 0 | 0 | 0 | 0 | 0 | 0
0 | 0 | 0 | 0 | 0 | 0 | 0 | 0 | 0 | 0 | 0 | 0 | 0 | 0 | 0 | 0 | 0 | 0 | 0 | 0 | 0 | 0 | 0 | 0 | 0 | 0 | 0 | 0 | 0 | 0 | 0 | 0 | 0 | 0 | 0 | 0 | 0 | 0 | 0 | 0 | 0 | 0 | 0 | 0 | 0 | 0 | 0 | 0 | 0 | 0 | 0 | 0 | 0 | 0 | 0 | 0 | 0 | 0 | 0 | 0 | 0 | 0 | 0 | 0 | 0 | 0 | 0 | 0 | 0 | 0 | 0
0 | 0 | 0 | 0 | 0 | 0 | 0 | 0 | 0 | 0 | 0 | 0 | 0 | 0 | 0 | 0 | 0 | 0 | 0 | 0 | 0 | 0 | 0 | 0 | 0 | 0 | 0 | 0 | 0 | 0 | 0 | 0 | 0 | 0 | 0 | 0 | 0 | 0 | 0 | 0 | 0 | 0 | 0 | 0 | 0 | 0 | 0 | 0 | 0 | 0 | 0 | 0 | 0 | 0 | 0 | 0 | 0 | 0 | 0 | 0 | 0 | 0 | 0 | 0 | 0 | 0 | 0 | 0 | 0 | 0 | 0
0 | 0 | 0 | 0 | 0 | 0 | 0 | 0 | 0 | 0 | 0 | 0 | 0 | 0 | 0 | 0 | 0 | 0 | 0 | 0 | 0 | 0 | 0 | 0 | 0 | 0 | 0 | 0 | 0 | 0 | 0 | 0 | 0 | 0 | 0 | 0 | 0 | 0 | 0 | 0 | 0 | 0 | 0 | 0 | 0 | 0 | 0 | 0 | 0 | 0 | 0 | 0 | 0 | 0 | 0 | 0 | 0 | 0 | 0 | 0 | 0 | 0 | 0 | 0 | 0 | 0 | 0 | 0 | 0 | 0 | 0
0 | 0 | 0 | 0 | 0 | 0 | 0 | 0 | 0 | 0 | 0 | 0 | 0 | 0 | 0 | 0 | 0 | 0 | 0 | 0 | 0 | 0 | 0 | 0 | 0 | 0 | 0 | 0 | 0 | 0 | 0 | 0 | 0 | 0 | 0 | 0 | 0 | 0 | 0 | 0 | 0 | 0 | 0 | 0 | 0 | 0 | 0 | 0 | 0 | 0 | 0 | 0 | 0 | 0 | 0 | 0 | 0 | 0 | 0 | 0 | 0 | 0 | 0 | 0 | 0 | 0 | 0 | 0 | 0 | 0 | 0
0 | 0 | 0 | 0 | 0 | 0 | 0 | 0 | 0 | 0 | 0 | 0 | 0 | 0 | 0 | 0 | 0 | 0 | 0 | 0 | 0 | 0 | 0 | 0 | 0 | 0 | 0 | 0 | 0 | 0 | 0 | 0 | 0 | 0 | 0 | 0 | 0 | 0 | 0 | 0 | 0 | 0 | 0 | 0 | 0 | 0 | 0 | 0 | 0 | 0 | 0 | 0 | 0 | 0 | 0 | 0 | 0 | 0 | 0 | 0 | 0 | 0 | 0 | 0 | 0 | 0 | 0 | 0 | 0 | 0 | 0
0 | 0 | 0 | 0 | 0 | 0 | 0 | 0 | 0 | 0 | 0 | 0 | 0 | 0 | 0 | 0 | 0 | 0 | 0 | 0 | 0 | 0 | 0 | 0 | 0 | 0 | 0 | 0 | 0 | 0 | 0 | 0 | 0 | 0 | 0 | 0 | 0 | 0 | 0 | 0 | 0 | 0 | 0 | 0 | 0 | 0 | 0 | 0 | 0 | 0 | 0 | 0 | 0 | 0 | 0 | 0 | 0 | 0 | 0 | 0 | 0 | 0 | 0 | 0 | 0 | 0 | 0 | 0 | 0 | 0 | 0
0 | 0 | 0 | 0 | 0 | 0 | 0 | 0 | 0 | 0 | 0 | 0 | 0 | 0 | 0 | 0 | 0 | 0 | 0 | 0 | 0 | 0 | 0 | 0 | 0 | 0 | 0 | 0 | 0 | 0 | 0 | 0 | 0 | 0 | 0 | 0 | 0 | 0 | 0 | 0 | 0 | 0 | 0 | 0 | 0 | 0 | 0 | 0 | 0 | 0 | 0 | 0 | 0 | 0 | 0 | 0 | 0 | 0 | 0 | 0 | 0 | 0 | 0 | 0 | 0 | 0 | 0 | 0 | 0 | 0 | 0
0 | 0 | 0 | 0 | 0 | 0 | 0 | 0 | 0 | 0 | 0 | 0 | 0 | 0 | 0 | 0 | 0 | 0 | 0 | 0 | 0 | 0 | 0 | 0 | 0 | 0 | 0 | 0 | 0 | 0 | 0 | 0 | 0 | 0 | 0 | 0 | 0 | 0 | 0 | 0 | 0 | 0 | 0 | 0 | 0 | 0 | 0 | 0 | 0 | 0 | 0 | 0 | 0 | 0 | 0 | 0 | 0 | 0 | 0 | 0 | 0 | 0 | 0 | 0 | 0 | 0 | 0 | 0 | 0 | 0 | 0
0 | 0 | 0 | 0 | 0 | 0 | 0 | 0 | 0 | 0 | 0 | 0 | 0 | 0 | 0 | 0 | 0 | 0 | 0 | 0 | 0 | 0 | 0 | 0 | 0 | 0 | 0 | 0 | 0 | 0 | 0 | 0 | 0 | 0 | 0 | 0 | 0 | 0 | 0 | 0 | 0 | 0 | 0 | 0 | 0 | 0 | 0 | 0 | 0 | 0 | 0 | 0 | 0 | 0 | 0 | 0 | 0 | 0 | 0 | 0 | 0 | 0 | 0 | 0 | 0 | 0 | 0 | 0 | 0 | 0 | 0
0 | 0 | 0 | 0 | 0 | 0 | 0 | 0 | 0 | 0 | 0 | 0 | 0 | 0 | 0 | 0 | 0 | 0 | 0 | 0 | 0 | 0 | 0 | 0 | 0 | 0 | 0 | 0 | 0 | 0 | 0 | 0 | 0 | 0 | 0 | 0 | 0 | 0 | 0 | 0 | 0 | 0 | 0 | 0 | 0 | 0 | 0 | 0 | 0 | 0 | 0 | 0 | 0 | 0 | 0 | 0 | 0 | 0 | 0 | 0 | 0 | 0 | 0 | 0 | 0 | 0 | 0 | 0 | 0 | 0 | 0
0 | 0 | 0 | 0 | 0 | 0 | 0 | 0 | 0 | 0 | 0 | 0 | 0 | 0 | 0 | 0 | 0 | 0 | 0 | 0 | 0 | 0 | 0 | 0 | 0 | 0 | 0 | 0 | 0 | 0 | 0 | 0 | 0 | 0 | 0 | 0 | 0 | 0 | 0 | 0 | 0 | 0 | 0 | 0 | 0 | 0 | 0 | 0 | 0 | 0 | 0 | 0 | 0 | 0 | 0 | 0 | 0 | 0 | 0 | 0 | 0 | 0 | 0 | 0 | 0 | 0 | 0 | 0 | 0 | 0 | 0
0 | 0 | 0 | 0 | 0 | 0 | 0 | 0 | 0 | 0 | 0 | 0 | 0 | 0 | 0 | 0 | 0 | 0 | 0 | 0 | 0 | 0 | 0 | 0 | 0 | 0 | 0 | 0 | 0 | 0 | 0 | 0 | 0 | 0 | 0 | 0 | 0 | 0 | 0 | 0 | 0 | 0 | 0 | 0 | 0 | 0 | 0 | 0 | 0 | 0 | 0 | 0 | 0 | 0 | 0 | 0 | 0 | 0 | 0 | 0 | 0 | 0 | 0 | 0 | 0 | 0 | 0 | 0 | 0 | 0 | 0
0 | 0 | 0 | 0 | 0 | 0 | 0 | 0 | 0 | 0 | 0 | 0 | 0 | 0 | 0 | 0 | 0 | 0 | 0 | 0 | 0 | 0 | 0 | 0 | 0 | 0 | 0 | 0 | 0 | 0 | 0 | 0 | 0 | 0 | 0 | 0 | 0 | 0 | 0 | 0 | 0 | 0 | 0 | 0 | 0 | 0 | 0 | 0 | 0 | 0 | 0 | 0 | 0 | 0 | 0 | 0 | 0 | 0 | 0 | 0 | 0 | 0 | 0 | 0 | 0 | 0 | 0 | 0 | 0 | 0 | 0
0 | 0 | 0 | 0 | 0 | 0 | 0 | 0 | 0 | 0 | 0 | 0 | 0 | 0 | 0 | 0 | 0 | 0 | 0 | 0 | 0 | 0 | 0 | 0 | 0 | 0 | 0 | 0 | 0 | 0 | 0 | 0 | 0 | 0 | 0 | 0 | 0 | 0 | 0 | 0 | 0 | 0 | 0 | 0 | 0 | 0 | 0 | 0 | 0 | 0 | 0 | 0 | 0 | 0 | 0 | 0 | 0 | 0 | 0 | 0 | 0 | 0 | 0 | 0 | 0 | 0 | 0 | 0 | 0 | 0 | 0
0 | 0 | 0 | 0 | 0 | 0 | 0 | 0 | 0 | 0 | 0 | 0 | 0 | 0 | 0 | 0 | 0 | 0 | 0 | 0 | 0 | 0 | 0 | 0 | 0 | 0 | 0 | 0 | 0 | 0 | 0 | 0 | 0 | 0 | 0 | 0 | 0 | 0 | 0 | 0 | 0 | 0 | 0 | 0 | 0 | 0 | 0 | 0 | 0 | 0 | 0 | 0 | 0 | 0 | 0 | 0 | 0 | 0 | 0 | 0 | 0 | 0 | 0 | 0 | 0 | 0 | 0 | 0 | 0 | 0 | 0
0 | 0 | 0 | 0 | 0 | 0 | 0 | 0 | 0 | 0 | 0 | 0 | 0 | 0 | 0 | 0 | 0 | 0 | 0 | 0 | 0 | 0 | 0 | 0 | 0 | 0 | 0 | 0 | 0 | 0 | 0 | 0 | 0 | 0 | 0 | 0 | 0 | 0 | 0 | 0 | 0 | 0 | 0 | 0 | 0 | 0 | 0 | 0 | 0 | 0 | 0 | 0 | 0 | 0 | 0 | 0 | 0 | 0 | 0 | 0 | 0 | 0 | 0 | 0 | 0 | 0 | 0 | 0 | 0 | 0 | 0
0 | 0 | 0 | 0 | 0 | 0 | 0 | 0 | 0 | 0 | 0 | 0 | 0 | 0 | 0 | 0 | 0 | 0 | 0 | 0 | 0 | 0 | 0 | 0 | 0 | 0 | 0 | 0 | 0 | 0 | 0 | 0 | 0 | 0 | 0 | 0 | 0 | 0 | 0 | 0 | 0 | 0 | 0 | 0 | 0 | 0 | 0 | 0 | 0 | 0 | 0 | 0 | 0 | 0 | 0 | 0 | 0 | 0 | 0 | 0 | 0 | 0 | 0 | 0 | 0 | 0 | 0 | 0 | 0 | 0 | 0
0 | 0 | 0 | 0 | 0 | 0 | 0 | 0 | 0 | 0 | 0 | 0 | 0 | 0 | 0 | 0 | 0 | 0 | 0 | 0 | 0 | 0 | 0 | 0 | 0 | 0 | 0 | 0 | 0 | 0 | 0 | 0 | 0 | 0 | 0 | 0 | 0 | 0 | 0 | 0 | 0 | 0 | 0 | 0 | 0 | 0 | 0 | 0 | 0 | 0 | 0 | 0 | 0 | 0 | 0 | 0 | 0 | 0 | 0 | 0 | 0 | 0 | 0 | 0 | 0 | 0 | 0 | 0 | 0 | 0 | 0
0 | 0 | 0 | 0 | 0 | 0 | 0 | 0 | 0 | 0 | 0 | 0 | 0 | 0 | 0 | 0 | 0 | 0 | 0 | 0 | 0 | 0 | 0 | 0 | 0 | 0 | 0 | 0 | 0 | 0 | 0 | 0 | 0 | 0 | 0 | 0 | 0 | 0 | 0 | 0 | 0 | 0 | 0 | 0 | 0 | 0 | 0 | 0 | 0 | 0 | 0 | 0 | 0 | 0 | 0 | 0 | 0 | 0 | 0 | 0 | 0 | 0 | 0 | 0 | 0 | 0 | 0 | 0 | 0 | 0 | 0
0 | 0 | 0 | 0 | 0 | 0 | 0 | 0 | 0 | 0 | 0 | 0 | 0 | 0 | 0 | 0 | 0 | 0 | 0 | 0 | 0 | 0 | 0 | 0 | 0 | 0 | 0 | 0 | 0 | 0 | 0 | 0 | 0 | 0 | 0 | 0 | 0 | 0 | 0 | 0 | 0 | 0 | 0 | 0 | 0 | 0 | 0 | 0 | 0 | 0 | 0 | 0 | 0 | 0 | 0 | 0 | 0 | 0 | 0 | 0 | 0 | 0 | 0 | 0 | 0 | 0 | 0 | 0 | 0 | 0 | 0
0 | 0 | 0 | 0 | 0 | 0 | 0 | 0 | 0 | 0 | 0 | 0 | 0 | 0 | 0 | 0 | 0 | 0 | 0 | 0 | 0 | 0 | 0 | 0 | 0 | 0 | 0 | 0 | 0 | 0 | 0 | 0 | 0 | 0 | 0 | 0 | 0 | 0 | 0 | 0 | 0 | 0 | 0 | 0 | 0 | 0 | 0 | 0 | 0 | 0 | 0 | 0 | 0 | 0 | 0 | 0 | 0 | 0 | 0 | 0 | 0 | 0 | 0 | 0 | 0 | 0 | 0 | 0 | 0 | 0 | 0
0 | 0 | 0 | 0 | 0 | 0 | 0 | 0 | 0 | 0 | 0 | 0 | 0 | 0 | 0 | 0 | 0 | 0 | 0 | 0 | 0 | 0 | 0 | 0 | 0 | 0 | 0 | 0 | 0 | 0 | 0 | 0 | 0 | 0 | 0 | 0 | 0 | 0 | 0 | 0 | 0 | 0 | 0 | 0 | 0 | 0 | 0 | 0 | 0 | 0 | 0 | 0 | 0 | 0 | 0 | 0 | 0 | 0 | 0 | 0 | 0 | 0 | 0 | 0 | 0 | 0 | 0 | 0 | 0 | 0 | 0
0 | 0 | 0 | 0 | 0 | 0 | 0 | 0 | 0 | 0 | 0 | 0 | 0 | 0 | 0 | 0 | 0 | 0 | 0 | 0 | 0 | 0 | 0 | 0 | 0 | 0 | 0 | 0 | 0 | 0 | 0 | 0 | 0 | 0 | 0 | 0 | 0 | 0 | 0 | 0 | 0 | 0 | 0 | 0 | 0 | 0 | 0 | 0 | 0 | 0 | 0 | 0 | 0 | 0 | 0 | 0 | 0 | 0 | 0 | 0 | 0 | 0 | 0 | 0 | 0 | 0 | 0 | 0 | 0 | 0 | 0
0 | 0 | 0 | 0 | 0 | 0 | 0 | 0 | 0 | 0 | 0 | 0 | 0 | 0 | 0 | 0 | 0 | 0 | 0 | 0 | 0 | 0 | 0 | 0 | 0 | 0 | 0 | 0 | 0 | 0 | 0 | 0 | 0 | 0 | 0 | 0 | 0 | 0 | 0 | 0 | 0 | 0 | 0 | 0 | 0 | 0 | 0 | 0 | 0 | 0 | 0 | 0 | 0 | 0 | 0 | 0 | 0 | 0 | 0 | 0 | 0 | 0 | 0 | 0 | 0 | 0 | 0 | 0 | 0 | 0 | 0
0 | 0 | 0 | 0 | 0 | 0 | 0 | 0 | 0 | 0 | 0 | 0 | 0 | 0 | 0 | 0 | 0 | 0 | 0 | 0 | 0 | 0 | 0 | 0 | 0 | 0 | 0 | 0 | 0 | 0 | 0 | 0 | 0 | 0 | 0 | 0 | 0 | 0 | 0 | 0 | 0 | 0 | 0 | 0 | 0 | 0 | 0 | 0 | 0 | 0 | 0 | 0 | 0 | 0 | 0 | 0 | 0 | 0 | 0 | 0 | 0 | 0 | 0 | 0 | 0 | 0 | 0 | 0 | 0 | 0 | 0
0 | 0 | 0 | 0 | 0 | 0 | 0 | 0 | 0 | 0 | 0 | 0 | 0 | 0 | 0 | 0 | 0 | 0 | 0 | 0 | 0 | 0 | 0 | 0 | 0 | 0 | 0 | 0 | 0 | 0 | 0 | 0 | 0 | 0 | 0 | 0 | 0 | 0 | 0 | 0 | 0 | 0 | 0 | 0 | 0 | 0 | 0 | 0 | 0 | 0 | 0 | 0 | 0 | 0 | 0 | 0 | 0 | 0 | 0 | 0 | 0 | 0 | 0 | 0 | 0 | 0 | 0 | 0 | 0 | 0 | 0
0 | 0 | 0 | 0 | 0 | 0 | 0 | 0 | 0 | 0 | 0 | 0 | 0 | 0 | 0 | 0 | 0 | 0 | 0 | 0 | 0 | 0 | 0 | 0 | 0 | 0 | 0 | 0 | 0 | 0 | 0 | 0 | 0 | 0 | 0 | 0 | 0 | 0 | 0 | 0 | 0 | 0 | 0 | 0 | 0 | 0 | 0 | 0 | 0 | 0 | 0 | 0 | 0 | 0 | 0 | 0 | 0 | 0 | 0 | 0 | 0 | 0 | 0 | 0 | 0 | 0 | 0 | 0 | 0 | 0 | 0
0 | 0 | 0 | 0 | 0 | 0 | 0 | 0 | 0 | 0 | 0 | 0 | 0 | 0 | 0 | 0 | 0 | 0 | 0 | 0 | 0 | 0 | 0 | 0 | 0 | 0 | 0 | 0 | 0 | 0 | 0 | 0 | 0 | 0 | 0 | 0 | 0 | 0 | 0 | 0 | 0 | 0 | 0 | 0 | 0 | 0 | 0 | 0 | 0 | 0 | 0 | 0 | 0 | 0 | 0 | 0 | 0 | 0 | 0 | 0 | 0 | 0 | 0 | 0 | 0 | 0 | 0 | 0 | 0 | 0 | 0
0 | 0 | 0 | 0 | 0 | 0 | 0 | 0 | 0 | 0 | 0 | 0 | 0 | 0 | 0 | 0 | 0 | 0 | 0 | 0 | 0 | 0 | 0 | 0 | 0 | 0 | 0 | 0 | 0 | 0 | 0 | 0 | 0 | 0 | 0 | 0 | 0 | 0 | 0 | 0 | 0 | 0 | 0 | 0 | 0 | 0 | 0 | 0 | 0 | 0 | 0 | 0 | 0 | 0 | 0 | 0 | 0 | 0 | 0 | 0 | 0 | 0 | 0 | 0 | 0 | 0 | 0 | 0 | 0 | 0 | 0
0 | 0 | 0 | 0 | 0 | 0 | 0 | 0 | 0 | 0 | 0 | 0 | 0 | 0 | 0 | 0 | 0 | 0 | 0 | 0 | 0 | 0 | 0 | 0 | 0 | 0 | 0 | 0 | 0 | 0 | 0 | 0 | 0 | 0 | 0 | 0 | 0 | 0 | 0 | 0 | 0 | 0 | 0 | 0 | 0 | 0 | 0 | 0 | 0 | 0 | 0 | 0 | 0 | 0 | 0 | 0 | 0 | 0 | 0 | 0 | 0 | 0 | 0 | 0 | 0 | 0 | 0 | 0 | 0 | 0 | 0
0 | 0 | 0 | 0 | 0 | 0 | 0 | 0 | 0 | 0 | 0 | 0 | 0 | 0 | 0 | 0 | 0 | 0 | 0 | 0 | 0 | 0 | 0 | 0 | 0 | 0 | 0 | 0 | 0 | 0 | 0 | 0 | 0 | 0 | 0 | 0 | 0 | 0 | 0 | 0 | 0 | 0 | 0 | 0 | 0 | 0 | 0 | 0 | 0 | 0 | 0 | 0 | 0 | 0 | 0 | 0 | 0 | 0 | 0 | 0 | 0 | 0 | 0 | 0 | 0 | 0 | 0 | 0 | 0 | 0 | 0
0 | 0 | 0 | 0 | 0 | 0 | 0 | 0 | 0 | 0 | 0 | 0 | 0 | 0 | 0 | 0 | 0 | 0 | 0 | 0 | 0 | 0 | 0 | 0 | 0 | 0 | 0 | 0 | 0 | 0 | 0 | 0 | 0 | 0 | 0 | 0 | 0 | 0 | 0 | 0 | 0 | 0 | 0 | 0 | 0 | 0 | 0 | 0 | 0 | 0 | 0 | 0 | 0 | 0 | 0 | 0 | 0 | 0 | 0 | 0 | 0 | 0 | 0 | 0 | 0 | 0 | 0 | 0 | 0 | 0 | 0
0 | 0 | 0 | 0 | 0 | 0 | 0 | 0 | 0 | 0 | 0 | 0 | 0 | 0 | 0 | 0 | 0 | 0 | 0 | 0 | 0 | 0 | 0 | 0 | 0 | 0 | 0 | 0 | 0 | 0 | 0 | 0 | 0 | 0 | 0 | 0 | 0 | 0 | 0 | 0 | 0 | 0 | 0 | 0 | 0 | 0 | 0 | 0 | 0 | 0 | 0 | 0 | 0 | 0 | 0 | 0 | 0 | 0 | 0 | 0 | 0 | 0 | 0 | 0 | 0 | 0 | 0 | 0 | 0 | 0 | 0
0 | 0 | 0 | 0 | 0 | 0 | 0 | 0 | 0 | 0 | 0 | 0 | 0 | 0 | 0 | 0 | 0 | 0 | 0 | 0 | 0 | 0 | 0 | 0 | 0 | 0 | 0 | 0 | 0 | 0 | 0 | 0 | 0 | 0 | 0 | 0 | 0 | 0 | 0 | 0 | 0 | 0 | 0 | 0 | 0 | 0 | 0 | 0 | 0 | 0 | 0 | 0 | 0 | 0 | 0 | 0 | 0 | 0 | 0 | 0 | 0 | 0 | 0 | 0 | 0 | 0 | 0 | 0 | 0 | 0 | 0
0 | 0 | 0 | 0 | 0 | 0 | 0 | 0 | 0 | 0 | 0 | 0 | 0 | 0 | 0 | 0 | 0 | 0 | 0 | 0 | 0 | 0 | 0 | 0 | 0 | 0 | 0 | 0 | 0 | 0 | 0 | 0 | 0 | 0 | 0 | 0 | 0 | 0 | 0 | 0 | 0 | 0 | 0 | 0 | 0 | 0 | 0 | 0 | 0 | 0 | 0 | 0 | 0 | 0 | 0 | 0 | 0 | 0 | 0 | 0 | 0 | 0 | 0 | 0 | 0 | 0 | 0 | 0 | 0 | 0 | 0
0 | 0 | 0 | 0 | 0 | 0 | 0 | 0 | 0 | 0 | 0 | 0 | 0 | 0 | 0 | 0 | 0 | 0 | 0 | 0 | 0 | 0 | 0 | 0 | 0 | 0 | 0 | 0 | 0 | 0 | 0 | 0 | 0 | 0 | 0 | 0 | 0 | 0 | 0 | 0 | 0 | 0 | 0 | 0 | 0 | 0 | 0 | 0 | 0 | 0 | 0 | 0 | 0 | 0 | 0 | 0 | 0 | 0 | 0 | 0 | 0 | 0 | 0 | 0 | 0 | 0 | 0 | 0 | 0 | 0 | 0
0 | 0 | 0 | 0 | 0 | 0 | 0 | 0 | 0 | 0 | 0 | 0 | 0 | 0 | 0 | 0 | 0 | 0 | 0 | 0 | 0 | 0 | 0 | 0 | 0 | 0 | 0 | 0 | 0 | 0 | 0 | 0 | 0 | 0 | 0 | 0 | 0 | 0 | 0 | 0 | 0 | 0 | 0 | 0 | 0 | 0 | 0 | 0 | 0 | 0 | 0 | 0 | 0 | 0 | 0 | 0 | 0 | 0 | 0 | 0 | 0 | 0 | 0 | 0 | 0 | 0 | 0 | 0 | 0 | 0 | 0
0 | 0 | 0 | 0 | 0 | 0 | 0 | 0 | 0 | 0 | 0 | 0 | 0 | 0 | 0 | 0 | 0 | 0 | 0 | 0 | 0 | 0 | 0 | 0 | 0 | 0 | 0 | 0 | 0 | 0 | 0 | 0 | 0 | 0 | 0 | 0 | 0 | 0 | 0 | 0 | 0 | 0 | 0 | 0 | 0 | 0 | 0 | 0 | 0 | 0 | 0 | 0 | 0 | 0 | 0 | 0 | 0 | 0 | 0 | 0 | 0 | 0 | 0 | 0 | 0 | 0 | 0 | 0 | 0 | 0 | 0
0 | 0 | 0 | 0 | 0 | 0 | 0 | 0 | 0 | 0 | 0 | 0 | 0 | 0 | 0 | 0 | 0 | 0 | 0 | 0 | 0 | 0 | 0 | 0 | 0 | 0 | 0 | 0 | 0 | 0 | 0 | 0 | 0 | 0 | 0 | 0 | 0 | 0 | 0 | 0 | 0 | 0 | 0 | 0 | 0 | 0 | 0 | 0 | 0 | 0 | 0 | 0 | 0 | 0 | 0 | 0 | 0 | 0 | 0 | 0 | 0 | 0 | 0 | 0 | 0 | 0 | 0 | 0 | 0 | 0 | 0
0 | 0 | 0 | 0 | 0 | 0 | 0 | 0 | 0 | 0 | 0 | 0 | 0 | 0 | 0 | 0 | 0 | 0 | 0 | 0 | 0 | 0 | 0 | 0 | 0 | 0 | 0 | 0 | 0 | 0 | 0 | 0 | 0 | 0 | 0 | 0 | 0 | 0 | 0 | 0 | 0 | 0 | 0 | 0 | 0 | 0 | 0 | 0 | 0 | 0 | 0 | 0 | 0 | 0 | 0 | 0 | 0 | 0 | 0 | 0 | 0 | 0 | 0 | 0 | 0 | 0 | 0 | 0 | 0 | 0 | 0
0 | 0 | 0 | 0 | 0 | 0 | 0 | 0 | 0 | 0 | 0 | 0 | 0 | 0 | 0 | 0 | 0 | 0 | 0 | 0 | 0 | 0 | 0 | 0 | 0 | 0 | 0 | 0 | 0 | 0 | 0 | 0 | 0 | 0 | 0 | 0 | 0 | 0 | 0 | 0 | 0 | 0 | 0 | 0 | 0 | 0 | 0 | 0 | 0 | 0 | 0 | 0 | 0 | 0 | 0 | 0 | 0 | 0 | 0 | 0 | 0 | 0 | 0 | 0 | 0 | 0 | 0 | 0 | 0 | 0 | 0
0 | 0 | 0 | 0 | 0 | 0 | 0 | 0 | 0 | 0 | 0 | 0 | 0 | 0 | 0 | 0 | 0 | 0 | 0 | 0 | 0 | 0 | 0 | 0 | 0 | 0 | 0 | 0 | 0 | 0 | 0 | 0 | 0 | 0 | 0 | 0 | 0 | 0 | 0 | 0 | 0 | 0 | 0 | 0 | 0 | 0 | 0 | 0 | 0 | 0 | 0 | 0 | 0 | 0 | 0 | 0 | 0 | 0 | 0 | 0 | 0 | 0 | 0 | 0 | 0 | 0 | 0 | 0 | 0 | 0 | 0
0 | 0 | 0 | 0 | 0 | 0 | 0 | 0 | 0 | 0 | 0 | 0 | 0 | 0 | 0 | 0 | 0 | 0 | 0 | 0 | 0 | 0 | 0 | 0 | 0 | 0 | 0 | 0 | 0 | 0 | 0 | 0 | 0 | 0 | 0 | 0 | 0 | 0 | 0 | 0 | 0 | 0 | 0 | 0 | 0 | 0 | 0 | 0 | 0 | 0 | 0 | 0 | 0 | 0 | 0 | 0 | 0 | 0 | 0 | 0 | 0 | 0 | 0 | 0 | 0 | 0 | 0 | 0 | 0 | 0 | 0
0 | 0 | 0 | 0 | 0 | 0 | 0 | 0 | 0 | 0 | 0 | 0 | 0 | 0 | 0 | 0 | 0 | 0 | 0 | 0 | 0 | 0 | 0 | 0 | 0 | 0 | 0 | 0 | 0 | 0 | 0 | 0 | 0 | 0 | 0 | 0 | 0 | 0 | 0 | 0 | 0 | 0 | 0 | 0 | 0 | 0 | 0 | 0 | 0 | 0 | 0 | 0 | 0 | 0 | 0 | 0 | 0 | 0 | 0 | 0 | 0 | 0 | 0 | 0 | 0 | 0 | 0 | 0 | 0 | 0 | 0
0 | 0 | 0 | 0 | 0 | 0 | 0 | 0 | 0 | 0 | 0 | 0 | 0 | 0 | 0 | 0 | 0 | 0 | 0 | 0 | 0 | 0 | 0 | 0 | 0 | 0 | 0 | 0 | 0 | 0 | 0 | 0 | 0 | 0 | 0 | 0 | 0 | 0 | 0 | 0 | 0 | 0 | 0 | 0 | 0 | 0 | 0 | 0 | 0 | 0 | 0 | 0 | 0 | 0 | 0 | 0 | 0 | 0 | 0 | 0 | 0 | 0 | 0 | 0 | 0 | 0 | 0 | 0 | 0 | 0 | 0
0 | 0 | 0 | 0 | 0 | 0 | 0 | 0 | 0 | 0 | 0 | 0 | 0 | 0 | 0 | 0 | 0 | 0 | 0 | 0 | 0 | 0 | 0 | 0 | 0 | 0 | 0 | 0 | 0 | 0 | 0 | 0 | 0 | 0 | 0 | 0 | 0 | 0 | 0 | 0 | 0 | 0 | 0 | 0 | 0 | 0 | 0 | 0 | 0 | 0 | 0 | 0 | 0 | 0 | 0 | 0 | 0 | 0 | 0 | 0 | 0 | 0 | 0 | 0 | 0 | 0 | 0 | 0 | 0 | 0 | 0
0 | 0 | 0 | 0 | 0 | 0 | 0 | 0 | 0 | 0 | 0 | 0 | 0 | 0 | 0 | 0 | 0 | 0 | 0 | 0 | 0 | 0 | 0 | 0 | 0 | 0 | 0 | 0 | 0 | 0 | 0 | 0 | 0 | 0 | 0 | 0 | 0 | 0 | 0 | 0 | 0 | 0 | 0 | 0 | 0 | 0 | 0 | 0 | 0 | 0 | 0 | 0 | 0 | 0 | 0 | 0 | 0 | 0 | 0 | 0 | 0 | 0 | 0 | 0 | 0 | 0 | 0 | 0 | 0 | 0 | 0
0 | 0 | 0 | 0 | 0 | 0 | 0 | 0 | 0 | 0 | 0 | 0 | 0 | 0 | 0 | 0 | 0 | 0 | 0 | 0 | 0 | 0 | 0 | 0 | 0 | 0 | 0 | 0 | 0 | 0 | 0 | 0 | 0 | 0 | 0 | 0 | 0 | 0 | 0 | 0 | 0 | 0 | 0 | 0 | 0 | 0 | 0 | 0 | 0 | 0 | 0 | 0 | 0 | 0 | 0 | 0 | 0 | 0 | 0 | 0 | 0 | 0 | 0 | 0 | 0 | 0 | 0 | 0 | 0 | 0 | 0
0 | 0 | 0 | 0 | 0 | 0 | 0 | 0 | 0 | 0 | 0 | 0 | 0 | 0 | 0 | 0 | 0 | 0 | 0 | 0 | 0 | 0 | 0 | 0 | 0 | 0 | 0 | 0 | 0 | 0 | 0 | 0 | 0 | 0 | 0 | 0 | 0 | 0 | 0 | 0 | 0 | 0 | 0 | 0 | 0 | 0 | 0 | 0 | 0 | 0 | 0 | 0 | 0 | 0 | 0 | 0 | 0 | 0 | 0 | 0 | 0 | 0 | 0 | 0 | 0 | 0 | 0 | 0 | 0 | 0 | 0
0 | 0 | 0 | 0 | 0 | 0 | 0 | 0 | 0 | 0 | 0 | 0 | 0 | 0 | 0 | 0 | 0 | 0 | 0 | 0 | 0 | 0 | 0 | 0 | 0 | 0 | 0 | 0 | 0 | 0 | 0 | 0 | 0 | 0 | 0 | 0 | 0 | 0 | 0 | 0 | 0 | 0 | 0 | 0 | 0 | 0 | 0 | 0 | 0 | 0 | 0 | 0 | 0 | 0 | 0 | 0 | 0 | 0 | 0 | 0 | 0 | 0 | 0 | 0 | 0 | 0 | 0 | 0 | 0 | 0 | 0
0 | 0 | 0 | 0 | 0 | 0 | 0 | 0 | 0 | 0 | 0 | 0 | 0 | 0 | 0 | 0 | 0 | 0 | 0 | 0 | 0 | 0 | 0 | 0 | 0 | 0 | 0 | 0 | 0 | 0 | 0 | 0 | 0 | 0 | 0 | 0 | 0 | 0 | 0 | 0 | 0 | 0 | 0 | 0 | 0 | 0 | 0 | 0 | 0 | 0 | 0 | 0 | 0 | 0 | 0 | 0 | 0 | 0 | 0 | 0 | 0 | 0 | 0 | 0 | 0 | 0 | 0 | 0 | 0 | 0 | 0
0 | 0 | 0 | 0 | 0 | 0 | 0 | 0 | 0 | 0 | 0 | 0 | 0 | 0 | 0 | 0 | 0 | 0 | 0 | 0 | 0 | 0 | 0 | 0 | 0 | 0 | 0 | 0 | 0 | 0 | 0 | 0 | 0 | 0 | 0 | 0 | 0 | 0 | 0 | 0 | 0 | 0 | 0 | 0 | 0 | 0 | 0 | 0 | 0 | 0 | 0 | 0 | 0 | 0 | 0 | 0 | 0 | 0 | 0 | 0 | 0 | 0 | 0 | 0 | 0 | 0 | 0 | 0 | 0 | 0 | 0
0 | 0 | 0 | 0 | 0 | 0 | 0 | 0 | 0 | 0 | 0 | 0 | 0 | 0 | 0 | 0 | 0 | 0 | 0 | 0 | 0 | 0 | 0 | 0 | 0 | 0 | 0 | 0 | 0 | 0 | 0 | 0 | 0 | 0 | 0 | 0 | 0 | 0 | 0 | 0 | 0 | 0 | 0 | 0 | 0 | 0 | 0 | 0 | 0 | 0 | 0 | 0 | 0 | 0 | 0 | 0 | 0 | 0 | 0 | 0 | 0 | 0 | 0 | 0 | 0 | 0 | 0 | 0 | 0 | 0 | 0
0 | 0 | 0 | 0 | 0 | 0 | 0 | 0 | 0 | 0 | 0 | 0 | 0 | 0 | 0 | 0 | 0 | 0 | 0 | 0 | 0 | 0 | 0 | 0 | 0 | 0 | 0 | 0 | 0 | 0 | 0 | 0 | 0 | 0 | 0 | 0 | 0 | 0 | 0 | 0 | 0 | 0 | 0 | 0 | 0 | 0 | 0 | 0 | 0 | 0 | 0 | 0 | 0 | 0 | 0 | 0 | 0 | 0 | 0 | 0 | 0 | 0 | 0 | 0 | 0 | 0 | 0 | 0 | 0 | 0 | 0
0 | 0 | 0 | 0 | 0 | 0 | 0 | 0 | 0 | 0 | 0 | 0 | 0 | 0 | 0 | 0 | 0 | 0 | 0 | 0 | 0 | 0 | 0 | 0 | 0 | 0 | 0 | 0 | 0 | 0 | 0 | 0 | 0 | 0 | 0 | 0 | 0 | 0 | 0 | 0 | 0 | 0 | 0 | 0 | 0 | 0 | 0 | 0 | 0 | 0 | 0 | 0 | 0 | 0 | 0 | 0 | 0 | 0 | 0 | 0 | 0 | 0 | 0 | 0 | 0 | 0 | 0 | 0 | 0 | 0 | 0
0 | 0 | 0 | 0 | 0 | 0 | 0 | 0 | 0 | 0 | 0 | 0 | 0 | 0 | 0 | 0 | 0 | 0 | 0 | 0 | 0 | 0 | 0 | 0 | 0 | 0 | 0 | 0 | 0 | 0 | 0 | 0 | 0 | 0 | 0 | 0 | 0 | 0 | 0 | 0 | 0 | 0 | 0 | 0 | 0 | 0 | 0 | 0 | 0 | 0 | 0 | 0 | 0 | 0 | 0 | 0 | 0 | 0 | 0 | 0 | 0 | 0 | 0 | 0 | 0 | 0 | 0 | 0 | 0 | 0 | 0
0 | 0 | 0 | 0 | 0 | 0 | 0 | 0 | 0 | 0 | 0 | 0 | 0 | 0 | 0 | 0 | 0 | 0 | 0 | 0 | 0 | 0 | 0 | 0 | 0 | 0 | 0 | 0 | 0 | 0 | 0 | 0 | 0 | 0 | 0 | 0 | 0 | 0 | 0 | 0 | 0 | 0 | 0 | 0 | 0 | 0 | 0 | 0 | 0 | 0 | 0 | 0 | 0 | 0 | 0 | 0 | 0 | 0 | 0 | 0 | 0 | 0 | 0 | 0 | 0 | 0 | 0 | 0 | 0 | 0 | 0
0 | 0 | 0 | 0 | 0 | 0 | 0 | 0 | 0 | 0 | 0 | 0 | 0 | 0 | 0 | 0 | 0 | 0 | 0 | 0 | 0 | 0 | 0 | 0 | 0 | 0 | 0 | 0 | 0 | 0 | 0 | 0 | 0 | 0 | 0 | 0 | 0 | 0 | 0 | 0 | 0 | 0 | 0 | 0 | 0 | 0 | 0 | 0 | 0 | 0 | 0 | 0 | 0 | 0 | 0 | 0 | 0 | 0 | 0 | 0 | 0 | 0 | 0 | 0 | 0 | 0 | 0 | 0 | 0 | 0 | 0
0 | 0 | 0 | 0 | 0 | 0 | 0 | 0 | 0 | 0 | 0 | 0 | 0 | 0 | 0 | 0 | 0 | 0 | 0 | 0 | 0 | 0 | 0 | 0 | 0 | 0 | 0 | 0 | 0 | 0 | 0 | 0 | 0 | 0 | 0 | 0 | 0 | 0 | 0 | 0 | 0 | 0 | 0 | 0 | 0 | 0 | 0 | 0 | 0 | 0 | 0 | 0 | 0 | 0 | 0 | 0 | 0 | 0 | 0 | 0 | 0 | 0 | 0 | 0 | 0 | 0 | 0 | 0 | 0 | 0 | 0
0 | 0 | 0 | 0 | 0 | 0 | 0 | 0 | 0 | 0 | 0 | 0 | 0 | 0 | 0 | 0 | 0 | 0 | 0 | 0 | 0 | 0 | 0 | 0 | 0 | 0 | 0 | 0 | 0 | 0 | 0 | 0 | 0 | 0 | 0 | 0 | 0 | 0 | 0 | 0 | 0 | 0 | 0 | 0 | 0 | 0 | 0 | 0 | 0 | 0 | 0 | 0 | 0 | 0 | 0 | 0 | 0 | 0 | 0 | 0 | 0 | 0 | 0 | 0 | 0 | 0 | 0 | 0 | 0 | 0 | 0
0 | 0 | 0 | 0 | 0 | 0 | 0 | 0 | 0 | 0 | 0 | 0 | 0 | 0 | 0 | 0 | 0 | 0 | 0 | 0 | 0 | 0 | 0 | 0 | 0 | 0 | 0 | 0 | 0 | 0 | 0 | 0 | 0 | 0 | 0 | 0 | 0 | 0 | 0 | 0 | 0 | 0 | 0 | 0 | 0 | 0 | 0 | 0 | 0 | 0 | 0 | 0 | 0 | 0 | 0 | 0 | 0 | 0 | 0 | 0 | 0 | 0 | 0 | 0 | 0 | 0 | 0 | 0 | 0 | 0 | 0
0 | 0 | 0 | 0 | 0 | 0 | 0 | 0 | 0 | 0 | 0 | 0 | 0 | 0 | 0 | 0 | 0 | 0 | 0 | 0 | 0 | 0 | 0 | 0 | 0 | 0 | 0 | 0 | 0 | 0 | 0 | 0 | 0 | 0 | 0 | 0 | 0 | 0 | 0 | 0 | 0 | 0 | 0 | 0 | 0 | 0 | 0 | 0 | 0 | 0 | 0 | 0 | 0 | 0 | 0 | 0 | 0 | 0 | 0 | 0 | 0 | 0 | 0 | 0 | 0 | 0 | 0 | 0 | 0 | 0 | 0
0 | 0 | 0 | 0 | 0 | 0 | 0 | 0 | 0 | 0 | 0 | 0 | 0 | 0 | 0 | 0 | 0 | 0 | 0 | 0 | 0 | 0 | 0 | 0 | 0 | 0 | 0 | 0 | 0 | 0 | 0 | 0 | 0 | 0 | 0 | 0 | 0 | 0 | 0 | 0 | 0 | 0 | 0 | 0 | 0 | 0 | 0 | 0 | 0 | 0 | 0 | 0 | 0 | 0 | 0 | 0 | 0 | 0 | 0 | 0 | 0 | 0 | 0 | 0 | 0 | 0 | 0 | 0 | 0 | 0 | 0
0 | 0 | 0 | 0 | 0 | 0 | 0 | 0 | 0 | 0 | 0 | 0 | 0 | 0 | 0 | 0 | 0 | 0 | 0 | 0 | 0 | 0 | 0 | 0 | 0 | 0 | 0 | 0 | 0 | 0 | 0 | 0 | 0 | 0 | 0 | 0 | 0 | 0 | 0 | 0 | 0 | 0 | 0 | 0 | 0 | 0 | 0 | 0 | 0 | 0 | 0 | 0 | 0 | 0 | 0 | 0 | 0 | 0 | 0 | 0 | 0 | 0 | 0 | 0 | 0 | 0 | 0 | 0 | 0 | 0 | 0
0 | 0 | 0 | 0 | 0 | 0 | 0 | 0 | 0 | 0 | 0 | 0 | 0 | 0 | 0 | 0 | 0 | 0 | 0 | 0 | 0 | 0 | 0 | 0 | 0 | 0 | 0 | 0 | 0 | 0 | 0 | 0 | 0 | 0 | 0 | 0 | 0 | 0 | 0 | 0 | 0 | 0 | 0 | 0 | 0 | 0 | 0 | 0 | 0 | 0 | 0 | 0 | 0 | 0 | 0 | 0 | 0 | 0 | 0 | 0 | 0 | 0 | 0 | 0 | 0 | 0 | 0 | 0 | 0 | 0 | 0
0 | 0 | 0 | 0 | 0 | 0 | 0 | 0 | 0 | 0 | 0 | 0 | 0 | 0 | 0 | 0 | 0 | 0 | 0 | 0 | 0 | 0 | 0 | 0 | 0 | 0 | 0 | 0 | 0 | 0 | 0 | 0 | 0 | 0 | 0 | 0 | 0 | 0 | 0 | 0 | 0 | 0 | 0 | 0 | 0 | 0 | 0 | 0 | 0 | 0 | 0 | 0 | 0 | 0 | 0 | 0 | 0 | 0 | 0 | 0 | 0 | 0 | 0 | 0 | 0 | 0 | 0 | 0 | 0 | 0 | 0
0 | 0 | 0 | 0 | 0 | 0 | 0 | 0 | 0 | 0 | 0 | 0 | 0 | 0 | 0 | 0 | 0 | 0 | 0 | 0 | 0 | 0 | 0 | 0 | 0 | 0 | 0 | 0 | 0 | 0 | 0 | 0 | 0 | 0 | 0 | 0 | 0 | 0 | 0 | 0 | 0 | 0 | 0 | 0 | 0 | 0 | 0 | 0 | 0 | 0 | 0 | 0 | 0 | 0 | 0 | 0 | 0 | 0 | 0 | 0 | 0 | 0 | 0 | 0 | 0 | 0 | 0 | 0 | 0 | 0 | 0
0 | 0 | 0 | 0 | 0 | 0 | 0 | 0 | 0 | 0 | 0 | 0 | 0 | 0 | 0 | 0 | 0 | 0 | 0 | 0 | 0 | 0 | 0 | 0 | 0 | 0 | 0 | 0 | 0 | 0 | 0 | 0 | 0 | 0 | 0 | 0 | 0 | 0 | 0 | 0 | 0 | 0 | 0 | 0 | 0 | 0 | 0 | 0 | 0 | 0 | 0 | 0 | 0 | 0 | 0 | 0 | 0 | 0 | 0 | 0 | 0 | 0 | 0 | 0 | 0 | 0 | 0 | 0 | 0 | 0 | 0
0 | 0 | 0 | 0 | 0 | 0 | 0 | 0 | 0 | 0 | 0 | 0 | 0 | 0 | 0 | 0 | 0 | 0 | 0 | 0 | 0 | 0 | 0 | 0 | 0 | 0 | 0 | 0 | 0 | 0 | 0 | 0 | 0 | 0 | 0 | 0 | 0 | 0 | 0 | 0 | 0 | 0 | 0 | 0 | 0 | 0 | 0 | 0 | 0 | 0 | 0 | 0 | 0 | 0 | 0 | 0 | 0 | 0 | 0 | 0 | 0 | 0 | 0 | 0 | 0 | 0 | 0 | 0 | 0 | 0 | 0
0 | 0 | 0 | 0 | 0 | 0 | 0 | 0 | 0 | 0 | 0 | 0 | 0 | 0 | 0 | 0 | 0 | 0 | 0 | 0 | 0 | 0 | 0 | 0 | 0 | 0 | 0 | 0 | 0 | 0 | 0 | 0 | 0 | 0 | 0 | 0 | 0 | 0 | 0 | 0 | 0 | 0 | 0 | 0 | 0 | 0 | 0 | 0 | 0 | 0 | 0 | 0 | 0 | 0 | 0 | 0 | 0 | 0 | 0 | 0 | 0 | 0 | 0 | 0 | 0 | 0 | 0 | 0 | 0 | 0 | 0
0 | 0 | 0 | 0 | 0 | 0 | 0 | 0 | 0 | 0 | 0 | 0 | 0 | 0 | 0 | 0 | 0 | 0 | 0 | 0 | 0 | 0 | 0 | 0 | 0 | 0 | 0 | 0 | 0 | 0 | 0 | 0 | 0 | 0 | 0 | 0 | 0 | 0 | 0 | 0 | 0 | 0 | 0 | 0 | 0 | 0 | 0 | 0 | 0 | 0 | 0 | 0 | 0 | 0 | 0 | 0 | 0 | 0 | 0 | 0 | 0 | 0 | 0 | 0 | 0 | 0 | 0 | 0 | 0 | 0 | 0
0 | 0 | 0 | 0 | 0 | 0 | 0 | 0 | 0 | 0 | 0 | 0 | 0 | 0 | 0 | 0 | 0 | 0 | 0 | 0 | 0 | 0 | 0 | 0 | 0 | 0 | 0 | 0 | 0 | 0 | 0 | 0 | 0 | 0 | 0 | 0 | 0 | 0 | 0 | 0 | 0 | 0 | 0 | 0 | 0 | 0 | 0 | 0 | 0 | 0 | 0 | 0 | 0 | 0 | 0 | 0 | 0 | 0 | 0 | 0 | 0 | 0 | 0 | 0 | 0 | 0 | 0 | 0 | 0 | 0 | 0
0 | 0 | 0 | 0 | 0 | 0 | 0 | 0 | 0 | 0 | 0 | 0 | 0 | 0 | 0 | 0 | 0 | 0 | 0 | 0 | 0 | 0 | 0 | 0 | 0 | 0 | 0 | 0 | 0 | 0 | 0 | 0 | 0 | 0 | 0 | 0 | 0 | 0 | 0 | 0 | 0 | 0 | 0 | 0 | 0 | 0 | 0 | 0 | 0 | 0 | 0 | 0 | 0 | 0 | 0 | 0 | 0 | 0 | 0 | 0 | 0 | 0 | 0 | 0 | 0 | 0 | 0 | 0 | 0 | 0 | 0
0 | 0 | 0 | 0 | 0 | 0 | 0 | 0 | 0 | 0 | 0 | 0 | 0 | 0 | 0 | 0 | 0 | 0 | 0 | 0 | 0 | 0 | 0 | 0 | 0 | 0 | 0 | 0 | 0 | 0 | 0 | 0 | 0 | 0 | 0 | 0 | 0 | 0 | 0 | 0 | 0 | 0 | 0 | 0 | 0 | 0 | 0 | 0 | 0 | 0 | 0 | 0 | 0 | 0 | 0 | 0 | 0 | 0 | 0 | 0 | 0 | 0 | 0 | 0 | 0 | 0 | 0 | 0 | 0 | 0 | 0
0 | 0 | 0 | 0 | 0 | 0 | 0 | 0 | 0 | 0 | 0 | 0 | 0 | 0 | 0 | 0 | 0 | 0 | 0 | 0 | 0 | 0 | 0 | 0 | 0 | 0 | 0 | 0 | 0 | 0 | 0 | 0 | 0 | 0 | 0 | 0 | 0 | 0 | 0 | 0 | 0 | 0 | 0 | 0 | 0 | 0 | 0 | 0 | 0 | 0 | 0 | 0 | 0 | 0 | 0 | 0 | 0 | 0 | 0 | 0 | 0 | 0 | 0 | 0 | 0 | 0 | 0 | 0 | 0 | 0 | 0
0 | 0 | 0 | 0 | 0 | 0 | 0 | 0 | 0 | 0 | 0 | 0 | 0 | 0 | 0 | 0 | 0 | 0 | 0 | 0 | 0 | 0 | 0 | 0 | 0 | 0 | 0 | 0 | 0 | 0 | 0 | 0 | 0 | 0 | 0 | 0 | 0 | 0 | 0 | 0 | 0 | 0 | 0 | 0 | 0 | 0 | 0 | 0 | 0 | 0 | 0 | 0 | 0 | 0 | 0 | 0 | 0 | 0 | 0 | 0 | 0 | 0 | 0 | 0 | 0 | 0 | 0 | 0 | 0 | 0 | 0
0 | 0 | 0 | 0 | 0 | 0 | 0 | 0 | 0 | 0 | 0 | 0 | 0 | 0 | 0 | 0 | 0 | 0 | 0 | 0 | 0 | 0 | 0 | 0 | 0 | 0 | 0 | 0 | 0 | 0 | 0 | 0 | 0 | 0 | 0 | 0 | 0 | 0 | 0 | 0 | 0 | 0 | 0 | 0 | 0 | 0 | 0 | 0 | 0 | 0 | 0 | 0 | 0 | 0 | 0 | 0 | 0 | 0 | 0 | 0 | 0 | 0 | 0 | 0 | 0 | 0 | 0 | 0 | 0 | 0 | 0
0 | 0 | 0 | 0 | 0 | 0 | 0 | 0 | 0 | 0 | 0 | 0 | 0 | 0 | 0 | 0 | 0 | 0 | 0 | 0 | 0 | 0 | 0 | 0 | 0 | 0 | 0 | 0 | 0 | 0 | 0 | 0 | 0 | 0 | 0 | 0 | 0 | 0 | 0 | 0 | 0 | 0 | 0 | 0 | 0 | 0 | 0 | 0 | 0 | 0 | 0 | 0 | 0 | 0 | 0 | 0 | 0 | 0 | 0 | 0 | 0 | 0 | 0 | 0 | 0 | 0 | 0 | 0 | 0 | 0 | 0
0 | 0 | 0 | 0 | 0 | 0 | 0 | 0 | 0 | 0 | 0 | 0 | 0 | 0 | 0 | 0 | 0 | 0 | 0 | 0 | 0 | 0 | 0 | 0 | 0 | 0 | 0 | 0 | 0 | 0 | 0 | 0 | 0 | 0 | 0 | 0 | 0 | 0 | 0 | 0 | 0 | 0 | 0 | 0 | 0 | 0 | 0 | 0 | 0 | 0 | 0 | 0 | 0 | 0 | 0 | 0 | 0 | 0 | 0 | 0 | 0 | 0 | 0 | 0 | 0 | 0 | 0 | 0 | 0 | 0 | 0
0 | 0 | 0 | 0 | 0 | 0 | 0 | 0 | 0 | 0 | 0 | 0 | 0 | 0 | 0 | 0 | 0 | 0 | 0 | 0 | 0 | 0 | 0 | 0 | 0 | 0 | 0 | 0 | 0 | 0 | 0 | 0 | 0 | 0 | 0 | 0 | 0 | 0 | 0 | 0 | 0 | 0 | 0 | 0 | 0 | 0 | 0 | 0 | 0 | 0 | 0 | 0 | 0 | 0 | 0 | 0 | 0 | 0 | 0 | 0 | 0 | 0 | 0 | 0 | 0 | 0 | 0 | 0 | 0 | 0 | 0
0 | 0 | 0 | 0 | 0 | 0 | 0 | 0 | 0 | 0 | 0 | 0 | 0 | 0 | 0 | 0 | 0 | 0 | 0 | 0 | 0 | 0 | 0 | 0 | 0 | 0 | 0 | 0 | 0 | 0 | 0 | 0 | 0 | 0 | 0 | 0 | 0 | 0 | 0 | 0 | 0 | 0 | 0 | 0 | 0 | 0 | 0 | 0 | 0 | 0 | 0 | 0 | 0 | 0 | 0 | 0 | 0 | 0 | 0 | 0 | 0 | 0 | 0 | 0 | 0 | 0 | 0 | 0 | 0 | 0 | 0
0 | 0 | 0 | 0 | 0 | 0 | 0 | 0 | 0 | 0 | 0 | 0 | 0 | 0 | 0 | 0 | 0 | 0 | 0 | 0 | 0 | 0 | 0 | 0 | 0 | 0 | 0 | 0 | 0 | 0 | 0 | 0 | 0 | 0 | 0 | 0 | 0 | 0 | 0 | 0 | 0 | 0 | 0 | 0 | 0 | 0 | 0 | 0 | 0 | 0 | 0 | 0 | 0 | 0 | 0 | 0 | 0 | 0 | 0 | 0 | 0 | 0 | 0 | 0 | 0 | 0 | 0 | 0 | 0 | 0 | 0
0 | 0 | 0 | 0 | 0 | 0 | 0 | 0 | 0 | 0 | 0 | 0 | 0 | 0 | 0 | 0 | 0 | 0 | 0 | 0 | 0 | 0 | 0 | 0 | 0 | 0 | 0 | 0 | 0 | 0 | 0 | 0 | 0 | 0 | 0 | 0 | 0 | 0 | 0 | 0 | 0 | 0 | 0 | 0 | 0 | 0 | 0 | 0 | 0 | 0 | 0 | 0 | 0 | 0 | 0 | 0 | 0 | 0 | 0 | 0 | 0 | 0 | 0 | 0 | 0 | 0 | 0 | 0 | 0 | 0 | 0
0 | 0 | 0 | 0 | 0 | 0 | 0 | 0 | 0 | 0 | 0 | 0 | 0 | 0 | 0 | 0 | 0 | 0 | 0 | 0 | 0 | 0 | 0 | 0 | 0 | 0 | 0 | 0 | 0 | 0 | 0 | 0 | 0 | 0 | 0 | 0 | 0 | 0 | 0 | 0 | 0 | 0 | 0 | 0 | 0 | 0 | 0 | 0 | 0 | 0 | 0 | 0 | 0 | 0 | 0 | 0 | 0 | 0 | 0 | 0 | 0 | 0 | 0 | 0 | 0 | 0 | 0 | 0 | 0 | 0 | 0
0 | 0 | 0 | 0 | 0 | 0 | 0 | 0 | 0 | 0 | 0 | 0 | 0 | 0 | 0 | 0 | 0 | 0 | 0 | 0 | 0 | 0 | 0 | 0 | 0 | 0 | 0 | 0 | 0 | 0 | 0 | 0 | 0 | 0 | 0 | 0 | 0 | 0 | 0 | 0 | 0 | 0 | 0 | 0 | 0 | 0 | 0 | 0 | 0 | 0 | 0 | 0 | 0 | 0 | 0 | 0 | 0 | 0 | 0 | 0 | 0 | 0 | 0 | 0 | 0 | 0 | 0 | 0 | 0 | 0 | 0
0 | 0 | 0 | 0 | 0 | 0 | 0 | 0 | 0 | 0 | 0 | 0 | 0 | 0 | 0 | 0 | 0 | 0 | 0 | 0 | 0 | 0 | 0 | 0 | 0 | 0 | 0 | 0 | 0 | 0 | 0 | 0 | 0 | 0 | 0 | 0 | 0 | 0 | 0 | 0 | 0 | 0 | 0 | 0 | 0 | 0 | 0 | 0 | 0 | 0 | 0 | 0 | 0 | 0 | 0 | 0 | 0 | 0 | 0 | 0 | 0 | 0 | 0 | 0 | 0 | 0 | 0 | 0 | 0 | 0 | 0
0 | 0 | 0 | 0 | 0 | 0 | 0 | 0 | 0 | 0 | 0 | 0 | 0 | 0 | 0 | 0 | 0 | 0 | 0 | 0 | 0 | 0 | 0 | 0 | 0 | 0 | 0 | 0 | 0 | 0 | 0 | 0 | 0 | 0 | 0 | 0 | 0 | 0 | 0 | 0 | 0 | 0 | 0 | 0 | 0 | 0 | 0 | 0 | 0 | 0 | 0 | 0 | 0 | 0 | 0 | 0 | 0 | 0 | 0 | 0 | 0 | 0 | 0 | 0 | 0 | 0 | 0 | 0 | 0 | 0 | 0
0 | 0 | 0 | 0 | 0 | 0 | 0 | 0 | 0 | 0 | 0 | 0 | 0 | 0 | 0 | 0 | 0 | 0 | 0 | 0 | 0 | 0 | 0 | 0 | 0 | 0 | 0 | 0 | 0 | 0 | 0 | 0 | 0 | 0 | 0 | 0 | 0 | 0 | 0 | 0 | 0 | 0 | 0 | 0 | 0 | 0 | 0 | 0 | 0 | 0 | 0 | 0 | 0 | 0 | 0 | 0 | 0 | 0 | 0 | 0 | 0 | 0 | 0 | 0 | 0 | 0 | 0 | 0 | 0 | 0 | 0
0 | 0 | 0 | 0 | 0 | 0 | 0 | 0 | 0 | 0 | 0 | 0 | 0 | 0 | 0 | 0 | 0 | 0 | 0 | 0 | 0 | 0 | 0 | 0 | 0 | 0 | 0 | 0 | 0 | 0 | 0 | 0 | 0 | 0 | 0 | 0 | 0 | 0 | 0 | 0 | 0 | 0 | 0 | 0 | 0 | 0 | 0 | 0 | 0 | 0 | 0 | 0 | 0 | 0 | 0 | 0 | 0 | 0 | 0 | 0 | 0 | 0 | 0 | 0 | 0 | 0 | 0 | 0 | 0 | 0 | 0
0 | 0 | 0 | 0 | 0 | 0 | 0 | 0 | 0 | 0 | 0 | 0 | 0 | 0 | 0 | 0 | 0 | 0 | 0 | 0 | 0 | 0 | 0 | 0 | 0 | 0 | 0 | 0 | 0 | 0 | 0 | 0 | 0 | 0 | 0 | 0 | 0 | 0 | 0 | 0 | 0 | 0 | 0 | 0 | 0 | 0 | 0 | 0 | 0 | 0 | 0 | 0 | 0 | 0 | 0 | 0 | 0 | 0 | 0 | 0 | 0 | 0 | 0 | 0 | 0 | 0 | 0 | 0 | 0 | 0 | 0
0 | 0 | 0 | 0 | 0 | 0 | 0 | 0 | 0 | 0 | 0 | 0 | 0 | 0 | 0 | 0 | 0 | 0 | 0 | 0 | 0 | 0 | 0 | 0 | 0 | 0 | 0 | 0 | 0 | 0 | 0 | 0 | 0 | 0 | 0 | 0 | 0 | 0 | 0 | 0 | 0 | 0 | 0 | 0 | 0 | 0 | 0 | 0 | 0 | 0 | 0 | 0 | 0 | 0 | 0 | 0 | 0 | 0 | 0 | 0 | 0 | 0 | 0 | 0 | 0 | 0 | 0 | 0 | 0 | 0 | 0
0 | 0 | 0 | 0 | 0 | 0 | 0 | 0 | 0 | 0 | 0 | 0 | 0 | 0 | 0 | 0 | 0 | 0 | 0 | 0 | 0 | 0 | 0 | 0 | 0 | 0 | 0 | 0 | 0 | 0 | 0 | 0 | 0 | 0 | 0 | 0 | 0 | 0 | 0 | 0 | 0 | 0 | 0 | 0 | 0 | 0 | 0 | 0 | 0 | 0 | 0 | 0 | 0 | 0 | 0 | 0 | 0 | 0 | 0 | 0 | 0 | 0 | 0 | 0 | 0 | 0 | 0 | 0 | 0 | 0 | 0
0 | 0 | 0 | 0 | 0 | 0 | 0 | 0 | 0 | 0 | 0 | 0 | 0 | 0 | 0 | 0 | 0 | 0 | 0 | 0 | 0 | 0 | 0 | 0 | 0 | 0 | 0 | 0 | 0 | 0 | 0 | 0 | 0 | 0 | 0 | 0 | 0 | 0 | 0 | 0 | 0 | 0 | 0 | 0 | 0 | 0 | 0 | 0 | 0 | 0 | 0 | 0 | 0 | 0 | 0 | 0 | 0 | 0 | 0 | 0 | 0 | 0 | 0 | 0 | 0 | 0 | 0 | 0 | 0 | 0 | 0
0 | 0 | 0 | 0 | 0 | 0 | 0 | 0 | 0 | 0 | 0 | 0 | 0 | 0 | 0 | 0 | 0 | 0 | 0 | 0 | 0 | 0 | 0 | 0 | 0 | 0 | 0 | 0 | 0 | 0 | 0 | 0 | 0 | 0 | 0 | 0 | 0 | 0 | 0 | 0 | 0 | 0 | 0 | 0 | 0 | 0 | 0 | 0 | 0 | 0 | 0 | 0 | 0 | 0 | 0 | 0 | 0 | 0 | 0 | 0 | 0 | 0 | 0 | 0 | 0 | 0 | 0 | 0 | 0 | 0 | 0
0 | 0 | 0 | 0 | 0 | 0 | 0 | 0 | 0 | 0 | 0 | 0 | 0 | 0 | 0 | 0 | 0 | 0 | 0 | 0 | 0 | 0 | 0 | 0 | 0 | 0 | 0 | 0 | 0 | 0 | 0 | 0 | 0 | 0 | 0 | 0 | 0 | 0 | 0 | 0 | 0 | 0 | 0 | 0 | 0 | 0 | 0 | 0 | 0 | 0 | 0 | 0 | 0 | 0 | 0 | 0 | 0 | 0 | 0 | 0 | 0 | 0 | 0 | 0 | 0 | 0 | 0 | 0 | 0 | 0 | 0
0 | 0 | 0 | 0 | 0 | 0 | 0 | 0 | 0 | 0 | 0 | 0 | 0 | 0 | 0 | 0 | 0 | 0 | 0 | 0 | 0 | 0 | 0 | 0 | 0 | 0 | 0 | 0 | 0 | 0 | 0 | 0 | 0 | 0 | 0 | 0 | 0 | 0 | 0 | 0 | 0 | 0 | 0 | 0 | 0 | 0 | 0 | 0 | 0 | 0 | 0 | 0 | 0 | 0 | 0 | 0 | 0 | 0 | 0 | 0 | 0 | 0 | 0 | 0 | 0 | 0 | 0 | 0 | 0 | 0 | 0
0 | 0 | 0 | 0 | 0 | 0 | 0 | 0 | 0 | 0 | 0 | 0 | 0 | 0 | 0 | 0 | 0 | 0 | 0 | 0 | 0 | 0 | 0 | 0 | 0 | 0 | 0 | 0 | 0 | 0 | 0 | 0 | 0 | 0 | 0 | 0 | 0 | 0 | 0 | 0 | 0 | 0 | 0 | 0 | 0 | 0 | 0 | 0 | 0 | 0 | 0 | 0 | 0 | 0 | 0 | 0 | 0 | 0 | 0 | 0 | 0 | 0 | 0 | 0 | 0 | 0 | 0 | 0 | 0 | 0 | 0
0 | 0 | 0 | 0 | 0 | 0 | 0 | 0 | 0 | 0 | 0 | 0 | 0 | 0 | 0 | 0 | 0 | 0 | 0 | 0 | 0 | 0 | 0 | 0 | 0 | 0 | 0 | 0 | 0 | 0 | 0 | 0 | 0 | 0 | 0 | 0 | 0 | 0 | 0 | 0 | 0 | 0 | 0 | 0 | 0 | 0 | 0 | 0 | 0 | 0 | 0 | 0 | 0 | 0 | 0 | 0 | 0 | 0 | 0 | 0 | 0 | 0 | 0 | 0 | 0 | 0 | 0 | 0 | 0 | 0 | 0
0 | 0 | 0 | 0 | 0 | 0 | 0 | 0 | 0 | 0 | 0 | 0 | 0 | 0 | 0 | 0 | 0 | 0 | 0 | 0 | 0 | 0 | 0 | 0 | 0 | 0 | 0 | 0 | 0 | 0 | 0 | 0 | 0 | 0 | 0 | 0 | 0 | 0 | 0 | 0 | 0 | 0 | 0 | 0 | 0 | 0 | 0 | 0 | 0 | 0 | 0 | 0 | 0 | 0 | 0 | 0 | 0 | 0 | 0 | 0 | 0 | 0 | 0 | 0 | 0 | 0 | 0 | 0 | 0 | 0 | 0
0 | 0 | 0 | 0 | 0 | 0 | 0 | 0 | 0 | 0 | 0 | 0 | 0 | 0 | 0 | 0 | 0 | 0 | 0 | 0 | 0 | 0 | 0 | 0 | 0 | 0 | 0 | 0 | 0 | 0 | 0 | 0 | 0 | 0 | 0 | 0 | 0 | 0 | 0 | 0 | 0 | 0 | 0 | 0 | 0 | 0 | 0 | 0 | 0 | 0 | 0 | 0 | 0 | 0 | 0 | 0 | 0 | 0 | 0 | 0 | 0 | 0 | 0 | 0 | 0 | 0 | 0 | 0 | 0 | 0 | 0
0 | 0 | 0 | 0 | 0 | 0 | 0 | 0 | 0 | 0 | 0 | 0 | 0 | 0 | 0 | 0 | 0 | 0 | 0 | 0 | 0 | 0 | 0 | 0 | 0 | 0 | 0 | 0 | 0 | 0 | 0 | 0 | 0 | 0 | 0 | 0 | 0 | 0 | 0 | 0 | 0 | 0 | 0 | 0 | 0 | 0 | 0 | 0 | 0 | 0 | 0 | 0 | 0 | 0 | 0 | 0 | 0 | 0 | 0 | 0 | 0 | 0 | 0 | 0 | 0 | 0 | 0 | 0 | 0 | 0 | 0
0 | 0 | 0 | 0 | 0 | 0 | 0 | 0 | 0 | 0 | 0 | 0 | 0 | 0 | 0 | 0 | 0 | 0 | 0 | 0 | 0 | 0 | 0 | 0 | 0 | 0 | 0 | 0 | 0 | 0 | 0 | 0 | 0 | 0 | 0 | 0 | 0 | 0 | 0 | 0 | 0 | 0 | 0 | 0 | 0 | 0 | 0 | 0 | 0 | 0 | 0 | 0 | 0 | 0 | 0 | 0 | 0 | 0 | 0 | 0 | 0 | 0 | 0 | 0 | 0 | 0 | 0 | 0 | 0 | 0 | 0
0 | 0 | 0 | 0 | 0 | 0 | 0 | 0 | 0 | 0 | 0 | 0 | 0 | 0 | 0 | 0 | 0 | 0 | 0 | 0 | 0 | 0 | 0 | 0 | 0 | 0 | 0 | 0 | 0 | 0 | 0 | 0 | 0 | 0 | 0 | 0 | 0 | 0 | 0 | 0 | 0 | 0 | 0 | 0 | 0 | 0 | 0 | 0 | 0 | 0 | 0 | 0 | 0 | 0 | 0 | 0 | 0 | 0 | 0 | 0 | 0 | 0 | 0 | 0 | 0 | 0 | 0 | 0 | 0 | 0 | 0
0 | 0 | 0 | 0 | 0 | 0 | 0 | 0 | 0 | 0 | 0 | 0 | 0 | 0 | 0 | 0 | 0 | 0 | 0 | 0 | 0 | 0 | 0 | 0 | 0 | 0 | 0 | 0 | 0 | 0 | 0 | 0 | 0 | 0 | 0 | 0 | 0 | 0 | 0 | 0 | 0 | 0 | 0 | 0 | 0 | 0 | 0 | 0 | 0 | 0 | 0 | 0 | 0 | 0 | 0 | 0 | 0 | 0 | 0 | 0 | 0 | 0 | 0 | 0 | 0 | 0 | 0 | 0 | 0 | 0 | 0
0 | 0 | 0 | 0 | 0 | 0 | 0 | 0 | 0 | 0 | 0 | 0 | 0 | 0 | 0 | 0 | 0 | 0 | 0 | 0 | 0 | 0 | 0 | 0 | 0 | 0 | 0 | 0 | 0 | 0 | 0 | 0 | 0 | 0 | 0 | 0 | 0 | 0 | 0 | 0 | 0 | 0 | 0 | 0 | 0 | 0 | 0 | 0 | 0 | 0 | 0 | 0 | 0 | 0 | 0 | 0 | 0 | 0 | 0 | 0 | 0 | 0 | 0 | 0 | 0 | 0 | 0 | 0 | 0 | 0 | 0
0 | 0 | 0 | 0 | 0 | 0 | 0 | 0 | 0 | 0 | 0 | 0 | 0 | 0 | 0 | 0 | 0 | 0 | 0 | 0 | 0 | 0 | 0 | 0 | 0 | 0 | 0 | 0 | 0 | 0 | 0 | 0 | 0 | 0 | 0 | 0 | 0 | 0 | 0 | 0 | 0 | 0 | 0 | 0 | 0 | 0 | 0 | 0 | 0 | 0 | 0 | 0 | 0 | 0 | 0 | 0 | 0 | 0 | 0 | 0 | 0 | 0 | 0 | 0 | 0 | 0 | 0 | 0 | 0 | 0 | 0
0 | 0 | 0 | 0 | 0 | 0 | 0 | 0 | 0 | 0 | 0 | 0 | 0 | 0 | 0 | 0 | 0 | 0 | 0 | 0 | 0 | 0 | 0 | 0 | 0 | 0 | 0 | 0 | 0 | 0 | 0 | 0 | 0 | 0 | 0 | 0 | 0 | 0 | 0 | 0 | 0 | 0 | 0 | 0 | 0 | 0 | 0 | 0 | 0 | 0 | 0 | 0 | 0 | 0 | 0 | 0 | 0 | 0 | 0 | 0 | 0 | 0 | 0 | 0 | 0 | 0 | 0 | 0 | 0 | 0 | 0
0 | 0 | 0 | 0 | 0 | 0 | 0 | 0 | 0 | 0 | 0 | 0 | 0 | 0 | 0 | 0 | 0 | 0 | 0 | 0 | 0 | 0 | 0 | 0 | 0 | 0 | 0 | 0 | 0 | 0 | 0 | 0 | 0 | 0 | 0 | 0 | 0 | 0 | 0 | 0 | 0 | 0 | 0 | 0 | 0 | 0 | 0 | 0 | 0 | 0 | 0 | 0 | 0 | 0 | 0 | 0 | 0 | 0 | 0 | 0 | 0 | 0 | 0 | 0 | 0 | 0 | 0 | 0 | 0 | 0 | 0
0 | 0 | 0 | 0 | 0 | 0 | 0 | 0 | 0 | 0 | 0 | 0 | 0 | 0 | 0 | 0 | 0 | 0 | 0 | 0 | 0 | 0 | 0 | 0 | 0 | 0 | 0 | 0 | 0 | 0 | 0 | 0 | 0 | 0 | 0 | 0 | 0 | 0 | 0 | 0 | 0 | 0 | 0 | 0 | 0 | 0 | 0 | 0 | 0 | 0 | 0 | 0 | 0 | 0 | 0 | 0 | 0 | 0 | 0 | 0 | 0 | 0 | 0 | 0 | 0 | 0 | 0 | 0 | 0 | 0 | 0
0 | 0 | 0 | 0 | 0 | 0 | 0 | 0 | 0 | 0 | 0 | 0 | 0 | 0 | 0 | 0 | 0 | 0 | 0 | 0 | 0 | 0 | 0 | 0 | 0 | 0 | 0 | 0 | 0 | 0 | 0 | 0 | 0 | 0 | 0 | 0 | 0 | 0 | 0 | 0 | 0 | 0 | 0 | 0 | 0 | 0 | 0 | 0 | 0 | 0 | 0 | 0 | 0 | 0 | 0 | 0 | 0 | 0 | 0 | 0 | 0 | 0 | 0 | 0 | 0 | 0 | 0 | 0 | 0 | 0 | 0
0 | 0 | 0 | 0 | 0 | 0 | 0 | 0 | 0 | 0 | 0 | 0 | 0 | 0 | 0 | 0 | 0 | 0 | 0 | 0 | 0 | 0 | 0 | 0 | 0 | 0 | 0 | 0 | 0 | 0 | 0 | 0 | 0 | 0 | 0 | 0 | 0 | 0 | 0 | 0 | 0 | 0 | 0 | 0 | 0 | 0 | 0 | 0 | 0 | 0 | 0 | 0 | 0 | 0 | 0 | 0 | 0 | 0 | 0 | 0 | 0 | 0 | 0 | 0 | 0 | 0 | 0 | 0 | 0 | 0 | 0
0 | 0 | 0 | 0 | 0 | 0 | 0 | 0 | 0 | 0 | 0 | 0 | 0 | 0 | 0 | 0 | 0 | 0 | 0 | 0 | 0 | 0 | 0 | 0 | 0 | 0 | 0 | 0 | 0 | 0 | 0 | 0 | 0 | 0 | 0 | 0 | 0 | 0 | 0 | 0 | 0 | 0 | 0 | 0 | 0 | 0 | 0 | 0 | 0 | 0 | 0 | 0 | 0 | 0 | 0 | 0 | 0 | 0 | 0 | 0 | 0 | 0 | 0 | 0 | 0 | 0 | 0 | 0 | 0 | 0 | 0
0 | 0 | 0 | 0 | 0 | 0 | 0 | 0 | 0 | 0 | 0 | 0 | 0 | 0 | 0 | 0 | 0 | 0 | 0 | 0 | 0 | 0 | 0 | 0 | 0 | 0 | 0 | 0 | 0 | 0 | 0 | 0 | 0 | 0 | 0 | 0 | 0 | 0 | 0 | 0 | 0 | 0 | 0 | 0 | 0 | 0 | 0 | 0 | 0 | 0 | 0 | 0 | 0 | 0 | 0 | 0 | 0 | 0 | 0 | 0 | 0 | 0 | 0 | 0 | 0 | 0 | 0 | 0 | 0 | 0 | 0
0 | 0 | 0 | 0 | 0 | 0 | 0 | 0 | 0 | 0 | 0 | 0 | 0 | 0 | 0 | 0 | 0 | 0 | 0 | 0 | 0 | 0 | 0 | 0 | 0 | 0 | 0 | 0 | 0 | 0 | 0 | 0 | 0 | 0 | 0 | 0 | 0 | 0 | 0 | 0 | 0 | 0 | 0 | 0 | 0 | 0 | 0 | 0 | 0 | 0 | 0 | 0 | 0 | 0 | 0 | 0 | 0 | 0 | 0 | 0 | 0 | 0 | 0 | 0 | 0 | 0 | 0 | 0 | 0 | 0 | 0
0 | 0 | 0 | 0 | 0 | 0 | 0 | 0 | 0 | 0 | 0 | 0 | 0 | 0 | 0 | 0 | 0 | 0 | 0 | 0 | 0 | 0 | 0 | 0 | 0 | 0 | 0 | 0 | 0 | 0 | 0 | 0 | 0 | 0 | 0 | 0 | 0 | 0 | 0 | 0 | 0 | 0 | 0 | 0 | 0 | 0 | 0 | 0 | 0 | 0 | 0 | 0 | 0 | 0 | 0 | 0 | 0 | 0 | 0 | 0 | 0 | 0 | 0 | 0 | 0 | 0 | 0 | 0 | 0 | 0 | 0
0 | 0 | 0 | 0 | 0 | 0 | 0 | 0 | 0 | 0 | 0 | 0 | 0 | 0 | 0 | 0 | 0 | 0 | 0 | 0 | 0 | 0 | 0 | 0 | 0 | 0 | 0 | 0 | 0 | 0 | 0 | 0 | 0 | 0 | 0 | 0 | 0 | 0 | 0 | 0 | 0 | 0 | 0 | 0 | 0 | 0 | 0 | 0 | 0 | 0 | 0 | 0 | 0 | 0 | 0 | 0 | 0 | 0 | 0 | 0 | 0 | 0 | 0 | 0 | 0 | 0 | 0 | 0 | 0 | 0 | 0
0 | 0 | 0 | 0 | 0 | 0 | 0 | 0 | 0 | 0 | 0 | 0 | 0 | 0 | 0 | 0 | 0 | 0 | 0 | 0 | 0 | 0 | 0 | 0 | 0 | 0 | 0 | 0 | 0 | 0 | 0 | 0 | 0 | 0 | 0 | 0 | 0 | 0 | 0 | 0 | 0 | 0 | 0 | 0 | 0 | 0 | 0 | 0 | 0 | 0 | 0 | 0 | 0 | 0 | 0 | 0 | 0 | 0 | 0 | 0 | 0 | 0 | 0 | 0 | 0 | 0 | 0 | 0 | 0 | 0 | 0
0 | 0 | 0 | 0 | 0 | 0 | 0 | 0 | 0 | 0 | 0 | 0 | 0 | 0 | 0 | 0 | 0 | 0 | 0 | 0 | 0 | 0 | 0 | 0 | 0 | 0 | 0 | 0 | 0 | 0 | 0 | 0 | 0 | 0 | 0 | 0 | 0 | 0 | 0 | 0 | 0 | 0 | 0 | 0 | 0 | 0 | 0 | 0 | 0 | 0 | 0 | 0 | 0 | 0 | 0 | 0 | 0 | 0 | 0 | 0 | 0 | 0 | 0 | 0 | 0 | 0 | 0 | 0 | 0 | 0 | 0
0 | 0 | 0 | 0 | 0 | 0 | 0 | 0 | 0 | 0 | 0 | 0 | 0 | 0 | 0 | 0 | 0 | 0 | 0 | 0 | 0 | 0 | 0 | 0 | 0 | 0 | 0 | 0 | 0 | 0 | 0 | 0 | 0 | 0 | 0 | 0 | 0 | 0 | 0 | 0 | 0 | 0 | 0 | 0 | 0 | 0 | 0 | 0 | 0 | 0 | 0 | 0 | 0 | 0 | 0 | 0 | 0 | 0 | 0 | 0 | 0 | 0 | 0 | 0 | 0 | 0 | 0 | 0 | 0 | 0 | 0
0 | 0 | 0 | 0 | 0 | 0 | 0 | 0 | 0 | 0 | 0 | 0 | 0 | 0 | 0 | 0 | 0 | 0 | 0 | 0 | 0 | 0 | 0 | 0 | 0 | 0 | 0 | 0 | 0 | 0 | 0 | 0 | 0 | 0 | 0 | 0 | 0 | 0 | 0 | 0 | 0 | 0 | 0 | 0 | 0 | 0 | 0 | 0 | 0 | 0 | 0 | 0 | 0 | 0 | 0 | 0 | 0 | 0 | 0 | 0 | 0 | 0 | 0 | 0 | 0 | 0 | 0 | 0 | 0 | 0 | 0
0 | 0 | 0 | 0 | 0 | 0 | 0 | 0 | 0 | 0 | 0 | 0 | 0 | 0 | 0 | 0 | 0 | 0 | 0 | 0 | 0 | 0 | 0 | 0 | 0 | 0 | 0 | 0 | 0 | 0 | 0 | 0 | 0 | 0 | 0 | 0 | 0 | 0 | 0 | 0 | 0 | 0 | 0 | 0 | 0 | 0 | 0 | 0 | 0 | 0 | 0 | 0 | 0 | 0 | 0 | 0 | 0 | 0 | 0 | 0 | 0 | 0 | 0 | 0 | 0 | 0 | 0 | 0 | 0 | 0 | 0
0 | 0 | 0 | 0 | 0 | 0 | 0 | 0 | 0 | 0 | 0 | 0 | 0 | 0 | 0 | 0 | 0 | 0 | 0 | 0 | 0 | 0 | 0 | 0 | 0 | 0 | 0 | 0 | 0 | 0 | 0 | 0 | 0 | 0 | 0 | 0 | 0 | 0 | 0 | 0 | 0 | 0 | 0 | 0 | 0 | 0 | 0 | 0 | 0 | 0 | 0 | 0 | 0 | 0 | 0 | 0 | 0 | 0 | 0 | 0 | 0 | 0 | 0 | 0 | 0 | 0 | 0 | 0 | 0 | 0 | 0
0 | 0 | 0 | 0 | 0 | 0 | 0 | 0 | 0 | 0 | 0 | 0 | 0 | 0 | 0 | 0 | 0 | 0 | 0 | 0 | 0 | 0 | 0 | 0 | 0 | 0 | 0 | 0 | 0 | 0 | 0 | 0 | 0 | 0 | 0 | 0 | 0 | 0 | 0 | 0 | 0 | 0 | 0 | 0 | 0 | 0 | 0 | 0 | 0 | 0 | 0 | 0 | 0 | 0 | 0 | 0 | 0 | 0 | 0 | 0 | 0 | 0 | 0 | 0 | 0 | 0 | 0 | 0 | 0 | 0 | 0
0 | 0 | 0 | 0 | 0 | 0 | 0 | 0 | 0 | 0 | 0 | 0 | 0 | 0 | 0 | 0 | 0 | 0 | 0 | 0 | 0 | 0 | 0 | 0 | 0 | 0 | 0 | 0 | 0 | 0 | 0 | 0 | 0 | 0 | 0 | 0 | 0 | 0 | 0 | 0 | 0 | 0 | 0 | 0 | 0 | 0 | 0 | 0 | 0 | 0 | 0 | 0 | 0 | 0 | 0 | 0 | 0 | 0 | 0 | 0 | 0 | 0 | 0 | 0 | 0 | 0 | 0 | 0 | 0 | 0 | 0
0 | 0 | 0 | 0 | 0 | 0 | 0 | 0 | 0 | 0 | 0 | 0 | 0 | 0 | 0 | 0 | 0 | 0 | 0 | 0 | 0 | 0 | 0 | 0 | 0 | 0 | 0 | 0 | 0 | 0 | 0 | 0 | 0 | 0 | 0 | 0 | 0 | 0 | 0 | 0 | 0 | 0 | 0 | 0 | 0 | 0 | 0 | 0 | 0 | 0 | 0 | 0 | 0 | 0 | 0 | 0 | 0 | 0 | 0 | 0 | 0 | 0 | 0 | 0 | 0 | 0 | 0 | 0 | 0 | 0 | 0
0 | 0 | 0 | 0 | 0 | 0 | 0 | 0 | 0 | 0 | 0 | 0 | 0 | 0 | 0 | 0 | 0 | 0 | 0 | 0 | 0 | 0 | 0 | 0 | 0 | 0 | 0 | 0 | 0 | 0 | 0 | 0 | 0 | 0 | 0 | 0 | 0 | 0 | 0 | 0 | 0 | 0 | 0 | 0 | 0 | 0 | 0 | 0 | 0 | 0 | 0 | 0 | 0 | 0 | 0 | 0 | 0 | 0 | 0 | 0 | 0 | 0 | 0 | 0 | 0 | 0 | 0 | 0 | 0 | 0 | 0
0 | 0 | 0 | 0 | 0 | 0 | 0 | 0 | 0 | 0 | 0 | 0 | 0 | 0 | 0 | 0 | 0 | 0 | 0 | 0 | 0 | 0 | 0 | 0 | 0 | 0 | 0 | 0 | 0 | 0 | 0 | 0 | 0 | 0 | 0 | 0 | 0 | 0 | 0 | 0 | 0 | 0 | 0 | 0 | 0 | 0 | 0 | 0 | 0 | 0 | 0 | 0 | 0 | 0 | 0 | 0 | 0 | 0 | 0 | 0 | 0 | 0 | 0 | 0 | 0 | 0 | 0 | 0 | 0 | 0 | 0
0 | 0 | 0 | 0 | 0 | 0 | 0 | 0 | 0 | 0 | 0 | 0 | 0 | 0 | 0 | 0 | 0 | 0 | 0 | 0 | 0 | 0 | 0 | 0 | 0 | 0 | 0 | 0 | 0 | 0 | 0 | 0 | 0 | 0 | 0 | 0 | 0 | 0 | 0 | 0 | 0 | 0 | 0 | 0 | 0 | 0 | 0 | 0 | 0 | 0 | 0 | 0 | 0 | 0 | 0 | 0 | 0 | 0 | 0 | 0 | 0 | 0 | 0 | 0 | 0 | 0 | 0 | 0 | 0 | 0 | 0
0 | 0 | 0 | 0 | 0 | 0 | 0 | 0 | 0 | 0 | 0 | 0 | 0 | 0 | 0 | 0 | 0 | 0 | 0 | 0 | 0 | 0 | 0 | 0 | 0 | 0 | 0 | 0 | 0 | 0 | 0 | 0 | 0 | 0 | 0 | 0 | 0 | 0 | 0 | 0 | 0 | 0 | 0 | 0 | 0 | 0 | 0 | 0 | 0 | 0 | 0 | 0 | 0 | 0 | 0 | 0 | 0 | 0 | 0 | 0 | 0 | 0 | 0 | 0 | 0 | 0 | 0 | 0 | 0 | 0 | 0
0 | 0 | 0 | 0 | 0 | 0 | 0 | 0 | 0 | 0 | 0 | 0 | 0 | 0 | 0 | 0 | 0 | 0 | 0 | 0 | 0 | 0 | 0 | 0 | 0 | 0 | 0 | 0 | 0 | 0 | 0 | 0 | 0 | 0 | 0 | 0 | 0 | 0 | 0 | 0 | 0 | 0 | 0 | 0 | 0 | 0 | 0 | 0 | 0 | 0 | 0 | 0 | 0 | 0 | 0 | 0 | 0 | 0 | 0 | 0 | 0 | 0 | 0 | 0 | 0 | 0 | 0 | 0 | 0 | 0 | 0
0 | 0 | 0 | 0 | 0 | 0 | 0 | 0 | 0 | 0 | 0 | 0 | 0 | 0 | 0 | 0 | 0 | 0 | 0 | 0 | 0 | 0 | 0 | 0 | 0 | 0 | 0 | 0 | 0 | 0 | 0 | 0 | 0 | 0 | 0 | 0 | 0 | 0 | 0 | 0 | 0 | 0 | 0 | 0 | 0 | 0 | 0 | 0 | 0 | 0 | 0 | 0 | 0 | 0 | 0 | 0 | 0 | 0 | 0 | 0 | 0 | 0 | 0 | 0 | 0 | 0 | 0 | 0 | 0 | 0 | 0
0 | 0 | 0 | 0 | 0 | 0 | 0 | 0 | 0 | 0 | 0 | 0 | 0 | 0 | 0 | 0 | 0 | 0 | 0 | 0 | 0 | 0 | 0 | 0 | 0 | 0 | 0 | 0 | 0 | 0 | 0 | 0 | 0 | 0 | 0 | 0 | 0 | 0 | 0 | 0 | 0 | 0 | 0 | 0 | 0 | 0 | 0 | 0 | 0 | 0 | 0 | 0 | 0 | 0 | 0 | 0 | 0 | 0 | 0 | 0 | 0 | 0 | 0 | 0 | 0 | 0 | 0 | 0 | 0 | 0 | 0
0 | 0 | 0 | 0 | 0 | 0 | 0 | 0 | 0 | 0 | 0 | 0 | 0 | 0 | 0 | 0 | 0 | 0 | 0 | 0 | 0 | 0 | 0 | 0 | 0 | 0 | 0 | 0 | 0 | 0 | 0 | 0 | 0 | 0 | 0 | 0 | 0 | 0 | 0 | 0 | 0 | 0 | 0 | 0 | 0 | 0 | 0 | 0 | 0 | 0 | 0 | 0 | 0 | 0 | 0 | 0 | 0 | 0 | 0 | 0 | 0 | 0 | 0 | 0 | 0 | 0 | 0 | 0 | 0 | 0 | 0
0 | 0 | 0 | 0 | 0 | 0 | 0 | 0 | 0 | 0 | 0 | 0 | 0 | 0 | 0 | 0 | 0 | 0 | 0 | 0 | 0 | 0 | 0 | 0 | 0 | 0 | 0 | 0 | 0 | 0 | 0 | 0 | 0 | 0 | 0 | 0 | 0 | 0 | 0 | 0 | 0 | 0 | 0 | 0 | 0 | 0 | 0 | 0 | 0 | 0 | 0 | 0 | 0 | 0 | 0 | 0 | 0 | 0 | 0 | 0 | 0 | 0 | 0 | 0 | 0 | 0 | 0 | 0 | 0 | 0 | 0
0 | 0 | 0 | 0 | 0 | 0 | 0 | 0 | 0 | 0 | 0 | 0 | 0 | 0 | 0 | 0 | 0 | 0 | 0 | 0 | 0 | 0 | 0 | 0 | 0 | 0 | 0 | 0 | 0 | 0 | 0 | 0 | 0 | 0 | 0 | 0 | 0 | 0 | 0 | 0 | 0 | 0 | 0 | 0 | 0 | 0 | 0 | 0 | 0 | 0 | 0 | 0 | 0 | 0 | 0 | 0 | 0 | 0 | 0 | 0 | 0 | 0 | 0 | 0 | 0 | 0 | 0 | 0 | 0 | 0 | 0
0 | 0 | 0 | 0 | 0 | 0 | 0 | 0 | 0 | 0 | 0 | 0 | 0 | 0 | 0 | 0 | 0 | 0 | 0 | 0 | 0 | 0 | 0 | 0 | 0 | 0 | 0 | 0 | 0 | 0 | 0 | 0 | 0 | 0 | 0 | 0 | 0 | 0 | 0 | 0 | 0 | 0 | 0 | 0 | 0 | 0 | 0 | 0 | 0 | 0 | 0 | 0 | 0 | 0 | 0 | 0 | 0 | 0 | 0 | 0 | 0 | 0 | 0 | 0 | 0 | 0 | 0 | 0 | 0 | 0 | 0
0 | 0 | 0 | 0 | 0 | 0 | 0 | 0 | 0 | 0 | 0 | 0 | 0 | 0 | 0 | 0 | 0 | 0 | 0 | 0 | 0 | 0 | 0 | 0 | 0 | 0 | 0 | 0 | 0 | 0 | 0 | 0 | 0 | 0 | 0 | 0 | 0 | 0 | 0 | 0 | 0 | 0 | 0 | 0 | 0 | 0 | 0 | 0 | 0 | 0 | 0 | 0 | 0 | 0 | 0 | 0 | 0 | 0 | 0 | 0 | 0 | 0 | 0 | 0 | 0 | 0 | 0 | 0 | 0 | 0 | 0
0 | 0 | 0 | 0 | 0 | 0 | 0 | 0 | 0 | 0 | 0 | 0 | 0 | 0 | 0 | 0 | 0 | 0 | 0 | 0 | 0 | 0 | 0 | 0 | 0 | 0 | 0 | 0 | 0 | 0 | 0 | 0 | 0 | 0 | 0 | 0 | 0 | 0 | 0 | 0 | 0 | 0 | 0 | 0 | 0 | 0 | 0 | 0 | 0 | 0 | 0 | 0 | 0 | 0 | 0 | 0 | 0 | 0 | 0 | 0 | 0 | 0 | 0 | 0 | 0 | 0 | 0 | 0 | 0 | 0 | 0
0 | 0 | 0 | 0 | 0 | 0 | 0 | 0 | 0 | 0 | 0 | 0 | 0 | 0 | 0 | 0 | 0 | 0 | 0 | 0 | 0 | 0 | 0 | 0 | 0 | 0 | 0 | 0 | 0 | 0 | 0 | 0 | 0 | 0 | 0 | 0 | 0 | 0 | 0 | 0 | 0 | 0 | 0 | 0 | 0 | 0 | 0 | 0 | 0 | 0 | 0 | 0 | 0 | 0 | 0 | 0 | 0 | 0 | 0 | 0 | 0 | 0 | 0 | 0 | 0 | 0 | 0 | 0 | 0 | 0 | 0
0 | 0 | 0 | 0 | 0 | 0 | 0 | 0 | 0 | 0 | 0 | 0 | 0 | 0 | 0 | 0 | 0 | 0 | 0 | 0 | 0 | 0 | 0 | 0 | 0 | 0 | 0 | 0 | 0 | 0 | 0 | 0 | 0 | 0 | 0 | 0 | 0 | 0 | 0 | 0 | 0 | 0 | 0 | 0 | 0 | 0 | 0 | 0 | 0 | 0 | 0 | 0 | 0 | 0 | 0 | 0 | 0 | 0 | 0 | 0 | 0 | 0 | 0 | 0 | 0 | 0 | 0 | 0 | 0 | 0 | 0
0 | 0 | 0 | 0 | 0 | 0 | 0 | 0 | 0 | 0 | 0 | 0 | 0 | 0 | 0 | 0 | 0 | 0 | 0 | 0 | 0 | 0 | 0 | 0 | 0 | 0 | 0 | 0 | 0 | 0 | 0 | 0 | 0 | 0 | 0 | 0 | 0 | 0 | 0 | 0 | 0 | 0 | 0 | 0 | 0 | 0 | 0 | 0 | 0 | 0 | 0 | 0 | 0 | 0 | 0 | 0 | 0 | 0 | 0 | 0 | 0 | 0 | 0 | 0 | 0 | 0 | 0 | 0 | 0 | 0 | 0
0 | 0 | 0 | 0 | 0 | 0 | 0 | 0 | 0 | 0 | 0 | 0 | 0 | 0 | 0 | 0 | 0 | 0 | 0 | 0 | 0 | 0 | 0 | 0 | 0 | 0 | 0 | 0 | 0 | 0 | 0 | 0 | 0 | 0 | 0 | 0 | 0 | 0 | 0 | 0 | 0 | 0 | 0 | 0 | 0 | 0 | 0 | 0 | 0 | 0 | 0 | 0 | 0 | 0 | 0 | 0 | 0 | 0 | 0 | 0 | 0 | 0 | 0 | 0 | 0 | 0 | 0 | 0 | 0 | 0 | 0
0 | 0 | 0 | 0 | 0 | 0 | 0 | 0 | 0 | 0 | 0 | 0 | 0 | 0 | 0 | 0 | 0 | 0 | 0 | 0 | 0 | 0 | 0 | 0 | 0 | 0 | 0 | 0 | 0 | 0 | 0 | 0 | 0 | 0 | 0 | 0 | 0 | 0 | 0 | 0 | 0 | 0 | 0 | 0 | 0 | 0 | 0 | 0 | 0 | 0 | 0 | 0 | 0 | 0 | 0 | 0 | 0 | 0 | 0 | 0 | 0 | 0 | 0 | 0 | 0 | 0 | 0 | 0 | 0 | 0 | 0
0 | 0 | 0 | 0 | 0 | 0 | 0 | 0 | 0 | 0 | 0 | 0 | 0 | 0 | 0 | 0 | 0 | 0 | 0 | 0 | 0 | 0 | 0 | 0 | 0 | 0 | 0 | 0 | 0 | 0 | 0 | 0 | 0 | 0 | 0 | 0 | 0 | 0 | 0 | 0 | 0 | 0 | 0 | 0 | 0 | 0 | 0 | 0 | 0 | 0 | 0 | 0 | 0 | 0 | 0 | 0 | 0 | 0 | 0 | 0 | 0 | 0 | 0 | 0 | 0 | 0 | 0 | 0 | 0 | 0 | 0
0 | 0 | 0 | 0 | 0 | 0 | 0 | 0 | 0 | 0 | 0 | 0 | 0 | 0 | 0 | 0 | 0 | 0 | 0 | 0 | 0 | 0 | 0 | 0 | 0 | 0 | 0 | 0 | 0 | 0 | 0 | 0 | 0 | 0 | 0 | 0 | 0 | 0 | 0 | 0 | 0 | 0 | 0 | 0 | 0 | 0 | 0 | 0 | 0 | 0 | 0 | 0 | 0 | 0 | 0 | 0 | 0 | 0 | 0 | 0 | 0 | 0 | 0 | 0 | 0 | 0 | 0 | 0 | 0 | 0 | 0
0 | 0 | 0 | 0 | 0 | 0 | 0 | 0 | 0 | 0 | 0 | 0 | 0 | 0 | 0 | 0 | 0 | 0 | 0 | 0 | 0 | 0 | 0 | 0 | 0 | 0 | 0 | 0 | 0 | 0 | 0 | 0 | 0 | 0 | 0 | 0 | 0 | 0 | 0 | 0 | 0 | 0 | 0 | 0 | 0 | 0 | 0 | 0 | 0 | 0 | 0 | 0 | 0 | 0 | 0 | 0 | 0 | 0 | 0 | 0 | 0 | 0 | 0 | 0 | 0 | 0 | 0 | 0 | 0 | 0 | 0
0 | 0 | 0 | 0 | 0 | 0 | 0 | 0 | 0 | 0 | 0 | 0 | 0 | 0 | 0 | 0 | 0 | 0 | 0 | 0 | 0 | 0 | 0 | 0 | 0 | 0 | 0 | 0 | 0 | 0 | 0 | 0 | 0 | 0 | 0 | 0 | 0 | 0 | 0 | 0 | 0 | 0 | 0 | 0 | 0 | 0 | 0 | 0 | 0 | 0 | 0 | 0 | 0 | 0 | 0 | 0 | 0 | 0 | 0 | 0 | 0 | 0 | 0 | 0 | 0 | 0 | 0 | 0 | 0 | 0 | 0
0 | 0 | 0 | 0 | 0 | 0 | 0 | 0 | 0 | 0 | 0 | 0 | 0 | 0 | 0 | 0 | 0 | 0 | 0 | 0 | 0 | 0 | 0 | 0 | 0 | 0 | 0 | 0 | 0 | 0 | 0 | 0 | 0 | 0 | 0 | 0 | 0 | 0 | 0 | 0 | 0 | 0 | 0 | 0 | 0 | 0 | 0 | 0 | 0 | 0 | 0 | 0 | 0 | 0 | 0 | 0 | 0 | 0 | 0 | 0 | 0 | 0 | 0 | 0 | 0 | 0 | 0 | 0 | 0 | 0 | 0
0 | 0 | 0 | 0 | 0 | 0 | 0 | 0 | 0 | 0 | 0 | 0 | 0 | 0 | 0 | 0 | 0 | 0 | 0 | 0 | 0 | 0 | 0 | 0 | 0 | 0 | 0 | 0 | 0 | 0 | 0 | 0 | 0 | 0 | 0 | 0 | 0 | 0 | 0 | 0 | 0 | 0 | 0 | 0 | 0 | 0 | 0 | 0 | 0 | 0 | 0 | 0 | 0 | 0 | 0 | 0 | 0 | 0 | 0 | 0 | 0 | 0 | 0 | 0 | 0 | 0 | 0 | 0 | 0 | 0 | 0
0 | 0 | 0 | 0 | 0 | 0 | 0 | 0 | 0 | 0 | 0 | 0 | 0 | 0 | 0 | 0 | 0 | 0 | 0 | 0 | 0 | 0 | 0 | 0 | 0 | 0 | 0 | 0 | 0 | 0 | 0 | 0 | 0 | 0 | 0 | 0 | 0 | 0 | 0 | 0 | 0 | 0 | 0 | 0 | 0 | 0 | 0 | 0 | 0 | 0 | 0 | 0 | 0 | 0 | 0 | 0 | 0 | 0 | 0 | 0 | 0 | 0 | 0 | 0 | 0 | 0 | 0 | 0 | 0 | 0 | 0
0 | 0 | 0 | 0 | 0 | 0 | 0 | 0 | 0 | 0 | 0 | 0 | 0 | 0 | 0 | 0 | 0 | 0 | 0 | 0 | 0 | 0 | 0 | 0 | 0 | 0 | 0 | 0 | 0 | 0 | 0 | 0 | 0 | 0 | 0 | 0 | 0 | 0 | 0 | 0 | 0 | 0 | 0 | 0 | 0 | 0 | 0 | 0 | 0 | 0 | 0 | 0 | 0 | 0 | 0 | 0 | 0 | 0 | 0 | 0 | 0 | 0 | 0 | 0 | 0 | 0 | 0 | 0 | 0 | 0 | 0
0 | 0 | 0 | 0 | 0 | 0 | 0 | 0 | 0 | 0 | 0 | 0 | 0 | 0 | 0 | 0 | 0 | 0 | 0 | 0 | 0 | 0 | 0 | 0 | 0 | 0 | 0 | 0 | 0 | 0 | 0 | 0 | 0 | 0 | 0 | 0 | 0 | 0 | 0 | 0 | 0 | 0 | 0 | 0 | 0 | 0 | 0 | 0 | 0 | 0 | 0 | 0 | 0 | 0 | 0 | 0 | 0 | 0 | 0 | 0 | 0 | 0 | 0 | 0 | 0 | 0 | 0 | 0 | 0 | 0 | 0
0 | 0 | 0 | 0 | 0 | 0 | 0 | 0 | 0 | 0 | 0 | 0 | 0 | 0 | 0 | 0 | 0 | 0 | 0 | 0 | 0 | 0 | 0 | 0 | 0 | 0 | 0 | 0 | 0 | 0 | 0 | 0 | 0 | 0 | 0 | 0 | 0 | 0 | 0 | 0 | 0 | 0 | 0 | 0 | 0 | 0 | 0 | 0 | 0 | 0 | 0 | 0 | 0 | 0 | 0 | 0 | 0 | 0 | 0 | 0 | 0 | 0 | 0 | 0 | 0 | 0 | 0 | 0 | 0 | 0 | 0
0 | 0 | 0 | 0 | 0 | 0 | 0 | 0 | 0 | 0 | 0 | 0 | 0 | 0 | 0 | 0 | 0 | 0 | 0 | 0 | 0 | 0 | 0 | 0 | 0 | 0 | 0 | 0 | 0 | 0 | 0 | 0 | 0 | 0 | 0 | 0 | 0 | 0 | 0 | 0 | 0 | 0 | 0 | 0 | 0 | 0 | 0 | 0 | 0 | 0 | 0 | 0 | 0 | 0 | 0 | 0 | 0 | 0 | 0 | 0 | 0 | 0 | 0 | 0 | 0 | 0 | 0 | 0 | 0 | 0 | 0
0 | 0 | 0 | 0 | 0 | 0 | 0 | 0 | 0 | 0 | 0 | 0 | 0 | 0 | 0 | 0 | 0 | 0 | 0 | 0 | 0 | 0 | 0 | 0 | 0 | 0 | 0 | 0 | 0 | 0 | 0 | 0 | 0 | 0 | 0 | 0 | 0 | 0 | 0 | 0 | 0 | 0 | 0 | 0 | 0 | 0 | 0 | 0 | 0 | 0 | 0 | 0 | 0 | 0 | 0 | 0 | 0 | 0 | 0 | 0 | 0 | 0 | 0 | 0 | 0 | 0 | 0 | 0 | 0 | 0 | 0
0 | 0 | 0 | 0 | 0 | 0 | 0 | 0 | 0 | 0 | 0 | 0 | 0 | 0 | 0 | 0 | 0 | 0 | 0 | 0 | 0 | 0 | 0 | 0 | 0 | 0 | 0 | 0 | 0 | 0 | 0 | 0 | 0 | 0 | 0 | 0 | 0 | 0 | 0 | 0 | 0 | 0 | 0 | 0 | 0 | 0 | 0 | 0 | 0 | 0 | 0 | 0 | 0 | 0 | 0 | 0 | 0 | 0 | 0 | 0 | 0 | 0 | 0 | 0 | 0 | 0 | 0 | 0 | 0 | 0 | 0
0 | 0 | 0 | 0 | 0 | 0 | 0 | 0 | 0 | 0 | 0 | 0 | 0 | 0 | 0 | 0 | 0 | 0 | 0 | 0 | 0 | 0 | 0 | 0 | 0 | 0 | 0 | 0 | 0 | 0 | 0 | 0 | 0 | 0 | 0 | 0 | 0 | 0 | 0 | 0 | 0 | 0 | 0 | 0 | 0 | 0 | 0 | 0 | 0 | 0 | 0 | 0 | 0 | 0 | 0 | 0 | 0 | 0 | 0 | 0 | 0 | 0 | 0 | 0 | 0 | 0 | 0 | 0 | 0 | 0 | 0
0 | 0 | 0 | 0 | 0 | 0 | 0 | 0 | 0 | 0 | 0 | 0 | 0 | 0 | 0 | 0 | 0 | 0 | 0 | 0 | 0 | 0 | 0 | 0 | 0 | 0 | 0 | 0 | 0 | 0 | 0 | 0 | 0 | 0 | 0 | 0 | 0 | 0 | 0 | 0 | 0 | 0 | 0 | 0 | 0 | 0 | 0 | 0 | 0 | 0 | 0 | 0 | 0 | 0 | 0 | 0 | 0 | 0 | 0 | 0 | 0 | 0 | 0 | 0 | 0 | 0 | 0 | 0 | 0 | 0 | 0
0 | 0 | 0 | 0 | 0 | 0 | 0 | 0 | 0 | 0 | 0 | 0 | 0 | 0 | 0 | 0 | 0 | 0 | 0 | 0 | 0 | 0 | 0 | 0 | 0 | 0 | 0 | 0 | 0 | 0 | 0 | 0 | 0 | 0 | 0 | 0 | 0 | 0 | 0 | 0 | 0 | 0 | 0 | 0 | 0 | 0 | 0 | 0 | 0 | 0 | 0 | 0 | 0 | 0 | 0 | 0 | 0 | 0 | 0 | 0 | 0 | 0 | 0 | 0 | 0 | 0 | 0 | 0 | 0 | 0 | 0
0 | 0 | 0 | 0 | 0 | 0 | 0 | 0 | 0 | 0 | 0 | 0 | 0 | 0 | 0 | 0 | 0 | 0 | 0 | 0 | 0 | 0 | 0 | 0 | 0 | 0 | 0 | 0 | 0 | 0 | 0 | 0 | 0 | 0 | 0 | 0 | 0 | 0 | 0 | 0 | 0 | 0 | 0 | 0 | 0 | 0 | 0 | 0 | 0 | 0 | 0 | 0 | 0 | 0 | 0 | 0 | 0 | 0 | 0 | 0 | 0 | 0 | 0 | 0 | 0 | 0 | 0 | 0 | 0 | 0 | 0
0 | 0 | 0 | 0 | 0 | 0 | 0 | 0 | 0 | 0 | 0 | 0 | 0 | 0 | 0 | 0 | 0 | 0 | 0 | 0 | 0 | 0 | 0 | 0 | 0 | 0 | 0 | 0 | 0 | 0 | 0 | 0 | 0 | 0 | 0 | 0 | 0 | 0 | 0 | 0 | 0 | 0 | 0 | 0 | 0 | 0 | 0 | 0 | 0 | 0 | 0 | 0 | 0 | 0 | 0 | 0 | 0 | 0 | 0 | 0 | 0 | 0 | 0 | 0 | 0 | 0 | 0 | 0 | 0 | 0 | 0
0 | 0 | 0 | 0 | 0 | 0 | 0 | 0 | 0 | 0 | 0 | 0 | 0 | 0 | 0 | 0 | 0 | 0 | 0 | 0 | 0 | 0 | 0 | 0 | 0 | 0 | 0 | 0 | 0 | 0 | 0 | 0 | 0 | 0 | 0 | 0 | 0 | 0 | 0 | 0 | 0 | 0 | 0 | 0 | 0 | 0 | 0 | 0 | 0 | 0 | 0 | 0 | 0 | 0 | 0 | 0 | 0 | 0 | 0 | 0 | 0 | 0 | 0 | 0 | 0 | 0 | 0 | 0 | 0 | 0 | 0
0 | 0 | 0 | 0 | 0 | 0 | 0 | 0 | 0 | 0 | 0 | 0 | 0 | 0 | 0 | 0 | 0 | 0 | 0 | 0 | 0 | 0 | 0 | 0 | 0 | 0 | 0 | 0 | 0 | 0 | 0 | 0 | 0 | 0 | 0 | 0 | 0 | 0 | 0 | 0 | 0 | 0 | 0 | 0 | 0 | 0 | 0 | 0 | 0 | 0 | 0 | 0 | 0 | 0 | 0 | 0 | 0 | 0 | 0 | 0 | 0 | 0 | 0 | 0 | 0 | 0 | 0 | 0 | 0 | 0 | 0
0 | 0 | 0 | 0 | 0 | 0 | 0 | 0 | 0 | 0 | 0 | 0 | 0 | 0 | 0 | 0 | 0 | 0 | 0 | 0 | 0 | 0 | 0 | 0 | 0 | 0 | 0 | 0 | 0 | 0 | 0 | 0 | 0 | 0 | 0 | 0 | 0 | 0 | 0 | 0 | 0 | 0 | 0 | 0 | 0 | 0 | 0 | 0 | 0 | 0 | 0 | 0 | 0 | 0 | 0 | 0 | 0 | 0 | 0 | 0 | 0 | 0 | 0 | 0 | 0 | 0 | 0 | 0 | 0 | 0 | 0
0 | 0 | 0 | 0 | 0 | 0 | 0 | 0 | 0 | 0 | 0 | 0 | 0 | 0 | 0 | 0 | 0 | 0 | 0 | 0 | 0 | 0 | 0 | 0 | 0 | 0 | 0 | 0 | 0 | 0 | 0 | 0 | 0 | 0 | 0 | 0 | 0 | 0 | 0 | 0 | 0 | 0 | 0 | 0 | 0 | 0 | 0 | 0 | 0 | 0 | 0 | 0 | 0 | 0 | 0 | 0 | 0 | 0 | 0 | 0 | 0 | 0 | 0 | 0 | 0 | 0 | 0 | 0 | 0 | 0 | 0
0 | 0 | 0 | 0 | 0 | 0 | 0 | 0 | 0 | 0 | 0 | 0 | 0 | 0 | 0 | 0 | 0 | 0 | 0 | 0 | 0 | 0 | 0 | 0 | 0 | 0 | 0 | 0 | 0 | 0 | 0 | 0 | 0 | 0 | 0 | 0 | 0 | 0 | 0 | 0 | 0 | 0 | 0 | 0 | 0 | 0 | 0 | 0 | 0 | 0 | 0 | 0 | 0 | 0 | 0 | 0 | 0 | 0 | 0 | 0 | 0 | 0 | 0 | 0 | 0 | 0 | 0 | 0 | 0 | 0 | 0
0 | 0 | 0 | 0 | 0 | 0 | 0 | 0 | 0 | 0 | 0 | 0 | 0 | 0 | 0 | 0 | 0 | 0 | 0 | 0 | 0 | 0 | 0 | 0 | 0 | 0 | 0 | 0 | 0 | 0 | 0 | 0 | 0 | 0 | 0 | 0 | 0 | 0 | 0 | 0 | 0 | 0 | 0 | 0 | 0 | 0 | 0 | 0 | 0 | 0 | 0 | 0 | 0 | 0 | 0 | 0 | 0 | 0 | 0 | 0 | 0 | 0 | 0 | 0 | 0 | 0 | 0 | 0 | 0 | 0 | 0
0 | 0 | 0 | 0 | 0 | 0 | 0 | 0 | 0 | 0 | 0 | 0 | 0 | 0 | 0 | 0 | 0 | 0 | 0 | 0 | 0 | 0 | 0 | 0 | 0 | 0 | 0 | 0 | 0 | 0 | 0 | 0 | 0 | 0 | 0 | 0 | 0 | 0 | 0 | 0 | 0 | 0 | 0 | 0 | 0 | 0 | 0 | 0 | 0 | 0 | 0 | 0 | 0 | 0 | 0 | 0 | 0 | 0 | 0 | 0 | 0 | 0 | 0 | 0 | 0 | 0 | 0 | 0 | 0 | 0 | 0
0 | 0 | 0 | 0 | 0 | 0 | 0 | 0 | 0 | 0 | 0 | 0 | 0 | 0 | 0 | 0 | 0 | 0 | 0 | 0 | 0 | 0 | 0 | 0 | 0 | 0 | 0 | 0 | 0 | 0 | 0 | 0 | 0 | 0 | 0 | 0 | 0 | 0 | 0 | 0 | 0 | 0 | 0 | 0 | 0 | 0 | 0 | 0 | 0 | 0 | 0 | 0 | 0 | 0 | 0 | 0 | 0 | 0 | 0 | 0 | 0 | 0 | 0 | 0 | 0 | 0 | 0 | 0 | 0 | 0 | 0
0 | 0 | 0 | 0 | 0 | 0 | 0 | 0 | 0 | 0 | 0 | 0 | 0 | 0 | 0 | 0 | 0 | 0 | 0 | 0 | 0 | 0 | 0 | 0 | 0 | 0 | 0 | 0 | 0 | 0 | 0 | 0 | 0 | 0 | 0 | 0 | 0 | 0 | 0 | 0 | 0 | 0 | 0 | 0 | 0 | 0 | 0 | 0 | 0 | 0 | 0 | 0 | 0 | 0 | 0 | 0 | 0 | 0 | 0 | 0 | 0 | 0 | 0 | 0 | 0 | 0 | 0 | 0 | 0 | 0 | 0
0 | 0 | 0 | 0 | 0 | 0 | 0 | 0 | 0 | 0 | 0 | 0 | 0 | 0 | 0 | 0 | 0 | 0 | 0 | 0 | 0 | 0 | 0 | 0 | 0 | 0 | 0 | 0 | 0 | 0 | 0 | 0 | 0 | 0 | 0 | 0 | 0 | 0 | 0 | 0 | 0 | 0 | 0 | 0 | 0 | 0 | 0 | 0 | 0 | 0 | 0 | 0 | 0 | 0 | 0 | 0 | 0 | 0 | 0 | 0 | 0 | 0 | 0 | 0 | 0 | 0 | 0 | 0 | 0 | 0 | 0
0 | 0 | 0 | 0 | 0 | 0 | 0 | 0 | 0 | 0 | 0 | 0 | 0 | 0 | 0 | 0 | 0 | 0 | 0 | 0 | 0 | 0 | 0 | 0 | 0 | 0 | 0 | 0 | 0 | 0 | 0 | 0 | 0 | 0 | 0 | 0 | 0 | 0 | 0 | 0 | 0 | 0 | 0 | 0 | 0 | 0 | 0 | 0 | 0 | 0 | 0 | 0 | 0 | 0 | 0 | 0 | 0 | 0 | 0 | 0 | 0 | 0 | 0 | 0 | 0 | 0 | 0 | 0 | 0 | 0 | 0
0 | 0 | 0 | 0 | 0 | 0 | 0 | 0 | 0 | 0 | 0 | 0 | 0 | 0 | 0 | 0 | 0 | 0 | 0 | 0 | 0 | 0 | 0 | 0 | 0 | 0 | 0 | 0 | 0 | 0 | 0 | 0 | 0 | 0 | 0 | 0 | 0 | 0 | 0 | 0 | 0 | 0 | 0 | 0 | 0 | 0 | 0 | 0 | 0 | 0 | 0 | 0 | 0 | 0 | 0 | 0 | 0 | 0 | 0 | 0 | 0 | 0 | 0 | 0 | 0 | 0 | 0 | 0 | 0 | 0 | 0
0 | 0 | 0 | 0 | 0 | 0 | 0 | 0 | 0 | 0 | 0 | 0 | 0 | 0 | 0 | 0 | 0 | 0 | 0 | 0 | 0 | 0 | 0 | 0 | 0 | 0 | 0 | 0 | 0 | 0 | 0 | 0 | 0 | 0 | 0 | 0 | 0 | 0 | 0 | 0 | 0 | 0 | 0 | 0 | 0 | 0 | 0 | 0 | 0 | 0 | 0 | 0 | 0 | 0 | 0 | 0 | 0 | 0 | 0 | 0 | 0 | 0 | 0 | 0 | 0 | 0 | 0 | 0 | 0 | 0 | 0
0 | 0 | 0 | 0 | 0 | 0 | 0 | 0 | 0 | 0 | 0 | 0 | 0 | 0 | 0 | 0 | 0 | 0 | 0 | 0 | 0 | 0 | 0 | 0 | 0 | 0 | 0 | 0 | 0 | 0 | 0 | 0 | 0 | 0 | 0 | 0 | 0 | 0 | 0 | 0 | 0 | 0 | 0 | 0 | 0 | 0 | 0 | 0 | 0 | 0 | 0 | 0 | 0 | 0 | 0 | 0 | 0 | 0 | 0 | 0 | 0 | 0 | 0 | 0 | 0 | 0 | 0 | 0 | 0 | 0 | 0
0 | 0 | 0 | 0 | 0 | 0 | 0 | 0 | 0 | 0 | 0 | 0 | 0 | 0 | 0 | 0 | 0 | 0 | 0 | 0 | 0 | 0 | 0 | 0 | 0 | 0 | 0 | 0 | 0 | 0 | 0 | 0 | 0 | 0 | 0 | 0 | 0 | 0 | 0 | 0 | 0 | 0 | 0 | 0 | 0 | 0 | 0 | 0 | 0 | 0 | 0 | 0 | 0 | 0 | 0 | 0 | 0 | 0 | 0 | 0 | 0 | 0 | 0 | 0 | 0 | 0 | 0 | 0 | 0 | 0 | 0
0 | 0 | 0 | 0 | 0 | 0 | 0 | 0 | 0 | 0 | 0 | 0 | 0 | 0 | 0 | 0 | 0 | 0 | 0 | 0 | 0 | 0 | 0 | 0 | 0 | 0 | 0 | 0 | 0 | 0 | 0 | 0 | 0 | 0 | 0 | 0 | 0 | 0 | 0 | 0 | 0 | 0 | 0 | 0 | 0 | 0 | 0 | 0 | 0 | 0 | 0 | 0 | 0 | 0 | 0 | 0 | 0 | 0 | 0 | 0 | 0 | 0 | 0 | 0 | 0 | 0 | 0 | 0 | 0 | 0 | 0
0 | 0 | 0 | 0 | 0 | 0 | 0 | 0 | 0 | 0 | 0 | 0 | 0 | 0 | 0 | 0 | 0 | 0 | 0 | 0 | 0 | 0 | 0 | 0 | 0 | 0 | 0 | 0 | 0 | 0 | 0 | 0 | 0 | 0 | 0 | 0 | 0 | 0 | 0 | 0 | 0 | 0 | 0 | 0 | 0 | 0 | 0 | 0 | 0 | 0 | 0 | 0 | 0 | 0 | 0 | 0 | 0 | 0 | 0 | 0 | 0 | 0 | 0 | 0 | 0 | 0 | 0 | 0 | 0 | 0 | 0
0 | 0 | 0 | 0 | 0 | 0 | 0 | 0 | 0 | 0 | 0 | 0 | 0 | 0 | 0 | 0 | 0 | 0 | 0 | 0 | 0 | 0 | 0 | 0 | 0 | 0 | 0 | 0 | 0 | 0 | 0 | 0 | 0 | 0 | 0 | 0 | 0 | 0 | 0 | 0 | 0 | 0 | 0 | 0 | 0 | 0 | 0 | 0 | 0 | 0 | 0 | 0 | 0 | 0 | 0 | 0 | 0 | 0 | 0 | 0 | 0 | 0 | 0 | 0 | 0 | 0 | 0 | 0 | 0 | 0 | 0
0 | 0 | 0 | 0 | 0 | 0 | 0 | 0 | 0 | 0 | 0 | 0 | 0 | 0 | 0 | 0 | 0 | 0 | 0 | 0 | 0 | 0 | 0 | 0 | 0 | 0 | 0 | 0 | 0 | 0 | 0 | 0 | 0 | 0 | 0 | 0 | 0 | 0 | 0 | 0 | 0 | 0 | 0 | 0 | 0 | 0 | 0 | 0 | 0 | 0 | 0 | 0 | 0 | 0 | 0 | 0 | 0 | 0 | 0 | 0 | 0 | 0 | 0 | 0 | 0 | 0 | 0 | 0 | 0 | 0 | 0
0 | 0 | 0 | 0 | 0 | 0 | 0 | 0 | 0 | 0 | 0 | 0 | 0 | 0 | 0 | 0 | 0 | 0 | 0 | 0 | 0 | 0 | 0 | 0 | 0 | 0 | 0 | 0 | 0 | 0 | 0 | 0 | 0 | 0 | 0 | 0 | 0 | 0 | 0 | 0 | 0 | 0 | 0 | 0 | 0 | 0 | 0 | 0 | 0 | 0 | 0 | 0 | 0 | 0 | 0 | 0 | 0 | 0 | 0 | 0 | 0 | 0 | 0 | 0 | 0 | 0 | 0 | 0 | 0 | 0 | 0
0 | 0 | 0 | 0 | 0 | 0 | 0 | 0 | 0 | 0 | 0 | 0 | 0 | 0 | 0 | 0 | 0 | 0 | 0 | 0 | 0 | 0 | 0 | 0 | 0 | 0 | 0 | 0 | 0 | 0 | 0 | 0 | 0 | 0 | 0 | 0 | 0 | 0 | 0 | 0 | 0 | 0 | 0 | 0 | 0 | 0 | 0 | 0 | 0 | 0 | 0 | 0 | 0 | 0 | 0 | 0 | 0 | 0 | 0 | 0 | 0 | 0 | 0 | 0 | 0 | 0 | 0 | 0 | 0 | 0 | 0
0 | 0 | 0 | 0 | 0 | 0 | 0 | 0 | 0 | 0 | 0 | 0 | 0 | 0 | 0 | 0 | 0 | 0 | 0 | 0 | 0 | 0 | 0 | 0 | 0 | 0 | 0 | 0 | 0 | 0 | 0 | 0 | 0 | 0 | 0 | 0 | 0 | 0 | 0 | 0 | 0 | 0 | 0 | 0 | 0 | 0 | 0 | 0 | 0 | 0 | 0 | 0 | 0 | 0 | 0 | 0 | 0 | 0 | 0 | 0 | 0 | 0 | 0 | 0 | 0 | 0 | 0 | 0 | 0 | 0 | 0
0 | 0 | 0 | 0 | 0 | 0 | 0 | 0 | 0 | 0 | 0 | 0 | 0 | 0 | 0 | 0 | 0 | 0 | 0 | 0 | 0 | 0 | 0 | 0 | 0 | 0 | 0 | 0 | 0 | 0 | 0 | 0 | 0 | 0 | 0 | 0 | 0 | 0 | 0 | 0 | 0 | 0 | 0 | 0 | 0 | 0 | 0 | 0 | 0 | 0 | 0 | 0 | 0 | 0 | 0 | 0 | 0 | 0 | 0 | 0 | 0 | 0 | 0 | 0 | 0 | 0 | 0 | 0 | 0 | 0 | 0
0 | 0 | 0 | 0 | 0 | 0 | 0 | 0 | 0 | 0 | 0 | 0 | 0 | 0 | 0 | 0 | 0 | 0 | 0 | 0 | 0 | 0 | 0 | 0 | 0 | 0 | 0 | 0 | 0 | 0 | 0 | 0 | 0 | 0 | 0 | 0 | 0 | 0 | 0 | 0 | 0 | 0 | 0 | 0 | 0 | 0 | 0 | 0 | 0 | 0 | 0 | 0 | 0 | 0 | 0 | 0 | 0 | 0 | 0 | 0 | 0 | 0 | 0 | 0 | 0 | 0 | 0 | 0 | 0 | 0 | 0
0 | 0 | 0 | 0 | 0 | 0 | 0 | 0 | 0 | 0 | 0 | 0 | 0 | 0 | 0 | 0 | 0 | 0 | 0 | 0 | 0 | 0 | 0 | 0 | 0 | 0 | 0 | 0 | 0 | 0 | 0 | 0 | 0 | 0 | 0 | 0 | 0 | 0 | 0 | 0 | 0 | 0 | 0 | 0 | 0 | 0 | 0 | 0 | 0 | 0 | 0 | 0 | 0 | 0 | 0 | 0 | 0 | 0 | 0 | 0 | 0 | 0 | 0 | 0 | 0 | 0 | 0 | 0 | 0 | 0 | 0
0 | 0 | 0 | 0 | 0 | 0 | 0 | 0 | 0 | 0 | 0 | 0 | 0 | 0 | 0 | 0 | 0 | 0 | 0 | 0 | 0 | 0 | 0 | 0 | 0 | 0 | 0 | 0 | 0 | 0 | 0 | 0 | 0 | 0 | 0 | 0 | 0 | 0 | 0 | 0 | 0 | 0 | 0 | 0 | 0 | 0 | 0 | 0 | 0 | 0 | 0 | 0 | 0 | 0 | 0 | 0 | 0 | 0 | 0 | 0 | 0 | 0 | 0 | 0 | 0 | 0 | 0 | 0 | 0 | 0 | 0
0 | 0 | 0 | 0 | 0 | 0 | 0 | 0 | 0 | 0 | 0 | 0 | 0 | 0 | 0 | 0 | 0 | 0 | 0 | 0 | 0 | 0 | 0 | 0 | 0 | 0 | 0 | 0 | 0 | 0 | 0 | 0 | 0 | 0 | 0 | 0 | 0 | 0 | 0 | 0 | 0 | 0 | 0 | 0 | 0 | 0 | 0 | 0 | 0 | 0 | 0 | 0 | 0 | 0 | 0 | 0 | 0 | 0 | 0 | 0 | 0 | 0 | 0 | 0 | 0 | 0 | 0 | 0 | 0 | 0 | 0
0 | 0 | 0 | 0 | 0 | 0 | 0 | 0 | 0 | 0 | 0 | 0 | 0 | 0 | 0 | 0 | 0 | 0 | 0 | 0 | 0 | 0 | 0 | 0 | 0 | 0 | 0 | 0 | 0 | 0 | 0 | 0 | 0 | 0 | 0 | 0 | 0 | 0 | 0 | 0 | 0 | 0 | 0 | 0 | 0 | 0 | 0 | 0 | 0 | 0 | 0 | 0 | 0 | 0 | 0 | 0 | 0 | 0 | 0 | 0 | 0 | 0 | 0 | 0 | 0 | 0 | 0 | 0 | 0 | 0 | 0
0 | 0 | 0 | 0 | 0 | 0 | 0 | 0 | 0 | 0 | 0 | 0 | 0 | 0 | 0 | 0 | 0 | 0 | 0 | 0 | 0 | 0 | 0 | 0 | 0 | 0 | 0 | 0 | 0 | 0 | 0 | 0 | 0 | 0 | 0 | 0 | 0 | 0 | 0 | 0 | 0 | 0 | 0 | 0 | 0 | 0 | 0 | 0 | 0 | 0 | 0 | 0 | 0 | 0 | 0 | 0 | 0 | 0 | 0 | 0 | 0 | 0 | 0 | 0 | 0 | 0 | 0 | 0 | 0 | 0 | 0
0 | 0 | 0 | 0 | 0 | 0 | 0 | 0 | 0 | 0 | 0 | 0 | 0 | 0 | 0 | 0 | 0 | 0 | 0 | 0 | 0 | 0 | 0 | 0 | 0 | 0 | 0 | 0 | 0 | 0 | 0 | 0 | 0 | 0 | 0 | 0 | 0 | 0 | 0 | 0 | 0 | 0 | 0 | 0 | 0 | 0 | 0 | 0 | 0 | 0 | 0 | 0 | 0 | 0 | 0 | 0 | 0 | 0 | 0 | 0 | 0 | 0 | 0 | 0 | 0 | 0 | 0 | 0 | 0 | 0 | 0
0 | 0 | 0 | 0 | 0 | 0 | 0 | 0 | 0 | 0 | 0 | 0 | 0 | 0 | 0 | 0 | 0 | 0 | 0 | 0 | 0 | 0 | 0 | 0 | 0 | 0 | 0 | 0 | 0 | 0 | 0 | 0 | 0 | 0 | 0 | 0 | 0 | 0 | 0 | 0 | 0 | 0 | 0 | 0 | 0 | 0 | 0 | 0 | 0 | 0 | 0 | 0 | 0 | 0 | 0 | 0 | 0 | 0 | 0 | 0 | 0 | 0 | 0 | 0 | 0 | 0 | 0 | 0 | 0 | 0 | 0
0 | 0 | 0 | 0 | 0 | 0 | 0 | 0 | 0 | 0 | 0 | 0 | 0 | 0 | 0 | 0 | 0 | 0 | 0 | 0 | 0 | 0 | 0 | 0 | 0 | 0 | 0 | 0 | 0 | 0 | 0 | 0 | 0 | 0 | 0 | 0 | 0 | 0 | 0 | 0 | 0 | 0 | 0 | 0 | 0 | 0 | 0 | 0 | 0 | 0 | 0 | 0 | 0 | 0 | 0 | 0 | 0 | 0 | 0 | 0 | 0 | 0 | 0 | 0 | 0 | 0 | 0 | 0 | 0 | 0 | 0
0 | 0 | 0 | 0 | 0 | 0 | 0 | 0 | 0 | 0 | 0 | 0 | 0 | 0 | 0 | 0 | 0 | 0 | 0 | 0 | 0 | 0 | 0 | 0 | 0 | 0 | 0 | 0 | 0 | 0 | 0 | 0 | 0 | 0 | 0 | 0 | 0 | 0 | 0 | 0 | 0 | 0 | 0 | 0 | 0 | 0 | 0 | 0 | 0 | 0 | 0 | 0 | 0 | 0 | 0 | 0 | 0 | 0 | 0 | 0 | 0 | 0 | 0 | 0 | 0 | 0 | 0 | 0 | 0 | 0 | 0
0 | 0 | 0 | 0 | 0 | 0 | 0 | 0 | 0 | 0 | 0 | 0 | 0 | 0 | 0 | 0 | 0 | 0 | 0 | 0 | 0 | 0 | 0 | 0 | 0 | 0 | 0 | 0 | 0 | 0 | 0 | 0 | 0 | 0 | 0 | 0 | 0 | 0 | 0 | 0 | 0 | 0 | 0 | 0 | 0 | 0 | 0 | 0 | 0 | 0 | 0 | 0 | 0 | 0 | 0 | 0 | 0 | 0 | 0 | 0 | 0 | 0 | 0 | 0 | 0 | 0 | 0 | 0 | 0 | 0 | 0
0 | 0 | 0 | 0 | 0 | 0 | 0 | 0 | 0 | 0 | 0 | 0 | 0 | 0 | 0 | 0 | 0 | 0 | 0 | 0 | 0 | 0 | 0 | 0 | 0 | 0 | 0 | 0 | 0 | 0 | 0 | 0 | 0 | 0 | 0 | 0 | 0 | 0 | 0 | 0 | 0 | 0 | 0 | 0 | 0 | 0 | 0 | 0 | 0 | 0 | 0 | 0 | 0 | 0 | 0 | 0 | 0 | 0 | 0 | 0 | 0 | 0 | 0 | 0 | 0 | 0 | 0 | 0 | 0 | 0 | 0
0 | 0 | 0 | 0 | 0 | 0 | 0 | 0 | 0 | 0 | 0 | 0 | 0 | 0 | 0 | 0 | 0 | 0 | 0 | 0 | 0 | 0 | 0 | 0 | 0 | 0 | 0 | 0 | 0 | 0 | 0 | 0 | 0 | 0 | 0 | 0 | 0 | 0 | 0 | 0 | 0 | 0 | 0 | 0 | 0 | 0 | 0 | 0 | 0 | 0 | 0 | 0 | 0 | 0 | 0 | 0 | 0 | 0 | 0 | 0 | 0 | 0 | 0 | 0 | 0 | 0 | 0 | 0 | 0 | 0 | 0
0 | 0 | 0 | 0 | 0 | 0 | 0 | 0 | 0 | 0 | 0 | 0 | 0 | 0 | 0 | 0 | 0 | 0 | 0 | 0 | 0 | 0 | 0 | 0 | 0 | 0 | 0 | 0 | 0 | 0 | 0 | 0 | 0 | 0 | 0 | 0 | 0 | 0 | 0 | 0 | 0 | 0 | 0 | 0 | 0 | 0 | 0 | 0 | 0 | 0 | 0 | 0 | 0 | 0 | 0 | 0 | 0 | 0 | 0 | 0 | 0 | 0 | 0 | 0 | 0 | 0 | 0 | 0 | 0 | 0 | 0
0 | 0 | 0 | 0 | 0 | 0 | 0 | 0 | 0 | 0 | 0 | 0 | 0 | 0 | 0 | 0 | 0 | 0 | 0 | 0 | 0 | 0 | 0 | 0 | 0 | 0 | 0 | 0 | 0 | 0 | 0 | 0 | 0 | 0 | 0 | 0 | 0 | 0 | 0 | 0 | 0 | 0 | 0 | 0 | 0 | 0 | 0 | 0 | 0 | 0 | 0 | 0 | 0 | 0 | 0 | 0 | 0 | 0 | 0 | 0 | 0 | 0 | 0 | 0 | 0 | 0 | 0 | 0 | 0 | 0 | 0
0 | 0 | 0 | 0 | 0 | 0 | 0 | 0 | 0 | 0 | 0 | 0 | 0 | 0 | 0 | 0 | 0 | 0 | 0 | 0 | 0 | 0 | 0 | 0 | 0 | 0 | 0 | 0 | 0 | 0 | 0 | 0 | 0 | 0 | 0 | 0 | 0 | 0 | 0 | 0 | 0 | 0 | 0 | 0 | 0 | 0 | 0 | 0 | 0 | 0 | 0 | 0 | 0 | 0 | 0 | 0 | 0 | 0 | 0 | 0 | 0 | 0 | 0 | 0 | 0 | 0 | 0 | 0 | 0 | 0 | 0
0 | 0 | 0 | 0 | 0 | 0 | 0 | 0 | 0 | 0 | 0 | 0 | 0 | 0 | 0 | 0 | 0 | 0 | 0 | 0 | 0 | 0 | 0 | 0 | 0 | 0 | 0 | 0 | 0 | 0 | 0 | 0 | 0 | 0 | 0 | 0 | 0 | 0 | 0 | 0 | 0 | 0 | 0 | 0 | 0 | 0 | 0 | 0 | 0 | 0 | 0 | 0 | 0 | 0 | 0 | 0 | 0 | 0 | 0 | 0 | 0 | 0 | 0 | 0 | 0 | 0 | 0 | 0 | 0 | 0 | 0
0 | 0 | 0 | 0 | 0 | 0 | 0 | 0 | 0 | 0 | 0 | 0 | 0 | 0 | 0 | 0 | 0 | 0 | 0 | 0 | 0 | 0 | 0 | 0 | 0 | 0 | 0 | 0 | 0 | 0 | 0 | 0 | 0 | 0 | 0 | 0 | 0 | 0 | 0 | 0 | 0 | 0 | 0 | 0 | 0 | 0 | 0 | 0 | 0 | 0 | 0 | 0 | 0 | 0 | 0 | 0 | 0 | 0 | 0 | 0 | 0 | 0 | 0 | 0 | 0 | 0 | 0 | 0 | 0 | 0 | 0
0 | 0 | 0 | 0 | 0 | 0 | 0 | 0 | 0 | 0 | 0 | 0 | 0 | 0 | 0 | 0 | 0 | 0 | 0 | 0 | 0 | 0 | 0 | 0 | 0 | 0 | 0 | 0 | 0 | 0 | 0 | 0 | 0 | 0 | 0 | 0 | 0 | 0 | 0 | 0 | 0 | 0 | 0 | 0 | 0 | 0 | 0 | 0 | 0 | 0 | 0 | 0 | 0 | 0 | 0 | 0 | 0 | 0 | 0 | 0 | 0 | 0 | 0 | 0 | 0 | 0 | 0 | 0 | 0 | 0 | 0
0 | 0 | 0 | 0 | 0 | 0 | 0 | 0 | 0 | 0 | 0 | 0 | 0 | 0 | 0 | 0 | 0 | 0 | 0 | 0 | 0 | 0 | 0 | 0 | 0 | 0 | 0 | 0 | 0 | 0 | 0 | 0 | 0 | 0 | 0 | 0 | 0 | 0 | 0 | 0 | 0 | 0 | 0 | 0 | 0 | 0 | 0 | 0 | 0 | 0 | 0 | 0 | 0 | 0 | 0 | 0 | 0 | 0 | 0 | 0 | 0 | 0 | 0 | 0 | 0 | 0 | 0 | 0 | 0 | 0 | 0
0 | 0 | 0 | 0 | 0 | 0 | 0 | 0 | 0 | 0 | 0 | 0 | 0 | 0 | 0 | 0 | 0 | 0 | 0 | 0 | 0 | 0 | 0 | 0 | 0 | 0 | 0 | 0 | 0 | 0 | 0 | 0 | 0 | 0 | 0 | 0 | 0 | 0 | 0 | 0 | 0 | 0 | 0 | 0 | 0 | 0 | 0 | 0 | 0 | 0 | 0 | 0 | 0 | 0 | 0 | 0 | 0 | 0 | 0 | 0 | 0 | 0 | 0 | 0 | 0 | 0 | 0 | 0 | 0 | 0 | 0
0 | 0 | 0 | 0 | 0 | 0 | 0 | 0 | 0 | 0 | 0 | 0 | 0 | 0 | 0 | 0 | 0 | 0 | 0 | 0 | 0 | 0 | 0 | 0 | 0 | 0 | 0 | 0 | 0 | 0 | 0 | 0 | 0 | 0 | 0 | 0 | 0 | 0 | 0 | 0 | 0 | 0 | 0 | 0 | 0 | 0 | 0 | 0 | 0 | 0 | 0 | 0 | 0 | 0 | 0 | 0 | 0 | 0 | 0 | 0 | 0 | 0 | 0 | 0 | 0 | 0 | 0 | 0 | 0 | 0 | 0
0 | 0 | 0 | 0 | 0 | 0 | 0 | 0 | 0 | 0 | 0 | 0 | 0 | 0 | 0 | 0 | 0 | 0 | 0 | 0 | 0 | 0 | 0 | 0 | 0 | 0 | 0 | 0 | 0 | 0 | 0 | 0 | 0 | 0 | 0 | 0 | 0 | 0 | 0 | 0 | 0 | 0 | 0 | 0 | 0 | 0 | 0 | 0 | 0 | 0 | 0 | 0 | 0 | 0 | 0 | 0 | 0 | 0 | 0 | 0 | 0 | 0 | 0 | 0 | 0 | 0 | 0 | 0 | 0 | 0 | 0
0 | 0 | 0 | 0 | 0 | 0 | 0 | 0 | 0 | 0 | 0 | 0 | 0 | 0 | 0 | 0 | 0 | 0 | 0 | 0 | 0 | 0 | 0 | 0 | 0 | 0 | 0 | 0 | 0 | 0 | 0 | 0 | 0 | 0 | 0 | 0 | 0 | 0 | 0 | 0 | 0 | 0 | 0 | 0 | 0 | 0 | 0 | 0 | 0 | 0 | 0 | 0 | 0 | 0 | 0 | 0 | 0 | 0 | 0 | 0 | 0 | 0 | 0 | 0 | 0 | 0 | 0 | 0 | 0 | 0 | 0
0 | 0 | 0 | 0 | 0 | 0 | 0 | 0 | 0 | 0 | 0 | 0 | 0 | 0 | 0 | 0 | 0 | 0 | 0 | 0 | 0 | 0 | 0 | 0 | 0 | 0 | 0 | 0 | 0 | 0 | 0 | 0 | 0 | 0 | 0 | 0 | 0 | 0 | 0 | 0 | 0 | 0 | 0 | 0 | 0 | 0 | 0 | 0 | 0 | 0 | 0 | 0 | 0 | 0 | 0 | 0 | 0 | 0 | 0 | 0 | 0 | 0 | 0 | 0 | 0 | 0 | 0 | 0 | 0 | 0 | 0
0 | 0 | 0 | 0 | 0 | 0 | 0 | 0 | 0 | 0 | 0 | 0 | 0 | 0 | 0 | 0 | 0 | 0 | 0 | 0 | 0 | 0 | 0 | 0 | 0 | 0 | 0 | 0 | 0 | 0 | 0 | 0 | 0 | 0 | 0 | 0 | 0 | 0 | 0 | 0 | 0 | 0 | 0 | 0 | 0 | 0 | 0 | 0 | 0 | 0 | 0 | 0 | 0 | 0 | 0 | 0 | 0 | 0 | 0 | 0 | 0 | 0 | 0 | 0 | 0 | 0 | 0 | 0 | 0 | 0 | 0
0 | 0 | 0 | 0 | 0 | 0 | 0 | 0 | 0 | 0 | 0 | 0 | 0 | 0 | 0 | 0 | 0 | 0 | 0 | 0 | 0 | 0 | 0 | 0 | 0 | 0 | 0 | 0 | 0 | 0 | 0 | 0 | 0 | 0 | 0 | 0 | 0 | 0 | 0 | 0 | 0 | 0 | 0 | 0 | 0 | 0 | 0 | 0 | 0 | 0 | 0 | 0 | 0 | 0 | 0 | 0 | 0 | 0 | 0 | 0 | 0 | 0 | 0 | 0 | 0 | 0 | 0 | 0 | 0 | 0 | 0
0 | 0 | 0 | 0 | 0 | 0 | 0 | 0 | 0 | 0 | 0 | 0 | 0 | 0 | 0 | 0 | 0 | 0 | 0 | 0 | 0 | 0 | 0 | 0 | 0 | 0 | 0 | 0 | 0 | 0 | 0 | 0 | 0 | 0 | 0 | 0 | 0 | 0 | 0 | 0 | 0 | 0 | 0 | 0 | 0 | 0 | 0 | 0 | 0 | 0 | 0 | 0 | 0 | 0 | 0 | 0 | 0 | 0 | 0 | 0 | 0 | 0 | 0 | 0 | 0 | 0 | 0 | 0 | 0 | 0 | 0
0 | 0 | 0 | 0 | 0 | 0 | 0 | 0 | 0 | 0 | 0 | 0 | 0 | 0 | 0 | 0 | 0 | 0 | 0 | 0 | 0 | 0 | 0 | 0 | 0 | 0 | 0 | 0 | 0 | 0 | 0 | 0 | 0 | 0 | 0 | 0 | 0 | 0 | 0 | 0 | 0 | 0 | 0 | 0 | 0 | 0 | 0 | 0 | 0 | 0 | 0 | 0 | 0 | 0 | 0 | 0 | 0 | 0 | 0 | 0 | 0 | 0 | 0 | 0 | 0 | 0 | 0 | 0 | 0 | 0 | 0
0 | 0 | 0 | 0 | 0 | 0 | 0 | 0 | 0 | 0 | 0 | 0 | 0 | 0 | 0 | 0 | 0 | 0 | 0 | 0 | 0 | 0 | 0 | 0 | 0 | 0 | 0 | 0 | 0 | 0 | 0 | 0 | 0 | 0 | 0 | 0 | 0 | 0 | 0 | 0 | 0 | 0 | 0 | 0 | 0 | 0 | 0 | 0 | 0 | 0 | 0 | 0 | 0 | 0 | 0 | 0 | 0 | 0 | 0 | 0 | 0 | 0 | 0 | 0 | 0 | 0 | 0 | 0 | 0 | 0 | 0
0 | 0 | 0 | 0 | 0 | 0 | 0 | 0 | 0 | 0 | 0 | 0 | 0 | 0 | 0 | 0 | 0 | 0 | 0 | 0 | 0 | 0 | 0 | 0 | 0 | 0 | 0 | 0 | 0 | 0 | 0 | 0 | 0 | 0 | 0 | 0 | 0 | 0 | 0 | 0 | 0 | 0 | 0 | 0 | 0 | 0 | 0 | 0 | 0 | 0 | 0 | 0 | 0 | 0 | 0 | 0 | 0 | 0 | 0 | 0 | 0 | 0 | 0 | 0 | 0 | 0 | 0 | 0 | 0 | 0 | 0
0 | 0 | 0 | 0 | 0 | 0 | 0 | 0 | 0 | 0 | 0 | 0 | 0 | 0 | 0 | 0 | 0 | 0 | 0 | 0 | 0 | 0 | 0 | 0 | 0 | 0 | 0 | 0 | 0 | 0 | 0 | 0 | 0 | 0 | 0 | 0 | 0 | 0 | 0 | 0 | 0 | 0 | 0 | 0 | 0 | 0 | 0 | 0 | 0 | 0 | 0 | 0 | 0 | 0 | 0 | 0 | 0 | 0 | 0 | 0 | 0 | 0 | 0 | 0 | 0 | 0 | 0 | 0 | 0 | 0 | 0
0 | 0 | 0 | 0 | 0 | 0 | 0 | 0 | 0 | 0 | 0 | 0 | 0 | 0 | 0 | 0 | 0 | 0 | 0 | 0 | 0 | 0 | 0 | 0 | 0 | 0 | 0 | 0 | 0 | 0 | 0 | 0 | 0 | 0 | 0 | 0 | 0 | 0 | 0 | 0 | 0 | 0 | 0 | 0 | 0 | 0 | 0 | 0 | 0 | 0 | 0 | 0 | 0 | 0 | 0 | 0 | 0 | 0 | 0 | 0 | 0 | 0 | 0 | 0 | 0 | 0 | 0 | 0 | 0 | 0 | 0
0 | 0 | 0 | 0 | 0 | 0 | 0 | 0 | 0 | 0 | 0 | 0 | 0 | 0 | 0 | 0 | 0 | 0 | 0 | 0 | 0 | 0 | 0 | 0 | 0 | 0 | 0 | 0 | 0 | 0 | 0 | 0 | 0 | 0 | 0 | 0 | 0 | 0 | 0 | 0 | 0 | 0 | 0 | 0 | 0 | 0 | 0 | 0 | 0 | 0 | 0 | 0 | 0 | 0 | 0 | 0 | 0 | 0 | 0 | 0 | 0 | 0 | 0 | 0 | 0 | 0 | 0 | 0 | 0 | 0 | 0
0 | 0 | 0 | 0 | 0 | 0 | 0 | 0 | 0 | 0 | 0 | 0 | 0 | 0 | 0 | 0 | 0 | 0 | 0 | 0 | 0 | 0 | 0 | 0 | 0 | 0 | 0 | 0 | 0 | 0 | 0 | 0 | 0 | 0 | 0 | 0 | 0 | 0 | 0 | 0 | 0 | 0 | 0 | 0 | 0 | 0 | 0 | 0 | 0 | 0 | 0 | 0 | 0 | 0 | 0 | 0 | 0 | 0 | 0 | 0 | 0 | 0 | 0 | 0 | 0 | 0 | 0 | 0 | 0 | 0 | 0
0 | 0 | 0 | 0 | 0 | 0 | 0 | 0 | 0 | 0 | 0 | 0 | 0 | 0 | 0 | 0 | 0 | 0 | 0 | 0 | 0 | 0 | 0 | 0 | 0 | 0 | 0 | 0 | 0 | 0 | 0 | 0 | 0 | 0 | 0 | 0 | 0 | 0 | 0 | 0 | 0 | 0 | 0 | 0 | 0 | 0 | 0 | 0 | 0 | 0 | 0 | 0 | 0 | 0 | 0 | 0 | 0 | 0 | 0 | 0 | 0 | 0 | 0 | 0 | 0 | 0 | 0 | 0 | 0 | 0 | 0
0 | 0 | 0 | 0 | 0 | 0 | 0 | 0 | 0 | 0 | 0 | 0 | 0 | 0 | 0 | 0 | 0 | 0 | 0 | 0 | 0 | 0 | 0 | 0 | 0 | 0 | 0 | 0 | 0 | 0 | 0 | 0 | 0 | 0 | 0 | 0 | 0 | 0 | 0 | 0 | 0 | 0 | 0 | 0 | 0 | 0 | 0 | 0 | 0 | 0 | 0 | 0 | 0 | 0 | 0 | 0 | 0 | 0 | 0 | 0 | 0 | 0 | 0 | 0 | 0 | 0 | 0 | 0 | 0 | 0 | 0
0 | 0 | 0 | 0 | 0 | 0 | 0 | 0 | 0 | 0 | 0 | 0 | 0 | 0 | 0 | 0 | 0 | 0 | 0 | 0 | 0 | 0 | 0 | 0 | 0 | 0 | 0 | 0 | 0 | 0 | 0 | 0 | 0 | 0 | 0 | 0 | 0 | 0 | 0 | 0 | 0 | 0 | 0 | 0 | 0 | 0 | 0 | 0 | 0 | 0 | 0 | 0 | 0 | 0 | 0 | 0 | 0 | 0 | 0 | 0 | 0 | 0 | 0 | 0 | 0 | 0 | 0 | 0 | 0 | 0 | 0
0 | 0 | 0 | 0 | 0 | 0 | 0 | 0 | 0 | 0 | 0 | 0 | 0 | 0 | 0 | 0 | 0 | 0 | 0 | 0 | 0 | 0 | 0 | 0 | 0 | 0 | 0 | 0 | 0 | 0 | 0 | 0 | 0 | 0 | 0 | 0 | 0 | 0 | 0 | 0 | 0 | 0 | 0 | 0 | 0 | 0 | 0 | 0 | 0 | 0 | 0 | 0 | 0 | 0 | 0 | 0 | 0 | 0 | 0 | 0 | 0 | 0 | 0 | 0 | 0 | 0 | 0 | 0 | 0 | 0 | 0
0 | 0 | 0 | 0 | 0 | 0 | 0 | 0 | 0 | 0 | 0 | 0 | 0 | 0 | 0 | 0 | 0 | 0 | 0 | 0 | 0 | 0 | 0 | 0 | 0 | 0 | 0 | 0 | 0 | 0 | 0 | 0 | 0 | 0 | 0 | 0 | 0 | 0 | 0 | 0 | 0 | 0 | 0 | 0 | 0 | 0 | 0 | 0 | 0 | 0 | 0 | 0 | 0 | 0 | 0 | 0 | 0 | 0 | 0 | 0 | 0 | 0 | 0 | 0 | 0 | 0 | 0 | 0 | 0 | 0 | 0
0 | 0 | 0 | 0 | 0 | 0 | 0 | 0 | 0 | 0 | 0 | 0 | 0 | 0 | 0 | 0 | 0 | 0 | 0 | 0 | 0 | 0 | 0 | 0 | 0 | 0 | 0 | 0 | 0 | 0 | 0 | 0 | 0 | 0 | 0 | 0 | 0 | 0 | 0 | 0 | 0 | 0 | 0 | 0 | 0 | 0 | 0 | 0 | 0 | 0 | 0 | 0 | 0 | 0 | 0 | 0 | 0 | 0 | 0 | 0 | 0 | 0 | 0 | 0 | 0 | 0 | 0 | 0 | 0 | 0 | 0
0 | 0 | 0 | 0 | 0 | 0 | 0 | 0 | 0 | 0 | 0 | 0 | 0 | 0 | 0 | 0 | 0 | 0 | 0 | 0 | 0 | 0 | 0 | 0 | 0 | 0 | 0 | 0 | 0 | 0 | 0 | 0 | 0 | 0 | 0 | 0 | 0 | 0 | 0 | 0 | 0 | 0 | 0 | 0 | 0 | 0 | 0 | 0 | 0 | 0 | 0 | 0 | 0 | 0 | 0 | 0 | 0 | 0 | 0 | 0 | 0 | 0 | 0 | 0 | 0 | 0 | 0 | 0 | 0 | 0 | 0
0 | 0 | 0 | 0 | 0 | 0 | 0 | 0 | 0 | 0 | 0 | 0 | 0 | 0 | 0 | 0 | 0 | 0 | 0 | 0 | 0 | 0 | 0 | 0 | 0 | 0 | 0 | 0 | 0 | 0 | 0 | 0 | 0 | 0 | 0 | 0 | 0 | 0 | 0 | 0 | 0 | 0 | 0 | 0 | 0 | 0 | 0 | 0 | 0 | 0 | 0 | 0 | 0 | 0 | 0 | 0 | 0 | 0 | 0 | 0 | 0 | 0 | 0 | 0 | 0 | 0 | 0 | 0 | 0 | 0 | 0
0 | 0 | 0 | 0 | 0 | 0 | 0 | 0 | 0 | 0 | 0 | 0 | 0 | 0 | 0 | 0 | 0 | 0 | 0 | 0 | 0 | 0 | 0 | 0 | 0 | 0 | 0 | 0 | 0 | 0 | 0 | 0 | 0 | 0 | 0 | 0 | 0 | 0 | 0 | 0 | 0 | 0 | 0 | 0 | 0 | 0 | 0 | 0 | 0 | 0 | 0 | 0 | 0 | 0 | 0 | 0 | 0 | 0 | 0 | 0 | 0 | 0 | 0 | 0 | 0 | 0 | 0 | 0 | 0 | 0 | 0
0 | 0 | 0 | 0 | 0 | 0 | 0 | 0 | 0 | 0 | 0 | 0 | 0 | 0 | 0 | 0 | 0 | 0 | 0 | 0 | 0 | 0 | 0 | 0 | 0 | 0 | 0 | 0 | 0 | 0 | 0 | 0 | 0 | 0 | 0 | 0 | 0 | 0 | 0 | 0 | 0 | 0 | 0 | 0 | 0 | 0 | 0 | 0 | 0 | 0 | 0 | 0 | 0 | 0 | 0 | 0 | 0 | 0 | 0 | 0 | 0 | 0 | 0 | 0 | 0 | 0 | 0 | 0 | 0 | 0 | 0
0 | 0 | 0 | 0 | 0 | 0 | 0 | 0 | 0 | 0 | 0 | 0 | 0 | 0 | 0 | 0 | 0 | 0 | 0 | 0 | 0 | 0 | 0 | 0 | 0 | 0 | 0 | 0 | 0 | 0 | 0 | 0 | 0 | 0 | 0 | 0 | 0 | 0 | 0 | 0 | 0 | 0 | 0 | 0 | 0 | 0 | 0 | 0 | 0 | 0 | 0 | 0 | 0 | 0 | 0 | 0 | 0 | 0 | 0 | 0 | 0 | 0 | 0 | 0 | 0 | 0 | 0 | 0 | 0 | 0 | 0
0 | 0 | 0 | 0 | 0 | 0 | 0 | 0 | 0 | 0 | 0 | 0 | 0 | 0 | 0 | 0 | 0 | 0 | 0 | 0 | 0 | 0 | 0 | 0 | 0 | 0 | 0 | 0 | 0 | 0 | 0 | 0 | 0 | 0 | 0 | 0 | 0 | 0 | 0 | 0 | 0 | 0 | 0 | 0 | 0 | 0 | 0 | 0 | 0 | 0 | 0 | 0 | 0 | 0 | 0 | 0 | 0 | 0 | 0 | 0 | 0 | 0 | 0 | 0 | 0 | 0 | 0 | 0 | 0 | 0 | 0
0 | 0 | 0 | 0 | 0 | 0 | 0 | 0 | 0 | 0 | 0 | 0 | 0 | 0 | 0 | 0 | 0 | 0 | 0 | 0 | 0 | 0 | 0 | 0 | 0 | 0 | 0 | 0 | 0 | 0 | 0 | 0 | 0 | 0 | 0 | 0 | 0 | 0 | 0 | 0 | 0 | 0 | 0 | 0 | 0 | 0 | 0 | 0 | 0 | 0 | 0 | 0 | 0 | 0 | 0 | 0 | 0 | 0 | 0 | 0 | 0 | 0 | 0 | 0 | 0 | 0 | 0 | 0 | 0 | 0 | 0
0 | 0 | 0 | 0 | 0 | 0 | 0 | 0 | 0 | 0 | 0 | 0 | 0 | 0 | 0 | 0 | 0 | 0 | 0 | 0 | 0 | 0 | 0 | 0 | 0 | 0 | 0 | 0 | 0 | 0 | 0 | 0 | 0 | 0 | 0 | 0 | 0 | 0 | 0 | 0 | 0 | 0 | 0 | 0 | 0 | 0 | 0 | 0 | 0 | 0 | 0 | 0 | 0 | 0 | 0 | 0 | 0 | 0 | 0 | 0 | 0 | 0 | 0 | 0 | 0 | 0 | 0 | 0 | 0 | 0 | 0
0 | 0 | 0 | 0 | 0 | 0 | 0 | 0 | 0 | 0 | 0 | 0 | 0 | 0 | 0 | 0 | 0 | 0 | 0 | 0 | 0 | 0 | 0 | 0 | 0 | 0 | 0 | 0 | 0 | 0 | 0 | 0 | 0 | 0 | 0 | 0 | 0 | 0 | 0 | 0 | 0 | 0 | 0 | 0 | 0 | 0 | 0 | 0 | 0 | 0 | 0 | 0 | 0 | 0 | 0 | 0 | 0 | 0 | 0 | 0 | 0 | 0 | 0 | 0 | 0 | 0 | 0 | 0 | 0 | 0 | 0
0 | 0 | 0 | 0 | 0 | 0 | 0 | 0 | 0 | 0 | 0 | 0 | 0 | 0 | 0 | 0 | 0 | 0 | 0 | 0 | 0 | 0 | 0 | 0 | 0 | 0 | 0 | 0 | 0 | 0 | 0 | 0 | 0 | 0 | 0 | 0 | 0 | 0 | 0 | 0 | 0 | 0 | 0 | 0 | 0 | 0 | 0 | 0 | 0 | 0 | 0 | 0 | 0 | 0 | 0 | 0 | 0 | 0 | 0 | 0 | 0 | 0 | 0 | 0 | 0 | 0 | 0 | 0 | 0 | 0 | 0
0 | 0 | 0 | 0 | 0 | 0 | 0 | 0 | 0 | 0 | 0 | 0 | 0 | 0 | 0 | 0 | 0 | 0 | 0 | 0 | 0 | 0 | 0 | 0 | 0 | 0 | 0 | 0 | 0 | 0 | 0 | 0 | 0 | 0 | 0 | 0 | 0 | 0 | 0 | 0 | 0 | 0 | 0 | 0 | 0 | 0 | 0 | 0 | 0 | 0 | 0 | 0 | 0 | 0 | 0 | 0 | 0 | 0 | 0 | 0 | 0 | 0 | 0 | 0 | 0 | 0 | 0 | 0 | 0 | 0 | 0
0 | 0 | 0 | 0 | 0 | 0 | 0 | 0 | 0 | 0 | 0 | 0 | 0 | 0 | 0 | 0 | 0 | 0 | 0 | 0 | 0 | 0 | 0 | 0 | 0 | 0 | 0 | 0 | 0 | 0 | 0 | 0 | 0 | 0 | 0 | 0 | 0 | 0 | 0 | 0 | 0 | 0 | 0 | 0 | 0 | 0 | 0 | 0 | 0 | 0 | 0 | 0 | 0 | 0 | 0 | 0 | 0 | 0 | 0 | 0 | 0 | 0 | 0 | 0 | 0 | 0 | 0 | 0 | 0 | 0 | 0
0 | 0 | 0 | 0 | 0 | 0 | 0 | 0 | 0 | 0 | 0 | 0 | 0 | 0 | 0 | 0 | 0 | 0 | 0 | 0 | 0 | 0 | 0 | 0 | 0 | 0 | 0 | 0 | 0 | 0 | 0 | 0 | 0 | 0 | 0 | 0 | 0 | 0 | 0 | 0 | 0 | 0 | 0 | 0 | 0 | 0 | 0 | 0 | 0 | 0 | 0 | 0 | 0 | 0 | 0 | 0 | 0 | 0 | 0 | 0 | 0 | 0 | 0 | 0 | 0 | 0 | 0 | 0 | 0 | 0 | 0
0 | 0 | 0 | 0 | 0 | 0 | 0 | 0 | 0 | 0 | 0 | 0 | 0 | 0 | 0 | 0 | 0 | 0 | 0 | 0 | 0 | 0 | 0 | 0 | 0 | 0 | 0 | 0 | 0 | 0 | 0 | 0 | 0 | 0 | 0 | 0 | 0 | 0 | 0 | 0 | 0 | 0 | 0 | 0 | 0 | 0 | 0 | 0 | 0 | 0 | 0 | 0 | 0 | 0 | 0 | 0 | 0 | 0 | 0 | 0 | 0 | 0 | 0 | 0 | 0 | 0 | 0 | 0 | 0 | 0 | 0
0 | 0 | 0 | 0 | 0 | 0 | 0 | 0 | 0 | 0 | 0 | 0 | 0 | 0 | 0 | 0 | 0 | 0 | 0 | 0 | 0 | 0 | 0 | 0 | 0 | 0 | 0 | 0 | 0 | 0 | 0 | 0 | 0 | 0 | 0 | 0 | 0 | 0 | 0 | 0 | 0 | 0 | 0 | 0 | 0 | 0 | 0 | 0 | 0 | 0 | 0 | 0 | 0 | 0 | 0 | 0 | 0 | 0 | 0 | 0 | 0 | 0 | 0 | 0 | 0 | 0 | 0 | 0 | 0 | 0 | 0
0 | 0 | 0 | 0 | 0 | 0 | 0 | 0 | 0 | 0 | 0 | 0 | 0 | 0 | 0 | 0 | 0 | 0 | 0 | 0 | 0 | 0 | 0 | 0 | 0 | 0 | 0 | 0 | 0 | 0 | 0 | 0 | 0 | 0 | 0 | 0 | 0 | 0 | 0 | 0 | 0 | 0 | 0 | 0 | 0 | 0 | 0 | 0 | 0 | 0 | 0 | 0 | 0 | 0 | 0 | 0 | 0 | 0 | 0 | 0 | 0 | 0 | 0 | 0 | 0 | 0 | 0 | 0 | 0 | 0 | 0
0 | 0 | 0 | 0 | 0 | 0 | 0 | 0 | 0 | 0 | 0 | 0 | 0 | 0 | 0 | 0 | 0 | 0 | 0 | 0 | 0 | 0 | 0 | 0 | 0 | 0 | 0 | 0 | 0 | 0 | 0 | 0 | 0 | 0 | 0 | 0 | 0 | 0 | 0 | 0 | 0 | 0 | 0 | 0 | 0 | 0 | 0 | 0 | 0 | 0 | 0 | 0 | 0 | 0 | 0 | 0 | 0 | 0 | 0 | 0 | 0 | 0 | 0 | 0 | 0 | 0 | 0 | 0 | 0 | 0 | 0
0 | 0 | 0 | 0 | 0 | 0 | 0 | 0 | 0 | 0 | 0 | 0 | 0 | 0 | 0 | 0 | 0 | 0 | 0 | 0 | 0 | 0 | 0 | 0 | 0 | 0 | 0 | 0 | 0 | 0 | 0 | 0 | 0 | 0 | 0 | 0 | 0 | 0 | 0 | 0 | 0 | 0 | 0 | 0 | 0 | 0 | 0 | 0 | 0 | 0 | 0 | 0 | 0 | 0 | 0 | 0 | 0 | 0 | 0 | 0 | 0 | 0 | 0 | 0 | 0 | 0 | 0 | 0 | 0 | 0 | 0
0 | 0 | 0 | 0 | 0 | 0 | 0 | 0 | 0 | 0 | 0 | 0 | 0 | 0 | 0 | 0 | 0 | 0 | 0 | 0 | 0 | 0 | 0 | 0 | 0 | 0 | 0 | 0 | 0 | 0 | 0 | 0 | 0 | 0 | 0 | 0 | 0 | 0 | 0 | 0 | 0 | 0 | 0 | 0 | 0 | 0 | 0 | 0 | 0 | 0 | 0 | 0 | 0 | 0 | 0 | 0 | 0 | 0 | 0 | 0 | 0 | 0 | 0 | 0 | 0 | 0 | 0 | 0 | 0 | 0 | 0
0 | 0 | 0 | 0 | 0 | 0 | 0 | 0 | 0 | 0 | 0 | 0 | 0 | 0 | 0 | 0 | 0 | 0 | 0 | 0 | 0 | 0 | 0 | 0 | 0 | 0 | 0 | 0 | 0 | 0 | 0 | 0 | 0 | 0 | 0 | 0 | 0 | 0 | 0 | 0 | 0 | 0 | 0 | 0 | 0 | 0 | 0 | 0 | 0 | 0 | 0 | 0 | 0 | 0 | 0 | 0 | 0 | 0 | 0 | 0 | 0 | 0 | 0 | 0 | 0 | 0 | 0 | 0 | 0 | 0 | 0
0 | 0 | 0 | 0 | 0 | 0 | 0 | 0 | 0 | 0 | 0 | 0 | 0 | 0 | 0 | 0 | 0 | 0 | 0 | 0 | 0 | 0 | 0 | 0 | 0 | 0 | 0 | 0 | 0 | 0 | 0 | 0 | 0 | 0 | 0 | 0 | 0 | 0 | 0 | 0 | 0 | 0 | 0 | 0 | 0 | 0 | 0 | 0 | 0 | 0 | 0 | 0 | 0 | 0 | 0 | 0 | 0 | 0 | 0 | 0 | 0 | 0 | 0 | 0 | 0 | 0 | 0 | 0 | 0 | 0 | 0
0 | 0 | 0 | 0 | 0 | 0 | 0 | 0 | 0 | 0 | 0 | 0 | 0 | 0 | 0 | 0 | 0 | 0 | 0 | 0 | 0 | 0 | 0 | 0 | 0 | 0 | 0 | 0 | 0 | 0 | 0 | 0 | 0 | 0 | 0 | 0 | 0 | 0 | 0 | 0 | 0 | 0 | 0 | 0 | 0 | 0 | 0 | 0 | 0 | 0 | 0 | 0 | 0 | 0 | 0 | 0 | 0 | 0 | 0 | 0 | 0 | 0 | 0 | 0 | 0 | 0 | 0 | 0 | 0 | 0 | 0
0 | 0 | 0 | 0 | 0 | 0 | 0 | 0 | 0 | 0 | 0 | 0 | 0 | 0 | 0 | 0 | 0 | 0 | 0 | 0 | 0 | 0 | 0 | 0 | 0 | 0 | 0 | 0 | 0 | 0 | 0 | 0 | 0 | 0 | 0 | 0 | 0 | 0 | 0 | 0 | 0 | 0 | 0 | 0 | 0 | 0 | 0 | 0 | 0 | 0 | 0 | 0 | 0 | 0 | 0 | 0 | 0 | 0 | 0 | 0 | 0 | 0 | 0 | 0 | 0 | 0 | 0 | 0 | 0 | 0 | 0
0 | 0 | 0 | 0 | 0 | 0 | 0 | 0 | 0 | 0 | 0 | 0 | 0 | 0 | 0 | 0 | 0 | 0 | 0 | 0 | 0 | 0 | 0 | 0 | 0 | 0 | 0 | 0 | 0 | 0 | 0 | 0 | 0 | 0 | 0 | 0 | 0 | 0 | 0 | 0 | 0 | 0 | 0 | 0 | 0 | 0 | 0 | 0 | 0 | 0 | 0 | 0 | 0 | 0 | 0 | 0 | 0 | 0 | 0 | 0 | 0 | 0 | 0 | 0 | 0 | 0 | 0 | 0 | 0 | 0 | 0
0 | 0 | 0 | 0 | 0 | 0 | 0 | 0 | 0 | 0 | 0 | 0 | 0 | 0 | 0 | 0 | 0 | 0 | 0 | 0 | 0 | 0 | 0 | 0 | 0 | 0 | 0 | 0 | 0 | 0 | 0 | 0 | 0 | 0 | 0 | 0 | 0 | 0 | 0 | 0 | 0 | 0 | 0 | 0 | 0 | 0 | 0 | 0 | 0 | 0 | 0 | 0 | 0 | 0 | 0 | 0 | 0 | 0 | 0 | 0 | 0 | 0 | 0 | 0 | 0 | 0 | 0 | 0 | 0 | 0 | 0
0 | 0 | 0 | 0 | 0 | 0 | 0 | 0 | 0 | 0 | 0 | 0 | 0 | 0 | 0 | 0 | 0 | 0 | 0 | 0 | 0 | 0 | 0 | 0 | 0 | 0 | 0 | 0 | 0 | 0 | 0 | 0 | 0 | 0 | 0 | 0 | 0 | 0 | 0 | 0 | 0 | 0 | 0 | 0 | 0 | 0 | 0 | 0 | 0 | 0 | 0 | 0 | 0 | 0 | 0 | 0 | 0 | 0 | 0 | 0 | 0 | 0 | 0 | 0 | 0 | 0 | 0 | 0 | 0 | 0 | 0
0 | 0 | 0 | 0 | 0 | 0 | 0 | 0 | 0 | 0 | 0 | 0 | 0 | 0 | 0 | 0 | 0 | 0 | 0 | 0 | 0 | 0 | 0 | 0 | 0 | 0 | 0 | 0 | 0 | 0 | 0 | 0 | 0 | 0 | 0 | 0 | 0 | 0 | 0 | 0 | 0 | 0 | 0 | 0 | 0 | 0 | 0 | 0 | 0 | 0 | 0 | 0 | 0 | 0 | 0 | 0 | 0 | 0 | 0 | 0 | 0 | 0 | 0 | 0 | 0 | 0 | 0 | 0 | 0 | 0 | 0
0 | 0 | 0 | 0 | 0 | 0 | 0 | 0 | 0 | 0 | 0 | 0 | 0 | 0 | 0 | 0 | 0 | 0 | 0 | 0 | 0 | 0 | 0 | 0 | 0 | 0 | 0 | 0 | 0 | 0 | 0 | 0 | 0 | 0 | 0 | 0 | 0 | 0 | 0 | 0 | 0 | 0 | 0 | 0 | 0 | 0 | 0 | 0 | 0 | 0 | 0 | 0 | 0 | 0 | 0 | 0 | 0 | 0 | 0 | 0 | 0 | 0 | 0 | 0 | 0 | 0 | 0 | 0 | 0 | 0 | 0
0 | 0 | 0 | 0 | 0 | 0 | 0 | 0 | 0 | 0 | 0 | 0 | 0 | 0 | 0 | 0 | 0 | 0 | 0 | 0 | 0 | 0 | 0 | 0 | 0 | 0 | 0 | 0 | 0 | 0 | 0 | 0 | 0 | 0 | 0 | 0 | 0 | 0 | 0 | 0 | 0 | 0 | 0 | 0 | 0 | 0 | 0 | 0 | 0 | 0 | 0 | 0 | 0 | 0 | 0 | 0 | 0 | 0 | 0 | 0 | 0 | 0 | 0 | 0 | 0 | 0 | 0 | 0 | 0 | 0 | 0
0 | 0 | 0 | 0 | 0 | 0 | 0 | 0 | 0 | 0 | 0 | 0 | 0 | 0 | 0 | 0 | 0 | 0 | 0 | 0 | 0 | 0 | 0 | 0 | 0 | 0 | 0 | 0 | 0 | 0 | 0 | 0 | 0 | 0 | 0 | 0 | 0 | 0 | 0 | 0 | 0 | 0 | 0 | 0 | 0 | 0 | 0 | 0 | 0 | 0 | 0 | 0 | 0 | 0 | 0 | 0 | 0 | 0 | 0 | 0 | 0 | 0 | 0 | 0 | 0 | 0 | 0 | 0 | 0 | 0 | 0
0 | 0 | 0 | 0 | 0 | 0 | 0 | 0 | 0 | 0 | 0 | 0 | 0 | 0 | 0 | 0 | 0 | 0 | 0 | 0 | 0 | 0 | 0 | 0 | 0 | 0 | 0 | 0 | 0 | 0 | 0 | 0 | 0 | 0 | 0 | 0 | 0 | 0 | 0 | 0 | 0 | 0 | 0 | 0 | 0 | 0 | 0 | 0 | 0 | 0 | 0 | 0 | 0 | 0 | 0 | 0 | 0 | 0 | 0 | 0 | 0 | 0 | 0 | 0 | 0 | 0 | 0 | 0 | 0 | 0 | 0
0 | 0 | 0 | 0 | 0 | 0 | 0 | 0 | 0 | 0 | 0 | 0 | 0 | 0 | 0 | 0 | 0 | 0 | 0 | 0 | 0 | 0 | 0 | 0 | 0 | 0 | 0 | 0 | 0 | 0 | 0 | 0 | 0 | 0 | 0 | 0 | 0 | 0 | 0 | 0 | 0 | 0 | 0 | 0 | 0 | 0 | 0 | 0 | 0 | 0 | 0 | 0 | 0 | 0 | 0 | 0 | 0 | 0 | 0 | 0 | 0 | 0 | 0 | 0 | 0 | 0 | 0 | 0 | 0 | 0 | 0
0 | 0 | 0 | 0 | 0 | 0 | 0 | 0 | 0 | 0 | 0 | 0 | 0 | 0 | 0 | 0 | 0 | 0 | 0 | 0 | 0 | 0 | 0 | 0 | 0 | 0 | 0 | 0 | 0 | 0 | 0 | 0 | 0 | 0 | 0 | 0 | 0 | 0 | 0 | 0 | 0 | 0 | 0 | 0 | 0 | 0 | 0 | 0 | 0 | 0 | 0 | 0 | 0 | 0 | 0 | 0 | 0 | 0 | 0 | 0 | 0 | 0 | 0 | 0 | 0 | 0 | 0 | 0 | 0 | 0 | 0
0 | 0 | 0 | 0 | 0 | 0 | 0 | 0 | 0 | 0 | 0 | 0 | 0 | 0 | 0 | 0 | 0 | 0 | 0 | 0 | 0 | 0 | 0 | 0 | 0 | 0 | 0 | 0 | 0 | 0 | 0 | 0 | 0 | 0 | 0 | 0 | 0 | 0 | 0 | 0 | 0 | 0 | 0 | 0 | 0 | 0 | 0 | 0 | 0 | 0 | 0 | 0 | 0 | 0 | 0 | 0 | 0 | 0 | 0 | 0 | 0 | 0 | 0 | 0 | 0 | 0 | 0 | 0 | 0 | 0 | 0
0 | 0 | 0 | 0 | 0 | 0 | 0 | 0 | 0 | 0 | 0 | 0 | 0 | 0 | 0 | 0 | 0 | 0 | 0 | 0 | 0 | 0 | 0 | 0 | 0 | 0 | 0 | 0 | 0 | 0 | 0 | 0 | 0 | 0 | 0 | 0 | 0 | 0 | 0 | 0 | 0 | 0 | 0 | 0 | 0 | 0 | 0 | 0 | 0 | 0 | 0 | 0 | 0 | 0 | 0 | 0 | 0 | 0 | 0 | 0 | 0 | 0 | 0 | 0 | 0 | 0 | 0 | 0 | 0 | 0 | 0
0 | 0 | 0 | 0 | 0 | 0 | 0 | 0 | 0 | 0 | 0 | 0 | 0 | 0 | 0 | 0 | 0 | 0 | 0 | 0 | 0 | 0 | 0 | 0 | 0 | 0 | 0 | 0 | 0 | 0 | 0 | 0 | 0 | 0 | 0 | 0 | 0 | 0 | 0 | 0 | 0 | 0 | 0 | 0 | 0 | 0 | 0 | 0 | 0 | 0 | 0 | 0 | 0 | 0 | 0 | 0 | 0 | 0 | 0 | 0 | 0 | 0 | 0 | 0 | 0 | 0 | 0 | 0 | 0 | 0 | 0
0 | 0 | 0 | 0 | 0 | 0 | 0 | 0 | 0 | 0 | 0 | 0 | 0 | 0 | 0 | 0 | 0 | 0 | 0 | 0 | 0 | 0 | 0 | 0 | 0 | 0 | 0 | 0 | 0 | 0 | 0 | 0 | 0 | 0 | 0 | 0 | 0 | 0 | 0 | 0 | 0 | 0 | 0 | 0 | 0 | 0 | 0 | 0 | 0 | 0 | 0 | 0 | 0 | 0 | 0 | 0 | 0 | 0 | 0 | 0 | 0 | 0 | 0 | 0 | 0 | 0 | 0 | 0 | 0 | 0 | 0
0 | 0 | 0 | 0 | 0 | 0 | 0 | 0 | 0 | 0 | 0 | 0 | 0 | 0 | 0 | 0 | 0 | 0 | 0 | 0 | 0 | 0 | 0 | 0 | 0 | 0 | 0 | 0 | 0 | 0 | 0 | 0 | 0 | 0 | 0 | 0 | 0 | 0 | 0 | 0 | 0 | 0 | 0 | 0 | 0 | 0 | 0 | 0 | 0 | 0 | 0 | 0 | 0 | 0 | 0 | 0 | 0 | 0 | 0 | 0 | 0 | 0 | 0 | 0 | 0 | 0 | 0 | 0 | 0 | 0 | 0
0 | 0 | 0 | 0 | 0 | 0 | 0 | 0 | 0 | 0 | 0 | 0 | 0 | 0 | 0 | 0 | 0 | 0 | 0 | 0 | 0 | 0 | 0 | 0 | 0 | 0 | 0 | 0 | 0 | 0 | 0 | 0 | 0 | 0 | 0 | 0 | 0 | 0 | 0 | 0 | 0 | 0 | 0 | 0 | 0 | 0 | 0 | 0 | 0 | 0 | 0 | 0 | 0 | 0 | 0 | 0 | 0 | 0 | 0 | 0 | 0 | 0 | 0 | 0 | 0 | 0 | 0 | 0 | 0 | 0 | 0
0 | 0 | 0 | 0 | 0 | 0 | 0 | 0 | 0 | 0 | 0 | 0 | 0 | 0 | 0 | 0 | 0 | 0 | 0 | 0 | 0 | 0 | 0 | 0 | 0 | 0 | 0 | 0 | 0 | 0 | 0 | 0 | 0 | 0 | 0 | 0 | 0 | 0 | 0 | 0 | 0 | 0 | 0 | 0 | 0 | 0 | 0 | 0 | 0 | 0 | 0 | 0 | 0 | 0 | 0 | 0 | 0 | 0 | 0 | 0 | 0 | 0 | 0 | 0 | 0 | 0 | 0 | 0 | 0 | 0 | 0
0 | 0 | 0 | 0 | 0 | 0 | 0 | 0 | 0 | 0 | 0 | 0 | 0 | 0 | 0 | 0 | 0 | 0 | 0 | 0 | 0 | 0 | 0 | 0 | 0 | 0 | 0 | 0 | 0 | 0 | 0 | 0 | 0 | 0 | 0 | 0 | 0 | 0 | 0 | 0 | 0 | 0 | 0 | 0 | 0 | 0 | 0 | 0 | 0 | 0 | 0 | 0 | 0 | 0 | 0 | 0 | 0 | 0 | 0 | 0 | 0 | 0 | 0 | 0 | 0 | 0 | 0 | 0 | 0 | 0 | 0
0 | 0 | 0 | 0 | 0 | 0 | 0 | 0 | 0 | 0 | 0 | 0 | 0 | 0 | 0 | 0 | 0 | 0 | 0 | 0 | 0 | 0 | 0 | 0 | 0 | 0 | 0 | 0 | 0 | 0 | 0 | 0 | 0 | 0 | 0 | 0 | 0 | 0 | 0 | 0 | 0 | 0 | 0 | 0 | 0 | 0 | 0 | 0 | 0 | 0 | 0 | 0 | 0 | 0 | 0 | 0 | 0 | 0 | 0 | 0 | 0 | 0 | 0 | 0 | 0 | 0 | 0 | 0 | 0 | 0 | 0
0 | 0 | 0 | 0 | 0 | 0 | 0 | 0 | 0 | 0 | 0 | 0 | 0 | 0 | 0 | 0 | 0 | 0 | 0 | 0 | 0 | 0 | 0 | 0 | 0 | 0 | 0 | 0 | 0 | 0 | 0 | 0 | 0 | 0 | 0 | 0 | 0 | 0 | 0 | 0 | 0 | 0 | 0 | 0 | 0 | 0 | 0 | 0 | 0 | 0 | 0 | 0 | 0 | 0 | 0 | 0 | 0 | 0 | 0 | 0 | 0 | 0 | 0 | 0 | 0 | 0 | 0 | 0 | 0 | 0 | 0
0 | 0 | 0 | 0 | 0 | 0 | 0 | 0 | 0 | 0 | 0 | 0 | 0 | 0 | 0 | 0 | 0 | 0 | 0 | 0 | 0 | 0 | 0 | 0 | 0 | 0 | 0 | 0 | 0 | 0 | 0 | 0 | 0 | 0 | 0 | 0 | 0 | 0 | 0 | 0 | 0 | 0 | 0 | 0 | 0 | 0 | 0 | 0 | 0 | 0 | 0 | 0 | 0 | 0 | 0 | 0 | 0 | 0 | 0 | 0 | 0 | 0 | 0 | 0 | 0 | 0 | 0 | 0 | 0 | 0 | 0
0 | 0 | 0 | 0 | 0 | 0 | 0 | 0 | 0 | 0 | 0 | 0 | 0 | 0 | 0 | 0 | 0 | 0 | 0 | 0 | 0 | 0 | 0 | 0 | 0 | 0 | 0 | 0 | 0 | 0 | 0 | 0 | 0 | 0 | 0 | 0 | 0 | 0 | 0 | 0 | 0 | 0 | 0 | 0 | 0 | 0 | 0 | 0 | 0 | 0 | 0 | 0 | 0 | 0 | 0 | 0 | 0 | 0 | 0 | 0 | 0 | 0 | 0 | 0 | 0 | 0 | 0 | 0 | 0 | 0 | 0
0 | 0 | 0 | 0 | 0 | 0 | 0 | 0 | 0 | 0 | 0 | 0 | 0 | 0 | 0 | 0 | 0 | 0 | 0 | 0 | 0 | 0 | 0 | 0 | 0 | 0 | 0 | 0 | 0 | 0 | 0 | 0 | 0 | 0 | 0 | 0 | 0 | 0 | 0 | 0 | 0 | 0 | 0 | 0 | 0 | 0 | 0 | 0 | 0 | 0 | 0 | 0 | 0 | 0 | 0 | 0 | 0 | 0 | 0 | 0 | 0 | 0 | 0 | 0 | 0 | 0 | 0 | 0 | 0 | 0 | 0
0 | 0 | 0 | 0 | 0 | 0 | 0 | 0 | 0 | 0 | 0 | 0 | 0 | 0 | 0 | 0 | 0 | 0 | 0 | 0 | 0 | 0 | 0 | 0 | 0 | 0 | 0 | 0 | 0 | 0 | 0 | 0 | 0 | 0 | 0 | 0 | 0 | 0 | 0 | 0 | 0 | 0 | 0 | 0 | 0 | 0 | 0 | 0 | 0 | 0 | 0 | 0 | 0 | 0 | 0 | 0 | 0 | 0 | 0 | 0 | 0 | 0 | 0 | 0 | 0 | 0 | 0 | 0 | 0 | 0 | 0
0 | 0 | 0 | 0 | 0 | 0 | 0 | 0 | 0 | 0 | 0 | 0 | 0 | 0 | 0 | 0 | 0 | 0 | 0 | 0 | 0 | 0 | 0 | 0 | 0 | 0 | 0 | 0 | 0 | 0 | 0 | 0 | 0 | 0 | 0 | 0 | 0 | 0 | 0 | 0 | 0 | 0 | 0 | 0 | 0 | 0 | 0 | 0 | 0 | 0 | 0 | 0 | 0 | 0 | 0 | 0 | 0 | 0 | 0 | 0 | 0 | 0 | 0 | 0 | 0 | 0 | 0 | 0 | 0 | 0 | 0
0 | 0 | 0 | 0 | 0 | 0 | 0 | 0 | 0 | 0 | 0 | 0 | 0 | 0 | 0 | 0 | 0 | 0 | 0 | 0 | 0 | 0 | 0 | 0 | 0 | 0 | 0 | 0 | 0 | 0 | 0 | 0 | 0 | 0 | 0 | 0 | 0 | 0 | 0 | 0 | 0 | 0 | 0 | 0 | 0 | 0 | 0 | 0 | 0 | 0 | 0 | 0 | 0 | 0 | 0 | 0 | 0 | 0 | 0 | 0 | 0 | 0 | 0 | 0 | 0 | 0 | 0 | 0 | 0 | 0 | 0
0 | 0 | 0 | 0 | 0 | 0 | 0 | 0 | 0 | 0 | 0 | 0 | 0 | 0 | 0 | 0 | 0 | 0 | 0 | 0 | 0 | 0 | 0 | 0 | 0 | 0 | 0 | 0 | 0 | 0 | 0 | 0 | 0 | 0 | 0 | 0 | 0 | 0 | 0 | 0 | 0 | 0 | 0 | 0 | 0 | 0 | 0 | 0 | 0 | 0 | 0 | 0 | 0 | 0 | 0 | 0 | 0 | 0 | 0 | 0 | 0 | 0 | 0 | 0 | 0 | 0 | 0 | 0 | 0 | 0 | 0
0 | 0 | 0 | 0 | 0 | 0 | 0 | 0 | 0 | 0 | 0 | 0 | 0 | 0 | 0 | 0 | 0 | 0 | 0 | 0 | 0 | 0 | 0 | 0 | 0 | 0 | 0 | 0 | 0 | 0 | 0 | 0 | 0 | 0 | 0 | 0 | 0 | 0 | 0 | 0 | 0 | 0 | 0 | 0 | 0 | 0 | 0 | 0 | 0 | 0 | 0 | 0 | 0 | 0 | 0 | 0 | 0 | 0 | 0 | 0 | 0 | 0 | 0 | 0 | 0 | 0 | 0 | 0 | 0 | 0 | 0
0 | 0 | 0 | 0 | 0 | 0 | 0 | 0 | 0 | 0 | 0 | 0 | 0 | 0 | 0 | 0 | 0 | 0 | 0 | 0 | 0 | 0 | 0 | 0 | 0 | 0 | 0 | 0 | 0 | 0 | 0 | 0 | 0 | 0 | 0 | 0 | 0 | 0 | 0 | 0 | 0 | 0 | 0 | 0 | 0 | 0 | 0 | 0 | 0 | 0 | 0 | 0 | 0 | 0 | 0 | 0 | 0 | 0 | 0 | 0 | 0 | 0 | 0 | 0 | 0 | 0 | 0 | 0 | 0 | 0 | 0
0 | 0 | 0 | 0 | 0 | 0 | 0 | 0 | 0 | 0 | 0 | 0 | 0 | 0 | 0 | 0 | 0 | 0 | 0 | 0 | 0 | 0 | 0 | 0 | 0 | 0 | 0 | 0 | 0 | 0 | 0 | 0 | 0 | 0 | 0 | 0 | 0 | 0 | 0 | 0 | 0 | 0 | 0 | 0 | 0 | 0 | 0 | 0 | 0 | 0 | 0 | 0 | 0 | 0 | 0 | 0 | 0 | 0 | 0 | 0 | 0 | 0 | 0 | 0 | 0 | 0 | 0 | 0 | 0 | 0 | 0
0 | 0 | 0 | 0 | 0 | 0 | 0 | 0 | 0 | 0 | 0 | 0 | 0 | 0 | 0 | 0 | 0 | 0 | 0 | 0 | 0 | 0 | 0 | 0 | 0 | 0 | 0 | 0 | 0 | 0 | 0 | 0 | 0 | 0 | 0 | 0 | 0 | 0 | 0 | 0 | 0 | 0 | 0 | 0 | 0 | 0 | 0 | 0 | 0 | 0 | 0 | 0 | 0 | 0 | 0 | 0 | 0 | 0 | 0 | 0 | 0 | 0 | 0 | 0 | 0 | 0 | 0 | 0 | 0 | 0 | 0
0 | 0 | 0 | 0 | 0 | 0 | 0 | 0 | 0 | 0 | 0 | 0 | 0 | 0 | 0 | 0 | 0 | 0 | 0 | 0 | 0 | 0 | 0 | 0 | 0 | 0 | 0 | 0 | 0 | 0 | 0 | 0 | 0 | 0 | 0 | 0 | 0 | 0 | 0 | 0 | 0 | 0 | 0 | 0 | 0 | 0 | 0 | 0 | 0 | 0 | 0 | 0 | 0 | 0 | 0 | 0 | 0 | 0 | 0 | 0 | 0 | 0 | 0 | 0 | 0 | 0 | 0 | 0 | 0 | 0 | 0
0 | 0 | 0 | 0 | 0 | 0 | 0 | 0 | 0 | 0 | 0 | 0 | 0 | 0 | 0 | 0 | 0 | 0 | 0 | 0 | 0 | 0 | 0 | 0 | 0 | 0 | 0 | 0 | 0 | 0 | 0 | 0 | 0 | 0 | 0 | 0 | 0 | 0 | 0 | 0 | 0 | 0 | 0 | 0 | 0 | 0 | 0 | 0 | 0 | 0 | 0 | 0 | 0 | 0 | 0 | 0 | 0 | 0 | 0 | 0 | 0 | 0 | 0 | 0 | 0 | 0 | 0 | 0 | 0 | 0 | 0
0 | 0 | 0 | 0 | 0 | 0 | 0 | 0 | 0 | 0 | 0 | 0 | 0 | 0 | 0 | 0 | 0 | 0 | 0 | 0 | 0 | 0 | 0 | 0 | 0 | 0 | 0 | 0 | 0 | 0 | 0 | 0 | 0 | 0 | 0 | 0 | 0 | 0 | 0 | 0 | 0 | 0 | 0 | 0 | 0 | 0 | 0 | 0 | 0 | 0 | 0 | 0 | 0 | 0 | 0 | 0 | 0 | 0 | 0 | 0 | 0 | 0 | 0 | 0 | 0 | 0 | 0 | 0 | 0 | 0 | 0
0 | 0 | 0 | 0 | 0 | 0 | 0 | 0 | 0 | 0 | 0 | 0 | 0 | 0 | 0 | 0 | 0 | 0 | 0 | 0 | 0 | 0 | 0 | 0 | 0 | 0 | 0 | 0 | 0 | 0 | 0 | 0 | 0 | 0 | 0 | 0 | 0 | 0 | 0 | 0 | 0 | 0 | 0 | 0 | 0 | 0 | 0 | 0 | 0 | 0 | 0 | 0 | 0 | 0 | 0 | 0 | 0 | 0 | 0 | 0 | 0 | 0 | 0 | 0 | 0 | 0 | 0 | 0 | 0 | 0 | 0
0 | 0 | 0 | 0 | 0 | 0 | 0 | 0 | 0 | 0 | 0 | 0 | 0 | 0 | 0 | 0 | 0 | 0 | 0 | 0 | 0 | 0 | 0 | 0 | 0 | 0 | 0 | 0 | 0 | 0 | 0 | 0 | 0 | 0 | 0 | 0 | 0 | 0 | 0 | 0 | 0 | 0 | 0 | 0 | 0 | 0 | 0 | 0 | 0 | 0 | 0 | 0 | 0 | 0 | 0 | 0 | 0 | 0 | 0 | 0 | 0 | 0 | 0 | 0 | 0 | 0 | 0 | 0 | 0 | 0 | 0
0 | 0 | 0 | 0 | 0 | 0 | 0 | 0 | 0 | 0 | 0 | 0 | 0 | 0 | 0 | 0 | 0 | 0 | 0 | 0 | 0 | 0 | 0 | 0 | 0 | 0 | 0 | 0 | 0 | 0 | 0 | 0 | 0 | 0 | 0 | 0 | 0 | 0 | 0 | 0 | 0 | 0 | 0 | 0 | 0 | 0 | 0 | 0 | 0 | 0 | 0 | 0 | 0 | 0 | 0 | 0 | 0 | 0 | 0 | 0 | 0 | 0 | 0 | 0 | 0 | 0 | 0 | 0 | 0 | 0 | 0
0 | 0 | 0 | 0 | 0 | 0 | 0 | 0 | 0 | 0 | 0 | 0 | 0 | 0 | 0 | 0 | 0 | 0 | 0 | 0 | 0 | 0 | 0 | 0 | 0 | 0 | 0 | 0 | 0 | 0 | 0 | 0 | 0 | 0 | 0 | 0 | 0 | 0 | 0 | 0 | 0 | 0 | 0 | 0 | 0 | 0 | 0 | 0 | 0 | 0 | 0 | 0 | 0 | 0 | 0 | 0 | 0 | 0 | 0 | 0 | 0 | 0 | 0 | 0 | 0 | 0 | 0 | 0 | 0 | 0 | 0
0 | 0 | 0 | 0 | 0 | 0 | 0 | 0 | 0 | 0 | 0 | 0 | 0 | 0 | 0 | 0 | 0 | 0 | 0 | 0 | 0 | 0 | 0 | 0 | 0 | 0 | 0 | 0 | 0 | 0 | 0 | 0 | 0 | 0 | 0 | 0 | 0 | 0 | 0 | 0 | 0 | 0 | 0 | 0 | 0 | 0 | 0 | 0 | 0 | 0 | 0 | 0 | 0 | 0 | 0 | 0 | 0 | 0 | 0 | 0 | 0 | 0 | 0 | 0 | 0 | 0 | 0 | 0 | 0 | 0 | 0
0 | 0 | 0 | 0 | 0 | 0 | 0 | 0 | 0 | 0 | 0 | 0 | 0 | 0 | 0 | 0 | 0 | 0 | 0 | 0 | 0 | 0 | 0 | 0 | 0 | 0 | 0 | 0 | 0 | 0 | 0 | 0 | 0 | 0 | 0 | 0 | 0 | 0 | 0 | 0 | 0 | 0 | 0 | 0 | 0 | 0 | 0 | 0 | 0 | 0 | 0 | 0 | 0 | 0 | 0 | 0 | 0 | 0 | 0 | 0 | 0 | 0 | 0 | 0 | 0 | 0 | 0 | 0 | 0 | 0 | 0
0 | 0 | 0 | 0 | 0 | 0 | 0 | 0 | 0 | 0 | 0 | 0 | 0 | 0 | 0 | 0 | 0 | 0 | 0 | 0 | 0 | 0 | 0 | 0 | 0 | 0 | 0 | 0 | 0 | 0 | 0 | 0 | 0 | 0 | 0 | 0 | 0 | 0 | 0 | 0 | 0 | 0 | 0 | 0 | 0 | 0 | 0 | 0 | 0 | 0 | 0 | 0 | 0 | 0 | 0 | 0 | 0 | 0 | 0 | 0 | 0 | 0 | 0 | 0 | 0 | 0 | 0 | 0 | 0 | 0 | 0
0 | 0 | 0 | 0 | 0 | 0 | 0 | 0 | 0 | 0 | 0 | 0 | 0 | 0 | 0 | 0 | 0 | 0 | 0 | 0 | 0 | 0 | 0 | 0 | 0 | 0 | 0 | 0 | 0 | 0 | 0 | 0 | 0 | 0 | 0 | 0 | 0 | 0 | 0 | 0 | 0 | 0 | 0 | 0 | 0 | 0 | 0 | 0 | 0 | 0 | 0 | 0 | 0 | 0 | 0 | 0 | 0 | 0 | 0 | 0 | 0 | 0 | 0 | 0 | 0 | 0 | 0 | 0 | 0 | 0 | 0
0 | 0 | 0 | 0 | 0 | 0 | 0 | 0 | 0 | 0 | 0 | 0 | 0 | 0 | 0 | 0 | 0 | 0 | 0 | 0 | 0 | 0 | 0 | 0 | 0 | 0 | 0 | 0 | 0 | 0 | 0 | 0 | 0 | 0 | 0 | 0 | 0 | 0 | 0 | 0 | 0 | 0 | 0 | 0 | 0 | 0 | 0 | 0 | 0 | 0 | 0 | 0 | 0 | 0 | 0 | 0 | 0 | 0 | 0 | 0 | 0 | 0 | 0 | 0 | 0 | 0 | 0 | 0 | 0 | 0 | 0
0 | 0 | 0 | 0 | 0 | 0 | 0 | 0 | 0 | 0 | 0 | 0 | 0 | 0 | 0 | 0 | 0 | 0 | 0 | 0 | 0 | 0 | 0 | 0 | 0 | 0 | 0 | 0 | 0 | 0 | 0 | 0 | 0 | 0 | 0 | 0 | 0 | 0 | 0 | 0 | 0 | 0 | 0 | 0 | 0 | 0 | 0 | 0 | 0 | 0 | 0 | 0 | 0 | 0 | 0 | 0 | 0 | 0 | 0 | 0 | 0 | 0 | 0 | 0 | 0 | 0 | 0 | 0 | 0 | 0 | 0
0 | 0 | 0 | 0 | 0 | 0 | 0 | 0 | 0 | 0 | 0 | 0 | 0 | 0 | 0 | 0 | 0 | 0 | 0 | 0 | 0 | 0 | 0 | 0 | 0 | 0 | 0 | 0 | 0 | 0 | 0 | 0 | 0 | 0 | 0 | 0 | 0 | 0 | 0 | 0 | 0 | 0 | 0 | 0 | 0 | 0 | 0 | 0 | 0 | 0 | 0 | 0 | 0 | 0 | 0 | 0 | 0 | 0 | 0 | 0 | 0 | 0 | 0 | 0 | 0 | 0 | 0 | 0 | 0 | 0 | 0
0 | 0 | 0 | 0 | 0 | 0 | 0 | 0 | 0 | 0 | 0 | 0 | 0 | 0 | 0 | 0 | 0 | 0 | 0 | 0 | 0 | 0 | 0 | 0 | 0 | 0 | 0 | 0 | 0 | 0 | 0 | 0 | 0 | 0 | 0 | 0 | 0 | 0 | 0 | 0 | 0 | 0 | 0 | 0 | 0 | 0 | 0 | 0 | 0 | 0 | 0 | 0 | 0 | 0 | 0 | 0 | 0 | 0 | 0 | 0 | 0 | 0 | 0 | 0 | 0 | 0 | 0 | 0 | 0 | 0 | 0
0 | 0 | 0 | 0 | 0 | 0 | 0 | 0 | 0 | 0 | 0 | 0 | 0 | 0 | 0 | 0 | 0 | 0 | 0 | 0 | 0 | 0 | 0 | 0 | 0 | 0 | 0 | 0 | 0 | 0 | 0 | 0 | 0 | 0 | 0 | 0 | 0 | 0 | 0 | 0 | 0 | 0 | 0 | 0 | 0 | 0 | 0 | 0 | 0 | 0 | 0 | 0 | 0 | 0 | 0 | 0 | 0 | 0 | 0 | 0 | 0 | 0 | 0 | 0 | 0 | 0 | 0 | 0 | 0 | 0 | 0
0 | 0 | 0 | 0 | 0 | 0 | 0 | 0 | 0 | 0 | 0 | 0 | 0 | 0 | 0 | 0 | 0 | 0 | 0 | 0 | 0 | 0 | 0 | 0 | 0 | 0 | 0 | 0 | 0 | 0 | 0 | 0 | 0 | 0 | 0 | 0 | 0 | 0 | 0 | 0 | 0 | 0 | 0 | 0 | 0 | 0 | 0 | 0 | 0 | 0 | 0 | 0 | 0 | 0 | 0 | 0 | 0 | 0 | 0 | 0 | 0 | 0 | 0 | 0 | 0 | 0 | 0 | 0 | 0 | 0 | 0
0 | 0 | 0 | 0 | 0 | 0 | 0 | 0 | 0 | 0 | 0 | 0 | 0 | 0 | 0 | 0 | 0 | 0 | 0 | 0 | 0 | 0 | 0 | 0 | 0 | 0 | 0 | 0 | 0 | 0 | 0 | 0 | 0 | 0 | 0 | 0 | 0 | 0 | 0 | 0 | 0 | 0 | 0 | 0 | 0 | 0 | 0 | 0 | 0 | 0 | 0 | 0 | 0 | 0 | 0 | 0 | 0 | 0 | 0 | 0 | 0 | 0 | 0 | 0 | 0 | 0 | 0 | 0 | 0 | 0 | 0
0 | 0 | 0 | 0 | 0 | 0 | 0 | 0 | 0 | 0 | 0 | 0 | 0 | 0 | 0 | 0 | 0 | 0 | 0 | 0 | 0 | 0 | 0 | 0 | 0 | 0 | 0 | 0 | 0 | 0 | 0 | 0 | 0 | 0 | 0 | 0 | 0 | 0 | 0 | 0 | 0 | 0 | 0 | 0 | 0 | 0 | 0 | 0 | 0 | 0 | 0 | 0 | 0 | 0 | 0 | 0 | 0 | 0 | 0 | 0 | 0 | 0 | 0 | 0 | 0 | 0 | 0 | 0 | 0 | 0 | 0
0 | 0 | 0 | 0 | 0 | 0 | 0 | 0 | 0 | 0 | 0 | 0 | 0 | 0 | 0 | 0 | 0 | 0 | 0 | 0 | 0 | 0 | 0 | 0 | 0 | 0 | 0 | 0 | 0 | 0 | 0 | 0 | 0 | 0 | 0 | 0 | 0 | 0 | 0 | 0 | 0 | 0 | 0 | 0 | 0 | 0 | 0 | 0 | 0 | 0 | 0 | 0 | 0 | 0 | 0 | 0 | 0 | 0 | 0 | 0 | 0 | 0 | 0 | 0 | 0 | 0 | 0 | 0 | 0 | 0 | 0
0 | 0 | 0 | 0 | 0 | 0 | 0 | 0 | 0 | 0 | 0 | 0 | 0 | 0 | 0 | 0 | 0 | 0 | 0 | 0 | 0 | 0 | 0 | 0 | 0 | 0 | 0 | 0 | 0 | 0 | 0 | 0 | 0 | 0 | 0 | 0 | 0 | 0 | 0 | 0 | 0 | 0 | 0 | 0 | 0 | 0 | 0 | 0 | 0 | 0 | 0 | 0 | 0 | 0 | 0 | 0 | 0 | 0 | 0 | 0 | 0 | 0 | 0 | 0 | 0 | 0 | 0 | 0 | 0 | 0 | 0
0 | 0 | 0 | 0 | 0 | 0 | 0 | 0 | 0 | 0 | 0 | 0 | 0 | 0 | 0 | 0 | 0 | 0 | 0 | 0 | 0 | 0 | 0 | 0 | 0 | 0 | 0 | 0 | 0 | 0 | 0 | 0 | 0 | 0 | 0 | 0 | 0 | 0 | 0 | 0 | 0 | 0 | 0 | 0 | 0 | 0 | 0 | 0 | 0 | 0 | 0 | 0 | 0 | 0 | 0 | 0 | 0 | 0 | 0 | 0 | 0 | 0 | 0 | 0 | 0 | 0 | 0 | 0 | 0 | 0 | 0
0 | 0 | 0 | 0 | 0 | 0 | 0 | 0 | 0 | 0 | 0 | 0 | 0 | 0 | 0 | 0 | 0 | 0 | 0 | 0 | 0 | 0 | 0 | 0 | 0 | 0 | 0 | 0 | 0 | 0 | 0 | 0 | 0 | 0 | 0 | 0 | 0 | 0 | 0 | 0 | 0 | 0 | 0 | 0 | 0 | 0 | 0 | 0 | 0 | 0 | 0 | 0 | 0 | 0 | 0 | 0 | 0 | 0 | 0 | 0 | 0 | 0 | 0 | 0 | 0 | 0 | 0 | 0 | 0 | 0 | 0
0 | 0 | 0 | 0 | 0 | 0 | 0 | 0 | 0 | 0 | 0 | 0 | 0 | 0 | 0 | 0 | 0 | 0 | 0 | 0 | 0 | 0 | 0 | 0 | 0 | 0 | 0 | 0 | 0 | 0 | 0 | 0 | 0 | 0 | 0 | 0 | 0 | 0 | 0 | 0 | 0 | 0 | 0 | 0 | 0 | 0 | 0 | 0 | 0 | 0 | 0 | 0 | 0 | 0 | 0 | 0 | 0 | 0 | 0 | 0 | 0 | 0 | 0 | 0 | 0 | 0 | 0 | 0 | 0 | 0 | 0
0 | 0 | 0 | 0 | 0 | 0 | 0 | 0 | 0 | 0 | 0 | 0 | 0 | 0 | 0 | 0 | 0 | 0 | 0 | 0 | 0 | 0 | 0 | 0 | 0 | 0 | 0 | 0 | 0 | 0 | 0 | 0 | 0 | 0 | 0 | 0 | 0 | 0 | 0 | 0 | 0 | 0 | 0 | 0 | 0 | 0 | 0 | 0 | 0 | 0 | 0 | 0 | 0 | 0 | 0 | 0 | 0 | 0 | 0 | 0 | 0 | 0 | 0 | 0 | 0 | 0 | 0 | 0 | 0 | 0 | 0
0 | 0 | 0 | 0 | 0 | 0 | 0 | 0 | 0 | 0 | 0 | 0 | 0 | 0 | 0 | 0 | 0 | 0 | 0 | 0 | 0 | 0 | 0 | 0 | 0 | 0 | 0 | 0 | 0 | 0 | 0 | 0 | 0 | 0 | 0 | 0 | 0 | 0 | 0 | 0 | 0 | 0 | 0 | 0 | 0 | 0 | 0 | 0 | 0 | 0 | 0 | 0 | 0 | 0 | 0 | 0 | 0 | 0 | 0 | 0 | 0 | 0 | 0 | 0 | 0 | 0 | 0 | 0 | 0 | 0 | 0
0 | 0 | 0 | 0 | 0 | 0 | 0 | 0 | 0 | 0 | 0 | 0 | 0 | 0 | 0 | 0 | 0 | 0 | 0 | 0 | 0 | 0 | 0 | 0 | 0 | 0 | 0 | 0 | 0 | 0 | 0 | 0 | 0 | 0 | 0 | 0 | 0 | 0 | 0 | 0 | 0 | 0 | 0 | 0 | 0 | 0 | 0 | 0 | 0 | 0 | 0 | 0 | 0 | 0 | 0 | 0 | 0 | 0 | 0 | 0 | 0 | 0 | 0 | 0 | 0 | 0 | 0 | 0 | 0 | 0 | 0
0 | 0 | 0 | 0 | 0 | 0 | 0 | 0 | 0 | 0 | 0 | 0 | 0 | 0 | 0 | 0 | 0 | 0 | 0 | 0 | 0 | 0 | 0 | 0 | 0 | 0 | 0 | 0 | 0 | 0 | 0 | 0 | 0 | 0 | 0 | 0 | 0 | 0 | 0 | 0 | 0 | 0 | 0 | 0 | 0 | 0 | 0 | 0 | 0 | 0 | 0 | 0 | 0 | 0 | 0 | 0 | 0 | 0 | 0 | 0 | 0 | 0 | 0 | 0 | 0 | 0 | 0 | 0 | 0 | 0 | 0
0 | 0 | 0 | 0 | 0 | 0 | 0 | 0 | 0 | 0 | 0 | 0 | 0 | 0 | 0 | 0 | 0 | 0 | 0 | 0 | 0 | 0 | 0 | 0 | 0 | 0 | 0 | 0 | 0 | 0 | 0 | 0 | 0 | 0 | 0 | 0 | 0 | 0 | 0 | 0 | 0 | 0 | 0 | 0 | 0 | 0 | 0 | 0 | 0 | 0 | 0 | 0 | 0 | 0 | 0 | 0 | 0 | 0 | 0 | 0 | 0 | 0 | 0 | 0 | 0 | 0 | 0 | 0 | 0 | 0 | 0
0 | 0 | 0 | 0 | 0 | 0 | 0 | 0 | 0 | 0 | 0 | 0 | 0 | 0 | 0 | 0 | 0 | 0 | 0 | 0 | 0 | 0 | 0 | 0 | 0 | 0 | 0 | 0 | 0 | 0 | 0 | 0 | 0 | 0 | 0 | 0 | 0 | 0 | 0 | 0 | 0 | 0 | 0 | 0 | 0 | 0 | 0 | 0 | 0 | 0 | 0 | 0 | 0 | 0 | 0 | 0 | 0 | 0 | 0 | 0 | 0 | 0 | 0 | 0 | 0 | 0 | 0 | 0 | 0 | 0 | 0
0 | 0 | 0 | 0 | 0 | 0 | 0 | 0 | 0 | 0 | 0 | 0 | 0 | 0 | 0 | 0 | 0 | 0 | 0 | 0 | 0 | 0 | 0 | 0 | 0 | 0 | 0 | 0 | 0 | 0 | 0 | 0 | 0 | 0 | 0 | 0 | 0 | 0 | 0 | 0 | 0 | 0 | 0 | 0 | 0 | 0 | 0 | 0 | 0 | 0 | 0 | 0 | 0 | 0 | 0 | 0 | 0 | 0 | 0 | 0 | 0 | 0 | 0 | 0 | 0 | 0 | 0 | 0 | 0 | 0 | 0
0 | 0 | 0 | 0 | 0 | 0 | 0 | 0 | 0 | 0 | 0 | 0 | 0 | 0 | 0 | 0 | 0 | 0 | 0 | 0 | 0 | 0 | 0 | 0 | 0 | 0 | 0 | 0 | 0 | 0 | 0 | 0 | 0 | 0 | 0 | 0 | 0 | 0 | 0 | 0 | 0 | 0 | 0 | 0 | 0 | 0 | 0 | 0 | 0 | 0 | 0 | 0 | 0 | 0 | 0 | 0 | 0 | 0 | 0 | 0 | 0 | 0 | 0 | 0 | 0 | 0 | 0 | 0 | 0 | 0 | 0
0 | 0 | 0 | 0 | 0 | 0 | 0 | 0 | 0 | 0 | 0 | 0 | 0 | 0 | 0 | 0 | 0 | 0 | 0 | 0 | 0 | 0 | 0 | 0 | 0 | 0 | 0 | 0 | 0 | 0 | 0 | 0 | 0 | 0 | 0 | 0 | 0 | 0 | 0 | 0 | 0 | 0 | 0 | 0 | 0 | 0 | 0 | 0 | 0 | 0 | 0 | 0 | 0 | 0 | 0 | 0 | 0 | 0 | 0 | 0 | 0 | 0 | 0 | 0 | 0 | 0 | 0 | 0 | 0 | 0 | 0
0 | 0 | 0 | 0 | 0 | 0 | 0 | 0 | 0 | 0 | 0 | 0 | 0 | 0 | 0 | 0 | 0 | 0 | 0 | 0 | 0 | 0 | 0 | 0 | 0 | 0 | 0 | 0 | 0 | 0 | 0 | 0 | 0 | 0 | 0 | 0 | 0 | 0 | 0 | 0 | 0 | 0 | 0 | 0 | 0 | 0 | 0 | 0 | 0 | 0 | 0 | 0 | 0 | 0 | 0 | 0 | 0 | 0 | 0 | 0 | 0 | 0 | 0 | 0 | 0 | 0 | 0 | 0 | 0 | 0 | 0
0 | 0 | 0 | 0 | 0 | 0 | 0 | 0 | 0 | 0 | 0 | 0 | 0 | 0 | 0 | 0 | 0 | 0 | 0 | 0 | 0 | 0 | 0 | 0 | 0 | 0 | 0 | 0 | 0 | 0 | 0 | 0 | 0 | 0 | 0 | 0 | 0 | 0 | 0 | 0 | 0 | 0 | 0 | 0 | 0 | 0 | 0 | 0 | 0 | 0 | 0 | 0 | 0 | 0 | 0 | 0 | 0 | 0 | 0 | 0 | 0 | 0 | 0 | 0 | 0 | 0 | 0 | 0 | 0 | 0 | 0
0 | 0 | 0 | 0 | 0 | 0 | 0 | 0 | 0 | 0 | 0 | 0 | 0 | 0 | 0 | 0 | 0 | 0 | 0 | 0 | 0 | 0 | 0 | 0 | 0 | 0 | 0 | 0 | 0 | 0 | 0 | 0 | 0 | 0 | 0 | 0 | 0 | 0 | 0 | 0 | 0 | 0 | 0 | 0 | 0 | 0 | 0 | 0 | 0 | 0 | 0 | 0 | 0 | 0 | 0 | 0 | 0 | 0 | 0 | 0 | 0 | 0 | 0 | 0 | 0 | 0 | 0 | 0 | 0 | 0 | 0
0 | 0 | 0 | 0 | 0 | 0 | 0 | 0 | 0 | 0 | 0 | 0 | 0 | 0 | 0 | 0 | 0 | 0 | 0 | 0 | 0 | 0 | 0 | 0 | 0 | 0 | 0 | 0 | 0 | 0 | 0 | 0 | 0 | 0 | 0 | 0 | 0 | 0 | 0 | 0 | 0 | 0 | 0 | 0 | 0 | 0 | 0 | 0 | 0 | 0 | 0 | 0 | 0 | 0 | 0 | 0 | 0 | 0 | 0 | 0 | 0 | 0 | 0 | 0 | 0 | 0 | 0 | 0 | 0 | 0 | 0
0 | 0 | 0 | 0 | 0 | 0 | 0 | 0 | 0 | 0 | 0 | 0 | 0 | 0 | 0 | 0 | 0 | 0 | 0 | 0 | 0 | 0 | 0 | 0 | 0 | 0 | 0 | 0 | 0 | 0 | 0 | 0 | 0 | 0 | 0 | 0 | 0 | 0 | 0 | 0 | 0 | 0 | 0 | 0 | 0 | 0 | 0 | 0 | 0 | 0 | 0 | 0 | 0 | 0 | 0 | 0 | 0 | 0 | 0 | 0 | 0 | 0 | 0 | 0 | 0 | 0 | 0 | 0 | 0 | 0 | 0
0 | 0 | 0 | 0 | 0 | 0 | 0 | 0 | 0 | 0 | 0 | 0 | 0 | 0 | 0 | 0 | 0 | 0 | 0 | 0 | 0 | 0 | 0 | 0 | 0 | 0 | 0 | 0 | 0 | 0 | 0 | 0 | 0 | 0 | 0 | 0 | 0 | 0 | 0 | 0 | 0 | 0 | 0 | 0 | 0 | 0 | 0 | 0 | 0 | 0 | 0 | 0 | 0 | 0 | 0 | 0 | 0 | 0 | 0 | 0 | 0 | 0 | 0 | 0 | 0 | 0 | 0 | 0 | 0 | 0 | 0
0 | 0 | 0 | 0 | 0 | 0 | 0 | 0 | 0 | 0 | 0 | 0 | 0 | 0 | 0 | 0 | 0 | 0 | 0 | 0 | 0 | 0 | 0 | 0 | 0 | 0 | 0 | 0 | 0 | 0 | 0 | 0 | 0 | 0 | 0 | 0 | 0 | 0 | 0 | 0 | 0 | 0 | 0 | 0 | 0 | 0 | 0 | 0 | 0 | 0 | 0 | 0 | 0 | 0 | 0 | 0 | 0 | 0 | 0 | 0 | 0 | 0 | 0 | 0 | 0 | 0 | 0 | 0 | 0 | 0 | 0
0 | 0 | 0 | 0 | 0 | 0 | 0 | 0 | 0 | 0 | 0 | 0 | 0 | 0 | 0 | 0 | 0 | 0 | 0 | 0 | 0 | 0 | 0 | 0 | 0 | 0 | 0 | 0 | 0 | 0 | 0 | 0 | 0 | 0 | 0 | 0 | 0 | 0 | 0 | 0 | 0 | 0 | 0 | 0 | 0 | 0 | 0 | 0 | 0 | 0 | 0 | 0 | 0 | 0 | 0 | 0 | 0 | 0 | 0 | 0 | 0 | 0 | 0 | 0 | 0 | 0 | 0 | 0 | 0 | 0 | 0
0 | 0 | 0 | 0 | 0 | 0 | 0 | 0 | 0 | 0 | 0 | 0 | 0 | 0 | 0 | 0 | 0 | 0 | 0 | 0 | 0 | 0 | 0 | 0 | 0 | 0 | 0 | 0 | 0 | 0 | 0 | 0 | 0 | 0 | 0 | 0 | 0 | 0 | 0 | 0 | 0 | 0 | 0 | 0 | 0 | 0 | 0 | 0 | 0 | 0 | 0 | 0 | 0 | 0 | 0 | 0 | 0 | 0 | 0 | 0 | 0 | 0 | 0 | 0 | 0 | 0 | 0 | 0 | 0 | 0 | 0
0 | 0 | 0 | 0 | 0 | 0 | 0 | 0 | 0 | 0 | 0 | 0 | 0 | 0 | 0 | 0 | 0 | 0 | 0 | 0 | 0 | 0 | 0 | 0 | 0 | 0 | 0 | 0 | 0 | 0 | 0 | 0 | 0 | 0 | 0 | 0 | 0 | 0 | 0 | 0 | 0 | 0 | 0 | 0 | 0 | 0 | 0 | 0 | 0 | 0 | 0 | 0 | 0 | 0 | 0 | 0 | 0 | 0 | 0 | 0 | 0 | 0 | 0 | 0 | 0 | 0 | 0 | 0 | 0 | 0 | 0
0 | 0 | 0 | 0 | 0 | 0 | 0 | 0 | 0 | 0 | 0 | 0 | 0 | 0 | 0 | 0 | 0 | 0 | 0 | 0 | 0 | 0 | 0 | 0 | 0 | 0 | 0 | 0 | 0 | 0 | 0 | 0 | 0 | 0 | 0 | 0 | 0 | 0 | 0 | 0 | 0 | 0 | 0 | 0 | 0 | 0 | 0 | 0 | 0 | 0 | 0 | 0 | 0 | 0 | 0 | 0 | 0 | 0 | 0 | 0 | 0 | 0 | 0 | 0 | 0 | 0 | 0 | 0 | 0 | 0 | 0
0 | 0 | 0 | 0 | 0 | 0 | 0 | 0 | 0 | 0 | 0 | 0 | 0 | 0 | 0 | 0 | 0 | 0 | 0 | 0 | 0 | 0 | 0 | 0 | 0 | 0 | 0 | 0 | 0 | 0 | 0 | 0 | 0 | 0 | 0 | 0 | 0 | 0 | 0 | 0 | 0 | 0 | 0 | 0 | 0 | 0 | 0 | 0 | 0 | 0 | 0 | 0 | 0 | 0 | 0 | 0 | 0 | 0 | 0 | 0 | 0 | 0 | 0 | 0 | 0 | 0 | 0 | 0 | 0 | 0 | 0
0 | 0 | 0 | 0 | 0 | 0 | 0 | 0 | 0 | 0 | 0 | 0 | 0 | 0 | 0 | 0 | 0 | 0 | 0 | 0 | 0 | 0 | 0 | 0 | 0 | 0 | 0 | 0 | 0 | 0 | 0 | 0 | 0 | 0 | 0 | 0 | 0 | 0 | 0 | 0 | 0 | 0 | 0 | 0 | 0 | 0 | 0 | 0 | 0 | 0 | 0 | 0 | 0 | 0 | 0 | 0 | 0 | 0 | 0 | 0 | 0 | 0 | 0 | 0 | 0 | 0 | 0 | 0 | 0 | 0 | 0
0 | 0 | 0 | 0 | 0 | 0 | 0 | 0 | 0 | 0 | 0 | 0 | 0 | 0 | 0 | 0 | 0 | 0 | 0 | 0 | 0 | 0 | 0 | 0 | 0 | 0 | 0 | 0 | 0 | 0 | 0 | 0 | 0 | 0 | 0 | 0 | 0 | 0 | 0 | 0 | 0 | 0 | 0 | 0 | 0 | 0 | 0 | 0 | 0 | 0 | 0 | 0 | 0 | 0 | 0 | 0 | 0 | 0 | 0 | 0 | 0 | 0 | 0 | 0 | 0 | 0 | 0 | 0 | 0 | 0 | 0
0 | 0 | 0 | 0 | 0 | 0 | 0 | 0 | 0 | 0 | 0 | 0 | 0 | 0 | 0 | 0 | 0 | 0 | 0 | 0 | 0 | 0 | 0 | 0 | 0 | 0 | 0 | 0 | 0 | 0 | 0 | 0 | 0 | 0 | 0 | 0 | 0 | 0 | 0 | 0 | 0 | 0 | 0 | 0 | 0 | 0 | 0 | 0 | 0 | 0 | 0 | 0 | 0 | 0 | 0 | 0 | 0 | 0 | 0 | 0 | 0 | 0 | 0 | 0 | 0 | 0 | 0 | 0 | 0 | 0 | 0
0 | 0 | 0 | 0 | 0 | 0 | 0 | 0 | 0 | 0 | 0 | 0 | 0 | 0 | 0 | 0 | 0 | 0 | 0 | 0 | 0 | 0 | 0 | 0 | 0 | 0 | 0 | 0 | 0 | 0 | 0 | 0 | 0 | 0 | 0 | 0 | 0 | 0 | 0 | 0 | 0 | 0 | 0 | 0 | 0 | 0 | 0 | 0 | 0 | 0 | 0 | 0 | 0 | 0 | 0 | 0 | 0 | 0 | 0 | 0 | 0 | 0 | 0 | 0 | 0 | 0 | 0 | 0 | 0 | 0 | 0
0 | 0 | 0 | 0 | 0 | 0 | 0 | 0 | 0 | 0 | 0 | 0 | 0 | 0 | 0 | 0 | 0 | 0 | 0 | 0 | 0 | 0 | 0 | 0 | 0 | 0 | 0 | 0 | 0 | 0 | 0 | 0 | 0 | 0 | 0 | 0 | 0 | 0 | 0 | 0 | 0 | 0 | 0 | 0 | 0 | 0 | 0 | 0 | 0 | 0 | 0 | 0 | 0 | 0 | 0 | 0 | 0 | 0 | 0 | 0 | 0 | 0 | 0 | 0 | 0 | 0 | 0 | 0 | 0 | 0 | 0
0 | 0 | 0 | 0 | 0 | 0 | 0 | 0 | 0 | 0 | 0 | 0 | 0 | 0 | 0 | 0 | 0 | 0 | 0 | 0 | 0 | 0 | 0 | 0 | 0 | 0 | 0 | 0 | 0 | 0 | 0 | 0 | 0 | 0 | 0 | 0 | 0 | 0 | 0 | 0 | 0 | 0 | 0 | 0 | 0 | 0 | 0 | 0 | 0 | 0 | 0 | 0 | 0 | 0 | 0 | 0 | 0 | 0 | 0 | 0 | 0 | 0 | 0 | 0 | 0 | 0 | 0 | 0 | 0 | 0 | 0
0 | 0 | 0 | 0 | 0 | 0 | 0 | 0 | 0 | 0 | 0 | 0 | 0 | 0 | 0 | 0 | 0 | 0 | 0 | 0 | 0 | 0 | 0 | 0 | 0 | 0 | 0 | 0 | 0 | 0 | 0 | 0 | 0 | 0 | 0 | 0 | 0 | 0 | 0 | 0 | 0 | 0 | 0 | 0 | 0 | 0 | 0 | 0 | 0 | 0 | 0 | 0 | 0 | 0 | 0 | 0 | 0 | 0 | 0 | 0 | 0 | 0 | 0 | 0 | 0 | 0 | 0 | 0 | 0 | 0 | 0
0 | 0 | 0 | 0 | 0 | 0 | 0 | 0 | 0 | 0 | 0 | 0 | 0 | 0 | 0 | 0 | 0 | 0 | 0 | 0 | 0 | 0 | 0 | 0 | 0 | 0 | 0 | 0 | 0 | 0 | 0 | 0 | 0 | 0 | 0 | 0 | 0 | 0 | 0 | 0 | 0 | 0 | 0 | 0 | 0 | 0 | 0 | 0 | 0 | 0 | 0 | 0 | 0 | 0 | 0 | 0 | 0 | 0 | 0 | 0 | 0 | 0 | 0 | 0 | 0 | 0 | 0 | 0 | 0 | 0 | 0
0 | 0 | 0 | 0 | 0 | 0 | 0 | 0 | 0 | 0 | 0 | 0 | 0 | 0 | 0 | 0 | 0 | 0 | 0 | 0 | 0 | 0 | 0 | 0 | 0 | 0 | 0 | 0 | 0 | 0 | 0 | 0 | 0 | 0 | 0 | 0 | 0 | 0 | 0 | 0 | 0 | 0 | 0 | 0 | 0 | 0 | 0 | 0 | 0 | 0 | 0 | 0 | 0 | 0 | 0 | 0 | 0 | 0 | 0 | 0 | 0 | 0 | 0 | 0 | 0 | 0 | 0 | 0 | 0 | 0 | 0
0 | 0 | 0 | 0 | 0 | 0 | 0 | 0 | 0 | 0 | 0 | 0 | 0 | 0 | 0 | 0 | 0 | 0 | 0 | 0 | 0 | 0 | 0 | 0 | 0 | 0 | 0 | 0 | 0 | 0 | 0 | 0 | 0 | 0 | 0 | 0 | 0 | 0 | 0 | 0 | 0 | 0 | 0 | 0 | 0 | 0 | 0 | 0 | 0 | 0 | 0 | 0 | 0 | 0 | 0 | 0 | 0 | 0 | 0 | 0 | 0 | 0 | 0 | 0 | 0 | 0 | 0 | 0 | 0 | 0 | 0
0 | 0 | 0 | 0 | 0 | 0 | 0 | 0 | 0 | 0 | 0 | 0 | 0 | 0 | 0 | 0 | 0 | 0 | 0 | 0 | 0 | 0 | 0 | 0 | 0 | 0 | 0 | 0 | 0 | 0 | 0 | 0 | 0 | 0 | 0 | 0 | 0 | 0 | 0 | 0 | 0 | 0 | 0 | 0 | 0 | 0 | 0 | 0 | 0 | 0 | 0 | 0 | 0 | 0 | 0 | 0 | 0 | 0 | 0 | 0 | 0 | 0 | 0 | 0 | 0 | 0 | 0 | 0 | 0 | 0 | 0
0 | 0 | 0 | 0 | 0 | 0 | 0 | 0 | 0 | 0 | 0 | 0 | 0 | 0 | 0 | 0 | 0 | 0 | 0 | 0 | 0 | 0 | 0 | 0 | 0 | 0 | 0 | 0 | 0 | 0 | 0 | 0 | 0 | 0 | 0 | 0 | 0 | 0 | 0 | 0 | 0 | 0 | 0 | 0 | 0 | 0 | 0 | 0 | 0 | 0 | 0 | 0 | 0 | 0 | 0 | 0 | 0 | 0 | 0 | 0 | 0 | 0 | 0 | 0 | 0 | 0 | 0 | 0 | 0 | 0 | 0
0 | 0 | 0 | 0 | 0 | 0 | 0 | 0 | 0 | 0 | 0 | 0 | 0 | 0 | 0 | 0 | 0 | 0 | 0 | 0 | 0 | 0 | 0 | 0 | 0 | 0 | 0 | 0 | 0 | 0 | 0 | 0 | 0 | 0 | 0 | 0 | 0 | 0 | 0 | 0 | 0 | 0 | 0 | 0 | 0 | 0 | 0 | 0 | 0 | 0 | 0 | 0 | 0 | 0 | 0 | 0 | 0 | 0 | 0 | 0 | 0 | 0 | 0 | 0 | 0 | 0 | 0 | 0 | 0 | 0 | 0
0 | 0 | 0 | 0 | 0 | 0 | 0 | 0 | 0 | 0 | 0 | 0 | 0 | 0 | 0 | 0 | 0 | 0 | 0 | 0 | 0 | 0 | 0 | 0 | 0 | 0 | 0 | 0 | 0 | 0 | 0 | 0 | 0 | 0 | 0 | 0 | 0 | 0 | 0 | 0 | 0 | 0 | 0 | 0 | 0 | 0 | 0 | 0 | 0 | 0 | 0 | 0 | 0 | 0 | 0 | 0 | 0 | 0 | 0 | 0 | 0 | 0 | 0 | 0 | 0 | 0 | 0 | 0 | 0 | 0 | 0
0 | 0 | 0 | 0 | 0 | 0 | 0 | 0 | 0 | 0 | 0 | 0 | 0 | 0 | 0 | 0 | 0 | 0 | 0 | 0 | 0 | 0 | 0 | 0 | 0 | 0 | 0 | 0 | 0 | 0 | 0 | 0 | 0 | 0 | 0 | 0 | 0 | 0 | 0 | 0 | 0 | 0 | 0 | 0 | 0 | 0 | 0 | 0 | 0 | 0 | 0 | 0 | 0 | 0 | 0 | 0 | 0 | 0 | 0 | 0 | 0 | 0 | 0 | 0 | 0 | 0 | 0 | 0 | 0 | 0 | 0
0 | 0 | 0 | 0 | 0 | 0 | 0 | 0 | 0 | 0 | 0 | 0 | 0 | 0 | 0 | 0 | 0 | 0 | 0 | 0 | 0 | 0 | 0 | 0 | 0 | 0 | 0 | 0 | 0 | 0 | 0 | 0 | 0 | 0 | 0 | 0 | 0 | 0 | 0 | 0 | 0 | 0 | 0 | 0 | 0 | 0 | 0 | 0 | 0 | 0 | 0 | 0 | 0 | 0 | 0 | 0 | 0 | 0 | 0 | 0 | 0 | 0 | 0 | 0 | 0 | 0 | 0 | 0 | 0 | 0 | 0
0 | 0 | 0 | 0 | 0 | 0 | 0 | 0 | 0 | 0 | 0 | 0 | 0 | 0 | 0 | 0 | 0 | 0 | 0 | 0 | 0 | 0 | 0 | 0 | 0 | 0 | 0 | 0 | 0 | 0 | 0 | 0 | 0 | 0 | 0 | 0 | 0 | 0 | 0 | 0 | 0 | 0 | 0 | 0 | 0 | 0 | 0 | 0 | 0 | 0 | 0 | 0 | 0 | 0 | 0 | 0 | 0 | 0 | 0 | 0 | 0 | 0 | 0 | 0 | 0 | 0 | 0 | 0 | 0 | 0 | 0
0 | 0 | 0 | 0 | 0 | 0 | 0 | 0 | 0 | 0 | 0 | 0 | 0 | 0 | 0 | 0 | 0 | 0 | 0 | 0 | 0 | 0 | 0 | 0 | 0 | 0 | 0 | 0 | 0 | 0 | 0 | 0 | 0 | 0 | 0 | 0 | 0 | 0 | 0 | 0 | 0 | 0 | 0 | 0 | 0 | 0 | 0 | 0 | 0 | 0 | 0 | 0 | 0 | 0 | 0 | 0 | 0 | 0 | 0 | 0 | 0 | 0 | 0 | 0 | 0 | 0 | 0 | 0 | 0 | 0 | 0
0 | 0 | 0 | 0 | 0 | 0 | 0 | 0 | 0 | 0 | 0 | 0 | 0 | 0 | 0 | 0 | 0 | 0 | 0 | 0 | 0 | 0 | 0 | 0 | 0 | 0 | 0 | 0 | 0 | 0 | 0 | 0 | 0 | 0 | 0 | 0 | 0 | 0 | 0 | 0 | 0 | 0 | 0 | 0 | 0 | 0 | 0 | 0 | 0 | 0 | 0 | 0 | 0 | 0 | 0 | 0 | 0 | 0 | 0 | 0 | 0 | 0 | 0 | 0 | 0 | 0 | 0 | 0 | 0 | 0 | 0
0 | 0 | 0 | 0 | 0 | 0 | 0 | 0 | 0 | 0 | 0 | 0 | 0 | 0 | 0 | 0 | 0 | 0 | 0 | 0 | 0 | 0 | 0 | 0 | 0 | 0 | 0 | 0 | 0 | 0 | 0 | 0 | 0 | 0 | 0 | 0 | 0 | 0 | 0 | 0 | 0 | 0 | 0 | 0 | 0 | 0 | 0 | 0 | 0 | 0 | 0 | 0 | 0 | 0 | 0 | 0 | 0 | 0 | 0 | 0 | 0 | 0 | 0 | 0 | 0 | 0 | 0 | 0 | 0 | 0 | 0
0 | 0 | 0 | 0 | 0 | 0 | 0 | 0 | 0 | 0 | 0 | 0 | 0 | 0 | 0 | 0 | 0 | 0 | 0 | 0 | 0 | 0 | 0 | 0 | 0 | 0 | 0 | 0 | 0 | 0 | 0 | 0 | 0 | 0 | 0 | 0 | 0 | 0 | 0 | 0 | 0 | 0 | 0 | 0 | 0 | 0 | 0 | 0 | 0 | 0 | 0 | 0 | 0 | 0 | 0 | 0 | 0 | 0 | 0 | 0 | 0 | 0 | 0 | 0 | 0 | 0 | 0 | 0 | 0 | 0 | 0
0 | 0 | 0 | 0 | 0 | 0 | 0 | 0 | 0 | 0 | 0 | 0 | 0 | 0 | 0 | 0 | 0 | 0 | 0 | 0 | 0 | 0 | 0 | 0 | 0 | 0 | 0 | 0 | 0 | 0 | 0 | 0 | 0 | 0 | 0 | 0 | 0 | 0 | 0 | 0 | 0 | 0 | 0 | 0 | 0 | 0 | 0 | 0 | 0 | 0 | 0 | 0 | 0 | 0 | 0 | 0 | 0 | 0 | 0 | 0 | 0 | 0 | 0 | 0 | 0 | 0 | 0 | 0 | 0 | 0 | 0
0 | 0 | 0 | 0 | 0 | 0 | 0 | 0 | 0 | 0 | 0 | 0 | 0 | 0 | 0 | 0 | 0 | 0 | 0 | 0 | 0 | 0 | 0 | 0 | 0 | 0 | 0 | 0 | 0 | 0 | 0 | 0 | 0 | 0 | 0 | 0 | 0 | 0 | 0 | 0 | 0 | 0 | 0 | 0 | 0 | 0 | 0 | 0 | 0 | 0 | 0 | 0 | 0 | 0 | 0 | 0 | 0 | 0 | 0 | 0 | 0 | 0 | 0 | 0 | 0 | 0 | 0 | 0 | 0 | 0 | 0
0 | 0 | 0 | 0 | 0 | 0 | 0 | 0 | 0 | 0 | 0 | 0 | 0 | 0 | 0 | 0 | 0 | 0 | 0 | 0 | 0 | 0 | 0 | 0 | 0 | 0 | 0 | 0 | 0 | 0 | 0 | 0 | 0 | 0 | 0 | 0 | 0 | 0 | 0 | 0 | 0 | 0 | 0 | 0 | 0 | 0 | 0 | 0 | 0 | 0 | 0 | 0 | 0 | 0 | 0 | 0 | 0 | 0 | 0 | 0 | 0 | 0 | 0 | 0 | 0 | 0 | 0 | 0 | 0 | 0 | 0
0 | 0 | 0 | 0 | 0 | 0 | 0 | 0 | 0 | 0 | 0 | 0 | 0 | 0 | 0 | 0 | 0 | 0 | 0 | 0 | 0 | 0 | 0 | 0 | 0 | 0 | 0 | 0 | 0 | 0 | 0 | 0 | 0 | 0 | 0 | 0 | 0 | 0 | 0 | 0 | 0 | 0 | 0 | 0 | 0 | 0 | 0 | 0 | 0 | 0 | 0 | 0 | 0 | 0 | 0 | 0 | 0 | 0 | 0 | 0 | 0 | 0 | 0 | 0 | 0 | 0 | 0 | 0 | 0 | 0 | 0
0 | 0 | 0 | 0 | 0 | 0 | 0 | 0 | 0 | 0 | 0 | 0 | 0 | 0 | 0 | 0 | 0 | 0 | 0 | 0 | 0 | 0 | 0 | 0 | 0 | 0 | 0 | 0 | 0 | 0 | 0 | 0 | 0 | 0 | 0 | 0 | 0 | 0 | 0 | 0 | 0 | 0 | 0 | 0 | 0 | 0 | 0 | 0 | 0 | 0 | 0 | 0 | 0 | 0 | 0 | 0 | 0 | 0 | 0 | 0 | 0 | 0 | 0 | 0 | 0 | 0 | 0 | 0 | 0 | 0 | 0
0 | 0 | 0 | 0 | 0 | 0 | 0 | 0 | 0 | 0 | 0 | 0 | 0 | 0 | 0 | 0 | 0 | 0 | 0 | 0 | 0 | 0 | 0 | 0 | 0 | 0 | 0 | 0 | 0 | 0 | 0 | 0 | 0 | 0 | 0 | 0 | 0 | 0 | 0 | 0 | 0 | 0 | 0 | 0 | 0 | 0 | 0 | 0 | 0 | 0 | 0 | 0 | 0 | 0 | 0 | 0 | 0 | 0 | 0 | 0 | 0 | 0 | 0 | 0 | 0 | 0 | 0 | 0 | 0 | 0 | 0
0 | 0 | 0 | 0 | 0 | 0 | 0 | 0 | 0 | 0 | 0 | 0 | 0 | 0 | 0 | 0 | 0 | 0 | 0 | 0 | 0 | 0 | 0 | 0 | 0 | 0 | 0 | 0 | 0 | 0 | 0 | 0 | 0 | 0 | 0 | 0 | 0 | 0 | 0 | 0 | 0 | 0 | 0 | 0 | 0 | 0 | 0 | 0 | 0 | 0 | 0 | 0 | 0 | 0 | 0 | 0 | 0 | 0 | 0 | 0 | 0 | 0 | 0 | 0 | 0 | 0 | 0 | 0 | 0 | 0 | 0
0 | 0 | 0 | 0 | 0 | 0 | 0 | 0 | 0 | 0 | 0 | 0 | 0 | 0 | 0 | 0 | 0 | 0 | 0 | 0 | 0 | 0 | 0 | 0 | 0 | 0 | 0 | 0 | 0 | 0 | 0 | 0 | 0 | 0 | 0 | 0 | 0 | 0 | 0 | 0 | 0 | 0 | 0 | 0 | 0 | 0 | 0 | 0 | 0 | 0 | 0 | 0 | 0 | 0 | 0 | 0 | 0 | 0 | 0 | 0 | 0 | 0 | 0 | 0 | 0 | 0 | 0 | 0 | 0 | 0 | 0
0 | 0 | 0 | 0 | 0 | 0 | 0 | 0 | 0 | 0 | 0 | 0 | 0 | 0 | 0 | 0 | 0 | 0 | 0 | 0 | 0 | 0 | 0 | 0 | 0 | 0 | 0 | 0 | 0 | 0 | 0 | 0 | 0 | 0 | 0 | 0 | 0 | 0 | 0 | 0 | 0 | 0 | 0 | 0 | 0 | 0 | 0 | 0 | 0 | 0 | 0 | 0 | 0 | 0 | 0 | 0 | 0 | 0 | 0 | 0 | 0 | 0 | 0 | 0 | 0 | 0 | 0 | 0 | 0 | 0 | 0
0 | 0 | 0 | 0 | 0 | 0 | 0 | 0 | 0 | 0 | 0 | 0 | 0 | 0 | 0 | 0 | 0 | 0 | 0 | 0 | 0 | 0 | 0 | 0 | 0 | 0 | 0 | 0 | 0 | 0 | 0 | 0 | 0 | 0 | 0 | 0 | 0 | 0 | 0 | 0 | 0 | 0 | 0 | 0 | 0 | 0 | 0 | 0 | 0 | 0 | 0 | 0 | 0 | 0 | 0 | 0 | 0 | 0 | 0 | 0 | 0 | 0 | 0 | 0 | 0 | 0 | 0 | 0 | 0 | 0 | 0
0 | 0 | 0 | 0 | 0 | 0 | 0 | 0 | 0 | 0 | 0 | 0 | 0 | 0 | 0 | 0 | 0 | 0 | 0 | 0 | 0 | 0 | 0 | 0 | 0 | 0 | 0 | 0 | 0 | 0 | 0 | 0 | 0 | 0 | 0 | 0 | 0 | 0 | 0 | 0 | 0 | 0 | 0 | 0 | 0 | 0 | 0 | 0 | 0 | 0 | 0 | 0 | 0 | 0 | 0 | 0 | 0 | 0 | 0 | 0 | 0 | 0 | 0 | 0 | 0 | 0 | 0 | 0 | 0 | 0 | 0
0 | 0 | 0 | 0 | 0 | 0 | 0 | 0 | 0 | 0 | 0 | 0 | 0 | 0 | 0 | 0 | 0 | 0 | 0 | 0 | 0 | 0 | 0 | 0 | 0 | 0 | 0 | 0 | 0 | 0 | 0 | 0 | 0 | 0 | 0 | 0 | 0 | 0 | 0 | 0 | 0 | 0 | 0 | 0 | 0 | 0 | 0 | 0 | 0 | 0 | 0 | 0 | 0 | 0 | 0 | 0 | 0 | 0 | 0 | 0 | 0 | 0 | 0 | 0 | 0 | 0 | 0 | 0 | 0 | 0 | 0
0 | 0 | 0 | 0 | 0 | 0 | 0 | 0 | 0 | 0 | 0 | 0 | 0 | 0 | 0 | 0 | 0 | 0 | 0 | 0 | 0 | 0 | 0 | 0 | 0 | 0 | 0 | 0 | 0 | 0 | 0 | 0 | 0 | 0 | 0 | 0 | 0 | 0 | 0 | 0 | 0 | 0 | 0 | 0 | 0 | 0 | 0 | 0 | 0 | 0 | 0 | 0 | 0 | 0 | 0 | 0 | 0 | 0 | 0 | 0 | 0 | 0 | 0 | 0 | 0 | 0 | 0 | 0 | 0 | 0 | 0
0 | 0 | 0 | 0 | 0 | 0 | 0 | 0 | 0 | 0 | 0 | 0 | 0 | 0 | 0 | 0 | 0 | 0 | 0 | 0 | 0 | 0 | 0 | 0 | 0 | 0 | 0 | 0 | 0 | 0 | 0 | 0 | 0 | 0 | 0 | 0 | 0 | 0 | 0 | 0 | 0 | 0 | 0 | 0 | 0 | 0 | 0 | 0 | 0 | 0 | 0 | 0 | 0 | 0 | 0 | 0 | 0 | 0 | 0 | 0 | 0 | 0 | 0 | 0 | 0 | 0 | 0 | 0 | 0 | 0 | 0
0 | 0 | 0 | 0 | 0 | 0 | 0 | 0 | 0 | 0 | 0 | 0 | 0 | 0 | 0 | 0 | 0 | 0 | 0 | 0 | 0 | 0 | 0 | 0 | 0 | 0 | 0 | 0 | 0 | 0 | 0 | 0 | 0 | 0 | 0 | 0 | 0 | 0 | 0 | 0 | 0 | 0 | 0 | 0 | 0 | 0 | 0 | 0 | 0 | 0 | 0 | 0 | 0 | 0 | 0 | 0 | 0 | 0 | 0 | 0 | 0 | 0 | 0 | 0 | 0 | 0 | 0 | 0 | 0 | 0 | 0
0 | 0 | 0 | 0 | 0 | 0 | 0 | 0 | 0 | 0 | 0 | 0 | 0 | 0 | 0 | 0 | 0 | 0 | 0 | 0 | 0 | 0 | 0 | 0 | 0 | 0 | 0 | 0 | 0 | 0 | 0 | 0 | 0 | 0 | 0 | 0 | 0 | 0 | 0 | 0 | 0 | 0 | 0 | 0 | 0 | 0 | 0 | 0 | 0 | 0 | 0 | 0 | 0 | 0 | 0 | 0 | 0 | 0 | 0 | 0 | 0 | 0 | 0 | 0 | 0 | 0 | 0 | 0 | 0 | 0 | 0
0 | 0 | 0 | 0 | 0 | 0 | 0 | 0 | 0 | 0 | 0 | 0 | 0 | 0 | 0 | 0 | 0 | 0 | 0 | 0 | 0 | 0 | 0 | 0 | 0 | 0 | 0 | 0 | 0 | 0 | 0 | 0 | 0 | 0 | 0 | 0 | 0 | 0 | 0 | 0 | 0 | 0 | 0 | 0 | 0 | 0 | 0 | 0 | 0 | 0 | 0 | 0 | 0 | 0 | 0 | 0 | 0 | 0 | 0 | 0 | 0 | 0 | 0 | 0 | 0 | 0 | 0 | 0 | 0 | 0 | 0
0 | 0 | 0 | 0 | 0 | 0 | 0 | 0 | 0 | 0 | 0 | 0 | 0 | 0 | 0 | 0 | 0 | 0 | 0 | 0 | 0 | 0 | 0 | 0 | 0 | 0 | 0 | 0 | 0 | 0 | 0 | 0 | 0 | 0 | 0 | 0 | 0 | 0 | 0 | 0 | 0 | 0 | 0 | 0 | 0 | 0 | 0 | 0 | 0 | 0 | 0 | 0 | 0 | 0 | 0 | 0 | 0 | 0 | 0 | 0 | 0 | 0 | 0 | 0 | 0 | 0 | 0 | 0 | 0 | 0 | 0
0 | 0 | 0 | 0 | 0 | 0 | 0 | 0 | 0 | 0 | 0 | 0 | 0 | 0 | 0 | 0 | 0 | 0 | 0 | 0 | 0 | 0 | 0 | 0 | 0 | 0 | 0 | 0 | 0 | 0 | 0 | 0 | 0 | 0 | 0 | 0 | 0 | 0 | 0 | 0 | 0 | 0 | 0 | 0 | 0 | 0 | 0 | 0 | 0 | 0 | 0 | 0 | 0 | 0 | 0 | 0 | 0 | 0 | 0 | 0 | 0 | 0 | 0 | 0 | 0 | 0 | 0 | 0 | 0 | 0 | 0
0 | 0 | 0 | 0 | 0 | 0 | 0 | 0 | 0 | 0 | 0 | 0 | 0 | 0 | 0 | 0 | 0 | 0 | 0 | 0 | 0 | 0 | 0 | 0 | 0 | 0 | 0 | 0 | 0 | 0 | 0 | 0 | 0 | 0 | 0 | 0 | 0 | 0 | 0 | 0 | 0 | 0 | 0 | 0 | 0 | 0 | 0 | 0 | 0 | 0 | 0 | 0 | 0 | 0 | 0 | 0 | 0 | 0 | 0 | 0 | 0 | 0 | 0 | 0 | 0 | 0 | 0 | 0 | 0 | 0 | 0
0 | 0 | 0 | 0 | 0 | 0 | 0 | 0 | 0 | 0 | 0 | 0 | 0 | 0 | 0 | 0 | 0 | 0 | 0 | 0 | 0 | 0 | 0 | 0 | 0 | 0 | 0 | 0 | 0 | 0 | 0 | 0 | 0 | 0 | 0 | 0 | 0 | 0 | 0 | 0 | 0 | 0 | 0 | 0 | 0 | 0 | 0 | 0 | 0 | 0 | 0 | 0 | 0 | 0 | 0 | 0 | 0 | 0 | 0 | 0 | 0 | 0 | 0 | 0 | 0 | 0 | 0 | 0 | 0 | 0 | 0
0 | 0 | 0 | 0 | 0 | 0 | 0 | 0 | 0 | 0 | 0 | 0 | 0 | 0 | 0 | 0 | 0 | 0 | 0 | 0 | 0 | 0 | 0 | 0 | 0 | 0 | 0 | 0 | 0 | 0 | 0 | 0 | 0 | 0 | 0 | 0 | 0 | 0 | 0 | 0 | 0 | 0 | 0 | 0 | 0 | 0 | 0 | 0 | 0 | 0 | 0 | 0 | 0 | 0 | 0 | 0 | 0 | 0 | 0 | 0 | 0 | 0 | 0 | 0 | 0 | 0 | 0 | 0 | 0 | 0 | 0
0 | 0 | 0 | 0 | 0 | 0 | 0 | 0 | 0 | 0 | 0 | 0 | 0 | 0 | 0 | 0 | 0 | 0 | 0 | 0 | 0 | 0 | 0 | 0 | 0 | 0 | 0 | 0 | 0 | 0 | 0 | 0 | 0 | 0 | 0 | 0 | 0 | 0 | 0 | 0 | 0 | 0 | 0 | 0 | 0 | 0 | 0 | 0 | 0 | 0 | 0 | 0 | 0 | 0 | 0 | 0 | 0 | 0 | 0 | 0 | 0 | 0 | 0 | 0 | 0 | 0 | 0 | 0 | 0 | 0 | 0
0 | 0 | 0 | 0 | 0 | 0 | 0 | 0 | 0 | 0 | 0 | 0 | 0 | 0 | 0 | 0 | 0 | 0 | 0 | 0 | 0 | 0 | 0 | 0 | 0 | 0 | 0 | 0 | 0 | 0 | 0 | 0 | 0 | 0 | 0 | 0 | 0 | 0 | 0 | 0 | 0 | 0 | 0 | 0 | 0 | 0 | 0 | 0 | 0 | 0 | 0 | 0 | 0 | 0 | 0 | 0 | 0 | 0 | 0 | 0 | 0 | 0 | 0 | 0 | 0 | 0 | 0 | 0 | 0 | 0 | 0
0 | 0 | 0 | 0 | 0 | 0 | 0 | 0 | 0 | 0 | 0 | 0 | 0 | 0 | 0 | 0 | 0 | 0 | 0 | 0 | 0 | 0 | 0 | 0 | 0 | 0 | 0 | 0 | 0 | 0 | 0 | 0 | 0 | 0 | 0 | 0 | 0 | 0 | 0 | 0 | 0 | 0 | 0 | 0 | 0 | 0 | 0 | 0 | 0 | 0 | 0 | 0 | 0 | 0 | 0 | 0 | 0 | 0 | 0 | 0 | 0 | 0 | 0 | 0 | 0 | 0 | 0 | 0 | 0 | 0 | 0
0 | 0 | 0 | 0 | 0 | 0 | 0 | 0 | 0 | 0 | 0 | 0 | 0 | 0 | 0 | 0 | 0 | 0 | 0 | 0 | 0 | 0 | 0 | 0 | 0 | 0 | 0 | 0 | 0 | 0 | 0 | 0 | 0 | 0 | 0 | 0 | 0 | 0 | 0 | 0 | 0 | 0 | 0 | 0 | 0 | 0 | 0 | 0 | 0 | 0 | 0 | 0 | 0 | 0 | 0 | 0 | 0 | 0 | 0 | 0 | 0 | 0 | 0 | 0 | 0 | 0 | 0 | 0 | 0 | 0 | 0
0 | 0 | 0 | 0 | 0 | 0 | 0 | 0 | 0 | 0 | 0 | 0 | 0 | 0 | 0 | 0 | 0 | 0 | 0 | 0 | 0 | 0 | 0 | 0 | 0 | 0 | 0 | 0 | 0 | 0 | 0 | 0 | 0 | 0 | 0 | 0 | 0 | 0 | 0 | 0 | 0 | 0 | 0 | 0 | 0 | 0 | 0 | 0 | 0 | 0 | 0 | 0 | 0 | 0 | 0 | 0 | 0 | 0 | 0 | 0 | 0 | 0 | 0 | 0 | 0 | 0 | 0 | 0 | 0 | 0 | 0
0 | 0 | 0 | 0 | 0 | 0 | 0 | 0 | 0 | 0 | 0 | 0 | 0 | 0 | 0 | 0 | 0 | 0 | 0 | 0 | 0 | 0 | 0 | 0 | 0 | 0 | 0 | 0 | 0 | 0 | 0 | 0 | 0 | 0 | 0 | 0 | 0 | 0 | 0 | 0 | 0 | 0 | 0 | 0 | 0 | 0 | 0 | 0 | 0 | 0 | 0 | 0 | 0 | 0 | 0 | 0 | 0 | 0 | 0 | 0 | 0 | 0 | 0 | 0 | 0 | 0 | 0 | 0 | 0 | 0 | 0
0 | 0 | 0 | 0 | 0 | 0 | 0 | 0 | 0 | 0 | 0 | 0 | 0 | 0 | 0 | 0 | 0 | 0 | 0 | 0 | 0 | 0 | 0 | 0 | 0 | 0 | 0 | 0 | 0 | 0 | 0 | 0 | 0 | 0 | 0 | 0 | 0 | 0 | 0 | 0 | 0 | 0 | 0 | 0 | 0 | 0 | 0 | 0 | 0 | 0 | 0 | 0 | 0 | 0 | 0 | 0 | 0 | 0 | 0 | 0 | 0 | 0 | 0 | 0 | 0 | 0 | 0 | 0 | 0 | 0 | 0
0 | 0 | 0 | 0 | 0 | 0 | 0 | 0 | 0 | 0 | 0 | 0 | 0 | 0 | 0 | 0 | 0 | 0 | 0 | 0 | 0 | 0 | 0 | 0 | 0 | 0 | 0 | 0 | 0 | 0 | 0 | 0 | 0 | 0 | 0 | 0 | 0 | 0 | 0 | 0 | 0 | 0 | 0 | 0 | 0 | 0 | 0 | 0 | 0 | 0 | 0 | 0 | 0 | 0 | 0 | 0 | 0 | 0 | 0 | 0 | 0 | 0 | 0 | 0 | 0 | 0 | 0 | 0 | 0 | 0 | 0
0 | 0 | 0 | 0 | 0 | 0 | 0 | 0 | 0 | 0 | 0 | 0 | 0 | 0 | 0 | 0 | 0 | 0 | 0 | 0 | 0 | 0 | 0 | 0 | 0 | 0 | 0 | 0 | 0 | 0 | 0 | 0 | 0 | 0 | 0 | 0 | 0 | 0 | 0 | 0 | 0 | 0 | 0 | 0 | 0 | 0 | 0 | 0 | 0 | 0 | 0 | 0 | 0 | 0 | 0 | 0 | 0 | 0 | 0 | 0 | 0 | 0 | 0 | 0 | 0 | 0 | 0 | 0 | 0 | 0 | 0
0 | 0 | 0 | 0 | 0 | 0 | 0 | 0 | 0 | 0 | 0 | 0 | 0 | 0 | 0 | 0 | 0 | 0 | 0 | 0 | 0 | 0 | 0 | 0 | 0 | 0 | 0 | 0 | 0 | 0 | 0 | 0 | 0 | 0 | 0 | 0 | 0 | 0 | 0 | 0 | 0 | 0 | 0 | 0 | 0 | 0 | 0 | 0 | 0 | 0 | 0 | 0 | 0 | 0 | 0 | 0 | 0 | 0 | 0 | 0 | 0 | 0 | 0 | 0 | 0 | 0 | 0 | 0 | 0 | 0 | 0
0 | 0 | 0 | 0 | 0 | 0 | 0 | 0 | 0 | 0 | 0 | 0 | 0 | 0 | 0 | 0 | 0 | 0 | 0 | 0 | 0 | 0 | 0 | 0 | 0 | 0 | 0 | 0 | 0 | 0 | 0 | 0 | 0 | 0 | 0 | 0 | 0 | 0 | 0 | 0 | 0 | 0 | 0 | 0 | 0 | 0 | 0 | 0 | 0 | 0 | 0 | 0 | 0 | 0 | 0 | 0 | 0 | 0 | 0 | 0 | 0 | 0 | 0 | 0 | 0 | 0 | 0 | 0 | 0 | 0 | 0
0 | 0 | 0 | 0 | 0 | 0 | 0 | 0 | 0 | 0 | 0 | 0 | 0 | 0 | 0 | 0 | 0 | 0 | 0 | 0 | 0 | 0 | 0 | 0 | 0 | 0 | 0 | 0 | 0 | 0 | 0 | 0 | 0 | 0 | 0 | 0 | 0 | 0 | 0 | 0 | 0 | 0 | 0 | 0 | 0 | 0 | 0 | 0 | 0 | 0 | 0 | 0 | 0 | 0 | 0 | 0 | 0 | 0 | 0 | 0 | 0 | 0 | 0 | 0 | 0 | 0 | 0 | 0 | 0 | 0 | 0
0 | 0 | 0 | 0 | 0 | 0 | 0 | 0 | 0 | 0 | 0 | 0 | 0 | 0 | 0 | 0 | 0 | 0 | 0 | 0 | 0 | 0 | 0 | 0 | 0 | 0 | 0 | 0 | 0 | 0 | 0 | 0 | 0 | 0 | 0 | 0 | 0 | 0 | 0 | 0 | 0 | 0 | 0 | 0 | 0 | 0 | 0 | 0 | 0 | 0 | 0 | 0 | 0 | 0 | 0 | 0 | 0 | 0 | 0 | 0 | 0 | 0 | 0 | 0 | 0 | 0 | 0 | 0 | 0 | 0 | 0
0 | 0 | 0 | 0 | 0 | 0 | 0 | 0 | 0 | 0 | 0 | 0 | 0 | 0 | 0 | 0 | 0 | 0 | 0 | 0 | 0 | 0 | 0 | 0 | 0 | 0 | 0 | 0 | 0 | 0 | 0 | 0 | 0 | 0 | 0 | 0 | 0 | 0 | 0 | 0 | 0 | 0 | 0 | 0 | 0 | 0 | 0 | 0 | 0 | 0 | 0 | 0 | 0 | 0 | 0 | 0 | 0 | 0 | 0 | 0 | 0 | 0 | 0 | 0 | 0 | 0 | 0 | 0 | 0 | 0 | 0
0 | 0 | 0 | 0 | 0 | 0 | 0 | 0 | 0 | 0 | 0 | 0 | 0 | 0 | 0 | 0 | 0 | 0 | 0 | 0 | 0 | 0 | 0 | 0 | 0 | 0 | 0 | 0 | 0 | 0 | 0 | 0 | 0 | 0 | 0 | 0 | 0 | 0 | 0 | 0 | 0 | 0 | 0 | 0 | 0 | 0 | 0 | 0 | 0 | 0 | 0 | 0 | 0 | 0 | 0 | 0 | 0 | 0 | 0 | 0 | 0 | 0 | 0 | 0 | 0 | 0 | 0 | 0 | 0 | 0 | 0
0 | 0 | 0 | 0 | 0 | 0 | 0 | 0 | 0 | 0 | 0 | 0 | 0 | 0 | 0 | 0 | 0 | 0 | 0 | 0 | 0 | 0 | 0 | 0 | 0 | 0 | 0 | 0 | 0 | 0 | 0 | 0 | 0 | 0 | 0 | 0 | 0 | 0 | 0 | 0 | 0 | 0 | 0 | 0 | 0 | 0 | 0 | 0 | 0 | 0 | 0 | 0 | 0 | 0 | 0 | 0 | 0 | 0 | 0 | 0 | 0 | 0 | 0 | 0 | 0 | 0 | 0 | 0 | 0 | 0 | 0
0 | 0 | 0 | 0 | 0 | 0 | 0 | 0 | 0 | 0 | 0 | 0 | 0 | 0 | 0 | 0 | 0 | 0 | 0 | 0 | 0 | 0 | 0 | 0 | 0 | 0 | 0 | 0 | 0 | 0 | 0 | 0 | 0 | 0 | 0 | 0 | 0 | 0 | 0 | 0 | 0 | 0 | 0 | 0 | 0 | 0 | 0 | 0 | 0 | 0 | 0 | 0 | 0 | 0 | 0 | 0 | 0 | 0 | 0 | 0 | 0 | 0 | 0 | 0 | 0 | 0 | 0 | 0 | 0 | 0 | 0
0 | 0 | 0 | 0 | 0 | 0 | 0 | 0 | 0 | 0 | 0 | 0 | 0 | 0 | 0 | 0 | 0 | 0 | 0 | 0 | 0 | 0 | 0 | 0 | 0 | 0 | 0 | 0 | 0 | 0 | 0 | 0 | 0 | 0 | 0 | 0 | 0 | 0 | 0 | 0 | 0 | 0 | 0 | 0 | 0 | 0 | 0 | 0 | 0 | 0 | 0 | 0 | 0 | 0 | 0 | 0 | 0 | 0 | 0 | 0 | 0 | 0 | 0 | 0 | 0 | 0 | 0 | 0 | 0 | 0 | 0
0 | 0 | 0 | 0 | 0 | 0 | 0 | 0 | 0 | 0 | 0 | 0 | 0 | 0 | 0 | 0 | 0 | 0 | 0 | 0 | 0 | 0 | 0 | 0 | 0 | 0 | 0 | 0 | 0 | 0 | 0 | 0 | 0 | 0 | 0 | 0 | 0 | 0 | 0 | 0 | 0 | 0 | 0 | 0 | 0 | 0 | 0 | 0 | 0 | 0 | 0 | 0 | 0 | 0 | 0 | 0 | 0 | 0 | 0 | 0 | 0 | 0 | 0 | 0 | 0 | 0 | 0 | 0 | 0 | 0 | 0
0 | 0 | 0 | 0 | 0 | 0 | 0 | 0 | 0 | 0 | 0 | 0 | 0 | 0 | 0 | 0 | 0 | 0 | 0 | 0 | 0 | 0 | 0 | 0 | 0 | 0 | 0 | 0 | 0 | 0 | 0 | 0 | 0 | 0 | 0 | 0 | 0 | 0 | 0 | 0 | 0 | 0 | 0 | 0 | 0 | 0 | 0 | 0 | 0 | 0 | 0 | 0 | 0 | 0 | 0 | 0 | 0 | 0 | 0 | 0 | 0 | 0 | 0 | 0 | 0 | 0 | 0 | 0 | 0 | 0 | 0
0 | 0 | 0 | 0 | 0 | 0 | 0 | 0 | 0 | 0 | 0 | 0 | 0 | 0 | 0 | 0 | 0 | 0 | 0 | 0 | 0 | 0 | 0 | 0 | 0 | 0 | 0 | 0 | 0 | 0 | 0 | 0 | 0 | 0 | 0 | 0 | 0 | 0 | 0 | 0 | 0 | 0 | 0 | 0 | 0 | 0 | 0 | 0 | 0 | 0 | 0 | 0 | 0 | 0 | 0 | 0 | 0 | 0 | 0 | 0 | 0 | 0 | 0 | 0 | 0 | 0 | 0 | 0 | 0 | 0 | 0
0 | 0 | 0 | 0 | 0 | 0 | 0 | 0 | 0 | 0 | 0 | 0 | 0 | 0 | 0 | 0 | 0 | 0 | 0 | 0 | 0 | 0 | 0 | 0 | 0 | 0 | 0 | 0 | 0 | 0 | 0 | 0 | 0 | 0 | 0 | 0 | 0 | 0 | 0 | 0 | 0 | 0 | 0 | 0 | 0 | 0 | 0 | 0 | 0 | 0 | 0 | 0 | 0 | 0 | 0 | 0 | 0 | 0 | 0 | 0 | 0 | 0 | 0 | 0 | 0 | 0 | 0 | 0 | 0 | 0 | 0
0 | 0 | 0 | 0 | 0 | 0 | 0 | 0 | 0 | 0 | 0 | 0 | 0 | 0 | 0 | 0 | 0 | 0 | 0 | 0 | 0 | 0 | 0 | 0 | 0 | 0 | 0 | 0 | 0 | 0 | 0 | 0 | 0 | 0 | 0 | 0 | 0 | 0 | 0 | 0 | 0 | 0 | 0 | 0 | 0 | 0 | 0 | 0 | 0 | 0 | 0 | 0 | 0 | 0 | 0 | 0 | 0 | 0 | 0 | 0 | 0 | 0 | 0 | 0 | 0 | 0 | 0 | 0 | 0 | 0 | 0
0 | 0 | 0 | 0 | 0 | 0 | 0 | 0 | 0 | 0 | 0 | 0 | 0 | 0 | 0 | 0 | 0 | 0 | 0 | 0 | 0 | 0 | 0 | 0 | 0 | 0 | 0 | 0 | 0 | 0 | 0 | 0 | 0 | 0 | 0 | 0 | 0 | 0 | 0 | 0 | 0 | 0 | 0 | 0 | 0 | 0 | 0 | 0 | 0 | 0 | 0 | 0 | 0 | 0 | 0 | 0 | 0 | 0 | 0 | 0 | 0 | 0 | 0 | 0 | 0 | 0 | 0 | 0 | 0 | 0 | 0
0 | 0 | 0 | 0 | 0 | 0 | 0 | 0 | 0 | 0 | 0 | 0 | 0 | 0 | 0 | 0 | 0 | 0 | 0 | 0 | 0 | 0 | 0 | 0 | 0 | 0 | 0 | 0 | 0 | 0 | 0 | 0 | 0 | 0 | 0 | 0 | 0 | 0 | 0 | 0 | 0 | 0 | 0 | 0 | 0 | 0 | 0 | 0 | 0 | 0 | 0 | 0 | 0 | 0 | 0 | 0 | 0 | 0 | 0 | 0 | 0 | 0 | 0 | 0 | 0 | 0 | 0 | 0 | 0 | 0 | 0
0 | 0 | 0 | 0 | 0 | 0 | 0 | 0 | 0 | 0 | 0 | 0 | 0 | 0 | 0 | 0 | 0 | 0 | 0 | 0 | 0 | 0 | 0 | 0 | 0 | 0 | 0 | 0 | 0 | 0 | 0 | 0 | 0 | 0 | 0 | 0 | 0 | 0 | 0 | 0 | 0 | 0 | 0 | 0 | 0 | 0 | 0 | 0 | 0 | 0 | 0 | 0 | 0 | 0 | 0 | 0 | 0 | 0 | 0 | 0 | 0 | 0 | 0 | 0 | 0 | 0 | 0 | 0 | 0 | 0 | 0
0 | 0 | 0 | 0 | 0 | 0 | 0 | 0 | 0 | 0 | 0 | 0 | 0 | 0 | 0 | 0 | 0 | 0 | 0 | 0 | 0 | 0 | 0 | 0 | 0 | 0 | 0 | 0 | 0 | 0 | 0 | 0 | 0 | 0 | 0 | 0 | 0 | 0 | 0 | 0 | 0 | 0 | 0 | 0 | 0 | 0 | 0 | 0 | 0 | 0 | 0 | 0 | 0 | 0 | 0 | 0 | 0 | 0 | 0 | 0 | 0 | 0 | 0 | 0 | 0 | 0 | 0 | 0 | 0 | 0 | 0
0 | 0 | 0 | 0 | 0 | 0 | 0 | 0 | 0 | 0 | 0 | 0 | 0 | 0 | 0 | 0 | 0 | 0 | 0 | 0 | 0 | 0 | 0 | 0 | 0 | 0 | 0 | 0 | 0 | 0 | 0 | 0 | 0 | 0 | 0 | 0 | 0 | 0 | 0 | 0 | 0 | 0 | 0 | 0 | 0 | 0 | 0 | 0 | 0 | 0 | 0 | 0 | 0 | 0 | 0 | 0 | 0 | 0 | 0 | 0 | 0 | 0 | 0 | 0 | 0 | 0 | 0 | 0 | 0 | 0 | 0
0 | 0 | 0 | 0 | 0 | 0 | 0 | 0 | 0 | 0 | 0 | 0 | 0 | 0 | 0 | 0 | 0 | 0 | 0 | 0 | 0 | 0 | 0 | 0 | 0 | 0 | 0 | 0 | 0 | 0 | 0 | 0 | 0 | 0 | 0 | 0 | 0 | 0 | 0 | 0 | 0 | 0 | 0 | 0 | 0 | 0 | 0 | 0 | 0 | 0 | 0 | 0 | 0 | 0 | 0 | 0 | 0 | 0 | 0 | 0 | 0 | 0 | 0 | 0 | 0 | 0 | 0 | 0 | 0 | 0 | 0
0 | 0 | 0 | 0 | 0 | 0 | 0 | 0 | 0 | 0 | 0 | 0 | 0 | 0 | 0 | 0 | 0 | 0 | 0 | 0 | 0 | 0 | 0 | 0 | 0 | 0 | 0 | 0 | 0 | 0 | 0 | 0 | 0 | 0 | 0 | 0 | 0 | 0 | 0 | 0 | 0 | 0 | 0 | 0 | 0 | 0 | 0 | 0 | 0 | 0 | 0 | 0 | 0 | 0 | 0 | 0 | 0 | 0 | 0 | 0 | 0 | 0 | 0 | 0 | 0 | 0 | 0 | 0 | 0 | 0 | 0
0 | 0 | 0 | 0 | 0 | 0 | 0 | 0 | 0 | 0 | 0 | 0 | 0 | 0 | 0 | 0 | 0 | 0 | 0 | 0 | 0 | 0 | 0 | 0 | 0 | 0 | 0 | 0 | 0 | 0 | 0 | 0 | 0 | 0 | 0 | 0 | 0 | 0 | 0 | 0 | 0 | 0 | 0 | 0 | 0 | 0 | 0 | 0 | 0 | 0 | 0 | 0 | 0 | 0 | 0 | 0 | 0 | 0 | 0 | 0 | 0 | 0 | 0 | 0 | 0 | 0 | 0 | 0 | 0 | 0 | 0
0 | 0 | 0 | 0 | 0 | 0 | 0 | 0 | 0 | 0 | 0 | 0 | 0 | 0 | 0 | 0 | 0 | 0 | 0 | 0 | 0 | 0 | 0 | 0 | 0 | 0 | 0 | 0 | 0 | 0 | 0 | 0 | 0 | 0 | 0 | 0 | 0 | 0 | 0 | 0 | 0 | 0 | 0 | 0 | 0 | 0 | 0 | 0 | 0 | 0 | 0 | 0 | 0 | 0 | 0 | 0 | 0 | 0 | 0 | 0 | 0 | 0 | 0 | 0 | 0 | 0 | 0 | 0 | 0 | 0 | 0
0 | 0 | 0 | 0 | 0 | 0 | 0 | 0 | 0 | 0 | 0 | 0 | 0 | 0 | 0 | 0 | 0 | 0 | 0 | 0 | 0 | 0 | 0 | 0 | 0 | 0 | 0 | 0 | 0 | 0 | 0 | 0 | 0 | 0 | 0 | 0 | 0 | 0 | 0 | 0 | 0 | 0 | 0 | 0 | 0 | 0 | 0 | 0 | 0 | 0 | 0 | 0 | 0 | 0 | 0 | 0 | 0 | 0 | 0 | 0 | 0 | 0 | 0 | 0 | 0 | 0 | 0 | 0 | 0 | 0 | 0
0 | 0 | 0 | 0 | 0 | 0 | 0 | 0 | 0 | 0 | 0 | 0 | 0 | 0 | 0 | 0 | 0 | 0 | 0 | 0 | 0 | 0 | 0 | 0 | 0 | 0 | 0 | 0 | 0 | 0 | 0 | 0 | 0 | 0 | 0 | 0 | 0 | 0 | 0 | 0 | 0 | 0 | 0 | 0 | 0 | 0 | 0 | 0 | 0 | 0 | 0 | 0 | 0 | 0 | 0 | 0 | 0 | 0 | 0 | 0 | 0 | 0 | 0 | 0 | 0 | 0 | 0 | 0 | 0 | 0 | 0
0 | 0 | 0 | 0 | 0 | 0 | 0 | 0 | 0 | 0 | 0 | 0 | 0 | 0 | 0 | 0 | 0 | 0 | 0 | 0 | 0 | 0 | 0 | 0 | 0 | 0 | 0 | 0 | 0 | 0 | 0 | 0 | 0 | 0 | 0 | 0 | 0 | 0 | 0 | 0 | 0 | 0 | 0 | 0 | 0 | 0 | 0 | 0 | 0 | 0 | 0 | 0 | 0 | 0 | 0 | 0 | 0 | 0 | 0 | 0 | 0 | 0 | 0 | 0 | 0 | 0 | 0 | 0 | 0 | 0 | 0
0 | 0 | 0 | 0 | 0 | 0 | 0 | 0 | 0 | 0 | 0 | 0 | 0 | 0 | 0 | 0 | 0 | 0 | 0 | 0 | 0 | 0 | 0 | 0 | 0 | 0 | 0 | 0 | 0 | 0 | 0 | 0 | 0 | 0 | 0 | 0 | 0 | 0 | 0 | 0 | 0 | 0 | 0 | 0 | 0 | 0 | 0 | 0 | 0 | 0 | 0 | 0 | 0 | 0 | 0 | 0 | 0 | 0 | 0 | 0 | 0 | 0 | 0 | 0 | 0 | 0 | 0 | 0 | 0 | 0 | 0
0 | 0 | 0 | 0 | 0 | 0 | 0 | 0 | 0 | 0 | 0 | 0 | 0 | 0 | 0 | 0 | 0 | 0 | 0 | 0 | 0 | 0 | 0 | 0 | 0 | 0 | 0 | 0 | 0 | 0 | 0 | 0 | 0 | 0 | 0 | 0 | 0 | 0 | 0 | 0 | 0 | 0 | 0 | 0 | 0 | 0 | 0 | 0 | 0 | 0 | 0 | 0 | 0 | 0 | 0 | 0 | 0 | 0 | 0 | 0 | 0 | 0 | 0 | 0 | 0 | 0 | 0 | 0 | 0 | 0 | 0
0 | 0 | 0 | 0 | 0 | 0 | 0 | 0 | 0 | 0 | 0 | 0 | 0 | 0 | 0 | 0 | 0 | 0 | 0 | 0 | 0 | 0 | 0 | 0 | 0 | 0 | 0 | 0 | 0 | 0 | 0 | 0 | 0 | 0 | 0 | 0 | 0 | 0 | 0 | 0 | 0 | 0 | 0 | 0 | 0 | 0 | 0 | 0 | 0 | 0 | 0 | 0 | 0 | 0 | 0 | 0 | 0 | 0 | 0 | 0 | 0 | 0 | 0 | 0 | 0 | 0 | 0 | 0 | 0 | 0 | 0
0 | 0 | 0 | 0 | 0 | 0 | 0 | 0 | 0 | 0 | 0 | 0 | 0 | 0 | 0 | 0 | 0 | 0 | 0 | 0 | 0 | 0 | 0 | 0 | 0 | 0 | 0 | 0 | 0 | 0 | 0 | 0 | 0 | 0 | 0 | 0 | 0 | 0 | 0 | 0 | 0 | 0 | 0 | 0 | 0 | 0 | 0 | 0 | 0 | 0 | 0 | 0 | 0 | 0 | 0 | 0 | 0 | 0 | 0 | 0 | 0 | 0 | 0 | 0 | 0 | 0 | 0 | 0 | 0 | 0 | 0
0 | 0 | 0 | 0 | 0 | 0 | 0 | 0 | 0 | 0 | 0 | 0 | 0 | 0 | 0 | 0 | 0 | 0 | 0 | 0 | 0 | 0 | 0 | 0 | 0 | 0 | 0 | 0 | 0 | 0 | 0 | 0 | 0 | 0 | 0 | 0 | 0 | 0 | 0 | 0 | 0 | 0 | 0 | 0 | 0 | 0 | 0 | 0 | 0 | 0 | 0 | 0 | 0 | 0 | 0 | 0 | 0 | 0 | 0 | 0 | 0 | 0 | 0 | 0 | 0 | 0 | 0 | 0 | 0 | 0 | 0
0 | 0 | 0 | 0 | 0 | 0 | 0 | 0 | 0 | 0 | 0 | 0 | 0 | 0 | 0 | 0 | 0 | 0 | 0 | 0 | 0 | 0 | 0 | 0 | 0 | 0 | 0 | 0 | 0 | 0 | 0 | 0 | 0 | 0 | 0 | 0 | 0 | 0 | 0 | 0 | 0 | 0 | 0 | 0 | 0 | 0 | 0 | 0 | 0 | 0 | 0 | 0 | 0 | 0 | 0 | 0 | 0 | 0 | 0 | 0 | 0 | 0 | 0 | 0 | 0 | 0 | 0 | 0 | 0 | 0 | 0
0 | 0 | 0 | 0 | 0 | 0 | 0 | 0 | 0 | 0 | 0 | 0 | 0 | 0 | 0 | 0 | 0 | 0 | 0 | 0 | 0 | 0 | 0 | 0 | 0 | 0 | 0 | 0 | 0 | 0 | 0 | 0 | 0 | 0 | 0 | 0 | 0 | 0 | 0 | 0 | 0 | 0 | 0 | 0 | 0 | 0 | 0 | 0 | 0 | 0 | 0 | 0 | 0 | 0 | 0 | 0 | 0 | 0 | 0 | 0 | 0 | 0 | 0 | 0 | 0 | 0 | 0 | 0 | 0 | 0 | 0
0 | 0 | 0 | 0 | 0 | 0 | 0 | 0 | 0 | 0 | 0 | 0 | 0 | 0 | 0 | 0 | 0 | 0 | 0 | 0 | 0 | 0 | 0 | 0 | 0 | 0 | 0 | 0 | 0 | 0 | 0 | 0 | 0 | 0 | 0 | 0 | 0 | 0 | 0 | 0 | 0 | 0 | 0 | 0 | 0 | 0 | 0 | 0 | 0 | 0 | 0 | 0 | 0 | 0 | 0 | 0 | 0 | 0 | 0 | 0 | 0 | 0 | 0 | 0 | 0 | 0 | 0 | 0 | 0 | 0 | 0
0 | 0 | 0 | 0 | 0 | 0 | 0 | 0 | 0 | 0 | 0 | 0 | 0 | 0 | 0 | 0 | 0 | 0 | 0 | 0 | 0 | 0 | 0 | 0 | 0 | 0 | 0 | 0 | 0 | 0 | 0 | 0 | 0 | 0 | 0 | 0 | 0 | 0 | 0 | 0 | 0 | 0 | 0 | 0 | 0 | 0 | 0 | 0 | 0 | 0 | 0 | 0 | 0 | 0 | 0 | 0 | 0 | 0 | 0 | 0 | 0 | 0 | 0 | 0 | 0 | 0 | 0 | 0 | 0 | 0 | 0
0 | 0 | 0 | 0 | 0 | 0 | 0 | 0 | 0 | 0 | 0 | 0 | 0 | 0 | 0 | 0 | 0 | 0 | 0 | 0 | 0 | 0 | 0 | 0 | 0 | 0 | 0 | 0 | 0 | 0 | 0 | 0 | 0 | 0 | 0 | 0 | 0 | 0 | 0 | 0 | 0 | 0 | 0 | 0 | 0 | 0 | 0 | 0 | 0 | 0 | 0 | 0 | 0 | 0 | 0 | 0 | 0 | 0 | 0 | 0 | 0 | 0 | 0 | 0 | 0 | 0 | 0 | 0 | 0 | 0 | 0
0 | 0 | 0 | 0 | 0 | 0 | 0 | 0 | 0 | 0 | 0 | 0 | 0 | 0 | 0 | 0 | 0 | 0 | 0 | 0 | 0 | 0 | 0 | 0 | 0 | 0 | 0 | 0 | 0 | 0 | 0 | 0 | 0 | 0 | 0 | 0 | 0 | 0 | 0 | 0 | 0 | 0 | 0 | 0 | 0 | 0 | 0 | 0 | 0 | 0 | 0 | 0 | 0 | 0 | 0 | 0 | 0 | 0 | 0 | 0 | 0 | 0 | 0 | 0 | 0 | 0 | 0 | 0 | 0 | 0 | 0
0 | 0 | 0 | 0 | 0 | 0 | 0 | 0 | 0 | 0 | 0 | 0 | 0 | 0 | 0 | 0 | 0 | 0 | 0 | 0 | 0 | 0 | 0 | 0 | 0 | 0 | 0 | 0 | 0 | 0 | 0 | 0 | 0 | 0 | 0 | 0 | 0 | 0 | 0 | 0 | 0 | 0 | 0 | 0 | 0 | 0 | 0 | 0 | 0 | 0 | 0 | 0 | 0 | 0 | 0 | 0 | 0 | 0 | 0 | 0 | 0 | 0 | 0 | 0 | 0 | 0 | 0 | 0 | 0 | 0 | 0
0 | 0 | 0 | 0 | 0 | 0 | 0 | 0 | 0 | 0 | 0 | 0 | 0 | 0 | 0 | 0 | 0 | 0 | 0 | 0 | 0 | 0 | 0 | 0 | 0 | 0 | 0 | 0 | 0 | 0 | 0 | 0 | 0 | 0 | 0 | 0 | 0 | 0 | 0 | 0 | 0 | 0 | 0 | 0 | 0 | 0 | 0 | 0 | 0 | 0 | 0 | 0 | 0 | 0 | 0 | 0 | 0 | 0 | 0 | 0 | 0 | 0 | 0 | 0 | 0 | 0 | 0 | 0 | 0 | 0 | 0
0 | 0 | 0 | 0 | 0 | 0 | 0 | 0 | 0 | 0 | 0 | 0 | 0 | 0 | 0 | 0 | 0 | 0 | 0 | 0 | 0 | 0 | 0 | 0 | 0 | 0 | 0 | 0 | 0 | 0 | 0 | 0 | 0 | 0 | 0 | 0 | 0 | 0 | 0 | 0 | 0 | 0 | 0 | 0 | 0 | 0 | 0 | 0 | 0 | 0 | 0 | 0 | 0 | 0 | 0 | 0 | 0 | 0 | 0 | 0 | 0 | 0 | 0 | 0 | 0 | 0 | 0 | 0 | 0 | 0 | 0
0 | 0 | 0 | 0 | 0 | 0 | 0 | 0 | 0 | 0 | 0 | 0 | 0 | 0 | 0 | 0 | 0 | 0 | 0 | 0 | 0 | 0 | 0 | 0 | 0 | 0 | 0 | 0 | 0 | 0 | 0 | 0 | 0 | 0 | 0 | 0 | 0 | 0 | 0 | 0 | 0 | 0 | 0 | 0 | 0 | 0 | 0 | 0 | 0 | 0 | 0 | 0 | 0 | 0 | 0 | 0 | 0 | 0 | 0 | 0 | 0 | 0 | 0 | 0 | 0 | 0 | 0 | 0 | 0 | 0 | 0
0 | 0 | 0 | 0 | 0 | 0 | 0 | 0 | 0 | 0 | 0 | 0 | 0 | 0 | 0 | 0 | 0 | 0 | 0 | 0 | 0 | 0 | 0 | 0 | 0 | 0 | 0 | 0 | 0 | 0 | 0 | 0 | 0 | 0 | 0 | 0 | 0 | 0 | 0 | 0 | 0 | 0 | 0 | 0 | 0 | 0 | 0 | 0 | 0 | 0 | 0 | 0 | 0 | 0 | 0 | 0 | 0 | 0 | 0 | 0 | 0 | 0 | 0 | 0 | 0 | 0 | 0 | 0 | 0 | 0 | 0
0 | 0 | 0 | 0 | 0 | 0 | 0 | 0 | 0 | 0 | 0 | 0 | 0 | 0 | 0 | 0 | 0 | 0 | 0 | 0 | 0 | 0 | 0 | 0 | 0 | 0 | 0 | 0 | 0 | 0 | 0 | 0 | 0 | 0 | 0 | 0 | 0 | 0 | 0 | 0 | 0 | 0 | 0 | 0 | 0 | 0 | 0 | 0 | 0 | 0 | 0 | 0 | 0 | 0 | 0 | 0 | 0 | 0 | 0 | 0 | 0 | 0 | 0 | 0 | 0 | 0 | 0 | 0 | 0 | 0 | 0
0 | 0 | 0 | 0 | 0 | 0 | 0 | 0 | 0 | 0 | 0 | 0 | 0 | 0 | 0 | 0 | 0 | 0 | 0 | 0 | 0 | 0 | 0 | 0 | 0 | 0 | 0 | 0 | 0 | 0 | 0 | 0 | 0 | 0 | 0 | 0 | 0 | 0 | 0 | 0 | 0 | 0 | 0 | 0 | 0 | 0 | 0 | 0 | 0 | 0 | 0 | 0 | 0 | 0 | 0 | 0 | 0 | 0 | 0 | 0 | 0 | 0 | 0 | 0 | 0 | 0 | 0 | 0 | 0 | 0 | 0
0 | 0 | 0 | 0 | 0 | 0 | 0 | 0 | 0 | 0 | 0 | 0 | 0 | 0 | 0 | 0 | 0 | 0 | 0 | 0 | 0 | 0 | 0 | 0 | 0 | 0 | 0 | 0 | 0 | 0 | 0 | 0 | 0 | 0 | 0 | 0 | 0 | 0 | 0 | 0 | 0 | 0 | 0 | 0 | 0 | 0 | 0 | 0 | 0 | 0 | 0 | 0 | 0 | 0 | 0 | 0 | 0 | 0 | 0 | 0 | 0 | 0 | 0 | 0 | 0 | 0 | 0 | 0 | 0 | 0 | 0
0 | 0 | 0 | 0 | 0 | 0 | 0 | 0 | 0 | 0 | 0 | 0 | 0 | 0 | 0 | 0 | 0 | 0 | 0 | 0 | 0 | 0 | 0 | 0 | 0 | 0 | 0 | 0 | 0 | 0 | 0 | 0 | 0 | 0 | 0 | 0 | 0 | 0 | 0 | 0 | 0 | 0 | 0 | 0 | 0 | 0 | 0 | 0 | 0 | 0 | 0 | 0 | 0 | 0 | 0 | 0 | 0 | 0 | 0 | 0 | 0 | 0 | 0 | 0 | 0 | 0 | 0 | 0 | 0 | 0 | 0
0 | 0 | 0 | 0 | 0 | 0 | 0 | 0 | 0 | 0 | 0 | 0 | 0 | 0 | 0 | 0 | 0 | 0 | 0 | 0 | 0 | 0 | 0 | 0 | 0 | 0 | 0 | 0 | 0 | 0 | 0 | 0 | 0 | 0 | 0 | 0 | 0 | 0 | 0 | 0 | 0 | 0 | 0 | 0 | 0 | 0 | 0 | 0 | 0 | 0 | 0 | 0 | 0 | 0 | 0 | 0 | 0 | 0 | 0 | 0 | 0 | 0 | 0 | 0 | 0 | 0 | 0 | 0 | 0 | 0 | 0
0 | 0 | 0 | 0 | 0 | 0 | 0 | 0 | 0 | 0 | 0 | 0 | 0 | 0 | 0 | 0 | 0 | 0 | 0 | 0 | 0 | 0 | 0 | 0 | 0 | 0 | 0 | 0 | 0 | 0 | 0 | 0 | 0 | 0 | 0 | 0 | 0 | 0 | 0 | 0 | 0 | 0 | 0 | 0 | 0 | 0 | 0 | 0 | 0 | 0 | 0 | 0 | 0 | 0 | 0 | 0 | 0 | 0 | 0 | 0 | 0 | 0 | 0 | 0 | 0 | 0 | 0 | 0 | 0 | 0 | 0
0 | 0 | 0 | 0 | 0 | 0 | 0 | 0 | 0 | 0 | 0 | 0 | 0 | 0 | 0 | 0 | 0 | 0 | 0 | 0 | 0 | 0 | 0 | 0 | 0 | 0 | 0 | 0 | 0 | 0 | 0 | 0 | 0 | 0 | 0 | 0 | 0 | 0 | 0 | 0 | 0 | 0 | 0 | 0 | 0 | 0 | 0 | 0 | 0 | 0 | 0 | 0 | 0 | 0 | 0 | 0 | 0 | 0 | 0 | 0 | 0 | 0 | 0 | 0 | 0 | 0 | 0 | 0 | 0 | 0 | 0
0 | 0 | 0 | 0 | 0 | 0 | 0 | 0 | 0 | 0 | 0 | 0 | 0 | 0 | 0 | 0 | 0 | 0 | 0 | 0 | 0 | 0 | 0 | 0 | 0 | 0 | 0 | 0 | 0 | 0 | 0 | 0 | 0 | 0 | 0 | 0 | 0 | 0 | 0 | 0 | 0 | 0 | 0 | 0 | 0 | 0 | 0 | 0 | 0 | 0 | 0 | 0 | 0 | 0 | 0 | 0 | 0 | 0 | 0 | 0 | 0 | 0 | 0 | 0 | 0 | 0 | 0 | 0 | 0 | 0 | 0
0 | 0 | 0 | 0 | 0 | 0 | 0 | 0 | 0 | 0 | 0 | 0 | 0 | 0 | 0 | 0 | 0 | 0 | 0 | 0 | 0 | 0 | 0 | 0 | 0 | 0 | 0 | 0 | 0 | 0 | 0 | 0 | 0 | 0 | 0 | 0 | 0 | 0 | 0 | 0 | 0 | 0 | 0 | 0 | 0 | 0 | 0 | 0 | 0 | 0 | 0 | 0 | 0 | 0 | 0 | 0 | 0 | 0 | 0 | 0 | 0 | 0 | 0 | 0 | 0 | 0 | 0 | 0 | 0 | 0 | 0
0 | 0 | 0 | 0 | 0 | 0 | 0 | 0 | 0 | 0 | 0 | 0 | 0 | 0 | 0 | 0 | 0 | 0 | 0 | 0 | 0 | 0 | 0 | 0 | 0 | 0 | 0 | 0 | 0 | 0 | 0 | 0 | 0 | 0 | 0 | 0 | 0 | 0 | 0 | 0 | 0 | 0 | 0 | 0 | 0 | 0 | 0 | 0 | 0 | 0 | 0 | 0 | 0 | 0 | 0 | 0 | 0 | 0 | 0 | 0 | 0 | 0 | 0 | 0 | 0 | 0 | 0 | 0 | 0 | 0 | 0
0 | 0 | 0 | 0 | 0 | 0 | 0 | 0 | 0 | 0 | 0 | 0 | 0 | 0 | 0 | 0 | 0 | 0 | 0 | 0 | 0 | 0 | 0 | 0 | 0 | 0 | 0 | 0 | 0 | 0 | 0 | 0 | 0 | 0 | 0 | 0 | 0 | 0 | 0 | 0 | 0 | 0 | 0 | 0 | 0 | 0 | 0 | 0 | 0 | 0 | 0 | 0 | 0 | 0 | 0 | 0 | 0 | 0 | 0 | 0 | 0 | 0 | 0 | 0 | 0 | 0 | 0 | 0 | 0 | 0 | 0
0 | 0 | 0 | 0 | 0 | 0 | 0 | 0 | 0 | 0 | 0 | 0 | 0 | 0 | 0 | 0 | 0 | 0 | 0 | 0 | 0 | 0 | 0 | 0 | 0 | 0 | 0 | 0 | 0 | 0 | 0 | 0 | 0 | 0 | 0 | 0 | 0 | 0 | 0 | 0 | 0 | 0 | 0 | 0 | 0 | 0 | 0 | 0 | 0 | 0 | 0 | 0 | 0 | 0 | 0 | 0 | 0 | 0 | 0 | 0 | 0 | 0 | 0 | 0 | 0 | 0 | 0 | 0 | 0 | 0 | 0
0 | 0 | 0 | 0 | 0 | 0 | 0 | 0 | 0 | 0 | 0 | 0 | 0 | 0 | 0 | 0 | 0 | 0 | 0 | 0 | 0 | 0 | 0 | 0 | 0 | 0 | 0 | 0 | 0 | 0 | 0 | 0 | 0 | 0 | 0 | 0 | 0 | 0 | 0 | 0 | 0 | 0 | 0 | 0 | 0 | 0 | 0 | 0 | 0 | 0 | 0 | 0 | 0 | 0 | 0 | 0 | 0 | 0 | 0 | 0 | 0 | 0 | 0 | 0 | 0 | 0 | 0 | 0 | 0 | 0 | 0
0 | 0 | 0 | 0 | 0 | 0 | 0 | 0 | 0 | 0 | 0 | 0 | 0 | 0 | 0 | 0 | 0 | 0 | 0 | 0 | 0 | 0 | 0 | 0 | 0 | 0 | 0 | 0 | 0 | 0 | 0 | 0 | 0 | 0 | 0 | 0 | 0 | 0 | 0 | 0 | 0 | 0 | 0 | 0 | 0 | 0 | 0 | 0 | 0 | 0 | 0 | 0 | 0 | 0 | 0 | 0 | 0 | 0 | 0 | 0 | 0 | 0 | 0 | 0 | 0 | 0 | 0 | 0 | 0 | 0 | 0
0 | 0 | 0 | 0 | 0 | 0 | 0 | 0 | 0 | 0 | 0 | 0 | 0 | 0 | 0 | 0 | 0 | 0 | 0 | 0 | 0 | 0 | 0 | 0 | 0 | 0 | 0 | 0 | 0 | 0 | 0 | 0 | 0 | 0 | 0 | 0 | 0 | 0 | 0 | 0 | 0 | 0 | 0 | 0 | 0 | 0 | 0 | 0 | 0 | 0 | 0 | 0 | 0 | 0 | 0 | 0 | 0 | 0 | 0 | 0 | 0 | 0 | 0 | 0 | 0 | 0 | 0 | 0 | 0 | 0 | 0
0 | 0 | 0 | 0 | 0 | 0 | 0 | 0 | 0 | 0 | 0 | 0 | 0 | 0 | 0 | 0 | 0 | 0 | 0 | 0 | 0 | 0 | 0 | 0 | 0 | 0 | 0 | 0 | 0 | 0 | 0 | 0 | 0 | 0 | 0 | 0 | 0 | 0 | 0 | 0 | 0 | 0 | 0 | 0 | 0 | 0 | 0 | 0 | 0 | 0 | 0 | 0 | 0 | 0 | 0 | 0 | 0 | 0 | 0 | 0 | 0 | 0 | 0 | 0 | 0 | 0 | 0 | 0 | 0 | 0 | 0
0 | 0 | 0 | 0 | 0 | 0 | 0 | 0 | 0 | 0 | 0 | 0 | 0 | 0 | 0 | 0 | 0 | 0 | 0 | 0 | 0 | 0 | 0 | 0 | 0 | 0 | 0 | 0 | 0 | 0 | 0 | 0 | 0 | 0 | 0 | 0 | 0 | 0 | 0 | 0 | 0 | 0 | 0 | 0 | 0 | 0 | 0 | 0 | 0 | 0 | 0 | 0 | 0 | 0 | 0 | 0 | 0 | 0 | 0 | 0 | 0 | 0 | 0 | 0 | 0 | 0 | 0 | 0 | 0 | 0 | 0
0 | 0 | 0 | 0 | 0 | 0 | 0 | 0 | 0 | 0 | 0 | 0 | 0 | 0 | 0 | 0 | 0 | 0 | 0 | 0 | 0 | 0 | 0 | 0 | 0 | 0 | 0 | 0 | 0 | 0 | 0 | 0 | 0 | 0 | 0 | 0 | 0 | 0 | 0 | 0 | 0 | 0 | 0 | 0 | 0 | 0 | 0 | 0 | 0 | 0 | 0 | 0 | 0 | 0 | 0 | 0 | 0 | 0 | 0 | 0 | 0 | 0 | 0 | 0 | 0 | 0 | 0 | 0 | 0 | 0 | 0
0 | 0 | 0 | 0 | 0 | 0 | 0 | 0 | 0 | 0 | 0 | 0 | 0 | 0 | 0 | 0 | 0 | 0 | 0 | 0 | 0 | 0 | 0 | 0 | 0 | 0 | 0 | 0 | 0 | 0 | 0 | 0 | 0 | 0 | 0 | 0 | 0 | 0 | 0 | 0 | 0 | 0 | 0 | 0 | 0 | 0 | 0 | 0 | 0 | 0 | 0 | 0 | 0 | 0 | 0 | 0 | 0 | 0 | 0 | 0 | 0 | 0 | 0 | 0 | 0 | 0 | 0 | 0 | 0 | 0 | 0
0 | 0 | 0 | 0 | 0 | 0 | 0 | 0 | 0 | 0 | 0 | 0 | 0 | 0 | 0 | 0 | 0 | 0 | 0 | 0 | 0 | 0 | 0 | 0 | 0 | 0 | 0 | 0 | 0 | 0 | 0 | 0 | 0 | 0 | 0 | 0 | 0 | 0 | 0 | 0 | 0 | 0 | 0 | 0 | 0 | 0 | 0 | 0 | 0 | 0 | 0 | 0 | 0 | 0 | 0 | 0 | 0 | 0 | 0 | 0 | 0 | 0 | 0 | 0 | 0 | 0 | 0 | 0 | 0 | 0 | 0
0 | 0 | 0 | 0 | 0 | 0 | 0 | 0 | 0 | 0 | 0 | 0 | 0 | 0 | 0 | 0 | 0 | 0 | 0 | 0 | 0 | 0 | 0 | 0 | 0 | 0 | 0 | 0 | 0 | 0 | 0 | 0 | 0 | 0 | 0 | 0 | 0 | 0 | 0 | 0 | 0 | 0 | 0 | 0 | 0 | 0 | 0 | 0 | 0 | 0 | 0 | 0 | 0 | 0 | 0 | 0 | 0 | 0 | 0 | 0 | 0 | 0 | 0 | 0 | 0 | 0 | 0 | 0 | 0 | 0 | 0
0 | 0 | 0 | 0 | 0 | 0 | 0 | 0 | 0 | 0 | 0 | 0 | 0 | 0 | 0 | 0 | 0 | 0 | 0 | 0 | 0 | 0 | 0 | 0 | 0 | 0 | 0 | 0 | 0 | 0 | 0 | 0 | 0 | 0 | 0 | 0 | 0 | 0 | 0 | 0 | 0 | 0 | 0 | 0 | 0 | 0 | 0 | 0 | 0 | 0 | 0 | 0 | 0 | 0 | 0 | 0 | 0 | 0 | 0 | 0 | 0 | 0 | 0 | 0 | 0 | 0 | 0 | 0 | 0 | 0 | 0
0 | 0 | 0 | 0 | 0 | 0 | 0 | 0 | 0 | 0 | 0 | 0 | 0 | 0 | 0 | 0 | 0 | 0 | 0 | 0 | 0 | 0 | 0 | 0 | 0 | 0 | 0 | 0 | 0 | 0 | 0 | 0 | 0 | 0 | 0 | 0 | 0 | 0 | 0 | 0 | 0 | 0 | 0 | 0 | 0 | 0 | 0 | 0 | 0 | 0 | 0 | 0 | 0 | 0 | 0 | 0 | 0 | 0 | 0 | 0 | 0 | 0 | 0 | 0 | 0 | 0 | 0 | 0 | 0 | 0 | 0
0 | 0 | 0 | 0 | 0 | 0 | 0 | 0 | 0 | 0 | 0 | 0 | 0 | 0 | 0 | 0 | 0 | 0 | 0 | 0 | 0 | 0 | 0 | 0 | 0 | 0 | 0 | 0 | 0 | 0 | 0 | 0 | 0 | 0 | 0 | 0 | 0 | 0 | 0 | 0 | 0 | 0 | 0 | 0 | 0 | 0 | 0 | 0 | 0 | 0 | 0 | 0 | 0 | 0 | 0 | 0 | 0 | 0 | 0 | 0 | 0 | 0 | 0 | 0 | 0 | 0 | 0 | 0 | 0 | 0 | 0
0 | 0 | 0 | 0 | 0 | 0 | 0 | 0 | 0 | 0 | 0 | 0 | 0 | 0 | 0 | 0 | 0 | 0 | 0 | 0 | 0 | 0 | 0 | 0 | 0 | 0 | 0 | 0 | 0 | 0 | 0 | 0 | 0 | 0 | 0 | 0 | 0 | 0 | 0 | 0 | 0 | 0 | 0 | 0 | 0 | 0 | 0 | 0 | 0 | 0 | 0 | 0 | 0 | 0 | 0 | 0 | 0 | 0 | 0 | 0 | 0 | 0 | 0 | 0 | 0 | 0 | 0 | 0 | 0 | 0 | 0
0 | 0 | 0 | 0 | 0 | 0 | 0 | 0 | 0 | 0 | 0 | 0 | 0 | 0 | 0 | 0 | 0 | 0 | 0 | 0 | 0 | 0 | 0 | 0 | 0 | 0 | 0 | 0 | 0 | 0 | 0 | 0 | 0 | 0 | 0 | 0 | 0 | 0 | 0 | 0 | 0 | 0 | 0 | 0 | 0 | 0 | 0 | 0 | 0 | 0 | 0 | 0 | 0 | 0 | 0 | 0 | 0 | 0 | 0 | 0 | 0 | 0 | 0 | 0 | 0 | 0 | 0 | 0 | 0 | 0 | 0
0 | 0 | 0 | 0 | 0 | 0 | 0 | 0 | 0 | 0 | 0 | 0 | 0 | 0 | 0 | 0 | 0 | 0 | 0 | 0 | 0 | 0 | 0 | 0 | 0 | 0 | 0 | 0 | 0 | 0 | 0 | 0 | 0 | 0 | 0 | 0 | 0 | 0 | 0 | 0 | 0 | 0 | 0 | 0 | 0 | 0 | 0 | 0 | 0 | 0 | 0 | 0 | 0 | 0 | 0 | 0 | 0 | 0 | 0 | 0 | 0 | 0 | 0 | 0 | 0 | 0 | 0 | 0 | 0 | 0 | 0
0 | 0 | 0 | 0 | 0 | 0 | 0 | 0 | 0 | 0 | 0 | 0 | 0 | 0 | 0 | 0 | 0 | 0 | 0 | 0 | 0 | 0 | 0 | 0 | 0 | 0 | 0 | 0 | 0 | 0 | 0 | 0 | 0 | 0 | 0 | 0 | 0 | 0 | 0 | 0 | 0 | 0 | 0 | 0 | 0 | 0 | 0 | 0 | 0 | 0 | 0 | 0 | 0 | 0 | 0 | 0 | 0 | 0 | 0 | 0 | 0 | 0 | 0 | 0 | 0 | 0 | 0 | 0 | 0 | 0 | 0
0 | 0 | 0 | 0 | 0 | 0 | 0 | 0 | 0 | 0 | 0 | 0 | 0 | 0 | 0 | 0 | 0 | 0 | 0 | 0 | 0 | 0 | 0 | 0 | 0 | 0 | 0 | 0 | 0 | 0 | 0 | 0 | 0 | 0 | 0 | 0 | 0 | 0 | 0 | 0 | 0 | 0 | 0 | 0 | 0 | 0 | 0 | 0 | 0 | 0 | 0 | 0 | 0 | 0 | 0 | 0 | 0 | 0 | 0 | 0 | 0 | 0 | 0 | 0 | 0 | 0 | 0 | 0 | 0 | 0 | 0
0 | 0 | 0 | 0 | 0 | 0 | 0 | 0 | 0 | 0 | 0 | 0 | 0 | 0 | 0 | 0 | 0 | 0 | 0 | 0 | 0 | 0 | 0 | 0 | 0 | 0 | 0 | 0 | 0 | 0 | 0 | 0 | 0 | 0 | 0 | 0 | 0 | 0 | 0 | 0 | 0 | 0 | 0 | 0 | 0 | 0 | 0 | 0 | 0 | 0 | 0 | 0 | 0 | 0 | 0 | 0 | 0 | 0 | 0 | 0 | 0 | 0 | 0 | 0 | 0 | 0 | 0 | 0 | 0 | 0 | 0
0 | 0 | 0 | 0 | 0 | 0 | 0 | 0 | 0 | 0 | 0 | 0 | 0 | 0 | 0 | 0 | 0 | 0 | 0 | 0 | 0 | 0 | 0 | 0 | 0 | 0 | 0 | 0 | 0 | 0 | 0 | 0 | 0 | 0 | 0 | 0 | 0 | 0 | 0 | 0 | 0 | 0 | 0 | 0 | 0 | 0 | 0 | 0 | 0 | 0 | 0 | 0 | 0 | 0 | 0 | 0 | 0 | 0 | 0 | 0 | 0 | 0 | 0 | 0 | 0 | 0 | 0 | 0 | 0 | 0 | 0
0 | 0 | 0 | 0 | 0 | 0 | 0 | 0 | 0 | 0 | 0 | 0 | 0 | 0 | 0 | 0 | 0 | 0 | 0 | 0 | 0 | 0 | 0 | 0 | 0 | 0 | 0 | 0 | 0 | 0 | 0 | 0 | 0 | 0 | 0 | 0 | 0 | 0 | 0 | 0 | 0 | 0 | 0 | 0 | 0 | 0 | 0 | 0 | 0 | 0 | 0 | 0 | 0 | 0 | 0 | 0 | 0 | 0 | 0 | 0 | 0 | 0 | 0 | 0 | 0 | 0 | 0 | 0 | 0 | 0 | 0
0 | 0 | 0 | 0 | 0 | 0 | 0 | 0 | 0 | 0 | 0 | 0 | 0 | 0 | 0 | 0 | 0 | 0 | 0 | 0 | 0 | 0 | 0 | 0 | 0 | 0 | 0 | 0 | 0 | 0 | 0 | 0 | 0 | 0 | 0 | 0 | 0 | 0 | 0 | 0 | 0 | 0 | 0 | 0 | 0 | 0 | 0 | 0 | 0 | 0 | 0 | 0 | 0 | 0 | 0 | 0 | 0 | 0 | 0 | 0 | 0 | 0 | 0 | 0 | 0 | 0 | 0 | 0 | 0 | 0 | 0
0 | 0 | 0 | 0 | 0 | 0 | 0 | 0 | 0 | 0 | 0 | 0 | 0 | 0 | 0 | 0 | 0 | 0 | 0 | 0 | 0 | 0 | 0 | 0 | 0 | 0 | 0 | 0 | 0 | 0 | 0 | 0 | 0 | 0 | 0 | 0 | 0 | 0 | 0 | 0 | 0 | 0 | 0 | 0 | 0 | 0 | 0 | 0 | 0 | 0 | 0 | 0 | 0 | 0 | 0 | 0 | 0 | 0 | 0 | 0 | 0 | 0 | 0 | 0 | 0 | 0 | 0 | 0 | 0 | 0 | 0
0 | 0 | 0 | 0 | 0 | 0 | 0 | 0 | 0 | 0 | 0 | 0 | 0 | 0 | 0 | 0 | 0 | 0 | 0 | 0 | 0 | 0 | 0 | 0 | 0 | 0 | 0 | 0 | 0 | 0 | 0 | 0 | 0 | 0 | 0 | 0 | 0 | 0 | 0 | 0 | 0 | 0 | 0 | 0 | 0 | 0 | 0 | 0 | 0 | 0 | 0 | 0 | 0 | 0 | 0 | 0 | 0 | 0 | 0 | 0 | 0 | 0 | 0 | 0 | 0 | 0 | 0 | 0 | 0 | 0 | 0
0 | 0 | 0 | 0 | 0 | 0 | 0 | 0 | 0 | 0 | 0 | 0 | 0 | 0 | 0 | 0 | 0 | 0 | 0 | 0 | 0 | 0 | 0 | 0 | 0 | 0 | 0 | 0 | 0 | 0 | 0 | 0 | 0 | 0 | 0 | 0 | 0 | 0 | 0 | 0 | 0 | 0 | 0 | 0 | 0 | 0 | 0 | 0 | 0 | 0 | 0 | 0 | 0 | 0 | 0 | 0 | 0 | 0 | 0 | 0 | 0 | 0 | 0 | 0 | 0 | 0 | 0 | 0 | 0 | 0 | 0
0 | 0 | 0 | 0 | 0 | 0 | 0 | 0 | 0 | 0 | 0 | 0 | 0 | 0 | 0 | 0 | 0 | 0 | 0 | 0 | 0 | 0 | 0 | 0 | 0 | 0 | 0 | 0 | 0 | 0 | 0 | 0 | 0 | 0 | 0 | 0 | 0 | 0 | 0 | 0 | 0 | 0 | 0 | 0 | 0 | 0 | 0 | 0 | 0 | 0 | 0 | 0 | 0 | 0 | 0 | 0 | 0 | 0 | 0 | 0 | 0 | 0 | 0 | 0 | 0 | 0 | 0 | 0 | 0 | 0 | 0
0 | 0 | 0 | 0 | 0 | 0 | 0 | 0 | 0 | 0 | 0 | 0 | 0 | 0 | 0 | 0 | 0 | 0 | 0 | 0 | 0 | 0 | 0 | 0 | 0 | 0 | 0 | 0 | 0 | 0 | 0 | 0 | 0 | 0 | 0 | 0 | 0 | 0 | 0 | 0 | 0 | 0 | 0 | 0 | 0 | 0 | 0 | 0 | 0 | 0 | 0 | 0 | 0 | 0 | 0 | 0 | 0 | 0 | 0 | 0 | 0 | 0 | 0 | 0 | 0 | 0 | 0 | 0 | 0 | 0 | 0
0 | 0 | 0 | 0 | 0 | 0 | 0 | 0 | 0 | 0 | 0 | 0 | 0 | 0 | 0 | 0 | 0 | 0 | 0 | 0 | 0 | 0 | 0 | 0 | 0 | 0 | 0 | 0 | 0 | 0 | 0 | 0 | 0 | 0 | 0 | 0 | 0 | 0 | 0 | 0 | 0 | 0 | 0 | 0 | 0 | 0 | 0 | 0 | 0 | 0 | 0 | 0 | 0 | 0 | 0 | 0 | 0 | 0 | 0 | 0 | 0 | 0 | 0 | 0 | 0 | 0 | 0 | 0 | 0 | 0 | 0
0 | 0 | 0 | 0 | 0 | 0 | 0 | 0 | 0 | 0 | 0 | 0 | 0 | 0 | 0 | 0 | 0 | 0 | 0 | 0 | 0 | 0 | 0 | 0 | 0 | 0 | 0 | 0 | 0 | 0 | 0 | 0 | 0 | 0 | 0 | 0 | 0 | 0 | 0 | 0 | 0 | 0 | 0 | 0 | 0 | 0 | 0 | 0 | 0 | 0 | 0 | 0 | 0 | 0 | 0 | 0 | 0 | 0 | 0 | 0 | 0 | 0 | 0 | 0 | 0 | 0 | 0 | 0 | 0 | 0 | 0
0 | 0 | 0 | 0 | 0 | 0 | 0 | 0 | 0 | 0 | 0 | 0 | 0 | 0 | 0 | 0 | 0 | 0 | 0 | 0 | 0 | 0 | 0 | 0 | 0 | 0 | 0 | 0 | 0 | 0 | 0 | 0 | 0 | 0 | 0 | 0 | 0 | 0 | 0 | 0 | 0 | 0 | 0 | 0 | 0 | 0 | 0 | 0 | 0 | 0 | 0 | 0 | 0 | 0 | 0 | 0 | 0 | 0 | 0 | 0 | 0 | 0 | 0 | 0 | 0 | 0 | 0 | 0 | 0 | 0 | 0
0 | 0 | 0 | 0 | 0 | 0 | 0 | 0 | 0 | 0 | 0 | 0 | 0 | 0 | 0 | 0 | 0 | 0 | 0 | 0 | 0 | 0 | 0 | 0 | 0 | 0 | 0 | 0 | 0 | 0 | 0 | 0 | 0 | 0 | 0 | 0 | 0 | 0 | 0 | 0 | 0 | 0 | 0 | 0 | 0 | 0 | 0 | 0 | 0 | 0 | 0 | 0 | 0 | 0 | 0 | 0 | 0 | 0 | 0 | 0 | 0 | 0 | 0 | 0 | 0 | 0 | 0 | 0 | 0 | 0 | 0
0 | 0 | 0 | 0 | 0 | 0 | 0 | 0 | 0 | 0 | 0 | 0 | 0 | 0 | 0 | 0 | 0 | 0 | 0 | 0 | 0 | 0 | 0 | 0 | 0 | 0 | 0 | 0 | 0 | 0 | 0 | 0 | 0 | 0 | 0 | 0 | 0 | 0 | 0 | 0 | 0 | 0 | 0 | 0 | 0 | 0 | 0 | 0 | 0 | 0 | 0 | 0 | 0 | 0 | 0 | 0 | 0 | 0 | 0 | 0 | 0 | 0 | 0 | 0 | 0 | 0 | 0 | 0 | 0 | 0 | 0
0 | 0 | 0 | 0 | 0 | 0 | 0 | 0 | 0 | 0 | 0 | 0 | 0 | 0 | 0 | 0 | 0 | 0 | 0 | 0 | 0 | 0 | 0 | 0 | 0 | 0 | 0 | 0 | 0 | 0 | 0 | 0 | 0 | 0 | 0 | 0 | 0 | 0 | 0 | 0 | 0 | 0 | 0 | 0 | 0 | 0 | 0 | 0 | 0 | 0 | 0 | 0 | 0 | 0 | 0 | 0 | 0 | 0 | 0 | 0 | 0 | 0 | 0 | 0 | 0 | 0 | 0 | 0 | 0 | 0 | 0
0 | 0 | 0 | 0 | 0 | 0 | 0 | 0 | 0 | 0 | 0 | 0 | 0 | 0 | 0 | 0 | 0 | 0 | 0 | 0 | 0 | 0 | 0 | 0 | 0 | 0 | 0 | 0 | 0 | 0 | 0 | 0 | 0 | 0 | 0 | 0 | 0 | 0 | 0 | 0 | 0 | 0 | 0 | 0 | 0 | 0 | 0 | 0 | 0 | 0 | 0 | 0 | 0 | 0 | 0 | 0 | 0 | 0 | 0 | 0 | 0 | 0 | 0 | 0 | 0 | 0 | 0 | 0 | 0 | 0 | 0
0 | 0 | 0 | 0 | 0 | 0 | 0 | 0 | 0 | 0 | 0 | 0 | 0 | 0 | 0 | 0 | 0 | 0 | 0 | 0 | 0 | 0 | 0 | 0 | 0 | 0 | 0 | 0 | 0 | 0 | 0 | 0 | 0 | 0 | 0 | 0 | 0 | 0 | 0 | 0 | 0 | 0 | 0 | 0 | 0 | 0 | 0 | 0 | 0 | 0 | 0 | 0 | 0 | 0 | 0 | 0 | 0 | 0 | 0 | 0 | 0 | 0 | 0 | 0 | 0 | 0 | 0 | 0 | 0 | 0 | 0
0 | 0 | 0 | 0 | 0 | 0 | 0 | 0 | 0 | 0 | 0 | 0 | 0 | 0 | 0 | 0 | 0 | 0 | 0 | 0 | 0 | 0 | 0 | 0 | 0 | 0 | 0 | 0 | 0 | 0 | 0 | 0 | 0 | 0 | 0 | 0 | 0 | 0 | 0 | 0 | 0 | 0 | 0 | 0 | 0 | 0 | 0 | 0 | 0 | 0 | 0 | 0 | 0 | 0 | 0 | 0 | 0 | 0 | 0 | 0 | 0 | 0 | 0 | 0 | 0 | 0 | 0 | 0 | 0 | 0 | 0
0 | 0 | 0 | 0 | 0 | 0 | 0 | 0 | 0 | 0 | 0 | 0 | 0 | 0 | 0 | 0 | 0 | 0 | 0 | 0 | 0 | 0 | 0 | 0 | 0 | 0 | 0 | 0 | 0 | 0 | 0 | 0 | 0 | 0 | 0 | 0 | 0 | 0 | 0 | 0 | 0 | 0 | 0 | 0 | 0 | 0 | 0 | 0 | 0 | 0 | 0 | 0 | 0 | 0 | 0 | 0 | 0 | 0 | 0 | 0 | 0 | 0 | 0 | 0 | 0 | 0 | 0 | 0 | 0 | 0 | 0
0 | 0 | 0 | 0 | 0 | 0 | 0 | 0 | 0 | 0 | 0 | 0 | 0 | 0 | 0 | 0 | 0 | 0 | 0 | 0 | 0 | 0 | 0 | 0 | 0 | 0 | 0 | 0 | 0 | 0 | 0 | 0 | 0 | 0 | 0 | 0 | 0 | 0 | 0 | 0 | 0 | 0 | 0 | 0 | 0 | 0 | 0 | 0 | 0 | 0 | 0 | 0 | 0 | 0 | 0 | 0 | 0 | 0 | 0 | 0 | 0 | 0 | 0 | 0 | 0 | 0 | 0 | 0 | 0 | 0 | 0
0 | 0 | 0 | 0 | 0 | 0 | 0 | 0 | 0 | 0 | 0 | 0 | 0 | 0 | 0 | 0 | 0 | 0 | 0 | 0 | 0 | 0 | 0 | 0 | 0 | 0 | 0 | 0 | 0 | 0 | 0 | 0 | 0 | 0 | 0 | 0 | 0 | 0 | 0 | 0 | 0 | 0 | 0 | 0 | 0 | 0 | 0 | 0 | 0 | 0 | 0 | 0 | 0 | 0 | 0 | 0 | 0 | 0 | 0 | 0 | 0 | 0 | 0 | 0 | 0 | 0 | 0 | 0 | 0 | 0 | 0
0 | 0 | 0 | 0 | 0 | 0 | 0 | 0 | 0 | 0 | 0 | 0 | 0 | 0 | 0 | 0 | 0 | 0 | 0 | 0 | 0 | 0 | 0 | 0 | 0 | 0 | 0 | 0 | 0 | 0 | 0 | 0 | 0 | 0 | 0 | 0 | 0 | 0 | 0 | 0 | 0 | 0 | 0 | 0 | 0 | 0 | 0 | 0 | 0 | 0 | 0 | 0 | 0 | 0 | 0 | 0 | 0 | 0 | 0 | 0 | 0 | 0 | 0 | 0 | 0 | 0 | 0 | 0 | 0 | 0 | 0
0 | 0 | 0 | 0 | 0 | 0 | 0 | 0 | 0 | 0 | 0 | 0 | 0 | 0 | 0 | 0 | 0 | 0 | 0 | 0 | 0 | 0 | 0 | 0 | 0 | 0 | 0 | 0 | 0 | 0 | 0 | 0 | 0 | 0 | 0 | 0 | 0 | 0 | 0 | 0 | 0 | 0 | 0 | 0 | 0 | 0 | 0 | 0 | 0 | 0 | 0 | 0 | 0 | 0 | 0 | 0 | 0 | 0 | 0 | 0 | 0 | 0 | 0 | 0 | 0 | 0 | 0 | 0 | 0 | 0 | 0
0 | 0 | 0 | 0 | 0 | 0 | 0 | 0 | 0 | 0 | 0 | 0 | 0 | 0 | 0 | 0 | 0 | 0 | 0 | 0 | 0 | 0 | 0 | 0 | 0 | 0 | 0 | 0 | 0 | 0 | 0 | 0 | 0 | 0 | 0 | 0 | 0 | 0 | 0 | 0 | 0 | 0 | 0 | 0 | 0 | 0 | 0 | 0 | 0 | 0 | 0 | 0 | 0 | 0 | 0 | 0 | 0 | 0 | 0 | 0 | 0 | 0 | 0 | 0 | 0 | 0 | 0 | 0 | 0 | 0 | 0
0 | 0 | 0 | 0 | 0 | 0 | 0 | 0 | 0 | 0 | 0 | 0 | 0 | 0 | 0 | 0 | 0 | 0 | 0 | 0 | 0 | 0 | 0 | 0 | 0 | 0 | 0 | 0 | 0 | 0 | 0 | 0 | 0 | 0 | 0 | 0 | 0 | 0 | 0 | 0 | 0 | 0 | 0 | 0 | 0 | 0 | 0 | 0 | 0 | 0 | 0 | 0 | 0 | 0 | 0 | 0 | 0 | 0 | 0 | 0 | 0 | 0 | 0 | 0 | 0 | 0 | 0 | 0 | 0 | 0 | 0
0 | 0 | 0 | 0 | 0 | 0 | 0 | 0 | 0 | 0 | 0 | 0 | 0 | 0 | 0 | 0 | 0 | 0 | 0 | 0 | 0 | 0 | 0 | 0 | 0 | 0 | 0 | 0 | 0 | 0 | 0 | 0 | 0 | 0 | 0 | 0 | 0 | 0 | 0 | 0 | 0 | 0 | 0 | 0 | 0 | 0 | 0 | 0 | 0 | 0 | 0 | 0 | 0 | 0 | 0 | 0 | 0 | 0 | 0 | 0 | 0 | 0 | 0 | 0 | 0 | 0 | 0 | 0 | 0 | 0 | 0
0 | 0 | 0 | 0 | 0 | 0 | 0 | 0 | 0 | 0 | 0 | 0 | 0 | 0 | 0 | 0 | 0 | 0 | 0 | 0 | 0 | 0 | 0 | 0 | 0 | 0 | 0 | 0 | 0 | 0 | 0 | 0 | 0 | 0 | 0 | 0 | 0 | 0 | 0 | 0 | 0 | 0 | 0 | 0 | 0 | 0 | 0 | 0 | 0 | 0 | 0 | 0 | 0 | 0 | 0 | 0 | 0 | 0 | 0 | 0 | 0 | 0 | 0 | 0 | 0 | 0 | 0 | 0 | 0 | 0 | 0
0 | 0 | 0 | 0 | 0 | 0 | 0 | 0 | 0 | 0 | 0 | 0 | 0 | 0 | 0 | 0 | 0 | 0 | 0 | 0 | 0 | 0 | 0 | 0 | 0 | 0 | 0 | 0 | 0 | 0 | 0 | 0 | 0 | 0 | 0 | 0 | 0 | 0 | 0 | 0 | 0 | 0 | 0 | 0 | 0 | 0 | 0 | 0 | 0 | 0 | 0 | 0 | 0 | 0 | 0 | 0 | 0 | 0 | 0 | 0 | 0 | 0 | 0 | 0 | 0 | 0 | 0 | 0 | 0 | 0 | 0
0 | 0 | 0 | 0 | 0 | 0 | 0 | 0 | 0 | 0 | 0 | 0 | 0 | 0 | 0 | 0 | 0 | 0 | 0 | 0 | 0 | 0 | 0 | 0 | 0 | 0 | 0 | 0 | 0 | 0 | 0 | 0 | 0 | 0 | 0 | 0 | 0 | 0 | 0 | 0 | 0 | 0 | 0 | 0 | 0 | 0 | 0 | 0 | 0 | 0 | 0 | 0 | 0 | 0 | 0 | 0 | 0 | 0 | 0 | 0 | 0 | 0 | 0 | 0 | 0 | 0 | 0 | 0 | 0 | 0 | 0
0 | 0 | 0 | 0 | 0 | 0 | 0 | 0 | 0 | 0 | 0 | 0 | 0 | 0 | 0 | 0 | 0 | 0 | 0 | 0 | 0 | 0 | 0 | 0 | 0 | 0 | 0 | 0 | 0 | 0 | 0 | 0 | 0 | 0 | 0 | 0 | 0 | 0 | 0 | 0 | 0 | 0 | 0 | 0 | 0 | 0 | 0 | 0 | 0 | 0 | 0 | 0 | 0 | 0 | 0 | 0 | 0 | 0 | 0 | 0 | 0 | 0 | 0 | 0 | 0 | 0 | 0 | 0 | 0 | 0 | 0
0 | 0 | 0 | 0 | 0 | 0 | 0 | 0 | 0 | 0 | 0 | 0 | 0 | 0 | 0 | 0 | 0 | 0 | 0 | 0 | 0 | 0 | 0 | 0 | 0 | 0 | 0 | 0 | 0 | 0 | 0 | 0 | 0 | 0 | 0 | 0 | 0 | 0 | 0 | 0 | 0 | 0 | 0 | 0 | 0 | 0 | 0 | 0 | 0 | 0 | 0 | 0 | 0 | 0 | 0 | 0 | 0 | 0 | 0 | 0 | 0 | 0 | 0 | 0 | 0 | 0 | 0 | 0 | 0 | 0 | 0
0 | 0 | 0 | 0 | 0 | 0 | 0 | 0 | 0 | 0 | 0 | 0 | 0 | 0 | 0 | 0 | 0 | 0 | 0 | 0 | 0 | 0 | 0 | 0 | 0 | 0 | 0 | 0 | 0 | 0 | 0 | 0 | 0 | 0 | 0 | 0 | 0 | 0 | 0 | 0 | 0 | 0 | 0 | 0 | 0 | 0 | 0 | 0 | 0 | 0 | 0 | 0 | 0 | 0 | 0 | 0 | 0 | 0 | 0 | 0 | 0 | 0 | 0 | 0 | 0 | 0 | 0 | 0 | 0 | 0 | 0
0 | 0 | 0 | 0 | 0 | 0 | 0 | 0 | 0 | 0 | 0 | 0 | 0 | 0 | 0 | 0 | 0 | 0 | 0 | 0 | 0 | 0 | 0 | 0 | 0 | 0 | 0 | 0 | 0 | 0 | 0 | 0 | 0 | 0 | 0 | 0 | 0 | 0 | 0 | 0 | 0 | 0 | 0 | 0 | 0 | 0 | 0 | 0 | 0 | 0 | 0 | 0 | 0 | 0 | 0 | 0 | 0 | 0 | 0 | 0 | 0 | 0 | 0 | 0 | 0 | 0 | 0 | 0 | 0 | 0 | 0
0 | 0 | 0 | 0 | 0 | 0 | 0 | 0 | 0 | 0 | 0 | 0 | 0 | 0 | 0 | 0 | 0 | 0 | 0 | 0 | 0 | 0 | 0 | 0 | 0 | 0 | 0 | 0 | 0 | 0 | 0 | 0 | 0 | 0 | 0 | 0 | 0 | 0 | 0 | 0 | 0 | 0 | 0 | 0 | 0 | 0 | 0 | 0 | 0 | 0 | 0 | 0 | 0 | 0 | 0 | 0 | 0 | 0 | 0 | 0 | 0 | 0 | 0 | 0 | 0 | 0 | 0 | 0 | 0 | 0 | 0
0 | 0 | 0 | 0 | 0 | 0 | 0 | 0 | 0 | 0 | 0 | 0 | 0 | 0 | 0 | 0 | 0 | 0 | 0 | 0 | 0 | 0 | 0 | 0 | 0 | 0 | 0 | 0 | 0 | 0 | 0 | 0 | 0 | 0 | 0 | 0 | 0 | 0 | 0 | 0 | 0 | 0 | 0 | 0 | 0 | 0 | 0 | 0 | 0 | 0 | 0 | 0 | 0 | 0 | 0 | 0 | 0 | 0 | 0 | 0 | 0 | 0 | 0 | 0 | 0 | 0 | 0 | 0 | 0 | 0 | 0
0 | 0 | 0 | 0 | 0 | 0 | 0 | 0 | 0 | 0 | 0 | 0 | 0 | 0 | 0 | 0 | 0 | 0 | 0 | 0 | 0 | 0 | 0 | 0 | 0 | 0 | 0 | 0 | 0 | 0 | 0 | 0 | 0 | 0 | 0 | 0 | 0 | 0 | 0 | 0 | 0 | 0 | 0 | 0 | 0 | 0 | 0 | 0 | 0 | 0 | 0 | 0 | 0 | 0 | 0 | 0 | 0 | 0 | 0 | 0 | 0 | 0 | 0 | 0 | 0 | 0 | 0 | 0 | 0 | 0 | 0
0 | 0 | 0 | 0 | 0 | 0 | 0 | 0 | 0 | 0 | 0 | 0 | 0 | 0 | 0 | 0 | 0 | 0 | 0 | 0 | 0 | 0 | 0 | 0 | 0 | 0 | 0 | 0 | 0 | 0 | 0 | 0 | 0 | 0 | 0 | 0 | 0 | 0 | 0 | 0 | 0 | 0 | 0 | 0 | 0 | 0 | 0 | 0 | 0 | 0 | 0 | 0 | 0 | 0 | 0 | 0 | 0 | 0 | 0 | 0 | 0 | 0 | 0 | 0 | 0 | 0 | 0 | 0 | 0 | 0 | 0
0 | 0 | 0 | 0 | 0 | 0 | 0 | 0 | 0 | 0 | 0 | 0 | 0 | 0 | 0 | 0 | 0 | 0 | 0 | 0 | 0 | 0 | 0 | 0 | 0 | 0 | 0 | 0 | 0 | 0 | 0 | 0 | 0 | 0 | 0 | 0 | 0 | 0 | 0 | 0 | 0 | 0 | 0 | 0 | 0 | 0 | 0 | 0 | 0 | 0 | 0 | 0 | 0 | 0 | 0 | 0 | 0 | 0 | 0 | 0 | 0 | 0 | 0 | 0 | 0 | 0 | 0 | 0 | 0 | 0 | 0
0 | 0 | 0 | 0 | 0 | 0 | 0 | 0 | 0 | 0 | 0 | 0 | 0 | 0 | 0 | 0 | 0 | 0 | 0 | 0 | 0 | 0 | 0 | 0 | 0 | 0 | 0 | 0 | 0 | 0 | 0 | 0 | 0 | 0 | 0 | 0 | 0 | 0 | 0 | 0 | 0 | 0 | 0 | 0 | 0 | 0 | 0 | 0 | 0 | 0 | 0 | 0 | 0 | 0 | 0 | 0 | 0 | 0 | 0 | 0 | 0 | 0 | 0 | 0 | 0 | 0 | 0 | 0 | 0 | 0 | 0
0 | 0 | 0 | 0 | 0 | 0 | 0 | 0 | 0 | 0 | 0 | 0 | 0 | 0 | 0 | 0 | 0 | 0 | 0 | 0 | 0 | 0 | 0 | 0 | 0 | 0 | 0 | 0 | 0 | 0 | 0 | 0 | 0 | 0 | 0 | 0 | 0 | 0 | 0 | 0 | 0 | 0 | 0 | 0 | 0 | 0 | 0 | 0 | 0 | 0 | 0 | 0 | 0 | 0 | 0 | 0 | 0 | 0 | 0 | 0 | 0 | 0 | 0 | 0 | 0 | 0 | 0 | 0 | 0 | 0 | 0
0 | 0 | 0 | 0 | 0 | 0 | 0 | 0 | 0 | 0 | 0 | 0 | 0 | 0 | 0 | 0 | 0 | 0 | 0 | 0 | 0 | 0 | 0 | 0 | 0 | 0 | 0 | 0 | 0 | 0 | 0 | 0 | 0 | 0 | 0 | 0 | 0 | 0 | 0 | 0 | 0 | 0 | 0 | 0 | 0 | 0 | 0 | 0 | 0 | 0 | 0 | 0 | 0 | 0 | 0 | 0 | 0 | 0 | 0 | 0 | 0 | 0 | 0 | 0 | 0 | 0 | 0 | 0 | 0 | 0 | 0
0 | 0 | 0 | 0 | 0 | 0 | 0 | 0 | 0 | 0 | 0 | 0 | 0 | 0 | 0 | 0 | 0 | 0 | 0 | 0 | 0 | 0 | 0 | 0 | 0 | 0 | 0 | 0 | 0 | 0 | 0 | 0 | 0 | 0 | 0 | 0 | 0 | 0 | 0 | 0 | 0 | 0 | 0 | 0 | 0 | 0 | 0 | 0 | 0 | 0 | 0 | 0 | 0 | 0 | 0 | 0 | 0 | 0 | 0 | 0 | 0 | 0 | 0 | 0 | 0 | 0 | 0 | 0 | 0 | 0 | 0
0 | 0 | 0 | 0 | 0 | 0 | 0 | 0 | 0 | 0 | 0 | 0 | 0 | 0 | 0 | 0 | 0 | 0 | 0 | 0 | 0 | 0 | 0 | 0 | 0 | 0 | 0 | 0 | 0 | 0 | 0 | 0 | 0 | 0 | 0 | 0 | 0 | 0 | 0 | 0 | 0 | 0 | 0 | 0 | 0 | 0 | 0 | 0 | 0 | 0 | 0 | 0 | 0 | 0 | 0 | 0 | 0 | 0 | 0 | 0 | 0 | 0 | 0 | 0 | 0 | 0 | 0 | 0 | 0 | 0 | 0
0 | 0 | 0 | 0 | 0 | 0 | 0 | 0 | 0 | 0 | 0 | 0 | 0 | 0 | 0 | 0 | 0 | 0 | 0 | 0 | 0 | 0 | 0 | 0 | 0 | 0 | 0 | 0 | 0 | 0 | 0 | 0 | 0 | 0 | 0 | 0 | 0 | 0 | 0 | 0 | 0 | 0 | 0 | 0 | 0 | 0 | 0 | 0 | 0 | 0 | 0 | 0 | 0 | 0 | 0 | 0 | 0 | 0 | 0 | 0 | 0 | 0 | 0 | 0 | 0 | 0 | 0 | 0 | 0 | 0 | 0
0 | 0 | 0 | 0 | 0 | 0 | 0 | 0 | 0 | 0 | 0 | 0 | 0 | 0 | 0 | 0 | 0 | 0 | 0 | 0 | 0 | 0 | 0 | 0 | 0 | 0 | 0 | 0 | 0 | 0 | 0 | 0 | 0 | 0 | 0 | 0 | 0 | 0 | 0 | 0 | 0 | 0 | 0 | 0 | 0 | 0 | 0 | 0 | 0 | 0 | 0 | 0 | 0 | 0 | 0 | 0 | 0 | 0 | 0 | 0 | 0 | 0 | 0 | 0 | 0 | 0 | 0 | 0 | 0 | 0 | 0
0 | 0 | 0 | 0 | 0 | 0 | 0 | 0 | 0 | 0 | 0 | 0 | 0 | 0 | 0 | 0 | 0 | 0 | 0 | 0 | 0 | 0 | 0 | 0 | 0 | 0 | 0 | 0 | 0 | 0 | 0 | 0 | 0 | 0 | 0 | 0 | 0 | 0 | 0 | 0 | 0 | 0 | 0 | 0 | 0 | 0 | 0 | 0 | 0 | 0 | 0 | 0 | 0 | 0 | 0 | 0 | 0 | 0 | 0 | 0 | 0 | 0 | 0 | 0 | 0 | 0 | 0 | 0 | 0 | 0 | 0
0 | 0 | 0 | 0 | 0 | 0 | 0 | 0 | 0 | 0 | 0 | 0 | 0 | 0 | 0 | 0 | 0 | 0 | 0 | 0 | 0 | 0 | 0 | 0 | 0 | 0 | 0 | 0 | 0 | 0 | 0 | 0 | 0 | 0 | 0 | 0 | 0 | 0 | 0 | 0 | 0 | 0 | 0 | 0 | 0 | 0 | 0 | 0 | 0 | 0 | 0 | 0 | 0 | 0 | 0 | 0 | 0 | 0 | 0 | 0 | 0 | 0 | 0 | 0 | 0 | 0 | 0 | 0 | 0 | 0 | 0
0 | 0 | 0 | 0 | 0 | 0 | 0 | 0 | 0 | 0 | 0 | 0 | 0 | 0 | 0 | 0 | 0 | 0 | 0 | 0 | 0 | 0 | 0 | 0 | 0 | 0 | 0 | 0 | 0 | 0 | 0 | 0 | 0 | 0 | 0 | 0 | 0 | 0 | 0 | 0 | 0 | 0 | 0 | 0 | 0 | 0 | 0 | 0 | 0 | 0 | 0 | 0 | 0 | 0 | 0 | 0 | 0 | 0 | 0 | 0 | 0 | 0 | 0 | 0 | 0 | 0 | 0 | 0 | 0 | 0 | 0
0 | 0 | 0 | 0 | 0 | 0 | 0 | 0 | 0 | 0 | 0 | 0 | 0 | 0 | 0 | 0 | 0 | 0 | 0 | 0 | 0 | 0 | 0 | 0 | 0 | 0 | 0 | 0 | 0 | 0 | 0 | 0 | 0 | 0 | 0 | 0 | 0 | 0 | 0 | 0 | 0 | 0 | 0 | 0 | 0 | 0 | 0 | 0 | 0 | 0 | 0 | 0 | 0 | 0 | 0 | 0 | 0 | 0 | 0 | 0 | 0 | 0 | 0 | 0 | 0 | 0 | 0 | 0 | 0 | 0 | 0
0 | 0 | 0 | 0 | 0 | 0 | 0 | 0 | 0 | 0 | 0 | 0 | 0 | 0 | 0 | 0 | 0 | 0 | 0 | 0 | 0 | 0 | 0 | 0 | 0 | 0 | 0 | 0 | 0 | 0 | 0 | 0 | 0 | 0 | 0 | 0 | 0 | 0 | 0 | 0 | 0 | 0 | 0 | 0 | 0 | 0 | 0 | 0 | 0 | 0 | 0 | 0 | 0 | 0 | 0 | 0 | 0 | 0 | 0 | 0 | 0 | 0 | 0 | 0 | 0 | 0 | 0 | 0 | 0 | 0 | 0
0 | 0 | 0 | 0 | 0 | 0 | 0 | 0 | 0 | 0 | 0 | 0 | 0 | 0 | 0 | 0 | 0 | 0 | 0 | 0 | 0 | 0 | 0 | 0 | 0 | 0 | 0 | 0 | 0 | 0 | 0 | 0 | 0 | 0 | 0 | 0 | 0 | 0 | 0 | 0 | 0 | 0 | 0 | 0 | 0 | 0 | 0 | 0 | 0 | 0 | 0 | 0 | 0 | 0 | 0 | 0 | 0 | 0 | 0 | 0 | 0 | 0 | 0 | 0 | 0 | 0 | 0 | 0 | 0 | 0 | 0
0 | 0 | 0 | 0 | 0 | 0 | 0 | 0 | 0 | 0 | 0 | 0 | 0 | 0 | 0 | 0 | 0 | 0 | 0 | 0 | 0 | 0 | 0 | 0 | 0 | 0 | 0 | 0 | 0 | 0 | 0 | 0 | 0 | 0 | 0 | 0 | 0 | 0 | 0 | 0 | 0 | 0 | 0 | 0 | 0 | 0 | 0 | 0 | 0 | 0 | 0 | 0 | 0 | 0 | 0 | 0 | 0 | 0 | 0 | 0 | 0 | 0 | 0 | 0 | 0 | 0 | 0 | 0 | 0 | 0 | 0
0 | 0 | 0 | 0 | 0 | 0 | 0 | 0 | 0 | 0 | 0 | 0 | 0 | 0 | 0 | 0 | 0 | 0 | 0 | 0 | 0 | 0 | 0 | 0 | 0 | 0 | 0 | 0 | 0 | 0 | 0 | 0 | 0 | 0 | 0 | 0 | 0 | 0 | 0 | 0 | 0 | 0 | 0 | 0 | 0 | 0 | 0 | 0 | 0 | 0 | 0 | 0 | 0 | 0 | 0 | 0 | 0 | 0 | 0 | 0 | 0 | 0 | 0 | 0 | 0 | 0 | 0 | 0 | 0 | 0 | 0
0 | 0 | 0 | 0 | 0 | 0 | 0 | 0 | 0 | 0 | 0 | 0 | 0 | 0 | 0 | 0 | 0 | 0 | 0 | 0 | 0 | 0 | 0 | 0 | 0 | 0 | 0 | 0 | 0 | 0 | 0 | 0 | 0 | 0 | 0 | 0 | 0 | 0 | 0 | 0 | 0 | 0 | 0 | 0 | 0 | 0 | 0 | 0 | 0 | 0 | 0 | 0 | 0 | 0 | 0 | 0 | 0 | 0 | 0 | 0 | 0 | 0 | 0 | 0 | 0 | 0 | 0 | 0 | 0 | 0 | 0
0 | 0 | 0 | 0 | 0 | 0 | 0 | 0 | 0 | 0 | 0 | 0 | 0 | 0 | 0 | 0 | 0 | 0 | 0 | 0 | 0 | 0 | 0 | 0 | 0 | 0 | 0 | 0 | 0 | 0 | 0 | 0 | 0 | 0 | 0 | 0 | 0 | 0 | 0 | 0 | 0 | 0 | 0 | 0 | 0 | 0 | 0 | 0 | 0 | 0 | 0 | 0 | 0 | 0 | 0 | 0 | 0 | 0 | 0 | 0 | 0 | 0 | 0 | 0 | 0 | 0 | 0 | 0 | 0 | 0 | 0
0 | 0 | 0 | 0 | 0 | 0 | 0 | 0 | 0 | 0 | 0 | 0 | 0 | 0 | 0 | 0 | 0 | 0 | 0 | 0 | 0 | 0 | 0 | 0 | 0 | 0 | 0 | 0 | 0 | 0 | 0 | 0 | 0 | 0 | 0 | 0 | 0 | 0 | 0 | 0 | 0 | 0 | 0 | 0 | 0 | 0 | 0 | 0 | 0 | 0 | 0 | 0 | 0 | 0 | 0 | 0 | 0 | 0 | 0 | 0 | 0 | 0 | 0 | 0 | 0 | 0 | 0 | 0 | 0 | 0 | 0
0 | 0 | 0 | 0 | 0 | 0 | 0 | 0 | 0 | 0 | 0 | 0 | 0 | 0 | 0 | 0 | 0 | 0 | 0 | 0 | 0 | 0 | 0 | 0 | 0 | 0 | 0 | 0 | 0 | 0 | 0 | 0 | 0 | 0 | 0 | 0 | 0 | 0 | 0 | 0 | 0 | 0 | 0 | 0 | 0 | 0 | 0 | 0 | 0 | 0 | 0 | 0 | 0 | 0 | 0 | 0 | 0 | 0 | 0 | 0 | 0 | 0 | 0 | 0 | 0 | 0 | 0 | 0 | 0 | 0 | 0
0 | 0 | 0 | 0 | 0 | 0 | 0 | 0 | 0 | 0 | 0 | 0 | 0 | 0 | 0 | 0 | 0 | 0 | 0 | 0 | 0 | 0 | 0 | 0 | 0 | 0 | 0 | 0 | 0 | 0 | 0 | 0 | 0 | 0 | 0 | 0 | 0 | 0 | 0 | 0 | 0 | 0 | 0 | 0 | 0 | 0 | 0 | 0 | 0 | 0 | 0 | 0 | 0 | 0 | 0 | 0 | 0 | 0 | 0 | 0 | 0 | 0 | 0 | 0 | 0 | 0 | 0 | 0 | 0 | 0 | 0
0 | 0 | 0 | 0 | 0 | 0 | 0 | 0 | 0 | 0 | 0 | 0 | 0 | 0 | 0 | 0 | 0 | 0 | 0 | 0 | 0 | 0 | 0 | 0 | 0 | 0 | 0 | 0 | 0 | 0 | 0 | 0 | 0 | 0 | 0 | 0 | 0 | 0 | 0 | 0 | 0 | 0 | 0 | 0 | 0 | 0 | 0 | 0 | 0 | 0 | 0 | 0 | 0 | 0 | 0 | 0 | 0 | 0 | 0 | 0 | 0 | 0 | 0 | 0 | 0 | 0 | 0 | 0 | 0 | 0 | 0
0 | 0 | 0 | 0 | 0 | 0 | 0 | 0 | 0 | 0 | 0 | 0 | 0 | 0 | 0 | 0 | 0 | 0 | 0 | 0 | 0 | 0 | 0 | 0 | 0 | 0 | 0 | 0 | 0 | 0 | 0 | 0 | 0 | 0 | 0 | 0 | 0 | 0 | 0 | 0 | 0 | 0 | 0 | 0 | 0 | 0 | 0 | 0 | 0 | 0 | 0 | 0 | 0 | 0 | 0 | 0 | 0 | 0 | 0 | 0 | 0 | 0 | 0 | 0 | 0 | 0 | 0 | 0 | 0 | 0 | 0
0 | 0 | 0 | 0 | 0 | 0 | 0 | 0 | 0 | 0 | 0 | 0 | 0 | 0 | 0 | 0 | 0 | 0 | 0 | 0 | 0 | 0 | 0 | 0 | 0 | 0 | 0 | 0 | 0 | 0 | 0 | 0 | 0 | 0 | 0 | 0 | 0 | 0 | 0 | 0 | 0 | 0 | 0 | 0 | 0 | 0 | 0 | 0 | 0 | 0 | 0 | 0 | 0 | 0 | 0 | 0 | 0 | 0 | 0 | 0 | 0 | 0 | 0 | 0 | 0 | 0 | 0 | 0 | 0 | 0 | 0
0 | 0 | 0 | 0 | 0 | 0 | 0 | 0 | 0 | 0 | 0 | 0 | 0 | 0 | 0 | 0 | 0 | 0 | 0 | 0 | 0 | 0 | 0 | 0 | 0 | 0 | 0 | 0 | 0 | 0 | 0 | 0 | 0 | 0 | 0 | 0 | 0 | 0 | 0 | 0 | 0 | 0 | 0 | 0 | 0 | 0 | 0 | 0 | 0 | 0 | 0 | 0 | 0 | 0 | 0 | 0 | 0 | 0 | 0 | 0 | 0 | 0 | 0 | 0 | 0 | 0 | 0 | 0 | 0 | 0 | 0
0 | 0 | 0 | 0 | 0 | 0 | 0 | 0 | 0 | 0 | 0 | 0 | 0 | 0 | 0 | 0 | 0 | 0 | 0 | 0 | 0 | 0 | 0 | 0 | 0 | 0 | 0 | 0 | 0 | 0 | 0 | 0 | 0 | 0 | 0 | 0 | 0 | 0 | 0 | 0 | 0 | 0 | 0 | 0 | 0 | 0 | 0 | 0 | 0 | 0 | 0 | 0 | 0 | 0 | 0 | 0 | 0 | 0 | 0 | 0 | 0 | 0 | 0 | 0 | 0 | 0 | 0 | 0 | 0 | 0 | 0
0 | 0 | 0 | 0 | 0 | 0 | 0 | 0 | 0 | 0 | 0 | 0 | 0 | 0 | 0 | 0 | 0 | 0 | 0 | 0 | 0 | 0 | 0 | 0 | 0 | 0 | 0 | 0 | 0 | 0 | 0 | 0 | 0 | 0 | 0 | 0 | 0 | 0 | 0 | 0 | 0 | 0 | 0 | 0 | 0 | 0 | 0 | 0 | 0 | 0 | 0 | 0 | 0 | 0 | 0 | 0 | 0 | 0 | 0 | 0 | 0 | 0 | 0 | 0 | 0 | 0 | 0 | 0 | 0 | 0 | 0
0 | 0 | 0 | 0 | 0 | 0 | 0 | 0 | 0 | 0 | 0 | 0 | 0 | 0 | 0 | 0 | 0 | 0 | 0 | 0 | 0 | 0 | 0 | 0 | 0 | 0 | 0 | 0 | 0 | 0 | 0 | 0 | 0 | 0 | 0 | 0 | 0 | 0 | 0 | 0 | 0 | 0 | 0 | 0 | 0 | 0 | 0 | 0 | 0 | 0 | 0 | 0 | 0 | 0 | 0 | 0 | 0 | 0 | 0 | 0 | 0 | 0 | 0 | 0 | 0 | 0 | 0 | 0 | 0 | 0 | 0
0 | 0 | 0 | 0 | 0 | 0 | 0 | 0 | 0 | 0 | 0 | 0 | 0 | 0 | 0 | 0 | 0 | 0 | 0 | 0 | 0 | 0 | 0 | 0 | 0 | 0 | 0 | 0 | 0 | 0 | 0 | 0 | 0 | 0 | 0 | 0 | 0 | 0 | 0 | 0 | 0 | 0 | 0 | 0 | 0 | 0 | 0 | 0 | 0 | 0 | 0 | 0 | 0 | 0 | 0 | 0 | 0 | 0 | 0 | 0 | 0 | 0 | 0 | 0 | 0 | 0 | 0 | 0 | 0 | 0 | 0
0 | 0 | 0 | 0 | 0 | 0 | 0 | 0 | 0 | 0 | 0 | 0 | 0 | 0 | 0 | 0 | 0 | 0 | 0 | 0 | 0 | 0 | 0 | 0 | 0 | 0 | 0 | 0 | 0 | 0 | 0 | 0 | 0 | 0 | 0 | 0 | 0 | 0 | 0 | 0 | 0 | 0 | 0 | 0 | 0 | 0 | 0 | 0 | 0 | 0 | 0 | 0 | 0 | 0 | 0 | 0 | 0 | 0 | 0 | 0 | 0 | 0 | 0 | 0 | 0 | 0 | 0 | 0 | 0 | 0 | 0
0 | 0 | 0 | 0 | 0 | 0 | 0 | 0 | 0 | 0 | 0 | 0 | 0 | 0 | 0 | 0 | 0 | 0 | 0 | 0 | 0 | 0 | 0 | 0 | 0 | 0 | 0 | 0 | 0 | 0 | 0 | 0 | 0 | 0 | 0 | 0 | 0 | 0 | 0 | 0 | 0 | 0 | 0 | 0 | 0 | 0 | 0 | 0 | 0 | 0 | 0 | 0 | 0 | 0 | 0 | 0 | 0 | 0 | 0 | 0 | 0 | 0 | 0 | 0 | 0 | 0 | 0 | 0 | 0 | 0 | 0
0 | 0 | 0 | 0 | 0 | 0 | 0 | 0 | 0 | 0 | 0 | 0 | 0 | 0 | 0 | 0 | 0 | 0 | 0 | 0 | 0 | 0 | 0 | 0 | 0 | 0 | 0 | 0 | 0 | 0 | 0 | 0 | 0 | 0 | 0 | 0 | 0 | 0 | 0 | 0 | 0 | 0 | 0 | 0 | 0 | 0 | 0 | 0 | 0 | 0 | 0 | 0 | 0 | 0 | 0 | 0 | 0 | 0 | 0 | 0 | 0 | 0 | 0 | 0 | 0 | 0 | 0 | 0 | 0 | 0 | 0
0 | 0 | 0 | 0 | 0 | 0 | 0 | 0 | 0 | 0 | 0 | 0 | 0 | 0 | 0 | 0 | 0 | 0 | 0 | 0 | 0 | 0 | 0 | 0 | 0 | 0 | 0 | 0 | 0 | 0 | 0 | 0 | 0 | 0 | 0 | 0 | 0 | 0 | 0 | 0 | 0 | 0 | 0 | 0 | 0 | 0 | 0 | 0 | 0 | 0 | 0 | 0 | 0 | 0 | 0 | 0 | 0 | 0 | 0 | 0 | 0 | 0 | 0 | 0 | 0 | 0 | 0 | 0 | 0 | 0 | 0
0 | 0 | 0 | 0 | 0 | 0 | 0 | 0 | 0 | 0 | 0 | 0 | 0 | 0 | 0 | 0 | 0 | 0 | 0 | 0 | 0 | 0 | 0 | 0 | 0 | 0 | 0 | 0 | 0 | 0 | 0 | 0 | 0 | 0 | 0 | 0 | 0 | 0 | 0 | 0 | 0 | 0 | 0 | 0 | 0 | 0 | 0 | 0 | 0 | 0 | 0 | 0 | 0 | 0 | 0 | 0 | 0 | 0 | 0 | 0 | 0 | 0 | 0 | 0 | 0 | 0 | 0 | 0 | 0 | 0 | 0
0 | 0 | 0 | 0 | 0 | 0 | 0 | 0 | 0 | 0 | 0 | 0 | 0 | 0 | 0 | 0 | 0 | 0 | 0 | 0 | 0 | 0 | 0 | 0 | 0 | 0 | 0 | 0 | 0 | 0 | 0 | 0 | 0 | 0 | 0 | 0 | 0 | 0 | 0 | 0 | 0 | 0 | 0 | 0 | 0 | 0 | 0 | 0 | 0 | 0 | 0 | 0 | 0 | 0 | 0 | 0 | 0 | 0 | 0 | 0 | 0 | 0 | 0 | 0 | 0 | 0 | 0 | 0 | 0 | 0 | 0
0 | 0 | 0 | 0 | 0 | 0 | 0 | 0 | 0 | 0 | 0 | 0 | 0 | 0 | 0 | 0 | 0 | 0 | 0 | 0 | 0 | 0 | 0 | 0 | 0 | 0 | 0 | 0 | 0 | 0 | 0 | 0 | 0 | 0 | 0 | 0 | 0 | 0 | 0 | 0 | 0 | 0 | 0 | 0 | 0 | 0 | 0 | 0 | 0 | 0 | 0 | 0 | 0 | 0 | 0 | 0 | 0 | 0 | 0 | 0 | 0 | 0 | 0 | 0 | 0 | 0 | 0 | 0 | 0 | 0 | 0
0 | 0 | 0 | 0 | 0 | 0 | 0 | 0 | 0 | 0 | 0 | 0 | 0 | 0 | 0 | 0 | 0 | 0 | 0 | 0 | 0 | 0 | 0 | 0 | 0 | 0 | 0 | 0 | 0 | 0 | 0 | 0 | 0 | 0 | 0 | 0 | 0 | 0 | 0 | 0 | 0 | 0 | 0 | 0 | 0 | 0 | 0 | 0 | 0 | 0 | 0 | 0 | 0 | 0 | 0 | 0 | 0 | 0 | 0 | 0 | 0 | 0 | 0 | 0 | 0 | 0 | 0 | 0 | 0 | 0 | 0
0 | 0 | 0 | 0 | 0 | 0 | 0 | 0 | 0 | 0 | 0 | 0 | 0 | 0 | 0 | 0 | 0 | 0 | 0 | 0 | 0 | 0 | 0 | 0 | 0 | 0 | 0 | 0 | 0 | 0 | 0 | 0 | 0 | 0 | 0 | 0 | 0 | 0 | 0 | 0 | 0 | 0 | 0 | 0 | 0 | 0 | 0 | 0 | 0 | 0 | 0 | 0 | 0 | 0 | 0 | 0 | 0 | 0 | 0 | 0 | 0 | 0 | 0 | 0 | 0 | 0 | 0 | 0 | 0 | 0 | 0
0 | 0 | 0 | 0 | 0 | 0 | 0 | 0 | 0 | 0 | 0 | 0 | 0 | 0 | 0 | 0 | 0 | 0 | 0 | 0 | 0 | 0 | 0 | 0 | 0 | 0 | 0 | 0 | 0 | 0 | 0 | 0 | 0 | 0 | 0 | 0 | 0 | 0 | 0 | 0 | 0 | 0 | 0 | 0 | 0 | 0 | 0 | 0 | 0 | 0 | 0 | 0 | 0 | 0 | 0 | 0 | 0 | 0 | 0 | 0 | 0 | 0 | 0 | 0 | 0 | 0 | 0 | 0 | 0 | 0 | 0
0 | 0 | 0 | 0 | 0 | 0 | 0 | 0 | 0 | 0 | 0 | 0 | 0 | 0 | 0 | 0 | 0 | 0 | 0 | 0 | 0 | 0 | 0 | 0 | 0 | 0 | 0 | 0 | 0 | 0 | 0 | 0 | 0 | 0 | 0 | 0 | 0 | 0 | 0 | 0 | 0 | 0 | 0 | 0 | 0 | 0 | 0 | 0 | 0 | 0 | 0 | 0 | 0 | 0 | 0 | 0 | 0 | 0 | 0 | 0 | 0 | 0 | 0 | 0 | 0 | 0 | 0 | 0 | 0 | 0 | 0
0 | 0 | 0 | 0 | 0 | 0 | 0 | 0 | 0 | 0 | 0 | 0 | 0 | 0 | 0 | 0 | 0 | 0 | 0 | 0 | 0 | 0 | 0 | 0 | 0 | 0 | 0 | 0 | 0 | 0 | 0 | 0 | 0 | 0 | 0 | 0 | 0 | 0 | 0 | 0 | 0 | 0 | 0 | 0 | 0 | 0 | 0 | 0 | 0 | 0 | 0 | 0 | 0 | 0 | 0 | 0 | 0 | 0 | 0 | 0 | 0 | 0 | 0 | 0 | 0 | 0 | 0 | 0 | 0 | 0 | 0
0 | 0 | 0 | 0 | 0 | 0 | 0 | 0 | 0 | 0 | 0 | 0 | 0 | 0 | 0 | 0 | 0 | 0 | 0 | 0 | 0 | 0 | 0 | 0 | 0 | 0 | 0 | 0 | 0 | 0 | 0 | 0 | 0 | 0 | 0 | 0 | 0 | 0 | 0 | 0 | 0 | 0 | 0 | 0 | 0 | 0 | 0 | 0 | 0 | 0 | 0 | 0 | 0 | 0 | 0 | 0 | 0 | 0 | 0 | 0 | 0 | 0 | 0 | 0 | 0 | 0 | 0 | 0 | 0 | 0 | 0
0 | 0 | 0 | 0 | 0 | 0 | 0 | 0 | 0 | 0 | 0 | 0 | 0 | 0 | 0 | 0 | 0 | 0 | 0 | 0 | 0 | 0 | 0 | 0 | 0 | 0 | 0 | 0 | 0 | 0 | 0 | 0 | 0 | 0 | 0 | 0 | 0 | 0 | 0 | 0 | 0 | 0 | 0 | 0 | 0 | 0 | 0 | 0 | 0 | 0 | 0 | 0 | 0 | 0 | 0 | 0 | 0 | 0 | 0 | 0 | 0 | 0 | 0 | 0 | 0 | 0 | 0 | 0 | 0 | 0 | 0
0 | 0 | 0 | 0 | 0 | 0 | 0 | 0 | 0 | 0 | 0 | 0 | 0 | 0 | 0 | 0 | 0 | 0 | 0 | 0 | 0 | 0 | 0 | 0 | 0 | 0 | 0 | 0 | 0 | 0 | 0 | 0 | 0 | 0 | 0 | 0 | 0 | 0 | 0 | 0 | 0 | 0 | 0 | 0 | 0 | 0 | 0 | 0 | 0 | 0 | 0 | 0 | 0 | 0 | 0 | 0 | 0 | 0 | 0 | 0 | 0 | 0 | 0 | 0 | 0 | 0 | 0 | 0 | 0 | 0 | 0
0 | 0 | 0 | 0 | 0 | 0 | 0 | 0 | 0 | 0 | 0 | 0 | 0 | 0 | 0 | 0 | 0 | 0 | 0 | 0 | 0 | 0 | 0 | 0 | 0 | 0 | 0 | 0 | 0 | 0 | 0 | 0 | 0 | 0 | 0 | 0 | 0 | 0 | 0 | 0 | 0 | 0 | 0 | 0 | 0 | 0 | 0 | 0 | 0 | 0 | 0 | 0 | 0 | 0 | 0 | 0 | 0 | 0 | 0 | 0 | 0 | 0 | 0 | 0 | 0 | 0 | 0 | 0 | 0 | 0 | 0
0 | 0 | 0 | 0 | 0 | 0 | 0 | 0 | 0 | 0 | 0 | 0 | 0 | 0 | 0 | 0 | 0 | 0 | 0 | 0 | 0 | 0 | 0 | 0 | 0 | 0 | 0 | 0 | 0 | 0 | 0 | 0 | 0 | 0 | 0 | 0 | 0 | 0 | 0 | 0 | 0 | 0 | 0 | 0 | 0 | 0 | 0 | 0 | 0 | 0 | 0 | 0 | 0 | 0 | 0 | 0 | 0 | 0 | 0 | 0 | 0 | 0 | 0 | 0 | 0 | 0 | 0 | 0 | 0 | 0 | 0
0 | 0 | 0 | 0 | 0 | 0 | 0 | 0 | 0 | 0 | 0 | 0 | 0 | 0 | 0 | 0 | 0 | 0 | 0 | 0 | 0 | 0 | 0 | 0 | 0 | 0 | 0 | 0 | 0 | 0 | 0 | 0 | 0 | 0 | 0 | 0 | 0 | 0 | 0 | 0 | 0 | 0 | 0 | 0 | 0 | 0 | 0 | 0 | 0 | 0 | 0 | 0 | 0 | 0 | 0 | 0 | 0 | 0 | 0 | 0 | 0 | 0 | 0 | 0 | 0 | 0 | 0 | 0 | 0 | 0 | 0
0 | 0 | 0 | 0 | 0 | 0 | 0 | 0 | 0 | 0 | 0 | 0 | 0 | 0 | 0 | 0 | 0 | 0 | 0 | 0 | 0 | 0 | 0 | 0 | 0 | 0 | 0 | 0 | 0 | 0 | 0 | 0 | 0 | 0 | 0 | 0 | 0 | 0 | 0 | 0 | 0 | 0 | 0 | 0 | 0 | 0 | 0 | 0 | 0 | 0 | 0 | 0 | 0 | 0 | 0 | 0 | 0 | 0 | 0 | 0 | 0 | 0 | 0 | 0 | 0 | 0 | 0 | 0 | 0 | 0 | 0
0 | 0 | 0 | 0 | 0 | 0 | 0 | 0 | 0 | 0 | 0 | 0 | 0 | 0 | 0 | 0 | 0 | 0 | 0 | 0 | 0 | 0 | 0 | 0 | 0 | 0 | 0 | 0 | 0 | 0 | 0 | 0 | 0 | 0 | 0 | 0 | 0 | 0 | 0 | 0 | 0 | 0 | 0 | 0 | 0 | 0 | 0 | 0 | 0 | 0 | 0 | 0 | 0 | 0 | 0 | 0 | 0 | 0 | 0 | 0 | 0 | 0 | 0 | 0 | 0 | 0 | 0 | 0 | 0 | 0 | 0
0 | 0 | 0 | 0 | 0 | 0 | 0 | 0 | 0 | 0 | 0 | 0 | 0 | 0 | 0 | 0 | 0 | 0 | 0 | 0 | 0 | 0 | 0 | 0 | 0 | 0 | 0 | 0 | 0 | 0 | 0 | 0 | 0 | 0 | 0 | 0 | 0 | 0 | 0 | 0 | 0 | 0 | 0 | 0 | 0 | 0 | 0 | 0 | 0 | 0 | 0 | 0 | 0 | 0 | 0 | 0 | 0 | 0 | 0 | 0 | 0 | 0 | 0 | 0 | 0 | 0 | 0 | 0 | 0 | 0 | 0
0 | 0 | 0 | 0 | 0 | 0 | 0 | 0 | 0 | 0 | 0 | 0 | 0 | 0 | 0 | 0 | 0 | 0 | 0 | 0 | 0 | 0 | 0 | 0 | 0 | 0 | 0 | 0 | 0 | 0 | 0 | 0 | 0 | 0 | 0 | 0 | 0 | 0 | 0 | 0 | 0 | 0 | 0 | 0 | 0 | 0 | 0 | 0 | 0 | 0 | 0 | 0 | 0 | 0 | 0 | 0 | 0 | 0 | 0 | 0 | 0 | 0 | 0 | 0 | 0 | 0 | 0 | 0 | 0 | 0 | 0
0 | 0 | 0 | 0 | 0 | 0 | 0 | 0 | 0 | 0 | 0 | 0 | 0 | 0 | 0 | 0 | 0 | 0 | 0 | 0 | 0 | 0 | 0 | 0 | 0 | 0 | 0 | 0 | 0 | 0 | 0 | 0 | 0 | 0 | 0 | 0 | 0 | 0 | 0 | 0 | 0 | 0 | 0 | 0 | 0 | 0 | 0 | 0 | 0 | 0 | 0 | 0 | 0 | 0 | 0 | 0 | 0 | 0 | 0 | 0 | 0 | 0 | 0 | 0 | 0 | 0 | 0 | 0 | 0 | 0 | 0
0 | 0 | 0 | 0 | 0 | 0 | 0 | 0 | 0 | 0 | 0 | 0 | 0 | 0 | 0 | 0 | 0 | 0 | 0 | 0 | 0 | 0 | 0 | 0 | 0 | 0 | 0 | 0 | 0 | 0 | 0 | 0 | 0 | 0 | 0 | 0 | 0 | 0 | 0 | 0 | 0 | 0 | 0 | 0 | 0 | 0 | 0 | 0 | 0 | 0 | 0 | 0 | 0 | 0 | 0 | 0 | 0 | 0 | 0 | 0 | 0 | 0 | 0 | 0 | 0 | 0 | 0 | 0 | 0 | 0 | 0
0 | 0 | 0 | 0 | 0 | 0 | 0 | 0 | 0 | 0 | 0 | 0 | 0 | 0 | 0 | 0 | 0 | 0 | 0 | 0 | 0 | 0 | 0 | 0 | 0 | 0 | 0 | 0 | 0 | 0 | 0 | 0 | 0 | 0 | 0 | 0 | 0 | 0 | 0 | 0 | 0 | 0 | 0 | 0 | 0 | 0 | 0 | 0 | 0 | 0 | 0 | 0 | 0 | 0 | 0 | 0 | 0 | 0 | 0 | 0 | 0 | 0 | 0 | 0 | 0 | 0 | 0 | 0 | 0 | 0 | 0
0 | 0 | 0 | 0 | 0 | 0 | 0 | 0 | 0 | 0 | 0 | 0 | 0 | 0 | 0 | 0 | 0 | 0 | 0 | 0 | 0 | 0 | 0 | 0 | 0 | 0 | 0 | 0 | 0 | 0 | 0 | 0 | 0 | 0 | 0 | 0 | 0 | 0 | 0 | 0 | 0 | 0 | 0 | 0 | 0 | 0 | 0 | 0 | 0 | 0 | 0 | 0 | 0 | 0 | 0 | 0 | 0 | 0 | 0 | 0 | 0 | 0 | 0 | 0 | 0 | 0 | 0 | 0 | 0 | 0 | 0
0 | 0 | 0 | 0 | 0 | 0 | 0 | 0 | 0 | 0 | 0 | 0 | 0 | 0 | 0 | 0 | 0 | 0 | 0 | 0 | 0 | 0 | 0 | 0 | 0 | 0 | 0 | 0 | 0 | 0 | 0 | 0 | 0 | 0 | 0 | 0 | 0 | 0 | 0 | 0 | 0 | 0 | 0 | 0 | 0 | 0 | 0 | 0 | 0 | 0 | 0 | 0 | 0 | 0 | 0 | 0 | 0 | 0 | 0 | 0 | 0 | 0 | 0 | 0 | 0 | 0 | 0 | 0 | 0 | 0 | 0
0 | 0 | 0 | 0 | 0 | 0 | 0 | 0 | 0 | 0 | 0 | 0 | 0 | 0 | 0 | 0 | 0 | 0 | 0 | 0 | 0 | 0 | 0 | 0 | 0 | 0 | 0 | 0 | 0 | 0 | 0 | 0 | 0 | 0 | 0 | 0 | 0 | 0 | 0 | 0 | 0 | 0 | 0 | 0 | 0 | 0 | 0 | 0 | 0 | 0 | 0 | 0 | 0 | 0 | 0 | 0 | 0 | 0 | 0 | 0 | 0 | 0 | 0 | 0 | 0 | 0 | 0 | 0 | 0 | 0 | 0
0 | 0 | 0 | 0 | 0 | 0 | 0 | 0 | 0 | 0 | 0 | 0 | 0 | 0 | 0 | 0 | 0 | 0 | 0 | 0 | 0 | 0 | 0 | 0 | 0 | 0 | 0 | 0 | 0 | 0 | 0 | 0 | 0 | 0 | 0 | 0 | 0 | 0 | 0 | 0 | 0 | 0 | 0 | 0 | 0 | 0 | 0 | 0 | 0 | 0 | 0 | 0 | 0 | 0 | 0 | 0 | 0 | 0 | 0 | 0 | 0 | 0 | 0 | 0 | 0 | 0 | 0 | 0 | 0 | 0 | 0
0 | 0 | 0 | 0 | 0 | 0 | 0 | 0 | 0 | 0 | 0 | 0 | 0 | 0 | 0 | 0 | 0 | 0 | 0 | 0 | 0 | 0 | 0 | 0 | 0 | 0 | 0 | 0 | 0 | 0 | 0 | 0 | 0 | 0 | 0 | 0 | 0 | 0 | 0 | 0 | 0 | 0 | 0 | 0 | 0 | 0 | 0 | 0 | 0 | 0 | 0 | 0 | 0 | 0 | 0 | 0 | 0 | 0 | 0 | 0 | 0 | 0 | 0 | 0 | 0 | 0 | 0 | 0 | 0 | 0 | 0
0 | 0 | 0 | 0 | 0 | 0 | 0 | 0 | 0 | 0 | 0 | 0 | 0 | 0 | 0 | 0 | 0 | 0 | 0 | 0 | 0 | 0 | 0 | 0 | 0 | 0 | 0 | 0 | 0 | 0 | 0 | 0 | 0 | 0 | 0 | 0 | 0 | 0 | 0 | 0 | 0 | 0 | 0 | 0 | 0 | 0 | 0 | 0 | 0 | 0 | 0 | 0 | 0 | 0 | 0 | 0 | 0 | 0 | 0 | 0 | 0 | 0 | 0 | 0 | 0 | 0 | 0 | 0 | 0 | 0 | 0
0 | 0 | 0 | 0 | 0 | 0 | 0 | 0 | 0 | 0 | 0 | 0 | 0 | 0 | 0 | 0 | 0 | 0 | 0 | 0 | 0 | 0 | 0 | 0 | 0 | 0 | 0 | 0 | 0 | 0 | 0 | 0 | 0 | 0 | 0 | 0 | 0 | 0 | 0 | 0 | 0 | 0 | 0 | 0 | 0 | 0 | 0 | 0 | 0 | 0 | 0 | 0 | 0 | 0 | 0 | 0 | 0 | 0 | 0 | 0 | 0 | 0 | 0 | 0 | 0 | 0 | 0 | 0 | 0 | 0 | 0
0 | 0 | 0 | 0 | 0 | 0 | 0 | 0 | 0 | 0 | 0 | 0 | 0 | 0 | 0 | 0 | 0 | 0 | 0 | 0 | 0 | 0 | 0 | 0 | 0 | 0 | 0 | 0 | 0 | 0 | 0 | 0 | 0 | 0 | 0 | 0 | 0 | 0 | 0 | 0 | 0 | 0 | 0 | 0 | 0 | 0 | 0 | 0 | 0 | 0 | 0 | 0 | 0 | 0 | 0 | 0 | 0 | 0 | 0 | 0 | 0 | 0 | 0 | 0 | 0 | 0 | 0 | 0 | 0 | 0 | 0
0 | 0 | 0 | 0 | 0 | 0 | 0 | 0 | 0 | 0 | 0 | 0 | 0 | 0 | 0 | 0 | 0 | 0 | 0 | 0 | 0 | 0 | 0 | 0 | 0 | 0 | 0 | 0 | 0 | 0 | 0 | 0 | 0 | 0 | 0 | 0 | 0 | 0 | 0 | 0 | 0 | 0 | 0 | 0 | 0 | 0 | 0 | 0 | 0 | 0 | 0 | 0 | 0 | 0 | 0 | 0 | 0 | 0 | 0 | 0 | 0 | 0 | 0 | 0 | 0 | 0 | 0 | 0 | 0 | 0 | 0
0 | 0 | 0 | 0 | 0 | 0 | 0 | 0 | 0 | 0 | 0 | 0 | 0 | 0 | 0 | 0 | 0 | 0 | 0 | 0 | 0 | 0 | 0 | 0 | 0 | 0 | 0 | 0 | 0 | 0 | 0 | 0 | 0 | 0 | 0 | 0 | 0 | 0 | 0 | 0 | 0 | 0 | 0 | 0 | 0 | 0 | 0 | 0 | 0 | 0 | 0 | 0 | 0 | 0 | 0 | 0 | 0 | 0 | 0 | 0 | 0 | 0 | 0 | 0 | 0 | 0 | 0 | 0 | 0 | 0 | 0
0 | 0 | 0 | 0 | 0 | 0 | 0 | 0 | 0 | 0 | 0 | 0 | 0 | 0 | 0 | 0 | 0 | 0 | 0 | 0 | 0 | 0 | 0 | 0 | 0 | 0 | 0 | 0 | 0 | 0 | 0 | 0 | 0 | 0 | 0 | 0 | 0 | 0 | 0 | 0 | 0 | 0 | 0 | 0 | 0 | 0 | 0 | 0 | 0 | 0 | 0 | 0 | 0 | 0 | 0 | 0 | 0 | 0 | 0 | 0 | 0 | 0 | 0 | 0 | 0 | 0 | 0 | 0 | 0 | 0 | 0
0 | 0 | 0 | 0 | 0 | 0 | 0 | 0 | 0 | 0 | 0 | 0 | 0 | 0 | 0 | 0 | 0 | 0 | 0 | 0 | 0 | 0 | 0 | 0 | 0 | 0 | 0 | 0 | 0 | 0 | 0 | 0 | 0 | 0 | 0 | 0 | 0 | 0 | 0 | 0 | 0 | 0 | 0 | 0 | 0 | 0 | 0 | 0 | 0 | 0 | 0 | 0 | 0 | 0 | 0 | 0 | 0 | 0 | 0 | 0 | 0 | 0 | 0 | 0 | 0 | 0 | 0 | 0 | 0 | 0 | 0
0 | 0 | 0 | 0 | 0 | 0 | 0 | 0 | 0 | 0 | 0 | 0 | 0 | 0 | 0 | 0 | 0 | 0 | 0 | 0 | 0 | 0 | 0 | 0 | 0 | 0 | 0 | 0 | 0 | 0 | 0 | 0 | 0 | 0 | 0 | 0 | 0 | 0 | 0 | 0 | 0 | 0 | 0 | 0 | 0 | 0 | 0 | 0 | 0 | 0 | 0 | 0 | 0 | 0 | 0 | 0 | 0 | 0 | 0 | 0 | 0 | 0 | 0 | 0 | 0 | 0 | 0 | 0 | 0 | 0 | 0
0 | 0 | 0 | 0 | 0 | 0 | 0 | 0 | 0 | 0 | 0 | 0 | 0 | 0 | 0 | 0 | 0 | 0 | 0 | 0 | 0 | 0 | 0 | 0 | 0 | 0 | 0 | 0 | 0 | 0 | 0 | 0 | 0 | 0 | 0 | 0 | 0 | 0 | 0 | 0 | 0 | 0 | 0 | 0 | 0 | 0 | 0 | 0 | 0 | 0 | 0 | 0 | 0 | 0 | 0 | 0 | 0 | 0 | 0 | 0 | 0 | 0 | 0 | 0 | 0 | 0 | 0 | 0 | 0 | 0 | 0
0 | 0 | 0 | 0 | 0 | 0 | 0 | 0 | 0 | 0 | 0 | 0 | 0 | 0 | 0 | 0 | 0 | 0 | 0 | 0 | 0 | 0 | 0 | 0 | 0 | 0 | 0 | 0 | 0 | 0 | 0 | 0 | 0 | 0 | 0 | 0 | 0 | 0 | 0 | 0 | 0 | 0 | 0 | 0 | 0 | 0 | 0 | 0 | 0 | 0 | 0 | 0 | 0 | 0 | 0 | 0 | 0 | 0 | 0 | 0 | 0 | 0 | 0 | 0 | 0 | 0 | 0 | 0 | 0 | 0 | 0
0 | 0 | 0 | 0 | 0 | 0 | 0 | 0 | 0 | 0 | 0 | 0 | 0 | 0 | 0 | 0 | 0 | 0 | 0 | 0 | 0 | 0 | 0 | 0 | 0 | 0 | 0 | 0 | 0 | 0 | 0 | 0 | 0 | 0 | 0 | 0 | 0 | 0 | 0 | 0 | 0 | 0 | 0 | 0 | 0 | 0 | 0 | 0 | 0 | 0 | 0 | 0 | 0 | 0 | 0 | 0 | 0 | 0 | 0 | 0 | 0 | 0 | 0 | 0 | 0 | 0 | 0 | 0 | 0 | 0 | 0
0 | 0 | 0 | 0 | 0 | 0 | 0 | 0 | 0 | 0 | 0 | 0 | 0 | 0 | 0 | 0 | 0 | 0 | 0 | 0 | 0 | 0 | 0 | 0 | 0 | 0 | 0 | 0 | 0 | 0 | 0 | 0 | 0 | 0 | 0 | 0 | 0 | 0 | 0 | 0 | 0 | 0 | 0 | 0 | 0 | 0 | 0 | 0 | 0 | 0 | 0 | 0 | 0 | 0 | 0 | 0 | 0 | 0 | 0 | 0 | 0 | 0 | 0 | 0 | 0 | 0 | 0 | 0 | 0 | 0 | 0
0 | 0 | 0 | 0 | 0 | 0 | 0 | 0 | 0 | 0 | 0 | 0 | 0 | 0 | 0 | 0 | 0 | 0 | 0 | 0 | 0 | 0 | 0 | 0 | 0 | 0 | 0 | 0 | 0 | 0 | 0 | 0 | 0 | 0 | 0 | 0 | 0 | 0 | 0 | 0 | 0 | 0 | 0 | 0 | 0 | 0 | 0 | 0 | 0 | 0 | 0 | 0 | 0 | 0 | 0 | 0 | 0 | 0 | 0 | 0 | 0 | 0 | 0 | 0 | 0 | 0 | 0 | 0 | 0 | 0 | 0
0 | 0 | 0 | 0 | 0 | 0 | 0 | 0 | 0 | 0 | 0 | 0 | 0 | 0 | 0 | 0 | 0 | 0 | 0 | 0 | 0 | 0 | 0 | 0 | 0 | 0 | 0 | 0 | 0 | 0 | 0 | 0 | 0 | 0 | 0 | 0 | 0 | 0 | 0 | 0 | 0 | 0 | 0 | 0 | 0 | 0 | 0 | 0 | 0 | 0 | 0 | 0 | 0 | 0 | 0 | 0 | 0 | 0 | 0 | 0 | 0 | 0 | 0 | 0 | 0 | 0 | 0 | 0 | 0 | 0 | 0
0 | 0 | 0 | 0 | 0 | 0 | 0 | 0 | 0 | 0 | 0 | 0 | 0 | 0 | 0 | 0 | 0 | 0 | 0 | 0 | 0 | 0 | 0 | 0 | 0 | 0 | 0 | 0 | 0 | 0 | 0 | 0 | 0 | 0 | 0 | 0 | 0 | 0 | 0 | 0 | 0 | 0 | 0 | 0 | 0 | 0 | 0 | 0 | 0 | 0 | 0 | 0 | 0 | 0 | 0 | 0 | 0 | 0 | 0 | 0 | 0 | 0 | 0 | 0 | 0 | 0 | 0 | 0 | 0 | 0 | 0
0 | 0 | 0 | 0 | 0 | 0 | 0 | 0 | 0 | 0 | 0 | 0 | 0 | 0 | 0 | 0 | 0 | 0 | 0 | 0 | 0 | 0 | 0 | 0 | 0 | 0 | 0 | 0 | 0 | 0 | 0 | 0 | 0 | 0 | 0 | 0 | 0 | 0 | 0 | 0 | 0 | 0 | 0 | 0 | 0 | 0 | 0 | 0 | 0 | 0 | 0 | 0 | 0 | 0 | 0 | 0 | 0 | 0 | 0 | 0 | 0 | 0 | 0 | 0 | 0 | 0 | 0 | 0 | 0 | 0 | 0
0 | 0 | 0 | 0 | 0 | 0 | 0 | 0 | 0 | 0 | 0 | 0 | 0 | 0 | 0 | 0 | 0 | 0 | 0 | 0 | 0 | 0 | 0 | 0 | 0 | 0 | 0 | 0 | 0 | 0 | 0 | 0 | 0 | 0 | 0 | 0 | 0 | 0 | 0 | 0 | 0 | 0 | 0 | 0 | 0 | 0 | 0 | 0 | 0 | 0 | 0 | 0 | 0 | 0 | 0 | 0 | 0 | 0 | 0 | 0 | 0 | 0 | 0 | 0 | 0 | 0 | 0 | 0 | 0 | 0 | 0
0 | 0 | 0 | 0 | 0 | 0 | 0 | 0 | 0 | 0 | 0 | 0 | 0 | 0 | 0 | 0 | 0 | 0 | 0 | 0 | 0 | 0 | 0 | 0 | 0 | 0 | 0 | 0 | 0 | 0 | 0 | 0 | 0 | 0 | 0 | 0 | 0 | 0 | 0 | 0 | 0 | 0 | 0 | 0 | 0 | 0 | 0 | 0 | 0 | 0 | 0 | 0 | 0 | 0 | 0 | 0 | 0 | 0 | 0 | 0 | 0 | 0 | 0 | 0 | 0 | 0 | 0 | 0 | 0 | 0 | 0
0 | 0 | 0 | 0 | 0 | 0 | 0 | 0 | 0 | 0 | 0 | 0 | 0 | 0 | 0 | 0 | 0 | 0 | 0 | 0 | 0 | 0 | 0 | 0 | 0 | 0 | 0 | 0 | 0 | 0 | 0 | 0 | 0 | 0 | 0 | 0 | 0 | 0 | 0 | 0 | 0 | 0 | 0 | 0 | 0 | 0 | 0 | 0 | 0 | 0 | 0 | 0 | 0 | 0 | 0 | 0 | 0 | 0 | 0 | 0 | 0 | 0 | 0 | 0 | 0 | 0 | 0 | 0 | 0 | 0 | 0
0 | 0 | 0 | 0 | 0 | 0 | 0 | 0 | 0 | 0 | 0 | 0 | 0 | 0 | 0 | 0 | 0 | 0 | 0 | 0 | 0 | 0 | 0 | 0 | 0 | 0 | 0 | 0 | 0 | 0 | 0 | 0 | 0 | 0 | 0 | 0 | 0 | 0 | 0 | 0 | 0 | 0 | 0 | 0 | 0 | 0 | 0 | 0 | 0 | 0 | 0 | 0 | 0 | 0 | 0 | 0 | 0 | 0 | 0 | 0 | 0 | 0 | 0 | 0 | 0 | 0 | 0 | 0 | 0 | 0 | 0
0 | 0 | 0 | 0 | 0 | 0 | 0 | 0 | 0 | 0 | 0 | 0 | 0 | 0 | 0 | 0 | 0 | 0 | 0 | 0 | 0 | 0 | 0 | 0 | 0 | 0 | 0 | 0 | 0 | 0 | 0 | 0 | 0 | 0 | 0 | 0 | 0 | 0 | 0 | 0 | 0 | 0 | 0 | 0 | 0 | 0 | 0 | 0 | 0 | 0 | 0 | 0 | 0 | 0 | 0 | 0 | 0 | 0 | 0 | 0 | 0 | 0 | 0 | 0 | 0 | 0 | 0 | 0 | 0 | 0 | 0
0 | 0 | 0 | 0 | 0 | 0 | 0 | 0 | 0 | 0 | 0 | 0 | 0 | 0 | 0 | 0 | 0 | 0 | 0 | 0 | 0 | 0 | 0 | 0 | 0 | 0 | 0 | 0 | 0 | 0 | 0 | 0 | 0 | 0 | 0 | 0 | 0 | 0 | 0 | 0 | 0 | 0 | 0 | 0 | 0 | 0 | 0 | 0 | 0 | 0 | 0 | 0 | 0 | 0 | 0 | 0 | 0 | 0 | 0 | 0 | 0 | 0 | 0 | 0 | 0 | 0 | 0 | 0 | 0 | 0 | 0
0 | 0 | 0 | 0 | 0 | 0 | 0 | 0 | 0 | 0 | 0 | 0 | 0 | 0 | 0 | 0 | 0 | 0 | 0 | 0 | 0 | 0 | 0 | 0 | 0 | 0 | 0 | 0 | 0 | 0 | 0 | 0 | 0 | 0 | 0 | 0 | 0 | 0 | 0 | 0 | 0 | 0 | 0 | 0 | 0 | 0 | 0 | 0 | 0 | 0 | 0 | 0 | 0 | 0 | 0 | 0 | 0 | 0 | 0 | 0 | 0 | 0 | 0 | 0 | 0 | 0 | 0 | 0 | 0 | 0 | 0
0 | 0 | 0 | 0 | 0 | 0 | 0 | 0 | 0 | 0 | 0 | 0 | 0 | 0 | 0 | 0 | 0 | 0 | 0 | 0 | 0 | 0 | 0 | 0 | 0 | 0 | 0 | 0 | 0 | 0 | 0 | 0 | 0 | 0 | 0 | 0 | 0 | 0 | 0 | 0 | 0 | 0 | 0 | 0 | 0 | 0 | 0 | 0 | 0 | 0 | 0 | 0 | 0 | 0 | 0 | 0 | 0 | 0 | 0 | 0 | 0 | 0 | 0 | 0 | 0 | 0 | 0 | 0 | 0 | 0 | 0
0 | 0 | 0 | 0 | 0 | 0 | 0 | 0 | 0 | 0 | 0 | 0 | 0 | 0 | 0 | 0 | 0 | 0 | 0 | 0 | 0 | 0 | 0 | 0 | 0 | 0 | 0 | 0 | 0 | 0 | 0 | 0 | 0 | 0 | 0 | 0 | 0 | 0 | 0 | 0 | 0 | 0 | 0 | 0 | 0 | 0 | 0 | 0 | 0 | 0 | 0 | 0 | 0 | 0 | 0 | 0 | 0 | 0 | 0 | 0 | 0 | 0 | 0 | 0 | 0 | 0 | 0 | 0 | 0 | 0 | 0
0 | 0 | 0 | 0 | 0 | 0 | 0 | 0 | 0 | 0 | 0 | 0 | 0 | 0 | 0 | 0 | 0 | 0 | 0 | 0 | 0 | 0 | 0 | 0 | 0 | 0 | 0 | 0 | 0 | 0 | 0 | 0 | 0 | 0 | 0 | 0 | 0 | 0 | 0 | 0 | 0 | 0 | 0 | 0 | 0 | 0 | 0 | 0 | 0 | 0 | 0 | 0 | 0 | 0 | 0 | 0 | 0 | 0 | 0 | 0 | 0 | 0 | 0 | 0 | 0 | 0 | 0 | 0 | 0 | 0 | 0
0 | 0 | 0 | 0 | 0 | 0 | 0 | 0 | 0 | 0 | 0 | 0 | 0 | 0 | 0 | 0 | 0 | 0 | 0 | 0 | 0 | 0 | 0 | 0 | 0 | 0 | 0 | 0 | 0 | 0 | 0 | 0 | 0 | 0 | 0 | 0 | 0 | 0 | 0 | 0 | 0 | 0 | 0 | 0 | 0 | 0 | 0 | 0 | 0 | 0 | 0 | 0 | 0 | 0 | 0 | 0 | 0 | 0 | 0 | 0 | 0 | 0 | 0 | 0 | 0 | 0 | 0 | 0 | 0 | 0 | 0
0 | 0 | 0 | 0 | 0 | 0 | 0 | 0 | 0 | 0 | 0 | 0 | 0 | 0 | 0 | 0 | 0 | 0 | 0 | 0 | 0 | 0 | 0 | 0 | 0 | 0 | 0 | 0 | 0 | 0 | 0 | 0 | 0 | 0 | 0 | 0 | 0 | 0 | 0 | 0 | 0 | 0 | 0 | 0 | 0 | 0 | 0 | 0 | 0 | 0 | 0 | 0 | 0 | 0 | 0 | 0 | 0 | 0 | 0 | 0 | 0 | 0 | 0 | 0 | 0 | 0 | 0 | 0 | 0 | 0 | 0
0 | 0 | 0 | 0 | 0 | 0 | 0 | 0 | 0 | 0 | 0 | 0 | 0 | 0 | 0 | 0 | 0 | 0 | 0 | 0 | 0 | 0 | 0 | 0 | 0 | 0 | 0 | 0 | 0 | 0 | 0 | 0 | 0 | 0 | 0 | 0 | 0 | 0 | 0 | 0 | 0 | 0 | 0 | 0 | 0 | 0 | 0 | 0 | 0 | 0 | 0 | 0 | 0 | 0 | 0 | 0 | 0 | 0 | 0 | 0 | 0 | 0 | 0 | 0 | 0 | 0 | 0 | 0 | 0 | 0 | 0
0 | 0 | 0 | 0 | 0 | 0 | 0 | 0 | 0 | 0 | 0 | 0 | 0 | 0 | 0 | 0 | 0 | 0 | 0 | 0 | 0 | 0 | 0 | 0 | 0 | 0 | 0 | 0 | 0 | 0 | 0 | 0 | 0 | 0 | 0 | 0 | 0 | 0 | 0 | 0 | 0 | 0 | 0 | 0 | 0 | 0 | 0 | 0 | 0 | 0 | 0 | 0 | 0 | 0 | 0 | 0 | 0 | 0 | 0 | 0 | 0 | 0 | 0 | 0 | 0 | 0 | 0 | 0 | 0 | 0 | 0
0 | 0 | 0 | 0 | 0 | 0 | 0 | 0 | 0 | 0 | 0 | 0 | 0 | 0 | 0 | 0 | 0 | 0 | 0 | 0 | 0 | 0 | 0 | 0 | 0 | 0 | 0 | 0 | 0 | 0 | 0 | 0 | 0 | 0 | 0 | 0 | 0 | 0 | 0 | 0 | 0 | 0 | 0 | 0 | 0 | 0 | 0 | 0 | 0 | 0 | 0 | 0 | 0 | 0 | 0 | 0 | 0 | 0 | 0 | 0 | 0 | 0 | 0 | 0 | 0 | 0 | 0 | 0 | 0 | 0 | 0
0 | 0 | 0 | 0 | 0 | 0 | 0 | 0 | 0 | 0 | 0 | 0 | 0 | 0 | 0 | 0 | 0 | 0 | 0 | 0 | 0 | 0 | 0 | 0 | 0 | 0 | 0 | 0 | 0 | 0 | 0 | 0 | 0 | 0 | 0 | 0 | 0 | 0 | 0 | 0 | 0 | 0 | 0 | 0 | 0 | 0 | 0 | 0 | 0 | 0 | 0 | 0 | 0 | 0 | 0 | 0 | 0 | 0 | 0 | 0 | 0 | 0 | 0 | 0 | 0 | 0 | 0 | 0 | 0 | 0 | 0
0 | 0 | 0 | 0 | 0 | 0 | 0 | 0 | 0 | 0 | 0 | 0 | 0 | 0 | 0 | 0 | 0 | 0 | 0 | 0 | 0 | 0 | 0 | 0 | 0 | 0 | 0 | 0 | 0 | 0 | 0 | 0 | 0 | 0 | 0 | 0 | 0 | 0 | 0 | 0 | 0 | 0 | 0 | 0 | 0 | 0 | 0 | 0 | 0 | 0 | 0 | 0 | 0 | 0 | 0 | 0 | 0 | 0 | 0 | 0 | 0 | 0 | 0 | 0 | 0 | 0 | 0 | 0 | 0 | 0 | 0
0 | 0 | 0 | 0 | 0 | 0 | 0 | 0 | 0 | 0 | 0 | 0 | 0 | 0 | 0 | 0 | 0 | 0 | 0 | 0 | 0 | 0 | 0 | 0 | 0 | 0 | 0 | 0 | 0 | 0 | 0 | 0 | 0 | 0 | 0 | 0 | 0 | 0 | 0 | 0 | 0 | 0 | 0 | 0 | 0 | 0 | 0 | 0 | 0 | 0 | 0 | 0 | 0 | 0 | 0 | 0 | 0 | 0 | 0 | 0 | 0 | 0 | 0 | 0 | 0 | 0 | 0 | 0 | 0 | 0 | 0
0 | 0 | 0 | 0 | 0 | 0 | 0 | 0 | 0 | 0 | 0 | 0 | 0 | 0 | 0 | 0 | 0 | 0 | 0 | 0 | 0 | 0 | 0 | 0 | 0 | 0 | 0 | 0 | 0 | 0 | 0 | 0 | 0 | 0 | 0 | 0 | 0 | 0 | 0 | 0 | 0 | 0 | 0 | 0 | 0 | 0 | 0 | 0 | 0 | 0 | 0 | 0 | 0 | 0 | 0 | 0 | 0 | 0 | 0 | 0 | 0 | 0 | 0 | 0 | 0 | 0 | 0 | 0 | 0 | 0 | 0
0 | 0 | 0 | 0 | 0 | 0 | 0 | 0 | 0 | 0 | 0 | 0 | 0 | 0 | 0 | 0 | 0 | 0 | 0 | 0 | 0 | 0 | 0 | 0 | 0 | 0 | 0 | 0 | 0 | 0 | 0 | 0 | 0 | 0 | 0 | 0 | 0 | 0 | 0 | 0 | 0 | 0 | 0 | 0 | 0 | 0 | 0 | 0 | 0 | 0 | 0 | 0 | 0 | 0 | 0 | 0 | 0 | 0 | 0 | 0 | 0 | 0 | 0 | 0 | 0 | 0 | 0 | 0 | 0 | 0 | 0
0 | 0 | 0 | 0 | 0 | 0 | 0 | 0 | 0 | 0 | 0 | 0 | 0 | 0 | 0 | 0 | 0 | 0 | 0 | 0 | 0 | 0 | 0 | 0 | 0 | 0 | 0 | 0 | 0 | 0 | 0 | 0 | 0 | 0 | 0 | 0 | 0 | 0 | 0 | 0 | 0 | 0 | 0 | 0 | 0 | 0 | 0 | 0 | 0 | 0 | 0 | 0 | 0 | 0 | 0 | 0 | 0 | 0 | 0 | 0 | 0 | 0 | 0 | 0 | 0 | 0 | 0 | 0 | 0 | 0 | 0
0 | 0 | 0 | 0 | 0 | 0 | 0 | 0 | 0 | 0 | 0 | 0 | 0 | 0 | 0 | 0 | 0 | 0 | 0 | 0 | 0 | 0 | 0 | 0 | 0 | 0 | 0 | 0 | 0 | 0 | 0 | 0 | 0 | 0 | 0 | 0 | 0 | 0 | 0 | 0 | 0 | 0 | 0 | 0 | 0 | 0 | 0 | 0 | 0 | 0 | 0 | 0 | 0 | 0 | 0 | 0 | 0 | 0 | 0 | 0 | 0 | 0 | 0 | 0 | 0 | 0 | 0 | 0 | 0 | 0 | 0
0 | 0 | 0 | 0 | 0 | 0 | 0 | 0 | 0 | 0 | 0 | 0 | 0 | 0 | 0 | 0 | 0 | 0 | 0 | 0 | 0 | 0 | 0 | 0 | 0 | 0 | 0 | 0 | 0 | 0 | 0 | 0 | 0 | 0 | 0 | 0 | 0 | 0 | 0 | 0 | 0 | 0 | 0 | 0 | 0 | 0 | 0 | 0 | 0 | 0 | 0 | 0 | 0 | 0 | 0 | 0 | 0 | 0 | 0 | 0 | 0 | 0 | 0 | 0 | 0 | 0 | 0 | 0 | 0 | 0 | 0
0 | 0 | 0 | 0 | 0 | 0 | 0 | 0 | 0 | 0 | 0 | 0 | 0 | 0 | 0 | 0 | 0 | 0 | 0 | 0 | 0 | 0 | 0 | 0 | 0 | 0 | 0 | 0 | 0 | 0 | 0 | 0 | 0 | 0 | 0 | 0 | 0 | 0 | 0 | 0 | 0 | 0 | 0 | 0 | 0 | 0 | 0 | 0 | 0 | 0 | 0 | 0 | 0 | 0 | 0 | 0 | 0 | 0 | 0 | 0 | 0 | 0 | 0 | 0 | 0 | 0 | 0 | 0 | 0 | 0 | 0
0 | 0 | 0 | 0 | 0 | 0 | 0 | 0 | 0 | 0 | 0 | 0 | 0 | 0 | 0 | 0 | 0 | 0 | 0 | 0 | 0 | 0 | 0 | 0 | 0 | 0 | 0 | 0 | 0 | 0 | 0 | 0 | 0 | 0 | 0 | 0 | 0 | 0 | 0 | 0 | 0 | 0 | 0 | 0 | 0 | 0 | 0 | 0 | 0 | 0 | 0 | 0 | 0 | 0 | 0 | 0 | 0 | 0 | 0 | 0 | 0 | 0 | 0 | 0 | 0 | 0 | 0 | 0 | 0 | 0 | 0
0 | 0 | 0 | 0 | 0 | 0 | 0 | 0 | 0 | 0 | 0 | 0 | 0 | 0 | 0 | 0 | 0 | 0 | 0 | 0 | 0 | 0 | 0 | 0 | 0 | 0 | 0 | 0 | 0 | 0 | 0 | 0 | 0 | 0 | 0 | 0 | 0 | 0 | 0 | 0 | 0 | 0 | 0 | 0 | 0 | 0 | 0 | 0 | 0 | 0 | 0 | 0 | 0 | 0 | 0 | 0 | 0 | 0 | 0 | 0 | 0 | 0 | 0 | 0 | 0 | 0 | 0 | 0 | 0 | 0 | 0
0 | 0 | 0 | 0 | 0 | 0 | 0 | 0 | 0 | 0 | 0 | 0 | 0 | 0 | 0 | 0 | 0 | 0 | 0 | 0 | 0 | 0 | 0 | 0 | 0 | 0 | 0 | 0 | 0 | 0 | 0 | 0 | 0 | 0 | 0 | 0 | 0 | 0 | 0 | 0 | 0 | 0 | 0 | 0 | 0 | 0 | 0 | 0 | 0 | 0 | 0 | 0 | 0 | 0 | 0 | 0 | 0 | 0 | 0 | 0 | 0 | 0 | 0 | 0 | 0 | 0 | 0 | 0 | 0 | 0 | 0
0 | 0 | 0 | 0 | 0 | 0 | 0 | 0 | 0 | 0 | 0 | 0 | 0 | 0 | 0 | 0 | 0 | 0 | 0 | 0 | 0 | 0 | 0 | 0 | 0 | 0 | 0 | 0 | 0 | 0 | 0 | 0 | 0 | 0 | 0 | 0 | 0 | 0 | 0 | 0 | 0 | 0 | 0 | 0 | 0 | 0 | 0 | 0 | 0 | 0 | 0 | 0 | 0 | 0 | 0 | 0 | 0 | 0 | 0 | 0 | 0 | 0 | 0 | 0 | 0 | 0 | 0 | 0 | 0 | 0 | 0
0 | 0 | 0 | 0 | 0 | 0 | 0 | 0 | 0 | 0 | 0 | 0 | 0 | 0 | 0 | 0 | 0 | 0 | 0 | 0 | 0 | 0 | 0 | 0 | 0 | 0 | 0 | 0 | 0 | 0 | 0 | 0 | 0 | 0 | 0 | 0 | 0 | 0 | 0 | 0 | 0 | 0 | 0 | 0 | 0 | 0 | 0 | 0 | 0 | 0 | 0 | 0 | 0 | 0 | 0 | 0 | 0 | 0 | 0 | 0 | 0 | 0 | 0 | 0 | 0 | 0 | 0 | 0 | 0 | 0 | 0
0 | 0 | 0 | 0 | 0 | 0 | 0 | 0 | 0 | 0 | 0 | 0 | 0 | 0 | 0 | 0 | 0 | 0 | 0 | 0 | 0 | 0 | 0 | 0 | 0 | 0 | 0 | 0 | 0 | 0 | 0 | 0 | 0 | 0 | 0 | 0 | 0 | 0 | 0 | 0 | 0 | 0 | 0 | 0 | 0 | 0 | 0 | 0 | 0 | 0 | 0 | 0 | 0 | 0 | 0 | 0 | 0 | 0 | 0 | 0 | 0 | 0 | 0 | 0 | 0 | 0 | 0 | 0 | 0 | 0 | 0
0 | 0 | 0 | 0 | 0 | 0 | 0 | 0 | 0 | 0 | 0 | 0 | 0 | 0 | 0 | 0 | 0 | 0 | 0 | 0 | 0 | 0 | 0 | 0 | 0 | 0 | 0 | 0 | 0 | 0 | 0 | 0 | 0 | 0 | 0 | 0 | 0 | 0 | 0 | 0 | 0 | 0 | 0 | 0 | 0 | 0 | 0 | 0 | 0 | 0 | 0 | 0 | 0 | 0 | 0 | 0 | 0 | 0 | 0 | 0 | 0 | 0 | 0 | 0 | 0 | 0 | 0 | 0 | 0 | 0 | 0
0 | 0 | 0 | 0 | 0 | 0 | 0 | 0 | 0 | 0 | 0 | 0 | 0 | 0 | 0 | 0 | 0 | 0 | 0 | 0 | 0 | 0 | 0 | 0 | 0 | 0 | 0 | 0 | 0 | 0 | 0 | 0 | 0 | 0 | 0 | 0 | 0 | 0 | 0 | 0 | 0 | 0 | 0 | 0 | 0 | 0 | 0 | 0 | 0 | 0 | 0 | 0 | 0 | 0 | 0 | 0 | 0 | 0 | 0 | 0 | 0 | 0 | 0 | 0 | 0 | 0 | 0 | 0 | 0 | 0 | 0
0 | 0 | 0 | 0 | 0 | 0 | 0 | 0 | 0 | 0 | 0 | 0 | 0 | 0 | 0 | 0 | 0 | 0 | 0 | 0 | 0 | 0 | 0 | 0 | 0 | 0 | 0 | 0 | 0 | 0 | 0 | 0 | 0 | 0 | 0 | 0 | 0 | 0 | 0 | 0 | 0 | 0 | 0 | 0 | 0 | 0 | 0 | 0 | 0 | 0 | 0 | 0 | 0 | 0 | 0 | 0 | 0 | 0 | 0 | 0 | 0 | 0 | 0 | 0 | 0 | 0 | 0 | 0 | 0 | 0 | 0
0 | 0 | 0 | 0 | 0 | 0 | 0 | 0 | 0 | 0 | 0 | 0 | 0 | 0 | 0 | 0 | 0 | 0 | 0 | 0 | 0 | 0 | 0 | 0 | 0 | 0 | 0 | 0 | 0 | 0 | 0 | 0 | 0 | 0 | 0 | 0 | 0 | 0 | 0 | 0 | 0 | 0 | 0 | 0 | 0 | 0 | 0 | 0 | 0 | 0 | 0 | 0 | 0 | 0 | 0 | 0 | 0 | 0 | 0 | 0 | 0 | 0 | 0 | 0 | 0 | 0 | 0 | 0 | 0 | 0 | 0
0 | 0 | 0 | 0 | 0 | 0 | 0 | 0 | 0 | 0 | 0 | 0 | 0 | 0 | 0 | 0 | 0 | 0 | 0 | 0 | 0 | 0 | 0 | 0 | 0 | 0 | 0 | 0 | 0 | 0 | 0 | 0 | 0 | 0 | 0 | 0 | 0 | 0 | 0 | 0 | 0 | 0 | 0 | 0 | 0 | 0 | 0 | 0 | 0 | 0 | 0 | 0 | 0 | 0 | 0 | 0 | 0 | 0 | 0 | 0 | 0 | 0 | 0 | 0 | 0 | 0 | 0 | 0 | 0 | 0 | 0
0 | 0 | 0 | 0 | 0 | 0 | 0 | 0 | 0 | 0 | 0 | 0 | 0 | 0 | 0 | 0 | 0 | 0 | 0 | 0 | 0 | 0 | 0 | 0 | 0 | 0 | 0 | 0 | 0 | 0 | 0 | 0 | 0 | 0 | 0 | 0 | 0 | 0 | 0 | 0 | 0 | 0 | 0 | 0 | 0 | 0 | 0 | 0 | 0 | 0 | 0 | 0 | 0 | 0 | 0 | 0 | 0 | 0 | 0 | 0 | 0 | 0 | 0 | 0 | 0 | 0 | 0 | 0 | 0 | 0 | 0
0 | 0 | 0 | 0 | 0 | 0 | 0 | 0 | 0 | 0 | 0 | 0 | 0 | 0 | 0 | 0 | 0 | 0 | 0 | 0 | 0 | 0 | 0 | 0 | 0 | 0 | 0 | 0 | 0 | 0 | 0 | 0 | 0 | 0 | 0 | 0 | 0 | 0 | 0 | 0 | 0 | 0 | 0 | 0 | 0 | 0 | 0 | 0 | 0 | 0 | 0 | 0 | 0 | 0 | 0 | 0 | 0 | 0 | 0 | 0 | 0 | 0 | 0 | 0 | 0 | 0 | 0 | 0 | 0 | 0 | 0
0 | 0 | 0 | 0 | 0 | 0 | 0 | 0 | 0 | 0 | 0 | 0 | 0 | 0 | 0 | 0 | 0 | 0 | 0 | 0 | 0 | 0 | 0 | 0 | 0 | 0 | 0 | 0 | 0 | 0 | 0 | 0 | 0 | 0 | 0 | 0 | 0 | 0 | 0 | 0 | 0 | 0 | 0 | 0 | 0 | 0 | 0 | 0 | 0 | 0 | 0 | 0 | 0 | 0 | 0 | 0 | 0 | 0 | 0 | 0 | 0 | 0 | 0 | 0 | 0 | 0 | 0 | 0 | 0 | 0 | 0
0 | 0 | 0 | 0 | 0 | 0 | 0 | 0 | 0 | 0 | 0 | 0 | 0 | 0 | 0 | 0 | 0 | 0 | 0 | 0 | 0 | 0 | 0 | 0 | 0 | 0 | 0 | 0 | 0 | 0 | 0 | 0 | 0 | 0 | 0 | 0 | 0 | 0 | 0 | 0 | 0 | 0 | 0 | 0 | 0 | 0 | 0 | 0 | 0 | 0 | 0 | 0 | 0 | 0 | 0 | 0 | 0 | 0 | 0 | 0 | 0 | 0 | 0 | 0 | 0 | 0 | 0 | 0 | 0 | 0 | 0
0 | 0 | 0 | 0 | 0 | 0 | 0 | 0 | 0 | 0 | 0 | 0 | 0 | 0 | 0 | 0 | 0 | 0 | 0 | 0 | 0 | 0 | 0 | 0 | 0 | 0 | 0 | 0 | 0 | 0 | 0 | 0 | 0 | 0 | 0 | 0 | 0 | 0 | 0 | 0 | 0 | 0 | 0 | 0 | 0 | 0 | 0 | 0 | 0 | 0 | 0 | 0 | 0 | 0 | 0 | 0 | 0 | 0 | 0 | 0 | 0 | 0 | 0 | 0 | 0 | 0 | 0 | 0 | 0 | 0 | 0
0 | 0 | 0 | 0 | 0 | 0 | 0 | 0 | 0 | 0 | 0 | 0 | 0 | 0 | 0 | 0 | 0 | 0 | 0 | 0 | 0 | 0 | 0 | 0 | 0 | 0 | 0 | 0 | 0 | 0 | 0 | 0 | 0 | 0 | 0 | 0 | 0 | 0 | 0 | 0 | 0 | 0 | 0 | 0 | 0 | 0 | 0 | 0 | 0 | 0 | 0 | 0 | 0 | 0 | 0 | 0 | 0 | 0 | 0 | 0 | 0 | 0 | 0 | 0 | 0 | 0 | 0 | 0 | 0 | 0 | 0
0 | 0 | 0 | 0 | 0 | 0 | 0 | 0 | 0 | 0 | 0 | 0 | 0 | 0 | 0 | 0 | 0 | 0 | 0 | 0 | 0 | 0 | 0 | 0 | 0 | 0 | 0 | 0 | 0 | 0 | 0 | 0 | 0 | 0 | 0 | 0 | 0 | 0 | 0 | 0 | 0 | 0 | 0 | 0 | 0 | 0 | 0 | 0 | 0 | 0 | 0 | 0 | 0 | 0 | 0 | 0 | 0 | 0 | 0 | 0 | 0 | 0 | 0 | 0 | 0 | 0 | 0 | 0 | 0 | 0 | 0
0 | 0 | 0 | 0 | 0 | 0 | 0 | 0 | 0 | 0 | 0 | 0 | 0 | 0 | 0 | 0 | 0 | 0 | 0 | 0 | 0 | 0 | 0 | 0 | 0 | 0 | 0 | 0 | 0 | 0 | 0 | 0 | 0 | 0 | 0 | 0 | 0 | 0 | 0 | 0 | 0 | 0 | 0 | 0 | 0 | 0 | 0 | 0 | 0 | 0 | 0 | 0 | 0 | 0 | 0 | 0 | 0 | 0 | 0 | 0 | 0 | 0 | 0 | 0 | 0 | 0 | 0 | 0 | 0 | 0 | 0
0 | 0 | 0 | 0 | 0 | 0 | 0 | 0 | 0 | 0 | 0 | 0 | 0 | 0 | 0 | 0 | 0 | 0 | 0 | 0 | 0 | 0 | 0 | 0 | 0 | 0 | 0 | 0 | 0 | 0 | 0 | 0 | 0 | 0 | 0 | 0 | 0 | 0 | 0 | 0 | 0 | 0 | 0 | 0 | 0 | 0 | 0 | 0 | 0 | 0 | 0 | 0 | 0 | 0 | 0 | 0 | 0 | 0 | 0 | 0 | 0 | 0 | 0 | 0 | 0 | 0 | 0 | 0 | 0 | 0 | 0
0 | 0 | 0 | 0 | 0 | 0 | 0 | 0 | 0 | 0 | 0 | 0 | 0 | 0 | 0 | 0 | 0 | 0 | 0 | 0 | 0 | 0 | 0 | 0 | 0 | 0 | 0 | 0 | 0 | 0 | 0 | 0 | 0 | 0 | 0 | 0 | 0 | 0 | 0 | 0 | 0 | 0 | 0 | 0 | 0 | 0 | 0 | 0 | 0 | 0 | 0 | 0 | 0 | 0 | 0 | 0 | 0 | 0 | 0 | 0 | 0 | 0 | 0 | 0 | 0 | 0 | 0 | 0 | 0 | 0 | 0
0 | 0 | 0 | 0 | 0 | 0 | 0 | 0 | 0 | 0 | 0 | 0 | 0 | 0 | 0 | 0 | 0 | 0 | 0 | 0 | 0 | 0 | 0 | 0 | 0 | 0 | 0 | 0 | 0 | 0 | 0 | 0 | 0 | 0 | 0 | 0 | 0 | 0 | 0 | 0 | 0 | 0 | 0 | 0 | 0 | 0 | 0 | 0 | 0 | 0 | 0 | 0 | 0 | 0 | 0 | 0 | 0 | 0 | 0 | 0 | 0 | 0 | 0 | 0 | 0 | 0 | 0 | 0 | 0 | 0 | 0
0 | 0 | 0 | 0 | 0 | 0 | 0 | 0 | 0 | 0 | 0 | 0 | 0 | 0 | 0 | 0 | 0 | 0 | 0 | 0 | 0 | 0 | 0 | 0 | 0 | 0 | 0 | 0 | 0 | 0 | 0 | 0 | 0 | 0 | 0 | 0 | 0 | 0 | 0 | 0 | 0 | 0 | 0 | 0 | 0 | 0 | 0 | 0 | 0 | 0 | 0 | 0 | 0 | 0 | 0 | 0 | 0 | 0 | 0 | 0 | 0 | 0 | 0 | 0 | 0 | 0 | 0 | 0 | 0 | 0 | 0
0 | 0 | 0 | 0 | 0 | 0 | 0 | 0 | 0 | 0 | 0 | 0 | 0 | 0 | 0 | 0 | 0 | 0 | 0 | 0 | 0 | 0 | 0 | 0 | 0 | 0 | 0 | 0 | 0 | 0 | 0 | 0 | 0 | 0 | 0 | 0 | 0 | 0 | 0 | 0 | 0 | 0 | 0 | 0 | 0 | 0 | 0 | 0 | 0 | 0 | 0 | 0 | 0 | 0 | 0 | 0 | 0 | 0 | 0 | 0 | 0 | 0 | 0 | 0 | 0 | 0 | 0 | 0 | 0 | 0 | 0
0 | 0 | 0 | 0 | 0 | 0 | 0 | 0 | 0 | 0 | 0 | 0 | 0 | 0 | 0 | 0 | 0 | 0 | 0 | 0 | 0 | 0 | 0 | 0 | 0 | 0 | 0 | 0 | 0 | 0 | 0 | 0 | 0 | 0 | 0 | 0 | 0 | 0 | 0 | 0 | 0 | 0 | 0 | 0 | 0 | 0 | 0 | 0 | 0 | 0 | 0 | 0 | 0 | 0 | 0 | 0 | 0 | 0 | 0 | 0 | 0 | 0 | 0 | 0 | 0 | 0 | 0 | 0 | 0 | 0 | 0
0 | 0 | 0 | 0 | 0 | 0 | 0 | 0 | 0 | 0 | 0 | 0 | 0 | 0 | 0 | 0 | 0 | 0 | 0 | 0 | 0 | 0 | 0 | 0 | 0 | 0 | 0 | 0 | 0 | 0 | 0 | 0 | 0 | 0 | 0 | 0 | 0 | 0 | 0 | 0 | 0 | 0 | 0 | 0 | 0 | 0 | 0 | 0 | 0 | 0 | 0 | 0 | 0 | 0 | 0 | 0 | 0 | 0 | 0 | 0 | 0 | 0 | 0 | 0 | 0 | 0 | 0 | 0 | 0 | 0 | 0
0 | 0 | 0 | 0 | 0 | 0 | 0 | 0 | 0 | 0 | 0 | 0 | 0 | 0 | 0 | 0 | 0 | 0 | 0 | 0 | 0 | 0 | 0 | 0 | 0 | 0 | 0 | 0 | 0 | 0 | 0 | 0 | 0 | 0 | 0 | 0 | 0 | 0 | 0 | 0 | 0 | 0 | 0 | 0 | 0 | 0 | 0 | 0 | 0 | 0 | 0 | 0 | 0 | 0 | 0 | 0 | 0 | 0 | 0 | 0 | 0 | 0 | 0 | 0 | 0 | 0 | 0 | 0 | 0 | 0 | 0
0 | 0 | 0 | 0 | 0 | 0 | 0 | 0 | 0 | 0 | 0 | 0 | 0 | 0 | 0 | 0 | 0 | 0 | 0 | 0 | 0 | 0 | 0 | 0 | 0 | 0 | 0 | 0 | 0 | 0 | 0 | 0 | 0 | 0 | 0 | 0 | 0 | 0 | 0 | 0 | 0 | 0 | 0 | 0 | 0 | 0 | 0 | 0 | 0 | 0 | 0 | 0 | 0 | 0 | 0 | 0 | 0 | 0 | 0 | 0 | 0 | 0 | 0 | 0 | 0 | 0 | 0 | 0 | 0 | 0 | 0
0 | 0 | 0 | 0 | 0 | 0 | 0 | 0 | 0 | 0 | 0 | 0 | 0 | 0 | 0 | 0 | 0 | 0 | 0 | 0 | 0 | 0 | 0 | 0 | 0 | 0 | 0 | 0 | 0 | 0 | 0 | 0 | 0 | 0 | 0 | 0 | 0 | 0 | 0 | 0 | 0 | 0 | 0 | 0 | 0 | 0 | 0 | 0 | 0 | 0 | 0 | 0 | 0 | 0 | 0 | 0 | 0 | 0 | 0 | 0 | 0 | 0 | 0 | 0 | 0 | 0 | 0 | 0 | 0 | 0 | 0
0 | 0 | 0 | 0 | 0 | 0 | 0 | 0 | 0 | 0 | 0 | 0 | 0 | 0 | 0 | 0 | 0 | 0 | 0 | 0 | 0 | 0 | 0 | 0 | 0 | 0 | 0 | 0 | 0 | 0 | 0 | 0 | 0 | 0 | 0 | 0 | 0 | 0 | 0 | 0 | 0 | 0 | 0 | 0 | 0 | 0 | 0 | 0 | 0 | 0 | 0 | 0 | 0 | 0 | 0 | 0 | 0 | 0 | 0 | 0 | 0 | 0 | 0 | 0 | 0 | 0 | 0 | 0 | 0 | 0 | 0
0 | 0 | 0 | 0 | 0 | 0 | 0 | 0 | 0 | 0 | 0 | 0 | 0 | 0 | 0 | 0 | 0 | 0 | 0 | 0 | 0 | 0 | 0 | 0 | 0 | 0 | 0 | 0 | 0 | 0 | 0 | 0 | 0 | 0 | 0 | 0 | 0 | 0 | 0 | 0 | 0 | 0 | 0 | 0 | 0 | 0 | 0 | 0 | 0 | 0 | 0 | 0 | 0 | 0 | 0 | 0 | 0 | 0 | 0 | 0 | 0 | 0 | 0 | 0 | 0 | 0 | 0 | 0 | 0 | 0 | 0
0 | 0 | 0 | 0 | 0 | 0 | 0 | 0 | 0 | 0 | 0 | 0 | 0 | 0 | 0 | 0 | 0 | 0 | 0 | 0 | 0 | 0 | 0 | 0 | 0 | 0 | 0 | 0 | 0 | 0 | 0 | 0 | 0 | 0 | 0 | 0 | 0 | 0 | 0 | 0 | 0 | 0 | 0 | 0 | 0 | 0 | 0 | 0 | 0 | 0 | 0 | 0 | 0 | 0 | 0 | 0 | 0 | 0 | 0 | 0 | 0 | 0 | 0 | 0 | 0 | 0 | 0 | 0 | 0 | 0 | 0
0 | 0 | 0 | 0 | 0 | 0 | 0 | 0 | 0 | 0 | 0 | 0 | 0 | 0 | 0 | 0 | 0 | 0 | 0 | 0 | 0 | 0 | 0 | 0 | 0 | 0 | 0 | 0 | 0 | 0 | 0 | 0 | 0 | 0 | 0 | 0 | 0 | 0 | 0 | 0 | 0 | 0 | 0 | 0 | 0 | 0 | 0 | 0 | 0 | 0 | 0 | 0 | 0 | 0 | 0 | 0 | 0 | 0 | 0 | 0 | 0 | 0 | 0 | 0 | 0 | 0 | 0 | 0 | 0 | 0 | 0
0 | 0 | 0 | 0 | 0 | 0 | 0 | 0 | 0 | 0 | 0 | 0 | 0 | 0 | 0 | 0 | 0 | 0 | 0 | 0 | 0 | 0 | 0 | 0 | 0 | 0 | 0 | 0 | 0 | 0 | 0 | 0 | 0 | 0 | 0 | 0 | 0 | 0 | 0 | 0 | 0 | 0 | 0 | 0 | 0 | 0 | 0 | 0 | 0 | 0 | 0 | 0 | 0 | 0 | 0 | 0 | 0 | 0 | 0 | 0 | 0 | 0 | 0 | 0 | 0 | 0 | 0 | 0 | 0 | 0 | 0
0 | 0 | 0 | 0 | 0 | 0 | 0 | 0 | 0 | 0 | 0 | 0 | 0 | 0 | 0 | 0 | 0 | 0 | 0 | 0 | 0 | 0 | 0 | 0 | 0 | 0 | 0 | 0 | 0 | 0 | 0 | 0 | 0 | 0 | 0 | 0 | 0 | 0 | 0 | 0 | 0 | 0 | 0 | 0 | 0 | 0 | 0 | 0 | 0 | 0 | 0 | 0 | 0 | 0 | 0 | 0 | 0 | 0 | 0 | 0 | 0 | 0 | 0 | 0 | 0 | 0 | 0 | 0 | 0 | 0 | 0
0 | 0 | 0 | 0 | 0 | 0 | 0 | 0 | 0 | 0 | 0 | 0 | 0 | 0 | 0 | 0 | 0 | 0 | 0 | 0 | 0 | 0 | 0 | 0 | 0 | 0 | 0 | 0 | 0 | 0 | 0 | 0 | 0 | 0 | 0 | 0 | 0 | 0 | 0 | 0 | 0 | 0 | 0 | 0 | 0 | 0 | 0 | 0 | 0 | 0 | 0 | 0 | 0 | 0 | 0 | 0 | 0 | 0 | 0 | 0 | 0 | 0 | 0 | 0 | 0 | 0 | 0 | 0 | 0 | 0 | 0
0 | 0 | 0 | 0 | 0 | 0 | 0 | 0 | 0 | 0 | 0 | 0 | 0 | 0 | 0 | 0 | 0 | 0 | 0 | 0 | 0 | 0 | 0 | 0 | 0 | 0 | 0 | 0 | 0 | 0 | 0 | 0 | 0 | 0 | 0 | 0 | 0 | 0 | 0 | 0 | 0 | 0 | 0 | 0 | 0 | 0 | 0 | 0 | 0 | 0 | 0 | 0 | 0 | 0 | 0 | 0 | 0 | 0 | 0 | 0 | 0 | 0 | 0 | 0 | 0 | 0 | 0 | 0 | 0 | 0 | 0

## Portfolio Summary Cost
Economc Inputs |  | Product Assumptions |  |  | Product Levelized Cost | [13 empty] | Product Assumptions |  |  | Product Levelized Cost | [13 empty] | Product Assumptions |  |  | Product Levelized Cost | [13 empty] | Product Assumptions |  |  | Product Levelized Cost | [13 empty] | Product Assumptions |  |  | Product Levelized Cost | [13 empty] | Product Assumptions |  |  | Product Levelized Cost | [13 empty] | Product Assumptions |  |  | Product Levelized Cost | [13 empty] | Product Assumptions |  |  | Product Levelized Cost | [13 empty] | Product Assumptions |  |  | Product Levelized Cost | [13 empty] | Product Assumptions |  |  | Product Levelized Cost | [13 empty] | Product Assumptions |  |  | Product Levelized Cost | [13 empty] | Product Assumptions |  |  | Product Levelized Cost | [13 empty] | Product Assumptions |  |  | Product Levelized Cost | [13 empty] | Product Assumptions |  |  | Product Levelized Cost | [13 empty] | Product Assumptions |  |  | Product Levelized Cost | [13 empty] | Product Assumptions |  |  | Product Levelized Cost
Start Year | 2022 | Product Name | Res CPP-No Enablement |  | NPV | 5007185.522 |  |  |  |  | Cost Unit | $ | $ per year | $ per kW pledged per year | $ per new kW pledged | $ per participant per year | $ per new participant | Total | Product Name | Res CPP-With Enablement |  | NPV | 91533.8079 |  |  |  |  | Cost Unit | $ | $ per year | $ per kW pledged per year | $ per new kW pledged | $ per participant per year | $ per new participant | Total | Product Name | Res DLC Heat-Switch |  | NPV | 34726609.3252 |  |  |  |  | Cost Unit | $ | $ per year | $ per kW pledged per year | $ per new kW pledged | $ per participant per year | $ per new participant | Total | Product Name | Res DLC Heat-BYOT |  | NPV | 1568396.224 |  |  |  |  | Cost Unit | $ | $ per year | $ per kW pledged per year | $ per new kW pledged | $ per participant per year | $ per new participant | Total | Product Name | Res DLC ERWH-Switch |  | NPV | 35553676.8819 |  |  |  |  | Cost Unit | $ | $ per year | $ per kW pledged per year | $ per new kW pledged | $ per participant per year | $ per new participant | Total | Product Name | Res DLC ERWH-Grid-Enabled |  | NPV | 33167356.0133 |  |  |  |  | Cost Unit | $ | $ per year | $ per kW pledged per year | $ per new kW pledged | $ per participant per year | $ per new participant | Total | Product Name | Res DLC HPWH-Switch |  | NPV | 1335281.9591 |  |  |  |  | Cost Unit | $ | $ per year | $ per kW pledged per year | $ per new kW pledged | $ per participant per year | $ per new participant | Total | Product Name | Res DLC HPWH-Grid-Enabled |  | NPV | 1243367.198 |  |  |  |  | Cost Unit | $ | $ per year | $ per kW pledged per year | $ per new kW pledged | $ per participant per year | $ per new participant | Total | Product Name | Small Com DLC Heat-Switch |  | NPV | 4224755.0663 |  |  |  |  | Cost Unit | $ | $ per year | $ per kW pledged per year | $ per new kW pledged | $ per participant per year | $ per new participant | Total | Product Name | Medium Com DLC Heat-Switch |  | NPV | 1811663.0408 |  |  |  |  | Cost Unit | $ | $ per year | $ per kW pledged per year | $ per new kW pledged | $ per participant per year | $ per new participant | Total | Product Name | C&I Curtailment-Manual |  | NPV | 2542997.1267 |  |  |  |  | Cost Unit | $ | $ per year | $ per kW pledged per year | $ per new kW pledged | $ per participant per year | $ per new participant | Total | Product Name | C&I Curtailment-AutoDR |  | NPV | 3355543.2742 |  |  |  |  | Cost Unit | $ | $ per year | $ per kW pledged per year | $ per new kW pledged | $ per participant per year | $ per new participant | Total | Product Name | C&I CPP-No Enablement |  | NPV | 1049943.1383 |  |  |  |  | Cost Unit | $ | $ per year | $ per kW pledged per year | $ per new kW pledged | $ per participant per year | $ per new participant | Total | Product Name | C&I CPP-With Enablement |  | NPV | 714369.8126 |  |  |  |  | Cost Unit | $ | $ per year | $ per kW pledged per year | $ per new kW pledged | $ per participant per year | $ per new participant | Total | Product Name | Res EV DLC- |  | NPV | 13687587.5361 |  |  |  |  | Cost Unit | $ | $ per year | $ per kW pledged per year | $ per new kW pledged | $ per participant per year | $ per new participant | Total | Product Name | Res Behavior DR-Winter |  | NPV | 6508334.254 |  |  |  |  | Cost Unit | $ | $ per year | $ per kW pledged per year | $ per new kW pledged | $ per participant per year | $ per new participant | Total
End Year | 2045 | Attrition | 0% |  | NPV MW | 417.3941 |  |  |  |  | Input | 145796.8543 | 72898.4271 | 0 | 0 | 0 | 25 | n/a | Attrition | 0% |  | NPV MW | 12.033 |  |  |  |  | Input | 4203.1457 | 2101.5729 | 0 | 0 | 0 | 25 | n/a | Attrition | 5% |  | NPV MW | 402.7635 |  |  |  |  | Input | 140929.707 | 0 | 0 | 0 | 47.5 | 240 | n/a | Attrition | 5% |  | NPV MW | 20.6782 |  |  |  |  | Input | 9070.293 | 0 | 0 | 0 | 47.5 | 25 | n/a | Attrition | 5% |  | NPV MW | 205.7358 |  |  |  |  | Input | 22938.6701 | 0 | 0 | 0 | 31.5 | 340 | n/a | Attrition | 5% |  | NPV MW | 346.4099 |  |  |  |  | Input | 124786.3654 | 0 | 0 | 0 | 31.5 | 65 | n/a | Attrition | 5% |  | NPV MW | 3.1683 |  |  |  |  | Input | 353.2554 | 0 | 0 | 0 | 31.5 | 340 | n/a | Attrition | 5% |  | NPV MW | 5.3347 |  |  |  |  | Input | 1921.7091 | 0 | 0 | 0 | 31.5 | 65 | n/a | Attrition | 5% |  | NPV MW | 53.7037 |  |  |  |  | Input | 84712.1103 | 0 | 0 | 0 | 53 | 456 | n/a | Attrition | 5% |  | NPV MW | 41.3896 |  |  |  |  | Input | 65287.8897 | 0 | 0 | 0 | 143 | 1211 | n/a | Attrition | 0% |  | NPV MW | 22.9849 |  |  |  |  | Input | 74025.974 | 0 | 80 | 0 | 0 | 0 | n/a | Attrition | 0% |  | NPV MW | 23.5897 |  |  |  |  | Input | 75974.026 | 0 | 80 | 310 | 0 | 0 | n/a | Attrition | 0% |  | NPV MW | 10.3525 |  |  |  |  | Input | 87227.7585 | 43613.8792 | 0 | 0 | 0 | 50 | n/a | Attrition | 0% |  | NPV MW | 7.45 |  |  |  |  | Input | 62772.2415 | 31386.1208 | 0 | 0 | 0 | 50 | n/a | Attrition | 5% |  | NPV MW | 36.3765 |  |  |  |  | Input | 150000 | 150000 | 0 | 0 | 25 | 330 | n/a | Attrition | 3.2% |  | NPV MW | 71.7278 |  |  |  |  | Input | 150000 | 0 | 66.75 | 0 | 0 | 0 | n/a
Planning Horizon | 24 |  |  |  | $/kW Levelized | -3.1537 |  |  |  |  | Results | 145796.8543 | 2358193.9887 | 0 | 0 | 0 | 5980685.2929 | 8484676.1359 |  |  |  | $/kW Levelized | -7.5431 |  |  |  |  | Results | 4203.1457 | 67983.86 | 0 | 0 | 0 | 87639.4319 | 159826.4376 |  |  |  | $/kW Levelized | 71.0709 |  |  |  |  | Results | 140929.707 | 0 | 0 | 0 | 51367758.2868 | 24510018.5339 | 76018706.5277 |  |  |  | $/kW Levelized | 60.6977 |  |  |  |  | Results | 9070.293 | 0 | 0 | 0 | 3815669.6569 | 206495.7908 | 4031235.7407 |  |  |  | $/kW Levelized | 157.6623 |  |  |  |  | Results | 22938.6701 | 0 | 0 | 0 | 26118035.5928 | 31086634.8952 | 57227609.1582 |  |  |  | $/kW Levelized | 80.596 |  |  |  |  | Results | 124786.3654 | 0 | 0 | 0 | 69104166.6702 | 15034556.714 | 84263509.7497 |  |  |  | $/kW Levelized | 406.2966 |  |  |  |  | Results | 353.2554 | 0 | 0 | 0 | 981283.1693 | 1167958.8805 | 2149595.3052 |  |  |  | $/kW Levelized | 217.9212 |  |  |  |  | Results | 1921.7091 | 0 | 0 | 0 | 2596319.1389 | 564864.7429 | 3163105.591 |  |  |  | $/kW Levelized | 63.5179 |  |  |  |  | Results | 84712.1103 | 0 | 0 | 0 | 4828918.5614 | 3901875.0434 | 8815505.7151 |  |  |  | $/kW Levelized | 28.621 |  |  |  |  | Results | 65287.8897 | 0 | 0 | 0 | 2053662.5736 | 1633321.5683 | 3752272.0316 |  |  |  | $/kW Levelized | 95.4878 |  |  |  |  | Results | 74025.974 | 0 | 6003815.9299 | 0 | 0 | 0 | 6077841.9039 |  |  |  | $/kW Levelized | 127.0958 |  |  |  |  | Results | 75974.026 | 0 | 6161811.0859 | 1101855.017 | 0 | 0 | 7339640.1289 |  |  |  | $/kW Levelized | 86.2695 |  |  |  |  | Results | 87227.7585 | 1410867.0357 | 0 | 0 | 0 | 403278.3534 | 1901373.1475 |  |  |  | $/kW Levelized | 80.7384 |  |  |  |  | Results | 62772.2415 | 1015310.813 | 0 | 0 | 0 | 231591.7004 | 1309674.755 |  |  |  | $/kW Levelized | 361.1254 |  |  |  |  | Results | 150000 | 4852355.6975 | 0 | 0 | 10462173.7388 | 18118392.5817 | 33582922.018 |  |  |  | $/kW Levelized | 75.5866 |  |  |  |  | Results | 150000 | 0 | 15131543.4606 | 0 | 0 | 0 | 15281543.4606
Discount Rate | 6.8%
Inflation Rate | 2.5% | Cost Description | Cost Unit (nominal dollars) | Cost Value | Year | Ramp Weight | Ramped MW | Ramped Incremental MW | Ramped Participants | Ramped Incremental Participants |  | $ | $ per year | $ per kW per year | $ per new kW per year | $ per participant per year | $ per new participant per year | Total | Cost Description | Cost Unit (nominal dollars) | Cost Value | Year | Ramp Weight | Ramped MW | Ramped Incremental MW | Ramped Participants | Ramped Incremental Participants |  | $ | $ per year | $ per kW per year | $ per new kW per year | $ per participant per year | $ per new participant per year | Total | Cost Description | Cost Unit (nominal dollars) | Cost Value | Year | Ramp Weight | Ramped MW | Ramped Incremental MW | Ramped Participants | Ramped Incremental Participants |  | $ | $ per year | $ per kW per year | $ per new kW per year | $ per participant per year | $ per new participant per year | Total | Cost Description | Cost Unit (nominal dollars) | Cost Value | Year | Ramp Weight | Ramped MW | Ramped Incremental MW | Ramped Participants | Ramped Incremental Participants |  | $ | $ per year | $ per kW per year | $ per new kW per year | $ per participant per year | $ per new participant per year | Total | Cost Description | Cost Unit (nominal dollars) | Cost Value | Year | Ramp Weight | Ramped MW | Ramped Incremental MW | Ramped Participants | Ramped Incremental Participants |  | $ | $ per year | $ per kW per year | $ per new kW per year | $ per participant per year | $ per new participant per year | Total | Cost Description | Cost Unit (nominal dollars) | Cost Value | Year | Ramp Weight | Ramped MW | Ramped Incremental MW | Ramped Participants | Ramped Incremental Participants |  | $ | $ per year | $ per kW per year | $ per new kW per year | $ per participant per year | $ per new participant per year | Total | Cost Description | Cost Unit (nominal dollars) | Cost Value | Year | Ramp Weight | Ramped MW | Ramped Incremental MW | Ramped Participants | Ramped Incremental Participants |  | $ | $ per year | $ per kW per year | $ per new kW per year | $ per participant per year | $ per new participant per year | Total | Cost Description | Cost Unit (nominal dollars) | Cost Value | Year | Ramp Weight | Ramped MW | Ramped Incremental MW | Ramped Participants | Ramped Incremental Participants |  | $ | $ per year | $ per kW per year | $ per new kW per year | $ per participant per year | $ per new participant per year | Total | Cost Description | Cost Unit (nominal dollars) | Cost Value | Year | Ramp Weight | Ramped MW | Ramped Incremental MW | Ramped Participants | Ramped Incremental Participants |  | $ | $ per year | $ per kW per year | $ per new kW per year | $ per participant per year | $ per new participant per year | Total | Cost Description | Cost Unit (nominal dollars) | Cost Value | Year | Ramp Weight | Ramped MW | Ramped Incremental MW | Ramped Participants | Ramped Incremental Participants |  | $ | $ per year | $ per kW per year | $ per new kW per year | $ per participant per year | $ per new participant per year | Total | Cost Description | Cost Unit (nominal dollars) | Cost Value | Year | Ramp Weight | Ramped MW | Ramped Incremental MW | Ramped Participants | Ramped Incremental Participants |  | $ | $ per year | $ per kW per year | $ per new kW per year | $ per participant per year | $ per new participant per year | Total | Cost Description | Cost Unit (nominal dollars) | Cost Value | Year | Ramp Weight | Ramped MW | Ramped Incremental MW | Ramped Participants | Ramped Incremental Participants |  | $ | $ per year | $ per kW per year | $ per new kW per year | $ per participant per year | $ per new participant per year | Total | Cost Description | Cost Unit (nominal dollars) | Cost Value | Year | Ramp Weight | Ramped MW | Ramped Incremental MW | Ramped Participants | Ramped Incremental Participants |  | $ | $ per year | $ per kW per year | $ per new kW per year | $ per participant per year | $ per new participant per year | Total | Cost Description | Cost Unit (nominal dollars) | Cost Value | Year | Ramp Weight | Ramped MW | Ramped Incremental MW | Ramped Participants | Ramped Incremental Participants |  | $ | $ per year | $ per kW per year | $ per new kW per year | $ per participant per year | $ per new participant per year | Total | Cost Description | Cost Unit (nominal dollars) | Cost Value | Year | Ramp Weight | Ramped MW | Ramped Incremental MW | Ramped Participants | Ramped Incremental Participants |  | $ | $ per year | $ per kW per year | $ per new kW per year | $ per participant per year | $ per new participant per year | Total | Cost Description | Cost Unit (nominal dollars) | Cost Value | Year | Ramp Weight | Ramped MW | Ramped Incremental MW | Ramped Participants | Ramped Incremental Participants |  | $ | $ per year | $ per kW per year | $ per new kW per year | $ per participant per year | $ per new participant per year | Total
Line Loss Rate | 6.8% | Setup Cost | $ | 150000 | 2022 | 0 | 0 | 0 | 0 | 0 |  | 145796.8543 | 72898.4271 | 0 | 0 | 0 | 0 | 218695.2814 | Setup Cost | $ | 150000 | 2022 | 0 | 0 | 0 | 0 | 0 |  | 4203.1457 | 2101.5729 | 0 | 0 | 0 | 0 | 6304.7186 | Setup Cost | $ | 150000 | 2022 | 0 | 0 | 0 | 0 | 0 |  | 140929.707 | 0 | 0 | 0 | 0 | 0 | 140929.707 | Setup Cost | $ | 150000 | 2022 | 0 | 0 | 0 | 0 | 0 |  | 9070.293 | 0 | 0 | 0 | 0 | 0 | 9070.293 | Setup Cost | $ | 150000 | 2022 | 0 | 0 | 0 | 0 | 0 |  | 22938.6701 | 0 | 0 | 0 | 0 | 0 | 22938.6701 | Setup Cost | $ | 150000 | 2022 | 0 | 0 | 0 | 0 | 0 |  | 124786.3654 | 0 | 0 | 0 | 0 | 0 | 124786.3654 | Setup Cost | $ | 150000 | 2022 | 0 | 0 | 0 | 0 | 0 |  | 353.2554 | 0 | 0 | 0 | 0 | 0 | 353.2554 | Setup Cost | $ | 150000 | 2022 | 0 | 0 | 0 | 0 | 0 |  | 1921.7091 | 0 | 0 | 0 | 0 | 0 | 1921.7091 | Setup Cost | $ | 150000 | 2022 | 0 | 0 | 0 | 0 | 0 |  | 84712.1103 | 0 | 0 | 0 | 0 | 0 | 84712.1103 | Setup Cost | $ | 150000 | 2022 | 0 | 0 | 0 | 0 | 0 |  | 65287.8897 | 0 | 0 | 0 | 0 | 0 | 65287.8897 | Setup Cost | $ | 150000 | 2022 | 0 | 0 | 0 | 0 | 0 |  | 74025.974 | 0 | 0 | 0 | 0 | 0 | 74025.974 | Setup Cost | $ | 150000 | 2022 | 0 | 0 | 0 | 0 | 0 |  | 75974.026 | 0 | 0 | 0 | 0 | 0 | 75974.026 | Setup Cost | $ | 150000 | 2022 | 0 | 0 | 0 | 0 | 0 |  | 87227.7585 | 43613.8792 | 0 | 0 | 0 | 0 | 130841.6377 | Setup Cost | $ | 150000 | 2022 | 0 | 0 | 0 | 0 | 0 |  | 62772.2415 | 31386.1208 | 0 | 0 | 0 | 0 | 94158.3623 | Setup Cost | $ | 150000 | 2022 | 0 | 0 | 0 | 0 | 0 |  | 150000 | 150000 | 0 | 0 | 0 | 0 | 300000 | Setup Cost | $ | 150000 | 2022 | 0 | 0 | 0 | 0 | 0 |  | 150000 | 0 | 0 | 0 | 0 | 0 | 150000
Cost per FTE | 150000 | O&M Cost | $ per year | 75000 | 2023 | 0 | 0 | 0 | 0 | 0 |  |  | 74720.8878 | 0 | 0 | 0 | 0 | 74720.8878 | O&M Cost | $ per year | 75000 | 2023 | 0 | 0 | 0 | 0 | 0 |  |  | 2154.1122 | 0 | 0 | 0 | 0 | 2154.1122 | O&M Cost | $ per participant per year | 7.5 | 2023 | 0.1 | 4.0071 | 4.2074 | 3310.8036 | 3476.3438 |  |  | 0 | 0 | 0 | 161194.7493 | 855180.5648 | 1016375.3141 | O&M Cost | $ per participant per year | 7.5 | 2023 | 0.2 | 0.047779 | 0.050168 | 51.0669 | 53.6203 |  |  | 0 | 0 | 0 | 2486.3207 | 1374.0193 | 3860.34 | O&M Cost | $ per participant per year | 7.5 | 2023 | 0.089 | 5.0168 | 5.2676 | 8485.7787 | 8910.0676 |  |  | 0 | 0 | 0 | 273984.5797 | 3105158.5704 | 3379143.1501 | O&M Cost | $ per participant per year | 7.5 | 2023 | 0.011 | 0.59525 | 0.62502 | 1006.8519 | 1057.1945 |  |  | 0 | 0 | 0 | 32508.7322 | 70435.5863 | 102944.3185 | O&M Cost | $ per participant per year | 7.5 | 2023 | 0.089 | 0.077259 | 0.081122 | 318.82 | 334.761 |  |  | 0 | 0 | 0 | 10293.9004 | 116664.2044 | 126958.1048 | O&M Cost | $ per participant per year | 7.5 | 2023 | 0.011 | 0.0091669 | 0.0096252 | 37.8285 | 39.72 |  |  | 0 | 0 | 0 | 1221.3886 | 2646.342 | 3867.7307 | O&M Cost | $ per participant per year | 15 | 2023 | 0.1 | 0.54132 | 0.56839 | 283.5884 | 297.7678 |  |  | 0 | 0 | 0 | 15405.9409 | 139176.689 | 154582.6299 | O&M Cost | $ per participant per year | 15 | 2023 | 0.1 | 0.4172 | 0.43806 | 44.7 | 46.935 |  |  | 0 | 0 | 0 | 6551.9026 | 58259.2434 | 64811.1461 | O&M Cost | $ per kW pledged per year | 60 | 2023 | 0.1 | 0.23054 | 0.23054 | 57.004 | 57.004 |  |  | 0 | 18904.6789 | 0 | 0 | 0 | 18904.6789 | O&M Cost | $ per kW pledged per year | 60 | 2023 | 0.1 | 0.23661 | 0.23661 | 57.004 | 57.004 |  |  | 0 | 19402.1705 | 75183.4107 | 0 | 0 | 94585.5812 | O&M Cost | $ per year | 75000 | 2023 | 0.1 | 0.10357 | 0.10357 | 571.6596 | 571.6596 |  |  | 44704.2262 | 0 | 0 | 0 | 29297.5534 | 74001.7796 | O&M Cost | $ per year | 75000 | 2023 | 0.1 | 0.074529 | 0.074529 | 328.2884 | 328.2884 |  |  | 32170.7738 | 0 | 0 | 0 | 16824.7816 | 48995.5554 | O&M Cost | $ per year | 150000 | 2023 | 0.2 | 0.16621 | 0.17452 | 479.5837 | 503.5628 |  |  | 153750 | 0 | 0 | 12289.3313 | 170330.1314 | 336369.4627 | O&M Cost | $ per kW pledged per year | 66.75 | 2023 | 0.2 | 1.2813 | 1.3223 | 42901.3201 | 44274.1623 |  |  | 0 | 87663.6573 | 0 | 0 | 0 | 87663.6573
Participants per FTE | 20000 | Equipment Cost | $ per new participant | 0 | 2024 | 0 | 0 | 0 | 0 | 0 |  |  | 76588.91 | 0 | 0 | 0 | 0 | 76588.91 | Equipment Cost | $ per new participant | 0 | 2024 | 0 | 0 | 0 | 0 | 0 |  |  | 2207.965 | 0 | 0 | 0 | 0 | 2207.965 | Equipment Cost | $ per new participant | 215 | 2024 | 0.2 | 8.1073 | 4.5056 | 6698.5666 | 3722.6913 |  |  | 0 | 0 | 0 | 334289.8713 | 938676.6153 | 1272966.4865 | Equipment Cost | $ per new participant | 0 | 2024 | 0.4 | 0.16208 | 0.12241 | 173.2366 | 130.8315 |  |  | 0 | 0 | 0 | 8645.3188 | 3436.3716 | 12081.6904 | Equipment Cost | $ per new participant | 315 | 2024 | 0.166 | 9.4659 | 4.9224 | 16011.361 | 8326.1503 |  |  | 0 | 0 | 0 | 529890.9878 | 2974204.9721 | 3504095.9599 | Equipment Cost | $ per new participant | 40 | 2024 | 0.034 | 1.8613 | 1.3591 | 3148.258 | 2298.8189 |  |  | 0 | 0 | 0 | 104190.6135 | 156987.7807 | 261178.3942 | Equipment Cost | $ per new participant | 315 | 2024 | 0.166 | 0.14578 | 0.075805 | 601.5643 | 312.8226 |  |  | 0 | 0 | 0 | 19908.5841 | 111744.1345 | 131652.7186 | Equipment Cost | $ per new participant | 40 | 2024 | 0.034 | 0.028663 | 0.02093 | 118.2835 | 86.3691 |  |  | 0 | 0 | 0 | 3914.5553 | 5898.2027 | 9812.758 | Equipment Cost | $ per new participant | 387 | 2024 | 0.2 | 1.0954 | 0.60889 | 573.8826 | 318.9883 |  |  | 0 | 0 | 0 | 31955.5748 | 152822.4989 | 184778.0737 | Equipment Cost | $ per new participant | 1128 | 2024 | 0.2 | 0.84426 | 0.46928 | 90.457 | 50.2798 |  |  | 0 | 0 | 0 | 13590.1998 | 63971.3678 | 77561.5676 | Equipment Cost | $ per new kW pledged | 0 | 2024 | 0.2 | 0.46588 | 0.23534 | 115.1851 | 58.1811 |  |  | 0 | 39157.469 | 0 | 0 | 0 | 39157.469 | Equipment Cost | $ per new kW pledged | 310 | 2024 | 0.2 | 0.47814 | 0.24153 | 115.1851 | 58.1811 |  |  | 0 | 40187.9287 | 78665.2279 | 0 | 0 | 118853.1566 | Equipment Cost | $ per new participant | 0 | 2024 | 0.2 | 0.20933 | 0.10577 | 1156.8366 | 585.177 |  |  | 45821.8319 | 0 | 0 | 0 | 30740.0811 | 76561.913 | Equipment Cost | $ per kW pledged per year | 0 | 2024 | 0.2 | 0.15064 | 0.076114 | 664.3395 | 336.0511 |  |  | 32975.0431 | 0 | 0 | 0 | 17653.1857 | 50628.2288 | Equipment Cost | $ per new participant | 300 | 2024 | 0.4 | 0.4111 | 0.26545 | 1186.216 | 765.9431 |  |  | 157593.75 | 0 | 0 | 31156.7034 | 265557.2574 | 454307.7108 | Equipment Cost | $ per new kW pledged | 0 | 2024 | 0.4 | 2.6029 | 1.4049 | 86799.1588 | 46675.4118 |  |  | 0 | 182539.4096 | 0 | 0 | 0 | 182539.4096
T&D Deferral Costs ($/kW-yr) | 15.15 | Marketing Cost | $ per new participant | 25 | 2025 | 0.1 | 4.8657 | 4.8657 | 16223.8141 | 16223.8141 |  |  | 78503.6328 | 0 | 0 | 0 | 436781.8334 | 515285.4662 | Marketing Cost | $ per new participant | 25 | 2025 | 0.1 | 0.14027 | 0.14027 | 237.7396 | 237.7396 |  |  | 2263.1641 | 0 | 0 | 0 | 6400.4892 | 8663.6533 | Marketing Cost | $ per new participant | 25 | 2025 | 0.4 | 16.4083 | 9.1214 | 13557.2205 | 7536.5149 |  |  | 0 | 0 | 0 | 693483.0726 | 1947840.5469 | 2641323.6196 | Marketing Cost | $ per new participant | 25 | 2025 | 0.6 | 0.36145 | 0.21744 | 386.3216 | 232.4011 |  |  | 0 | 0 | 0 | 19761.2424 | 6256.7646 | 26018.007 | Marketing Cost | $ per new participant | 25 | 2025 | 0.308 | 17.7732 | 9.1959 | 30062.8163 | 15554.5961 |  |  | 0 | 0 | 0 | 1019792.4982 | 5695203.5739 | 6714996.0721 | Marketing Cost | $ per new participant | 25 | 2025 | 0.092 | 5.0965 | 3.4901 | 8620.6102 | 5903.3827 |  |  | 0 | 0 | 0 | 292428.8099 | 413224.338 | 705653.1479 | Marketing Cost | $ per new participant | 25 | 2025 | 0.308 | 0.27371 | 0.14162 | 1129.4929 | 584.4032 |  |  | 0 | 0 | 0 | 38314.7198 | 213975.0286 | 252289.7484 | Marketing Cost | $ per new participant | 25 | 2025 | 0.092 | 0.078486 | 0.053747 | 323.8858 | 221.7965 |  |  | 0 | 0 | 0 | 10986.8703 | 15525.2904 | 26512.1607 | Marketing Cost | $ per new participant | 69 | 2025 | 0.4 | 2.2135 | 1.2287 | 1159.598 | 643.6954 |  |  | 0 | 0 | 0 | 66184.2931 | 316094.4126 | 382278.7058 | Marketing Cost | $ per new participant | 83 | 2025 | 0.4 | 1.7059 | 0.94697 | 182.7791 | 101.4611 |  |  | 0 | 0 | 0 | 28147.1315 | 132316.8518 | 160463.9833 | Marketing Cost | $ per new kW pledged | 0 | 2025 | 0.4 | 0.93861 | 0.47273 | 232.4435 | 117.2583 |  |  | 0 | 80862.5067 | 0 | 0 | 0 | 80862.5067 | Marketing Cost | $ per new kW pledged | 0 | 2025 | 0.4 | 0.96331 | 0.48517 | 232.4435 | 117.2583 |  |  | 0 | 82990.4674 | 161966.6317 | 0 | 0 | 244957.099 | Marketing Cost | $ per new participant | 50 | 2025 | 0.4 | 0.42186 | 0.21253 | 2337.5261 | 1180.6894 |  |  | 46967.3777 | 0 | 0 | 0 | 63573.6696 | 110541.0473 | Marketing Cost | $ per new participant | 50 | 2025 | 0.4 | 0.30358 | 0.15294 | 1342.3771 | 678.0376 |  |  | 33799.4192 | 0 | 0 | 0 | 36508.6153 | 70308.0345 | Marketing Cost | $ per new participant | 30 | 2025 | 0.6 | 0.75628 | 0.38299 | 2182.2002 | 1105.0942 |  |  | 161533.5937 | 0 | 0 | 58749.7725 | 392721.6494 | 613005.0157 | Marketing Cost | $ per new kW pledged | 0 | 2025 | 0.6 | 3.9717 | 1.4959 | 131753.4299 | 49170.3809 |  |  | 0 | 285493.2277 | 0 | 0 | 0 | 285493.2277
|  | Incentives (annual) | n/a | 0 | 2026 | 0.2 | 9.8688 | 5.0031 | 32828.1349 | 16604.3208 |  |  | 80466.2236 | 0 | 0 | 0 | 458201.583 | 538667.8066 | Incentives (annual) | n/a | 0 | 2026 | 0.2 | 0.28451 | 0.14423 | 481.0551 | 243.3155 |  |  | 2319.7432 | 0 | 0 | 0 | 6714.3687 | 9034.112 | Incentives (annual) | $ per participant per year | 40 | 2026 | 0.6 | 24.9011 | 9.7378 | 20574.3048 | 8045.7996 |  |  | 0 | 0 | 0 | 1078733.6864 | 2131453.7496 | 3210187.436 | Incentives (annual) | $ per participant per year | 40 | 2026 | 0.8 | 0.66531 | 0.33712 | 711.0836 | 360.3161 |  |  | 0 | 0 | 0 | 37282.9025 | 9943.0391 | 47225.9416 | Incentives (annual) | $ per participant per year | 24 | 2026 | 0.426 | 24.8707 | 8.341 | 42067.9934 | 14108.5768 |  |  | 0 | 0 | 0 | 1462708.5925 | 5294897.8391 | 6757606.4316 | Incentives (annual) | $ per participant per year | 24 | 2026 | 0.174 | 9.7521 | 5.1432 | 16495.3935 | 8699.553 |  |  | 0 | 0 | 0 | 573546.5805 | 624174.1163 | 1197720.6968 | Incentives (annual) | $ per participant per year | 24 | 2026 | 0.426 | 0.38301 | 0.12845 | 1580.5405 | 530.0747 |  |  | 0 | 0 | 0 | 54955.562 | 198935.1042 | 253890.6662 | Incentives (annual) | $ per participant per year | 24 | 2026 | 0.174 | 0.15018 | 0.079205 | 619.75 | 326.8517 |  |  | 0 | 0 | 0 | 21548.7725 | 23450.9044 | 44999.6768 | Incentives (annual) | $ per participant per year | 38 | 2026 | 0.6 | 3.3532 | 1.3074 | 1756.6703 | 684.9058 |  |  | 0 | 0 | 0 | 102768.8706 | 344739.5589 | 447508.4295 | Incentives (annual) | $ per participant per year | 128 | 2026 | 0.6 | 2.5843 | 1.0076 | 276.8913 | 107.9568 |  |  | 0 | 0 | 0 | 43705.9728 | 144307.6856 | 188013.6584 | Incentives (annual) | $ per kW pledged per year | 20 | 2026 | 0.6 | 1.4173 | 0.47865 | 351.6929 | 119.2495 |  |  | 0 | 125151.7074 | 0 | 0 | 0 | 125151.7074 | Incentives (annual) | $ per kW pledged per year | 20 | 2026 | 0.6 | 1.4546 | 0.49125 | 351.6929 | 119.2495 |  |  | 0 | 128445.1734 | 168097.2844 | 0 | 0 | 296542.4578 | Incentives (annual) | n/a | 0 | 2026 | 0.6 | 0.63715 | 0.21529 | 3541.1086 | 1203.5825 |  |  | 48141.5621 | 0 | 0 | 0 | 66426.4955 | 114568.0576 | Incentives (annual) | n/a | 0 | 2026 | 0.6 | 0.45851 | 0.15493 | 2033.5616 | 691.1844 |  |  | 34644.4047 | 0 | 0 | 0 | 38146.9149 | 72791.3196 | Incentives (annual) | $ per participant per year | 25 | 2026 | 0.8 | 1.2116 | 0.51586 | 3495.9066 | 1488.5018 |  |  | 165571.9336 | 0 | 0 | 96470.6703 | 542199.0679 | 804241.6718 | Incentives (annual) | $ per kW pledged per year | 0 | 2026 | 0.8 | 5.37 | 1.5702 | 177729.8766 | 51663.8028 |  |  | 0 | 395658.0913 | 0 | 0 | 0 | 395658.0913
|  | Incentives (one time) | n/a | 0 | 2027 | 0.4 | 20.0117 | 10.1429 | 66412.2223 | 33584.0874 |  |  | 82477.8792 | 0 | 0 | 0 | 949932.807 | 1032410.6862 | Incentives (one time) | n/a | 0 | 2027 | 0.4 | 0.57691 | 0.29241 | 973.1877 | 492.1326 |  |  | 2377.7368 | 0 | 0 | 0 | 13920.0723 | 16297.8091 | Incentives (one time) | $ per new participant | 0 | 2027 | 0.8 | 33.5837 | 10.3618 | 27748.2574 | 8561.3654 |  |  | 0 | 0 | 0 | 1491243.7985 | 2324735.7974 | 3815979.5959 | Incentives (one time) | $ per new participant | 0 | 2027 | 1 | 1.104 | 0.49393 | 1179.9959 | 527.9121 |  |  | 0 | 0 | 0 | 63415.2102 | 14932.103 | 78347.3131 | Incentives (one time) | $ per new participant | 0 | 2027 | 0.52 | 30.7081 | 7.3728 | 51941.8423 | 12470.941 |  |  | 0 | 0 | 0 | 1851173.95 | 4797306.5289 | 6648480.479 | Incentives (one time) | $ per new participant | 0 | 2027 | 0.28 | 15.8737 | 6.9153 | 26849.9369 | 11697.0403 |  |  | 0 | 0 | 0 | 956914.5342 | 860218.2867 | 1817132.8209 | Incentives (one time) | $ per new participant | 0 | 2027 | 0.52 | 0.4729 | 0.11354 | 1951.5118 | 468.5469 |  |  | 0 | 0 | 0 | 69550.6304 | 180240.0543 | 249790.6848 | Incentives (one time) | $ per new participant | 0 | 2027 | 0.28 | 0.24446 | 0.1065 | 1008.7815 | 439.4706 |  |  | 0 | 0 | 0 | 35952.3259 | 32319.3421 | 68271.6679 | Incentives (one time) | $ per new participant | 0 | 2027 | 0.8 | 4.5145 | 1.387 | 2365.0563 | 726.6388 |  |  | 0 | 0 | 0 | 141819.737 | 374889.0563 | 516708.7933 | Incentives (one time) | $ per new participant | 0 | 2027 | 0.8 | 3.4793 | 1.069 | 372.7868 | 114.5348 |  |  | 0 | 0 | 0 | 60313.6877 | 156928.2395 | 217241.9272 | Incentives (one time) | $ per new kW pledged | 0 | 2027 | 0.8 | 1.9068 | 0.48954 | 472.9277 | 121.2347 |  |  | 0 | 172589.7204 | 0 | 0 | 0 | 172589.7204 | Incentives (one time) | $ per new kW pledged | 0 | 2027 | 0.8 | 1.957 | 0.50242 | 472.9277 | 121.2347 |  |  | 0 | 177131.5552 | 176216.6031 | 0 | 0 | 353348.1583 | Incentives (one time) | n/a | 0 | 2027 | 0.8 | 0.85744 | 0.2203 | 4767.4975 | 1226.3889 |  |  | 49345.1012 | 0 | 0 | 0 | 69377.3226 | 118722.4238 | Incentives (one time) | n/a | 0 | 2027 | 0.8 | 0.61705 | 0.15853 | 2737.8431 | 704.2815 |  |  | 35510.5148 | 0 | 0 | 0 | 39841.494 | 75352.0089 | Incentives (one time) | $ per new participant | 0 | 2027 | 1 | 1.7947 | 0.67287 | 5178.5207 | 1941.54 |  |  | 169711.2319 | 0 | 0 | 146475.5199 | 724902.5379 | 1041089.2898 | Incentives (one time) | $ per new kW pledged | 0 | 2027 | 1 | 6.8053 | 1.6531 | 224718.5462 | 54179.6631 |  |  | 0 | 513946.7979 | 0 | 0 | 0 | 513946.7979
[5 empty] | 2028 | 0.6 | 30.4187 | 10.407 | 100745.9866 | 34333.7643 |  |  | 84539.8262 | 0 | 0 | 0 | 995416.0121 | 1079955.8383 |  |  |  | 2028 | 0.6 | 0.87694 | 0.30002 | 1476.3059 | 503.1182 |  |  | 2437.1802 | 0 | 0 | 0 | 14586.5715 | 17023.7517 |  |  |  | 2028 | 1 | 42.4549 | 10.9939 | 35077.9504 | 9083.5905 |  |  | 0 | 0 | 0 | 1932284.2383 | 2528203.2337 | 4460487.4719 |  |  |  | 2028 | 1 | 1.4083 | 0.3747 | 1505.2218 | 400.487 |  |  | 0 | 0 | 0 | 82915.7997 | 11611.0522 | 94526.8519 |  |  |  | 2028 | 0.59 | 35.2363 | 6.29 | 59601.1308 | 10639.345 |  |  | 0 | 0 | 0 | 2177249.7326 | 4195048.6656 | 6372298.3982 |  |  |  | 2028 | 0.41 | 23.5068 | 8.8084 | 39761.0256 | 14899.1399 |  |  | 0 | 0 | 0 | 1452483.8894 | 1123098.2417 | 2575582.1312 |  |  |  | 2028 | 0.59 | 0.54264 | 0.096866 | 2239.2797 | 399.7318 |  |  | 0 | 0 | 0 | 81801.6543 | 157612.5676 | 239414.2219 |  |  |  | 2028 | 0.41 | 0.362 | 0.13565 | 1493.8652 | 559.777 |  |  | 0 | 0 | 0 | 54571.4087 | 42196.0296 | 96767.4382 |  |  |  | 2028 | 1 | 5.6975 | 1.4679 | 2984.8128 | 768.9972 |  |  | 0 | 0 | 0 | 183457.7921 | 406661.2414 | 590119.0335 |  |  |  | 2028 | 1 | 4.3911 | 1.1313 | 470.4746 | 121.2115 |  |  | 0 | 0 | 0 | 78021.693 | 170228.0491 | 248249.7421 |  |  |  | 2028 | 1 | 2.4071 | 0.50031 | 596.1581 | 123.2304 |  |  | 0 | 223320.542 | 0 | 0 | 0 | 223320.542 |  |  |  | 2028 | 1 | 2.4705 | 0.51347 | 596.1581 | 123.2304 |  |  | 0 | 229197.3984 | 184595.523 | 0 | 0 | 413792.9214 |  |  |  | 2028 | 1 | 1.0827 | 0.22525 | 6016.8072 | 1249.3097 |  |  | 50578.7287 | 0 | 0 | 0 | 72440.8114 | 123019.5401 |  |  |  | 2028 | 1 | 0.77914 | 0.1621 | 3455.2874 | 717.4443 |  |  | 36398.2777 | 0 | 0 | 0 | 41600.7716 | 77999.0493 |  |  |  | 2028 | 1 | 2.0891 | 0.39882 | 6027.9011 | 1150.7755 |  |  | 173954.0127 | 0 | 0 | 174762.9309 | 440400.4377 | 789117.3814 |  |  |  | 2028 | 1 | 6.8959 | 0.31126 | 227260.6073 | 9814.4005 |  |  | 0 | 533807.7511 | 0 | 0 | 0 | 533807.7511
[5 empty] | 2029 | 0.8 | 41.1074 | 10.6887 | 135829.381 | 35083.3944 |  |  | 86653.3218 | 0 | 0 | 0 | 1042578.2783 | 1129231.6001 |  |  |  | 2029 | 0.8 | 1.1851 | 0.30814 | 1990.409 | 514.1031 |  |  | 2498.1097 | 0 | 0 | 0 | 15277.6753 | 17775.785 |  |  |  | 2029 | 1 | 42.9294 | 2.621 | 35470.0206 | 2165.5712 |  |  | 0 | 0 | 0 | 2002728.6353 | 617804.0731 | 2620532.7084 |  |  |  | 2029 | 1 | 1.7258 | 0.4038 | 1844.5736 | 431.5805 |  |  | 0 | 0 | 0 | 104149.3704 | 12825.3391 | 116974.7095 |  |  |  | 2029 | 0.53 | 32.0067 | -1.6292 | 54138.4214 | -2755.7883 |  |  | 0 | 0 | 0 | 2027137.4638 | 0 | 2027137.4638 |  |  |  | 2029 | 0.47 | 27.248 | 5.1036 | 46089.1618 | 8632.5943 |  |  | 0 | 0 | 0 | 1725744.1956 | 666993.7212 | 2392737.9169 |  |  |  | 2029 | 0.53 | 0.4929 | -0.02509 | 2034.0397 | -103.538 |  |  | 0 | 0 | 0 | 76161.7721 | 0 | 76161.7721 |  |  |  | 2029 | 0.47 | 0.41962 | 0.078595 | 1731.6202 | 324.336 |  |  | 0 | 0 | 0 | 64838.0973 | 25059.6838 | 89897.7811 |  |  |  | 2029 | 1 | 5.7524 | 0.34254 | 3013.5839 | 179.4503 |  |  | 0 | 0 | 0 | 189856.825 | 97269.3542 | 287126.1792 |  |  |  | 2029 | 1 | 4.4334 | 0.264 | 475.0095 | 28.2855 |  |  | 0 | 0 | 0 | 80743.1003 | 40716.8688 | 121459.9691 |  |  |  | 2029 | 1 | 2.4274 | 0.020275 | 601.2077 | 5.0496 |  |  | 0 | 230831.5619 | 0 | 0 | 0 | 230831.5619 |  |  |  | 2029 | 1 | 2.4913 | 0.020808 | 601.2077 | 5.0496 |  |  | 0 | 236906.0767 | 7667.6304 | 0 | 0 | 244573.7071 |  |  |  | 2029 | 1 | 1.092 | 0.0093492 | 6074.8041 | 57.997 |  |  | 51843.1969 | 0 | 0 | 0 | 3447.0076 | 55290.2045 |  |  |  | 2029 | 1 | 0.78587 | 0.006728 | 3488.5934 | 33.3061 |  |  | 37308.2346 | 0 | 0 | 0 | 1979.522 | 39287.7566 |  |  |  | 2029 | 1 | 2.3934 | 0.42405 | 6906.1738 | 1223.5814 |  |  | 178302.8631 | 0 | 0 | 205231.7612 | 479969.7542 | 863504.3784 |  |  |  | 2029 | 1 | 6.9889 | 0.31665 | 229799.0622 | 9892.0249 |  |  | 0 | 554532.1504 | 0 | 0 | 0 | 554532.1504
[5 empty] | 2030 | 1 | 52.0955 | 10.9881 | 171669.2773 | 35839.8963 |  |  | 88819.6549 | 0 | 0 | 0 | 1091685.8384 | 1180505.4932 |  |  |  | 2030 | 1 | 1.5019 | 0.31677 | 2515.5977 | 525.1887 |  |  | 2560.5625 | 0 | 0 | 0 | 15997.2849 | 18557.8474 |  |  |  | 2030 | 1 | 43.4054 | 2.6463 | 35863.3029 | 2186.4475 |  |  | 0 | 0 | 0 | 2075557.7289 | 639353.7561 | 2714911.485 |  |  |  | 2030 | 1 | 2.033 | 0.40885 | 2172.9084 | 436.9803 |  |  | 0 | 0 | 0 | 125755.2011 | 13310.4508 | 139065.6519 |  |  |  | 2030 | 0.47 | 28.698 | -1.8738 | 48541.8609 | -3169.4675 |  |  | 0 | 0 | 0 | 1863021.6339 | 0 | 1863021.6339 |  |  |  | 2030 | 0.53 | 31.0671 | 5.3725 | 52549.1464 | 9087.4419 |  |  | 0 | 0 | 0 | 2016820.0156 | 719690.7629 | 2736510.7785 |  |  |  | 2030 | 0.47 | 0.44195 | -0.028856 | 1823.7708 | -119.0804 |  |  | 0 | 0 | 0 | 69995.7609 | 0 | 69995.7609 |  |  |  | 2030 | 0.53 | 0.47843 | 0.082737 | 1974.3289 | 341.4251 |  |  | 0 | 0 | 0 | 75774.1343 | 27039.5693 | 102813.7036 |  |  |  | 2030 | 1 | 5.8082 | 0.34615 | 3042.7852 | 181.3406 |  |  | 0 | 0 | 0 | 196488.9327 | 100751.3389 | 297240.2716 |  |  |  | 2030 | 1 | 4.4764 | 0.26678 | 479.6123 | 28.5834 |  |  | 0 | 0 | 0 | 83563.6307 | 42174.4246 | 125738.0553 |  |  |  | 2030 | 1 | 2.4571 | 0.029693 | 606.3337 | 5.126 |  |  | 0 | 239496.5699 | 0 | 0 | 0 | 239496.5699 |  |  |  | 2030 | 1 | 2.5217 | 0.030474 | 606.3337 | 5.126 |  |  | 0 | 245799.1112 | 11510.2328 | 0 | 0 | 257309.3441 |  |  |  | 2030 | 1 | 1.1057 | 0.013631 | 6133.6684 | 58.8643 |  |  | 53139.2768 | 0 | 0 | 0 | 3586.0203 | 56725.2971 |  |  |  | 2030 | 1 | 0.79568 | 0.0098095 | 3522.3976 | 33.8041 |  |  | 38240.9405 | 0 | 0 | 0 | 2059.3531 | 40300.2936 |  |  |  | 2030 | 1 | 2.7307 | 0.47375 | 7879.1897 | 1366.9754 |  |  | 182760.4346 | 0 | 0 | 240000.69 | 549623.8344 | 972384.959 |  |  |  | 2030 | 1 | 7.0853 | 0.32314 | 232345.3672 | 9981.3567 |  |  | 0 | 576236.731 | 0 | 0 | 0 | 576236.731
[5 empty] | 2031 | 1 | 52.9606 | 0.86508 | 173559.294 | 1890.0167 |  |  | 91040.1462 | 0 | 0 | 0 | 59009.2961 | 150049.4423 |  |  |  | 2031 | 1 | 1.5268 | 0.024939 | 2543.2935 | 27.6958 |  |  | 2624.5765 | 0 | 0 | 0 | 864.7071 | 3489.2836 |  |  |  | 2031 | 1 | 43.8832 | 2.672 | 36258.1449 | 2207.7492 |  |  | 0 | 0 | 0 | 2150869.0909 | 661722.307 | 2812591.3979 |  |  |  | 2031 | 1 | 2.3065 | 0.3888 | 2465.2005 | 415.5521 |  |  | 0 | 0 | 0 | 146238.1353 | 12974.19 | 159212.3253 |  |  |  | 2031 | 0.41 | 25.3101 | -2.1225 | 42811.231 | -3590.0683 |  |  | 0 | 0 | 0 | 1684158.8749 | 0 | 1684158.8749 |  |  |  | 2031 | 0.59 | 34.9649 | 5.646 | 59142.1494 | 9550.1104 |  |  | 0 | 0 | 0 | 2326603.8701 | 775240.6538 | 3101844.5239 |  |  |  | 2031 | 0.41 | 0.38977 | -0.032686 | 1608.4648 | -134.8828 |  |  | 0 | 0 | 0 | 63275.6913 | 0 | 63275.6913 |  |  |  | 2031 | 0.59 | 0.53846 | 0.086949 | 2222.0353 | 358.8081 |  |  | 0 | 0 | 0 | 87413.0526 | 29126.6394 | 116539.6921 |  |  |  | 2031 | 1 | 5.8642 | 0.34931 | 3072.1717 | 182.9951 |  |  | 0 | 0 | 0 | 203346.2405 | 104212.3172 | 307558.5577 |  |  |  | 2031 | 1 | 4.5196 | 0.26921 | 484.2443 | 28.8442 |  |  | 0 | 0 | 0 | 86479.9351 | 43623.1872 | 130103.1222 |  |  |  | 2031 | 1 | 2.4949 | 0.037805 | 611.493 | 5.1593 |  |  | 0 | 249261.021 | 0 | 0 | 0 | 249261.021 |  |  |  | 2031 | 1 | 2.5605 | 0.0388 | 611.493 | 5.1593 |  |  | 0 | 255820.5216 | 15021.1762 | 0 | 0 | 270841.6978 |  |  |  | 2031 | 1 | 1.123 | 0.017373 | 6192.9059 | 59.2375 |  |  | 54467.7587 | 0 | 0 | 0 | 3698.9767 | 58166.7355 |  |  |  | 2031 | 1 | 0.80818 | 0.012502 | 3556.416 | 34.0185 |  |  | 39196.964 | 0 | 0 | 0 | 2124.2209 | 41321.1849 |  |  |  | 2031 | 1 | 3.0726 | 0.49558 | 8865.8611 | 1429.9644 |  |  | 187329.4455 | 0 | 0 | 276806.1393 | 589323.756 | 1053459.3408 |  |  |  | 2031 | 1 | 7.2026 | 0.34773 | 234901.7747 | 10073.2644 |  |  | 0 | 600416.3741 | 0 | 0 | 0 | 600416.3741
[5 empty] | 2032 | 1 | 53.7268 | 0.76621 | 175445.1714 | 1885.8773 |  |  | 93316.1499 | 0 | 0 | 0 | 60352.0608 | 153668.2106 |  |  |  | 2032 | 1 | 1.5489 | 0.022089 | 2570.9286 | 27.6352 |  |  | 2690.1909 | 0 | 0 | 0 | 884.3837 | 3574.5746 |  |  |  | 2032 | 1 | 44.3601 | 2.6948 | 36652.1222 | 2226.5834 |  |  | 0 | 0 | 0 | 2228596.2172 | 684051.5871 | 2912647.8043 |  |  |  | 2032 | 1 | 2.529 | 0.34893 | 2702.9925 | 372.9417 |  |  | 0 | 0 | 0 | 164352.799 | 11934.9212 | 176287.7202 |  |  |  | 2032 | 0.35 | 21.8409 | -2.3771 | 36943.2797 | -4020.7873 |  |  | 0 | 0 | 0 | 1489651.4247 | 0 | 1489651.4247 |  |  |  | 2032 | 0.65 | 38.9393 | 5.9213 | 65864.5902 | 10015.6703 |  |  | 0 | 0 | 0 | 2655835.6828 | 833358.8097 | 3489194.4925 |  |  |  | 2032 | 0.35 | 0.33635 | -0.036607 | 1387.9994 | -151.0654 |  |  | 0 | 0 | 0 | 55967.8336 | 0 | 55967.8336 |  |  |  | 2032 | 0.65 | 0.59966 | 0.091188 | 2474.6047 | 376.2997 |  |  | 0 | 0 | 0 | 99782.652 | 31310.2021 | 131092.8541 |  |  |  | 2032 | 1 | 5.9199 | 0.35169 | 3101.3502 | 184.2459 |  |  | 0 | 0 | 0 | 210409.4912 | 107547.7658 | 317957.257 |  |  |  | 2032 | 1 | 4.5625 | 0.27105 | 488.8435 | 29.0414 |  |  | 0 | 0 | 0 | 89483.8237 | 45019.4031 | 134503.2268 |  |  |  | 2032 | 1 | 2.5147 | 0.019771 | 616.6153 | 5.1223 |  |  | 0 | 257517.2191 | 0 | 0 | 0 | 257517.2191 |  |  |  | 2032 | 1 | 2.5808 | 0.020291 | 616.6153 | 5.1223 |  |  | 0 | 264293.988 | 8052.0692 | 0 | 0 | 272346.0572 |  |  |  | 2032 | 1 | 1.1322 | 0.0091638 | 6251.724 | 58.8181 |  |  | 55829.4527 | 0 | 0 | 0 | 3764.605 | 59594.0577 |  |  |  | 2032 | 1 | 0.81478 | 0.0065946 | 3590.1937 | 33.7776 |  |  | 40176.8881 | 0 | 0 | 0 | 2161.9094 | 42338.7975 |  |  |  | 2032 | 1 | 3.4183 | 0.51661 | 9863.3538 | 1490.6604 |  |  | 192012.6816 | 0 | 0 | 315648.169 | 629696.5578 | 1137357.4085 |  |  |  | 2032 | 1 | 7.3063 | 0.33758 | 237452.5823 | 10149.2902 |  |  | 0 | 624294.4297 | 0 | 0 | 0 | 624294.4297
[5 empty] | 2033 | 1 | 54.4095 | 0.68268 | 177321.9939 | 1876.8225 |  |  | 95649.0536 | 0 | 0 | 0 | 61563.8448 | 157212.8984 |  |  |  | 2033 | 1 | 1.5686 | 0.019681 | 2598.4311 | 27.5025 |  |  | 2757.4457 | 0 | 0 | 0 | 902.1408 | 3659.5865 |  |  |  | 2033 | 1 | 44.8346 | 2.7163 | 37044.2078 | 2244.296 |  |  | 0 | 0 | 0 | 2308747.5123 | 706730.6033 | 3015478.1156 |  |  |  | 2033 | 1 | 2.6943 | 0.30001 | 2879.6593 | 320.6498 |  |  | 0 | 0 | 0 | 179472.2205 | 10518.0066 | 189990.2271 |  |  |  | 2033 | 0.29 | 18.2904 | -2.6361 | 30937.5977 | -4458.8021 |  |  | 0 | 0 | 0 | 1278673.49 | 0 | 1278673.49 |  |  |  | 2033 | 0.71 | 42.9887 | 6.1988 | 72714.0228 | 10485.1338 |  |  | 0 | 0 | 0 | 3005323.6235 | 894231.2678 | 3899554.8913 |  |  |  | 2033 | 0.29 | 0.28167 | -0.040595 | 1162.3594 | -167.5221 |  |  | 0 | 0 | 0 | 48041.1618 | 0 | 48041.1618 |  |  |  | 2033 | 0.71 | 0.66202 | 0.095462 | 2731.9454 | 393.9379 |  |  | 0 | 0 | 0 | 112913.2962 | 33597.247 | 146510.5432 |  |  |  | 2033 | 1 | 5.9755 | 0.35434 | 3130.4598 | 185.6326 |  |  | 0 | 0 | 0 | 217694.0307 | 111066.1452 | 328760.1759 |  |  |  | 2033 | 1 | 4.6053 | 0.27309 | 493.4318 | 29.2599 |  |  | 0 | 0 | 0 | 92581.823 | 46492.1937 | 139074.0167 |  |  |  | 2033 | 1 | 2.5274 | 0.01276 | 621.7279 | 5.1126 |  |  | 0 | 265294.5551 | 0 | 0 | 0 | 265294.5551 |  |  |  | 2033 | 1 | 2.5939 | 0.013096 | 621.7279 | 5.1126 |  |  | 0 | 272275.9908 | 5326.7808 | 0 | 0 | 277602.7716 |  |  |  | 2033 | 1 | 1.1381 | 0.0059397 | 6310.4034 | 58.6794 |  |  | 57225.189 | 0 | 0 | 0 | 3849.6254 | 61074.8144 |  |  |  | 2033 | 1 | 0.81905 | 0.0042744 | 3623.8916 | 33.698 |  |  | 41181.3103 | 0 | 0 | 0 | 2210.7343 | 43392.0446 |  |  |  | 2033 | 1 | 3.7676 | 0.53763 | 10871.1129 | 1551.3147 |  |  | 196812.9987 | 0 | 0 | 356596.0551 | 671701.596 | 1225110.6498 |  |  |  | 2033 | 1 | 7.3988 | 0.32923 | 239991.1558 | 10218.2904 |  |  | 0 | 648000.2521 | 0 | 0 | 0 | 648000.2521
[5 empty] | 2034 | 1 | 55.1279 | 0.71847 | 179195.6503 | 1873.6564 |  |  | 98040.28 | 0 | 0 | 0 | 62996.4894 | 161036.7694 |  |  |  | 2034 | 1 | 1.5893 | 0.020713 | 2625.8872 | 27.4561 |  |  | 2826.3818 | 0 | 0 | 0 | 923.1344 | 3749.5163 |  |  |  | 2034 | 1 | 45.3084 | 2.7392 | 37435.632 | 2263.2058 |  |  | 0 | 0 | 0 | 2391471.2459 | 730502.4411 | 3121973.687 |  |  |  | 2034 | 1 | 2.808 | 0.25409 | 3001.1786 | 271.5782 |  |  | 0 | 0 | 0 | 191721.9471 | 9131.0623 | 200853.0094 |  |  |  | 2034 | 0.23 | 14.6594 | -2.898 | 24795.9804 | -4901.8183 |  |  | 0 | 0 | 0 | 1050456.862 | 0 | 1050456.862 |  |  |  | 2034 | 0.77 | 47.1141 | 6.4812 | 79692.1247 | 10962.7082 |  |  | 0 | 0 | 0 | 3376077.0104 | 958335.5411 | 4334412.5515 |  |  |  | 2034 | 0.23 | 0.22576 | -0.044629 | 931.6121 | -184.1667 |  |  | 0 | 0 | 0 | 39466.8135 | 0 | 39466.8135 |  |  |  | 2034 | 0.77 | 0.72556 | 0.09981 | 2994.1203 | 411.8809 |  |  | 0 | 0 | 0 | 126842.9066 | 36005.7147 | 162848.6212 |  |  |  | 2034 | 1 | 6.0311 | 0.35711 | 3159.5642 | 187.0826 |  |  | 0 | 0 | 0 | 225210.9141 | 114731.995 | 339942.9092 |  |  |  | 2034 | 1 | 4.6482 | 0.27522 | 498.0194 | 29.4885 |  |  | 0 | 0 | 0 | 95778.6344 | 48026.7154 | 143805.3498 |  |  |  | 2034 | 1 | 2.5626 | 0.03516 | 626.8396 | 5.1116 |  |  | 0 | 275709.8579 | 0 | 0 | 0 | 275709.8579 |  |  |  | 2034 | 1 | 2.63 | 0.036086 | 626.8396 | 5.1116 |  |  | 0 | 282965.3805 | 15044.6486 | 0 | 0 | 298010.0291 |  |  |  | 2034 | 1 | 1.1543 | 0.016122 | 6369.0722 | 58.6688 |  |  | 58655.8188 | 0 | 0 | 0 | 3945.1489 | 62600.9677 |  |  |  | 2034 | 1 | 0.83065 | 0.011602 | 3657.5835 | 33.6919 |  |  | 42210.8431 | 0 | 0 | 0 | 2265.5909 | 44476.4339 |  |  |  | 2034 | 1 | 4.122 | 0.56049 | 11893.6937 | 1617.2654 |  |  | 201733.3236 | 0 | 0 | 399892.3924 | 717763.9331 | 1319389.6491 |  |  |  | 2034 | 1 | 7.4962 | 0.33729 | 242525.4459 | 10295.1044 |  |  | 0 | 672944.7178 | 0 | 0 | 0 | 672944.7178
[5 empty] | 2035 | 1 | 56.0473 | 0.9194 | 181058.9953 | 1863.345 |  |  | 100491.287 | 0 | 0 | 0 | 64216.0422 | 164707.3292 |  |  |  | 2035 | 1 | 1.6158 | 0.026505 | 2653.1922 | 27.305 |  |  | 2897.0414 | 0 | 0 | 0 | 941.0055 | 3838.0468 |  |  |  | 2035 | 1 | 45.7795 | 2.7601 | 37824.902 | 2280.5151 |  |  | 0 | 0 | 0 | 2476747.1471 | 754491.6751 | 3231238.8221 |  |  |  | 2035 | 1 | 2.8832 | 0.21941 | 3081.6015 | 234.503 |  |  | 0 | 0 | 0 | 201781.0284 | 8081.6232 | 209862.6516 |  |  |  | 2035 | 0.17 | 10.9479 | -3.1641 | 18518.0397 | -5352.0386 |  |  | 0 | 0 | 0 | 804110.6529 | 0 | 804110.6529 |  |  |  | 2035 | 0.83 | 51.3134 | 6.765 | 86795.1416 | 11442.7739 |  |  | 0 | 0 | 0 | 3768913.9308 | 1025309.3637 | 4794223.2944 |  |  |  | 2035 | 0.17 | 0.1686 | -0.048728 | 695.743 | -201.0819 |  |  | 0 | 0 | 0 | 30211.3169 | 0 | 30211.3169 |  |  |  | 2035 | 0.83 | 0.79023 | 0.10418 | 3260.9884 | 429.9175 |  |  | 0 | 0 | 0 | 141602.2194 | 38521.9944 | 180124.2139 |  |  |  | 2035 | 1 | 6.0864 | 0.35971 | 3188.5786 | 188.4434 |  |  | 0 | 0 | 0 | 232961.0124 | 118455.6887 | 351416.7011 |  |  |  | 2035 | 1 | 4.6908 | 0.27723 | 502.5927 | 29.703 |  |  | 0 | 0 | 0 | 99074.6285 | 49585.4503 | 148660.0788 |  |  |  | 2035 | 1 | 2.6076 | 0.045053 | 631.9357 | 5.0961 |  |  | 0 | 287571.1374 | 0 | 0 | 0 | 287571.1374 |  |  |  | 2035 | 1 | 2.6762 | 0.046239 | 631.9357 | 5.0961 |  |  | 0 | 295138.7989 | 19759.725 | 0 | 0 | 314898.524 |  |  |  | 2035 | 1 | 1.175 | 0.020706 | 6427.5597 | 58.4875 |  |  | 60122.2142 | 0 | 0 | 0 | 4031.2825 | 64153.4967 |  |  |  | 2035 | 1 | 0.84556 | 0.014901 | 3691.1713 | 33.5878 |  |  | 43266.1141 | 0 | 0 | 0 | 2315.055 | 45581.1691 |  |  |  | 2035 | 1 | 4.4828 | 0.58496 | 12934.8177 | 1687.8649 |  |  | 206776.6567 | 0 | 0 | 445769.7254 | 767824.3249 | 1420370.707 |  |  |  | 2035 | 1 | 7.6208 | 0.36846 | 245045.7887 | 10361.808 |  |  | 0 | 701233.2066 | 0 | 0 | 0 | 701233.2066
[5 empty] | 2036 | 1 | 56.9124 | 0.8651 | 182900.5349 | 1841.5396 |  |  | 103003.5691 | 0 | 0 | 0 | 65051.1794 | 168054.7485 |  |  |  | 2036 | 1 | 1.6407 | 0.02494 | 2680.1776 | 26.9854 |  |  | 2969.4674 | 0 | 0 | 0 | 953.2433 | 3922.7108 |  |  |  | 2036 | 1 | 46.2451 | 2.7779 | 38209.6167 | 2295.1955 |  |  | 0 | 0 | 0 | 2564486.4347 | 778332.2816 | 3342818.7164 |  |  |  | 2036 | 1 | 2.9348 | 0.19829 | 3136.7032 | 211.9369 |  |  | 0 | 0 | 0 | 210523.7772 | 7486.5326 | 218010.3098 |  |  |  | 2036 | 0.15 | 9.7582 | -0.70183 | 16505.6343 | -1187.1237 |  |  | 0 | 0 | 0 | 734643.9191 | 0 | 734643.9191 |  |  |  | 2036 | 0.85 | 53.0844 | 4.4252 | 89790.6506 | 7485.0416 |  |  | 0 | 0 | 0 | 3996462.9197 | 687450.9089 | 4683913.8286 |  |  |  | 2036 | 0.15 | 0.15028 | -0.010808 | 620.1347 | -44.6015 |  |  | 0 | 0 | 0 | 27601.3757 | 0 | 27601.3757 |  |  |  | 2036 | 0.85 | 0.8175 | 0.068148 | 3373.533 | 281.2212 |  |  | 0 | 0 | 0 | 150151.4839 | 25828.2827 | 175979.7666 |  |  |  | 2036 | 1 | 6.1415 | 0.36208 | 3217.3955 | 189.6867 |  |  | 0 | 0 | 0 | 240943.0688 | 122218.1909 | 363161.2597 |  |  |  | 2036 | 1 | 4.7332 | 0.27906 | 507.1349 | 29.8989 |  |  | 0 | 0 | 0 | 102469.2706 | 51160.4306 | 153629.7012 |  |  |  | 2036 | 1 | 2.6372 | 0.029535 | 636.9991 | 5.0635 |  |  | 0 | 298099.0117 | 0 | 0 | 0 | 298099.0117 |  |  |  | 2036 | 1 | 2.7066 | 0.030312 | 636.9991 | 5.0635 |  |  | 0 | 305943.7225 | 13277.5078 | 0 | 0 | 319221.2304 |  |  |  | 2036 | 1 | 1.1886 | 0.013628 | 6485.649 | 58.0894 |  |  | 61625.2696 | 0 | 0 | 0 | 4103.9382 | 65729.2078 |  |  |  | 2036 | 1 | 0.85536 | 0.0098072 | 3724.5304 | 33.3591 |  |  | 44347.767 | 0 | 0 | 0 | 2356.7792 | 46704.5462 |  |  |  | 2036 | 1 | 4.8514 | 0.61121 | 13998.5177 | 1763.6259 |  |  | 211946.0731 | 0 | 0 | 494488.4744 | 822345.8704 | 1528780.4179 |  |  |  | 2036 | 1 | 7.738 | 0.36482 | 247536.6473 | 10412.0314 |  |  | 0 | 729817.9821 | 0 | 0 | 0 | 729817.9821
[5 empty] | 2037 | 1 | 57.822 | 0.90955 | 184718.0391 | 1817.5043 |  |  | 105578.6584 | 0 | 0 | 0 | 65807.2021 | 171385.8605 |  |  |  | 2037 | 1 | 1.6669 | 0.026221 | 2706.8109 | 26.6332 |  |  | 3043.7041 | 0 | 0 | 0 | 964.3219 | 4008.026 |  |  |  | 2037 | 1 | 46.7047 | 2.7948 | 38589.3102 | 2309.159 |  |  | 0 | 0 | 0 | 2654719.2909 | 802644.176 | 3457363.4669 |  |  |  | 2037 | 1 | 2.9744 | 0.18834 | 3179.0459 | 201.295 |  |  | 0 | 0 | 0 | 218699.8016 | 7288.379 | 225988.1805 |  |  |  | 2037 | 0.15 | 9.8551 | 0.58972 | 16669.6527 | 997.5011 |  |  | 0 | 0 | 0 | 760492.7667 | 491190.8544 | 1251683.621 |  |  |  | 2037 | 0.85 | 53.6119 | 3.2081 | 90682.911 | 5426.4059 |  |  | 0 | 0 | 0 | 4137080.6507 | 510838.4885 | 4647919.1393 |  |  |  | 2037 | 0.15 | 0.15177 | 0.0090818 | 626.2971 | 37.4772 |  |  | 0 | 0 | 0 | 28572.5452 | 18454.5777 | 47027.1229 |  |  |  | 2037 | 0.85 | 0.82562 | 0.049405 | 3407.0562 | 203.876 |  |  | 0 | 0 | 0 | 155434.6458 | 19192.7609 | 174627.4067 |  |  |  | 2037 | 1 | 6.1962 | 0.36454 | 3246.0679 | 190.9757 |  |  | 0 | 0 | 0 | 249167.5282 | 126124.9458 | 375292.474 |  |  |  | 2037 | 1 | 4.7754 | 0.28095 | 511.6543 | 30.1021 |  |  | 0 | 0 | 0 | 105967.0029 | 52795.7949 | 158762.7977 |  |  |  | 2037 | 1 | 2.6644 | 0.027281 | 642.0386 | 5.0394 |  |  | 0 | 308712.37 | 0 | 0 | 0 | 308712.37 |  |  |  | 2037 | 1 | 2.7346 | 0.027999 | 642.0386 | 5.0394 |  |  | 0 | 316836.3797 | 12570.7484 | 0 | 0 | 329407.1281 |  |  |  | 2037 | 1 | 1.2012 | 0.012569 | 6543.4469 | 57.7979 |  |  | 63165.9013 | 0 | 0 | 0 | 4185.4293 | 67351.3306 |  |  |  | 2037 | 1 | 0.86441 | 0.009045 | 3757.7222 | 33.1917 |  |  | 45456.4612 | 0 | 0 | 0 | 2403.5773 | 47860.0385 |  |  |  | 2037 | 1 | 5.229 | 0.63905 | 15088.0643 | 1843.9499 |  |  | 217244.725 | 0 | 0 | 546300.3982 | 881294.4611 | 1644839.5843 |  |  |  | 2037 | 1 | 7.8613 | 0.37482 | 249994.9999 | 10458.1926 |  |  | 0 | 759979.0394 | 0 | 0 | 0 | 759979.0394
[5 empty] | 2038 | 1 | 58.6691 | 0.84714 | 186514.3169 | 1796.2778 |  |  | 108218.1248 | 0 | 0 | 0 | 66664.6124 | 174882.7373 |  |  |  | 2038 | 1 | 1.6914 | 0.024422 | 2733.1331 | 26.3222 |  |  | 3119.7967 | 0 | 0 | 0 | 976.8862 | 4096.6829 |  |  |  | 2038 | 1 | 47.1588 | 2.8121 | 38964.5693 | 2323.4875 |  |  | 0 | 0 | 0 | 2747548.2983 | 827815.276 | 3575363.5743 |  |  |  | 2038 | 1 | 3.0091 | 0.18517 | 3216.145 | 197.9064 |  |  | 0 | 0 | 0 | 226783.3063 | 7344.829 | 234128.1353 |  |  |  | 2038 | 0.15 | 9.951 | 0.59338 | 16831.7556 | 1003.6907 |  |  | 0 | 0 | 0 | 787085.3292 | 506594.7089 | 1293680.038 |  |  |  | 2038 | 0.85 | 54.1332 | 3.228 | 91564.7507 | 5460.0772 |  |  | 0 | 0 | 0 | 4281744.1907 | 526858.4972 | 4808602.6879 |  |  |  | 2038 | 0.15 | 0.15324 | 0.0091381 | 632.3875 | 37.7098 |  |  | 0 | 0 | 0 | 29571.6569 | 19033.3174 | 48604.9743 |  |  |  | 2038 | 0.85 | 0.83365 | 0.049711 | 3440.1879 | 205.1411 |  |  | 0 | 0 | 0 | 160869.8133 | 19794.6501 | 180664.4634 |  |  |  | 2038 | 1 | 6.2505 | 0.36687 | 3274.5356 | 192.1946 |  |  | 0 | 0 | 0 | 257636.5273 | 130103.1435 | 387739.6708 |  |  |  | 2038 | 1 | 4.8173 | 0.28275 | 516.1415 | 30.2942 |  |  | 0 | 0 | 0 | 109568.7341 | 54461.065 | 164029.7991 |  |  |  | 2038 | 1 | 2.6956 | 0.03114 | 647.0445 | 5.006 |  |  | 0 | 320128.3456 | 0 | 0 | 0 | 320128.3456 |  |  |  | 2038 | 1 | 2.7665 | 0.031959 | 647.0445 | 5.006 |  |  | 0 | 328552.7758 | 14707.5106 | 0 | 0 | 343260.2864 |  |  |  | 2038 | 1 | 1.2155 | 0.014323 | 6600.8325 | 57.3856 |  |  | 64745.0489 | 0 | 0 | 0 | 4259.4594 | 69004.5083 |  |  |  | 2038 | 1 | 0.87471 | 0.010308 | 3790.6771 | 32.955 |  |  | 46592.8727 | 0 | 0 | 0 | 2446.0908 | 49038.9635 |  |  |  | 2038 | 1 | 5.6153 | 0.66702 | 16202.5794 | 1924.6441 |  |  | 222675.8431 | 0 | 0 | 601320.5058 | 942857.8224 | 1766854.1713 |  |  |  | 2038 | 1 | 7.9761 | 0.37004 | 252424.6543 | 10507.2434 |  |  | 0 | 790354.956 | 0 | 0 | 0 | 790354.956
[5 empty] | 2039 | 1 | 59.5398 | 0.87068 | 188293.2982 | 1778.9813 |  |  | 110923.578 | 0 | 0 | 0 | 67673.2594 | 178596.8374 |  |  |  | 2039 | 1 | 1.7165 | 0.025101 | 2759.2018 | 26.0687 |  |  | 3197.7916 | 0 | 0 | 0 | 991.6666 | 4189.4583 |  |  |  | 2039 | 1 | 47.6086 | 2.8302 | 39336.2149 | 2338.4564 |  |  | 0 | 0 | 0 | 2843098.3907 | 853977.1175 | 3697075.5082 |  |  |  | 2039 | 1 | 3.0421 | 0.18513 | 3251.4364 | 197.8632 |  |  | 0 | 0 | 0 | 235003.6363 | 7526.8048 | 242530.4411 |  |  |  | 2039 | 0.15 | 10.0459 | 0.59721 | 16992.2976 | 1010.1569 |  |  | 0 | 0 | 0 | 814457.3961 | 522604.8634 | 1337062.2595 |  |  |  | 2039 | 0.85 | 54.6496 | 3.2488 | 92438.099 | 5495.2533 |  |  | 0 | 0 | 0 | 4430648.2349 | 543509.0579 | 4974157.2928 |  |  |  | 2039 | 0.15 | 0.15471 | 0.009197 | 638.4192 | 37.9527 |  |  | 0 | 0 | 0 | 30600.0554 | 19634.8364 | 50234.8918 |  |  |  | 2039 | 0.85 | 0.8416 | 0.050032 | 3473.0005 | 206.4627 |  |  | 0 | 0 | 0 | 166464.3011 | 20420.2299 | 186884.531 |  |  |  | 2039 | 1 | 6.3047 | 0.36936 | 3302.8941 | 193.5032 |  |  | 0 | 0 | 0 | 266364.4298 | 134263.7004 | 400628.1302 |  |  |  | 2039 | 1 | 4.859 | 0.28467 | 520.6114 | 30.5005 |  |  | 0 | 0 | 0 | 113280.5727 | 56202.6706 | 169483.2433 |  |  |  | 2039 | 1 | 2.7323 | 0.036691 | 652.0331 | 4.9886 |  |  | 0 | 332597.9216 | 0 | 0 | 0 | 332597.9216 |  |  |  | 2039 | 1 | 2.8042 | 0.037656 | 652.0331 | 4.9886 |  |  | 0 | 341350.4985 | 17762.6255 | 0 | 0 | 359113.124 |  |  |  | 2039 | 1 | 1.2324 | 0.016856 | 6657.9977 | 57.1652 |  |  | 66363.6751 | 0 | 0 | 0 | 4349.1788 | 70712.8538 |  |  |  | 2039 | 1 | 0.88684 | 0.01213 | 3823.5055 | 32.8284 |  |  | 47757.6945 | 0 | 0 | 0 | 2497.6141 | 50255.3086 |  |  |  | 2039 | 1 | 6.009 | 0.69416 | 17338.6073 | 2002.9582 |  |  | 228242.7392 | 0 | 0 | 659568.536 | 1005753.4663 | 1893564.7415 |  |  |  | 2039 | 1 | 8.0941 | 0.37702 | 254830.922 | 10560.8572 |  |  | 0 | 822099.978 | 0 | 0 | 0 | 822099.978
[5 empty] | 2040 | 1 | 60.3671 | 0.82726 | 190060.0339 | 1766.7357 |  |  | 113696.6674 | 0 | 0 | 0 | 68887.6187 | 182584.2861 |  |  |  | 2040 | 1 | 1.7403 | 0.023849 | 2785.0911 | 25.8893 |  |  | 3277.7364 | 0 | 0 | 0 | 1009.4615 | 4287.198 |  |  |  | 2040 | 1 | 48.0553 | 2.8495 | 39705.3024 | 2354.3526 |  |  | 0 | 0 | 0 | 2941519.2482 | 881276.7667 | 3822796.0149 |  |  |  | 2040 | 1 | 3.0746 | 0.18621 | 3286.1549 | 199.0263 |  |  | 0 | 0 | 0 | 243450.8078 | 7760.3268 | 251211.1346 |  |  |  | 2040 | 0.15 | 10.1401 | 0.60127 | 17151.7345 | 1017.0236 |  |  | 0 | 0 | 0 | 842651.8461 | 539311.3174 | 1381963.1635 |  |  |  | 2040 | 0.85 | 55.1623 | 3.2709 | 93305.4357 | 5532.6085 |  |  | 0 | 0 | 0 | 4584026.0426 | 560883.7701 | 5144909.8127 |  |  |  | 2040 | 0.15 | 0.15616 | 0.0092595 | 644.4094 | 38.2107 |  |  | 0 | 0 | 0 | 31659.3517 | 20262.5162 | 51921.8679 |  |  |  | 2040 | 0.85 | 0.8495 | 0.050372 | 3505.5873 | 207.8662 |  |  | 0 | 0 | 0 | 172226.8732 | 21073.0168 | 193299.89 |  |  |  | 2040 | 1 | 6.359 | 0.37228 | 3331.3548 | 195.0285 |  |  | 0 | 0 | 0 | 275376.1588 | 138705.1013 | 414081.2601 |  |  |  | 2040 | 1 | 4.9009 | 0.28691 | 525.0975 | 30.7409 |  |  | 0 | 0 | 0 | 117113.1184 | 58061.8372 | 175174.9556 |  |  |  | 2040 | 1 | 2.7646 | 0.032342 | 657.0415 | 5.0084 |  |  | 0 | 344948.2149 | 0 | 0 | 0 | 344948.2149 |  |  |  | 2040 | 1 | 2.8374 | 0.033193 | 657.0415 | 5.0084 |  |  | 0 | 354025.7995 | 16048.4617 | 0 | 0 | 370074.2612 |  |  |  | 2040 | 1 | 1.2472 | 0.014886 | 6715.369 | 57.3713 |  |  | 68022.7669 | 0 | 0 | 0 | 4473.9858 | 72496.7527 |  |  |  | 2040 | 1 | 0.89756 | 0.010712 | 3856.4523 | 32.9468 |  |  | 48951.6369 | 0 | 0 | 0 | 2569.2873 | 51520.9242 |  |  |  | 2040 | 1 | 6.4327 | 0.74532 | 18561.134 | 2150.5835 |  |  | 233948.8077 | 0 | 0 | 723725.8623 | 1106878.1583 | 2064552.8282 |  |  |  | 2040 | 1 | 8.2062 | 0.3747 | 257220.6336 | 10620.7718 |  |  | 0 | 854322.8698 | 0 | 0 | 0 | 854322.8698
[5 empty] | 2041 | 1 | 61.2775 | 0.91044 | 191813.9574 | 1753.9235 |  |  | 116539.0841 | 0 | 0 | 0 | 70097.7514 | 186636.8355 |  |  |  | 2041 | 1 | 1.7666 | 0.026247 | 2810.7926 | 25.7015 |  |  | 3359.6798 | 0 | 0 | 0 | 1027.1945 | 4386.8743 |  |  |  | 2041 | 1 | 48.4988 | 2.8684 | 40071.7133 | 2369.9965 |  |  | 0 | 0 | 0 | 3042880.9621 | 909310.8928 | 3952191.8549 |  |  |  | 2041 | 1 | 3.1068 | 0.18755 | 3320.5836 | 200.4578 |  |  | 0 | 0 | 0 | 252151.447 | 8011.5481 | 260162.995 |  |  |  | 2041 | 0.15 | 10.2337 | 0.60526 | 17310.0152 | 1023.7814 |  |  | 0 | 0 | 0 | 871688.758 | 556467.2462 | 1428156.0042 |  |  |  | 2041 | 0.85 | 55.6714 | 3.2926 | 94166.4826 | 5569.371 |  |  | 0 | 0 | 0 | 4741986.8436 | 578725.9361 | 5320712.7796 |  |  |  | 2041 | 0.15 | 0.1576 | 0.009321 | 650.3562 | 38.4646 |  |  | 0 | 0 | 0 | 32750.3002 | 20907.0832 | 53657.3834 |  |  |  | 2041 | 0.85 | 0.85734 | 0.050706 | 3537.9378 | 209.2474 |  |  | 0 | 0 | 0 | 178161.6333 | 21743.3665 | 199904.9998 |  |  |  | 2041 | 1 | 6.4133 | 0.37499 | 3359.8138 | 196.4497 |  |  | 0 | 0 | 0 | 284671.8471 | 143208.7506 | 427880.5977 |  |  |  | 2041 | 1 | 4.9428 | 0.289 | 529.5833 | 30.9649 |  |  | 0 | 0 | 0 | 121066.4274 | 59947.061 | 181013.4883 |  |  |  | 2041 | 1 | 2.8007 | 0.036064 | 662.0513 | 5.0097 |  |  | 0 | 358184.2402 | 0 | 0 | 0 | 358184.2402 |  |  |  | 2041 | 1 | 2.8744 | 0.037013 | 662.0513 | 5.0097 |  |  | 0 | 367610.1413 | 18343.0751 | 0 | 0 | 385953.2164 |  |  |  | 2041 | 1 | 1.2638 | 0.016554 | 6772.7368 | 57.3678 |  |  | 69723.3361 | 0 | 0 | 0 | 4585.5513 | 74308.8874 |  |  |  | 2041 | 1 | 0.90947 | 0.011913 | 3889.397 | 32.9447 |  |  | 50175.4278 | 0 | 0 | 0 | 2633.3564 | 52808.7842 |  |  |  | 2041 | 1 | 6.8586 | 0.76891 | 19790.2698 | 2218.6492 |  |  | 239797.5278 | 0 | 0 | 790942.9607 | 1170458.5196 | 2201199.0082 |  |  |  | 2041 | 1 | 8.3296 | 0.38997 | 259593.0224 | 10679.3655 |  |  | 0 | 888850.9157 | 0 | 0 | 0 | 888850.9157
[5 empty] | 2042 | 1 | 62.1239 | 0.84634 | 193557.6556 | 1743.6983 |  |  | 119452.5612 | 0 | 0 | 0 | 71431.3172 | 190883.8784 |  |  |  | 2042 | 1 | 1.791 | 0.024399 | 2836.3444 | 25.5517 |  |  | 3443.6718 | 0 | 0 | 0 | 1046.7362 | 4490.4081 |  |  |  | 2042 | 1 | 48.9397 | 2.8879 | 40435.988 | 2386.0741 |  |  | 0 | 0 | 0 | 3147306.048 | 938366.4719 | 4085672.5199 |  |  |  | 2042 | 1 | 3.1388 | 0.18897 | 3354.8192 | 201.9766 |  |  | 0 | 0 | 0 | 261119.9397 | 8274.0545 | 269393.9943 |  |  |  | 2042 | 0.15 | 10.3267 | 0.60937 | 17467.3731 | 1030.7266 |  |  | 0 | 0 | 0 | 901603.2287 | 574248.2694 | 1475851.4982 |  |  |  | 2042 | 0.85 | 56.1775 | 3.315 | 95022.5096 | 5607.1525 |  |  | 0 | 0 | 0 | 4904721.5642 | 597218.2002 | 5501939.7645 |  |  |  | 2042 | 0.15 | 0.15903 | 0.0093843 | 656.2683 | 38.7255 |  |  | 0 | 0 | 0 | 33874.2196 | 21575.1357 | 55449.3553 |  |  |  | 2042 | 0.85 | 0.86513 | 0.05105 | 3570.0996 | 210.6669 |  |  | 0 | 0 | 0 | 184275.7547 | 22438.1411 | 206713.8958 |  |  |  | 2042 | 1 | 6.467 | 0.37705 | 3387.9445 | 197.528 |  |  | 0 | 0 | 0 | 294231.7038 | 147594.6871 | 441826.3909 |  |  |  | 2042 | 1 | 4.9841 | 0.29059 | 534.0173 | 31.1349 |  |  | 0 | 0 | 0 | 125132.083 | 61783.0103 | 186915.0932 |  |  |  | 2042 | 1 | 2.8364 | 0.035745 | 667.0015 | 4.9502 |  |  | 0 | 371824.6526 | 0 | 0 | 0 | 371824.6526 |  |  |  | 2042 | 1 | 2.9111 | 0.036686 | 667.0015 | 4.9502 |  |  | 0 | 381609.5118 | 18635.3285 | 0 | 0 | 400244.8403 |  |  |  | 2042 | 1 | 1.2802 | 0.016425 | 6829.4429 | 56.7061 |  |  | 71466.4195 | 0 | 0 | 0 | 4645.9801 | 76112.3996 |  |  |  | 2042 | 1 | 0.92129 | 0.01182 | 3921.9618 | 32.5648 |  |  | 51429.8135 | 0 | 0 | 0 | 2668.059 | 54097.8725 |  |  |  | 2042 | 1 | 7.2833 | 0.78881 | 21015.5696 | 2276.0783 |  |  | 245792.466 | 0 | 0 | 860911.4464 | 1230774.3878 | 2337478.3002 |  |  |  | 2042 | 1 | 8.4443 | 0.38493 | 261951.5699 | 10740.9978 |  |  | 0 | 923618.6644 | 0 | 0 | 0 | 923618.6644
[5 empty] | 2043 | 1 | 62.9484 | 0.82456 | 195290.5744 | 1732.9188 |  |  | 122438.8752 | 0 | 0 | 0 | 72764.4721 | 195203.3474 |  |  |  | 2043 | 1 | 1.8147 | 0.023771 | 2861.7381 | 25.3937 |  |  | 3529.7636 | 0 | 0 | 0 | 1066.272 | 4596.0356 |  |  |  | 2043 | 1 | 49.3778 | 2.907 | 40798.0108 | 2401.9233 |  |  | 0 | 0 | 0 | 3254870.927 | 968214.438 | 4223085.3651 |  |  |  | 2043 | 1 | 3.1707 | 0.19039 | 3388.8611 | 203.485 |  |  | 0 | 0 | 0 | 270363.8094 | 8544.243 | 278908.0524 |  |  |  | 2043 | 0.15 | 10.4192 | 0.61341 | 17623.7582 | 1037.573 |  |  | 0 | 0 | 0 | 932417.1505 | 592514.2065 | 1524931.3569 |  |  |  | 2043 | 0.85 | 56.6804 | 3.337 | 95873.2447 | 5644.3973 |  |  | 0 | 0 | 0 | 5072349.2985 | 616214.7747 | 5688564.0732 |  |  |  | 2043 | 0.15 | 0.16046 | 0.0094466 | 662.1439 | 38.9828 |  |  | 0 | 0 | 0 | 35031.9324 | 22261.4069 | 57293.3393 |  |  |  | 2043 | 0.85 | 0.87288 | 0.051389 | 3602.0627 | 212.0662 |  |  | 0 | 0 | 0 | 190573.7121 | 23151.8632 | 213725.5753 |  |  |  | 2043 | 1 | 6.5204 | 0.37944 | 3415.9322 | 198.7843 |  |  | 0 | 0 | 0 | 304078.8978 | 152246.7533 | 456325.6512 |  |  |  | 2043 | 1 | 5.0253 | 0.29244 | 538.4288 | 31.3329 |  |  | 0 | 0 | 0 | 129319.9386 | 63730.3612 | 193050.2998 |  |  |  | 2043 | 1 | 2.8733 | 0.036878 | 671.9275 | 4.926 |  |  | 0 | 386075.4884 | 0 | 0 | 0 | 386075.4884 |  |  |  | 2043 | 1 | 2.9489 | 0.037849 | 671.9275 | 4.926 |  |  | 0 | 396235.3696 | 19706.7775 | 0 | 0 | 415942.1472 |  |  |  | 2043 | 1 | 1.2972 | 0.016944 | 6885.8607 | 56.4177 |  |  | 73253.08 | 0 | 0 | 0 | 4737.9103 | 77990.9904 |  |  |  | 2043 | 1 | 0.93348 | 0.012193 | 3954.361 | 32.3992 |  |  | 52715.5588 | 0 | 0 | 0 | 2720.852 | 55436.4108 |  |  |  | 2043 | 1 | 7.7034 | 0.80524 | 22227.6635 | 2323.4771 |  |  | 251937.2777 | 0 | 0 | 933329.5062 | 1287815.0866 | 2473081.8705 |  |  |  | 2043 | 1 | 8.5561 | 0.38555 | 264295.5421 | 10801.4295 |  |  | 0 | 959238.2889 | 0 | 0 | 0 | 959238.2889
[5 empty] | 2044 | 1 | 63.6694 | 0.72097 | 197010.6932 | 1720.1188 |  |  | 125499.8471 | 0 | 0 | 0 | 74032.684 | 199532.5311 |  |  |  | 2044 | 1 | 1.8355 | 0.020785 | 2886.9443 | 25.2062 |  |  | 3618.0077 | 0 | 0 | 0 | 1084.856 | 4702.8637 |  |  |  | 2044 | 1 | 49.8128 | 2.9256 | 41157.3595 | 2417.2167 |  |  | 0 | 0 | 0 | 3365628.3163 | 998738.6877 | 4364367.0041 |  |  |  | 2044 | 1 | 3.2023 | 0.19175 | 3422.6755 | 204.9482 |  |  | 0 | 0 | 0 | 279888.0638 | 8820.8223 | 288708.8861 |  |  |  | 2044 | 0.15 | 10.511 | 0.61732 | 17778.9882 | 1044.1794 |  |  | 0 | 0 | 0 | 964145.625 | 611194.006 | 1575339.631 |  |  |  | 2044 | 0.85 | 57.1797 | 3.3582 | 96717.696 | 5680.3361 |  |  | 0 | 0 | 0 | 5244952.2 | 635641.7662 | 5880593.9662 |  |  |  | 2044 | 0.15 | 0.16187 | 0.0095067 | 667.976 | 39.231 |  |  | 0 | 0 | 0 | 36224.0059 | 22963.2274 | 59187.2333 |  |  |  | 2044 | 0.85 | 0.88057 | 0.051717 | 3633.7896 | 213.4164 |  |  | 0 | 0 | 0 | 197058.5919 | 23881.7565 | 220940.3484 |  |  |  | 2044 | 1 | 6.5736 | 0.38182 | 3443.7712 | 200.0276 |  |  | 0 | 0 | 0 | 314220.9959 | 157028.9808 | 471249.9767 |  |  |  | 2044 | 1 | 5.0663 | 0.29427 | 542.8169 | 31.5289 |  |  | 0 | 0 | 0 | 133633.2123 | 65732.1976 | 199365.4098 |  |  |  | 2044 | 1 | 2.9104 | 0.037132 | 676.8321 | 4.9046 |  |  | 0 | 400841.4672 | 0 | 0 | 0 | 400841.4672 |  |  |  | 2044 | 1 | 2.987 | 0.03811 | 676.8321 | 4.9046 |  |  | 0 | 411389.9268 | 20338.6078 | 0 | 0 | 431728.5346 |  |  |  | 2044 | 1 | 1.3142 | 0.017057 | 6941.9788 | 56.1181 |  |  | 75084.407 | 0 | 0 | 0 | 4830.5693 | 79914.9763 |  |  |  | 2044 | 1 | 0.94576 | 0.012275 | 3986.5881 | 32.2271 |  |  | 54033.4478 | 0 | 0 | 0 | 2774.0635 | 56807.5113 |  |  |  | 2044 | 1 | 8.115 | 0.81739 | 23415.4411 | 2358.5496 |  |  | 258235.7096 | 0 | 0 | 1007783.8418 | 1339935.8286 | 2605955.38 |  |  |  | 2044 | 1 | 8.6538 | 0.37463 | 266622.2293 | 10858.5986 |  |  | 0 | 994447.8794 | 0 | 0 | 0 | 994447.8794
[5 empty] | 2045 | 1 | 64.467 | 0.79762 | 198723.0508 | 1712.3576 |  |  | 128637.3433 | 0 | 0 | 0 | 75541.1107 | 204178.4539 |  |  |  | 2045 | 1 | 1.8585 | 0.022994 | 2912.0367 | 25.0924 |  |  | 3708.4579 | 0 | 0 | 0 | 1106.9601 | 4815.418 |  |  |  | 2045 | 1 | 50.2457 | 2.9452 | 41515.0869 | 2433.4817 |  |  | 0 | 0 | 0 | 3479753.3766 | 1030595.4753 | 4510348.8519 |  |  |  | 2045 | 1 | 3.2338 | 0.1932 | 3456.347 | 206.4888 |  |  | 0 | 0 | 0 | 289707.5719 | 9109.3079 | 298816.8798 |  |  |  | 2045 | 0.15 | 10.6023 | 0.62147 | 17933.5178 | 1051.2055 |  |  | 0 | 0 | 0 | 996838.8303 | 630689.2732 | 1627528.1035 |  |  |  | 2045 | 0.85 | 57.6767 | 3.3808 | 97558.337 | 5718.5579 |  |  | 0 | 0 | 0 | 5422803.2368 | 655916.8441 | 6078720.081 |  |  |  | 2045 | 0.15 | 0.16328 | 0.0095707 | 673.7819 | 39.4949 |  |  | 0 | 0 | 0 | 37452.3254 | 23695.6859 | 61148.0113 |  |  |  | 2045 | 0.85 | 0.88822 | 0.052065 | 3665.3734 | 214.8525 |  |  | 0 | 0 | 0 | 203740.6499 | 24643.5134 | 228384.1633 |  |  |  | 2045 | 1 | 6.6265 | 0.38421 | 3471.4777 | 201.2803 |  |  | 0 | 0 | 0 | 324667.7486 | 161962.7276 | 486630.4762 |  |  |  | 2045 | 1 | 5.107 | 0.29611 | 547.184 | 31.7264 |  |  | 0 | 0 | 0 | 138076.0507 | 67797.4597 | 205873.5105 |  |  |  | 2045 | 1 | 2.952 | 0.041604 | 681.7131 | 4.881 |  |  | 0 | 416735.6708 | 0 | 0 | 0 | 416735.6708 |  |  |  | 2045 | 1 | 3.0297 | 0.042699 | 681.7131 | 4.881 |  |  | 0 | 427702.399 | 23357.4304 | 0 | 0 | 451059.8294 |  |  |  | 2045 | 1 | 1.3333 | 0.019078 | 6997.8297 | 55.8509 |  |  | 76961.5172 | 0 | 0 | 0 | 4927.7507 | 81889.2679 |  |  |  | 2045 | 1 | 0.95949 | 0.013729 | 4018.6617 | 32.0736 |  |  | 55384.284 | 0 | 0 | 0 | 2829.8721 | 58214.1561 |  |  |  | 2045 | 1 | 8.5155 | 0.82622 | 24570.912 | 2384.0165 |  |  | 264691.6024 | 0 | 0 | 1083952.3465 | 1388264.1425 | 2736908.0913 |  |  |  | 2045 | 1 | 8.7619 | 0.38852 | 268938.4166 | 10922.2166 |  |  | 0 | 1032046.0904 | 0 | 0 | 0 | 1032046.0904

## Portfolio Summary
Season | Winter
System Peak (MW) | 5029.2972
Product/Scenario | Achievable Potential (MW) | Percent of System Peak | Levelized Cost ($/kW-year) | Cost Rank | Reporting Product Name | Product | Winter Achievable Potential (MW) | Percent of Area System Peak - Winter | Levelized Cost ($/kW-year) | Rank | Product | Winter Achievable Potential (MW) | Percent of Area System Peak - Winter | Levelized Cost ($/kW-year) | Product | Incremental Winter Achievable Potential (MW) | Cumulative Winter Achievable Potential (MW) | Levelized Cost ($/kW-year) | Product | Winter Achievable Potential (MW) | Percent of Area System Peak - Winter
Res CPP-No Enablement | 64.467 | 1.282% | -3.1537 | 2 | Res CPP-No Enablement | Res CPP-No Enablement | 64.467 | 1.282% | -3.1537 | 1 | Res CPP-With Enablement | 1.8585 | 0.03695% | -7.5431 | Res CPP-With Enablement | 1.8585 | 0 | -$8/ kW-yr | Residential Critical Peak Pricing | 66.3255 | 1.319%
Res CPP-With Enablement | 1.8585 | 0.03695% | -7.5431 | 1 | Res CPP-With Enablement | Res CPP-With Enablement | 1.8585 | 0.03695% | -7.5431 | 2 | Res CPP-No Enablement | 64.467 | 1.282% | -3.1537 | Res CPP-No Enablement | 64.467 | 1.8585 | -$3/ kW-yr | Residential DLC Space Heat | 53.4796 | 1.063%
Res DLC Heat-Switch | 50.2457 | 0.9991% | 71.0709 | 6 | Res DLC Heat-Switch | Res DLC Heat-Switch | 50.2457 | 0.9991% | 71.0709 | 3 | Medium Com DLC Heat-Switch | 5.107 | 0.1015% | 28.621 | Medium Com DLC Heat-Switch | 5.107 | 66.3255 | $29/ kW-yr | Residential DLC Water Heat | 69.3305 | 1.379%
Res DLC Heat-BYOT | 3.2338 | 0.0643% | 60.6977 | 4 | Res DLC Heat-BYOT | Res DLC Heat-BYOT | 3.2338 | 0.0643% | 60.6977 | 4 | Res DLC Heat-BYOT | 3.2338 | 0.0643% | 60.6977 | Res DLC Heat-BYOT | 3.2338 | 71.4325 | $61/ kW-yr | Commercial DLC Space Heat | 11.7335 | 0.2333%
Res DLC ERWH-Switch | 10.6023 | 0.2108% | 157.6623 | 13 | Res DLC ERWH-Switch | Res DLC ERWH-Switch | 10.6023 | 0.2108% | 157.6623 | 5 | Small Com DLC Heat-Switch | 6.6265 | 0.1318% | 63.5179 | Small Com DLC Heat-Switch | 6.6265 | 74.6664 | $64/ kW-yr | Commercial and Industrial Curtailment | 5.9818 | 0.1189%
Res DLC ERWH-Grid-Enabled | 57.6767 | 1.147% | 80.596 | 8 | Res DLC ERWH-Grid-Enabled | Res DLC ERWH-Grid-Enabled | 57.6767 | 1.147% | 80.596 | 6 | Res DLC Heat-Switch | 50.2457 | 0.9991% | 71.0709 | Res DLC Heat-Switch | 50.2457 | 81.2928 | $71/ kW-yr | Commercial Critical Peak Pricing | 2.2928 | 0.04559%
Res DLC HPWH-Switch | 0.16328 | 0.003246% | 406.2966 | 16 | Res DLC HPWH-Switch | Res DLC HPWH-Switch | 0.16328 | 0.003246% | 406.2966 | 7 | Res Behavior DR | 8.7619 | 0.1742% | 75.5866 | Res Behavior DR | 8.7619 | 131.5386 | $76/ kW-yr | Residential Electric Vehicle Service Equipment | 8.5155 | 0.1693%
Res DLC HPWH-Grid-Enabled | 0.88822 | 0.01766% | 217.9212 | 14 | Res DLC HPWH-Grid-Enabled | Res DLC HPWH-Grid-Enabled | 0.88822 | 0.01766% | 217.9212 | 8 | Res DLC ERWH-Grid-Enabled | 57.6767 | 1.147% | 80.596 | Res DLC ERWH-Grid-Enabled | 57.6767 | 140.3005 | $81/ kW-yr | Residential Behavioral | 8.7619 | 0.1742%
Small Com DLC Heat-Switch | 6.6265 | 0.1318% | 63.5179 | 5 | Small Com DLC Heat-Switch | Small Com DLC Heat-Switch | 6.6265 | 0.1318% | 63.5179 | 9 | C&I CPP-With Enablement | 0.95949 | 0.01908% | 80.7384 | C&I CPP-With Enablement | 0.95949 | 197.9771 | $81/ kW-yr | Total | 226.4209 | 4.502%
Medium Com DLC Heat-Switch | 5.107 | 0.1015% | 28.621 | 3 | Medium Com DLC Heat-Switch | Medium Com DLC Heat-Switch | 5.107 | 0.1015% | 28.621 | 10 | C&I CPP-No Enablement | 1.3333 | 0.02651% | 86.2695 | C&I CPP-No Enablement | 1.3333 | 198.9366 | $86/ kW-yr
C&I Curtailment-Manual | 2.952 | 0.0587% | 95.4878 | 11 | C&I Curtailment-Manual | C&I Curtailment-Manual | 2.952 | 0.0587% | 95.4878 | 11 | C&I Curtailment-Manual | 2.952 | 0.0587% | 95.4878 | C&I Curtailment-Manual | 2.952 | 200.2699 | $95/ kW-yr
C&I Curtailment-AutoDR | 3.0297 | 0.06024% | 127.0958 | 12 | C&I Curtailment-AutoDR | C&I Curtailment-AutoDR | 3.0297 | 0.06024% | 127.0958 | 12 | C&I Curtailment-AutoDR | 3.0297 | 0.06024% | 127.0958 | C&I Curtailment-AutoDR | 3.0297 | 203.2219 | $127/ kW-yr
C&I CPP-No Enablement | 1.3333 | 0.02651% | 86.2695 | 10 | C&I CPP-No Enablement | C&I CPP-No Enablement | 1.3333 | 0.02651% | 86.2695 | 13 | Res DLC ERWH-Switch | 10.6023 | 0.2108% | 157.6623 | Res DLC ERWH-Switch | 10.6023 | 206.2517 | $158/ kW-yr
C&I CPP-With Enablement | 0.95949 | 0.01908% | 80.7384 | 9 | C&I CPP-With Enablement | C&I CPP-With Enablement | 0.95949 | 0.01908% | 80.7384 | 14 | Res DLC HPWH-Grid-Enabled | 0.88822 | 0.01766% | 217.9212 | Res DLC HPWH-Grid-Enabled | 0.88822 | 216.854 | $218/ kW-yr
Res EV DLC- | 8.5155 | 0.1693% | 361.1254 | 15 | Res EV DLC | Res EV DLC | 8.5155 | 0.1693% | 361.1254 | 15 | Res EV DLC | 8.5155 | 0.1693% | 361.1254 | Res EV DLC | 8.5155 | 217.7422 | $361/ kW-yr
Res Behavior DR-Winter | 8.7619 | 0.1742% | 75.5866 | 7 | Res Behavior DR | Res Behavior DR | 8.7619 | 0.1742% | 75.5866 | 16 | Res DLC HPWH-Switch | 0.16328 | 0.003246% | 406.2966 | Res DLC HPWH-Switch | 0.16328 | 226.2577 | $406/ kW-yr
17
18
19
20
21

## Portfolio Summary Inputs
Region | Maximum # of Hours per Season | Season | Daily Period | Event Length | Product-Scenario | Parameters | Units | Values | Notes | Start Year | End Year | Discount Rate | Inflation Rate | Line Loss Rate | Cost per FTE | Participants per FTE
PSE | 20 | Winter | Peak | 4 | C&I CPP-No Enablement | Eligible Sectors | Commercial |  |  | 2022 | 2045 | 0.068 | 0 | 0.068 | 150000 | 20000
PSE | 20 | Winter | Peak | 4 | C&I CPP-No Enablement | Eligible Segments | Small office, medium office, small retail, and medium retail. |  |  | 2022 | 2045 | 0.068 | 0 | 0.068 | 150000 | 20000
PSE | 20 | Winter | Peak | 4 | C&I CPP-No Enablement | Eligible End Uses | All end uses |  |  | 2022 | 2045 | 0.068 | 0 | 0.068 | 150000 | 20000
PSE | 20 | Winter | Peak | 4 | C&I CPP-No Enablement | Other Eligibility Requirements | Customers must have AMI and cannot already participate in the C&I CPP-With Enablement program. |  |  | 2022 | 2045 | 0.068 | 0 | 0.068 | 150000 | 20000
PSE | 20 | Winter | Peak | 4 | C&I CPP-No Enablement | Setup Cost | $ | 150000 | 1 FTE | 2022 | 2045 | 0.068 | 0 | 0.068 | 150000 | 20000
PSE | 20 | Winter | Peak | 4 | C&I CPP-No Enablement | O&M Cost | $ per year | 75000 | SDG&E (2017): $280,000; Applied (2017): $75,000. Cadmus is assuming 0.5 FTE. | 2022 | 2045 | 0.068 | 0 | 0.068 | 150000 | 20000
PSE | 20 | Winter | Peak | 4 | C&I CPP-No Enablement | Equipment Cost | $ per new participant | 0 | According to PSE (2018), AMI will be fully deployed in PSE's electic territory by 2023. | 2022 | 2045 | 0.068 | 0 | 0.068 | 150000 | 20000
PSE | 20 | Winter | Peak | 4 | C&I CPP-No Enablement | Marketing Cost | $ per new participant | 50 | Applied (2017): $50/new participant for small and medium C&I. | 2022 | 2045 | 0.068 | 0 | 0.068 | 150000 | 20000
PSE | 20 | Winter | Peak | 4 | C&I CPP-No Enablement | Incentives (annual) | n/a | 0 | Program definition | 2022 | 2045 | 0.068 | 0 | 0.068 | 150000 | 20000
PSE | 20 | Winter | Peak | 4 | C&I CPP-No Enablement | Incentives (one time) | n/a | 0 | Program definition | 2022 | 2045 | 0.068 | 0 | 0.068 | 150000 | 20000
PSE | 20 | Winter | Peak | 4 | C&I CPP-No Enablement | Attrition | % of existing participants per year | 0 |  | 2022 | 2045 | 0.068 | 0 | 0.068 | 150000 | 20000
PSE | 20 | Winter | Peak | 4 | C&I CPP-No Enablement | Population | Segment load | Estimated by model |  | 2022 | 2045 | 0.068 | 0 | 0.068 | 150000 | 20000
PSE | 20 | Winter | Peak | 4 | C&I CPP-No Enablement | Eligibility | % of segment load | Varies by segment | According to PSE (2018), AMI will be fully deployed in PSE's electic territory by 2023. | 2022 | 2045 | 0.068 | 0 | 0.068 | 150000 | 20000
PSE | 20 | Winter | Peak | 4 | C&I CPP-No Enablement | Peak Load Impact | % of eligible segment load | 0.05 | For small C&I, Nexant (2017b) reported 2.5% for PG&E and 12.2% for SCE. For medium C&I, Nexant (2017b) reported 2.5% for PG&E and 1.9% for SCE. | 2022 | 2045 | 0.068 | 0 | 0.068 | 150000 | 20000
PSE | 20 | Winter | Peak | 4 | C&I CPP-No Enablement | Program Participation | % of eligible segment load | 0.1 | Assuming an opt-in program: Cadmus (2015): 2%; Applied (2017): 18%. | 2022 | 2045 | 0.068 | 0 | 0.068 | 150000 | 20000
PSE | 20 | Winter | Peak | 4 | C&I CPP-No Enablement | Event Participation | n/a | 1 | Technical Potential already takes into account of event participation. | 2022 | 2045 | 0.068 | 0 | 0.068 | 150000 | 20000
PSE | 20 | Winter | Peak | 4 | C&I CPP-No Enablement | Ramp Period | Number of years to reach maximum achievable potential | 7 |  | 2022 | 2045 | 0.068 | 0 | 0.068 | 150000 | 20000
PSE | 20 | Winter | Peak | 4 | C&I CPP-No Enablement | 2022 | Ramp rate as % of maximum achievable potential | 0 |  | 2022 | 2045 | 0.068 | 0 | 0.068 | 150000 | 20000
PSE | 20 | Winter | Peak | 4 | C&I CPP-No Enablement | 2023 | Ramp rate as % of maximum achievable potential | 0.1 |  | 2022 | 2045 | 0.068 | 0 | 0.068 | 150000 | 20000
PSE | 20 | Winter | Peak | 4 | C&I CPP-No Enablement | 2024 | Ramp rate as % of maximum achievable potential | 0.2 |  | 2022 | 2045 | 0.068 | 0 | 0.068 | 150000 | 20000
PSE | 20 | Winter | Peak | 4 | C&I CPP-No Enablement | 2025 | Ramp rate as % of maximum achievable potential | 0.4 |  | 2022 | 2045 | 0.068 | 0 | 0.068 | 150000 | 20000
PSE | 20 | Winter | Peak | 4 | C&I CPP-No Enablement | 2026 | Ramp rate as % of maximum achievable potential | 0.6 |  | 2022 | 2045 | 0.068 | 0 | 0.068 | 150000 | 20000
PSE | 20 | Winter | Peak | 4 | C&I CPP-No Enablement | 2027 | Ramp rate as % of maximum achievable potential | 0.8 |  | 2022 | 2045 | 0.068 | 0 | 0.068 | 150000 | 20000
PSE | 20 | Winter | Peak | 4 | C&I CPP-No Enablement | 2028 | Ramp rate as % of maximum achievable potential | 1 |  | 2022 | 2045 | 0.068 | 0 | 0.068 | 150000 | 20000
PSE | 20 | Winter | Peak | 4 | C&I CPP-No Enablement | 2029 | Ramp rate as % of maximum achievable potential | 1 |  | 2022 | 2045 | 0.068 | 0 | 0.068 | 150000 | 20000
PSE | 20 | Winter | Peak | 4 | C&I CPP-No Enablement | 2030 | Ramp rate as % of maximum achievable potential | 1 |  | 2022 | 2045 | 0.068 | 0 | 0.068 | 150000 | 20000
PSE | 20 | Winter | Peak | 4 | C&I CPP-No Enablement | 2031 | Ramp rate as % of maximum achievable potential | 1 |  | 2022 | 2045 | 0.068 | 0 | 0.068 | 150000 | 20000
PSE | 20 | Winter | Peak | 4 | C&I CPP-No Enablement | 2032 | Ramp rate as % of maximum achievable potential | 1 |  | 2022 | 2045 | 0.068 | 0 | 0.068 | 150000 | 20000
PSE | 20 | Winter | Peak | 4 | C&I CPP-No Enablement | 2033 | Ramp rate as % of maximum achievable potential | 1 |  | 2022 | 2045 | 0.068 | 0 | 0.068 | 150000 | 20000
PSE | 20 | Winter | Peak | 4 | C&I CPP-No Enablement | 2034 | Ramp rate as % of maximum achievable potential | 1 |  | 2022 | 2045 | 0.068 | 0 | 0.068 | 150000 | 20000
PSE | 20 | Winter | Peak | 4 | C&I CPP-No Enablement | 2035 | Ramp rate as % of maximum achievable potential | 1 |  | 2022 | 2045 | 0.068 | 0 | 0.068 | 150000 | 20000
PSE | 20 | Winter | Peak | 4 | C&I CPP-No Enablement | 2036 | Ramp rate as % of maximum achievable potential | 1 |  | 2022 | 2045 | 0.068 | 0 | 0.068 | 150000 | 20000
PSE | 20 | Winter | Peak | 4 | C&I CPP-No Enablement | 2037 | Ramp rate as % of maximum achievable potential | 1 |  | 2022 | 2045 | 0.068 | 0 | 0.068 | 150000 | 20000
PSE | 20 | Winter | Peak | 4 | C&I CPP-No Enablement | 2038 | Ramp rate as % of maximum achievable potential | 1 |  | 2022 | 2045 | 0.068 | 0 | 0.068 | 150000 | 20000
PSE | 20 | Winter | Peak | 4 | C&I CPP-No Enablement | 2039 | Ramp rate as % of maximum achievable potential | 1 |  | 2022 | 2045 | 0.068 | 0 | 0.068 | 150000 | 20000
PSE | 20 | Winter | Peak | 4 | C&I CPP-No Enablement | 2040 | Ramp rate as % of maximum achievable potential | 1 |  | 2022 | 2045 | 0.068 | 0 | 0.068 | 150000 | 20000
PSE | 20 | Winter | Peak | 4 | C&I CPP-No Enablement | 2041 | Ramp rate as % of maximum achievable potential | 1 |  | 2022 | 2045 | 0.068 | 0 | 0.068 | 150000 | 20000
PSE | 20 | Winter | Peak | 4 | C&I CPP-No Enablement | 2042 | Ramp rate as % of maximum achievable potential | 1 |  | 2022 | 2045 | 0.068 | 0 | 0.068 | 150000 | 20000
PSE | 20 | Winter | Peak | 4 | C&I CPP-No Enablement | 2043 | Ramp rate as % of maximum achievable potential | 1 |  | 2022 | 2045 | 0.068 | 0 | 0.068 | 150000 | 20000
PSE | 20 | Winter | Peak | 4 | C&I CPP-No Enablement | 2044 | Ramp rate as % of maximum achievable potential | 1 |  | 2022 | 2045 | 0.068 | 0 | 0.068 | 150000 | 20000
PSE | 20 | Winter | Peak | 4 | C&I CPP-No Enablement | 2045 | Ramp rate as % of maximum achievable potential | 1 |  | 2022 | 2045 | 0.068 | 0 | 0.068 | 150000 | 20000
PSE | 20 | Winter | Peak | 4 | C&I CPP-No Enablement | 2046 | Ramp rate as % of maximum achievable potential |  |  | 2022 | 2045 | 0.068 | 0 | 0.068 | 150000 | 20000
PSE | 20 | Winter | Peak | 4 | C&I CPP-No Enablement | 2047 | Ramp rate as % of maximum achievable potential |  |  | 2022 | 2045 | 0.068 | 0 | 0.068 | 150000 | 20000
PSE | 20 | Winter | Peak | 4 | C&I CPP-No Enablement | 2048 | Ramp rate as % of maximum achievable potential |  |  | 2022 | 2045 | 0.068 | 0 | 0.068 | 150000 | 20000
PSE | 20 | Winter | Peak | 4 | C&I CPP-No Enablement | 2049 | Ramp rate as % of maximum achievable potential |  |  | 2022 | 2045 | 0.068 | 0 | 0.068 | 150000 | 20000
PSE | 20 | Winter | Peak | 4 | C&I CPP-No Enablement | 2050 | Ramp rate as % of maximum achievable potential |  |  | 2022 | 2045 | 0.068 | 0 | 0.068 | 150000 | 20000
PSE | 20 | Winter | Peak | 4 | C&I CPP-No Enablement | 2051 | Ramp rate as % of maximum achievable potential |  |  | 2022 | 2045 | 0.068 | 0 | 0.068 | 150000 | 20000
PSE | 20 | Winter | Peak | 4 | C&I CPP-With Enablement | Eligible Sectors | Commercial |  |  | 2022 | 2045 | 0.068 | 0 | 0.068 | 150000 | 20000
PSE | 20 | Winter | Peak | 4 | C&I CPP-With Enablement | Eligible Segments | Small office, medium office, small retail, and medium retail. |  |  | 2022 | 2045 | 0.068 | 0 | 0.068 | 150000 | 20000
PSE | 20 | Winter | Peak | 4 | C&I CPP-With Enablement | Eligible End Uses | All end uses |  |  | 2022 | 2045 | 0.068 | 0 | 0.068 | 150000 | 20000
PSE | 20 | Winter | Peak | 4 | C&I CPP-With Enablement | Other Eligibility Requirements | Customers must have AMI |  |  | 2022 | 2045 | 0.068 | 0 | 0.068 | 150000 | 20000
PSE | 20 | Winter | Peak | 4 | C&I CPP-With Enablement | Setup Cost | $ | 150000 | 1 FTE | 2022 | 2045 | 0.068 | 0 | 0.068 | 150000 | 20000
PSE | 20 | Winter | Peak | 4 | C&I CPP-With Enablement | O&M Cost | $ per year | 75000 | SDG&E (2017): $280,000; Applied (2017): $75,000. Cadmus is assuming 0.5 FTE. | 2022 | 2045 | 0.068 | 0 | 0.068 | 150000 | 20000
PSE | 20 | Winter | Peak | 4 | C&I CPP-With Enablement | Equipment Cost | $ per kW pledged per year | 0 | Potter (2017) estimate for small commercial customers enabled with a programmable communicating thermostat. Assume participant already has a programmable communicating thermostat. | 2022 | 2045 | 0.068 | 0 | 0.068 | 150000 | 20000
PSE | 20 | Winter | Peak | 4 | C&I CPP-With Enablement | Marketing Cost | $ per new participant | 50 | Applied (2017): $50/new participant for small and medium C&I. | 2022 | 2045 | 0.068 | 0 | 0.068 | 150000 | 20000
PSE | 20 | Winter | Peak | 4 | C&I CPP-With Enablement | Incentives (annual) | n/a | 0 | Program definition | 2022 | 2045 | 0.068 | 0 | 0.068 | 150000 | 20000
PSE | 20 | Winter | Peak | 4 | C&I CPP-With Enablement | Incentives (one time) | n/a | 0 | Program definition | 2022 | 2045 | 0.068 | 0 | 0.068 | 150000 | 20000
PSE | 20 | Winter | Peak | 4 | C&I CPP-With Enablement | Attrition | % of existing participants per year | 0 |  | 2022 | 2045 | 0.068 | 0 | 0.068 | 150000 | 20000
PSE | 20 | Winter | Peak | 4 | C&I CPP-With Enablement | Population | Segment load | Estimated by model |  | 2022 | 2045 | 0.068 | 0 | 0.068 | 150000 | 20000
PSE | 20 | Winter | Peak | 4 | C&I CPP-With Enablement | Eligibility | % of segment load | Varies by segment | According to PSE (2018), AMI will be fully deployed in PSE's electic territory by 2023. Equipment saturation for each eligible segment was derived from the CBSA (2014) data for PSE's electric service territory. | 2022 | 2045 | 0.068 | 0 | 0.068 | 150000 | 20000
PSE | 20 | Winter | Peak | 4 | C&I CPP-With Enablement | Peak Load Impact | % of eligible segment load | 0.07 | Nexant (2017b) reported 7% for SDG&E's commercial participants with a programmable communicating thermostat. | 2022 | 2045 | 0.068 | 0 | 0.068 | 150000 | 20000
PSE | 20 | Winter | Peak | 4 | C&I CPP-With Enablement | Program Participation | % of eligible segment load | 0.1 | Assuming an opt-in program: Cadmus (2015): 2%; Applied (2017): 18%. | 2022 | 2045 | 0.068 | 0 | 0.068 | 150000 | 20000
PSE | 20 | Winter | Peak | 4 | C&I CPP-With Enablement | Event Participation | n/a | 1 | Technical Potential already takes into account of event participation. | 2022 | 2045 | 0.068 | 0 | 0.068 | 150000 | 20000
PSE | 20 | Winter | Peak | 4 | C&I CPP-With Enablement | Ramp Period | Number of years to reach maximum achievable potential | 7 |  | 2022 | 2045 | 0.068 | 0 | 0.068 | 150000 | 20000
PSE | 20 | Winter | Peak | 4 | C&I CPP-With Enablement | 2022 | Ramp rate as % of maximum achievable potential | 0 |  | 2022 | 2045 | 0.068 | 0 | 0.068 | 150000 | 20000
PSE | 20 | Winter | Peak | 4 | C&I CPP-With Enablement | 2023 | Ramp rate as % of maximum achievable potential | 0.1 |  | 2022 | 2045 | 0.068 | 0 | 0.068 | 150000 | 20000
PSE | 20 | Winter | Peak | 4 | C&I CPP-With Enablement | 2024 | Ramp rate as % of maximum achievable potential | 0.2 |  | 2022 | 2045 | 0.068 | 0 | 0.068 | 150000 | 20000
PSE | 20 | Winter | Peak | 4 | C&I CPP-With Enablement | 2025 | Ramp rate as % of maximum achievable potential | 0.4 |  | 2022 | 2045 | 0.068 | 0 | 0.068 | 150000 | 20000
PSE | 20 | Winter | Peak | 4 | C&I CPP-With Enablement | 2026 | Ramp rate as % of maximum achievable potential | 0.6 |  | 2022 | 2045 | 0.068 | 0 | 0.068 | 150000 | 20000
PSE | 20 | Winter | Peak | 4 | C&I CPP-With Enablement | 2027 | Ramp rate as % of maximum achievable potential | 0.8 |  | 2022 | 2045 | 0.068 | 0 | 0.068 | 150000 | 20000
PSE | 20 | Winter | Peak | 4 | C&I CPP-With Enablement | 2028 | Ramp rate as % of maximum achievable potential | 1 |  | 2022 | 2045 | 0.068 | 0 | 0.068 | 150000 | 20000
PSE | 20 | Winter | Peak | 4 | C&I CPP-With Enablement | 2029 | Ramp rate as % of maximum achievable potential | 1 |  | 2022 | 2045 | 0.068 | 0 | 0.068 | 150000 | 20000
PSE | 20 | Winter | Peak | 4 | C&I CPP-With Enablement | 2030 | Ramp rate as % of maximum achievable potential | 1 |  | 2022 | 2045 | 0.068 | 0 | 0.068 | 150000 | 20000
PSE | 20 | Winter | Peak | 4 | C&I CPP-With Enablement | 2031 | Ramp rate as % of maximum achievable potential | 1 |  | 2022 | 2045 | 0.068 | 0 | 0.068 | 150000 | 20000
PSE | 20 | Winter | Peak | 4 | C&I CPP-With Enablement | 2032 | Ramp rate as % of maximum achievable potential | 1 |  | 2022 | 2045 | 0.068 | 0 | 0.068 | 150000 | 20000
PSE | 20 | Winter | Peak | 4 | C&I CPP-With Enablement | 2033 | Ramp rate as % of maximum achievable potential | 1 |  | 2022 | 2045 | 0.068 | 0 | 0.068 | 150000 | 20000
PSE | 20 | Winter | Peak | 4 | C&I CPP-With Enablement | 2034 | Ramp rate as % of maximum achievable potential | 1 |  | 2022 | 2045 | 0.068 | 0 | 0.068 | 150000 | 20000
PSE | 20 | Winter | Peak | 4 | C&I CPP-With Enablement | 2035 | Ramp rate as % of maximum achievable potential | 1 |  | 2022 | 2045 | 0.068 | 0 | 0.068 | 150000 | 20000
PSE | 20 | Winter | Peak | 4 | C&I CPP-With Enablement | 2036 | Ramp rate as % of maximum achievable potential | 1 |  | 2022 | 2045 | 0.068 | 0 | 0.068 | 150000 | 20000
PSE | 20 | Winter | Peak | 4 | C&I CPP-With Enablement | 2037 | Ramp rate as % of maximum achievable potential | 1 |  | 2022 | 2045 | 0.068 | 0 | 0.068 | 150000 | 20000
PSE | 20 | Winter | Peak | 4 | C&I CPP-With Enablement | 2038 | Ramp rate as % of maximum achievable potential | 1 |  | 2022 | 2045 | 0.068 | 0 | 0.068 | 150000 | 20000
PSE | 20 | Winter | Peak | 4 | C&I CPP-With Enablement | 2039 | Ramp rate as % of maximum achievable potential | 1 |  | 2022 | 2045 | 0.068 | 0 | 0.068 | 150000 | 20000
PSE | 20 | Winter | Peak | 4 | C&I CPP-With Enablement | 2040 | Ramp rate as % of maximum achievable potential | 1 |  | 2022 | 2045 | 0.068 | 0 | 0.068 | 150000 | 20000
PSE | 20 | Winter | Peak | 4 | C&I CPP-With Enablement | 2041 | Ramp rate as % of maximum achievable potential | 1 |  | 2022 | 2045 | 0.068 | 0 | 0.068 | 150000 | 20000
PSE | 20 | Winter | Peak | 4 | C&I CPP-With Enablement | 2042 | Ramp rate as % of maximum achievable potential | 1 |  | 2022 | 2045 | 0.068 | 0 | 0.068 | 150000 | 20000
PSE | 20 | Winter | Peak | 4 | C&I CPP-With Enablement | 2043 | Ramp rate as % of maximum achievable potential | 1 |  | 2022 | 2045 | 0.068 | 0 | 0.068 | 150000 | 20000
PSE | 20 | Winter | Peak | 4 | C&I CPP-With Enablement | 2044 | Ramp rate as % of maximum achievable potential | 1 |  | 2022 | 2045 | 0.068 | 0 | 0.068 | 150000 | 20000
PSE | 20 | Winter | Peak | 4 | C&I CPP-With Enablement | 2045 | Ramp rate as % of maximum achievable potential | 1 |  | 2022 | 2045 | 0.068 | 0 | 0.068 | 150000 | 20000
PSE | 20 | Winter | Peak | 4 | C&I CPP-With Enablement | 2046 | Ramp rate as % of maximum achievable potential |  |  | 2022 | 2045 | 0.068 | 0 | 0.068 | 150000 | 20000
PSE | 20 | Winter | Peak | 4 | C&I CPP-With Enablement | 2047 | Ramp rate as % of maximum achievable potential |  |  | 2022 | 2045 | 0.068 | 0 | 0.068 | 150000 | 20000
PSE | 20 | Winter | Peak | 4 | C&I CPP-With Enablement | 2048 | Ramp rate as % of maximum achievable potential |  |  | 2022 | 2045 | 0.068 | 0 | 0.068 | 150000 | 20000
PSE | 20 | Winter | Peak | 4 | C&I CPP-With Enablement | 2049 | Ramp rate as % of maximum achievable potential |  |  | 2022 | 2045 | 0.068 | 0 | 0.068 | 150000 | 20000
PSE | 20 | Winter | Peak | 4 | C&I CPP-With Enablement | 2050 | Ramp rate as % of maximum achievable potential |  |  | 2022 | 2045 | 0.068 | 0 | 0.068 | 150000 | 20000
PSE | 20 | Winter | Peak | 4 | C&I CPP-With Enablement | 2051 | Ramp rate as % of maximum achievable potential |  |  | 2022 | 2045 | 0.068 | 0 | 0.068 | 150000 | 20000
PSE | 20 | Winter | Peak | 4 | C&I Curtailment-AutoDR | Eligible Sectors | Commercial; Industrial |  | Cadmus assumed that end users could use standby generators to curtail load, in line with PacifiCorp (2017)'s assumption. | 2022 | 2045 | 0.068 | 0 | 0.068 | 150000 | 20000
PSE | 20 | Winter | Peak | 4 | C&I Curtailment-AutoDR | Eligible Segments | All segments except small office, medium office, small retail, and medium retail. |  |  | 2022 | 2045 | 0.068 | 0 | 0.068 | 150000 | 20000
PSE | 20 | Winter | Peak | 4 | C&I Curtailment-AutoDR | Eligible End Uses | All end uses |  |  | 2022 | 2045 | 0.068 | 0 | 0.068 | 150000 | 20000
PSE | 20 | Winter | Peak | 4 | C&I Curtailment-AutoDR | Other Eligibility Requirements | 100 kW or above |  | Eligible customer size ranges from 100kW (SDG&E 2017; PG&E 2017b) to 200kW (Cadmus' 2018 study for Snohomish County PUD; Freeman 2013). Cadmus used 100kW as the eligible customer size, consistent with PSE's 2015 potential study (Cadmus 2015). | 2022 | 2045 | 0.068 | 0 | 0.068 | 150000 | 20000
PSE | 20 | Winter | Peak | 4 | C&I Curtailment-AutoDR | Setup Cost | $ | 150000 | 1 FTE. | 2022 | 2045 | 0.068 | 0 | 0.068 | 150000 | 20000
PSE | 20 | Winter | Peak | 4 | C&I Curtailment-AutoDR | O&M Cost | $ per kW pledged per year | 60 | Cadmus' 2018 study for Snohomish Count PUD estimated $20/kW (utility) and $40/kW (vendor); Applied (2017) estimated $71/kW (utility + vendor); PSE (2012) and Cadmus (2015) estimated $80/kW (utility + vendor + incentive). Other benchmarked values were $27/kW from CPS' emergency option Frontier (2016) and $3/kW (Idaho Power 2015), which Cadmus assumes only included utility administrative costs. | 2022 | 2045 | 0.068 | 0 | 0.068 | 150000 | 20000
PSE | 20 | Winter | Peak | 4 | C&I Curtailment-AutoDR | Equipment Cost | $ per new kW pledged | 310 | Using Potter (2017)'s AutoDR enablement cost for large commercial customers (>200 kW). | 2022 | 2045 | 0.068 | 0 | 0.068 | 150000 | 20000
PSE | 20 | Winter | Peak | 4 | C&I Curtailment-AutoDR | Marketing Cost | $ per new kW pledged | 0 | Already included in vendor management costs: Cadmus' 2018 study for Snohomish Count PUD; PacifiCorp (2017); PSE (2012); Cadmus (2015). | 2022 | 2045 | 0.068 | 0 | 0.068 | 150000 | 20000
PSE | 20 | Winter | Peak | 4 | C&I Curtailment-AutoDR | Incentives (annual) | $ per kW pledged per year | 20 | California utilities with statewide required program have incentives that range from $4 (SMUD ) to $12 (SDG&E). Incentives from non-California utilities ranged from $20/kW (e.g. Idaho Power 2015) to $35/kW (e.g.Cadmus' 2018 study for Snohomish Count PUD). | 2022 | 2045 | 0.068 | 0 | 0.068 | 150000 | 20000
PSE | 20 | Winter | Peak | 4 | C&I Curtailment-AutoDR | Incentives (one time) | $ per new kW pledged | 0 | None in most benchmarked reports. | 2022 | 2045 | 0.068 | 0 | 0.068 | 150000 | 20000
PSE | 20 | Winter | Peak | 4 | C&I Curtailment-AutoDR | Attrition | % of existing participants per year | 0 | N/A | 2022 | 2045 | 0.068 | 0 | 0.068 | 150000 | 20000
PSE | 20 | Winter | Peak | 4 | C&I Curtailment-AutoDR | Population | Segment/end-use load | Estimated by model |  | 2022 | 2045 | 0.068 | 0 | 0.068 | 150000 | 20000
PSE | 20 | Winter | Peak | 4 | C&I Curtailment-AutoDR | Eligibility | % of segment/end-use load | Varies by segment | The percentage of load represented by customers meeting the size requirement varies across segments. For this study, Cadmus uses PSE's 2015 potential study's segment-level eligibility percentages, which were calculated using PSE customer demand data (Cadmus 2015). | 2022 | 2045 | 0.068 | 0 | 0.068 | 150000 | 20000
PSE | 20 | Winter | Peak | 4 | C&I Curtailment-AutoDR | Peak Load Impact | % of eligible segment/end-use load | 0.25 | Using the 2021P workbook assumption https://nwcouncil.app.box.com/s/osjwinvjiomgo7vd4uc75y16z3x9b32i/file/655869156072 | 2022 | 2045 | 0.068 | 0 | 0.068 | 150000 | 20000
PSE | 20 | Winter | Peak | 4 | C&I Curtailment-AutoDR | Program Participation | % of eligible segment/end-use load | 0.025 | Based on 2021P workbook https://nwcouncil.app.box.com/s/osjwinvjiomgo7vd4uc75y16z3x9b32i/file/655869156072 Assume half of eligible participants would participate in the Manual option while the other half would participate in the AutoDR option. | 2022 | 2045 | 0.068 | 0 | 0.068 | 150000 | 20000
PSE | 20 | Winter | Peak | 4 | C&I Curtailment-AutoDR | Event Participation | % | 0.975 | Assume higher than the manual curtailment scenario. | 2022 | 2045 | 0.068 | 0 | 0.068 | 150000 | 20000
PSE | 20 | Winter | Peak | 4 | C&I Curtailment-AutoDR | Ramp Period | Number of years to reach maximum achievable potential | 7 |  | 2022 | 2045 | 0.068 | 0 | 0.068 | 150000 | 20000
PSE | 20 | Winter | Peak | 4 | C&I Curtailment-AutoDR | 2022 | Ramp rate as % of maximum achievable potential | 0 |  | 2022 | 2045 | 0.068 | 0 | 0.068 | 150000 | 20000
PSE | 20 | Winter | Peak | 4 | C&I Curtailment-AutoDR | 2023 | Ramp rate as % of maximum achievable potential | 0.1 |  | 2022 | 2045 | 0.068 | 0 | 0.068 | 150000 | 20000
PSE | 20 | Winter | Peak | 4 | C&I Curtailment-AutoDR | 2024 | Ramp rate as % of maximum achievable potential | 0.2 |  | 2022 | 2045 | 0.068 | 0 | 0.068 | 150000 | 20000
PSE | 20 | Winter | Peak | 4 | C&I Curtailment-AutoDR | 2025 | Ramp rate as % of maximum achievable potential | 0.4 |  | 2022 | 2045 | 0.068 | 0 | 0.068 | 150000 | 20000
PSE | 20 | Winter | Peak | 4 | C&I Curtailment-AutoDR | 2026 | Ramp rate as % of maximum achievable potential | 0.6 |  | 2022 | 2045 | 0.068 | 0 | 0.068 | 150000 | 20000
PSE | 20 | Winter | Peak | 4 | C&I Curtailment-AutoDR | 2027 | Ramp rate as % of maximum achievable potential | 0.8 |  | 2022 | 2045 | 0.068 | 0 | 0.068 | 150000 | 20000
PSE | 20 | Winter | Peak | 4 | C&I Curtailment-AutoDR | 2028 | Ramp rate as % of maximum achievable potential | 1 |  | 2022 | 2045 | 0.068 | 0 | 0.068 | 150000 | 20000
PSE | 20 | Winter | Peak | 4 | C&I Curtailment-AutoDR | 2029 | Ramp rate as % of maximum achievable potential | 1 |  | 2022 | 2045 | 0.068 | 0 | 0.068 | 150000 | 20000
PSE | 20 | Winter | Peak | 4 | C&I Curtailment-AutoDR | 2030 | Ramp rate as % of maximum achievable potential | 1 |  | 2022 | 2045 | 0.068 | 0 | 0.068 | 150000 | 20000
PSE | 20 | Winter | Peak | 4 | C&I Curtailment-AutoDR | 2031 | Ramp rate as % of maximum achievable potential | 1 |  | 2022 | 2045 | 0.068 | 0 | 0.068 | 150000 | 20000
PSE | 20 | Winter | Peak | 4 | C&I Curtailment-AutoDR | 2032 | Ramp rate as % of maximum achievable potential | 1 |  | 2022 | 2045 | 0.068 | 0 | 0.068 | 150000 | 20000
PSE | 20 | Winter | Peak | 4 | C&I Curtailment-AutoDR | 2033 | Ramp rate as % of maximum achievable potential | 1 |  | 2022 | 2045 | 0.068 | 0 | 0.068 | 150000 | 20000
PSE | 20 | Winter | Peak | 4 | C&I Curtailment-AutoDR | 2034 | Ramp rate as % of maximum achievable potential | 1 |  | 2022 | 2045 | 0.068 | 0 | 0.068 | 150000 | 20000
PSE | 20 | Winter | Peak | 4 | C&I Curtailment-AutoDR | 2035 | Ramp rate as % of maximum achievable potential | 1 |  | 2022 | 2045 | 0.068 | 0 | 0.068 | 150000 | 20000
PSE | 20 | Winter | Peak | 4 | C&I Curtailment-AutoDR | 2036 | Ramp rate as % of maximum achievable potential | 1 |  | 2022 | 2045 | 0.068 | 0 | 0.068 | 150000 | 20000
PSE | 20 | Winter | Peak | 4 | C&I Curtailment-AutoDR | 2037 | Ramp rate as % of maximum achievable potential | 1 |  | 2022 | 2045 | 0.068 | 0 | 0.068 | 150000 | 20000
PSE | 20 | Winter | Peak | 4 | C&I Curtailment-AutoDR | 2038 | Ramp rate as % of maximum achievable potential | 1 |  | 2022 | 2045 | 0.068 | 0 | 0.068 | 150000 | 20000
PSE | 20 | Winter | Peak | 4 | C&I Curtailment-AutoDR | 2039 | Ramp rate as % of maximum achievable potential | 1 |  | 2022 | 2045 | 0.068 | 0 | 0.068 | 150000 | 20000
PSE | 20 | Winter | Peak | 4 | C&I Curtailment-AutoDR | 2040 | Ramp rate as % of maximum achievable potential | 1 |  | 2022 | 2045 | 0.068 | 0 | 0.068 | 150000 | 20000
PSE | 20 | Winter | Peak | 4 | C&I Curtailment-AutoDR | 2041 | Ramp rate as % of maximum achievable potential | 1 |  | 2022 | 2045 | 0.068 | 0 | 0.068 | 150000 | 20000
PSE | 20 | Winter | Peak | 4 | C&I Curtailment-AutoDR | 2042 | Ramp rate as % of maximum achievable potential | 1 |  | 2022 | 2045 | 0.068 | 0 | 0.068 | 150000 | 20000
PSE | 20 | Winter | Peak | 4 | C&I Curtailment-AutoDR | 2043 | Ramp rate as % of maximum achievable potential | 1 |  | 2022 | 2045 | 0.068 | 0 | 0.068 | 150000 | 20000
PSE | 20 | Winter | Peak | 4 | C&I Curtailment-AutoDR | 2044 | Ramp rate as % of maximum achievable potential | 1 |  | 2022 | 2045 | 0.068 | 0 | 0.068 | 150000 | 20000
PSE | 20 | Winter | Peak | 4 | C&I Curtailment-AutoDR | 2045 | Ramp rate as % of maximum achievable potential | 1 |  | 2022 | 2045 | 0.068 | 0 | 0.068 | 150000 | 20000
PSE | 20 | Winter | Peak | 4 | C&I Curtailment-AutoDR | 2046 | Ramp rate as % of maximum achievable potential |  |  | 2022 | 2045 | 0.068 | 0 | 0.068 | 150000 | 20000
PSE | 20 | Winter | Peak | 4 | C&I Curtailment-AutoDR | 2047 | Ramp rate as % of maximum achievable potential |  |  | 2022 | 2045 | 0.068 | 0 | 0.068 | 150000 | 20000
PSE | 20 | Winter | Peak | 4 | C&I Curtailment-AutoDR | 2048 | Ramp rate as % of maximum achievable potential |  |  | 2022 | 2045 | 0.068 | 0 | 0.068 | 150000 | 20000
PSE | 20 | Winter | Peak | 4 | C&I Curtailment-AutoDR | 2049 | Ramp rate as % of maximum achievable potential |  |  | 2022 | 2045 | 0.068 | 0 | 0.068 | 150000 | 20000
PSE | 20 | Winter | Peak | 4 | C&I Curtailment-AutoDR | 2050 | Ramp rate as % of maximum achievable potential |  |  | 2022 | 2045 | 0.068 | 0 | 0.068 | 150000 | 20000
PSE | 20 | Winter | Peak | 4 | C&I Curtailment-AutoDR | 2051 | Ramp rate as % of maximum achievable potential |  |  | 2022 | 2045 | 0.068 | 0 | 0.068 | 150000 | 20000
PSE | 20 | Winter | Peak | 4 | C&I Curtailment-Manual | Eligible Sectors | Commercial; Industrial |  | Cadmus assumed that end users could use standby generators to curtail load, in line with PacifiCorp (2017)'s assumption. | 2022 | 2045 | 0.068 | 0 | 0.068 | 150000 | 20000
PSE | 20 | Winter | Peak | 4 | C&I Curtailment-Manual | Eligible Segments | All segments except small office, medium office, small retail, and medium retail. |  |  | 2022 | 2045 | 0.068 | 0 | 0.068 | 150000 | 20000
PSE | 20 | Winter | Peak | 4 | C&I Curtailment-Manual | Eligible End Uses | All end uses |  |  | 2022 | 2045 | 0.068 | 0 | 0.068 | 150000 | 20000
PSE | 20 | Winter | Peak | 4 | C&I Curtailment-Manual | Other Eligibility Requirements | 100 kW or above |  | Eligible customer size ranges from 100kW (SDG&E 2017; PG&E 2017b) to 200kW (Cadmus' 2018 study for Snohomish County PUD; Freeman 2013). Cadmus used 100kW as the eligible customer size, consistent with PSE's 2015 potential study (Cadmus 2015). | 2022 | 2045 | 0.068 | 0 | 0.068 | 150000 | 20000
PSE | 20 | Winter | Peak | 4 | C&I Curtailment-Manual | Setup Cost | $ | 150000 | 1 FTE. | 2022 | 2045 | 0.068 | 0 | 0.068 | 150000 | 20000
PSE | 20 | Winter | Peak | 4 | C&I Curtailment-Manual | O&M Cost | $ per kW pledged per year | 60 | Cadmus' 2018 study for Snohomish Count PUD estimated $20/kW (utility) and $40/kW (vendor); Applied (2017) estimated $71/kW (utility + vendor); PSE (2012) and Cadmus (2015) estimated $80/kW (utility + vendor + incentive). Other benchmarked values were $27/kW from CPS' emergency option Frontier (2016) and $3/kW (Idaho Power 2015), which Cadmus assumes only included utility administrative costs. | 2022 | 2045 | 0.068 | 0 | 0.068 | 150000 | 20000
PSE | 20 | Winter | Peak | 4 | C&I Curtailment-Manual | Equipment Cost | $ per new kW pledged | 0 | Cadmus assumes that end users have the necessary equipment to participate. | 2022 | 2045 | 0.068 | 0 | 0.068 | 150000 | 20000
PSE | 20 | Winter | Peak | 4 | C&I Curtailment-Manual | Marketing Cost | $ per new kW pledged | 0 | Already included in vendor management costs: Cadmus' 2018 study for Snohomish Count PUD; PacifiCorp (2017); PSE (2012); Cadmus (2015). | 2022 | 2045 | 0.068 | 0 | 0.068 | 150000 | 20000
PSE | 20 | Winter | Peak | 4 | C&I Curtailment-Manual | Incentives (annual) | $ per kW pledged per year | 20 | California utilities with statewide required program have incentives that range from $4 (SMUD ) to $12 (SDG&E). Incentives from non-California utilities ranged from $20/kW (e.g. Idaho Power 2015) to $35/kW (e.g.Cadmus' 2018 study for Snohomish Count PUD). | 2022 | 2045 | 0.068 | 0 | 0.068 | 150000 | 20000
PSE | 20 | Winter | Peak | 4 | C&I Curtailment-Manual | Incentives (one time) | $ per new kW pledged | 0 | None in most benchmarked reports. | 2022 | 2045 | 0.068 | 0 | 0.068 | 150000 | 20000
PSE | 20 | Winter | Peak | 4 | C&I Curtailment-Manual | Attrition | % of existing participants per year | 0 | N/A | 2022 | 2045 | 0.068 | 0 | 0.068 | 150000 | 20000
PSE | 20 | Winter | Peak | 4 | C&I Curtailment-Manual | Population | Segment/end-use load | Estimated by model |  | 2022 | 2045 | 0.068 | 0 | 0.068 | 150000 | 20000
PSE | 20 | Winter | Peak | 4 | C&I Curtailment-Manual | Eligibility | % of segment/end-use load | Varies by segment | The percentage of load represented by customers meeting the size requirement varies across segments. For this study, Cadmus uses PSE's 2015 potential study's segment-level eligibility percentages, which were calculated using PSE customer demand data (Cadmus 2015). | 2022 | 2045 | 0.068 | 0 | 0.068 | 150000 | 20000
PSE | 20 | Winter | Peak | 4 | C&I Curtailment-Manual | Peak Load Impact | % of eligible segment/end-use load | 0.25 | Based on 2021P workbook https://nwcouncil.app.box.com/s/osjwinvjiomgo7vd4uc75y16z3x9b32i/file/655869156072 | 2022 | 2045 | 0.068 | 0 | 0.068 | 150000 | 20000
PSE | 20 | Winter | Peak | 4 | C&I Curtailment-Manual | Program Participation | % of eligible segment/end-use load | 0.025 | Based on 2021P workbook https://nwcouncil.app.box.com/s/osjwinvjiomgo7vd4uc75y16z3x9b32i/file/655869156072 Assume half of eligible participants would participate in the Manual option while the other half would participate in the AutoDR option. | 2022 | 2045 | 0.068 | 0 | 0.068 | 150000 | 20000
PSE | 20 | Winter | Peak | 4 | C&I Curtailment-Manual | Event Participation | % | 0.95 | Benchmarked event participation rates range from 52% (average rate from the 2012 BPA C&I DR Pilot) to 95% (Cadmus 2015; Energy Northwest Demo 2016; Cadmus' 2018 study for Snohomish County PUD). | 2022 | 2045 | 0.068 | 0 | 0.068 | 150000 | 20000
PSE | 20 | Winter | Peak | 4 | C&I Curtailment-Manual | Ramp Period | Number of years to reach maximum achievable potential | 7 |  | 2022 | 2045 | 0.068 | 0 | 0.068 | 150000 | 20000
PSE | 20 | Winter | Peak | 4 | C&I Curtailment-Manual | 2022 | Ramp rate as % of maximum achievable potential | 0 |  | 2022 | 2045 | 0.068 | 0 | 0.068 | 150000 | 20000
PSE | 20 | Winter | Peak | 4 | C&I Curtailment-Manual | 2023 | Ramp rate as % of maximum achievable potential | 0.1 |  | 2022 | 2045 | 0.068 | 0 | 0.068 | 150000 | 20000
PSE | 20 | Winter | Peak | 4 | C&I Curtailment-Manual | 2024 | Ramp rate as % of maximum achievable potential | 0.2 |  | 2022 | 2045 | 0.068 | 0 | 0.068 | 150000 | 20000
PSE | 20 | Winter | Peak | 4 | C&I Curtailment-Manual | 2025 | Ramp rate as % of maximum achievable potential | 0.4 |  | 2022 | 2045 | 0.068 | 0 | 0.068 | 150000 | 20000
PSE | 20 | Winter | Peak | 4 | C&I Curtailment-Manual | 2026 | Ramp rate as % of maximum achievable potential | 0.6 |  | 2022 | 2045 | 0.068 | 0 | 0.068 | 150000 | 20000
PSE | 20 | Winter | Peak | 4 | C&I Curtailment-Manual | 2027 | Ramp rate as % of maximum achievable potential | 0.8 |  | 2022 | 2045 | 0.068 | 0 | 0.068 | 150000 | 20000
PSE | 20 | Winter | Peak | 4 | C&I Curtailment-Manual | 2028 | Ramp rate as % of maximum achievable potential | 1 |  | 2022 | 2045 | 0.068 | 0 | 0.068 | 150000 | 20000
PSE | 20 | Winter | Peak | 4 | C&I Curtailment-Manual | 2029 | Ramp rate as % of maximum achievable potential | 1 |  | 2022 | 2045 | 0.068 | 0 | 0.068 | 150000 | 20000
PSE | 20 | Winter | Peak | 4 | C&I Curtailment-Manual | 2030 | Ramp rate as % of maximum achievable potential | 1 |  | 2022 | 2045 | 0.068 | 0 | 0.068 | 150000 | 20000
PSE | 20 | Winter | Peak | 4 | C&I Curtailment-Manual | 2031 | Ramp rate as % of maximum achievable potential | 1 |  | 2022 | 2045 | 0.068 | 0 | 0.068 | 150000 | 20000
PSE | 20 | Winter | Peak | 4 | C&I Curtailment-Manual | 2032 | Ramp rate as % of maximum achievable potential | 1 |  | 2022 | 2045 | 0.068 | 0 | 0.068 | 150000 | 20000
PSE | 20 | Winter | Peak | 4 | C&I Curtailment-Manual | 2033 | Ramp rate as % of maximum achievable potential | 1 |  | 2022 | 2045 | 0.068 | 0 | 0.068 | 150000 | 20000
PSE | 20 | Winter | Peak | 4 | C&I Curtailment-Manual | 2034 | Ramp rate as % of maximum achievable potential | 1 |  | 2022 | 2045 | 0.068 | 0 | 0.068 | 150000 | 20000
PSE | 20 | Winter | Peak | 4 | C&I Curtailment-Manual | 2035 | Ramp rate as % of maximum achievable potential | 1 |  | 2022 | 2045 | 0.068 | 0 | 0.068 | 150000 | 20000
PSE | 20 | Winter | Peak | 4 | C&I Curtailment-Manual | 2036 | Ramp rate as % of maximum achievable potential | 1 |  | 2022 | 2045 | 0.068 | 0 | 0.068 | 150000 | 20000
PSE | 20 | Winter | Peak | 4 | C&I Curtailment-Manual | 2037 | Ramp rate as % of maximum achievable potential | 1 |  | 2022 | 2045 | 0.068 | 0 | 0.068 | 150000 | 20000
PSE | 20 | Winter | Peak | 4 | C&I Curtailment-Manual | 2038 | Ramp rate as % of maximum achievable potential | 1 |  | 2022 | 2045 | 0.068 | 0 | 0.068 | 150000 | 20000
PSE | 20 | Winter | Peak | 4 | C&I Curtailment-Manual | 2039 | Ramp rate as % of maximum achievable potential | 1 |  | 2022 | 2045 | 0.068 | 0 | 0.068 | 150000 | 20000
PSE | 20 | Winter | Peak | 4 | C&I Curtailment-Manual | 2040 | Ramp rate as % of maximum achievable potential | 1 |  | 2022 | 2045 | 0.068 | 0 | 0.068 | 150000 | 20000
PSE | 20 | Winter | Peak | 4 | C&I Curtailment-Manual | 2041 | Ramp rate as % of maximum achievable potential | 1 |  | 2022 | 2045 | 0.068 | 0 | 0.068 | 150000 | 20000
PSE | 20 | Winter | Peak | 4 | C&I Curtailment-Manual | 2042 | Ramp rate as % of maximum achievable potential | 1 |  | 2022 | 2045 | 0.068 | 0 | 0.068 | 150000 | 20000
PSE | 20 | Winter | Peak | 4 | C&I Curtailment-Manual | 2043 | Ramp rate as % of maximum achievable potential | 1 |  | 2022 | 2045 | 0.068 | 0 | 0.068 | 150000 | 20000
PSE | 20 | Winter | Peak | 4 | C&I Curtailment-Manual | 2044 | Ramp rate as % of maximum achievable potential | 1 |  | 2022 | 2045 | 0.068 | 0 | 0.068 | 150000 | 20000
PSE | 20 | Winter | Peak | 4 | C&I Curtailment-Manual | 2045 | Ramp rate as % of maximum achievable potential | 1 |  | 2022 | 2045 | 0.068 | 0 | 0.068 | 150000 | 20000
PSE | 20 | Winter | Peak | 4 | C&I Curtailment-Manual | 2046 | Ramp rate as % of maximum achievable potential |  |  | 2022 | 2045 | 0.068 | 0 | 0.068 | 150000 | 20000
PSE | 20 | Winter | Peak | 4 | C&I Curtailment-Manual | 2047 | Ramp rate as % of maximum achievable potential |  |  | 2022 | 2045 | 0.068 | 0 | 0.068 | 150000 | 20000
PSE | 20 | Winter | Peak | 4 | C&I Curtailment-Manual | 2048 | Ramp rate as % of maximum achievable potential |  |  | 2022 | 2045 | 0.068 | 0 | 0.068 | 150000 | 20000
PSE | 20 | Winter | Peak | 4 | C&I Curtailment-Manual | 2049 | Ramp rate as % of maximum achievable potential |  |  | 2022 | 2045 | 0.068 | 0 | 0.068 | 150000 | 20000
PSE | 20 | Winter | Peak | 4 | C&I Curtailment-Manual | 2050 | Ramp rate as % of maximum achievable potential |  |  | 2022 | 2045 | 0.068 | 0 | 0.068 | 150000 | 20000
PSE | 20 | Winter | Peak | 4 | C&I Curtailment-Manual | 2051 | Ramp rate as % of maximum achievable potential |  |  | 2022 | 2045 | 0.068 | 0 | 0.068 | 150000 | 20000
PSE | 20 | Winter | Peak | 4 | Medium Com DLC Heat-Switch | Eligible Sectors | Commercial | 0 | 0 | 2022 | 2045 | 0.068 | 0 | 0.068 | 150000 | 20000
PSE | 20 | Winter | Peak | 4 | Medium Com DLC Heat-Switch | Eligible Segments | Medium office and medium retail. | 0 | 0 | 2022 | 2045 | 0.068 | 0 | 0.068 | 150000 | 20000
PSE | 20 | Winter | Peak | 4 | Medium Com DLC Heat-Switch | Eligible End Uses | Electric heat | 0 | 0 | 2022 | 2045 | 0.068 | 0 | 0.068 | 150000 | 20000
PSE | 20 | Winter | Peak | 4 | Medium Com DLC Heat-Switch | Other Eligibility Requirements | 0 | 0 | 0 | 2022 | 2045 | 0.068 | 0 | 0.068 | 150000 | 20000
PSE | 20 | Winter | Peak | 4 | Medium Com DLC Heat-Switch | Setup Cost | $ | 150000 | 1 FTE. | 2022 | 2045 | 0.068 | 0 | 0.068 | 150000 | 20000
PSE | 20 | Winter | Peak | 4 | Medium Com DLC Heat-Switch | O&M Cost | $ per participant per year | 15 | The annual program administrative cost assumes 1 FTE at $150,000 per year per 10,000 small/medium commercial participants. | 2022 | 2045 | 0.068 | 0 | 0.068 | 150000 | 20000
PSE | 20 | Winter | Peak | 4 | Medium Com DLC Heat-Switch | Equipment Cost | $ per new participant | 1128 | Applied (2017) for medium C&I. | 2022 | 2045 | 0.068 | 0 | 0.068 | 150000 | 20000
PSE | 20 | Winter | Peak | 4 | Medium Com DLC Heat-Switch | Marketing Cost | $ per new participant | 83 | Applied (2017) midpoint of $75-$90 for medium C&I. | 2022 | 2045 | 0.068 | 0 | 0.068 | 150000 | 20000
PSE | 20 | Winter | Peak | 4 | Medium Com DLC Heat-Switch | Incentives (annual) | $ per participant per year | 128 | Applied (2017) for medium C&I. | 2022 | 2045 | 0.068 | 0 | 0.068 | 150000 | 20000
PSE | 20 | Winter | Peak | 4 | Medium Com DLC Heat-Switch | Incentives (one time) | $ per new participant | 0 | N/A | 2022 | 2045 | 0.068 | 0 | 0.068 | 150000 | 20000
PSE | 20 | Winter | Peak | 4 | Medium Com DLC Heat-Switch | Attrition | % of existing participants per year | 0.05 | Consistent with Res DLC Water Heat. | 2022 | 2045 | 0.068 | 0 | 0.068 | 150000 | 20000
PSE | 20 | Winter | Peak | 4 | Medium Com DLC Heat-Switch | Population | Customer count | Varies by segment | 0 | 2022 | 2045 | 0.068 | 0 | 0.068 | 150000 | 20000
PSE | 20 | Winter | Peak | 4 | Medium Com DLC Heat-Switch | Eligibility | % of customer count (e.g. equipment saturation) | Varies by segment | Equipment saturation for each eligible segment was derived from the CBSA (2014) data for PSE's electric service territory. | 2022 | 2045 | 0.068 | 0 | 0.068 | 150000 | 20000
PSE | 20 | Winter | Peak | 4 | Medium Com DLC Heat-Switch | Peak Load Impact | kW per participant (at meter) | 9.1565 | Applied (2017) for WA for small and medium C&I (3.72 kW), adjusted to medium C&I (9.16 kW) using a ratio of HVAC capacity sizes between small and medium C&I facilities. | 2022 | 2045 | 0.068 | 0 | 0.068 | 150000 | 20000
PSE | 20 | Winter | Peak | 4 | Medium Com DLC Heat-Switch | Program Participation | % of eligible customers | 0.1 | Applied (2017): 2.3% - 3.4%; Global (2011): 10%; Brattle (2016): 14%; Navigant (2015a): 1-5%; and Brattle (2014): 15-42%. | 2022 | 2045 | 0.068 | 0 | 0.068 | 150000 | 20000
PSE | 20 | Winter | Peak | 4 | Medium Com DLC Heat-Switch | Event Participation | % (switch success rate) | 0.95 | Aligning with other DLC products. | 2022 | 2045 | 0.068 | 0 | 0.068 | 150000 | 20000
PSE | 20 | Winter | Peak | 4 | Medium Com DLC Heat-Switch | Ramp Period | Number of years to reach maximum achievable potential | 7 | 0 | 2022 | 2045 | 0.068 | 0 | 0.068 | 150000 | 20000
PSE | 20 | Winter | Peak | 4 | Medium Com DLC Heat-Switch | 2022 | Ramp rate as % of maximum achievable potential | 0 | 0 | 2022 | 2045 | 0.068 | 0 | 0.068 | 150000 | 20000
PSE | 20 | Winter | Peak | 4 | Medium Com DLC Heat-Switch | 2023 | Ramp rate as % of maximum achievable potential | 0.1 | 0 | 2022 | 2045 | 0.068 | 0 | 0.068 | 150000 | 20000
PSE | 20 | Winter | Peak | 4 | Medium Com DLC Heat-Switch | 2024 | Ramp rate as % of maximum achievable potential | 0.2 | 0 | 2022 | 2045 | 0.068 | 0 | 0.068 | 150000 | 20000
PSE | 20 | Winter | Peak | 4 | Medium Com DLC Heat-Switch | 2025 | Ramp rate as % of maximum achievable potential | 0.4 | 0 | 2022 | 2045 | 0.068 | 0 | 0.068 | 150000 | 20000
PSE | 20 | Winter | Peak | 4 | Medium Com DLC Heat-Switch | 2026 | Ramp rate as % of maximum achievable potential | 0.6 | 0 | 2022 | 2045 | 0.068 | 0 | 0.068 | 150000 | 20000
PSE | 20 | Winter | Peak | 4 | Medium Com DLC Heat-Switch | 2027 | Ramp rate as % of maximum achievable potential | 0.8 | 0 | 2022 | 2045 | 0.068 | 0 | 0.068 | 150000 | 20000
PSE | 20 | Winter | Peak | 4 | Medium Com DLC Heat-Switch | 2028 | Ramp rate as % of maximum achievable potential | 1 | 0 | 2022 | 2045 | 0.068 | 0 | 0.068 | 150000 | 20000
PSE | 20 | Winter | Peak | 4 | Medium Com DLC Heat-Switch | 2029 | Ramp rate as % of maximum achievable potential | 1 | 0 | 2022 | 2045 | 0.068 | 0 | 0.068 | 150000 | 20000
PSE | 20 | Winter | Peak | 4 | Medium Com DLC Heat-Switch | 2030 | Ramp rate as % of maximum achievable potential | 1 | 0 | 2022 | 2045 | 0.068 | 0 | 0.068 | 150000 | 20000
PSE | 20 | Winter | Peak | 4 | Medium Com DLC Heat-Switch | 2031 | Ramp rate as % of maximum achievable potential | 1 | 0 | 2022 | 2045 | 0.068 | 0 | 0.068 | 150000 | 20000
PSE | 20 | Winter | Peak | 4 | Medium Com DLC Heat-Switch | 2032 | Ramp rate as % of maximum achievable potential | 1 | 0 | 2022 | 2045 | 0.068 | 0 | 0.068 | 150000 | 20000
PSE | 20 | Winter | Peak | 4 | Medium Com DLC Heat-Switch | 2033 | Ramp rate as % of maximum achievable potential | 1 | 0 | 2022 | 2045 | 0.068 | 0 | 0.068 | 150000 | 20000
PSE | 20 | Winter | Peak | 4 | Medium Com DLC Heat-Switch | 2034 | Ramp rate as % of maximum achievable potential | 1 | 0 | 2022 | 2045 | 0.068 | 0 | 0.068 | 150000 | 20000
PSE | 20 | Winter | Peak | 4 | Medium Com DLC Heat-Switch | 2035 | Ramp rate as % of maximum achievable potential | 1 | 0 | 2022 | 2045 | 0.068 | 0 | 0.068 | 150000 | 20000
PSE | 20 | Winter | Peak | 4 | Medium Com DLC Heat-Switch | 2036 | Ramp rate as % of maximum achievable potential | 1 | 0 | 2022 | 2045 | 0.068 | 0 | 0.068 | 150000 | 20000
PSE | 20 | Winter | Peak | 4 | Medium Com DLC Heat-Switch | 2037 | Ramp rate as % of maximum achievable potential | 1 | 0 | 2022 | 2045 | 0.068 | 0 | 0.068 | 150000 | 20000
PSE | 20 | Winter | Peak | 4 | Medium Com DLC Heat-Switch | 2038 | Ramp rate as % of maximum achievable potential | 1 | 0 | 2022 | 2045 | 0.068 | 0 | 0.068 | 150000 | 20000
PSE | 20 | Winter | Peak | 4 | Medium Com DLC Heat-Switch | 2039 | Ramp rate as % of maximum achievable potential | 1 | 0 | 2022 | 2045 | 0.068 | 0 | 0.068 | 150000 | 20000
PSE | 20 | Winter | Peak | 4 | Medium Com DLC Heat-Switch | 2040 | Ramp rate as % of maximum achievable potential | 1 | 0 | 2022 | 2045 | 0.068 | 0 | 0.068 | 150000 | 20000
PSE | 20 | Winter | Peak | 4 | Medium Com DLC Heat-Switch | 2041 | Ramp rate as % of maximum achievable potential | 1 | 0 | 2022 | 2045 | 0.068 | 0 | 0.068 | 150000 | 20000
PSE | 20 | Winter | Peak | 4 | Medium Com DLC Heat-Switch | 2042 | Ramp rate as % of maximum achievable potential | 1 | 0 | 2022 | 2045 | 0.068 | 0 | 0.068 | 150000 | 20000
PSE | 20 | Winter | Peak | 4 | Medium Com DLC Heat-Switch | 2043 | Ramp rate as % of maximum achievable potential | 1 | 0 | 2022 | 2045 | 0.068 | 0 | 0.068 | 150000 | 20000
PSE | 20 | Winter | Peak | 4 | Medium Com DLC Heat-Switch | 2044 | Ramp rate as % of maximum achievable potential | 1 | 0 | 2022 | 2045 | 0.068 | 0 | 0.068 | 150000 | 20000
PSE | 20 | Winter | Peak | 4 | Medium Com DLC Heat-Switch | 2045 | Ramp rate as % of maximum achievable potential | 1 | 0 | 2022 | 2045 | 0.068 | 0 | 0.068 | 150000 | 20000
PSE | 20 | Winter | Peak | 4 | Medium Com DLC Heat-Switch | 2046 | Ramp rate as % of maximum achievable potential | 0 | 0 | 2022 | 2045 | 0.068 | 0 | 0.068 | 150000 | 20000
PSE | 20 | Winter | Peak | 4 | Medium Com DLC Heat-Switch | 2047 | Ramp rate as % of maximum achievable potential | 0 | 0 | 2022 | 2045 | 0.068 | 0 | 0.068 | 150000 | 20000
PSE | 20 | Winter | Peak | 4 | Medium Com DLC Heat-Switch | 2048 | Ramp rate as % of maximum achievable potential | 0 | 0 | 2022 | 2045 | 0.068 | 0 | 0.068 | 150000 | 20000
PSE | 20 | Winter | Peak | 4 | Medium Com DLC Heat-Switch | 2049 | Ramp rate as % of maximum achievable potential | 0 | 0 | 2022 | 2045 | 0.068 | 0 | 0.068 | 150000 | 20000
PSE | 20 | Winter | Peak | 4 | Medium Com DLC Heat-Switch | 2050 | Ramp rate as % of maximum achievable potential | 0 | 0 | 2022 | 2045 | 0.068 | 0 | 0.068 | 150000 | 20000
PSE | 20 | Winter | Peak | 4 | Medium Com DLC Heat-Switch | 2051 | Ramp rate as % of maximum achievable potential | 0 | 0 | 2022 | 2045 | 0.068 | 0 | 0.068 | 150000 | 20000
PSE | 20 | Winter | Peak | 4 | Res DLC ERWH-Grid-Enabled | Eligible Sectors | Residential | 0 | 0 | 2022 | 2045 | 0.068 | 0 | 0.068 | 150000 | 20000
PSE | 20 | Winter | Peak | 4 | Res DLC ERWH-Grid-Enabled | Eligible Segments | All segments | 0 | 0 | 2022 | 2045 | 0.068 | 0 | 0.068 | 150000 | 20000
PSE | 20 | Winter | Peak | 4 | Res DLC ERWH-Grid-Enabled | Eligible End Uses | Water Heat | 0 | 0 | 2022 | 2045 | 0.068 | 0 | 0.068 | 150000 | 20000
PSE | 20 | Winter | Peak | 4 | Res DLC ERWH-Grid-Enabled | Other Eligibility Requirements | Grid-enabled smart water heaters with ability to attach an ANSI/CTA-2045 communication device | 0 | Using requirements from PGE pilot documented in March 2018 power point. https://nwcouncil.app.box.com/s/c8vv1s2c7lsdrgjlf73bl47ny15i6axc | 2022 | 2045 | 0.068 | 0 | 0.068 | 150000 | 20000
PSE | 20 | Winter | Peak | 4 | Res DLC ERWH-Grid-Enabled | Setup Cost | $ | 150000 | 1 FTE | 2022 | 2045 | 0.068 | 0 | 0.068 | 150000 | 20000
PSE | 20 | Winter | Peak | 4 | Res DLC ERWH-Grid-Enabled | O&M Cost | $ per participant per year | 7.5 | The annual program administrative cost assumes 1 FTE at $150,000 per year per 20,000 residential participants. | 2022 | 2045 | 0.068 | 0 | 0.068 | 150000 | 20000
PSE | 20 | Winter | Peak | 4 | Res DLC ERWH-Grid-Enabled | Equipment Cost | $ per new participant | 40 | Potter (2017): equipment and installation costs for water heatesr with ADR controls amount to approximately $2,136 per unit. Cadmus 2018 study for Snohomish PUD County assumes $800 incremental technology cost from a range of $600 to $1000 (sourced from Hledik 2016). https://nwcouncil.app.box.com/s/c8vv1s2c7lsdrgjlf73bl47ny15i6axc | 2022 | 2045 | 0.068 | 0 | 0.068 | 150000 | 20000
PSE | 20 | Winter | Peak | 4 | Res DLC ERWH-Grid-Enabled | Marketing Cost | $ per new participant | 25 | Range for DLC programs: Navigant (2012) $25; Applied (2017) $50; Brattle (2014) $80; Applied (2017) $50. | 2022 | 2045 | 0.068 | 0 | 0.068 | 150000 | 20000
PSE | 20 | Winter | Peak | 4 | Res DLC ERWH-Grid-Enabled | Incentives (annual) | $ per participant per year | 24 | Assuming $2/month for 12 months. Researched range: Applied (2017): $24-$25; Duke Energy (2015): $25; Navigant (2011): $8; BPA (2014): $4/month. | 2022 | 2045 | 0.068 | 0 | 0.068 | 150000 | 20000
PSE | 20 | Winter | Peak | 4 | Res DLC ERWH-Grid-Enabled | Incentives (one time) | $ per new participant | 0 | N/A | 2022 | 2045 | 0.068 | 0 | 0.068 | 150000 | 20000
PSE | 20 | Winter | Peak | 4 | Res DLC ERWH-Grid-Enabled | Attrition | % of existing participants per year | 0.05 | Cadmus (2011) Kootenai DR pilot. | 2022 | 2045 | 0.068 | 0 | 0.068 | 150000 | 20000
PSE | 20 | Winter | Peak | 4 | Res DLC ERWH-Grid-Enabled | Population | Customer count | Varies by segment | 0 | 2022 | 2045 | 0.068 | 0 | 0.068 | 150000 | 20000
PSE | 20 | Winter | Peak | 4 | Res DLC ERWH-Grid-Enabled | Eligibility | % of customer count (e.g. equipment saturation) | Varies by segment | Equipment saturation for each segment was derived from the RBSA (2017) data for PSE's electric service territory (in heating zone 1). Starting in 2021, all new electric water heaters will be GEWH in WA. So the GEWH saturation is 5% of current electric water heater saturation (BPA 2018) PLUS current electric water heater saturation multiplied by the turnover rate (because of new legislation; equipment turnover rate (1/15) assuming EUL is 15 years (BPA 2018)). | 2022 | 2045 | 0.068 | 0 | 0.068 | 150000 | 20000
PSE | 20 | Winter | Peak | 4 | Res DLC ERWH-Grid-Enabled | Peak Load Impact | kW per participant (at meter) | 0.58 | Cadmus (2015), Applied (2017), Navigant (2015a), and BPA (2014): 0.58 kW. Duke Energy (2015): 0.4; Global (2011): 0.5; Navigant (2011): 0.49 - 0.77. | 2022 | 2045 | 0.068 | 0 | 0.068 | 150000 | 20000
PSE | 20 | Winter | Peak | 4 | Res DLC ERWH-Grid-Enabled | Program Participation | % of eligible customers | 0.24 | BPA (2018) assumption for a utility that decides to have this DR program. | 2022 | 2045 | 0.068 | 0 | 0.068 | 150000 | 20000
PSE | 20 | Winter | Peak | 4 | Res DLC ERWH-Grid-Enabled | Event Participation | % (switch success rate) | 0.95 | Consistent with Res DLC Heat Switch and Cadmus' 2018 study for Snohomish County PUD: 94%. | 2022 | 2045 | 0.068 | 0 | 0.068 | 150000 | 20000
PSE | 20 | Winter | Peak | 4 | Res DLC ERWH-Grid-Enabled | Ramp Period | Number of years to reach maximum achievable potential | 7 | Based on 2021P workbook: https://nwcouncil.app.box.com/s/osjwinvjiomgo7vd4uc75y16z3x9b32i/file/655867071789 | 2022 | 2045 | 0.068 | 0 | 0.068 | 150000 | 20000
PSE | 20 | Winter | Peak | 4 | Res DLC ERWH-Grid-Enabled | 2022 | Ramp rate as % of maximum achievable potential | 0 | 0 | 2022 | 2045 | 0.068 | 0 | 0.068 | 150000 | 20000
PSE | 20 | Winter | Peak | 4 | Res DLC ERWH-Grid-Enabled | 2023 | Ramp rate as % of maximum achievable potential | 0.011 | 0 | 2022 | 2045 | 0.068 | 0 | 0.068 | 150000 | 20000
PSE | 20 | Winter | Peak | 4 | Res DLC ERWH-Grid-Enabled | 2024 | Ramp rate as % of maximum achievable potential | 0.034 | 0 | 2022 | 2045 | 0.068 | 0 | 0.068 | 150000 | 20000
PSE | 20 | Winter | Peak | 4 | Res DLC ERWH-Grid-Enabled | 2025 | Ramp rate as % of maximum achievable potential | 0.092 | 0 | 2022 | 2045 | 0.068 | 0 | 0.068 | 150000 | 20000
PSE | 20 | Winter | Peak | 4 | Res DLC ERWH-Grid-Enabled | 2026 | Ramp rate as % of maximum achievable potential | 0.174 | 0 | 2022 | 2045 | 0.068 | 0 | 0.068 | 150000 | 20000
PSE | 20 | Winter | Peak | 4 | Res DLC ERWH-Grid-Enabled | 2027 | Ramp rate as % of maximum achievable potential | 0.28 | 0 | 2022 | 2045 | 0.068 | 0 | 0.068 | 150000 | 20000
PSE | 20 | Winter | Peak | 4 | Res DLC ERWH-Grid-Enabled | 2028 | Ramp rate as % of maximum achievable potential | 0.41 | 0 | 2022 | 2045 | 0.068 | 0 | 0.068 | 150000 | 20000
PSE | 20 | Winter | Peak | 4 | Res DLC ERWH-Grid-Enabled | 2029 | Ramp rate as % of maximum achievable potential | 0.47 | 0 | 2022 | 2045 | 0.068 | 0 | 0.068 | 150000 | 20000
PSE | 20 | Winter | Peak | 4 | Res DLC ERWH-Grid-Enabled | 2030 | Ramp rate as % of maximum achievable potential | 0.53 | 0 | 2022 | 2045 | 0.068 | 0 | 0.068 | 150000 | 20000
PSE | 20 | Winter | Peak | 4 | Res DLC ERWH-Grid-Enabled | 2031 | Ramp rate as % of maximum achievable potential | 0.59 | 0 | 2022 | 2045 | 0.068 | 0 | 0.068 | 150000 | 20000
PSE | 20 | Winter | Peak | 4 | Res DLC ERWH-Grid-Enabled | 2032 | Ramp rate as % of maximum achievable potential | 0.65 | 0 | 2022 | 2045 | 0.068 | 0 | 0.068 | 150000 | 20000
PSE | 20 | Winter | Peak | 4 | Res DLC ERWH-Grid-Enabled | 2033 | Ramp rate as % of maximum achievable potential | 0.71 | 0 | 2022 | 2045 | 0.068 | 0 | 0.068 | 150000 | 20000
PSE | 20 | Winter | Peak | 4 | Res DLC ERWH-Grid-Enabled | 2034 | Ramp rate as % of maximum achievable potential | 0.77 | 0 | 2022 | 2045 | 0.068 | 0 | 0.068 | 150000 | 20000
PSE | 20 | Winter | Peak | 4 | Res DLC ERWH-Grid-Enabled | 2035 | Ramp rate as % of maximum achievable potential | 0.83 | 0 | 2022 | 2045 | 0.068 | 0 | 0.068 | 150000 | 20000
PSE | 20 | Winter | Peak | 4 | Res DLC ERWH-Grid-Enabled | 2036 | Ramp rate as % of maximum achievable potential | 0.85 | 0 | 2022 | 2045 | 0.068 | 0 | 0.068 | 150000 | 20000
PSE | 20 | Winter | Peak | 4 | Res DLC ERWH-Grid-Enabled | 2037 | Ramp rate as % of maximum achievable potential | 0.85 | 0 | 2022 | 2045 | 0.068 | 0 | 0.068 | 150000 | 20000
PSE | 20 | Winter | Peak | 4 | Res DLC ERWH-Grid-Enabled | 2038 | Ramp rate as % of maximum achievable potential | 0.85 | 0 | 2022 | 2045 | 0.068 | 0 | 0.068 | 150000 | 20000
PSE | 20 | Winter | Peak | 4 | Res DLC ERWH-Grid-Enabled | 2039 | Ramp rate as % of maximum achievable potential | 0.85 | 0 | 2022 | 2045 | 0.068 | 0 | 0.068 | 150000 | 20000
PSE | 20 | Winter | Peak | 4 | Res DLC ERWH-Grid-Enabled | 2040 | Ramp rate as % of maximum achievable potential | 0.85 | 0 | 2022 | 2045 | 0.068 | 0 | 0.068 | 150000 | 20000
PSE | 20 | Winter | Peak | 4 | Res DLC ERWH-Grid-Enabled | 2041 | Ramp rate as % of maximum achievable potential | 0.85 | 0 | 2022 | 2045 | 0.068 | 0 | 0.068 | 150000 | 20000
PSE | 20 | Winter | Peak | 4 | Res DLC ERWH-Grid-Enabled | 2042 | Ramp rate as % of maximum achievable potential | 0.85 | 0 | 2022 | 2045 | 0.068 | 0 | 0.068 | 150000 | 20000
PSE | 20 | Winter | Peak | 4 | Res DLC ERWH-Grid-Enabled | 2043 | Ramp rate as % of maximum achievable potential | 0.85 | 0 | 2022 | 2045 | 0.068 | 0 | 0.068 | 150000 | 20000
PSE | 20 | Winter | Peak | 4 | Res DLC ERWH-Grid-Enabled | 2044 | Ramp rate as % of maximum achievable potential | 0.85 | 0 | 2022 | 2045 | 0.068 | 0 | 0.068 | 150000 | 20000
PSE | 20 | Winter | Peak | 4 | Res DLC ERWH-Grid-Enabled | 2045 | Ramp rate as % of maximum achievable potential | 0.85 | 0 | 2022 | 2045 | 0.068 | 0 | 0.068 | 150000 | 20000
PSE | 20 | Winter | Peak | 4 | Res DLC ERWH-Grid-Enabled | 2046 | Ramp rate as % of maximum achievable potential | 0 | 0 | 2022 | 2045 | 0.068 | 0 | 0.068 | 150000 | 20000
PSE | 20 | Winter | Peak | 4 | Res DLC ERWH-Grid-Enabled | 2047 | Ramp rate as % of maximum achievable potential | 0 | 0 | 2022 | 2045 | 0.068 | 0 | 0.068 | 150000 | 20000
PSE | 20 | Winter | Peak | 4 | Res DLC ERWH-Grid-Enabled | 2048 | Ramp rate as % of maximum achievable potential | 0 | 0 | 2022 | 2045 | 0.068 | 0 | 0.068 | 150000 | 20000
PSE | 20 | Winter | Peak | 4 | Res DLC ERWH-Grid-Enabled | 2049 | Ramp rate as % of maximum achievable potential | 0 | 0 | 2022 | 2045 | 0.068 | 0 | 0.068 | 150000 | 20000
PSE | 20 | Winter | Peak | 4 | Res DLC ERWH-Grid-Enabled | 2050 | Ramp rate as % of maximum achievable potential | 0 | 0 | 2022 | 2045 | 0.068 | 0 | 0.068 | 150000 | 20000
PSE | 20 | Winter | Peak | 4 | Res DLC ERWH-Grid-Enabled | 2051 | Ramp rate as % of maximum achievable potential | 0 | 0 | 2022 | 2045 | 0.068 | 0 | 0.068 | 150000 | 20000
PSE | 20 | Winter | Peak | 4 | Res DLC ERWH-Switch | Eligible Sectors | Residential | 0 | 0 | 2022 | 2045 | 0.068 | 0 | 0.068 | 150000 | 20000
PSE | 20 | Winter | Peak | 4 | Res DLC ERWH-Switch | Eligible Segments | All segments | 0 | 0 | 2022 | 2045 | 0.068 | 0 | 0.068 | 150000 | 20000
PSE | 20 | Winter | Peak | 4 | Res DLC ERWH-Switch | Eligible End Uses | Water Heat | 0 | 0 | 2022 | 2045 | 0.068 | 0 | 0.068 | 150000 | 20000
PSE | 20 | Winter | Peak | 4 | Res DLC ERWH-Switch | Other Eligibility Requirements | Electric storage water heaters | 0 | 0 | 2022 | 2045 | 0.068 | 0 | 0.068 | 150000 | 20000
PSE | 20 | Winter | Peak | 4 | Res DLC ERWH-Switch | Setup Cost | $ | 150000 | 1 FTE | 2022 | 2045 | 0.068 | 0 | 0.068 | 150000 | 20000
PSE | 20 | Winter | Peak | 4 | Res DLC ERWH-Switch | O&M Cost | $ per participant per year | 7.5 | The annual program administrative cost assumes 1 FTE at $150,000 per year per 20,000 residential participants. In PSE's 2015 CPA, admin costs were 5% of total costs and vendor costs were 15% of total costs (Cadmus 2015). | 2022 | 2045 | 0.068 | 0 | 0.068 | 150000 | 20000
PSE | 20 | Winter | Peak | 4 | Res DLC ERWH-Switch | Equipment Cost | $ per new participant | 315 | Using PacifiCorp’s potential study (Applied 2017): $315 (includes switch and installation and permits, where required). Other sources: Lawrence Berkeley National Laboratory’s (Potter 2017): $350 (includes costs for control technology, installation, and the communication platform); Arkansas’ potential study (Navigant 2015a): $106 ($60 switch, $46 install); Tennessee Valley Authority’s potential study (Global 2011): $170 (space heat [SH] and water heat [WH] combined, likely does not include labor); Navigant (2012) = $280 (WH and SH combined, additional $275 for gateway). | 2022 | 2045 | 0.068 | 0 | 0.068 | 150000 | 20000
PSE | 20 | Winter | Peak | 4 | Res DLC ERWH-Switch | Marketing Cost | $ per new participant | 25 | Range for DLC programs: Navigant (2012) $25; Applied (2017) $50; Brattle (2014) $80; Applied (2017) $50. | 2022 | 2045 | 0.068 | 0 | 0.068 | 150000 | 20000
PSE | 20 | Winter | Peak | 4 | Res DLC ERWH-Switch | Incentives (annual) | $ per participant per year | 24 | Assuming $2/month for 12 months. Researched range: Applied (2017): $24-$25; Duke Energy (2015): $25; Navigant (2011): $8; BPA (2014): $4/month. | 2022 | 2045 | 0.068 | 0 | 0.068 | 150000 | 20000
PSE | 20 | Winter | Peak | 4 | Res DLC ERWH-Switch | Incentives (one time) | $ per new participant | 0 | N/A | 2022 | 2045 | 0.068 | 0 | 0.068 | 150000 | 20000
PSE | 20 | Winter | Peak | 4 | Res DLC ERWH-Switch | Attrition | % of existing participants per year | 0.05 | Cadmus (2011) Kootenai DR pilot. | 2022 | 2045 | 0.068 | 0 | 0.068 | 150000 | 20000
PSE | 20 | Winter | Peak | 4 | Res DLC ERWH-Switch | Population | Customer count | Estimated by model | 0 | 2022 | 2045 | 0.068 | 0 | 0.068 | 150000 | 20000
PSE | 20 | Winter | Peak | 4 | Res DLC ERWH-Switch | Eligibility | % of customer count (e.g. equipment saturation) | Varies by segment | RBSA, excluding 4% of HPWHs From 2021P workbook: https://nwcouncil.app.box.com/s/osjwinvjiomgo7vd4uc75y16z3x9b32i/file/655872152045 | 2022 | 2045 | 0.068 | 0 | 0.068 | 150000 | 20000
PSE | 20 | Winter | Peak | 4 | Res DLC ERWH-Switch | Peak Load Impact | kW per participant (at meter) | 0.58 | Cadmus (2015), Applied (2017), Navigant (2015a), and BPA (2014): 0.58 kW. Duke Energy (2015): 0.4; Global (2011): 0.5; Navigant (2011): 0.49 - 0.77. | 2022 | 2045 | 0.068 | 0 | 0.068 | 150000 | 20000
PSE | 20 | Winter | Peak | 4 | Res DLC ERWH-Switch | Program Participation | % of eligible customers | 0.25 | Applied (2017): 15% - 23%; Global (2011): 15% - 25%; Navigant (2012): 20%; Navigant (2015a): 20% - 30% (realistic - max achievable). | 2022 | 2045 | 0.068 | 0 | 0.068 | 150000 | 20000
PSE | 20 | Winter | Peak | 4 | Res DLC ERWH-Switch | Event Participation | % (switch success rate) | 0.95 | Consistent with Res DLC Heat Switch. Navigant (2012) had low event participation at 57%, but the following potential assessment estimate was 94%. | 2022 | 2045 | 0.068 | 0 | 0.068 | 150000 | 20000
PSE | 20 | Winter | Peak | 4 | Res DLC ERWH-Switch | Ramp Period | Number of years to reach maximum achievable potential | 7 | Based on 2021P workbook: https://nwcouncil.app.box.com/s/osjwinvjiomgo7vd4uc75y16z3x9b32i/file/655872152045 | 2022 | 2045 | 0.068 | 0 | 0.068 | 150000 | 20000
PSE | 20 | Winter | Peak | 4 | Res DLC ERWH-Switch | 2022 | Ramp rate as % of maximum achievable potential | 0 | 0 | 2022 | 2045 | 0.068 | 0 | 0.068 | 150000 | 20000
PSE | 20 | Winter | Peak | 4 | Res DLC ERWH-Switch | 2023 | Ramp rate as % of maximum achievable potential | 0.089 | 0 | 2022 | 2045 | 0.068 | 0 | 0.068 | 150000 | 20000
PSE | 20 | Winter | Peak | 4 | Res DLC ERWH-Switch | 2024 | Ramp rate as % of maximum achievable potential | 0.166 | 0 | 2022 | 2045 | 0.068 | 0 | 0.068 | 150000 | 20000
PSE | 20 | Winter | Peak | 4 | Res DLC ERWH-Switch | 2025 | Ramp rate as % of maximum achievable potential | 0.308 | 0 | 2022 | 2045 | 0.068 | 0 | 0.068 | 150000 | 20000
PSE | 20 | Winter | Peak | 4 | Res DLC ERWH-Switch | 2026 | Ramp rate as % of maximum achievable potential | 0.426 | 0 | 2022 | 2045 | 0.068 | 0 | 0.068 | 150000 | 20000
PSE | 20 | Winter | Peak | 4 | Res DLC ERWH-Switch | 2027 | Ramp rate as % of maximum achievable potential | 0.52 | 0 | 2022 | 2045 | 0.068 | 0 | 0.068 | 150000 | 20000
PSE | 20 | Winter | Peak | 4 | Res DLC ERWH-Switch | 2028 | Ramp rate as % of maximum achievable potential | 0.59 | 0 | 2022 | 2045 | 0.068 | 0 | 0.068 | 150000 | 20000
PSE | 20 | Winter | Peak | 4 | Res DLC ERWH-Switch | 2029 | Ramp rate as % of maximum achievable potential | 0.53 | 0 | 2022 | 2045 | 0.068 | 0 | 0.068 | 150000 | 20000
PSE | 20 | Winter | Peak | 4 | Res DLC ERWH-Switch | 2030 | Ramp rate as % of maximum achievable potential | 0.47 | 0 | 2022 | 2045 | 0.068 | 0 | 0.068 | 150000 | 20000
PSE | 20 | Winter | Peak | 4 | Res DLC ERWH-Switch | 2031 | Ramp rate as % of maximum achievable potential | 0.41 | 0 | 2022 | 2045 | 0.068 | 0 | 0.068 | 150000 | 20000
PSE | 20 | Winter | Peak | 4 | Res DLC ERWH-Switch | 2032 | Ramp rate as % of maximum achievable potential | 0.35 | 0 | 2022 | 2045 | 0.068 | 0 | 0.068 | 150000 | 20000
PSE | 20 | Winter | Peak | 4 | Res DLC ERWH-Switch | 2033 | Ramp rate as % of maximum achievable potential | 0.29 | 0 | 2022 | 2045 | 0.068 | 0 | 0.068 | 150000 | 20000
PSE | 20 | Winter | Peak | 4 | Res DLC ERWH-Switch | 2034 | Ramp rate as % of maximum achievable potential | 0.23 | 0 | 2022 | 2045 | 0.068 | 0 | 0.068 | 150000 | 20000
PSE | 20 | Winter | Peak | 4 | Res DLC ERWH-Switch | 2035 | Ramp rate as % of maximum achievable potential | 0.17 | 0 | 2022 | 2045 | 0.068 | 0 | 0.068 | 150000 | 20000
PSE | 20 | Winter | Peak | 4 | Res DLC ERWH-Switch | 2036 | Ramp rate as % of maximum achievable potential | 0.15 | 0 | 2022 | 2045 | 0.068 | 0 | 0.068 | 150000 | 20000
PSE | 20 | Winter | Peak | 4 | Res DLC ERWH-Switch | 2037 | Ramp rate as % of maximum achievable potential | 0.15 | 0 | 2022 | 2045 | 0.068 | 0 | 0.068 | 150000 | 20000
PSE | 20 | Winter | Peak | 4 | Res DLC ERWH-Switch | 2038 | Ramp rate as % of maximum achievable potential | 0.15 | 0 | 2022 | 2045 | 0.068 | 0 | 0.068 | 150000 | 20000
PSE | 20 | Winter | Peak | 4 | Res DLC ERWH-Switch | 2039 | Ramp rate as % of maximum achievable potential | 0.15 | 0 | 2022 | 2045 | 0.068 | 0 | 0.068 | 150000 | 20000
PSE | 20 | Winter | Peak | 4 | Res DLC ERWH-Switch | 2040 | Ramp rate as % of maximum achievable potential | 0.15 | 0 | 2022 | 2045 | 0.068 | 0 | 0.068 | 150000 | 20000
PSE | 20 | Winter | Peak | 4 | Res DLC ERWH-Switch | 2041 | Ramp rate as % of maximum achievable potential | 0.15 | 0 | 2022 | 2045 | 0.068 | 0 | 0.068 | 150000 | 20000
PSE | 20 | Winter | Peak | 4 | Res DLC ERWH-Switch | 2042 | Ramp rate as % of maximum achievable potential | 0.15 | 0 | 2022 | 2045 | 0.068 | 0 | 0.068 | 150000 | 20000
PSE | 20 | Winter | Peak | 4 | Res DLC ERWH-Switch | 2043 | Ramp rate as % of maximum achievable potential | 0.15 | 0 | 2022 | 2045 | 0.068 | 0 | 0.068 | 150000 | 20000
PSE | 20 | Winter | Peak | 4 | Res DLC ERWH-Switch | 2044 | Ramp rate as % of maximum achievable potential | 0.15 | 0 | 2022 | 2045 | 0.068 | 0 | 0.068 | 150000 | 20000
PSE | 20 | Winter | Peak | 4 | Res DLC ERWH-Switch | 2045 | Ramp rate as % of maximum achievable potential | 0.15 | 0 | 2022 | 2045 | 0.068 | 0 | 0.068 | 150000 | 20000
PSE | 20 | Winter | Peak | 4 | Res DLC ERWH-Switch | 2046 | Ramp rate as % of maximum achievable potential | 0 | 0 | 2022 | 2045 | 0.068 | 0 | 0.068 | 150000 | 20000
PSE | 20 | Winter | Peak | 4 | Res DLC ERWH-Switch | 2047 | Ramp rate as % of maximum achievable potential | 0 | 0 | 2022 | 2045 | 0.068 | 0 | 0.068 | 150000 | 20000
PSE | 20 | Winter | Peak | 4 | Res DLC ERWH-Switch | 2048 | Ramp rate as % of maximum achievable potential | 0 | 0 | 2022 | 2045 | 0.068 | 0 | 0.068 | 150000 | 20000
PSE | 20 | Winter | Peak | 4 | Res DLC ERWH-Switch | 2049 | Ramp rate as % of maximum achievable potential | 0 | 0 | 2022 | 2045 | 0.068 | 0 | 0.068 | 150000 | 20000
PSE | 20 | Winter | Peak | 4 | Res DLC ERWH-Switch | 2050 | Ramp rate as % of maximum achievable potential | 0 | 0 | 2022 | 2045 | 0.068 | 0 | 0.068 | 150000 | 20000
PSE | 20 | Winter | Peak | 4 | Res DLC ERWH-Switch | 2051 | Ramp rate as % of maximum achievable potential | 0 | 0 | 2022 | 2045 | 0.068 | 0 | 0.068 | 150000 | 20000
PSE | 20 | Winter | Peak | 4 | Res DLC Heat-BYOT | Eligible Sectors | Residential | 0 | 0 | 2022 | 2045 | 0.068 | 0 | 0.068 | 150000 | 20000
PSE | 20 | Winter | Peak | 4 | Res DLC Heat-BYOT | Eligible Segments | All segments | 0 | 0 | 2022 | 2045 | 0.068 | 0 | 0.068 | 150000 | 20000
PSE | 20 | Winter | Peak | 4 | Res DLC Heat-BYOT | Eligible End Uses | Centralized electric heating (i.e. heat pumps and electric forced-air furnaces). | 0 | 0 | 2022 | 2045 | 0.068 | 0 | 0.068 | 150000 | 20000
PSE | 20 | Winter | Peak | 4 | Res DLC Heat-BYOT | Other Eligibility Requirements | 0 | 0 | 0 | 2022 | 2045 | 0.068 | 0 | 0.068 | 150000 | 20000
PSE | 20 | Winter | Peak | 4 | Res DLC Heat-BYOT | Setup Cost | $ | 150000 | 1 FTE | 2022 | 2045 | 0.068 | 0 | 0.068 | 150000 | 20000
PSE | 20 | Winter | Peak | 4 | Res DLC Heat-BYOT | O&M Cost | $ per participant per year | 7.5 | The annual program administrative cost assumes 1 FTE at $150,000 per year per 20,000 residential participants. In PSE's 2015 CPA, admin costs were 5% of total costs and vendor costs were 15% of total costs (Cadmus 2015). | 2022 | 2045 | 0.068 | 0 | 0.068 | 150000 | 20000
PSE | 20 | Winter | Peak | 4 | Res DLC Heat-BYOT | Equipment Cost | $ per new participant | 0 | Participant must already have a smart thermostat. | 2022 | 2045 | 0.068 | 0 | 0.068 | 150000 | 20000
PSE | 20 | Winter | Peak | 4 | Res DLC Heat-BYOT | Marketing Cost | $ per new participant | 25 | Range for DLC programs: Navigant (2012) $25; Applied (2017) $50; Brattle (2014) $80; Applied (2017) $50. | 2022 | 2045 | 0.068 | 0 | 0.068 | 150000 | 20000
PSE | 20 | Winter | Peak | 4 | Res DLC Heat-BYOT | Incentives (annual) | $ per participant per year | 40 | Consistent with Res DLC Heat Switch. | 2022 | 2045 | 0.068 | 0 | 0.068 | 150000 | 20000
PSE | 20 | Winter | Peak | 4 | Res DLC Heat-BYOT | Incentives (one time) | $ per new participant | 0 | N/A | 2022 | 2045 | 0.068 | 0 | 0.068 | 150000 | 20000
PSE | 20 | Winter | Peak | 4 | Res DLC Heat-BYOT | Attrition | % of existing participants per year | 0.05 | Consistent with Res DLC Heat Switch. | 2022 | 2045 | 0.068 | 0 | 0.068 | 150000 | 20000
PSE | 20 | Winter | Peak | 4 | Res DLC Heat-BYOT | Population | Customer count | Varies by segment | 0 | 2022 | 2045 | 0.068 | 0 | 0.068 | 150000 | 20000
PSE | 20 | Winter | Peak | 4 | Res DLC Heat-BYOT | Eligibility | % of customer count (e.g. equipment saturation) | Varies by segment | Equipment saturation for each segment was derived from the RBSA (2017) data for PSE's electric service territory (in heating zone 1). | 2022 | 2045 | 0.068 | 0 | 0.068 | 150000 | 20000
PSE | 20 | Winter | Peak | 4 | Res DLC Heat-BYOT | Peak Load Impact | kW per participant (at meter) | 1.09 | Based on corresponding 2021P Workbook https://nwcouncil.app.box.com/s/osjwinvjiomgo7vd4uc75y16z3x9b32i/file/655872907903 | 2022 | 2045 | 0.068 | 0 | 0.068 | 150000 | 20000
PSE | 20 | Winter | Peak | 4 | Res DLC Heat-BYOT | Program Participation | % of eligible customers | 0.2 | Consistent with Res DLC Heat Switch. | 2022 | 2045 | 0.068 | 0 | 0.068 | 150000 | 20000
PSE | 20 | Winter | Peak | 4 | Res DLC Heat-BYOT | Event Participation | % (switch success rate) | 0.8 | Rounding IPL’s 21% opt out rate to 20% (2014). | 2022 | 2045 | 0.068 | 0 | 0.068 | 150000 | 20000
PSE | 20 | Winter | Peak | 4 | Res DLC Heat-BYOT | Ramp Period | Number of years to reach maximum achievable potential | 5 | 0 | 2022 | 2045 | 0.068 | 0 | 0.068 | 150000 | 20000
PSE | 20 | Winter | Peak | 4 | Res DLC Heat-BYOT | 2022 | Ramp rate as % of maximum achievable potential | 0 | 0 | 2022 | 2045 | 0.068 | 0 | 0.068 | 150000 | 20000
PSE | 20 | Winter | Peak | 4 | Res DLC Heat-BYOT | 2023 | Ramp rate as % of maximum achievable potential | 0.2 | 0 | 2022 | 2045 | 0.068 | 0 | 0.068 | 150000 | 20000
PSE | 20 | Winter | Peak | 4 | Res DLC Heat-BYOT | 2024 | Ramp rate as % of maximum achievable potential | 0.4 | 0 | 2022 | 2045 | 0.068 | 0 | 0.068 | 150000 | 20000
PSE | 20 | Winter | Peak | 4 | Res DLC Heat-BYOT | 2025 | Ramp rate as % of maximum achievable potential | 0.6 | 0 | 2022 | 2045 | 0.068 | 0 | 0.068 | 150000 | 20000
PSE | 20 | Winter | Peak | 4 | Res DLC Heat-BYOT | 2026 | Ramp rate as % of maximum achievable potential | 0.8 | 0 | 2022 | 2045 | 0.068 | 0 | 0.068 | 150000 | 20000
PSE | 20 | Winter | Peak | 4 | Res DLC Heat-BYOT | 2027 | Ramp rate as % of maximum achievable potential | 1 | 0 | 2022 | 2045 | 0.068 | 0 | 0.068 | 150000 | 20000
PSE | 20 | Winter | Peak | 4 | Res DLC Heat-BYOT | 2028 | Ramp rate as % of maximum achievable potential | 1 | 0 | 2022 | 2045 | 0.068 | 0 | 0.068 | 150000 | 20000
PSE | 20 | Winter | Peak | 4 | Res DLC Heat-BYOT | 2029 | Ramp rate as % of maximum achievable potential | 1 | 0 | 2022 | 2045 | 0.068 | 0 | 0.068 | 150000 | 20000
PSE | 20 | Winter | Peak | 4 | Res DLC Heat-BYOT | 2030 | Ramp rate as % of maximum achievable potential | 1 | 0 | 2022 | 2045 | 0.068 | 0 | 0.068 | 150000 | 20000
PSE | 20 | Winter | Peak | 4 | Res DLC Heat-BYOT | 2031 | Ramp rate as % of maximum achievable potential | 1 | 0 | 2022 | 2045 | 0.068 | 0 | 0.068 | 150000 | 20000
PSE | 20 | Winter | Peak | 4 | Res DLC Heat-BYOT | 2032 | Ramp rate as % of maximum achievable potential | 1 | 0 | 2022 | 2045 | 0.068 | 0 | 0.068 | 150000 | 20000
PSE | 20 | Winter | Peak | 4 | Res DLC Heat-BYOT | 2033 | Ramp rate as % of maximum achievable potential | 1 | 0 | 2022 | 2045 | 0.068 | 0 | 0.068 | 150000 | 20000
PSE | 20 | Winter | Peak | 4 | Res DLC Heat-BYOT | 2034 | Ramp rate as % of maximum achievable potential | 1 | 0 | 2022 | 2045 | 0.068 | 0 | 0.068 | 150000 | 20000
PSE | 20 | Winter | Peak | 4 | Res DLC Heat-BYOT | 2035 | Ramp rate as % of maximum achievable potential | 1 | 0 | 2022 | 2045 | 0.068 | 0 | 0.068 | 150000 | 20000
PSE | 20 | Winter | Peak | 4 | Res DLC Heat-BYOT | 2036 | Ramp rate as % of maximum achievable potential | 1 | 0 | 2022 | 2045 | 0.068 | 0 | 0.068 | 150000 | 20000
PSE | 20 | Winter | Peak | 4 | Res DLC Heat-BYOT | 2037 | Ramp rate as % of maximum achievable potential | 1 | 0 | 2022 | 2045 | 0.068 | 0 | 0.068 | 150000 | 20000
PSE | 20 | Winter | Peak | 4 | Res DLC Heat-BYOT | 2038 | Ramp rate as % of maximum achievable potential | 1 | 0 | 2022 | 2045 | 0.068 | 0 | 0.068 | 150000 | 20000
PSE | 20 | Winter | Peak | 4 | Res DLC Heat-BYOT | 2039 | Ramp rate as % of maximum achievable potential | 1 | 0 | 2022 | 2045 | 0.068 | 0 | 0.068 | 150000 | 20000
PSE | 20 | Winter | Peak | 4 | Res DLC Heat-BYOT | 2040 | Ramp rate as % of maximum achievable potential | 1 | 0 | 2022 | 2045 | 0.068 | 0 | 0.068 | 150000 | 20000
PSE | 20 | Winter | Peak | 4 | Res DLC Heat-BYOT | 2041 | Ramp rate as % of maximum achievable potential | 1 | 0 | 2022 | 2045 | 0.068 | 0 | 0.068 | 150000 | 20000
PSE | 20 | Winter | Peak | 4 | Res DLC Heat-BYOT | 2042 | Ramp rate as % of maximum achievable potential | 1 | 0 | 2022 | 2045 | 0.068 | 0 | 0.068 | 150000 | 20000
PSE | 20 | Winter | Peak | 4 | Res DLC Heat-BYOT | 2043 | Ramp rate as % of maximum achievable potential | 1 | 0 | 2022 | 2045 | 0.068 | 0 | 0.068 | 150000 | 20000
PSE | 20 | Winter | Peak | 4 | Res DLC Heat-BYOT | 2044 | Ramp rate as % of maximum achievable potential | 1 | 0 | 2022 | 2045 | 0.068 | 0 | 0.068 | 150000 | 20000
PSE | 20 | Winter | Peak | 4 | Res DLC Heat-BYOT | 2045 | Ramp rate as % of maximum achievable potential | 1 | 0 | 2022 | 2045 | 0.068 | 0 | 0.068 | 150000 | 20000
PSE | 20 | Winter | Peak | 4 | Res DLC Heat-BYOT | 2046 | Ramp rate as % of maximum achievable potential | 1 | 0 | 2022 | 2045 | 0.068 | 0 | 0.068 | 150000 | 20000
PSE | 20 | Winter | Peak | 4 | Res DLC Heat-BYOT | 2047 | Ramp rate as % of maximum achievable potential | 1 | 0 | 2022 | 2045 | 0.068 | 0 | 0.068 | 150000 | 20000
PSE | 20 | Winter | Peak | 4 | Res DLC Heat-BYOT | 2048 | Ramp rate as % of maximum achievable potential | 0 | 0 | 2022 | 2045 | 0.068 | 0 | 0.068 | 150000 | 20000
PSE | 20 | Winter | Peak | 4 | Res DLC Heat-BYOT | 2049 | Ramp rate as % of maximum achievable potential | 0 | 0 | 2022 | 2045 | 0.068 | 0 | 0.068 | 150000 | 20000
PSE | 20 | Winter | Peak | 4 | Res DLC Heat-BYOT | 2050 | Ramp rate as % of maximum achievable potential | 0 | 0 | 2022 | 2045 | 0.068 | 0 | 0.068 | 150000 | 20000
PSE | 20 | Winter | Peak | 4 | Res DLC Heat-BYOT | 2051 | Ramp rate as % of maximum achievable potential | 0 | 0 | 2022 | 2045 | 0.068 | 0 | 0.068 | 150000 | 20000
PSE | 20 | Winter | Peak | 4 | Res DLC Heat-Switch | Eligible Sectors | Residential | 0 | 0 | 2022 | 2045 | 0.068 | 0 | 0.068 | 150000 | 20000
PSE | 20 | Winter | Peak | 4 | Res DLC Heat-Switch | Eligible Segments | All segments | 0 | 0 | 2022 | 2045 | 0.068 | 0 | 0.068 | 150000 | 20000
PSE | 20 | Winter | Peak | 4 | Res DLC Heat-Switch | Eligible End Uses | Centralized electric heating (i.e. heat pumps and electric forced-air furnaces). | 0 | 0 | 2022 | 2045 | 0.068 | 0 | 0.068 | 150000 | 20000
PSE | 20 | Winter | Peak | 4 | Res DLC Heat-Switch | Other Eligibility Requirements | 0 | 0 | 0 | 2022 | 2045 | 0.068 | 0 | 0.068 | 150000 | 20000
PSE | 20 | Winter | Peak | 4 | Res DLC Heat-Switch | Setup Cost | $ | 150000 | 1 FTE | 2022 | 2045 | 0.068 | 0 | 0.068 | 150000 | 20000
PSE | 20 | Winter | Peak | 4 | Res DLC Heat-Switch | O&M Cost | $ per participant per year | 7.5 | The annual program administrative cost assumes 1 FTE at $150,000 per year per 20,000 residential participants. In PSE's 2015 CPA, admin costs were 5% of total costs and vendor costs were 15% of total costs (Cadmus 2015). | 2022 | 2045 | 0.068 | 0 | 0.068 | 150000 | 20000
PSE | 20 | Winter | Peak | 4 | Res DLC Heat-Switch | Equipment Cost | $ per new participant | 215 | Includes communication costs and using Applied (2017): $215 ($115 switch + $100 installation). Other sources include Potter (2017): $166 (costs for the control technology, installation, and communication platform); Global (2011): $170; Navigant (2015a) for CAC DLC: $125-$189 (including $60 switch); Navigant (2012) for SH DLC: $370; Xcel (2016) for CAC DLC: $150-$200 equipment cost. | 2022 | 2045 | 0.068 | 0 | 0.068 | 150000 | 20000
PSE | 20 | Winter | Peak | 4 | Res DLC Heat-Switch | Marketing Cost | $ per new participant | 25 | Range for DLC programs: Navigant (2012) $25; Applied (2017) $50; Brattle (2014) $80; Applied (2017) $50. | 2022 | 2045 | 0.068 | 0 | 0.068 | 150000 | 20000
PSE | 20 | Winter | Peak | 4 | Res DLC Heat-Switch | Incentives (annual) | $ per participant per year | 40 | Assuming $10/month for the season (i.e. November to February). Applied (2017) for SH DLC: $20; Navigant (2012) for SH DLC: $32; Global (2011) for SH DLC: $50. | 2022 | 2045 | 0.068 | 0 | 0.068 | 150000 | 20000
PSE | 20 | Winter | Peak | 4 | Res DLC Heat-Switch | Incentives (one time) | $ per new participant | 0 | N/A | 2022 | 2045 | 0.068 | 0 | 0.068 | 150000 | 20000
PSE | 20 | Winter | Peak | 4 | Res DLC Heat-Switch | Attrition | % of existing participants per year | 0.05 | Consistent with Res DLC Water Heat. | 2022 | 2045 | 0.068 | 0 | 0.068 | 150000 | 20000
PSE | 20 | Winter | Peak | 4 | Res DLC Heat-Switch | Population | Customer count | Varies by segment | 0 | 2022 | 2045 | 0.068 | 0 | 0.068 | 150000 | 20000
PSE | 20 | Winter | Peak | 4 | Res DLC Heat-Switch | Eligibility | % of customer count (e.g. equipment saturation) | Varies by segment | Equipment saturation for each segment was derived from the RBSA (2017) data for PSE's electric service territory (in heating zone 1). | 2022 | 2045 | 0.068 | 0 | 0.068 | 150000 | 20000
PSE | 20 | Winter | Peak | 4 | Res DLC Heat-Switch | Peak Load Impact | kW per participant (at meter) | 1.2 | Using 2021P workbook's "West" impact estimate https://nwcouncil.app.box.com/s/osjwinvjiomgo7vd4uc75y16z3x9b32i/file/655862892198 | 2022 | 2045 | 0.068 | 0 | 0.068 | 150000 | 20000
PSE | 20 | Winter | Peak | 4 | Res DLC Heat-Switch | Program Participation | % of eligible customers | 0.2 | Navigant (2012), Applied (2017), and Brattle (2016) use 20%. Global (2011) gives low- and high-range of 15% - 25%. | 2022 | 2045 | 0.068 | 0 | 0.068 | 150000 | 20000
PSE | 20 | Winter | Peak | 4 | Res DLC Heat-Switch | Event Participation | % (switch success rate) | 0.94 | SH and CAC DLC and PCT programs range from 64% to 96%. Navigant (2012) had 94%, matching participation for ConEd (2012) and NIPSCO (2012) CAC programs. | 2022 | 2045 | 0.068 | 0 | 0.068 | 150000 | 20000
PSE | 20 | Winter | Peak | 4 | Res DLC Heat-Switch | Ramp Period | Number of years to reach maximum achievable potential | 7 | 0 | 2022 | 2045 | 0.068 | 0 | 0.068 | 150000 | 20000
PSE | 20 | Winter | Peak | 4 | Res DLC Heat-Switch | 2022 | Ramp rate as % of maximum achievable potential | 0 | 0 | 2022 | 2045 | 0.068 | 0 | 0.068 | 150000 | 20000
PSE | 20 | Winter | Peak | 4 | Res DLC Heat-Switch | 2023 | Ramp rate as % of maximum achievable potential | 0.1 | 0 | 2022 | 2045 | 0.068 | 0 | 0.068 | 150000 | 20000
PSE | 20 | Winter | Peak | 4 | Res DLC Heat-Switch | 2024 | Ramp rate as % of maximum achievable potential | 0.2 | 0 | 2022 | 2045 | 0.068 | 0 | 0.068 | 150000 | 20000
PSE | 20 | Winter | Peak | 4 | Res DLC Heat-Switch | 2025 | Ramp rate as % of maximum achievable potential | 0.4 | 0 | 2022 | 2045 | 0.068 | 0 | 0.068 | 150000 | 20000
PSE | 20 | Winter | Peak | 4 | Res DLC Heat-Switch | 2026 | Ramp rate as % of maximum achievable potential | 0.6 | 0 | 2022 | 2045 | 0.068 | 0 | 0.068 | 150000 | 20000
PSE | 20 | Winter | Peak | 4 | Res DLC Heat-Switch | 2027 | Ramp rate as % of maximum achievable potential | 0.8 | 0 | 2022 | 2045 | 0.068 | 0 | 0.068 | 150000 | 20000
PSE | 20 | Winter | Peak | 4 | Res DLC Heat-Switch | 2028 | Ramp rate as % of maximum achievable potential | 1 | 0 | 2022 | 2045 | 0.068 | 0 | 0.068 | 150000 | 20000
PSE | 20 | Winter | Peak | 4 | Res DLC Heat-Switch | 2029 | Ramp rate as % of maximum achievable potential | 1 | 0 | 2022 | 2045 | 0.068 | 0 | 0.068 | 150000 | 20000
PSE | 20 | Winter | Peak | 4 | Res DLC Heat-Switch | 2030 | Ramp rate as % of maximum achievable potential | 1 | 0 | 2022 | 2045 | 0.068 | 0 | 0.068 | 150000 | 20000
PSE | 20 | Winter | Peak | 4 | Res DLC Heat-Switch | 2031 | Ramp rate as % of maximum achievable potential | 1 | 0 | 2022 | 2045 | 0.068 | 0 | 0.068 | 150000 | 20000
PSE | 20 | Winter | Peak | 4 | Res DLC Heat-Switch | 2032 | Ramp rate as % of maximum achievable potential | 1 | 0 | 2022 | 2045 | 0.068 | 0 | 0.068 | 150000 | 20000
PSE | 20 | Winter | Peak | 4 | Res DLC Heat-Switch | 2033 | Ramp rate as % of maximum achievable potential | 1 | 0 | 2022 | 2045 | 0.068 | 0 | 0.068 | 150000 | 20000
PSE | 20 | Winter | Peak | 4 | Res DLC Heat-Switch | 2034 | Ramp rate as % of maximum achievable potential | 1 | 0 | 2022 | 2045 | 0.068 | 0 | 0.068 | 150000 | 20000
PSE | 20 | Winter | Peak | 4 | Res DLC Heat-Switch | 2035 | Ramp rate as % of maximum achievable potential | 1 | 0 | 2022 | 2045 | 0.068 | 0 | 0.068 | 150000 | 20000
PSE | 20 | Winter | Peak | 4 | Res DLC Heat-Switch | 2036 | Ramp rate as % of maximum achievable potential | 1 | 0 | 2022 | 2045 | 0.068 | 0 | 0.068 | 150000 | 20000
PSE | 20 | Winter | Peak | 4 | Res DLC Heat-Switch | 2037 | Ramp rate as % of maximum achievable potential | 1 | 0 | 2022 | 2045 | 0.068 | 0 | 0.068 | 150000 | 20000
PSE | 20 | Winter | Peak | 4 | Res DLC Heat-Switch | 2038 | Ramp rate as % of maximum achievable potential | 1 | 0 | 2022 | 2045 | 0.068 | 0 | 0.068 | 150000 | 20000
PSE | 20 | Winter | Peak | 4 | Res DLC Heat-Switch | 2039 | Ramp rate as % of maximum achievable potential | 1 | 0 | 2022 | 2045 | 0.068 | 0 | 0.068 | 150000 | 20000
PSE | 20 | Winter | Peak | 4 | Res DLC Heat-Switch | 2040 | Ramp rate as % of maximum achievable potential | 1 | 0 | 2022 | 2045 | 0.068 | 0 | 0.068 | 150000 | 20000
PSE | 20 | Winter | Peak | 4 | Res DLC Heat-Switch | 2041 | Ramp rate as % of maximum achievable potential | 1 | 0 | 2022 | 2045 | 0.068 | 0 | 0.068 | 150000 | 20000
PSE | 20 | Winter | Peak | 4 | Res DLC Heat-Switch | 2042 | Ramp rate as % of maximum achievable potential | 1 | 0 | 2022 | 2045 | 0.068 | 0 | 0.068 | 150000 | 20000
PSE | 20 | Winter | Peak | 4 | Res DLC Heat-Switch | 2043 | Ramp rate as % of maximum achievable potential | 1 | 0 | 2022 | 2045 | 0.068 | 0 | 0.068 | 150000 | 20000
PSE | 20 | Winter | Peak | 4 | Res DLC Heat-Switch | 2044 | Ramp rate as % of maximum achievable potential | 1 | 0 | 2022 | 2045 | 0.068 | 0 | 0.068 | 150000 | 20000
PSE | 20 | Winter | Peak | 4 | Res DLC Heat-Switch | 2045 | Ramp rate as % of maximum achievable potential | 1 | 0 | 2022 | 2045 | 0.068 | 0 | 0.068 | 150000 | 20000
PSE | 20 | Winter | Peak | 4 | Res DLC Heat-Switch | 2046 | Ramp rate as % of maximum achievable potential | 1 | 0 | 2022 | 2045 | 0.068 | 0 | 0.068 | 150000 | 20000
PSE | 20 | Winter | Peak | 4 | Res DLC Heat-Switch | 2047 | Ramp rate as % of maximum achievable potential | 1 | 0 | 2022 | 2045 | 0.068 | 0 | 0.068 | 150000 | 20000
PSE | 20 | Winter | Peak | 4 | Res DLC Heat-Switch | 2048 | Ramp rate as % of maximum achievable potential | 0 | 0 | 2022 | 2045 | 0.068 | 0 | 0.068 | 150000 | 20000
PSE | 20 | Winter | Peak | 4 | Res DLC Heat-Switch | 2049 | Ramp rate as % of maximum achievable potential | 0 | 0 | 2022 | 2045 | 0.068 | 0 | 0.068 | 150000 | 20000
PSE | 20 | Winter | Peak | 4 | Res DLC Heat-Switch | 2050 | Ramp rate as % of maximum achievable potential | 0 | 0 | 2022 | 2045 | 0.068 | 0 | 0.068 | 150000 | 20000
PSE | 20 | Winter | Peak | 4 | Res DLC Heat-Switch | 2051 | Ramp rate as % of maximum achievable potential | 0 | 0 | 2022 | 2045 | 0.068 | 0 | 0.068 | 150000 | 20000
PSE | 20 | Winter | Peak | 4 | Res DLC HPWH-Grid-Enabled | Eligible Sectors | Residential | 0 | 0 | 2022 | 2045 | 0.068 | 0 | 0.068 | 150000 | 20000
PSE | 20 | Winter | Peak | 4 | Res DLC HPWH-Grid-Enabled | Eligible Segments | All segments | 0 | 0 | 2022 | 2045 | 0.068 | 0 | 0.068 | 150000 | 20000
PSE | 20 | Winter | Peak | 4 | Res DLC HPWH-Grid-Enabled | Eligible End Uses | Water Heat | 0 | 0 | 2022 | 2045 | 0.068 | 0 | 0.068 | 150000 | 20000
PSE | 20 | Winter | Peak | 4 | Res DLC HPWH-Grid-Enabled | Other Eligibility Requirements | Grid-enabled smart water heaters with ability to attach an ANSI/CTA-2045 communication device | 0 | Using requirements from PGE pilot documented in March 2018 power point. https://nwcouncil.app.box.com/s/c8vv1s2c7lsdrgjlf73bl47ny15i6axc | 2022 | 2045 | 0.068 | 0 | 0.068 | 150000 | 20000
PSE | 20 | Winter | Peak | 4 | Res DLC HPWH-Grid-Enabled | Setup Cost | $ | 150000 | 1 FTE | 2022 | 2045 | 0.068 | 0 | 0.068 | 150000 | 20000
PSE | 20 | Winter | Peak | 4 | Res DLC HPWH-Grid-Enabled | O&M Cost | $ per participant per year | 7.5 | The annual program administrative cost assumes 1 FTE at $150,000 per year per 20,000 residential participants. | 2022 | 2045 | 0.068 | 0 | 0.068 | 150000 | 20000
PSE | 20 | Winter | Peak | 4 | Res DLC HPWH-Grid-Enabled | Equipment Cost | $ per new participant | 40 | Potter (2017): equipment and installation costs for water heatesr with ADR controls amount to approximately $2,136 per unit. Cadmus 2018 study for Snohomish PUD County assumes $800 incremental technology cost from a range of $600 to $1000 (sourced from Hledik 2016). https://nwcouncil.app.box.com/s/c8vv1s2c7lsdrgjlf73bl47ny15i6axc | 2022 | 2045 | 0.068 | 0 | 0.068 | 150000 | 20000
PSE | 20 | Winter | Peak | 4 | Res DLC HPWH-Grid-Enabled | Marketing Cost | $ per new participant | 25 | Range for DLC programs: Navigant (2012) $25; Applied (2017) $50; Brattle (2014) $80; Applied (2017) $50. | 2022 | 2045 | 0.068 | 0 | 0.068 | 150000 | 20000
PSE | 20 | Winter | Peak | 4 | Res DLC HPWH-Grid-Enabled | Incentives (annual) | $ per participant per year | 24 | Assuming $2/month for 12 months. Researched range: Applied (2017): $24-$25; Duke Energy (2015): $25; Navigant (2011): $8; BPA (2014): $4/month. | 2022 | 2045 | 0.068 | 0 | 0.068 | 150000 | 20000
PSE | 20 | Winter | Peak | 4 | Res DLC HPWH-Grid-Enabled | Incentives (one time) | $ per new participant | 0 | N/A | 2022 | 2045 | 0.068 | 0 | 0.068 | 150000 | 20000
PSE | 20 | Winter | Peak | 4 | Res DLC HPWH-Grid-Enabled | Attrition | % of existing participants per year | 0.05 | Cadmus (2011) Kootenai DR pilot. | 2022 | 2045 | 0.068 | 0 | 0.068 | 150000 | 20000
PSE | 20 | Winter | Peak | 4 | Res DLC HPWH-Grid-Enabled | Population | Customer count | Varies by segment | 0 | 2022 | 2045 | 0.068 | 0 | 0.068 | 150000 | 20000
PSE | 20 | Winter | Peak | 4 | Res DLC HPWH-Grid-Enabled | Eligibility | % of customer count (e.g. equipment saturation) | Varies by segment | Equipment saturation for each segment was derived from the RBSA (2017) data for PSE's electric service territory (in heating zone 1). Starting in 2021, all new electric water heaters will be GEWH in WA. So the GEWH saturation is 5% of current electric water heater saturation (BPA 2018) PLUS current electric water heater saturation multiplied by the turnover rate (because of new legislation; equipment turnover rate (1/15) assuming EUL is 15 years (BPA 2018)). | 2022 | 2045 | 0.068 | 0 | 0.068 | 150000 | 20000
PSE | 20 | Winter | Peak | 4 | Res DLC HPWH-Grid-Enabled | Peak Load Impact | kW per participant (at meter) | 0.23774 | Using weighted value from PGE pilot documented in March 2018 power point. https://nwcouncil.app.box.com/s/c8vv1s2c7lsdrgjlf73bl47ny15i6axc | 2022 | 2045 | 0.068 | 0 | 0.068 | 150000 | 20000
PSE | 20 | Winter | Peak | 4 | Res DLC HPWH-Grid-Enabled | Program Participation | % of eligible customers | 0.24 | BPA (2018) assumption for a utility that decides to have this DR program. | 2022 | 2045 | 0.068 | 0 | 0.068 | 150000 | 20000
PSE | 20 | Winter | Peak | 4 | Res DLC HPWH-Grid-Enabled | Event Participation | % (switch success rate) | 0.95 | Consistent with Res DLC Heat Switch and Cadmus' 2018 study for Snohomish County PUD: 94%. | 2022 | 2045 | 0.068 | 0 | 0.068 | 150000 | 20000
PSE | 20 | Winter | Peak | 4 | Res DLC HPWH-Grid-Enabled | Ramp Period | Number of years to reach maximum achievable potential | 7 | Based on 2021P workbook: https://nwcouncil.app.box.com/s/osjwinvjiomgo7vd4uc75y16z3x9b32i/file/655868860013 | 2022 | 2045 | 0.068 | 0 | 0.068 | 150000 | 20000
PSE | 20 | Winter | Peak | 4 | Res DLC HPWH-Grid-Enabled | 2022 | Ramp rate as % of maximum achievable potential | 0 | 0 | 2022 | 2045 | 0.068 | 0 | 0.068 | 150000 | 20000
PSE | 20 | Winter | Peak | 4 | Res DLC HPWH-Grid-Enabled | 2023 | Ramp rate as % of maximum achievable potential | 0.011 | 0 | 2022 | 2045 | 0.068 | 0 | 0.068 | 150000 | 20000
PSE | 20 | Winter | Peak | 4 | Res DLC HPWH-Grid-Enabled | 2024 | Ramp rate as % of maximum achievable potential | 0.034 | 0 | 2022 | 2045 | 0.068 | 0 | 0.068 | 150000 | 20000
PSE | 20 | Winter | Peak | 4 | Res DLC HPWH-Grid-Enabled | 2025 | Ramp rate as % of maximum achievable potential | 0.092 | 0 | 2022 | 2045 | 0.068 | 0 | 0.068 | 150000 | 20000
PSE | 20 | Winter | Peak | 4 | Res DLC HPWH-Grid-Enabled | 2026 | Ramp rate as % of maximum achievable potential | 0.174 | 0 | 2022 | 2045 | 0.068 | 0 | 0.068 | 150000 | 20000
PSE | 20 | Winter | Peak | 4 | Res DLC HPWH-Grid-Enabled | 2027 | Ramp rate as % of maximum achievable potential | 0.28 | 0 | 2022 | 2045 | 0.068 | 0 | 0.068 | 150000 | 20000
PSE | 20 | Winter | Peak | 4 | Res DLC HPWH-Grid-Enabled | 2028 | Ramp rate as % of maximum achievable potential | 0.41 | 0 | 2022 | 2045 | 0.068 | 0 | 0.068 | 150000 | 20000
PSE | 20 | Winter | Peak | 4 | Res DLC HPWH-Grid-Enabled | 2029 | Ramp rate as % of maximum achievable potential | 0.47 | 0 | 2022 | 2045 | 0.068 | 0 | 0.068 | 150000 | 20000
PSE | 20 | Winter | Peak | 4 | Res DLC HPWH-Grid-Enabled | 2030 | Ramp rate as % of maximum achievable potential | 0.53 | 0 | 2022 | 2045 | 0.068 | 0 | 0.068 | 150000 | 20000
PSE | 20 | Winter | Peak | 4 | Res DLC HPWH-Grid-Enabled | 2031 | Ramp rate as % of maximum achievable potential | 0.59 | 0 | 2022 | 2045 | 0.068 | 0 | 0.068 | 150000 | 20000
PSE | 20 | Winter | Peak | 4 | Res DLC HPWH-Grid-Enabled | 2032 | Ramp rate as % of maximum achievable potential | 0.65 | 0 | 2022 | 2045 | 0.068 | 0 | 0.068 | 150000 | 20000
PSE | 20 | Winter | Peak | 4 | Res DLC HPWH-Grid-Enabled | 2033 | Ramp rate as % of maximum achievable potential | 0.71 | 0 | 2022 | 2045 | 0.068 | 0 | 0.068 | 150000 | 20000
PSE | 20 | Winter | Peak | 4 | Res DLC HPWH-Grid-Enabled | 2034 | Ramp rate as % of maximum achievable potential | 0.77 | 0 | 2022 | 2045 | 0.068 | 0 | 0.068 | 150000 | 20000
PSE | 20 | Winter | Peak | 4 | Res DLC HPWH-Grid-Enabled | 2035 | Ramp rate as % of maximum achievable potential | 0.83 | 0 | 2022 | 2045 | 0.068 | 0 | 0.068 | 150000 | 20000
PSE | 20 | Winter | Peak | 4 | Res DLC HPWH-Grid-Enabled | 2036 | Ramp rate as % of maximum achievable potential | 0.85 | 0 | 2022 | 2045 | 0.068 | 0 | 0.068 | 150000 | 20000
PSE | 20 | Winter | Peak | 4 | Res DLC HPWH-Grid-Enabled | 2037 | Ramp rate as % of maximum achievable potential | 0.85 | 0 | 2022 | 2045 | 0.068 | 0 | 0.068 | 150000 | 20000
PSE | 20 | Winter | Peak | 4 | Res DLC HPWH-Grid-Enabled | 2038 | Ramp rate as % of maximum achievable potential | 0.85 | 0 | 2022 | 2045 | 0.068 | 0 | 0.068 | 150000 | 20000
PSE | 20 | Winter | Peak | 4 | Res DLC HPWH-Grid-Enabled | 2039 | Ramp rate as % of maximum achievable potential | 0.85 | 0 | 2022 | 2045 | 0.068 | 0 | 0.068 | 150000 | 20000
PSE | 20 | Winter | Peak | 4 | Res DLC HPWH-Grid-Enabled | 2040 | Ramp rate as % of maximum achievable potential | 0.85 | 0 | 2022 | 2045 | 0.068 | 0 | 0.068 | 150000 | 20000
PSE | 20 | Winter | Peak | 4 | Res DLC HPWH-Grid-Enabled | 2041 | Ramp rate as % of maximum achievable potential | 0.85 | 0 | 2022 | 2045 | 0.068 | 0 | 0.068 | 150000 | 20000
PSE | 20 | Winter | Peak | 4 | Res DLC HPWH-Grid-Enabled | 2042 | Ramp rate as % of maximum achievable potential | 0.85 | 0 | 2022 | 2045 | 0.068 | 0 | 0.068 | 150000 | 20000
PSE | 20 | Winter | Peak | 4 | Res DLC HPWH-Grid-Enabled | 2043 | Ramp rate as % of maximum achievable potential | 0.85 | 0 | 2022 | 2045 | 0.068 | 0 | 0.068 | 150000 | 20000
PSE | 20 | Winter | Peak | 4 | Res DLC HPWH-Grid-Enabled | 2044 | Ramp rate as % of maximum achievable potential | 0.85 | 0 | 2022 | 2045 | 0.068 | 0 | 0.068 | 150000 | 20000
PSE | 20 | Winter | Peak | 4 | Res DLC HPWH-Grid-Enabled | 2045 | Ramp rate as % of maximum achievable potential | 0.85 | 0 | 2022 | 2045 | 0.068 | 0 | 0.068 | 150000 | 20000
PSE | 20 | Winter | Peak | 4 | Res DLC HPWH-Grid-Enabled | 2046 | Ramp rate as % of maximum achievable potential | 0 | 0 | 2022 | 2045 | 0.068 | 0 | 0.068 | 150000 | 20000
PSE | 20 | Winter | Peak | 4 | Res DLC HPWH-Grid-Enabled | 2047 | Ramp rate as % of maximum achievable potential | 0 | 0 | 2022 | 2045 | 0.068 | 0 | 0.068 | 150000 | 20000
PSE | 20 | Winter | Peak | 4 | Res DLC HPWH-Grid-Enabled | 2048 | Ramp rate as % of maximum achievable potential | 0 | 0 | 2022 | 2045 | 0.068 | 0 | 0.068 | 150000 | 20000
PSE | 20 | Winter | Peak | 4 | Res DLC HPWH-Grid-Enabled | 2049 | Ramp rate as % of maximum achievable potential | 0 | 0 | 2022 | 2045 | 0.068 | 0 | 0.068 | 150000 | 20000
PSE | 20 | Winter | Peak | 4 | Res DLC HPWH-Grid-Enabled | 2050 | Ramp rate as % of maximum achievable potential | 0 | 0 | 2022 | 2045 | 0.068 | 0 | 0.068 | 150000 | 20000
PSE | 20 | Winter | Peak | 4 | Res DLC HPWH-Grid-Enabled | 2051 | Ramp rate as % of maximum achievable potential | 0 | 0 | 2022 | 2045 | 0.068 | 0 | 0.068 | 150000 | 20000
PSE | 20 | Winter | Peak | 4 | Res DLC HPWH-Switch | Eligible Sectors | Residential | 0 | 0 | 2022 | 2045 | 0.068 | 0 | 0.068 | 150000 | 20000
PSE | 20 | Winter | Peak | 4 | Res DLC HPWH-Switch | Eligible Segments | All segments | 0 | 0 | 2022 | 2045 | 0.068 | 0 | 0.068 | 150000 | 20000
PSE | 20 | Winter | Peak | 4 | Res DLC HPWH-Switch | Eligible End Uses | Water Heat | 0 | 0 | 2022 | 2045 | 0.068 | 0 | 0.068 | 150000 | 20000
PSE | 20 | Winter | Peak | 4 | Res DLC HPWH-Switch | Other Eligibility Requirements | Electric storage water heaters | 0 | 0 | 2022 | 2045 | 0.068 | 0 | 0.068 | 150000 | 20000
PSE | 20 | Winter | Peak | 4 | Res DLC HPWH-Switch | Setup Cost | $ | 150000 | 1 FTE | 2022 | 2045 | 0.068 | 0 | 0.068 | 150000 | 20000
PSE | 20 | Winter | Peak | 4 | Res DLC HPWH-Switch | O&M Cost | $ per participant per year | 7.5 | The annual program administrative cost assumes 1 FTE at $150,000 per year per 20,000 residential participants. In PSE's 2015 CPA, admin costs were 5% of total costs and vendor costs were 15% of total costs (Cadmus 2015). | 2022 | 2045 | 0.068 | 0 | 0.068 | 150000 | 20000
PSE | 20 | Winter | Peak | 4 | Res DLC HPWH-Switch | Equipment Cost | $ per new participant | 315 | Using PacifiCorp’s potential study (Applied 2017): $315 (includes switch and installation and permits, where required). Other sources: Lawrence Berkeley National Laboratory’s (Potter 2017): $350 (includes costs for control technology, installation, and the communication platform); Arkansas’ potential study (Navigant 2015a): $106 ($60 switch, $46 install); Tennessee Valley Authority’s potential study (Global 2011): $170 (space heat [SH] and water heat [WH] combined, likely does not include labor); Navigant (2012) = $280 (WH and SH combined, additional $275 for gateway). | 2022 | 2045 | 0.068 | 0 | 0.068 | 150000 | 20000
PSE | 20 | Winter | Peak | 4 | Res DLC HPWH-Switch | Marketing Cost | $ per new participant | 25 | Range for DLC programs: Navigant (2012) $25; Applied (2017) $50; Brattle (2014) $80; Applied (2017) $50. | 2022 | 2045 | 0.068 | 0 | 0.068 | 150000 | 20000
PSE | 20 | Winter | Peak | 4 | Res DLC HPWH-Switch | Incentives (annual) | $ per participant per year | 24 | Assuming $2/month for 12 months. Researched range: Applied (2017): $24-$25; Duke Energy (2015): $25; Navigant (2011): $8; BPA (2014): $4/month. | 2022 | 2045 | 0.068 | 0 | 0.068 | 150000 | 20000
PSE | 20 | Winter | Peak | 4 | Res DLC HPWH-Switch | Incentives (one time) | $ per new participant | 0 | N/A | 2022 | 2045 | 0.068 | 0 | 0.068 | 150000 | 20000
PSE | 20 | Winter | Peak | 4 | Res DLC HPWH-Switch | Attrition | % of existing participants per year | 0.05 | Cadmus (2011) Kootenai DR pilot. | 2022 | 2045 | 0.068 | 0 | 0.068 | 150000 | 20000
PSE | 20 | Winter | Peak | 4 | Res DLC HPWH-Switch | Population | Customer count | Estimated by model | 0 | 2022 | 2045 | 0.068 | 0 | 0.068 | 150000 | 20000
PSE | 20 | Winter | Peak | 4 | Res DLC HPWH-Switch | Eligibility | % of customer count (e.g. equipment saturation) | Varies by segment | from RBSA, electric WH * HPWH sat From 2021P workbook: https://nwcouncil.app.box.com/s/osjwinvjiomgo7vd4uc75y16z3x9b32i/file/655874358600 | 2022 | 2045 | 0.068 | 0 | 0.068 | 150000 | 20000
PSE | 20 | Winter | Peak | 4 | Res DLC HPWH-Switch | Peak Load Impact | kW per participant (at meter) | 0.23774 | Using weighted value from PGE pilot documented in March 2018 power point. https://nwcouncil.app.box.com/s/c8vv1s2c7lsdrgjlf73bl47ny15i6axc | 2022 | 2045 | 0.068 | 0 | 0.068 | 150000 | 20000
PSE | 20 | Winter | Peak | 4 | Res DLC HPWH-Switch | Program Participation | % of eligible customers | 0.25 | Applied (2017): 15% - 23%; Global (2011): 15% - 25%; Navigant (2012): 20%; Navigant (2015a): 20% - 30% (realistic - max achievable). | 2022 | 2045 | 0.068 | 0 | 0.068 | 150000 | 20000
PSE | 20 | Winter | Peak | 4 | Res DLC HPWH-Switch | Event Participation | % (switch success rate) | 0.95 | Consistent with Res DLC Heat Switch. Navigant (2012) had low event participation at 57%, but the following potential assessment estimate was 94%. | 2022 | 2045 | 0.068 | 0 | 0.068 | 150000 | 20000
PSE | 20 | Winter | Peak | 4 | Res DLC HPWH-Switch | Ramp Period | Number of years to reach maximum achievable potential | 7 | Based on 2021P workbook: https://nwcouncil.app.box.com/s/osjwinvjiomgo7vd4uc75y16z3x9b32i/file/655874358600 | 2022 | 2045 | 0.068 | 0 | 0.068 | 150000 | 20000
PSE | 20 | Winter | Peak | 4 | Res DLC HPWH-Switch | 2022 | Ramp rate as % of maximum achievable potential | 0 | 0 | 2022 | 2045 | 0.068 | 0 | 0.068 | 150000 | 20000
PSE | 20 | Winter | Peak | 4 | Res DLC HPWH-Switch | 2023 | Ramp rate as % of maximum achievable potential | 0.089 | 0 | 2022 | 2045 | 0.068 | 0 | 0.068 | 150000 | 20000
PSE | 20 | Winter | Peak | 4 | Res DLC HPWH-Switch | 2024 | Ramp rate as % of maximum achievable potential | 0.166 | 0 | 2022 | 2045 | 0.068 | 0 | 0.068 | 150000 | 20000
PSE | 20 | Winter | Peak | 4 | Res DLC HPWH-Switch | 2025 | Ramp rate as % of maximum achievable potential | 0.308 | 0 | 2022 | 2045 | 0.068 | 0 | 0.068 | 150000 | 20000
PSE | 20 | Winter | Peak | 4 | Res DLC HPWH-Switch | 2026 | Ramp rate as % of maximum achievable potential | 0.426 | 0 | 2022 | 2045 | 0.068 | 0 | 0.068 | 150000 | 20000
PSE | 20 | Winter | Peak | 4 | Res DLC HPWH-Switch | 2027 | Ramp rate as % of maximum achievable potential | 0.52 | 0 | 2022 | 2045 | 0.068 | 0 | 0.068 | 150000 | 20000
PSE | 20 | Winter | Peak | 4 | Res DLC HPWH-Switch | 2028 | Ramp rate as % of maximum achievable potential | 0.59 | 0 | 2022 | 2045 | 0.068 | 0 | 0.068 | 150000 | 20000
PSE | 20 | Winter | Peak | 4 | Res DLC HPWH-Switch | 2029 | Ramp rate as % of maximum achievable potential | 0.53 | 0 | 2022 | 2045 | 0.068 | 0 | 0.068 | 150000 | 20000
PSE | 20 | Winter | Peak | 4 | Res DLC HPWH-Switch | 2030 | Ramp rate as % of maximum achievable potential | 0.47 | 0 | 2022 | 2045 | 0.068 | 0 | 0.068 | 150000 | 20000
PSE | 20 | Winter | Peak | 4 | Res DLC HPWH-Switch | 2031 | Ramp rate as % of maximum achievable potential | 0.41 | 0 | 2022 | 2045 | 0.068 | 0 | 0.068 | 150000 | 20000
PSE | 20 | Winter | Peak | 4 | Res DLC HPWH-Switch | 2032 | Ramp rate as % of maximum achievable potential | 0.35 | 0 | 2022 | 2045 | 0.068 | 0 | 0.068 | 150000 | 20000
PSE | 20 | Winter | Peak | 4 | Res DLC HPWH-Switch | 2033 | Ramp rate as % of maximum achievable potential | 0.29 | 0 | 2022 | 2045 | 0.068 | 0 | 0.068 | 150000 | 20000
PSE | 20 | Winter | Peak | 4 | Res DLC HPWH-Switch | 2034 | Ramp rate as % of maximum achievable potential | 0.23 | 0 | 2022 | 2045 | 0.068 | 0 | 0.068 | 150000 | 20000
PSE | 20 | Winter | Peak | 4 | Res DLC HPWH-Switch | 2035 | Ramp rate as % of maximum achievable potential | 0.17 | 0 | 2022 | 2045 | 0.068 | 0 | 0.068 | 150000 | 20000
PSE | 20 | Winter | Peak | 4 | Res DLC HPWH-Switch | 2036 | Ramp rate as % of maximum achievable potential | 0.15 | 0 | 2022 | 2045 | 0.068 | 0 | 0.068 | 150000 | 20000
PSE | 20 | Winter | Peak | 4 | Res DLC HPWH-Switch | 2037 | Ramp rate as % of maximum achievable potential | 0.15 | 0 | 2022 | 2045 | 0.068 | 0 | 0.068 | 150000 | 20000
PSE | 20 | Winter | Peak | 4 | Res DLC HPWH-Switch | 2038 | Ramp rate as % of maximum achievable potential | 0.15 | 0 | 2022 | 2045 | 0.068 | 0 | 0.068 | 150000 | 20000
PSE | 20 | Winter | Peak | 4 | Res DLC HPWH-Switch | 2039 | Ramp rate as % of maximum achievable potential | 0.15 | 0 | 2022 | 2045 | 0.068 | 0 | 0.068 | 150000 | 20000
PSE | 20 | Winter | Peak | 4 | Res DLC HPWH-Switch | 2040 | Ramp rate as % of maximum achievable potential | 0.15 | 0 | 2022 | 2045 | 0.068 | 0 | 0.068 | 150000 | 20000
PSE | 20 | Winter | Peak | 4 | Res DLC HPWH-Switch | 2041 | Ramp rate as % of maximum achievable potential | 0.15 | 0 | 2022 | 2045 | 0.068 | 0 | 0.068 | 150000 | 20000
PSE | 20 | Winter | Peak | 4 | Res DLC HPWH-Switch | 2042 | Ramp rate as % of maximum achievable potential | 0.15 | 0 | 2022 | 2045 | 0.068 | 0 | 0.068 | 150000 | 20000
PSE | 20 | Winter | Peak | 4 | Res DLC HPWH-Switch | 2043 | Ramp rate as % of maximum achievable potential | 0.15 | 0 | 2022 | 2045 | 0.068 | 0 | 0.068 | 150000 | 20000
PSE | 20 | Winter | Peak | 4 | Res DLC HPWH-Switch | 2044 | Ramp rate as % of maximum achievable potential | 0.15 | 0 | 2022 | 2045 | 0.068 | 0 | 0.068 | 150000 | 20000
PSE | 20 | Winter | Peak | 4 | Res DLC HPWH-Switch | 2045 | Ramp rate as % of maximum achievable potential | 0.15 | 0 | 2022 | 2045 | 0.068 | 0 | 0.068 | 150000 | 20000
PSE | 20 | Winter | Peak | 4 | Res DLC HPWH-Switch | 2046 | Ramp rate as % of maximum achievable potential | 0 | 0 | 2022 | 2045 | 0.068 | 0 | 0.068 | 150000 | 20000
PSE | 20 | Winter | Peak | 4 | Res DLC HPWH-Switch | 2047 | Ramp rate as % of maximum achievable potential | 0 | 0 | 2022 | 2045 | 0.068 | 0 | 0.068 | 150000 | 20000
PSE | 20 | Winter | Peak | 4 | Res DLC HPWH-Switch | 2048 | Ramp rate as % of maximum achievable potential | 0 | 0 | 2022 | 2045 | 0.068 | 0 | 0.068 | 150000 | 20000
PSE | 20 | Winter | Peak | 4 | Res DLC HPWH-Switch | 2049 | Ramp rate as % of maximum achievable potential | 0 | 0 | 2022 | 2045 | 0.068 | 0 | 0.068 | 150000 | 20000
PSE | 20 | Winter | Peak | 4 | Res DLC HPWH-Switch | 2050 | Ramp rate as % of maximum achievable potential | 0 | 0 | 2022 | 2045 | 0.068 | 0 | 0.068 | 150000 | 20000
PSE | 20 | Winter | Peak | 4 | Res DLC HPWH-Switch | 2051 | Ramp rate as % of maximum achievable potential | 0 | 0 | 2022 | 2045 | 0.068 | 0 | 0.068 | 150000 | 20000
PSE | 20 | Winter | Peak | 4 | Res EV DLC- | Eligible Sectors | Residential | 0 | 0 | 2022 | 2045 | 0.068 | 0 | 0.068 | 150000 | 20000
PSE | 20 | Winter | Peak | 4 | Res EV DLC- | Eligible Segments | Single Family | 0 | 0 | 2022 | 2045 | 0.068 | 0 | 0.068 | 150000 | 20000
PSE | 20 | Winter | Peak | 4 | Res EV DLC- | Eligible End Uses | Electric Vehicles | 0 | 0 | 2022 | 2045 | 0.068 | 0 | 0.068 | 150000 | 20000
PSE | 20 | Winter | Peak | 4 | Res EV DLC- | Other Eligibility Requirements | Own electric vehicle and does not already have a residential 240V AC level 2 charger. | 0 | The product incentives EV owners to install a networked residential 240V AC level 2 charger to effectively participate in the EV DLC program. | 2022 | 2045 | 0.068 | 0 | 0.068 | 150000 | 20000
PSE | 20 | Winter | Peak | 4 | Res EV DLC- | Setup Cost | $ | 150000 | 1 FTE. | 2022 | 2045 | 0.068 | 0 | 0.068 | 150000 | 20000
PSE | 20 | Winter | Peak | 4 | Res EV DLC- | O&M Cost | $ per year | 150000 | 1 FTE. | 2022 | 2045 | 0.068 | 0 | 0.068 | 150000 | 20000
PSE | 20 | Winter | Peak | 4 | Res EV DLC- | Equipment Cost | $ per new participant | 300 | RTF (2019): Incremental equipment cost of networked 240V level 2 charger compared to non-networked level 2 charger is $287. | 2022 | 2045 | 0.068 | 0 | 0.068 | 150000 | 20000
PSE | 20 | Winter | Peak | 4 | Res EV DLC- | Marketing Cost | $ per new participant | 30 | Per SCL program planning, assume higher than BPA assumption (Cadmus 2018) for DLC product: $25/new participant. | 2022 | 2045 | 0.068 | 0 | 0.068 | 150000 | 20000
PSE | 20 | Winter | Peak | 4 | Res EV DLC- | Incentives (annual) | $ per participant per year | 25 | In line with incentive for residential DLC BYOT products. | 2022 | 2045 | 0.068 | 0 | 0.068 | 150000 | 20000
PSE | 20 | Winter | Peak | 4 | Res EV DLC- | Incentives (one time) | $ per new participant | 0 | 0 | 2022 | 2045 | 0.068 | 0 | 0.068 | 150000 | 20000
PSE | 20 | Winter | Peak | 4 | Res EV DLC- | Attrition | % of existing participants per year | 0.05 | Assume 5%, in line with BPA assumption (Cadmus 2018) for DLC products. | 2022 | 2045 | 0.068 | 0 | 0.068 | 150000 | 20000
PSE | 20 | Winter | Peak | 4 | Res EV DLC- | Population | Customer count | Varies by segment | 0 | 2022 | 2045 | 0.068 | 0 | 0.068 | 150000 | 20000
PSE | 20 | Winter | Peak | 4 | Res EV DLC- | Eligibility | % of customer count (e.g. equipment saturation) | 0.36 | The number of EV owners is aligned with this study's assumptions for energy efficiency. The proportion of EV owners that already have a residential 240V AC level 2 charger (64%) is based on RTF (2019): 2017 national vehicle survey data. | 2022 | 2045 | 0.068 | 0 | 0.068 | 150000 | 20000
PSE | 20 | Winter | Peak | 4 | Res EV DLC- | Peak Load Impact | kW per participant (at meter) | 0.34 | Using 2021P workbook impact https://nwcouncil.app.box.com/s/osjwinvjiomgo7vd4uc75y16z3x9b32i/file/655868985770 | 2022 | 2045 | 0.068 | 0 | 0.068 | 150000 | 20000
PSE | 20 | Winter | Peak | 4 | Res EV DLC- | Program Participation | % of eligible customers | 0.25 | In line with asssumptions for DLC products. | 2022 | 2045 | 0.068 | 0 | 0.068 | 150000 | 20000
PSE | 20 | Winter | Peak | 4 | Res EV DLC- | Event Participation | % | 0.95 | Using 2021P workbook event participation https://nwcouncil.app.box.com/s/osjwinvjiomgo7vd4uc75y16z3x9b32i/file/655868985770 | 2022 | 2045 | 0.068 | 0 | 0.068 | 150000 | 20000
PSE | 20 | Winter | Peak | 4 | Res EV DLC- | Ramp Period | Number of years to reach maximum achievable potential | 5 | EV forecast accounted for in program participants, standard ramp rate used here | 2022 | 2045 | 0.068 | 0 | 0.068 | 150000 | 20000
PSE | 20 | Winter | Peak | 4 | Res EV DLC- | 2022 | Ramp rate as % of maximum achievable potential | 0 | 0 | 2022 | 2045 | 0.068 | 0 | 0.068 | 150000 | 20000
PSE | 20 | Winter | Peak | 4 | Res EV DLC- | 2023 | Ramp rate as % of maximum achievable potential | 0.2 | 0 | 2022 | 2045 | 0.068 | 0 | 0.068 | 150000 | 20000
PSE | 20 | Winter | Peak | 4 | Res EV DLC- | 2024 | Ramp rate as % of maximum achievable potential | 0.4 | 0 | 2022 | 2045 | 0.068 | 0 | 0.068 | 150000 | 20000
PSE | 20 | Winter | Peak | 4 | Res EV DLC- | 2025 | Ramp rate as % of maximum achievable potential | 0.6 | 0 | 2022 | 2045 | 0.068 | 0 | 0.068 | 150000 | 20000
PSE | 20 | Winter | Peak | 4 | Res EV DLC- | 2026 | Ramp rate as % of maximum achievable potential | 0.8 | 0 | 2022 | 2045 | 0.068 | 0 | 0.068 | 150000 | 20000
PSE | 20 | Winter | Peak | 4 | Res EV DLC- | 2027 | Ramp rate as % of maximum achievable potential | 1 | 0 | 2022 | 2045 | 0.068 | 0 | 0.068 | 150000 | 20000
PSE | 20 | Winter | Peak | 4 | Res EV DLC- | 2028 | Ramp rate as % of maximum achievable potential | 1 | 0 | 2022 | 2045 | 0.068 | 0 | 0.068 | 150000 | 20000
PSE | 20 | Winter | Peak | 4 | Res EV DLC- | 2029 | Ramp rate as % of maximum achievable potential | 1 | 0 | 2022 | 2045 | 0.068 | 0 | 0.068 | 150000 | 20000
PSE | 20 | Winter | Peak | 4 | Res EV DLC- | 2030 | Ramp rate as % of maximum achievable potential | 1 | 0 | 2022 | 2045 | 0.068 | 0 | 0.068 | 150000 | 20000
PSE | 20 | Winter | Peak | 4 | Res EV DLC- | 2031 | Ramp rate as % of maximum achievable potential | 1 | 0 | 2022 | 2045 | 0.068 | 0 | 0.068 | 150000 | 20000
PSE | 20 | Winter | Peak | 4 | Res EV DLC- | 2032 | Ramp rate as % of maximum achievable potential | 1 | 0 | 2022 | 2045 | 0.068 | 0 | 0.068 | 150000 | 20000
PSE | 20 | Winter | Peak | 4 | Res EV DLC- | 2033 | Ramp rate as % of maximum achievable potential | 1 | 0 | 2022 | 2045 | 0.068 | 0 | 0.068 | 150000 | 20000
PSE | 20 | Winter | Peak | 4 | Res EV DLC- | 2034 | Ramp rate as % of maximum achievable potential | 1 | 0 | 2022 | 2045 | 0.068 | 0 | 0.068 | 150000 | 20000
PSE | 20 | Winter | Peak | 4 | Res EV DLC- | 2035 | Ramp rate as % of maximum achievable potential | 1 | 0 | 2022 | 2045 | 0.068 | 0 | 0.068 | 150000 | 20000
PSE | 20 | Winter | Peak | 4 | Res EV DLC- | 2036 | Ramp rate as % of maximum achievable potential | 1 | 0 | 2022 | 2045 | 0.068 | 0 | 0.068 | 150000 | 20000
PSE | 20 | Winter | Peak | 4 | Res EV DLC- | 2037 | Ramp rate as % of maximum achievable potential | 1 | 0 | 2022 | 2045 | 0.068 | 0 | 0.068 | 150000 | 20000
PSE | 20 | Winter | Peak | 4 | Res EV DLC- | 2038 | Ramp rate as % of maximum achievable potential | 1 | 0 | 2022 | 2045 | 0.068 | 0 | 0.068 | 150000 | 20000
PSE | 20 | Winter | Peak | 4 | Res EV DLC- | 2039 | Ramp rate as % of maximum achievable potential | 1 | 0 | 2022 | 2045 | 0.068 | 0 | 0.068 | 150000 | 20000
PSE | 20 | Winter | Peak | 4 | Res EV DLC- | 2040 | Ramp rate as % of maximum achievable potential | 1 | 0 | 2022 | 2045 | 0.068 | 0 | 0.068 | 150000 | 20000
PSE | 20 | Winter | Peak | 4 | Res EV DLC- | 2041 | Ramp rate as % of maximum achievable potential | 1 | 0 | 2022 | 2045 | 0.068 | 0 | 0.068 | 150000 | 20000
PSE | 20 | Winter | Peak | 4 | Res EV DLC- | 2042 | Ramp rate as % of maximum achievable potential | 1 | 0 | 2022 | 2045 | 0.068 | 0 | 0.068 | 150000 | 20000
PSE | 20 | Winter | Peak | 4 | Res EV DLC- | 2043 | Ramp rate as % of maximum achievable potential | 1 | 0 | 2022 | 2045 | 0.068 | 0 | 0.068 | 150000 | 20000
PSE | 20 | Winter | Peak | 4 | Res EV DLC- | 2044 | Ramp rate as % of maximum achievable potential | 1 | 0 | 2022 | 2045 | 0.068 | 0 | 0.068 | 150000 | 20000
PSE | 20 | Winter | Peak | 4 | Res EV DLC- | 2045 | Ramp rate as % of maximum achievable potential | 1 | 0 | 2022 | 2045 | 0.068 | 0 | 0.068 | 150000 | 20000
PSE | 20 | Winter | Peak | 4 | Res EV DLC- | 2046 | Ramp rate as % of maximum achievable potential | 0 | 0 | 2022 | 2045 | 0.068 | 0 | 0.068 | 150000 | 20000
PSE | 20 | Winter | Peak | 4 | Res EV DLC- | 2047 | Ramp rate as % of maximum achievable potential | 0 | 0 | 2022 | 2045 | 0.068 | 0 | 0.068 | 150000 | 20000
PSE | 20 | Winter | Peak | 4 | Res EV DLC- | 2048 | Ramp rate as % of maximum achievable potential | 0 | 0 | 2022 | 2045 | 0.068 | 0 | 0.068 | 150000 | 20000
PSE | 20 | Winter | Peak | 4 | Res EV DLC- | 2049 | Ramp rate as % of maximum achievable potential | 0 | 0 | 2022 | 2045 | 0.068 | 0 | 0.068 | 150000 | 20000
PSE | 20 | Winter | Peak | 4 | Res EV DLC- | 2050 | Ramp rate as % of maximum achievable potential | 0 | 0 | 2022 | 2045 | 0.068 | 0 | 0.068 | 150000 | 20000
PSE | 20 | Winter | Peak | 4 | Res EV DLC- | 2051 | Ramp rate as % of maximum achievable potential | 0 | 0 | 2022 | 2045 | 0.068 | 0 | 0.068 | 150000 | 20000
PSE | 20 | Winter | Peak | 4 | Small Com DLC Heat-Switch | Eligible Sectors | Commercial | 0 | 0 | 2022 | 2045 | 0.068 | 0 | 0.068 | 150000 | 20000
PSE | 20 | Winter | Peak | 4 | Small Com DLC Heat-Switch | Eligible Segments | Small office and small retail. | 0 | 0 | 2022 | 2045 | 0.068 | 0 | 0.068 | 150000 | 20000
PSE | 20 | Winter | Peak | 4 | Small Com DLC Heat-Switch | Eligible End Uses | Electric heat | 0 | 0 | 2022 | 2045 | 0.068 | 0 | 0.068 | 150000 | 20000
PSE | 20 | Winter | Peak | 4 | Small Com DLC Heat-Switch | Other Eligibility Requirements | 0 | 0 | 0 | 2022 | 2045 | 0.068 | 0 | 0.068 | 150000 | 20000
PSE | 20 | Winter | Peak | 4 | Small Com DLC Heat-Switch | Setup Cost | $ | 150000 | 1 FTE. | 2022 | 2045 | 0.068 | 0 | 0.068 | 150000 | 20000
PSE | 20 | Winter | Peak | 4 | Small Com DLC Heat-Switch | O&M Cost | $ per participant per year | 15 | The annual program administrative cost assumes 1 FTE at $150,000 per year per 10,000 small/medium commercial participants. | 2022 | 2045 | 0.068 | 0 | 0.068 | 150000 | 20000
PSE | 20 | Winter | Peak | 4 | Small Com DLC Heat-Switch | Equipment Cost | $ per new participant | 387 | Applied (2017) for small C&I. | 2022 | 2045 | 0.068 | 0 | 0.068 | 150000 | 20000
PSE | 20 | Winter | Peak | 4 | Small Com DLC Heat-Switch | Marketing Cost | $ per new participant | 69 | Applied (2017) midpoint of $63-$75 for small C&I. | 2022 | 2045 | 0.068 | 0 | 0.068 | 150000 | 20000
PSE | 20 | Winter | Peak | 4 | Small Com DLC Heat-Switch | Incentives (annual) | $ per participant per year | 38 | Applied (2017) for small C&I. | 2022 | 2045 | 0.068 | 0 | 0.068 | 150000 | 20000
PSE | 20 | Winter | Peak | 4 | Small Com DLC Heat-Switch | Incentives (one time) | $ per new participant | 0 | N/A | 2022 | 2045 | 0.068 | 0 | 0.068 | 150000 | 20000
PSE | 20 | Winter | Peak | 4 | Small Com DLC Heat-Switch | Attrition | % of existing participants per year | 0.05 | Consistent with Res DLC Water Heat. | 2022 | 2045 | 0.068 | 0 | 0.068 | 150000 | 20000
PSE | 20 | Winter | Peak | 4 | Small Com DLC Heat-Switch | Population | Customer count | Varies by segment | 0 | 2022 | 2045 | 0.068 | 0 | 0.068 | 150000 | 20000
PSE | 20 | Winter | Peak | 4 | Small Com DLC Heat-Switch | Eligibility | % of customer count (e.g. equipment saturation) | Varies by segment | 0 | 2022 | 2045 | 0.068 | 0 | 0.068 | 150000 | 20000
PSE | 20 | Winter | Peak | 4 | Small Com DLC Heat-Switch | Peak Load Impact | kW per participant (at meter) | 1.8727 | Applied (2017) for WA for small and medium C&I (3.72 kW), adjusted to small C&I (1.87 kW) using a ratio of HVAC capacity sizes between small and medium C&I facilities. | 2022 | 2045 | 0.068 | 0 | 0.068 | 150000 | 20000
PSE | 20 | Winter | Peak | 4 | Small Com DLC Heat-Switch | Program Participation | % of eligible customers | 0.1 | Applied (2017): 2.3% - 3.4%; Global (2011): 10%; Brattle (2016): 14%; Navigant (2015a): 1-5%; and Brattle (2014): 15-42%. | 2022 | 2045 | 0.068 | 0 | 0.068 | 150000 | 20000
PSE | 20 | Winter | Peak | 4 | Small Com DLC Heat-Switch | Event Participation | % (switch success rate) | 0.95 | Aligning with other DLC products. | 2022 | 2045 | 0.068 | 0 | 0.068 | 150000 | 20000
PSE | 20 | Winter | Peak | 4 | Small Com DLC Heat-Switch | Ramp Period | Number of years to reach maximum achievable potential | 7 | 0 | 2022 | 2045 | 0.068 | 0 | 0.068 | 150000 | 20000
PSE | 20 | Winter | Peak | 4 | Small Com DLC Heat-Switch | 2022 | Ramp rate as % of maximum achievable potential | 0 | 0 | 2022 | 2045 | 0.068 | 0 | 0.068 | 150000 | 20000
PSE | 20 | Winter | Peak | 4 | Small Com DLC Heat-Switch | 2023 | Ramp rate as % of maximum achievable potential | 0.1 | 0 | 2022 | 2045 | 0.068 | 0 | 0.068 | 150000 | 20000
PSE | 20 | Winter | Peak | 4 | Small Com DLC Heat-Switch | 2024 | Ramp rate as % of maximum achievable potential | 0.2 | 0 | 2022 | 2045 | 0.068 | 0 | 0.068 | 150000 | 20000
PSE | 20 | Winter | Peak | 4 | Small Com DLC Heat-Switch | 2025 | Ramp rate as % of maximum achievable potential | 0.4 | 0 | 2022 | 2045 | 0.068 | 0 | 0.068 | 150000 | 20000
PSE | 20 | Winter | Peak | 4 | Small Com DLC Heat-Switch | 2026 | Ramp rate as % of maximum achievable potential | 0.6 | 0 | 2022 | 2045 | 0.068 | 0 | 0.068 | 150000 | 20000
PSE | 20 | Winter | Peak | 4 | Small Com DLC Heat-Switch | 2027 | Ramp rate as % of maximum achievable potential | 0.8 | 0 | 2022 | 2045 | 0.068 | 0 | 0.068 | 150000 | 20000
PSE | 20 | Winter | Peak | 4 | Small Com DLC Heat-Switch | 2028 | Ramp rate as % of maximum achievable potential | 1 | 0 | 2022 | 2045 | 0.068 | 0 | 0.068 | 150000 | 20000
PSE | 20 | Winter | Peak | 4 | Small Com DLC Heat-Switch | 2029 | Ramp rate as % of maximum achievable potential | 1 | 0 | 2022 | 2045 | 0.068 | 0 | 0.068 | 150000 | 20000
PSE | 20 | Winter | Peak | 4 | Small Com DLC Heat-Switch | 2030 | Ramp rate as % of maximum achievable potential | 1 | 0 | 2022 | 2045 | 0.068 | 0 | 0.068 | 150000 | 20000
PSE | 20 | Winter | Peak | 4 | Small Com DLC Heat-Switch | 2031 | Ramp rate as % of maximum achievable potential | 1 | 0 | 2022 | 2045 | 0.068 | 0 | 0.068 | 150000 | 20000
PSE | 20 | Winter | Peak | 4 | Small Com DLC Heat-Switch | 2032 | Ramp rate as % of maximum achievable potential | 1 | 0 | 2022 | 2045 | 0.068 | 0 | 0.068 | 150000 | 20000
PSE | 20 | Winter | Peak | 4 | Small Com DLC Heat-Switch | 2033 | Ramp rate as % of maximum achievable potential | 1 | 0 | 2022 | 2045 | 0.068 | 0 | 0.068 | 150000 | 20000
PSE | 20 | Winter | Peak | 4 | Small Com DLC Heat-Switch | 2034 | Ramp rate as % of maximum achievable potential | 1 | 0 | 2022 | 2045 | 0.068 | 0 | 0.068 | 150000 | 20000
PSE | 20 | Winter | Peak | 4 | Small Com DLC Heat-Switch | 2035 | Ramp rate as % of maximum achievable potential | 1 | 0 | 2022 | 2045 | 0.068 | 0 | 0.068 | 150000 | 20000
PSE | 20 | Winter | Peak | 4 | Small Com DLC Heat-Switch | 2036 | Ramp rate as % of maximum achievable potential | 1 | 0 | 2022 | 2045 | 0.068 | 0 | 0.068 | 150000 | 20000
PSE | 20 | Winter | Peak | 4 | Small Com DLC Heat-Switch | 2037 | Ramp rate as % of maximum achievable potential | 1 | 0 | 2022 | 2045 | 0.068 | 0 | 0.068 | 150000 | 20000
PSE | 20 | Winter | Peak | 4 | Small Com DLC Heat-Switch | 2038 | Ramp rate as % of maximum achievable potential | 1 | 0 | 2022 | 2045 | 0.068 | 0 | 0.068 | 150000 | 20000
PSE | 20 | Winter | Peak | 4 | Small Com DLC Heat-Switch | 2039 | Ramp rate as % of maximum achievable potential | 1 | 0 | 2022 | 2045 | 0.068 | 0 | 0.068 | 150000 | 20000
PSE | 20 | Winter | Peak | 4 | Small Com DLC Heat-Switch | 2040 | Ramp rate as % of maximum achievable potential | 1 | 0 | 2022 | 2045 | 0.068 | 0 | 0.068 | 150000 | 20000
PSE | 20 | Winter | Peak | 4 | Small Com DLC Heat-Switch | 2041 | Ramp rate as % of maximum achievable potential | 1 | 0 | 2022 | 2045 | 0.068 | 0 | 0.068 | 150000 | 20000
PSE | 20 | Winter | Peak | 4 | Small Com DLC Heat-Switch | 2042 | Ramp rate as % of maximum achievable potential | 1 | 0 | 2022 | 2045 | 0.068 | 0 | 0.068 | 150000 | 20000
PSE | 20 | Winter | Peak | 4 | Small Com DLC Heat-Switch | 2043 | Ramp rate as % of maximum achievable potential | 1 | 0 | 2022 | 2045 | 0.068 | 0 | 0.068 | 150000 | 20000
PSE | 20 | Winter | Peak | 4 | Small Com DLC Heat-Switch | 2044 | Ramp rate as % of maximum achievable potential | 1 | 0 | 2022 | 2045 | 0.068 | 0 | 0.068 | 150000 | 20000
PSE | 20 | Winter | Peak | 4 | Small Com DLC Heat-Switch | 2045 | Ramp rate as % of maximum achievable potential | 1 | 0 | 2022 | 2045 | 0.068 | 0 | 0.068 | 150000 | 20000
PSE | 20 | Winter | Peak | 4 | Small Com DLC Heat-Switch | 2046 | Ramp rate as % of maximum achievable potential | 0 | 0 | 2022 | 2045 | 0.068 | 0 | 0.068 | 150000 | 20000
PSE | 20 | Winter | Peak | 4 | Small Com DLC Heat-Switch | 2047 | Ramp rate as % of maximum achievable potential | 0 | 0 | 2022 | 2045 | 0.068 | 0 | 0.068 | 150000 | 20000
PSE | 20 | Winter | Peak | 4 | Small Com DLC Heat-Switch | 2048 | Ramp rate as % of maximum achievable potential | 0 | 0 | 2022 | 2045 | 0.068 | 0 | 0.068 | 150000 | 20000
PSE | 20 | Winter | Peak | 4 | Small Com DLC Heat-Switch | 2049 | Ramp rate as % of maximum achievable potential | 0 | 0 | 2022 | 2045 | 0.068 | 0 | 0.068 | 150000 | 20000
PSE | 20 | Winter | Peak | 4 | Small Com DLC Heat-Switch | 2050 | Ramp rate as % of maximum achievable potential | 0 | 0 | 2022 | 2045 | 0.068 | 0 | 0.068 | 150000 | 20000
PSE | 20 | Winter | Peak | 4 | Small Com DLC Heat-Switch | 2051 | Ramp rate as % of maximum achievable potential | 0 | 0 | 2022 | 2045 | 0.068 | 0 | 0.068 | 150000 | 20000
PSE | 20 | Winter | Peak | 4 | Res Behavior DR-Winter | Eligible Sectors | Residential |  |  | 2022 | 2045 | 0.068 | 0 | 0.068 | 150000 | 20000
PSE | 20 | Winter | Peak | 4 | Res Behavior DR-Winter | Eligible Segments | All |  |  | 2022 | 2045 | 0.068 | 0 | 0.068 | 150000 | 20000
PSE | 20 | Winter | Peak | 4 | Res Behavior DR-Winter | Eligible End Uses | All |  |  | 2022 | 2045 | 0.068 | 0 | 0.068 | 150000 | 20000
PSE | 20 | Winter | Peak | 4 | Res Behavior DR-Winter | Other Eligibility Requirements | Participants must have advanced meter. DLC participants can also participate (assuming behavior DR has fewer events). |  |  | 2022 | 2045 | 0.068 | 0 | 0.068 | 150000 | 20000
PSE | 20 | Winter | Peak | 4 | Res Behavior DR-Winter | Setup Cost | $ | 150000 | 1 FTE. | 2022 | 2045 | 0.068 | 0 | 0.068 | 150000 | 20000
PSE | 20 | Winter | Peak | 4 | Res Behavior DR-Winter | O&M Cost | $ per kW pledged per year | 66.75 | BPA assumption (Cadmus 2018) of $89/kW-year (or $4/participant) assumes implementing Res Behavior DR as a stand-alone product. However, Cadmus assumes it would cost $67/kW-year (or $3/participant) to add Res Behavior DR to PSE's existing energy efficiency behavioral program. | 2022 | 2045 | 0.068 | 0 | 0.068 | 150000 | 20000
PSE | 20 | Winter | Peak | 4 | Res Behavior DR-Winter | Equipment Cost | $ per new kW pledged | 0 | Participants must have a device to receive messages. | 2022 | 2045 | 0.068 | 0 | 0.068 | 150000 | 20000
PSE | 20 | Winter | Peak | 4 | Res Behavior DR-Winter | Marketing Cost | $ per new kW pledged | 0 | Included in O&M costs. | 2022 | 2045 | 0.068 | 0 | 0.068 | 150000 | 20000
PSE | 20 | Winter | Peak | 4 | Res Behavior DR-Winter | Incentives (annual) | $ per kW pledged per year | 0 | In line with BPA assumption (Cadmus 2018). | 2022 | 2045 | 0.068 | 0 | 0.068 | 150000 | 20000
PSE | 20 | Winter | Peak | 4 | Res Behavior DR-Winter | Incentives (one time) | $ per new kW pledged | 0 | In line with BPA assumption (Cadmus 2018). | 2022 | 2045 | 0.068 | 0 | 0.068 | 150000 | 20000
PSE | 20 | Winter | Peak | 4 | Res Behavior DR-Winter | Attrition | % of existing participants per year | 0.032 | PGE Flex Pricing and Behavioral Demand Response Pilot (Cadmus 2018). | 2022 | 2045 | 0.068 | 0 | 0.068 | 150000 | 20000
PSE | 20 | Winter | Peak | 4 | Res Behavior DR-Winter | Population | Segment/end-use load | Estimated by model |  | 2022 | 2045 | 0.068 | 0 | 0.068 | 150000 | 20000
PSE | 20 | Winter | Peak | 4 | Res Behavior DR-Winter | Eligibility | % of segment/end-use load | 1 | Assume all residential customers will have advanced meter by 2020 (SCL 2019). | 2022 | 2045 | 0.068 | 0 | 0.068 | 150000 | 20000
PSE | 20 | Winter | Peak | 4 | Res Behavior DR-Winter | Peak Load Impact | % of eligible segment/end-use load | 0.012 | PGE Flex Pricing and Behavioral Demand Response Pilot (Cadmus 2018). | 2022 | 2045 | 0.068 | 0 | 0.068 | 150000 | 20000
PSE | 20 | Winter | Peak | 4 | Res Behavior DR-Winter | Program Participation | % of eligible segment/end-use load | 0.2 | In line with BPA assumption (Cadmus 2018). | 2022 | 2045 | 0.068 | 0 | 0.068 | 150000 | 20000
PSE | 20 | Winter | Peak | 4 | Res Behavior DR-Winter | Event Participation | % | 1 | Peak load impact percentage accounts for event participation rate. | 2022 | 2045 | 0.068 | 0 | 0.068 | 150000 | 20000
PSE | 20 | Winter | Peak | 4 | Res Behavior DR-Winter | Ramp Period | Number of years to reach maximum achievable potential | 6 | This program will be an add-on to PSE's existing behavioral energy efficiency program, thus has a shorter ramp period compared to other DR programs. | 2022 | 2045 | 0.068 | 0 | 0.068 | 150000 | 20000
PSE | 20 | Winter | Peak | 4 | Res Behavior DR-Winter | 2022 | Ramp rate as % of maximum achievable potential | 0 | This program will be an add-on to PSE's existing behavioral energy efficiency program, thus has a shorter ramp period compared to other DR programs. | 2022 | 2045 | 0.068 | 0 | 0.068 | 150000 | 20000
PSE | 20 | Winter | Peak | 4 | Res Behavior DR-Winter | 2023 | Ramp rate as % of maximum achievable potential | 0.2 | This program will be an add-on to PSE's existing behavioral energy efficiency program, thus has a shorter ramp period compared to other DR programs. | 2022 | 2045 | 0.068 | 0 | 0.068 | 150000 | 20000
PSE | 20 | Winter | Peak | 4 | Res Behavior DR-Winter | 2024 | Ramp rate as % of maximum achievable potential | 0.4 | This program will be an add-on to PSE's existing behavioral energy efficiency program, thus has a shorter ramp period compared to other DR programs. | 2022 | 2045 | 0.068 | 0 | 0.068 | 150000 | 20000
PSE | 20 | Winter | Peak | 4 | Res Behavior DR-Winter | 2025 | Ramp rate as % of maximum achievable potential | 0.6 | This program will be an add-on to PSE's existing behavioral energy efficiency program, thus has a shorter ramp period compared to other DR programs. | 2022 | 2045 | 0.068 | 0 | 0.068 | 150000 | 20000
PSE | 20 | Winter | Peak | 4 | Res Behavior DR-Winter | 2026 | Ramp rate as % of maximum achievable potential | 0.8 | This program will be an add-on to PSE's existing behavioral energy efficiency program, thus has a shorter ramp period compared to other DR programs. | 2022 | 2045 | 0.068 | 0 | 0.068 | 150000 | 20000
PSE | 20 | Winter | Peak | 4 | Res Behavior DR-Winter | 2027 | Ramp rate as % of maximum achievable potential | 1 | This program will be an add-on to PSE's existing behavioral energy efficiency program, thus has a shorter ramp period compared to other DR programs. | 2022 | 2045 | 0.068 | 0 | 0.068 | 150000 | 20000
PSE | 20 | Winter | Peak | 4 | Res Behavior DR-Winter | 2028 | Ramp rate as % of maximum achievable potential | 1 | This program will be an add-on to PSE's existing behavioral energy efficiency program, thus has a shorter ramp period compared to other DR programs. | 2022 | 2045 | 0.068 | 0 | 0.068 | 150000 | 20000
PSE | 20 | Winter | Peak | 4 | Res Behavior DR-Winter | 2029 | Ramp rate as % of maximum achievable potential | 1 | This program will be an add-on to PSE's existing behavioral energy efficiency program, thus has a shorter ramp period compared to other DR programs. | 2022 | 2045 | 0.068 | 0 | 0.068 | 150000 | 20000
PSE | 20 | Winter | Peak | 4 | Res Behavior DR-Winter | 2030 | Ramp rate as % of maximum achievable potential | 1 | This program will be an add-on to PSE's existing behavioral energy efficiency program, thus has a shorter ramp period compared to other DR programs. | 2022 | 2045 | 0.068 | 0 | 0.068 | 150000 | 20000
PSE | 20 | Winter | Peak | 4 | Res Behavior DR-Winter | 2031 | Ramp rate as % of maximum achievable potential | 1 |  | 2022 | 2045 | 0.068 | 0 | 0.068 | 150000 | 20000
PSE | 20 | Winter | Peak | 4 | Res Behavior DR-Winter | 2032 | Ramp rate as % of maximum achievable potential | 1 |  | 2022 | 2045 | 0.068 | 0 | 0.068 | 150000 | 20000
PSE | 20 | Winter | Peak | 4 | Res Behavior DR-Winter | 2033 | Ramp rate as % of maximum achievable potential | 1 |  | 2022 | 2045 | 0.068 | 0 | 0.068 | 150000 | 20000
PSE | 20 | Winter | Peak | 4 | Res Behavior DR-Winter | 2034 | Ramp rate as % of maximum achievable potential | 1 |  | 2022 | 2045 | 0.068 | 0 | 0.068 | 150000 | 20000
PSE | 20 | Winter | Peak | 4 | Res Behavior DR-Winter | 2035 | Ramp rate as % of maximum achievable potential | 1 |  | 2022 | 2045 | 0.068 | 0 | 0.068 | 150000 | 20000
PSE | 20 | Winter | Peak | 4 | Res Behavior DR-Winter | 2036 | Ramp rate as % of maximum achievable potential | 1 |  | 2022 | 2045 | 0.068 | 0 | 0.068 | 150000 | 20000
PSE | 20 | Winter | Peak | 4 | Res Behavior DR-Winter | 2037 | Ramp rate as % of maximum achievable potential | 1 |  | 2022 | 2045 | 0.068 | 0 | 0.068 | 150000 | 20000
PSE | 20 | Winter | Peak | 4 | Res Behavior DR-Winter | 2038 | Ramp rate as % of maximum achievable potential | 1 |  | 2022 | 2045 | 0.068 | 0 | 0.068 | 150000 | 20000
PSE | 20 | Winter | Peak | 4 | Res Behavior DR-Winter | 2039 | Ramp rate as % of maximum achievable potential | 1 |  | 2022 | 2045 | 0.068 | 0 | 0.068 | 150000 | 20000
PSE | 20 | Winter | Peak | 4 | Res Behavior DR-Winter | 2040 | Ramp rate as % of maximum achievable potential | 1 |  | 2022 | 2045 | 0.068 | 0 | 0.068 | 150000 | 20000
PSE | 20 | Winter | Peak | 4 | Res Behavior DR-Winter | 2041 | Ramp rate as % of maximum achievable potential | 1 |  | 2022 | 2045 | 0.068 | 0 | 0.068 | 150000 | 20000
PSE | 20 | Winter | Peak | 4 | Res Behavior DR-Winter | 2042 | Ramp rate as % of maximum achievable potential | 1 |  | 2022 | 2045 | 0.068 | 0 | 0.068 | 150000 | 20000
PSE | 20 | Winter | Peak | 4 | Res Behavior DR-Winter | 2043 | Ramp rate as % of maximum achievable potential | 1 |  | 2022 | 2045 | 0.068 | 0 | 0.068 | 150000 | 20000
PSE | 20 | Winter | Peak | 4 | Res Behavior DR-Winter | 2044 | Ramp rate as % of maximum achievable potential | 1 |  | 2022 | 2045 | 0.068 | 0 | 0.068 | 150000 | 20000
PSE | 20 | Winter | Peak | 4 | Res Behavior DR-Winter | 2045 | Ramp rate as % of maximum achievable potential | 1 |  | 2022 | 2045 | 0.068 | 0 | 0.068 | 150000 | 20000
PSE | 20 | Winter | Peak | 4 | Res Behavior DR-Winter | 2046 | Ramp rate as % of maximum achievable potential |  |  | 2022 | 2045 | 0.068 | 0 | 0.068 | 150000 | 20000
PSE | 20 | Winter | Peak | 4 | Res Behavior DR-Winter | 2047 | Ramp rate as % of maximum achievable potential |  |  | 2022 | 2045 | 0.068 | 0 | 0.068 | 150000 | 20000
PSE | 20 | Winter | Peak | 4 | Res Behavior DR-Winter | 2048 | Ramp rate as % of maximum achievable potential |  |  | 2022 | 2045 | 0.068 | 0 | 0.068 | 150000 | 20000
PSE | 20 | Winter | Peak | 4 | Res Behavior DR-Winter | 2049 | Ramp rate as % of maximum achievable potential |  |  | 2022 | 2045 | 0.068 | 0 | 0.068 | 150000 | 20000
PSE | 20 | Winter | Peak | 4 | Res Behavior DR-Winter | 2050 | Ramp rate as % of maximum achievable potential |  |  | 2022 | 2045 | 0.068 | 0 | 0.068 | 150000 | 20000
PSE | 20 | Winter | Peak | 4 | Res Behavior DR-Winter | 2051 | Ramp rate as % of maximum achievable potential |  |  | 2022 | 2045 | 0.068 | 0 | 0.068 | 150000 | 20000
PSE | 20 | Winter | Peak | 4 | Res CPP-No Enablement | Eligible Sectors | Residential |  |  | 2022 | 2045 | 0.068 | 0 | 0.068 | 150000 | 20000
PSE | 20 | Winter | Peak | 4 | Res CPP-No Enablement | Eligible Segments | All segments |  |  | 2022 | 2045 | 0.068 | 0 | 0.068 | 150000 | 20000
PSE | 20 | Winter | Peak | 4 | Res CPP-No Enablement | Eligible End Uses | All end uses |  |  | 2022 | 2045 | 0.068 | 0 | 0.068 | 150000 | 20000
PSE | 20 | Winter | Peak | 4 | Res CPP-No Enablement | Other Eligibility Requirements | Customers must have AMI and must not already participate in the Res CPP-With Enablement program. |  |  | 2022 | 2045 | 0.068 | 0 | 0.068 | 150000 | 20000
PSE | 20 | Winter | Peak | 4 | Res CPP-No Enablement | Setup Cost | $ | 150000 | 1 FTE | 2022 | 2045 | 0.068 | 0 | 0.068 | 150000 | 20000
PSE | 20 | Winter | Peak | 4 | Res CPP-No Enablement | O&M Cost | $ per year | 75000 | SDG&E (2017): $280,000; Applied (2017): $75,000. Cadmus is assuming 0.5 FTE. | 2022 | 2045 | 0.068 | 0 | 0.068 | 150000 | 20000
PSE | 20 | Winter | Peak | 4 | Res CPP-No Enablement | Equipment Cost | $ per new participant | 0 | According to PSE (2018), AMI will be fully deployed in PSE's electic territory by 2023. | 2022 | 2045 | 0.068 | 0 | 0.068 | 150000 | 20000
PSE | 20 | Winter | Peak | 4 | Res CPP-No Enablement | Marketing Cost | $ per new participant | 25 | Cadmus (2015): $25/new participant; Cadmus (2017): $25/new participant; Applied (2017): $50/new participant. Cadmus assumes $25/new participant, and translated it to $/kW using estimated savings per participant. | 2022 | 2045 | 0.068 | 0 | 0.068 | 150000 | 20000
PSE | 20 | Winter | Peak | 4 | Res CPP-No Enablement | Incentives (annual) | n/a | 0 | Program definition | 2022 | 2045 | 0.068 | 0 | 0.068 | 150000 | 20000
PSE | 20 | Winter | Peak | 4 | Res CPP-No Enablement | Incentives (one time) | n/a | 0 | Program definition | 2022 | 2045 | 0.068 | 0 | 0.068 | 150000 | 20000
PSE | 20 | Winter | Peak | 4 | Res CPP-No Enablement | Attrition | % of existing participants per year | 0 |  | 2022 | 2045 | 0.068 | 0 | 0.068 | 150000 | 20000
PSE | 20 | Winter | Peak | 4 | Res CPP-No Enablement | Population | Segment load | Estimated by model |  | 2022 | 2045 | 0.068 | 0 | 0.068 | 150000 | 20000
PSE | 20 | Winter | Peak | 4 | Res CPP-No Enablement | Eligibility | % of segment load | Varies by segment | According to PSE (2018), AMI will be fully deployed in PSE's electic territory by 2023. All customers except those participating in the Res CPP-With Enablement program can participate. | 2022 | 2045 | 0.068 | 0 | 0.068 | 150000 | 20000
PSE | 20 | Winter | Peak | 4 | Res CPP-No Enablement | Peak Load Impact | % of eligible segment load | 0.12 | Cadmus (2015): 12%; Cadmus(2017): 12%; Applied (2017): 12.5%; Xcel Energy (2015): 14.8% | 2022 | 2045 | 0.068 | 0 | 0.068 | 150000 | 20000
PSE | 20 | Winter | Peak | 4 | Res CPP-No Enablement | Program Participation | % of eligible segment load | 0.15 | Cadmus (2013b): 5%; Cadmus (2015): 10%; Cadmus (2017): 10%; Applied (2017): 17%; Brattle (2015): 29%. | 2022 | 2045 | 0.068 | 0 | 0.068 | 150000 | 20000
PSE | 20 | Winter | Peak | 4 | Res CPP-No Enablement | Event Participation | n/a | 1 | Peal load impact already takes into account of event participation. | 2022 | 2045 | 0.068 | 0 | 0.068 | 150000 | 20000
PSE | 20 | Winter | Peak | 4 | Res CPP-No Enablement | Ramp Period | Number of years to reach maximum achievable potential | 7 |  | 2022 | 2045 | 0.068 | 0 | 0.068 | 150000 | 20000
PSE | 20 | Winter | Peak | 4 | Res CPP-No Enablement | 2022 | Ramp rate as % of maximum achievable potential | 0 |  | 2022 | 2045 | 0.068 | 0 | 0.068 | 150000 | 20000
PSE | 20 | Winter | Peak | 4 | Res CPP-No Enablement | 2023 | Ramp rate as % of maximum achievable potential | 0 |  | 2022 | 2045 | 0.068 | 0 | 0.068 | 150000 | 20000
PSE | 20 | Winter | Peak | 4 | Res CPP-No Enablement | 2024 | Ramp rate as % of maximum achievable potential | 0 |  | 2022 | 2045 | 0.068 | 0 | 0.068 | 150000 | 20000
PSE | 20 | Winter | Peak | 4 | Res CPP-No Enablement | 2025 | Ramp rate as % of maximum achievable potential | 0.1 |  | 2022 | 2045 | 0.068 | 0 | 0.068 | 150000 | 20000
PSE | 20 | Winter | Peak | 4 | Res CPP-No Enablement | 2026 | Ramp rate as % of maximum achievable potential | 0.2 |  | 2022 | 2045 | 0.068 | 0 | 0.068 | 150000 | 20000
PSE | 20 | Winter | Peak | 4 | Res CPP-No Enablement | 2027 | Ramp rate as % of maximum achievable potential | 0.4 |  | 2022 | 2045 | 0.068 | 0 | 0.068 | 150000 | 20000
PSE | 20 | Winter | Peak | 4 | Res CPP-No Enablement | 2028 | Ramp rate as % of maximum achievable potential | 0.6 |  | 2022 | 2045 | 0.068 | 0 | 0.068 | 150000 | 20000
PSE | 20 | Winter | Peak | 4 | Res CPP-No Enablement | 2029 | Ramp rate as % of maximum achievable potential | 0.8 |  | 2022 | 2045 | 0.068 | 0 | 0.068 | 150000 | 20000
PSE | 20 | Winter | Peak | 4 | Res CPP-No Enablement | 2030 | Ramp rate as % of maximum achievable potential | 1 |  | 2022 | 2045 | 0.068 | 0 | 0.068 | 150000 | 20000
PSE | 20 | Winter | Peak | 4 | Res CPP-No Enablement | 2031 | Ramp rate as % of maximum achievable potential | 1 |  | 2022 | 2045 | 0.068 | 0 | 0.068 | 150000 | 20000
PSE | 20 | Winter | Peak | 4 | Res CPP-No Enablement | 2032 | Ramp rate as % of maximum achievable potential | 1 |  | 2022 | 2045 | 0.068 | 0 | 0.068 | 150000 | 20000
PSE | 20 | Winter | Peak | 4 | Res CPP-No Enablement | 2033 | Ramp rate as % of maximum achievable potential | 1 |  | 2022 | 2045 | 0.068 | 0 | 0.068 | 150000 | 20000
PSE | 20 | Winter | Peak | 4 | Res CPP-No Enablement | 2034 | Ramp rate as % of maximum achievable potential | 1 |  | 2022 | 2045 | 0.068 | 0 | 0.068 | 150000 | 20000
PSE | 20 | Winter | Peak | 4 | Res CPP-No Enablement | 2035 | Ramp rate as % of maximum achievable potential | 1 |  | 2022 | 2045 | 0.068 | 0 | 0.068 | 150000 | 20000
PSE | 20 | Winter | Peak | 4 | Res CPP-No Enablement | 2036 | Ramp rate as % of maximum achievable potential | 1 |  | 2022 | 2045 | 0.068 | 0 | 0.068 | 150000 | 20000
PSE | 20 | Winter | Peak | 4 | Res CPP-No Enablement | 2037 | Ramp rate as % of maximum achievable potential | 1 |  | 2022 | 2045 | 0.068 | 0 | 0.068 | 150000 | 20000
PSE | 20 | Winter | Peak | 4 | Res CPP-No Enablement | 2038 | Ramp rate as % of maximum achievable potential | 1 |  | 2022 | 2045 | 0.068 | 0 | 0.068 | 150000 | 20000
PSE | 20 | Winter | Peak | 4 | Res CPP-No Enablement | 2039 | Ramp rate as % of maximum achievable potential | 1 |  | 2022 | 2045 | 0.068 | 0 | 0.068 | 150000 | 20000
PSE | 20 | Winter | Peak | 4 | Res CPP-No Enablement | 2040 | Ramp rate as % of maximum achievable potential | 1 |  | 2022 | 2045 | 0.068 | 0 | 0.068 | 150000 | 20000
PSE | 20 | Winter | Peak | 4 | Res CPP-No Enablement | 2041 | Ramp rate as % of maximum achievable potential | 1 |  | 2022 | 2045 | 0.068 | 0 | 0.068 | 150000 | 20000
PSE | 20 | Winter | Peak | 4 | Res CPP-No Enablement | 2042 | Ramp rate as % of maximum achievable potential | 1 |  | 2022 | 2045 | 0.068 | 0 | 0.068 | 150000 | 20000
PSE | 20 | Winter | Peak | 4 | Res CPP-No Enablement | 2043 | Ramp rate as % of maximum achievable potential | 1 |  | 2022 | 2045 | 0.068 | 0 | 0.068 | 150000 | 20000
PSE | 20 | Winter | Peak | 4 | Res CPP-No Enablement | 2044 | Ramp rate as % of maximum achievable potential | 1 |  | 2022 | 2045 | 0.068 | 0 | 0.068 | 150000 | 20000
PSE | 20 | Winter | Peak | 4 | Res CPP-No Enablement | 2045 | Ramp rate as % of maximum achievable potential | 1 |  | 2022 | 2045 | 0.068 | 0 | 0.068 | 150000 | 20000
PSE | 20 | Winter | Peak | 4 | Res CPP-No Enablement | 2046 | Ramp rate as % of maximum achievable potential | 1 |  | 2022 | 2045 | 0.068 | 0 | 0.068 | 150000 | 20000
PSE | 20 | Winter | Peak | 4 | Res CPP-No Enablement | 2047 | Ramp rate as % of maximum achievable potential | 1 |  | 2022 | 2045 | 0.068 | 0 | 0.068 | 150000 | 20000
PSE | 20 | Winter | Peak | 4 | Res CPP-No Enablement | 2048 | Ramp rate as % of maximum achievable potential | 1 |  | 2022 | 2045 | 0.068 | 0 | 0.068 | 150000 | 20000
PSE | 20 | Winter | Peak | 4 | Res CPP-No Enablement | 2049 | Ramp rate as % of maximum achievable potential | 1 |  | 2022 | 2045 | 0.068 | 0 | 0.068 | 150000 | 20000
PSE | 20 | Winter | Peak | 4 | Res CPP-No Enablement | 2050 | Ramp rate as % of maximum achievable potential | 1 |  | 2022 | 2045 | 0.068 | 0 | 0.068 | 150000 | 20000
PSE | 20 | Winter | Peak | 4 | Res CPP-No Enablement | 2051 | Ramp rate as % of maximum achievable potential | 1 |  | 2022 | 2045 | 0.068 | 0 | 0.068 | 150000 | 20000
PSE | 20 | Winter | Peak | 4 | Res CPP-With Enablement | Eligible Sectors | Residential |  |  | 2022 | 2045 | 0.068 | 0 | 0.068 | 150000 | 20000
PSE | 20 | Winter | Peak | 4 | Res CPP-With Enablement | Eligible Segments | All segments |  |  | 2022 | 2045 | 0.068 | 0 | 0.068 | 150000 | 20000
PSE | 20 | Winter | Peak | 4 | Res CPP-With Enablement | Eligible End Uses | All end uses |  |  | 2022 | 2045 | 0.068 | 0 | 0.068 | 150000 | 20000
PSE | 20 | Winter | Peak | 4 | Res CPP-With Enablement | Other Eligibility Requirements | Customers must have AMI and central electric heating (i.e. heat pumps and electric forced-air furnaces) to accommodate the enablement technology (i.e. programmable communicating thermostat). |  |  | 2022 | 2045 | 0.068 | 0 | 0.068 | 150000 | 20000
PSE | 20 | Winter | Peak | 4 | Res CPP-With Enablement | Setup Cost | $ | 150000 | 1 FTE | 2022 | 2045 | 0.068 | 0 | 0.068 | 150000 | 20000
PSE | 20 | Winter | Peak | 4 | Res CPP-With Enablement | O&M Cost | $ per year | 75000 | SDG&E (2017): $280,000; Applied (2017): $75,000. Cadmus is assuming 0.5 FTE. | 2022 | 2045 | 0.068 | 0 | 0.068 | 150000 | 20000
PSE | 20 | Winter | Peak | 4 | Res CPP-With Enablement | Equipment Cost | $ per new participant | 0 | Participant must already have a smart thermostat. | 2022 | 2045 | 0.068 | 0 | 0.068 | 150000 | 20000
PSE | 20 | Winter | Peak | 4 | Res CPP-With Enablement | Marketing Cost | $ per new participant | 25 | Cadmus (2015): $25/new participant; Cadmus (2017): $25/new participant; Applied (2017): $50/new participant. Cadmus assumes $25/new participant, and translated it to $/kW using estimated savings per participant. | 2022 | 2045 | 0.068 | 0 | 0.068 | 150000 | 20000
PSE | 20 | Winter | Peak | 4 | Res CPP-With Enablement | Incentives (annual) | n/a | 0 | Program definition | 2022 | 2045 | 0.068 | 0 | 0.068 | 150000 | 20000
PSE | 20 | Winter | Peak | 4 | Res CPP-With Enablement | Incentives (one time) | n/a | 0 | Program definition | 2022 | 2045 | 0.068 | 0 | 0.068 | 150000 | 20000
PSE | 20 | Winter | Peak | 4 | Res CPP-With Enablement | Attrition | % of existing participants per year | 0 |  | 2022 | 2045 | 0.068 | 0 | 0.068 | 150000 | 20000
PSE | 20 | Winter | Peak | 4 | Res CPP-With Enablement | Population | Segment load | Estimated by model |  | 2022 | 2045 | 0.068 | 0 | 0.068 | 150000 | 20000
PSE | 20 | Winter | Peak | 4 | Res CPP-With Enablement | Eligibility | % of segment load | Varies by segment | Equipment saturation for each segment was derived from the RBSA (2017) data for PSE's electric service territory (in heating zone 1). | 2022 | 2045 | 0.068 | 0 | 0.068 | 150000 | 20000
PSE | 20 | Winter | Peak | 4 | Res CPP-With Enablement | Peak Load Impact | % of eligible segment load | Varies by end use | For cool central, heat central, and heat pump, use 40% based on: Oklahoma (2011) weekday average event day impact for TOU-CP: 38.8%; DTE (2014) average impact during event hours: 44.5%; Nexant (2017b) reported 44.6% for SDG&E. For other end uses, use 12% as consistent with Res CPP-No Enablement. | 2022 | 2045 | 0.068 | 0 | 0.068 | 150000 | 20000
PSE | 20 | Winter | Peak | 4 | Res CPP-With Enablement | Program Participation | % of eligible segment load | 0.15 | Consistent with Res CPP No Enablement. | 2022 | 2045 | 0.068 | 0 | 0.068 | 150000 | 20000
PSE | 20 | Winter | Peak | 4 | Res CPP-With Enablement | Event Participation | n/a | 0.85 | Peal load impact already takes into account of event participation. But adjusted down for cooling/heating adjustment | 2022 | 2045 | 0.068 | 0 | 0.068 | 150000 | 20000
PSE | 20 | Winter | Peak | 4 | Res CPP-With Enablement | Ramp Period | Number of years to reach maximum achievable potential | 7 |  | 2022 | 2045 | 0.068 | 0 | 0.068 | 150000 | 20000
PSE | 20 | Winter | Peak | 4 | Res CPP-With Enablement | 2022 | Ramp rate as % of maximum achievable potential | 0 |  | 2022 | 2045 | 0.068 | 0 | 0.068 | 150000 | 20000
PSE | 20 | Winter | Peak | 4 | Res CPP-With Enablement | 2023 | Ramp rate as % of maximum achievable potential | 0 |  | 2022 | 2045 | 0.068 | 0 | 0.068 | 150000 | 20000
PSE | 20 | Winter | Peak | 4 | Res CPP-With Enablement | 2024 | Ramp rate as % of maximum achievable potential | 0 |  | 2022 | 2045 | 0.068 | 0 | 0.068 | 150000 | 20000
PSE | 20 | Winter | Peak | 4 | Res CPP-With Enablement | 2025 | Ramp rate as % of maximum achievable potential | 0.1 |  | 2022 | 2045 | 0.068 | 0 | 0.068 | 150000 | 20000
PSE | 20 | Winter | Peak | 4 | Res CPP-With Enablement | 2026 | Ramp rate as % of maximum achievable potential | 0.2 |  | 2022 | 2045 | 0.068 | 0 | 0.068 | 150000 | 20000
PSE | 20 | Winter | Peak | 4 | Res CPP-With Enablement | 2027 | Ramp rate as % of maximum achievable potential | 0.4 |  | 2022 | 2045 | 0.068 | 0 | 0.068 | 150000 | 20000
PSE | 20 | Winter | Peak | 4 | Res CPP-With Enablement | 2028 | Ramp rate as % of maximum achievable potential | 0.6 |  | 2022 | 2045 | 0.068 | 0 | 0.068 | 150000 | 20000
PSE | 20 | Winter | Peak | 4 | Res CPP-With Enablement | 2029 | Ramp rate as % of maximum achievable potential | 0.8 |  | 2022 | 2045 | 0.068 | 0 | 0.068 | 150000 | 20000
PSE | 20 | Winter | Peak | 4 | Res CPP-With Enablement | 2030 | Ramp rate as % of maximum achievable potential | 1 |  | 2022 | 2045 | 0.068 | 0 | 0.068 | 150000 | 20000
PSE | 20 | Winter | Peak | 4 | Res CPP-With Enablement | 2031 | Ramp rate as % of maximum achievable potential | 1 |  | 2022 | 2045 | 0.068 | 0 | 0.068 | 150000 | 20000
PSE | 20 | Winter | Peak | 4 | Res CPP-With Enablement | 2032 | Ramp rate as % of maximum achievable potential | 1 |  | 2022 | 2045 | 0.068 | 0 | 0.068 | 150000 | 20000
PSE | 20 | Winter | Peak | 4 | Res CPP-With Enablement | 2033 | Ramp rate as % of maximum achievable potential | 1 |  | 2022 | 2045 | 0.068 | 0 | 0.068 | 150000 | 20000
PSE | 20 | Winter | Peak | 4 | Res CPP-With Enablement | 2034 | Ramp rate as % of maximum achievable potential | 1 |  | 2022 | 2045 | 0.068 | 0 | 0.068 | 150000 | 20000
PSE | 20 | Winter | Peak | 4 | Res CPP-With Enablement | 2035 | Ramp rate as % of maximum achievable potential | 1 |  | 2022 | 2045 | 0.068 | 0 | 0.068 | 150000 | 20000
PSE | 20 | Winter | Peak | 4 | Res CPP-With Enablement | 2036 | Ramp rate as % of maximum achievable potential | 1 |  | 2022 | 2045 | 0.068 | 0 | 0.068 | 150000 | 20000
PSE | 20 | Winter | Peak | 4 | Res CPP-With Enablement | 2037 | Ramp rate as % of maximum achievable potential | 1 |  | 2022 | 2045 | 0.068 | 0 | 0.068 | 150000 | 20000
PSE | 20 | Winter | Peak | 4 | Res CPP-With Enablement | 2038 | Ramp rate as % of maximum achievable potential | 1 |  | 2022 | 2045 | 0.068 | 0 | 0.068 | 150000 | 20000
PSE | 20 | Winter | Peak | 4 | Res CPP-With Enablement | 2039 | Ramp rate as % of maximum achievable potential | 1 |  | 2022 | 2045 | 0.068 | 0 | 0.068 | 150000 | 20000
PSE | 20 | Winter | Peak | 4 | Res CPP-With Enablement | 2040 | Ramp rate as % of maximum achievable potential | 1 |  | 2022 | 2045 | 0.068 | 0 | 0.068 | 150000 | 20000
PSE | 20 | Winter | Peak | 4 | Res CPP-With Enablement | 2041 | Ramp rate as % of maximum achievable potential | 1 |  | 2022 | 2045 | 0.068 | 0 | 0.068 | 150000 | 20000
PSE | 20 | Winter | Peak | 4 | Res CPP-With Enablement | 2042 | Ramp rate as % of maximum achievable potential | 1 |  | 2022 | 2045 | 0.068 | 0 | 0.068 | 150000 | 20000
PSE | 20 | Winter | Peak | 4 | Res CPP-With Enablement | 2043 | Ramp rate as % of maximum achievable potential | 1 |  | 2022 | 2045 | 0.068 | 0 | 0.068 | 150000 | 20000
PSE | 20 | Winter | Peak | 4 | Res CPP-With Enablement | 2044 | Ramp rate as % of maximum achievable potential | 1 |  | 2022 | 2045 | 0.068 | 0 | 0.068 | 150000 | 20000
PSE | 20 | Winter | Peak | 4 | Res CPP-With Enablement | 2045 | Ramp rate as % of maximum achievable potential | 1 |  | 2022 | 2045 | 0.068 | 0 | 0.068 | 150000 | 20000
PSE | 20 | Winter | Peak | 4 | Res CPP-With Enablement | 2046 | Ramp rate as % of maximum achievable potential | 1 |  | 2022 | 2045 | 0.068 | 0 | 0.068 | 150000 | 20000
PSE | 20 | Winter | Peak | 4 | Res CPP-With Enablement | 2047 | Ramp rate as % of maximum achievable potential | 1 |  | 2022 | 2045 | 0.068 | 0 | 0.068 | 150000 | 20000
PSE | 20 | Winter | Peak | 4 | Res CPP-With Enablement | 2048 | Ramp rate as % of maximum achievable potential | 1 |  | 2022 | 2045 | 0.068 | 0 | 0.068 | 150000 | 20000
PSE | 20 | Winter | Peak | 4 | Res CPP-With Enablement | 2049 | Ramp rate as % of maximum achievable potential | 1 |  | 2022 | 2045 | 0.068 | 0 | 0.068 | 150000 | 20000
PSE | 20 | Winter | Peak | 4 | Res CPP-With Enablement | 2050 | Ramp rate as % of maximum achievable potential | 1 |  | 2022 | 2045 | 0.068 | 0 | 0.068 | 150000 | 20000
PSE | 20 | Winter | Peak | 4 | Res CPP-With Enablement | 2051 | Ramp rate as % of maximum achievable potential | 1 |  | 2022 | 2045 | 0.068 | 0 | 0.068 | 150000 | 20000