## Read Me
This workbook contains the underlying data of the energy efficiency measures in the 2021 IRP.
Worksheet Name | Worksheet Description
Tables for Report | Summarizes potential results for tables/figures in DSM report
Global Assumptions | Provides global inputs and levelized cost bins
Potential Summary | Summarizes gas and electric potential results
Industrial | Summarizes industrial inputs and potential by year
Industrial Assumptions | Provides industrial measure ramp rates
Commercial | Summarizes commercial inputs and potential by year
Com Applicability | Provides commercial applicability and feasibility factors
Com Applicability - 2 | Provides additional commercial applicability and feasibility factors
Com End Use Saturations | Provides commercial end use saturations
Residential | Summarizes residential inputs and potential by year
Res Ramp Rates | Provides residential ramp rates
Res Applicability | Provides residential applicability and feasibility factors
Res Per Units | Provides residential units per home
Res End Use Saturations | Provides residential end use saturations
Gas Units | Provides gas units
Electric Units | Provides electric units

## Tables for Report
To do:
| Include line loss conversion. | ANY FORMULAS REFERENCING POTENTIAL SUMMARY SHOULD ALREADY INCLUDE LINE LOSSES
Report values at Generator
Generator
Table 1. Summary Table
| Resource | Energy (aMW/Million Therms) |  | Winter Coincident Peak Capacity (MW)
|  | Technical Potential | Achievable Technical Potential | Technical Potential | Achievable Technical Potential
Electric Resources
| Energy Efficiency | 705.7915 | 599.9228 | 0 | 0 | Set Potential Summary @ Gen
| Demand Response | N/A | N/A | N/A | 226
| Combined Heat and Power | 199.9629 | 7.8212 | 199.9629 | 7.8212
| Electric Resources Total | 905.7544 | 607.744 | 199.9629 | 233.8212
Natural Gas Resources
| Energy Efficiency | 204.4284 | 173.7641 | N/A | N/A
Table 2. Electric Energy Efficiency Summary
| Sector | 2045 Baseline Sales (aMW) | Achievable Technical Potential
|  |  | aMW | Percentage of Baseline Sales
| Residential | 1845.7992 | 339.2961 | 18.38% | Set Potential Summary @ Gen |  |  | Residential | 56.56%
| Commercial | 1338.5991 | 250.3836 | 18.7% | Set Potential Summary @ Gen |  |  | Commercial | 41.74%
| Industrial | 121.8975 | 10.2431 | 8.403% | Set Potential Summary @ Gen |  |  | Industrial | 1.707%
| Total | 3306.2957 | 599.9228 | 18.14%
Table 3. Natural Gas Energy Efficiency
| Sector | 2041 Baseline Sales (MMTherms) | Achievable Technical Potential
|  |  | MMTherms | Percentage of Baseline Sales
| Residential | 756.6472 | 147.4012 | 19.48%
| Commercial | 362.2846 | 25.0567 | 6.916%
| Industrial | 21.7763 | 1.6545 | 7.598%
| Total | 1140.708 | 174.1123 | 15.26%
Table 4. Comparison to 2019 CPA
| Study | 20-Year Achievable Technical Potential (% of Sales) |  |  | Total Achievable Technical Potential (aMW and MMTherms)
|  | Residential | Commercial | Industrial
| Electric Resources | [5 empty] | 20-Year | 24 vs. 20
| 2021 IRP | 17.99% | 18.04% | 8.309% | 552.1152 | Set Potential Summary @ Gen | -20.21% | -13.31%
| 2019 IRP | 20.56% | 16.16% | 26.26% | 692
| 2017 IRP | 20% | 21% | 17% | 598
| Natural Gas Resources | [5 empty] | 20-Year
| 2021 IRP | 19.44% | 6.903% | 7.582% | 174.1123 | Set Potential Summary @ Gen | -1.784%
| 2019 IRP | 20.32% | 8.32% | 16.55% | 177.2745
| 2017 IRP | 14% | 15% | 17% | 164
DR Table for Executive Summary
| Product | Winter Achievable Potential (MW) | Percent of Area System Peak - Winter
| Residential Critical Peak Pricing | 66.3255 | 1.319%
| Residential DLC Space Heat | 53.4796 | 1.063%
| Residential DLC Water Heat | 69.3305 | 1.379%
| Commercial DLC Space Heat | 11.7335 | 0.2333%
| Commercial and Industrial Curtailment | 5.9818 | 0.1189%
| Commercial Critical Peak Pricing | 2.2928 | 0.04559%
| Residential Electric Vehicle Service Equipment | 8.5155 | 0.1693%
| Residential Behavioral | 8.7619 | 0.1742%
| Total | 226.4209 | 4.502%
DR Comparison to 2017 & 2019 CPA
| Sector | 2021 CPA | 2019 CPA | 2017 CPA
| Residential | 206.4129 | 180.0186 | 109
| Commercial and Industrial | 20.008 | 53.0558 | 79
| Total | 226.4209 | 233.0744 | 188
CHP
| CHP Type | aMW |  | Sector | Achievable Potential (Installed Capacity) MW | Achievable Potential aMW
| Reciprocating Engine 0-100 kW | 0.4979 |  | CHP
| Reciprocating Engine 100-199 kW | 0.58002 |  | Commercial and Industrial | 9.7765 | 7.8212
| Reciprocating Engine 200-499 kW | 0.95758 |  | Solar PV
| Reciprocating Engine 500-999 kW | 0.71387 |  | Residential | 87.0777 | 9.39
| Reciprocating Engine 1-4.9 MW | 0.91414 |  | Commercial and Industrial | 248.6134 | 26.8374
| Reciprocating Engine 5+ MW | 0.35339 |  | Total PV | 335.6911 | 36.2274
| Microturbine 0-100 kW | 0.54213 |  | Total
| Microturbine 100-199 kW | 0.23655 |  | Total MW/aMW | 345.4676 | 44.0486
| Microturbine 200-499 kW | 0.13833
| Microturbine 500-999 kW | 0.050958
| Microturbine 1-4.9 MW | 0.030729
| Microturbine 5+ MW | 0
| Gas Turbine 0-100 kW | 0
| Gas Turbine 100-199 kW | 0.018076
| Gas Turbine 200-499 kW | 0
| Gas Turbine 500-999 kW | 0
| Gas Turbine 1-4.9 MW | 0.46175
| Gas Turbine 5+ MW | 0.61054
| Industrial Biomass | 0.36611
| Biogas (Anaerobic Digesters) | 1.3491
CHP Summary Table
| CHP Type | aMW
| Reciprocating Engine | 4.0169
| Gas Turbine | 1.0904
| Microturbine | 0.9987
| Biogas (Anaerobic Digesters) | 1.3491
| Industrial Biomass | 0.36611
| Total | 7.8212
CHP Comparison to 2017 CPA
| Sector | 2021 IRP | 2019 IRP | 2017 IRP
| Total | Total | 7.8212 | 933
Solar PV Comparison to 2017 CPA
Check | Sector | 20-Year Market Potential, MW
|  | 2021 IRP | 2019 IRP | 2017 IRP
| Residential | 87.0777 | 34.0621 | 43
| Commercial and Industrial | 248.6134 | 196.477 | 79
| Total | 335.6911 | 230.5391 | 122
Electric Levelized Cost Figure
| Bundle | Energy Efficiency | Combined Heat and Power | PV | Total
Under $28 | 01. ($9,999.000) to $0.028 | 141.648 | 0.75886 |  | 142.4068
$28 to $55 | 02. $0.028 to $0.055 | 208.1439 | 4.8581 |  | 213.0021
$55 to $62 | 03. $0.055 to $0.062 | 233.86 | 5.8874 |  | 239.7474
$62 to $70 | 04. $0.062 to $0.070 | 266.425 | 6.5259 |  | 272.9509
$70 to $77 | 05. $0.070 to $0.077 | 286.0211 | 6.7498 |  | 292.7709
$77 to $85 | 06. $0.077 to $0.085 | 290.7921 | 6.972 |  | 297.7641
$85 to $115 | 07. $0.085 to $0.115 | 344.9508 | 7.7285 |  | 352.6793
$115 to $130 | 08. $0.115 to $0.130 | 381.0413 | 7.8212 |  | 388.8625
$130 to $150 | 09. $0.130 to $0.150 | 431.0613 | 7.8212 |  | 438.8825
$150 to $175 | 10. $0.150 to $0.175 | 492.9923 | 7.8212 |  | 500.8135
$175 to $200 | 11. $0.175 to $0.200 | 507.8931 | 7.8212 |  | 515.7143
$200 to $225 | 12. $0.200 to $0.225 | 514.0905 | 7.8212 |  | 521.9117
Over $225 | 13. $0.225 to $99,999.000 | 599.9228 | 7.8212 |  | 607.744
Natural Gas Levelized Cost Figure
| Bundle | Energy Efficiency
Under $0.22 | 01. ($9,999.00) to $0.22 | 44.6988
$0.22 to $0.30 | 02. $0.22 to $0.30 | 47.8809
$0.30 to $0.45 | 03. $0.30 to $0.45 | 79.8339
$0.45 to $0.50 | 04. $0.45 to $0.50 | 80.2193
$0.50 to $0.55 | 05. $0.50 to $0.55 | 81.2041
$0.55 to $0.62 | 06. $0.55 to $0.62 | 81.5894
$0.62 to $0.70 | 07. $0.62 to $0.70 | 93.2908
$0.70 to $0.85 | 08. $0.70 to $0.85 | 103.184
$0.85 to $0.95 | 09. $0.85 to $0.95 | 105.1204
$0.95 to $1.20 | 10. $0.95 to $1.20 | 116.5815
$1.20 to $1.50 | 11. $1.20 to $1.50 | 136.2998
Over $1.50 | 12. $1.50 to $999.00 | 173.7641
Electric Achievable Potential Forecast
| Resource | 2022 | 2023 | 2024 | 2025 | 2026 | 2027 | 2028 | 2029 | 2030 | 2031 | 2032 | 2033 | 2034 | 2035 | 2036 | 2037 | 2038 | 2039 | 2040 | 2041 | 2042 | 2043 | 2044 | 2045
| Energy Efficiency | 24.1051 | 50.7435 | 79.444 | 109.6145 | 141.7632 | 176.0921 | 212.4597 | 249.679 | 289.4119 | 330.919 | 353.5359 | 376.1443 | 401.0933 | 426.4263 | 451.6779 | 475.5892 | 496.4883 | 517.133 | 536.3355 | 552.1152 | 566.8428 | 577.9 | 589.2836 | 599.9228
| Distributed Generation | 0.39898 | 0.81138 | 1.2447 | 1.7107 | 2.2273 | 2.8215 | 3.533 | 4.4205 | 5.5696 | 6.8409 | 8.1513 | 9.6064 | 11.2205 | 13.0087 | 14.9864 | 17.1694 | 19.574 | 22.2168 | 25.1152 | 28.2863 | 31.7477 | 35.5167 | 39.6111 | 44.0486
| CHP | 0.38082 | 0.76212 | 1.1436 | 1.5249 | 1.9061 | 2.2872 | 2.6683 | 3.0493 | 3.4303 | 3.8113 | 4.0999 | 4.3879 | 4.6754 | 4.9627 | 5.2496 | 5.5363 | 5.8227 | 6.1088 | 6.3947 | 6.6804 | 6.9659 | 7.2511 | 7.5362 | 7.8212
| PV - Commercial | 0.017947 | 0.048427 | 0.098612 | 0.17884 | 0.30371 | 0.49331 | 0.77427 | 1.1817 | 1.7608 | 2.43 | 3.1959 | 4.0682 | 5.057 | 6.1729 | 7.4267 | 8.8296 | 10.393 | 12.1288 | 14.0487 | 16.1651 | 18.4899 | 21.0354 | 23.8138 | 26.8374
| PV - Residential | 0.0002111 | 0.00084132 | 0.0025733 | 0.006988 | 0.017491 | 0.040962 | 0.090446 | 0.18948 | 0.37848 | 0.59956 | 0.85554 | 1.1503 | 1.4881 | 1.8732 | 2.3101 | 2.8035 | 3.3582 | 3.9793 | 4.6717 | 5.4408 | 6.2919 | 7.2301 | 8.2611 | 9.39
| Total | 24.903 | 52.3663 | 81.9335 | 113.0359 | 146.2178 | 181.7351 | 219.5257 | 258.52 | 300.5511 | 344.6008 | 369.8385 | 395.357 | 423.5343 | 452.4438 | 481.6507 | 509.9279 | 535.6362 | 561.5667 | 586.5659 | 608.6878 | 630.3382 | 648.9334 | 668.5058 | 688.0201
Natural Gas Achievable Potential Forecast
| Resource | 2022 | 2023 | 2024 | 2025 | 2026 | 2027 | 2028 | 2029 | 2030 | 2031 | 2032 | 2033 | 2034 | 2035 | 2036 | 2037 | 2038 | 2039 | 2040 | 2041
| Natural Gas | 9.1764 | 18.857 | 28.9393 | 39.4047 | 50.2616 | 61.5762 | 73.3427 | 85.5535 | 98.2213 | 111.37 | 116.6405 | 122.347 | 128.4157 | 134.6994 | 141.1557 | 147.7764 | 154.4851 | 161.222 | 167.8186 | 173.7641
Electric Codes and Standards
| End Use | 2022 | 2023 | 2024 | 2025 | 2026 | 2027 | 2028 | 2029 | 2030 | 2031 | 2032 | 2033 | 2034 | 2035 | 2036 | 2037 | 2038 | 2039 | 2040 | 2041 | 2042 | 2043 | 2044 | 2045
| WSEC | 6.8305 | 13.4353 | 20.0156 | 27.0296 | 34.2825 | 41.5772 | 48.783 | 55.9567 | 63.1871 | 70.4504 | 77.7638 | 85.1195 | 92.4677 | 99.8208 | 107.2298 | 114.7192 | 122.2649 | 129.8835 | 137.5691 | 145.251
| Com - WSEC | 4.9431 | 9.6887 | 14.3755 | 19.4256 | 24.6948 | 29.9961 | 35.2052 | 40.3888 | 45.6398 | 50.9328 | 56.2832 | 61.6863 | 67.0951 | 72.5227 | 78.0197 | 83.6083 | 89.2619 | 94.9979 | 100.8117 | 106.6428
| Res - WSEC | 1.8875 | 3.7466 | 5.6402 | 7.604 | 9.5878 | 11.5811 | 13.5778 | 15.568 | 17.5473 | 19.5176 | 21.4805 | 23.4332 | 25.3726 | 27.2981 | 29.2101 | 31.1109 | 33.0031 | 34.8856 | 36.7574 | 38.6083
| Res - Specialty Lighting | 15.086 | 21.3168 | 23.6912 | 24.7833 | 25.1433 | 24.9304 | 24.6823 | 24.3634 | 24.2714 | 24.473 | 24.7678 | 25.0384 | 25.3549 | 25.7636 | 26.2243 | 26.6668 | 27.1661 | 27.5556 | 28.1026 | 28.6249
| Res - Furnace Fans | 1.449 | 2.6356 | 3.8208 | 5.2348 | 6.6113 | 7.7498 | 8.8221 | 9.7592 | 10.7206 | 11.7631 | 12.7905 | 13.7419 | 14.6613 | 15.5846 | 16.4979 | 17.3657 | 18.2341 | 19.0085 | 19.8441 | 20.6448
| Res - Screw Base Lighting | 8.7642 | 8.4405 | 8.6407 | 9.1399 | 9.5818 | 9.8207 | 10.049 | 10.1986 | 10.4145 | 10.7176 | 11.0087 | 11.2481 | 11.4875 | 11.7527 | 12.0246 | 12.2731 | 12.5428 | 12.7491 | 13.0361 | 13.2993
| Com- Screw Base Lighting | 4.4266 | 6.6333 | 7.3262 | 7.7503 | 8.0989 | 7.9664 | 7.7601 | 7.5538 | 7.3385 | 7.3203 | 7.3804 | 7.3505 | 7.315 | 7.3243 | 7.4027 | 7.4522 | 7.5282 | 7.5044 | 7.5137 | 7.5353
| Com - Fluorescent Lighting | 0.17288 | 0.36207 | 0.48743 | 0.63132 | 0.78725 | 0.88101 | 0.95436 | 1.0156 | 1.0641 | 1.1304 | 1.2028 | 1.2587 | 1.3081 | 1.3586 | 1.4153 | 1.4656 | 1.517 | 1.5517 | 1.587 | 1.6211
| Com - Heat Pump | 0 | 0 | 0 | 0.10642 | 0.2206 | 0.30132 | 0.3704 | 0.43238 | 0.48716 | 0.55127 | 0.61849 | 0.67649 | 0.73049 | 0.78471 | 0.84212 | 0.89607 | 0.95045 | 0.99575 | 1.0412 | 1.0841
| Com- PTAC | 0.05329 | 0.10907 | 0.14878 | 0.19288 | 0.23984 | 0.27179 | 0.29832 | 0.32156 | 0.34161 | 0.36575 | 0.39135 | 0.41307 | 0.43319 | 0.4536 | 0.47562 | 0.49638 | 0.51757 | 0.53504 | 0.55284 | 0.56954
| Type | 2022 | 2023 | 2024 | 2025 | 2026 | 2027 | 2028 | 2029 | 2030 | 2031 | 2032 | 2033 | 2034 | 2035 | 2036 | 2037 | 2038 | 2039 | 2040 | 2041 | 2042 | 2043 | 2044 | 2045
| Washington State Energy Code | 0.17288 | 0.36207 | 0.48743 | 0.63132 | 0.78725 | 0.88101 | 0.95436 | 1.0156 | 1.0641 | 1.1304 | 1.2028 | 1.2587 | 1.3081 | 1.3586 | 1.4153 | 1.4656 | 1.517 | 1.5517 | 1.587 | 1.6211
| Equipment Standards | 43.3868 | 65.8967 | 83.5101 | 100.9675 | 118.0004 | 133.6216 | 148.8795 | 163.7884 | 179.1193 | 195.1748 | 211.4749 | 227.6179 | 243.7543 | 260.0668 | 276.6091 | 293.1961 | 310.001 | 326.5847 | 343.6347 | 360.6063
Gas Codes and Standards - MMTherms
| End Use | 2022 | 2023 | 2024 | 2025 | 2026 | 2027 | 2028 | 2029 | 2030 | 2031 | 2032 | 2033 | 2034 | 2035 | 2036 | 2037 | 2038 | 2039 | 2040 | 2041
| Heat Central Boiler | 0 | 0.0013795 | 0.0027036 | 0.0039126 | 0.0054294 | 0.0062936 | 0.0069926 | 0.0071016 | 0.0082692 | 0.0093756 | 0.010614 | 0.011456 | 0.012849 | 0.013838 | 0.015403 | 0.016885 | 0.018962 | 0.020538 | 0.022482 | 0.024322
| Washington State Energy Code and Seattle Energy Code | 0.63943 | 1.5804 | 2.5893 | 3.807 | 4.8864 | 6.0272 | 6.9686 | 8.1831 | 9.3607 | 10.6132 | 11.7688 | 13.1038 | 14.3072 | 15.6715 | 16.9736 | 18.4407 | 19.7891 | 21.276 | 22.7305 | 24.2419
| WSEC and SEC - Res | 0.27778 | 0.55681 | 0.84033 | 1.1275 | 1.4198 | 1.7151 | 2.0101 | 2.3041 | 2.6 | 2.8986 | 3.1997 | 3.5038 | 3.8117 | 4.1239 | 4.4401 | 4.7616 | 5.0888 | 5.4221 | 5.7622 | 6.1046
| WSEC and SEC - Com | 0.36165 | 1.0236 | 1.7489 | 2.6794 | 3.4666 | 4.3121 | 4.9585 | 5.879 | 6.7608 | 7.7147 | 8.5691 | 9.6 | 10.4955 | 11.5476 | 12.5335 | 13.6791 | 14.7003 | 15.8539 | 16.9683 | 18.1372
Electric Energy Efficiency Potential Forecast by Sector - aMW
Electric Summary | End Use | 2022 | 2023 | 2024 | 2025 | 2026 | 2027 | 2028 | 2029 | 2030 | 2031 | 2032 | 2033 | 2034 | 2035 | 2036 | 2037 | 2038 | 2039 | 2040 | 2041 | 2042 | 2043 | 2044 | 2045
| Residential | 11.6462 | 24.1936 | 37.7523 | 52.4357 | 68.2442 | 85.4732 | 104.0907 | 124.2033 | 145.787 | 168.6887 | 182.1952 | 196.7273 | 212.0943 | 227.7226 | 243.7751 | 260.0388 | 275.3907 | 290.2739 | 303.5629 | 314.1474 | 323.2677 | 328.6909 | 334.0158 | 339.2961 | 56.56%
| Commercial | 11.6056 | 24.7861 | 38.9867 | 53.5227 | 68.9042 | 85.0425 | 101.8287 | 117.9747 | 135.1643 | 152.8124 | 161.7156 | 169.5849 | 178.9776 | 188.6617 | 197.8405 | 205.4683 | 210.9962 | 216.7388 | 222.6336 | 227.8058 | 233.3929 | 239.0066 | 245.045 | 250.3836 | 41.74%
| Industrial | 0.85328 | 1.7638 | 2.705 | 3.6561 | 4.6149 | 5.5764 | 6.5404 | 7.501 | 8.4606 | 9.4179 | 9.6251 | 9.8321 | 10.0214 | 10.0421 | 10.0624 | 10.0821 | 10.1014 | 10.1203 | 10.139 | 10.1619 | 10.1822 | 10.2025 | 10.2228 | 10.2431 | 1.707%
| Total | 24.1051 | 50.7435 | 79.444 | 109.6145 | 141.7632 | 176.0921 | 212.4597 | 249.679 | 289.4119 | 330.919 | 353.5359 | 376.1443 | 401.0933 | 426.4263 | 451.6779 | 475.5892 | 496.4883 | 517.133 | 536.3355 | 552.1152 | 566.8428 | 577.9 | 589.2836 | 599.9228 | 100%
| C&I | 12.4589 | 26.5499 | 41.6918 | 57.1788 | 73.5191 | 90.619 | 108.3691 | 125.4758 | 143.6249 | 162.2303 | 171.3407 | 179.4169 | 188.999 | 198.7037 | 207.9028 | 215.5504 | 221.0975 | 226.8591 | 232.7726 | 237.9678 | 243.5751 | 249.2091 | 255.2678 | 260.6267 | Total = 600 aMW
2019 CPA
| Bundle | 2022: Residential; 2023: Commercial; 2024: Industrial; 2025: Total; 2026: C&I; 2040: Residential; 2041: Commercial; 2042: Industrial | [10 empty] | Residential | Commercial | Industrial | Total | C&I
Under $28/MWh | 01. ($9,999.000) to $0.028 | 2022: 70.3652; 2023: 65.6507; 2024: 5.6321; 2025: 141.648; 2026: 71.2827; 2039: Under $28/MWh; 2040: 70.3652; 2041: 65.6507; 2042: 5.6321 | [8 empty] | Under $28/MWh | 1. ($9,999.000) to $0.028 | 66.9874 | 122.8023 | 14.9015 | 204.6912 | 137.7038
$28/MWh to $55/MWh | 02. $0.028 to $0.055 | 2022: 99.4206; 2023: 100.2519; 2024: 8.4714; 2025: 208.1439; 2026: 108.7233; 2039: $28/MWh to $55/MWh; 2040: 99.4206; 2041: 100.2519; 2042: 8.4714 | [8 empty] | $28/MWh to $55/MWh | 2. $0.028 to $0.055 | 76.6034 | 178.4878 | 29.3223 | 284.4135 | 207.8101
$55/MWh to $62/MWh | 03. $0.055 to $0.062 | 2022: 106.6282; 2023: 117.3499; 2024: 9.8819; 2025: 233.86; 2026: 127.2318; 2039: $55/MWh to $62/MWh; 2040: 106.6282; 2041: 117.3499; 2042: 9.8819 | [8 empty] | $55/MWh to $62/MWh | 3. $0.055 to $0.062 | 81.5437 | 196.713 | 29.3778 | 307.6345 | 226.0908
$62/MWh to $70/MWh | 04. $0.062 to $0.070 | 2022: 134.3837; 2023: 122.1328; 2024: 9.9086; 2025: 266.425; 2026: 132.0414; 2039: $62/MWh to $70/MWh; 2040: 134.3837; 2041: 122.1328; 2042: 9.9086 | [8 empty] | $62/MWh to $70/MWh | 4. $0.062 to $0.070 | 141.6688 | 203.9223 | 29.3778 | 374.9688 | 233.3
$70/MWh to $77/MWh | 05. $0.070 to $0.077 | 2022: 147.5542; 2023: 128.5207; 2024: 9.9461; 2025: 286.0211; 2026: 138.4668; 2039: $70/MWh to $77/MWh; 2040: 147.5542; 2041: 128.5207; 2042: 9.9461 | [8 empty] | $70/MWh to $77/MWh | 5. $0.070 to $0.077 | 143.0463 | 205.5752 | 29.4863 | 378.1079 | 235.0616
$77/MWh to $85/MWh | 06. $0.077 to $0.085 | 2022: 149.6893; 2023: 131.1566; 2024: 9.9461; 2025: 290.7921; 2026: 141.1028; 2039: $77/MWh to $85/MWh; 2040: 149.6893; 2041: 131.1566; 2042: 9.9461 | [8 empty] | $77/MWh to $85/MWh | 6. $0.077 to $0.085 | 169.9935 | 237.2814 | 29.5929 | 436.8678 | 266.8743
$85/MWh to $115/MWh | 07. $0.085 to $0.115 | 2022: 178.5147; 2023: 156.4232; 2024: 10.0129; 2025: 344.9508; 2026: 166.4361; 2039: $85/MWh to $115/MWh; 2040: 178.5147; 2041: 156.4232; 2042: 10.0129 | [8 empty] | $85/MWh to $115/MWh | 7. $0.085 to $0.115 | 182.131 | 278.6502 | 29.62 | 490.4012 | 308.2702
$115/MWh to $130/MWh | 08. $0.115 to $0.130 | 2022: 182.4208; 2023: 188.6012; 2024: 10.0193; 2025: 381.0413; 2026: 198.6205; 2039: $115/MWh to $130/MWh; 2040: 182.4208; 2041: 188.6012; 2042: 10.0193 | [8 empty] | $115/MWh to $130/MWh | 8. $0.115 to $0.130 | 201.3548 | 281.6073 | 29.62 | 512.5821 | 311.2273
$130/MWh to $150/MWh | 09. $0.130 to $0.150 | 2022: 196.4825; 2023: 224.3846; 2024: 10.1942; 2025: 431.0613; 2026: 234.5788; 2039: $130/MWh to $150/MWh; 2040: 196.4825; 2041: 224.3846; 2042: 10.1942 | [8 empty] | $130/MWh to $150/MWh | 9. $0.130 to $0.150 | 215.9378 | 286.0115 | 30.1982 | 532.1475 | 316.2096
$150/MWh to $175/MWh | 10. $0.150 to $0.175 | 2022: 248.4353; 2023: 234.3206; 2024: 10.2364; 2025: 492.9923; 2039: $150/MWh to $175/MWh; 2040: 248.4353; 2041: 234.3206; 2042: 10.2364
$175/MWh to $200/MWh | 11. $0.175 to $0.200 | 2022: 262.963; 2023: 234.6898; 2024: 10.2403; 2025: 507.8931; 2039: $175/MWh to $200/MWh; 2040: 262.963; 2041: 234.6898; 2042: 10.2403
$200/MWh to $225/MWh | 12. $0.200 to $0.225 | 2022: 263.4571; 2023: 240.3908; 2024: 10.2425; 2025: 514.0905; 2039: $200/MWh to $225/MWh; 2040: 263.4571; 2041: 240.3908; 2042: 10.2425
Over $225/MWh | 13. $0.225 to $99,999.000 | 2022: 339.2961; 2023: 250.3836; 2024: 10.2431; 2025: 599.9228; 2026: 260.6267; 2039: Over $225/MWh; 2040: 339.2961; 2041: 250.3836; 2042: 10.2431 | [8 empty] | Over $150/MWh | 10. $0.150 to $99.000 | 329.8233 | 331.9866 | 30.3455 | 692.1555 | 362.3322
[20 empty] | 20.74% | 26.22% | 54.98%
|  | 2022: 56.56%; 2023: 41.74%; 2024: 1.707%; 2025: 23.61%; 2040: 57.91%; 2041: 89.62%; 2042: 99.52% | [13 empty] | Under $150 | Total
[38 empty] | 2019 | 532.1475 | 692.1555
|  | 2025: 71.85% | [12 empty] | 2021 | 431.0613
-19%
Natural Gas Energy Efficiency Potential Forecast by Sector
| End Use | 2022 | 2023 | 2024 | 2025 | 2026 | 2027 | 2028 | 2029 | 2030 | 2031 | 2032 | 2033 | 2034 | 2035 | 2036 | 2037 | 2038 | 2039 | 2040 | 2041
| Residential | 7.5376 | 15.4832 | 23.7429 | 32.32 | 41.2034 | 50.4584 | 60.0931 | 70.1274 | 80.5873 | 91.4772 | 95.9371 | 100.8004 | 106.0405 | 111.5704 | 117.3653 | 123.3382 | 129.4321 | 135.6028 | 141.686 | 147.1064 | 84.66%
| Commercial | 1.4681 | 3.0335 | 4.6879 | 6.4091 | 8.2167 | 10.1118 | 12.0805 | 14.095 | 16.1422 | 18.2416 | 19.0523 | 19.8954 | 20.724 | 21.4778 | 22.1392 | 22.7871 | 23.4019 | 23.968 | 24.4814 | 25.0066 | 14.39%
| Industrial | 0.17068 | 0.3403 | 0.50856 | 0.67567 | 0.84148 | 1.006 | 1.1691 | 1.3311 | 1.4918 | 1.6512 | 1.6512 | 1.6512 | 1.6512 | 1.6512 | 1.6512 | 1.6512 | 1.6512 | 1.6512 | 1.6512 | 1.6512 | 0.9502%
| Total | 9.1764 | 18.857 | 28.9393 | 39.4047 | 50.2616 | 61.5762 | 73.3427 | 85.5535 | 98.2213 | 111.37 | 116.6405 | 122.347 | 128.4157 | 134.6994 | 141.1557 | 147.7764 | 154.4851 | 161.222 | 167.8186 | 173.7641
| C&I | 1.6388 | 3.3738 | 5.1965 | 7.0848 | 9.0582 | 11.1178 | 13.2496 | 15.4261 | 17.634 | 19.8928 | 20.7034 | 21.5466 | 22.3752 | 23.129 | 23.7904 | 24.4382 | 25.053 | 25.6191 | 26.1326 | 26.6578 | Total = 174 MMTherms
0.64093
2019 CPA
[33 empty] | Bundle | Residential | Commercial | Industrial | Total | C&I
[32 empty] | Under $0.22 | 01. ($9,999.00) to $0.22 | 6.664 | 8.3354 | 3.4062 | 18.4056 | 11.7416
[32 empty] | $0.22 to $0.30 | 02. $0.22 to $0.30 | 7.1448 | 9.3489 | 3.4062 | 19.8999 | 12.7551
| Bundle | 2022: Residential; 2023: Commercial; 2024: Industrial; 2025: Total; 2026: C&I | [10 empty] | $0.30 to $0.45 | 03. $0.30 to $0.45 | 7.3813 | 10.3713 | 4.0659 | 21.8185 | 14.4373
Under $0.22 | 01. ($9,999.00) to $0.22 | 2022: 31.4265; 2023: 11.8061; 2024: 1.4662; 2025: 44.6988; 2026: 13.2723 | [10 empty] | $0.45 to $0.50 | 04. $0.45 to $0.50 | 7.3813 | 10.7869 | 4.0659 | 22.2341 | 14.8528
$0.22 to $0.30 | 02. $0.22 to $0.30 | 2022: 31.4265; 2023: 14.9251; 2024: 1.5293; 2025: 47.8809; 2026: 16.4544 | [10 empty] | $0.50 to $0.55 | 05. $0.50 to $0.55 | 7.3813 | 12.3706 | 4.0659 | 23.8177 | 16.4365
$0.30 to $0.45 | 03. $0.30 to $0.45 | 2022: 60.6378; 2023: 17.5537; 2024: 1.6423; 2025: 79.8339; 2026: 19.196 | [10 empty] | $0.55 to $0.62 | 06. $0.55 to $0.62 | 7.3813 | 12.9839 | 4.0659 | 24.4311 | 17.0498
$0.45 to $0.50 | 04. $0.45 to $0.50 | 2022: 60.6851; 2023: 17.8908; 2024: 1.6434; 2025: 80.2193; 2026: 19.5342 | [10 empty] | $0.62 to $0.70 | 07. $0.62 to $0.70 | 7.3813 | 13.6874 | 4.0659 | 25.1346 | 17.7533
$0.50 to $0.55 | 05. $0.50 to $0.55 | 2022: 60.6895; 2023: 18.8712; 2024: 1.6434; 2025: 81.2041; 2026: 20.5145 | [10 empty] | $0.70 to $0.85 | 08. $0.70 to $0.85 | 37.7548 | 14.1789 | 4.0659 | 55.9997 | 18.2448
$0.55 to $0.62 | 06. $0.55 to $0.62 | 2022: 60.6895; 2023: 19.2564; 2024: 1.6434; 2025: 81.5894; 2026: 20.8998 | [10 empty] | $0.85 to $0.95 | 09. $0.85 to $0.95 | 39.123 | 14.4103 | 4.0659 | 57.5993 | 18.4763
$0.62 to $0.70 | 07. $0.62 to $0.70 | 2022: 71.8072; 2023: 19.8403; 2024: 1.6434; 2025: 93.2908; 2026: 21.4837 | [10 empty] | $0.95 to $1.20 | 010. $0.95 to $1.20 | 51.9279 | 16.3758 | 4.0659 | 72.3697 | 20.4418
$0.70 to $0.85 | 08. $0.70 to $0.85 | 2022: 80.9641; 2023: 20.5766; 2024: 1.6434; 2025: 103.184; 2026: 22.2199 | [10 empty] | $1.20 to $1.50 | 11. $1.20 to $1.50 | 63.0347 | 18.2765 | 4.0659 | 85.3771 | 22.3424
$0.85 to $0.95 | 09. $0.85 to $0.95 | 2022: 81.7953; 2023: 21.674; 2024: 1.6512; 2025: 105.1204; 2026: 23.3252 | [10 empty] | $1.50 and above | 12. $1.50 to $99.00 | 140.5004 | 33.2381 | 4.0659 | 177.8045 | 37.3041
$0.95 to $1.20 | 10. $0.95 to $1.20 | 2022: 92.6729; 2023: 22.2574; 2024: 1.6512; 2025: 116.5815; 2026: 23.9086
$1.20 to $1.50 | 11. $1.20 to $1.50 | 2022: 112.0832; 2023: 22.5654; 2024: 1.6512; 2025: 136.2998; 2026: 24.2166
$1.50 and above | 12. $1.50 to $999.00 | 2022: 147.1064; 2023: 25.0066; 2024: 1.6512; 2025: 173.7641; 2026: 26.6578
|  | 84.66% | 14.39% | 0.9502%
| 0.22 | 2022: 21.36%; 2023: 47.21%; 2024: 88.8%; 2025: 25.72%
| 0.7 | 2022: 48.81%; 2023: 79.34%; 2024: 99.53%; 2025: 53.69%
| 1.5 | 2022: 76.19%; 2023: 90.24%; 2024: 100%; 2025: 78.44%
Segments by Sector
| Residential | 2022: Commercial; 2023: Industrial
| Single Family | 2022: Large Off; 2023: Mechanical Pulp
| Multifamily | 2022: Medium Off; 2023: Kraft Pulp
| Manufactured | 2022: Small Off; 2023: Paper
| Multifamily LI | 2022: XLarge Ret; 2023: Foundries
| Manufactured LI | 2022: Large Ret; 2023: Food - Frozen
| Single Family LI | 2022: Medium Ret; 2023: Food - Other
|  | Small Ret | Wood - Lumber
|  | School K-12 | Wood - Panel
|  | University | Wood - Other
|  | Warehouse | Sugar
|  | Supermarket | Hi Tech - Chip Fabrication
|  | MiniMart | Hi Tech - Silicon
|  | Restaurant | Metal Fabrication
|  | Lodging | Transportation Equipment
|  | Hospital | Refinery
|  | Residential Care | Cold Storage
|  | Assembly | Fruit Storage
|  | Other | Chemical
Miscellaneous Manufacturing
Streetlighting
| Equipment Electric Type | 2022: New Standard; 2023: Sectors Impacted; 2024: Study Effective Date
| Clothes Washer (top loading) | 2022: Federal standard 2015; 2023: Residential; 2024: 2015-03-07
| Clothes Washer (front loading) | 2022: Federal standard 2018; 2023: Residential; 2024: 2018-01-01
| Clothes Washer (commercial sized) | 2022: 1. Federal standard 2013; 2023: Nonresidential; 2024: 1. January 8, 2013
|  | 2. Federal standard 2018 |  | 2. January 1, 2018
| Dehumidifier | 2022: 1. Federal standard 2012; 2023: Residential; 2024: 1. October 1, 2012
|  | 2. Federal standard 2019 |  | 2. June 13, 2019
| Dishwasher | 2022: Federal standard 2013; 2023: Residential; 2024: 2013-05-30
| Dryer | 2022: Federal standard 2015; 2023: Residential; 2024: 2015-01-01
| External Power Supplies | 2022: 1. Federal standard 2016; 2023: Nonresidential/Residential; 2024: 1. February 10, 2016
|  | 2. Federal standard 2017 |  | 2. July 1, 2017
| Freezer | 2022: Federal standard 2014; 2023: Residential; 2024: 2014-09-15
| Microwave | 2022: Federal standard 2016; 2023: Residential; 2024: 2016-06-17
| Refrigerator | 2022: Federal standard 2014; 2023: Residential; 2024: 2014-09-15
| Automatic Commercial Ice Makers | 2022: 1. Federal standard 2010; 2023: Nonresidential; 2024: 1. January 1, 2010
|  | 2. Federal standard 2018 |  | 2. January 28, 2018
| Commercial Refrigeration Equipment (semi-vertical and vertical cases) | 2022: 1. Federal standard 2010; 2023: Nonresidential; 2024: 1. January 1, 2010
|  | 2. Federal standard 2012 |  | 2. January 1, 2012
|  | 3. Federal standard 2017 |  | 3. March 27, 2017
| Vending Machine | 2022: 1. Federal standard 2012; 2023: Nonresidential; 2024: 1. August 31, 2012
|  | 2. Federal standard 2019 |  | 2. January 8, 2019
| Walk-in Cooler | 2022: 1. Federal standard 2014; 2023: Nonresidential; 2024: 1. August 4, 2014
| Walk-in Freezer | 2022: 2. Federal standard 2017; 2024: 2. June 5, 2017
| Central Air Conditioner | 2022: Federal standard 2015 (no change for Northern region); 2023: Residential; 2024: 2015-01-01
| Heat Pump (air source) | 2022: Federal standard 2015; 2023: Residential; 2024: 2015-01-01
| Packaged Terminal Air Conditioner and Heat Pump | 2022: 1. Federal standard 2012; 2023: Nonresidential; 2024: 1. October 8, 2012
|  | 2. Federal standard 2017 |  | 2. January 1, 2017
| Room Air Conditioner | 2022: Federal standard 2014; 2023: Residential; 2024: 2014-06-01
| Single Package Vertical Air Conditioner and Heat Pump | 2022: 1. Federal standard 2010 (phased in over six years); 2023: Nonresidential; 2024: 1. January 1, 2010
|  | 2. Federal standard 2019 |  | 2. September 23, 2019
| Small, Large, and Very Large Commercial Package Air Conditioner and Heat Pump | 2022: 1. Federal standard 2010; 2023: Nonresidential; 2024: 1. January 1, 2010
|  | 2. Federal standard 2018 |  | 2. January 1, 2018
|  | 3. Federal standard 2023 |  | 3. January 1, 2023
| Fluorescent Lamp Ballast | 2022: Federal standard 2014; 2023: Nonresidential; 2024: 2014-11-14
| General Service Fluorescent Lamp | 2022: 1. Federal standard 2012; 2023: Nonresidential; 2024: 1. July 14, 2012
|  | 2. Federal standard 2018 |  | 2. January 26, 2018
| Lighting General Service and Specialty Lamp (EISA backstop provision) | 2022: Federal standard 2020; 2023: Nonresidential/Residential; 2024: October 1, 2021a
| Lighting General Service Lamp (EISA) | 2022: Federal standard 2014 (phased in over three years); 2023: Nonresidential/Residential; 2024: 2014-01-01
| Metal Halide Lamp Fixture | 2022: Federal standard 2017; 2023: Nonresidential; 2024: 2017-02-10
| Electric Motor (small) | 2022: Federal standard 2015; 2023: Nonresidential; 2024: 2015-03-09
| Electric Motor | 2022: 1. Federal standard 2010; 2023: Nonresidential; 2024: 1. December 19, 2010
|  | 2. Federal standard 2016 |  | 2. June 1, 2016
| Furnace Fan | 2022: Federal standard 2019; 2023: Residential; 2024: 2019-07-03
| Pump | 2022: Federal standard 2020; 2023: Nonresidential; 2024: 2020-01-27
| Pre-Rinse Spray Valve | 2022: Federal standard 2019; 2023: Nonresidential; 2024: 2019-01-28
| Water Heater > 55 Gallons | 2022: Federal standard 2015; 2023: Nonresidential/Residential; 2024: 2015-04-16
| Water Heater ≤ 55 Gallons | 2022: Federal standard 2015; 2023: Nonresidential/Residential; 2024: 2015-04-16
a The lighting standards are currently under review, with an expected date of fall 2021.
| Component | 2022: Data Source
| Sector Units | 2022: PSE and U.S. Energy Information Administration (EIA) 861 data; U.S. Census Bureau American Community Survey; PSE RCS sample design file; PSE CIS data
| Saturation | 2022: PSE RCS; Regional stock assessments (RBSA and CBSA)
| Applicability Factor | 2022: PSE RCS; Regional stock assessments (RBSA and CBSA)
| Turnover Rate | 2022: PSE, RTF, and Seventh Plan measure workbooks
Residential Electric Energy Efficiency Potential
Segment Allocations for Residential
| Segment | 2022 | 2023 | 2024 | 2025 | 2026 | 2027 | 2028 | 2029 | 2030 | 2031 | 2032 | 2033 | 2034 | 2035 | 2036 | 2037 | 2038 | 2039 | 2040 | 2041 | 2042 | 2043 | 2044 | 2045
| Single Family | 66.11% | 66.14% | 66.16% | 66.19% | 66.21% | 66.24% | 66.26% | 66.29% | 66.31% | 66.34% | 66.36% | 66.38% | 66.4% | 66.43% | 66.45% | 66.47% | 66.49% | 66.51% | 66.53% | 66.56% | 66.58% | 66.6% | 66.62% | 66.64%
| Multifamily | 26.96% | 26.92% | 26.87% | 26.83% | 26.79% | 26.74% | 26.7% | 26.66% | 26.62% | 26.57% | 26.53% | 26.49% | 26.45% | 26.41% | 26.37% | 26.33% | 26.29% | 26.25% | 26.21% | 26.17% | 26.13% | 26.09% | 26.05% | 26.01%
| Manufactured | 6.926% | 6.944% | 6.962% | 6.98% | 6.999% | 7.017% | 7.036% | 7.054% | 7.072% | 7.091% | 7.109% | 7.128% | 7.146% | 7.165% | 7.183% | 7.202% | 7.22% | 7.239% | 7.258% | 7.276% | 7.295% | 7.313% | 7.332% | 7.351%
| Segment | 2022 | 2023 | 2024 | 2025 | 2026 | 2027 | 2028 | 2029 | 2030 | 2031 | 2032 | 2033 | 2034 | 2035 | 2036 | 2037 | 2038 | 2039 | 2040 | 2041 | 2042 | 2043 | 2044 | 2045
| Single Family | 55.96% | 55.99% | 56.01% | 56.03% | 56.05% | 56.07% | 56.09% | 56.11% | 56.13% | 56.15% | 56.17% | 56.19% | 56.21% | 56.23% | 56.25% | 56.27% | 56.29% | 56.3% | 56.32% | 56.34% | 56.36% | 56.37% | 56.39% | 56.41%
| Single Family LI | 10.15% | 10.15% | 10.16% | 10.16% | 10.16% | 10.17% | 10.17% | 10.18% | 10.18% | 10.18% | 10.19% | 10.19% | 10.19% | 10.2% | 10.2% | 10.2% | 10.21% | 10.21% | 10.21% | 10.22% | 10.22% | 10.22% | 10.23% | 10.23%
| Multifamily | 20.37% | 20.38% | 20.39% | 20.4% | 20.4% | 20.41% | 20.42% | 20.43% | 20.43% | 20.44% | 20.45% | 20.46% | 20.46% | 20.47% | 20.48% | 20.48% | 20.49% | 20.5% | 20.5% | 20.51% | 20.52% | 20.52% | 20.53% | 20.53%
| Multifamily LI | 6.59% | 6.537% | 6.485% | 6.434% | 6.383% | 6.332% | 6.282% | 6.232% | 6.182% | 6.133% | 6.084% | 6.035% | 5.987% | 5.939% | 5.892% | 5.844% | 5.798% | 5.751% | 5.705% | 5.659% | 5.614% | 5.569% | 5.524% | 5.48%
| Manufactured | 4.459% | 4.471% | 4.482% | 4.494% | 4.506% | 4.518% | 4.53% | 4.542% | 4.553% | 4.565% | 4.577% | 4.589% | 4.601% | 4.613% | 4.625% | 4.637% | 4.649% | 4.661% | 4.673% | 4.685% | 4.697% | 4.709% | 4.721% | 4.733%
| Manufactured LI | 2.467% | 2.473% | 2.48% | 2.486% | 2.493% | 2.499% | 2.506% | 2.512% | 2.519% | 2.526% | 2.532% | 2.539% | 2.545% | 2.552% | 2.558% | 2.565% | 2.572% | 2.578% | 2.585% | 2.592% | 2.598% | 2.605% | 2.611% | 2.618%
Residential Potential by Segment (Unallocated)
| Segment | 2022 | 2023 | 2024 | 2025 | 2026 | 2027 | 2028 | 2029 | 2030 | 2031 | 2032 | 2033 | 2034 | 2035 | 2036 | 2037 | 2038 | 2039 | 2040 | 2041 | 2042 | 2043 | 2044 | 2045
| Single Family | 3.7083 | 7.5975 | 11.717 | 16.1274 | 20.8727 | 26.1093 | 31.8649 | 38.2351 | 45.2697 | 52.9565 | 57.8124 | 63.2815 | 69.3095 | 75.4811 | 81.983 | 88.7212 | 95.6305 | 102.6176 | 109.6658 | 116.7728 | 123.2166 | 127.7532 | 132.2628 | 136.7489
| Single Family LI | 0.65749 | 1.4051 | 2.2425 | 3.1814 | 4.2214 | 5.3693 | 6.6158 | 7.9606 | 9.3934 | 10.8968 | 11.8886 | 12.9228 | 13.9824 | 15.0503 | 16.1255 | 17.2031 | 18.2782 | 19.3509 | 20.3565 | 20.8142 | 21.0498 | 21.0498 | 21.0498 | 21.0498
| Multifamily | 2.7796 | 5.6568 | 8.6313 | 11.7001 | 14.8141 | 18.0545 | 21.4324 | 24.9473 | 28.5981 | 32.3582 | 33.5607 | 34.8267 | 36.13 | 37.4435 | 38.7553 | 40.0652 | 41.3467 | 42.6127 | 43.876 | 45.1366 | 46.0805 | 46.0937 | 46.1068 | 46.1198
| Multifamily LI | 0.36725 | 0.79794 | 1.2907 | 1.8547 | 2.4883 | 3.1974 | 3.9763 | 4.8235 | 5.7314 | 6.686 | 7.3948 | 8.1289 | 8.8751 | 9.621 | 10.3644 | 11.1026 | 11.8329 | 12.4363 | 12.7775 | 12.9103 | 12.9103 | 12.9103 | 12.9103 | 12.9103
| Manufactured | 0.17853 | 0.4056 | 0.68304 | 1.0269 | 1.4388 | 1.9383 | 2.5332 | 3.2272 | 4.0222 | 4.9038 | 5.7128 | 6.5791 | 7.487 | 8.4175 | 9.3607 | 10.3124 | 11.2707 | 12.2342 | 13.1999 | 13.9681 | 14.7131 | 14.9337 | 15.0949 | 15.2554
| Manufactured LI | 0.18188 | 0.36106 | 0.59841 | 0.86918 | 1.1759 | 1.5271 | 1.9213 | 2.3639 | 2.8558 | 3.3943 | 3.8185 | 4.2843 | 4.7864 | 5.3158 | 5.8699 | 6.4385 | 7.0177 | 7.6051 | 8.196 | 8.6433 | 8.9918 | 9.2579 | 9.5132 | 9.7673
| All Residential | 3.7731 | 7.9695 | 12.5895 | 17.676 | 23.233 | 29.2772 | 35.7467 | 42.6455 | 49.9164 | 57.493 | 62.0073 | 66.704 | 71.5239 | 76.3934 | 81.3163 | 86.1958 | 90.014 | 93.4171 | 95.4912 | 95.902 | 96.3056 | 96.6923 | 97.078 | 97.4446
339.2961
| Segment | 2022 | 2023 | 2024 | 2025 | 2026 | 2027 | 2028 | 2029 | 2030 | 2031 | 2032 | 2033 | 2034 | 2035 | 2036 | 2037 | 2038 | 2039 | 2040 | 2041 | 2042 | 2043 | 2044 | 2045
Single Family LI | Single Family - Low Income | 1.0404 | 2.2142 | 3.5211 | 4.9773 | 6.5828 | 8.3461 | 10.2518 | 12.2999 | 14.4744 | 16.7511 | 18.2048 | 19.7198 | 21.2729 | 22.8399 | 24.4198 | 25.998 | 27.4657 | 28.8888 | 30.1092 | 30.6119 | 30.8917 | 30.9343 | 30.9767 | 31.0171
Multifamily LI | Multifamily - Low Income | 0.61589 | 1.3189 | 2.1072 | 2.9919 | 3.9712 | 5.0512 | 6.2218 | 7.4809 | 8.8172 | 10.2118 | 11.1671 | 12.1546 | 13.1573 | 14.1581 | 15.1552 | 16.1402 | 17.0515 | 17.8088 | 18.2252 | 18.3377 | 18.3168 | 18.2949 | 18.2729 | 18.25
Manufactured LI | Manufactured - Low Income | 0.27495 | 0.55816 | 0.91059 | 1.3086 | 1.755 | 2.2589 | 2.817 | 3.4354 | 4.1131 | 4.8463 | 5.3886 | 5.9777 | 6.6069 | 7.2652 | 7.9503 | 8.6494 | 9.3325 | 10.0136 | 10.6643 | 11.1286 | 11.494 | 11.7766 | 12.0484 | 12.3185
| Total | 1.9312 | 4.0913 | 6.5389 | 9.2779 | 12.3091 | 15.6562 | 19.2906 | 23.2162 | 27.4047 | 31.8092 | 34.7605 | 37.852 | 41.037 | 44.2632 | 47.5253 | 50.7876 | 53.8497 | 56.7112 | 58.9988 | 60.0782 | 60.7025 | 61.0057 | 61.298 | 61.5856
Total = 62 aMW
Residential by Segment with "LI" segments rolled up and "All Residential" allocated to each segment
| Segment | 2022 | 2023 | 2024 | 2025 | 2026 | 2027 | 2028 | 2029 | 2030 | 2031 | 2032 | 2033 | 2034 | 2035 | 2036 | 2037 | 2038 | 2039 | 2040 | 2041 | 2042 | 2043 | 2044 | 2045
| Single Family | 6.8603 | 14.2735 | 22.2891 | 31.0084 | 40.4776 | 50.8715 | 62.1678 | 74.4645 | 87.7635 | 101.9915 | 110.8482 | 120.4835 | 130.7867 | 141.277 | 152.1422 | 163.2192 | 173.761 | 184.1036 | 193.557 | 201.4149 | 208.3826 | 213.1961 | 217.982 | 222.7314
| Multifamily | 4.1642 | 8.6 | 13.3052 | 18.2974 | 23.5258 | 29.0818 | 34.9534 | 41.1394 | 47.6153 | 54.3224 | 57.4075 | 60.626 | 63.923 | 67.239 | 70.5612 | 73.8611 | 76.842 | 79.5686 | 81.6797 | 83.1431 | 84.1549 | 84.2316 | 84.3078 | 84.379
| Manufactured | 0.62173 | 1.3201 | 2.1579 | 3.13 | 4.2408 | 5.5199 | 6.9695 | 8.5994 | 10.4082 | 12.3748 | 13.9395 | 15.6179 | 17.3846 | 19.2066 | 21.0717 | 22.9585 | 24.7877 | 26.6017 | 28.3261 | 29.5894 | 30.7302 | 31.2632 | 31.726 | 32.1857
Total = 339 aMW
| Residential Electric Potential by End Use | TRUE | TRUE | TRUE | TRUE | TRUE | TRUE | TRUE | TRUE | TRUE | TRUE | TRUE | TRUE | TRUE | TRUE | TRUE | TRUE | TRUE | TRUE | TRUE | TRUE | TRUE | TRUE | TRUE | TRUE
| End Use | 2022 | 2023 | 2024 | 2025 | 2026 | 2027 | 2028 | 2029 | 2030 | 2031 | 2032 | 2033 | 2034 | 2035 | 2036 | 2037 | 2038 | 2039 | 2040 | 2041 | 2042 | 2043 | 2044 | 2045
| Whole Home | 1.7204 | 3.4385 | 5.2028 | 7.0131 | 8.9121 | 10.992 | 13.2512 | 15.7834 | 18.6389 | 21.8668 | 23.8678 | 26.3232 | 29.2367 | 32.5496 | 36.2379 | 40.1538 | 44.2518 | 48.4915 | 52.7925 | 57.1527 | 61.4897 | 65.8023 | 70.0864 | 74.3525
| Electric Zonal Heat | 2.3664 | 4.9026 | 7.6072 | 10.5373 | 13.6911 | 17.1248 | 20.8652 | 24.9102 | 29.2577 | 33.8489 | 36.4266 | 39.137 | 41.9228 | 44.7274 | 47.5227 | 50.3089 | 53.0859 | 55.8538 | 58.6127 | 61.1579 | 62.974 | 62.9803 | 62.9803 | 62.9803
| Electric Water Heat | 1.578 | 3.3208 | 5.2276 | 7.3535 | 9.6972 | 12.3132 | 15.2278 | 18.4394 | 21.9464 | 25.6923 | 28.1907 | 30.8195 | 33.5234 | 36.2476 | 38.9647 | 41.6749 | 44.3781 | 47.0194 | 48.9814 | 49.0163 | 49.0163 | 49.0163 | 49.0163 | 49.0163
| Electric Furnace Heat | 1.0023 | 2.1382 | 3.4073 | 4.8543 | 6.4786 | 8.3246 | 10.4139 | 12.7459 | 15.3196 | 18.0896 | 20.1195 | 22.2574 | 24.4585 | 26.6782 | 28.8942 | 31.1065 | 33.3152 | 35.5203 | 37.7217 | 39.9195 | 41.7134 | 41.7741 | 41.7741 | 41.7741
| Electric Heat | 2.7384 | 5.4395 | 8.1613 | 10.8749 | 13.5806 | 16.2785 | 18.9689 | 21.652 | 24.328 | 26.997 | 27.0032 | 27.0107 | 27.0196 | 27.0297 | 27.0409 | 27.0529 | 27.0654 | 27.0784 | 27.0915 | 27.1049 | 27.1181 | 27.1313 | 27.1444 | 27.1575
| Electric Dryer | 0.16563 | 0.49602 | 0.99028 | 1.6475 | 2.4669 | 3.4328 | 4.4998 | 5.6674 | 6.9058 | 8.1996 | 9.5341 | 10.9089 | 12.3094 | 13.7207 | 15.1574 | 16.6048 | 17.0141 | 17.0141 | 17.0141 | 17.0141 | 17.0141 | 17.0141 | 17.0141 | 17.0141
| Clothes Washer | 0.11854 | 0.35498 | 0.70871 | 1.1791 | 1.7655 | 2.4567 | 3.2203 | 4.056 | 4.9422 | 5.8682 | 6.8232 | 7.8072 | 8.8094 | 9.8195 | 10.8477 | 11.8835 | 12.9167 | 13.9472 | 14.2058 | 14.2058 | 14.2058 | 14.2058 | 14.2058 | 14.2058
| Refrigerator Primary | 0.10359 | 0.30978 | 0.61756 | 1.026 | 1.534 | 2.1316 | 2.7903 | 3.5097 | 4.271 | 5.0648 | 5.8818 | 6.7218 | 7.5757 | 8.4345 | 9.307 | 10.1842 | 11.0574 | 11.8626 | 12.4631 | 12.69 | 12.69 | 12.69 | 12.69 | 12.69
| Heat Pump | 0.60019 | 1.199 | 1.7979 | 2.3969 | 2.9973 | 3.602 | 4.2109 | 4.8268 | 5.4511 | 6.0851 | 6.1447 | 6.2179 | 6.3048 | 6.4039 | 6.5151 | 6.6343 | 6.7601 | 6.891 | 7.0243 | 7.1601 | 7.2955 | 7.4307 | 7.5655 | 7.7
| Electric Furnace Heat without CAC | 0.071424 | 0.14266 | 0.21786 | 0.29702 | 0.38425 | 0.48778 | 0.60753 | 0.75166 | 0.92414 | 1.1289 | 1.3045 | 1.5204 | 1.7765 | 2.0685 | 2.3963 | 2.7475 | 3.1181 | 3.5039 | 3.8968 | 4.2969 | 4.696 | 5.0943 | 5.4916 | 5.888
| Electric Zonal Heat or Ductless Heat Pump | 0.54131 | 1.0814 | 1.6202 | 2.1579 | 2.6943 | 3.2295 | 3.7634 | 4.2962 | 4.8277 | 5.3581 | 5.3581 | 5.3581 | 5.3581 | 5.3581 | 5.3581 | 5.3581 | 5.3581 | 5.3581 | 5.3581 | 5.3581 | 5.3581 | 5.3581 | 5.3581 | 5.3581
| Freezer | 0.29589 | 0.60554 | 0.92887 | 1.2658 | 1.6163 | 1.9789 | 2.3497 | 2.7287 | 3.1131 | 3.5017 | 3.6155 | 3.7174 | 3.8211 | 3.9257 | 4.0321 | 4.1394 | 4.2463 | 4.353 | 4.4594 | 4.5655 | 4.6714 | 4.777 | 4.8823 | 4.9873
| Electric Furnace Heat with CAC | 0.015213 | 0.03969 | 0.07429 | 0.12206 | 0.18383 | 0.26441 | 0.36525 | 0.48805 | 0.63359 | 0.79961 | 0.97601 | 1.1684 | 1.3738 | 1.5881 | 1.8099 | 2.0365 | 2.2669 | 2.5003 | 2.7349 | 2.9707 | 3.169 | 3.2557 | 3.3421 | 3.4282
| Electric Oven | 0.0013886 | 0.0046201 | 0.011526 | 0.025302 | 0.050491 | 0.091599 | 0.15082 | 0.23261 | 0.33683 | 0.46565 | 0.61666 | 0.78751 | 0.97361 | 1.1704 | 1.3756 | 1.587 | 1.8022 | 2.0191 | 2.2376 | 2.4578 | 2.6774 | 2.8965 | 3.115 | 3.3329
| Pool Pump | 0.014656 | 0.051213 | 0.10957 | 0.19691 | 0.3131 | 0.46525 | 0.65681 | 0.8876 | 1.1575 | 1.459 | 1.7849 | 2.1226 | 2.469 | 2.5254 | 2.5254 | 2.5254 | 2.5254 | 2.5254 | 2.5254 | 2.5254 | 2.5254 | 2.5254 | 2.5254 | 2.5254
| Lighting | 0.026325 | 0.079033 | 0.15871 | 0.23825 | 0.27033 | 0.31255 | 0.3645 | 0.42787 | 0.50182 | 0.58673 | 0.6813 | 0.7846 | 0.89447 | 1.0088 | 1.127 | 1.2479 | 1.3438 | 1.4271 | 1.511 | 1.5955 | 1.6736 | 1.7356 | 1.7976 | 1.8412
| Pool Heat | 0.011876 | 0.029075 | 0.051572 | 0.08112 | 0.11769 | 0.16301 | 0.21792 | 0.28239 | 0.35636 | 0.43804 | 0.51755 | 0.60122 | 0.68732 | 0.77409 | 0.86067 | 0.94704 | 1.0152 | 1.0152 | 1.0152 | 1.0152 | 1.0152 | 1.0152 | 1.0152 | 1.0152
| Microwave | 0.0096141 | 0.028791 | 0.05748 | 0.095631 | 0.14319 | 0.19925 | 0.26119 | 0.32897 | 0.40084 | 0.47594 | 0.5534 | 0.63321 | 0.71449 | 0.79642 | 0.87981 | 0.89787 | 0.89787 | 0.89787 | 0.89787 | 0.89787 | 0.89787 | 0.89787 | 0.89787 | 0.89787
| Refrigerator Secondary | 0.080549 | 0.16088 | 0.24101 | 0.32091 | 0.40061 | 0.4801 | 0.55937 | 0.63844 | 0.7173 | 0.79595 | 0.79595 | 0.79595 | 0.79595 | 0.79595 | 0.79595 | 0.79595 | 0.79595 | 0.79595 | 0.79595 | 0.79595 | 0.79595 | 0.79595 | 0.79595 | 0.79595
| Power Strip | 0.074171 | 0.14815 | 0.22192 | 0.2955 | 0.36889 | 0.44208 | 0.51508 | 0.58789 | 0.6605 | 0.73293 | 0.73293 | 0.73293 | 0.73293 | 0.73293 | 0.73293 | 0.73293 | 0.73293 | 0.73293 | 0.73293 | 0.73293 | 0.73293 | 0.73293 | 0.73293 | 0.73293
| Ventilation | 0.073303 | 0.14647 | 0.21951 | 0.29241 | 0.36518 | 0.43781 | 0.51031 | 0.58268 | 0.65492 | 0.72702 | 0.72702 | 0.72702 | 0.72702 | 0.72702 | 0.72702 | 0.72702 | 0.72702 | 0.72702 | 0.72702 | 0.72702 | 0.72702 | 0.72702 | 0.72702 | 0.72702
| Central AC | 0.023591 | 0.048607 | 0.07504 | 0.10338 | 0.1336 | 0.16621 | 0.20141 | 0.23921 | 0.27959 | 0.32206 | 0.34402 | 0.36713 | 0.39092 | 0.41488 | 0.4388 | 0.46266 | 0.48647 | 0.51022 | 0.53393 | 0.55757 | 0.58117 | 0.60471 | 0.6282 | 0.64562
| Room AC | 0.0049321 | 0.010917 | 0.01795 | 0.026028 | 0.035147 | 0.045207 | 0.055919 | 0.067278 | 0.079093 | 0.091266 | 0.099908 | 0.10882 | 0.1179 | 0.1218 | 0.1218 | 0.1218 | 0.1218 | 0.1218 | 0.1218 | 0.1218 | 0.1218 | 0.1218 | 0.1218 | 0.1218
| Ductless Heat Pump | 0.0083845 | 0.01675 | 0.025096 | 0.033424 | 0.041732 | 0.050022 | 0.058293 | 0.066545 | 0.074778 | 0.082993 | 0.082993 | 0.082993 | 0.082993 | 0.082993 | 0.082993 | 0.082993 | 0.082993 | 0.082993 | 0.082993 | 0.082993 | 0.082993 | 0.082993 | 0.082993 | 0.082993
| Electric Vehicle | 0.0001061 | 0.00037065 | 0.00079281 | 0.0014244 | 0.0022642 | 0.0033636 | 0.0047472 | 0.0064137 | 0.0083614 | 0.010537 | 0.012888 | 0.015361 | 0.017906 | 0.020469 | 0.023025 | 0.024977 | 0.024977 | 0.024977 | 0.024977 | 0.024977 | 0.024977 | 0.024977 | 0.024977 | 0.024977
339.2961
| End Use Group | 2022 | 2023 | 2024 | 2025 | 2026 | 2027 | 2028 | 2029 | 2030 | 2031 | 2032 | 2033 | 2034 | 2035 | 2036 | 2037 | 2038 | 2039 | 2040 | 2041 | 2042 | 2043 | 2044 | 2045
| Heating | 6.1938 | 12.6626 | 19.468 | 26.6856 | 34.3183 | 42.4801 | 51.2208 | 60.5477 | 70.463 | 80.864 | 85.8298 | 91.094 | 96.5512 | 102.0919 | 107.6641 | 113.2523 | 118.8515 | 124.4566 | 130.0576 | 135.4498 | 139.6706 | 140.2357 | 140.7325 | 141.2281
| Whole Home | 1.7204 | 3.4385 | 5.2028 | 7.0131 | 8.9121 | 10.992 | 13.2512 | 15.7834 | 18.6389 | 21.8668 | 23.8678 | 26.3232 | 29.2367 | 32.5496 | 36.2379 | 40.1538 | 44.2518 | 48.4915 | 52.7925 | 57.1527 | 61.4897 | 65.8023 | 70.0864 | 74.3525
| Appliance | 0.76421 | 1.9272 | 3.4864 | 5.4393 | 7.7834 | 10.4801 | 13.4196 | 16.6003 | 19.9494 | 23.4303 | 26.6506 | 29.9513 | 33.3116 | 36.6963 | 40.1401 | 43.6079 | 46.0304 | 47.9728 | 48.9383 | 49.2714 | 49.3772 | 49.4828 | 49.5881 | 49.6931
| Water Heat | 1.578 | 3.3208 | 5.2276 | 7.3535 | 9.6972 | 12.3132 | 15.2278 | 18.4394 | 21.9464 | 25.6923 | 28.1907 | 30.8195 | 33.5234 | 36.2476 | 38.9647 | 41.6749 | 44.3781 | 47.0194 | 48.9814 | 49.0163 | 49.0163 | 49.0163 | 49.0163 | 49.0163
| Heat Pump | 1.1499 | 2.2972 | 3.4433 | 4.5882 | 5.7333 | 6.8815 | 8.0326 | 9.1896 | 10.3536 | 11.5262 | 11.5857 | 11.659 | 11.7459 | 11.845 | 11.9562 | 12.0754 | 12.2011 | 12.3321 | 12.4654 | 12.6012 | 12.7366 | 12.8717 | 13.0066 | 13.1411
| Other | 0.11042 | 0.25759 | 0.44134 | 0.67059 | 0.94513 | 1.273 | 1.6557 | 2.0933 | 2.5835 | 3.1164 | 3.6017 | 4.1053 | 4.6216 | 4.8493 | 5.0218 | 5.1282 | 5.1963 | 5.1963 | 5.1963 | 5.1963 | 5.1963 | 5.1963 | 5.1963 | 5.1963
| Cooking | 0.0013886 | 0.0046201 | 0.011526 | 0.025302 | 0.050491 | 0.091599 | 0.15082 | 0.23261 | 0.33683 | 0.46565 | 0.61666 | 0.78751 | 0.97361 | 1.1704 | 1.3756 | 1.587 | 1.8022 | 2.0191 | 2.2376 | 2.4578 | 2.6774 | 2.8965 | 3.115 | 3.3329
| Lighting | 0.026325 | 0.079033 | 0.15871 | 0.23825 | 0.27033 | 0.31255 | 0.3645 | 0.42787 | 0.50182 | 0.58673 | 0.6813 | 0.7846 | 0.89447 | 1.0088 | 1.127 | 1.2479 | 1.3438 | 1.4271 | 1.511 | 1.5955 | 1.6736 | 1.7356 | 1.7976 | 1.8412
| Cooling | 0.028523 | 0.059524 | 0.09299 | 0.1294 | 0.16875 | 0.21141 | 0.25733 | 0.30649 | 0.35869 | 0.41333 | 0.44393 | 0.47595 | 0.50882 | 0.53669 | 0.5606 | 0.58446 | 0.60827 | 0.63203 | 0.65573 | 0.67938 | 0.70297 | 0.72652 | 0.75001 | 0.76743
| Ventilation | 0.073303 | 0.14647 | 0.21951 | 0.29241 | 0.36518 | 0.43781 | 0.51031 | 0.58268 | 0.65492 | 0.72702 | 0.72702 | 0.72702 | 0.72702 | 0.72702 | 0.72702 | 0.72702 | 0.72702 | 0.72702 | 0.72702 | 0.72702 | 0.72702 | 0.72702 | 0.72702 | 0.72702
| Total | 11.6462 | 24.1936 | 37.7523 | 52.4357 | 68.2442 | 85.4732 | 104.0907 | 124.2033 | 145.787 | 168.6887 | 182.1952 | 196.7273 | 212.0943 | 227.7226 | 243.7751 | 260.0388 | 275.3907 | 290.2739 | 303.5629 | 314.1474 | 323.2677 | 328.6909 | 334.0158 | 339.2961
Rank | Measure Name | 2022: Weighted Average Levelized Cost ($/kWh); 2023: Cumulative 10-Year Achievable Technical Potential; 2024: Cumulative 24-Year Achievable Technical Potential
1 | Ductless Heat Pump | 2022: 0.25385; 2023: 16.3391; 2024: 57.9561
2 | Whole Home | 2022: 0.12672; 2023: 5.2475; 2024: 57.7332
3 | Heat Pump Water Heater | 2022: 0.077088; 2023: 11.1954; 2024: 34.513
4 | Window | 2022: 0.39232; 2023: 26.2733; 2024: 26.2733
5 | Clothes Dryer | 2022: 0.27277; 2023: 8.1996; 2024: 17.0141
6 | Home Energy Report | 2022: 0.0031788; 2023: 16.6193; 2024: 16.6193
7 | Heat Pump | 2022: 0.14497; 2023: 4.9308; 2024: 17.7239
8 | Clothes Washer | 2022: -0.063674; 2023: 5.8682; 2024: 14.2058
9 | Refrigerator | 2022: 0.097427; 2023: 5.0648; 2024: 12.69
10 | Thermostat | 2022: 0.049157; 2023: 9.4952; 2024: 9.4952
11 | Solar Water Heater | 2022: 0.98667; 2023: 3.8692; 2024: 3.8692
12 | GSHP | 2022: 0.097757; 2023: 0.72301; 2024: 8.1315
13 | Duct Sealing and Insulation | 2022: 0.076668; 2023: 5.4091; 2024: 5.4091
14 | Wall Insulation | 2022: 0.051544; 2023: 7.1726; 2024: 7.1726
15 | Duct Sealing | 2022: 0.055705; 2023: 4.8874; 2024: 4.8874
|  |  |  | 293.6936 | 86.56%
Commercial Electric Energy Efficiency Potential
Commercial Segment Allocations
| Segment | 2022 | 2023 | 2024 | 2025 | 2026 | 2027 | 2028 | 2029 | 2030 | 2031 | 2032 | 2033 | 2034 | 2035 | 2036 | 2037 | 2038 | 2039 | 2040 | 2041 | 2042 | 2043 | 2044 | 2045
Office | Large Off | 15.25% | 15.25% | 15.25% | 15.25% | 15.25% | 15.25% | 15.25% | 15.25% | 15.25% | 15.25% | 15.25% | 15.25% | 15.25% | 15.25% | 15.25% | 15.25% | 15.25% | 15.25% | 15.25% | 15.25% | 15.25% | 15.25% | 15.25% | 15.25%
Other | Other | 13.85% | 13.85% | 13.85% | 13.85% | 13.85% | 13.85% | 13.85% | 13.85% | 13.85% | 13.85% | 13.85% | 13.85% | 13.85% | 13.85% | 13.85% | 13.85% | 13.85% | 13.85% | 13.85% | 13.85% | 13.85% | 13.85% | 13.85% | 13.85%
Office | Medium Off | 11.87% | 11.87% | 11.87% | 11.87% | 11.87% | 11.87% | 11.87% | 11.87% | 11.87% | 11.87% | 11.87% | 11.87% | 11.87% | 11.87% | 11.87% | 11.87% | 11.87% | 11.87% | 11.87% | 11.87% | 11.87% | 11.87% | 11.87% | 11.87%
Office | Small Off | 10.1% | 10.1% | 10.1% | 10.1% | 10.1% | 10.1% | 10.1% | 10.1% | 10.1% | 10.1% | 10.1% | 10.1% | 10.1% | 10.1% | 10.1% | 10.1% | 10.1% | 10.1% | 10.1% | 10.1% | 10.1% | 10.1% | 10.1% | 10.1%
Warehouse | Warehouse | 5.879% | 5.879% | 5.879% | 5.879% | 5.879% | 5.879% | 5.879% | 5.879% | 5.879% | 5.879% | 5.879% | 5.879% | 5.879% | 5.879% | 5.879% | 5.879% | 5.879% | 5.879% | 5.879% | 5.879% | 5.879% | 5.879% | 5.879% | 5.879%
Retail | Medium Ret | 5.681% | 5.681% | 5.681% | 5.681% | 5.681% | 5.681% | 5.681% | 5.681% | 5.681% | 5.681% | 5.681% | 5.681% | 5.681% | 5.681% | 5.681% | 5.681% | 5.681% | 5.681% | 5.681% | 5.681% | 5.681% | 5.681% | 5.681% | 5.681%
Education | School K-12 | 5.642% | 5.642% | 5.642% | 5.642% | 5.642% | 5.642% | 5.642% | 5.642% | 5.642% | 5.642% | 5.642% | 5.642% | 5.642% | 5.642% | 5.642% | 5.642% | 5.642% | 5.642% | 5.642% | 5.642% | 5.642% | 5.642% | 5.642% | 5.642%
Restaurant | Restaurant | 5.395% | 5.395% | 5.395% | 5.395% | 5.395% | 5.395% | 5.395% | 5.395% | 5.395% | 5.395% | 5.395% | 5.395% | 5.395% | 5.395% | 5.395% | 5.395% | 5.395% | 5.395% | 5.395% | 5.395% | 5.395% | 5.395% | 5.395% | 5.395%
Grocery | Supermarket | 5.21% | 5.21% | 5.21% | 5.21% | 5.21% | 5.21% | 5.21% | 5.21% | 5.21% | 5.21% | 5.21% | 5.21% | 5.21% | 5.21% | 5.21% | 5.21% | 5.21% | 5.21% | 5.21% | 5.21% | 5.21% | 5.21% | 5.21% | 5.21%
Retail | Large Ret | 3.815% | 3.815% | 3.815% | 3.815% | 3.815% | 3.815% | 3.815% | 3.815% | 3.815% | 3.815% | 3.815% | 3.815% | 3.815% | 3.815% | 3.815% | 3.815% | 3.815% | 3.815% | 3.815% | 3.815% | 3.815% | 3.815% | 3.815% | 3.815%
Lodging | Lodging | 3.31% | 3.31% | 3.31% | 3.31% | 3.31% | 3.31% | 3.31% | 3.31% | 3.31% | 3.31% | 3.31% | 3.31% | 3.31% | 3.31% | 3.31% | 3.31% | 3.31% | 3.31% | 3.31% | 3.31% | 3.31% | 3.31% | 3.31% | 3.31%
Health Care | Hospital | 3.04% | 3.04% | 3.04% | 3.04% | 3.04% | 3.04% | 3.04% | 3.04% | 3.04% | 3.04% | 3.04% | 3.04% | 3.04% | 3.04% | 3.04% | 3.04% | 3.04% | 3.04% | 3.04% | 3.04% | 3.04% | 3.04% | 3.04% | 3.04%
Retail | XLarge Ret | 2.684% | 2.684% | 2.684% | 2.684% | 2.684% | 2.684% | 2.684% | 2.684% | 2.684% | 2.684% | 2.684% | 2.684% | 2.684% | 2.684% | 2.684% | 2.684% | 2.684% | 2.684% | 2.684% | 2.684% | 2.684% | 2.684% | 2.684% | 2.684%
Other | Assembly | 2.544% | 2.544% | 2.544% | 2.544% | 2.544% | 2.544% | 2.544% | 2.544% | 2.544% | 2.544% | 2.544% | 2.544% | 2.544% | 2.544% | 2.544% | 2.544% | 2.544% | 2.544% | 2.544% | 2.544% | 2.544% | 2.544% | 2.544% | 2.544%
Education | University | 2.149% | 2.149% | 2.149% | 2.149% | 2.149% | 2.149% | 2.149% | 2.149% | 2.149% | 2.149% | 2.149% | 2.149% | 2.149% | 2.149% | 2.149% | 2.149% | 2.149% | 2.149% | 2.149% | 2.149% | 2.149% | 2.149% | 2.149% | 2.149%
Retail | Small Ret | 1.228% | 1.228% | 1.228% | 1.228% | 1.228% | 1.228% | 1.228% | 1.228% | 1.228% | 1.228% | 1.228% | 1.228% | 1.228% | 1.228% | 1.228% | 1.228% | 1.228% | 1.228% | 1.228% | 1.228% | 1.228% | 1.228% | 1.228% | 1.228%
Grocery | MiniMart | 1.177% | 1.177% | 1.177% | 1.177% | 1.177% | 1.177% | 1.177% | 1.177% | 1.177% | 1.177% | 1.177% | 1.177% | 1.177% | 1.177% | 1.177% | 1.177% | 1.177% | 1.177% | 1.177% | 1.177% | 1.177% | 1.177% | 1.177% | 1.177%
Health Care | Residential Care | 1.175% | 1.175% | 1.175% | 1.175% | 1.175% | 1.175% | 1.175% | 1.175% | 1.175% | 1.175% | 1.175% | 1.175% | 1.175% | 1.175% | 1.175% | 1.175% | 1.175% | 1.175% | 1.175% | 1.175% | 1.175% | 1.175% | 1.175% | 1.175%
Unallocated
Segment Group | Segment | 2022 | 2023 | 2024 | 2025 | 2026 | 2027 | 2028 | 2029 | 2030 | 2031 | 2032 | 2033 | 2034 | 2035 | 2036 | 2037 | 2038 | 2039 | 2040 | 2041 | 2042 | 2043 | 2044 | 2045
Office | Large Off | 0.47261 | 0.95694 | 1.4509 | 1.9458 | 2.4549 | 2.9819 | 3.5344 | 4.0775 | 4.6597 | 5.2709 | 5.4248 | 5.5387 | 5.7272 | 5.9461 | 6.1499 | 6.3109 | 6.5041 | 6.7138 | 6.935 | 7.1246 | 7.3345 | 7.5472 | 7.7653 | 7.9467
Office | Medium Off | 0.12307 | 0.25382 | 0.388 | 0.51857 | 0.65612 | 0.8018 | 0.95873 | 1.1102 | 1.2781 | 1.4566 | 1.5204 | 1.5696 | 1.6439 | 1.7271 | 1.8042 | 1.8666 | 1.9385 | 2.0149 | 2.0943 | 2.1633 | 2.2386 | 2.3147 | 2.3966 | 2.4681
Office | Small Off | 0.13897 | 0.28896 | 0.44234 | 0.58681 | 0.73971 | 0.9022 | 1.0785 | 1.242 | 1.4266 | 1.6237 | 1.6904 | 1.7344 | 1.8133 | 1.9045 | 1.9869 | 2.0487 | 2.1238 | 2.2053 | 2.2909 | 2.3621 | 2.4421 | 2.5233 | 2.6143 | 2.6911
Retail | XLarge Ret | 0.059445 | 0.1215 | 0.18561 | 0.2503 | 0.31822 | 0.39003 | 0.46691 | 0.54404 | 0.6278 | 0.71634 | 0.75038 | 0.78027 | 0.81883 | 0.86048 | 0.89997 | 0.93454 | 0.97214 | 1.0111 | 1.051 | 1.0875 | 1.1259 | 1.1644 | 1.2049 | 1.242
Retail | Large Ret | 0.092754 | 0.18919 | 0.28843 | 0.38811 | 0.49235 | 0.60221 | 0.71966 | 0.83658 | 0.96395 | 1.0989 | 1.1477 | 1.1887 | 1.245 | 1.3069 | 1.365 | 1.4143 | 1.4692 | 1.5268 | 1.5861 | 1.639 | 1.6956 | 1.7526 | 1.8137 | 1.8686
Retail | Medium Ret | 0.070048 | 0.1457 | 0.2258 | 0.3073 | 0.3957 | 0.4924 | 0.59985 | 0.70809 | 0.83033 | 0.96275 | 1.0332 | 1.095 | 1.1747 | 1.2608 | 1.3424 | 1.4137 | 1.4913 | 1.5717 | 1.654 | 1.729 | 1.8081 | 1.8875 | 1.9714 | 2.0484
Retail | Small Ret | 0.017236 | 0.034926 | 0.052662 | 0.069784 | 0.087167 | 0.10485 | 0.12302 | 0.14028 | 0.15841 | 0.17702 | 0.17917 | 0.18007 | 0.18281 | 0.18623 | 0.18922 | 0.1911 | 0.19374 | 0.19675 | 0.20001 | 0.20246 | 0.20541 | 0.20844 | 0.21202 | 0.21481
Education | School K-12 | 0.36562 | 0.73638 | 1.1084 | 1.475 | 1.8455 | 2.2204 | 2.6024 | 2.9759 | 3.3615 | 3.7545 | 3.7901 | 3.8101 | 3.8545 | 3.9079 | 3.9557 | 3.9891 | 4.0324 | 4.0807 | 4.1323 | 4.1734 | 4.2211 | 4.2698 | 4.3221 | 4.3621
Education | University | 0.061989 | 0.12507 | 0.18859 | 0.25117 | 0.31469 | 0.3794 | 0.44602 | 0.51052 | 0.57839 | 0.64853 | 0.65775 | 0.66236 | 0.67433 | 0.68914 | 0.70227 | 0.71098 | 0.72279 | 0.73614 | 0.75052 | 0.76163 | 0.7748 | 0.78826 | 0.8024 | 0.81266
Warehouse | Warehouse | 0.043225 | 0.086886 | 0.13083 | 0.1747 | 0.21913 | 0.26426 | 0.31039 | 0.35635 | 0.40372 | 0.4521 | 0.45961 | 0.46601 | 0.47475 | 0.48441 | 0.49356 | 0.50135 | 0.51008 | 0.51926 | 0.52874 | 0.5372 | 0.54625 | 0.55537 | 0.56516 | 0.57393
Grocery | Supermarket | 0.92649 | 1.8524 | 2.7776 | 3.7007 | 4.6248 | 5.5509 | 6.4809 | 7.4084 | 8.342 | 9.2792 | 9.3319 | 9.3788 | 9.4385 | 9.5026 | 9.5636 | 9.6174 | 9.6755 | 9.7357 | 9.7971 | 9.8535 | 9.9126 | 9.9721 | 10.0346 | 10.0922
Grocery | MiniMart | 0.0048193 | 0.0097824 | 0.014873 | 0.020016 | 0.025353 | 0.030929 | 0.036816 | 0.042722 | 0.049038 | 0.055653 | 0.057668 | 0.059424 | 0.061721 | 0.064214 | 0.066576 | 0.068634 | 0.070884 | 0.073223 | 0.075621 | 0.077805 | 0.080116 | 0.082442 | 0.084907 | 0.087165
Restaurant | Restaurant | 0.081831 | 0.17332 | 0.27179 | 0.37156 | 0.48203 | 0.60519 | 0.74471 | 0.88402 | 1.0447 | 1.2204 | 1.3294 | 1.4239 | 1.5462 | 1.6779 | 1.802 | 1.9096 | 2.0267 | 2.1477 | 2.2713 | 2.3831 | 2.501 | 2.6191 | 2.7439 | 2.8573
Lodging | Lodging | 0.078648 | 0.17209 | 0.26993 | 0.35669 | 0.45431 | 0.5641 | 0.69116 | 0.80363 | 0.94244 | 1.0973 | 1.1851 | 1.2455 | 1.3488 | 1.4673 | 1.5751 | 1.6577 | 1.7569 | 1.864 | 1.9763 | 2.071 | 2.1766 | 2.2835 | 2.4016 | 2.5022
Health Care | Hospital | 0.065311 | 0.13108 | 0.19704 | 0.26242 | 0.32829 | 0.39489 | 0.46281 | 0.52923 | 0.59814 | 0.66876 | 0.67608 | 0.67992 | 0.68959 | 0.7016 | 0.71235 | 0.71964 | 0.72947 | 0.74058 | 0.75256 | 0.76198 | 0.77303 | 0.7843 | 0.79647 | 0.80606
Health Care | Residential Care | 0.078411 | 0.16864 | 0.26256 | 0.34807 | 0.44239 | 0.54662 | 0.66485 | 0.77191 | 0.90015 | 1.0414 | 1.1145 | 1.166 | 1.2515 | 1.349 | 1.438 | 1.5069 | 1.5887 | 1.6767 | 1.7687 | 1.8466 | 1.9331 | 2.0206 | 2.1169 | 2.1994
Other | Assembly | 0.10481 | 0.21996 | 0.33923 | 0.45326 | 0.57549 | 0.70678 | 0.85021 | 0.98605 | 1.1392 | 1.3031 | 1.374 | 1.4288 | 1.5099 | 1.6001 | 1.6837 | 1.7521 | 1.8301 | 1.9127 | 1.9983 | 2.0732 | 2.1544 | 2.2358 | 2.318 | 2.3898
Other | Other | 0.41896 | 0.93094 | 1.4656 | 1.928 | 2.4422 | 3.0087 | 3.6498 | 4.195 | 4.8581 | 5.5852 | 5.997 | 6.2691 | 6.7435 | 7.2878 | 7.7805 | 8.1514 | 8.6006 | 9.0866 | 9.5968 | 10.0209 | 10.496 | 10.9589 | 11.4778 | 11.9123
| All Commercial | 8.3764 | 18.1387 | 28.8518 | 40.0146 | 51.8812 | 64.3452 | 77.2329 | 89.6527 | 102.7776 | 116.1506 | 123.747 | 130.6586 | 138.529 | 146.488 | 154.08 | 160.4542 | 164.5097 | 168.6757 | 172.9247 | 176.6881 | 180.7241 | 184.7886 | 189.1535 | 193.0593
Indoor Agriculture | Indoor Agriculture Tier 1 | 0.0012408 | 0.0024816 | 0.0037224 | 0.0049632 | 0.006204 | 0.0074448 | 0.0086855 | 0.0099263 | 0.011167 | 0.012408 | 0.012408 | 0.012408 | 0.012408 | 0.012408 | 0.012408 | 0.012408 | 0.012408 | 0.012408 | 0.012408 | 0.012408 | 0.012408 | 0.012408 | 0.012408 | 0.012408
Indoor Agriculture | Indoor Agriculture Tier 2 | 0.0060196 | 0.012039 | 0.018059 | 0.024079 | 0.030098 | 0.036118 | 0.042137 | 0.048157 | 0.054177 | 0.060196 | 0.060196 | 0.060196 | 0.060196 | 0.060196 | 0.060196 | 0.060196 | 0.060196 | 0.060196 | 0.060196 | 0.060196 | 0.060196 | 0.060196 | 0.060196 | 0.060196
Indoor Agriculture | Indoor Agriculture Tier 3 | 0.017689 | 0.035378 | 0.053067 | 0.070757 | 0.088446 | 0.10613 | 0.12382 | 0.14151 | 0.1592 | 0.17689 | 0.17689 | 0.17689 | 0.17689 | 0.17689 | 0.17689 | 0.17689 | 0.17689 | 0.17689 | 0.17689 | 0.17689 | 0.17689 | 0.17689 | 0.17689 | 0.17689
| Allocated Commercial | TRUE | TRUE | TRUE | FALSE | TRUE | TRUE | TRUE | TRUE | TRUE | FALSE | TRUE | TRUE | TRUE | TRUE | TRUE | TRUE | TRUE | TRUE | TRUE | TRUE | TRUE | TRUE | TRUE | TRUE
| Segment Group | 2022 | 2023 | 2024 | 2025 | 2026 | 2027 | 2028 | 2029 | 2030 | 2031 | 2032 | 2033 | 2034 | 2035 | 2036 | 2037 | 2038 | 2039 | 2040 | 2041 | 2042 | 2043 | 2044 | 2045
| Office | 3.8521 | 8.2504 | 13.019 | 17.9433 | 23.1593 | 28.6332 | 34.3152 | 39.7956 | 45.6149 | 51.5788 | 54.6904 | 57.4697 | 60.7406 | 64.0959 | 67.2847 | 69.9421 | 71.7917 | 73.7097 | 75.6773 | 77.4077 | 79.2751 | 81.1578 | 83.1731 | 84.9565
| Retail | 1.3626 | 2.9234 | 4.621 | 6.3807 | 8.2498 | 10.217 | 12.265 | 14.2498 | 16.3611 | 18.5287 | 19.7027 | 20.763 | 21.9956 | 23.2559 | 24.456 | 25.4677 | 26.1842 | 26.9228 | 27.6771 | 28.3486 | 29.0668 | 29.7898 | 30.5641 | 31.2595
| Education | 1.0802 | 2.2746 | 3.5448 | 4.8437 | 6.2022 | 7.6129 | 9.0656 | 10.4712 | 11.9472 | 13.4522 | 14.0888 | 14.6519 | 15.3214 | 16.0098 | 16.6622 | 17.2009 | 17.572 | 17.9582 | 18.3552 | 18.7006 | 19.0759 | 19.4547 | 19.8612 | 20.2158
| Warehouse | 0.53565 | 1.1532 | 1.8269 | 2.527 | 3.2691 | 4.0469 | 4.8507 | 5.6268 | 6.4457 | 7.2802 | 7.7343 | 8.147 | 8.6184 | 9.096 | 9.5514 | 9.934 | 10.1811 | 10.4352 | 10.6944 | 10.9241 | 11.1705 | 11.4185 | 11.6849 | 11.9233
| Grocery | 1.4663 | 3.0206 | 4.6351 | 6.2764 | 7.9637 | 9.6914 | 11.4504 | 13.177 | 14.9552 | 16.7531 | 17.293 | 17.7831 | 18.3477 | 18.9227 | 19.4709 | 19.9339 | 20.2533 | 20.5818 | 20.917 | 21.2159 | 21.5352 | 21.8566 | 22.2004 | 22.5097
| Restaurant | 0.53377 | 1.152 | 1.8284 | 2.5305 | 3.2812 | 4.0768 | 4.9117 | 5.7211 | 6.5899 | 7.4871 | 8.006 | 8.4734 | 9.0203 | 9.5814 | 10.1151 | 10.5667 | 10.9025 | 11.2484 | 11.6011 | 11.916 | 12.2517 | 12.5891 | 12.9493 | 13.2735
| Lodging | 0.3559 | 0.77246 | 1.2249 | 1.6811 | 2.1715 | 2.6939 | 3.2475 | 3.7711 | 4.3443 | 4.9418 | 5.281 | 5.5702 | 5.934 | 6.3159 | 6.675 | 6.9686 | 7.202 | 7.447 | 7.7 | 7.9193 | 8.1584 | 8.3999 | 8.6624 | 8.8923
| Health Care | 0.49671 | 1.0641 | 1.6755 | 2.2967 | 2.957 | 3.6531 | 4.3823 | 5.0792 | 5.8295 | 6.6049 | 7.0054 | 7.352 | 7.7789 | 8.2238 | 8.6435 | 8.9882 | 9.2508 | 9.5255 | 9.8085 | 10.0545 | 10.3221 | 10.5922 | 10.8845 | 11.1412
| Other | 1.8974 | 4.1255 | 6.5363 | 8.9434 | 11.5258 | 14.2676 | 17.1657 | 19.8834 | 22.8521 | 25.9361 | 27.6646 | 29.1249 | 30.9711 | 32.9108 | 34.7321 | 36.2167 | 37.409 | 38.6608 | 39.9534 | 41.0696 | 42.2878 | 43.4986 | 44.8155 | 45.9624
| Indoor Agriculture | 0.02495 | 0.049899 | 0.074849 | 0.099798 | 0.12475 | 0.1497 | 0.17465 | 0.1996 | 0.22455 | 0.2495 | 0.2495 | 0.2495 | 0.2495 | 0.2495 | 0.2495 | 0.2495 | 0.2495 | 0.2495 | 0.2495 | 0.2495 | 0.2495 | 0.2495 | 0.2495 | 0.2495
|  | 2045: Total = 250 aMW | TRUE
Commercial Cumulative Achievable Potential
| End Use | 2022 | 2023 | 2024 | 2025 | 2026 | 2027 | 2028 | 2029 | 2030 | 2031 | 2032 | 2033 | 2034 | 2035 | 2036 | 2037 | 2038 | 2039 | 2040 | 2041 | 2042 | 2043 | 2044 | 2045
| Lighting | 4.3185 | 9.693 | 15.7226 | 22.0056 | 28.6549 | 35.5632 | 42.5457 | 49.0433 | 55.8734 | 62.7016 | 67.2265 | 71.2903 | 75.9231 | 80.6022 | 85.0062 | 88.4456 | 89.4058 | 90.4576 | 91.5849 | 92.4239 | 93.4325 | 94.4649 | 95.6833 | 96.6345
| Boiler | 0 | 0 | 0 | 0 | 0 | 0 | 0 | 0 | 0 | 0 | 0 | 0 | 0 | 0 | 0 | 0 | 0 | 0 | 0 | 0 | 0 | 0 | 0 | 0
| Chillers | 0.022654 | 0.04791 | 0.075296 | 0.10366 | 0.13446 | 0.16788 | 0.20453 | 0.24109 | 0.28207 | 0.32662 | 0.35218 | 0.3756 | 0.40722 | 0.44347 | 0.48027 | 0.5147 | 0.55438 | 0.59788 | 0.64479 | 0.68994 | 0.73747 | 0.7852 | 0.83556 | 0.8818
| Whole Building | 0.98442 | 1.9717 | 2.96 | 3.9393 | 4.9238 | 5.9179 | 6.9319 | 7.9227 | 8.9539 | 10.015 | 10.1144 | 10.1542 | 10.2962 | 10.4805 | 10.6434 | 10.7442 | 10.8911 | 11.0613 | 11.247 | 11.3856 | 11.5541 | 11.7269 | 11.9327 | 12.0914
| Compressed Air | 7.7384e-05 | 0.00015453 | 0.00023143 | 0.00030809 | 0.00038451 | 0.00046069 | 0.00053663 | 0.00061233 | 0.00068779 | 0.00076301 | 0.00076558 | 0.00076835 | 0.00077134 | 0.00077454 | 0.00077795 | 0.00078156 | 0.00078538 | 0.00078939 | 0.00079282 | 0.00079282 | 0.00079282 | 0.00079282 | 0.00079282 | 0.00079282
| Cooling DX | 0.17116 | 0.3849 | 0.64445 | 0.93995 | 1.299 | 1.7358 | 2.2695 | 2.8373 | 3.5246 | 4.3039 | 4.9644 | 5.5697 | 6.3107 | 7.0996 | 7.8535 | 8.5305 | 9.2519 | 9.9928 | 10.7457 | 11.4444 | 12.1717 | 12.9004 | 13.6608 | 14.3684
| Ventilation | 0.30149 | 0.60154 | 0.90014 | 1.1972 | 1.4928 | 1.7871 | 2.0801 | 2.3714 | 2.6612 | 2.9494 | 2.9502 | 2.9507 | 2.951 | 2.9512 | 2.9512 | 2.9513 | 2.9513 | 2.9513 | 2.9513 | 2.9513 | 2.9513 | 2.9513 | 2.9513 | 2.9513
| PTHP | 0.0018913 | 0.0062387 | 0.013228 | 0.022293 | 0.03503 | 0.052253 | 0.075086 | 0.099921 | 0.13169 | 0.16884 | 0.20673 | 0.24148 | 0.28412 | 0.32959 | 0.37311 | 0.41226 | 0.45404 | 0.497 | 0.54072 | 0.58137 | 0.62374 | 0.66624 | 0.71063 | 0.75204
| Cooling PTAC | 1.5688e-05 | 5.1748e-05 | 0.00010972 | 0.00018491 | 0.00029056 | 0.00043342 | 0.00062281 | 0.00082882 | 0.0010924 | 0.0014004 | 0.0017147 | 0.002003 | 0.0023567 | 0.0027339 | 0.0030948 | 0.0034196 | 0.0037661 | 0.0041225 | 0.0044851 | 0.0048223 | 0.0051737 | 0.0055263 | 0.0058944 | 0.0062379
| Heat Pump | 0.17819 | 0.35567 | 0.53244 | 0.70851 | 0.88388 | 1.0586 | 1.2325 | 1.4058 | 1.5784 | 1.7504 | 1.7504 | 1.7504 | 1.7504 | 1.7504 | 1.7504 | 1.7504 | 1.7504 | 1.7504 | 1.7504 | 1.7504 | 1.7504 | 1.7504 | 1.7504 | 1.7504
| Wastewater | 0.97903 | 1.9532 | 2.9225 | 3.887 | 4.8467 | 5.8016 | 6.7519 | 7.6974 | 8.6382 | 9.5744 | 9.5744 | 9.5744 | 9.5744 | 9.5744 | 9.5744 | 9.5744 | 9.5744 | 9.5744 | 9.5744 | 9.5744 | 9.5744 | 9.5744 | 9.5744 | 9.5744
| Water Cooler | 0.025072 | 0.05002 | 0.074843 | 0.099544 | 0.12412 | 0.14858 | 0.17291 | 0.19713 | 0.22122 | 0.2452 | 0.2452 | 0.2452 | 0.2452 | 0.2452 | 0.2452 | 0.2452 | 0.2452 | 0.2452 | 0.2452 | 0.2452 | 0.2452 | 0.2452 | 0.2452 | 0.2452
| Water Supply | 0.2059 | 0.41077 | 0.61462 | 0.81746 | 1.0193 | 1.2201 | 1.42 | 1.6188 | 1.8167 | 2.0136 | 2.0136 | 2.0136 | 2.0136 | 2.0136 | 2.0136 | 2.0136 | 2.0136 | 2.0136 | 2.0136 | 2.0136 | 2.0136 | 2.0136 | 2.0136 | 2.0136
| Plug Load | 0.11675 | 0.23291 | 0.3485 | 0.46352 | 0.57796 | 0.69184 | 0.80515 | 0.9179 | 1.0301 | 1.1417 | 1.2528 | 1.3634 | 1.4734 | 1.5828 | 1.6917 | 1.8001 | 1.908 | 2.0153 | 2.1221 | 2.2284 | 2.3341 | 2.4394 | 2.5441 | 2.6483
| Cooking | 0.0083546 | 0.026565 | 0.055611 | 0.095319 | 0.1488 | 0.2179 | 0.30425 | 0.40302 | 0.51937 | 0.64978 | 0.78699 | 0.92469 | 1.0735 | 1.2264 | 1.3768 | 1.522 | 1.6696 | 1.767 | 1.8299 | 1.8893 | 1.9504 | 2.0116 | 2.0748 | 2.1345
| Clothes Washer | 0.010713 | 0.034462 | 0.07403 | 0.13181 | 0.2102 | 0.3125 | 0.44083 | 0.59549 | 0.77468 | 0.97461 | 1.1902 | 1.4161 | 1.5569 | 1.5569 | 1.5569 | 1.5569 | 1.5569 | 1.5569 | 1.5569 | 1.5569 | 1.5569 | 1.5569 | 1.5569 | 1.5569
| Electric Resistance Heat and Cooling | 0.0013435 | 0.0026805 | 0.0040111 | 0.0053354 | 0.0066533 | 0.0079649 | 0.0092703 | 0.010569 | 0.011862 | 0.013149 | 0.013149 | 0.013149 | 0.013149 | 0.013149 | 0.013149 | 0.013149 | 0.013149 | 0.013149 | 0.013149 | 0.013149 | 0.013149 | 0.013149 | 0.013149 | 0.013149
| Gas Heating | 0 | 0 | 0 | 0 | 0 | 0 | 0 | 0 | 0 | 0 | 0 | 0 | 0 | 0 | 0 | 0 | 0 | 0 | 0 | 0 | 0 | 0 | 0 | 0
| Electric Resistance Heating | 0.14354 | 0.28678 | 0.4297 | 0.57232 | 0.71463 | 0.85664 | 0.99834 | 1.1397 | 1.2808 | 1.4216 | 1.4216 | 1.4216 | 1.4216 | 1.4216 | 1.4216 | 1.4216 | 1.4216 | 1.4216 | 1.4216 | 1.4216 | 1.4216 | 1.4216 | 1.4216 | 1.4216
| Electric Heating | 0.32725 | 0.79841 | 1.2938 | 1.6543 | 2.0872 | 2.5902 | 3.1954 | 3.6277 | 4.2286 | 4.9128 | 5.3827 | 5.6318 | 6.1798 | 6.8284 | 7.3994 | 7.7903 | 8.2966 | 8.8573 | 9.4538 | 9.9247 | 10.4719 | 11.0108 | 11.6015 | 12.0632
| Ductless Heat Pump | 0.09201 | 0.18607 | 0.28092 | 0.37344 | 0.46771 | 0.56414 | 0.66402 | 0.75876 | 0.85937 | 0.96324 | 0.97638 | 0.98135 | 0.99817 | 1.0193 | 1.0376 | 1.0487 | 1.0645 | 1.0827 | 1.1023 | 1.1169 | 1.1346 | 1.1527 | 1.1744 | 1.191
| Electric Water Heat | 0.13859 | 0.30148 | 0.49044 | 0.69978 | 0.94532 | 1.235 | 1.5799 | 1.944 | 2.376 | 2.8603 | 3.2378 | 3.584 | 4.0076 | 4.4588 | 4.8903 | 5.2783 | 5.6918 | 6.1166 | 6.5484 | 6.9495 | 7.367 | 7.7856 | 8.2224 | 8.6293
| Gas Water Heat | 0 | 0 | 0 | 0 | 0 | 0 | 0 | 0 | 0 | 0 | 0 | 0 | 0 | 0 | 0 | 0 | 0 | 0 | 0 | 0 | 0 | 0 | 0 | 0
| Refrigeration | 1.3816 | 2.7566 | 4.1249 | 5.4866 | 6.8418 | 8.1904 | 9.5325 | 10.8682 | 12.1974 | 13.5202 | 13.5202 | 13.5202 | 13.5202 | 13.5202 | 13.5202 | 13.5202 | 13.5202 | 13.5202 | 13.5202 | 13.5202 | 13.5202 | 13.5202 | 13.5202 | 13.5202
| Economizer | 0.35687 | 0.71189 | 1.0651 | 1.4164 | 1.7659 | 2.1136 | 2.4595 | 2.8036 | 3.1459 | 3.4865 | 3.4865 | 3.4865 | 3.4865 | 3.4865 | 3.4865 | 3.4865 | 3.4865 | 3.4865 | 3.4865 | 3.4865 | 3.4865 | 3.4865 | 3.4865 | 3.4865
| Pools | 0.027604 | 0.083588 | 0.1655 | 0.26761 | 0.39682 | 0.55125 | 0.72872 | 0.91048 | 1.1131 | 1.3297 | 1.5464 | 1.7532 | 1.9843 | 2.2254 | 2.4632 | 2.6895 | 2.9232 | 3.1599 | 3.3983 | 3.6266 | 3.8596 | 4.0923 | 4.3302 | 4.5583
| Gas Furnace | 0 | 0 | 0 | 0 | 0 | 0 | 0 | 0 | 0 | 0 | 0 | 0 | 0 | 0 | 0 | 0 | 0 | 0 | 0 | 0 | 0 | 0 | 0 | 0
| Ice Makers | 0.013556 | 0.041219 | 0.081436 | 0.1305 | 0.19297 | 0.2681 | 0.35527 | 0.44289 | 0.54232 | 0.64948 | 0.7556 | 0.85444 | 0.96849 | 1.0886 | 1.2063 | 1.3163 | 1.4313 | 1.5484 | 1.6668 | 1.7788 | 1.894 | 2.0093 | 2.1281 | 2.2407
| Pools Gas | 0 | 0 | 0 | 0 | 0 | 0 | 0 | 0 | 0 | 0 | 0 | 0 | 0 | 0 | 0 | 0 | 0 | 0 | 0 | 0 | 0 | 0 | 0 | 0
| Pools Electric | 0.26483 | 0.52835 | 0.79055 | 1.0515 | 1.3111 | 1.5694 | 1.8264 | 2.0822 | 2.3367 | 2.5899 | 2.5899 | 2.5899 | 2.5899 | 2.5899 | 2.5899 | 2.5899 | 2.5899 | 2.5899 | 2.5899 | 2.5899 | 2.5899 | 2.5899 | 2.5899 | 2.5899
| Circulator Pump | 0.96929 | 2.1931 | 3.6355 | 5.2102 | 7.0251 | 9.0708 | 11.3462 | 13.5898 | 16.077 | 18.7193 | 20.6258 | 22.3472 | 24.4161 | 26.6212 | 28.7627 | 30.7196 | 32.7973 | 34.928 | 37.0915 | 39.1088 | 41.2037 | 43.3028 | 45.4879 | 47.5309
| Cooling | 0.53986 | 1.077 | 1.6115 | 2.1434 | 2.6726 | 3.1991 | 3.7231 | 4.2445 | 4.7633 | 5.2795 | 5.2795 | 5.2795 | 5.2795 | 5.2795 | 5.2795 | 5.2795 | 5.2795 | 5.2795 | 5.2795 | 5.2795 | 5.2795 | 5.2795 | 5.2795 | 5.2795
| CommFlat | 0.02495 | 0.049899 | 0.074849 | 0.099798 | 0.12475 | 0.1497 | 0.17465 | 0.1996 | 0.22455 | 0.2495 | 0.2495 | 0.2495 | 0.2495 | 0.2495 | 0.2495 | 0.2495 | 0.2495 | 0.2495 | 0.2495 | 0.2495 | 0.2495 | 0.2495 | 0.2495 | 0.2495
[27 empty] | 2019 CPA | aMW | 2019 CPA | 332
| End Use Group | 2022 | 2023 | 2024 | 2025 | 2026 | 2027 | 2028 | 2029 | 2030 | 2031 | 2032 | 2033 | 2034 | 2035 | 2036 | 2037 | 2038 | 2039 | 2040 | 2041 | 2042 | 2043 | 2044 | 2045 |  | Heating | 47.4077 | Data Center | -45.5427 | -0.13718
| Lighting | 4.3435 | 9.7429 | 15.7974 | 22.1054 | 28.7796 | 35.7129 | 42.7204 | 49.2429 | 56.098 | 62.9511 | 67.476 | 71.5398 | 76.1726 | 80.8517 | 85.2557 | 88.6951 | 89.6553 | 90.7071 | 91.8344 | 92.6734 | 93.682 | 94.7144 | 95.9328 | 96.884 | 38.69% | Cooling | 33.0357 | Indoor Ag | -25.4493 | -0.076655
| Other | 2.6128 | 5.5277 | 8.7077 | 12.0594 | 15.7046 | 19.6347 | 23.8478 | 28.0527 | 32.5507 | 37.2387 | 39.7948 | 42.1582 | 44.823 | 47.4987 | 50.1047 | 52.5063 | 55.0405 | 57.6325 | 60.2595 | 62.7234 | 65.2722 | 67.8246 | 70.4711 | 72.959 | 29.14% | Whole Building | 28.7012 | Lighting (excl. Indoor Ag) | -24.7634 | -0.074589
| Cooling | 0.73369 | 1.5099 | 2.3314 | 3.1872 | 4.1064 | 5.1032 | 6.1977 | 7.3237 | 8.5711 | 9.9114 | 10.5979 | 11.2268 | 11.9998 | 12.8253 | 13.6164 | 14.3281 | 15.0896 | 15.8744 | 16.6745 | 17.4187 | 18.1939 | 18.9707 | 19.7817 | 20.536 | 8.202% | Other | 10.4603 | Other Updates | -8.4388 | -0.025418
| Refrigeration | 1.3816 | 2.7566 | 4.1249 | 5.4866 | 6.8418 | 8.1904 | 9.5325 | 10.8682 | 12.1974 | 13.5202 | 13.5202 | 13.5202 | 13.5202 | 13.5202 | 13.5202 | 13.5202 | 13.5202 | 13.5202 | 13.5202 | 13.5202 | 13.5202 | 13.5202 | 13.5202 | 13.5202 | 5.4% | Data Center | 45.5427 | 2021 CPA | 227.8058
| Heating | 0.47214 | 1.0879 | 1.7275 | 2.2319 | 2.8085 | 3.4548 | 4.203 | 4.778 | 5.5213 | 6.3475 | 6.8174 | 7.0666 | 7.6145 | 8.2631 | 8.8342 | 9.2251 | 9.7314 | 10.292 | 10.8886 | 11.3595 | 11.9067 | 12.4456 | 13.0362 | 13.498 | 5.391% | Ventilation | 4.4235
| Whole Building | 0.98442 | 1.9717 | 2.96 | 3.9393 | 4.9238 | 5.9179 | 6.9319 | 7.9227 | 8.9539 | 10.015 | 10.1144 | 10.1542 | 10.2962 | 10.4805 | 10.6434 | 10.7442 | 10.8911 | 11.0613 | 11.247 | 11.3856 | 11.5541 | 11.7269 | 11.9327 | 12.0914 | 4.829% | Cooking | 1.8283
| Water Heat | 0.13859 | 0.30148 | 0.49044 | 0.69978 | 0.94532 | 1.235 | 1.5799 | 1.944 | 2.376 | 2.8603 | 3.2378 | 3.584 | 4.0076 | 4.4588 | 4.8903 | 5.2783 | 5.6918 | 6.1166 | 6.5484 | 6.9495 | 7.367 | 7.7856 | 8.2224 | 8.6293 | 3.446% | Lighting | 139.6218
| Ventilation | 0.65836 | 1.3134 | 1.9652 | 2.6136 | 3.2587 | 3.9007 | 4.5395 | 5.1749 | 5.8071 | 6.4359 | 6.4367 | 6.4371 | 6.4375 | 6.4376 | 6.4377 | 6.4377 | 6.4377 | 6.4377 | 6.4377 | 6.4377 | 6.4377 | 6.4377 | 6.4377 | 6.4377 | 2.571% | Heat Pump | 7.819
| Heat Pump | 0.27209 | 0.54798 | 0.82659 | 1.1043 | 1.3866 | 1.6749 | 1.9716 | 2.2645 | 2.5695 | 2.8824 | 2.9335 | 2.9732 | 3.0327 | 3.0992 | 3.161 | 3.2113 | 3.2689 | 3.33 | 3.3934 | 3.4486 | 3.5087 | 3.5693 | 3.6353 | 3.6934 | 1.475% | Refrigeration | 10.4519
| Cooking | 0.0083546 | 0.026565 | 0.055611 | 0.095319 | 0.1488 | 0.2179 | 0.30425 | 0.40302 | 0.51937 | 0.64978 | 0.78699 | 0.92469 | 1.0735 | 1.2264 | 1.3768 | 1.522 | 1.6696 | 1.767 | 1.8299 | 1.8893 | 1.9504 | 2.0116 | 2.0748 | 2.1345 | 0.8525% | Water Heat | 1.2697
| Total | 11.6056 | 24.7861 | 38.9867 | 53.5227 | 68.9042 | 85.0425 | 101.8287 | 117.9747 | 135.1643 | 152.8124 | 161.7156 | 169.5849 | 178.9776 | 188.6617 | 197.8405 | 205.4683 | 210.9962 | 216.7388 | 222.6336 | 227.8058 | 233.3929 | 239.0066 | 245.045 | 250.3836 | Total = 250 aMW | Street Lighting | 1.425
Rank | Measure Name | 2022: Weighted Average Levelized Cost ($/kWh); 2023: Cumulative 10-Year Achievable Technical Potential; 2024: Cumulative 24-Year Achievable Technical Potential |  | 2019 CPA |  | Measure Name | Cumulative 20-Year Achievable Technical Potential
1 | LED Panel | 2022: 0.14066; 2023: 27.4683; 2024: 44.809 |  | Segment Group | 2039 | Indoor Agriculture Lighting | 22.185
2 | Variable Speed Efficient Motor | 2022: 0.065675; 2023: 11.63; 2024: 40.4415 |  | Office | 87.4182 | Indoor Agriculture VRF Heat Pump | 2.5264
3 | Linear LED | 2022: 0.12106; 2023: 7.6362; 2024: 18.4212 |  | Retail | 27.7593 | Indoor Agriculture Dehumidification | 0.98749
4 | VRF | 2022: 0.06397; 2023: 4.3813; 2024: 10.5749 |  | Education | 18.3673
5 | Wastewater | 2022: 0.058749; 2023: 9.5744; 2024: 9.5744 |  | Warehouse | 11.839
6 | Highbay LED Panel | 2022: 0.14451; 2023: 5.238; 2024: 8.1189 |  | Grocery | 22.1912
7 | Circulator pump bronze or stainless learning run hours | 2022: -0.14716; 2023: 7.0893; 2024: 7.0893 |  | Restaurant | 15.2531
8 | Refrigeration ECM | 2022: 0.050211; 2023: 6.6761; 2024: 6.6761 |  | Lodging | 9.4657
9 | Commercial SEM | 2022: 0.0038344; 2023: 4.2056; 2024: 4.9438 |  | Health Care | 11.4843
10 | Pool Pump | 2022: 0.0077466; 2023: 1.3297; 2024: 4.5583 |  | Other | 101.0847
11 | Parking Garage Lighting | 2022: -0.013978; 2023: 4.5381; 2024: 4.5381 |  | Street Lighting | 1.425
12 | LED Sign | 2022: 0.062944; 2023: 4.5306; 2024: 4.5306 |  | Indoor Agriculture | 25.6988
13 | Residential Type Advanced Heat Pump Water Heater EF2.8 | 2022: 0.072221; 2023: 0.97143; 2024: 4.2902
14 | LED Other | 2022: -0.13508; 2023: 4.1619; 2024: 4.2393
15 | Cooling DX 65 to 135 kBtuh Premium | 2022: 0.23539; 2023: 0.92338; 2024: 4.0587
|  |  |  | 176.8644 | 0.70637
Industrial Electric Achievable Potential Forecast by Industry
| Segment | 2022 | 2023 | 2024 | 2025 | 2026 | 2027 | 2028 | 2029 | 2030 | 2031 | 2032 | 2033 | 2034 | 2035 | 2036 | 2037 | 2038 | 2039 | 2040 | 2041 | 2042 | 2043 | 2044 | 2045
Mechanical Pulp | Mechanical Pulp | 0.051735 | 0.1044 | 0.15721 | 0.20944 | 0.26135 | 0.31303 | 0.36472 | 0.41606 | 0.46733 | 0.51847 | 0.51847 | 0.51847 | 0.51847 | 0.51847 | 0.51847 | 0.51847 | 0.51847 | 0.51847 | 0.51847 | 0.51847 | 0.51847 | 0.51847 | 0.51847 | 0.51847
Kraft Pulp | Kraft Pulp | 8.9944e-05 | 0.00018151 | 0.00027332 | 0.00036413 | 0.00045437 | 0.00054421 | 0.00063409 | 0.00072334 | 0.00081247 | 0.00090138 | 0.00090138 | 0.00090138 | 0.00090138 | 0.00090138 | 0.00090138 | 0.00090138 | 0.00090138 | 0.00090138 | 0.00090138 | 0.00090138 | 0.00090138 | 0.00090138 | 0.00090138 | 0.00090138
Paper | Paper | 0.01182 | 0.023854 | 0.03592 | 0.047854 | 0.059714 | 0.071521 | 0.083332 | 0.095062 | 0.10678 | 0.11846 | 0.11846 | 0.11846 | 0.11846 | 0.11846 | 0.11846 | 0.11846 | 0.11846 | 0.11846 | 0.11846 | 0.11846 | 0.11846 | 0.11846 | 0.11846 | 0.11846
Foundries | Foundries | 0.0046547 | 0.0093932 | 0.014144 | 0.018844 | 0.023514 | 0.028163 | 0.032814 | 0.037433 | 0.042046 | 0.046647 | 0.046647 | 0.046647 | 0.046647 | 0.046647 | 0.046647 | 0.046647 | 0.046647 | 0.046647 | 0.046647 | 0.046647 | 0.046647 | 0.046647 | 0.046647 | 0.046647
Food | Food - Frozen | 0.014916 | 0.0301 | 0.045326 | 0.060385 | 0.075351 | 0.090249 | 0.10515 | 0.11995 | 0.13474 | 0.14948 | 0.14948 | 0.14948 | 0.14948 | 0.14948 | 0.14948 | 0.14948 | 0.14948 | 0.14948 | 0.14948 | 0.14948 | 0.14948 | 0.14948 | 0.14948 | 0.14948
Food | Food - Other | 0.15884 | 0.32055 | 0.48268 | 0.64305 | 0.80243 | 0.96109 | 1.1198 | 1.2774 | 1.4348 | 1.5919 | 1.5919 | 1.5919 | 1.5919 | 1.5919 | 1.5919 | 1.5919 | 1.5919 | 1.5919 | 1.5919 | 1.5919 | 1.5919 | 1.5919 | 1.5919 | 1.5919
Wood | Wood - Lumber | 0.016372 | 0.03304 | 0.049751 | 0.066281 | 0.082708 | 0.099062 | 0.11542 | 0.13167 | 0.14789 | 0.16408 | 0.16408 | 0.16408 | 0.16408 | 0.16408 | 0.16408 | 0.16408 | 0.16408 | 0.16408 | 0.16408 | 0.16408 | 0.16408 | 0.16408 | 0.16408 | 0.16408
Wood | Wood - Panel | 0.0075318 | 0.015199 | 0.022887 | 0.030492 | 0.038049 | 0.045572 | 0.053098 | 0.060572 | 0.068036 | 0.075481 | 0.075481 | 0.075481 | 0.075481 | 0.075481 | 0.075481 | 0.075481 | 0.075481 | 0.075481 | 0.075481 | 0.075481 | 0.075481 | 0.075481 | 0.075481 | 0.075481
Wood | Wood - Other | 0.059679 | 0.12043 | 0.18135 | 0.2416 | 0.30148 | 0.36109 | 0.42073 | 0.47995 | 0.53909 | 0.59808 | 0.59808 | 0.59808 | 0.59808 | 0.59808 | 0.59808 | 0.59808 | 0.59808 | 0.59808 | 0.59808 | 0.59808 | 0.59808 | 0.59808 | 0.59808 | 0.59808
Sugar | Sugar | 0.0027116 | 0.0054722 | 0.00824 | 0.010978 | 0.013699 | 0.016407 | 0.019117 | 0.021807 | 0.024495 | 0.027175 | 0.027175 | 0.027175 | 0.027175 | 0.027175 | 0.027175 | 0.027175 | 0.027175 | 0.027175 | 0.027175 | 0.027175 | 0.027175 | 0.027175 | 0.027175 | 0.027175
Hi Tech | Hi Tech - Chip Fabrication | 0.025691 | 0.051846 | 0.07807 | 0.10401 | 0.12979 | 0.15545 | 0.18112 | 0.20661 | 0.23207 | 0.25747 | 0.25747 | 0.25747 | 0.25747 | 0.25747 | 0.25747 | 0.25747 | 0.25747 | 0.25747 | 0.25747 | 0.25747 | 0.25747 | 0.25747 | 0.25747 | 0.25747
Hi Tech | Hi Tech - Silicon | 0.00057657 | 0.0011635 | 0.0017521 | 0.0023342 | 0.0029127 | 0.0034886 | 0.0040647 | 0.0046368 | 0.0052082 | 0.0057782 | 0.0057782 | 0.0057782 | 0.0057782 | 0.0057782 | 0.0057782 | 0.0057782 | 0.0057782 | 0.0057782 | 0.0057782 | 0.0057782 | 0.0057782 | 0.0057782 | 0.0057782 | 0.0057782
Metal Fabrication | Metal Fabrication | 0.013708 | 0.027662 | 0.041654 | 0.055493 | 0.069247 | 0.082938 | 0.096635 | 0.11024 | 0.12382 | 0.13737 | 0.13737 | 0.13737 | 0.13737 | 0.13737 | 0.13737 | 0.13737 | 0.13737 | 0.13737 | 0.13737 | 0.13737 | 0.13737 | 0.13737 | 0.13737 | 0.13737
Transportation Equipment | Transportation Equipment | 0.045913 | 0.092653 | 0.13952 | 0.18587 | 0.23194 | 0.2778 | 0.32368 | 0.36924 | 0.41474 | 0.46012 | 0.46012 | 0.46012 | 0.46012 | 0.46012 | 0.46012 | 0.46012 | 0.46012 | 0.46012 | 0.46012 | 0.46012 | 0.46012 | 0.46012 | 0.46012 | 0.46012
Refinery | Refinery | 0.012969 | 0.026172 | 0.039411 | 0.052505 | 0.065518 | 0.078472 | 0.091431 | 0.1043 | 0.11715 | 0.12997 | 0.12997 | 0.12997 | 0.12997 | 0.12997 | 0.12997 | 0.12997 | 0.12997 | 0.12997 | 0.12997 | 0.12997 | 0.12997 | 0.12997 | 0.12997 | 0.12997
Cold Storage | Cold Storage | 0.015663 | 0.031608 | 0.047595 | 0.063408 | 0.079124 | 0.094768 | 0.11042 | 0.12596 | 0.14148 | 0.15697 | 0.15697 | 0.15697 | 0.15697 | 0.15697 | 0.15697 | 0.15697 | 0.15697 | 0.15697 | 0.15697 | 0.15697 | 0.15697 | 0.15697 | 0.15697 | 0.15697
Fruit Storage | Fruit Storage | 9.8024e-07 | 1.9781e-06 | 2.9787e-06 | 3.9684e-06 | 4.9519e-06 | 5.931e-06 | 6.9105e-06 | 7.8832e-06 | 8.8546e-06 | 9.8236e-06 | 9.8236e-06 | 9.8236e-06 | 9.8236e-06 | 9.8236e-06 | 9.8236e-06 | 9.8236e-06 | 9.8236e-06 | 9.8236e-06 | 9.8236e-06 | 9.8236e-06 | 9.8236e-06 | 9.8236e-06 | 9.8236e-06 | 9.8236e-06
Chemical | Chemical | 0.02306 | 0.046536 | 0.070075 | 0.093357 | 0.11649 | 0.13953 | 0.16257 | 0.18545 | 0.20831 | 0.2311 | 0.2311 | 0.2311 | 0.2311 | 0.2311 | 0.2311 | 0.2311 | 0.2311 | 0.2311 | 0.2311 | 0.2311 | 0.2311 | 0.2311 | 0.2311 | 0.2311
Miscellaneous | Miscellaneous Manufacturing | 0.29246 | 0.5902 | 0.88873 | 1.184 | 1.4775 | 1.7696 | 2.0618 | 2.352 | 2.6419 | 2.931 | 2.931 | 2.931 | 2.931 | 2.931 | 2.931 | 2.931 | 2.931 | 2.931 | 2.931 | 2.931 | 2.931 | 2.931 | 2.931 | 2.931
Streetlighting | Streetlighting | 0.094884 | 0.23333 | 0.40045 | 0.5858 | 0.78362 | 0.98769 | 1.1938 | 1.4019 | 1.6099 | 1.8175 | 2.0247 | 2.2317 | 2.421 | 2.4417 | 2.462 | 2.4817 | 2.501 | 2.5199 | 2.5386 | 2.5615 | 2.5818 | 2.6021 | 2.6224 | 2.6427
10.2431
| Segment | 2022 | 2023 | 2024 | 2025 | 2026 | 2027 | 2028 | 2029 | 2030 | 2031 | 2032 | 2033 | 2034 | 2035 | 2036 | 2037 | 2038 | 2039 | 2040 | 2041 | 2042 | 2043 | 2044 | 2045
| Miscellaneous | 0.29246 | 0.5902 | 0.88873 | 1.184 | 1.4775 | 1.7696 | 2.0618 | 2.352 | 2.6419 | 2.931 | 2.931 | 2.931 | 2.931 | 2.931 | 2.931 | 2.931 | 2.931 | 2.931 | 2.931 | 2.931 | 2.931 | 2.931 | 2.931 | 2.931
| Streetlighting | 0.094884 | 0.23333 | 0.40045 | 0.5858 | 0.78362 | 0.98769 | 1.1938 | 1.4019 | 1.6099 | 1.8175 | 2.0247 | 2.2317 | 2.421 | 2.4417 | 2.462 | 2.4817 | 2.501 | 2.5199 | 2.5386 | 2.5615 | 2.5818 | 2.6021 | 2.6224 | 2.6427
| Food | 0.17376 | 0.35065 | 0.52801 | 0.70344 | 0.87778 | 1.0513 | 1.225 | 1.3974 | 1.5696 | 1.7413 | 1.7413 | 1.7413 | 1.7413 | 1.7413 | 1.7413 | 1.7413 | 1.7413 | 1.7413 | 1.7413 | 1.7413 | 1.7413 | 1.7413 | 1.7413 | 1.7413
| Wood | 0.083583 | 0.16867 | 0.25399 | 0.33838 | 0.42224 | 0.50573 | 0.58925 | 0.67219 | 0.75502 | 0.83764 | 0.83764 | 0.83764 | 0.83764 | 0.83764 | 0.83764 | 0.83764 | 0.83764 | 0.83764 | 0.83764 | 0.83764 | 0.83764 | 0.83764 | 0.83764 | 0.83764
| Mechanical Pulp | 0.051735 | 0.1044 | 0.15721 | 0.20944 | 0.26135 | 0.31303 | 0.36472 | 0.41606 | 0.46733 | 0.51847 | 0.51847 | 0.51847 | 0.51847 | 0.51847 | 0.51847 | 0.51847 | 0.51847 | 0.51847 | 0.51847 | 0.51847 | 0.51847 | 0.51847 | 0.51847 | 0.51847
| Transportation Equipment | 0.045913 | 0.092653 | 0.13952 | 0.18587 | 0.23194 | 0.2778 | 0.32368 | 0.36924 | 0.41474 | 0.46012 | 0.46012 | 0.46012 | 0.46012 | 0.46012 | 0.46012 | 0.46012 | 0.46012 | 0.46012 | 0.46012 | 0.46012 | 0.46012 | 0.46012 | 0.46012 | 0.46012
| Hi Tech | 0.026268 | 0.053009 | 0.079822 | 0.10634 | 0.1327 | 0.15894 | 0.18518 | 0.21125 | 0.23728 | 0.26325 | 0.26325 | 0.26325 | 0.26325 | 0.26325 | 0.26325 | 0.26325 | 0.26325 | 0.26325 | 0.26325 | 0.26325 | 0.26325 | 0.26325 | 0.26325 | 0.26325
| Chemical | 0.02306 | 0.046536 | 0.070075 | 0.093357 | 0.11649 | 0.13953 | 0.16257 | 0.18545 | 0.20831 | 0.2311 | 0.2311 | 0.2311 | 0.2311 | 0.2311 | 0.2311 | 0.2311 | 0.2311 | 0.2311 | 0.2311 | 0.2311 | 0.2311 | 0.2311 | 0.2311 | 0.2311
| Cold Storage | 0.015663 | 0.031608 | 0.047595 | 0.063408 | 0.079124 | 0.094768 | 0.11042 | 0.12596 | 0.14148 | 0.15697 | 0.15697 | 0.15697 | 0.15697 | 0.15697 | 0.15697 | 0.15697 | 0.15697 | 0.15697 | 0.15697 | 0.15697 | 0.15697 | 0.15697 | 0.15697 | 0.15697
| Metal Fabrication | 0.013708 | 0.027662 | 0.041654 | 0.055493 | 0.069247 | 0.082938 | 0.096635 | 0.11024 | 0.12382 | 0.13737 | 0.13737 | 0.13737 | 0.13737 | 0.13737 | 0.13737 | 0.13737 | 0.13737 | 0.13737 | 0.13737 | 0.13737 | 0.13737 | 0.13737 | 0.13737 | 0.13737
| Refinery | 0.012969 | 0.026172 | 0.039411 | 0.052505 | 0.065518 | 0.078472 | 0.091431 | 0.1043 | 0.11715 | 0.12997 | 0.12997 | 0.12997 | 0.12997 | 0.12997 | 0.12997 | 0.12997 | 0.12997 | 0.12997 | 0.12997 | 0.12997 | 0.12997 | 0.12997 | 0.12997 | 0.12997
| Paper | 0.01182 | 0.023854 | 0.03592 | 0.047854 | 0.059714 | 0.071521 | 0.083332 | 0.095062 | 0.10678 | 0.11846 | 0.11846 | 0.11846 | 0.11846 | 0.11846 | 0.11846 | 0.11846 | 0.11846 | 0.11846 | 0.11846 | 0.11846 | 0.11846 | 0.11846 | 0.11846 | 0.11846
| Foundries | 0.0046547 | 0.0093932 | 0.014144 | 0.018844 | 0.023514 | 0.028163 | 0.032814 | 0.037433 | 0.042046 | 0.046647 | 0.046647 | 0.046647 | 0.046647 | 0.046647 | 0.046647 | 0.046647 | 0.046647 | 0.046647 | 0.046647 | 0.046647 | 0.046647 | 0.046647 | 0.046647 | 0.046647
| Sugar | 0.0027116 | 0.0054722 | 0.00824 | 0.010978 | 0.013699 | 0.016407 | 0.019117 | 0.021807 | 0.024495 | 0.027175 | 0.027175 | 0.027175 | 0.027175 | 0.027175 | 0.027175 | 0.027175 | 0.027175 | 0.027175 | 0.027175 | 0.027175 | 0.027175 | 0.027175 | 0.027175 | 0.027175
| Kraft Pulp | 8.9944e-05 | 0.00018151 | 0.00027332 | 0.00036413 | 0.00045437 | 0.00054421 | 0.00063409 | 0.00072334 | 0.00081247 | 0.00090138 | 0.00090138 | 0.00090138 | 0.00090138 | 0.00090138 | 0.00090138 | 0.00090138 | 0.00090138 | 0.00090138 | 0.00090138 | 0.00090138 | 0.00090138 | 0.00090138 | 0.00090138 | 0.00090138
| Fruit Storage | 9.8024e-07 | 1.9781e-06 | 2.9787e-06 | 3.9684e-06 | 4.9519e-06 | 5.931e-06 | 6.9105e-06 | 7.8832e-06 | 8.8546e-06 | 9.8236e-06 | 9.8236e-06 | 9.8236e-06 | 9.8236e-06 | 9.8236e-06 | 9.8236e-06 | 9.8236e-06 | 9.8236e-06 | 9.8236e-06 | 9.8236e-06 | 9.8236e-06 | 9.8236e-06 | 9.8236e-06 | 9.8236e-06 | 9.8236e-06
10.2431
Rank | Reporting Group | 2022: Weighted Average Levelized Cost ($/kWh); 2023: 2031 Cumulative Electric Achievable Technical Potential (kWh); 2024: 2045 Cumulative Electric Achievable Technical Potential (kWh)
1 | Plant Energy Management | 2022: 0.034448; 2023: 1.053; 2024: 1.053
2 | Streetlight - MH 400W - NR | 2022: -0.021809; 2023: 0.69233; 2024: 0.9232
3 | Energy Project Management | 2022: 0.055548; 2023: 0.66622; 2024: 0.66622
4 | Fan System Optimization | 2022: 0.016298; 2023: 0.60742; 2024: 0.60742
5 | Integrated Plant Energy Management | 2022: -0.0044141; 2023: 0.58684; 2024: 0.58684
6 | Fan Equipment Upgrade | 2022: 0.049111; 2023: 0.56155; 2024: 0.56155
7 | Pump System Optimization | 2022: -0.031978; 2023: 0.51677; 2024: 0.51677
8 | Pump Equipment Upgrade | 2022: 0.057331; 2023: 0.51146; 2024: 0.51146
9 | Streetlight - HPS 250W - NR | 2022: -0.048218; 2023: 0.32033; 2024: 0.42715
10 | Streetlight - HPS 100W - NR | 2022: -0.10891; 2023: 0.28298; 2024: 0.37735
11 | Wood: Replace Pneumatic Conveyor | 2022: -0.07858; 2023: 0.33561; 2024: 0.33561
12 | Clean Room: Change Filter Strategy | 2022: -0.002082; 2023: 0.25695; 2024: 0.25695
13 | Material Handling VFD2 | 2022: 0.055782; 2023: 0.25258; 2024: 0.25258
14 | Streetlight - MH 200W - NR | 2022: -0.076612; 2023: 0.17791; 2024: 0.23724
15 | Food: Cooling and Storage | 2022: 0.058582; 2023: 0.23004; 2024: 0.23004
Segment Allocations for Residential Gas
| Segment | 2022 | 2023 | 2024 | 2025 | 2026 | 2027 | 2028 | 2029 | 2030 | 2031 | 2032 | 2033 | 2034 | 2035 | 2036 | 2037 | 2038 | 2039 | 2040 | 2041
| Single Family | 92.01% | 92.02% | 92.02% | 92.03% | 92.03% | 92.03% | 92.04% | 92.04% | 92.05% | 92.05% | 92.05% | 92.06% | 92.06% | 92.07% | 92.07% | 92.07% | 92.08% | 92.08% | 92.08% | 92.09%
| Multifamily | 7.701% | 7.696% | 7.691% | 7.686% | 7.681% | 7.677% | 7.672% | 7.667% | 7.662% | 7.658% | 7.653% | 7.649% | 7.644% | 7.64% | 7.635% | 7.631% | 7.626% | 7.622% | 7.618% | 7.613%
| Manufactured | 0.2856% | 0.2863% | 0.287% | 0.2876% | 0.2883% | 0.2889% | 0.2896% | 0.2903% | 0.2909% | 0.2916% | 0.2923% | 0.2929% | 0.2936% | 0.2943% | 0.295% | 0.2956% | 0.2963% | 0.297% | 0.2977% | 0.2984%
| Total | 100% | 100% | 100% | 100% | 100% | 100% | 100% | 100% | 100% | 100% | 100% | 100% | 100% | 100% | 100% | 100% | 100% | 100% | 100% | 100%
Residential Gas Potential by Segment (Unallocated)
| Segment | 2022 | 2023 | 2024 | 2025 | 2026 | 2027 | 2028 | 2029 | 2030 | 2031 | 2032 | 2033 | 2034 | 2035 | 2036 | 2037 | 2038 | 2039 | 2040 | 2041
| Single Family | 4.4897 | 8.9699 | 13.4706 | 17.9913 | 22.5613 | 27.2399 | 32.0279 | 36.9836 | 42.1356 | 47.514 | 48.7889 | 50.3493 | 52.1964 | 54.2921 | 56.6234 | 59.1094 | 61.725 | 64.4417 | 67.2041 | 70.0098
| Single Family LI | 0.44721 | 0.9292 | 1.435 | 1.9648 | 2.5151 | 3.0862 | 3.679 | 4.2899 | 4.9189 | 5.5636 | 5.8245 | 6.0939 | 6.3695 | 6.6473 | 6.9263 | 7.2064 | 7.4877 | 7.7682 | 8.0416 | 8.2533
| Multifamily | 0.16783 | 0.33528 | 0.50236 | 0.66906 | 0.83538 | 1.0013 | 1.1669 | 1.3321 | 1.4969 | 1.6614 | 1.6614 | 1.6614 | 1.6615 | 1.6615 | 1.6615 | 1.6615 | 1.6616 | 1.6616 | 1.6616 | 1.6616
| Multifamily LI | 0.0098775 | 0.021264 | 0.033616 | 0.046904 | 0.06094 | 0.0757 | 0.091205 | 0.10728 | 0.1239 | 0.14098 | 0.15129 | 0.16181 | 0.17249 | 0.18316 | 0.19379 | 0.20438 | 0.21493 | 0.22536 | 0.23437 | 0.24329
| Manufactured | 0.0029856 | 0.0059714 | 0.0089575 | 0.011944 | 0.01493 | 0.017917 | 0.020904 | 0.023891 | 0.026878 | 0.029865 | 0.029867 | 0.029869 | 0.029871 | 0.029873 | 0.029875 | 0.029877 | 0.029879 | 0.029881 | 0.029883 | 0.029885
| Manufactured LI | 0.00080169 | 0.0014286 | 0.0023027 | 0.003225 | 0.0041956 | 0.0052264 | 0.0063237 | 0.0074873 | 0.0087172 | 0.010001 | 0.01055 | 0.011129 | 0.011726 | 0.01233 | 0.012933 | 0.013536 | 0.014139 | 0.014742 | 0.015345 | 0.015595
| All Residential | 2.4192 | 5.2201 | 8.2901 | 11.6327 | 15.2116 | 19.0322 | 23.1009 | 27.3831 | 31.8763 | 36.5574 | 39.4706 | 42.493 | 45.5991 | 48.7441 | 51.9175 | 55.113 | 58.2989 | 61.4614 | 64.4991 | 66.8928
| Total Residential | 7.5376 | 15.4832 | 23.7429 | 32.32 | 41.2034 | 50.4584 | 60.0931 | 70.1274 | 80.5873 | 91.4772 | 95.9371 | 100.8004 | 106.0405 | 111.5704 | 117.3653 | 123.3382 | 129.4321 | 135.6028 | 141.686 | 147.1064
| Segment | 2022 | 2023 | 2024 | 2025 | 2026 | 2027 | 2028 | 2029 | 2030 | 2031 | 2032 | 2033 | 2034 | 2035 | 2036 | 2037 | 2038 | 2039 | 2040 | 2041
Single Family LI | Single Family - Low Income | 0.64935 | 1.3654 | 2.1277 | 2.9369 | 3.7864 | 4.6768 | 5.6097 | 6.5787 | 7.5833 | 8.6194 | 9.1239 | 9.6461 | 10.1815 | 10.7225 | 11.2669 | 11.8144 | 12.3622 | 12.9074 | 13.4349 | 13.8471
Multifamily LI | Multifamily - Low Income | 0.18077 | 0.39003 | 0.61929 | 0.86875 | 1.1357 | 1.4204 | 1.7235 | 2.0422 | 2.3765 | 2.7245 | 2.9407 | 3.165 | 3.3953 | 3.6284 | 3.8635 | 4.1001 | 4.336 | 4.5702 | 4.7941 | 4.9725
Manufactured LI | Manufactured - Low Income | 0.016208 | 0.034397 | 0.054226 | 0.075479 | 0.097896 | 0.12149 | 0.14627 | 0.172 | 0.19864 | 0.22601 | 0.24184 | 0.25807 | 0.27452 | 0.29092 | 0.3072 | 0.32332 | 0.33912 | 0.35451 | 0.36895 | 0.37928
| Total | 0.84633 | 1.7898 | 2.8012 | 3.8812 | 5.0199 | 6.2187 | 7.4795 | 8.7929 | 10.1584 | 11.5698 | 12.3065 | 13.0692 | 13.8514 | 14.6418 | 15.4376 | 16.2378 | 17.0373 | 17.8321 | 18.598 | 19.1988
Residential Gas by Segment with "All Residential" allocated to each segment
| Segment | 2022 | 2023 | 2024 | 2025 | 2026 | 2027 | 2028 | 2029 | 2030 | 2031 | 2032 | 2033 | 2034 | 2035 | 2036 | 2037 | 2038 | 2039 | 2040 | 2041
| Single Family | 7.1629 | 14.7026 | 22.5343 | 30.6613 | 39.0757 | 47.8422 | 56.9686 | 66.4777 | 76.3956 | 86.7289 | 90.9479 | 95.5616 | 100.5455 | 105.8162 | 111.3501 | 117.0604 | 122.8927 | 128.8041 | 134.6394 | 139.8635
| Multifamily | 0.36401 | 0.75829 | 1.1736 | 1.6101 | 2.0648 | 2.538 | 3.0304 | 3.5389 | 4.0633 | 4.6018 | 4.8335 | 5.0734 | 5.3196 | 5.5685 | 5.8193 | 6.0714 | 6.3226 | 6.5716 | 6.8093 | 6.9978
| Manufactured | 0.010698 | 0.022345 | 0.035049 | 0.048626 | 0.062978 | 0.078135 | 0.094128 | 0.11086 | 0.12833 | 0.14647 | 0.15578 | 0.16548 | 0.17548 | 0.18565 | 0.19594 | 0.20635 | 0.21676 | 0.22716 | 0.23722 | 0.24506
|  | TRUE | [18 empty] | Total = 147 MMTherms
Residential Gas Potential by End Use
| End Use Group | 2022 | 2023 | 2024 | 2025 | 2026 | 2027 | 2028 | 2029 | 2030 | 2031 | 2032 | 2033 | 2034 | 2035 | 2036 | 2037 | 2038 | 2039 | 2040 | 2041
| Heating | 5.8807 | 12.0796 | 18.4728 | 25.0386 | 31.7364 | 38.5477 | 45.4721 | 52.4709 | 59.5451 | 66.6957 | 68.5843 | 70.523 | 72.5117 | 74.5284 | 76.5732 | 78.6416 | 80.7321 | 82.8233 | 84.9323 | 87.0591 | 59.18%
| Whole Home | 0.55237 | 1.1034 | 1.683 | 2.2905 | 2.955 | 3.7358 | 4.6335 | 5.7064 | 6.983 | 8.4936 | 9.7573 | 11.3059 | 13.1408 | 15.2252 | 17.5558 | 20.0411 | 22.656 | 25.372 | 28.1338 | 30.9388 | 21.03%
| Water Heat | 1.0807 | 2.2353 | 3.4632 | 4.7895 | 6.2136 | 7.7603 | 9.4416 | 11.2566 | 13.2049 | 15.2609 | 16.3926 | 17.5838 | 18.8093 | 20.0443 | 21.2764 | 22.5057 | 23.7321 | 24.9556 | 26.0806 | 26.5212 | 18.03%
| Appliance | 0.016389 | 0.049092 | 0.098032 | 0.16313 | 0.24432 | 0.34005 | 0.44585 | 0.56166 | 0.68451 | 0.81292 | 0.94539 | 1.0819 | 1.221 | 1.3613 | 1.5041 | 1.648 | 1.7632 | 1.856 | 1.8957 | 1.8957 | 1.289%
| Cooking | 0.00030078 | 0.001001 | 0.0024979 | 0.0054848 | 0.010948 | 0.019867 | 0.032721 | 0.050477 | 0.073113 | 0.1011 | 0.13391 | 0.17105 | 0.21152 | 0.25433 | 0.29897 | 0.34497 | 0.39183 | 0.43906 | 0.48666 | 0.53463 | 0.3634%
| Other | 0.0070839 | 0.014867 | 0.023346 | 0.032755 | 0.04309 | 0.054582 | 0.067345 | 0.081373 | 0.096659 | 0.11296 | 0.12359 | 0.13478 | 0.14629 | 0.15693 | 0.15693 | 0.15693 | 0.15693 | 0.15693 | 0.15693 | 0.15693 | 0.1067%
| Cooling | 0 | 0 | 0 | 0 | 0 | 0 | 0 | 0 | 0 | 0 | 0 | 0 | 0 | 0 | 0 | 0 | 0 | 0 | 0 | 0
| Heat Pump | 0 | 0 | 0 | 0 | 0 | 0 | 0 | 0 | 0 | 0 | 0 | 0 | 0 | 0 | 0 | 0 | 0 | 0 | 0 | 0
| Lighting | 0 | 0 | 0 | 0 | 0 | 0 | 0 | 0 | 0 | 0 | 0 | 0 | 0 | 0 | 0 | 0 | 0 | 0 | 0 | 0
| Ventilation | 0 | 0 | 0 | 0 | 0 | 0 | 0 | 0 | 0 | 0 | 0 | 0 | 0 | 0 | 0 | 0 | 0 | 0 | 0 | 0
| Total | 7.5376 | 15.4832 | 23.7429 | 32.32 | 41.2034 | 50.4584 | 60.0931 | 70.1274 | 80.5873 | 91.4772 | 95.9371 | 100.8004 | 106.0405 | 111.5704 | 117.3653 | 123.3382 | 129.4321 | 135.6028 | 141.686 | 147.1064
Rank | Measure Name | 2022: Weighted Average Levelized Cost ($/Therm); 2023: Cumulative 10-Year Achievable Technical Potential (Therms); 2024: Cumulative 20-Year Achievable Technical Potential (Therms)
1 | Furnace | 2022: 0.65931; 2023: 12.8471; 2024: 32.0785
2 | Whole Home | 2022: 0.31966; 2023: 3.322; 2024: 25.7223
3 | Water Heater | 2022: 1.474; 2023: 5.0543; 2024: 16.2852
4 | Thermostat | 2022: 0.73603; 2023: 11.1861; 2024: 11.1861
5 | Window | 2022: 18.9312; 2023: 10.451; 2024: 10.451
6 | Wall Insulation | 2022: 1.355; 2023: 7.2748; 2024: 7.2748
7 | Duct Sealing and Insulation | 2022: 1.3147; 2023: 7.1329; 2024: 7.1329
8 | Duct Sealing | 2022: 1.1263; 2023: 5.4413; 2024: 5.4413
9 | Home Energy Report | 2022: 0.20037; 2023: 5.1546; 2024: 5.1546
10 | Thermostatic Restrictor Valve | 2022: -2.1004; 2023: 3.1127; 2024: 3.1127
11 | Whole House Sealing | 2022: 4.5388; 2023: 2.9978; 2024: 2.9978
12 | Floor Insulation | 2022: 3.094; 2023: 2.6435; 2024: 2.6435
13 | Showerhead | 2022: -0.84577; 2023: 2.4142; 2024: 2.4142
14 | Aerators | 2022: -2.7818; 2023: 2.3487; 2024: 2.3487
15 | Solar Water Heater | 2022: 22.3628; 2023: 2.2694; 2024: 2.2694
|  |  |  | 136.513 | 0.92799
Commercial Gas Potential
Commercial Segment Allocations
| Segment | 2022 | 2023 | 2024 | 2025 | 2026 | 2027 | 2028 | 2029 | 2030 | 2031 | 2032 | 2033 | 2034 | 2035 | 2036 | 2037 | 2038 | 2039 | 2040 | 2041
Office | Large Off | 13.5% | 13.52% | 13.55% | 13.57% | 13.6% | 13.62% | 13.65% | 13.67% | 13.69% | 13.72% | 13.74% | 13.77% | 13.79% | 13.81% | 13.84% | 13.86% | 13.88% | 13.91% | 13.93% | 13.95%
Office | Medium Off | 7.204% | 7.217% | 7.23% | 7.243% | 7.256% | 7.269% | 7.282% | 7.295% | 7.307% | 7.32% | 7.333% | 7.346% | 7.359% | 7.371% | 7.384% | 7.397% | 7.409% | 7.422% | 7.435% | 7.447%
Office | Small Off | 4.986% | 4.995% | 5.004% | 5.013% | 5.022% | 5.031% | 5.04% | 5.049% | 5.058% | 5.066% | 5.075% | 5.084% | 5.093% | 5.102% | 5.111% | 5.119% | 5.128% | 5.137% | 5.146% | 5.154%
Retail | XLarge Ret | 3.117% | 3.118% | 3.118% | 3.119% | 3.119% | 3.12% | 3.12% | 3.121% | 3.122% | 3.122% | 3.122% | 3.123% | 3.123% | 3.124% | 3.124% | 3.125% | 3.125% | 3.125% | 3.126% | 3.126%
Retail | Large Ret | 3.8% | 3.801% | 3.802% | 3.803% | 3.803% | 3.804% | 3.805% | 3.805% | 3.806% | 3.807% | 3.807% | 3.808% | 3.808% | 3.809% | 3.809% | 3.81% | 3.81% | 3.811% | 3.811% | 3.812%
Retail | Medium Ret | 5.633% | 5.634% | 5.635% | 5.636% | 5.638% | 5.639% | 5.64% | 5.64% | 5.641% | 5.642% | 5.643% | 5.644% | 5.645% | 5.646% | 5.646% | 5.647% | 5.648% | 5.648% | 5.649% | 5.65%
Retail | Small Ret | 1.151% | 1.151% | 1.152% | 1.152% | 1.152% | 1.152% | 1.153% | 1.153% | 1.153% | 1.153% | 1.153% | 1.153% | 1.154% | 1.154% | 1.154% | 1.154% | 1.154% | 1.154% | 1.154% | 1.155%
Education | School K-12 | 7.228% | 7.247% | 7.267% | 7.286% | 7.306% | 7.326% | 7.345% | 7.365% | 7.384% | 7.403% | 7.423% | 7.443% | 7.462% | 7.482% | 7.502% | 7.521% | 7.541% | 7.56% | 7.58% | 7.599%
Education | University | 1.235% | 1.238% | 1.241% | 1.244% | 1.247% | 1.25% | 1.253% | 1.256% | 1.259% | 1.261% | 1.264% | 1.267% | 1.27% | 1.273% | 1.276% | 1.279% | 1.282% | 1.285% | 1.288% | 1.291%
Warehouse | Warehouse | 16.2% | 16.2% | 16.2% | 16.21% | 16.21% | 16.21% | 16.21% | 16.21% | 16.21% | 16.21% | 16.21% | 16.21% | 16.21% | 16.21% | 16.21% | 16.21% | 16.21% | 16.21% | 16.21% | 16.21%
Grocery | Supermarket | 3.364% | 3.364% | 3.365% | 3.365% | 3.365% | 3.365% | 3.366% | 3.366% | 3.366% | 3.366% | 3.366% | 3.366% | 3.366% | 3.366% | 3.366% | 3.366% | 3.366% | 3.366% | 3.366% | 3.366%
Grocery | MiniMart | 0.1205% | 0.1208% | 0.1211% | 0.1214% | 0.1217% | 0.122% | 0.1223% | 0.1226% | 0.1229% | 0.1231% | 0.1234% | 0.1237% | 0.124% | 0.1243% | 0.1246% | 0.1249% | 0.1252% | 0.1255% | 0.1257% | 0.126%
Restaurant | Restaurant | 4.323% | 4.305% | 4.287% | 4.269% | 4.251% | 4.233% | 4.215% | 4.197% | 4.18% | 4.162% | 4.144% | 4.127% | 4.11% | 4.092% | 4.075% | 4.058% | 4.04% | 4.023% | 4.006% | 3.99%
Lodging | Lodging | 3.152% | 3.156% | 3.159% | 3.163% | 3.166% | 3.169% | 3.173% | 3.176% | 3.179% | 3.183% | 3.186% | 3.189% | 3.193% | 3.196% | 3.199% | 3.203% | 3.206% | 3.209% | 3.212% | 3.216%
Health Care | Hospital | 1.111% | 1.111% | 1.112% | 1.113% | 1.114% | 1.114% | 1.115% | 1.116% | 1.117% | 1.117% | 1.118% | 1.119% | 1.12% | 1.12% | 1.121% | 1.122% | 1.122% | 1.123% | 1.124% | 1.124%
Health Care | Residential Care | 3.412% | 3.414% | 3.417% | 3.419% | 3.421% | 3.424% | 3.426% | 3.428% | 3.43% | 3.433% | 3.435% | 3.437% | 3.439% | 3.442% | 3.444% | 3.446% | 3.448% | 3.45% | 3.452% | 3.454%
Other | Assembly | 5.377% | 5.379% | 5.38% | 5.382% | 5.383% | 5.385% | 5.387% | 5.388% | 5.39% | 5.391% | 5.392% | 5.394% | 5.395% | 5.397% | 5.398% | 5.399% | 5.4% | 5.402% | 5.403% | 5.404%
Other | Other | 15.08% | 15.02% | 14.96% | 14.89% | 14.83% | 14.77% | 14.71% | 14.64% | 14.58% | 14.52% | 14.46% | 14.4% | 14.34% | 14.28% | 14.22% | 14.16% | 14.1% | 14.04% | 13.98% | 13.92%
Unallocated
Segment Group | Segment | 2022 | 2023 | 2024 | 2025 | 2026 | 2027 | 2028 | 2029 | 2030 | 2031 | 2032 | 2033 | 2034 | 2035 | 2036 | 2037 | 2038 | 2039 | 2040 | 2041
Office | Large Off | 0.41858 | 0.85636 | 1.3101 | 1.7758 | 2.2561 | 2.7506 | 3.2571 | 3.7773 | 4.3083 | 4.8501 | 5.005 | 5.1688 | 5.3357 | 5.5084 | 5.5889 | 5.6734 | 5.7561 | 5.8442 | 5.9311 | 6.0253
Office | Medium Off | 0.049965 | 0.10798 | 0.17309 | 0.24432 | 0.32225 | 0.40638 | 0.49551 | 0.58934 | 0.68677 | 0.78735 | 0.84816 | 0.91116 | 0.9752 | 1.0406 | 1.1063 | 1.173 | 1.2331 | 1.2594 | 1.2855 | 1.3126
Office | Small Off | 0.013086 | 0.031707 | 0.055401 | 0.083729 | 0.11693 | 0.15457 | 0.19573 | 0.23994 | 0.2865 | 0.335 | 0.37709 | 0.42045 | 0.46454 | 0.5094 | 0.5546 | 0.57616 | 0.58741 | 0.59889 | 0.61027 | 0.62198
Retail | XLarge Ret | 0.0023944 | 0.0049376 | 0.0075847 | 0.010289 | 0.013081 | 0.015961 | 0.018915 | 0.021964 | 0.025084 | 0.028274 | 0.029299 | 0.030383 | 0.03148 | 0.032613 | 0.033739 | 0.034902 | 0.036045 | 0.037224 | 0.03839 | 0.039605
Retail | Large Ret | 0.01492 | 0.030072 | 0.045353 | 0.060635 | 0.076006 | 0.091503 | 0.10713 | 0.123 | 0.13908 | 0.15539 | 0.1576 | 0.16005 | 0.16254 | 0.1652 | 0.16781 | 0.1706 | 0.17332 | 0.17623 | 0.17909 | 0.18221
Retail | Medium Ret | 0.0048066 | 0.011658 | 0.020449 | 0.031088 | 0.043621 | 0.057853 | 0.073425 | 0.084487 | 0.088845 | 0.092939 | 0.094385 | 0.095912 | 0.097455 | 0.099047 | 0.10063 | 0.10226 | 0.10387 | 0.10552 | 0.10716 | 0.10886
Retail | Small Ret | 0.0012573 | 0.0029637 | 0.0051028 | 0.0076584 | 0.010635 | 0.013989 | 0.017641 | 0.021537 | 0.025623 | 0.029863 | 0.033434 | 0.037105 | 0.040842 | 0.044639 | 0.048468 | 0.052334 | 0.056181 | 0.060027 | 0.063854 | 0.067684
Education | School K-12 | 0.033409 | 0.072832 | 0.11696 | 0.16449 | 0.2163 | 0.27227 | 0.3312 | 0.38634 | 0.4438 | 0.50346 | 0.5359 | 0.5699 | 0.6043 | 0.63961 | 0.67482 | 0.71091 | 0.74653 | 0.78292 | 0.81903 | 0.85625
Education | University | 0.011765 | 0.023578 | 0.035404 | 0.047187 | 0.058965 | 0.070758 | 0.082577 | 0.094491 | 0.10648 | 0.11858 | 0.11918 | 0.1199 | 0.12063 | 0.12143 | 0.12221 | 0.12307 | 0.1239 | 0.12483 | 0.12575 | 0.12679
Warehouse | Warehouse | 0.016267 | 0.037361 | 0.063215 | 0.093747 | 0.12894 | 0.1683 | 0.21095 | 0.24316 | 0.25526 | 0.26733 | 0.2686 | 0.27007 | 0.27164 | 0.27339 | 0.27519 | 0.27717 | 0.27914 | 0.28128 | 0.28341 | 0.28575
Grocery | Supermarket | 0.010938 | 0.025577 | 0.042811 | 0.050611 | 0.057938 | 0.065283 | 0.072644 | 0.080048 | 0.087478 | 0.094937 | 0.095495 | 0.096095 | 0.096693 | 0.097312 | 0.097913 | 0.098537 | 0.099143 | 0.099777 | 0.1004 | 0.10107
Grocery | MiniMart | 0.00017971 | 0.00053334 | 0.0010571 | 0.0017475 | 0.0026055 | 0.0036138 | 0.0047416 | 0.0059657 | 0.0072654 | 0.0086252 | 0.010023 | 0.011458 | 0.012921 | 0.014406 | 0.015907 | 0.017421 | 0.018931 | 0.020438 | 0.021942 | 0.023444
Restaurant | Restaurant | 0.0034 | 0.0081758 | 0.01431 | 0.021769 | 0.030587 | 0.040682 | 0.051863 | 0.063999 | 0.07691 | 0.090447 | 0.1025 | 0.11489 | 0.12745 | 0.14012 | 0.15278 | 0.16545 | 0.17799 | 0.19047 | 0.19585 | 0.19901
Lodging | Lodging | 0.020774 | 0.044162 | 0.069632 | 0.096651 | 0.12555 | 0.15624 | 0.18839 | 0.22209 | 0.25694 | 0.29286 | 0.30838 | 0.32124 | 0.33401 | 0.34706 | 0.36004 | 0.37341 | 0.38657 | 0.40009 | 0.41347 | 0.42737
Health Care | Hospital | 0.048373 | 0.096961 | 0.14558 | 0.19396 | 0.24229 | 0.2907 | 0.33924 | 0.38829 | 0.43776 | 0.48777 | 0.49135 | 0.49555 | 0.49986 | 0.50458 | 0.50918 | 0.51424 | 0.51914 | 0.52457 | 0.52991 | 0.53596
Health Care | Residential Care | 0.016947 | 0.037073 | 0.060046 | 0.085522 | 0.11369 | 0.14434 | 0.17698 | 0.21143 | 0.24727 | 0.28431 | 0.30855 | 0.33361 | 0.35906 | 0.385 | 0.41107 | 0.43751 | 0.46375 | 0.49015 | 0.5164 | 0.54292
Other | Assembly | 0.0085503 | 0.021852 | 0.039458 | 0.060944 | 0.086527 | 0.11582 | 0.14806 | 0.18284 | 0.21954 | 0.25783 | 0.29316 | 0.32948 | 0.36635 | 0.40377 | 0.4414 | 0.47941 | 0.51715 | 0.55493 | 0.59248 | 0.63016
Other | Other | 0.078161 | 0.17522 | 0.2897 | 0.42002 | 0.56733 | 0.73074 | 0.90774 | 1.0974 | 1.2971 | 1.5053 | 1.6633 | 1.8267 | 1.9925 | 2.1609 | 2.3293 | 2.4992 | 2.6672 | 2.8355 | 3.0022 | 3.1697
| All Commercial | 0.71433 | 1.4445 | 2.1926 | 2.9589 | 3.7473 | 4.5621 | 5.4007 | 6.2614 | 7.1462 | 8.0512 | 8.3109 | 8.5827 | 8.8308 | 8.9904 | 9.149 | 9.3081 | 9.4564 | 9.5815 | 9.6652 | 9.75
Indoor Agriculture | Indoor Agriculture Tier 1 | 0 | 0 | 0 | 0 | 0 | 0 | 0 | 0 | 0 | 0 | 0 | 0 | 0 | 0 | 0 | 0 | 0 | 0 | 0 | 0
Indoor Agriculture | Indoor Agriculture Tier 2 | 0 | 0 | 0 | 0 | 0 | 0 | 0 | 0 | 0 | 0 | 0 | 0 | 0 | 0 | 0 | 0 | 0 | 0 | 0 | 0
Indoor Agriculture | Indoor Agriculture Tier 3 | 0 | 0 | 0 | 0 | 0 | 0 | 0 | 0 | 0 | 0 | 0 | 0 | 0 | 0 | 0 | 0 | 0 | 0 | 0 | 0
25.0066
| Allocated Commercial | TRUE | TRUE | TRUE | TRUE | TRUE | TRUE | TRUE | TRUE | TRUE | TRUE | TRUE | TRUE | TRUE | TRUE | TRUE | TRUE | TRUE | TRUE | TRUE | TRUE
| Segment Group | 2022 | 2023 | 2024 | 2025 | 2026 | 2027 | 2028 | 2029 | 2030 | 2031 | 2032 | 2033 | 2034 | 2035 | 2036 | 2037 | 2038 | 2039 | 2040 | 2041
| Office | 0.66515 | 1.3678 | 2.1039 | 2.8682 | 3.665 | 4.4942 | 5.3508 | 6.2353 | 7.1438 | 8.0741 | 8.4035 | 8.7487 | 9.0927 | 9.4216 | 9.6589 | 9.8778 | 10.0752 | 10.2384 | 10.3893 | 10.549
| Other | 0.23286 | 0.49173 | 0.77509 | 1.0809 | 1.4113 | 1.766 | 2.1409 | 2.5345 | 2.9439 | 3.3664 | 3.6063 | 3.8549 | 4.1014 | 4.3334 | 4.5652 | 4.7988 | 5.028 | 5.253 | 5.4678 | 5.6839
| Warehouse | 0.132 | 0.27141 | 0.41851 | 0.57325 | 0.73625 | 0.9077 | 1.0863 | 1.2581 | 1.4136 | 1.5725 | 1.6159 | 1.6614 | 1.7033 | 1.7309 | 1.7585 | 1.7862 | 1.8123 | 1.8347 | 1.8504 | 1.8665
| Education | 0.10563 | 0.21898 | 0.3389 | 0.46408 | 0.59577 | 0.73425 | 0.87813 | 1.0206 | 1.1679 | 1.3197 | 1.3771 | 1.4374 | 1.4961 | 1.5482 | 1.6001 | 1.6531 | 1.7048 | 1.7553 | 1.8019 | 1.8498
| Retail | 0.12126 | 0.24759 | 0.37904 | 0.51533 | 0.65719 | 0.805 | 0.95794 | 1.11 | 1.2592 | 1.4114 | 1.4555 | 1.5017 | 1.5448 | 1.5761 | 1.6072 | 1.6386 | 1.6685 | 1.6954 | 1.7166 | 1.7382
| Health Care | 0.097625 | 0.19941 | 0.30493 | 0.41357 | 0.52593 | 0.64208 | 0.76147 | 0.88424 | 1.01 | 1.1384 | 1.1783 | 1.2202 | 1.2615 | 1.2997 | 1.3379 | 1.3769 | 1.4151 | 1.4529 | 1.4886 | 1.5253
| Lodging | 0.043291 | 0.089744 | 0.1389 | 0.19023 | 0.24419 | 0.30083 | 0.35975 | 0.42096 | 0.48416 | 0.54912 | 0.57319 | 0.59498 | 0.61597 | 0.6344 | 0.65275 | 0.67151 | 0.68974 | 0.70757 | 0.72396 | 0.74089
| Restaurant | 0.03428 | 0.070363 | 0.10831 | 0.14808 | 0.18988 | 0.23379 | 0.27951 | 0.32682 | 0.37561 | 0.42557 | 0.44695 | 0.46911 | 0.49036 | 0.50802 | 0.52557 | 0.54313 | 0.56004 | 0.57596 | 0.58305 | 0.58799
| Grocery | 0.03601 | 0.076455 | 0.1203 | 0.15552 | 0.19121 | 0.22799 | 0.26575 | 0.30443 | 0.34405 | 0.38448 | 0.39553 | 0.40708 | 0.41784 | 0.42554 | 0.43321 | 0.44093 | 0.44825 | 0.45479 | 0.45987 | 0.46502
| Indoor Agriculture | 0 | 0 | 0 | 0 | 0 | 0 | 0 | 0 | 0 | 0 | 0 | 0 | 0 | 0 | 0 | 0 | 0 | 0 | 0 | 0
Total = 25 MMTherms
Commercial Gas Achievable Potential
| End Use Group | 2022 | 2023 | 2024 | 2025 | 2026 | 2027 | 2028 | 2029 | 2030 | 2031 | 2032 | 2033 | 2034 | 2035 | 2036 | 2037 | 2038 | 2039 | 2040 | 2041
| Heating | 0.45169 | 0.97849 | 1.5718 | 2.2124 | 2.9129 | 3.6683 | 4.4661 | 5.2752 | 6.0819 | 6.9083 | 7.3799 | 7.8616 | 8.3497 | 8.8453 | 9.2508 | 9.6359 | 10.0008 | 10.3328 | 10.6551 | 10.9783 | 43.9%
| Whole Building | 0.59726 | 1.1969 | 1.797 | 2.3942 | 2.991 | 3.5886 | 4.188 | 4.7937 | 5.4049 | 6.0234 | 6.0664 | 6.1179 | 6.1714 | 6.2309 | 6.2895 | 6.3546 | 6.418 | 6.4889 | 6.5586 | 6.638 | 26.54%
| Other | 0.29589 | 0.59548 | 0.90059 | 1.2132 | 1.5351 | 1.8681 | 2.2133 | 2.571 | 2.9402 | 3.3189 | 3.4341 | 3.5546 | 3.6485 | 3.6518 | 3.655 | 3.6582 | 3.6613 | 3.6643 | 3.6673 | 3.6703 | 14.68%
| Cooking | 0.011965 | 0.037992 | 0.078381 | 0.13127 | 0.19895 | 0.2838 | 0.38208 | 0.49188 | 0.61607 | 0.75272 | 0.89696 | 1.0479 | 1.2018 | 1.3577 | 1.5128 | 1.6684 | 1.8132 | 1.935 | 2.0153 | 2.0968 | 8.385%
| Ventilation | 0.073944 | 0.14754 | 0.22077 | 0.29366 | 0.36621 | 0.4384 | 0.51026 | 0.58177 | 0.65294 | 0.72378 | 0.72378 | 0.72378 | 0.72378 | 0.72378 | 0.72378 | 0.72378 | 0.72378 | 0.72378 | 0.72378 | 0.72378 | 2.894%
| Water Heat | 0.0065202 | 0.015569 | 0.02736 | 0.041958 | 0.059924 | 0.081865 | 0.10813 | 0.13905 | 0.17419 | 0.213 | 0.24965 | 0.28815 | 0.32734 | 0.36688 | 0.40589 | 0.44482 | 0.48326 | 0.5217 | 0.55975 | 0.59794 | 2.391%
| Refrigeration | 0.030825 | 0.061497 | 0.092018 | 0.12239 | 0.15261 | 0.18268 | 0.2126 | 0.24238 | 0.27201 | 0.30149 | 0.30149 | 0.30149 | 0.30149 | 0.30149 | 0.30149 | 0.30149 | 0.30149 | 0.30149 | 0.30149 | 0.30149 | 1.206%
| Total | 1.4681 | 3.0335 | 4.6879 | 6.4091 | 8.2167 | 10.1118 | 12.0805 | 14.095 | 16.1422 | 18.2416 | 19.0523 | 19.8954 | 20.724 | 21.4778 | 22.1392 | 22.7871 | 23.4019 | 23.968 | 24.4814 | 25.0066
Rank | Measure Name | 2022: Weighted Average Levelized Cost ($/MM Therm); 2023: Cumulative 10-Year Achievable Technical Potential (MM Therm); 2024: Cumulative 20-Year Achievable Technical Potential (MM Therm)
1 | Gas RTU Supply Fan VFD and Controller | 2022: 0.43227; 2023: 2.9711; 2024: 2.9711
2 | Furnace LT 225 kBtuh High AFUE 92% Non-Weatherized | 2022: 0.20758; 2023: 1.044; 2024: 1.775
3 | Furnace LT 225 kBtuh Premium AFUE 94% Non-Weatherized | 2022: 0.33126; 2023: 0.7813; 2024: 1.9329
4 | Ozone Laundry | 2022: 0.24849; 2023: 1.4618; 2024: 1.4618
5 | Pool Heat Recovery | 2022: 0.10129; 2023: 0.98998; 2024: 0.98998
6 | DDC Energy Management | 2022: -11.0202; 2023: 1.5415; 2024: 1.7133
7 | Commissioning Retro | 2022: 7.2042; 2023: 1.4543; 2024: 1.4543
8 | Boiler 300 to 2500 kBtuh AFUE 95% | 2022: 1.014; 2023: 0.39346; 2024: 1.0627
9 | Clothes Washer | 2022: -16.9765; 2023: 0.51595; 2024: 0.86345
10 | Boiler 300 to 2500 kBtuh AFUE 85% | 2022: 0.45332; 2023: 0.28389; 2024: 0.76673
11 | DCV Kitchen | 2022: 0.85103; 2023: 0.64864; 2024: 0.64864
12 | Oven Double Rack | 2022: 0.19432; 2023: 0.18499; 2024: 0.62067
13 | Gas Water Heater 94% Efficient | 2022: 0.65017; 2023: 0.16667; 2024: 0.5475
14 | Boiler 300 to 2500 kBtuh AFUE 79% | 2022: 0.91734; 2023: 0.2145; 2024: 0.57931
15 | Convection Oven | 2022: 0.038078; 2023: 0.19461; 2024: 0.49771
|  |  |  | 17.8851 | 0.71521
| Segment | 2022 | 2023 | 2024 | 2025 | 2026 | 2027 | 2028 | 2029 | 2030 | 2031 | 2032 | 2033 | 2034 | 2035 | 2036 | 2037 | 2038 | 2039 | 2040 | 2041
Mechanical Pulp | Mechanical Pulp | 0.025509 | 0.050861 | 0.076009 | 0.10098 | 0.12577 | 0.15035 | 0.17473 | 0.19894 | 0.22296 | 0.24678 | 0.24678 | 0.24678 | 0.24678 | 0.24678 | 0.24678 | 0.24678 | 0.24678 | 0.24678 | 0.24678 | 0.24678
Kraft Pulp | Kraft Pulp | 0 | 0 | 0 | 0 | 0 | 0 | 0 | 0 | 0 | 0 | 0 | 0 | 0 | 0 | 0 | 0 | 0 | 0 | 0 | 0
Paper | Paper | 0.0012688 | 0.0025298 | 0.0037807 | 0.005023 | 0.0062556 | 0.0074786 | 0.0086911 | 0.0098951 | 0.01109 | 0.012275 | 0.012275 | 0.012275 | 0.012275 | 0.012275 | 0.012275 | 0.012275 | 0.012275 | 0.012275 | 0.012275 | 0.012275
Foundries | Foundries | 0.0074701 | 0.014894 | 0.022258 | 0.029572 | 0.036829 | 0.044029 | 0.051168 | 0.058256 | 0.06529 | 0.072267 | 0.072267 | 0.072267 | 0.072267 | 0.072267 | 0.072267 | 0.072267 | 0.072267 | 0.072267 | 0.072267 | 0.072267
Food | Food - Frozen | 0.0018441 | 0.0036769 | 0.0054949 | 0.0073004 | 0.0090919 | 0.010869 | 0.012632 | 0.014382 | 0.016118 | 0.017841 | 0.017841 | 0.017841 | 0.017841 | 0.017841 | 0.017841 | 0.017841 | 0.017841 | 0.017841 | 0.017841 | 0.017841
Food | Food - Other | 0.014926 | 0.029759 | 0.044474 | 0.059087 | 0.073587 | 0.087973 | 0.10224 | 0.1164 | 0.13045 | 0.14439 | 0.14439 | 0.14439 | 0.14439 | 0.14439 | 0.14439 | 0.14439 | 0.14439 | 0.14439 | 0.14439 | 0.14439
Wood | Wood - Lumber | 0.0017127 | 0.0034147 | 0.0051032 | 0.00678 | 0.0084438 | 0.010095 | 0.011731 | 0.013356 | 0.014969 | 0.016569 | 0.016569 | 0.016569 | 0.016569 | 0.016569 | 0.016569 | 0.016569 | 0.016569 | 0.016569 | 0.016569 | 0.016569
Wood | Wood - Panel | 0.00023686 | 0.00047226 | 0.00070577 | 0.00093768 | 0.0011678 | 0.0013961 | 0.0016224 | 0.0018472 | 0.0020702 | 0.0022915 | 0.0022915 | 0.0022915 | 0.0022915 | 0.0022915 | 0.0022915 | 0.0022915 | 0.0022915 | 0.0022915 | 0.0022915 | 0.0022915
Wood | Wood - Other | 0.00091602 | 0.0018264 | 0.0027294 | 0.0036263 | 0.0045161 | 0.0053991 | 0.0062744 | 0.0071437 | 0.0080061 | 0.0088617 | 0.0088617 | 0.0088617 | 0.0088617 | 0.0088617 | 0.0088617 | 0.0088617 | 0.0088617 | 0.0088617 | 0.0088617 | 0.0088617
Sugar | Sugar | 0.00012674 | 0.0002527 | 0.00037764 | 0.00050173 | 0.00062485 | 0.00074701 | 0.00086812 | 0.00098839 | 0.0011077 | 0.0012261 | 0.0012261 | 0.0012261 | 0.0012261 | 0.0012261 | 0.0012261 | 0.0012261 | 0.0012261 | 0.0012261 | 0.0012261 | 0.0012261
Hi Tech | Hi Tech - Chip Fabrication | 0.00073593 | 0.0014673 | 0.0021928 | 0.0029133 | 0.0036283 | 0.0043376 | 0.0050409 | 0.0057392 | 0.0064321 | 0.0071195 | 0.0071195 | 0.0071195 | 0.0071195 | 0.0071195 | 0.0071195 | 0.0071195 | 0.0071195 | 0.0071195 | 0.0071195 | 0.0071195
Hi Tech | Hi Tech - Silicon | 6.6079e-05 | 0.00013175 | 0.00019689 | 0.00026159 | 0.00032578 | 0.00038947 | 0.00045262 | 0.00051532 | 0.00057754 | 0.00063926 | 0.00063926 | 0.00063926 | 0.00063926 | 0.00063926 | 0.00063926 | 0.00063926 | 0.00063926 | 0.00063926 | 0.00063926 | 0.00063926
Metal Fabrication | Metal Fabrication | 0.0045201 | 0.0090123 | 0.013468 | 0.017894 | 0.022285 | 0.026642 | 0.030961 | 0.035251 | 0.039506 | 0.043729 | 0.043729 | 0.043729 | 0.043729 | 0.043729 | 0.043729 | 0.043729 | 0.043729 | 0.043729 | 0.043729 | 0.043729
Transportation Equipment | Transportation Equipment | 0.028177 | 0.05618 | 0.083959 | 0.11155 | 0.13892 | 0.16608 | 0.193 | 0.21974 | 0.24627 | 0.27259 | 0.27259 | 0.27259 | 0.27259 | 0.27259 | 0.27259 | 0.27259 | 0.27259 | 0.27259 | 0.27259 | 0.27259
Refinery | Refinery | 0.0054654 | 0.010897 | 0.016285 | 0.021636 | 0.026945 | 0.032213 | 0.037436 | 0.042622 | 0.047768 | 0.052873 | 0.052873 | 0.052873 | 0.052873 | 0.052873 | 0.052873 | 0.052873 | 0.052873 | 0.052873 | 0.052873 | 0.052873
Cold Storage | Cold Storage | 3.8653e-05 | 7.7067e-05 | 0.00011517 | 0.00015302 | 0.00019057 | 0.00022782 | 0.00026476 | 0.00030144 | 0.00033783 | 0.00037394 | 0.00037394 | 0.00037394 | 0.00037394 | 0.00037394 | 0.00037394 | 0.00037394 | 0.00037394 | 0.00037394 | 0.00037394 | 0.00037394
Fruit Storage | Fruit Storage | 3.4979e-08 | 6.9742e-08 | 1.0423e-07 | 1.3847e-07 | 1.7245e-07 | 2.0617e-07 | 2.3959e-07 | 2.7279e-07 | 3.0572e-07 | 3.3839e-07 | 3.3839e-07 | 3.3839e-07 | 3.3839e-07 | 3.3839e-07 | 3.3839e-07 | 3.3839e-07 | 3.3839e-07 | 3.3839e-07 | 3.3839e-07 | 3.3839e-07
Chemical | Chemical | 0.0017417 | 0.0034726 | 0.0051897 | 0.0068949 | 0.0085869 | 0.010266 | 0.01193 | 0.013583 | 0.015223 | 0.016849 | 0.016849 | 0.016849 | 0.016849 | 0.016849 | 0.016849 | 0.016849 | 0.016849 | 0.016849 | 0.016849 | 0.016849
Miscellaneous | Miscellaneous Manufacturing | 0.075923 | 0.15138 | 0.22623 | 0.30056 | 0.37431 | 0.4475 | 0.52005 | 0.59209 | 0.66358 | 0.73449 | 0.73449 | 0.73449 | 0.73449 | 0.73449 | 0.73449 | 0.73449 | 0.73449 | 0.73449 | 0.73449 | 0.73449
Streetlighting | Streetlighting | 0 | 0 | 0 | 0 | 0 | 0 | 0 | 0 | 0 | 0 | 0 | 0 | 0 | 0 | 0 | 0 | 0 | 0 | 0 | 0
1.6512
Industrial Gas Achievable Technical Potential by Industry
| Segment | 2022 | 2023 | 2024 | 2025 | 2026 | 2027 | 2028 | 2029 | 2030 | 2031 | 2032 | 2033 | 2034 | 2035 | 2036 | 2037 | 2038 | 2039 | 2040 | 2041
| Miscellaneous | 0.075923 | 0.15138 | 0.22623 | 0.30056 | 0.37431 | 0.4475 | 0.52005 | 0.59209 | 0.66358 | 0.73449 | 0.73449 | 0.73449 | 0.73449 | 0.73449 | 0.73449 | 0.73449 | 0.73449 | 0.73449 | 0.73449 | 0.73449
| Transportation Equipment | 0.028177 | 0.05618 | 0.083959 | 0.11155 | 0.13892 | 0.16608 | 0.193 | 0.21974 | 0.24627 | 0.27259 | 0.27259 | 0.27259 | 0.27259 | 0.27259 | 0.27259 | 0.27259 | 0.27259 | 0.27259 | 0.27259 | 0.27259
| Mechanical Pulp | 0.025509 | 0.050861 | 0.076009 | 0.10098 | 0.12577 | 0.15035 | 0.17473 | 0.19894 | 0.22296 | 0.24678 | 0.24678 | 0.24678 | 0.24678 | 0.24678 | 0.24678 | 0.24678 | 0.24678 | 0.24678 | 0.24678 | 0.24678
| Food | 0.01677 | 0.033436 | 0.049969 | 0.066387 | 0.082679 | 0.098843 | 0.11487 | 0.13078 | 0.14657 | 0.16223 | 0.16223 | 0.16223 | 0.16223 | 0.16223 | 0.16223 | 0.16223 | 0.16223 | 0.16223 | 0.16223 | 0.16223
| Foundries | 0.0074701 | 0.014894 | 0.022258 | 0.029572 | 0.036829 | 0.044029 | 0.051168 | 0.058256 | 0.06529 | 0.072267 | 0.072267 | 0.072267 | 0.072267 | 0.072267 | 0.072267 | 0.072267 | 0.072267 | 0.072267 | 0.072267 | 0.072267
| Refinery | 0.0054654 | 0.010897 | 0.016285 | 0.021636 | 0.026945 | 0.032213 | 0.037436 | 0.042622 | 0.047768 | 0.052873 | 0.052873 | 0.052873 | 0.052873 | 0.052873 | 0.052873 | 0.052873 | 0.052873 | 0.052873 | 0.052873 | 0.052873
| Metal Fabrication | 0.0045201 | 0.0090123 | 0.013468 | 0.017894 | 0.022285 | 0.026642 | 0.030961 | 0.035251 | 0.039506 | 0.043729 | 0.043729 | 0.043729 | 0.043729 | 0.043729 | 0.043729 | 0.043729 | 0.043729 | 0.043729 | 0.043729 | 0.043729
| Wood | 0.0028656 | 0.0057134 | 0.0085384 | 0.011344 | 0.014128 | 0.01689 | 0.019628 | 0.022347 | 0.025045 | 0.027722 | 0.027722 | 0.027722 | 0.027722 | 0.027722 | 0.027722 | 0.027722 | 0.027722 | 0.027722 | 0.027722 | 0.027722
| Chemical | 0.0017417 | 0.0034726 | 0.0051897 | 0.0068949 | 0.0085869 | 0.010266 | 0.01193 | 0.013583 | 0.015223 | 0.016849 | 0.016849 | 0.016849 | 0.016849 | 0.016849 | 0.016849 | 0.016849 | 0.016849 | 0.016849 | 0.016849 | 0.016849
| Paper | 0.0012688 | 0.0025298 | 0.0037807 | 0.005023 | 0.0062556 | 0.0074786 | 0.0086911 | 0.0098951 | 0.01109 | 0.012275 | 0.012275 | 0.012275 | 0.012275 | 0.012275 | 0.012275 | 0.012275 | 0.012275 | 0.012275 | 0.012275 | 0.012275
| Hi Tech | 0.00080201 | 0.0015991 | 0.0023897 | 0.0031749 | 0.003954 | 0.0047271 | 0.0054935 | 0.0062546 | 0.0070097 | 0.0077588 | 0.0077588 | 0.0077588 | 0.0077588 | 0.0077588 | 0.0077588 | 0.0077588 | 0.0077588 | 0.0077588 | 0.0077588 | 0.0077588
| Sugar | 0.00012674 | 0.0002527 | 0.00037764 | 0.00050173 | 0.00062485 | 0.00074701 | 0.00086812 | 0.00098839 | 0.0011077 | 0.0012261 | 0.0012261 | 0.0012261 | 0.0012261 | 0.0012261 | 0.0012261 | 0.0012261 | 0.0012261 | 0.0012261 | 0.0012261 | 0.0012261
| Cold Storage | 3.8653e-05 | 7.7067e-05 | 0.00011517 | 0.00015302 | 0.00019057 | 0.00022782 | 0.00026476 | 0.00030144 | 0.00033783 | 0.00037394 | 0.00037394 | 0.00037394 | 0.00037394 | 0.00037394 | 0.00037394 | 0.00037394 | 0.00037394 | 0.00037394 | 0.00037394 | 0.00037394
| Fruit Storage | 3.4979e-08 | 6.9742e-08 | 1.0423e-07 | 1.3847e-07 | 1.7245e-07 | 2.0617e-07 | 2.3959e-07 | 2.7279e-07 | 3.0572e-07 | 3.3839e-07 | 3.3839e-07 | 3.3839e-07 | 3.3839e-07 | 3.3839e-07 | 3.3839e-07 | 3.3839e-07 | 3.3839e-07 | 3.3839e-07 | 3.3839e-07 | 3.3839e-07
| Kraft Pulp | 0 | 0 | 0 | 0 | 0 | 0 | 0 | 0 | 0 | 0 | 0 | 0 | 0 | 0 | 0 | 0 | 0 | 0 | 0 | 0
| Streetlighting | 0 | 0 | 0 | 0 | 0 | 0 | 0 | 0 | 0 | 0 | 0 | 0 | 0 | 0 | 0 | 0 | 0 | 0 | 0 | 0
| Total | 0.17068 | 0.3403 | 0.50856 | 0.67567 | 0.84148 | 1.006 | 1.1691 | 1.3311 | 1.4918 | 1.6512 | 1.6512 | 1.6512 | 1.6512 | 1.6512 | 1.6512 | 1.6512 | 1.6512 | 1.6512 | 1.6512 | 1.6512
Rank | Measure Name | 2022: Weighted Average Levelized Cost ($/Therm); 2023: Cumulative 2031 Achievable Technical Potential (Therm); 2024: Cumulative 2041 Achievable Technical Potential (Therm)
1 | Equipment Upgrade - Replace Existing HVAC Unit With High Efficiency Model | 2022: 0.011933; 2023: 196536.6193; 2024: 196536.6193
2 | Process Improvements To Reduce Energy Requirements | 2022: 0.0089504; 2023: 174386.3917; 2024: 174386.3917
3 | Improve Combustion Control Capability And Air Flow | 2022: -0.031567; 2023: 138408.3495; 2024: 138408.3495
4 | HVAC Equipment Scheduling Improvements - HVAC Controls, Timers Or Thermostats | 2022: 0.063745; 2023: 114484.4351; 2024: 114484.4351
5 | Install Or Repair Insulation On Condensate Lines And Optimize Condensate | 2022: -0.022289; 2023: 110464.0659; 2024: 110464.0659
6 | Optimize Ventilation System | 2022: 0.33744; 2023: 93553.4905; 2024: 93553.4905
7 | Waste Heat From Hot Flue Gases To Preheat | 2022: 0.0096854; 2023: 86669.3337; 2024: 86669.3337
8 | Heat Recovery And Waste Heat For Process | 2022: 0.013018; 2023: 75334.0442; 2024: 75334.0442
9 | Equipment Upgrade - Boiler Replacement | 2022: 0.074481; 2023: 71915.7642; 2024: 71915.7642
10 | Optimize Heating System To Improve Burner Efficiency, Reduce Energy Requirements And Heat Treatment Process | 2022: -0.058618; 2023: 71900.4669; 2024: 71900.4669
11 | Building Envelope Infiltration Improvements | 2022: -0.019983; 2023: 64671.1764; 2024: 64671.1764
12 | Building Envelope Insulation and Window/Door Improvements | 2022: 0.27971; 2023: 62979.9039; 2024: 62979.9039
13 | Thermal Systems Reduce Infiltration; Isolate Hot Or Cold Equipment | 2022: 0.012867; 2023: 59471.0644; 2024: 59471.0644
14 | Replace Steam Traps | 2022: -0.020984; 2023: 58755.1912; 2024: 58755.1912
15 | Repair And Eliminate Steam Leaks | 2022: -0.011974; 2023: 53159.4036; 2024: 53159.4036; 2025: 1.4327; 2026: 0.86768
Note on F37: Max Blasdel: This is aMW for 2041, different from 2045
Note on F38: Cadmus: Assume that navigant reported values are at the generator. Confirm with Gurvinder
Note on F42: Cadmus: Assume that navigant reported values are at the generator. Confirm with Gurvinder
Note on B191: Cadmus: Note: This is a subtotal (from the two rows below)

## Global Assumptions
Economic Parameters |  |  |  |  | Electric Levelized Cost Definitions | inclusive | exclusive |  |  |  | Gas Levelized Cost Definitions | inclusive | exclusive
Parameters | Electric | Gas |  | # | Levelized Cost / kWh | Lower Bound | Upper Bound | Chart Label | Cost Effective | # | Levelized Cost / Therm | Lower Bound | Upper Bound | Chart Label | Cost Effective | Unit | Conversion
Start Year | 2022 |  |  | 1 | 01. ($9,999.000) to $0.028 | -9999 | 0.028 | Under $28 | 1 | 1 | 01. ($9,999.00) to $0.22 | -9999 | 0.22 | Under $0.22 | 1 | aMW | 8760000
End Year | 2045 | 2041 |  | 2 | 02. $0.028 to $0.055 | 0.028 | 0.055 | Under $55 | 1 | 2 | 02. $0.22 to $0.30 | 0.22 | 0.3 | Under $0.30 | 1 | MWh | 1000
Planning Horizon | 24 | 20 |  | 3 | 03. $0.055 to $0.062 | 0.055 | 0.062 | Under $62 | 1 | 3 | 03. $0.30 to $0.45 | 0.3 | 0.45 | Under $0.45 | 1 | kWh | 1
Line Loss | 6.8% | 0.2% |  | 4 | 04. $0.062 to $0.070 | 0.062 | 0.07 | Under $70 | 1 | 4 | 04. $0.45 to $0.50 | 0.45 | 0.5 | Under $0.50 | 1 | Therms | 1
Avoided T&D Value ($/kW-Year) | 15.15 | 0 |  | 5 | 05. $0.070 to $0.077 | 0.07 | 0.077 | Under $77 | 1 | 5 | 05. $0.50 to $0.55 | 0.5 | 0.55 | Under $0.55 | 1 | MM Therms | 1000000
Conservation Credit | 10% |  |  | 6 | 06. $0.077 to $0.085 | 0.077 | 0.085 | Under $85 | 1 | 6 | 06. $0.55 to $0.62 | 0.55 | 0.62 | Under $0.62 | 1
Admin Adder | 20% |  |  | 7 | 07. $0.085 to $0.115 | 0.085 | 0.115 | Under $115 | 1 | 7 | 07. $0.62 to $0.70 | 0.62 | 0.7 | Under $0.70 | 1
Low Income Cost Adjustment | 0.66667 |  |  | 8 | 08. $0.115 to $0.130 | 0.115 | 0.13 | Under $130 | 1 | 8 | 08. $0.70 to $0.85 | 0.7 | 0.85 | Under $0.85 | 1
|  |  |  | 9 | 09. $0.130 to $0.150 | 0.13 | 0.15 | Under $150 | 1 | 9 | 09. $0.85 to $0.95 | 0.85 | 0.95 | Under $0.95 | 1
|  |  |  | 10 | 10. $0.150 to $0.175 | 0.15 | 0.175 | Under $175 | 0 | 10 | 10. $0.95 to $1.20 | 0.95 | 1.2 | Under $1.20 | 0
|  |  |  | 11 | 11. $0.175 to $0.200 | 0.175 | 0.2 | Under $200 | 0 | 11 | 11. $1.20 to $1.50 | 1.2 | 1.5 | Under $1.50 | 0
Parameters | Residential | Commercial | Industrial | 12 | 12. $0.200 to $0.225 | 0.2 | 0.225 | Under $225 | 0 | 12 | 12. $1.50 to $999.00 | 1.5 | 999 | Under $999.0 | 0
Discount Rate | 6.8% | 6.8% | 6.8% | 13 | 13. $0.225 to $99,999.000 | 0.225 | 99999 | Over $225 | 0
Indoor Agriculture Growth Rate | N/A | N/A | 0%
Reporting Units | Units Selected | Conversion
Electric Reporting Units | aMW | 8760000
Gas Reporting Units | MM Therms | 1000000
Commercial Account Splits | Residential | Commercial | Industrial
Electric Only | 56.69% | 69.71% | 59.19%
Combo | 24.58% | 15.61% | 21.67%
Gas Only | 18.73% | 14.68% | 19.14%

## Potential Summary
At Meter or Generator | Generator
Electric
Sector | Cumulative Achievable Technical Potential (aMW)
| 2022 | 2023 | 2024 | 2025 | 2026 | 2027 | 2028 | 2029 | 2030 | 2031 | 2032 | 2033 | 2034 | 2035 | 2036 | 2037 | 2038 | 2039 | 2040 | 2041 | 2042 | 2043 | 2044 | 2045
Residential | 11.6462 | 24.1936 | 37.7523 | 52.4357 | 68.2442 | 85.4732 | 104.0907 | 124.2033 | 145.787 | 168.6887 | 182.1952 | 196.7273 | 212.0943 | 227.7226 | 243.7751 | 260.0388 | 275.3907 | 290.2739 | 303.5629 | 314.1474 | 323.2677 | 328.6909 | 334.0158 | 339.2961
Commercial | 11.6056 | 24.7861 | 38.9867 | 53.5227 | 68.9042 | 85.0425 | 101.8287 | 117.9747 | 135.1643 | 152.8124 | 161.7156 | 169.5849 | 178.9776 | 188.6617 | 197.8405 | 205.4683 | 210.9962 | 216.7388 | 222.6336 | 227.8058 | 233.3929 | 239.0066 | 245.045 | 250.3836
Industrial | 0.85328 | 1.7638 | 2.705 | 3.6561 | 4.6149 | 5.5764 | 6.5404 | 7.501 | 8.4606 | 9.4179 | 9.6251 | 9.8321 | 10.0214 | 10.0421 | 10.0624 | 10.0821 | 10.1014 | 10.1203 | 10.139 | 10.1619 | 10.1822 | 10.2025 | 10.2228 | 10.2431
Total | 24.1051 | 50.7435 | 79.444 | 109.6145 | 141.7632 | 176.0921 | 212.4597 | 249.679 | 289.4119 | 330.919 | 353.5359 | 376.1443 | 401.0933 | 426.4263 | 451.6779 | 475.5892 | 496.4883 | 517.133 | 536.3355 | 552.1152 | 566.8428 | 577.9 | 589.2836 | 599.9228
As a percent of baseline sales
Residential | 0.8737% | 1.803% | 2.77% | 3.781% | 4.853% | 5.995% | 7.204% | 8.481% | 9.819% | 11.18% | 11.9% | 12.69% | 13.5% | 14.26% | 15.03% | 15.78% | 16.47% | 17.11% | 17.64% | 17.99% | 18.26% | 18.32% | 18.41% | 18.47%
Commercial | 1.141% | 2.395% | 3.727% | 5.078% | 6.493% | 7.94% | 9.411% | 10.81% | 12.23% | 13.62% | 14.29% | 14.91% | 15.52% | 16.07% | 16.66% | 17.12% | 17.37% | 17.6% | 17.86% | 18.04% | 18.24% | 18.44% | 18.66% | 18.79%
Industrial | 0.6678% | 1.356% | 2.082% | 2.834% | 3.6% | 4.369% | 5.143% | 5.916% | 6.681% | 7.456% | 7.661% | 7.862% | 8.018% | 8.061% | 8.116% | 8.161% | 8.199% | 8.234% | 8.277% | 8.309% | 8.346% | 8.383% | 8.419% | 8.442%
Total | 0.9683% | 2.054% | 3.206% | 4.372% | 5.584% | 6.853% | 8.185% | 9.513% | 10.9% | 12.34% | 13.02% | 13.64% | 14.39% | 15.16% | 15.85% | 16.42% | 16.92% | 17.4% | 17.82% | 18.09% | 18.35% | 18.45% | 18.58% | 18.68%
Gas
Sector | Cumulative Achievable Technical Potential (Therms)
| 2022 | 2023 | 2024 | 2025 | 2026 | 2027 | 2028 | 2029 | 2030 | 2031 | 2032 | 2033 | 2034 | 2035 | 2036 | 2037 | 2038 | 2039 | 2040 | 2041
Residential | 7537582.4941 | 15483233.1949 | 23742889.8533 | 32319953.8281 | 41203413.5241 | 50458406.487 | 60093093.1822 | 70127396.0305 | 80587300.1896 | 91477199.9291 | 95937079.9718 | 100800438.9094 | 106040520.2981 | 111570394.0806 | 117365314.6516 | 123338174.7896 | 129432061.1354 | 135602841.8682 | 141685985.3398 | 147106352.5597
Commercial | 1468096.3983 | 3033503.556 | 4687888.2571 | 6409102.1187 | 8216719.1537 | 10111770.507 | 12080534.9326 | 14095000.1177 | 16142227.3321 | 18241591.0068 | 19052259.5516 | 19895426.1509 | 20724042.5082 | 21477841.8341 | 22139224.338 | 22787066.8789 | 23401857.003 | 23967965.1013 | 24481409.7872 | 25006594.6731
Industrial | 170679.2573 | 340301.5374 | 508564.949 | 675669.707 | 841476.4935 | 1005991.7341 | 1169090.7049 | 1331055.3871 | 1491752.218 | 1651175.458 | 1651175.458 | 1651175.458 | 1651175.458 | 1651175.458 | 1651175.458 | 1651175.458 | 1651175.458 | 1651175.458 | 1651175.458 | 1651175.458
Total | 9176358.1497 | 18857038.2883 | 28939343.0595 | 39404725.6538 | 50261609.1713 | 61576168.728 | 73342718.8197 | 85553451.5353 | 98221279.7397 | 111369966.394 | 116640514.9814 | 122347040.5184 | 128415738.2644 | 134699411.3728 | 141155714.4477 | 147776417.1266 | 154485093.5965 | 161221982.4275 | 167818570.585 | 173764122.6909
As a percent of baseline sales
Residential | 1.182% | 2.405% | 3.642% | 4.902% | 6.21% | 7.56% | 8.948% | 10.37% | 11.83% | 13.29% | 13.82% | 14.39% | 15.01% | 15.63% | 16.3% | 16.98% | 17.68% | 18.31% | 18.95% | 19.44%
Commercial | 0.4759% | 0.9631% | 1.465% | 1.987% | 2.531% | 3.096% | 3.678% | 4.261% | 4.843% | 5.426% | 5.627% | 5.831% | 6.03% | 6.202% | 6.35% | 6.487% | 6.616% | 6.724% | 6.817% | 6.903%
Industrial | 0.6733% | 1.351% | 2.035% | 2.723% | 3.417% | 4.117% | 4.826% | 5.534% | 6.251% | 6.974% | 7.036% | 7.087% | 7.145% | 7.205% | 7.272% | 7.327% | 7.39% | 7.453% | 7.523% | 7.582%
Total | 0.9559% | 1.959% | 2.979% | 4.004% | 5.042% | 6.117% | 7.241% | 8.4% | 9.59% | 10.8% | 11.23% | 11.67% | 12.16% | 12.65% | 13.15% | 13.65% | 14.15% | 14.66% | 15.14% | 15.53%
Sector | 2022 | 2031 | 2041 | 2045 |  | Sector | 2022 | 2031 | 2041
Cumulative Achievable Potential (aMW) | [5 empty] | Cumulative Achievable Potential (MMTherms)
Residential | 24.1936 | 168.6887 | 314.1474 | 339.2961 |  | Residential | 15.4832 | 91.4772 | 147.1064
Commercial | 24.7861 | 152.8124 | 227.8058 | 250.3836 |  | Commercial | 3.0335 | 18.2416 | 25.0066
Industrial | 1.7638 | 9.4179 | 10.1619 | 10.2431 |  | Industrial | 0.3403 | 1.6512 | 1.6512
Total | 50.7435 | 330.919 | 552.1152 | 599.9228 |  | Total | 18.857 | 111.37 | 173.7641
Percent of Baseline Sales | [5 empty] | Percent of Baseline Sales
Residential | 1.803% | 11.18% | 17.99% | 18.47% |  | Residential | 2.405% | 13.29% | 19.44%
Commercial | 2.395% | 13.62% | 18.04% | 18.79% |  | Commercial | 0.9631% | 5.426% | 6.903%
Industrial | 1.356% | 7.456% | 8.309% | 8.442% |  | Industrial | 1.351% | 6.974% | 7.582%
Total | 2.054% | 12.34% | 18.09% | 18.35% |  | Total | 1.959% | 10.8% | 15.53%
Source | 2019 Numbers
Study | 20-Year Achievable Technical Potential (% of Sales) |  |  | Total Achievable Technical Potential (aMW and MMTherms)
| Residential | Commercial | Industrial
Electric Resources
2021 IRP | 17.99% | 18.04% | 8.309% | 552.1152
2019 IRP | 20.56% | 16.16% | 26.26% | 692
2017 IRP | 20% | 21% | 17% | 598
Natural Gas Resources
2021 IRP | 19.44% | 6.903% | 7.582% | 173.7641
2019 IRP | 20.32% | 8.32% | 16.55% | 177.2745
2017 IRP | 14% | 15% | 17% | 164
Bundle | Residential | Commercial | Industrial | Total
01. ($9,999.000) to $0.028 | 70.3652 | 65.6507 | 5.6321 | 141.648
02. $0.028 to $0.055 | 99.4206 | 100.2519 | 8.4714 | 208.1439
03. $0.055 to $0.062 | 106.6282 | 117.3499 | 9.8819 | 233.86
04. $0.062 to $0.070 | 134.3837 | 122.1328 | 9.9086 | 266.425
05. $0.070 to $0.077 | 147.5542 | 128.5207 | 9.9461 | 286.0211
06. $0.077 to $0.085 | 149.6893 | 131.1566 | 9.9461 | 290.7921
07. $0.085 to $0.115 | 178.5147 | 156.4232 | 10.0129 | 344.9508
08. $0.115 to $0.130 | 182.4208 | 188.6012 | 10.0193 | 381.0413
09. $0.130 to $0.150 | 196.4825 | 224.3846 | 10.1942 | 431.0613
10. $0.150 to $0.175 | 248.4353 | 234.3206 | 10.2364 | 492.9923
11. $0.175 to $0.200 | 262.963 | 234.6898 | 10.2403 | 507.8931
12. $0.200 to $0.225 | 263.4571 | 240.3908 | 10.2425 | 514.0905
13. $0.225 to $99,999.000 | 339.2961 | 250.3836 | 10.2431 | 599.9228
Bundle | Residential | Commercial | Industrial | Total
01. ($9,999.00) to $0.22 | 31.4265 | 11.8061 | 1.4662 | 44.6988
02. $0.22 to $0.30 | 31.4265 | 14.9251 | 1.5293 | 47.8809
03. $0.30 to $0.45 | 60.6378 | 17.5537 | 1.6423 | 79.8339
04. $0.45 to $0.50 | 60.6851 | 17.8908 | 1.6434 | 80.2193
05. $0.50 to $0.55 | 60.6895 | 18.8712 | 1.6434 | 81.2041
06. $0.55 to $0.62 | 60.6895 | 19.2564 | 1.6434 | 81.5894
07. $0.62 to $0.70 | 71.8072 | 19.8403 | 1.6434 | 93.2908
08. $0.70 to $0.85 | 80.9641 | 20.5766 | 1.6434 | 103.184
09. $0.85 to $0.95 | 81.7953 | 21.674 | 1.6512 | 105.1204
10. $0.95 to $1.20 | 92.6729 | 22.2574 | 1.6512 | 116.5815
11. $1.20 to $1.50 | 112.0832 | 22.5654 | 1.6512 | 136.2998
12. $1.50 to $999.00 | 147.1064 | 25.0066 | 1.6512 | 173.7641
Note on F47: Max Blasdel: I think this should be 692 according to 2019 study linked in Sources

## Industrial
[66 empty] | 2022 | 2023 | 2024 | 2025 | 2026 | 2027 | 2028 | 2029 | 2030 | 2031 | 2032 | 2033 | 2034 | 2035 | 2036 | 2037 | 2038 | 2039 | 2040 | 2041 | 2042 | 2043 | 2044 | 2045 | 2022 | 2023 | 2024 | 2025 | 2026 | 2027 | 2028 | 2029 | 2030 | 2031 | 2032 | 2033 | 2034 | 2035 | 2036 | 2037 | 2038 | 2039 | 2040 | 2041 | 2042 | 2043 | 2044 | 2045 | Max | 2022 | 2023 | 2024 | 2025 | 2026 | 2027 | 2028 | 2029 | 2030 | 2031 | 2032 | 2033 | 2034 | 2035 | 2036 | 2037 | 2038 | 2039 | 2040 | 2041 | 2042 | 2043 | 2044 | 2045 | 2022 | 2023 | 2024 | 2025 | 2026 | 2027 | 2028 | 2029 | 2030 | 2031 | 2032 | 2033 | 2034 | 2035 | 2036 | 2037 | 2038 | 2039 | 2040 | 2041 | 2022 | 2023 | 2024 | 2025 | 2026 | 2027 | 2028 | 2029 | 2030 | 2031 | 2032 | 2033 | 2034 | 2035 | 2036 | 2037 | 2038 | 2039 | 2040 | 2041 | Max | 2022 | 2023 | 2024 | 2025 | 2026 | 2027 | 2028 | 2029 | 2030 | 2031 | 2032 | 2033 | 2034 | 2035 | 2036 | 2037 | 2038 | 2039 | 2040 | 2041 | 2022 | 2023 | 2024 | 2025 | 2026 | 2027 | 2028 | 2029 | 2030 | 2031 | 2032 | 2033 | 2034 | 2035 | 2036 | 2037 | 2038 | 2039 | 2040 | 2041 | 2042 | 2043 | 2044 | 2045 | [46 empty] | 2022 | 2023 | 2024 | 2025 | 2026 | 2027 | 2028 | 2029 | 2030 | 2031 | 2032 | 2033 | 2034 | 2035 | 2036 | 2037 | 2038 | 2039 | 2040 | 2041 | 2042 | 2043 | 2044 | 2045
Strike Flag | Workbook Name | ProCost Reference Tab | Savings, Cost, and EUL Source | Cost Reference Year | Applicable Supply Curve Types | Measure Start Year | Measure Stop Year | Region | Sector | Segment | Fuel Type | Per Unit Definition for Savings and Costs | Per Unit Definition for Incentives | Incentive Per Unit | Measure Application | Savings Component | Savings for Period 1 (kWh/yr) | Measure Life (yrs) | Capital Cost | Annual O&M | Shape Pointer | Non-E Val ($/yr) | Cost A ($) | Replacement Period A (yrs) | Cost B ($) | Replacement Period B (yrs) | Cost C ($) | Replacement Period C (yrs) | Savings (therms/yr) | Shape Pointer1 | Savings for Period 2 (kWh/yr) | Length of Period 1 (yrs) | Base Case Cost at Start of Period 2 ($) | End Use | Measure Group | Reporting Group | Load Shape | Peak Factor | End Use Saturation - Electric | End Use Saturation - Gas | Per Unit | Units per square foot | Applicability | Turnover Rate | Max Achievability Factor | Line Loss - Electric | Line Loss - Gas | Present Value of Conserved Energy at Generator ($) | Present Value of T&D at Generator ($) | Present Value of Conservation Credit ($) | PV of Capital Cost - Electric | PV of Capital Cost - Gas | Secondary Fuel Benefits - Gas | Secondary Fuel Benefits - Electric | Net Total Resource Cost Per Unit ($) - Electric | Net Total Resource Cost Per Unit ($) - Gas | Net Utility Cost Per Unit ($) | TRC Levelized Cost of Conserved Energy - Electric | TRC Levelized Cost of Conserved Energy - Gas | Selected Levelized Cost of Energy ($/kWh) - Electric | Electric Levelized Cost Bundle | Cost Effective Electric Bundle | Selected Levelized Cost of Energy ($/Therm) - Gas | Gas Levelized Cost Bundle | Cost Effective Gas Bundle | Incremental Electric Units 2022 | Incremental Electric Units 2023 | Incremental Electric Units 2024 | Incremental Electric Units 2025 | Incremental Electric Units 2026 | Incremental Electric Units 2027 | Incremental Electric Units 2028 | Incremental Electric Units 2029 | Incremental Electric Units 2030 | Incremental Electric Units 2031 | Incremental Electric Units 2032 | Incremental Electric Units 2033 | Incremental Electric Units 2034 | Incremental Electric Units 2035 | Incremental Electric Units 2036 | Incremental Electric Units 2037 | Incremental Electric Units 2038 | Incremental Electric Units 2039 | Incremental Electric Units 2040 | Incremental Electric Units 2041 | Incremental Electric Units 2042 | Incremental Electric Units 2043 | Incremental Electric Units 2044 | Incremental Electric Units 2045 | Incremental Electric Achievable Technical Potential (kWh) 2022 | Incremental Electric Achievable Technical Potential (kWh) 2023 | Incremental Electric Achievable Technical Potential (kWh) 2024 | Incremental Electric Achievable Technical Potential (kWh) 2025 | Incremental Electric Achievable Technical Potential (kWh) 2026 | Incremental Electric Achievable Technical Potential (kWh) 2027 | Incremental Electric Achievable Technical Potential (kWh) 2028 | Incremental Electric Achievable Technical Potential (kWh) 2029 | Incremental Electric Achievable Technical Potential (kWh) 2030 | Incremental Electric Achievable Technical Potential (kWh) 2031 | Incremental Electric Achievable Technical Potential (kWh) 2032 | Incremental Electric Achievable Technical Potential (kWh) 2033 | Incremental Electric Achievable Technical Potential (kWh) 2034 | Incremental Electric Achievable Technical Potential (kWh) 2035 | Incremental Electric Achievable Technical Potential (kWh) 2036 | Incremental Electric Achievable Technical Potential (kWh) 2037 | Incremental Electric Achievable Technical Potential (kWh) 2038 | Incremental Electric Achievable Technical Potential (kWh) 2039 | Incremental Electric Achievable Technical Potential (kWh) 2040 | Incremental Electric Achievable Technical Potential (kWh) 2041 | Incremental Electric Achievable Technical Potential (kWh) 2042 | Incremental Electric Achievable Technical Potential (kWh) 2043 | Incremental Electric Achievable Technical Potential (kWh) 2044 | Incremental Electric Achievable Technical Potential (kWh) 2045 | Cumulative Electric Achievable Technical Potential (kWh) Max | Cumulative Electric Achievable Technical Potential (kWh) 2022 | Cumulative Electric Achievable Technical Potential (kWh) 2023 | Cumulative Electric Achievable Technical Potential (kWh) 2024 | Cumulative Electric Achievable Technical Potential (kWh) 2025 | Cumulative Electric Achievable Technical Potential (kWh) 2026 | Cumulative Electric Achievable Technical Potential (kWh) 2027 | Cumulative Electric Achievable Technical Potential (kWh) 2028 | Cumulative Electric Achievable Technical Potential (kWh) 2029 | Cumulative Electric Achievable Technical Potential (kWh) 2030 | Cumulative Electric Achievable Technical Potential (kWh) 2031 | Cumulative Electric Achievable Technical Potential (kWh) 2032 | Cumulative Electric Achievable Technical Potential (kWh) 2033 | Cumulative Electric Achievable Technical Potential (kWh) 2034 | Cumulative Electric Achievable Technical Potential (kWh) 2035 | Cumulative Electric Achievable Technical Potential (kWh) 2036 | Cumulative Electric Achievable Technical Potential (kWh) 2037 | Cumulative Electric Achievable Technical Potential (kWh) 2038 | Cumulative Electric Achievable Technical Potential (kWh) 2039 | Cumulative Electric Achievable Technical Potential (kWh) 2040 | Cumulative Electric Achievable Technical Potential (kWh) 2041 | Cumulative Electric Achievable Technical Potential (kWh) 2042 | Cumulative Electric Achievable Technical Potential (kWh) 2043 | Cumulative Electric Achievable Technical Potential (kWh) 2044 | Cumulative Electric Achievable Technical Potential (kWh) 2045 | Incremental Gas Units 2022 | Incremental Gas Units 2023 | Incremental Gas Units 2024 | Incremental Gas Units 2025 | Incremental Gas Units 2026 | Incremental Gas Units 2027 | Incremental Gas Units 2028 | Incremental Gas Units 2029 | Incremental Gas Units 2030 | Incremental Gas Units 2031 | Incremental Gas Units 2032 | Incremental Gas Units 2033 | Incremental Gas Units 2034 | Incremental Gas Units 2035 | Incremental Gas Units 2036 | Incremental Gas Units 2037 | Incremental Gas Units 2038 | Incremental Gas Units 2039 | Incremental Gas Units 2040 | Incremental Gas Units 2041 | Incremental Gas Achievable Technical Potential (Therms) 2022 | Incremental Gas Achievable Technical Potential (Therms) 2023 | Incremental Gas Achievable Technical Potential (Therms) 2024 | Incremental Gas Achievable Technical Potential (Therms) 2025 | Incremental Gas Achievable Technical Potential (Therms) 2026 | Incremental Gas Achievable Technical Potential (Therms) 2027 | Incremental Gas Achievable Technical Potential (Therms) 2028 | Incremental Gas Achievable Technical Potential (Therms) 2029 | Incremental Gas Achievable Technical Potential (Therms) 2030 | Incremental Gas Achievable Technical Potential (Therms) 2031 | Incremental Gas Achievable Technical Potential (Therms) 2032 | Incremental Gas Achievable Technical Potential (Therms) 2033 | Incremental Gas Achievable Technical Potential (Therms) 2034 | Incremental Gas Achievable Technical Potential (Therms) 2035 | Incremental Gas Achievable Technical Potential (Therms) 2036 | Incremental Gas Achievable Technical Potential (Therms) 2037 | Incremental Gas Achievable Technical Potential (Therms) 2038 | Incremental Gas Achievable Technical Potential (Therms) 2039 | Incremental Gas Achievable Technical Potential (Therms) 2040 | Incremental Gas Achievable Technical Potential (Therms) 2041 | Cumulative Gas Achievable Technical Potential (Therms) Max | Cumulative Gas Achievable Technical Potential (Therms) 2022 | Cumulative Gas Achievable Technical Potential (Therms) 2023 | Cumulative Gas Achievable Technical Potential (Therms) 2024 | Cumulative Gas Achievable Technical Potential (Therms) 2025 | Cumulative Gas Achievable Technical Potential (Therms) 2026 | Cumulative Gas Achievable Technical Potential (Therms) 2027 | Cumulative Gas Achievable Technical Potential (Therms) 2028 | Cumulative Gas Achievable Technical Potential (Therms) 2029 | Cumulative Gas Achievable Technical Potential (Therms) 2030 | Cumulative Gas Achievable Technical Potential (Therms) 2031 | Cumulative Gas Achievable Technical Potential (Therms) 2032 | Cumulative Gas Achievable Technical Potential (Therms) 2033 | Cumulative Gas Achievable Technical Potential (Therms) 2034 | Cumulative Gas Achievable Technical Potential (Therms) 2035 | Cumulative Gas Achievable Technical Potential (Therms) 2036 | Cumulative Gas Achievable Technical Potential (Therms) 2037 | Cumulative Gas Achievable Technical Potential (Therms) 2038 | Cumulative Gas Achievable Technical Potential (Therms) 2039 | Cumulative Gas Achievable Technical Potential (Therms) 2040 | Cumulative Gas Achievable Technical Potential (Therms) 2041 | Cumulative Electric Achievable Technical Potential (kW) 2022 | Cumulative Electric Achievable Technical Potential (kW) 2023 | Cumulative Electric Achievable Technical Potential (kW) 2024 | Cumulative Electric Achievable Technical Potential (kW) 2025 | Cumulative Electric Achievable Technical Potential (kW) 2026 | Cumulative Electric Achievable Technical Potential (kW) 2027 | Cumulative Electric Achievable Technical Potential (kW) 2028 | Cumulative Electric Achievable Technical Potential (kW) 2029 | Cumulative Electric Achievable Technical Potential (kW) 2030 | Cumulative Electric Achievable Technical Potential (kW) 2031 | Cumulative Electric Achievable Technical Potential (kW) 2032 | Cumulative Electric Achievable Technical Potential (kW) 2033 | Cumulative Electric Achievable Technical Potential (kW) 2034 | Cumulative Electric Achievable Technical Potential (kW) 2035 | Cumulative Electric Achievable Technical Potential (kW) 2036 | Cumulative Electric Achievable Technical Potential (kW) 2037 | Cumulative Electric Achievable Technical Potential (kW) 2038 | Cumulative Electric Achievable Technical Potential (kW) 2039 | Cumulative Electric Achievable Technical Potential (kW) 2040 | Cumulative Electric Achievable Technical Potential (kW) 2041 | Cumulative Electric Achievable Technical Potential (kW) 2042 | Cumulative Electric Achievable Technical Potential (kW) 2043 | Cumulative Electric Achievable Technical Potential (kW) 2044 | Cumulative Electric Achievable Technical Potential (kW) 2045 | Electric Costs 2022 | Electric Costs 2023 | Electric Costs 2024 | Electric Costs 2025 | Electric Costs 2026 | Electric Costs 2027 | Electric Costs 2028 | Electric Costs 2029 | Electric Costs 2030 | Electric Costs 2031 | Electric Costs 2032 | Electric Costs 2033 | Electric Costs 2034 | Electric Costs 2035 | Electric Costs 2036 | Electric Costs 2037 | Electric Costs 2038 | Electric Costs 2039 | Electric Costs 2040 | Electric Costs 2041 | Electric Costs 2042 | Electric Costs 2043 | Electric Costs 2044 | Electric Costs 2045 | Electric Total | Gas Costs 2022 | Gas Costs 2023 | Gas Costs 2024 | Gas Costs 2025 | Gas Costs 2026 | Gas Costs 2027 | Gas Costs 2028 | Gas Costs 2029 | Gas Costs 2030 | Gas Costs 2031 | Gas Costs 2032 | Gas Costs 2033 | Gas Costs 2034 | Gas Costs 2035 | Gas Costs 2036 | Gas Costs 2037 | Gas Costs 2038 | Gas Costs 2039 | Gas Costs 2040 | Gas Costs 2041 | Summer Peak Factor | Cumulative Electric Achievable Technical Potential (kW) 2022 - Summer | Cumulative Electric Achievable Technical Potential (kW) 2023 | Cumulative Electric Achievable Technical Potential (kW) 2024 | Cumulative Electric Achievable Technical Potential (kW) 2025 | Cumulative Electric Achievable Technical Potential (kW) 2026 | Cumulative Electric Achievable Technical Potential (kW) 2027 | Cumulative Electric Achievable Technical Potential (kW) 2028 | Cumulative Electric Achievable Technical Potential (kW) 2029 | Cumulative Electric Achievable Technical Potential (kW) 2030 | Cumulative Electric Achievable Technical Potential (kW) 2031 | Cumulative Electric Achievable Technical Potential (kW) 2032 | Cumulative Electric Achievable Technical Potential (kW) 2033 | Cumulative Electric Achievable Technical Potential (kW) 2034 | Cumulative Electric Achievable Technical Potential (kW) 2035 | Cumulative Electric Achievable Technical Potential (kW) 2036 | Cumulative Electric Achievable Technical Potential (kW) 2037 | Cumulative Electric Achievable Technical Potential (kW) 2038 | Cumulative Electric Achievable Technical Potential (kW) 2039 | Cumulative Electric Achievable Technical Potential (kW) 2040 | Cumulative Electric Achievable Technical Potential (kW) 2041 | Cumulative Electric Achievable Technical Potential (kW) 2042 | Cumulative Electric Achievable Technical Potential (kW) 2043 | Cumulative Electric Achievable Technical Potential (kW) 2044 | Cumulative Electric Achievable Technical Potential (kW) 2045
| IND-Lighting-7P_V2 | M_Input | Council 7th Plan | 2020 | Retro | 2022 | 2045 | PSE | Industrial | Mechanical Pulp | Electric | Per Region | NA | NA | Mechanical Pulp Air Compressor Demand Reduction | Mechanical Pulp Air Compressor Demand Reduction | 24980.6558 | 10 | 2511.5532 | 779.9855 | I-All-Other-Shift3-All-All-S | 0 | 0 | 0 | 0 | 0 | 0 | 0 | 0 | 0 | 0 | 0 | 0 | Comm Flat | Air Compressor Demand Reduction | Air Compressor Demand Reduction | IndShift3 | 0.01266% | 100% | 0% | 1 | 1 | 100% | 10% | 85% | 6.8% | 0.2% | 11678.9831 | 465.524 | 1214.4507 | 4157.802 | 0 | 0 | 0 | 12085.3142 | 0 |  | 0.041443 | 0 | 0.041443 | 02. $0.028 to $0.055 | 1 | 0 | 01. ($9,999.00) to $0.22 | 1 | 0.085 | 0.085 | 0.085 | 0.085 | 0.085 | 0.085 | 0.085 | 0.085 | 0.085 | 0.085 | 0 | 0 | 0 | 0 | 0 | 0 | 0 | 0 | 0 | 0 | 0 | 0 | 0 | 0 | 2123.3557 | 2161.6265 | 2167.3908 | 2143.7562 | 2130.5066 | 2120.9014 | 2121.7056 | 2107.0366 | 2104.2628 | 2098.9091 | 0 | 0 | 0 | 0 | 0 | 0 | 0 | 0 | 0 | 0 | 0 | 0 | 0 | 0 | 21279.4513 | 2123.3557 | 4284.9822 | 6452.373 | 8596.1292 | 10726.6358 | 12847.5372 | 14969.2427 | 17076.2794 | 19180.5422 | 21279.4513 | 21279.4513 | 21279.4513 | 21279.4513 | 21279.4513 | 21279.4513 | 21279.4513 | 21279.4513 | 21279.4513 | 21279.4513 | 21279.4513 | 21279.4513 | 21279.4513 | 21279.4513 | 21279.4513 | 0 | 0 | 0 | 0 | 0 | 0 | 0 | 0 | 0 | 0 | 0 | 0 | 0 | 0 | 0 | 0 | 0 | 0 | 0 | 0 | 0 | 0 | 0 | 0 | 0 | 0 | 0 | 0 | 0 | 0 | 0 | 0 | 0 | 0 | 0 | 0 | 0 | 0 | 0 | 0 | 0 | 0 | 0 | 0 | 0 | 0 | 0 | 0 | 0 | 0 | 0 | 0 | 0 | 0 | 0 | 0 | 0 | 0 | 0 | 0 | 0 | 0.26881 | 0.54246 | 0.81685 | 1.0882 | 1.358 | 1.6265 | 1.8951 | 2.1618 | 2.4282 | 2.6939 | 2.6939 | 2.6939 | 2.6939 | 2.6939 | 2.6939 | 2.6939 | 2.6939 | 2.6939 | 2.6939 | 2.6939 | 2.6939 | 2.6939 | 2.6939 | 2.6939 | 1027.2517 | 1045.7666 | 1048.5553 | 1037.1212 | 1030.7112 | 1026.0643 | 1026.4534 | 1019.3567 | 1018.0148 | 1015.4247 | 0 | 0 | 0 | 0 | 0 | 0 | 0 | 0 | 0 | 0 | 0 | 0 | 0 | 0 | 10294.7199 | 0 | 0 | 0 | 0 | 0 | 0 | 0 | 0 | 0 | 0 | 0 | 0 | 0 | 0 | 0 | 0 | 0 | 0 | 0 | 0 | 0.01296% | 0.27513 | 0.55521 | 0.83605 | 1.1138 | 1.3899 | 1.6647 | 1.9396 | 2.2126 | 2.4853 | 2.7572 | 2.7572 | 2.7572 | 2.7572 | 2.7572 | 2.7572 | 2.7572 | 2.7572 | 2.7572 | 2.7572 | 2.7572 | 2.7572 | 2.7572 | 2.7572 | 2.7572
| IND-Lighting-7P_V2 | M_Input | Council 7th Plan | 2020 | Retro | 2022 | 2045 | PSE | Industrial | Mechanical Pulp | Electric | Per Region | NA | NA | Mechanical Pulp Air Compressor Equipment1 | Mechanical Pulp Air Compressor Equipment1 | 0 | 10 | 0 | 0 | I-All-Other-Shift3-All-All-S | 0 | 0 | 0 | 0 | 0 | 0 | 0 | 0 | 0 | 0 | 0 | 0 | Comm Flat | Air Compressor Equipment1 | Air Compressor Equipment1 | IndShift1 | 0.0135% | 100% | 0% | 1 | 1 | 100% | 10% | 85% | 6.8% | 0.2% | 0 | 0 | 0 | 0 | 0 | 0 | 0 | 0 | 0 |  | 0 | 0 | 0 | 01. ($9,999.000) to $0.028 | 1 | 0 | 01. ($9,999.00) to $0.22 | 1 | 0.085 | 0.085 | 0.085 | 0.085 | 0.085 | 0.085 | 0.085 | 0.085 | 0.085 | 0.085 | 0 | 0 | 0 | 0 | 0 | 0 | 0 | 0 | 0 | 0 | 0 | 0 | 0 | 0 | 0 | 0 | 0 | 0 | 0 | 0 | 0 | 0 | 0 | 0 | 0 | 0 | 0 | 0 | 0 | 0 | 0 | 0 | 0 | 0 | 0 | 0 | 0 | 0 | 0 | 0 | 0 | 0 | 0 | 0 | 0 | 0 | 0 | 0 | 0 | 0 | 0 | 0 | 0 | 0 | 0 | 0 | 0 | 0 | 0 | 0 | 0 | 0 | 0 | 0 | 0 | 0 | 0 | 0 | 0 | 0 | 0 | 0 | 0 | 0 | 0 | 0 | 0 | 0 | 0 | 0 | 0 | 0 | 0 | 0 | 0 | 0 | 0 | 0 | 0 | 0 | 0 | 0 | 0 | 0 | 0 | 0 | 0 | 0 | 0 | 0 | 0 | 0 | 0 | 0 | 0 | 0 | 0 | 0 | 0 | 0 | 0 | 0 | 0 | 0 | 0 | 0 | 0 | 0 | 0 | 0 | 0 | 0 | 0 | 0 | 0 | 0 | 0 | 0 | 0 | 0 | 0 | 0 | 0 | 0 | 0 | 0 | 0 | 0 | 0 | 0 | 0 | 0 | 0 | 0 | 0 | 0 | 0 | 0 | 0 | 0 | 0 | 0 | 0 | 0 | 0 | 0 | 0 | 0 | 0 | 0 | 0 | 0 | 0 | 0 | 0 | 0 | 0 | 0 | 0 | 0 | 0 | 0 | 0 | 0 | 0 | 0 | 0 | 0 | 0 | 0 | 0 | 0 | 0 | 0 | 0 | 0 | 0 | 0 | 0 | 0 | 0 | 0 | 0 | 0.01911% | 0 | 0 | 0 | 0 | 0 | 0 | 0 | 0 | 0 | 0 | 0 | 0 | 0 | 0 | 0 | 0 | 0 | 0 | 0 | 0 | 0 | 0 | 0 | 0
| IND-Lighting-7P_V2 | M_Input | Council 7th Plan | 2020 | Retro | 2022 | 2045 | PSE | Industrial | Mechanical Pulp | Electric | Per Region | NA | NA | Mechanical Pulp Air Compressor Equipment2 | Mechanical Pulp Air Compressor Equipment2 | 28253.2836 | 10 | 2303.2368 | 882.1686 | I-All-Other-Shift3-All-All-S | 0 | 0 | 0 | 0 | 0 | 0 | 0 | 0 | 0 | 0 | 0 | 0 | Comm Flat | Air Compressor Equipment2 | Air Compressor Equipment2 | IndShift3 | 0.01266% | 100% | 0% | 1 | 1 | 100% | 10% | 85% | 6.8% | 0.2% | 13209.0056 | 526.5107 | 1373.5516 | 3812.9404 | 0 | 0 | 0 | 12671.5388 | 0 |  | 0.03842 | 0 | 0.03842 | 02. $0.028 to $0.055 | 0 | 0 | 01. ($9,999.00) to $0.22 | 1 | 0.085 | 0.085 | 0.085 | 0.085 | 0.085 | 0.085 | 0.085 | 0.085 | 0.085 | 0.085 | 0 | 0 | 0 | 0 | 0 | 0 | 0 | 0 | 0 | 0 | 0 | 0 | 0 | 0 | 2401.5291 | 2444.8135 | 2451.333 | 2424.6021 | 2409.6168 | 2398.7532 | 2399.6628 | 2383.0721 | 2379.9349 | 2373.8798 | 0 | 0 | 0 | 0 | 0 | 0 | 0 | 0 | 0 | 0 | 0 | 0 | 0 | 0 | 24067.1973 | 2401.5291 | 4846.3427 | 7297.6756 | 9722.2778 | 12131.8946 | 14530.6478 | 16930.3105 | 19313.3826 | 21693.3175 | 24067.1973 | 24067.1973 | 24067.1973 | 24067.1973 | 24067.1973 | 24067.1973 | 24067.1973 | 24067.1973 | 24067.1973 | 24067.1973 | 24067.1973 | 24067.1973 | 24067.1973 | 24067.1973 | 24067.1973 | 0 | 0 | 0 | 0 | 0 | 0 | 0 | 0 | 0 | 0 | 0 | 0 | 0 | 0 | 0 | 0 | 0 | 0 | 0 | 0 | 0 | 0 | 0 | 0 | 0 | 0 | 0 | 0 | 0 | 0 | 0 | 0 | 0 | 0 | 0 | 0 | 0 | 0 | 0 | 0 | 0 | 0 | 0 | 0 | 0 | 0 | 0 | 0 | 0 | 0 | 0 | 0 | 0 | 0 | 0 | 0 | 0 | 0 | 0 | 0 | 0 | 0.30402 | 0.61353 | 0.92386 | 1.2308 | 1.5359 | 1.8395 | 2.1433 | 2.445 | 2.7463 | 3.0468 | 3.0468 | 3.0468 | 3.0468 | 3.0468 | 3.0468 | 3.0468 | 3.0468 | 3.0468 | 3.0468 | 3.0468 | 3.0468 | 3.0468 | 3.0468 | 3.0468 | 1077.0808 | 1096.4938 | 1099.4177 | 1087.429 | 1080.7081 | 1075.8358 | 1076.2437 | 1068.8029 | 1067.3958 | 1064.6801 | 0 | 0 | 0 | 0 | 0 | 0 | 0 | 0 | 0 | 0 | 0 | 0 | 0 | 0 | 10794.0878 | 0 | 0 | 0 | 0 | 0 | 0 | 0 | 0 | 0 | 0 | 0 | 0 | 0 | 0 | 0 | 0 | 0 | 0 | 0 | 0 | 0.01296% | 0.31117 | 0.62795 | 0.94557 | 1.2597 | 1.572 | 1.8828 | 2.1937 | 2.5025 | 2.8108 | 3.1184 | 3.1184 | 3.1184 | 3.1184 | 3.1184 | 3.1184 | 3.1184 | 3.1184 | 3.1184 | 3.1184 | 3.1184 | 3.1184 | 3.1184 | 3.1184 | 3.1184
| IND-Lighting-7P_V2 | M_Input | Council 7th Plan | 2020 | Retro | 2022 | 2045 | PSE | Industrial | Mechanical Pulp | Electric | Per Region | NA | NA | Mechanical Pulp Air Compressor Optimization | Mechanical Pulp Air Compressor Optimization | 82109.6562 | 10 | 21420.1191 | 2563.7573 | I-All-Other-Shift3-All-All-S | 5537.7157 | 0 | 0 | 0 | 0 | 0 | 0 | 0 | 0 | 0 | 0 | 0 | Comm Flat | Air Compressor Optimization | Air Compressor Optimization | IndShift3 | 0.01266% | 100% | 0% | 1 | 1 | 100% | 10% | 85% | 6.8% | 0.2% | 38387.9949 | 1530.1446 | 3991.814 | 35460.3735 | 0 | 0 | 0 | -494.1261 | 0 |  | -0.00051552 | 0 | -0.00051552 | 01. ($9,999.000) to $0.028 | 1 | 0 | 01. ($9,999.00) to $0.22 | 0 | 0.085 | 0.085 | 0.085 | 0.085 | 0.085 | 0.085 | 0.085 | 0.085 | 0.085 | 0.085 | 0 | 0 | 0 | 0 | 0 | 0 | 0 | 0 | 0 | 0 | 0 | 0 | 0 | 0 | 6979.3208 | 7105.114 | 7124.0608 | 7046.3756 | 7002.8251 | 6971.2535 | 6973.8968 | 6925.681 | 6916.5637 | 6898.9664 | 0 | 0 | 0 | 0 | 0 | 0 | 0 | 0 | 0 | 0 | 0 | 0 | 0 | 0 | 69944.0577 | 6979.3208 | 14084.4347 | 21208.4955 | 28254.8712 | 35257.6963 | 42228.9498 | 49202.8466 | 56128.5276 | 63045.0913 | 69944.0577 | 69944.0577 | 69944.0577 | 69944.0577 | 69944.0577 | 69944.0577 | 69944.0577 | 69944.0577 | 69944.0577 | 69944.0577 | 69944.0577 | 69944.0577 | 69944.0577 | 69944.0577 | 69944.0577 | 0 | 0 | 0 | 0 | 0 | 0 | 0 | 0 | 0 | 0 | 0 | 0 | 0 | 0 | 0 | 0 | 0 | 0 | 0 | 0 | 0 | 0 | 0 | 0 | 0 | 0 | 0 | 0 | 0 | 0 | 0 | 0 | 0 | 0 | 0 | 0 | 0 | 0 | 0 | 0 | 0 | 0 | 0 | 0 | 0 | 0 | 0 | 0 | 0 | 0 | 0 | 0 | 0 | 0 | 0 | 0 | 0 | 0 | 0 | 0 | 0 | 0.88356 | 1.783 | 2.6849 | 3.577 | 4.4635 | 5.346 | 6.2289 | 7.1057 | 7.9813 | 8.8547 | 8.8547 | 8.8547 | 8.8547 | 8.8547 | 8.8547 | 8.8547 | 8.8547 | 8.8547 | 8.8547 | 8.8547 | 8.8547 | 8.8547 | 8.8547 | 8.8547 | 0 | 0 | 0 | 0 | 0 | 0 | 0 | 0 | 0 | 0 | 0 | 0 | 0 | 0 | 0 | 0 | 0 | 0 | 0 | 0 | 0 | 0 | 0 | 0 | 0 | 0 | 0 | 0 | 0 | 0 | 0 | 0 | 0 | 0 | 0 | 0 | 0 | 0 | 0 | 0 | 0 | 0 | 0 | 0 | 0 | 0.01296% | 0.90432 | 1.8249 | 2.748 | 3.661 | 4.5684 | 5.4717 | 6.3753 | 7.2727 | 8.1689 | 9.0628 | 9.0628 | 9.0628 | 9.0628 | 9.0628 | 9.0628 | 9.0628 | 9.0628 | 9.0628 | 9.0628 | 9.0628 | 9.0628 | 9.0628 | 9.0628 | 9.0628
| IND-Lighting-7P_V2 | M_Input | Council 7th Plan | 2020 | Retro | 2022 | 2045 | PSE | Industrial | Mechanical Pulp | Electric | Per Region | NA | NA | Mechanical Pulp HighBay Lighting 1 Shift | Mechanical Pulp HighBay Lighting 1 Shift | 0 | 26.5734 | 0 | 0 | I-All-Other-Shift1-All-All-S | 0 | 0 | 0 | 0 | 0 | 0 | 0 | 0 | 0 | 0 | 0 | 0 | Comm Flat | HighBay Lighting 1 Shift | HighBay Lighting 1 Shift | IndShift1 | 0.0135% | 100% | 0% | 1 | 1 | 100% | 3.763% | 85% | 6.8% | 0.2% | 0 | 0 | 0 | 0 | 0 | 0 | 0 | 0 | 0 |  | 0 | 0 | 0 | 01. ($9,999.000) to $0.028 | 1 | 0 | 01. ($9,999.00) to $0.22 | 0 | 0.085 | 0.085 | 0.085 | 0.085 | 0.085 | 0.085 | 0.085 | 0.085 | 0.085 | 0.085 | 0 | 0 | 0 | 0 | 0 | 0 | 0 | 0 | 0 | 0 | 0 | 0 | 0 | 0 | 0 | 0 | 0 | 0 | 0 | 0 | 0 | 0 | 0 | 0 | 0 | 0 | 0 | 0 | 0 | 0 | 0 | 0 | 0 | 0 | 0 | 0 | 0 | 0 | 0 | 0 | 0 | 0 | 0 | 0 | 0 | 0 | 0 | 0 | 0 | 0 | 0 | 0 | 0 | 0 | 0 | 0 | 0 | 0 | 0 | 0 | 0 | 0 | 0 | 0 | 0 | 0 | 0 | 0 | 0 | 0 | 0 | 0 | 0 | 0 | 0 | 0 | 0 | 0 | 0 | 0 | 0 | 0 | 0 | 0 | 0 | 0 | 0 | 0 | 0 | 0 | 0 | 0 | 0 | 0 | 0 | 0 | 0 | 0 | 0 | 0 | 0 | 0 | 0 | 0 | 0 | 0 | 0 | 0 | 0 | 0 | 0 | 0 | 0 | 0 | 0 | 0 | 0 | 0 | 0 | 0 | 0 | 0 | 0 | 0 | 0 | 0 | 0 | 0 | 0 | 0 | 0 | 0 | 0 | 0 | 0 | 0 | 0 | 0 | 0 | 0 | 0 | 0 | 0 | 0 | 0 | 0 | 0 | 0 | 0 | 0 | 0 | 0 | 0 | 0 | 0 | 0 | 0 | 0 | 0 | 0 | 0 | 0 | 0 | 0 | 0 | 0 | 0 | 0 | 0 | 0 | 0 | 0 | 0 | 0 | 0 | 0 | 0 | 0 | 0 | 0 | 0 | 0 | 0 | 0 | 0 | 0 | 0 | 0 | 0 | 0 | 0 | 0 | 0 | 0.01911% | 0 | 0 | 0 | 0 | 0 | 0 | 0 | 0 | 0 | 0 | 0 | 0 | 0 | 0 | 0 | 0 | 0 | 0 | 0 | 0 | 0 | 0 | 0 | 0
| IND-Lighting-7P_V2 | M_Input | Council 7th Plan | 2020 | Retro | 2022 | 2045 | PSE | Industrial | Mechanical Pulp | Electric | Per Region | NA | NA | Mechanical Pulp HighBay Lighting 2 Shift | Mechanical Pulp HighBay Lighting 2 Shift | 0 | 15.5483 | 0 | 0 | I-All-Other-Shift2-All-All-S | 0 | 0 | 0 | 0 | 0 | 0 | 0 | 0 | 0 | 0 | 0 | 0 | Comm Flat | HighBay Lighting 2 Shift | HighBay Lighting 2 Shift | IndShift2 | 0.01331% | 100% | 0% | 1 | 1 | 100% | 6.432% | 85% | 6.8% | 0.2% | 0 | 0 | 0 | 0 | 0 | 0 | 0 | 0 | 0 |  | 0 | 0 | 0 | 01. ($9,999.000) to $0.028 | 0 | 0 | 01. ($9,999.00) to $0.22 | 1 | 0.085 | 0.085 | 0.085 | 0.085 | 0.085 | 0.085 | 0.085 | 0.085 | 0.085 | 0.085 | 0 | 0 | 0 | 0 | 0 | 0 | 0 | 0 | 0 | 0 | 0 | 0 | 0 | 0 | 0 | 0 | 0 | 0 | 0 | 0 | 0 | 0 | 0 | 0 | 0 | 0 | 0 | 0 | 0 | 0 | 0 | 0 | 0 | 0 | 0 | 0 | 0 | 0 | 0 | 0 | 0 | 0 | 0 | 0 | 0 | 0 | 0 | 0 | 0 | 0 | 0 | 0 | 0 | 0 | 0 | 0 | 0 | 0 | 0 | 0 | 0 | 0 | 0 | 0 | 0 | 0 | 0 | 0 | 0 | 0 | 0 | 0 | 0 | 0 | 0 | 0 | 0 | 0 | 0 | 0 | 0 | 0 | 0 | 0 | 0 | 0 | 0 | 0 | 0 | 0 | 0 | 0 | 0 | 0 | 0 | 0 | 0 | 0 | 0 | 0 | 0 | 0 | 0 | 0 | 0 | 0 | 0 | 0 | 0 | 0 | 0 | 0 | 0 | 0 | 0 | 0 | 0 | 0 | 0 | 0 | 0 | 0 | 0 | 0 | 0 | 0 | 0 | 0 | 0 | 0 | 0 | 0 | 0 | 0 | 0 | 0 | 0 | 0 | 0 | 0 | 0 | 0 | 0 | 0 | 0 | 0 | 0 | 0 | 0 | 0 | 0 | 0 | 0 | 0 | 0 | 0 | 0 | 0 | 0 | 0 | 0 | 0 | 0 | 0 | 0 | 0 | 0 | 0 | 0 | 0 | 0 | 0 | 0 | 0 | 0 | 0 | 0 | 0 | 0 | 0 | 0 | 0 | 0 | 0 | 0 | 0 | 0 | 0 | 0 | 0 | 0 | 0 | 0 | 0.01847% | 0 | 0 | 0 | 0 | 0 | 0 | 0 | 0 | 0 | 0 | 0 | 0 | 0 | 0 | 0 | 0 | 0 | 0 | 0 | 0 | 0 | 0 | 0 | 0
| IND-Lighting-7P_V2 | M_Input | Council 7th Plan | 2020 | Retro | 2022 | 2045 | PSE | Industrial | Mechanical Pulp | Electric | Per Region | NA | NA | Mechanical Pulp HighBay Lighting 3 Shift | Mechanical Pulp HighBay Lighting 3 Shift | 50270.3157 | 8.6758 | 13510.7787 | -1624.0968 | I-All-Other-Shift3-All-All-S | 0 | 0 | 0 | 0 | 0 | 0 | 0 | 0 | 0 | 0 | 0 | 0 | Comm Flat | HighBay Lighting 3 Shift | HighBay Lighting 3 Shift | IndShift3 | 0.01266% | 100% | 0% | 1 | 1 | 100% | 11.53% | 85% | 6.8% | 0.2% | 21530.87 | 936.8064 | 2246.7676 | 17512.2575 | 0 | 0 | 0 | -1928.0884 | 0 |  | -0.0032856 | 0 | -0.0032856 | 01. ($9,999.000) to $0.028 | 0 | 0 | 01. ($9,999.00) to $0.22 | 1 | 0.085 | 0.085 | 0.085 | 0.085 | 0.085 | 0.085 | 0.085 | 0.085 | 0.085 | 0.085 | 0 | 0 | 0 | 0 | 0 | 0 | 0 | 0 | 0 | 0 | 0 | 0 | 0 | 0 | 4272.9768 | 4349.9917 | 4361.5916 | 4314.0301 | 4287.367 | 4268.0377 | 4269.6561 | 4240.1368 | 4234.5548 | 4223.7812 | 0 | 0 | 0 | 0 | 0 | 0 | 0 | 0 | 0 | 0 | 0 | 0 | 0 | 0 | 42822.1238 | 4272.9768 | 8622.9685 | 12984.5601 | 17298.5902 | 21585.9572 | 25853.9949 | 30123.651 | 34363.7878 | 38598.3426 | 42822.1238 | 42822.1238 | 42822.1238 | 42822.1238 | 42822.1238 | 42822.1238 | 42822.1238 | 42822.1238 | 42822.1238 | 42822.1238 | 42822.1238 | 42822.1238 | 42822.1238 | 42822.1238 | 42822.1238 | 0 | 0 | 0 | 0 | 0 | 0 | 0 | 0 | 0 | 0 | 0 | 0 | 0 | 0 | 0 | 0 | 0 | 0 | 0 | 0 | 0 | 0 | 0 | 0 | 0 | 0 | 0 | 0 | 0 | 0 | 0 | 0 | 0 | 0 | 0 | 0 | 0 | 0 | 0 | 0 | 0 | 0 | 0 | 0 | 0 | 0 | 0 | 0 | 0 | 0 | 0 | 0 | 0 | 0 | 0 | 0 | 0 | 0 | 0 | 0 | 0 | 0.54094 | 1.0916 | 1.6438 | 2.1899 | 2.7327 | 3.273 | 3.8135 | 4.3503 | 4.8864 | 5.4211 | 5.4211 | 5.4211 | 5.4211 | 5.4211 | 5.4211 | 5.4211 | 5.4211 | 5.4211 | 5.4211 | 5.4211 | 5.4211 | 5.4211 | 5.4211 | 5.4211 | 0 | 0 | 0 | 0 | 0 | 0 | 0 | 0 | 0 | 0 | 0 | 0 | 0 | 0 | 0 | 0 | 0 | 0 | 0 | 0 | 0 | 0 | 0 | 0 | 0 | 0 | 0 | 0 | 0 | 0 | 0 | 0 | 0 | 0 | 0 | 0 | 0 | 0 | 0 | 0 | 0 | 0 | 0 | 0 | 0 | 0.01296% | 0.55366 | 1.1173 | 1.6824 | 2.2414 | 2.7969 | 3.35 | 3.9032 | 4.4526 | 5.0013 | 5.5485 | 5.5485 | 5.5485 | 5.5485 | 5.5485 | 5.5485 | 5.5485 | 5.5485 | 5.5485 | 5.5485 | 5.5485 | 5.5485 | 5.5485 | 5.5485 | 5.5485
| IND-Lighting-7P_V2 | M_Input | Council 7th Plan | 2020 | Retro | 2022 | 2045 | PSE | Industrial | Mechanical Pulp | Electric | Per Region | NA | NA | Mechanical Pulp Efficient Lighting 1 Shift | Mechanical Pulp Efficient Lighting 1 Shift | 0 | 20.979 | 0 | 0 | I-All-Other-Shift1-All-All-S | 0 | 0 | 0 | 0 | 0 | 0 | 0 | 0 | 0 | 0 | 0 | 0 | Comm Flat | Efficient Lighting 1 Shift | Efficient Lighting 1 Shift | IndShift1 | 0.0135% | 100% | 0% | 1 | 1 | 100% | 4.767% | 85% | 6.8% | 0.2% | 0 | 0 | 0 | 0 | 0 | 0 | 0 | 0 | 0 |  | 0 | 0 | 0 | 01. ($9,999.000) to $0.028 | 0 | 0 | 01. ($9,999.00) to $0.22 | 1 | 0.085 | 0.085 | 0.085 | 0.085 | 0.085 | 0.085 | 0.085 | 0.085 | 0.085 | 0.085 | 0 | 0 | 0 | 0 | 0 | 0 | 0 | 0 | 0 | 0 | 0 | 0 | 0 | 0 | 0 | 0 | 0 | 0 | 0 | 0 | 0 | 0 | 0 | 0 | 0 | 0 | 0 | 0 | 0 | 0 | 0 | 0 | 0 | 0 | 0 | 0 | 0 | 0 | 0 | 0 | 0 | 0 | 0 | 0 | 0 | 0 | 0 | 0 | 0 | 0 | 0 | 0 | 0 | 0 | 0 | 0 | 0 | 0 | 0 | 0 | 0 | 0 | 0 | 0 | 0 | 0 | 0 | 0 | 0 | 0 | 0 | 0 | 0 | 0 | 0 | 0 | 0 | 0 | 0 | 0 | 0 | 0 | 0 | 0 | 0 | 0 | 0 | 0 | 0 | 0 | 0 | 0 | 0 | 0 | 0 | 0 | 0 | 0 | 0 | 0 | 0 | 0 | 0 | 0 | 0 | 0 | 0 | 0 | 0 | 0 | 0 | 0 | 0 | 0 | 0 | 0 | 0 | 0 | 0 | 0 | 0 | 0 | 0 | 0 | 0 | 0 | 0 | 0 | 0 | 0 | 0 | 0 | 0 | 0 | 0 | 0 | 0 | 0 | 0 | 0 | 0 | 0 | 0 | 0 | 0 | 0 | 0 | 0 | 0 | 0 | 0 | 0 | 0 | 0 | 0 | 0 | 0 | 0 | 0 | 0 | 0 | 0 | 0 | 0 | 0 | 0 | 0 | 0 | 0 | 0 | 0 | 0 | 0 | 0 | 0 | 0 | 0 | 0 | 0 | 0 | 0 | 0 | 0 | 0 | 0 | 0 | 0 | 0 | 0 | 0 | 0 | 0 | 0 | 0.01911% | 0 | 0 | 0 | 0 | 0 | 0 | 0 | 0 | 0 | 0 | 0 | 0 | 0 | 0 | 0 | 0 | 0 | 0 | 0 | 0 | 0 | 0 | 0 | 0
| IND-Lighting-7P_V2 | M_Input | Council 7th Plan | 2020 | Retro | 2022 | 2045 | PSE | Industrial | Mechanical Pulp | Electric | Per Region | NA | NA | Mechanical Pulp Efficient Lighting 2 Shift | Mechanical Pulp Efficient Lighting 2 Shift | 0 | 12.275 | 0 | 0 | I-All-Other-Shift2-All-All-S | 0 | 0 | 0 | 0 | 0 | 0 | 0 | 0 | 0 | 0 | 0 | 0 | Comm Flat | Efficient Lighting 2 Shift | Efficient Lighting 2 Shift | IndShift2 | 0.01331% | 100% | 0% | 1 | 1 | 100% | 8.147% | 85% | 6.8% | 0.2% | 0 | 0 | 0 | 0 | 0 | 0 | 0 | 0 | 0 |  | 0 | 0 | 0 | 01. ($9,999.000) to $0.028 | 1 | 0 | 01. ($9,999.00) to $0.22 | 0 | 0.085 | 0.085 | 0.085 | 0.085 | 0.085 | 0.085 | 0.085 | 0.085 | 0.085 | 0.085 | 0 | 0 | 0 | 0 | 0 | 0 | 0 | 0 | 0 | 0 | 0 | 0 | 0 | 0 | 0 | 0 | 0 | 0 | 0 | 0 | 0 | 0 | 0 | 0 | 0 | 0 | 0 | 0 | 0 | 0 | 0 | 0 | 0 | 0 | 0 | 0 | 0 | 0 | 0 | 0 | 0 | 0 | 0 | 0 | 0 | 0 | 0 | 0 | 0 | 0 | 0 | 0 | 0 | 0 | 0 | 0 | 0 | 0 | 0 | 0 | 0 | 0 | 0 | 0 | 0 | 0 | 0 | 0 | 0 | 0 | 0 | 0 | 0 | 0 | 0 | 0 | 0 | 0 | 0 | 0 | 0 | 0 | 0 | 0 | 0 | 0 | 0 | 0 | 0 | 0 | 0 | 0 | 0 | 0 | 0 | 0 | 0 | 0 | 0 | 0 | 0 | 0 | 0 | 0 | 0 | 0 | 0 | 0 | 0 | 0 | 0 | 0 | 0 | 0 | 0 | 0 | 0 | 0 | 0 | 0 | 0 | 0 | 0 | 0 | 0 | 0 | 0 | 0 | 0 | 0 | 0 | 0 | 0 | 0 | 0 | 0 | 0 | 0 | 0 | 0 | 0 | 0 | 0 | 0 | 0 | 0 | 0 | 0 | 0 | 0 | 0 | 0 | 0 | 0 | 0 | 0 | 0 | 0 | 0 | 0 | 0 | 0 | 0 | 0 | 0 | 0 | 0 | 0 | 0 | 0 | 0 | 0 | 0 | 0 | 0 | 0 | 0 | 0 | 0 | 0 | 0 | 0 | 0 | 0 | 0 | 0 | 0 | 0 | 0 | 0 | 0 | 0 | 0 | 0.01847% | 0 | 0 | 0 | 0 | 0 | 0 | 0 | 0 | 0 | 0 | 0 | 0 | 0 | 0 | 0 | 0 | 0 | 0 | 0 | 0 | 0 | 0 | 0 | 0
| IND-Lighting-7P_V2 | M_Input | Council 7th Plan | 2020 | Retro | 2022 | 2045 | PSE | Industrial | Mechanical Pulp | Electric | Per Region | NA | NA | Mechanical Pulp Efficient Lighting 3 Shift | Mechanical Pulp Efficient Lighting 3 Shift | 35270.84 | 8.6758 | 10695.3262 | -757.0845 | I-All-Other-Shift3-All-All-S | 0 | 0 | 0 | 0 | 0 | 0 | 0 | 0 | 0 | 0 | 0 | 0 | Comm Flat | Efficient Lighting 3 Shift | Efficient Lighting 3 Shift | IndShift3 | 0.01266% | 100% | 0% | 1 | 1 | 100% | 11.53% | 85% | 6.8% | 0.2% | 15106.5666 | 657.2855 | 1576.3852 | 13862.9541 | 0 | 0 | 0 | 4930.5067 | 0 |  | 0.011975 | 0 | 0.011975 | 01. ($9,999.000) to $0.028 | 1 | 0 | 01. ($9,999.00) to $0.22 | 0 | 0.085 | 0.085 | 0.085 | 0.085 | 0.085 | 0.085 | 0.085 | 0.085 | 0.085 | 0.085 | 0 | 0 | 0 | 0 | 0 | 0 | 0 | 0 | 0 | 0 | 0 | 0 | 0 | 0 | 2998.0214 | 3052.0568 | 3060.1956 | 3026.8253 | 3008.1179 | 2994.556 | 2995.6915 | 2974.98 | 2971.0636 | 2963.5046 | 0 | 0 | 0 | 0 | 0 | 0 | 0 | 0 | 0 | 0 | 0 | 0 | 0 | 0 | 30045.0128 | 2998.0214 | 6050.0782 | 9110.2738 | 12137.0992 | 15145.217 | 18139.7731 | 21135.4645 | 24110.4446 | 27081.5082 | 30045.0128 | 30045.0128 | 30045.0128 | 30045.0128 | 30045.0128 | 30045.0128 | 30045.0128 | 30045.0128 | 30045.0128 | 30045.0128 | 30045.0128 | 30045.0128 | 30045.0128 | 30045.0128 | 30045.0128 | 0 | 0 | 0 | 0 | 0 | 0 | 0 | 0 | 0 | 0 | 0 | 0 | 0 | 0 | 0 | 0 | 0 | 0 | 0 | 0 | 0 | 0 | 0 | 0 | 0 | 0 | 0 | 0 | 0 | 0 | 0 | 0 | 0 | 0 | 0 | 0 | 0 | 0 | 0 | 0 | 0 | 0 | 0 | 0 | 0 | 0 | 0 | 0 | 0 | 0 | 0 | 0 | 0 | 0 | 0 | 0 | 0 | 0 | 0 | 0 | 0 | 0.37954 | 0.76592 | 1.1533 | 1.5365 | 1.9173 | 2.2964 | 2.6757 | 3.0523 | 3.4284 | 3.8036 | 3.8036 | 3.8036 | 3.8036 | 3.8036 | 3.8036 | 3.8036 | 3.8036 | 3.8036 | 3.8036 | 3.8036 | 3.8036 | 3.8036 | 3.8036 | 3.8036 | 419.0931 | 426.6467 | 427.7844 | 423.1196 | 420.5045 | 418.6086 | 418.7674 | 415.8721 | 415.3246 | 414.268 | 0 | 0 | 0 | 0 | 0 | 0 | 0 | 0 | 0 | 0 | 0 | 0 | 0 | 0 | 4199.9889 | 0 | 0 | 0 | 0 | 0 | 0 | 0 | 0 | 0 | 0 | 0 | 0 | 0 | 0 | 0 | 0 | 0 | 0 | 0 | 0 | 0.01296% | 0.38846 | 0.78392 | 1.1804 | 1.5726 | 1.9624 | 2.3504 | 2.7386 | 3.124 | 3.509 | 3.893 | 3.893 | 3.893 | 3.893 | 3.893 | 3.893 | 3.893 | 3.893 | 3.893 | 3.893 | 3.893 | 3.893 | 3.893 | 3.893 | 3.893
| IND-Lighting-7P_V2 | M_Input | Council 7th Plan | 2020 | Retro | 2022 | 2045 | PSE | Industrial | Mechanical Pulp | Electric | Per Region | NA | NA | Mechanical Pulp Lighting Controls | Mechanical Pulp Lighting Controls | 50588.0135 | 10 | 58641.0017 | -570.5294 | I-All-Other-Shift3-All-All-S | 0 | 0 | 0 | 0 | 0 | 0 | 0 | 0 | 0 | 0 | 0 | 0 | Comm Flat | Lighting Controls | Lighting Controls | IndShift3 | 0.01266% | 100% | 0% | 1 | 1 | 100% | 10% | 85% | 6.8% | 0.2% | 23650.9625 | 942.7269 | 2459.3689 | 97078.4435 | 0 | 0 | 0 | 98744.4612 | 0 |  | 0.16721 | 0 | 0.16721 | 10. $0.150 to $0.175 | 1 | 0 | 01. ($9,999.00) to $0.22 | 1 | 0.085 | 0.085 | 0.085 | 0.085 | 0.085 | 0.085 | 0.085 | 0.085 | 0.085 | 0.085 | 0 | 0 | 0 | 0 | 0 | 0 | 0 | 0 | 0 | 0 | 0 | 0 | 0 | 0 | 4299.9811 | 4377.4827 | 4389.1559 | 4341.2939 | 4314.4623 | 4295.0108 | 4296.6394 | 4266.9335 | 4261.3163 | 4250.4746 | 0 | 0 | 0 | 0 | 0 | 0 | 0 | 0 | 0 | 0 | 0 | 0 | 0 | 0 | 43092.7506 | 4299.9811 | 8677.4639 | 13066.6198 | 17407.9136 | 21722.3759 | 26017.3867 | 30314.0261 | 34580.9597 | 38842.276 | 43092.7506 | 43092.7506 | 43092.7506 | 43092.7506 | 43092.7506 | 43092.7506 | 43092.7506 | 43092.7506 | 43092.7506 | 43092.7506 | 43092.7506 | 43092.7506 | 43092.7506 | 43092.7506 | 43092.7506 | 0 | 0 | 0 | 0 | 0 | 0 | 0 | 0 | 0 | 0 | 0 | 0 | 0 | 0 | 0 | 0 | 0 | 0 | 0 | 0 | 0 | 0 | 0 | 0 | 0 | 0 | 0 | 0 | 0 | 0 | 0 | 0 | 0 | 0 | 0 | 0 | 0 | 0 | 0 | 0 | 0 | 0 | 0 | 0 | 0 | 0 | 0 | 0 | 0 | 0 | 0 | 0 | 0 | 0 | 0 | 0 | 0 | 0 | 0 | 0 | 0 | 0.54436 | 1.0985 | 1.6542 | 2.2038 | 2.75 | 3.2937 | 3.8376 | 4.3778 | 4.9173 | 5.4554 | 5.4554 | 5.4554 | 5.4554 | 5.4554 | 5.4554 | 5.4554 | 5.4554 | 5.4554 | 5.4554 | 5.4554 | 5.4554 | 5.4554 | 5.4554 | 5.4554 | 8393.2792 | 8544.5572 | 8567.3424 | 8473.9189 | 8421.5454 | 8383.5775 | 8386.7563 | 8328.7724 | 8317.808 | 8296.6457 | 0 | 0 | 0 | 0 | 0 | 0 | 0 | 0 | 0 | 0 | 0 | 0 | 0 | 0 | 84114.2031 | 0 | 0 | 0 | 0 | 0 | 0 | 0 | 0 | 0 | 0 | 0 | 0 | 0 | 0 | 0 | 0 | 0 | 0 | 0 | 0 | 0.01296% | 0.55716 | 1.1244 | 1.6931 | 2.2556 | 2.8146 | 3.3711 | 3.9278 | 4.4807 | 5.0329 | 5.5836 | 5.5836 | 5.5836 | 5.5836 | 5.5836 | 5.5836 | 5.5836 | 5.5836 | 5.5836 | 5.5836 | 5.5836 | 5.5836 | 5.5836 | 5.5836 | 5.5836
| IND-Lighting-7P_V2 | M_Input | Council 7th Plan | 2020 | Retro | 2022 | 2045 | PSE | Industrial | Mechanical Pulp | Electric | Per Region | NA | NA | Mechanical Pulp Motors: Rewind 20-50 HP | Mechanical Pulp Motors: Rewind 20-50 HP | 0 | 10 | 0 | 0 | I-All-Other-Shift3-All-All-S | 0 | 0 | 0 | 0 | 0 | 0 | 0 | 0 | 0 | 0 | 0 | 0 | Comm Flat | Motors: Rewind 20-50 HP | Motors: Rewind 20-50 HP | IndShift3 | 0.01266% | 100% | 0% | 1 | 1 | 100% | 10% | 85% | 6.8% | 0.2% | 0 | 0 | 0 | 0 | 0 | 0 | 0 | 0 | 0 |  | 0 | 0 | 0 | 01. ($9,999.000) to $0.028 | 0 | 0 | 01. ($9,999.00) to $0.22 | 1 | 0.085 | 0.085 | 0.085 | 0.085 | 0.085 | 0.085 | 0.085 | 0.085 | 0.085 | 0.085 | 0 | 0 | 0 | 0 | 0 | 0 | 0 | 0 | 0 | 0 | 0 | 0 | 0 | 0 | 0 | 0 | 0 | 0 | 0 | 0 | 0 | 0 | 0 | 0 | 0 | 0 | 0 | 0 | 0 | 0 | 0 | 0 | 0 | 0 | 0 | 0 | 0 | 0 | 0 | 0 | 0 | 0 | 0 | 0 | 0 | 0 | 0 | 0 | 0 | 0 | 0 | 0 | 0 | 0 | 0 | 0 | 0 | 0 | 0 | 0 | 0 | 0 | 0 | 0 | 0 | 0 | 0 | 0 | 0 | 0 | 0 | 0 | 0 | 0 | 0 | 0 | 0 | 0 | 0 | 0 | 0 | 0 | 0 | 0 | 0 | 0 | 0 | 0 | 0 | 0 | 0 | 0 | 0 | 0 | 0 | 0 | 0 | 0 | 0 | 0 | 0 | 0 | 0 | 0 | 0 | 0 | 0 | 0 | 0 | 0 | 0 | 0 | 0 | 0 | 0 | 0 | 0 | 0 | 0 | 0 | 0 | 0 | 0 | 0 | 0 | 0 | 0 | 0 | 0 | 0 | 0 | 0 | 0 | 0 | 0 | 0 | 0 | 0 | 0 | 0 | 0 | 0 | 0 | 0 | 0 | 0 | 0 | 0 | 0 | 0 | 0 | 0 | 0 | 0 | 0 | 0 | 0 | 0 | 0 | 0 | 0 | 0 | 0 | 0 | 0 | 0 | 0 | 0 | 0 | 0 | 0 | 0 | 0 | 0 | 0 | 0 | 0 | 0 | 0 | 0 | 0 | 0 | 0 | 0 | 0 | 0 | 0 | 0 | 0 | 0 | 0 | 0 | 0 | 0.01296% | 0 | 0 | 0 | 0 | 0 | 0 | 0 | 0 | 0 | 0 | 0 | 0 | 0 | 0 | 0 | 0 | 0 | 0 | 0 | 0 | 0 | 0 | 0 | 0
| IND-Lighting-7P_V2 | M_Input | Council 7th Plan | 2020 | Retro | 2022 | 2045 | PSE | Industrial | Mechanical Pulp | Electric | Per Region | NA | NA | Mechanical Pulp Motors: Rewind 51-100 HP | Mechanical Pulp Motors: Rewind 51-100 HP | 0 | 10 | 0 | 0 | I-All-Other-Shift3-All-All-S | 0 | 0 | 0 | 0 | 0 | 0 | 0 | 0 | 0 | 0 | 0 | 0 | Comm Flat | Motors: Rewind 51-100 HP | Motors: Rewind 51-100 HP | IndShift3 | 0.01266% | 100% | 0% | 1 | 1 | 100% | 10% | 85% | 6.8% | 0.2% | 0 | 0 | 0 | 0 | 0 | 0 | 0 | 0 | 0 |  | 0 | 0 | 0 | 01. ($9,999.000) to $0.028 | 0 | 0 | 01. ($9,999.00) to $0.22 | 1 | 0.085 | 0.085 | 0.085 | 0.085 | 0.085 | 0.085 | 0.085 | 0.085 | 0.085 | 0.085 | 0 | 0 | 0 | 0 | 0 | 0 | 0 | 0 | 0 | 0 | 0 | 0 | 0 | 0 | 0 | 0 | 0 | 0 | 0 | 0 | 0 | 0 | 0 | 0 | 0 | 0 | 0 | 0 | 0 | 0 | 0 | 0 | 0 | 0 | 0 | 0 | 0 | 0 | 0 | 0 | 0 | 0 | 0 | 0 | 0 | 0 | 0 | 0 | 0 | 0 | 0 | 0 | 0 | 0 | 0 | 0 | 0 | 0 | 0 | 0 | 0 | 0 | 0 | 0 | 0 | 0 | 0 | 0 | 0 | 0 | 0 | 0 | 0 | 0 | 0 | 0 | 0 | 0 | 0 | 0 | 0 | 0 | 0 | 0 | 0 | 0 | 0 | 0 | 0 | 0 | 0 | 0 | 0 | 0 | 0 | 0 | 0 | 0 | 0 | 0 | 0 | 0 | 0 | 0 | 0 | 0 | 0 | 0 | 0 | 0 | 0 | 0 | 0 | 0 | 0 | 0 | 0 | 0 | 0 | 0 | 0 | 0 | 0 | 0 | 0 | 0 | 0 | 0 | 0 | 0 | 0 | 0 | 0 | 0 | 0 | 0 | 0 | 0 | 0 | 0 | 0 | 0 | 0 | 0 | 0 | 0 | 0 | 0 | 0 | 0 | 0 | 0 | 0 | 0 | 0 | 0 | 0 | 0 | 0 | 0 | 0 | 0 | 0 | 0 | 0 | 0 | 0 | 0 | 0 | 0 | 0 | 0 | 0 | 0 | 0 | 0 | 0 | 0 | 0 | 0 | 0 | 0 | 0 | 0 | 0 | 0 | 0 | 0 | 0 | 0 | 0 | 0 | 0 | 0.01296% | 0 | 0 | 0 | 0 | 0 | 0 | 0 | 0 | 0 | 0 | 0 | 0 | 0 | 0 | 0 | 0 | 0 | 0 | 0 | 0 | 0 | 0 | 0 | 0
| IND-Lighting-7P_V2 | M_Input | Council 7th Plan | 2020 | Retro | 2022 | 2045 | PSE | Industrial | Mechanical Pulp | Electric | Per Region | NA | NA | Mechanical Pulp Motors: Rewind 101-200 HP | Mechanical Pulp Motors: Rewind 101-200 HP | 0 | 10 | 0 | 0 | I-All-Other-Shift3-All-All-S | 0 | 0 | 0 | 0 | 0 | 0 | 0 | 0 | 0 | 0 | 0 | 0 | Comm Flat | Motors: Rewind 101-200 HP | Motors: Rewind 101-200 HP | IndShift3 | 0.01266% | 100% | 0% | 1 | 1 | 100% | 10% | 85% | 6.8% | 0.2% | 0 | 0 | 0 | 0 | 0 | 0 | 0 | 0 | 0 |  | 0 | 0 | 0 | 01. ($9,999.000) to $0.028 | 0 | 0 | 01. ($9,999.00) to $0.22 | 1 | 0.085 | 0.085 | 0.085 | 0.085 | 0.085 | 0.085 | 0.085 | 0.085 | 0.085 | 0.085 | 0 | 0 | 0 | 0 | 0 | 0 | 0 | 0 | 0 | 0 | 0 | 0 | 0 | 0 | 0 | 0 | 0 | 0 | 0 | 0 | 0 | 0 | 0 | 0 | 0 | 0 | 0 | 0 | 0 | 0 | 0 | 0 | 0 | 0 | 0 | 0 | 0 | 0 | 0 | 0 | 0 | 0 | 0 | 0 | 0 | 0 | 0 | 0 | 0 | 0 | 0 | 0 | 0 | 0 | 0 | 0 | 0 | 0 | 0 | 0 | 0 | 0 | 0 | 0 | 0 | 0 | 0 | 0 | 0 | 0 | 0 | 0 | 0 | 0 | 0 | 0 | 0 | 0 | 0 | 0 | 0 | 0 | 0 | 0 | 0 | 0 | 0 | 0 | 0 | 0 | 0 | 0 | 0 | 0 | 0 | 0 | 0 | 0 | 0 | 0 | 0 | 0 | 0 | 0 | 0 | 0 | 0 | 0 | 0 | 0 | 0 | 0 | 0 | 0 | 0 | 0 | 0 | 0 | 0 | 0 | 0 | 0 | 0 | 0 | 0 | 0 | 0 | 0 | 0 | 0 | 0 | 0 | 0 | 0 | 0 | 0 | 0 | 0 | 0 | 0 | 0 | 0 | 0 | 0 | 0 | 0 | 0 | 0 | 0 | 0 | 0 | 0 | 0 | 0 | 0 | 0 | 0 | 0 | 0 | 0 | 0 | 0 | 0 | 0 | 0 | 0 | 0 | 0 | 0 | 0 | 0 | 0 | 0 | 0 | 0 | 0 | 0 | 0 | 0 | 0 | 0 | 0 | 0 | 0 | 0 | 0 | 0 | 0 | 0 | 0 | 0 | 0 | 0 | 0.01296% | 0 | 0 | 0 | 0 | 0 | 0 | 0 | 0 | 0 | 0 | 0 | 0 | 0 | 0 | 0 | 0 | 0 | 0 | 0 | 0 | 0 | 0 | 0 | 0
| IND-Lighting-7P_V2 | M_Input | Council 7th Plan | 2020 | Retro | 2022 | 2045 | PSE | Industrial | Mechanical Pulp | Electric | Per Region | NA | NA | Mechanical Pulp Motors: Rewind 201-500 HP | Mechanical Pulp Motors: Rewind 201-500 HP | 0 | 10 | 0 | 0 | I-All-Other-Shift3-All-All-S | 0 | 0 | 0 | 0 | 0 | 0 | 0 | 0 | 0 | 0 | 0 | 0 | Comm Flat | Motors: Rewind 201-500 HP | Motors: Rewind 201-500 HP | IndShift3 | 0.01266% | 100% | 0% | 1 | 1 | 100% | 10% | 85% | 6.8% | 0.2% | 0 | 0 | 0 | 0 | 0 | 0 | 0 | 0 | 0 |  | 0 | 0 | 0 | 01. ($9,999.000) to $0.028 | 0 | 0 | 01. ($9,999.00) to $0.22 | 1 | 0.085 | 0.085 | 0.085 | 0.085 | 0.085 | 0.085 | 0.085 | 0.085 | 0.085 | 0.085 | 0 | 0 | 0 | 0 | 0 | 0 | 0 | 0 | 0 | 0 | 0 | 0 | 0 | 0 | 0 | 0 | 0 | 0 | 0 | 0 | 0 | 0 | 0 | 0 | 0 | 0 | 0 | 0 | 0 | 0 | 0 | 0 | 0 | 0 | 0 | 0 | 0 | 0 | 0 | 0 | 0 | 0 | 0 | 0 | 0 | 0 | 0 | 0 | 0 | 0 | 0 | 0 | 0 | 0 | 0 | 0 | 0 | 0 | 0 | 0 | 0 | 0 | 0 | 0 | 0 | 0 | 0 | 0 | 0 | 0 | 0 | 0 | 0 | 0 | 0 | 0 | 0 | 0 | 0 | 0 | 0 | 0 | 0 | 0 | 0 | 0 | 0 | 0 | 0 | 0 | 0 | 0 | 0 | 0 | 0 | 0 | 0 | 0 | 0 | 0 | 0 | 0 | 0 | 0 | 0 | 0 | 0 | 0 | 0 | 0 | 0 | 0 | 0 | 0 | 0 | 0 | 0 | 0 | 0 | 0 | 0 | 0 | 0 | 0 | 0 | 0 | 0 | 0 | 0 | 0 | 0 | 0 | 0 | 0 | 0 | 0 | 0 | 0 | 0 | 0 | 0 | 0 | 0 | 0 | 0 | 0 | 0 | 0 | 0 | 0 | 0 | 0 | 0 | 0 | 0 | 0 | 0 | 0 | 0 | 0 | 0 | 0 | 0 | 0 | 0 | 0 | 0 | 0 | 0 | 0 | 0 | 0 | 0 | 0 | 0 | 0 | 0 | 0 | 0 | 0 | 0 | 0 | 0 | 0 | 0 | 0 | 0 | 0 | 0 | 0 | 0 | 0 | 0 | 0.01296% | 0 | 0 | 0 | 0 | 0 | 0 | 0 | 0 | 0 | 0 | 0 | 0 | 0 | 0 | 0 | 0 | 0 | 0 | 0 | 0 | 0 | 0 | 0 | 0
| IND-Lighting-7P_V2 | M_Input | Council 7th Plan | 2020 | Retro | 2022 | 2045 | PSE | Industrial | Mechanical Pulp | Electric | Per Region | NA | NA | Mechanical Pulp Motors: Rewind 501-5000 HP | Mechanical Pulp Motors: Rewind 501-5000 HP | 0 | 10 | 0 | 0 | I-All-Other-Shift3-All-All-S | 0 | 0 | 0 | 0 | 0 | 0 | 0 | 0 | 0 | 0 | 0 | 0 | Comm Flat | Motors: Rewind 501-5000 HP | Motors: Rewind 501-5000 HP | IndShift3 | 0.01266% | 100% | 0% | 1 | 1 | 100% | 10% | 85% | 6.8% | 0.2% | 0 | 0 | 0 | 0 | 0 | 0 | 0 | 0 | 0 |  | 0 | 0 | 0 | 01. ($9,999.000) to $0.028 | 0 | 0 | 01. ($9,999.00) to $0.22 | 1 | 0.085 | 0.085 | 0.085 | 0.085 | 0.085 | 0.085 | 0.085 | 0.085 | 0.085 | 0.085 | 0 | 0 | 0 | 0 | 0 | 0 | 0 | 0 | 0 | 0 | 0 | 0 | 0 | 0 | 0 | 0 | 0 | 0 | 0 | 0 | 0 | 0 | 0 | 0 | 0 | 0 | 0 | 0 | 0 | 0 | 0 | 0 | 0 | 0 | 0 | 0 | 0 | 0 | 0 | 0 | 0 | 0 | 0 | 0 | 0 | 0 | 0 | 0 | 0 | 0 | 0 | 0 | 0 | 0 | 0 | 0 | 0 | 0 | 0 | 0 | 0 | 0 | 0 | 0 | 0 | 0 | 0 | 0 | 0 | 0 | 0 | 0 | 0 | 0 | 0 | 0 | 0 | 0 | 0 | 0 | 0 | 0 | 0 | 0 | 0 | 0 | 0 | 0 | 0 | 0 | 0 | 0 | 0 | 0 | 0 | 0 | 0 | 0 | 0 | 0 | 0 | 0 | 0 | 0 | 0 | 0 | 0 | 0 | 0 | 0 | 0 | 0 | 0 | 0 | 0 | 0 | 0 | 0 | 0 | 0 | 0 | 0 | 0 | 0 | 0 | 0 | 0 | 0 | 0 | 0 | 0 | 0 | 0 | 0 | 0 | 0 | 0 | 0 | 0 | 0 | 0 | 0 | 0 | 0 | 0 | 0 | 0 | 0 | 0 | 0 | 0 | 0 | 0 | 0 | 0 | 0 | 0 | 0 | 0 | 0 | 0 | 0 | 0 | 0 | 0 | 0 | 0 | 0 | 0 | 0 | 0 | 0 | 0 | 0 | 0 | 0 | 0 | 0 | 0 | 0 | 0 | 0 | 0 | 0 | 0 | 0 | 0 | 0 | 0 | 0 | 0 | 0 | 0 | 0.01296% | 0 | 0 | 0 | 0 | 0 | 0 | 0 | 0 | 0 | 0 | 0 | 0 | 0 | 0 | 0 | 0 | 0 | 0 | 0 | 0 | 0 | 0 | 0 | 0
| IND-Lighting-7P_V2 | M_Input | Council 7th Plan | 2020 | Retro | 2022 | 2045 | PSE | Industrial | Mechanical Pulp | Electric | Per Region | NA | NA | Mechanical Pulp Efficient Centrifugal Fan | Mechanical Pulp Efficient Centrifugal Fan | 0 | 10 | 0 | 0 | I-SIC26-Proc-All-All-All-E | 0 | 0 | 0 | 0 | 0 | 0 | 0 | 0 | 0 | 0 | 0 | 0 | Comm Flat | Efficient Centrifugal Fan | Efficient Centrifugal Fan | SIC26 | 0.01095% | 100% | 0% | 1 | 1 | 100% | 10% | 85% | 6.8% | 0.2% | 0 | 0 | 0 | 0 | 0 | 0 | 0 | 0 | 0 |  | 0 | 0 | 0 | 01. ($9,999.000) to $0.028 | 0 | 0 | 01. ($9,999.00) to $0.22 | 1 | 0.085 | 0.085 | 0.085 | 0.085 | 0.085 | 0.085 | 0.085 | 0.085 | 0.085 | 0.085 | 0 | 0 | 0 | 0 | 0 | 0 | 0 | 0 | 0 | 0 | 0 | 0 | 0 | 0 | 0 | 0 | 0 | 0 | 0 | 0 | 0 | 0 | 0 | 0 | 0 | 0 | 0 | 0 | 0 | 0 | 0 | 0 | 0 | 0 | 0 | 0 | 0 | 0 | 0 | 0 | 0 | 0 | 0 | 0 | 0 | 0 | 0 | 0 | 0 | 0 | 0 | 0 | 0 | 0 | 0 | 0 | 0 | 0 | 0 | 0 | 0 | 0 | 0 | 0 | 0 | 0 | 0 | 0 | 0 | 0 | 0 | 0 | 0 | 0 | 0 | 0 | 0 | 0 | 0 | 0 | 0 | 0 | 0 | 0 | 0 | 0 | 0 | 0 | 0 | 0 | 0 | 0 | 0 | 0 | 0 | 0 | 0 | 0 | 0 | 0 | 0 | 0 | 0 | 0 | 0 | 0 | 0 | 0 | 0 | 0 | 0 | 0 | 0 | 0 | 0 | 0 | 0 | 0 | 0 | 0 | 0 | 0 | 0 | 0 | 0 | 0 | 0 | 0 | 0 | 0 | 0 | 0 | 0 | 0 | 0 | 0 | 0 | 0 | 0 | 0 | 0 | 0 | 0 | 0 | 0 | 0 | 0 | 0 | 0 | 0 | 0 | 0 | 0 | 0 | 0 | 0 | 0 | 0 | 0 | 0 | 0 | 0 | 0 | 0 | 0 | 0 | 0 | 0 | 0 | 0 | 0 | 0 | 0 | 0 | 0 | 0 | 0 | 0 | 0 | 0 | 0 | 0 | 0 | 0 | 0 | 0 | 0 | 0 | 0 | 0 | 0 | 0 | 0 | 0.01124% | 0 | 0 | 0 | 0 | 0 | 0 | 0 | 0 | 0 | 0 | 0 | 0 | 0 | 0 | 0 | 0 | 0 | 0 | 0 | 0 | 0 | 0 | 0 | 0
| IND-Lighting-7P_V2 | M_Input | Council 7th Plan | 2020 | Retro | 2022 | 2045 | PSE | Industrial | Mechanical Pulp | Electric | Per Region | NA | NA | Mechanical Pulp Fan Energy Management | Mechanical Pulp Fan Energy Management | 38740.8816 | 10 | 0 | 1451.5547 | I-SIC20-Proc-All-All-All-E | 0 | 0 | 0 | 0 | 0 | 0 | 0 | 0 | 0 | 0 | 0 | 0 | Comm Flat | Fan Energy Management | Fan Energy Management | SIC20 | 0.01146% | 100% | 0% | 1 | 1 | 100% | 10% | 85% | 6.8% | 0.2% | 18112.1787 | 653.5466 | 1876.5725 | 0 | 0 | 0 | 0 | 14414.6348 | 0 |  | 0.031874 | 0 | 0.031874 | 02. $0.028 to $0.055 | 0 | 0 | 01. ($9,999.00) to $0.22 | 1 | 0.085 | 0.085 | 0.085 | 0.085 | 0.085 | 0.085 | 0.085 | 0.085 | 0.085 | 0.085 | 0 | 0 | 0 | 0 | 0 | 0 | 0 | 0 | 0 | 0 | 0 | 0 | 0 | 0 | 3292.9749 | 3352.3265 | 3361.266 | 3324.6127 | 3304.0647 | 3289.1686 | 3290.4158 | 3267.6667 | 3263.365 | 3255.0622 | 0 | 0 | 0 | 0 | 0 | 0 | 0 | 0 | 0 | 0 | 0 | 0 | 0 | 0 | 33000.9232 | 3292.9749 | 6645.3015 | 10006.5675 | 13331.1801 | 16635.2449 | 19924.4135 | 23214.8293 | 26482.496 | 29745.861 | 33000.9232 | 33000.9232 | 33000.9232 | 33000.9232 | 33000.9232 | 33000.9232 | 33000.9232 | 33000.9232 | 33000.9232 | 33000.9232 | 33000.9232 | 33000.9232 | 33000.9232 | 33000.9232 | 33000.9232 | 0 | 0 | 0 | 0 | 0 | 0 | 0 | 0 | 0 | 0 | 0 | 0 | 0 | 0 | 0 | 0 | 0 | 0 | 0 | 0 | 0 | 0 | 0 | 0 | 0 | 0 | 0 | 0 | 0 | 0 | 0 | 0 | 0 | 0 | 0 | 0 | 0 | 0 | 0 | 0 | 0 | 0 | 0 | 0 | 0 | 0 | 0 | 0 | 0 | 0 | 0 | 0 | 0 | 0 | 0 | 0 | 0 | 0 | 0 | 0 | 0 | 0.37738 | 0.76156 | 1.1468 | 1.5278 | 1.9064 | 2.2834 | 2.6605 | 3.0349 | 3.4089 | 3.782 | 3.782 | 3.782 | 3.782 | 3.782 | 3.782 | 3.782 | 3.782 | 3.782 | 3.782 | 3.782 | 3.782 | 3.782 | 3.782 | 3.782 | 1225.244 | 1247.3274 | 1250.6536 | 1237.0157 | 1229.3702 | 1223.8277 | 1224.2918 | 1215.8273 | 1214.2267 | 1211.1375 | 0 | 0 | 0 | 0 | 0 | 0 | 0 | 0 | 0 | 0 | 0 | 0 | 0 | 0 | 12278.9218 | 0 | 0 | 0 | 0 | 0 | 0 | 0 | 0 | 0 | 0 | 0 | 0 | 0 | 0 | 0 | 0 | 0 | 0 | 0 | 0 | 0.01326% | 0.43664 | 0.88114 | 1.3268 | 1.7677 | 2.2058 | 2.6419 | 3.0782 | 3.5115 | 3.9442 | 4.3758 | 4.3758 | 4.3758 | 4.3758 | 4.3758 | 4.3758 | 4.3758 | 4.3758 | 4.3758 | 4.3758 | 4.3758 | 4.3758 | 4.3758 | 4.3758 | 4.3758
| IND-Lighting-7P_V2 | M_Input | Council 7th Plan | 2020 | Retro | 2022 | 2045 | PSE | Industrial | Mechanical Pulp | Electric | Per Region | NA | NA | Mechanical Pulp Fan Equipment Upgrade | Mechanical Pulp Fan Equipment Upgrade | 112869.4634 | 10 | 12380.9081 | 4229.0262 | I-All-Other-Shift3-All-All-S | 0 | 0 | 0 | 0 | 0 | 0 | 0 | 0 | 0 | 0 | 0 | 0 | Comm Flat | Fan Equipment Upgrade | Fan Equipment Upgrade | IndShift3 | 0.01266% | 100% | 0% | 1 | 1 | 100% | 10% | 85% | 6.8% | 0.2% | 52768.8531 | 2103.3653 | 5487.2218 | 20496.227 | 0 | 0 | 0 | 64749.4458 | 0 |  | 0.049143 | 0 | 0.049143 | 02. $0.028 to $0.055 | 0 | 0 | 01. ($9,999.00) to $0.22 | 1 | 0.085 | 0.085 | 0.085 | 0.085 | 0.085 | 0.085 | 0.085 | 0.085 | 0.085 | 0.085 | 0 | 0 | 0 | 0 | 0 | 0 | 0 | 0 | 0 | 0 | 0 | 0 | 0 | 0 | 9593.9044 | 9766.8221 | 9792.8667 | 9686.0792 | 9626.2139 | 9582.8149 | 9586.4485 | 9520.1702 | 9507.6374 | 9483.4478 | 0 | 0 | 0 | 0 | 0 | 0 | 0 | 0 | 0 | 0 | 0 | 0 | 0 | 0 | 96146.405 | 9593.9044 | 19360.7264 | 29153.5931 | 38839.6724 | 48465.8863 | 58048.7012 | 67635.1497 | 77155.3199 | 86662.9572 | 96146.405 | 96146.405 | 96146.405 | 96146.405 | 96146.405 | 96146.405 | 96146.405 | 96146.405 | 96146.405 | 96146.405 | 96146.405 | 96146.405 | 96146.405 | 96146.405 | 96146.405 | 0 | 0 | 0 | 0 | 0 | 0 | 0 | 0 | 0 | 0 | 0 | 0 | 0 | 0 | 0 | 0 | 0 | 0 | 0 | 0 | 0 | 0 | 0 | 0 | 0 | 0 | 0 | 0 | 0 | 0 | 0 | 0 | 0 | 0 | 0 | 0 | 0 | 0 | 0 | 0 | 0 | 0 | 0 | 0 | 0 | 0 | 0 | 0 | 0 | 0 | 0 | 0 | 0 | 0 | 0 | 0 | 0 | 0 | 0 | 0 | 0 | 1.2146 | 2.451 | 3.6907 | 4.917 | 6.1356 | 7.3488 | 8.5624 | 9.7676 | 10.9712 | 12.1718 | 12.1718 | 12.1718 | 12.1718 | 12.1718 | 12.1718 | 12.1718 | 12.1718 | 12.1718 | 12.1718 | 12.1718 | 12.1718 | 12.1718 | 12.1718 | 12.1718 | 5503.7029 | 5602.9 | 5617.8409 | 5556.5805 | 5522.2378 | 5497.3412 | 5499.4257 | 5461.4041 | 5454.2144 | 5440.3376 | 0 | 0 | 0 | 0 | 0 | 0 | 0 | 0 | 0 | 0 | 0 | 0 | 0 | 0 | 55155.9852 | 0 | 0 | 0 | 0 | 0 | 0 | 0 | 0 | 0 | 0 | 0 | 0 | 0 | 0 | 0 | 0 | 0 | 0 | 0 | 0 | 0.01296% | 1.2431 | 2.5086 | 3.7775 | 5.0325 | 6.2798 | 7.5215 | 8.7636 | 9.9972 | 11.2291 | 12.4579 | 12.4579 | 12.4579 | 12.4579 | 12.4579 | 12.4579 | 12.4579 | 12.4579 | 12.4579 | 12.4579 | 12.4579 | 12.4579 | 12.4579 | 12.4579 | 12.4579
| IND-Lighting-7P_V2 | M_Input | Council 7th Plan | 2020 | Retro | 2022 | 2045 | PSE | Industrial | Mechanical Pulp | Electric | Per Region | NA | NA | Mechanical Pulp Fan System Optimization | Mechanical Pulp Fan System Optimization | 190941.8638 | 10 | 31592.6619 | 8585.119 | I-SIC24-Proc-All-All-All-E | 9300.5456 | 0 | 0 | 0 | 0 | 0 | 0 | 0 | 0 | 0 | 0 | 0 | Comm Flat | Fan System Optimization | Fan System Optimization | SIC24 | 0.01335% | 100% | 0% | 1 | 1 | 100% | 10% | 85% | 6.8% | 0.2% | 89269.3458 | 3752.7397 | 9302.2086 | 52300.7172 | 0 | 0 | 0 | 37212.7543 | 0 |  | 0.016695 | 0 | 0.016695 | 01. ($9,999.000) to $0.028 | 1 | 0 | 01. ($9,999.00) to $0.22 | 0 | 0.085 | 0.085 | 0.085 | 0.085 | 0.085 | 0.085 | 0.085 | 0.085 | 0.085 | 0.085 | 0 | 0 | 0 | 0 | 0 | 0 | 0 | 0 | 0 | 0 | 0 | 0 | 0 | 0 | 16230.0584 | 16522.5842 | 16566.644 | 16385.9911 | 16284.7167 | 16211.2983 | 16217.4452 | 16105.3219 | 16084.12 | 16043.1985 | 0 | 0 | 0 | 0 | 0 | 0 | 0 | 0 | 0 | 0 | 0 | 0 | 0 | 0 | 162651.3783 | 16230.0584 | 32752.6426 | 49319.2866 | 65705.2777 | 81989.9943 | 98201.2926 | 114418.7378 | 130524.0598 | 146608.1798 | 162651.3783 | 162651.3783 | 162651.3783 | 162651.3783 | 162651.3783 | 162651.3783 | 162651.3783 | 162651.3783 | 162651.3783 | 162651.3783 | 162651.3783 | 162651.3783 | 162651.3783 | 162651.3783 | 162651.3783 | 0 | 0 | 0 | 0 | 0 | 0 | 0 | 0 | 0 | 0 | 0 | 0 | 0 | 0 | 0 | 0 | 0 | 0 | 0 | 0 | 0 | 0 | 0 | 0 | 0 | 0 | 0 | 0 | 0 | 0 | 0 | 0 | 0 | 0 | 0 | 0 | 0 | 0 | 0 | 0 | 0 | 0 | 0 | 0 | 0 | 0 | 0 | 0 | 0 | 0 | 0 | 0 | 0 | 0 | 0 | 0 | 0 | 0 | 0 | 0 | 0 | 2.167 | 4.373 | 6.5849 | 8.7726 | 10.9469 | 13.1114 | 15.2766 | 17.4269 | 19.5744 | 21.7164 | 21.7164 | 21.7164 | 21.7164 | 21.7164 | 21.7164 | 21.7164 | 21.7164 | 21.7164 | 21.7164 | 21.7164 | 21.7164 | 21.7164 | 21.7164 | 21.7164 | 3163.0841 | 3220.0946 | 3228.6814 | 3193.4739 | 3173.7365 | 3159.4279 | 3160.6259 | 3138.7742 | 3134.6421 | 3126.6669 | 0 | 0 | 0 | 0 | 0 | 0 | 0 | 0 | 0 | 0 | 0 | 0 | 0 | 0 | 31699.2076 | 0 | 0 | 0 | 0 | 0 | 0 | 0 | 0 | 0 | 0 | 0 | 0 | 0 | 0 | 0 | 0 | 0 | 0 | 0 | 0 | 0.01209% | 1.9622 | 3.9597 | 5.9626 | 7.9436 | 9.9124 | 11.8723 | 13.833 | 15.7801 | 17.7246 | 19.6642 | 19.6642 | 19.6642 | 19.6642 | 19.6642 | 19.6642 | 19.6642 | 19.6642 | 19.6642 | 19.6642 | 19.6642 | 19.6642 | 19.6642 | 19.6642 | 19.6642
| IND-Lighting-7P_V2 | M_Input | Council 7th Plan | 2020 | Retro | 2022 | 2045 | PSE | Industrial | Mechanical Pulp | Electric | Per Region | NA | NA | Mechanical Pulp Pump Energy Management | Mechanical Pulp Pump Energy Management | 186795.7235 | 10 | 0 | 6998.9171 | I-SIC26-Proc-All-All-All-E | 0 | 0 | 0 | 0 | 0 | 0 | 0 | 0 | 0 | 0 | 0 | 0 | Comm Flat | Pump Energy Management | Pump Energy Management | SIC26 | 0.01095% | 100% | 0% | 1 | 1 | 100% | 10% | 85% | 6.8% | 0.2% | 87330.9379 | 3010.2781 | 9034.1216 | 0 | 0 | 0 | 0 | 69657.6022 | 0 |  | 0.031945 | 0 | 0.031945 | 02. $0.028 to $0.055 | 1 | 0 | 01. ($9,999.00) to $0.22 | 0 | 0.085 | 0.085 | 0.085 | 0.085 | 0.085 | 0.085 | 0.085 | 0.085 | 0.085 | 0.085 | 0 | 0 | 0 | 0 | 0 | 0 | 0 | 0 | 0 | 0 | 0 | 0 | 0 | 0 | 15877.6365 | 16163.8103 | 16206.9134 | 16030.1832 | 15931.1079 | 15859.2837 | 15865.2972 | 15755.6085 | 15734.867 | 15694.834 | 0 | 0 | 0 | 0 | 0 | 0 | 0 | 0 | 0 | 0 | 0 | 0 | 0 | 0 | 159119.5418 | 15877.6365 | 32041.4468 | 48248.3602 | 64278.5434 | 80209.6513 | 96068.935 | 111934.2322 | 127689.8407 | 143424.7078 | 159119.5418 | 159119.5418 | 159119.5418 | 159119.5418 | 159119.5418 | 159119.5418 | 159119.5418 | 159119.5418 | 159119.5418 | 159119.5418 | 159119.5418 | 159119.5418 | 159119.5418 | 159119.5418 | 159119.5418 | 0 | 0 | 0 | 0 | 0 | 0 | 0 | 0 | 0 | 0 | 0 | 0 | 0 | 0 | 0 | 0 | 0 | 0 | 0 | 0 | 0 | 0 | 0 | 0 | 0 | 0 | 0 | 0 | 0 | 0 | 0 | 0 | 0 | 0 | 0 | 0 | 0 | 0 | 0 | 0 | 0 | 0 | 0 | 0 | 0 | 0 | 0 | 0 | 0 | 0 | 0 | 0 | 0 | 0 | 0 | 0 | 0 | 0 | 0 | 0 | 0 | 1.7382 | 3.5078 | 5.2821 | 7.037 | 8.7811 | 10.5173 | 12.2542 | 13.9791 | 15.7017 | 17.4199 | 17.4199 | 17.4199 | 17.4199 | 17.4199 | 17.4199 | 17.4199 | 17.4199 | 17.4199 | 17.4199 | 17.4199 | 17.4199 | 17.4199 | 17.4199 | 17.4199 | 5920.8962 | 6027.6127 | 6043.6862 | 5977.7821 | 5940.8361 | 5914.0523 | 5916.2948 | 5875.391 | 5867.6563 | 5852.7277 | 0 | 0 | 0 | 0 | 0 | 0 | 0 | 0 | 0 | 0 | 0 | 0 | 0 | 0 | 59336.9352 | 0 | 0 | 0 | 0 | 0 | 0 | 0 | 0 | 0 | 0 | 0 | 0 | 0 | 0 | 0 | 0 | 0 | 0 | 0 | 0 | 0.01124% | 1.7841 | 3.6004 | 5.4215 | 7.2227 | 9.0129 | 10.7949 | 12.5776 | 14.348 | 16.1161 | 17.8797 | 17.8797 | 17.8797 | 17.8797 | 17.8797 | 17.8797 | 17.8797 | 17.8797 | 17.8797 | 17.8797 | 17.8797 | 17.8797 | 17.8797 | 17.8797 | 17.8797
| IND-Lighting-7P_V2 | M_Input | Council 7th Plan | 2020 | Retro | 2022 | 2045 | PSE | Industrial | Mechanical Pulp | Electric | Per Region | NA | NA | Mechanical Pulp Pump Equipment Upgrade | Mechanical Pulp Pump Equipment Upgrade | 526974.5818 | 10 | 84163.9583 | 19744.8385 | I-SIC26-Proc-All-All-All-E | 0 | 0 | 0 | 0 | 0 | 0 | 0 | 0 | 0 | 0 | 0 | 0 | Comm Flat | Pump Equipment Upgrade | Pump Equipment Upgrade | SIC26 | 0.01095% | 100% | 0% | 1 | 1 | 100% | 10% | 85% | 6.8% | 0.2% | 246371.7241 | 8492.3789 | 25486.4103 | 139330.943 | 0 | 0 | 0 | 352676.7228 | 0 |  | 0.05733 | 0 | 0.05733 | 03. $0.055 to $0.062 | 1 | 0 | 01. ($9,999.00) to $0.22 | 0 | 0.085 | 0.085 | 0.085 | 0.085 | 0.085 | 0.085 | 0.085 | 0.085 | 0.085 | 0.085 | 0 | 0 | 0 | 0 | 0 | 0 | 0 | 0 | 0 | 0 | 0 | 0 | 0 | 0 | 44792.8395 | 45600.1722 | 45721.7716 | 45223.1933 | 44943.689 | 44741.0639 | 44758.0286 | 44448.583 | 44390.0686 | 44277.1304 | 0 | 0 | 0 | 0 | 0 | 0 | 0 | 0 | 0 | 0 | 0 | 0 | 0 | 0 | 448896.5401 | 44792.8395 | 90393.0117 | 136114.7833 | 181337.9766 | 226281.6656 | 271022.7295 | 315780.7581 | 360229.3411 | 404619.4097 | 448896.5401 | 448896.5401 | 448896.5401 | 448896.5401 | 448896.5401 | 448896.5401 | 448896.5401 | 448896.5401 | 448896.5401 | 448896.5401 | 448896.5401 | 448896.5401 | 448896.5401 | 448896.5401 | 448896.5401 | 0 | 0 | 0 | 0 | 0 | 0 | 0 | 0 | 0 | 0 | 0 | 0 | 0 | 0 | 0 | 0 | 0 | 0 | 0 | 0 | 0 | 0 | 0 | 0 | 0 | 0 | 0 | 0 | 0 | 0 | 0 | 0 | 0 | 0 | 0 | 0 | 0 | 0 | 0 | 0 | 0 | 0 | 0 | 0 | 0 | 0 | 0 | 0 | 0 | 0 | 0 | 0 | 0 | 0 | 0 | 0 | 0 | 0 | 0 | 0 | 0 | 4.9038 | 9.896 | 14.9014 | 19.8523 | 24.7726 | 29.6707 | 34.5707 | 39.4368 | 44.2965 | 49.1438 | 49.1438 | 49.1438 | 49.1438 | 49.1438 | 49.1438 | 49.1438 | 49.1438 | 49.1438 | 49.1438 | 49.1438 | 49.1438 | 49.1438 | 49.1438 | 49.1438 | 29977.5214 | 30517.8273 | 30599.2075 | 30265.5349 | 30078.4772 | 29942.8708 | 29954.2244 | 29747.1285 | 29707.9678 | 29632.3841 | 0 | 0 | 0 | 0 | 0 | 0 | 0 | 0 | 0 | 0 | 0 | 0 | 0 | 0 | 300423.1439 | 0 | 0 | 0 | 0 | 0 | 0 | 0 | 0 | 0 | 0 | 0 | 0 | 0 | 0 | 0 | 0 | 0 | 0 | 0 | 0 | 0.01124% | 5.0332 | 10.1571 | 15.2947 | 20.3763 | 25.4264 | 30.4538 | 35.4831 | 40.4776 | 45.4656 | 50.4408 | 50.4408 | 50.4408 | 50.4408 | 50.4408 | 50.4408 | 50.4408 | 50.4408 | 50.4408 | 50.4408 | 50.4408 | 50.4408 | 50.4408 | 50.4408 | 50.4408
| IND-Lighting-7P_V2 | M_Input | Council 7th Plan | 2020 | Retro | 2022 | 2045 | PSE | Industrial | Mechanical Pulp | Electric | Per Region | NA | NA | Mechanical Pulp Pump System Optimization | Mechanical Pulp Pump System Optimization | 566497.6521 | 12 | 196616.0394 | 29715.9807 | I-SIC20-Proc-All-All-All-E | 72167.3818 | 0 | 0 | 0 | 0 | 0 | 0 | 0 | 0 | 0 | 0 | 0 | Comm Flat | Pump System Optimization | Pump System Optimization | SIC20 | 0.01146% | 100% | 0% | 1 | 1 | 100% | 8.333% | 85% | 6.8% | 0.2% | 306278.8647 | 9556.6395 | 31583.5504 | 285898.0395 | 0 | 0 | 0 | -211476.2434 | 0 |  | -0.031979 | 0 | -0.031979 | 01. ($9,999.000) to $0.028 | 1 | 0 | 01. ($9,999.00) to $0.22 | 0 | 0.085 | 0.085 | 0.085 | 0.085 | 0.085 | 0.085 | 0.085 | 0.085 | 0.085 | 0.085 | 0 | 0 | 0 | 0 | 0 | 0 | 0 | 0 | 0 | 0 | 0 | 0 | 0 | 0 | 48152.3004 | 49020.1831 | 49150.9025 | 48614.9308 | 48314.4637 | 48096.6417 | 48114.8788 | 47782.2247 | 47719.3218 | 47597.9132 | 0 | 0 | 0 | 0 | 0 | 0 | 0 | 0 | 0 | 0 | 0 | 0 | 0 | 0 | 482563.7607 | 48152.3004 | 97172.4835 | 146323.386 | 194938.3168 | 243252.7805 | 291349.4222 | 339464.301 | 387246.5257 | 434965.8475 | 482563.7607 | 482563.7607 | 482563.7607 | 482563.7607 | 482563.7607 | 482563.7607 | 482563.7607 | 482563.7607 | 482563.7607 | 482563.7607 | 482563.7607 | 482563.7607 | 482563.7607 | 482563.7607 | 482563.7607 | 0 | 0 | 0 | 0 | 0 | 0 | 0 | 0 | 0 | 0 | 0 | 0 | 0 | 0 | 0 | 0 | 0 | 0 | 0 | 0 | 0 | 0 | 0 | 0 | 0 | 0 | 0 | 0 | 0 | 0 | 0 | 0 | 0 | 0 | 0 | 0 | 0 | 0 | 0 | 0 | 0 | 0 | 0 | 0 | 0 | 0 | 0 | 0 | 0 | 0 | 0 | 0 | 0 | 0 | 0 | 0 | 0 | 0 | 0 | 0 | 0 | 5.5183 | 11.1361 | 16.7689 | 22.3402 | 27.8771 | 33.3891 | 38.9031 | 44.379 | 49.8477 | 55.3025 | 55.3025 | 55.3025 | 55.3025 | 55.3025 | 55.3025 | 55.3025 | 55.3025 | 55.3025 | 55.3025 | 55.3025 | 55.3025 | 55.3025 | 55.3025 | 55.3025 | 0 | 0 | 0 | 0 | 0 | 0 | 0 | 0 | 0 | 0 | 0 | 0 | 0 | 0 | 0 | 0 | 0 | 0 | 0 | 0 | 0 | 0 | 0 | 0 | 0 | 0 | 0 | 0 | 0 | 0 | 0 | 0 | 0 | 0 | 0 | 0 | 0 | 0 | 0 | 0 | 0 | 0 | 0 | 0 | 0 | 0.01326% | 6.3848 | 12.8847 | 19.402 | 25.8481 | 32.2545 | 38.6319 | 45.0118 | 51.3475 | 57.6749 | 63.9863 | 63.9863 | 63.9863 | 63.9863 | 63.9863 | 63.9863 | 63.9863 | 63.9863 | 63.9863 | 63.9863 | 63.9863 | 63.9863 | 63.9863 | 63.9863 | 63.9863
| IND-Lighting-7P_V2 | M_Input | Council 7th Plan | 2020 | Retro | 2022 | 2045 | PSE | Industrial | Mechanical Pulp | Electric | Per Region | NA | NA | Mechanical Pulp Transformers-Retrofit | Mechanical Pulp Transformers-Retrofit | 0 | 10 | 0 | 0 | I-All-Other-Shift3-All-All-S | 0 | 0 | 0 | 0 | 0 | 0 | 0 | 0 | 0 | 0 | 0 | 0 | Comm Flat | Transformers-Retrofit | Transformers-Retrofit | IndShift3 | 0.01266% | 100% | 0% | 1 | 1 | 100% | 10% | 85% | 6.8% | 0.2% | 0 | 0 | 0 | 0 | 0 | 0 | 0 | 0 | 0 |  | 0 | 0 | 0 | 01. ($9,999.000) to $0.028 | 0 | 0 | 01. ($9,999.00) to $0.22 | 1 | 0.085 | 0.085 | 0.085 | 0.085 | 0.085 | 0.085 | 0.085 | 0.085 | 0.085 | 0.085 | 0 | 0 | 0 | 0 | 0 | 0 | 0 | 0 | 0 | 0 | 0 | 0 | 0 | 0 | 0 | 0 | 0 | 0 | 0 | 0 | 0 | 0 | 0 | 0 | 0 | 0 | 0 | 0 | 0 | 0 | 0 | 0 | 0 | 0 | 0 | 0 | 0 | 0 | 0 | 0 | 0 | 0 | 0 | 0 | 0 | 0 | 0 | 0 | 0 | 0 | 0 | 0 | 0 | 0 | 0 | 0 | 0 | 0 | 0 | 0 | 0 | 0 | 0 | 0 | 0 | 0 | 0 | 0 | 0 | 0 | 0 | 0 | 0 | 0 | 0 | 0 | 0 | 0 | 0 | 0 | 0 | 0 | 0 | 0 | 0 | 0 | 0 | 0 | 0 | 0 | 0 | 0 | 0 | 0 | 0 | 0 | 0 | 0 | 0 | 0 | 0 | 0 | 0 | 0 | 0 | 0 | 0 | 0 | 0 | 0 | 0 | 0 | 0 | 0 | 0 | 0 | 0 | 0 | 0 | 0 | 0 | 0 | 0 | 0 | 0 | 0 | 0 | 0 | 0 | 0 | 0 | 0 | 0 | 0 | 0 | 0 | 0 | 0 | 0 | 0 | 0 | 0 | 0 | 0 | 0 | 0 | 0 | 0 | 0 | 0 | 0 | 0 | 0 | 0 | 0 | 0 | 0 | 0 | 0 | 0 | 0 | 0 | 0 | 0 | 0 | 0 | 0 | 0 | 0 | 0 | 0 | 0 | 0 | 0 | 0 | 0 | 0 | 0 | 0 | 0 | 0 | 0 | 0 | 0 | 0 | 0 | 0 | 0 | 0 | 0 | 0 | 0 | 0 | 0.01296% | 0 | 0 | 0 | 0 | 0 | 0 | 0 | 0 | 0 | 0 | 0 | 0 | 0 | 0 | 0 | 0 | 0 | 0 | 0 | 0 | 0 | 0 | 0 | 0
| IND-Lighting-7P_V2 | M_Input | Council 7th Plan | 2020 | Retro | 2022 | 2045 | PSE | Industrial | Mechanical Pulp | Electric | Per Region | NA | NA | Mechanical Pulp Transformers-New | Mechanical Pulp Transformers-New | 0 | 32 | 0 | 0 | I-All-Other-Shift3-All-All-S | 0 | 0 | 0 | 0 | 0 | 0 | 0 | 0 | 0 | 0 | 0 | 0 | Comm Flat | Transformers-New | Transformers-New | IndShift3 | 0.01266% | 100% | 0% | 1 | 1 | 100% | 3.125% | 85% | 6.8% | 0.2% | 0 | 0 | 0 | 0 | 0 | 0 | 0 | 0 | 0 |  | 0 | 0 | 0 | 01. ($9,999.000) to $0.028 | 0 | 0 | 01. ($9,999.00) to $0.22 | 1 | 0.085 | 0.085 | 0.085 | 0.085 | 0.085 | 0.085 | 0.085 | 0.085 | 0.085 | 0.085 | 0 | 0 | 0 | 0 | 0 | 0 | 0 | 0 | 0 | 0 | 0 | 0 | 0 | 0 | 0 | 0 | 0 | 0 | 0 | 0 | 0 | 0 | 0 | 0 | 0 | 0 | 0 | 0 | 0 | 0 | 0 | 0 | 0 | 0 | 0 | 0 | 0 | 0 | 0 | 0 | 0 | 0 | 0 | 0 | 0 | 0 | 0 | 0 | 0 | 0 | 0 | 0 | 0 | 0 | 0 | 0 | 0 | 0 | 0 | 0 | 0 | 0 | 0 | 0 | 0 | 0 | 0 | 0 | 0 | 0 | 0 | 0 | 0 | 0 | 0 | 0 | 0 | 0 | 0 | 0 | 0 | 0 | 0 | 0 | 0 | 0 | 0 | 0 | 0 | 0 | 0 | 0 | 0 | 0 | 0 | 0 | 0 | 0 | 0 | 0 | 0 | 0 | 0 | 0 | 0 | 0 | 0 | 0 | 0 | 0 | 0 | 0 | 0 | 0 | 0 | 0 | 0 | 0 | 0 | 0 | 0 | 0 | 0 | 0 | 0 | 0 | 0 | 0 | 0 | 0 | 0 | 0 | 0 | 0 | 0 | 0 | 0 | 0 | 0 | 0 | 0 | 0 | 0 | 0 | 0 | 0 | 0 | 0 | 0 | 0 | 0 | 0 | 0 | 0 | 0 | 0 | 0 | 0 | 0 | 0 | 0 | 0 | 0 | 0 | 0 | 0 | 0 | 0 | 0 | 0 | 0 | 0 | 0 | 0 | 0 | 0 | 0 | 0 | 0 | 0 | 0 | 0 | 0 | 0 | 0 | 0 | 0 | 0 | 0 | 0 | 0 | 0 | 0 | 0.01296% | 0 | 0 | 0 | 0 | 0 | 0 | 0 | 0 | 0 | 0 | 0 | 0 | 0 | 0 | 0 | 0 | 0 | 0 | 0 | 0 | 0 | 0 | 0 | 0
| IND-Lighting-7P_V2 | M_Input | Council 7th Plan | 2020 | Retro | 2022 | 2045 | PSE | Industrial | Mechanical Pulp | Electric | Per Region | NA | NA | Mechanical Pulp Synchronous Belts | Mechanical Pulp Synchronous Belts | 0 | 10 | 0 | 0 | I-All-Other-Shift3-All-All-S | 0 | 0 | 0 | 0 | 0 | 0 | 0 | 0 | 0 | 0 | 0 | 0 | Comm Flat | Synchronous Belts | Synchronous Belts | IndShift3 | 0.01266% | 100% | 0% | 1 | 1 | 100% | 10% | 85% | 6.8% | 0.2% | 0 | 0 | 0 | 0 | 0 | 0 | 0 | 0 | 0 |  | 0 | 0 | 0 | 01. ($9,999.000) to $0.028 | 0 | 0 | 01. ($9,999.00) to $0.22 | 1 | 0.085 | 0.085 | 0.085 | 0.085 | 0.085 | 0.085 | 0.085 | 0.085 | 0.085 | 0.085 | 0 | 0 | 0 | 0 | 0 | 0 | 0 | 0 | 0 | 0 | 0 | 0 | 0 | 0 | 0 | 0 | 0 | 0 | 0 | 0 | 0 | 0 | 0 | 0 | 0 | 0 | 0 | 0 | 0 | 0 | 0 | 0 | 0 | 0 | 0 | 0 | 0 | 0 | 0 | 0 | 0 | 0 | 0 | 0 | 0 | 0 | 0 | 0 | 0 | 0 | 0 | 0 | 0 | 0 | 0 | 0 | 0 | 0 | 0 | 0 | 0 | 0 | 0 | 0 | 0 | 0 | 0 | 0 | 0 | 0 | 0 | 0 | 0 | 0 | 0 | 0 | 0 | 0 | 0 | 0 | 0 | 0 | 0 | 0 | 0 | 0 | 0 | 0 | 0 | 0 | 0 | 0 | 0 | 0 | 0 | 0 | 0 | 0 | 0 | 0 | 0 | 0 | 0 | 0 | 0 | 0 | 0 | 0 | 0 | 0 | 0 | 0 | 0 | 0 | 0 | 0 | 0 | 0 | 0 | 0 | 0 | 0 | 0 | 0 | 0 | 0 | 0 | 0 | 0 | 0 | 0 | 0 | 0 | 0 | 0 | 0 | 0 | 0 | 0 | 0 | 0 | 0 | 0 | 0 | 0 | 0 | 0 | 0 | 0 | 0 | 0 | 0 | 0 | 0 | 0 | 0 | 0 | 0 | 0 | 0 | 0 | 0 | 0 | 0 | 0 | 0 | 0 | 0 | 0 | 0 | 0 | 0 | 0 | 0 | 0 | 0 | 0 | 0 | 0 | 0 | 0 | 0 | 0 | 0 | 0 | 0 | 0 | 0 | 0 | 0 | 0 | 0 | 0 | 0.01296% | 0 | 0 | 0 | 0 | 0 | 0 | 0 | 0 | 0 | 0 | 0 | 0 | 0 | 0 | 0 | 0 | 0 | 0 | 0 | 0 | 0 | 0 | 0 | 0
| IND-Lighting-7P_V2 | M_Input | Council 7th Plan | 2020 | Retro | 2022 | 2045 | PSE | Industrial | Mechanical Pulp | Electric | Per Region | NA | NA | Mechanical Pulp Elec Chip Fab: Eliminate Exhaust | Mechanical Pulp Elec Chip Fab: Eliminate Exhaust | 0 | 10 | 0 | 0 | I-All-Other-Shift3-All-All-S | 0 | 0 | 0 | 0 | 0 | 0 | 0 | 0 | 0 | 0 | 0 | 0 | Comm Flat | Elec Chip Fab: Eliminate Exhaust | Elec Chip Fab: Eliminate Exhaust | IndShift3 | 0.01266% | 100% | 0% | 1 | 1 | 100% | 10% | 85% | 6.8% | 0.2% | 0 | 0 | 0 | 0 | 0 | 0 | 0 | 0 | 0 |  | 0 | 0 | 0 | 01. ($9,999.000) to $0.028 | 0 | 0 | 01. ($9,999.00) to $0.22 | 1 | 0.085 | 0.085 | 0.085 | 0.085 | 0.085 | 0.085 | 0.085 | 0.085 | 0.085 | 0.085 | 0 | 0 | 0 | 0 | 0 | 0 | 0 | 0 | 0 | 0 | 0 | 0 | 0 | 0 | 0 | 0 | 0 | 0 | 0 | 0 | 0 | 0 | 0 | 0 | 0 | 0 | 0 | 0 | 0 | 0 | 0 | 0 | 0 | 0 | 0 | 0 | 0 | 0 | 0 | 0 | 0 | 0 | 0 | 0 | 0 | 0 | 0 | 0 | 0 | 0 | 0 | 0 | 0 | 0 | 0 | 0 | 0 | 0 | 0 | 0 | 0 | 0 | 0 | 0 | 0 | 0 | 0 | 0 | 0 | 0 | 0 | 0 | 0 | 0 | 0 | 0 | 0 | 0 | 0 | 0 | 0 | 0 | 0 | 0 | 0 | 0 | 0 | 0 | 0 | 0 | 0 | 0 | 0 | 0 | 0 | 0 | 0 | 0 | 0 | 0 | 0 | 0 | 0 | 0 | 0 | 0 | 0 | 0 | 0 | 0 | 0 | 0 | 0 | 0 | 0 | 0 | 0 | 0 | 0 | 0 | 0 | 0 | 0 | 0 | 0 | 0 | 0 | 0 | 0 | 0 | 0 | 0 | 0 | 0 | 0 | 0 | 0 | 0 | 0 | 0 | 0 | 0 | 0 | 0 | 0 | 0 | 0 | 0 | 0 | 0 | 0 | 0 | 0 | 0 | 0 | 0 | 0 | 0 | 0 | 0 | 0 | 0 | 0 | 0 | 0 | 0 | 0 | 0 | 0 | 0 | 0 | 0 | 0 | 0 | 0 | 0 | 0 | 0 | 0 | 0 | 0 | 0 | 0 | 0 | 0 | 0 | 0 | 0 | 0 | 0 | 0 | 0 | 0 | 0.01296% | 0 | 0 | 0 | 0 | 0 | 0 | 0 | 0 | 0 | 0 | 0 | 0 | 0 | 0 | 0 | 0 | 0 | 0 | 0 | 0 | 0 | 0 | 0 | 0
| IND-Lighting-7P_V2 | M_Input | Council 7th Plan | 2020 | Retro | 2022 | 2045 | PSE | Industrial | Mechanical Pulp | Electric | Per Region | NA | NA | Mechanical Pulp Elec Chip Fab: Exhaust Injector | Mechanical Pulp Elec Chip Fab: Exhaust Injector | 0 | 10 | 0 | 0 | I-All-Other-Shift3-All-All-S | 0 | 0 | 0 | 0 | 0 | 0 | 0 | 0 | 0 | 0 | 0 | 0 | Comm Flat | Elec Chip Fab: Exhaust Injector | Elec Chip Fab: Exhaust Injector | IndShift3 | 0.01266% | 100% | 0% | 1 | 1 | 100% | 10% | 85% | 6.8% | 0.2% | 0 | 0 | 0 | 0 | 0 | 0 | 0 | 0 | 0 |  | 0 | 0 | 0 | 01. ($9,999.000) to $0.028 | 0 | 0 | 01. ($9,999.00) to $0.22 | 1 | 0.085 | 0.085 | 0.085 | 0.085 | 0.085 | 0.085 | 0.085 | 0.085 | 0.085 | 0.085 | 0 | 0 | 0 | 0 | 0 | 0 | 0 | 0 | 0 | 0 | 0 | 0 | 0 | 0 | 0 | 0 | 0 | 0 | 0 | 0 | 0 | 0 | 0 | 0 | 0 | 0 | 0 | 0 | 0 | 0 | 0 | 0 | 0 | 0 | 0 | 0 | 0 | 0 | 0 | 0 | 0 | 0 | 0 | 0 | 0 | 0 | 0 | 0 | 0 | 0 | 0 | 0 | 0 | 0 | 0 | 0 | 0 | 0 | 0 | 0 | 0 | 0 | 0 | 0 | 0 | 0 | 0 | 0 | 0 | 0 | 0 | 0 | 0 | 0 | 0 | 0 | 0 | 0 | 0 | 0 | 0 | 0 | 0 | 0 | 0 | 0 | 0 | 0 | 0 | 0 | 0 | 0 | 0 | 0 | 0 | 0 | 0 | 0 | 0 | 0 | 0 | 0 | 0 | 0 | 0 | 0 | 0 | 0 | 0 | 0 | 0 | 0 | 0 | 0 | 0 | 0 | 0 | 0 | 0 | 0 | 0 | 0 | 0 | 0 | 0 | 0 | 0 | 0 | 0 | 0 | 0 | 0 | 0 | 0 | 0 | 0 | 0 | 0 | 0 | 0 | 0 | 0 | 0 | 0 | 0 | 0 | 0 | 0 | 0 | 0 | 0 | 0 | 0 | 0 | 0 | 0 | 0 | 0 | 0 | 0 | 0 | 0 | 0 | 0 | 0 | 0 | 0 | 0 | 0 | 0 | 0 | 0 | 0 | 0 | 0 | 0 | 0 | 0 | 0 | 0 | 0 | 0 | 0 | 0 | 0 | 0 | 0 | 0 | 0 | 0 | 0 | 0 | 0 | 0.01296% | 0 | 0 | 0 | 0 | 0 | 0 | 0 | 0 | 0 | 0 | 0 | 0 | 0 | 0 | 0 | 0 | 0 | 0 | 0 | 0 | 0 | 0 | 0 | 0
| IND-Lighting-7P_V2 | M_Input | Council 7th Plan | 2020 | Retro | 2022 | 2045 | PSE | Industrial | Mechanical Pulp | Electric | Per Region | NA | NA | Mechanical Pulp Elec Chip Fab: Solidstate Chiller | Mechanical Pulp Elec Chip Fab: Solidstate Chiller | 0 | 10 | 0 | 0 | I-All-Other-Shift3-All-All-S | 0 | 0 | 0 | 0 | 0 | 0 | 0 | 0 | 0 | 0 | 0 | 0 | Comm Flat | Elec Chip Fab: Solidstate Chiller | Elec Chip Fab: Solidstate Chiller | IndShift3 | 0.01266% | 100% | 0% | 1 | 1 | 100% | 10% | 85% | 6.8% | 0.2% | 0 | 0 | 0 | 0 | 0 | 0 | 0 | 0 | 0 |  | 0 | 0 | 0 | 01. ($9,999.000) to $0.028 | 1 | 0 | 01. ($9,999.00) to $0.22 | 0 | 0.085 | 0.085 | 0.085 | 0.085 | 0.085 | 0.085 | 0.085 | 0.085 | 0.085 | 0.085 | 0 | 0 | 0 | 0 | 0 | 0 | 0 | 0 | 0 | 0 | 0 | 0 | 0 | 0 | 0 | 0 | 0 | 0 | 0 | 0 | 0 | 0 | 0 | 0 | 0 | 0 | 0 | 0 | 0 | 0 | 0 | 0 | 0 | 0 | 0 | 0 | 0 | 0 | 0 | 0 | 0 | 0 | 0 | 0 | 0 | 0 | 0 | 0 | 0 | 0 | 0 | 0 | 0 | 0 | 0 | 0 | 0 | 0 | 0 | 0 | 0 | 0 | 0 | 0 | 0 | 0 | 0 | 0 | 0 | 0 | 0 | 0 | 0 | 0 | 0 | 0 | 0 | 0 | 0 | 0 | 0 | 0 | 0 | 0 | 0 | 0 | 0 | 0 | 0 | 0 | 0 | 0 | 0 | 0 | 0 | 0 | 0 | 0 | 0 | 0 | 0 | 0 | 0 | 0 | 0 | 0 | 0 | 0 | 0 | 0 | 0 | 0 | 0 | 0 | 0 | 0 | 0 | 0 | 0 | 0 | 0 | 0 | 0 | 0 | 0 | 0 | 0 | 0 | 0 | 0 | 0 | 0 | 0 | 0 | 0 | 0 | 0 | 0 | 0 | 0 | 0 | 0 | 0 | 0 | 0 | 0 | 0 | 0 | 0 | 0 | 0 | 0 | 0 | 0 | 0 | 0 | 0 | 0 | 0 | 0 | 0 | 0 | 0 | 0 | 0 | 0 | 0 | 0 | 0 | 0 | 0 | 0 | 0 | 0 | 0 | 0 | 0 | 0 | 0 | 0 | 0 | 0 | 0 | 0 | 0 | 0 | 0 | 0 | 0 | 0 | 0 | 0 | 0 | 0.01296% | 0 | 0 | 0 | 0 | 0 | 0 | 0 | 0 | 0 | 0 | 0 | 0 | 0 | 0 | 0 | 0 | 0 | 0 | 0 | 0 | 0 | 0 | 0 | 0
| IND-Lighting-7P_V2 | M_Input | Council 7th Plan | 2020 | Retro | 2022 | 2045 | PSE | Industrial | Mechanical Pulp | Electric | Per Region | NA | NA | Mechanical Pulp Elec Chip Fab: Reduce Gas Pressure | Mechanical Pulp Elec Chip Fab: Reduce Gas Pressure | 0 | 10 | 0 | 0 | I-All-Other-Shift3-All-All-S | 0 | 0 | 0 | 0 | 0 | 0 | 0 | 0 | 0 | 0 | 0 | 0 | Comm Flat | Elec Chip Fab: Reduce Gas Pressure | Elec Chip Fab: Reduce Gas Pressure | IndShift3 | 0.01266% | 100% | 0% | 1 | 1 | 100% | 10% | 85% | 6.8% | 0.2% | 0 | 0 | 0 | 0 | 0 | 0 | 0 | 0 | 0 |  | 0 | 0 | 0 | 01. ($9,999.000) to $0.028 | 1 | 0 | 01. ($9,999.00) to $0.22 | 0 | 0.085 | 0.085 | 0.085 | 0.085 | 0.085 | 0.085 | 0.085 | 0.085 | 0.085 | 0.085 | 0 | 0 | 0 | 0 | 0 | 0 | 0 | 0 | 0 | 0 | 0 | 0 | 0 | 0 | 0 | 0 | 0 | 0 | 0 | 0 | 0 | 0 | 0 | 0 | 0 | 0 | 0 | 0 | 0 | 0 | 0 | 0 | 0 | 0 | 0 | 0 | 0 | 0 | 0 | 0 | 0 | 0 | 0 | 0 | 0 | 0 | 0 | 0 | 0 | 0 | 0 | 0 | 0 | 0 | 0 | 0 | 0 | 0 | 0 | 0 | 0 | 0 | 0 | 0 | 0 | 0 | 0 | 0 | 0 | 0 | 0 | 0 | 0 | 0 | 0 | 0 | 0 | 0 | 0 | 0 | 0 | 0 | 0 | 0 | 0 | 0 | 0 | 0 | 0 | 0 | 0 | 0 | 0 | 0 | 0 | 0 | 0 | 0 | 0 | 0 | 0 | 0 | 0 | 0 | 0 | 0 | 0 | 0 | 0 | 0 | 0 | 0 | 0 | 0 | 0 | 0 | 0 | 0 | 0 | 0 | 0 | 0 | 0 | 0 | 0 | 0 | 0 | 0 | 0 | 0 | 0 | 0 | 0 | 0 | 0 | 0 | 0 | 0 | 0 | 0 | 0 | 0 | 0 | 0 | 0 | 0 | 0 | 0 | 0 | 0 | 0 | 0 | 0 | 0 | 0 | 0 | 0 | 0 | 0 | 0 | 0 | 0 | 0 | 0 | 0 | 0 | 0 | 0 | 0 | 0 | 0 | 0 | 0 | 0 | 0 | 0 | 0 | 0 | 0 | 0 | 0 | 0 | 0 | 0 | 0 | 0 | 0 | 0 | 0 | 0 | 0 | 0 | 0 | 0.01296% | 0 | 0 | 0 | 0 | 0 | 0 | 0 | 0 | 0 | 0 | 0 | 0 | 0 | 0 | 0 | 0 | 0 | 0 | 0 | 0 | 0 | 0 | 0 | 0
| IND-Lighting-7P_V2 | M_Input | Council 7th Plan | 2020 | Retro | 2022 | 2045 | PSE | Industrial | Mechanical Pulp | Electric | Per Region | NA | NA | Mechanical Pulp Clean Room: Change Filter Strategy | Mechanical Pulp Clean Room: Change Filter Strategy | 0 | 1 | 0 | 0 | I-All-Other-Shift3-All-All-S | 0 | 0 | 0 | 0 | 0 | 0 | 0 | 0 | 0 | 0 | 0 | 0 | Comm Flat | Clean Room: Change Filter Strategy | Clean Room: Change Filter Strategy | IndShift3 | 0.01266% | 100% | 0% | 1 | 1 | 100% | 100% | 85% | 6.8% | 0.2% | 0 | 0 | 0 | 0 | 0 | 0 | 0 | 0 | 0 |  | 0 | 0 | 0 | 01. ($9,999.000) to $0.028 | 0 | 0 | 01. ($9,999.00) to $0.22 | 1 | 0.085 | 0.085 | 0.085 | 0.085 | 0.085 | 0.085 | 0.085 | 0.085 | 0.085 | 0.085 | 0 | 0 | 0 | 0 | 0 | 0 | 0 | 0 | 0 | 0 | 0 | 0 | 0 | 0 | 0 | 0 | 0 | 0 | 0 | 0 | 0 | 0 | 0 | 0 | 0 | 0 | 0 | 0 | 0 | 0 | 0 | 0 | 0 | 0 | 0 | 0 | 0 | 0 | 0 | 0 | 0 | 0 | 0 | 0 | 0 | 0 | 0 | 0 | 0 | 0 | 0 | 0 | 0 | 0 | 0 | 0 | 0 | 0 | 0 | 0 | 0 | 0 | 0 | 0 | 0 | 0 | 0 | 0 | 0 | 0 | 0 | 0 | 0 | 0 | 0 | 0 | 0 | 0 | 0 | 0 | 0 | 0 | 0 | 0 | 0 | 0 | 0 | 0 | 0 | 0 | 0 | 0 | 0 | 0 | 0 | 0 | 0 | 0 | 0 | 0 | 0 | 0 | 0 | 0 | 0 | 0 | 0 | 0 | 0 | 0 | 0 | 0 | 0 | 0 | 0 | 0 | 0 | 0 | 0 | 0 | 0 | 0 | 0 | 0 | 0 | 0 | 0 | 0 | 0 | 0 | 0 | 0 | 0 | 0 | 0 | 0 | 0 | 0 | 0 | 0 | 0 | 0 | 0 | 0 | 0 | 0 | 0 | 0 | 0 | 0 | 0 | 0 | 0 | 0 | 0 | 0 | 0 | 0 | 0 | 0 | 0 | 0 | 0 | 0 | 0 | 0 | 0 | 0 | 0 | 0 | 0 | 0 | 0 | 0 | 0 | 0 | 0 | 0 | 0 | 0 | 0 | 0 | 0 | 0 | 0 | 0 | 0 | 0 | 0 | 0 | 0 | 0 | 0 | 0.01296% | 0 | 0 | 0 | 0 | 0 | 0 | 0 | 0 | 0 | 0 | 0 | 0 | 0 | 0 | 0 | 0 | 0 | 0 | 0 | 0 | 0 | 0 | 0 | 0
| IND-Lighting-7P_V2 | M_Input | Council 7th Plan | 2020 | Retro | 2022 | 2045 | PSE | Industrial | Mechanical Pulp | Electric | Per Region | NA | NA | Mechanical Pulp Clean Room: Clean Room HVAC | Mechanical Pulp Clean Room: Clean Room HVAC | 0 | 20 | 0 | 0 | I-All-Other-Shift3-All-All-S | 0 | 0 | 0 | 0 | 0 | 0 | 0 | 0 | 0 | 0 | 0 | 0 | Comm Flat | Clean Room: Clean Room HVAC | Clean Room: Clean Room HVAC | IndShift3 | 0.01266% | 100% | 0% | 1 | 1 | 100% | 5% | 85% | 6.8% | 0.2% | 0 | 0 | 0 | 0 | 0 | 0 | 0 | 0 | 0 |  | 0 | 0 | 0 | 01. ($9,999.000) to $0.028 | 0 | 0 | 01. ($9,999.00) to $0.22 | 1 | 0.085 | 0.085 | 0.085 | 0.085 | 0.085 | 0.085 | 0.085 | 0.085 | 0.085 | 0.085 | 0 | 0 | 0 | 0 | 0 | 0 | 0 | 0 | 0 | 0 | 0 | 0 | 0 | 0 | 0 | 0 | 0 | 0 | 0 | 0 | 0 | 0 | 0 | 0 | 0 | 0 | 0 | 0 | 0 | 0 | 0 | 0 | 0 | 0 | 0 | 0 | 0 | 0 | 0 | 0 | 0 | 0 | 0 | 0 | 0 | 0 | 0 | 0 | 0 | 0 | 0 | 0 | 0 | 0 | 0 | 0 | 0 | 0 | 0 | 0 | 0 | 0 | 0 | 0 | 0 | 0 | 0 | 0 | 0 | 0 | 0 | 0 | 0 | 0 | 0 | 0 | 0 | 0 | 0 | 0 | 0 | 0 | 0 | 0 | 0 | 0 | 0 | 0 | 0 | 0 | 0 | 0 | 0 | 0 | 0 | 0 | 0 | 0 | 0 | 0 | 0 | 0 | 0 | 0 | 0 | 0 | 0 | 0 | 0 | 0 | 0 | 0 | 0 | 0 | 0 | 0 | 0 | 0 | 0 | 0 | 0 | 0 | 0 | 0 | 0 | 0 | 0 | 0 | 0 | 0 | 0 | 0 | 0 | 0 | 0 | 0 | 0 | 0 | 0 | 0 | 0 | 0 | 0 | 0 | 0 | 0 | 0 | 0 | 0 | 0 | 0 | 0 | 0 | 0 | 0 | 0 | 0 | 0 | 0 | 0 | 0 | 0 | 0 | 0 | 0 | 0 | 0 | 0 | 0 | 0 | 0 | 0 | 0 | 0 | 0 | 0 | 0 | 0 | 0 | 0 | 0 | 0 | 0 | 0 | 0 | 0 | 0 | 0 | 0 | 0 | 0 | 0 | 0 | 0.01296% | 0 | 0 | 0 | 0 | 0 | 0 | 0 | 0 | 0 | 0 | 0 | 0 | 0 | 0 | 0 | 0 | 0 | 0 | 0 | 0 | 0 | 0 | 0 | 0
| IND-Lighting-7P_V2 | M_Input | Council 7th Plan | 2020 | Retro | 2022 | 2045 | PSE | Industrial | Mechanical Pulp | Electric | Per Region | NA | NA | Mechanical Pulp Clean Room: Chiller Optimize | Mechanical Pulp Clean Room: Chiller Optimize | 0 | 10 | 0 | 0 | I-All-Other-Shift3-All-All-S | 0 | 0 | 0 | 0 | 0 | 0 | 0 | 0 | 0 | 0 | 0 | 0 | Comm Flat | Clean Room: Chiller Optimize | Clean Room: Chiller Optimize | IndShift3 | 0.01266% | 100% | 0% | 1 | 1 | 100% | 10% | 85% | 6.8% | 0.2% | 0 | 0 | 0 | 0 | 0 | 0 | 0 | 0 | 0 |  | 0 | 0 | 0 | 01. ($9,999.000) to $0.028 | 0 | 0 | 01. ($9,999.00) to $0.22 | 1 | 0.085 | 0.085 | 0.085 | 0.085 | 0.085 | 0.085 | 0.085 | 0.085 | 0.085 | 0.085 | 0 | 0 | 0 | 0 | 0 | 0 | 0 | 0 | 0 | 0 | 0 | 0 | 0 | 0 | 0 | 0 | 0 | 0 | 0 | 0 | 0 | 0 | 0 | 0 | 0 | 0 | 0 | 0 | 0 | 0 | 0 | 0 | 0 | 0 | 0 | 0 | 0 | 0 | 0 | 0 | 0 | 0 | 0 | 0 | 0 | 0 | 0 | 0 | 0 | 0 | 0 | 0 | 0 | 0 | 0 | 0 | 0 | 0 | 0 | 0 | 0 | 0 | 0 | 0 | 0 | 0 | 0 | 0 | 0 | 0 | 0 | 0 | 0 | 0 | 0 | 0 | 0 | 0 | 0 | 0 | 0 | 0 | 0 | 0 | 0 | 0 | 0 | 0 | 0 | 0 | 0 | 0 | 0 | 0 | 0 | 0 | 0 | 0 | 0 | 0 | 0 | 0 | 0 | 0 | 0 | 0 | 0 | 0 | 0 | 0 | 0 | 0 | 0 | 0 | 0 | 0 | 0 | 0 | 0 | 0 | 0 | 0 | 0 | 0 | 0 | 0 | 0 | 0 | 0 | 0 | 0 | 0 | 0 | 0 | 0 | 0 | 0 | 0 | 0 | 0 | 0 | 0 | 0 | 0 | 0 | 0 | 0 | 0 | 0 | 0 | 0 | 0 | 0 | 0 | 0 | 0 | 0 | 0 | 0 | 0 | 0 | 0 | 0 | 0 | 0 | 0 | 0 | 0 | 0 | 0 | 0 | 0 | 0 | 0 | 0 | 0 | 0 | 0 | 0 | 0 | 0 | 0 | 0 | 0 | 0 | 0 | 0 | 0 | 0 | 0 | 0 | 0 | 0 | 0.01296% | 0 | 0 | 0 | 0 | 0 | 0 | 0 | 0 | 0 | 0 | 0 | 0 | 0 | 0 | 0 | 0 | 0 | 0 | 0 | 0 | 0 | 0 | 0 | 0
| IND-Lighting-7P_V2 | M_Input | Council 7th Plan | 2020 | Retro | 2022 | 2045 | PSE | Industrial | Mechanical Pulp | Electric | Per Region | NA | NA | Mechanical Pulp Food: Cooling and Storage | Mechanical Pulp Food: Cooling and Storage | 0 | 10 | 0 | 0 | C-War-Ref-All-All-All-C | 0 | 0 | 0 | 0 | 0 | 0 | 0 | 0 | 0 | 0 | 0 | 0 | Comm Flat | Food: Cooling and Storage | Food: Cooling and Storage | IndShift3 | 0.01266% | 100% | 0% | 1 | 1 | 100% | 10% | 85% | 6.8% | 0.2% | 0 | 0 | 0 | 0 | 0 | 0 | 0 | 0 | 0 |  | 0 | 0 | 0 | 01. ($9,999.000) to $0.028 | 0 | 0 | 01. ($9,999.00) to $0.22 | 1 | 0.085 | 0.085 | 0.085 | 0.085 | 0.085 | 0.085 | 0.085 | 0.085 | 0.085 | 0.085 | 0 | 0 | 0 | 0 | 0 | 0 | 0 | 0 | 0 | 0 | 0 | 0 | 0 | 0 | 0 | 0 | 0 | 0 | 0 | 0 | 0 | 0 | 0 | 0 | 0 | 0 | 0 | 0 | 0 | 0 | 0 | 0 | 0 | 0 | 0 | 0 | 0 | 0 | 0 | 0 | 0 | 0 | 0 | 0 | 0 | 0 | 0 | 0 | 0 | 0 | 0 | 0 | 0 | 0 | 0 | 0 | 0 | 0 | 0 | 0 | 0 | 0 | 0 | 0 | 0 | 0 | 0 | 0 | 0 | 0 | 0 | 0 | 0 | 0 | 0 | 0 | 0 | 0 | 0 | 0 | 0 | 0 | 0 | 0 | 0 | 0 | 0 | 0 | 0 | 0 | 0 | 0 | 0 | 0 | 0 | 0 | 0 | 0 | 0 | 0 | 0 | 0 | 0 | 0 | 0 | 0 | 0 | 0 | 0 | 0 | 0 | 0 | 0 | 0 | 0 | 0 | 0 | 0 | 0 | 0 | 0 | 0 | 0 | 0 | 0 | 0 | 0 | 0 | 0 | 0 | 0 | 0 | 0 | 0 | 0 | 0 | 0 | 0 | 0 | 0 | 0 | 0 | 0 | 0 | 0 | 0 | 0 | 0 | 0 | 0 | 0 | 0 | 0 | 0 | 0 | 0 | 0 | 0 | 0 | 0 | 0 | 0 | 0 | 0 | 0 | 0 | 0 | 0 | 0 | 0 | 0 | 0 | 0 | 0 | 0 | 0 | 0 | 0 | 0 | 0 | 0 | 0 | 0 | 0 | 0 | 0 | 0 | 0 | 0 | 0 | 0 | 0 | 0 | 0.01296% | 0 | 0 | 0 | 0 | 0 | 0 | 0 | 0 | 0 | 0 | 0 | 0 | 0 | 0 | 0 | 0 | 0 | 0 | 0 | 0 | 0 | 0 | 0 | 0
| IND-Lighting-7P_V2 | M_Input | Council 7th Plan | 2020 | Retro | 2022 | 2045 | PSE | Industrial | Mechanical Pulp | Electric | Per Region | NA | NA | Mechanical Pulp Food: Refrig Storage Tuneup | Mechanical Pulp Food: Refrig Storage Tuneup | 0 | 3 | 0 | 0 | C-War-Ref-All-All-All-C | 0 | 0 | 0 | 0 | 0 | 0 | 0 | 0 | 0 | 0 | 0 | 0 | Comm Flat | Food: Refrig Storage Tuneup | Food: Refrig Storage Tuneup | IndShift3 | 0.01266% | 100% | 0% | 1 | 1 | 100% | 33.33% | 85% | 6.8% | 0.2% | 0 | 0 | 0 | 0 | 0 | 0 | 0 | 0 | 0 |  | 0 | 0 | 0 | 01. ($9,999.000) to $0.028 | 0 | 0 | 01. ($9,999.00) to $0.22 | 1 | 0.085 | 0.085 | 0.085 | 0.085 | 0.085 | 0.085 | 0.085 | 0.085 | 0.085 | 0.085 | 0 | 0 | 0 | 0 | 0 | 0 | 0 | 0 | 0 | 0 | 0 | 0 | 0 | 0 | 0 | 0 | 0 | 0 | 0 | 0 | 0 | 0 | 0 | 0 | 0 | 0 | 0 | 0 | 0 | 0 | 0 | 0 | 0 | 0 | 0 | 0 | 0 | 0 | 0 | 0 | 0 | 0 | 0 | 0 | 0 | 0 | 0 | 0 | 0 | 0 | 0 | 0 | 0 | 0 | 0 | 0 | 0 | 0 | 0 | 0 | 0 | 0 | 0 | 0 | 0 | 0 | 0 | 0 | 0 | 0 | 0 | 0 | 0 | 0 | 0 | 0 | 0 | 0 | 0 | 0 | 0 | 0 | 0 | 0 | 0 | 0 | 0 | 0 | 0 | 0 | 0 | 0 | 0 | 0 | 0 | 0 | 0 | 0 | 0 | 0 | 0 | 0 | 0 | 0 | 0 | 0 | 0 | 0 | 0 | 0 | 0 | 0 | 0 | 0 | 0 | 0 | 0 | 0 | 0 | 0 | 0 | 0 | 0 | 0 | 0 | 0 | 0 | 0 | 0 | 0 | 0 | 0 | 0 | 0 | 0 | 0 | 0 | 0 | 0 | 0 | 0 | 0 | 0 | 0 | 0 | 0 | 0 | 0 | 0 | 0 | 0 | 0 | 0 | 0 | 0 | 0 | 0 | 0 | 0 | 0 | 0 | 0 | 0 | 0 | 0 | 0 | 0 | 0 | 0 | 0 | 0 | 0 | 0 | 0 | 0 | 0 | 0 | 0 | 0 | 0 | 0 | 0 | 0 | 0 | 0 | 0 | 0 | 0 | 0 | 0 | 0 | 0 | 0 | 0.01296% | 0 | 0 | 0 | 0 | 0 | 0 | 0 | 0 | 0 | 0 | 0 | 0 | 0 | 0 | 0 | 0 | 0 | 0 | 0 | 0 | 0 | 0 | 0 | 0
| IND-Lighting-7P_V2 | M_Input | Council 7th Plan | 2020 | Retro | 2022 | 2045 | PSE | Industrial | Mechanical Pulp | Electric | Per Region | NA | NA | Mechanical Pulp Metal: New Arc Furnace | Mechanical Pulp Metal: New Arc Furnace | 0 | 10 | 0 | 0 | I-All-Other-Shift3-All-All-S | 0 | 0 | 0 | 0 | 0 | 0 | 0 | 0 | 0 | 0 | 0 | 0 | Comm Flat | Metal: New Arc Furnace | Metal: New Arc Furnace | IndShift3 | 0.01266% | 100% | 0% | 1 | 1 | 100% | 10% | 85% | 6.8% | 0.2% | 0 | 0 | 0 | 0 | 0 | 0 | 0 | 0 | 0 |  | 0 | 0 | 0 | 01. ($9,999.000) to $0.028 | 1 | 0 | 01. ($9,999.00) to $0.22 | 1 | 0.085 | 0.085 | 0.085 | 0.085 | 0.085 | 0.085 | 0.085 | 0.085 | 0.085 | 0.085 | 0 | 0 | 0 | 0 | 0 | 0 | 0 | 0 | 0 | 0 | 0 | 0 | 0 | 0 | 0 | 0 | 0 | 0 | 0 | 0 | 0 | 0 | 0 | 0 | 0 | 0 | 0 | 0 | 0 | 0 | 0 | 0 | 0 | 0 | 0 | 0 | 0 | 0 | 0 | 0 | 0 | 0 | 0 | 0 | 0 | 0 | 0 | 0 | 0 | 0 | 0 | 0 | 0 | 0 | 0 | 0 | 0 | 0 | 0 | 0 | 0 | 0 | 0 | 0 | 0 | 0 | 0 | 0 | 0 | 0 | 0 | 0 | 0 | 0 | 0 | 0 | 0 | 0 | 0 | 0 | 0 | 0 | 0 | 0 | 0 | 0 | 0 | 0 | 0 | 0 | 0 | 0 | 0 | 0 | 0 | 0 | 0 | 0 | 0 | 0 | 0 | 0 | 0 | 0 | 0 | 0 | 0 | 0 | 0 | 0 | 0 | 0 | 0 | 0 | 0 | 0 | 0 | 0 | 0 | 0 | 0 | 0 | 0 | 0 | 0 | 0 | 0 | 0 | 0 | 0 | 0 | 0 | 0 | 0 | 0 | 0 | 0 | 0 | 0 | 0 | 0 | 0 | 0 | 0 | 0 | 0 | 0 | 0 | 0 | 0 | 0 | 0 | 0 | 0 | 0 | 0 | 0 | 0 | 0 | 0 | 0 | 0 | 0 | 0 | 0 | 0 | 0 | 0 | 0 | 0 | 0 | 0 | 0 | 0 | 0 | 0 | 0 | 0 | 0 | 0 | 0 | 0 | 0 | 0 | 0 | 0 | 0 | 0 | 0 | 0 | 0 | 0 | 0 | 0.01296% | 0 | 0 | 0 | 0 | 0 | 0 | 0 | 0 | 0 | 0 | 0 | 0 | 0 | 0 | 0 | 0 | 0 | 0 | 0 | 0 | 0 | 0 | 0 | 0
| IND-Lighting-7P_V2 | M_Input | Council 7th Plan | 2020 | Retro | 2022 | 2045 | PSE | Industrial | Mechanical Pulp | Electric | Per Region | NA | NA | Mechanical Pulp Mech Pulp: Refiner Replacement | Mechanical Pulp Mech Pulp: Refiner Replacement | 113537.3564 | 12 | 83657.0706 | -5807.6305 | I-All-Other-Shift3-All-All-S | 0 | 0 | 0 | 0 | 0 | 0 | 0 | 0 | 0 | 0 | 0 | 0 | Comm Flat | Mech Pulp: Refiner Replacement | Mech Pulp: Refiner Replacement | IndShift3 | 0.01266% | 100% | 0% | 1 | 1 | 100% | 8.333% | 85% | 6.8% | 0.2% | 61384.3543 | 2115.8118 | 6350.0166 | 121645.1748 | 0 | 0 | 0 | 62115.2671 | 0 |  | 0.046866 | 0 | 0.046866 | 02. $0.028 to $0.055 | 0 | 0 | 01. ($9,999.00) to $0.22 | 1 | 0.085 | 0.085 | 0.085 | 0.085 | 0.085 | 0.085 | 0.085 | 0.085 | 0.085 | 0.085 | 0 | 0 | 0 | 0 | 0 | 0 | 0 | 0 | 0 | 0 | 0 | 0 | 0 | 0 | 9650.6753 | 9824.6162 | 9850.8149 | 9743.3956 | 9683.176 | 9639.5202 | 9643.1753 | 9576.5048 | 9563.8978 | 9539.5651 | 0 | 0 | 0 | 0 | 0 | 0 | 0 | 0 | 0 | 0 | 0 | 0 | 0 | 0 | 96715.3411 | 9650.6753 | 19475.2915 | 29326.1064 | 39069.502 | 48752.678 | 58392.1982 | 68035.3734 | 77611.8782 | 87175.776 | 96715.3411 | 96715.3411 | 96715.3411 | 96715.3411 | 96715.3411 | 96715.3411 | 96715.3411 | 96715.3411 | 96715.3411 | 96715.3411 | 96715.3411 | 96715.3411 | 96715.3411 | 96715.3411 | 96715.3411 | 0 | 0 | 0 | 0 | 0 | 0 | 0 | 0 | 0 | 0 | 0 | 0 | 0 | 0 | 0 | 0 | 0 | 0 | 0 | 0 | 0 | 0 | 0 | 0 | 0 | 0 | 0 | 0 | 0 | 0 | 0 | 0 | 0 | 0 | 0 | 0 | 0 | 0 | 0 | 0 | 0 | 0 | 0 | 0 | 0 | 0 | 0 | 0 | 0 | 0 | 0 | 0 | 0 | 0 | 0 | 0 | 0 | 0 | 0 | 0 | 0 | 1.2217 | 2.4655 | 3.7126 | 4.9461 | 6.1719 | 7.3922 | 8.613 | 9.8254 | 11.0361 | 12.2438 | 12.2438 | 12.2438 | 12.2438 | 12.2438 | 12.2438 | 12.2438 | 12.2438 | 12.2438 | 12.2438 | 12.2438 | 12.2438 | 12.2438 | 12.2438 | 12.2438 | 5279.7977 | 5374.9592 | 5389.2923 | 5330.5241 | 5297.5786 | 5273.6948 | 5275.6945 | 5239.2197 | 5232.3225 | 5219.0103 | 0 | 0 | 0 | 0 | 0 | 0 | 0 | 0 | 0 | 0 | 0 | 0 | 0 | 0 | 52912.0937 | 0 | 0 | 0 | 0 | 0 | 0 | 0 | 0 | 0 | 0 | 0 | 0 | 0 | 0 | 0 | 0 | 0 | 0 | 0 | 0 | 0.01296% | 1.2505 | 2.5235 | 3.7998 | 5.0623 | 6.317 | 7.566 | 8.8155 | 10.0563 | 11.2955 | 12.5316 | 12.5316 | 12.5316 | 12.5316 | 12.5316 | 12.5316 | 12.5316 | 12.5316 | 12.5316 | 12.5316 | 12.5316 | 12.5316 | 12.5316 | 12.5316 | 12.5316
| IND-Lighting-7P_V2 | M_Input | Council 7th Plan | 2020 | Retro | 2022 | 2045 | PSE | Industrial | Mechanical Pulp | Electric | Per Region | NA | NA | Mechanical Pulp Mech Pulp: Premium Process | Mechanical Pulp Mech Pulp: Premium Process | 1785.5787 | 5 | 256.4594 | 0 | I-All-Other-Shift3-All-All-S | 0 | 0 | 0 | 0 | 0 | 0 | 0 | 0 | 0 | 0 | 0 | 0 | Comm Flat | Mech Pulp: Premium Process | Mech Pulp: Premium Process | IndShift3 | 0.01266% | 100% | 0% | 1 | 1 | 100% | 20% | 85% | 6.8% | 0.2% | 447.487 | 33.2749 | 48.0762 | 730.1119 | 0 | 0 | 0 | 700.0526 | 0 |  | 0.033585 | 0 | 0.033585 | 02. $0.028 to $0.055 | 0 | 0 | 01. ($9,999.00) to $0.22 | 1 | 0.085 | 0.085 | 0.085 | 0.085 | 0.085 | 0.085 | 0.085 | 0.085 | 0.085 | 0.085 | 0 | 0 | 0 | 0 | 0 | 0 | 0 | 0 | 0 | 0 | 0 | 0 | 0 | 0 | 151.7742 | 154.5097 | 154.9217 | 153.2324 | 152.2853 | 151.5988 | 151.6562 | 150.6077 | 150.4095 | 150.0268 | 0 | 0 | 0 | 0 | 0 | 0 | 0 | 0 | 0 | 0 | 0 | 0 | 0 | 0 | 1521.0223 | 151.7742 | 306.2839 | 461.2057 | 614.438 | 766.7234 | 918.3221 | 1069.9783 | 1220.5861 | 1370.9955 | 1521.0223 | 1521.0223 | 1521.0223 | 1521.0223 | 1521.0223 | 1521.0223 | 1521.0223 | 1521.0223 | 1521.0223 | 1521.0223 | 1521.0223 | 1521.0223 | 1521.0223 | 1521.0223 | 1521.0223 | 0 | 0 | 0 | 0 | 0 | 0 | 0 | 0 | 0 | 0 | 0 | 0 | 0 | 0 | 0 | 0 | 0 | 0 | 0 | 0 | 0 | 0 | 0 | 0 | 0 | 0 | 0 | 0 | 0 | 0 | 0 | 0 | 0 | 0 | 0 | 0 | 0 | 0 | 0 | 0 | 0 | 0 | 0 | 0 | 0 | 0 | 0 | 0 | 0 | 0 | 0 | 0 | 0 | 0 | 0 | 0 | 0 | 0 | 0 | 0 | 0 | 0.019214 | 0.038774 | 0.058387 | 0.077786 | 0.097064 | 0.11626 | 0.13546 | 0.15452 | 0.17356 | 0.19256 | 0.19256 | 0.19256 | 0.19256 | 0.19256 | 0.19256 | 0.19256 | 0.19256 | 0.19256 | 0.19256 | 0.19256 | 0.19256 | 0.19256 | 0.19256 | 0.19256 | 59.5045 | 60.577 | 60.7385 | 60.0762 | 59.7049 | 59.4357 | 59.4582 | 59.0471 | 58.9694 | 58.8194 | 0 | 0 | 0 | 0 | 0 | 0 | 0 | 0 | 0 | 0 | 0 | 0 | 0 | 0 | 596.3308 | 0 | 0 | 0 | 0 | 0 | 0 | 0 | 0 | 0 | 0 | 0 | 0 | 0 | 0 | 0 | 0 | 0 | 0 | 0 | 0 | 0.01296% | 0.019666 | 0.039686 | 0.059759 | 0.079614 | 0.099346 | 0.11899 | 0.13864 | 0.15815 | 0.17764 | 0.19708 | 0.19708 | 0.19708 | 0.19708 | 0.19708 | 0.19708 | 0.19708 | 0.19708 | 0.19708 | 0.19708 | 0.19708 | 0.19708 | 0.19708 | 0.19708 | 0.19708
| IND-Lighting-7P_V2 | M_Input | Council 7th Plan | 2020 | Retro | 2022 | 2045 | PSE | Industrial | Mechanical Pulp | Electric | Per Region | NA | NA | Mechanical Pulp Mech Pulp: Refiner Plate Improvement | Mechanical Pulp Mech Pulp: Refiner Plate Improvement | 7494.1051 | 1 | 339.9681 | 0 | I-All-Other-Shift3-All-All-S | 0 | 0 | 0 | 0 | 0 | 0 | 0 | 0 | 0 | 0 | 0 | 0 | Comm Flat | Mech Pulp: Refiner Plate Improvement | Mech Pulp: Refiner Plate Improvement | IndShift3 | 0.01266% | 100% | 0% | 1 | 1 | 100% | 100% | 85% | 6.8% | 0.2% | 409.4485 | 139.6555 | 54.9104 | 0 | 0 | 0 | 0 | -126.5723 | 0 |  | -0.0014468 | 0 | -0.0014468 | 01. ($9,999.000) to $0.028 | 0 | 0 | 01. ($9,999.00) to $0.22 | 1 | 0.085 | 0.085 | 0.085 | 0.085 | 0.085 | 0.085 | 0.085 | 0.085 | 0.085 | 0.085 | 0 | 0 | 0 | 0 | 0 | 0 | 0 | 0 | 0 | 0 | 0 | 0 | 0 | 0 | 636.9989 | 648.48 | 650.2093 | 643.119 | 639.1442 | 636.2626 | 636.5039 | 632.1033 | 631.2711 | 629.665 | 0 | 0 | 0 | 0 | 0 | 0 | 0 | 0 | 0 | 0 | 0 | 0 | 0 | 0 | 6383.7573 | 636.9989 | 1285.4789 | 1935.6882 | 2578.8072 | 3217.9514 | 3854.214 | 4490.7179 | 5122.8212 | 5754.0923 | 6383.7573 | 6383.7573 | 6383.7573 | 6383.7573 | 6383.7573 | 6383.7573 | 6383.7573 | 6383.7573 | 6383.7573 | 6383.7573 | 6383.7573 | 6383.7573 | 6383.7573 | 6383.7573 | 6383.7573 | 0 | 0 | 0 | 0 | 0 | 0 | 0 | 0 | 0 | 0 | 0 | 0 | 0 | 0 | 0 | 0 | 0 | 0 | 0 | 0 | 0 | 0 | 0 | 0 | 0 | 0 | 0 | 0 | 0 | 0 | 0 | 0 | 0 | 0 | 0 | 0 | 0 | 0 | 0 | 0 | 0 | 0 | 0 | 0 | 0 | 0 | 0 | 0 | 0 | 0 | 0 | 0 | 0 | 0 | 0 | 0 | 0 | 0 | 0 | 0 | 0 | 0.080642 | 0.16274 | 0.24505 | 0.32647 | 0.40738 | 0.48793 | 0.56851 | 0.64853 | 0.72845 | 0.80816 | 0.80816 | 0.80816 | 0.80816 | 0.80816 | 0.80816 | 0.80816 | 0.80816 | 0.80816 | 0.80816 | 0.80816 | 0.80816 | 0.80816 | 0.80816 | 0.80816 | 0 | 0 | 0 | 0 | 0 | 0 | 0 | 0 | 0 | 0 | 0 | 0 | 0 | 0 | 0 | 0 | 0 | 0 | 0 | 0 | 0 | 0 | 0 | 0 | 0 | 0 | 0 | 0 | 0 | 0 | 0 | 0 | 0 | 0 | 0 | 0 | 0 | 0 | 0 | 0 | 0 | 0 | 0 | 0 | 0 | 0.01296% | 0.082537 | 0.16656 | 0.25081 | 0.33414 | 0.41696 | 0.4994 | 0.58187 | 0.66377 | 0.74557 | 0.82716 | 0.82716 | 0.82716 | 0.82716 | 0.82716 | 0.82716 | 0.82716 | 0.82716 | 0.82716 | 0.82716 | 0.82716 | 0.82716 | 0.82716 | 0.82716 | 0.82716
| IND-Lighting-7P_V2 | M_Input | Council 7th Plan | 2020 | Retro | 2022 | 2045 | PSE | Industrial | Mechanical Pulp | Electric | Per Region | NA | NA | Mechanical Pulp Kraft: Effluent Treatment System | Mechanical Pulp Kraft: Effluent Treatment System | 0 | 10 | 0 | 0 | I-All-Other-Shift3-All-All-S | 0 | 0 | 0 | 0 | 0 | 0 | 0 | 0 | 0 | 0 | 0 | 0 | Comm Flat | Kraft: Effluent Treatment System | Kraft: Effluent Treatment System | IndShift3 | 0.01266% | 100% | 0% | 1 | 1 | 100% | 10% | 85% | 6.8% | 0.2% | 0 | 0 | 0 | 0 | 0 | 0 | 0 | 0 | 0 |  | 0 | 0 | 0 | 01. ($9,999.000) to $0.028 | 0 | 0 | 01. ($9,999.00) to $0.22 | 1 | 0.085 | 0.085 | 0.085 | 0.085 | 0.085 | 0.085 | 0.085 | 0.085 | 0.085 | 0.085 | 0 | 0 | 0 | 0 | 0 | 0 | 0 | 0 | 0 | 0 | 0 | 0 | 0 | 0 | 0 | 0 | 0 | 0 | 0 | 0 | 0 | 0 | 0 | 0 | 0 | 0 | 0 | 0 | 0 | 0 | 0 | 0 | 0 | 0 | 0 | 0 | 0 | 0 | 0 | 0 | 0 | 0 | 0 | 0 | 0 | 0 | 0 | 0 | 0 | 0 | 0 | 0 | 0 | 0 | 0 | 0 | 0 | 0 | 0 | 0 | 0 | 0 | 0 | 0 | 0 | 0 | 0 | 0 | 0 | 0 | 0 | 0 | 0 | 0 | 0 | 0 | 0 | 0 | 0 | 0 | 0 | 0 | 0 | 0 | 0 | 0 | 0 | 0 | 0 | 0 | 0 | 0 | 0 | 0 | 0 | 0 | 0 | 0 | 0 | 0 | 0 | 0 | 0 | 0 | 0 | 0 | 0 | 0 | 0 | 0 | 0 | 0 | 0 | 0 | 0 | 0 | 0 | 0 | 0 | 0 | 0 | 0 | 0 | 0 | 0 | 0 | 0 | 0 | 0 | 0 | 0 | 0 | 0 | 0 | 0 | 0 | 0 | 0 | 0 | 0 | 0 | 0 | 0 | 0 | 0 | 0 | 0 | 0 | 0 | 0 | 0 | 0 | 0 | 0 | 0 | 0 | 0 | 0 | 0 | 0 | 0 | 0 | 0 | 0 | 0 | 0 | 0 | 0 | 0 | 0 | 0 | 0 | 0 | 0 | 0 | 0 | 0 | 0 | 0 | 0 | 0 | 0 | 0 | 0 | 0 | 0 | 0 | 0 | 0 | 0 | 0 | 0 | 0 | 0.01296% | 0 | 0 | 0 | 0 | 0 | 0 | 0 | 0 | 0 | 0 | 0 | 0 | 0 | 0 | 0 | 0 | 0 | 0 | 0 | 0 | 0 | 0 | 0 | 0
| IND-Lighting-7P_V2 | M_Input | Council 7th Plan | 2020 | Retro | 2022 | 2045 | PSE | Industrial | Mechanical Pulp | Electric | Per Region | NA | NA | Mechanical Pulp Kraft: Efficient Agitator | Mechanical Pulp Kraft: Efficient Agitator | 0 | 10 | 0 | 0 | I-All-Other-Shift3-All-All-S | 0 | 0 | 0 | 0 | 0 | 0 | 0 | 0 | 0 | 0 | 0 | 0 | Comm Flat | Kraft: Efficient Agitator | Kraft: Efficient Agitator | IndShift3 | 0.01266% | 100% | 0% | 1 | 1 | 100% | 10% | 85% | 6.8% | 0.2% | 0 | 0 | 0 | 0 | 0 | 0 | 0 | 0 | 0 |  | 0 | 0 | 0 | 01. ($9,999.000) to $0.028 | 0 | 0 | 01. ($9,999.00) to $0.22 | 1 | 0.085 | 0.085 | 0.085 | 0.085 | 0.085 | 0.085 | 0.085 | 0.085 | 0.085 | 0.085 | 0 | 0 | 0 | 0 | 0 | 0 | 0 | 0 | 0 | 0 | 0 | 0 | 0 | 0 | 0 | 0 | 0 | 0 | 0 | 0 | 0 | 0 | 0 | 0 | 0 | 0 | 0 | 0 | 0 | 0 | 0 | 0 | 0 | 0 | 0 | 0 | 0 | 0 | 0 | 0 | 0 | 0 | 0 | 0 | 0 | 0 | 0 | 0 | 0 | 0 | 0 | 0 | 0 | 0 | 0 | 0 | 0 | 0 | 0 | 0 | 0 | 0 | 0 | 0 | 0 | 0 | 0 | 0 | 0 | 0 | 0 | 0 | 0 | 0 | 0 | 0 | 0 | 0 | 0 | 0 | 0 | 0 | 0 | 0 | 0 | 0 | 0 | 0 | 0 | 0 | 0 | 0 | 0 | 0 | 0 | 0 | 0 | 0 | 0 | 0 | 0 | 0 | 0 | 0 | 0 | 0 | 0 | 0 | 0 | 0 | 0 | 0 | 0 | 0 | 0 | 0 | 0 | 0 | 0 | 0 | 0 | 0 | 0 | 0 | 0 | 0 | 0 | 0 | 0 | 0 | 0 | 0 | 0 | 0 | 0 | 0 | 0 | 0 | 0 | 0 | 0 | 0 | 0 | 0 | 0 | 0 | 0 | 0 | 0 | 0 | 0 | 0 | 0 | 0 | 0 | 0 | 0 | 0 | 0 | 0 | 0 | 0 | 0 | 0 | 0 | 0 | 0 | 0 | 0 | 0 | 0 | 0 | 0 | 0 | 0 | 0 | 0 | 0 | 0 | 0 | 0 | 0 | 0 | 0 | 0 | 0 | 0 | 0 | 0 | 0 | 0 | 0 | 0 | 0.01296% | 0 | 0 | 0 | 0 | 0 | 0 | 0 | 0 | 0 | 0 | 0 | 0 | 0 | 0 | 0 | 0 | 0 | 0 | 0 | 0 | 0 | 0 | 0 | 0
| IND-Lighting-7P_V2 | M_Input | Council 7th Plan | 2020 | Retro | 2022 | 2045 | PSE | Industrial | Mechanical Pulp | Electric | Per Region | NA | NA | Mechanical Pulp Paper: Efficient Pulp Screen | Mechanical Pulp Paper: Efficient Pulp Screen | 0 | 10 | 0 | 0 | I-All-Other-Shift3-All-All-S | 0 | 0 | 0 | 0 | 0 | 0 | 0 | 0 | 0 | 0 | 0 | 0 | Comm Flat | Paper: Efficient Pulp Screen | Paper: Efficient Pulp Screen | IndShift3 | 0.01266% | 100% | 0% | 1 | 1 | 100% | 10% | 85% | 6.8% | 0.2% | 0 | 0 | 0 | 0 | 0 | 0 | 0 | 0 | 0 |  | 0 | 0 | 0 | 01. ($9,999.000) to $0.028 | 0 | 0 | 01. ($9,999.00) to $0.22 | 1 | 0.085 | 0.085 | 0.085 | 0.085 | 0.085 | 0.085 | 0.085 | 0.085 | 0.085 | 0.085 | 0 | 0 | 0 | 0 | 0 | 0 | 0 | 0 | 0 | 0 | 0 | 0 | 0 | 0 | 0 | 0 | 0 | 0 | 0 | 0 | 0 | 0 | 0 | 0 | 0 | 0 | 0 | 0 | 0 | 0 | 0 | 0 | 0 | 0 | 0 | 0 | 0 | 0 | 0 | 0 | 0 | 0 | 0 | 0 | 0 | 0 | 0 | 0 | 0 | 0 | 0 | 0 | 0 | 0 | 0 | 0 | 0 | 0 | 0 | 0 | 0 | 0 | 0 | 0 | 0 | 0 | 0 | 0 | 0 | 0 | 0 | 0 | 0 | 0 | 0 | 0 | 0 | 0 | 0 | 0 | 0 | 0 | 0 | 0 | 0 | 0 | 0 | 0 | 0 | 0 | 0 | 0 | 0 | 0 | 0 | 0 | 0 | 0 | 0 | 0 | 0 | 0 | 0 | 0 | 0 | 0 | 0 | 0 | 0 | 0 | 0 | 0 | 0 | 0 | 0 | 0 | 0 | 0 | 0 | 0 | 0 | 0 | 0 | 0 | 0 | 0 | 0 | 0 | 0 | 0 | 0 | 0 | 0 | 0 | 0 | 0 | 0 | 0 | 0 | 0 | 0 | 0 | 0 | 0 | 0 | 0 | 0 | 0 | 0 | 0 | 0 | 0 | 0 | 0 | 0 | 0 | 0 | 0 | 0 | 0 | 0 | 0 | 0 | 0 | 0 | 0 | 0 | 0 | 0 | 0 | 0 | 0 | 0 | 0 | 0 | 0 | 0 | 0 | 0 | 0 | 0 | 0 | 0 | 0 | 0 | 0 | 0 | 0 | 0 | 0 | 0 | 0 | 0 | 0.01296% | 0 | 0 | 0 | 0 | 0 | 0 | 0 | 0 | 0 | 0 | 0 | 0 | 0 | 0 | 0 | 0 | 0 | 0 | 0 | 0 | 0 | 0 | 0 | 0
| IND-Lighting-7P_V2 | M_Input | Council 7th Plan | 2020 | Retro | 2022 | 2045 | PSE | Industrial | Mechanical Pulp | Electric | Per Region | NA | NA | Mechanical Pulp Paper: Premium Fan | Mechanical Pulp Paper: Premium Fan | 0 | 10 | 0 | 0 | I-All-Other-Shift3-All-All-S | 0 | 0 | 0 | 0 | 0 | 0 | 0 | 0 | 0 | 0 | 0 | 0 | Comm Flat | Paper: Premium Fan | Paper: Premium Fan | IndShift3 | 0.01266% | 100% | 0% | 1 | 1 | 100% | 10% | 85% | 6.8% | 0.2% | 0 | 0 | 0 | 0 | 0 | 0 | 0 | 0 | 0 |  | 0 | 0 | 0 | 01. ($9,999.000) to $0.028 | 1 | 0 | 01. ($9,999.00) to $0.22 | 1 | 0.085 | 0.085 | 0.085 | 0.085 | 0.085 | 0.085 | 0.085 | 0.085 | 0.085 | 0.085 | 0 | 0 | 0 | 0 | 0 | 0 | 0 | 0 | 0 | 0 | 0 | 0 | 0 | 0 | 0 | 0 | 0 | 0 | 0 | 0 | 0 | 0 | 0 | 0 | 0 | 0 | 0 | 0 | 0 | 0 | 0 | 0 | 0 | 0 | 0 | 0 | 0 | 0 | 0 | 0 | 0 | 0 | 0 | 0 | 0 | 0 | 0 | 0 | 0 | 0 | 0 | 0 | 0 | 0 | 0 | 0 | 0 | 0 | 0 | 0 | 0 | 0 | 0 | 0 | 0 | 0 | 0 | 0 | 0 | 0 | 0 | 0 | 0 | 0 | 0 | 0 | 0 | 0 | 0 | 0 | 0 | 0 | 0 | 0 | 0 | 0 | 0 | 0 | 0 | 0 | 0 | 0 | 0 | 0 | 0 | 0 | 0 | 0 | 0 | 0 | 0 | 0 | 0 | 0 | 0 | 0 | 0 | 0 | 0 | 0 | 0 | 0 | 0 | 0 | 0 | 0 | 0 | 0 | 0 | 0 | 0 | 0 | 0 | 0 | 0 | 0 | 0 | 0 | 0 | 0 | 0 | 0 | 0 | 0 | 0 | 0 | 0 | 0 | 0 | 0 | 0 | 0 | 0 | 0 | 0 | 0 | 0 | 0 | 0 | 0 | 0 | 0 | 0 | 0 | 0 | 0 | 0 | 0 | 0 | 0 | 0 | 0 | 0 | 0 | 0 | 0 | 0 | 0 | 0 | 0 | 0 | 0 | 0 | 0 | 0 | 0 | 0 | 0 | 0 | 0 | 0 | 0 | 0 | 0 | 0 | 0 | 0 | 0 | 0 | 0 | 0 | 0 | 0 | 0.01296% | 0 | 0 | 0 | 0 | 0 | 0 | 0 | 0 | 0 | 0 | 0 | 0 | 0 | 0 | 0 | 0 | 0 | 0 | 0 | 0 | 0 | 0 | 0 | 0
| IND-Lighting-7P_V2 | M_Input | Council 7th Plan | 2020 | Retro | 2022 | 2045 | PSE | Industrial | Mechanical Pulp | Electric | Per Region | NA | NA | Mechanical Pulp Paper: Material Handling | Mechanical Pulp Paper: Material Handling | 0 | 10 | 0 | 0 | I-All-Other-Shift3-All-All-S | 0 | 0 | 0 | 0 | 0 | 0 | 0 | 0 | 0 | 0 | 0 | 0 | Comm Flat | Paper: Material Handling | Paper: Material Handling | SIC24 | 0.01335% | 100% | 0% | 1 | 1 | 100% | 10% | 85% | 6.8% | 0.2% | 0 | 0 | 0 | 0 | 0 | 0 | 0 | 0 | 0 |  | 0 | 0 | 0 | 01. ($9,999.000) to $0.028 | 1 | 0 | 01. ($9,999.00) to $0.22 | 1 | 0.085 | 0.085 | 0.085 | 0.085 | 0.085 | 0.085 | 0.085 | 0.085 | 0.085 | 0.085 | 0 | 0 | 0 | 0 | 0 | 0 | 0 | 0 | 0 | 0 | 0 | 0 | 0 | 0 | 0 | 0 | 0 | 0 | 0 | 0 | 0 | 0 | 0 | 0 | 0 | 0 | 0 | 0 | 0 | 0 | 0 | 0 | 0 | 0 | 0 | 0 | 0 | 0 | 0 | 0 | 0 | 0 | 0 | 0 | 0 | 0 | 0 | 0 | 0 | 0 | 0 | 0 | 0 | 0 | 0 | 0 | 0 | 0 | 0 | 0 | 0 | 0 | 0 | 0 | 0 | 0 | 0 | 0 | 0 | 0 | 0 | 0 | 0 | 0 | 0 | 0 | 0 | 0 | 0 | 0 | 0 | 0 | 0 | 0 | 0 | 0 | 0 | 0 | 0 | 0 | 0 | 0 | 0 | 0 | 0 | 0 | 0 | 0 | 0 | 0 | 0 | 0 | 0 | 0 | 0 | 0 | 0 | 0 | 0 | 0 | 0 | 0 | 0 | 0 | 0 | 0 | 0 | 0 | 0 | 0 | 0 | 0 | 0 | 0 | 0 | 0 | 0 | 0 | 0 | 0 | 0 | 0 | 0 | 0 | 0 | 0 | 0 | 0 | 0 | 0 | 0 | 0 | 0 | 0 | 0 | 0 | 0 | 0 | 0 | 0 | 0 | 0 | 0 | 0 | 0 | 0 | 0 | 0 | 0 | 0 | 0 | 0 | 0 | 0 | 0 | 0 | 0 | 0 | 0 | 0 | 0 | 0 | 0 | 0 | 0 | 0 | 0 | 0 | 0 | 0 | 0 | 0 | 0 | 0 | 0 | 0 | 0 | 0 | 0 | 0 | 0 | 0 | 0 | 0.01209% | 0 | 0 | 0 | 0 | 0 | 0 | 0 | 0 | 0 | 0 | 0 | 0 | 0 | 0 | 0 | 0 | 0 | 0 | 0 | 0 | 0 | 0 | 0 | 0
| IND-Lighting-7P_V2 | M_Input | Council 7th Plan | 2020 | Retro | 2022 | 2045 | PSE | Industrial | Mechanical Pulp | Electric | Per Region | NA | NA | Mechanical Pulp Paper: Large Material Handling | Mechanical Pulp Paper: Large Material Handling | 21582.5038 | 10 | 30730.2066 | 0 | I-All-Other-Shift3-All-All-S | 0 | 0 | 0 | 0 | 0 | 0 | 0 | 0 | 0 | 0 | 0 | 0 | Comm Flat | Paper: Large Material Handling | Paper: Large Material Handling | SIC24 | 0.01335% | 100% | 0% | 1 | 1 | 100% | 10% | 85% | 6.8% | 0.2% | 10090.2754 | 424.179 | 1051.4454 | 50872.9478 | 0 | 0 | 0 | 55543.3647 | 0 |  | 0.22046 | 0 | 0.22046 | 12. $0.200 to $0.225 | 1 | 0 | 01. ($9,999.00) to $0.22 | 1 | 0.085 | 0.085 | 0.085 | 0.085 | 0.085 | 0.085 | 0.085 | 0.085 | 0.085 | 0.085 | 0 | 0 | 0 | 0 | 0 | 0 | 0 | 0 | 0 | 0 | 0 | 0 | 0 | 0 | 1834.5128 | 1867.5775 | 1872.5577 | 1852.1382 | 1840.6909 | 1832.3923 | 1833.0871 | 1820.4136 | 1818.0171 | 1813.3917 | 0 | 0 | 0 | 0 | 0 | 0 | 0 | 0 | 0 | 0 | 0 | 0 | 0 | 0 | 18384.7791 | 1834.5128 | 3702.0904 | 5574.6481 | 7426.7862 | 9267.4772 | 11099.8695 | 12932.9566 | 14753.3703 | 16571.3874 | 18384.7791 | 18384.7791 | 18384.7791 | 18384.7791 | 18384.7791 | 18384.7791 | 18384.7791 | 18384.7791 | 18384.7791 | 18384.7791 | 18384.7791 | 18384.7791 | 18384.7791 | 18384.7791 | 18384.7791 | 0 | 0 | 0 | 0 | 0 | 0 | 0 | 0 | 0 | 0 | 0 | 0 | 0 | 0 | 0 | 0 | 0 | 0 | 0 | 0 | 0 | 0 | 0 | 0 | 0 | 0 | 0 | 0 | 0 | 0 | 0 | 0 | 0 | 0 | 0 | 0 | 0 | 0 | 0 | 0 | 0 | 0 | 0 | 0 | 0 | 0 | 0 | 0 | 0 | 0 | 0 | 0 | 0 | 0 | 0 | 0 | 0 | 0 | 0 | 0 | 0 | 0.24494 | 0.49428 | 0.7443 | 0.99159 | 1.2373 | 1.482 | 1.7267 | 1.9698 | 2.2125 | 2.4546 | 2.4546 | 2.4546 | 2.4546 | 2.4546 | 2.4546 | 2.4546 | 2.4546 | 2.4546 | 2.4546 | 2.4546 | 2.4546 | 2.4546 | 2.4546 | 2.4546 | 4721.186 | 4806.2792 | 4819.0959 | 4766.5455 | 4737.0856 | 4715.7288 | 4717.5169 | 4684.9012 | 4678.7338 | 4666.83 | 0 | 0 | 0 | 0 | 0 | 0 | 0 | 0 | 0 | 0 | 0 | 0 | 0 | 0 | 47313.903 | 0 | 0 | 0 | 0 | 0 | 0 | 0 | 0 | 0 | 0 | 0 | 0 | 0 | 0 | 0 | 0 | 0 | 0 | 0 | 0 | 0.01209% | 0.22179 | 0.44758 | 0.67396 | 0.89788 | 1.1204 | 1.342 | 1.5636 | 1.7837 | 2.0034 | 2.2227 | 2.2227 | 2.2227 | 2.2227 | 2.2227 | 2.2227 | 2.2227 | 2.2227 | 2.2227 | 2.2227 | 2.2227 | 2.2227 | 2.2227 | 2.2227 | 2.2227
| IND-Lighting-7P_V2 | M_Input | Council 7th Plan | 2020 | Retro | 2022 | 2045 | PSE | Industrial | Mechanical Pulp | Electric | Per Region | NA | NA | Mechanical Pulp Paper: Premium Control Large Material | Mechanical Pulp Paper: Premium Control Large Material | 55405.2638 | 10 | 33803.2272 | 0 | I-All-Other-Shift3-All-All-S | 0 | 0 | 0 | 0 | 0 | 0 | 0 | 0 | 0 | 0 | 0 | 0 | Comm Flat | Paper: Premium Control Large Material | Paper: Premium Control Large Material | IndShift3 | 0.01266% | 100% | 0% | 1 | 1 | 100% | 10% | 85% | 6.8% | 0.2% | 25903.1286 | 1032.4981 | 2693.5627 | 55960.2426 | 0 | 0 | 0 | 58994.8272 | 0 |  | 0.091214 | 0 | 0.091214 | 07. $0.085 to $0.115 | 1 | 0 | 01. ($9,999.00) to $0.22 | 1 | 0.085 | 0.085 | 0.085 | 0.085 | 0.085 | 0.085 | 0.085 | 0.085 | 0.085 | 0.085 | 0 | 0 | 0 | 0 | 0 | 0 | 0 | 0 | 0 | 0 | 0 | 0 | 0 | 0 | 4709.4474 | 4794.3291 | 4807.1139 | 4754.6941 | 4725.3075 | 4704.0038 | 4705.7875 | 4673.2528 | 4667.1007 | 4655.2266 | 0 | 0 | 0 | 0 | 0 | 0 | 0 | 0 | 0 | 0 | 0 | 0 | 0 | 0 | 47196.2635 | 4709.4474 | 9503.7765 | 14310.8904 | 19065.5845 | 23790.892 | 28494.8958 | 33200.6833 | 37873.9361 | 42541.0369 | 47196.2635 | 47196.2635 | 47196.2635 | 47196.2635 | 47196.2635 | 47196.2635 | 47196.2635 | 47196.2635 | 47196.2635 | 47196.2635 | 47196.2635 | 47196.2635 | 47196.2635 | 47196.2635 | 47196.2635 | 0 | 0 | 0 | 0 | 0 | 0 | 0 | 0 | 0 | 0 | 0 | 0 | 0 | 0 | 0 | 0 | 0 | 0 | 0 | 0 | 0 | 0 | 0 | 0 | 0 | 0 | 0 | 0 | 0 | 0 | 0 | 0 | 0 | 0 | 0 | 0 | 0 | 0 | 0 | 0 | 0 | 0 | 0 | 0 | 0 | 0 | 0 | 0 | 0 | 0 | 0 | 0 | 0 | 0 | 0 | 0 | 0 | 0 | 0 | 0 | 0 | 0.5962 | 1.2031 | 1.8117 | 2.4136 | 3.0118 | 3.6074 | 4.2031 | 4.7947 | 5.3855 | 5.9749 | 5.9749 | 5.9749 | 5.9749 | 5.9749 | 5.9749 | 5.9749 | 5.9749 | 5.9749 | 5.9749 | 5.9749 | 5.9749 | 5.9749 | 5.9749 | 5.9749 | 5014.5603 | 5104.9412 | 5118.5543 | 5062.7384 | 5031.4479 | 5008.764 | 5010.6632 | 4976.0208 | 4969.4701 | 4956.8267 | 0 | 0 | 0 | 0 | 0 | 0 | 0 | 0 | 0 | 0 | 0 | 0 | 0 | 0 | 50253.9871 | 0 | 0 | 0 | 0 | 0 | 0 | 0 | 0 | 0 | 0 | 0 | 0 | 0 | 0 | 0 | 0 | 0 | 0 | 0 | 0 | 0.01296% | 0.61021 | 1.2314 | 1.8543 | 2.4704 | 3.0826 | 3.6921 | 4.3019 | 4.9074 | 5.5121 | 6.1153 | 6.1153 | 6.1153 | 6.1153 | 6.1153 | 6.1153 | 6.1153 | 6.1153 | 6.1153 | 6.1153 | 6.1153 | 6.1153 | 6.1153 | 6.1153 | 6.1153
| IND-Lighting-7P_V2 | M_Input | Council 7th Plan | 2020 | Retro | 2022 | 2045 | PSE | Industrial | Mechanical Pulp | Electric | Per Region | NA | NA | Mechanical Pulp Material Handling1 | Mechanical Pulp Material Handling1 | 0 | 10 | 0 | 0 | I-SIC24-Proc-All-All-All-E | 0 | 0 | 0 | 0 | 0 | 0 | 0 | 0 | 0 | 0 | 0 | 0 | Comm Flat | Material Handling1 | Material Handling1 | SIC24 | 0.01335% | 100% | 0% | 1 | 1 | 100% | 10% | 85% | 6.8% | 0.2% | 0 | 0 | 0 | 0 | 0 | 0 | 0 | 0 | 0 |  | 0 | 0 | 0 | 01. ($9,999.000) to $0.028 | 1 | 0 | 01. ($9,999.00) to $0.22 | 1 | 0.085 | 0.085 | 0.085 | 0.085 | 0.085 | 0.085 | 0.085 | 0.085 | 0.085 | 0.085 | 0 | 0 | 0 | 0 | 0 | 0 | 0 | 0 | 0 | 0 | 0 | 0 | 0 | 0 | 0 | 0 | 0 | 0 | 0 | 0 | 0 | 0 | 0 | 0 | 0 | 0 | 0 | 0 | 0 | 0 | 0 | 0 | 0 | 0 | 0 | 0 | 0 | 0 | 0 | 0 | 0 | 0 | 0 | 0 | 0 | 0 | 0 | 0 | 0 | 0 | 0 | 0 | 0 | 0 | 0 | 0 | 0 | 0 | 0 | 0 | 0 | 0 | 0 | 0 | 0 | 0 | 0 | 0 | 0 | 0 | 0 | 0 | 0 | 0 | 0 | 0 | 0 | 0 | 0 | 0 | 0 | 0 | 0 | 0 | 0 | 0 | 0 | 0 | 0 | 0 | 0 | 0 | 0 | 0 | 0 | 0 | 0 | 0 | 0 | 0 | 0 | 0 | 0 | 0 | 0 | 0 | 0 | 0 | 0 | 0 | 0 | 0 | 0 | 0 | 0 | 0 | 0 | 0 | 0 | 0 | 0 | 0 | 0 | 0 | 0 | 0 | 0 | 0 | 0 | 0 | 0 | 0 | 0 | 0 | 0 | 0 | 0 | 0 | 0 | 0 | 0 | 0 | 0 | 0 | 0 | 0 | 0 | 0 | 0 | 0 | 0 | 0 | 0 | 0 | 0 | 0 | 0 | 0 | 0 | 0 | 0 | 0 | 0 | 0 | 0 | 0 | 0 | 0 | 0 | 0 | 0 | 0 | 0 | 0 | 0 | 0 | 0 | 0 | 0 | 0 | 0 | 0 | 0 | 0 | 0 | 0 | 0 | 0 | 0 | 0 | 0 | 0 | 0 | 0.01209% | 0 | 0 | 0 | 0 | 0 | 0 | 0 | 0 | 0 | 0 | 0 | 0 | 0 | 0 | 0 | 0 | 0 | 0 | 0 | 0 | 0 | 0 | 0 | 0
| IND-Lighting-7P_V2 | M_Input | Council 7th Plan | 2020 | Retro | 2022 | 2045 | PSE | Industrial | Mechanical Pulp | Electric | Per Region | NA | NA | Mechanical Pulp Material Handling2 | Mechanical Pulp Material Handling2 | 52418.6312 | 10 | 34918.0257 | 0 | I-SIC24-Proc-All-All-All-E | 0 | 0 | 0 | 0 | 0 | 0 | 0 | 0 | 0 | 0 | 0 | 0 | Comm Flat | Material Handling2 | Material Handling2 | SIC24 | 0.01335% | 100% | 0% | 1 | 1 | 100% | 10% | 85% | 6.8% | 0.2% | 24506.8149 | 1030.2271 | 2553.7042 | 57805.7584 | 0 | 0 | 0 | 61205.4323 | 0 |  | 0.10002 | 0 | 0.10002 | 07. $0.085 to $0.115 | 1 | 0 | 01. ($9,999.00) to $0.22 | 1 | 0.085 | 0.085 | 0.085 | 0.085 | 0.085 | 0.085 | 0.085 | 0.085 | 0.085 | 0.085 | 0 | 0 | 0 | 0 | 0 | 0 | 0 | 0 | 0 | 0 | 0 | 0 | 0 | 0 | 4455.5837 | 4535.8898 | 4547.9854 | 4498.3913 | 4470.5888 | 4450.4335 | 4452.121 | 4421.3402 | 4415.5197 | 4404.2856 | 0 | 0 | 0 | 0 | 0 | 0 | 0 | 0 | 0 | 0 | 0 | 0 | 0 | 0 | 44652.1389 | 4455.5837 | 8991.4734 | 13539.4588 | 18037.8501 | 22508.4389 | 26958.8724 | 31410.9934 | 35832.3336 | 40247.8532 | 44652.1389 | 44652.1389 | 44652.1389 | 44652.1389 | 44652.1389 | 44652.1389 | 44652.1389 | 44652.1389 | 44652.1389 | 44652.1389 | 44652.1389 | 44652.1389 | 44652.1389 | 44652.1389 | 44652.1389 | 0 | 0 | 0 | 0 | 0 | 0 | 0 | 0 | 0 | 0 | 0 | 0 | 0 | 0 | 0 | 0 | 0 | 0 | 0 | 0 | 0 | 0 | 0 | 0 | 0 | 0 | 0 | 0 | 0 | 0 | 0 | 0 | 0 | 0 | 0 | 0 | 0 | 0 | 0 | 0 | 0 | 0 | 0 | 0 | 0 | 0 | 0 | 0 | 0 | 0 | 0 | 0 | 0 | 0 | 0 | 0 | 0 | 0 | 0 | 0 | 0 | 0.59489 | 1.2005 | 1.8077 | 2.4083 | 3.0052 | 3.5994 | 4.1938 | 4.7842 | 5.3737 | 5.9617 | 5.9617 | 5.9617 | 5.9617 | 5.9617 | 5.9617 | 5.9617 | 5.9617 | 5.9617 | 5.9617 | 5.9617 | 5.9617 | 5.9617 | 5.9617 | 5.9617 | 5202.4617 | 5296.2294 | 5310.3525 | 5252.4452 | 5219.9822 | 5196.4483 | 5198.4186 | 5162.4781 | 5155.6819 | 5142.5647 | 0 | 0 | 0 | 0 | 0 | 0 | 0 | 0 | 0 | 0 | 0 | 0 | 0 | 0 | 52137.0627 | 0 | 0 | 0 | 0 | 0 | 0 | 0 | 0 | 0 | 0 | 0 | 0 | 0 | 0 | 0 | 0 | 0 | 0 | 0 | 0 | 0.01209% | 0.53867 | 1.0871 | 1.6369 | 2.1807 | 2.7212 | 3.2593 | 3.7975 | 4.3321 | 4.8659 | 5.3984 | 5.3984 | 5.3984 | 5.3984 | 5.3984 | 5.3984 | 5.3984 | 5.3984 | 5.3984 | 5.3984 | 5.3984 | 5.3984 | 5.3984 | 5.3984 | 5.3984
| IND-Lighting-7P_V2 | M_Input | Council 7th Plan | 2020 | Retro | 2022 | 2045 | PSE | Industrial | Mechanical Pulp | Electric | Per Region | NA | NA | Mechanical Pulp Material Handling VFD1 | Mechanical Pulp Material Handling VFD1 | 0 | 10 | 0 | 0 | I-SIC24-Proc-All-All-All-E | 0 | 0 | 0 | 0 | 0 | 0 | 0 | 0 | 0 | 0 | 0 | 0 | Comm Flat | Material Handling VFD1 | Material Handling VFD1 | SIC24 | 0.01335% | 100% | 0% | 1 | 1 | 100% | 10% | 85% | 6.8% | 0.2% | 0 | 0 | 0 | 0 | 0 | 0 | 0 | 0 | 0 |  | 0 | 0 | 0 | 01. ($9,999.000) to $0.028 | 1 | 0 | 01. ($9,999.00) to $0.22 | 1 | 0.085 | 0.085 | 0.085 | 0.085 | 0.085 | 0.085 | 0.085 | 0.085 | 0.085 | 0.085 | 0 | 0 | 0 | 0 | 0 | 0 | 0 | 0 | 0 | 0 | 0 | 0 | 0 | 0 | 0 | 0 | 0 | 0 | 0 | 0 | 0 | 0 | 0 | 0 | 0 | 0 | 0 | 0 | 0 | 0 | 0 | 0 | 0 | 0 | 0 | 0 | 0 | 0 | 0 | 0 | 0 | 0 | 0 | 0 | 0 | 0 | 0 | 0 | 0 | 0 | 0 | 0 | 0 | 0 | 0 | 0 | 0 | 0 | 0 | 0 | 0 | 0 | 0 | 0 | 0 | 0 | 0 | 0 | 0 | 0 | 0 | 0 | 0 | 0 | 0 | 0 | 0 | 0 | 0 | 0 | 0 | 0 | 0 | 0 | 0 | 0 | 0 | 0 | 0 | 0 | 0 | 0 | 0 | 0 | 0 | 0 | 0 | 0 | 0 | 0 | 0 | 0 | 0 | 0 | 0 | 0 | 0 | 0 | 0 | 0 | 0 | 0 | 0 | 0 | 0 | 0 | 0 | 0 | 0 | 0 | 0 | 0 | 0 | 0 | 0 | 0 | 0 | 0 | 0 | 0 | 0 | 0 | 0 | 0 | 0 | 0 | 0 | 0 | 0 | 0 | 0 | 0 | 0 | 0 | 0 | 0 | 0 | 0 | 0 | 0 | 0 | 0 | 0 | 0 | 0 | 0 | 0 | 0 | 0 | 0 | 0 | 0 | 0 | 0 | 0 | 0 | 0 | 0 | 0 | 0 | 0 | 0 | 0 | 0 | 0 | 0 | 0 | 0 | 0 | 0 | 0 | 0 | 0 | 0 | 0 | 0 | 0 | 0 | 0 | 0 | 0 | 0 | 0 | 0.01209% | 0 | 0 | 0 | 0 | 0 | 0 | 0 | 0 | 0 | 0 | 0 | 0 | 0 | 0 | 0 | 0 | 0 | 0 | 0 | 0 | 0 | 0 | 0 | 0
| IND-Lighting-7P_V2 | M_Input | Council 7th Plan | 2020 | Retro | 2022 | 2045 | PSE | Industrial | Mechanical Pulp | Electric | Per Region | NA | NA | Mechanical Pulp Material Handling VFD2 | Mechanical Pulp Material Handling VFD2 | 223664.4717 | 10 | 83803.2616 | 0 | I-SIC24-Proc-All-All-All-E | 0 | 0 | 0 | 0 | 0 | 0 | 0 | 0 | 0 | 0 | 0 | 0 | Comm Flat | Material Handling VFD2 | Material Handling VFD2 | SIC24 | 0.01335% | 100% | 0% | 1 | 1 | 100% | 10% | 85% | 6.8% | 0.2% | 104567.8547 | 4395.8644 | 10896.3719 | 138733.8203 | 0 | 0 | 0 | 140202.2362 | 0 |  | 0.053698 | 0 | 0.053698 | 02. $0.028 to $0.055 | 1 | 0 | 01. ($9,999.00) to $0.22 | 1 | 0.085 | 0.085 | 0.085 | 0.085 | 0.085 | 0.085 | 0.085 | 0.085 | 0.085 | 0.085 | 0 | 0 | 0 | 0 | 0 | 0 | 0 | 0 | 0 | 0 | 0 | 0 | 0 | 0 | 19011.4801 | 19354.1373 | 19405.7479 | 19194.1357 | 19075.5054 | 18989.5049 | 18996.7053 | 18865.3669 | 18840.5316 | 18792.5971 | 0 | 0 | 0 | 0 | 0 | 0 | 0 | 0 | 0 | 0 | 0 | 0 | 0 | 0 | 190525.7121 | 19011.4801 | 38365.6174 | 57771.3653 | 76965.501 | 96041.0064 | 115030.5113 | 134027.2166 | 152892.5835 | 171733.1151 | 190525.7121 | 190525.7121 | 190525.7121 | 190525.7121 | 190525.7121 | 190525.7121 | 190525.7121 | 190525.7121 | 190525.7121 | 190525.7121 | 190525.7121 | 190525.7121 | 190525.7121 | 190525.7121 | 190525.7121 | 0 | 0 | 0 | 0 | 0 | 0 | 0 | 0 | 0 | 0 | 0 | 0 | 0 | 0 | 0 | 0 | 0 | 0 | 0 | 0 | 0 | 0 | 0 | 0 | 0 | 0 | 0 | 0 | 0 | 0 | 0 | 0 | 0 | 0 | 0 | 0 | 0 | 0 | 0 | 0 | 0 | 0 | 0 | 0 | 0 | 0 | 0 | 0 | 0 | 0 | 0 | 0 | 0 | 0 | 0 | 0 | 0 | 0 | 0 | 0 | 0 | 2.5383 | 5.1224 | 7.7133 | 10.2761 | 12.8229 | 15.3583 | 17.8947 | 20.4135 | 22.929 | 25.4381 | 25.4381 | 25.4381 | 25.4381 | 25.4381 | 25.4381 | 25.4381 | 25.4381 | 25.4381 | 25.4381 | 25.4381 | 25.4381 | 25.4381 | 25.4381 | 25.4381 | 11917.1901 | 12131.982 | 12164.3336 | 12031.6862 | 11957.3238 | 11903.4151 | 11907.9286 | 11825.6002 | 11810.0324 | 11779.9851 | 0 | 0 | 0 | 0 | 0 | 0 | 0 | 0 | 0 | 0 | 0 | 0 | 0 | 0 | 119429.4771 | 0 | 0 | 0 | 0 | 0 | 0 | 0 | 0 | 0 | 0 | 0 | 0 | 0 | 0 | 0 | 0 | 0 | 0 | 0 | 0 | 0.01209% | 2.2984 | 4.6383 | 6.9844 | 9.305 | 11.6112 | 13.907 | 16.2036 | 18.4844 | 20.7622 | 23.0342 | 23.0342 | 23.0342 | 23.0342 | 23.0342 | 23.0342 | 23.0342 | 23.0342 | 23.0342 | 23.0342 | 23.0342 | 23.0342 | 23.0342 | 23.0342 | 23.0342
| IND-Lighting-7P_V2 | M_Input | Council 7th Plan | 2020 | Retro | 2022 | 2045 | PSE | Industrial | Mechanical Pulp | Electric | Per Region | NA | NA | Mechanical Pulp Wood: Replace Pneumatic Conveyor | Mechanical Pulp Wood: Replace Pneumatic Conveyor | 0 | 10 | 0 | 0 | I-SIC24-Proc-All-All-All-E | 0 | 0 | 0 | 0 | 0 | 0 | 0 | 0 | 0 | 0 | 0 | 0 | Comm Flat | Wood: Replace Pneumatic Conveyor | Wood: Replace Pneumatic Conveyor | SIC24 | 0.01335% | 100% | 0% | 1 | 1 | 100% | 10% | 85% | 6.8% | 0.2% | 0 | 0 | 0 | 0 | 0 | 0 | 0 | 0 | 0 |  | 0 | 0 | 0 | 01. ($9,999.000) to $0.028 | 1 | 0 | 01. ($9,999.00) to $0.22 | 1 | 0.085 | 0.085 | 0.085 | 0.085 | 0.085 | 0.085 | 0.085 | 0.085 | 0.085 | 0.085 | 0 | 0 | 0 | 0 | 0 | 0 | 0 | 0 | 0 | 0 | 0 | 0 | 0 | 0 | 0 | 0 | 0 | 0 | 0 | 0 | 0 | 0 | 0 | 0 | 0 | 0 | 0 | 0 | 0 | 0 | 0 | 0 | 0 | 0 | 0 | 0 | 0 | 0 | 0 | 0 | 0 | 0 | 0 | 0 | 0 | 0 | 0 | 0 | 0 | 0 | 0 | 0 | 0 | 0 | 0 | 0 | 0 | 0 | 0 | 0 | 0 | 0 | 0 | 0 | 0 | 0 | 0 | 0 | 0 | 0 | 0 | 0 | 0 | 0 | 0 | 0 | 0 | 0 | 0 | 0 | 0 | 0 | 0 | 0 | 0 | 0 | 0 | 0 | 0 | 0 | 0 | 0 | 0 | 0 | 0 | 0 | 0 | 0 | 0 | 0 | 0 | 0 | 0 | 0 | 0 | 0 | 0 | 0 | 0 | 0 | 0 | 0 | 0 | 0 | 0 | 0 | 0 | 0 | 0 | 0 | 0 | 0 | 0 | 0 | 0 | 0 | 0 | 0 | 0 | 0 | 0 | 0 | 0 | 0 | 0 | 0 | 0 | 0 | 0 | 0 | 0 | 0 | 0 | 0 | 0 | 0 | 0 | 0 | 0 | 0 | 0 | 0 | 0 | 0 | 0 | 0 | 0 | 0 | 0 | 0 | 0 | 0 | 0 | 0 | 0 | 0 | 0 | 0 | 0 | 0 | 0 | 0 | 0 | 0 | 0 | 0 | 0 | 0 | 0 | 0 | 0 | 0 | 0 | 0 | 0 | 0 | 0 | 0 | 0 | 0 | 0 | 0 | 0 | 0.01209% | 0 | 0 | 0 | 0 | 0 | 0 | 0 | 0 | 0 | 0 | 0 | 0 | 0 | 0 | 0 | 0 | 0 | 0 | 0 | 0 | 0 | 0 | 0 | 0
| IND-Lighting-7P_V2 | M_Input | Council 7th Plan | 2020 | Retro | 2022 | 2045 | PSE | Industrial | Mechanical Pulp | Electric | Per Region | NA | NA | Mechanical Pulp Panel: Hydraulic Press | Mechanical Pulp Panel: Hydraulic Press | 0 | 10 | 0 | 0 | I-SIC24-Proc-All-All-All-E | 0 | 0 | 0 | 0 | 0 | 0 | 0 | 0 | 0 | 0 | 0 | 0 | Comm Flat | Panel: Hydraulic Press | Panel: Hydraulic Press | SIC24 | 0.01335% | 100% | 0% | 1 | 1 | 100% | 10% | 85% | 6.8% | 0.2% | 0 | 0 | 0 | 0 | 0 | 0 | 0 | 0 | 0 |  | 0 | 0 | 0 | 01. ($9,999.000) to $0.028 | 1 | 0 | 01. ($9,999.00) to $0.22 | 1 | 0.085 | 0.085 | 0.085 | 0.085 | 0.085 | 0.085 | 0.085 | 0.085 | 0.085 | 0.085 | 0 | 0 | 0 | 0 | 0 | 0 | 0 | 0 | 0 | 0 | 0 | 0 | 0 | 0 | 0 | 0 | 0 | 0 | 0 | 0 | 0 | 0 | 0 | 0 | 0 | 0 | 0 | 0 | 0 | 0 | 0 | 0 | 0 | 0 | 0 | 0 | 0 | 0 | 0 | 0 | 0 | 0 | 0 | 0 | 0 | 0 | 0 | 0 | 0 | 0 | 0 | 0 | 0 | 0 | 0 | 0 | 0 | 0 | 0 | 0 | 0 | 0 | 0 | 0 | 0 | 0 | 0 | 0 | 0 | 0 | 0 | 0 | 0 | 0 | 0 | 0 | 0 | 0 | 0 | 0 | 0 | 0 | 0 | 0 | 0 | 0 | 0 | 0 | 0 | 0 | 0 | 0 | 0 | 0 | 0 | 0 | 0 | 0 | 0 | 0 | 0 | 0 | 0 | 0 | 0 | 0 | 0 | 0 | 0 | 0 | 0 | 0 | 0 | 0 | 0 | 0 | 0 | 0 | 0 | 0 | 0 | 0 | 0 | 0 | 0 | 0 | 0 | 0 | 0 | 0 | 0 | 0 | 0 | 0 | 0 | 0 | 0 | 0 | 0 | 0 | 0 | 0 | 0 | 0 | 0 | 0 | 0 | 0 | 0 | 0 | 0 | 0 | 0 | 0 | 0 | 0 | 0 | 0 | 0 | 0 | 0 | 0 | 0 | 0 | 0 | 0 | 0 | 0 | 0 | 0 | 0 | 0 | 0 | 0 | 0 | 0 | 0 | 0 | 0 | 0 | 0 | 0 | 0 | 0 | 0 | 0 | 0 | 0 | 0 | 0 | 0 | 0 | 0 | 0.01209% | 0 | 0 | 0 | 0 | 0 | 0 | 0 | 0 | 0 | 0 | 0 | 0 | 0 | 0 | 0 | 0 | 0 | 0 | 0 | 0 | 0 | 0 | 0 | 0
| IND-Lighting-7P_V2 | M_Input | Council 7th Plan | 2020 | Retro | 2022 | 2045 | PSE | Industrial | Mechanical Pulp | Electric | Per Region | NA | NA | Mechanical Pulp Cold Storage Retrofit | Mechanical Pulp Cold Storage Retrofit | 0 | 10 | 0 | 0 | C-War-Ref-All-All-All-C | 0 | 0 | 0 | 0 | 0 | 0 | 0 | 0 | 0 | 0 | 0 | 0 | Comm Flat | Cold Storage Retrofit | Cold Storage Retrofit | RefrigWarehouseGroc | 0.01247% | 100% | 0% | 1 | 1 | 100% | 10% | 85% | 6.8% | 0.2% | 0 | 0 | 0 | 0 | 0 | 0 | 0 | 0 | 0 |  | 0 | 0 | 0 | 01. ($9,999.000) to $0.028 | 1 | 0 | 01. ($9,999.00) to $0.22 | 1 | 0.085 | 0.085 | 0.085 | 0.085 | 0.085 | 0.085 | 0.085 | 0.085 | 0.085 | 0.085 | 0 | 0 | 0 | 0 | 0 | 0 | 0 | 0 | 0 | 0 | 0 | 0 | 0 | 0 | 0 | 0 | 0 | 0 | 0 | 0 | 0 | 0 | 0 | 0 | 0 | 0 | 0 | 0 | 0 | 0 | 0 | 0 | 0 | 0 | 0 | 0 | 0 | 0 | 0 | 0 | 0 | 0 | 0 | 0 | 0 | 0 | 0 | 0 | 0 | 0 | 0 | 0 | 0 | 0 | 0 | 0 | 0 | 0 | 0 | 0 | 0 | 0 | 0 | 0 | 0 | 0 | 0 | 0 | 0 | 0 | 0 | 0 | 0 | 0 | 0 | 0 | 0 | 0 | 0 | 0 | 0 | 0 | 0 | 0 | 0 | 0 | 0 | 0 | 0 | 0 | 0 | 0 | 0 | 0 | 0 | 0 | 0 | 0 | 0 | 0 | 0 | 0 | 0 | 0 | 0 | 0 | 0 | 0 | 0 | 0 | 0 | 0 | 0 | 0 | 0 | 0 | 0 | 0 | 0 | 0 | 0 | 0 | 0 | 0 | 0 | 0 | 0 | 0 | 0 | 0 | 0 | 0 | 0 | 0 | 0 | 0 | 0 | 0 | 0 | 0 | 0 | 0 | 0 | 0 | 0 | 0 | 0 | 0 | 0 | 0 | 0 | 0 | 0 | 0 | 0 | 0 | 0 | 0 | 0 | 0 | 0 | 0 | 0 | 0 | 0 | 0 | 0 | 0 | 0 | 0 | 0 | 0 | 0 | 0 | 0 | 0 | 0 | 0 | 0 | 0 | 0 | 0 | 0 | 0 | 0 | 0 | 0 | 0 | 0 | 0 | 0 | 0 | 0 | 0.01116% | 0 | 0 | 0 | 0 | 0 | 0 | 0 | 0 | 0 | 0 | 0 | 0 | 0 | 0 | 0 | 0 | 0 | 0 | 0 | 0 | 0 | 0 | 0 | 0
| IND-Lighting-7P_V2 | M_Input | Council 7th Plan | 2020 | Retro | 2022 | 2045 | PSE | Industrial | Mechanical Pulp | Electric | Per Region | NA | NA | Mechanical Pulp Cold Storage Tuneup | Mechanical Pulp Cold Storage Tuneup | 0 | 3 | 0 | 0 | C-War-Ref-All-All-All-C | 0 | 0 | 0 | 0 | 0 | 0 | 0 | 0 | 0 | 0 | 0 | 0 | Comm Flat | Cold Storage Tuneup | Cold Storage Tuneup | RefrigWarehouseGroc | 0.01247% | 100% | 0% | 1 | 1 | 100% | 33.33% | 85% | 6.8% | 0.2% | 0 | 0 | 0 | 0 | 0 | 0 | 0 | 0 | 0 |  | 0 | 0 | 0 | 01. ($9,999.000) to $0.028 | 1 | 0 | 01. ($9,999.00) to $0.22 | 1 | 0.085 | 0.085 | 0.085 | 0.085 | 0.085 | 0.085 | 0.085 | 0.085 | 0.085 | 0.085 | 0 | 0 | 0 | 0 | 0 | 0 | 0 | 0 | 0 | 0 | 0 | 0 | 0 | 0 | 0 | 0 | 0 | 0 | 0 | 0 | 0 | 0 | 0 | 0 | 0 | 0 | 0 | 0 | 0 | 0 | 0 | 0 | 0 | 0 | 0 | 0 | 0 | 0 | 0 | 0 | 0 | 0 | 0 | 0 | 0 | 0 | 0 | 0 | 0 | 0 | 0 | 0 | 0 | 0 | 0 | 0 | 0 | 0 | 0 | 0 | 0 | 0 | 0 | 0 | 0 | 0 | 0 | 0 | 0 | 0 | 0 | 0 | 0 | 0 | 0 | 0 | 0 | 0 | 0 | 0 | 0 | 0 | 0 | 0 | 0 | 0 | 0 | 0 | 0 | 0 | 0 | 0 | 0 | 0 | 0 | 0 | 0 | 0 | 0 | 0 | 0 | 0 | 0 | 0 | 0 | 0 | 0 | 0 | 0 | 0 | 0 | 0 | 0 | 0 | 0 | 0 | 0 | 0 | 0 | 0 | 0 | 0 | 0 | 0 | 0 | 0 | 0 | 0 | 0 | 0 | 0 | 0 | 0 | 0 | 0 | 0 | 0 | 0 | 0 | 0 | 0 | 0 | 0 | 0 | 0 | 0 | 0 | 0 | 0 | 0 | 0 | 0 | 0 | 0 | 0 | 0 | 0 | 0 | 0 | 0 | 0 | 0 | 0 | 0 | 0 | 0 | 0 | 0 | 0 | 0 | 0 | 0 | 0 | 0 | 0 | 0 | 0 | 0 | 0 | 0 | 0 | 0 | 0 | 0 | 0 | 0 | 0 | 0 | 0 | 0 | 0 | 0 | 0 | 0.01116% | 0 | 0 | 0 | 0 | 0 | 0 | 0 | 0 | 0 | 0 | 0 | 0 | 0 | 0 | 0 | 0 | 0 | 0 | 0 | 0 | 0 | 0 | 0 | 0
| IND-Lighting-7P_V2 | M_Input | Council 7th Plan | 2020 | Retro | 2022 | 2045 | PSE | Industrial | Mechanical Pulp | Electric | Per Region | NA | NA | Mechanical Pulp Fruit Storage Refer Retrofit | Mechanical Pulp Fruit Storage Refer Retrofit | 0 | 10 | 0 | 0 | C-War-Ref-All-All-All-C | 0 | 0 | 0 | 0 | 0 | 0 | 0 | 0 | 0 | 0 | 0 | 0 | Comm Flat | Fruit Storage Refer Retrofit | Fruit Storage Refer Retrofit | IndShift3 | 0.01266% | 100% | 0% | 1 | 1 | 100% | 10% | 85% | 6.8% | 0.2% | 0 | 0 | 0 | 0 | 0 | 0 | 0 | 0 | 0 |  | 0 | 0 | 0 | 01. ($9,999.000) to $0.028 | 1 | 0 | 01. ($9,999.00) to $0.22 | 1 | 0.085 | 0.085 | 0.085 | 0.085 | 0.085 | 0.085 | 0.085 | 0.085 | 0.085 | 0.085 | 0 | 0 | 0 | 0 | 0 | 0 | 0 | 0 | 0 | 0 | 0 | 0 | 0 | 0 | 0 | 0 | 0 | 0 | 0 | 0 | 0 | 0 | 0 | 0 | 0 | 0 | 0 | 0 | 0 | 0 | 0 | 0 | 0 | 0 | 0 | 0 | 0 | 0 | 0 | 0 | 0 | 0 | 0 | 0 | 0 | 0 | 0 | 0 | 0 | 0 | 0 | 0 | 0 | 0 | 0 | 0 | 0 | 0 | 0 | 0 | 0 | 0 | 0 | 0 | 0 | 0 | 0 | 0 | 0 | 0 | 0 | 0 | 0 | 0 | 0 | 0 | 0 | 0 | 0 | 0 | 0 | 0 | 0 | 0 | 0 | 0 | 0 | 0 | 0 | 0 | 0 | 0 | 0 | 0 | 0 | 0 | 0 | 0 | 0 | 0 | 0 | 0 | 0 | 0 | 0 | 0 | 0 | 0 | 0 | 0 | 0 | 0 | 0 | 0 | 0 | 0 | 0 | 0 | 0 | 0 | 0 | 0 | 0 | 0 | 0 | 0 | 0 | 0 | 0 | 0 | 0 | 0 | 0 | 0 | 0 | 0 | 0 | 0 | 0 | 0 | 0 | 0 | 0 | 0 | 0 | 0 | 0 | 0 | 0 | 0 | 0 | 0 | 0 | 0 | 0 | 0 | 0 | 0 | 0 | 0 | 0 | 0 | 0 | 0 | 0 | 0 | 0 | 0 | 0 | 0 | 0 | 0 | 0 | 0 | 0 | 0 | 0 | 0 | 0 | 0 | 0 | 0 | 0 | 0 | 0 | 0 | 0 | 0 | 0 | 0 | 0 | 0 | 0 | 0.01296% | 0 | 0 | 0 | 0 | 0 | 0 | 0 | 0 | 0 | 0 | 0 | 0 | 0 | 0 | 0 | 0 | 0 | 0 | 0 | 0 | 0 | 0 | 0 | 0
| IND-Lighting-7P_V2 | M_Input | Council 7th Plan | 2020 | Retro | 2022 | 2045 | PSE | Industrial | Mechanical Pulp | Electric | Per Region | NA | NA | Mechanical Pulp CA Retrofit -- CO2 Scrub | Mechanical Pulp CA Retrofit -- CO2 Scrub | 0 | 10 | 0 | 0 | I-All-Other-Shift3-All-All-S | 0 | 0 | 0 | 0 | 0 | 0 | 0 | 0 | 0 | 0 | 0 | 0 | Comm Flat | CA Retrofit -- CO2 Scrub | CA Retrofit -- CO2 Scrub | IndShift3 | 0.01266% | 100% | 0% | 1 | 1 | 100% | 10% | 85% | 6.8% | 0.2% | 0 | 0 | 0 | 0 | 0 | 0 | 0 | 0 | 0 |  | 0 | 0 | 0 | 01. ($9,999.000) to $0.028 | 1 | 0 | 01. ($9,999.00) to $0.22 | 1 | 0.085 | 0.085 | 0.085 | 0.085 | 0.085 | 0.085 | 0.085 | 0.085 | 0.085 | 0.085 | 0 | 0 | 0 | 0 | 0 | 0 | 0 | 0 | 0 | 0 | 0 | 0 | 0 | 0 | 0 | 0 | 0 | 0 | 0 | 0 | 0 | 0 | 0 | 0 | 0 | 0 | 0 | 0 | 0 | 0 | 0 | 0 | 0 | 0 | 0 | 0 | 0 | 0 | 0 | 0 | 0 | 0 | 0 | 0 | 0 | 0 | 0 | 0 | 0 | 0 | 0 | 0 | 0 | 0 | 0 | 0 | 0 | 0 | 0 | 0 | 0 | 0 | 0 | 0 | 0 | 0 | 0 | 0 | 0 | 0 | 0 | 0 | 0 | 0 | 0 | 0 | 0 | 0 | 0 | 0 | 0 | 0 | 0 | 0 | 0 | 0 | 0 | 0 | 0 | 0 | 0 | 0 | 0 | 0 | 0 | 0 | 0 | 0 | 0 | 0 | 0 | 0 | 0 | 0 | 0 | 0 | 0 | 0 | 0 | 0 | 0 | 0 | 0 | 0 | 0 | 0 | 0 | 0 | 0 | 0 | 0 | 0 | 0 | 0 | 0 | 0 | 0 | 0 | 0 | 0 | 0 | 0 | 0 | 0 | 0 | 0 | 0 | 0 | 0 | 0 | 0 | 0 | 0 | 0 | 0 | 0 | 0 | 0 | 0 | 0 | 0 | 0 | 0 | 0 | 0 | 0 | 0 | 0 | 0 | 0 | 0 | 0 | 0 | 0 | 0 | 0 | 0 | 0 | 0 | 0 | 0 | 0 | 0 | 0 | 0 | 0 | 0 | 0 | 0 | 0 | 0 | 0 | 0 | 0 | 0 | 0 | 0 | 0 | 0 | 0 | 0 | 0 | 0 | 0.01296% | 0 | 0 | 0 | 0 | 0 | 0 | 0 | 0 | 0 | 0 | 0 | 0 | 0 | 0 | 0 | 0 | 0 | 0 | 0 | 0 | 0 | 0 | 0 | 0
| IND-Lighting-7P_V2 | M_Input | Council 7th Plan | 2020 | Retro | 2022 | 2045 | PSE | Industrial | Mechanical Pulp | Electric | Per Region | NA | NA | Mechanical Pulp CA Retrofit -- Membrane | Mechanical Pulp CA Retrofit -- Membrane | 0 | 10 | 0 | 0 | I-All-Other-Shift3-All-All-S | 0 | 0 | 0 | 0 | 0 | 0 | 0 | 0 | 0 | 0 | 0 | 0 | Comm Flat | CA Retrofit -- Membrane | CA Retrofit -- Membrane | IndShift3 | 0.01266% | 100% | 0% | 1 | 1 | 100% | 10% | 85% | 6.8% | 0.2% | 0 | 0 | 0 | 0 | 0 | 0 | 0 | 0 | 0 |  | 0 | 0 | 0 | 01. ($9,999.000) to $0.028 | 1 | 0 | 01. ($9,999.00) to $0.22 | 1 | 0.085 | 0.085 | 0.085 | 0.085 | 0.085 | 0.085 | 0.085 | 0.085 | 0.085 | 0.085 | 0 | 0 | 0 | 0 | 0 | 0 | 0 | 0 | 0 | 0 | 0 | 0 | 0 | 0 | 0 | 0 | 0 | 0 | 0 | 0 | 0 | 0 | 0 | 0 | 0 | 0 | 0 | 0 | 0 | 0 | 0 | 0 | 0 | 0 | 0 | 0 | 0 | 0 | 0 | 0 | 0 | 0 | 0 | 0 | 0 | 0 | 0 | 0 | 0 | 0 | 0 | 0 | 0 | 0 | 0 | 0 | 0 | 0 | 0 | 0 | 0 | 0 | 0 | 0 | 0 | 0 | 0 | 0 | 0 | 0 | 0 | 0 | 0 | 0 | 0 | 0 | 0 | 0 | 0 | 0 | 0 | 0 | 0 | 0 | 0 | 0 | 0 | 0 | 0 | 0 | 0 | 0 | 0 | 0 | 0 | 0 | 0 | 0 | 0 | 0 | 0 | 0 | 0 | 0 | 0 | 0 | 0 | 0 | 0 | 0 | 0 | 0 | 0 | 0 | 0 | 0 | 0 | 0 | 0 | 0 | 0 | 0 | 0 | 0 | 0 | 0 | 0 | 0 | 0 | 0 | 0 | 0 | 0 | 0 | 0 | 0 | 0 | 0 | 0 | 0 | 0 | 0 | 0 | 0 | 0 | 0 | 0 | 0 | 0 | 0 | 0 | 0 | 0 | 0 | 0 | 0 | 0 | 0 | 0 | 0 | 0 | 0 | 0 | 0 | 0 | 0 | 0 | 0 | 0 | 0 | 0 | 0 | 0 | 0 | 0 | 0 | 0 | 0 | 0 | 0 | 0 | 0 | 0 | 0 | 0 | 0 | 0 | 0 | 0 | 0 | 0 | 0 | 0 | 0.01296% | 0 | 0 | 0 | 0 | 0 | 0 | 0 | 0 | 0 | 0 | 0 | 0 | 0 | 0 | 0 | 0 | 0 | 0 | 0 | 0 | 0 | 0 | 0 | 0
| IND-Lighting-7P_V2 | M_Input | Council 7th Plan | 2020 | Retro | 2022 | 2045 | PSE | Industrial | Mechanical Pulp | Electric | Per Region | NA | NA | Mechanical Pulp Fruit Storage Tuneup | Mechanical Pulp Fruit Storage Tuneup | 0 | 3 | 0 | 0 | C-War-Ref-All-All-All-C | 0 | 0 | 0 | 0 | 0 | 0 | 0 | 0 | 0 | 0 | 0 | 0 | Comm Flat | Fruit Storage Tuneup | Fruit Storage Tuneup | IndShift3 | 0.01266% | 100% | 0% | 1 | 1 | 100% | 33.33% | 85% | 6.8% | 0.2% | 0 | 0 | 0 | 0 | 0 | 0 | 0 | 0 | 0 |  | 0 | 0 | 0 | 01. ($9,999.000) to $0.028 | 1 | 0 | 01. ($9,999.00) to $0.22 | 1 | 0.085 | 0.085 | 0.085 | 0.085 | 0.085 | 0.085 | 0.085 | 0.085 | 0.085 | 0.085 | 0 | 0 | 0 | 0 | 0 | 0 | 0 | 0 | 0 | 0 | 0 | 0 | 0 | 0 | 0 | 0 | 0 | 0 | 0 | 0 | 0 | 0 | 0 | 0 | 0 | 0 | 0 | 0 | 0 | 0 | 0 | 0 | 0 | 0 | 0 | 0 | 0 | 0 | 0 | 0 | 0 | 0 | 0 | 0 | 0 | 0 | 0 | 0 | 0 | 0 | 0 | 0 | 0 | 0 | 0 | 0 | 0 | 0 | 0 | 0 | 0 | 0 | 0 | 0 | 0 | 0 | 0 | 0 | 0 | 0 | 0 | 0 | 0 | 0 | 0 | 0 | 0 | 0 | 0 | 0 | 0 | 0 | 0 | 0 | 0 | 0 | 0 | 0 | 0 | 0 | 0 | 0 | 0 | 0 | 0 | 0 | 0 | 0 | 0 | 0 | 0 | 0 | 0 | 0 | 0 | 0 | 0 | 0 | 0 | 0 | 0 | 0 | 0 | 0 | 0 | 0 | 0 | 0 | 0 | 0 | 0 | 0 | 0 | 0 | 0 | 0 | 0 | 0 | 0 | 0 | 0 | 0 | 0 | 0 | 0 | 0 | 0 | 0 | 0 | 0 | 0 | 0 | 0 | 0 | 0 | 0 | 0 | 0 | 0 | 0 | 0 | 0 | 0 | 0 | 0 | 0 | 0 | 0 | 0 | 0 | 0 | 0 | 0 | 0 | 0 | 0 | 0 | 0 | 0 | 0 | 0 | 0 | 0 | 0 | 0 | 0 | 0 | 0 | 0 | 0 | 0 | 0 | 0 | 0 | 0 | 0 | 0 | 0 | 0 | 0 | 0 | 0 | 0 | 0.01296% | 0 | 0 | 0 | 0 | 0 | 0 | 0 | 0 | 0 | 0 | 0 | 0 | 0 | 0 | 0 | 0 | 0 | 0 | 0 | 0 | 0 | 0 | 0 | 0
| IND-Lighting-7P_V2 | M_Input | Council 7th Plan | 2020 | Retro | 2022 | 2045 | PSE | Industrial | Mechanical Pulp | Electric | Per Region | NA | NA | Mechanical Pulp Groc Dist Retrofit | Mechanical Pulp Groc Dist Retrofit | 0 | 10 | 0 | 0 | C-War-Ref-All-All-All-C | 0 | 0 | 0 | 0 | 0 | 0 | 0 | 0 | 0 | 0 | 0 | 0 | Comm Flat | Groc Dist Retrofit | Groc Dist Retrofit | IndShift3 | 0.01266% | 100% | 0% | 1 | 1 | 100% | 10% | 85% | 6.8% | 0.2% | 0 | 0 | 0 | 0 | 0 | 0 | 0 | 0 | 0 |  | 0 | 0 | 0 | 01. ($9,999.000) to $0.028 | 1 | 0 | 01. ($9,999.00) to $0.22 | 1 | 0.085 | 0.085 | 0.085 | 0.085 | 0.085 | 0.085 | 0.085 | 0.085 | 0.085 | 0.085 | 0 | 0 | 0 | 0 | 0 | 0 | 0 | 0 | 0 | 0 | 0 | 0 | 0 | 0 | 0 | 0 | 0 | 0 | 0 | 0 | 0 | 0 | 0 | 0 | 0 | 0 | 0 | 0 | 0 | 0 | 0 | 0 | 0 | 0 | 0 | 0 | 0 | 0 | 0 | 0 | 0 | 0 | 0 | 0 | 0 | 0 | 0 | 0 | 0 | 0 | 0 | 0 | 0 | 0 | 0 | 0 | 0 | 0 | 0 | 0 | 0 | 0 | 0 | 0 | 0 | 0 | 0 | 0 | 0 | 0 | 0 | 0 | 0 | 0 | 0 | 0 | 0 | 0 | 0 | 0 | 0 | 0 | 0 | 0 | 0 | 0 | 0 | 0 | 0 | 0 | 0 | 0 | 0 | 0 | 0 | 0 | 0 | 0 | 0 | 0 | 0 | 0 | 0 | 0 | 0 | 0 | 0 | 0 | 0 | 0 | 0 | 0 | 0 | 0 | 0 | 0 | 0 | 0 | 0 | 0 | 0 | 0 | 0 | 0 | 0 | 0 | 0 | 0 | 0 | 0 | 0 | 0 | 0 | 0 | 0 | 0 | 0 | 0 | 0 | 0 | 0 | 0 | 0 | 0 | 0 | 0 | 0 | 0 | 0 | 0 | 0 | 0 | 0 | 0 | 0 | 0 | 0 | 0 | 0 | 0 | 0 | 0 | 0 | 0 | 0 | 0 | 0 | 0 | 0 | 0 | 0 | 0 | 0 | 0 | 0 | 0 | 0 | 0 | 0 | 0 | 0 | 0 | 0 | 0 | 0 | 0 | 0 | 0 | 0 | 0 | 0 | 0 | 0 | 0.01296% | 0 | 0 | 0 | 0 | 0 | 0 | 0 | 0 | 0 | 0 | 0 | 0 | 0 | 0 | 0 | 0 | 0 | 0 | 0 | 0 | 0 | 0 | 0 | 0
| IND-Lighting-7P_V2 | M_Input | Council 7th Plan | 2020 | Retro | 2022 | 2045 | PSE | Industrial | Mechanical Pulp | Electric | Per Region | NA | NA | Mechanical Pulp Groc Dist Tuneup | Mechanical Pulp Groc Dist Tuneup | 0 | 3 | 0 | 0 | C-War-Ref-All-All-All-C | 0 | 0 | 0 | 0 | 0 | 0 | 0 | 0 | 0 | 0 | 0 | 0 | Comm Flat | Groc Dist Tuneup | Groc Dist Tuneup | IndShift3 | 0.01266% | 100% | 0% | 1 | 1 | 100% | 33.33% | 85% | 6.8% | 0.2% | 0 | 0 | 0 | 0 | 0 | 0 | 0 | 0 | 0 |  | 0 | 0 | 0 | 01. ($9,999.000) to $0.028 | 1 | 0 | 01. ($9,999.00) to $0.22 | 1 | 0.085 | 0.085 | 0.085 | 0.085 | 0.085 | 0.085 | 0.085 | 0.085 | 0.085 | 0.085 | 0 | 0 | 0 | 0 | 0 | 0 | 0 | 0 | 0 | 0 | 0 | 0 | 0 | 0 | 0 | 0 | 0 | 0 | 0 | 0 | 0 | 0 | 0 | 0 | 0 | 0 | 0 | 0 | 0 | 0 | 0 | 0 | 0 | 0 | 0 | 0 | 0 | 0 | 0 | 0 | 0 | 0 | 0 | 0 | 0 | 0 | 0 | 0 | 0 | 0 | 0 | 0 | 0 | 0 | 0 | 0 | 0 | 0 | 0 | 0 | 0 | 0 | 0 | 0 | 0 | 0 | 0 | 0 | 0 | 0 | 0 | 0 | 0 | 0 | 0 | 0 | 0 | 0 | 0 | 0 | 0 | 0 | 0 | 0 | 0 | 0 | 0 | 0 | 0 | 0 | 0 | 0 | 0 | 0 | 0 | 0 | 0 | 0 | 0 | 0 | 0 | 0 | 0 | 0 | 0 | 0 | 0 | 0 | 0 | 0 | 0 | 0 | 0 | 0 | 0 | 0 | 0 | 0 | 0 | 0 | 0 | 0 | 0 | 0 | 0 | 0 | 0 | 0 | 0 | 0 | 0 | 0 | 0 | 0 | 0 | 0 | 0 | 0 | 0 | 0 | 0 | 0 | 0 | 0 | 0 | 0 | 0 | 0 | 0 | 0 | 0 | 0 | 0 | 0 | 0 | 0 | 0 | 0 | 0 | 0 | 0 | 0 | 0 | 0 | 0 | 0 | 0 | 0 | 0 | 0 | 0 | 0 | 0 | 0 | 0 | 0 | 0 | 0 | 0 | 0 | 0 | 0 | 0 | 0 | 0 | 0 | 0 | 0 | 0 | 0 | 0 | 0 | 0 | 0.01296% | 0 | 0 | 0 | 0 | 0 | 0 | 0 | 0 | 0 | 0 | 0 | 0 | 0 | 0 | 0 | 0 | 0 | 0 | 0 | 0 | 0 | 0 | 0 | 0
| IND-Lighting-7P_V2 | M_Input | Council 7th Plan | 2020 | Retro | 2022 | 2045 | PSE | Industrial | Mechanical Pulp | Electric | Per Region | NA | NA | Mechanical Pulp Plant Energy Management | Mechanical Pulp Plant Energy Management | 337265.2732 | 10 | 9727.2994 | 12089.1617 | I-All-Other-Shift3-All-All-S | 0 | 0 | 0 | 0 | 0 | 0 | 0 | 0 | 0 | 0 | 0 | 0 | Comm Flat | Plant Energy Management | Plant Energy Management | IndShift3 | 0.01266% | 100% | 0% | 1 | 1 | 100% | 10% | 85% | 6.8% | 0.2% | 157678.6238 | 6285.0665 | 16396.369 | 16103.2564 | 0 | 0 | 0 | 136490.3577 | 0 |  | 0.034668 | 0 | 0.034668 | 02. $0.028 to $0.055 | 1 | 0 | 01. ($9,999.00) to $0.22 | 1 | 0.085 | 0.085 | 0.085 | 0.085 | 0.085 | 0.085 | 0.085 | 0.085 | 0.085 | 0.085 | 0 | 0 | 0 | 0 | 0 | 0 | 0 | 0 | 0 | 0 | 0 | 0 | 0 | 0 | 28667.5482 | 29184.2436 | 29262.0675 | 28942.9759 | 28764.0924 | 28634.4117 | 28645.2692 | 28447.2231 | 28409.7737 | 28337.4929 | 0 | 0 | 0 | 0 | 0 | 0 | 0 | 0 | 0 | 0 | 0 | 0 | 0 | 0 | 287295.0983 | 28667.5482 | 57851.7918 | 87113.8593 | 116056.8353 | 144820.9276 | 173455.3394 | 202100.6086 | 230547.8316 | 258957.6053 | 287295.0983 | 287295.0983 | 287295.0983 | 287295.0983 | 287295.0983 | 287295.0983 | 287295.0983 | 287295.0983 | 287295.0983 | 287295.0983 | 287295.0983 | 287295.0983 | 287295.0983 | 287295.0983 | 287295.0983 | 0 | 0 | 0 | 0 | 0 | 0 | 0 | 0 | 0 | 0 | 0 | 0 | 0 | 0 | 0 | 0 | 0 | 0 | 0 | 0 | 0 | 0 | 0 | 0 | 0 | 0 | 0 | 0 | 0 | 0 | 0 | 0 | 0 | 0 | 0 | 0 | 0 | 0 | 0 | 0 | 0 | 0 | 0 | 0 | 0 | 0 | 0 | 0 | 0 | 0 | 0 | 0 | 0 | 0 | 0 | 0 | 0 | 0 | 0 | 0 | 0 | 3.6292 | 7.3238 | 11.0283 | 14.6924 | 18.3338 | 21.9588 | 25.5852 | 29.1865 | 32.7831 | 36.3705 | 36.3705 | 36.3705 | 36.3705 | 36.3705 | 36.3705 | 36.3705 | 36.3705 | 36.3705 | 36.3705 | 36.3705 | 36.3705 | 36.3705 | 36.3705 | 36.3705 | 11601.6804 | 11810.7856 | 11842.2808 | 11713.1453 | 11640.7516 | 11588.2702 | 11592.6641 | 11512.5154 | 11497.3597 | 11468.1079 | 0 | 0 | 0 | 0 | 0 | 0 | 0 | 0 | 0 | 0 | 0 | 0 | 0 | 0 | 116267.561 | 0 | 0 | 0 | 0 | 0 | 0 | 0 | 0 | 0 | 0 | 0 | 0 | 0 | 0 | 0 | 0 | 0 | 0 | 0 | 0 | 0.01296% | 3.7145 | 7.496 | 11.2875 | 15.0377 | 18.7647 | 22.4749 | 26.1866 | 29.8725 | 33.5536 | 37.2254 | 37.2254 | 37.2254 | 37.2254 | 37.2254 | 37.2254 | 37.2254 | 37.2254 | 37.2254 | 37.2254 | 37.2254 | 37.2254 | 37.2254 | 37.2254 | 37.2254
| IND-Lighting-7P_V2 | M_Input | Council 7th Plan | 2020 | Retro | 2022 | 2045 | PSE | Industrial | Mechanical Pulp | Electric | Per Region | NA | NA | Mechanical Pulp Energy Project Management | Mechanical Pulp Energy Project Management | 1202520.0263 | 11 | 207371.3705 | 43554.4946 | I-All-Other-Shift3-All-All-S | 0 | 0 | 0 | 0 | 0 | 0 | 0 | 0 | 0 | 0 | 0 | 0 | Comm Flat | Energy Project Management | Energy Project Management | IndShift3 | 0.01266% | 100% | 0% | 1 | 1 | 100% | 9.091% | 85% | 6.8% | 0.2% | 606132.7648 | 22409.4176 | 62854.2182 | 320409.7639 | 0 | 0 | 0 | 785054.6888 | 0 |  | 0.055925 | 0 | 0.055925 | 03. $0.055 to $0.062 | 1 | 0 | 01. ($9,999.00) to $0.22 | 1 | 0.085 | 0.085 | 0.085 | 0.085 | 0.085 | 0.085 | 0.085 | 0.085 | 0.085 | 0.085 | 0 | 0 | 0 | 0 | 0 | 0 | 0 | 0 | 0 | 0 | 0 | 0 | 0 | 0 | 102214.2022 | 104056.4805 | 104333.9621 | 103196.2403 | 102558.4306 | 102096.054 | 102134.7663 | 101428.6325 | 101295.1066 | 101037.3894 | 0 | 0 | 0 | 0 | 0 | 0 | 0 | 0 | 0 | 0 | 0 | 0 | 0 | 0 | 1024351.2645 | 102214.2022 | 206270.6827 | 310604.6448 | 413800.8851 | 516359.3157 | 618455.3697 | 720590.136 | 822018.7685 | 923313.8751 | 1024351.2645 | 1024351.2645 | 1024351.2645 | 1024351.2645 | 1024351.2645 | 1024351.2645 | 1024351.2645 | 1024351.2645 | 1024351.2645 | 1024351.2645 | 1024351.2645 | 1024351.2645 | 1024351.2645 | 1024351.2645 | 1024351.2645 | 0 | 0 | 0 | 0 | 0 | 0 | 0 | 0 | 0 | 0 | 0 | 0 | 0 | 0 | 0 | 0 | 0 | 0 | 0 | 0 | 0 | 0 | 0 | 0 | 0 | 0 | 0 | 0 | 0 | 0 | 0 | 0 | 0 | 0 | 0 | 0 | 0 | 0 | 0 | 0 | 0 | 0 | 0 | 0 | 0 | 0 | 0 | 0 | 0 | 0 | 0 | 0 | 0 | 0 | 0 | 0 | 0 | 0 | 0 | 0 | 0 | 12.9399 | 26.1131 | 39.3214 | 52.3857 | 65.3692 | 78.2942 | 91.2241 | 104.0646 | 116.8882 | 129.6792 | 129.6792 | 129.6792 | 129.6792 | 129.6792 | 129.6792 | 129.6792 | 129.6792 | 129.6792 | 129.6792 | 129.6792 | 129.6792 | 129.6792 | 129.6792 | 129.6792 | 66729.6486 | 67932.3638 | 68113.5152 | 67370.7635 | 66954.375 | 66652.5165 | 66677.7895 | 66216.7962 | 66129.625 | 65961.3766 | 0 | 0 | 0 | 0 | 0 | 0 | 0 | 0 | 0 | 0 | 0 | 0 | 0 | 0 | 668738.7699 | 0 | 0 | 0 | 0 | 0 | 0 | 0 | 0 | 0 | 0 | 0 | 0 | 0 | 0 | 0 | 0 | 0 | 0 | 0 | 0 | 0.01296% | 13.2441 | 26.7269 | 40.2456 | 53.617 | 66.9056 | 80.1344 | 93.3682 | 106.5105 | 119.6355 | 132.7271 | 132.7271 | 132.7271 | 132.7271 | 132.7271 | 132.7271 | 132.7271 | 132.7271 | 132.7271 | 132.7271 | 132.7271 | 132.7271 | 132.7271 | 132.7271 | 132.7271
| IND-Lighting-7P_V2 | M_Input | Council 7th Plan | 2020 | Retro | 2022 | 2045 | PSE | Industrial | Mechanical Pulp | Electric | Per Region | NA | NA | Mechanical Pulp Integrated Plant Energy Management | Mechanical Pulp Integrated Plant Energy Management | 1059233.5608 | 11 | 311048.3191 | 47625.2092 | I-All-Other-Shift3-All-All-S | 91687.2793 | 0 | 0 | 0 | 0 | 0 | 0 | 0 | 0 | 0 | 0 | 0 | Comm Flat | Integrated Plant Energy Management | Integrated Plant Energy Management | IndShift3 | 0.01266% | 100% | 0% | 1 | 1 | 100% | 9.091% | 85% | 6.8% | 0.2% | 533908.9185 | 19739.2198 | 55364.8138 | 480601.1467 | 0 | 0 | 0 | -46652.7024 | 0 |  | -0.003773 | 0 | -0.003773 | 01. ($9,999.000) to $0.028 | 1 | 0 | 01. ($9,999.00) to $0.22 | 1 | 0.085 | 0.085 | 0.085 | 0.085 | 0.085 | 0.085 | 0.085 | 0.085 | 0.085 | 0.085 | 0 | 0 | 0 | 0 | 0 | 0 | 0 | 0 | 0 | 0 | 0 | 0 | 0 | 0 | 90034.8527 | 91657.614 | 91902.0322 | 90899.8758 | 90338.0645 | 89930.7824 | 89964.8819 | 89342.8876 | 89225.2721 | 88998.2631 | 0 | 0 | 0 | 0 | 0 | 0 | 0 | 0 | 0 | 0 | 0 | 0 | 0 | 0 | 902294.5263 | 90034.8527 | 181692.4666 | 273594.4988 | 364494.3747 | 454832.4391 | 544763.2215 | 634728.1035 | 724070.9911 | 813296.2631 | 902294.5263 | 902294.5263 | 902294.5263 | 902294.5263 | 902294.5263 | 902294.5263 | 902294.5263 | 902294.5263 | 902294.5263 | 902294.5263 | 902294.5263 | 902294.5263 | 902294.5263 | 902294.5263 | 902294.5263 | 0 | 0 | 0 | 0 | 0 | 0 | 0 | 0 | 0 | 0 | 0 | 0 | 0 | 0 | 0 | 0 | 0 | 0 | 0 | 0 | 0 | 0 | 0 | 0 | 0 | 0 | 0 | 0 | 0 | 0 | 0 | 0 | 0 | 0 | 0 | 0 | 0 | 0 | 0 | 0 | 0 | 0 | 0 | 0 | 0 | 0 | 0 | 0 | 0 | 0 | 0 | 0 | 0 | 0 | 0 | 0 | 0 | 0 | 0 | 0 | 0 | 11.3981 | 23.0016 | 34.6361 | 46.1437 | 57.5801 | 68.9651 | 80.3543 | 91.6648 | 102.9604 | 114.2272 | 114.2272 | 114.2272 | 114.2272 | 114.2272 | 114.2272 | 114.2272 | 114.2272 | 114.2272 | 114.2272 | 114.2272 | 114.2272 | 114.2272 | 114.2272 | 114.2272 | 0 | 0 | 0 | 0 | 0 | 0 | 0 | 0 | 0 | 0 | 0 | 0 | 0 | 0 | 0 | 0 | 0 | 0 | 0 | 0 | 0 | 0 | 0 | 0 | 0 | 0 | 0 | 0 | 0 | 0 | 0 | 0 | 0 | 0 | 0 | 0 | 0 | 0 | 0 | 0 | 0 | 0 | 0 | 0 | 0 | 0.01296% | 11.666 | 23.5422 | 35.4502 | 47.2282 | 58.9335 | 70.586 | 82.2429 | 93.8192 | 105.3803 | 116.912 | 116.912 | 116.912 | 116.912 | 116.912 | 116.912 | 116.912 | 116.912 | 116.912 | 116.912 | 116.912 | 116.912 | 116.912 | 116.912 | 116.912
| IND-Lighting-7P_V2 | M_Input | Council 7th Plan | 2020 | Retro | 2022 | 2045 | PSE | Industrial | Kraft Pulp | Electric | Per Region | NA | NA | Kraft Pulp Air Compressor Demand Reduction | Kraft Pulp Air Compressor Demand Reduction | 39.9459 | 10 | 4.0162 | 1.2473 | I-All-Other-Shift3-All-All-S | 0 | 0 | 0 | 0 | 0 | 0 | 0 | 0 | 0 | 0 | 0 | 0 | Comm Flat | Air Compressor Demand Reduction | Air Compressor Demand Reduction | IndShift3 | 0.01266% | 100% | 0% | 1 | 1 | 100% | 10% | 85% | 6.8% | 0.2% | 18.6756 | 0.74441 | 1.942 | 6.6486 | 0 | 0 | 0 | 19.3253 | 0 |  | 0.041443 | 0 | 0.041443 | 02. $0.028 to $0.055 | 1 | 0 | 01. ($9,999.00) to $0.22 | 1 | 0.085 | 0.085 | 0.085 | 0.085 | 0.085 | 0.085 | 0.085 | 0.085 | 0.085 | 0.085 | 0 | 0 | 0 | 0 | 0 | 0 | 0 | 0 | 0 | 0 | 0 | 0 | 0 | 0 | 3.3954 | 3.4566 | 3.4658 | 3.428 | 3.4068 | 3.3915 | 3.3928 | 3.3693 | 3.3649 | 3.3563 | 0 | 0 | 0 | 0 | 0 | 0 | 0 | 0 | 0 | 0 | 0 | 0 | 0 | 0 | 34.0274 | 3.3954 | 6.852 | 10.3178 | 13.7458 | 17.1527 | 20.5442 | 23.9369 | 27.3062 | 30.6711 | 34.0274 | 34.0274 | 34.0274 | 34.0274 | 34.0274 | 34.0274 | 34.0274 | 34.0274 | 34.0274 | 34.0274 | 34.0274 | 34.0274 | 34.0274 | 34.0274 | 34.0274 | 0 | 0 | 0 | 0 | 0 | 0 | 0 | 0 | 0 | 0 | 0 | 0 | 0 | 0 | 0 | 0 | 0 | 0 | 0 | 0 | 0 | 0 | 0 | 0 | 0 | 0 | 0 | 0 | 0 | 0 | 0 | 0 | 0 | 0 | 0 | 0 | 0 | 0 | 0 | 0 | 0 | 0 | 0 | 0 | 0 | 0 | 0 | 0 | 0 | 0 | 0 | 0 | 0 | 0 | 0 | 0 | 0 | 0 | 0 | 0 | 0 | 0.00042985 | 0.00086744 | 0.0013062 | 0.0017402 | 0.0021715 | 0.0026008 | 0.0030303 | 0.0034569 | 0.0038829 | 0.0043077 | 0.0043077 | 0.0043077 | 0.0043077 | 0.0043077 | 0.0043077 | 0.0043077 | 0.0043077 | 0.0043077 | 0.0043077 | 0.0043077 | 0.0043077 | 0.0043077 | 0.0043077 | 0.0043077 | 1.6427 | 1.6723 | 1.6767 | 1.6584 | 1.6482 | 1.6408 | 1.6414 | 1.63 | 1.6279 | 1.6237 | 0 | 0 | 0 | 0 | 0 | 0 | 0 | 0 | 0 | 0 | 0 | 0 | 0 | 0 | 16.462 | 0 | 0 | 0 | 0 | 0 | 0 | 0 | 0 | 0 | 0 | 0 | 0 | 0 | 0 | 0 | 0 | 0 | 0 | 0 | 0 | 0.01296% | 0.00043995 | 0.00088783 | 0.0013369 | 0.0017811 | 0.0022225 | 0.0026619 | 0.0031016 | 0.0035381 | 0.0039741 | 0.004409 | 0.004409 | 0.004409 | 0.004409 | 0.004409 | 0.004409 | 0.004409 | 0.004409 | 0.004409 | 0.004409 | 0.004409 | 0.004409 | 0.004409 | 0.004409 | 0.004409
| IND-Lighting-7P_V2 | M_Input | Council 7th Plan | 2020 | Retro | 2022 | 2045 | PSE | Industrial | Kraft Pulp | Electric | Per Region | NA | NA | Kraft Pulp Air Compressor Equipment1 | Kraft Pulp Air Compressor Equipment1 | 0 | 10 | 0 | 0 | I-All-Other-Shift3-All-All-S | 0 | 0 | 0 | 0 | 0 | 0 | 0 | 0 | 0 | 0 | 0 | 0 | Comm Flat | Air Compressor Equipment1 | Air Compressor Equipment1 | IndShift1 | 0.0135% | 100% | 0% | 1 | 1 | 100% | 10% | 85% | 6.8% | 0.2% | 0 | 0 | 0 | 0 | 0 | 0 | 0 | 0 | 0 |  | 0 | 0 | 0 | 01. ($9,999.000) to $0.028 | 1 | 0 | 01. ($9,999.00) to $0.22 | 1 | 0.085 | 0.085 | 0.085 | 0.085 | 0.085 | 0.085 | 0.085 | 0.085 | 0.085 | 0.085 | 0 | 0 | 0 | 0 | 0 | 0 | 0 | 0 | 0 | 0 | 0 | 0 | 0 | 0 | 0 | 0 | 0 | 0 | 0 | 0 | 0 | 0 | 0 | 0 | 0 | 0 | 0 | 0 | 0 | 0 | 0 | 0 | 0 | 0 | 0 | 0 | 0 | 0 | 0 | 0 | 0 | 0 | 0 | 0 | 0 | 0 | 0 | 0 | 0 | 0 | 0 | 0 | 0 | 0 | 0 | 0 | 0 | 0 | 0 | 0 | 0 | 0 | 0 | 0 | 0 | 0 | 0 | 0 | 0 | 0 | 0 | 0 | 0 | 0 | 0 | 0 | 0 | 0 | 0 | 0 | 0 | 0 | 0 | 0 | 0 | 0 | 0 | 0 | 0 | 0 | 0 | 0 | 0 | 0 | 0 | 0 | 0 | 0 | 0 | 0 | 0 | 0 | 0 | 0 | 0 | 0 | 0 | 0 | 0 | 0 | 0 | 0 | 0 | 0 | 0 | 0 | 0 | 0 | 0 | 0 | 0 | 0 | 0 | 0 | 0 | 0 | 0 | 0 | 0 | 0 | 0 | 0 | 0 | 0 | 0 | 0 | 0 | 0 | 0 | 0 | 0 | 0 | 0 | 0 | 0 | 0 | 0 | 0 | 0 | 0 | 0 | 0 | 0 | 0 | 0 | 0 | 0 | 0 | 0 | 0 | 0 | 0 | 0 | 0 | 0 | 0 | 0 | 0 | 0 | 0 | 0 | 0 | 0 | 0 | 0 | 0 | 0 | 0 | 0 | 0 | 0 | 0 | 0 | 0 | 0 | 0 | 0 | 0 | 0 | 0 | 0 | 0 | 0 | 0.01911% | 0 | 0 | 0 | 0 | 0 | 0 | 0 | 0 | 0 | 0 | 0 | 0 | 0 | 0 | 0 | 0 | 0 | 0 | 0 | 0 | 0 | 0 | 0 | 0
| IND-Lighting-7P_V2 | M_Input | Council 7th Plan | 2020 | Retro | 2022 | 2045 | PSE | Industrial | Kraft Pulp | Electric | Per Region | NA | NA | Kraft Pulp Air Compressor Equipment2 | Kraft Pulp Air Compressor Equipment2 | 45.1791 | 10 | 3.683 | 1.4107 | I-All-Other-Shift3-All-All-S | 0 | 0 | 0 | 0 | 0 | 0 | 0 | 0 | 0 | 0 | 0 | 0 | Comm Flat | Air Compressor Equipment2 | Air Compressor Equipment2 | IndShift3 | 0.01266% | 100% | 0% | 1 | 1 | 100% | 10% | 85% | 6.8% | 0.2% | 21.1222 | 0.84193 | 2.1964 | 6.0972 | 0 | 0 | 0 | 20.2627 | 0 |  | 0.03842 | 0 | 0.03842 | 02. $0.028 to $0.055 | 1 | 0 | 01. ($9,999.00) to $0.22 | 1 | 0.085 | 0.085 | 0.085 | 0.085 | 0.085 | 0.085 | 0.085 | 0.085 | 0.085 | 0.085 | 0 | 0 | 0 | 0 | 0 | 0 | 0 | 0 | 0 | 0 | 0 | 0 | 0 | 0 | 3.8402 | 3.9094 | 3.9199 | 3.8771 | 3.8532 | 3.8358 | 3.8372 | 3.8107 | 3.8057 | 3.796 | 0 | 0 | 0 | 0 | 0 | 0 | 0 | 0 | 0 | 0 | 0 | 0 | 0 | 0 | 38.4852 | 3.8402 | 7.7497 | 11.6695 | 15.5466 | 19.3998 | 23.2356 | 27.0728 | 30.8835 | 34.6892 | 38.4852 | 38.4852 | 38.4852 | 38.4852 | 38.4852 | 38.4852 | 38.4852 | 38.4852 | 38.4852 | 38.4852 | 38.4852 | 38.4852 | 38.4852 | 38.4852 | 38.4852 | 0 | 0 | 0 | 0 | 0 | 0 | 0 | 0 | 0 | 0 | 0 | 0 | 0 | 0 | 0 | 0 | 0 | 0 | 0 | 0 | 0 | 0 | 0 | 0 | 0 | 0 | 0 | 0 | 0 | 0 | 0 | 0 | 0 | 0 | 0 | 0 | 0 | 0 | 0 | 0 | 0 | 0 | 0 | 0 | 0 | 0 | 0 | 0 | 0 | 0 | 0 | 0 | 0 | 0 | 0 | 0 | 0 | 0 | 0 | 0 | 0 | 0.00048616 | 0.00098108 | 0.0014773 | 0.0019681 | 0.0024559 | 0.0029415 | 0.0034273 | 0.0039097 | 0.0043915 | 0.0048721 | 0.0048721 | 0.0048721 | 0.0048721 | 0.0048721 | 0.0048721 | 0.0048721 | 0.0048721 | 0.0048721 | 0.0048721 | 0.0048721 | 0.0048721 | 0.0048721 | 0.0048721 | 0.0048721 | 1.7223 | 1.7534 | 1.7581 | 1.7389 | 1.7281 | 1.7203 | 1.721 | 1.7091 | 1.7068 | 1.7025 | 0 | 0 | 0 | 0 | 0 | 0 | 0 | 0 | 0 | 0 | 0 | 0 | 0 | 0 | 17.2605 | 0 | 0 | 0 | 0 | 0 | 0 | 0 | 0 | 0 | 0 | 0 | 0 | 0 | 0 | 0 | 0 | 0 | 0 | 0 | 0 | 0.01296% | 0.00049758 | 0.0010041 | 0.001512 | 0.0020144 | 0.0025137 | 0.0030107 | 0.0035079 | 0.0040016 | 0.0044947 | 0.0049866 | 0.0049866 | 0.0049866 | 0.0049866 | 0.0049866 | 0.0049866 | 0.0049866 | 0.0049866 | 0.0049866 | 0.0049866 | 0.0049866 | 0.0049866 | 0.0049866 | 0.0049866 | 0.0049866
| IND-Lighting-7P_V2 | M_Input | Council 7th Plan | 2020 | Retro | 2022 | 2045 | PSE | Industrial | Kraft Pulp | Electric | Per Region | NA | NA | Kraft Pulp Air Compressor Optimization | Kraft Pulp Air Compressor Optimization | 131.2994 | 10 | 34.2524 | 4.0996 | I-All-Other-Shift3-All-All-S | 8.8552 | 0 | 0 | 0 | 0 | 0 | 0 | 0 | 0 | 0 | 0 | 0 | Comm Flat | Air Compressor Optimization | Air Compressor Optimization | IndShift3 | 0.01266% | 100% | 0% | 1 | 1 | 100% | 10% | 85% | 6.8% | 0.2% | 61.3852 | 2.4468 | 6.3832 | 56.7038 | 0 | 0 | 0 | -0.79014 | 0 |  | -0.00051552 | 0 | -0.00051552 | 01. ($9,999.000) to $0.028 | 1 | 0 | 01. ($9,999.00) to $0.22 | 1 | 0.085 | 0.085 | 0.085 | 0.085 | 0.085 | 0.085 | 0.085 | 0.085 | 0.085 | 0.085 | 0 | 0 | 0 | 0 | 0 | 0 | 0 | 0 | 0 | 0 | 0 | 0 | 0 | 0 | 11.1605 | 11.3616 | 11.3919 | 11.2677 | 11.198 | 11.1476 | 11.1518 | 11.0747 | 11.0601 | 11.032 | 0 | 0 | 0 | 0 | 0 | 0 | 0 | 0 | 0 | 0 | 0 | 0 | 0 | 0 | 111.8457 | 11.1605 | 22.5221 | 33.914 | 45.1816 | 56.3797 | 67.5272 | 78.679 | 89.7537 | 100.8138 | 111.8457 | 111.8457 | 111.8457 | 111.8457 | 111.8457 | 111.8457 | 111.8457 | 111.8457 | 111.8457 | 111.8457 | 111.8457 | 111.8457 | 111.8457 | 111.8457 | 111.8457 | 0 | 0 | 0 | 0 | 0 | 0 | 0 | 0 | 0 | 0 | 0 | 0 | 0 | 0 | 0 | 0 | 0 | 0 | 0 | 0 | 0 | 0 | 0 | 0 | 0 | 0 | 0 | 0 | 0 | 0 | 0 | 0 | 0 | 0 | 0 | 0 | 0 | 0 | 0 | 0 | 0 | 0 | 0 | 0 | 0 | 0 | 0 | 0 | 0 | 0 | 0 | 0 | 0 | 0 | 0 | 0 | 0 | 0 | 0 | 0 | 0 | 0.0014129 | 0.0028512 | 0.0042934 | 0.0057198 | 0.0071375 | 0.0085487 | 0.0099605 | 0.011362 | 0.012763 | 0.014159 | 0.014159 | 0.014159 | 0.014159 | 0.014159 | 0.014159 | 0.014159 | 0.014159 | 0.014159 | 0.014159 | 0.014159 | 0.014159 | 0.014159 | 0.014159 | 0.014159 | 0 | 0 | 0 | 0 | 0 | 0 | 0 | 0 | 0 | 0 | 0 | 0 | 0 | 0 | 0 | 0 | 0 | 0 | 0 | 0 | 0 | 0 | 0 | 0 | 0 | 0 | 0 | 0 | 0 | 0 | 0 | 0 | 0 | 0 | 0 | 0 | 0 | 0 | 0 | 0 | 0 | 0 | 0 | 0 | 0 | 0.01296% | 0.0014461 | 0.0029182 | 0.0043943 | 0.0058543 | 0.0073052 | 0.0087496 | 0.010195 | 0.01163 | 0.013063 | 0.014492 | 0.014492 | 0.014492 | 0.014492 | 0.014492 | 0.014492 | 0.014492 | 0.014492 | 0.014492 | 0.014492 | 0.014492 | 0.014492 | 0.014492 | 0.014492 | 0.014492
| IND-Lighting-7P_V2 | M_Input | Council 7th Plan | 2020 | Retro | 2022 | 2045 | PSE | Industrial | Kraft Pulp | Electric | Per Region | NA | NA | Kraft Pulp HighBay Lighting 1 Shift | Kraft Pulp HighBay Lighting 1 Shift | 0 | 26.5734 | 0 | 0 | I-All-Other-Shift1-All-All-S | 0 | 0 | 0 | 0 | 0 | 0 | 0 | 0 | 0 | 0 | 0 | 0 | Comm Flat | HighBay Lighting 1 Shift | HighBay Lighting 1 Shift | IndShift1 | 0.0135% | 100% | 0% | 1 | 1 | 100% | 3.763% | 85% | 6.8% | 0.2% | 0 | 0 | 0 | 0 | 0 | 0 | 0 | 0 | 0 |  | 0 | 0 | 0 | 01. ($9,999.000) to $0.028 | 1 | 0 | 01. ($9,999.00) to $0.22 | 1 | 0.085 | 0.085 | 0.085 | 0.085 | 0.085 | 0.085 | 0.085 | 0.085 | 0.085 | 0.085 | 0 | 0 | 0 | 0 | 0 | 0 | 0 | 0 | 0 | 0 | 0 | 0 | 0 | 0 | 0 | 0 | 0 | 0 | 0 | 0 | 0 | 0 | 0 | 0 | 0 | 0 | 0 | 0 | 0 | 0 | 0 | 0 | 0 | 0 | 0 | 0 | 0 | 0 | 0 | 0 | 0 | 0 | 0 | 0 | 0 | 0 | 0 | 0 | 0 | 0 | 0 | 0 | 0 | 0 | 0 | 0 | 0 | 0 | 0 | 0 | 0 | 0 | 0 | 0 | 0 | 0 | 0 | 0 | 0 | 0 | 0 | 0 | 0 | 0 | 0 | 0 | 0 | 0 | 0 | 0 | 0 | 0 | 0 | 0 | 0 | 0 | 0 | 0 | 0 | 0 | 0 | 0 | 0 | 0 | 0 | 0 | 0 | 0 | 0 | 0 | 0 | 0 | 0 | 0 | 0 | 0 | 0 | 0 | 0 | 0 | 0 | 0 | 0 | 0 | 0 | 0 | 0 | 0 | 0 | 0 | 0 | 0 | 0 | 0 | 0 | 0 | 0 | 0 | 0 | 0 | 0 | 0 | 0 | 0 | 0 | 0 | 0 | 0 | 0 | 0 | 0 | 0 | 0 | 0 | 0 | 0 | 0 | 0 | 0 | 0 | 0 | 0 | 0 | 0 | 0 | 0 | 0 | 0 | 0 | 0 | 0 | 0 | 0 | 0 | 0 | 0 | 0 | 0 | 0 | 0 | 0 | 0 | 0 | 0 | 0 | 0 | 0 | 0 | 0 | 0 | 0 | 0 | 0 | 0 | 0 | 0 | 0 | 0 | 0 | 0 | 0 | 0 | 0 | 0.01911% | 0 | 0 | 0 | 0 | 0 | 0 | 0 | 0 | 0 | 0 | 0 | 0 | 0 | 0 | 0 | 0 | 0 | 0 | 0 | 0 | 0 | 0 | 0 | 0
| IND-Lighting-7P_V2 | M_Input | Council 7th Plan | 2020 | Retro | 2022 | 2045 | PSE | Industrial | Kraft Pulp | Electric | Per Region | NA | NA | Kraft Pulp HighBay Lighting 2 Shift | Kraft Pulp HighBay Lighting 2 Shift | 0 | 15.5483 | 0 | 0 | I-All-Other-Shift2-All-All-S | 0 | 0 | 0 | 0 | 0 | 0 | 0 | 0 | 0 | 0 | 0 | 0 | Comm Flat | HighBay Lighting 2 Shift | HighBay Lighting 2 Shift | IndShift2 | 0.01331% | 100% | 0% | 1 | 1 | 100% | 6.432% | 85% | 6.8% | 0.2% | 0 | 0 | 0 | 0 | 0 | 0 | 0 | 0 | 0 |  | 0 | 0 | 0 | 01. ($9,999.000) to $0.028 | 1 | 0 | 01. ($9,999.00) to $0.22 | 1 | 0.085 | 0.085 | 0.085 | 0.085 | 0.085 | 0.085 | 0.085 | 0.085 | 0.085 | 0.085 | 0 | 0 | 0 | 0 | 0 | 0 | 0 | 0 | 0 | 0 | 0 | 0 | 0 | 0 | 0 | 0 | 0 | 0 | 0 | 0 | 0 | 0 | 0 | 0 | 0 | 0 | 0 | 0 | 0 | 0 | 0 | 0 | 0 | 0 | 0 | 0 | 0 | 0 | 0 | 0 | 0 | 0 | 0 | 0 | 0 | 0 | 0 | 0 | 0 | 0 | 0 | 0 | 0 | 0 | 0 | 0 | 0 | 0 | 0 | 0 | 0 | 0 | 0 | 0 | 0 | 0 | 0 | 0 | 0 | 0 | 0 | 0 | 0 | 0 | 0 | 0 | 0 | 0 | 0 | 0 | 0 | 0 | 0 | 0 | 0 | 0 | 0 | 0 | 0 | 0 | 0 | 0 | 0 | 0 | 0 | 0 | 0 | 0 | 0 | 0 | 0 | 0 | 0 | 0 | 0 | 0 | 0 | 0 | 0 | 0 | 0 | 0 | 0 | 0 | 0 | 0 | 0 | 0 | 0 | 0 | 0 | 0 | 0 | 0 | 0 | 0 | 0 | 0 | 0 | 0 | 0 | 0 | 0 | 0 | 0 | 0 | 0 | 0 | 0 | 0 | 0 | 0 | 0 | 0 | 0 | 0 | 0 | 0 | 0 | 0 | 0 | 0 | 0 | 0 | 0 | 0 | 0 | 0 | 0 | 0 | 0 | 0 | 0 | 0 | 0 | 0 | 0 | 0 | 0 | 0 | 0 | 0 | 0 | 0 | 0 | 0 | 0 | 0 | 0 | 0 | 0 | 0 | 0 | 0 | 0 | 0 | 0 | 0 | 0 | 0 | 0 | 0 | 0 | 0.01847% | 0 | 0 | 0 | 0 | 0 | 0 | 0 | 0 | 0 | 0 | 0 | 0 | 0 | 0 | 0 | 0 | 0 | 0 | 0 | 0 | 0 | 0 | 0 | 0
| IND-Lighting-7P_V2 | M_Input | Council 7th Plan | 2020 | Retro | 2022 | 2045 | PSE | Industrial | Kraft Pulp | Electric | Per Region | NA | NA | Kraft Pulp HighBay Lighting 3 Shift | Kraft Pulp HighBay Lighting 3 Shift | 80.386 | 8.6758 | 21.6047 | -2.5971 | I-All-Other-Shift3-All-All-S | 0 | 0 | 0 | 0 | 0 | 0 | 0 | 0 | 0 | 0 | 0 | 0 | Comm Flat | HighBay Lighting 3 Shift | HighBay Lighting 3 Shift | IndShift3 | 0.01266% | 100% | 0% | 1 | 1 | 100% | 11.53% | 85% | 6.8% | 0.2% | 34.4295 | 1.498 | 3.5927 | 28.0034 | 0 | 0 | 0 | -3.0832 | 0 |  | -0.0032856 | 0 | -0.0032856 | 01. ($9,999.000) to $0.028 | 1 | 0 | 01. ($9,999.00) to $0.22 | 1 | 0.085 | 0.085 | 0.085 | 0.085 | 0.085 | 0.085 | 0.085 | 0.085 | 0.085 | 0.085 | 0 | 0 | 0 | 0 | 0 | 0 | 0 | 0 | 0 | 0 | 0 | 0 | 0 | 0 | 6.8328 | 6.956 | 6.9745 | 6.8985 | 6.8558 | 6.8249 | 6.8275 | 6.7803 | 6.7714 | 6.7541 | 0 | 0 | 0 | 0 | 0 | 0 | 0 | 0 | 0 | 0 | 0 | 0 | 0 | 0 | 68.4757 | 6.8328 | 13.7888 | 20.7633 | 27.6617 | 34.5175 | 41.3425 | 48.1699 | 54.9502 | 61.7216 | 68.4757 | 68.4757 | 68.4757 | 68.4757 | 68.4757 | 68.4757 | 68.4757 | 68.4757 | 68.4757 | 68.4757 | 68.4757 | 68.4757 | 68.4757 | 68.4757 | 68.4757 | 0 | 0 | 0 | 0 | 0 | 0 | 0 | 0 | 0 | 0 | 0 | 0 | 0 | 0 | 0 | 0 | 0 | 0 | 0 | 0 | 0 | 0 | 0 | 0 | 0 | 0 | 0 | 0 | 0 | 0 | 0 | 0 | 0 | 0 | 0 | 0 | 0 | 0 | 0 | 0 | 0 | 0 | 0 | 0 | 0 | 0 | 0 | 0 | 0 | 0 | 0 | 0 | 0 | 0 | 0 | 0 | 0 | 0 | 0 | 0 | 0 | 0.00086501 | 0.0017456 | 0.0026286 | 0.0035019 | 0.0043698 | 0.0052338 | 0.0060981 | 0.0069565 | 0.0078137 | 0.0086688 | 0.0086688 | 0.0086688 | 0.0086688 | 0.0086688 | 0.0086688 | 0.0086688 | 0.0086688 | 0.0086688 | 0.0086688 | 0.0086688 | 0.0086688 | 0.0086688 | 0.0086688 | 0.0086688 | 0 | 0 | 0 | 0 | 0 | 0 | 0 | 0 | 0 | 0 | 0 | 0 | 0 | 0 | 0 | 0 | 0 | 0 | 0 | 0 | 0 | 0 | 0 | 0 | 0 | 0 | 0 | 0 | 0 | 0 | 0 | 0 | 0 | 0 | 0 | 0 | 0 | 0 | 0 | 0 | 0 | 0 | 0 | 0 | 0 | 0.01296% | 0.00088534 | 0.0017866 | 0.0026903 | 0.0035842 | 0.0044725 | 0.0053568 | 0.0062415 | 0.00712 | 0.0079974 | 0.0088725 | 0.0088725 | 0.0088725 | 0.0088725 | 0.0088725 | 0.0088725 | 0.0088725 | 0.0088725 | 0.0088725 | 0.0088725 | 0.0088725 | 0.0088725 | 0.0088725 | 0.0088725 | 0.0088725
| IND-Lighting-7P_V2 | M_Input | Council 7th Plan | 2020 | Retro | 2022 | 2045 | PSE | Industrial | Kraft Pulp | Electric | Per Region | NA | NA | Kraft Pulp Efficient Lighting 1 Shift | Kraft Pulp Efficient Lighting 1 Shift | 0 | 20.979 | 0 | 0 | I-All-Other-Shift1-All-All-S | 0 | 0 | 0 | 0 | 0 | 0 | 0 | 0 | 0 | 0 | 0 | 0 | Comm Flat | Efficient Lighting 1 Shift | Efficient Lighting 1 Shift | IndShift1 | 0.0135% | 100% | 0% | 1 | 1 | 100% | 4.767% | 85% | 6.8% | 0.2% | 0 | 0 | 0 | 0 | 0 | 0 | 0 | 0 | 0 |  | 0 | 0 | 0 | 01. ($9,999.000) to $0.028 | 1 | 0 | 01. ($9,999.00) to $0.22 | 0 | 0.085 | 0.085 | 0.085 | 0.085 | 0.085 | 0.085 | 0.085 | 0.085 | 0.085 | 0.085 | 0 | 0 | 0 | 0 | 0 | 0 | 0 | 0 | 0 | 0 | 0 | 0 | 0 | 0 | 0 | 0 | 0 | 0 | 0 | 0 | 0 | 0 | 0 | 0 | 0 | 0 | 0 | 0 | 0 | 0 | 0 | 0 | 0 | 0 | 0 | 0 | 0 | 0 | 0 | 0 | 0 | 0 | 0 | 0 | 0 | 0 | 0 | 0 | 0 | 0 | 0 | 0 | 0 | 0 | 0 | 0 | 0 | 0 | 0 | 0 | 0 | 0 | 0 | 0 | 0 | 0 | 0 | 0 | 0 | 0 | 0 | 0 | 0 | 0 | 0 | 0 | 0 | 0 | 0 | 0 | 0 | 0 | 0 | 0 | 0 | 0 | 0 | 0 | 0 | 0 | 0 | 0 | 0 | 0 | 0 | 0 | 0 | 0 | 0 | 0 | 0 | 0 | 0 | 0 | 0 | 0 | 0 | 0 | 0 | 0 | 0 | 0 | 0 | 0 | 0 | 0 | 0 | 0 | 0 | 0 | 0 | 0 | 0 | 0 | 0 | 0 | 0 | 0 | 0 | 0 | 0 | 0 | 0 | 0 | 0 | 0 | 0 | 0 | 0 | 0 | 0 | 0 | 0 | 0 | 0 | 0 | 0 | 0 | 0 | 0 | 0 | 0 | 0 | 0 | 0 | 0 | 0 | 0 | 0 | 0 | 0 | 0 | 0 | 0 | 0 | 0 | 0 | 0 | 0 | 0 | 0 | 0 | 0 | 0 | 0 | 0 | 0 | 0 | 0 | 0 | 0 | 0 | 0 | 0 | 0 | 0 | 0 | 0 | 0 | 0 | 0 | 0 | 0 | 0.01911% | 0 | 0 | 0 | 0 | 0 | 0 | 0 | 0 | 0 | 0 | 0 | 0 | 0 | 0 | 0 | 0 | 0 | 0 | 0 | 0 | 0 | 0 | 0 | 0
| IND-Lighting-7P_V2 | M_Input | Council 7th Plan | 2020 | Retro | 2022 | 2045 | PSE | Industrial | Kraft Pulp | Electric | Per Region | NA | NA | Kraft Pulp Efficient Lighting 2 Shift | Kraft Pulp Efficient Lighting 2 Shift | 0 | 12.275 | 0 | 0 | I-All-Other-Shift2-All-All-S | 0 | 0 | 0 | 0 | 0 | 0 | 0 | 0 | 0 | 0 | 0 | 0 | Comm Flat | Efficient Lighting 2 Shift | Efficient Lighting 2 Shift | IndShift2 | 0.01331% | 100% | 0% | 1 | 1 | 100% | 8.147% | 85% | 6.8% | 0.2% | 0 | 0 | 0 | 0 | 0 | 0 | 0 | 0 | 0 |  | 0 | 0 | 0 | 01. ($9,999.000) to $0.028 | 1 | 0 | 01. ($9,999.00) to $0.22 | 1 | 0.085 | 0.085 | 0.085 | 0.085 | 0.085 | 0.085 | 0.085 | 0.085 | 0.085 | 0.085 | 0 | 0 | 0 | 0 | 0 | 0 | 0 | 0 | 0 | 0 | 0 | 0 | 0 | 0 | 0 | 0 | 0 | 0 | 0 | 0 | 0 | 0 | 0 | 0 | 0 | 0 | 0 | 0 | 0 | 0 | 0 | 0 | 0 | 0 | 0 | 0 | 0 | 0 | 0 | 0 | 0 | 0 | 0 | 0 | 0 | 0 | 0 | 0 | 0 | 0 | 0 | 0 | 0 | 0 | 0 | 0 | 0 | 0 | 0 | 0 | 0 | 0 | 0 | 0 | 0 | 0 | 0 | 0 | 0 | 0 | 0 | 0 | 0 | 0 | 0 | 0 | 0 | 0 | 0 | 0 | 0 | 0 | 0 | 0 | 0 | 0 | 0 | 0 | 0 | 0 | 0 | 0 | 0 | 0 | 0 | 0 | 0 | 0 | 0 | 0 | 0 | 0 | 0 | 0 | 0 | 0 | 0 | 0 | 0 | 0 | 0 | 0 | 0 | 0 | 0 | 0 | 0 | 0 | 0 | 0 | 0 | 0 | 0 | 0 | 0 | 0 | 0 | 0 | 0 | 0 | 0 | 0 | 0 | 0 | 0 | 0 | 0 | 0 | 0 | 0 | 0 | 0 | 0 | 0 | 0 | 0 | 0 | 0 | 0 | 0 | 0 | 0 | 0 | 0 | 0 | 0 | 0 | 0 | 0 | 0 | 0 | 0 | 0 | 0 | 0 | 0 | 0 | 0 | 0 | 0 | 0 | 0 | 0 | 0 | 0 | 0 | 0 | 0 | 0 | 0 | 0 | 0 | 0 | 0 | 0 | 0 | 0 | 0 | 0 | 0 | 0 | 0 | 0 | 0.01847% | 0 | 0 | 0 | 0 | 0 | 0 | 0 | 0 | 0 | 0 | 0 | 0 | 0 | 0 | 0 | 0 | 0 | 0 | 0 | 0 | 0 | 0 | 0 | 0
| IND-Lighting-7P_V2 | M_Input | Council 7th Plan | 2020 | Retro | 2022 | 2045 | PSE | Industrial | Kraft Pulp | Electric | Per Region | NA | NA | Kraft Pulp Efficient Lighting 3 Shift | Kraft Pulp Efficient Lighting 3 Shift | 56.4007 | 8.6758 | 17.1026 | -1.2106 | I-All-Other-Shift3-All-All-S | 0 | 0 | 0 | 0 | 0 | 0 | 0 | 0 | 0 | 0 | 0 | 0 | Comm Flat | Efficient Lighting 3 Shift | Efficient Lighting 3 Shift | IndShift3 | 0.01266% | 100% | 0% | 1 | 1 | 100% | 11.53% | 85% | 6.8% | 0.2% | 24.1565 | 1.051 | 2.5208 | 22.1679 | 0 | 0 | 0 | 7.8842 | 0 |  | 0.011975 | 0 | 0.011975 | 01. ($9,999.000) to $0.028 | 1 | 0 | 01. ($9,999.00) to $0.22 | 1 | 0.085 | 0.085 | 0.085 | 0.085 | 0.085 | 0.085 | 0.085 | 0.085 | 0.085 | 0.085 | 0 | 0 | 0 | 0 | 0 | 0 | 0 | 0 | 0 | 0 | 0 | 0 | 0 | 0 | 4.7941 | 4.8805 | 4.8935 | 4.8401 | 4.8102 | 4.7885 | 4.7903 | 4.7572 | 4.751 | 4.7389 | 0 | 0 | 0 | 0 | 0 | 0 | 0 | 0 | 0 | 0 | 0 | 0 | 0 | 0 | 48.0442 | 4.7941 | 9.6745 | 14.568 | 19.4081 | 24.2183 | 29.0068 | 33.7972 | 38.5544 | 43.3053 | 48.0442 | 48.0442 | 48.0442 | 48.0442 | 48.0442 | 48.0442 | 48.0442 | 48.0442 | 48.0442 | 48.0442 | 48.0442 | 48.0442 | 48.0442 | 48.0442 | 48.0442 | 0 | 0 | 0 | 0 | 0 | 0 | 0 | 0 | 0 | 0 | 0 | 0 | 0 | 0 | 0 | 0 | 0 | 0 | 0 | 0 | 0 | 0 | 0 | 0 | 0 | 0 | 0 | 0 | 0 | 0 | 0 | 0 | 0 | 0 | 0 | 0 | 0 | 0 | 0 | 0 | 0 | 0 | 0 | 0 | 0 | 0 | 0 | 0 | 0 | 0 | 0 | 0 | 0 | 0 | 0 | 0 | 0 | 0 | 0 | 0 | 0 | 0.00060691 | 0.0012248 | 0.0018443 | 0.002457 | 0.003066 | 0.0036722 | 0.0042786 | 0.0048808 | 0.0054823 | 0.0060822 | 0.0060822 | 0.0060822 | 0.0060822 | 0.0060822 | 0.0060822 | 0.0060822 | 0.0060822 | 0.0060822 | 0.0060822 | 0.0060822 | 0.0060822 | 0.0060822 | 0.0060822 | 0.0060822 | 0.67016 | 0.68224 | 0.68406 | 0.6766 | 0.67242 | 0.66939 | 0.66964 | 0.66501 | 0.66413 | 0.66245 | 0 | 0 | 0 | 0 | 0 | 0 | 0 | 0 | 0 | 0 | 0 | 0 | 0 | 0 | 6.7161 | 0 | 0 | 0 | 0 | 0 | 0 | 0 | 0 | 0 | 0 | 0 | 0 | 0 | 0 | 0 | 0 | 0 | 0 | 0 | 0 | 0.01296% | 0.00062118 | 0.0012535 | 0.0018876 | 0.0025147 | 0.003138 | 0.0037585 | 0.0043792 | 0.0049956 | 0.0056112 | 0.0062252 | 0.0062252 | 0.0062252 | 0.0062252 | 0.0062252 | 0.0062252 | 0.0062252 | 0.0062252 | 0.0062252 | 0.0062252 | 0.0062252 | 0.0062252 | 0.0062252 | 0.0062252 | 0.0062252
| IND-Lighting-7P_V2 | M_Input | Council 7th Plan | 2020 | Retro | 2022 | 2045 | PSE | Industrial | Kraft Pulp | Electric | Per Region | NA | NA | Kraft Pulp Lighting Controls | Kraft Pulp Lighting Controls | 87.0708 | 10 | 93.7713 | -0.98198 | I-All-Other-Shift3-All-All-S | 0 | 0 | 0 | 0 | 0 | 0 | 0 | 0 | 0 | 0 | 0 | 0 | Comm Flat | Lighting Controls | Lighting Controls | IndShift3 | 0.01266% | 100% | 0% | 1 | 1 | 100% | 10% | 85% | 6.8% | 0.2% | 40.7074 | 1.6226 | 4.233 | 155.2356 | 0 | 0 | 0 | 156.6711 | 0 |  | 0.15414 | 0 | 0.15414 | 10. $0.150 to $0.175 | 0 | 0 | 01. ($9,999.00) to $0.22 | 1 | 0.085 | 0.085 | 0.085 | 0.085 | 0.085 | 0.085 | 0.085 | 0.085 | 0.085 | 0.085 | 0 | 0 | 0 | 0 | 0 | 0 | 0 | 0 | 0 | 0 | 0 | 0 | 0 | 0 | 7.401 | 7.5344 | 7.5545 | 7.4721 | 7.4259 | 7.3925 | 7.3953 | 7.3441 | 7.3345 | 7.3158 | 0 | 0 | 0 | 0 | 0 | 0 | 0 | 0 | 0 | 0 | 0 | 0 | 0 | 0 | 74.1702 | 7.401 | 14.9354 | 22.4899 | 29.9621 | 37.388 | 44.7805 | 52.1757 | 59.5199 | 66.8543 | 74.1702 | 74.1702 | 74.1702 | 74.1702 | 74.1702 | 74.1702 | 74.1702 | 74.1702 | 74.1702 | 74.1702 | 74.1702 | 74.1702 | 74.1702 | 74.1702 | 74.1702 | 0 | 0 | 0 | 0 | 0 | 0 | 0 | 0 | 0 | 0 | 0 | 0 | 0 | 0 | 0 | 0 | 0 | 0 | 0 | 0 | 0 | 0 | 0 | 0 | 0 | 0 | 0 | 0 | 0 | 0 | 0 | 0 | 0 | 0 | 0 | 0 | 0 | 0 | 0 | 0 | 0 | 0 | 0 | 0 | 0 | 0 | 0 | 0 | 0 | 0 | 0 | 0 | 0 | 0 | 0 | 0 | 0 | 0 | 0 | 0 | 0 | 0.00093694 | 0.0018908 | 0.0028471 | 0.0037931 | 0.0047332 | 0.005669 | 0.0066053 | 0.007535 | 0.0084635 | 0.0093897 | 0.0093897 | 0.0093897 | 0.0093897 | 0.0093897 | 0.0093897 | 0.0093897 | 0.0093897 | 0.0093897 | 0.0093897 | 0.0093897 | 0.0093897 | 0.0093897 | 0.0093897 | 0.0093897 | 13.317 | 13.5571 | 13.5932 | 13.445 | 13.3619 | 13.3017 | 13.3067 | 13.2147 | 13.1973 | 13.1637 | 0 | 0 | 0 | 0 | 0 | 0 | 0 | 0 | 0 | 0 | 0 | 0 | 0 | 0 | 133.4583 | 0 | 0 | 0 | 0 | 0 | 0 | 0 | 0 | 0 | 0 | 0 | 0 | 0 | 0 | 0 | 0 | 0 | 0 | 0 | 0 | 0.01296% | 0.00095896 | 0.0019352 | 0.0029141 | 0.0038822 | 0.0048444 | 0.0058023 | 0.0067605 | 0.0077121 | 0.0086624 | 0.0096104 | 0.0096104 | 0.0096104 | 0.0096104 | 0.0096104 | 0.0096104 | 0.0096104 | 0.0096104 | 0.0096104 | 0.0096104 | 0.0096104 | 0.0096104 | 0.0096104 | 0.0096104 | 0.0096104
| IND-Lighting-7P_V2 | M_Input | Council 7th Plan | 2020 | Retro | 2022 | 2045 | PSE | Industrial | Kraft Pulp | Electric | Per Region | NA | NA | Kraft Pulp Motors: Rewind 20-50 HP | Kraft Pulp Motors: Rewind 20-50 HP | 0 | 10 | 0 | 0 | I-All-Other-Shift3-All-All-S | 0 | 0 | 0 | 0 | 0 | 0 | 0 | 0 | 0 | 0 | 0 | 0 | Comm Flat | Motors: Rewind 20-50 HP | Motors: Rewind 20-50 HP | IndShift3 | 0.01266% | 100% | 0% | 1 | 1 | 100% | 10% | 85% | 6.8% | 0.2% | 0 | 0 | 0 | 0 | 0 | 0 | 0 | 0 | 0 |  | 0 | 0 | 0 | 01. ($9,999.000) to $0.028 | 1 | 0 | 01. ($9,999.00) to $0.22 | 0 | 0.085 | 0.085 | 0.085 | 0.085 | 0.085 | 0.085 | 0.085 | 0.085 | 0.085 | 0.085 | 0 | 0 | 0 | 0 | 0 | 0 | 0 | 0 | 0 | 0 | 0 | 0 | 0 | 0 | 0 | 0 | 0 | 0 | 0 | 0 | 0 | 0 | 0 | 0 | 0 | 0 | 0 | 0 | 0 | 0 | 0 | 0 | 0 | 0 | 0 | 0 | 0 | 0 | 0 | 0 | 0 | 0 | 0 | 0 | 0 | 0 | 0 | 0 | 0 | 0 | 0 | 0 | 0 | 0 | 0 | 0 | 0 | 0 | 0 | 0 | 0 | 0 | 0 | 0 | 0 | 0 | 0 | 0 | 0 | 0 | 0 | 0 | 0 | 0 | 0 | 0 | 0 | 0 | 0 | 0 | 0 | 0 | 0 | 0 | 0 | 0 | 0 | 0 | 0 | 0 | 0 | 0 | 0 | 0 | 0 | 0 | 0 | 0 | 0 | 0 | 0 | 0 | 0 | 0 | 0 | 0 | 0 | 0 | 0 | 0 | 0 | 0 | 0 | 0 | 0 | 0 | 0 | 0 | 0 | 0 | 0 | 0 | 0 | 0 | 0 | 0 | 0 | 0 | 0 | 0 | 0 | 0 | 0 | 0 | 0 | 0 | 0 | 0 | 0 | 0 | 0 | 0 | 0 | 0 | 0 | 0 | 0 | 0 | 0 | 0 | 0 | 0 | 0 | 0 | 0 | 0 | 0 | 0 | 0 | 0 | 0 | 0 | 0 | 0 | 0 | 0 | 0 | 0 | 0 | 0 | 0 | 0 | 0 | 0 | 0 | 0 | 0 | 0 | 0 | 0 | 0 | 0 | 0 | 0 | 0 | 0 | 0 | 0 | 0 | 0 | 0 | 0 | 0 | 0.01296% | 0 | 0 | 0 | 0 | 0 | 0 | 0 | 0 | 0 | 0 | 0 | 0 | 0 | 0 | 0 | 0 | 0 | 0 | 0 | 0 | 0 | 0 | 0 | 0
| IND-Lighting-7P_V2 | M_Input | Council 7th Plan | 2020 | Retro | 2022 | 2045 | PSE | Industrial | Kraft Pulp | Electric | Per Region | NA | NA | Kraft Pulp Motors: Rewind 51-100 HP | Kraft Pulp Motors: Rewind 51-100 HP | 0 | 10 | 0 | 0 | I-All-Other-Shift3-All-All-S | 0 | 0 | 0 | 0 | 0 | 0 | 0 | 0 | 0 | 0 | 0 | 0 | Comm Flat | Motors: Rewind 51-100 HP | Motors: Rewind 51-100 HP | IndShift3 | 0.01266% | 100% | 0% | 1 | 1 | 100% | 10% | 85% | 6.8% | 0.2% | 0 | 0 | 0 | 0 | 0 | 0 | 0 | 0 | 0 |  | 0 | 0 | 0 | 01. ($9,999.000) to $0.028 | 0 | 0 | 01. ($9,999.00) to $0.22 | 1 | 0.085 | 0.085 | 0.085 | 0.085 | 0.085 | 0.085 | 0.085 | 0.085 | 0.085 | 0.085 | 0 | 0 | 0 | 0 | 0 | 0 | 0 | 0 | 0 | 0 | 0 | 0 | 0 | 0 | 0 | 0 | 0 | 0 | 0 | 0 | 0 | 0 | 0 | 0 | 0 | 0 | 0 | 0 | 0 | 0 | 0 | 0 | 0 | 0 | 0 | 0 | 0 | 0 | 0 | 0 | 0 | 0 | 0 | 0 | 0 | 0 | 0 | 0 | 0 | 0 | 0 | 0 | 0 | 0 | 0 | 0 | 0 | 0 | 0 | 0 | 0 | 0 | 0 | 0 | 0 | 0 | 0 | 0 | 0 | 0 | 0 | 0 | 0 | 0 | 0 | 0 | 0 | 0 | 0 | 0 | 0 | 0 | 0 | 0 | 0 | 0 | 0 | 0 | 0 | 0 | 0 | 0 | 0 | 0 | 0 | 0 | 0 | 0 | 0 | 0 | 0 | 0 | 0 | 0 | 0 | 0 | 0 | 0 | 0 | 0 | 0 | 0 | 0 | 0 | 0 | 0 | 0 | 0 | 0 | 0 | 0 | 0 | 0 | 0 | 0 | 0 | 0 | 0 | 0 | 0 | 0 | 0 | 0 | 0 | 0 | 0 | 0 | 0 | 0 | 0 | 0 | 0 | 0 | 0 | 0 | 0 | 0 | 0 | 0 | 0 | 0 | 0 | 0 | 0 | 0 | 0 | 0 | 0 | 0 | 0 | 0 | 0 | 0 | 0 | 0 | 0 | 0 | 0 | 0 | 0 | 0 | 0 | 0 | 0 | 0 | 0 | 0 | 0 | 0 | 0 | 0 | 0 | 0 | 0 | 0 | 0 | 0 | 0 | 0 | 0 | 0 | 0 | 0 | 0.01296% | 0 | 0 | 0 | 0 | 0 | 0 | 0 | 0 | 0 | 0 | 0 | 0 | 0 | 0 | 0 | 0 | 0 | 0 | 0 | 0 | 0 | 0 | 0 | 0
| IND-Lighting-7P_V2 | M_Input | Council 7th Plan | 2020 | Retro | 2022 | 2045 | PSE | Industrial | Kraft Pulp | Electric | Per Region | NA | NA | Kraft Pulp Motors: Rewind 101-200 HP | Kraft Pulp Motors: Rewind 101-200 HP | 0 | 10 | 0 | 0 | I-All-Other-Shift3-All-All-S | 0 | 0 | 0 | 0 | 0 | 0 | 0 | 0 | 0 | 0 | 0 | 0 | Comm Flat | Motors: Rewind 101-200 HP | Motors: Rewind 101-200 HP | IndShift3 | 0.01266% | 100% | 0% | 1 | 1 | 100% | 10% | 85% | 6.8% | 0.2% | 0 | 0 | 0 | 0 | 0 | 0 | 0 | 0 | 0 |  | 0 | 0 | 0 | 01. ($9,999.000) to $0.028 | 1 | 0 | 01. ($9,999.00) to $0.22 | 0 | 0.085 | 0.085 | 0.085 | 0.085 | 0.085 | 0.085 | 0.085 | 0.085 | 0.085 | 0.085 | 0 | 0 | 0 | 0 | 0 | 0 | 0 | 0 | 0 | 0 | 0 | 0 | 0 | 0 | 0 | 0 | 0 | 0 | 0 | 0 | 0 | 0 | 0 | 0 | 0 | 0 | 0 | 0 | 0 | 0 | 0 | 0 | 0 | 0 | 0 | 0 | 0 | 0 | 0 | 0 | 0 | 0 | 0 | 0 | 0 | 0 | 0 | 0 | 0 | 0 | 0 | 0 | 0 | 0 | 0 | 0 | 0 | 0 | 0 | 0 | 0 | 0 | 0 | 0 | 0 | 0 | 0 | 0 | 0 | 0 | 0 | 0 | 0 | 0 | 0 | 0 | 0 | 0 | 0 | 0 | 0 | 0 | 0 | 0 | 0 | 0 | 0 | 0 | 0 | 0 | 0 | 0 | 0 | 0 | 0 | 0 | 0 | 0 | 0 | 0 | 0 | 0 | 0 | 0 | 0 | 0 | 0 | 0 | 0 | 0 | 0 | 0 | 0 | 0 | 0 | 0 | 0 | 0 | 0 | 0 | 0 | 0 | 0 | 0 | 0 | 0 | 0 | 0 | 0 | 0 | 0 | 0 | 0 | 0 | 0 | 0 | 0 | 0 | 0 | 0 | 0 | 0 | 0 | 0 | 0 | 0 | 0 | 0 | 0 | 0 | 0 | 0 | 0 | 0 | 0 | 0 | 0 | 0 | 0 | 0 | 0 | 0 | 0 | 0 | 0 | 0 | 0 | 0 | 0 | 0 | 0 | 0 | 0 | 0 | 0 | 0 | 0 | 0 | 0 | 0 | 0 | 0 | 0 | 0 | 0 | 0 | 0 | 0 | 0 | 0 | 0 | 0 | 0 | 0.01296% | 0 | 0 | 0 | 0 | 0 | 0 | 0 | 0 | 0 | 0 | 0 | 0 | 0 | 0 | 0 | 0 | 0 | 0 | 0 | 0 | 0 | 0 | 0 | 0
| IND-Lighting-7P_V2 | M_Input | Council 7th Plan | 2020 | Retro | 2022 | 2045 | PSE | Industrial | Kraft Pulp | Electric | Per Region | NA | NA | Kraft Pulp Motors: Rewind 201-500 HP | Kraft Pulp Motors: Rewind 201-500 HP | 0 | 10 | 0 | 0 | I-All-Other-Shift3-All-All-S | 0 | 0 | 0 | 0 | 0 | 0 | 0 | 0 | 0 | 0 | 0 | 0 | Comm Flat | Motors: Rewind 201-500 HP | Motors: Rewind 201-500 HP | IndShift3 | 0.01266% | 100% | 0% | 1 | 1 | 100% | 10% | 85% | 6.8% | 0.2% | 0 | 0 | 0 | 0 | 0 | 0 | 0 | 0 | 0 |  | 0 | 0 | 0 | 01. ($9,999.000) to $0.028 | 1 | 0 | 01. ($9,999.00) to $0.22 | 1 | 0.085 | 0.085 | 0.085 | 0.085 | 0.085 | 0.085 | 0.085 | 0.085 | 0.085 | 0.085 | 0 | 0 | 0 | 0 | 0 | 0 | 0 | 0 | 0 | 0 | 0 | 0 | 0 | 0 | 0 | 0 | 0 | 0 | 0 | 0 | 0 | 0 | 0 | 0 | 0 | 0 | 0 | 0 | 0 | 0 | 0 | 0 | 0 | 0 | 0 | 0 | 0 | 0 | 0 | 0 | 0 | 0 | 0 | 0 | 0 | 0 | 0 | 0 | 0 | 0 | 0 | 0 | 0 | 0 | 0 | 0 | 0 | 0 | 0 | 0 | 0 | 0 | 0 | 0 | 0 | 0 | 0 | 0 | 0 | 0 | 0 | 0 | 0 | 0 | 0 | 0 | 0 | 0 | 0 | 0 | 0 | 0 | 0 | 0 | 0 | 0 | 0 | 0 | 0 | 0 | 0 | 0 | 0 | 0 | 0 | 0 | 0 | 0 | 0 | 0 | 0 | 0 | 0 | 0 | 0 | 0 | 0 | 0 | 0 | 0 | 0 | 0 | 0 | 0 | 0 | 0 | 0 | 0 | 0 | 0 | 0 | 0 | 0 | 0 | 0 | 0 | 0 | 0 | 0 | 0 | 0 | 0 | 0 | 0 | 0 | 0 | 0 | 0 | 0 | 0 | 0 | 0 | 0 | 0 | 0 | 0 | 0 | 0 | 0 | 0 | 0 | 0 | 0 | 0 | 0 | 0 | 0 | 0 | 0 | 0 | 0 | 0 | 0 | 0 | 0 | 0 | 0 | 0 | 0 | 0 | 0 | 0 | 0 | 0 | 0 | 0 | 0 | 0 | 0 | 0 | 0 | 0 | 0 | 0 | 0 | 0 | 0 | 0 | 0 | 0 | 0 | 0 | 0 | 0.01296% | 0 | 0 | 0 | 0 | 0 | 0 | 0 | 0 | 0 | 0 | 0 | 0 | 0 | 0 | 0 | 0 | 0 | 0 | 0 | 0 | 0 | 0 | 0 | 0
| IND-Lighting-7P_V2 | M_Input | Council 7th Plan | 2020 | Retro | 2022 | 2045 | PSE | Industrial | Kraft Pulp | Electric | Per Region | NA | NA | Kraft Pulp Motors: Rewind 501-5000 HP | Kraft Pulp Motors: Rewind 501-5000 HP | 0 | 10 | 0 | 0 | I-All-Other-Shift3-All-All-S | 0 | 0 | 0 | 0 | 0 | 0 | 0 | 0 | 0 | 0 | 0 | 0 | Comm Flat | Motors: Rewind 501-5000 HP | Motors: Rewind 501-5000 HP | IndShift3 | 0.01266% | 100% | 0% | 1 | 1 | 100% | 10% | 85% | 6.8% | 0.2% | 0 | 0 | 0 | 0 | 0 | 0 | 0 | 0 | 0 |  | 0 | 0 | 0 | 01. ($9,999.000) to $0.028 | 1 | 0 | 01. ($9,999.00) to $0.22 | 0 | 0.085 | 0.085 | 0.085 | 0.085 | 0.085 | 0.085 | 0.085 | 0.085 | 0.085 | 0.085 | 0 | 0 | 0 | 0 | 0 | 0 | 0 | 0 | 0 | 0 | 0 | 0 | 0 | 0 | 0 | 0 | 0 | 0 | 0 | 0 | 0 | 0 | 0 | 0 | 0 | 0 | 0 | 0 | 0 | 0 | 0 | 0 | 0 | 0 | 0 | 0 | 0 | 0 | 0 | 0 | 0 | 0 | 0 | 0 | 0 | 0 | 0 | 0 | 0 | 0 | 0 | 0 | 0 | 0 | 0 | 0 | 0 | 0 | 0 | 0 | 0 | 0 | 0 | 0 | 0 | 0 | 0 | 0 | 0 | 0 | 0 | 0 | 0 | 0 | 0 | 0 | 0 | 0 | 0 | 0 | 0 | 0 | 0 | 0 | 0 | 0 | 0 | 0 | 0 | 0 | 0 | 0 | 0 | 0 | 0 | 0 | 0 | 0 | 0 | 0 | 0 | 0 | 0 | 0 | 0 | 0 | 0 | 0 | 0 | 0 | 0 | 0 | 0 | 0 | 0 | 0 | 0 | 0 | 0 | 0 | 0 | 0 | 0 | 0 | 0 | 0 | 0 | 0 | 0 | 0 | 0 | 0 | 0 | 0 | 0 | 0 | 0 | 0 | 0 | 0 | 0 | 0 | 0 | 0 | 0 | 0 | 0 | 0 | 0 | 0 | 0 | 0 | 0 | 0 | 0 | 0 | 0 | 0 | 0 | 0 | 0 | 0 | 0 | 0 | 0 | 0 | 0 | 0 | 0 | 0 | 0 | 0 | 0 | 0 | 0 | 0 | 0 | 0 | 0 | 0 | 0 | 0 | 0 | 0 | 0 | 0 | 0 | 0 | 0 | 0 | 0 | 0 | 0 | 0.01296% | 0 | 0 | 0 | 0 | 0 | 0 | 0 | 0 | 0 | 0 | 0 | 0 | 0 | 0 | 0 | 0 | 0 | 0 | 0 | 0 | 0 | 0 | 0 | 0
| IND-Lighting-7P_V2 | M_Input | Council 7th Plan | 2020 | Retro | 2022 | 2045 | PSE | Industrial | Kraft Pulp | Electric | Per Region | NA | NA | Kraft Pulp Efficient Centrifugal Fan | Kraft Pulp Efficient Centrifugal Fan | 46.7745 | 10 | 10.861 | 0 | I-SIC26-Proc-All-All-All-E | 0 | 0 | 0 | 0 | 0 | 0 | 0 | 0 | 0 | 0 | 0 | 0 | Comm Flat | Efficient Centrifugal Fan | Efficient Centrifugal Fan | SIC26 | 0.01095% | 100% | 0% | 1 | 1 | 100% | 10% | 85% | 6.8% | 0.2% | 21.8681 | 0.75379 | 2.2622 | 17.98 | 0 | 0 | 0 | 17.1362 | 0 |  | 0.031384 | 0 | 0.031384 | 02. $0.028 to $0.055 | 1 | 0 | 01. ($9,999.00) to $0.22 | 1 | 0.085 | 0.085 | 0.085 | 0.085 | 0.085 | 0.085 | 0.085 | 0.085 | 0.085 | 0.085 | 0 | 0 | 0 | 0 | 0 | 0 | 0 | 0 | 0 | 0 | 0 | 0 | 0 | 0 | 3.9758 | 4.0475 | 4.0583 | 4.014 | 3.9892 | 3.9712 | 3.9727 | 3.9453 | 3.9401 | 3.9301 | 0 | 0 | 0 | 0 | 0 | 0 | 0 | 0 | 0 | 0 | 0 | 0 | 0 | 0 | 39.8443 | 3.9758 | 8.0233 | 12.0816 | 16.0956 | 20.0849 | 24.0561 | 28.0288 | 31.9741 | 35.9142 | 39.8443 | 39.8443 | 39.8443 | 39.8443 | 39.8443 | 39.8443 | 39.8443 | 39.8443 | 39.8443 | 39.8443 | 39.8443 | 39.8443 | 39.8443 | 39.8443 | 39.8443 | 0 | 0 | 0 | 0 | 0 | 0 | 0 | 0 | 0 | 0 | 0 | 0 | 0 | 0 | 0 | 0 | 0 | 0 | 0 | 0 | 0 | 0 | 0 | 0 | 0 | 0 | 0 | 0 | 0 | 0 | 0 | 0 | 0 | 0 | 0 | 0 | 0 | 0 | 0 | 0 | 0 | 0 | 0 | 0 | 0 | 0 | 0 | 0 | 0 | 0 | 0 | 0 | 0 | 0 | 0 | 0 | 0 | 0 | 0 | 0 | 0 | 0.00043526 | 0.00087837 | 0.0013227 | 0.0017621 | 0.0021988 | 0.0026336 | 0.0030685 | 0.0035004 | 0.0039318 | 0.004362 | 0.004362 | 0.004362 | 0.004362 | 0.004362 | 0.004362 | 0.004362 | 0.004362 | 0.004362 | 0.004362 | 0.004362 | 0.004362 | 0.004362 | 0.004362 | 0.004362 | 1.4566 | 1.4828 | 1.4868 | 1.4706 | 1.4615 | 1.4549 | 1.4554 | 1.4454 | 1.4435 | 1.4398 | 0 | 0 | 0 | 0 | 0 | 0 | 0 | 0 | 0 | 0 | 0 | 0 | 0 | 0 | 14.5973 | 0 | 0 | 0 | 0 | 0 | 0 | 0 | 0 | 0 | 0 | 0 | 0 | 0 | 0 | 0 | 0 | 0 | 0 | 0 | 0 | 0.01124% | 0.00044675 | 0.00090155 | 0.0013576 | 0.0018086 | 0.0022569 | 0.0027031 | 0.0031495 | 0.0035928 | 0.0040355 | 0.0044772 | 0.0044772 | 0.0044772 | 0.0044772 | 0.0044772 | 0.0044772 | 0.0044772 | 0.0044772 | 0.0044772 | 0.0044772 | 0.0044772 | 0.0044772 | 0.0044772 | 0.0044772 | 0.0044772
| IND-Lighting-7P_V2 | M_Input | Council 7th Plan | 2020 | Retro | 2022 | 2045 | PSE | Industrial | Kraft Pulp | Electric | Per Region | NA | NA | Kraft Pulp Fan Energy Management | Kraft Pulp Fan Energy Management | 61.9495 | 10 | 0 | 2.3211 | I-SIC20-Proc-All-All-All-E | 0 | 0 | 0 | 0 | 0 | 0 | 0 | 0 | 0 | 0 | 0 | 0 | Comm Flat | Fan Energy Management | Fan Energy Management | SIC20 | 0.01146% | 100% | 0% | 1 | 1 | 100% | 10% | 85% | 6.8% | 0.2% | 28.9627 | 1.0451 | 3.0008 | 0 | 0 | 0 | 0 | 23.0501 | 0 |  | 0.031874 | 0 | 0.031874 | 02. $0.028 to $0.055 | 1 | 0 | 01. ($9,999.00) to $0.22 | 0 | 0.085 | 0.085 | 0.085 | 0.085 | 0.085 | 0.085 | 0.085 | 0.085 | 0.085 | 0.085 | 0 | 0 | 0 | 0 | 0 | 0 | 0 | 0 | 0 | 0 | 0 | 0 | 0 | 0 | 5.2657 | 5.3606 | 5.3749 | 5.3163 | 5.2834 | 5.2596 | 5.2616 | 5.2252 | 5.2184 | 5.2051 | 0 | 0 | 0 | 0 | 0 | 0 | 0 | 0 | 0 | 0 | 0 | 0 | 0 | 0 | 52.7709 | 5.2657 | 10.6263 | 16.0012 | 21.3175 | 26.601 | 31.8606 | 37.1222 | 42.3475 | 47.5658 | 52.7709 | 52.7709 | 52.7709 | 52.7709 | 52.7709 | 52.7709 | 52.7709 | 52.7709 | 52.7709 | 52.7709 | 52.7709 | 52.7709 | 52.7709 | 52.7709 | 52.7709 | 0 | 0 | 0 | 0 | 0 | 0 | 0 | 0 | 0 | 0 | 0 | 0 | 0 | 0 | 0 | 0 | 0 | 0 | 0 | 0 | 0 | 0 | 0 | 0 | 0 | 0 | 0 | 0 | 0 | 0 | 0 | 0 | 0 | 0 | 0 | 0 | 0 | 0 | 0 | 0 | 0 | 0 | 0 | 0 | 0 | 0 | 0 | 0 | 0 | 0 | 0 | 0 | 0 | 0 | 0 | 0 | 0 | 0 | 0 | 0 | 0 | 0.00060346 | 0.0012178 | 0.0018338 | 0.002443 | 0.0030485 | 0.0036513 | 0.0042543 | 0.0048531 | 0.0054511 | 0.0060476 | 0.0060476 | 0.0060476 | 0.0060476 | 0.0060476 | 0.0060476 | 0.0060476 | 0.0060476 | 0.0060476 | 0.0060476 | 0.0060476 | 0.0060476 | 0.0060476 | 0.0060476 | 0.0060476 | 1.9593 | 1.9946 | 1.9999 | 1.9781 | 1.9659 | 1.957 | 1.9577 | 1.9442 | 1.9416 | 1.9367 | 0 | 0 | 0 | 0 | 0 | 0 | 0 | 0 | 0 | 0 | 0 | 0 | 0 | 0 | 19.6349 | 0 | 0 | 0 | 0 | 0 | 0 | 0 | 0 | 0 | 0 | 0 | 0 | 0 | 0 | 0 | 0 | 0 | 0 | 0 | 0 | 0.01326% | 0.00069821 | 0.001409 | 0.0021217 | 0.0028266 | 0.0035272 | 0.0042246 | 0.0049223 | 0.0056151 | 0.0063071 | 0.0069972 | 0.0069972 | 0.0069972 | 0.0069972 | 0.0069972 | 0.0069972 | 0.0069972 | 0.0069972 | 0.0069972 | 0.0069972 | 0.0069972 | 0.0069972 | 0.0069972 | 0.0069972 | 0.0069972
| IND-Lighting-7P_V2 | M_Input | Council 7th Plan | 2020 | Retro | 2022 | 2045 | PSE | Industrial | Kraft Pulp | Electric | Per Region | NA | NA | Kraft Pulp Fan Equipment Upgrade | Kraft Pulp Fan Equipment Upgrade | 184.0496 | 10 | 19.798 | 6.896 | I-All-Other-Shift3-All-All-S | 0 | 0 | 0 | 0 | 0 | 0 | 0 | 0 | 0 | 0 | 0 | 0 | Comm Flat | Fan Equipment Upgrade | Fan Equipment Upgrade | IndShift3 | 0.01266% | 100% | 0% | 1 | 1 | 100% | 10% | 85% | 6.8% | 0.2% | 86.0471 | 3.4298 | 8.9477 | 32.775 | 0 | 0 | 0 | 104.8579 | 0 |  | 0.048805 | 0 | 0.048805 | 02. $0.028 to $0.055 | 1 | 0 | 01. ($9,999.00) to $0.22 | 1 | 0.085 | 0.085 | 0.085 | 0.085 | 0.085 | 0.085 | 0.085 | 0.085 | 0.085 | 0.085 | 0 | 0 | 0 | 0 | 0 | 0 | 0 | 0 | 0 | 0 | 0 | 0 | 0 | 0 | 15.6442 | 15.9262 | 15.9687 | 15.7945 | 15.6969 | 15.6261 | 15.6321 | 15.524 | 15.5035 | 15.4641 | 0 | 0 | 0 | 0 | 0 | 0 | 0 | 0 | 0 | 0 | 0 | 0 | 0 | 0 | 156.7803 | 15.6442 | 31.5704 | 47.5391 | 63.3336 | 79.0305 | 94.6566 | 110.2887 | 125.8127 | 141.3162 | 156.7803 | 156.7803 | 156.7803 | 156.7803 | 156.7803 | 156.7803 | 156.7803 | 156.7803 | 156.7803 | 156.7803 | 156.7803 | 156.7803 | 156.7803 | 156.7803 | 156.7803 | 0 | 0 | 0 | 0 | 0 | 0 | 0 | 0 | 0 | 0 | 0 | 0 | 0 | 0 | 0 | 0 | 0 | 0 | 0 | 0 | 0 | 0 | 0 | 0 | 0 | 0 | 0 | 0 | 0 | 0 | 0 | 0 | 0 | 0 | 0 | 0 | 0 | 0 | 0 | 0 | 0 | 0 | 0 | 0 | 0 | 0 | 0 | 0 | 0 | 0 | 0 | 0 | 0 | 0 | 0 | 0 | 0 | 0 | 0 | 0 | 0 | 0.0019805 | 0.0039967 | 0.0060183 | 0.0080178 | 0.010005 | 0.011983 | 0.013962 | 0.015927 | 0.01789 | 0.019848 | 0.019848 | 0.019848 | 0.019848 | 0.019848 | 0.019848 | 0.019848 | 0.019848 | 0.019848 | 0.019848 | 0.019848 | 0.019848 | 0.019848 | 0.019848 | 0.019848 | 8.9129 | 9.0736 | 9.0978 | 8.9986 | 8.9429 | 8.9026 | 8.906 | 8.8444 | 8.8328 | 8.8103 | 0 | 0 | 0 | 0 | 0 | 0 | 0 | 0 | 0 | 0 | 0 | 0 | 0 | 0 | 89.3219 | 0 | 0 | 0 | 0 | 0 | 0 | 0 | 0 | 0 | 0 | 0 | 0 | 0 | 0 | 0 | 0 | 0 | 0 | 0 | 0 | 0.01296% | 0.0020271 | 0.0040906 | 0.0061597 | 0.0082063 | 0.01024 | 0.012265 | 0.01429 | 0.016302 | 0.018311 | 0.020314 | 0.020314 | 0.020314 | 0.020314 | 0.020314 | 0.020314 | 0.020314 | 0.020314 | 0.020314 | 0.020314 | 0.020314 | 0.020314 | 0.020314 | 0.020314 | 0.020314
| IND-Lighting-7P_V2 | M_Input | Council 7th Plan | 2020 | Retro | 2022 | 2045 | PSE | Industrial | Kraft Pulp | Electric | Per Region | NA | NA | Kraft Pulp Fan System Optimization | Kraft Pulp Fan System Optimization | 330.6515 | 10 | 50.519 | 14.8667 | I-SIC24-Proc-All-All-All-E | 16.1056 | 0 | 0 | 0 | 0 | 0 | 0 | 0 | 0 | 0 | 0 | 0 | Comm Flat | Fan System Optimization | Fan System Optimization | SIC24 | 0.01335% | 100% | 0% | 1 | 1 | 100% | 10% | 85% | 6.8% | 0.2% | 154.5865 | 6.4986 | 16.1085 | 83.6327 | 0 | 0 | 0 | 56.6672 | 0 |  | 0.014681 | 0 | 0.014681 | 01. ($9,999.000) to $0.028 | 1 | 0 | 01. ($9,999.00) to $0.22 | 1 | 0.085 | 0.085 | 0.085 | 0.085 | 0.085 | 0.085 | 0.085 | 0.085 | 0.085 | 0.085 | 0 | 0 | 0 | 0 | 0 | 0 | 0 | 0 | 0 | 0 | 0 | 0 | 0 | 0 | 28.1054 | 28.6119 | 28.6882 | 28.3754 | 28.2 | 28.0729 | 28.0835 | 27.8894 | 27.8527 | 27.7818 | 0 | 0 | 0 | 0 | 0 | 0 | 0 | 0 | 0 | 0 | 0 | 0 | 0 | 0 | 281.6612 | 28.1054 | 56.7173 | 85.4055 | 113.7809 | 141.981 | 170.0539 | 198.1374 | 226.0268 | 253.8794 | 281.6612 | 281.6612 | 281.6612 | 281.6612 | 281.6612 | 281.6612 | 281.6612 | 281.6612 | 281.6612 | 281.6612 | 281.6612 | 281.6612 | 281.6612 | 281.6612 | 281.6612 | 0 | 0 | 0 | 0 | 0 | 0 | 0 | 0 | 0 | 0 | 0 | 0 | 0 | 0 | 0 | 0 | 0 | 0 | 0 | 0 | 0 | 0 | 0 | 0 | 0 | 0 | 0 | 0 | 0 | 0 | 0 | 0 | 0 | 0 | 0 | 0 | 0 | 0 | 0 | 0 | 0 | 0 | 0 | 0 | 0 | 0 | 0 | 0 | 0 | 0 | 0 | 0 | 0 | 0 | 0 | 0 | 0 | 0 | 0 | 0 | 0 | 0.0037525 | 0.0075726 | 0.011403 | 0.015191 | 0.018957 | 0.022705 | 0.026454 | 0.030178 | 0.033897 | 0.037606 | 0.037606 | 0.037606 | 0.037606 | 0.037606 | 0.037606 | 0.037606 | 0.037606 | 0.037606 | 0.037606 | 0.037606 | 0.037606 | 0.037606 | 0.037606 | 0.037606 | 4.8167 | 4.9035 | 4.9166 | 4.863 | 4.8329 | 4.8111 | 4.813 | 4.7797 | 4.7734 | 4.7613 | 0 | 0 | 0 | 0 | 0 | 0 | 0 | 0 | 0 | 0 | 0 | 0 | 0 | 0 | 48.2712 | 0 | 0 | 0 | 0 | 0 | 0 | 0 | 0 | 0 | 0 | 0 | 0 | 0 | 0 | 0 | 0 | 0 | 0 | 0 | 0 | 0.01209% | 0.0033979 | 0.006857 | 0.010325 | 0.013756 | 0.017165 | 0.020559 | 0.023954 | 0.027326 | 0.030694 | 0.034052 | 0.034052 | 0.034052 | 0.034052 | 0.034052 | 0.034052 | 0.034052 | 0.034052 | 0.034052 | 0.034052 | 0.034052 | 0.034052 | 0.034052 | 0.034052 | 0.034052
| IND-Lighting-7P_V2 | M_Input | Council 7th Plan | 2020 | Retro | 2022 | 2045 | PSE | Industrial | Kraft Pulp | Electric | Per Region | NA | NA | Kraft Pulp Pump Energy Management | Kraft Pulp Pump Energy Management | 296.2776 | 10 | 0 | 11.101 | I-SIC26-Proc-All-All-All-E | 0 | 0 | 0 | 0 | 0 | 0 | 0 | 0 | 0 | 0 | 0 | 0 | Comm Flat | Pump Energy Management | Pump Energy Management | SIC26 | 0.01095% | 100% | 0% | 1 | 1 | 100% | 10% | 85% | 6.8% | 0.2% | 138.516 | 4.7746 | 14.3291 | 0 | 0 | 0 | 0 | 110.4843 | 0 |  | 0.031945 | 0 | 0.031945 | 02. $0.028 to $0.055 | 1 | 0 | 01. ($9,999.00) to $0.22 | 0 | 0.085 | 0.085 | 0.085 | 0.085 | 0.085 | 0.085 | 0.085 | 0.085 | 0.085 | 0.085 | 0 | 0 | 0 | 0 | 0 | 0 | 0 | 0 | 0 | 0 | 0 | 0 | 0 | 0 | 25.1836 | 25.6375 | 25.7059 | 25.4256 | 25.2684 | 25.1545 | 25.164 | 24.9901 | 24.9572 | 24.8937 | 0 | 0 | 0 | 0 | 0 | 0 | 0 | 0 | 0 | 0 | 0 | 0 | 0 | 0 | 252.3803 | 25.1836 | 50.8211 | 76.527 | 101.9525 | 127.2209 | 152.3754 | 177.5395 | 202.5295 | 227.4867 | 252.3803 | 252.3803 | 252.3803 | 252.3803 | 252.3803 | 252.3803 | 252.3803 | 252.3803 | 252.3803 | 252.3803 | 252.3803 | 252.3803 | 252.3803 | 252.3803 | 252.3803 | 0 | 0 | 0 | 0 | 0 | 0 | 0 | 0 | 0 | 0 | 0 | 0 | 0 | 0 | 0 | 0 | 0 | 0 | 0 | 0 | 0 | 0 | 0 | 0 | 0 | 0 | 0 | 0 | 0 | 0 | 0 | 0 | 0 | 0 | 0 | 0 | 0 | 0 | 0 | 0 | 0 | 0 | 0 | 0 | 0 | 0 | 0 | 0 | 0 | 0 | 0 | 0 | 0 | 0 | 0 | 0 | 0 | 0 | 0 | 0 | 0 | 0.002757 | 0.0055637 | 0.0083779 | 0.011161 | 0.013928 | 0.016682 | 0.019436 | 0.022172 | 0.024905 | 0.02763 | 0.02763 | 0.02763 | 0.02763 | 0.02763 | 0.02763 | 0.02763 | 0.02763 | 0.02763 | 0.02763 | 0.02763 | 0.02763 | 0.02763 | 0.02763 | 0.02763 | 9.3912 | 9.5604 | 9.5859 | 9.4814 | 9.4228 | 9.3803 | 9.3839 | 9.319 | 9.3067 | 9.283 | 0 | 0 | 0 | 0 | 0 | 0 | 0 | 0 | 0 | 0 | 0 | 0 | 0 | 0 | 94.1146 | 0 | 0 | 0 | 0 | 0 | 0 | 0 | 0 | 0 | 0 | 0 | 0 | 0 | 0 | 0 | 0 | 0 | 0 | 0 | 0 | 0.01124% | 0.0028298 | 0.0057106 | 0.0085991 | 0.011456 | 0.014295 | 0.017122 | 0.019949 | 0.022757 | 0.025562 | 0.028359 | 0.028359 | 0.028359 | 0.028359 | 0.028359 | 0.028359 | 0.028359 | 0.028359 | 0.028359 | 0.028359 | 0.028359 | 0.028359 | 0.028359 | 0.028359 | 0.028359
| IND-Lighting-7P_V2 | M_Input | Council 7th Plan | 2020 | Retro | 2022 | 2045 | PSE | Industrial | Kraft Pulp | Electric | Per Region | NA | NA | Kraft Pulp Pump Equipment Upgrade | Kraft Pulp Pump Equipment Upgrade | 725.0974 | 10 | 134.5844 | 27.1682 | I-SIC26-Proc-All-All-All-E | 0 | 0 | 0 | 0 | 0 | 0 | 0 | 0 | 0 | 0 | 0 | 0 | Comm Flat | Pump Equipment Upgrade | Pump Equipment Upgrade | SIC26 | 0.01095% | 100% | 0% | 1 | 1 | 100% | 10% | 85% | 6.8% | 0.2% | 338.9983 | 11.6852 | 35.0684 | 222.8005 | 0 | 0 | 0 | 520.1119 | 0 |  | 0.061447 | 0 | 0.061447 | 03. $0.055 to $0.062 | 1 | 0 | 01. ($9,999.00) to $0.22 | 1 | 0.085 | 0.085 | 0.085 | 0.085 | 0.085 | 0.085 | 0.085 | 0.085 | 0.085 | 0.085 | 0 | 0 | 0 | 0 | 0 | 0 | 0 | 0 | 0 | 0 | 0 | 0 | 0 | 0 | 61.6333 | 62.7441 | 62.9115 | 62.2254 | 61.8408 | 61.562 | 61.5854 | 61.1596 | 61.0791 | 60.9237 | 0 | 0 | 0 | 0 | 0 | 0 | 0 | 0 | 0 | 0 | 0 | 0 | 0 | 0 | 617.6649 | 61.6333 | 124.3774 | 187.2889 | 249.5143 | 311.3551 | 372.9172 | 434.5026 | 495.6621 | 556.7412 | 617.6649 | 617.6649 | 617.6649 | 617.6649 | 617.6649 | 617.6649 | 617.6649 | 617.6649 | 617.6649 | 617.6649 | 617.6649 | 617.6649 | 617.6649 | 617.6649 | 617.6649 | 0 | 0 | 0 | 0 | 0 | 0 | 0 | 0 | 0 | 0 | 0 | 0 | 0 | 0 | 0 | 0 | 0 | 0 | 0 | 0 | 0 | 0 | 0 | 0 | 0 | 0 | 0 | 0 | 0 | 0 | 0 | 0 | 0 | 0 | 0 | 0 | 0 | 0 | 0 | 0 | 0 | 0 | 0 | 0 | 0 | 0 | 0 | 0 | 0 | 0 | 0 | 0 | 0 | 0 | 0 | 0 | 0 | 0 | 0 | 0 | 0 | 0.0067474 | 0.013616 | 0.020504 | 0.027316 | 0.034086 | 0.040826 | 0.047568 | 0.054264 | 0.06095 | 0.06762 | 0.06762 | 0.06762 | 0.06762 | 0.06762 | 0.06762 | 0.06762 | 0.06762 | 0.06762 | 0.06762 | 0.06762 | 0.06762 | 0.06762 | 0.06762 | 0.06762 | 44.2095 | 45.0063 | 45.1263 | 44.6343 | 44.3584 | 44.1584 | 44.1752 | 43.8697 | 43.812 | 43.7005 | 0 | 0 | 0 | 0 | 0 | 0 | 0 | 0 | 0 | 0 | 0 | 0 | 0 | 0 | 443.0507 | 0 | 0 | 0 | 0 | 0 | 0 | 0 | 0 | 0 | 0 | 0 | 0 | 0 | 0 | 0 | 0 | 0 | 0 | 0 | 0 | 0.01124% | 0.0069255 | 0.013976 | 0.021045 | 0.028037 | 0.034986 | 0.041903 | 0.048823 | 0.055696 | 0.062559 | 0.069405 | 0.069405 | 0.069405 | 0.069405 | 0.069405 | 0.069405 | 0.069405 | 0.069405 | 0.069405 | 0.069405 | 0.069405 | 0.069405 | 0.069405 | 0.069405 | 0.069405
| IND-Lighting-7P_V2 | M_Input | Council 7th Plan | 2020 | Retro | 2022 | 2045 | PSE | Industrial | Kraft Pulp | Electric | Per Region | NA | NA | Kraft Pulp Pump System Optimization | Kraft Pulp Pump System Optimization | 779.4797 | 12 | 314.4036 | 40.8881 | I-SIC20-Proc-All-All-All-E | 99.2996 | 0 | 0 | 0 | 0 | 0 | 0 | 0 | 0 | 0 | 0 | 0 | Comm Flat | Pump System Optimization | Pump System Optimization | SIC20 | 0.01146% | 100% | 0% | 1 | 1 | 100% | 8.333% | 85% | 6.8% | 0.2% | 421.4283 | 13.1496 | 43.4578 | 457.1721 | 0 | 0 | 0 | -218.4229 | 0 |  | -0.024004 | 0 | -0.024004 | 01. ($9,999.000) to $0.028 | 1 | 0 | 01. ($9,999.00) to $0.22 | 1 | 0.085 | 0.085 | 0.085 | 0.085 | 0.085 | 0.085 | 0.085 | 0.085 | 0.085 | 0.085 | 0 | 0 | 0 | 0 | 0 | 0 | 0 | 0 | 0 | 0 | 0 | 0 | 0 | 0 | 66.2558 | 67.4499 | 67.6298 | 66.8923 | 66.4789 | 66.1792 | 66.2043 | 65.7466 | 65.66 | 65.493 | 0 | 0 | 0 | 0 | 0 | 0 | 0 | 0 | 0 | 0 | 0 | 0 | 0 | 0 | 663.9897 | 66.2558 | 133.7057 | 201.3355 | 268.2279 | 334.7068 | 400.8859 | 467.0902 | 532.8368 | 598.4968 | 663.9897 | 663.9897 | 663.9897 | 663.9897 | 663.9897 | 663.9897 | 663.9897 | 663.9897 | 663.9897 | 663.9897 | 663.9897 | 663.9897 | 663.9897 | 663.9897 | 663.9897 | 0 | 0 | 0 | 0 | 0 | 0 | 0 | 0 | 0 | 0 | 0 | 0 | 0 | 0 | 0 | 0 | 0 | 0 | 0 | 0 | 0 | 0 | 0 | 0 | 0 | 0 | 0 | 0 | 0 | 0 | 0 | 0 | 0 | 0 | 0 | 0 | 0 | 0 | 0 | 0 | 0 | 0 | 0 | 0 | 0 | 0 | 0 | 0 | 0 | 0 | 0 | 0 | 0 | 0 | 0 | 0 | 0 | 0 | 0 | 0 | 0 | 0.007593 | 0.015323 | 0.023073 | 0.030739 | 0.038358 | 0.045942 | 0.053529 | 0.061064 | 0.068589 | 0.076094 | 0.076094 | 0.076094 | 0.076094 | 0.076094 | 0.076094 | 0.076094 | 0.076094 | 0.076094 | 0.076094 | 0.076094 | 0.076094 | 0.076094 | 0.076094 | 0.076094 | 0 | 0 | 0 | 0 | 0 | 0 | 0 | 0 | 0 | 0 | 0 | 0 | 0 | 0 | 0 | 0 | 0 | 0 | 0 | 0 | 0 | 0 | 0 | 0 | 0 | 0 | 0 | 0 | 0 | 0 | 0 | 0 | 0 | 0 | 0 | 0 | 0 | 0 | 0 | 0 | 0 | 0 | 0 | 0 | 0 | 0.01326% | 0.0087853 | 0.017729 | 0.026696 | 0.035566 | 0.044381 | 0.053156 | 0.061935 | 0.070652 | 0.079359 | 0.088043 | 0.088043 | 0.088043 | 0.088043 | 0.088043 | 0.088043 | 0.088043 | 0.088043 | 0.088043 | 0.088043 | 0.088043 | 0.088043 | 0.088043 | 0.088043 | 0.088043
| IND-Lighting-7P_V2 | M_Input | Council 7th Plan | 2020 | Retro | 2022 | 2045 | PSE | Industrial | Kraft Pulp | Electric | Per Region | NA | NA | Kraft Pulp Transformers-Retrofit | Kraft Pulp Transformers-Retrofit | 0 | 10 | 0 | 0 | I-All-Other-Shift3-All-All-S | 0 | 0 | 0 | 0 | 0 | 0 | 0 | 0 | 0 | 0 | 0 | 0 | Comm Flat | Transformers-Retrofit | Transformers-Retrofit | IndShift3 | 0.01266% | 100% | 0% | 1 | 1 | 100% | 10% | 85% | 6.8% | 0.2% | 0 | 0 | 0 | 0 | 0 | 0 | 0 | 0 | 0 |  | 0 | 0 | 0 | 01. ($9,999.000) to $0.028 | 1 | 0 | 01. ($9,999.00) to $0.22 | 0 | 0.085 | 0.085 | 0.085 | 0.085 | 0.085 | 0.085 | 0.085 | 0.085 | 0.085 | 0.085 | 0 | 0 | 0 | 0 | 0 | 0 | 0 | 0 | 0 | 0 | 0 | 0 | 0 | 0 | 0 | 0 | 0 | 0 | 0 | 0 | 0 | 0 | 0 | 0 | 0 | 0 | 0 | 0 | 0 | 0 | 0 | 0 | 0 | 0 | 0 | 0 | 0 | 0 | 0 | 0 | 0 | 0 | 0 | 0 | 0 | 0 | 0 | 0 | 0 | 0 | 0 | 0 | 0 | 0 | 0 | 0 | 0 | 0 | 0 | 0 | 0 | 0 | 0 | 0 | 0 | 0 | 0 | 0 | 0 | 0 | 0 | 0 | 0 | 0 | 0 | 0 | 0 | 0 | 0 | 0 | 0 | 0 | 0 | 0 | 0 | 0 | 0 | 0 | 0 | 0 | 0 | 0 | 0 | 0 | 0 | 0 | 0 | 0 | 0 | 0 | 0 | 0 | 0 | 0 | 0 | 0 | 0 | 0 | 0 | 0 | 0 | 0 | 0 | 0 | 0 | 0 | 0 | 0 | 0 | 0 | 0 | 0 | 0 | 0 | 0 | 0 | 0 | 0 | 0 | 0 | 0 | 0 | 0 | 0 | 0 | 0 | 0 | 0 | 0 | 0 | 0 | 0 | 0 | 0 | 0 | 0 | 0 | 0 | 0 | 0 | 0 | 0 | 0 | 0 | 0 | 0 | 0 | 0 | 0 | 0 | 0 | 0 | 0 | 0 | 0 | 0 | 0 | 0 | 0 | 0 | 0 | 0 | 0 | 0 | 0 | 0 | 0 | 0 | 0 | 0 | 0 | 0 | 0 | 0 | 0 | 0 | 0 | 0 | 0 | 0 | 0 | 0 | 0 | 0.01296% | 0 | 0 | 0 | 0 | 0 | 0 | 0 | 0 | 0 | 0 | 0 | 0 | 0 | 0 | 0 | 0 | 0 | 0 | 0 | 0 | 0 | 0 | 0 | 0
| IND-Lighting-7P_V2 | M_Input | Council 7th Plan | 2020 | Retro | 2022 | 2045 | PSE | Industrial | Kraft Pulp | Electric | Per Region | NA | NA | Kraft Pulp Transformers-New | Kraft Pulp Transformers-New | 0 | 32 | 0 | 0 | I-All-Other-Shift3-All-All-S | 0 | 0 | 0 | 0 | 0 | 0 | 0 | 0 | 0 | 0 | 0 | 0 | Comm Flat | Transformers-New | Transformers-New | IndShift3 | 0.01266% | 100% | 0% | 1 | 1 | 100% | 3.125% | 85% | 6.8% | 0.2% | 0 | 0 | 0 | 0 | 0 | 0 | 0 | 0 | 0 |  | 0 | 0 | 0 | 01. ($9,999.000) to $0.028 | 1 | 0 | 01. ($9,999.00) to $0.22 | 0 | 0.085 | 0.085 | 0.085 | 0.085 | 0.085 | 0.085 | 0.085 | 0.085 | 0.085 | 0.085 | 0 | 0 | 0 | 0 | 0 | 0 | 0 | 0 | 0 | 0 | 0 | 0 | 0 | 0 | 0 | 0 | 0 | 0 | 0 | 0 | 0 | 0 | 0 | 0 | 0 | 0 | 0 | 0 | 0 | 0 | 0 | 0 | 0 | 0 | 0 | 0 | 0 | 0 | 0 | 0 | 0 | 0 | 0 | 0 | 0 | 0 | 0 | 0 | 0 | 0 | 0 | 0 | 0 | 0 | 0 | 0 | 0 | 0 | 0 | 0 | 0 | 0 | 0 | 0 | 0 | 0 | 0 | 0 | 0 | 0 | 0 | 0 | 0 | 0 | 0 | 0 | 0 | 0 | 0 | 0 | 0 | 0 | 0 | 0 | 0 | 0 | 0 | 0 | 0 | 0 | 0 | 0 | 0 | 0 | 0 | 0 | 0 | 0 | 0 | 0 | 0 | 0 | 0 | 0 | 0 | 0 | 0 | 0 | 0 | 0 | 0 | 0 | 0 | 0 | 0 | 0 | 0 | 0 | 0 | 0 | 0 | 0 | 0 | 0 | 0 | 0 | 0 | 0 | 0 | 0 | 0 | 0 | 0 | 0 | 0 | 0 | 0 | 0 | 0 | 0 | 0 | 0 | 0 | 0 | 0 | 0 | 0 | 0 | 0 | 0 | 0 | 0 | 0 | 0 | 0 | 0 | 0 | 0 | 0 | 0 | 0 | 0 | 0 | 0 | 0 | 0 | 0 | 0 | 0 | 0 | 0 | 0 | 0 | 0 | 0 | 0 | 0 | 0 | 0 | 0 | 0 | 0 | 0 | 0 | 0 | 0 | 0 | 0 | 0 | 0 | 0 | 0 | 0 | 0.01296% | 0 | 0 | 0 | 0 | 0 | 0 | 0 | 0 | 0 | 0 | 0 | 0 | 0 | 0 | 0 | 0 | 0 | 0 | 0 | 0 | 0 | 0 | 0 | 0
| IND-Lighting-7P_V2 | M_Input | Council 7th Plan | 2020 | Retro | 2022 | 2045 | PSE | Industrial | Kraft Pulp | Electric | Per Region | NA | NA | Kraft Pulp Synchronous Belts | Kraft Pulp Synchronous Belts | 0 | 10 | 0 | 0 | I-All-Other-Shift3-All-All-S | 0 | 0 | 0 | 0 | 0 | 0 | 0 | 0 | 0 | 0 | 0 | 0 | Comm Flat | Synchronous Belts | Synchronous Belts | IndShift3 | 0.01266% | 100% | 0% | 1 | 1 | 100% | 10% | 85% | 6.8% | 0.2% | 0 | 0 | 0 | 0 | 0 | 0 | 0 | 0 | 0 |  | 0 | 0 | 0 | 01. ($9,999.000) to $0.028 | 1 | 0 | 01. ($9,999.00) to $0.22 | 1 | 0.085 | 0.085 | 0.085 | 0.085 | 0.085 | 0.085 | 0.085 | 0.085 | 0.085 | 0.085 | 0 | 0 | 0 | 0 | 0 | 0 | 0 | 0 | 0 | 0 | 0 | 0 | 0 | 0 | 0 | 0 | 0 | 0 | 0 | 0 | 0 | 0 | 0 | 0 | 0 | 0 | 0 | 0 | 0 | 0 | 0 | 0 | 0 | 0 | 0 | 0 | 0 | 0 | 0 | 0 | 0 | 0 | 0 | 0 | 0 | 0 | 0 | 0 | 0 | 0 | 0 | 0 | 0 | 0 | 0 | 0 | 0 | 0 | 0 | 0 | 0 | 0 | 0 | 0 | 0 | 0 | 0 | 0 | 0 | 0 | 0 | 0 | 0 | 0 | 0 | 0 | 0 | 0 | 0 | 0 | 0 | 0 | 0 | 0 | 0 | 0 | 0 | 0 | 0 | 0 | 0 | 0 | 0 | 0 | 0 | 0 | 0 | 0 | 0 | 0 | 0 | 0 | 0 | 0 | 0 | 0 | 0 | 0 | 0 | 0 | 0 | 0 | 0 | 0 | 0 | 0 | 0 | 0 | 0 | 0 | 0 | 0 | 0 | 0 | 0 | 0 | 0 | 0 | 0 | 0 | 0 | 0 | 0 | 0 | 0 | 0 | 0 | 0 | 0 | 0 | 0 | 0 | 0 | 0 | 0 | 0 | 0 | 0 | 0 | 0 | 0 | 0 | 0 | 0 | 0 | 0 | 0 | 0 | 0 | 0 | 0 | 0 | 0 | 0 | 0 | 0 | 0 | 0 | 0 | 0 | 0 | 0 | 0 | 0 | 0 | 0 | 0 | 0 | 0 | 0 | 0 | 0 | 0 | 0 | 0 | 0 | 0 | 0 | 0 | 0 | 0 | 0 | 0 | 0.01296% | 0 | 0 | 0 | 0 | 0 | 0 | 0 | 0 | 0 | 0 | 0 | 0 | 0 | 0 | 0 | 0 | 0 | 0 | 0 | 0 | 0 | 0 | 0 | 0
| IND-Lighting-7P_V2 | M_Input | Council 7th Plan | 2020 | Retro | 2022 | 2045 | PSE | Industrial | Kraft Pulp | Electric | Per Region | NA | NA | Kraft Pulp Elec Chip Fab: Eliminate Exhaust | Kraft Pulp Elec Chip Fab: Eliminate Exhaust | 0 | 10 | 0 | 0 | I-All-Other-Shift3-All-All-S | 0 | 0 | 0 | 0 | 0 | 0 | 0 | 0 | 0 | 0 | 0 | 0 | Comm Flat | Elec Chip Fab: Eliminate Exhaust | Elec Chip Fab: Eliminate Exhaust | IndShift3 | 0.01266% | 100% | 0% | 1 | 1 | 100% | 10% | 85% | 6.8% | 0.2% | 0 | 0 | 0 | 0 | 0 | 0 | 0 | 0 | 0 |  | 0 | 0 | 0 | 01. ($9,999.000) to $0.028 | 1 | 0 | 01. ($9,999.00) to $0.22 | 1 | 0.085 | 0.085 | 0.085 | 0.085 | 0.085 | 0.085 | 0.085 | 0.085 | 0.085 | 0.085 | 0 | 0 | 0 | 0 | 0 | 0 | 0 | 0 | 0 | 0 | 0 | 0 | 0 | 0 | 0 | 0 | 0 | 0 | 0 | 0 | 0 | 0 | 0 | 0 | 0 | 0 | 0 | 0 | 0 | 0 | 0 | 0 | 0 | 0 | 0 | 0 | 0 | 0 | 0 | 0 | 0 | 0 | 0 | 0 | 0 | 0 | 0 | 0 | 0 | 0 | 0 | 0 | 0 | 0 | 0 | 0 | 0 | 0 | 0 | 0 | 0 | 0 | 0 | 0 | 0 | 0 | 0 | 0 | 0 | 0 | 0 | 0 | 0 | 0 | 0 | 0 | 0 | 0 | 0 | 0 | 0 | 0 | 0 | 0 | 0 | 0 | 0 | 0 | 0 | 0 | 0 | 0 | 0 | 0 | 0 | 0 | 0 | 0 | 0 | 0 | 0 | 0 | 0 | 0 | 0 | 0 | 0 | 0 | 0 | 0 | 0 | 0 | 0 | 0 | 0 | 0 | 0 | 0 | 0 | 0 | 0 | 0 | 0 | 0 | 0 | 0 | 0 | 0 | 0 | 0 | 0 | 0 | 0 | 0 | 0 | 0 | 0 | 0 | 0 | 0 | 0 | 0 | 0 | 0 | 0 | 0 | 0 | 0 | 0 | 0 | 0 | 0 | 0 | 0 | 0 | 0 | 0 | 0 | 0 | 0 | 0 | 0 | 0 | 0 | 0 | 0 | 0 | 0 | 0 | 0 | 0 | 0 | 0 | 0 | 0 | 0 | 0 | 0 | 0 | 0 | 0 | 0 | 0 | 0 | 0 | 0 | 0 | 0 | 0 | 0 | 0 | 0 | 0 | 0.01296% | 0 | 0 | 0 | 0 | 0 | 0 | 0 | 0 | 0 | 0 | 0 | 0 | 0 | 0 | 0 | 0 | 0 | 0 | 0 | 0 | 0 | 0 | 0 | 0
| IND-Lighting-7P_V2 | M_Input | Council 7th Plan | 2020 | Retro | 2022 | 2045 | PSE | Industrial | Kraft Pulp | Electric | Per Region | NA | NA | Kraft Pulp Elec Chip Fab: Exhaust Injector | Kraft Pulp Elec Chip Fab: Exhaust Injector | 0 | 10 | 0 | 0 | I-All-Other-Shift3-All-All-S | 0 | 0 | 0 | 0 | 0 | 0 | 0 | 0 | 0 | 0 | 0 | 0 | Comm Flat | Elec Chip Fab: Exhaust Injector | Elec Chip Fab: Exhaust Injector | IndShift3 | 0.01266% | 100% | 0% | 1 | 1 | 100% | 10% | 85% | 6.8% | 0.2% | 0 | 0 | 0 | 0 | 0 | 0 | 0 | 0 | 0 |  | 0 | 0 | 0 | 01. ($9,999.000) to $0.028 | 1 | 0 | 01. ($9,999.00) to $0.22 | 0 | 0.085 | 0.085 | 0.085 | 0.085 | 0.085 | 0.085 | 0.085 | 0.085 | 0.085 | 0.085 | 0 | 0 | 0 | 0 | 0 | 0 | 0 | 0 | 0 | 0 | 0 | 0 | 0 | 0 | 0 | 0 | 0 | 0 | 0 | 0 | 0 | 0 | 0 | 0 | 0 | 0 | 0 | 0 | 0 | 0 | 0 | 0 | 0 | 0 | 0 | 0 | 0 | 0 | 0 | 0 | 0 | 0 | 0 | 0 | 0 | 0 | 0 | 0 | 0 | 0 | 0 | 0 | 0 | 0 | 0 | 0 | 0 | 0 | 0 | 0 | 0 | 0 | 0 | 0 | 0 | 0 | 0 | 0 | 0 | 0 | 0 | 0 | 0 | 0 | 0 | 0 | 0 | 0 | 0 | 0 | 0 | 0 | 0 | 0 | 0 | 0 | 0 | 0 | 0 | 0 | 0 | 0 | 0 | 0 | 0 | 0 | 0 | 0 | 0 | 0 | 0 | 0 | 0 | 0 | 0 | 0 | 0 | 0 | 0 | 0 | 0 | 0 | 0 | 0 | 0 | 0 | 0 | 0 | 0 | 0 | 0 | 0 | 0 | 0 | 0 | 0 | 0 | 0 | 0 | 0 | 0 | 0 | 0 | 0 | 0 | 0 | 0 | 0 | 0 | 0 | 0 | 0 | 0 | 0 | 0 | 0 | 0 | 0 | 0 | 0 | 0 | 0 | 0 | 0 | 0 | 0 | 0 | 0 | 0 | 0 | 0 | 0 | 0 | 0 | 0 | 0 | 0 | 0 | 0 | 0 | 0 | 0 | 0 | 0 | 0 | 0 | 0 | 0 | 0 | 0 | 0 | 0 | 0 | 0 | 0 | 0 | 0 | 0 | 0 | 0 | 0 | 0 | 0 | 0.01296% | 0 | 0 | 0 | 0 | 0 | 0 | 0 | 0 | 0 | 0 | 0 | 0 | 0 | 0 | 0 | 0 | 0 | 0 | 0 | 0 | 0 | 0 | 0 | 0
| IND-Lighting-7P_V2 | M_Input | Council 7th Plan | 2020 | Retro | 2022 | 2045 | PSE | Industrial | Kraft Pulp | Electric | Per Region | NA | NA | Kraft Pulp Elec Chip Fab: Solidstate Chiller | Kraft Pulp Elec Chip Fab: Solidstate Chiller | 0 | 10 | 0 | 0 | I-All-Other-Shift3-All-All-S | 0 | 0 | 0 | 0 | 0 | 0 | 0 | 0 | 0 | 0 | 0 | 0 | Comm Flat | Elec Chip Fab: Solidstate Chiller | Elec Chip Fab: Solidstate Chiller | IndShift3 | 0.01266% | 100% | 0% | 1 | 1 | 100% | 10% | 85% | 6.8% | 0.2% | 0 | 0 | 0 | 0 | 0 | 0 | 0 | 0 | 0 |  | 0 | 0 | 0 | 01. ($9,999.000) to $0.028 | 1 | 0 | 01. ($9,999.00) to $0.22 | 0 | 0.085 | 0.085 | 0.085 | 0.085 | 0.085 | 0.085 | 0.085 | 0.085 | 0.085 | 0.085 | 0 | 0 | 0 | 0 | 0 | 0 | 0 | 0 | 0 | 0 | 0 | 0 | 0 | 0 | 0 | 0 | 0 | 0 | 0 | 0 | 0 | 0 | 0 | 0 | 0 | 0 | 0 | 0 | 0 | 0 | 0 | 0 | 0 | 0 | 0 | 0 | 0 | 0 | 0 | 0 | 0 | 0 | 0 | 0 | 0 | 0 | 0 | 0 | 0 | 0 | 0 | 0 | 0 | 0 | 0 | 0 | 0 | 0 | 0 | 0 | 0 | 0 | 0 | 0 | 0 | 0 | 0 | 0 | 0 | 0 | 0 | 0 | 0 | 0 | 0 | 0 | 0 | 0 | 0 | 0 | 0 | 0 | 0 | 0 | 0 | 0 | 0 | 0 | 0 | 0 | 0 | 0 | 0 | 0 | 0 | 0 | 0 | 0 | 0 | 0 | 0 | 0 | 0 | 0 | 0 | 0 | 0 | 0 | 0 | 0 | 0 | 0 | 0 | 0 | 0 | 0 | 0 | 0 | 0 | 0 | 0 | 0 | 0 | 0 | 0 | 0 | 0 | 0 | 0 | 0 | 0 | 0 | 0 | 0 | 0 | 0 | 0 | 0 | 0 | 0 | 0 | 0 | 0 | 0 | 0 | 0 | 0 | 0 | 0 | 0 | 0 | 0 | 0 | 0 | 0 | 0 | 0 | 0 | 0 | 0 | 0 | 0 | 0 | 0 | 0 | 0 | 0 | 0 | 0 | 0 | 0 | 0 | 0 | 0 | 0 | 0 | 0 | 0 | 0 | 0 | 0 | 0 | 0 | 0 | 0 | 0 | 0 | 0 | 0 | 0 | 0 | 0 | 0 | 0.01296% | 0 | 0 | 0 | 0 | 0 | 0 | 0 | 0 | 0 | 0 | 0 | 0 | 0 | 0 | 0 | 0 | 0 | 0 | 0 | 0 | 0 | 0 | 0 | 0
| IND-Lighting-7P_V2 | M_Input | Council 7th Plan | 2020 | Retro | 2022 | 2045 | PSE | Industrial | Kraft Pulp | Electric | Per Region | NA | NA | Kraft Pulp Elec Chip Fab: Reduce Gas Pressure | Kraft Pulp Elec Chip Fab: Reduce Gas Pressure | 0 | 10 | 0 | 0 | I-All-Other-Shift3-All-All-S | 0 | 0 | 0 | 0 | 0 | 0 | 0 | 0 | 0 | 0 | 0 | 0 | Comm Flat | Elec Chip Fab: Reduce Gas Pressure | Elec Chip Fab: Reduce Gas Pressure | IndShift3 | 0.01266% | 100% | 0% | 1 | 1 | 100% | 10% | 85% | 6.8% | 0.2% | 0 | 0 | 0 | 0 | 0 | 0 | 0 | 0 | 0 |  | 0 | 0 | 0 | 01. ($9,999.000) to $0.028 | 1 | 0 | 01. ($9,999.00) to $0.22 | 1 | 0.085 | 0.085 | 0.085 | 0.085 | 0.085 | 0.085 | 0.085 | 0.085 | 0.085 | 0.085 | 0 | 0 | 0 | 0 | 0 | 0 | 0 | 0 | 0 | 0 | 0 | 0 | 0 | 0 | 0 | 0 | 0 | 0 | 0 | 0 | 0 | 0 | 0 | 0 | 0 | 0 | 0 | 0 | 0 | 0 | 0 | 0 | 0 | 0 | 0 | 0 | 0 | 0 | 0 | 0 | 0 | 0 | 0 | 0 | 0 | 0 | 0 | 0 | 0 | 0 | 0 | 0 | 0 | 0 | 0 | 0 | 0 | 0 | 0 | 0 | 0 | 0 | 0 | 0 | 0 | 0 | 0 | 0 | 0 | 0 | 0 | 0 | 0 | 0 | 0 | 0 | 0 | 0 | 0 | 0 | 0 | 0 | 0 | 0 | 0 | 0 | 0 | 0 | 0 | 0 | 0 | 0 | 0 | 0 | 0 | 0 | 0 | 0 | 0 | 0 | 0 | 0 | 0 | 0 | 0 | 0 | 0 | 0 | 0 | 0 | 0 | 0 | 0 | 0 | 0 | 0 | 0 | 0 | 0 | 0 | 0 | 0 | 0 | 0 | 0 | 0 | 0 | 0 | 0 | 0 | 0 | 0 | 0 | 0 | 0 | 0 | 0 | 0 | 0 | 0 | 0 | 0 | 0 | 0 | 0 | 0 | 0 | 0 | 0 | 0 | 0 | 0 | 0 | 0 | 0 | 0 | 0 | 0 | 0 | 0 | 0 | 0 | 0 | 0 | 0 | 0 | 0 | 0 | 0 | 0 | 0 | 0 | 0 | 0 | 0 | 0 | 0 | 0 | 0 | 0 | 0 | 0 | 0 | 0 | 0 | 0 | 0 | 0 | 0 | 0 | 0 | 0 | 0 | 0.01296% | 0 | 0 | 0 | 0 | 0 | 0 | 0 | 0 | 0 | 0 | 0 | 0 | 0 | 0 | 0 | 0 | 0 | 0 | 0 | 0 | 0 | 0 | 0 | 0
| IND-Lighting-7P_V2 | M_Input | Council 7th Plan | 2020 | Retro | 2022 | 2045 | PSE | Industrial | Kraft Pulp | Electric | Per Region | NA | NA | Kraft Pulp Clean Room: Change Filter Strategy | Kraft Pulp Clean Room: Change Filter Strategy | 0 | 1 | 0 | 0 | I-All-Other-Shift3-All-All-S | 0 | 0 | 0 | 0 | 0 | 0 | 0 | 0 | 0 | 0 | 0 | 0 | Comm Flat | Clean Room: Change Filter Strategy | Clean Room: Change Filter Strategy | IndShift3 | 0.01266% | 100% | 0% | 1 | 1 | 100% | 100% | 85% | 6.8% | 0.2% | 0 | 0 | 0 | 0 | 0 | 0 | 0 | 0 | 0 |  | 0 | 0 | 0 | 01. ($9,999.000) to $0.028 | 1 | 0 | 01. ($9,999.00) to $0.22 | 0 | 0.085 | 0.085 | 0.085 | 0.085 | 0.085 | 0.085 | 0.085 | 0.085 | 0.085 | 0.085 | 0 | 0 | 0 | 0 | 0 | 0 | 0 | 0 | 0 | 0 | 0 | 0 | 0 | 0 | 0 | 0 | 0 | 0 | 0 | 0 | 0 | 0 | 0 | 0 | 0 | 0 | 0 | 0 | 0 | 0 | 0 | 0 | 0 | 0 | 0 | 0 | 0 | 0 | 0 | 0 | 0 | 0 | 0 | 0 | 0 | 0 | 0 | 0 | 0 | 0 | 0 | 0 | 0 | 0 | 0 | 0 | 0 | 0 | 0 | 0 | 0 | 0 | 0 | 0 | 0 | 0 | 0 | 0 | 0 | 0 | 0 | 0 | 0 | 0 | 0 | 0 | 0 | 0 | 0 | 0 | 0 | 0 | 0 | 0 | 0 | 0 | 0 | 0 | 0 | 0 | 0 | 0 | 0 | 0 | 0 | 0 | 0 | 0 | 0 | 0 | 0 | 0 | 0 | 0 | 0 | 0 | 0 | 0 | 0 | 0 | 0 | 0 | 0 | 0 | 0 | 0 | 0 | 0 | 0 | 0 | 0 | 0 | 0 | 0 | 0 | 0 | 0 | 0 | 0 | 0 | 0 | 0 | 0 | 0 | 0 | 0 | 0 | 0 | 0 | 0 | 0 | 0 | 0 | 0 | 0 | 0 | 0 | 0 | 0 | 0 | 0 | 0 | 0 | 0 | 0 | 0 | 0 | 0 | 0 | 0 | 0 | 0 | 0 | 0 | 0 | 0 | 0 | 0 | 0 | 0 | 0 | 0 | 0 | 0 | 0 | 0 | 0 | 0 | 0 | 0 | 0 | 0 | 0 | 0 | 0 | 0 | 0 | 0 | 0 | 0 | 0 | 0 | 0 | 0.01296% | 0 | 0 | 0 | 0 | 0 | 0 | 0 | 0 | 0 | 0 | 0 | 0 | 0 | 0 | 0 | 0 | 0 | 0 | 0 | 0 | 0 | 0 | 0 | 0
| IND-Lighting-7P_V2 | M_Input | Council 7th Plan | 2020 | Retro | 2022 | 2045 | PSE | Industrial | Kraft Pulp | Electric | Per Region | NA | NA | Kraft Pulp Clean Room: Clean Room HVAC | Kraft Pulp Clean Room: Clean Room HVAC | 0 | 20 | 0 | 0 | I-All-Other-Shift3-All-All-S | 0 | 0 | 0 | 0 | 0 | 0 | 0 | 0 | 0 | 0 | 0 | 0 | Comm Flat | Clean Room: Clean Room HVAC | Clean Room: Clean Room HVAC | IndShift3 | 0.01266% | 100% | 0% | 1 | 1 | 100% | 5% | 85% | 6.8% | 0.2% | 0 | 0 | 0 | 0 | 0 | 0 | 0 | 0 | 0 |  | 0 | 0 | 0 | 01. ($9,999.000) to $0.028 | 0 | 0 | 01. ($9,999.00) to $0.22 | 1 | 0.085 | 0.085 | 0.085 | 0.085 | 0.085 | 0.085 | 0.085 | 0.085 | 0.085 | 0.085 | 0 | 0 | 0 | 0 | 0 | 0 | 0 | 0 | 0 | 0 | 0 | 0 | 0 | 0 | 0 | 0 | 0 | 0 | 0 | 0 | 0 | 0 | 0 | 0 | 0 | 0 | 0 | 0 | 0 | 0 | 0 | 0 | 0 | 0 | 0 | 0 | 0 | 0 | 0 | 0 | 0 | 0 | 0 | 0 | 0 | 0 | 0 | 0 | 0 | 0 | 0 | 0 | 0 | 0 | 0 | 0 | 0 | 0 | 0 | 0 | 0 | 0 | 0 | 0 | 0 | 0 | 0 | 0 | 0 | 0 | 0 | 0 | 0 | 0 | 0 | 0 | 0 | 0 | 0 | 0 | 0 | 0 | 0 | 0 | 0 | 0 | 0 | 0 | 0 | 0 | 0 | 0 | 0 | 0 | 0 | 0 | 0 | 0 | 0 | 0 | 0 | 0 | 0 | 0 | 0 | 0 | 0 | 0 | 0 | 0 | 0 | 0 | 0 | 0 | 0 | 0 | 0 | 0 | 0 | 0 | 0 | 0 | 0 | 0 | 0 | 0 | 0 | 0 | 0 | 0 | 0 | 0 | 0 | 0 | 0 | 0 | 0 | 0 | 0 | 0 | 0 | 0 | 0 | 0 | 0 | 0 | 0 | 0 | 0 | 0 | 0 | 0 | 0 | 0 | 0 | 0 | 0 | 0 | 0 | 0 | 0 | 0 | 0 | 0 | 0 | 0 | 0 | 0 | 0 | 0 | 0 | 0 | 0 | 0 | 0 | 0 | 0 | 0 | 0 | 0 | 0 | 0 | 0 | 0 | 0 | 0 | 0 | 0 | 0 | 0 | 0 | 0 | 0 | 0.01296% | 0 | 0 | 0 | 0 | 0 | 0 | 0 | 0 | 0 | 0 | 0 | 0 | 0 | 0 | 0 | 0 | 0 | 0 | 0 | 0 | 0 | 0 | 0 | 0
| IND-Lighting-7P_V2 | M_Input | Council 7th Plan | 2020 | Retro | 2022 | 2045 | PSE | Industrial | Kraft Pulp | Electric | Per Region | NA | NA | Kraft Pulp Clean Room: Chiller Optimize | Kraft Pulp Clean Room: Chiller Optimize | 0 | 10 | 0 | 0 | I-All-Other-Shift3-All-All-S | 0 | 0 | 0 | 0 | 0 | 0 | 0 | 0 | 0 | 0 | 0 | 0 | Comm Flat | Clean Room: Chiller Optimize | Clean Room: Chiller Optimize | IndShift3 | 0.01266% | 100% | 0% | 1 | 1 | 100% | 10% | 85% | 6.8% | 0.2% | 0 | 0 | 0 | 0 | 0 | 0 | 0 | 0 | 0 |  | 0 | 0 | 0 | 01. ($9,999.000) to $0.028 | 0 | 0 | 01. ($9,999.00) to $0.22 | 1 | 0.085 | 0.085 | 0.085 | 0.085 | 0.085 | 0.085 | 0.085 | 0.085 | 0.085 | 0.085 | 0 | 0 | 0 | 0 | 0 | 0 | 0 | 0 | 0 | 0 | 0 | 0 | 0 | 0 | 0 | 0 | 0 | 0 | 0 | 0 | 0 | 0 | 0 | 0 | 0 | 0 | 0 | 0 | 0 | 0 | 0 | 0 | 0 | 0 | 0 | 0 | 0 | 0 | 0 | 0 | 0 | 0 | 0 | 0 | 0 | 0 | 0 | 0 | 0 | 0 | 0 | 0 | 0 | 0 | 0 | 0 | 0 | 0 | 0 | 0 | 0 | 0 | 0 | 0 | 0 | 0 | 0 | 0 | 0 | 0 | 0 | 0 | 0 | 0 | 0 | 0 | 0 | 0 | 0 | 0 | 0 | 0 | 0 | 0 | 0 | 0 | 0 | 0 | 0 | 0 | 0 | 0 | 0 | 0 | 0 | 0 | 0 | 0 | 0 | 0 | 0 | 0 | 0 | 0 | 0 | 0 | 0 | 0 | 0 | 0 | 0 | 0 | 0 | 0 | 0 | 0 | 0 | 0 | 0 | 0 | 0 | 0 | 0 | 0 | 0 | 0 | 0 | 0 | 0 | 0 | 0 | 0 | 0 | 0 | 0 | 0 | 0 | 0 | 0 | 0 | 0 | 0 | 0 | 0 | 0 | 0 | 0 | 0 | 0 | 0 | 0 | 0 | 0 | 0 | 0 | 0 | 0 | 0 | 0 | 0 | 0 | 0 | 0 | 0 | 0 | 0 | 0 | 0 | 0 | 0 | 0 | 0 | 0 | 0 | 0 | 0 | 0 | 0 | 0 | 0 | 0 | 0 | 0 | 0 | 0 | 0 | 0 | 0 | 0 | 0 | 0 | 0 | 0 | 0.01296% | 0 | 0 | 0 | 0 | 0 | 0 | 0 | 0 | 0 | 0 | 0 | 0 | 0 | 0 | 0 | 0 | 0 | 0 | 0 | 0 | 0 | 0 | 0 | 0
| IND-Lighting-7P_V2 | M_Input | Council 7th Plan | 2020 | Retro | 2022 | 2045 | PSE | Industrial | Kraft Pulp | Electric | Per Region | NA | NA | Kraft Pulp Food: Cooling and Storage | Kraft Pulp Food: Cooling and Storage | 0 | 10 | 0 | 0 | C-War-Ref-All-All-All-C | 0 | 0 | 0 | 0 | 0 | 0 | 0 | 0 | 0 | 0 | 0 | 0 | Comm Flat | Food: Cooling and Storage | Food: Cooling and Storage | IndShift3 | 0.01266% | 100% | 0% | 1 | 1 | 100% | 10% | 85% | 6.8% | 0.2% | 0 | 0 | 0 | 0 | 0 | 0 | 0 | 0 | 0 |  | 0 | 0 | 0 | 01. ($9,999.000) to $0.028 | 1 | 0 | 01. ($9,999.00) to $0.22 | 1 | 0.085 | 0.085 | 0.085 | 0.085 | 0.085 | 0.085 | 0.085 | 0.085 | 0.085 | 0.085 | 0 | 0 | 0 | 0 | 0 | 0 | 0 | 0 | 0 | 0 | 0 | 0 | 0 | 0 | 0 | 0 | 0 | 0 | 0 | 0 | 0 | 0 | 0 | 0 | 0 | 0 | 0 | 0 | 0 | 0 | 0 | 0 | 0 | 0 | 0 | 0 | 0 | 0 | 0 | 0 | 0 | 0 | 0 | 0 | 0 | 0 | 0 | 0 | 0 | 0 | 0 | 0 | 0 | 0 | 0 | 0 | 0 | 0 | 0 | 0 | 0 | 0 | 0 | 0 | 0 | 0 | 0 | 0 | 0 | 0 | 0 | 0 | 0 | 0 | 0 | 0 | 0 | 0 | 0 | 0 | 0 | 0 | 0 | 0 | 0 | 0 | 0 | 0 | 0 | 0 | 0 | 0 | 0 | 0 | 0 | 0 | 0 | 0 | 0 | 0 | 0 | 0 | 0 | 0 | 0 | 0 | 0 | 0 | 0 | 0 | 0 | 0 | 0 | 0 | 0 | 0 | 0 | 0 | 0 | 0 | 0 | 0 | 0 | 0 | 0 | 0 | 0 | 0 | 0 | 0 | 0 | 0 | 0 | 0 | 0 | 0 | 0 | 0 | 0 | 0 | 0 | 0 | 0 | 0 | 0 | 0 | 0 | 0 | 0 | 0 | 0 | 0 | 0 | 0 | 0 | 0 | 0 | 0 | 0 | 0 | 0 | 0 | 0 | 0 | 0 | 0 | 0 | 0 | 0 | 0 | 0 | 0 | 0 | 0 | 0 | 0 | 0 | 0 | 0 | 0 | 0 | 0 | 0 | 0 | 0 | 0 | 0 | 0 | 0 | 0 | 0 | 0 | 0 | 0.01296% | 0 | 0 | 0 | 0 | 0 | 0 | 0 | 0 | 0 | 0 | 0 | 0 | 0 | 0 | 0 | 0 | 0 | 0 | 0 | 0 | 0 | 0 | 0 | 0
| IND-Lighting-7P_V2 | M_Input | Council 7th Plan | 2020 | Retro | 2022 | 2045 | PSE | Industrial | Kraft Pulp | Electric | Per Region | NA | NA | Kraft Pulp Food: Refrig Storage Tuneup | Kraft Pulp Food: Refrig Storage Tuneup | 0 | 3 | 0 | 0 | C-War-Ref-All-All-All-C | 0 | 0 | 0 | 0 | 0 | 0 | 0 | 0 | 0 | 0 | 0 | 0 | Comm Flat | Food: Refrig Storage Tuneup | Food: Refrig Storage Tuneup | IndShift3 | 0.01266% | 100% | 0% | 1 | 1 | 100% | 33.33% | 85% | 6.8% | 0.2% | 0 | 0 | 0 | 0 | 0 | 0 | 0 | 0 | 0 |  | 0 | 0 | 0 | 01. ($9,999.000) to $0.028 | 1 | 0 | 01. ($9,999.00) to $0.22 | 1 | 0.085 | 0.085 | 0.085 | 0.085 | 0.085 | 0.085 | 0.085 | 0.085 | 0.085 | 0.085 | 0 | 0 | 0 | 0 | 0 | 0 | 0 | 0 | 0 | 0 | 0 | 0 | 0 | 0 | 0 | 0 | 0 | 0 | 0 | 0 | 0 | 0 | 0 | 0 | 0 | 0 | 0 | 0 | 0 | 0 | 0 | 0 | 0 | 0 | 0 | 0 | 0 | 0 | 0 | 0 | 0 | 0 | 0 | 0 | 0 | 0 | 0 | 0 | 0 | 0 | 0 | 0 | 0 | 0 | 0 | 0 | 0 | 0 | 0 | 0 | 0 | 0 | 0 | 0 | 0 | 0 | 0 | 0 | 0 | 0 | 0 | 0 | 0 | 0 | 0 | 0 | 0 | 0 | 0 | 0 | 0 | 0 | 0 | 0 | 0 | 0 | 0 | 0 | 0 | 0 | 0 | 0 | 0 | 0 | 0 | 0 | 0 | 0 | 0 | 0 | 0 | 0 | 0 | 0 | 0 | 0 | 0 | 0 | 0 | 0 | 0 | 0 | 0 | 0 | 0 | 0 | 0 | 0 | 0 | 0 | 0 | 0 | 0 | 0 | 0 | 0 | 0 | 0 | 0 | 0 | 0 | 0 | 0 | 0 | 0 | 0 | 0 | 0 | 0 | 0 | 0 | 0 | 0 | 0 | 0 | 0 | 0 | 0 | 0 | 0 | 0 | 0 | 0 | 0 | 0 | 0 | 0 | 0 | 0 | 0 | 0 | 0 | 0 | 0 | 0 | 0 | 0 | 0 | 0 | 0 | 0 | 0 | 0 | 0 | 0 | 0 | 0 | 0 | 0 | 0 | 0 | 0 | 0 | 0 | 0 | 0 | 0 | 0 | 0 | 0 | 0 | 0 | 0 | 0.01296% | 0 | 0 | 0 | 0 | 0 | 0 | 0 | 0 | 0 | 0 | 0 | 0 | 0 | 0 | 0 | 0 | 0 | 0 | 0 | 0 | 0 | 0 | 0 | 0
| IND-Lighting-7P_V2 | M_Input | Council 7th Plan | 2020 | Retro | 2022 | 2045 | PSE | Industrial | Kraft Pulp | Electric | Per Region | NA | NA | Kraft Pulp Metal: New Arc Furnace | Kraft Pulp Metal: New Arc Furnace | 0 | 10 | 0 | 0 | I-All-Other-Shift3-All-All-S | 0 | 0 | 0 | 0 | 0 | 0 | 0 | 0 | 0 | 0 | 0 | 0 | Comm Flat | Metal: New Arc Furnace | Metal: New Arc Furnace | IndShift3 | 0.01266% | 100% | 0% | 1 | 1 | 100% | 10% | 85% | 6.8% | 0.2% | 0 | 0 | 0 | 0 | 0 | 0 | 0 | 0 | 0 |  | 0 | 0 | 0 | 01. ($9,999.000) to $0.028 | 1 | 0 | 01. ($9,999.00) to $0.22 | 0 | 0.085 | 0.085 | 0.085 | 0.085 | 0.085 | 0.085 | 0.085 | 0.085 | 0.085 | 0.085 | 0 | 0 | 0 | 0 | 0 | 0 | 0 | 0 | 0 | 0 | 0 | 0 | 0 | 0 | 0 | 0 | 0 | 0 | 0 | 0 | 0 | 0 | 0 | 0 | 0 | 0 | 0 | 0 | 0 | 0 | 0 | 0 | 0 | 0 | 0 | 0 | 0 | 0 | 0 | 0 | 0 | 0 | 0 | 0 | 0 | 0 | 0 | 0 | 0 | 0 | 0 | 0 | 0 | 0 | 0 | 0 | 0 | 0 | 0 | 0 | 0 | 0 | 0 | 0 | 0 | 0 | 0 | 0 | 0 | 0 | 0 | 0 | 0 | 0 | 0 | 0 | 0 | 0 | 0 | 0 | 0 | 0 | 0 | 0 | 0 | 0 | 0 | 0 | 0 | 0 | 0 | 0 | 0 | 0 | 0 | 0 | 0 | 0 | 0 | 0 | 0 | 0 | 0 | 0 | 0 | 0 | 0 | 0 | 0 | 0 | 0 | 0 | 0 | 0 | 0 | 0 | 0 | 0 | 0 | 0 | 0 | 0 | 0 | 0 | 0 | 0 | 0 | 0 | 0 | 0 | 0 | 0 | 0 | 0 | 0 | 0 | 0 | 0 | 0 | 0 | 0 | 0 | 0 | 0 | 0 | 0 | 0 | 0 | 0 | 0 | 0 | 0 | 0 | 0 | 0 | 0 | 0 | 0 | 0 | 0 | 0 | 0 | 0 | 0 | 0 | 0 | 0 | 0 | 0 | 0 | 0 | 0 | 0 | 0 | 0 | 0 | 0 | 0 | 0 | 0 | 0 | 0 | 0 | 0 | 0 | 0 | 0 | 0 | 0 | 0 | 0 | 0 | 0 | 0.01296% | 0 | 0 | 0 | 0 | 0 | 0 | 0 | 0 | 0 | 0 | 0 | 0 | 0 | 0 | 0 | 0 | 0 | 0 | 0 | 0 | 0 | 0 | 0 | 0
| IND-Lighting-7P_V2 | M_Input | Council 7th Plan | 2020 | Retro | 2022 | 2045 | PSE | Industrial | Kraft Pulp | Electric | Per Region | NA | NA | Kraft Pulp Mech Pulp: Refiner Replacement | Kraft Pulp Mech Pulp: Refiner Replacement | 0 | 12 | 0 | 0 | I-All-Other-Shift3-All-All-S | 0 | 0 | 0 | 0 | 0 | 0 | 0 | 0 | 0 | 0 | 0 | 0 | Comm Flat | Mech Pulp: Refiner Replacement | Mech Pulp: Refiner Replacement | IndShift3 | 0.01266% | 100% | 0% | 1 | 1 | 100% | 8.333% | 85% | 6.8% | 0.2% | 0 | 0 | 0 | 0 | 0 | 0 | 0 | 0 | 0 |  | 0 | 0 | 0 | 01. ($9,999.000) to $0.028 | 1 | 0 | 01. ($9,999.00) to $0.22 | 0 | 0.085 | 0.085 | 0.085 | 0.085 | 0.085 | 0.085 | 0.085 | 0.085 | 0.085 | 0.085 | 0 | 0 | 0 | 0 | 0 | 0 | 0 | 0 | 0 | 0 | 0 | 0 | 0 | 0 | 0 | 0 | 0 | 0 | 0 | 0 | 0 | 0 | 0 | 0 | 0 | 0 | 0 | 0 | 0 | 0 | 0 | 0 | 0 | 0 | 0 | 0 | 0 | 0 | 0 | 0 | 0 | 0 | 0 | 0 | 0 | 0 | 0 | 0 | 0 | 0 | 0 | 0 | 0 | 0 | 0 | 0 | 0 | 0 | 0 | 0 | 0 | 0 | 0 | 0 | 0 | 0 | 0 | 0 | 0 | 0 | 0 | 0 | 0 | 0 | 0 | 0 | 0 | 0 | 0 | 0 | 0 | 0 | 0 | 0 | 0 | 0 | 0 | 0 | 0 | 0 | 0 | 0 | 0 | 0 | 0 | 0 | 0 | 0 | 0 | 0 | 0 | 0 | 0 | 0 | 0 | 0 | 0 | 0 | 0 | 0 | 0 | 0 | 0 | 0 | 0 | 0 | 0 | 0 | 0 | 0 | 0 | 0 | 0 | 0 | 0 | 0 | 0 | 0 | 0 | 0 | 0 | 0 | 0 | 0 | 0 | 0 | 0 | 0 | 0 | 0 | 0 | 0 | 0 | 0 | 0 | 0 | 0 | 0 | 0 | 0 | 0 | 0 | 0 | 0 | 0 | 0 | 0 | 0 | 0 | 0 | 0 | 0 | 0 | 0 | 0 | 0 | 0 | 0 | 0 | 0 | 0 | 0 | 0 | 0 | 0 | 0 | 0 | 0 | 0 | 0 | 0 | 0 | 0 | 0 | 0 | 0 | 0 | 0 | 0 | 0 | 0 | 0 | 0 | 0.01296% | 0 | 0 | 0 | 0 | 0 | 0 | 0 | 0 | 0 | 0 | 0 | 0 | 0 | 0 | 0 | 0 | 0 | 0 | 0 | 0 | 0 | 0 | 0 | 0
| IND-Lighting-7P_V2 | M_Input | Council 7th Plan | 2020 | Retro | 2022 | 2045 | PSE | Industrial | Kraft Pulp | Electric | Per Region | NA | NA | Kraft Pulp Mech Pulp: Premium Process | Kraft Pulp Mech Pulp: Premium Process | 0 | 5 | 0 | 0 | I-All-Other-Shift3-All-All-S | 0 | 0 | 0 | 0 | 0 | 0 | 0 | 0 | 0 | 0 | 0 | 0 | Comm Flat | Mech Pulp: Premium Process | Mech Pulp: Premium Process | IndShift3 | 0.01266% | 100% | 0% | 1 | 1 | 100% | 20% | 85% | 6.8% | 0.2% | 0 | 0 | 0 | 0 | 0 | 0 | 0 | 0 | 0 |  | 0 | 0 | 0 | 01. ($9,999.000) to $0.028 | 1 | 0 | 01. ($9,999.00) to $0.22 | 1 | 0.085 | 0.085 | 0.085 | 0.085 | 0.085 | 0.085 | 0.085 | 0.085 | 0.085 | 0.085 | 0 | 0 | 0 | 0 | 0 | 0 | 0 | 0 | 0 | 0 | 0 | 0 | 0 | 0 | 0 | 0 | 0 | 0 | 0 | 0 | 0 | 0 | 0 | 0 | 0 | 0 | 0 | 0 | 0 | 0 | 0 | 0 | 0 | 0 | 0 | 0 | 0 | 0 | 0 | 0 | 0 | 0 | 0 | 0 | 0 | 0 | 0 | 0 | 0 | 0 | 0 | 0 | 0 | 0 | 0 | 0 | 0 | 0 | 0 | 0 | 0 | 0 | 0 | 0 | 0 | 0 | 0 | 0 | 0 | 0 | 0 | 0 | 0 | 0 | 0 | 0 | 0 | 0 | 0 | 0 | 0 | 0 | 0 | 0 | 0 | 0 | 0 | 0 | 0 | 0 | 0 | 0 | 0 | 0 | 0 | 0 | 0 | 0 | 0 | 0 | 0 | 0 | 0 | 0 | 0 | 0 | 0 | 0 | 0 | 0 | 0 | 0 | 0 | 0 | 0 | 0 | 0 | 0 | 0 | 0 | 0 | 0 | 0 | 0 | 0 | 0 | 0 | 0 | 0 | 0 | 0 | 0 | 0 | 0 | 0 | 0 | 0 | 0 | 0 | 0 | 0 | 0 | 0 | 0 | 0 | 0 | 0 | 0 | 0 | 0 | 0 | 0 | 0 | 0 | 0 | 0 | 0 | 0 | 0 | 0 | 0 | 0 | 0 | 0 | 0 | 0 | 0 | 0 | 0 | 0 | 0 | 0 | 0 | 0 | 0 | 0 | 0 | 0 | 0 | 0 | 0 | 0 | 0 | 0 | 0 | 0 | 0 | 0 | 0 | 0 | 0 | 0 | 0 | 0.01296% | 0 | 0 | 0 | 0 | 0 | 0 | 0 | 0 | 0 | 0 | 0 | 0 | 0 | 0 | 0 | 0 | 0 | 0 | 0 | 0 | 0 | 0 | 0 | 0
| IND-Lighting-7P_V2 | M_Input | Council 7th Plan | 2020 | Retro | 2022 | 2045 | PSE | Industrial | Kraft Pulp | Electric | Per Region | NA | NA | Kraft Pulp Mech Pulp: Refiner Plate Improvement | Kraft Pulp Mech Pulp: Refiner Plate Improvement | 0 | 1 | 0 | 0 | I-All-Other-Shift3-All-All-S | 0 | 0 | 0 | 0 | 0 | 0 | 0 | 0 | 0 | 0 | 0 | 0 | Comm Flat | Mech Pulp: Refiner Plate Improvement | Mech Pulp: Refiner Plate Improvement | IndShift3 | 0.01266% | 100% | 0% | 1 | 1 | 100% | 100% | 85% | 6.8% | 0.2% | 0 | 0 | 0 | 0 | 0 | 0 | 0 | 0 | 0 |  | 0 | 0 | 0 | 01. ($9,999.000) to $0.028 | 1 | 0 | 01. ($9,999.00) to $0.22 | 0 | 0.085 | 0.085 | 0.085 | 0.085 | 0.085 | 0.085 | 0.085 | 0.085 | 0.085 | 0.085 | 0 | 0 | 0 | 0 | 0 | 0 | 0 | 0 | 0 | 0 | 0 | 0 | 0 | 0 | 0 | 0 | 0 | 0 | 0 | 0 | 0 | 0 | 0 | 0 | 0 | 0 | 0 | 0 | 0 | 0 | 0 | 0 | 0 | 0 | 0 | 0 | 0 | 0 | 0 | 0 | 0 | 0 | 0 | 0 | 0 | 0 | 0 | 0 | 0 | 0 | 0 | 0 | 0 | 0 | 0 | 0 | 0 | 0 | 0 | 0 | 0 | 0 | 0 | 0 | 0 | 0 | 0 | 0 | 0 | 0 | 0 | 0 | 0 | 0 | 0 | 0 | 0 | 0 | 0 | 0 | 0 | 0 | 0 | 0 | 0 | 0 | 0 | 0 | 0 | 0 | 0 | 0 | 0 | 0 | 0 | 0 | 0 | 0 | 0 | 0 | 0 | 0 | 0 | 0 | 0 | 0 | 0 | 0 | 0 | 0 | 0 | 0 | 0 | 0 | 0 | 0 | 0 | 0 | 0 | 0 | 0 | 0 | 0 | 0 | 0 | 0 | 0 | 0 | 0 | 0 | 0 | 0 | 0 | 0 | 0 | 0 | 0 | 0 | 0 | 0 | 0 | 0 | 0 | 0 | 0 | 0 | 0 | 0 | 0 | 0 | 0 | 0 | 0 | 0 | 0 | 0 | 0 | 0 | 0 | 0 | 0 | 0 | 0 | 0 | 0 | 0 | 0 | 0 | 0 | 0 | 0 | 0 | 0 | 0 | 0 | 0 | 0 | 0 | 0 | 0 | 0 | 0 | 0 | 0 | 0 | 0 | 0 | 0 | 0 | 0 | 0 | 0 | 0 | 0.01296% | 0 | 0 | 0 | 0 | 0 | 0 | 0 | 0 | 0 | 0 | 0 | 0 | 0 | 0 | 0 | 0 | 0 | 0 | 0 | 0 | 0 | 0 | 0 | 0
| IND-Lighting-7P_V2 | M_Input | Council 7th Plan | 2020 | Retro | 2022 | 2045 | PSE | Industrial | Kraft Pulp | Electric | Per Region | NA | NA | Kraft Pulp Kraft: Effluent Treatment System | Kraft Pulp Kraft: Effluent Treatment System | 107.6628 | 10 | 9.9754 | 0 | I-All-Other-Shift3-All-All-S | 0 | 0 | 0 | 0 | 0 | 0 | 0 | 0 | 0 | 0 | 0 | 0 | Comm Flat | Kraft: Effluent Treatment System | Kraft: Effluent Treatment System | IndShift3 | 0.01266% | 100% | 0% | 1 | 1 | 100% | 10% | 85% | 6.8% | 0.2% | 50.3346 | 2.0063 | 5.2341 | 16.514 | 0 | 0 | 0 | 11.2686 | 0 |  | 0.0089661 | 0 | 0.0089661 | 01. ($9,999.000) to $0.028 | 1 | 0 | 01. ($9,999.00) to $0.22 | 0 | 0.085 | 0.085 | 0.085 | 0.085 | 0.085 | 0.085 | 0.085 | 0.085 | 0.085 | 0.085 | 0 | 0 | 0 | 0 | 0 | 0 | 0 | 0 | 0 | 0 | 0 | 0 | 0 | 0 | 9.1513 | 9.3163 | 9.3411 | 9.2393 | 9.1822 | 9.1408 | 9.1442 | 9.081 | 9.069 | 9.046 | 0 | 0 | 0 | 0 | 0 | 0 | 0 | 0 | 0 | 0 | 0 | 0 | 0 | 0 | 91.7112 | 9.1513 | 18.4676 | 27.8087 | 37.048 | 46.2302 | 55.3709 | 64.5151 | 73.5961 | 82.6652 | 91.7112 | 91.7112 | 91.7112 | 91.7112 | 91.7112 | 91.7112 | 91.7112 | 91.7112 | 91.7112 | 91.7112 | 91.7112 | 91.7112 | 91.7112 | 91.7112 | 91.7112 | 0 | 0 | 0 | 0 | 0 | 0 | 0 | 0 | 0 | 0 | 0 | 0 | 0 | 0 | 0 | 0 | 0 | 0 | 0 | 0 | 0 | 0 | 0 | 0 | 0 | 0 | 0 | 0 | 0 | 0 | 0 | 0 | 0 | 0 | 0 | 0 | 0 | 0 | 0 | 0 | 0 | 0 | 0 | 0 | 0 | 0 | 0 | 0 | 0 | 0 | 0 | 0 | 0 | 0 | 0 | 0 | 0 | 0 | 0 | 0 | 0 | 0.0011585 | 0.0023379 | 0.0035205 | 0.0046901 | 0.0058526 | 0.0070098 | 0.0081674 | 0.009317 | 0.010465 | 0.01161 | 0.01161 | 0.01161 | 0.01161 | 0.01161 | 0.01161 | 0.01161 | 0.01161 | 0.01161 | 0.01161 | 0.01161 | 0.01161 | 0.01161 | 0.01161 | 0.01161 | 0.95783 | 0.9751 | 0.9777 | 0.96703 | 0.96106 | 0.95673 | 0.95709 | 0.95047 | 0.94922 | 0.9468 | 0 | 0 | 0 | 0 | 0 | 0 | 0 | 0 | 0 | 0 | 0 | 0 | 0 | 0 | 9.599 | 0 | 0 | 0 | 0 | 0 | 0 | 0 | 0 | 0 | 0 | 0 | 0 | 0 | 0 | 0 | 0 | 0 | 0 | 0 | 0 | 0.01296% | 0.0011858 | 0.0023929 | 0.0036032 | 0.0048004 | 0.0059901 | 0.0071745 | 0.0083593 | 0.009536 | 0.010711 | 0.011883 | 0.011883 | 0.011883 | 0.011883 | 0.011883 | 0.011883 | 0.011883 | 0.011883 | 0.011883 | 0.011883 | 0.011883 | 0.011883 | 0.011883 | 0.011883 | 0.011883
| IND-Lighting-7P_V2 | M_Input | Council 7th Plan | 2020 | Retro | 2022 | 2045 | PSE | Industrial | Kraft Pulp | Electric | Per Region | NA | NA | Kraft Pulp Kraft: Efficient Agitator | Kraft Pulp Kraft: Efficient Agitator | 877.8003 | 10 | 93.9412 | 0 | I-All-Other-Shift3-All-All-S | 0 | 0 | 0 | 0 | 0 | 0 | 0 | 0 | 0 | 0 | 0 | 0 | Comm Flat | Kraft: Efficient Agitator | Kraft: Efficient Agitator | IndShift3 | 0.01266% | 100% | 0% | 1 | 1 | 100% | 10% | 85% | 6.8% | 0.2% | 410.3902 | 16.3581 | 42.6748 | 155.5168 | 0 | 0 | 0 | 115.2721 | 0 |  | 0.011249 | 0 | 0.011249 | 01. ($9,999.000) to $0.028 | 0 | 0 | 01. ($9,999.00) to $0.22 | 1 | 0.085 | 0.085 | 0.085 | 0.085 | 0.085 | 0.085 | 0.085 | 0.085 | 0.085 | 0.085 | 0 | 0 | 0 | 0 | 0 | 0 | 0 | 0 | 0 | 0 | 0 | 0 | 0 | 0 | 74.613 | 75.9578 | 76.1604 | 75.3299 | 74.8643 | 74.5268 | 74.555 | 74.0396 | 73.9421 | 73.754 | 0 | 0 | 0 | 0 | 0 | 0 | 0 | 0 | 0 | 0 | 0 | 0 | 0 | 0 | 747.743 | 74.613 | 150.5709 | 226.7312 | 302.0611 | 376.9254 | 451.4522 | 526.0073 | 600.0469 | 673.989 | 747.743 | 747.743 | 747.743 | 747.743 | 747.743 | 747.743 | 747.743 | 747.743 | 747.743 | 747.743 | 747.743 | 747.743 | 747.743 | 747.743 | 747.743 | 0 | 0 | 0 | 0 | 0 | 0 | 0 | 0 | 0 | 0 | 0 | 0 | 0 | 0 | 0 | 0 | 0 | 0 | 0 | 0 | 0 | 0 | 0 | 0 | 0 | 0 | 0 | 0 | 0 | 0 | 0 | 0 | 0 | 0 | 0 | 0 | 0 | 0 | 0 | 0 | 0 | 0 | 0 | 0 | 0 | 0 | 0 | 0 | 0 | 0 | 0 | 0 | 0 | 0 | 0 | 0 | 0 | 0 | 0 | 0 | 0 | 0.0094457 | 0.019062 | 0.028703 | 0.03824 | 0.047717 | 0.057152 | 0.066591 | 0.075964 | 0.085325 | 0.094662 | 0.094662 | 0.094662 | 0.094662 | 0.094662 | 0.094662 | 0.094662 | 0.094662 | 0.094662 | 0.094662 | 0.094662 | 0.094662 | 0.094662 | 0.094662 | 0.094662 | 9.7981 | 9.9747 | 10.0013 | 9.8923 | 9.8311 | 9.7868 | 9.7905 | 9.7228 | 9.71 | 9.6853 | 0 | 0 | 0 | 0 | 0 | 0 | 0 | 0 | 0 | 0 | 0 | 0 | 0 | 0 | 98.193 | 0 | 0 | 0 | 0 | 0 | 0 | 0 | 0 | 0 | 0 | 0 | 0 | 0 | 0 | 0 | 0 | 0 | 0 | 0 | 0 | 0.01296% | 0.0096678 | 0.01951 | 0.029378 | 0.039139 | 0.048839 | 0.058496 | 0.068156 | 0.077749 | 0.08733 | 0.096886 | 0.096886 | 0.096886 | 0.096886 | 0.096886 | 0.096886 | 0.096886 | 0.096886 | 0.096886 | 0.096886 | 0.096886 | 0.096886 | 0.096886 | 0.096886 | 0.096886
| IND-Lighting-7P_V2 | M_Input | Council 7th Plan | 2020 | Retro | 2022 | 2045 | PSE | Industrial | Kraft Pulp | Electric | Per Region | NA | NA | Kraft Pulp Paper: Efficient Pulp Screen | Kraft Pulp Paper: Efficient Pulp Screen | 0 | 10 | 0 | 0 | I-All-Other-Shift3-All-All-S | 0 | 0 | 0 | 0 | 0 | 0 | 0 | 0 | 0 | 0 | 0 | 0 | Comm Flat | Paper: Efficient Pulp Screen | Paper: Efficient Pulp Screen | IndShift3 | 0.01266% | 100% | 0% | 1 | 1 | 100% | 10% | 85% | 6.8% | 0.2% | 0 | 0 | 0 | 0 | 0 | 0 | 0 | 0 | 0 |  | 0 | 0 | 0 | 01. ($9,999.000) to $0.028 | 0 | 0 | 01. ($9,999.00) to $0.22 | 1 | 0.085 | 0.085 | 0.085 | 0.085 | 0.085 | 0.085 | 0.085 | 0.085 | 0.085 | 0.085 | 0 | 0 | 0 | 0 | 0 | 0 | 0 | 0 | 0 | 0 | 0 | 0 | 0 | 0 | 0 | 0 | 0 | 0 | 0 | 0 | 0 | 0 | 0 | 0 | 0 | 0 | 0 | 0 | 0 | 0 | 0 | 0 | 0 | 0 | 0 | 0 | 0 | 0 | 0 | 0 | 0 | 0 | 0 | 0 | 0 | 0 | 0 | 0 | 0 | 0 | 0 | 0 | 0 | 0 | 0 | 0 | 0 | 0 | 0 | 0 | 0 | 0 | 0 | 0 | 0 | 0 | 0 | 0 | 0 | 0 | 0 | 0 | 0 | 0 | 0 | 0 | 0 | 0 | 0 | 0 | 0 | 0 | 0 | 0 | 0 | 0 | 0 | 0 | 0 | 0 | 0 | 0 | 0 | 0 | 0 | 0 | 0 | 0 | 0 | 0 | 0 | 0 | 0 | 0 | 0 | 0 | 0 | 0 | 0 | 0 | 0 | 0 | 0 | 0 | 0 | 0 | 0 | 0 | 0 | 0 | 0 | 0 | 0 | 0 | 0 | 0 | 0 | 0 | 0 | 0 | 0 | 0 | 0 | 0 | 0 | 0 | 0 | 0 | 0 | 0 | 0 | 0 | 0 | 0 | 0 | 0 | 0 | 0 | 0 | 0 | 0 | 0 | 0 | 0 | 0 | 0 | 0 | 0 | 0 | 0 | 0 | 0 | 0 | 0 | 0 | 0 | 0 | 0 | 0 | 0 | 0 | 0 | 0 | 0 | 0 | 0 | 0 | 0 | 0 | 0 | 0 | 0 | 0 | 0 | 0 | 0 | 0 | 0 | 0 | 0 | 0 | 0 | 0 | 0.01296% | 0 | 0 | 0 | 0 | 0 | 0 | 0 | 0 | 0 | 0 | 0 | 0 | 0 | 0 | 0 | 0 | 0 | 0 | 0 | 0 | 0 | 0 | 0 | 0
| IND-Lighting-7P_V2 | M_Input | Council 7th Plan | 2020 | Retro | 2022 | 2045 | PSE | Industrial | Kraft Pulp | Electric | Per Region | NA | NA | Kraft Pulp Paper: Premium Fan | Kraft Pulp Paper: Premium Fan | 0 | 10 | 0 | 0 | I-All-Other-Shift3-All-All-S | 0 | 0 | 0 | 0 | 0 | 0 | 0 | 0 | 0 | 0 | 0 | 0 | Comm Flat | Paper: Premium Fan | Paper: Premium Fan | IndShift3 | 0.01266% | 100% | 0% | 1 | 1 | 100% | 10% | 85% | 6.8% | 0.2% | 0 | 0 | 0 | 0 | 0 | 0 | 0 | 0 | 0 |  | 0 | 0 | 0 | 01. ($9,999.000) to $0.028 | 0 | 0 | 01. ($9,999.00) to $0.22 | 1 | 0.085 | 0.085 | 0.085 | 0.085 | 0.085 | 0.085 | 0.085 | 0.085 | 0.085 | 0.085 | 0 | 0 | 0 | 0 | 0 | 0 | 0 | 0 | 0 | 0 | 0 | 0 | 0 | 0 | 0 | 0 | 0 | 0 | 0 | 0 | 0 | 0 | 0 | 0 | 0 | 0 | 0 | 0 | 0 | 0 | 0 | 0 | 0 | 0 | 0 | 0 | 0 | 0 | 0 | 0 | 0 | 0 | 0 | 0 | 0 | 0 | 0 | 0 | 0 | 0 | 0 | 0 | 0 | 0 | 0 | 0 | 0 | 0 | 0 | 0 | 0 | 0 | 0 | 0 | 0 | 0 | 0 | 0 | 0 | 0 | 0 | 0 | 0 | 0 | 0 | 0 | 0 | 0 | 0 | 0 | 0 | 0 | 0 | 0 | 0 | 0 | 0 | 0 | 0 | 0 | 0 | 0 | 0 | 0 | 0 | 0 | 0 | 0 | 0 | 0 | 0 | 0 | 0 | 0 | 0 | 0 | 0 | 0 | 0 | 0 | 0 | 0 | 0 | 0 | 0 | 0 | 0 | 0 | 0 | 0 | 0 | 0 | 0 | 0 | 0 | 0 | 0 | 0 | 0 | 0 | 0 | 0 | 0 | 0 | 0 | 0 | 0 | 0 | 0 | 0 | 0 | 0 | 0 | 0 | 0 | 0 | 0 | 0 | 0 | 0 | 0 | 0 | 0 | 0 | 0 | 0 | 0 | 0 | 0 | 0 | 0 | 0 | 0 | 0 | 0 | 0 | 0 | 0 | 0 | 0 | 0 | 0 | 0 | 0 | 0 | 0 | 0 | 0 | 0 | 0 | 0 | 0 | 0 | 0 | 0 | 0 | 0 | 0 | 0 | 0 | 0 | 0 | 0 | 0.01296% | 0 | 0 | 0 | 0 | 0 | 0 | 0 | 0 | 0 | 0 | 0 | 0 | 0 | 0 | 0 | 0 | 0 | 0 | 0 | 0 | 0 | 0 | 0 | 0
| IND-Lighting-7P_V2 | M_Input | Council 7th Plan | 2020 | Retro | 2022 | 2045 | PSE | Industrial | Kraft Pulp | Electric | Per Region | NA | NA | Kraft Pulp Paper: Material Handling | Kraft Pulp Paper: Material Handling | 0 | 10 | 0 | 0 | I-All-Other-Shift3-All-All-S | 0 | 0 | 0 | 0 | 0 | 0 | 0 | 0 | 0 | 0 | 0 | 0 | Comm Flat | Paper: Material Handling | Paper: Material Handling | SIC24 | 0.01335% | 100% | 0% | 1 | 1 | 100% | 10% | 85% | 6.8% | 0.2% | 0 | 0 | 0 | 0 | 0 | 0 | 0 | 0 | 0 |  | 0 | 0 | 0 | 01. ($9,999.000) to $0.028 | 1 | 0 | 01. ($9,999.00) to $0.22 | 1 | 0.085 | 0.085 | 0.085 | 0.085 | 0.085 | 0.085 | 0.085 | 0.085 | 0.085 | 0.085 | 0 | 0 | 0 | 0 | 0 | 0 | 0 | 0 | 0 | 0 | 0 | 0 | 0 | 0 | 0 | 0 | 0 | 0 | 0 | 0 | 0 | 0 | 0 | 0 | 0 | 0 | 0 | 0 | 0 | 0 | 0 | 0 | 0 | 0 | 0 | 0 | 0 | 0 | 0 | 0 | 0 | 0 | 0 | 0 | 0 | 0 | 0 | 0 | 0 | 0 | 0 | 0 | 0 | 0 | 0 | 0 | 0 | 0 | 0 | 0 | 0 | 0 | 0 | 0 | 0 | 0 | 0 | 0 | 0 | 0 | 0 | 0 | 0 | 0 | 0 | 0 | 0 | 0 | 0 | 0 | 0 | 0 | 0 | 0 | 0 | 0 | 0 | 0 | 0 | 0 | 0 | 0 | 0 | 0 | 0 | 0 | 0 | 0 | 0 | 0 | 0 | 0 | 0 | 0 | 0 | 0 | 0 | 0 | 0 | 0 | 0 | 0 | 0 | 0 | 0 | 0 | 0 | 0 | 0 | 0 | 0 | 0 | 0 | 0 | 0 | 0 | 0 | 0 | 0 | 0 | 0 | 0 | 0 | 0 | 0 | 0 | 0 | 0 | 0 | 0 | 0 | 0 | 0 | 0 | 0 | 0 | 0 | 0 | 0 | 0 | 0 | 0 | 0 | 0 | 0 | 0 | 0 | 0 | 0 | 0 | 0 | 0 | 0 | 0 | 0 | 0 | 0 | 0 | 0 | 0 | 0 | 0 | 0 | 0 | 0 | 0 | 0 | 0 | 0 | 0 | 0 | 0 | 0 | 0 | 0 | 0 | 0 | 0 | 0 | 0 | 0 | 0 | 0 | 0.01209% | 0 | 0 | 0 | 0 | 0 | 0 | 0 | 0 | 0 | 0 | 0 | 0 | 0 | 0 | 0 | 0 | 0 | 0 | 0 | 0 | 0 | 0 | 0 | 0
| IND-Lighting-7P_V2 | M_Input | Council 7th Plan | 2020 | Retro | 2022 | 2045 | PSE | Industrial | Kraft Pulp | Electric | Per Region | NA | NA | Kraft Pulp Paper: Large Material Handling | Kraft Pulp Paper: Large Material Handling | 36.5593 | 10 | 49.1399 | 0 | I-All-Other-Shift3-All-All-S | 0 | 0 | 0 | 0 | 0 | 0 | 0 | 0 | 0 | 0 | 0 | 0 | Comm Flat | Paper: Large Material Handling | Paper: Large Material Handling | SIC24 | 0.01335% | 100% | 0% | 1 | 1 | 100% | 10% | 85% | 6.8% | 0.2% | 17.0923 | 0.71853 | 1.7811 | 81.3496 | 0 | 0 | 0 | 88.678 | 0 |  | 0.20779 | 0 | 0.20779 | 12. $0.200 to $0.225 | 0 | 0 | 01. ($9,999.00) to $0.22 | 1 | 0.085 | 0.085 | 0.085 | 0.085 | 0.085 | 0.085 | 0.085 | 0.085 | 0.085 | 0.085 | 0 | 0 | 0 | 0 | 0 | 0 | 0 | 0 | 0 | 0 | 0 | 0 | 0 | 0 | 3.1075 | 3.1636 | 3.172 | 3.1374 | 3.118 | 3.104 | 3.1051 | 3.0837 | 3.0796 | 3.0718 | 0 | 0 | 0 | 0 | 0 | 0 | 0 | 0 | 0 | 0 | 0 | 0 | 0 | 0 | 31.1426 | 3.1075 | 6.2711 | 9.4431 | 12.5805 | 15.6985 | 18.8024 | 21.9076 | 24.9912 | 28.0708 | 31.1426 | 31.1426 | 31.1426 | 31.1426 | 31.1426 | 31.1426 | 31.1426 | 31.1426 | 31.1426 | 31.1426 | 31.1426 | 31.1426 | 31.1426 | 31.1426 | 31.1426 | 0 | 0 | 0 | 0 | 0 | 0 | 0 | 0 | 0 | 0 | 0 | 0 | 0 | 0 | 0 | 0 | 0 | 0 | 0 | 0 | 0 | 0 | 0 | 0 | 0 | 0 | 0 | 0 | 0 | 0 | 0 | 0 | 0 | 0 | 0 | 0 | 0 | 0 | 0 | 0 | 0 | 0 | 0 | 0 | 0 | 0 | 0 | 0 | 0 | 0 | 0 | 0 | 0 | 0 | 0 | 0 | 0 | 0 | 0 | 0 | 0 | 0.0004149 | 0.00083729 | 0.0012608 | 0.0016797 | 0.002096 | 0.0025104 | 0.002925 | 0.0033367 | 0.0037479 | 0.004158 | 0.004158 | 0.004158 | 0.004158 | 0.004158 | 0.004158 | 0.004158 | 0.004158 | 0.004158 | 0.004158 | 0.004158 | 0.004158 | 0.004158 | 0.004158 | 0.004158 | 7.5376 | 7.6735 | 7.6939 | 7.61 | 7.563 | 7.5289 | 7.5318 | 7.4797 | 7.4699 | 7.4508 | 0 | 0 | 0 | 0 | 0 | 0 | 0 | 0 | 0 | 0 | 0 | 0 | 0 | 0 | 75.5392 | 0 | 0 | 0 | 0 | 0 | 0 | 0 | 0 | 0 | 0 | 0 | 0 | 0 | 0 | 0 | 0 | 0 | 0 | 0 | 0 | 0.01209% | 0.0003757 | 0.00075816 | 0.0011417 | 0.001521 | 0.0018979 | 0.0022732 | 0.0026486 | 0.0030214 | 0.0033937 | 0.0037651 | 0.0037651 | 0.0037651 | 0.0037651 | 0.0037651 | 0.0037651 | 0.0037651 | 0.0037651 | 0.0037651 | 0.0037651 | 0.0037651 | 0.0037651 | 0.0037651 | 0.0037651 | 0.0037651
| IND-Lighting-7P_V2 | M_Input | Council 7th Plan | 2020 | Retro | 2022 | 2045 | PSE | Industrial | Kraft Pulp | Electric | Per Region | NA | NA | Kraft Pulp Paper: Premium Control Large Material | Kraft Pulp Paper: Premium Control Large Material | 91.7904 | 10 | 54.0539 | 0 | I-All-Other-Shift3-All-All-S | 0 | 0 | 0 | 0 | 0 | 0 | 0 | 0 | 0 | 0 | 0 | 0 | Comm Flat | Paper: Premium Control Large Material | Paper: Premium Control Large Material | IndShift3 | 0.01266% | 100% | 0% | 1 | 1 | 100% | 10% | 85% | 6.8% | 0.2% | 42.914 | 1.7105 | 4.4625 | 89.4846 | 0 | 0 | 0 | 94.1223 | 0 |  | 0.08784 | 0 | 0.08784 | 07. $0.085 to $0.115 | 1 | 0 | 01. ($9,999.00) to $0.22 | 1 | 0.085 | 0.085 | 0.085 | 0.085 | 0.085 | 0.085 | 0.085 | 0.085 | 0.085 | 0.085 | 0 | 0 | 0 | 0 | 0 | 0 | 0 | 0 | 0 | 0 | 0 | 0 | 0 | 0 | 7.8022 | 7.9428 | 7.964 | 7.8771 | 7.8285 | 7.7932 | 7.7961 | 7.7422 | 7.732 | 7.7124 | 0 | 0 | 0 | 0 | 0 | 0 | 0 | 0 | 0 | 0 | 0 | 0 | 0 | 0 | 78.1905 | 7.8022 | 15.745 | 23.709 | 31.5861 | 39.4146 | 47.2078 | 55.0039 | 62.7461 | 70.4781 | 78.1905 | 78.1905 | 78.1905 | 78.1905 | 78.1905 | 78.1905 | 78.1905 | 78.1905 | 78.1905 | 78.1905 | 78.1905 | 78.1905 | 78.1905 | 78.1905 | 78.1905 | 0 | 0 | 0 | 0 | 0 | 0 | 0 | 0 | 0 | 0 | 0 | 0 | 0 | 0 | 0 | 0 | 0 | 0 | 0 | 0 | 0 | 0 | 0 | 0 | 0 | 0 | 0 | 0 | 0 | 0 | 0 | 0 | 0 | 0 | 0 | 0 | 0 | 0 | 0 | 0 | 0 | 0 | 0 | 0 | 0 | 0 | 0 | 0 | 0 | 0 | 0 | 0 | 0 | 0 | 0 | 0 | 0 | 0 | 0 | 0 | 0 | 0.00098773 | 0.0019933 | 0.0030015 | 0.0039987 | 0.0049897 | 0.0059763 | 0.0069633 | 0.0079434 | 0.0089223 | 0.0098986 | 0.0098986 | 0.0098986 | 0.0098986 | 0.0098986 | 0.0098986 | 0.0098986 | 0.0098986 | 0.0098986 | 0.0098986 | 0.0098986 | 0.0098986 | 0.0098986 | 0.0098986 | 0.0098986 | 8.0004 | 8.1446 | 8.1663 | 8.0773 | 8.0273 | 7.9912 | 7.9942 | 7.9389 | 7.9285 | 7.9083 | 0 | 0 | 0 | 0 | 0 | 0 | 0 | 0 | 0 | 0 | 0 | 0 | 0 | 0 | 80.1769 | 0 | 0 | 0 | 0 | 0 | 0 | 0 | 0 | 0 | 0 | 0 | 0 | 0 | 0 | 0 | 0 | 0 | 0 | 0 | 0 | 0.01296% | 0.0010109 | 0.0020401 | 0.003072 | 0.0040927 | 0.005107 | 0.0061168 | 0.007127 | 0.0081301 | 0.009132 | 0.010131 | 0.010131 | 0.010131 | 0.010131 | 0.010131 | 0.010131 | 0.010131 | 0.010131 | 0.010131 | 0.010131 | 0.010131 | 0.010131 | 0.010131 | 0.010131 | 0.010131
| IND-Lighting-7P_V2 | M_Input | Council 7th Plan | 2020 | Retro | 2022 | 2045 | PSE | Industrial | Kraft Pulp | Electric | Per Region | NA | NA | Kraft Pulp Material Handling1 | Kraft Pulp Material Handling1 | 0 | 10 | 0 | 0 | I-SIC24-Proc-All-All-All-E | 0 | 0 | 0 | 0 | 0 | 0 | 0 | 0 | 0 | 0 | 0 | 0 | Comm Flat | Material Handling1 | Material Handling1 | SIC24 | 0.01335% | 100% | 0% | 1 | 1 | 100% | 10% | 85% | 6.8% | 0.2% | 0 | 0 | 0 | 0 | 0 | 0 | 0 | 0 | 0 |  | 0 | 0 | 0 | 01. ($9,999.000) to $0.028 | 1 | 0 | 01. ($9,999.00) to $0.22 | 1 | 0.085 | 0.085 | 0.085 | 0.085 | 0.085 | 0.085 | 0.085 | 0.085 | 0.085 | 0.085 | 0 | 0 | 0 | 0 | 0 | 0 | 0 | 0 | 0 | 0 | 0 | 0 | 0 | 0 | 0 | 0 | 0 | 0 | 0 | 0 | 0 | 0 | 0 | 0 | 0 | 0 | 0 | 0 | 0 | 0 | 0 | 0 | 0 | 0 | 0 | 0 | 0 | 0 | 0 | 0 | 0 | 0 | 0 | 0 | 0 | 0 | 0 | 0 | 0 | 0 | 0 | 0 | 0 | 0 | 0 | 0 | 0 | 0 | 0 | 0 | 0 | 0 | 0 | 0 | 0 | 0 | 0 | 0 | 0 | 0 | 0 | 0 | 0 | 0 | 0 | 0 | 0 | 0 | 0 | 0 | 0 | 0 | 0 | 0 | 0 | 0 | 0 | 0 | 0 | 0 | 0 | 0 | 0 | 0 | 0 | 0 | 0 | 0 | 0 | 0 | 0 | 0 | 0 | 0 | 0 | 0 | 0 | 0 | 0 | 0 | 0 | 0 | 0 | 0 | 0 | 0 | 0 | 0 | 0 | 0 | 0 | 0 | 0 | 0 | 0 | 0 | 0 | 0 | 0 | 0 | 0 | 0 | 0 | 0 | 0 | 0 | 0 | 0 | 0 | 0 | 0 | 0 | 0 | 0 | 0 | 0 | 0 | 0 | 0 | 0 | 0 | 0 | 0 | 0 | 0 | 0 | 0 | 0 | 0 | 0 | 0 | 0 | 0 | 0 | 0 | 0 | 0 | 0 | 0 | 0 | 0 | 0 | 0 | 0 | 0 | 0 | 0 | 0 | 0 | 0 | 0 | 0 | 0 | 0 | 0 | 0 | 0 | 0 | 0 | 0 | 0 | 0 | 0 | 0.01209% | 0 | 0 | 0 | 0 | 0 | 0 | 0 | 0 | 0 | 0 | 0 | 0 | 0 | 0 | 0 | 0 | 0 | 0 | 0 | 0 | 0 | 0 | 0 | 0
| IND-Lighting-7P_V2 | M_Input | Council 7th Plan | 2020 | Retro | 2022 | 2045 | PSE | Industrial | Kraft Pulp | Electric | Per Region | NA | NA | Kraft Pulp Material Handling2 | Kraft Pulp Material Handling2 | 86.8425 | 10 | 55.8365 | 0 | I-SIC24-Proc-All-All-All-E | 0 | 0 | 0 | 0 | 0 | 0 | 0 | 0 | 0 | 0 | 0 | 0 | Comm Flat | Material Handling2 | Material Handling2 | SIC24 | 0.01335% | 100% | 0% | 1 | 1 | 100% | 10% | 85% | 6.8% | 0.2% | 40.6007 | 1.7068 | 4.2307 | 92.4357 | 0 | 0 | 0 | 97.6655 | 0 |  | 0.09634 | 0 | 0.09634 | 07. $0.085 to $0.115 | 1 | 0 | 01. ($9,999.00) to $0.22 | 1 | 0.085 | 0.085 | 0.085 | 0.085 | 0.085 | 0.085 | 0.085 | 0.085 | 0.085 | 0.085 | 0 | 0 | 0 | 0 | 0 | 0 | 0 | 0 | 0 | 0 | 0 | 0 | 0 | 0 | 7.3816 | 7.5147 | 7.5347 | 7.4525 | 7.4065 | 7.3731 | 7.3759 | 7.3249 | 7.3152 | 7.2966 | 0 | 0 | 0 | 0 | 0 | 0 | 0 | 0 | 0 | 0 | 0 | 0 | 0 | 0 | 73.9756 | 7.3816 | 14.8963 | 22.431 | 29.8835 | 37.2899 | 44.663 | 52.0389 | 59.3638 | 66.679 | 73.9756 | 73.9756 | 73.9756 | 73.9756 | 73.9756 | 73.9756 | 73.9756 | 73.9756 | 73.9756 | 73.9756 | 73.9756 | 73.9756 | 73.9756 | 73.9756 | 73.9756 | 0 | 0 | 0 | 0 | 0 | 0 | 0 | 0 | 0 | 0 | 0 | 0 | 0 | 0 | 0 | 0 | 0 | 0 | 0 | 0 | 0 | 0 | 0 | 0 | 0 | 0 | 0 | 0 | 0 | 0 | 0 | 0 | 0 | 0 | 0 | 0 | 0 | 0 | 0 | 0 | 0 | 0 | 0 | 0 | 0 | 0 | 0 | 0 | 0 | 0 | 0 | 0 | 0 | 0 | 0 | 0 | 0 | 0 | 0 | 0 | 0 | 0.00098556 | 0.0019889 | 0.0029949 | 0.0039899 | 0.0049788 | 0.0059632 | 0.006948 | 0.007926 | 0.0089027 | 0.0098769 | 0.0098769 | 0.0098769 | 0.0098769 | 0.0098769 | 0.0098769 | 0.0098769 | 0.0098769 | 0.0098769 | 0.0098769 | 0.0098769 | 0.0098769 | 0.0098769 | 0.0098769 | 0.0098769 | 8.3016 | 8.4512 | 8.4737 | 8.3813 | 8.3295 | 8.292 | 8.2951 | 8.2378 | 8.2269 | 8.206 | 0 | 0 | 0 | 0 | 0 | 0 | 0 | 0 | 0 | 0 | 0 | 0 | 0 | 0 | 83.1951 | 0 | 0 | 0 | 0 | 0 | 0 | 0 | 0 | 0 | 0 | 0 | 0 | 0 | 0 | 0 | 0 | 0 | 0 | 0 | 0 | 0.01209% | 0.00089242 | 0.0018009 | 0.0027119 | 0.0036129 | 0.0045083 | 0.0053997 | 0.0062914 | 0.007177 | 0.0080614 | 0.0089435 | 0.0089435 | 0.0089435 | 0.0089435 | 0.0089435 | 0.0089435 | 0.0089435 | 0.0089435 | 0.0089435 | 0.0089435 | 0.0089435 | 0.0089435 | 0.0089435 | 0.0089435 | 0.0089435
| IND-Lighting-7P_V2 | M_Input | Council 7th Plan | 2020 | Retro | 2022 | 2045 | PSE | Industrial | Kraft Pulp | Electric | Per Region | NA | NA | Kraft Pulp Material Handling VFD1 | Kraft Pulp Material Handling VFD1 | 0 | 10 | 0 | 0 | I-SIC24-Proc-All-All-All-E | 0 | 0 | 0 | 0 | 0 | 0 | 0 | 0 | 0 | 0 | 0 | 0 | Comm Flat | Material Handling VFD1 | Material Handling VFD1 | SIC24 | 0.01335% | 100% | 0% | 1 | 1 | 100% | 10% | 85% | 6.8% | 0.2% | 0 | 0 | 0 | 0 | 0 | 0 | 0 | 0 | 0 |  | 0 | 0 | 0 | 01. ($9,999.000) to $0.028 | 1 | 0 | 01. ($9,999.00) to $0.22 | 1 | 0.085 | 0.085 | 0.085 | 0.085 | 0.085 | 0.085 | 0.085 | 0.085 | 0.085 | 0.085 | 0 | 0 | 0 | 0 | 0 | 0 | 0 | 0 | 0 | 0 | 0 | 0 | 0 | 0 | 0 | 0 | 0 | 0 | 0 | 0 | 0 | 0 | 0 | 0 | 0 | 0 | 0 | 0 | 0 | 0 | 0 | 0 | 0 | 0 | 0 | 0 | 0 | 0 | 0 | 0 | 0 | 0 | 0 | 0 | 0 | 0 | 0 | 0 | 0 | 0 | 0 | 0 | 0 | 0 | 0 | 0 | 0 | 0 | 0 | 0 | 0 | 0 | 0 | 0 | 0 | 0 | 0 | 0 | 0 | 0 | 0 | 0 | 0 | 0 | 0 | 0 | 0 | 0 | 0 | 0 | 0 | 0 | 0 | 0 | 0 | 0 | 0 | 0 | 0 | 0 | 0 | 0 | 0 | 0 | 0 | 0 | 0 | 0 | 0 | 0 | 0 | 0 | 0 | 0 | 0 | 0 | 0 | 0 | 0 | 0 | 0 | 0 | 0 | 0 | 0 | 0 | 0 | 0 | 0 | 0 | 0 | 0 | 0 | 0 | 0 | 0 | 0 | 0 | 0 | 0 | 0 | 0 | 0 | 0 | 0 | 0 | 0 | 0 | 0 | 0 | 0 | 0 | 0 | 0 | 0 | 0 | 0 | 0 | 0 | 0 | 0 | 0 | 0 | 0 | 0 | 0 | 0 | 0 | 0 | 0 | 0 | 0 | 0 | 0 | 0 | 0 | 0 | 0 | 0 | 0 | 0 | 0 | 0 | 0 | 0 | 0 | 0 | 0 | 0 | 0 | 0 | 0 | 0 | 0 | 0 | 0 | 0 | 0 | 0 | 0 | 0 | 0 | 0 | 0.01209% | 0 | 0 | 0 | 0 | 0 | 0 | 0 | 0 | 0 | 0 | 0 | 0 | 0 | 0 | 0 | 0 | 0 | 0 | 0 | 0 | 0 | 0 | 0 | 0
| IND-Lighting-7P_V2 | M_Input | Council 7th Plan | 2020 | Retro | 2022 | 2045 | PSE | Industrial | Kraft Pulp | Electric | Per Region | NA | NA | Kraft Pulp Material Handling VFD2 | Kraft Pulp Material Handling VFD2 | 343.2737 | 10 | 134.0076 | 0 | I-SIC24-Proc-All-All-All-E | 0 | 0 | 0 | 0 | 0 | 0 | 0 | 0 | 0 | 0 | 0 | 0 | Comm Flat | Material Handling VFD2 | Material Handling VFD2 | SIC24 | 0.01335% | 100% | 0% | 1 | 1 | 100% | 10% | 85% | 6.8% | 0.2% | 160.4877 | 6.7466 | 16.7234 | 221.8456 | 0 | 0 | 0 | 225.1771 | 0 |  | 0.056193 | 0 | 0.056193 | 03. $0.055 to $0.062 | 1 | 0 | 01. ($9,999.00) to $0.22 | 1 | 0.085 | 0.085 | 0.085 | 0.085 | 0.085 | 0.085 | 0.085 | 0.085 | 0.085 | 0.085 | 0 | 0 | 0 | 0 | 0 | 0 | 0 | 0 | 0 | 0 | 0 | 0 | 0 | 0 | 29.1783 | 29.7042 | 29.7834 | 29.4586 | 29.2765 | 29.1445 | 29.1556 | 28.954 | 28.9159 | 28.8423 | 0 | 0 | 0 | 0 | 0 | 0 | 0 | 0 | 0 | 0 | 0 | 0 | 0 | 0 | 292.4133 | 29.1783 | 58.8824 | 88.6658 | 118.1244 | 147.4009 | 176.5455 | 205.7011 | 234.6551 | 263.571 | 292.4133 | 292.4133 | 292.4133 | 292.4133 | 292.4133 | 292.4133 | 292.4133 | 292.4133 | 292.4133 | 292.4133 | 292.4133 | 292.4133 | 292.4133 | 292.4133 | 292.4133 | 0 | 0 | 0 | 0 | 0 | 0 | 0 | 0 | 0 | 0 | 0 | 0 | 0 | 0 | 0 | 0 | 0 | 0 | 0 | 0 | 0 | 0 | 0 | 0 | 0 | 0 | 0 | 0 | 0 | 0 | 0 | 0 | 0 | 0 | 0 | 0 | 0 | 0 | 0 | 0 | 0 | 0 | 0 | 0 | 0 | 0 | 0 | 0 | 0 | 0 | 0 | 0 | 0 | 0 | 0 | 0 | 0 | 0 | 0 | 0 | 0 | 0.0038957 | 0.0078617 | 0.011838 | 0.015771 | 0.01968 | 0.023571 | 0.027464 | 0.03133 | 0.035191 | 0.039042 | 0.039042 | 0.039042 | 0.039042 | 0.039042 | 0.039042 | 0.039042 | 0.039042 | 0.039042 | 0.039042 | 0.039042 | 0.039042 | 0.039042 | 0.039042 | 0.039042 | 19.1401 | 19.485 | 19.537 | 19.3239 | 19.2045 | 19.1179 | 19.1252 | 18.993 | 18.9679 | 18.9197 | 0 | 0 | 0 | 0 | 0 | 0 | 0 | 0 | 0 | 0 | 0 | 0 | 0 | 0 | 191.8142 | 0 | 0 | 0 | 0 | 0 | 0 | 0 | 0 | 0 | 0 | 0 | 0 | 0 | 0 | 0 | 0 | 0 | 0 | 0 | 0 | 0.01209% | 0.0035276 | 0.0071188 | 0.01072 | 0.014281 | 0.01782 | 0.021344 | 0.024869 | 0.028369 | 0.031865 | 0.035352 | 0.035352 | 0.035352 | 0.035352 | 0.035352 | 0.035352 | 0.035352 | 0.035352 | 0.035352 | 0.035352 | 0.035352 | 0.035352 | 0.035352 | 0.035352 | 0.035352
| IND-Lighting-7P_V2 | M_Input | Council 7th Plan | 2020 | Retro | 2022 | 2045 | PSE | Industrial | Kraft Pulp | Electric | Per Region | NA | NA | Kraft Pulp Wood: Replace Pneumatic Conveyor | Kraft Pulp Wood: Replace Pneumatic Conveyor | 0 | 10 | 0 | 0 | I-SIC24-Proc-All-All-All-E | 0 | 0 | 0 | 0 | 0 | 0 | 0 | 0 | 0 | 0 | 0 | 0 | Comm Flat | Wood: Replace Pneumatic Conveyor | Wood: Replace Pneumatic Conveyor | SIC24 | 0.01335% | 100% | 0% | 1 | 1 | 100% | 10% | 85% | 6.8% | 0.2% | 0 | 0 | 0 | 0 | 0 | 0 | 0 | 0 | 0 |  | 0 | 0 | 0 | 01. ($9,999.000) to $0.028 | 0 | 0 | 01. ($9,999.00) to $0.22 | 1 | 0.085 | 0.085 | 0.085 | 0.085 | 0.085 | 0.085 | 0.085 | 0.085 | 0.085 | 0.085 | 0 | 0 | 0 | 0 | 0 | 0 | 0 | 0 | 0 | 0 | 0 | 0 | 0 | 0 | 0 | 0 | 0 | 0 | 0 | 0 | 0 | 0 | 0 | 0 | 0 | 0 | 0 | 0 | 0 | 0 | 0 | 0 | 0 | 0 | 0 | 0 | 0 | 0 | 0 | 0 | 0 | 0 | 0 | 0 | 0 | 0 | 0 | 0 | 0 | 0 | 0 | 0 | 0 | 0 | 0 | 0 | 0 | 0 | 0 | 0 | 0 | 0 | 0 | 0 | 0 | 0 | 0 | 0 | 0 | 0 | 0 | 0 | 0 | 0 | 0 | 0 | 0 | 0 | 0 | 0 | 0 | 0 | 0 | 0 | 0 | 0 | 0 | 0 | 0 | 0 | 0 | 0 | 0 | 0 | 0 | 0 | 0 | 0 | 0 | 0 | 0 | 0 | 0 | 0 | 0 | 0 | 0 | 0 | 0 | 0 | 0 | 0 | 0 | 0 | 0 | 0 | 0 | 0 | 0 | 0 | 0 | 0 | 0 | 0 | 0 | 0 | 0 | 0 | 0 | 0 | 0 | 0 | 0 | 0 | 0 | 0 | 0 | 0 | 0 | 0 | 0 | 0 | 0 | 0 | 0 | 0 | 0 | 0 | 0 | 0 | 0 | 0 | 0 | 0 | 0 | 0 | 0 | 0 | 0 | 0 | 0 | 0 | 0 | 0 | 0 | 0 | 0 | 0 | 0 | 0 | 0 | 0 | 0 | 0 | 0 | 0 | 0 | 0 | 0 | 0 | 0 | 0 | 0 | 0 | 0 | 0 | 0 | 0 | 0 | 0 | 0 | 0 | 0 | 0.01209% | 0 | 0 | 0 | 0 | 0 | 0 | 0 | 0 | 0 | 0 | 0 | 0 | 0 | 0 | 0 | 0 | 0 | 0 | 0 | 0 | 0 | 0 | 0 | 0
| IND-Lighting-7P_V2 | M_Input | Council 7th Plan | 2020 | Retro | 2022 | 2045 | PSE | Industrial | Kraft Pulp | Electric | Per Region | NA | NA | Kraft Pulp Panel: Hydraulic Press | Kraft Pulp Panel: Hydraulic Press | 0 | 10 | 0 | 0 | I-SIC24-Proc-All-All-All-E | 0 | 0 | 0 | 0 | 0 | 0 | 0 | 0 | 0 | 0 | 0 | 0 | Comm Flat | Panel: Hydraulic Press | Panel: Hydraulic Press | SIC24 | 0.01335% | 100% | 0% | 1 | 1 | 100% | 10% | 85% | 6.8% | 0.2% | 0 | 0 | 0 | 0 | 0 | 0 | 0 | 0 | 0 |  | 0 | 0 | 0 | 01. ($9,999.000) to $0.028 | 1 | 0 | 01. ($9,999.00) to $0.22 | 1 | 0.085 | 0.085 | 0.085 | 0.085 | 0.085 | 0.085 | 0.085 | 0.085 | 0.085 | 0.085 | 0 | 0 | 0 | 0 | 0 | 0 | 0 | 0 | 0 | 0 | 0 | 0 | 0 | 0 | 0 | 0 | 0 | 0 | 0 | 0 | 0 | 0 | 0 | 0 | 0 | 0 | 0 | 0 | 0 | 0 | 0 | 0 | 0 | 0 | 0 | 0 | 0 | 0 | 0 | 0 | 0 | 0 | 0 | 0 | 0 | 0 | 0 | 0 | 0 | 0 | 0 | 0 | 0 | 0 | 0 | 0 | 0 | 0 | 0 | 0 | 0 | 0 | 0 | 0 | 0 | 0 | 0 | 0 | 0 | 0 | 0 | 0 | 0 | 0 | 0 | 0 | 0 | 0 | 0 | 0 | 0 | 0 | 0 | 0 | 0 | 0 | 0 | 0 | 0 | 0 | 0 | 0 | 0 | 0 | 0 | 0 | 0 | 0 | 0 | 0 | 0 | 0 | 0 | 0 | 0 | 0 | 0 | 0 | 0 | 0 | 0 | 0 | 0 | 0 | 0 | 0 | 0 | 0 | 0 | 0 | 0 | 0 | 0 | 0 | 0 | 0 | 0 | 0 | 0 | 0 | 0 | 0 | 0 | 0 | 0 | 0 | 0 | 0 | 0 | 0 | 0 | 0 | 0 | 0 | 0 | 0 | 0 | 0 | 0 | 0 | 0 | 0 | 0 | 0 | 0 | 0 | 0 | 0 | 0 | 0 | 0 | 0 | 0 | 0 | 0 | 0 | 0 | 0 | 0 | 0 | 0 | 0 | 0 | 0 | 0 | 0 | 0 | 0 | 0 | 0 | 0 | 0 | 0 | 0 | 0 | 0 | 0 | 0 | 0 | 0 | 0 | 0 | 0 | 0.01209% | 0 | 0 | 0 | 0 | 0 | 0 | 0 | 0 | 0 | 0 | 0 | 0 | 0 | 0 | 0 | 0 | 0 | 0 | 0 | 0 | 0 | 0 | 0 | 0
| IND-Lighting-7P_V2 | M_Input | Council 7th Plan | 2020 | Retro | 2022 | 2045 | PSE | Industrial | Kraft Pulp | Electric | Per Region | NA | NA | Kraft Pulp Cold Storage Retrofit | Kraft Pulp Cold Storage Retrofit | 0 | 10 | 0 | 0 | C-War-Ref-All-All-All-C | 0 | 0 | 0 | 0 | 0 | 0 | 0 | 0 | 0 | 0 | 0 | 0 | Comm Flat | Cold Storage Retrofit | Cold Storage Retrofit | RefrigWarehouseGroc | 0.01247% | 100% | 0% | 1 | 1 | 100% | 10% | 85% | 6.8% | 0.2% | 0 | 0 | 0 | 0 | 0 | 0 | 0 | 0 | 0 |  | 0 | 0 | 0 | 01. ($9,999.000) to $0.028 | 0 | 0 | 01. ($9,999.00) to $0.22 | 1 | 0.085 | 0.085 | 0.085 | 0.085 | 0.085 | 0.085 | 0.085 | 0.085 | 0.085 | 0.085 | 0 | 0 | 0 | 0 | 0 | 0 | 0 | 0 | 0 | 0 | 0 | 0 | 0 | 0 | 0 | 0 | 0 | 0 | 0 | 0 | 0 | 0 | 0 | 0 | 0 | 0 | 0 | 0 | 0 | 0 | 0 | 0 | 0 | 0 | 0 | 0 | 0 | 0 | 0 | 0 | 0 | 0 | 0 | 0 | 0 | 0 | 0 | 0 | 0 | 0 | 0 | 0 | 0 | 0 | 0 | 0 | 0 | 0 | 0 | 0 | 0 | 0 | 0 | 0 | 0 | 0 | 0 | 0 | 0 | 0 | 0 | 0 | 0 | 0 | 0 | 0 | 0 | 0 | 0 | 0 | 0 | 0 | 0 | 0 | 0 | 0 | 0 | 0 | 0 | 0 | 0 | 0 | 0 | 0 | 0 | 0 | 0 | 0 | 0 | 0 | 0 | 0 | 0 | 0 | 0 | 0 | 0 | 0 | 0 | 0 | 0 | 0 | 0 | 0 | 0 | 0 | 0 | 0 | 0 | 0 | 0 | 0 | 0 | 0 | 0 | 0 | 0 | 0 | 0 | 0 | 0 | 0 | 0 | 0 | 0 | 0 | 0 | 0 | 0 | 0 | 0 | 0 | 0 | 0 | 0 | 0 | 0 | 0 | 0 | 0 | 0 | 0 | 0 | 0 | 0 | 0 | 0 | 0 | 0 | 0 | 0 | 0 | 0 | 0 | 0 | 0 | 0 | 0 | 0 | 0 | 0 | 0 | 0 | 0 | 0 | 0 | 0 | 0 | 0 | 0 | 0 | 0 | 0 | 0 | 0 | 0 | 0 | 0 | 0 | 0 | 0 | 0 | 0 | 0.01116% | 0 | 0 | 0 | 0 | 0 | 0 | 0 | 0 | 0 | 0 | 0 | 0 | 0 | 0 | 0 | 0 | 0 | 0 | 0 | 0 | 0 | 0 | 0 | 0
| IND-Lighting-7P_V2 | M_Input | Council 7th Plan | 2020 | Retro | 2022 | 2045 | PSE | Industrial | Kraft Pulp | Electric | Per Region | NA | NA | Kraft Pulp Cold Storage Tuneup | Kraft Pulp Cold Storage Tuneup | 0 | 3 | 0 | 0 | C-War-Ref-All-All-All-C | 0 | 0 | 0 | 0 | 0 | 0 | 0 | 0 | 0 | 0 | 0 | 0 | Comm Flat | Cold Storage Tuneup | Cold Storage Tuneup | RefrigWarehouseGroc | 0.01247% | 100% | 0% | 1 | 1 | 100% | 33.33% | 85% | 6.8% | 0.2% | 0 | 0 | 0 | 0 | 0 | 0 | 0 | 0 | 0 |  | 0 | 0 | 0 | 01. ($9,999.000) to $0.028 | 1 | 0 | 01. ($9,999.00) to $0.22 | 1 | 0.085 | 0.085 | 0.085 | 0.085 | 0.085 | 0.085 | 0.085 | 0.085 | 0.085 | 0.085 | 0 | 0 | 0 | 0 | 0 | 0 | 0 | 0 | 0 | 0 | 0 | 0 | 0 | 0 | 0 | 0 | 0 | 0 | 0 | 0 | 0 | 0 | 0 | 0 | 0 | 0 | 0 | 0 | 0 | 0 | 0 | 0 | 0 | 0 | 0 | 0 | 0 | 0 | 0 | 0 | 0 | 0 | 0 | 0 | 0 | 0 | 0 | 0 | 0 | 0 | 0 | 0 | 0 | 0 | 0 | 0 | 0 | 0 | 0 | 0 | 0 | 0 | 0 | 0 | 0 | 0 | 0 | 0 | 0 | 0 | 0 | 0 | 0 | 0 | 0 | 0 | 0 | 0 | 0 | 0 | 0 | 0 | 0 | 0 | 0 | 0 | 0 | 0 | 0 | 0 | 0 | 0 | 0 | 0 | 0 | 0 | 0 | 0 | 0 | 0 | 0 | 0 | 0 | 0 | 0 | 0 | 0 | 0 | 0 | 0 | 0 | 0 | 0 | 0 | 0 | 0 | 0 | 0 | 0 | 0 | 0 | 0 | 0 | 0 | 0 | 0 | 0 | 0 | 0 | 0 | 0 | 0 | 0 | 0 | 0 | 0 | 0 | 0 | 0 | 0 | 0 | 0 | 0 | 0 | 0 | 0 | 0 | 0 | 0 | 0 | 0 | 0 | 0 | 0 | 0 | 0 | 0 | 0 | 0 | 0 | 0 | 0 | 0 | 0 | 0 | 0 | 0 | 0 | 0 | 0 | 0 | 0 | 0 | 0 | 0 | 0 | 0 | 0 | 0 | 0 | 0 | 0 | 0 | 0 | 0 | 0 | 0 | 0 | 0 | 0 | 0 | 0 | 0 | 0.01116% | 0 | 0 | 0 | 0 | 0 | 0 | 0 | 0 | 0 | 0 | 0 | 0 | 0 | 0 | 0 | 0 | 0 | 0 | 0 | 0 | 0 | 0 | 0 | 0
| IND-Lighting-7P_V2 | M_Input | Council 7th Plan | 2020 | Retro | 2022 | 2045 | PSE | Industrial | Kraft Pulp | Electric | Per Region | NA | NA | Kraft Pulp Fruit Storage Refer Retrofit | Kraft Pulp Fruit Storage Refer Retrofit | 0 | 10 | 0 | 0 | C-War-Ref-All-All-All-C | 0 | 0 | 0 | 0 | 0 | 0 | 0 | 0 | 0 | 0 | 0 | 0 | Comm Flat | Fruit Storage Refer Retrofit | Fruit Storage Refer Retrofit | IndShift3 | 0.01266% | 100% | 0% | 1 | 1 | 100% | 10% | 85% | 6.8% | 0.2% | 0 | 0 | 0 | 0 | 0 | 0 | 0 | 0 | 0 |  | 0 | 0 | 0 | 01. ($9,999.000) to $0.028 | 0 | 0 | 01. ($9,999.00) to $0.22 | 1 | 0.085 | 0.085 | 0.085 | 0.085 | 0.085 | 0.085 | 0.085 | 0.085 | 0.085 | 0.085 | 0 | 0 | 0 | 0 | 0 | 0 | 0 | 0 | 0 | 0 | 0 | 0 | 0 | 0 | 0 | 0 | 0 | 0 | 0 | 0 | 0 | 0 | 0 | 0 | 0 | 0 | 0 | 0 | 0 | 0 | 0 | 0 | 0 | 0 | 0 | 0 | 0 | 0 | 0 | 0 | 0 | 0 | 0 | 0 | 0 | 0 | 0 | 0 | 0 | 0 | 0 | 0 | 0 | 0 | 0 | 0 | 0 | 0 | 0 | 0 | 0 | 0 | 0 | 0 | 0 | 0 | 0 | 0 | 0 | 0 | 0 | 0 | 0 | 0 | 0 | 0 | 0 | 0 | 0 | 0 | 0 | 0 | 0 | 0 | 0 | 0 | 0 | 0 | 0 | 0 | 0 | 0 | 0 | 0 | 0 | 0 | 0 | 0 | 0 | 0 | 0 | 0 | 0 | 0 | 0 | 0 | 0 | 0 | 0 | 0 | 0 | 0 | 0 | 0 | 0 | 0 | 0 | 0 | 0 | 0 | 0 | 0 | 0 | 0 | 0 | 0 | 0 | 0 | 0 | 0 | 0 | 0 | 0 | 0 | 0 | 0 | 0 | 0 | 0 | 0 | 0 | 0 | 0 | 0 | 0 | 0 | 0 | 0 | 0 | 0 | 0 | 0 | 0 | 0 | 0 | 0 | 0 | 0 | 0 | 0 | 0 | 0 | 0 | 0 | 0 | 0 | 0 | 0 | 0 | 0 | 0 | 0 | 0 | 0 | 0 | 0 | 0 | 0 | 0 | 0 | 0 | 0 | 0 | 0 | 0 | 0 | 0 | 0 | 0 | 0 | 0 | 0 | 0 | 0.01296% | 0 | 0 | 0 | 0 | 0 | 0 | 0 | 0 | 0 | 0 | 0 | 0 | 0 | 0 | 0 | 0 | 0 | 0 | 0 | 0 | 0 | 0 | 0 | 0
| IND-Lighting-7P_V2 | M_Input | Council 7th Plan | 2020 | Retro | 2022 | 2045 | PSE | Industrial | Kraft Pulp | Electric | Per Region | NA | NA | Kraft Pulp CA Retrofit -- CO2 Scrub | Kraft Pulp CA Retrofit -- CO2 Scrub | 0 | 10 | 0 | 0 | I-All-Other-Shift3-All-All-S | 0 | 0 | 0 | 0 | 0 | 0 | 0 | 0 | 0 | 0 | 0 | 0 | Comm Flat | CA Retrofit -- CO2 Scrub | CA Retrofit -- CO2 Scrub | IndShift3 | 0.01266% | 100% | 0% | 1 | 1 | 100% | 10% | 85% | 6.8% | 0.2% | 0 | 0 | 0 | 0 | 0 | 0 | 0 | 0 | 0 |  | 0 | 0 | 0 | 01. ($9,999.000) to $0.028 | 1 | 0 | 01. ($9,999.00) to $0.22 | 0 | 0.085 | 0.085 | 0.085 | 0.085 | 0.085 | 0.085 | 0.085 | 0.085 | 0.085 | 0.085 | 0 | 0 | 0 | 0 | 0 | 0 | 0 | 0 | 0 | 0 | 0 | 0 | 0 | 0 | 0 | 0 | 0 | 0 | 0 | 0 | 0 | 0 | 0 | 0 | 0 | 0 | 0 | 0 | 0 | 0 | 0 | 0 | 0 | 0 | 0 | 0 | 0 | 0 | 0 | 0 | 0 | 0 | 0 | 0 | 0 | 0 | 0 | 0 | 0 | 0 | 0 | 0 | 0 | 0 | 0 | 0 | 0 | 0 | 0 | 0 | 0 | 0 | 0 | 0 | 0 | 0 | 0 | 0 | 0 | 0 | 0 | 0 | 0 | 0 | 0 | 0 | 0 | 0 | 0 | 0 | 0 | 0 | 0 | 0 | 0 | 0 | 0 | 0 | 0 | 0 | 0 | 0 | 0 | 0 | 0 | 0 | 0 | 0 | 0 | 0 | 0 | 0 | 0 | 0 | 0 | 0 | 0 | 0 | 0 | 0 | 0 | 0 | 0 | 0 | 0 | 0 | 0 | 0 | 0 | 0 | 0 | 0 | 0 | 0 | 0 | 0 | 0 | 0 | 0 | 0 | 0 | 0 | 0 | 0 | 0 | 0 | 0 | 0 | 0 | 0 | 0 | 0 | 0 | 0 | 0 | 0 | 0 | 0 | 0 | 0 | 0 | 0 | 0 | 0 | 0 | 0 | 0 | 0 | 0 | 0 | 0 | 0 | 0 | 0 | 0 | 0 | 0 | 0 | 0 | 0 | 0 | 0 | 0 | 0 | 0 | 0 | 0 | 0 | 0 | 0 | 0 | 0 | 0 | 0 | 0 | 0 | 0 | 0 | 0 | 0 | 0 | 0 | 0 | 0.01296% | 0 | 0 | 0 | 0 | 0 | 0 | 0 | 0 | 0 | 0 | 0 | 0 | 0 | 0 | 0 | 0 | 0 | 0 | 0 | 0 | 0 | 0 | 0 | 0
| IND-Lighting-7P_V2 | M_Input | Council 7th Plan | 2020 | Retro | 2022 | 2045 | PSE | Industrial | Kraft Pulp | Electric | Per Region | NA | NA | Kraft Pulp CA Retrofit -- Membrane | Kraft Pulp CA Retrofit -- Membrane | 0 | 10 | 0 | 0 | I-All-Other-Shift3-All-All-S | 0 | 0 | 0 | 0 | 0 | 0 | 0 | 0 | 0 | 0 | 0 | 0 | Comm Flat | CA Retrofit -- Membrane | CA Retrofit -- Membrane | IndShift3 | 0.01266% | 100% | 0% | 1 | 1 | 100% | 10% | 85% | 6.8% | 0.2% | 0 | 0 | 0 | 0 | 0 | 0 | 0 | 0 | 0 |  | 0 | 0 | 0 | 01. ($9,999.000) to $0.028 | 1 | 0 | 01. ($9,999.00) to $0.22 | 1 | 0.085 | 0.085 | 0.085 | 0.085 | 0.085 | 0.085 | 0.085 | 0.085 | 0.085 | 0.085 | 0 | 0 | 0 | 0 | 0 | 0 | 0 | 0 | 0 | 0 | 0 | 0 | 0 | 0 | 0 | 0 | 0 | 0 | 0 | 0 | 0 | 0 | 0 | 0 | 0 | 0 | 0 | 0 | 0 | 0 | 0 | 0 | 0 | 0 | 0 | 0 | 0 | 0 | 0 | 0 | 0 | 0 | 0 | 0 | 0 | 0 | 0 | 0 | 0 | 0 | 0 | 0 | 0 | 0 | 0 | 0 | 0 | 0 | 0 | 0 | 0 | 0 | 0 | 0 | 0 | 0 | 0 | 0 | 0 | 0 | 0 | 0 | 0 | 0 | 0 | 0 | 0 | 0 | 0 | 0 | 0 | 0 | 0 | 0 | 0 | 0 | 0 | 0 | 0 | 0 | 0 | 0 | 0 | 0 | 0 | 0 | 0 | 0 | 0 | 0 | 0 | 0 | 0 | 0 | 0 | 0 | 0 | 0 | 0 | 0 | 0 | 0 | 0 | 0 | 0 | 0 | 0 | 0 | 0 | 0 | 0 | 0 | 0 | 0 | 0 | 0 | 0 | 0 | 0 | 0 | 0 | 0 | 0 | 0 | 0 | 0 | 0 | 0 | 0 | 0 | 0 | 0 | 0 | 0 | 0 | 0 | 0 | 0 | 0 | 0 | 0 | 0 | 0 | 0 | 0 | 0 | 0 | 0 | 0 | 0 | 0 | 0 | 0 | 0 | 0 | 0 | 0 | 0 | 0 | 0 | 0 | 0 | 0 | 0 | 0 | 0 | 0 | 0 | 0 | 0 | 0 | 0 | 0 | 0 | 0 | 0 | 0 | 0 | 0 | 0 | 0 | 0 | 0 | 0.01296% | 0 | 0 | 0 | 0 | 0 | 0 | 0 | 0 | 0 | 0 | 0 | 0 | 0 | 0 | 0 | 0 | 0 | 0 | 0 | 0 | 0 | 0 | 0 | 0
| IND-Lighting-7P_V2 | M_Input | Council 7th Plan | 2020 | Retro | 2022 | 2045 | PSE | Industrial | Kraft Pulp | Electric | Per Region | NA | NA | Kraft Pulp Fruit Storage Tuneup | Kraft Pulp Fruit Storage Tuneup | 0 | 3 | 0 | 0 | C-War-Ref-All-All-All-C | 0 | 0 | 0 | 0 | 0 | 0 | 0 | 0 | 0 | 0 | 0 | 0 | Comm Flat | Fruit Storage Tuneup | Fruit Storage Tuneup | IndShift3 | 0.01266% | 100% | 0% | 1 | 1 | 100% | 33.33% | 85% | 6.8% | 0.2% | 0 | 0 | 0 | 0 | 0 | 0 | 0 | 0 | 0 |  | 0 | 0 | 0 | 01. ($9,999.000) to $0.028 | 1 | 0 | 01. ($9,999.00) to $0.22 | 0 | 0.085 | 0.085 | 0.085 | 0.085 | 0.085 | 0.085 | 0.085 | 0.085 | 0.085 | 0.085 | 0 | 0 | 0 | 0 | 0 | 0 | 0 | 0 | 0 | 0 | 0 | 0 | 0 | 0 | 0 | 0 | 0 | 0 | 0 | 0 | 0 | 0 | 0 | 0 | 0 | 0 | 0 | 0 | 0 | 0 | 0 | 0 | 0 | 0 | 0 | 0 | 0 | 0 | 0 | 0 | 0 | 0 | 0 | 0 | 0 | 0 | 0 | 0 | 0 | 0 | 0 | 0 | 0 | 0 | 0 | 0 | 0 | 0 | 0 | 0 | 0 | 0 | 0 | 0 | 0 | 0 | 0 | 0 | 0 | 0 | 0 | 0 | 0 | 0 | 0 | 0 | 0 | 0 | 0 | 0 | 0 | 0 | 0 | 0 | 0 | 0 | 0 | 0 | 0 | 0 | 0 | 0 | 0 | 0 | 0 | 0 | 0 | 0 | 0 | 0 | 0 | 0 | 0 | 0 | 0 | 0 | 0 | 0 | 0 | 0 | 0 | 0 | 0 | 0 | 0 | 0 | 0 | 0 | 0 | 0 | 0 | 0 | 0 | 0 | 0 | 0 | 0 | 0 | 0 | 0 | 0 | 0 | 0 | 0 | 0 | 0 | 0 | 0 | 0 | 0 | 0 | 0 | 0 | 0 | 0 | 0 | 0 | 0 | 0 | 0 | 0 | 0 | 0 | 0 | 0 | 0 | 0 | 0 | 0 | 0 | 0 | 0 | 0 | 0 | 0 | 0 | 0 | 0 | 0 | 0 | 0 | 0 | 0 | 0 | 0 | 0 | 0 | 0 | 0 | 0 | 0 | 0 | 0 | 0 | 0 | 0 | 0 | 0 | 0 | 0 | 0 | 0 | 0 | 0.01296% | 0 | 0 | 0 | 0 | 0 | 0 | 0 | 0 | 0 | 0 | 0 | 0 | 0 | 0 | 0 | 0 | 0 | 0 | 0 | 0 | 0 | 0 | 0 | 0
| IND-Lighting-7P_V2 | M_Input | Council 7th Plan | 2020 | Retro | 2022 | 2045 | PSE | Industrial | Kraft Pulp | Electric | Per Region | NA | NA | Kraft Pulp Groc Dist Retrofit | Kraft Pulp Groc Dist Retrofit | 0 | 10 | 0 | 0 | C-War-Ref-All-All-All-C | 0 | 0 | 0 | 0 | 0 | 0 | 0 | 0 | 0 | 0 | 0 | 0 | Comm Flat | Groc Dist Retrofit | Groc Dist Retrofit | IndShift3 | 0.01266% | 100% | 0% | 1 | 1 | 100% | 10% | 85% | 6.8% | 0.2% | 0 | 0 | 0 | 0 | 0 | 0 | 0 | 0 | 0 |  | 0 | 0 | 0 | 01. ($9,999.000) to $0.028 | 1 | 0 | 01. ($9,999.00) to $0.22 | 1 | 0.085 | 0.085 | 0.085 | 0.085 | 0.085 | 0.085 | 0.085 | 0.085 | 0.085 | 0.085 | 0 | 0 | 0 | 0 | 0 | 0 | 0 | 0 | 0 | 0 | 0 | 0 | 0 | 0 | 0 | 0 | 0 | 0 | 0 | 0 | 0 | 0 | 0 | 0 | 0 | 0 | 0 | 0 | 0 | 0 | 0 | 0 | 0 | 0 | 0 | 0 | 0 | 0 | 0 | 0 | 0 | 0 | 0 | 0 | 0 | 0 | 0 | 0 | 0 | 0 | 0 | 0 | 0 | 0 | 0 | 0 | 0 | 0 | 0 | 0 | 0 | 0 | 0 | 0 | 0 | 0 | 0 | 0 | 0 | 0 | 0 | 0 | 0 | 0 | 0 | 0 | 0 | 0 | 0 | 0 | 0 | 0 | 0 | 0 | 0 | 0 | 0 | 0 | 0 | 0 | 0 | 0 | 0 | 0 | 0 | 0 | 0 | 0 | 0 | 0 | 0 | 0 | 0 | 0 | 0 | 0 | 0 | 0 | 0 | 0 | 0 | 0 | 0 | 0 | 0 | 0 | 0 | 0 | 0 | 0 | 0 | 0 | 0 | 0 | 0 | 0 | 0 | 0 | 0 | 0 | 0 | 0 | 0 | 0 | 0 | 0 | 0 | 0 | 0 | 0 | 0 | 0 | 0 | 0 | 0 | 0 | 0 | 0 | 0 | 0 | 0 | 0 | 0 | 0 | 0 | 0 | 0 | 0 | 0 | 0 | 0 | 0 | 0 | 0 | 0 | 0 | 0 | 0 | 0 | 0 | 0 | 0 | 0 | 0 | 0 | 0 | 0 | 0 | 0 | 0 | 0 | 0 | 0 | 0 | 0 | 0 | 0 | 0 | 0 | 0 | 0 | 0 | 0 | 0.01296% | 0 | 0 | 0 | 0 | 0 | 0 | 0 | 0 | 0 | 0 | 0 | 0 | 0 | 0 | 0 | 0 | 0 | 0 | 0 | 0 | 0 | 0 | 0 | 0
| IND-Lighting-7P_V2 | M_Input | Council 7th Plan | 2020 | Retro | 2022 | 2045 | PSE | Industrial | Kraft Pulp | Electric | Per Region | NA | NA | Kraft Pulp Groc Dist Tuneup | Kraft Pulp Groc Dist Tuneup | 0 | 3 | 0 | 0 | C-War-Ref-All-All-All-C | 0 | 0 | 0 | 0 | 0 | 0 | 0 | 0 | 0 | 0 | 0 | 0 | Comm Flat | Groc Dist Tuneup | Groc Dist Tuneup | IndShift3 | 0.01266% | 100% | 0% | 1 | 1 | 100% | 33.33% | 85% | 6.8% | 0.2% | 0 | 0 | 0 | 0 | 0 | 0 | 0 | 0 | 0 |  | 0 | 0 | 0 | 01. ($9,999.000) to $0.028 | 1 | 0 | 01. ($9,999.00) to $0.22 | 0 | 0.085 | 0.085 | 0.085 | 0.085 | 0.085 | 0.085 | 0.085 | 0.085 | 0.085 | 0.085 | 0 | 0 | 0 | 0 | 0 | 0 | 0 | 0 | 0 | 0 | 0 | 0 | 0 | 0 | 0 | 0 | 0 | 0 | 0 | 0 | 0 | 0 | 0 | 0 | 0 | 0 | 0 | 0 | 0 | 0 | 0 | 0 | 0 | 0 | 0 | 0 | 0 | 0 | 0 | 0 | 0 | 0 | 0 | 0 | 0 | 0 | 0 | 0 | 0 | 0 | 0 | 0 | 0 | 0 | 0 | 0 | 0 | 0 | 0 | 0 | 0 | 0 | 0 | 0 | 0 | 0 | 0 | 0 | 0 | 0 | 0 | 0 | 0 | 0 | 0 | 0 | 0 | 0 | 0 | 0 | 0 | 0 | 0 | 0 | 0 | 0 | 0 | 0 | 0 | 0 | 0 | 0 | 0 | 0 | 0 | 0 | 0 | 0 | 0 | 0 | 0 | 0 | 0 | 0 | 0 | 0 | 0 | 0 | 0 | 0 | 0 | 0 | 0 | 0 | 0 | 0 | 0 | 0 | 0 | 0 | 0 | 0 | 0 | 0 | 0 | 0 | 0 | 0 | 0 | 0 | 0 | 0 | 0 | 0 | 0 | 0 | 0 | 0 | 0 | 0 | 0 | 0 | 0 | 0 | 0 | 0 | 0 | 0 | 0 | 0 | 0 | 0 | 0 | 0 | 0 | 0 | 0 | 0 | 0 | 0 | 0 | 0 | 0 | 0 | 0 | 0 | 0 | 0 | 0 | 0 | 0 | 0 | 0 | 0 | 0 | 0 | 0 | 0 | 0 | 0 | 0 | 0 | 0 | 0 | 0 | 0 | 0 | 0 | 0 | 0 | 0 | 0 | 0 | 0.01296% | 0 | 0 | 0 | 0 | 0 | 0 | 0 | 0 | 0 | 0 | 0 | 0 | 0 | 0 | 0 | 0 | 0 | 0 | 0 | 0 | 0 | 0 | 0 | 0
| IND-Lighting-7P_V2 | M_Input | Council 7th Plan | 2020 | Retro | 2022 | 2045 | PSE | Industrial | Kraft Pulp | Electric | Per Region | NA | NA | Kraft Pulp Plant Energy Management | Kraft Pulp Plant Energy Management | 548.999 | 10 | 15.8937 | 19.6787 | I-All-Other-Shift3-All-All-S | 0 | 0 | 0 | 0 | 0 | 0 | 0 | 0 | 0 | 0 | 0 | 0 | Comm Flat | Plant Energy Management | Plant Energy Management | IndShift3 | 0.01266% | 100% | 0% | 1 | 1 | 100% | 10% | 85% | 6.8% | 0.2% | 256.6686 | 10.2308 | 26.6899 | 26.3116 | 0 | 0 | 0 | 222.2891 | 0 |  | 0.034685 | 0 | 0.034685 | 02. $0.028 to $0.055 | 1 | 0 | 01. ($9,999.00) to $0.22 | 1 | 0.085 | 0.085 | 0.085 | 0.085 | 0.085 | 0.085 | 0.085 | 0.085 | 0.085 | 0.085 | 0 | 0 | 0 | 0 | 0 | 0 | 0 | 0 | 0 | 0 | 0 | 0 | 0 | 0 | 46.6649 | 47.506 | 47.6327 | 47.1133 | 46.8221 | 46.611 | 46.6286 | 46.3063 | 46.2453 | 46.1276 | 0 | 0 | 0 | 0 | 0 | 0 | 0 | 0 | 0 | 0 | 0 | 0 | 0 | 0 | 467.6577 | 46.6649 | 94.1709 | 141.8036 | 188.9168 | 235.7389 | 282.3498 | 328.9785 | 375.2848 | 421.5301 | 467.6577 | 467.6577 | 467.6577 | 467.6577 | 467.6577 | 467.6577 | 467.6577 | 467.6577 | 467.6577 | 467.6577 | 467.6577 | 467.6577 | 467.6577 | 467.6577 | 467.6577 | 0 | 0 | 0 | 0 | 0 | 0 | 0 | 0 | 0 | 0 | 0 | 0 | 0 | 0 | 0 | 0 | 0 | 0 | 0 | 0 | 0 | 0 | 0 | 0 | 0 | 0 | 0 | 0 | 0 | 0 | 0 | 0 | 0 | 0 | 0 | 0 | 0 | 0 | 0 | 0 | 0 | 0 | 0 | 0 | 0 | 0 | 0 | 0 | 0 | 0 | 0 | 0 | 0 | 0 | 0 | 0 | 0 | 0 | 0 | 0 | 0 | 0.0059076 | 0.011922 | 0.017952 | 0.023916 | 0.029844 | 0.035744 | 0.041647 | 0.04751 | 0.053364 | 0.059204 | 0.059204 | 0.059204 | 0.059204 | 0.059204 | 0.059204 | 0.059204 | 0.059204 | 0.059204 | 0.059204 | 0.059204 | 0.059204 | 0.059204 | 0.059204 | 0.059204 | 18.8946 | 19.2351 | 19.2864 | 19.0761 | 18.9582 | 18.8727 | 18.8799 | 18.7494 | 18.7247 | 18.677 | 0 | 0 | 0 | 0 | 0 | 0 | 0 | 0 | 0 | 0 | 0 | 0 | 0 | 0 | 189.3541 | 0 | 0 | 0 | 0 | 0 | 0 | 0 | 0 | 0 | 0 | 0 | 0 | 0 | 0 | 0 | 0 | 0 | 0 | 0 | 0 | 0.01296% | 0.0060465 | 0.012202 | 0.018374 | 0.024478 | 0.030545 | 0.036585 | 0.042626 | 0.048626 | 0.054618 | 0.060595 | 0.060595 | 0.060595 | 0.060595 | 0.060595 | 0.060595 | 0.060595 | 0.060595 | 0.060595 | 0.060595 | 0.060595 | 0.060595 | 0.060595 | 0.060595 | 0.060595
| IND-Lighting-7P_V2 | M_Input | Council 7th Plan | 2020 | Retro | 2022 | 2045 | PSE | Industrial | Kraft Pulp | Electric | Per Region | NA | NA | Kraft Pulp Energy Project Management | Kraft Pulp Energy Project Management | 1957.4569 | 11 | 338.8298 | 70.8978 | I-All-Other-Shift3-All-All-S | 0 | 0 | 0 | 0 | 0 | 0 | 0 | 0 | 0 | 0 | 0 | 0 | Comm Flat | Energy Project Management | Energy Project Management | IndShift3 | 0.01266% | 100% | 0% | 1 | 1 | 100% | 9.091% | 85% | 6.8% | 0.2% | 986.6603 | 36.478 | 102.3138 | 523.5263 | 0 | 0 | 0 | 1280.1276 | 0 |  | 0.056022 | 0 | 0.056022 | 03. $0.055 to $0.062 | 1 | 0 | 01. ($9,999.00) to $0.22 | 1 | 0.085 | 0.085 | 0.085 | 0.085 | 0.085 | 0.085 | 0.085 | 0.085 | 0.085 | 0.085 | 0 | 0 | 0 | 0 | 0 | 0 | 0 | 0 | 0 | 0 | 0 | 0 | 0 | 0 | 166.3838 | 169.3827 | 169.8344 | 167.9824 | 166.9442 | 166.1915 | 166.2545 | 165.1051 | 164.8877 | 164.4682 | 0 | 0 | 0 | 0 | 0 | 0 | 0 | 0 | 0 | 0 | 0 | 0 | 0 | 0 | 1667.4345 | 166.3838 | 335.7665 | 505.6009 | 673.5833 | 840.5275 | 1006.719 | 1172.9735 | 1338.0786 | 1502.9663 | 1667.4345 | 1667.4345 | 1667.4345 | 1667.4345 | 1667.4345 | 1667.4345 | 1667.4345 | 1667.4345 | 1667.4345 | 1667.4345 | 1667.4345 | 1667.4345 | 1667.4345 | 1667.4345 | 1667.4345 | 0 | 0 | 0 | 0 | 0 | 0 | 0 | 0 | 0 | 0 | 0 | 0 | 0 | 0 | 0 | 0 | 0 | 0 | 0 | 0 | 0 | 0 | 0 | 0 | 0 | 0 | 0 | 0 | 0 | 0 | 0 | 0 | 0 | 0 | 0 | 0 | 0 | 0 | 0 | 0 | 0 | 0 | 0 | 0 | 0 | 0 | 0 | 0 | 0 | 0 | 0 | 0 | 0 | 0 | 0 | 0 | 0 | 0 | 0 | 0 | 0 | 0.021064 | 0.042507 | 0.064007 | 0.085273 | 0.10641 | 0.12745 | 0.14849 | 0.1694 | 0.19027 | 0.21109 | 0.21109 | 0.21109 | 0.21109 | 0.21109 | 0.21109 | 0.21109 | 0.21109 | 0.21109 | 0.21109 | 0.21109 | 0.21109 | 0.21109 | 0.21109 | 0.21109 | 108.8109 | 110.772 | 111.0674 | 109.8563 | 109.1773 | 108.6851 | 108.7263 | 107.9746 | 107.8324 | 107.5581 | 0 | 0 | 0 | 0 | 0 | 0 | 0 | 0 | 0 | 0 | 0 | 0 | 0 | 0 | 1090.4603 | 0 | 0 | 0 | 0 | 0 | 0 | 0 | 0 | 0 | 0 | 0 | 0 | 0 | 0 | 0 | 0 | 0 | 0 | 0 | 0 | 0.01296% | 0.021559 | 0.043506 | 0.065512 | 0.087277 | 0.10891 | 0.13044 | 0.15198 | 0.17338 | 0.19474 | 0.21605 | 0.21605 | 0.21605 | 0.21605 | 0.21605 | 0.21605 | 0.21605 | 0.21605 | 0.21605 | 0.21605 | 0.21605 | 0.21605 | 0.21605 | 0.21605 | 0.21605
| IND-Lighting-7P_V2 | M_Input | Council 7th Plan | 2020 | Retro | 2022 | 2045 | PSE | Industrial | Kraft Pulp | Electric | Per Region | NA | NA | Kraft Pulp Integrated Plant Energy Management | Kraft Pulp Integrated Plant Energy Management | 1724.2158 | 11 | 508.2304 | 77.5241 | I-All-Other-Shift3-All-All-S | 149.2482 | 0 | 0 | 0 | 0 | 0 | 0 | 0 | 0 | 0 | 0 | 0 | Comm Flat | Integrated Plant Energy Management | Integrated Plant Energy Management | IndShift3 | 0.01266% | 100% | 0% | 1 | 1 | 100% | 9.091% | 85% | 6.8% | 0.2% | 869.0946 | 32.1314 | 90.1226 | 785.2674 | 0 | 0 | 0 | -72.6126 | 0 |  | -0.0036076 | 0 | -0.0036076 | 01. ($9,999.000) to $0.028 | 1 | 0 | 01. ($9,999.00) to $0.22 | 0 | 0.085 | 0.085 | 0.085 | 0.085 | 0.085 | 0.085 | 0.085 | 0.085 | 0.085 | 0.085 | 0 | 0 | 0 | 0 | 0 | 0 | 0 | 0 | 0 | 0 | 0 | 0 | 0 | 0 | 146.5583 | 149.1999 | 149.5977 | 147.9664 | 147.0519 | 146.3889 | 146.4444 | 145.432 | 145.2405 | 144.871 | 0 | 0 | 0 | 0 | 0 | 0 | 0 | 0 | 0 | 0 | 0 | 0 | 0 | 0 | 1468.7511 | 146.5583 | 295.7582 | 445.3559 | 593.3224 | 740.3743 | 886.7632 | 1033.2077 | 1178.6396 | 1323.8801 | 1468.7511 | 1468.7511 | 1468.7511 | 1468.7511 | 1468.7511 | 1468.7511 | 1468.7511 | 1468.7511 | 1468.7511 | 1468.7511 | 1468.7511 | 1468.7511 | 1468.7511 | 1468.7511 | 1468.7511 | 0 | 0 | 0 | 0 | 0 | 0 | 0 | 0 | 0 | 0 | 0 | 0 | 0 | 0 | 0 | 0 | 0 | 0 | 0 | 0 | 0 | 0 | 0 | 0 | 0 | 0 | 0 | 0 | 0 | 0 | 0 | 0 | 0 | 0 | 0 | 0 | 0 | 0 | 0 | 0 | 0 | 0 | 0 | 0 | 0 | 0 | 0 | 0 | 0 | 0 | 0 | 0 | 0 | 0 | 0 | 0 | 0 | 0 | 0 | 0 | 0 | 0.018554 | 0.037442 | 0.05638 | 0.075112 | 0.093729 | 0.11226 | 0.1308 | 0.14921 | 0.1676 | 0.18594 | 0.18594 | 0.18594 | 0.18594 | 0.18594 | 0.18594 | 0.18594 | 0.18594 | 0.18594 | 0.18594 | 0.18594 | 0.18594 | 0.18594 | 0.18594 | 0.18594 | 0 | 0 | 0 | 0 | 0 | 0 | 0 | 0 | 0 | 0 | 0 | 0 | 0 | 0 | 0 | 0 | 0 | 0 | 0 | 0 | 0 | 0 | 0 | 0 | 0 | 0 | 0 | 0 | 0 | 0 | 0 | 0 | 0 | 0 | 0 | 0 | 0 | 0 | 0 | 0 | 0 | 0 | 0 | 0 | 0 | 0.01296% | 0.01899 | 0.038322 | 0.057706 | 0.076878 | 0.095932 | 0.1149 | 0.13387 | 0.15272 | 0.17154 | 0.19031 | 0.19031 | 0.19031 | 0.19031 | 0.19031 | 0.19031 | 0.19031 | 0.19031 | 0.19031 | 0.19031 | 0.19031 | 0.19031 | 0.19031 | 0.19031 | 0.19031
| IND-Lighting-7P_V2 | M_Input | Council 7th Plan | 2020 | Retro | 2022 | 2045 | PSE | Industrial | Paper | Electric | Per Region | NA | NA | Paper Air Compressor Demand Reduction | Paper Air Compressor Demand Reduction | 9596.023 | 10 | 964.7834 | 299.6222 | I-All-Other-Shift3-All-All-S | 0 | 0 | 0 | 0 | 0 | 0 | 0 | 0 | 0 | 0 | 0 | 0 | Comm Flat | Air Compressor Demand Reduction | Air Compressor Demand Reduction | IndShift3 | 0.01266% | 100% | 0% | 1 | 1 | 100% | 10% | 85% | 6.8% | 0.2% | 4486.343 | 178.8255 | 466.5169 | 1597.1704 | 0 | 0 | 0 | 4642.4303 | 0 |  | 0.041443 | 0 | 0.041443 | 02. $0.028 to $0.055 | 1 | 0 | 01. ($9,999.00) to $0.22 | 1 | 0.085 | 0.085 | 0.085 | 0.085 | 0.085 | 0.085 | 0.085 | 0.085 | 0.085 | 0.085 | 0 | 0 | 0 | 0 | 0 | 0 | 0 | 0 | 0 | 0 | 0 | 0 | 0 | 0 | 815.662 | 830.3632 | 832.5775 | 823.4986 | 818.4089 | 814.7191 | 815.0281 | 809.3932 | 808.3276 | 806.2711 | 0 | 0 | 0 | 0 | 0 | 0 | 0 | 0 | 0 | 0 | 0 | 0 | 0 | 0 | 8174.2492 | 815.662 | 1646.0252 | 2478.6026 | 3302.1012 | 4120.5101 | 4935.2292 | 5750.2573 | 6559.6504 | 7367.9781 | 8174.2492 | 8174.2492 | 8174.2492 | 8174.2492 | 8174.2492 | 8174.2492 | 8174.2492 | 8174.2492 | 8174.2492 | 8174.2492 | 8174.2492 | 8174.2492 | 8174.2492 | 8174.2492 | 8174.2492 | 0 | 0 | 0 | 0 | 0 | 0 | 0 | 0 | 0 | 0 | 0 | 0 | 0 | 0 | 0 | 0 | 0 | 0 | 0 | 0 | 0 | 0 | 0 | 0 | 0 | 0 | 0 | 0 | 0 | 0 | 0 | 0 | 0 | 0 | 0 | 0 | 0 | 0 | 0 | 0 | 0 | 0 | 0 | 0 | 0 | 0 | 0 | 0 | 0 | 0 | 0 | 0 | 0 | 0 | 0 | 0 | 0 | 0 | 0 | 0 | 0 | 0.10326 | 0.20838 | 0.31378 | 0.41803 | 0.52164 | 0.62478 | 0.72796 | 0.83043 | 0.93276 | 1.0348 | 1.0348 | 1.0348 | 1.0348 | 1.0348 | 1.0348 | 1.0348 | 1.0348 | 1.0348 | 1.0348 | 1.0348 | 1.0348 | 1.0348 | 1.0348 | 1.0348 | 394.6066 | 401.7188 | 402.7901 | 398.3978 | 395.9355 | 394.1505 | 394.2999 | 391.5738 | 391.0583 | 390.0634 | 0 | 0 | 0 | 0 | 0 | 0 | 0 | 0 | 0 | 0 | 0 | 0 | 0 | 0 | 3954.5947 | 0 | 0 | 0 | 0 | 0 | 0 | 0 | 0 | 0 | 0 | 0 | 0 | 0 | 0 | 0 | 0 | 0 | 0 | 0 | 0 | 0.01296% | 0.10569 | 0.21328 | 0.32116 | 0.42786 | 0.5339 | 0.63947 | 0.74507 | 0.84995 | 0.95468 | 1.0592 | 1.0592 | 1.0592 | 1.0592 | 1.0592 | 1.0592 | 1.0592 | 1.0592 | 1.0592 | 1.0592 | 1.0592 | 1.0592 | 1.0592 | 1.0592 | 1.0592
| IND-Lighting-7P_V2 | M_Input | Council 7th Plan | 2020 | Retro | 2022 | 2045 | PSE | Industrial | Paper | Electric | Per Region | NA | NA | Paper Air Compressor Equipment1 | Paper Air Compressor Equipment1 | 0 | 10 | 0 | 0 | I-All-Other-Shift3-All-All-S | 0 | 0 | 0 | 0 | 0 | 0 | 0 | 0 | 0 | 0 | 0 | 0 | Comm Flat | Air Compressor Equipment1 | Air Compressor Equipment1 | IndShift1 | 0.0135% | 100% | 0% | 1 | 1 | 100% | 10% | 85% | 6.8% | 0.2% | 0 | 0 | 0 | 0 | 0 | 0 | 0 | 0 | 0 |  | 0 | 0 | 0 | 01. ($9,999.000) to $0.028 | 1 | 0 | 01. ($9,999.00) to $0.22 | 0 | 0.085 | 0.085 | 0.085 | 0.085 | 0.085 | 0.085 | 0.085 | 0.085 | 0.085 | 0.085 | 0 | 0 | 0 | 0 | 0 | 0 | 0 | 0 | 0 | 0 | 0 | 0 | 0 | 0 | 0 | 0 | 0 | 0 | 0 | 0 | 0 | 0 | 0 | 0 | 0 | 0 | 0 | 0 | 0 | 0 | 0 | 0 | 0 | 0 | 0 | 0 | 0 | 0 | 0 | 0 | 0 | 0 | 0 | 0 | 0 | 0 | 0 | 0 | 0 | 0 | 0 | 0 | 0 | 0 | 0 | 0 | 0 | 0 | 0 | 0 | 0 | 0 | 0 | 0 | 0 | 0 | 0 | 0 | 0 | 0 | 0 | 0 | 0 | 0 | 0 | 0 | 0 | 0 | 0 | 0 | 0 | 0 | 0 | 0 | 0 | 0 | 0 | 0 | 0 | 0 | 0 | 0 | 0 | 0 | 0 | 0 | 0 | 0 | 0 | 0 | 0 | 0 | 0 | 0 | 0 | 0 | 0 | 0 | 0 | 0 | 0 | 0 | 0 | 0 | 0 | 0 | 0 | 0 | 0 | 0 | 0 | 0 | 0 | 0 | 0 | 0 | 0 | 0 | 0 | 0 | 0 | 0 | 0 | 0 | 0 | 0 | 0 | 0 | 0 | 0 | 0 | 0 | 0 | 0 | 0 | 0 | 0 | 0 | 0 | 0 | 0 | 0 | 0 | 0 | 0 | 0 | 0 | 0 | 0 | 0 | 0 | 0 | 0 | 0 | 0 | 0 | 0 | 0 | 0 | 0 | 0 | 0 | 0 | 0 | 0 | 0 | 0 | 0 | 0 | 0 | 0 | 0 | 0 | 0 | 0 | 0 | 0 | 0 | 0 | 0 | 0 | 0 | 0 | 0.01911% | 0 | 0 | 0 | 0 | 0 | 0 | 0 | 0 | 0 | 0 | 0 | 0 | 0 | 0 | 0 | 0 | 0 | 0 | 0 | 0 | 0 | 0 | 0 | 0
| IND-Lighting-7P_V2 | M_Input | Council 7th Plan | 2020 | Retro | 2022 | 2045 | PSE | Industrial | Paper | Electric | Per Region | NA | NA | Paper Air Compressor Equipment2 | Paper Air Compressor Equipment2 | 10853.1642 | 10 | 884.7611 | 338.8746 | I-All-Other-Shift3-All-All-S | 0 | 0 | 0 | 0 | 0 | 0 | 0 | 0 | 0 | 0 | 0 | 0 | Comm Flat | Air Compressor Equipment2 | Air Compressor Equipment2 | IndShift3 | 0.01266% | 100% | 0% | 1 | 1 | 100% | 10% | 85% | 6.8% | 0.2% | 5074.083 | 202.2528 | 527.6336 | 1464.6959 | 0 | 0 | 0 | 4867.6215 | 0 |  | 0.03842 | 0 | 0.03842 | 02. $0.028 to $0.055 | 0 | 0 | 01. ($9,999.00) to $0.22 | 1 | 0.085 | 0.085 | 0.085 | 0.085 | 0.085 | 0.085 | 0.085 | 0.085 | 0.085 | 0.085 | 0 | 0 | 0 | 0 | 0 | 0 | 0 | 0 | 0 | 0 | 0 | 0 | 0 | 0 | 922.519 | 939.1462 | 941.6505 | 931.3822 | 925.6257 | 921.4526 | 921.802 | 915.4289 | 914.2238 | 911.8978 | 0 | 0 | 0 | 0 | 0 | 0 | 0 | 0 | 0 | 0 | 0 | 0 | 0 | 0 | 9245.1288 | 922.519 | 1861.6651 | 2803.3157 | 3734.6979 | 4660.3236 | 5581.7762 | 6503.5782 | 7419.0072 | 8333.231 | 9245.1288 | 9245.1288 | 9245.1288 | 9245.1288 | 9245.1288 | 9245.1288 | 9245.1288 | 9245.1288 | 9245.1288 | 9245.1288 | 9245.1288 | 9245.1288 | 9245.1288 | 9245.1288 | 9245.1288 | 0 | 0 | 0 | 0 | 0 | 0 | 0 | 0 | 0 | 0 | 0 | 0 | 0 | 0 | 0 | 0 | 0 | 0 | 0 | 0 | 0 | 0 | 0 | 0 | 0 | 0 | 0 | 0 | 0 | 0 | 0 | 0 | 0 | 0 | 0 | 0 | 0 | 0 | 0 | 0 | 0 | 0 | 0 | 0 | 0 | 0 | 0 | 0 | 0 | 0 | 0 | 0 | 0 | 0 | 0 | 0 | 0 | 0 | 0 | 0 | 0 | 0.11679 | 0.23568 | 0.35489 | 0.4728 | 0.58998 | 0.70663 | 0.82333 | 0.93922 | 1.055 | 1.1704 | 1.1704 | 1.1704 | 1.1704 | 1.1704 | 1.1704 | 1.1704 | 1.1704 | 1.1704 | 1.1704 | 1.1704 | 1.1704 | 1.1704 | 1.1704 | 1.1704 | 413.7478 | 421.2051 | 422.3283 | 417.723 | 415.1412 | 413.2696 | 413.4263 | 410.568 | 410.0275 | 408.9843 | 0 | 0 | 0 | 0 | 0 | 0 | 0 | 0 | 0 | 0 | 0 | 0 | 0 | 0 | 4146.421 | 0 | 0 | 0 | 0 | 0 | 0 | 0 | 0 | 0 | 0 | 0 | 0 | 0 | 0 | 0 | 0 | 0 | 0 | 0 | 0 | 0.01296% | 0.11953 | 0.24122 | 0.36323 | 0.48391 | 0.60385 | 0.72324 | 0.84268 | 0.96129 | 1.0798 | 1.1979 | 1.1979 | 1.1979 | 1.1979 | 1.1979 | 1.1979 | 1.1979 | 1.1979 | 1.1979 | 1.1979 | 1.1979 | 1.1979 | 1.1979 | 1.1979 | 1.1979
| IND-Lighting-7P_V2 | M_Input | Council 7th Plan | 2020 | Retro | 2022 | 2045 | PSE | Industrial | Paper | Electric | Per Region | NA | NA | Paper Air Compressor Optimization | Paper Air Compressor Optimization | 31541.4518 | 10 | 8228.285 | 984.837 | I-All-Other-Shift3-All-All-S | 2127.2479 | 0 | 0 | 0 | 0 | 0 | 0 | 0 | 0 | 0 | 0 | 0 | Comm Flat | Air Compressor Optimization | Air Compressor Optimization | IndShift3 | 0.01266% | 100% | 0% | 1 | 1 | 100% | 10% | 85% | 6.8% | 0.2% | 14746.2935 | 587.7869 | 1533.408 | 13621.6824 | 0 | 0 | 0 | -189.8127 | 0 |  | -0.00051552 | 0 | -0.00051552 | 01. ($9,999.000) to $0.028 | 0 | 0 | 01. ($9,999.00) to $0.22 | 1 | 0.085 | 0.085 | 0.085 | 0.085 | 0.085 | 0.085 | 0.085 | 0.085 | 0.085 | 0.085 | 0 | 0 | 0 | 0 | 0 | 0 | 0 | 0 | 0 | 0 | 0 | 0 | 0 | 0 | 2681.0234 | 2729.3454 | 2736.6236 | 2706.7817 | 2690.0523 | 2677.9244 | 2678.9398 | 2660.4183 | 2656.916 | 2650.1562 | 0 | 0 | 0 | 0 | 0 | 0 | 0 | 0 | 0 | 0 | 0 | 0 | 0 | 0 | 26868.1813 | 2681.0234 | 5410.3688 | 8146.9923 | 10853.7741 | 13543.8264 | 16221.7508 | 18900.6907 | 21561.109 | 24218.025 | 26868.1813 | 26868.1813 | 26868.1813 | 26868.1813 | 26868.1813 | 26868.1813 | 26868.1813 | 26868.1813 | 26868.1813 | 26868.1813 | 26868.1813 | 26868.1813 | 26868.1813 | 26868.1813 | 26868.1813 | 0 | 0 | 0 | 0 | 0 | 0 | 0 | 0 | 0 | 0 | 0 | 0 | 0 | 0 | 0 | 0 | 0 | 0 | 0 | 0 | 0 | 0 | 0 | 0 | 0 | 0 | 0 | 0 | 0 | 0 | 0 | 0 | 0 | 0 | 0 | 0 | 0 | 0 | 0 | 0 | 0 | 0 | 0 | 0 | 0 | 0 | 0 | 0 | 0 | 0 | 0 | 0 | 0 | 0 | 0 | 0 | 0 | 0 | 0 | 0 | 0 | 0.33941 | 0.68493 | 1.0314 | 1.374 | 1.7146 | 2.0536 | 2.3928 | 2.7296 | 3.0659 | 3.4014 | 3.4014 | 3.4014 | 3.4014 | 3.4014 | 3.4014 | 3.4014 | 3.4014 | 3.4014 | 3.4014 | 3.4014 | 3.4014 | 3.4014 | 3.4014 | 3.4014 | 0 | 0 | 0 | 0 | 0 | 0 | 0 | 0 | 0 | 0 | 0 | 0 | 0 | 0 | 0 | 0 | 0 | 0 | 0 | 0 | 0 | 0 | 0 | 0 | 0 | 0 | 0 | 0 | 0 | 0 | 0 | 0 | 0 | 0 | 0 | 0 | 0 | 0 | 0 | 0 | 0 | 0 | 0 | 0 | 0 | 0.01296% | 0.34739 | 0.70103 | 1.0556 | 1.4063 | 1.7549 | 2.1019 | 2.449 | 2.7937 | 3.138 | 3.4814 | 3.4814 | 3.4814 | 3.4814 | 3.4814 | 3.4814 | 3.4814 | 3.4814 | 3.4814 | 3.4814 | 3.4814 | 3.4814 | 3.4814 | 3.4814 | 3.4814
| IND-Lighting-7P_V2 | M_Input | Council 7th Plan | 2020 | Retro | 2022 | 2045 | PSE | Industrial | Paper | Electric | Per Region | NA | NA | Paper HighBay Lighting 1 Shift | Paper HighBay Lighting 1 Shift | 2114.4643 | 26.5734 | 1748.004 | -68.3126 | I-All-Other-Shift1-All-All-S | 0 | 0 | 0 | 0 | 0 | 0 | 0 | 0 | 0 | 0 | 0 | 0 | Comm Flat | HighBay Lighting 1 Shift | HighBay Lighting 1 Shift | IndShift1 | 0.0135% | 100% | 0% | 1 | 1 | 100% | 3.763% | 85% | 6.8% | 0.2% | 2538.4336 | 42.0143 | 258.0448 | 1794.2775 | 0 | 0 | 0 | 1046.371 | 0 |  | 0.042392 | 0 | 0.042392 | 02. $0.028 to $0.055 | 0 | 0 | 01. ($9,999.00) to $0.22 | 1 | 0.085 | 0.085 | 0.085 | 0.085 | 0.085 | 0.085 | 0.085 | 0.085 | 0.085 | 0.085 | 0 | 0 | 0 | 0 | 0 | 0 | 0 | 0 | 0 | 0 | 0 | 0 | 0 | 0 | 179.7295 | 182.9689 | 183.4568 | 181.4562 | 180.3347 | 179.5217 | 179.5898 | 178.3482 | 178.1134 | 177.6602 | 0 | 0 | 0 | 0 | 0 | 0 | 0 | 0 | 0 | 0 | 0 | 0 | 0 | 0 | 1801.1793 | 179.7295 | 362.6983 | 546.1551 | 727.6113 | 907.9461 | 1087.4678 | 1267.0576 | 1445.4057 | 1623.5191 | 1801.1793 | 1801.1793 | 1801.1793 | 1801.1793 | 1801.1793 | 1801.1793 | 1801.1793 | 1801.1793 | 1801.1793 | 1801.1793 | 1801.1793 | 1801.1793 | 1801.1793 | 1801.1793 | 1801.1793 | 0 | 0 | 0 | 0 | 0 | 0 | 0 | 0 | 0 | 0 | 0 | 0 | 0 | 0 | 0 | 0 | 0 | 0 | 0 | 0 | 0 | 0 | 0 | 0 | 0 | 0 | 0 | 0 | 0 | 0 | 0 | 0 | 0 | 0 | 0 | 0 | 0 | 0 | 0 | 0 | 0 | 0 | 0 | 0 | 0 | 0 | 0 | 0 | 0 | 0 | 0 | 0 | 0 | 0 | 0 | 0 | 0 | 0 | 0 | 0 | 0 | 0.02426 | 0.048958 | 0.073722 | 0.098215 | 0.12256 | 0.14679 | 0.17103 | 0.19511 | 0.21915 | 0.24313 | 0.24313 | 0.24313 | 0.24313 | 0.24313 | 0.24313 | 0.24313 | 0.24313 | 0.24313 | 0.24313 | 0.24313 | 0.24313 | 0.24313 | 0.24313 | 0.24313 | 88.9415 | 90.5446 | 90.786 | 89.7961 | 89.2411 | 88.8387 | 88.8724 | 88.258 | 88.1418 | 87.9175 | 0 | 0 | 0 | 0 | 0 | 0 | 0 | 0 | 0 | 0 | 0 | 0 | 0 | 0 | 891.3377 | 0 | 0 | 0 | 0 | 0 | 0 | 0 | 0 | 0 | 0 | 0 | 0 | 0 | 0 | 0 | 0 | 0 | 0 | 0 | 0 | 0.01911% | 0.03435 | 0.069319 | 0.10438 | 0.13906 | 0.17353 | 0.20784 | 0.24216 | 0.27625 | 0.31029 | 0.34424 | 0.34424 | 0.34424 | 0.34424 | 0.34424 | 0.34424 | 0.34424 | 0.34424 | 0.34424 | 0.34424 | 0.34424 | 0.34424 | 0.34424 | 0.34424 | 0.34424
| IND-Lighting-7P_V2 | M_Input | Council 7th Plan | 2020 | Retro | 2022 | 2045 | PSE | Industrial | Paper | Electric | Per Region | NA | NA | Paper HighBay Lighting 2 Shift | Paper HighBay Lighting 2 Shift | 2130.8708 | 15.5483 | 1022.7683 | -68.8426 | I-All-Other-Shift2-All-All-S | 0 | 0 | 0 | 0 | 0 | 0 | 0 | 0 | 0 | 0 | 0 | 0 | Comm Flat | HighBay Lighting 2 Shift | HighBay Lighting 2 Shift | IndShift2 | 0.01331% | 100% | 0% | 1 | 1 | 100% | 6.432% | 85% | 6.8% | 0.2% | 1490.2368 | 41.7406 | 153.1977 | 1306.8482 | 0 | 0 | 0 | 512.8277 | 0 |  | 0.020616 | 0 | 0.020616 | 01. ($9,999.000) to $0.028 | 0 | 0 | 01. ($9,999.00) to $0.22 | 1 | 0.085 | 0.085 | 0.085 | 0.085 | 0.085 | 0.085 | 0.085 | 0.085 | 0.085 | 0.085 | 0 | 0 | 0 | 0 | 0 | 0 | 0 | 0 | 0 | 0 | 0 | 0 | 0 | 0 | 181.124 | 184.3885 | 184.8802 | 182.8642 | 181.734 | 180.9147 | 180.9833 | 179.732 | 179.4954 | 179.0387 | 0 | 0 | 0 | 0 | 0 | 0 | 0 | 0 | 0 | 0 | 0 | 0 | 0 | 0 | 1815.155 | 181.124 | 365.5126 | 550.3928 | 733.257 | 914.991 | 1095.9056 | 1276.8889 | 1456.6209 | 1636.1163 | 1815.155 | 1815.155 | 1815.155 | 1815.155 | 1815.155 | 1815.155 | 1815.155 | 1815.155 | 1815.155 | 1815.155 | 1815.155 | 1815.155 | 1815.155 | 1815.155 | 1815.155 | 0 | 0 | 0 | 0 | 0 | 0 | 0 | 0 | 0 | 0 | 0 | 0 | 0 | 0 | 0 | 0 | 0 | 0 | 0 | 0 | 0 | 0 | 0 | 0 | 0 | 0 | 0 | 0 | 0 | 0 | 0 | 0 | 0 | 0 | 0 | 0 | 0 | 0 | 0 | 0 | 0 | 0 | 0 | 0 | 0 | 0 | 0 | 0 | 0 | 0 | 0 | 0 | 0 | 0 | 0 | 0 | 0 | 0 | 0 | 0 | 0 | 0.024102 | 0.048639 | 0.073242 | 0.097576 | 0.12176 | 0.14583 | 0.16992 | 0.19383 | 0.21772 | 0.24155 | 0.24155 | 0.24155 | 0.24155 | 0.24155 | 0.24155 | 0.24155 | 0.24155 | 0.24155 | 0.24155 | 0.24155 | 0.24155 | 0.24155 | 0.24155 | 0.24155 | 43.5904 | 44.376 | 44.4943 | 44.0092 | 43.7372 | 43.54 | 43.5565 | 43.2553 | 43.1984 | 43.0885 | 0 | 0 | 0 | 0 | 0 | 0 | 0 | 0 | 0 | 0 | 0 | 0 | 0 | 0 | 436.8457 | 0 | 0 | 0 | 0 | 0 | 0 | 0 | 0 | 0 | 0 | 0 | 0 | 0 | 0 | 0 | 0 | 0 | 0 | 0 | 0 | 0.01847% | 0.033449 | 0.067501 | 0.10164 | 0.13541 | 0.16898 | 0.20239 | 0.23581 | 0.269 | 0.30215 | 0.33522 | 0.33522 | 0.33522 | 0.33522 | 0.33522 | 0.33522 | 0.33522 | 0.33522 | 0.33522 | 0.33522 | 0.33522 | 0.33522 | 0.33522 | 0.33522 | 0.33522
| IND-Lighting-7P_V2 | M_Input | Council 7th Plan | 2020 | Retro | 2022 | 2045 | PSE | Industrial | Paper | Electric | Per Region | NA | NA | Paper HighBay Lighting 3 Shift | Paper HighBay Lighting 3 Shift | 6543.7622 | 8.6758 | 1712.0861 | -211.4111 | I-All-Other-Shift3-All-All-S | 0 | 0 | 0 | 0 | 0 | 0 | 0 | 0 | 0 | 0 | 0 | 0 | Comm Flat | HighBay Lighting 3 Shift | HighBay Lighting 3 Shift | IndShift3 | 0.01266% | 100% | 0% | 1 | 1 | 100% | 11.53% | 85% | 6.8% | 0.2% | 2802.7056 | 121.9455 | 292.4651 | 2219.1535 | 0 | 0 | 0 | -320.7518 | 0 |  | -0.0041989 | 0 | -0.0041989 | 01. ($9,999.000) to $0.028 | 0 | 0 | 01. ($9,999.00) to $0.22 | 1 | 0.085 | 0.085 | 0.085 | 0.085 | 0.085 | 0.085 | 0.085 | 0.085 | 0.085 | 0.085 | 0 | 0 | 0 | 0 | 0 | 0 | 0 | 0 | 0 | 0 | 0 | 0 | 0 | 0 | 556.2198 | 566.2449 | 567.7549 | 561.5638 | 558.093 | 555.5769 | 555.7875 | 551.9449 | 551.2183 | 549.8159 | 0 | 0 | 0 | 0 | 0 | 0 | 0 | 0 | 0 | 0 | 0 | 0 | 0 | 0 | 5574.2199 | 556.2198 | 1122.4647 | 1690.2196 | 2251.7834 | 2809.8763 | 3365.4532 | 3921.2407 | 4473.1857 | 5024.404 | 5574.2199 | 5574.2199 | 5574.2199 | 5574.2199 | 5574.2199 | 5574.2199 | 5574.2199 | 5574.2199 | 5574.2199 | 5574.2199 | 5574.2199 | 5574.2199 | 5574.2199 | 5574.2199 | 5574.2199 | 0 | 0 | 0 | 0 | 0 | 0 | 0 | 0 | 0 | 0 | 0 | 0 | 0 | 0 | 0 | 0 | 0 | 0 | 0 | 0 | 0 | 0 | 0 | 0 | 0 | 0 | 0 | 0 | 0 | 0 | 0 | 0 | 0 | 0 | 0 | 0 | 0 | 0 | 0 | 0 | 0 | 0 | 0 | 0 | 0 | 0 | 0 | 0 | 0 | 0 | 0 | 0 | 0 | 0 | 0 | 0 | 0 | 0 | 0 | 0 | 0 | 0.070415 | 0.1421 | 0.21398 | 0.28507 | 0.35572 | 0.42605 | 0.49641 | 0.56629 | 0.63607 | 0.70568 | 0.70568 | 0.70568 | 0.70568 | 0.70568 | 0.70568 | 0.70568 | 0.70568 | 0.70568 | 0.70568 | 0.70568 | 0.70568 | 0.70568 | 0.70568 | 0.70568 | 0 | 0 | 0 | 0 | 0 | 0 | 0 | 0 | 0 | 0 | 0 | 0 | 0 | 0 | 0 | 0 | 0 | 0 | 0 | 0 | 0 | 0 | 0 | 0 | 0 | 0 | 0 | 0 | 0 | 0 | 0 | 0 | 0 | 0 | 0 | 0 | 0 | 0 | 0 | 0 | 0 | 0 | 0 | 0 | 0 | 0.01296% | 0.07207 | 0.14544 | 0.219 | 0.29177 | 0.36408 | 0.43607 | 0.50808 | 0.5796 | 0.65102 | 0.72226 | 0.72226 | 0.72226 | 0.72226 | 0.72226 | 0.72226 | 0.72226 | 0.72226 | 0.72226 | 0.72226 | 0.72226 | 0.72226 | 0.72226 | 0.72226 | 0.72226
| IND-Lighting-7P_V2 | M_Input | Council 7th Plan | 2020 | Retro | 2022 | 2045 | PSE | Industrial | Paper | Electric | Per Region | NA | NA | Paper Efficient Lighting 1 Shift | Paper Efficient Lighting 1 Shift | 1459.4157 | 20.979 | 1383.745 | -31.3262 | I-All-Other-Shift1-All-All-S | 0 | 0 | 0 | 0 | 0 | 0 | 0 | 0 | 0 | 0 | 0 | 0 | Comm Flat | Efficient Lighting 1 Shift | Efficient Lighting 1 Shift | IndShift1 | 0.0135% | 100% | 0% | 1 | 1 | 100% | 4.767% | 85% | 6.8% | 0.2% | 1338.8658 | 28.9985 | 136.7864 | 1506.3046 | 0 | 0 | 0 | 1251.5817 | 0 |  | 0.073465 | 0 | 0.073465 | 05. $0.070 to $0.077 | 0 | 0 | 01. ($9,999.00) to $0.22 | 1 | 0.085 | 0.085 | 0.085 | 0.085 | 0.085 | 0.085 | 0.085 | 0.085 | 0.085 | 0.085 | 0 | 0 | 0 | 0 | 0 | 0 | 0 | 0 | 0 | 0 | 0 | 0 | 0 | 0 | 124.0503 | 126.2862 | 126.6229 | 125.2422 | 124.4681 | 123.9069 | 123.9539 | 123.0969 | 122.9349 | 122.6221 | 0 | 0 | 0 | 0 | 0 | 0 | 0 | 0 | 0 | 0 | 0 | 0 | 0 | 0 | 1243.1845 | 124.0503 | 250.3365 | 376.9595 | 502.2016 | 626.6697 | 750.5767 | 874.5306 | 997.6275 | 1120.5624 | 1243.1845 | 1243.1845 | 1243.1845 | 1243.1845 | 1243.1845 | 1243.1845 | 1243.1845 | 1243.1845 | 1243.1845 | 1243.1845 | 1243.1845 | 1243.1845 | 1243.1845 | 1243.1845 | 1243.1845 | 0 | 0 | 0 | 0 | 0 | 0 | 0 | 0 | 0 | 0 | 0 | 0 | 0 | 0 | 0 | 0 | 0 | 0 | 0 | 0 | 0 | 0 | 0 | 0 | 0 | 0 | 0 | 0 | 0 | 0 | 0 | 0 | 0 | 0 | 0 | 0 | 0 | 0 | 0 | 0 | 0 | 0 | 0 | 0 | 0 | 0 | 0 | 0 | 0 | 0 | 0 | 0 | 0 | 0 | 0 | 0 | 0 | 0 | 0 | 0 | 0 | 0.016745 | 0.033791 | 0.050883 | 0.067789 | 0.08459 | 0.10132 | 0.11805 | 0.13466 | 0.15126 | 0.16781 | 0.16781 | 0.16781 | 0.16781 | 0.16781 | 0.16781 | 0.16781 | 0.16781 | 0.16781 | 0.16781 | 0.16781 | 0.16781 | 0.16781 | 0.16781 | 0.16781 | 106.3844 | 108.3019 | 108.5907 | 107.4065 | 106.7427 | 106.2615 | 106.3018 | 105.5668 | 105.4278 | 105.1596 | 0 | 0 | 0 | 0 | 0 | 0 | 0 | 0 | 0 | 0 | 0 | 0 | 0 | 0 | 1066.1438 | 0 | 0 | 0 | 0 | 0 | 0 | 0 | 0 | 0 | 0 | 0 | 0 | 0 | 0 | 0 | 0 | 0 | 0 | 0 | 0 | 0.01911% | 0.023708 | 0.047844 | 0.072044 | 0.09598 | 0.11977 | 0.14345 | 0.16714 | 0.19067 | 0.21416 | 0.2376 | 0.2376 | 0.2376 | 0.2376 | 0.2376 | 0.2376 | 0.2376 | 0.2376 | 0.2376 | 0.2376 | 0.2376 | 0.2376 | 0.2376 | 0.2376 | 0.2376
| IND-Lighting-7P_V2 | M_Input | Council 7th Plan | 2020 | Retro | 2022 | 2045 | PSE | Industrial | Paper | Electric | Per Region | NA | NA | Paper Efficient Lighting 2 Shift | Paper Efficient Lighting 2 Shift | 1466.9338 | 12.275 | 809.638 | -31.4876 | I-All-Other-Shift2-All-All-S | 0 | 0 | 0 | 0 | 0 | 0 | 0 | 0 | 0 | 0 | 0 | 0 | Comm Flat | Efficient Lighting 2 Shift | Efficient Lighting 2 Shift | IndShift2 | 0.01331% | 100% | 0% | 1 | 1 | 100% | 8.147% | 85% | 6.8% | 0.2% | 793.1027 | 28.7351 | 82.1838 | 1196.5205 | 0 | 0 | 0 | 879.9585 | 0 |  | 0.051387 | 0 | 0.051387 | 02. $0.028 to $0.055 | 0 | 0 | 01. ($9,999.00) to $0.22 | 1 | 0.085 | 0.085 | 0.085 | 0.085 | 0.085 | 0.085 | 0.085 | 0.085 | 0.085 | 0.085 | 0 | 0 | 0 | 0 | 0 | 0 | 0 | 0 | 0 | 0 | 0 | 0 | 0 | 0 | 124.6894 | 126.9367 | 127.2752 | 125.8873 | 125.1093 | 124.5452 | 124.5925 | 123.7311 | 123.5682 | 123.2538 | 0 | 0 | 0 | 0 | 0 | 0 | 0 | 0 | 0 | 0 | 0 | 0 | 0 | 0 | 1249.5888 | 124.6894 | 251.6261 | 378.9013 | 504.7887 | 629.898 | 754.4432 | 879.0357 | 1002.7668 | 1126.335 | 1249.5888 | 1249.5888 | 1249.5888 | 1249.5888 | 1249.5888 | 1249.5888 | 1249.5888 | 1249.5888 | 1249.5888 | 1249.5888 | 1249.5888 | 1249.5888 | 1249.5888 | 1249.5888 | 1249.5888 | 0 | 0 | 0 | 0 | 0 | 0 | 0 | 0 | 0 | 0 | 0 | 0 | 0 | 0 | 0 | 0 | 0 | 0 | 0 | 0 | 0 | 0 | 0 | 0 | 0 | 0 | 0 | 0 | 0 | 0 | 0 | 0 | 0 | 0 | 0 | 0 | 0 | 0 | 0 | 0 | 0 | 0 | 0 | 0 | 0 | 0 | 0 | 0 | 0 | 0 | 0 | 0 | 0 | 0 | 0 | 0 | 0 | 0 | 0 | 0 | 0 | 0.016593 | 0.033484 | 0.050421 | 0.067173 | 0.083821 | 0.10039 | 0.11697 | 0.13344 | 0.14988 | 0.16628 | 0.16628 | 0.16628 | 0.16628 | 0.16628 | 0.16628 | 0.16628 | 0.16628 | 0.16628 | 0.16628 | 0.16628 | 0.16628 | 0.16628 | 0.16628 | 0.16628 | 74.7965 | 76.1446 | 76.3476 | 75.5151 | 75.0484 | 74.71 | 74.7383 | 74.2216 | 74.1239 | 73.9353 | 0 | 0 | 0 | 0 | 0 | 0 | 0 | 0 | 0 | 0 | 0 | 0 | 0 | 0 | 749.5813 | 0 | 0 | 0 | 0 | 0 | 0 | 0 | 0 | 0 | 0 | 0 | 0 | 0 | 0 | 0 | 0 | 0 | 0 | 0 | 0 | 0.01847% | 0.023027 | 0.046469 | 0.069974 | 0.093222 | 0.11633 | 0.13933 | 0.16234 | 0.18519 | 0.20801 | 0.23077 | 0.23077 | 0.23077 | 0.23077 | 0.23077 | 0.23077 | 0.23077 | 0.23077 | 0.23077 | 0.23077 | 0.23077 | 0.23077 | 0.23077 | 0.23077 | 0.23077
| IND-Lighting-7P_V2 | M_Input | Council 7th Plan | 2020 | Retro | 2022 | 2045 | PSE | Industrial | Paper | Electric | Per Region | NA | NA | Paper Efficient Lighting 3 Shift | Paper Efficient Lighting 3 Shift | 4469.5213 | 8.6758 | 1355.3119 | -95.9378 | I-All-Other-Shift3-All-All-S | 0 | 0 | 0 | 0 | 0 | 0 | 0 | 0 | 0 | 0 | 0 | 0 | Comm Flat | Efficient Lighting 3 Shift | Efficient Lighting 3 Shift | IndShift3 | 0.01266% | 100% | 0% | 1 | 1 | 100% | 11.53% | 85% | 6.8% | 0.2% | 1914.3043 | 83.2912 | 199.7596 | 1756.7137 | 0 | 0 | 0 | 624.7939 | 0 |  | 0.011975 | 0 | 0.011975 | 01. ($9,999.000) to $0.028 | 0 | 0 | 01. ($9,999.00) to $0.22 | 1 | 0.085 | 0.085 | 0.085 | 0.085 | 0.085 | 0.085 | 0.085 | 0.085 | 0.085 | 0.085 | 0 | 0 | 0 | 0 | 0 | 0 | 0 | 0 | 0 | 0 | 0 | 0 | 0 | 0 | 379.9093 | 386.7567 | 387.788 | 383.5593 | 381.1887 | 379.4702 | 379.6141 | 376.9895 | 376.4932 | 375.5353 | 0 | 0 | 0 | 0 | 0 | 0 | 0 | 0 | 0 | 0 | 0 | 0 | 0 | 0 | 3807.3044 | 379.9093 | 766.666 | 1154.454 | 1538.0134 | 1919.2021 | 2298.6723 | 2678.2864 | 3055.2759 | 3431.7691 | 3807.3044 | 3807.3044 | 3807.3044 | 3807.3044 | 3807.3044 | 3807.3044 | 3807.3044 | 3807.3044 | 3807.3044 | 3807.3044 | 3807.3044 | 3807.3044 | 3807.3044 | 3807.3044 | 3807.3044 | 0 | 0 | 0 | 0 | 0 | 0 | 0 | 0 | 0 | 0 | 0 | 0 | 0 | 0 | 0 | 0 | 0 | 0 | 0 | 0 | 0 | 0 | 0 | 0 | 0 | 0 | 0 | 0 | 0 | 0 | 0 | 0 | 0 | 0 | 0 | 0 | 0 | 0 | 0 | 0 | 0 | 0 | 0 | 0 | 0 | 0 | 0 | 0 | 0 | 0 | 0 | 0 | 0 | 0 | 0 | 0 | 0 | 0 | 0 | 0 | 0 | 0.048095 | 0.097057 | 0.14615 | 0.19471 | 0.24296 | 0.291 | 0.33906 | 0.38679 | 0.43445 | 0.48199 | 0.48199 | 0.48199 | 0.48199 | 0.48199 | 0.48199 | 0.48199 | 0.48199 | 0.48199 | 0.48199 | 0.48199 | 0.48199 | 0.48199 | 0.48199 | 0.48199 | 53.1075 | 54.0647 | 54.2088 | 53.6177 | 53.2863 | 53.0461 | 53.0662 | 52.6993 | 52.6299 | 52.496 | 0 | 0 | 0 | 0 | 0 | 0 | 0 | 0 | 0 | 0 | 0 | 0 | 0 | 0 | 532.2227 | 0 | 0 | 0 | 0 | 0 | 0 | 0 | 0 | 0 | 0 | 0 | 0 | 0 | 0 | 0 | 0 | 0 | 0 | 0 | 0 | 0.01296% | 0.049226 | 0.099338 | 0.14958 | 0.19928 | 0.24867 | 0.29784 | 0.34703 | 0.39588 | 0.44466 | 0.49332 | 0.49332 | 0.49332 | 0.49332 | 0.49332 | 0.49332 | 0.49332 | 0.49332 | 0.49332 | 0.49332 | 0.49332 | 0.49332 | 0.49332 | 0.49332 | 0.49332
| IND-Lighting-7P_V2 | M_Input | Council 7th Plan | 2020 | Retro | 2022 | 2045 | PSE | Industrial | Paper | Electric | Per Region | NA | NA | Paper Lighting Controls | Paper Lighting Controls | 11527.2113 | 10 | 12384.981 | -130.0034 | I-All-Other-Shift3-All-All-S | 0 | 0 | 0 | 0 | 0 | 0 | 0 | 0 | 0 | 0 | 0 | 0 | Comm Flat | Lighting Controls | Lighting Controls | IndShift3 | 0.01266% | 100% | 0% | 1 | 1 | 100% | 10% | 85% | 6.8% | 0.2% | 5389.2143 | 214.814 | 560.4028 | 20502.9696 | 0 | 0 | 0 | 20687.1518 | 0 |  | 0.15374 | 0 | 0.15374 | 10. $0.150 to $0.175 | 0 | 0 | 01. ($9,999.00) to $0.22 | 1 | 0.085 | 0.085 | 0.085 | 0.085 | 0.085 | 0.085 | 0.085 | 0.085 | 0.085 | 0.085 | 0 | 0 | 0 | 0 | 0 | 0 | 0 | 0 | 0 | 0 | 0 | 0 | 0 | 0 | 979.813 | 997.4728 | 1000.1327 | 989.2267 | 983.1127 | 978.6804 | 979.0515 | 972.2826 | 971.0026 | 968.5322 | 0 | 0 | 0 | 0 | 0 | 0 | 0 | 0 | 0 | 0 | 0 | 0 | 0 | 0 | 9819.3072 | 979.813 | 1977.2858 | 2977.4185 | 3966.6452 | 4949.7579 | 5928.4383 | 6907.4898 | 7879.7724 | 8850.775 | 9819.3072 | 9819.3072 | 9819.3072 | 9819.3072 | 9819.3072 | 9819.3072 | 9819.3072 | 9819.3072 | 9819.3072 | 9819.3072 | 9819.3072 | 9819.3072 | 9819.3072 | 9819.3072 | 9819.3072 | 0 | 0 | 0 | 0 | 0 | 0 | 0 | 0 | 0 | 0 | 0 | 0 | 0 | 0 | 0 | 0 | 0 | 0 | 0 | 0 | 0 | 0 | 0 | 0 | 0 | 0 | 0 | 0 | 0 | 0 | 0 | 0 | 0 | 0 | 0 | 0 | 0 | 0 | 0 | 0 | 0 | 0 | 0 | 0 | 0 | 0 | 0 | 0 | 0 | 0 | 0 | 0 | 0 | 0 | 0 | 0 | 0 | 0 | 0 | 0 | 0 | 0.12404 | 0.25032 | 0.37693 | 0.50216 | 0.62662 | 0.75052 | 0.87446 | 0.99755 | 1.1205 | 1.2431 | 1.2431 | 1.2431 | 1.2431 | 1.2431 | 1.2431 | 1.2431 | 1.2431 | 1.2431 | 1.2431 | 1.2431 | 1.2431 | 1.2431 | 1.2431 | 1.2431 | 1758.4079 | 1790.1009 | 1794.8745 | 1775.3021 | 1764.3297 | 1756.3754 | 1757.0414 | 1744.8936 | 1742.5965 | 1738.163 | 0 | 0 | 0 | 0 | 0 | 0 | 0 | 0 | 0 | 0 | 0 | 0 | 0 | 0 | 17622.085 | 0 | 0 | 0 | 0 | 0 | 0 | 0 | 0 | 0 | 0 | 0 | 0 | 0 | 0 | 0 | 0 | 0 | 0 | 0 | 0 | 0.01296% | 0.12696 | 0.2562 | 0.38579 | 0.51397 | 0.64135 | 0.76816 | 0.89502 | 1.021 | 1.1468 | 1.2723 | 1.2723 | 1.2723 | 1.2723 | 1.2723 | 1.2723 | 1.2723 | 1.2723 | 1.2723 | 1.2723 | 1.2723 | 1.2723 | 1.2723 | 1.2723 | 1.2723
| IND-Lighting-7P_V2 | M_Input | Council 7th Plan | 2020 | Retro | 2022 | 2045 | PSE | Industrial | Paper | Electric | Per Region | NA | NA | Paper Motors: Rewind 20-50 HP | Paper Motors: Rewind 20-50 HP | 0 | 10 | 0 | 0 | I-All-Other-Shift3-All-All-S | 0 | 0 | 0 | 0 | 0 | 0 | 0 | 0 | 0 | 0 | 0 | 0 | Comm Flat | Motors: Rewind 20-50 HP | Motors: Rewind 20-50 HP | IndShift3 | 0.01266% | 100% | 0% | 1 | 1 | 100% | 10% | 85% | 6.8% | 0.2% | 0 | 0 | 0 | 0 | 0 | 0 | 0 | 0 | 0 |  | 0 | 0 | 0 | 01. ($9,999.000) to $0.028 | 1 | 0 | 01. ($9,999.00) to $0.22 | 1 | 0.085 | 0.085 | 0.085 | 0.085 | 0.085 | 0.085 | 0.085 | 0.085 | 0.085 | 0.085 | 0 | 0 | 0 | 0 | 0 | 0 | 0 | 0 | 0 | 0 | 0 | 0 | 0 | 0 | 0 | 0 | 0 | 0 | 0 | 0 | 0 | 0 | 0 | 0 | 0 | 0 | 0 | 0 | 0 | 0 | 0 | 0 | 0 | 0 | 0 | 0 | 0 | 0 | 0 | 0 | 0 | 0 | 0 | 0 | 0 | 0 | 0 | 0 | 0 | 0 | 0 | 0 | 0 | 0 | 0 | 0 | 0 | 0 | 0 | 0 | 0 | 0 | 0 | 0 | 0 | 0 | 0 | 0 | 0 | 0 | 0 | 0 | 0 | 0 | 0 | 0 | 0 | 0 | 0 | 0 | 0 | 0 | 0 | 0 | 0 | 0 | 0 | 0 | 0 | 0 | 0 | 0 | 0 | 0 | 0 | 0 | 0 | 0 | 0 | 0 | 0 | 0 | 0 | 0 | 0 | 0 | 0 | 0 | 0 | 0 | 0 | 0 | 0 | 0 | 0 | 0 | 0 | 0 | 0 | 0 | 0 | 0 | 0 | 0 | 0 | 0 | 0 | 0 | 0 | 0 | 0 | 0 | 0 | 0 | 0 | 0 | 0 | 0 | 0 | 0 | 0 | 0 | 0 | 0 | 0 | 0 | 0 | 0 | 0 | 0 | 0 | 0 | 0 | 0 | 0 | 0 | 0 | 0 | 0 | 0 | 0 | 0 | 0 | 0 | 0 | 0 | 0 | 0 | 0 | 0 | 0 | 0 | 0 | 0 | 0 | 0 | 0 | 0 | 0 | 0 | 0 | 0 | 0 | 0 | 0 | 0 | 0 | 0 | 0 | 0 | 0 | 0 | 0 | 0.01296% | 0 | 0 | 0 | 0 | 0 | 0 | 0 | 0 | 0 | 0 | 0 | 0 | 0 | 0 | 0 | 0 | 0 | 0 | 0 | 0 | 0 | 0 | 0 | 0
| IND-Lighting-7P_V2 | M_Input | Council 7th Plan | 2020 | Retro | 2022 | 2045 | PSE | Industrial | Paper | Electric | Per Region | NA | NA | Paper Motors: Rewind 51-100 HP | Paper Motors: Rewind 51-100 HP | 0 | 10 | 0 | 0 | I-All-Other-Shift3-All-All-S | 0 | 0 | 0 | 0 | 0 | 0 | 0 | 0 | 0 | 0 | 0 | 0 | Comm Flat | Motors: Rewind 51-100 HP | Motors: Rewind 51-100 HP | IndShift3 | 0.01266% | 100% | 0% | 1 | 1 | 100% | 10% | 85% | 6.8% | 0.2% | 0 | 0 | 0 | 0 | 0 | 0 | 0 | 0 | 0 |  | 0 | 0 | 0 | 01. ($9,999.000) to $0.028 | 1 | 0 | 01. ($9,999.00) to $0.22 | 1 | 0.085 | 0.085 | 0.085 | 0.085 | 0.085 | 0.085 | 0.085 | 0.085 | 0.085 | 0.085 | 0 | 0 | 0 | 0 | 0 | 0 | 0 | 0 | 0 | 0 | 0 | 0 | 0 | 0 | 0 | 0 | 0 | 0 | 0 | 0 | 0 | 0 | 0 | 0 | 0 | 0 | 0 | 0 | 0 | 0 | 0 | 0 | 0 | 0 | 0 | 0 | 0 | 0 | 0 | 0 | 0 | 0 | 0 | 0 | 0 | 0 | 0 | 0 | 0 | 0 | 0 | 0 | 0 | 0 | 0 | 0 | 0 | 0 | 0 | 0 | 0 | 0 | 0 | 0 | 0 | 0 | 0 | 0 | 0 | 0 | 0 | 0 | 0 | 0 | 0 | 0 | 0 | 0 | 0 | 0 | 0 | 0 | 0 | 0 | 0 | 0 | 0 | 0 | 0 | 0 | 0 | 0 | 0 | 0 | 0 | 0 | 0 | 0 | 0 | 0 | 0 | 0 | 0 | 0 | 0 | 0 | 0 | 0 | 0 | 0 | 0 | 0 | 0 | 0 | 0 | 0 | 0 | 0 | 0 | 0 | 0 | 0 | 0 | 0 | 0 | 0 | 0 | 0 | 0 | 0 | 0 | 0 | 0 | 0 | 0 | 0 | 0 | 0 | 0 | 0 | 0 | 0 | 0 | 0 | 0 | 0 | 0 | 0 | 0 | 0 | 0 | 0 | 0 | 0 | 0 | 0 | 0 | 0 | 0 | 0 | 0 | 0 | 0 | 0 | 0 | 0 | 0 | 0 | 0 | 0 | 0 | 0 | 0 | 0 | 0 | 0 | 0 | 0 | 0 | 0 | 0 | 0 | 0 | 0 | 0 | 0 | 0 | 0 | 0 | 0 | 0 | 0 | 0 | 0.01296% | 0 | 0 | 0 | 0 | 0 | 0 | 0 | 0 | 0 | 0 | 0 | 0 | 0 | 0 | 0 | 0 | 0 | 0 | 0 | 0 | 0 | 0 | 0 | 0
| IND-Lighting-7P_V2 | M_Input | Council 7th Plan | 2020 | Retro | 2022 | 2045 | PSE | Industrial | Paper | Electric | Per Region | NA | NA | Paper Motors: Rewind 101-200 HP | Paper Motors: Rewind 101-200 HP | 0 | 10 | 0 | 0 | I-All-Other-Shift3-All-All-S | 0 | 0 | 0 | 0 | 0 | 0 | 0 | 0 | 0 | 0 | 0 | 0 | Comm Flat | Motors: Rewind 101-200 HP | Motors: Rewind 101-200 HP | IndShift3 | 0.01266% | 100% | 0% | 1 | 1 | 100% | 10% | 85% | 6.8% | 0.2% | 0 | 0 | 0 | 0 | 0 | 0 | 0 | 0 | 0 |  | 0 | 0 | 0 | 01. ($9,999.000) to $0.028 | 1 | 0 | 01. ($9,999.00) to $0.22 | 1 | 0.085 | 0.085 | 0.085 | 0.085 | 0.085 | 0.085 | 0.085 | 0.085 | 0.085 | 0.085 | 0 | 0 | 0 | 0 | 0 | 0 | 0 | 0 | 0 | 0 | 0 | 0 | 0 | 0 | 0 | 0 | 0 | 0 | 0 | 0 | 0 | 0 | 0 | 0 | 0 | 0 | 0 | 0 | 0 | 0 | 0 | 0 | 0 | 0 | 0 | 0 | 0 | 0 | 0 | 0 | 0 | 0 | 0 | 0 | 0 | 0 | 0 | 0 | 0 | 0 | 0 | 0 | 0 | 0 | 0 | 0 | 0 | 0 | 0 | 0 | 0 | 0 | 0 | 0 | 0 | 0 | 0 | 0 | 0 | 0 | 0 | 0 | 0 | 0 | 0 | 0 | 0 | 0 | 0 | 0 | 0 | 0 | 0 | 0 | 0 | 0 | 0 | 0 | 0 | 0 | 0 | 0 | 0 | 0 | 0 | 0 | 0 | 0 | 0 | 0 | 0 | 0 | 0 | 0 | 0 | 0 | 0 | 0 | 0 | 0 | 0 | 0 | 0 | 0 | 0 | 0 | 0 | 0 | 0 | 0 | 0 | 0 | 0 | 0 | 0 | 0 | 0 | 0 | 0 | 0 | 0 | 0 | 0 | 0 | 0 | 0 | 0 | 0 | 0 | 0 | 0 | 0 | 0 | 0 | 0 | 0 | 0 | 0 | 0 | 0 | 0 | 0 | 0 | 0 | 0 | 0 | 0 | 0 | 0 | 0 | 0 | 0 | 0 | 0 | 0 | 0 | 0 | 0 | 0 | 0 | 0 | 0 | 0 | 0 | 0 | 0 | 0 | 0 | 0 | 0 | 0 | 0 | 0 | 0 | 0 | 0 | 0 | 0 | 0 | 0 | 0 | 0 | 0 | 0.01296% | 0 | 0 | 0 | 0 | 0 | 0 | 0 | 0 | 0 | 0 | 0 | 0 | 0 | 0 | 0 | 0 | 0 | 0 | 0 | 0 | 0 | 0 | 0 | 0
| IND-Lighting-7P_V2 | M_Input | Council 7th Plan | 2020 | Retro | 2022 | 2045 | PSE | Industrial | Paper | Electric | Per Region | NA | NA | Paper Motors: Rewind 201-500 HP | Paper Motors: Rewind 201-500 HP | 0 | 10 | 0 | 0 | I-All-Other-Shift3-All-All-S | 0 | 0 | 0 | 0 | 0 | 0 | 0 | 0 | 0 | 0 | 0 | 0 | Comm Flat | Motors: Rewind 201-500 HP | Motors: Rewind 201-500 HP | IndShift3 | 0.01266% | 100% | 0% | 1 | 1 | 100% | 10% | 85% | 6.8% | 0.2% | 0 | 0 | 0 | 0 | 0 | 0 | 0 | 0 | 0 |  | 0 | 0 | 0 | 01. ($9,999.000) to $0.028 | 1 | 0 | 01. ($9,999.00) to $0.22 | 1 | 0.085 | 0.085 | 0.085 | 0.085 | 0.085 | 0.085 | 0.085 | 0.085 | 0.085 | 0.085 | 0 | 0 | 0 | 0 | 0 | 0 | 0 | 0 | 0 | 0 | 0 | 0 | 0 | 0 | 0 | 0 | 0 | 0 | 0 | 0 | 0 | 0 | 0 | 0 | 0 | 0 | 0 | 0 | 0 | 0 | 0 | 0 | 0 | 0 | 0 | 0 | 0 | 0 | 0 | 0 | 0 | 0 | 0 | 0 | 0 | 0 | 0 | 0 | 0 | 0 | 0 | 0 | 0 | 0 | 0 | 0 | 0 | 0 | 0 | 0 | 0 | 0 | 0 | 0 | 0 | 0 | 0 | 0 | 0 | 0 | 0 | 0 | 0 | 0 | 0 | 0 | 0 | 0 | 0 | 0 | 0 | 0 | 0 | 0 | 0 | 0 | 0 | 0 | 0 | 0 | 0 | 0 | 0 | 0 | 0 | 0 | 0 | 0 | 0 | 0 | 0 | 0 | 0 | 0 | 0 | 0 | 0 | 0 | 0 | 0 | 0 | 0 | 0 | 0 | 0 | 0 | 0 | 0 | 0 | 0 | 0 | 0 | 0 | 0 | 0 | 0 | 0 | 0 | 0 | 0 | 0 | 0 | 0 | 0 | 0 | 0 | 0 | 0 | 0 | 0 | 0 | 0 | 0 | 0 | 0 | 0 | 0 | 0 | 0 | 0 | 0 | 0 | 0 | 0 | 0 | 0 | 0 | 0 | 0 | 0 | 0 | 0 | 0 | 0 | 0 | 0 | 0 | 0 | 0 | 0 | 0 | 0 | 0 | 0 | 0 | 0 | 0 | 0 | 0 | 0 | 0 | 0 | 0 | 0 | 0 | 0 | 0 | 0 | 0 | 0 | 0 | 0 | 0 | 0.01296% | 0 | 0 | 0 | 0 | 0 | 0 | 0 | 0 | 0 | 0 | 0 | 0 | 0 | 0 | 0 | 0 | 0 | 0 | 0 | 0 | 0 | 0 | 0 | 0
| IND-Lighting-7P_V2 | M_Input | Council 7th Plan | 2020 | Retro | 2022 | 2045 | PSE | Industrial | Paper | Electric | Per Region | NA | NA | Paper Motors: Rewind 501-5000 HP | Paper Motors: Rewind 501-5000 HP | 0 | 10 | 0 | 0 | I-All-Other-Shift3-All-All-S | 0 | 0 | 0 | 0 | 0 | 0 | 0 | 0 | 0 | 0 | 0 | 0 | Comm Flat | Motors: Rewind 501-5000 HP | Motors: Rewind 501-5000 HP | IndShift3 | 0.01266% | 100% | 0% | 1 | 1 | 100% | 10% | 85% | 6.8% | 0.2% | 0 | 0 | 0 | 0 | 0 | 0 | 0 | 0 | 0 |  | 0 | 0 | 0 | 01. ($9,999.000) to $0.028 | 1 | 0 | 01. ($9,999.00) to $0.22 | 1 | 0.085 | 0.085 | 0.085 | 0.085 | 0.085 | 0.085 | 0.085 | 0.085 | 0.085 | 0.085 | 0 | 0 | 0 | 0 | 0 | 0 | 0 | 0 | 0 | 0 | 0 | 0 | 0 | 0 | 0 | 0 | 0 | 0 | 0 | 0 | 0 | 0 | 0 | 0 | 0 | 0 | 0 | 0 | 0 | 0 | 0 | 0 | 0 | 0 | 0 | 0 | 0 | 0 | 0 | 0 | 0 | 0 | 0 | 0 | 0 | 0 | 0 | 0 | 0 | 0 | 0 | 0 | 0 | 0 | 0 | 0 | 0 | 0 | 0 | 0 | 0 | 0 | 0 | 0 | 0 | 0 | 0 | 0 | 0 | 0 | 0 | 0 | 0 | 0 | 0 | 0 | 0 | 0 | 0 | 0 | 0 | 0 | 0 | 0 | 0 | 0 | 0 | 0 | 0 | 0 | 0 | 0 | 0 | 0 | 0 | 0 | 0 | 0 | 0 | 0 | 0 | 0 | 0 | 0 | 0 | 0 | 0 | 0 | 0 | 0 | 0 | 0 | 0 | 0 | 0 | 0 | 0 | 0 | 0 | 0 | 0 | 0 | 0 | 0 | 0 | 0 | 0 | 0 | 0 | 0 | 0 | 0 | 0 | 0 | 0 | 0 | 0 | 0 | 0 | 0 | 0 | 0 | 0 | 0 | 0 | 0 | 0 | 0 | 0 | 0 | 0 | 0 | 0 | 0 | 0 | 0 | 0 | 0 | 0 | 0 | 0 | 0 | 0 | 0 | 0 | 0 | 0 | 0 | 0 | 0 | 0 | 0 | 0 | 0 | 0 | 0 | 0 | 0 | 0 | 0 | 0 | 0 | 0 | 0 | 0 | 0 | 0 | 0 | 0 | 0 | 0 | 0 | 0 | 0.01296% | 0 | 0 | 0 | 0 | 0 | 0 | 0 | 0 | 0 | 0 | 0 | 0 | 0 | 0 | 0 | 0 | 0 | 0 | 0 | 0 | 0 | 0 | 0 | 0
| IND-Lighting-7P_V2 | M_Input | Council 7th Plan | 2020 | Retro | 2022 | 2045 | PSE | Industrial | Paper | Electric | Per Region | NA | NA | Paper Efficient Centrifugal Fan | Paper Efficient Centrifugal Fan | 15924.0299 | 10 | 3697.5347 | 0 | I-SIC26-Proc-All-All-All-E | 0 | 0 | 0 | 0 | 0 | 0 | 0 | 0 | 0 | 0 | 0 | 0 | Comm Flat | Efficient Centrifugal Fan | Efficient Centrifugal Fan | SIC26 | 0.01095% | 100% | 0% | 1 | 1 | 100% | 10% | 85% | 6.8% | 0.2% | 7444.8196 | 256.6213 | 770.1441 | 6121.1594 | 0 | 0 | 0 | 5833.901 | 0 |  | 0.031384 | 0 | 0.031384 | 02. $0.028 to $0.055 | 1 | 0 | 01. ($9,999.00) to $0.22 | 1 | 0.085 | 0.085 | 0.085 | 0.085 | 0.085 | 0.085 | 0.085 | 0.085 | 0.085 | 0.085 | 0 | 0 | 0 | 0 | 0 | 0 | 0 | 0 | 0 | 0 | 0 | 0 | 0 | 0 | 1353.5425 | 1377.9384 | 1381.6129 | 1366.5469 | 1358.1009 | 1351.978 | 1352.4906 | 1343.1399 | 1341.3717 | 1337.9589 | 0 | 0 | 0 | 0 | 0 | 0 | 0 | 0 | 0 | 0 | 0 | 0 | 0 | 0 | 13564.6807 | 1353.5425 | 2731.4809 | 4113.0938 | 5479.6407 | 6837.7416 | 8189.7196 | 9542.2102 | 10885.3501 | 12226.7218 | 13564.6807 | 13564.6807 | 13564.6807 | 13564.6807 | 13564.6807 | 13564.6807 | 13564.6807 | 13564.6807 | 13564.6807 | 13564.6807 | 13564.6807 | 13564.6807 | 13564.6807 | 13564.6807 | 13564.6807 | 0 | 0 | 0 | 0 | 0 | 0 | 0 | 0 | 0 | 0 | 0 | 0 | 0 | 0 | 0 | 0 | 0 | 0 | 0 | 0 | 0 | 0 | 0 | 0 | 0 | 0 | 0 | 0 | 0 | 0 | 0 | 0 | 0 | 0 | 0 | 0 | 0 | 0 | 0 | 0 | 0 | 0 | 0 | 0 | 0 | 0 | 0 | 0 | 0 | 0 | 0 | 0 | 0 | 0 | 0 | 0 | 0 | 0 | 0 | 0 | 0 | 0.14818 | 0.29903 | 0.45029 | 0.59989 | 0.74858 | 0.89659 | 1.0447 | 1.1917 | 1.3385 | 1.485 | 1.485 | 1.485 | 1.485 | 1.485 | 1.485 | 1.485 | 1.485 | 1.485 | 1.485 | 1.485 | 1.485 | 1.485 | 1.485 | 1.485 | 495.8816 | 504.8192 | 506.1654 | 500.6458 | 497.5516 | 495.3084 | 495.4962 | 492.0705 | 491.4227 | 490.1724 | 0 | 0 | 0 | 0 | 0 | 0 | 0 | 0 | 0 | 0 | 0 | 0 | 0 | 0 | 4969.5337 | 0 | 0 | 0 | 0 | 0 | 0 | 0 | 0 | 0 | 0 | 0 | 0 | 0 | 0 | 0 | 0 | 0 | 0 | 0 | 0 | 0.01124% | 0.15209 | 0.30693 | 0.46217 | 0.61573 | 0.76833 | 0.92025 | 1.0722 | 1.2231 | 1.3739 | 1.5242 | 1.5242 | 1.5242 | 1.5242 | 1.5242 | 1.5242 | 1.5242 | 1.5242 | 1.5242 | 1.5242 | 1.5242 | 1.5242 | 1.5242 | 1.5242 | 1.5242
| IND-Lighting-7P_V2 | M_Input | Council 7th Plan | 2020 | Retro | 2022 | 2045 | PSE | Industrial | Paper | Electric | Per Region | NA | NA | Paper Fan Energy Management | Paper Fan Energy Management | 20157.1936 | 10 | 0 | 755.2557 | I-SIC20-Proc-All-All-All-E | 0 | 0 | 0 | 0 | 0 | 0 | 0 | 0 | 0 | 0 | 0 | 0 | Comm Flat | Fan Energy Management | Fan Energy Management | SIC20 | 0.01146% | 100% | 0% | 1 | 1 | 100% | 10% | 85% | 6.8% | 0.2% | 9423.9129 | 340.0456 | 976.3958 | 0 | 0 | 0 | 0 | 7500.0509 | 0 |  | 0.031874 | 0 | 0.031874 | 02. $0.028 to $0.055 | 1 | 0 | 01. ($9,999.00) to $0.22 | 1 | 0.085 | 0.085 | 0.085 | 0.085 | 0.085 | 0.085 | 0.085 | 0.085 | 0.085 | 0.085 | 0 | 0 | 0 | 0 | 0 | 0 | 0 | 0 | 0 | 0 | 0 | 0 | 0 | 0 | 1713.3615 | 1744.2426 | 1748.8938 | 1729.8228 | 1719.1316 | 1711.381 | 1712.0299 | 1700.1934 | 1697.9552 | 1693.6352 | 0 | 0 | 0 | 0 | 0 | 0 | 0 | 0 | 0 | 0 | 0 | 0 | 0 | 0 | 17170.6469 | 1713.3615 | 3457.604 | 5206.4979 | 6936.3207 | 8655.4523 | 10366.8333 | 12078.8632 | 13779.0566 | 15477.0117 | 17170.6469 | 17170.6469 | 17170.6469 | 17170.6469 | 17170.6469 | 17170.6469 | 17170.6469 | 17170.6469 | 17170.6469 | 17170.6469 | 17170.6469 | 17170.6469 | 17170.6469 | 17170.6469 | 17170.6469 | 0 | 0 | 0 | 0 | 0 | 0 | 0 | 0 | 0 | 0 | 0 | 0 | 0 | 0 | 0 | 0 | 0 | 0 | 0 | 0 | 0 | 0 | 0 | 0 | 0 | 0 | 0 | 0 | 0 | 0 | 0 | 0 | 0 | 0 | 0 | 0 | 0 | 0 | 0 | 0 | 0 | 0 | 0 | 0 | 0 | 0 | 0 | 0 | 0 | 0 | 0 | 0 | 0 | 0 | 0 | 0 | 0 | 0 | 0 | 0 | 0 | 0.19635 | 0.39625 | 0.59667 | 0.79491 | 0.99193 | 1.1881 | 1.3843 | 1.5791 | 1.7737 | 1.9678 | 1.9678 | 1.9678 | 1.9678 | 1.9678 | 1.9678 | 1.9678 | 1.9678 | 1.9678 | 1.9678 | 1.9678 | 1.9678 | 1.9678 | 1.9678 | 1.9678 | 637.5043 | 648.9945 | 650.7252 | 643.6292 | 639.6513 | 636.7674 | 637.0089 | 632.6048 | 631.772 | 630.1646 | 0 | 0 | 0 | 0 | 0 | 0 | 0 | 0 | 0 | 0 | 0 | 0 | 0 | 0 | 6388.8222 | 0 | 0 | 0 | 0 | 0 | 0 | 0 | 0 | 0 | 0 | 0 | 0 | 0 | 0 | 0 | 0 | 0 | 0 | 0 | 0 | 0.01326% | 0.22719 | 0.45847 | 0.69036 | 0.91973 | 1.1477 | 1.3746 | 1.6016 | 1.8271 | 2.0522 | 2.2768 | 2.2768 | 2.2768 | 2.2768 | 2.2768 | 2.2768 | 2.2768 | 2.2768 | 2.2768 | 2.2768 | 2.2768 | 2.2768 | 2.2768 | 2.2768 | 2.2768
| IND-Lighting-7P_V2 | M_Input | Council 7th Plan | 2020 | Retro | 2022 | 2045 | PSE | Industrial | Paper | Electric | Per Region | NA | NA | Paper Fan Equipment Upgrade | Paper Fan Equipment Upgrade | 58726.8935 | 10 | 6740.0776 | 2200.3965 | I-All-Other-Shift3-All-All-S | 0 | 0 | 0 | 0 | 0 | 0 | 0 | 0 | 0 | 0 | 0 | 0 | Comm Flat | Fan Equipment Upgrade | Fan Equipment Upgrade | IndShift3 | 0.01266% | 100% | 0% | 1 | 1 | 100% | 10% | 85% | 6.8% | 0.2% | 27456.0605 | 1094.398 | 2855.0458 | 11157.9991 | 0 | 0 | 0 | 34242.9445 | 0 |  | 0.04995 | 0 | 0.04995 | 02. $0.028 to $0.055 | 1 | 0 | 01. ($9,999.00) to $0.22 | 1 | 0.085 | 0.085 | 0.085 | 0.085 | 0.085 | 0.085 | 0.085 | 0.085 | 0.085 | 0.085 | 0 | 0 | 0 | 0 | 0 | 0 | 0 | 0 | 0 | 0 | 0 | 0 | 0 | 0 | 4991.7859 | 5081.7564 | 5095.3076 | 5039.7453 | 5008.5969 | 4986.016 | 4987.9066 | 4953.4215 | 4946.9005 | 4934.3145 | 0 | 0 | 0 | 0 | 0 | 0 | 0 | 0 | 0 | 0 | 0 | 0 | 0 | 0 | 50025.7511 | 4991.7859 | 10073.5423 | 15168.85 | 20208.5953 | 25217.1921 | 30203.2081 | 35191.1147 | 40144.5361 | 45091.4366 | 50025.7511 | 50025.7511 | 50025.7511 | 50025.7511 | 50025.7511 | 50025.7511 | 50025.7511 | 50025.7511 | 50025.7511 | 50025.7511 | 50025.7511 | 50025.7511 | 50025.7511 | 50025.7511 | 50025.7511 | 0 | 0 | 0 | 0 | 0 | 0 | 0 | 0 | 0 | 0 | 0 | 0 | 0 | 0 | 0 | 0 | 0 | 0 | 0 | 0 | 0 | 0 | 0 | 0 | 0 | 0 | 0 | 0 | 0 | 0 | 0 | 0 | 0 | 0 | 0 | 0 | 0 | 0 | 0 | 0 | 0 | 0 | 0 | 0 | 0 | 0 | 0 | 0 | 0 | 0 | 0 | 0 | 0 | 0 | 0 | 0 | 0 | 0 | 0 | 0 | 0 | 0.63194 | 1.2753 | 1.9203 | 2.5583 | 3.1924 | 3.8236 | 4.4551 | 5.0822 | 5.7084 | 6.3331 | 6.3331 | 6.3331 | 6.3331 | 6.3331 | 6.3331 | 6.3331 | 6.3331 | 6.3331 | 6.3331 | 6.3331 | 6.3331 | 6.3331 | 6.3331 | 6.3331 | 2910.6503 | 2963.111 | 2971.0125 | 2938.6148 | 2920.4525 | 2907.2859 | 2908.3883 | 2888.2804 | 2884.4781 | 2877.1394 | 0 | 0 | 0 | 0 | 0 | 0 | 0 | 0 | 0 | 0 | 0 | 0 | 0 | 0 | 29169.4132 | 0 | 0 | 0 | 0 | 0 | 0 | 0 | 0 | 0 | 0 | 0 | 0 | 0 | 0 | 0 | 0 | 0 | 0 | 0 | 0 | 0.01296% | 0.6468 | 1.3052 | 1.9655 | 2.6185 | 3.2674 | 3.9135 | 4.5598 | 5.2016 | 5.8426 | 6.4819 | 6.4819 | 6.4819 | 6.4819 | 6.4819 | 6.4819 | 6.4819 | 6.4819 | 6.4819 | 6.4819 | 6.4819 | 6.4819 | 6.4819 | 6.4819 | 6.4819
| IND-Lighting-7P_V2 | M_Input | Council 7th Plan | 2020 | Retro | 2022 | 2045 | PSE | Industrial | Paper | Electric | Per Region | NA | NA | Paper Fan System Optimization | Paper Fan System Optimization | 99348.594 | 10 | 17198.8188 | 4466.9068 | I-SIC24-Proc-All-All-All-E | 4839.149 | 0 | 0 | 0 | 0 | 0 | 0 | 0 | 0 | 0 | 0 | 0 | Comm Flat | Fan System Optimization | Fan System Optimization | SIC24 | 0.01335% | 100% | 0% | 1 | 1 | 100% | 10% | 85% | 6.8% | 0.2% | 46447.5617 | 1952.5808 | 4840.0142 | 28472.1357 | 0 | 0 | 0 | 20773.927 | 0 |  | 0.017912 | 0 | 0.017912 | 01. ($9,999.000) to $0.028 | 1 | 0 | 01. ($9,999.00) to $0.22 | 1 | 0.085 | 0.085 | 0.085 | 0.085 | 0.085 | 0.085 | 0.085 | 0.085 | 0.085 | 0.085 | 0 | 0 | 0 | 0 | 0 | 0 | 0 | 0 | 0 | 0 | 0 | 0 | 0 | 0 | 8444.6305 | 8596.834 | 8619.7587 | 8525.7635 | 8473.0696 | 8434.8694 | 8438.0677 | 8379.7291 | 8368.6976 | 8347.4057 | 0 | 0 | 0 | 0 | 0 | 0 | 0 | 0 | 0 | 0 | 0 | 0 | 0 | 0 | 84628.8259 | 8444.6305 | 17041.4645 | 25661.2232 | 34186.9867 | 42660.0563 | 51094.9257 | 59532.9935 | 67912.7226 | 76281.4201 | 84628.8259 | 84628.8259 | 84628.8259 | 84628.8259 | 84628.8259 | 84628.8259 | 84628.8259 | 84628.8259 | 84628.8259 | 84628.8259 | 84628.8259 | 84628.8259 | 84628.8259 | 84628.8259 | 84628.8259 | 0 | 0 | 0 | 0 | 0 | 0 | 0 | 0 | 0 | 0 | 0 | 0 | 0 | 0 | 0 | 0 | 0 | 0 | 0 | 0 | 0 | 0 | 0 | 0 | 0 | 0 | 0 | 0 | 0 | 0 | 0 | 0 | 0 | 0 | 0 | 0 | 0 | 0 | 0 | 0 | 0 | 0 | 0 | 0 | 0 | 0 | 0 | 0 | 0 | 0 | 0 | 0 | 0 | 0 | 0 | 0 | 0 | 0 | 0 | 0 | 0 | 1.1275 | 2.2753 | 3.4262 | 4.5645 | 5.6958 | 6.8219 | 7.9486 | 9.0674 | 10.1847 | 11.2992 | 11.2992 | 11.2992 | 11.2992 | 11.2992 | 11.2992 | 11.2992 | 11.2992 | 11.2992 | 11.2992 | 11.2992 | 11.2992 | 11.2992 | 11.2992 | 11.2992 | 1765.7838 | 1797.6098 | 1802.4033 | 1782.7488 | 1771.7305 | 1763.7427 | 1764.4115 | 1752.2128 | 1749.9061 | 1745.454 | 0 | 0 | 0 | 0 | 0 | 0 | 0 | 0 | 0 | 0 | 0 | 0 | 0 | 0 | 17696.0034 | 0 | 0 | 0 | 0 | 0 | 0 | 0 | 0 | 0 | 0 | 0 | 0 | 0 | 0 | 0 | 0 | 0 | 0 | 0 | 0 | 0.01209% | 1.0209 | 2.0603 | 3.1024 | 4.1331 | 5.1575 | 6.1773 | 7.1974 | 8.2105 | 9.2223 | 10.2315 | 10.2315 | 10.2315 | 10.2315 | 10.2315 | 10.2315 | 10.2315 | 10.2315 | 10.2315 | 10.2315 | 10.2315 | 10.2315 | 10.2315 | 10.2315 | 10.2315
| IND-Lighting-7P_V2 | M_Input | Council 7th Plan | 2020 | Retro | 2022 | 2045 | PSE | Industrial | Paper | Electric | Per Region | NA | NA | Paper Pump Energy Management | Paper Pump Energy Management | 20397.2903 | 10 | 0 | 764.2517 | I-SIC26-Proc-All-All-All-E | 0 | 0 | 0 | 0 | 0 | 0 | 0 | 0 | 0 | 0 | 0 | 0 | Comm Flat | Pump Energy Management | Pump Energy Management | SIC26 | 0.01095% | 100% | 0% | 1 | 1 | 100% | 10% | 85% | 6.8% | 0.2% | 9536.1632 | 328.7094 | 986.4873 | 0 | 0 | 0 | 0 | 7606.3108 | 0 |  | 0.031945 | 0 | 0.031945 | 02. $0.028 to $0.055 | 1 | 0 | 01. ($9,999.00) to $0.22 | 1 | 0.085 | 0.085 | 0.085 | 0.085 | 0.085 | 0.085 | 0.085 | 0.085 | 0.085 | 0.085 | 0 | 0 | 0 | 0 | 0 | 0 | 0 | 0 | 0 | 0 | 0 | 0 | 0 | 0 | 1733.7697 | 1765.0186 | 1769.7253 | 1750.4271 | 1739.6085 | 1731.7656 | 1732.4223 | 1720.4448 | 1718.1799 | 1713.8084 | 0 | 0 | 0 | 0 | 0 | 0 | 0 | 0 | 0 | 0 | 0 | 0 | 0 | 0 | 17375.1702 | 1733.7697 | 3498.7883 | 5268.5136 | 7018.9407 | 8758.5493 | 10490.3149 | 12222.7372 | 13943.1819 | 15661.3618 | 17375.1702 | 17375.1702 | 17375.1702 | 17375.1702 | 17375.1702 | 17375.1702 | 17375.1702 | 17375.1702 | 17375.1702 | 17375.1702 | 17375.1702 | 17375.1702 | 17375.1702 | 17375.1702 | 17375.1702 | 0 | 0 | 0 | 0 | 0 | 0 | 0 | 0 | 0 | 0 | 0 | 0 | 0 | 0 | 0 | 0 | 0 | 0 | 0 | 0 | 0 | 0 | 0 | 0 | 0 | 0 | 0 | 0 | 0 | 0 | 0 | 0 | 0 | 0 | 0 | 0 | 0 | 0 | 0 | 0 | 0 | 0 | 0 | 0 | 0 | 0 | 0 | 0 | 0 | 0 | 0 | 0 | 0 | 0 | 0 | 0 | 0 | 0 | 0 | 0 | 0 | 0.18981 | 0.38304 | 0.57678 | 0.76841 | 0.95886 | 1.1484 | 1.3381 | 1.5265 | 1.7146 | 1.9022 | 1.9022 | 1.9022 | 1.9022 | 1.9022 | 1.9022 | 1.9022 | 1.9022 | 1.9022 | 1.9022 | 1.9022 | 1.9022 | 1.9022 | 1.9022 | 1.9022 | 646.5364 | 658.1894 | 659.9446 | 652.7481 | 648.7138 | 645.7891 | 646.034 | 641.5675 | 640.7229 | 639.0927 | 0 | 0 | 0 | 0 | 0 | 0 | 0 | 0 | 0 | 0 | 0 | 0 | 0 | 0 | 6479.3384 | 0 | 0 | 0 | 0 | 0 | 0 | 0 | 0 | 0 | 0 | 0 | 0 | 0 | 0 | 0 | 0 | 0 | 0 | 0 | 0 | 0.01124% | 0.19482 | 0.39315 | 0.592 | 0.78869 | 0.98417 | 1.1788 | 1.3734 | 1.5667 | 1.7598 | 1.9524 | 1.9524 | 1.9524 | 1.9524 | 1.9524 | 1.9524 | 1.9524 | 1.9524 | 1.9524 | 1.9524 | 1.9524 | 1.9524 | 1.9524 | 1.9524 | 1.9524
| IND-Lighting-7P_V2 | M_Input | Council 7th Plan | 2020 | Retro | 2022 | 2045 | PSE | Industrial | Paper | Electric | Per Region | NA | NA | Paper Pump Equipment Upgrade | Paper Pump Equipment Upgrade | 57543.3599 | 10 | 9190.3426 | 2156.0515 | I-SIC26-Proc-All-All-All-E | 0 | 0 | 0 | 0 | 0 | 0 | 0 | 0 | 0 | 0 | 0 | 0 | Comm Flat | Pump Equipment Upgrade | Pump Equipment Upgrade | SIC26 | 0.01095% | 100% | 0% | 1 | 1 | 100% | 10% | 85% | 6.8% | 0.2% | 26902.7336 | 927.3313 | 2783.0065 | 15214.3403 | 0 | 0 | 0 | 38510.7827 | 0 |  | 0.05733 | 0 | 0.05733 | 03. $0.055 to $0.062 | 1 | 0 | 01. ($9,999.00) to $0.22 | 1 | 0.085 | 0.085 | 0.085 | 0.085 | 0.085 | 0.085 | 0.085 | 0.085 | 0.085 | 0.085 | 0 | 0 | 0 | 0 | 0 | 0 | 0 | 0 | 0 | 0 | 0 | 0 | 0 | 0 | 4891.1856 | 4979.3429 | 4992.621 | 4938.1784 | 4907.6577 | 4885.5319 | 4887.3844 | 4853.5943 | 4847.2047 | 4834.8724 | 0 | 0 | 0 | 0 | 0 | 0 | 0 | 0 | 0 | 0 | 0 | 0 | 0 | 0 | 49017.5733 | 4891.1856 | 9870.5285 | 14863.1494 | 19801.3278 | 24708.9855 | 29594.5175 | 34481.9019 | 39335.4961 | 44182.7009 | 49017.5733 | 49017.5733 | 49017.5733 | 49017.5733 | 49017.5733 | 49017.5733 | 49017.5733 | 49017.5733 | 49017.5733 | 49017.5733 | 49017.5733 | 49017.5733 | 49017.5733 | 49017.5733 | 49017.5733 | 0 | 0 | 0 | 0 | 0 | 0 | 0 | 0 | 0 | 0 | 0 | 0 | 0 | 0 | 0 | 0 | 0 | 0 | 0 | 0 | 0 | 0 | 0 | 0 | 0 | 0 | 0 | 0 | 0 | 0 | 0 | 0 | 0 | 0 | 0 | 0 | 0 | 0 | 0 | 0 | 0 | 0 | 0 | 0 | 0 | 0 | 0 | 0 | 0 | 0 | 0 | 0 | 0 | 0 | 0 | 0 | 0 | 0 | 0 | 0 | 0 | 0.53547 | 1.0806 | 1.6272 | 2.1678 | 2.7051 | 3.2399 | 3.775 | 4.3063 | 4.837 | 5.3663 | 5.3663 | 5.3663 | 5.3663 | 5.3663 | 5.3663 | 5.3663 | 5.3663 | 5.3663 | 5.3663 | 5.3663 | 5.3663 | 5.3663 | 5.3663 | 5.3663 | 3273.4165 | 3332.4156 | 3341.302 | 3304.8664 | 3284.4405 | 3269.6328 | 3270.8726 | 3248.2586 | 3243.9824 | 3235.729 | 0 | 0 | 0 | 0 | 0 | 0 | 0 | 0 | 0 | 0 | 0 | 0 | 0 | 0 | 32804.9164 | 0 | 0 | 0 | 0 | 0 | 0 | 0 | 0 | 0 | 0 | 0 | 0 | 0 | 0 | 0 | 0 | 0 | 0 | 0 | 0 | 0.01124% | 0.5496 | 1.1091 | 1.6701 | 2.225 | 2.7765 | 3.3254 | 3.8746 | 4.42 | 4.9646 | 5.5079 | 5.5079 | 5.5079 | 5.5079 | 5.5079 | 5.5079 | 5.5079 | 5.5079 | 5.5079 | 5.5079 | 5.5079 | 5.5079 | 5.5079 | 5.5079 | 5.5079
| IND-Lighting-7P_V2 | M_Input | Council 7th Plan | 2020 | Retro | 2022 | 2045 | PSE | Industrial | Paper | Electric | Per Region | NA | NA | Paper Pump System Optimization | Paper Pump System Optimization | 61859.1094 | 12 | 21469.6266 | 3244.8574 | I-SIC20-Proc-All-All-All-E | 7880.368 | 0 | 0 | 0 | 0 | 0 | 0 | 0 | 0 | 0 | 0 | 0 | Comm Flat | Pump System Optimization | Pump System Optimization | SIC20 | 0.01146% | 100% | 0% | 1 | 1 | 100% | 8.333% | 85% | 6.8% | 0.2% | 33444.3359 | 1043.544 | 3448.788 | 31218.8374 | 0 | 0 | 0 | -23092.2971 | 0 |  | -0.031979 | 0 | -0.031979 | 01. ($9,999.000) to $0.028 | 1 | 0 | 01. ($9,999.00) to $0.22 | 1 | 0.085 | 0.085 | 0.085 | 0.085 | 0.085 | 0.085 | 0.085 | 0.085 | 0.085 | 0.085 | 0 | 0 | 0 | 0 | 0 | 0 | 0 | 0 | 0 | 0 | 0 | 0 | 0 | 0 | 5258.0243 | 5352.7934 | 5367.0673 | 5308.5415 | 5275.7318 | 5251.9466 | 5253.938 | 5217.6136 | 5210.7449 | 5197.4876 | 0 | 0 | 0 | 0 | 0 | 0 | 0 | 0 | 0 | 0 | 0 | 0 | 0 | 0 | 52693.8891 | 5258.0243 | 10610.8177 | 15977.885 | 21286.4265 | 26562.1584 | 31814.105 | 37068.043 | 42285.6566 | 47496.4015 | 52693.8891 | 52693.8891 | 52693.8891 | 52693.8891 | 52693.8891 | 52693.8891 | 52693.8891 | 52693.8891 | 52693.8891 | 52693.8891 | 52693.8891 | 52693.8891 | 52693.8891 | 52693.8891 | 52693.8891 | 0 | 0 | 0 | 0 | 0 | 0 | 0 | 0 | 0 | 0 | 0 | 0 | 0 | 0 | 0 | 0 | 0 | 0 | 0 | 0 | 0 | 0 | 0 | 0 | 0 | 0 | 0 | 0 | 0 | 0 | 0 | 0 | 0 | 0 | 0 | 0 | 0 | 0 | 0 | 0 | 0 | 0 | 0 | 0 | 0 | 0 | 0 | 0 | 0 | 0 | 0 | 0 | 0 | 0 | 0 | 0 | 0 | 0 | 0 | 0 | 0 | 0.60258 | 1.216 | 1.8311 | 2.4395 | 3.0441 | 3.6459 | 4.2481 | 4.846 | 5.4432 | 6.0388 | 6.0388 | 6.0388 | 6.0388 | 6.0388 | 6.0388 | 6.0388 | 6.0388 | 6.0388 | 6.0388 | 6.0388 | 6.0388 | 6.0388 | 6.0388 | 6.0388 | 0 | 0 | 0 | 0 | 0 | 0 | 0 | 0 | 0 | 0 | 0 | 0 | 0 | 0 | 0 | 0 | 0 | 0 | 0 | 0 | 0 | 0 | 0 | 0 | 0 | 0 | 0 | 0 | 0 | 0 | 0 | 0 | 0 | 0 | 0 | 0 | 0 | 0 | 0 | 0 | 0 | 0 | 0 | 0 | 0 | 0.01326% | 0.6972 | 1.407 | 2.1186 | 2.8225 | 3.522 | 4.2184 | 4.9151 | 5.6069 | 6.2979 | 6.987 | 6.987 | 6.987 | 6.987 | 6.987 | 6.987 | 6.987 | 6.987 | 6.987 | 6.987 | 6.987 | 6.987 | 6.987 | 6.987 | 6.987
| IND-Lighting-7P_V2 | M_Input | Council 7th Plan | 2020 | Retro | 2022 | 2045 | PSE | Industrial | Paper | Electric | Per Region | NA | NA | Paper Transformers-Retrofit | Paper Transformers-Retrofit | 0 | 10 | 0 | 0 | I-All-Other-Shift3-All-All-S | 0 | 0 | 0 | 0 | 0 | 0 | 0 | 0 | 0 | 0 | 0 | 0 | Comm Flat | Transformers-Retrofit | Transformers-Retrofit | IndShift3 | 0.01266% | 100% | 0% | 1 | 1 | 100% | 10% | 85% | 6.8% | 0.2% | 0 | 0 | 0 | 0 | 0 | 0 | 0 | 0 | 0 |  | 0 | 0 | 0 | 01. ($9,999.000) to $0.028 | 1 | 0 | 01. ($9,999.00) to $0.22 | 1 | 0.085 | 0.085 | 0.085 | 0.085 | 0.085 | 0.085 | 0.085 | 0.085 | 0.085 | 0.085 | 0 | 0 | 0 | 0 | 0 | 0 | 0 | 0 | 0 | 0 | 0 | 0 | 0 | 0 | 0 | 0 | 0 | 0 | 0 | 0 | 0 | 0 | 0 | 0 | 0 | 0 | 0 | 0 | 0 | 0 | 0 | 0 | 0 | 0 | 0 | 0 | 0 | 0 | 0 | 0 | 0 | 0 | 0 | 0 | 0 | 0 | 0 | 0 | 0 | 0 | 0 | 0 | 0 | 0 | 0 | 0 | 0 | 0 | 0 | 0 | 0 | 0 | 0 | 0 | 0 | 0 | 0 | 0 | 0 | 0 | 0 | 0 | 0 | 0 | 0 | 0 | 0 | 0 | 0 | 0 | 0 | 0 | 0 | 0 | 0 | 0 | 0 | 0 | 0 | 0 | 0 | 0 | 0 | 0 | 0 | 0 | 0 | 0 | 0 | 0 | 0 | 0 | 0 | 0 | 0 | 0 | 0 | 0 | 0 | 0 | 0 | 0 | 0 | 0 | 0 | 0 | 0 | 0 | 0 | 0 | 0 | 0 | 0 | 0 | 0 | 0 | 0 | 0 | 0 | 0 | 0 | 0 | 0 | 0 | 0 | 0 | 0 | 0 | 0 | 0 | 0 | 0 | 0 | 0 | 0 | 0 | 0 | 0 | 0 | 0 | 0 | 0 | 0 | 0 | 0 | 0 | 0 | 0 | 0 | 0 | 0 | 0 | 0 | 0 | 0 | 0 | 0 | 0 | 0 | 0 | 0 | 0 | 0 | 0 | 0 | 0 | 0 | 0 | 0 | 0 | 0 | 0 | 0 | 0 | 0 | 0 | 0 | 0 | 0 | 0 | 0 | 0 | 0 | 0.01296% | 0 | 0 | 0 | 0 | 0 | 0 | 0 | 0 | 0 | 0 | 0 | 0 | 0 | 0 | 0 | 0 | 0 | 0 | 0 | 0 | 0 | 0 | 0 | 0
| IND-Lighting-7P_V2 | M_Input | Council 7th Plan | 2020 | Retro | 2022 | 2045 | PSE | Industrial | Paper | Electric | Per Region | NA | NA | Paper Transformers-New | Paper Transformers-New | 0 | 32 | 0 | 0 | I-All-Other-Shift3-All-All-S | 0 | 0 | 0 | 0 | 0 | 0 | 0 | 0 | 0 | 0 | 0 | 0 | Comm Flat | Transformers-New | Transformers-New | IndShift3 | 0.01266% | 100% | 0% | 1 | 1 | 100% | 3.125% | 85% | 6.8% | 0.2% | 0 | 0 | 0 | 0 | 0 | 0 | 0 | 0 | 0 |  | 0 | 0 | 0 | 01. ($9,999.000) to $0.028 | 1 | 0 | 01. ($9,999.00) to $0.22 | 1 | 0.085 | 0.085 | 0.085 | 0.085 | 0.085 | 0.085 | 0.085 | 0.085 | 0.085 | 0.085 | 0 | 0 | 0 | 0 | 0 | 0 | 0 | 0 | 0 | 0 | 0 | 0 | 0 | 0 | 0 | 0 | 0 | 0 | 0 | 0 | 0 | 0 | 0 | 0 | 0 | 0 | 0 | 0 | 0 | 0 | 0 | 0 | 0 | 0 | 0 | 0 | 0 | 0 | 0 | 0 | 0 | 0 | 0 | 0 | 0 | 0 | 0 | 0 | 0 | 0 | 0 | 0 | 0 | 0 | 0 | 0 | 0 | 0 | 0 | 0 | 0 | 0 | 0 | 0 | 0 | 0 | 0 | 0 | 0 | 0 | 0 | 0 | 0 | 0 | 0 | 0 | 0 | 0 | 0 | 0 | 0 | 0 | 0 | 0 | 0 | 0 | 0 | 0 | 0 | 0 | 0 | 0 | 0 | 0 | 0 | 0 | 0 | 0 | 0 | 0 | 0 | 0 | 0 | 0 | 0 | 0 | 0 | 0 | 0 | 0 | 0 | 0 | 0 | 0 | 0 | 0 | 0 | 0 | 0 | 0 | 0 | 0 | 0 | 0 | 0 | 0 | 0 | 0 | 0 | 0 | 0 | 0 | 0 | 0 | 0 | 0 | 0 | 0 | 0 | 0 | 0 | 0 | 0 | 0 | 0 | 0 | 0 | 0 | 0 | 0 | 0 | 0 | 0 | 0 | 0 | 0 | 0 | 0 | 0 | 0 | 0 | 0 | 0 | 0 | 0 | 0 | 0 | 0 | 0 | 0 | 0 | 0 | 0 | 0 | 0 | 0 | 0 | 0 | 0 | 0 | 0 | 0 | 0 | 0 | 0 | 0 | 0 | 0 | 0 | 0 | 0 | 0 | 0 | 0.01296% | 0 | 0 | 0 | 0 | 0 | 0 | 0 | 0 | 0 | 0 | 0 | 0 | 0 | 0 | 0 | 0 | 0 | 0 | 0 | 0 | 0 | 0 | 0 | 0
| IND-Lighting-7P_V2 | M_Input | Council 7th Plan | 2020 | Retro | 2022 | 2045 | PSE | Industrial | Paper | Electric | Per Region | NA | NA | Paper Synchronous Belts | Paper Synchronous Belts | 0 | 10 | 0 | 0 | I-All-Other-Shift3-All-All-S | 0 | 0 | 0 | 0 | 0 | 0 | 0 | 0 | 0 | 0 | 0 | 0 | Comm Flat | Synchronous Belts | Synchronous Belts | IndShift3 | 0.01266% | 100% | 0% | 1 | 1 | 100% | 10% | 85% | 6.8% | 0.2% | 0 | 0 | 0 | 0 | 0 | 0 | 0 | 0 | 0 |  | 0 | 0 | 0 | 01. ($9,999.000) to $0.028 | 1 | 0 | 01. ($9,999.00) to $0.22 | 1 | 0.085 | 0.085 | 0.085 | 0.085 | 0.085 | 0.085 | 0.085 | 0.085 | 0.085 | 0.085 | 0 | 0 | 0 | 0 | 0 | 0 | 0 | 0 | 0 | 0 | 0 | 0 | 0 | 0 | 0 | 0 | 0 | 0 | 0 | 0 | 0 | 0 | 0 | 0 | 0 | 0 | 0 | 0 | 0 | 0 | 0 | 0 | 0 | 0 | 0 | 0 | 0 | 0 | 0 | 0 | 0 | 0 | 0 | 0 | 0 | 0 | 0 | 0 | 0 | 0 | 0 | 0 | 0 | 0 | 0 | 0 | 0 | 0 | 0 | 0 | 0 | 0 | 0 | 0 | 0 | 0 | 0 | 0 | 0 | 0 | 0 | 0 | 0 | 0 | 0 | 0 | 0 | 0 | 0 | 0 | 0 | 0 | 0 | 0 | 0 | 0 | 0 | 0 | 0 | 0 | 0 | 0 | 0 | 0 | 0 | 0 | 0 | 0 | 0 | 0 | 0 | 0 | 0 | 0 | 0 | 0 | 0 | 0 | 0 | 0 | 0 | 0 | 0 | 0 | 0 | 0 | 0 | 0 | 0 | 0 | 0 | 0 | 0 | 0 | 0 | 0 | 0 | 0 | 0 | 0 | 0 | 0 | 0 | 0 | 0 | 0 | 0 | 0 | 0 | 0 | 0 | 0 | 0 | 0 | 0 | 0 | 0 | 0 | 0 | 0 | 0 | 0 | 0 | 0 | 0 | 0 | 0 | 0 | 0 | 0 | 0 | 0 | 0 | 0 | 0 | 0 | 0 | 0 | 0 | 0 | 0 | 0 | 0 | 0 | 0 | 0 | 0 | 0 | 0 | 0 | 0 | 0 | 0 | 0 | 0 | 0 | 0 | 0 | 0 | 0 | 0 | 0 | 0 | 0.01296% | 0 | 0 | 0 | 0 | 0 | 0 | 0 | 0 | 0 | 0 | 0 | 0 | 0 | 0 | 0 | 0 | 0 | 0 | 0 | 0 | 0 | 0 | 0 | 0
| IND-Lighting-7P_V2 | M_Input | Council 7th Plan | 2020 | Retro | 2022 | 2045 | PSE | Industrial | Paper | Electric | Per Region | NA | NA | Paper Elec Chip Fab: Eliminate Exhaust | Paper Elec Chip Fab: Eliminate Exhaust | 0 | 10 | 0 | 0 | I-All-Other-Shift3-All-All-S | 0 | 0 | 0 | 0 | 0 | 0 | 0 | 0 | 0 | 0 | 0 | 0 | Comm Flat | Elec Chip Fab: Eliminate Exhaust | Elec Chip Fab: Eliminate Exhaust | IndShift3 | 0.01266% | 100% | 0% | 1 | 1 | 100% | 10% | 85% | 6.8% | 0.2% | 0 | 0 | 0 | 0 | 0 | 0 | 0 | 0 | 0 |  | 0 | 0 | 0 | 01. ($9,999.000) to $0.028 | 1 | 0 | 01. ($9,999.00) to $0.22 | 1 | 0.085 | 0.085 | 0.085 | 0.085 | 0.085 | 0.085 | 0.085 | 0.085 | 0.085 | 0.085 | 0 | 0 | 0 | 0 | 0 | 0 | 0 | 0 | 0 | 0 | 0 | 0 | 0 | 0 | 0 | 0 | 0 | 0 | 0 | 0 | 0 | 0 | 0 | 0 | 0 | 0 | 0 | 0 | 0 | 0 | 0 | 0 | 0 | 0 | 0 | 0 | 0 | 0 | 0 | 0 | 0 | 0 | 0 | 0 | 0 | 0 | 0 | 0 | 0 | 0 | 0 | 0 | 0 | 0 | 0 | 0 | 0 | 0 | 0 | 0 | 0 | 0 | 0 | 0 | 0 | 0 | 0 | 0 | 0 | 0 | 0 | 0 | 0 | 0 | 0 | 0 | 0 | 0 | 0 | 0 | 0 | 0 | 0 | 0 | 0 | 0 | 0 | 0 | 0 | 0 | 0 | 0 | 0 | 0 | 0 | 0 | 0 | 0 | 0 | 0 | 0 | 0 | 0 | 0 | 0 | 0 | 0 | 0 | 0 | 0 | 0 | 0 | 0 | 0 | 0 | 0 | 0 | 0 | 0 | 0 | 0 | 0 | 0 | 0 | 0 | 0 | 0 | 0 | 0 | 0 | 0 | 0 | 0 | 0 | 0 | 0 | 0 | 0 | 0 | 0 | 0 | 0 | 0 | 0 | 0 | 0 | 0 | 0 | 0 | 0 | 0 | 0 | 0 | 0 | 0 | 0 | 0 | 0 | 0 | 0 | 0 | 0 | 0 | 0 | 0 | 0 | 0 | 0 | 0 | 0 | 0 | 0 | 0 | 0 | 0 | 0 | 0 | 0 | 0 | 0 | 0 | 0 | 0 | 0 | 0 | 0 | 0 | 0 | 0 | 0 | 0 | 0 | 0 | 0.01296% | 0 | 0 | 0 | 0 | 0 | 0 | 0 | 0 | 0 | 0 | 0 | 0 | 0 | 0 | 0 | 0 | 0 | 0 | 0 | 0 | 0 | 0 | 0 | 0
| IND-Lighting-7P_V2 | M_Input | Council 7th Plan | 2020 | Retro | 2022 | 2045 | PSE | Industrial | Paper | Electric | Per Region | NA | NA | Paper Elec Chip Fab: Exhaust Injector | Paper Elec Chip Fab: Exhaust Injector | 0 | 10 | 0 | 0 | I-All-Other-Shift3-All-All-S | 0 | 0 | 0 | 0 | 0 | 0 | 0 | 0 | 0 | 0 | 0 | 0 | Comm Flat | Elec Chip Fab: Exhaust Injector | Elec Chip Fab: Exhaust Injector | IndShift3 | 0.01266% | 100% | 0% | 1 | 1 | 100% | 10% | 85% | 6.8% | 0.2% | 0 | 0 | 0 | 0 | 0 | 0 | 0 | 0 | 0 |  | 0 | 0 | 0 | 01. ($9,999.000) to $0.028 | 0 | 0 | 01. ($9,999.00) to $0.22 | 1 | 0.085 | 0.085 | 0.085 | 0.085 | 0.085 | 0.085 | 0.085 | 0.085 | 0.085 | 0.085 | 0 | 0 | 0 | 0 | 0 | 0 | 0 | 0 | 0 | 0 | 0 | 0 | 0 | 0 | 0 | 0 | 0 | 0 | 0 | 0 | 0 | 0 | 0 | 0 | 0 | 0 | 0 | 0 | 0 | 0 | 0 | 0 | 0 | 0 | 0 | 0 | 0 | 0 | 0 | 0 | 0 | 0 | 0 | 0 | 0 | 0 | 0 | 0 | 0 | 0 | 0 | 0 | 0 | 0 | 0 | 0 | 0 | 0 | 0 | 0 | 0 | 0 | 0 | 0 | 0 | 0 | 0 | 0 | 0 | 0 | 0 | 0 | 0 | 0 | 0 | 0 | 0 | 0 | 0 | 0 | 0 | 0 | 0 | 0 | 0 | 0 | 0 | 0 | 0 | 0 | 0 | 0 | 0 | 0 | 0 | 0 | 0 | 0 | 0 | 0 | 0 | 0 | 0 | 0 | 0 | 0 | 0 | 0 | 0 | 0 | 0 | 0 | 0 | 0 | 0 | 0 | 0 | 0 | 0 | 0 | 0 | 0 | 0 | 0 | 0 | 0 | 0 | 0 | 0 | 0 | 0 | 0 | 0 | 0 | 0 | 0 | 0 | 0 | 0 | 0 | 0 | 0 | 0 | 0 | 0 | 0 | 0 | 0 | 0 | 0 | 0 | 0 | 0 | 0 | 0 | 0 | 0 | 0 | 0 | 0 | 0 | 0 | 0 | 0 | 0 | 0 | 0 | 0 | 0 | 0 | 0 | 0 | 0 | 0 | 0 | 0 | 0 | 0 | 0 | 0 | 0 | 0 | 0 | 0 | 0 | 0 | 0 | 0 | 0 | 0 | 0 | 0 | 0 | 0.01296% | 0 | 0 | 0 | 0 | 0 | 0 | 0 | 0 | 0 | 0 | 0 | 0 | 0 | 0 | 0 | 0 | 0 | 0 | 0 | 0 | 0 | 0 | 0 | 0
| IND-Lighting-7P_V2 | M_Input | Council 7th Plan | 2020 | Retro | 2022 | 2045 | PSE | Industrial | Paper | Electric | Per Region | NA | NA | Paper Elec Chip Fab: Solidstate Chiller | Paper Elec Chip Fab: Solidstate Chiller | 0 | 10 | 0 | 0 | I-All-Other-Shift3-All-All-S | 0 | 0 | 0 | 0 | 0 | 0 | 0 | 0 | 0 | 0 | 0 | 0 | Comm Flat | Elec Chip Fab: Solidstate Chiller | Elec Chip Fab: Solidstate Chiller | IndShift3 | 0.01266% | 100% | 0% | 1 | 1 | 100% | 10% | 85% | 6.8% | 0.2% | 0 | 0 | 0 | 0 | 0 | 0 | 0 | 0 | 0 |  | 0 | 0 | 0 | 01. ($9,999.000) to $0.028 | 1 | 0 | 01. ($9,999.00) to $0.22 | 1 | 0.085 | 0.085 | 0.085 | 0.085 | 0.085 | 0.085 | 0.085 | 0.085 | 0.085 | 0.085 | 0 | 0 | 0 | 0 | 0 | 0 | 0 | 0 | 0 | 0 | 0 | 0 | 0 | 0 | 0 | 0 | 0 | 0 | 0 | 0 | 0 | 0 | 0 | 0 | 0 | 0 | 0 | 0 | 0 | 0 | 0 | 0 | 0 | 0 | 0 | 0 | 0 | 0 | 0 | 0 | 0 | 0 | 0 | 0 | 0 | 0 | 0 | 0 | 0 | 0 | 0 | 0 | 0 | 0 | 0 | 0 | 0 | 0 | 0 | 0 | 0 | 0 | 0 | 0 | 0 | 0 | 0 | 0 | 0 | 0 | 0 | 0 | 0 | 0 | 0 | 0 | 0 | 0 | 0 | 0 | 0 | 0 | 0 | 0 | 0 | 0 | 0 | 0 | 0 | 0 | 0 | 0 | 0 | 0 | 0 | 0 | 0 | 0 | 0 | 0 | 0 | 0 | 0 | 0 | 0 | 0 | 0 | 0 | 0 | 0 | 0 | 0 | 0 | 0 | 0 | 0 | 0 | 0 | 0 | 0 | 0 | 0 | 0 | 0 | 0 | 0 | 0 | 0 | 0 | 0 | 0 | 0 | 0 | 0 | 0 | 0 | 0 | 0 | 0 | 0 | 0 | 0 | 0 | 0 | 0 | 0 | 0 | 0 | 0 | 0 | 0 | 0 | 0 | 0 | 0 | 0 | 0 | 0 | 0 | 0 | 0 | 0 | 0 | 0 | 0 | 0 | 0 | 0 | 0 | 0 | 0 | 0 | 0 | 0 | 0 | 0 | 0 | 0 | 0 | 0 | 0 | 0 | 0 | 0 | 0 | 0 | 0 | 0 | 0 | 0 | 0 | 0 | 0 | 0.01296% | 0 | 0 | 0 | 0 | 0 | 0 | 0 | 0 | 0 | 0 | 0 | 0 | 0 | 0 | 0 | 0 | 0 | 0 | 0 | 0 | 0 | 0 | 0 | 0
| IND-Lighting-7P_V2 | M_Input | Council 7th Plan | 2020 | Retro | 2022 | 2045 | PSE | Industrial | Paper | Electric | Per Region | NA | NA | Paper Elec Chip Fab: Reduce Gas Pressure | Paper Elec Chip Fab: Reduce Gas Pressure | 0 | 10 | 0 | 0 | I-All-Other-Shift3-All-All-S | 0 | 0 | 0 | 0 | 0 | 0 | 0 | 0 | 0 | 0 | 0 | 0 | Comm Flat | Elec Chip Fab: Reduce Gas Pressure | Elec Chip Fab: Reduce Gas Pressure | IndShift3 | 0.01266% | 100% | 0% | 1 | 1 | 100% | 10% | 85% | 6.8% | 0.2% | 0 | 0 | 0 | 0 | 0 | 0 | 0 | 0 | 0 |  | 0 | 0 | 0 | 01. ($9,999.000) to $0.028 | 1 | 0 | 01. ($9,999.00) to $0.22 | 1 | 0.085 | 0.085 | 0.085 | 0.085 | 0.085 | 0.085 | 0.085 | 0.085 | 0.085 | 0.085 | 0 | 0 | 0 | 0 | 0 | 0 | 0 | 0 | 0 | 0 | 0 | 0 | 0 | 0 | 0 | 0 | 0 | 0 | 0 | 0 | 0 | 0 | 0 | 0 | 0 | 0 | 0 | 0 | 0 | 0 | 0 | 0 | 0 | 0 | 0 | 0 | 0 | 0 | 0 | 0 | 0 | 0 | 0 | 0 | 0 | 0 | 0 | 0 | 0 | 0 | 0 | 0 | 0 | 0 | 0 | 0 | 0 | 0 | 0 | 0 | 0 | 0 | 0 | 0 | 0 | 0 | 0 | 0 | 0 | 0 | 0 | 0 | 0 | 0 | 0 | 0 | 0 | 0 | 0 | 0 | 0 | 0 | 0 | 0 | 0 | 0 | 0 | 0 | 0 | 0 | 0 | 0 | 0 | 0 | 0 | 0 | 0 | 0 | 0 | 0 | 0 | 0 | 0 | 0 | 0 | 0 | 0 | 0 | 0 | 0 | 0 | 0 | 0 | 0 | 0 | 0 | 0 | 0 | 0 | 0 | 0 | 0 | 0 | 0 | 0 | 0 | 0 | 0 | 0 | 0 | 0 | 0 | 0 | 0 | 0 | 0 | 0 | 0 | 0 | 0 | 0 | 0 | 0 | 0 | 0 | 0 | 0 | 0 | 0 | 0 | 0 | 0 | 0 | 0 | 0 | 0 | 0 | 0 | 0 | 0 | 0 | 0 | 0 | 0 | 0 | 0 | 0 | 0 | 0 | 0 | 0 | 0 | 0 | 0 | 0 | 0 | 0 | 0 | 0 | 0 | 0 | 0 | 0 | 0 | 0 | 0 | 0 | 0 | 0 | 0 | 0 | 0 | 0 | 0.01296% | 0 | 0 | 0 | 0 | 0 | 0 | 0 | 0 | 0 | 0 | 0 | 0 | 0 | 0 | 0 | 0 | 0 | 0 | 0 | 0 | 0 | 0 | 0 | 0
| IND-Lighting-7P_V2 | M_Input | Council 7th Plan | 2020 | Retro | 2022 | 2045 | PSE | Industrial | Paper | Electric | Per Region | NA | NA | Paper Clean Room: Change Filter Strategy | Paper Clean Room: Change Filter Strategy | 0 | 1 | 0 | 0 | I-All-Other-Shift3-All-All-S | 0 | 0 | 0 | 0 | 0 | 0 | 0 | 0 | 0 | 0 | 0 | 0 | Comm Flat | Clean Room: Change Filter Strategy | Clean Room: Change Filter Strategy | IndShift3 | 0.01266% | 100% | 0% | 1 | 1 | 100% | 100% | 85% | 6.8% | 0.2% | 0 | 0 | 0 | 0 | 0 | 0 | 0 | 0 | 0 |  | 0 | 0 | 0 | 01. ($9,999.000) to $0.028 | 1 | 0 | 01. ($9,999.00) to $0.22 | 1 | 0.085 | 0.085 | 0.085 | 0.085 | 0.085 | 0.085 | 0.085 | 0.085 | 0.085 | 0.085 | 0 | 0 | 0 | 0 | 0 | 0 | 0 | 0 | 0 | 0 | 0 | 0 | 0 | 0 | 0 | 0 | 0 | 0 | 0 | 0 | 0 | 0 | 0 | 0 | 0 | 0 | 0 | 0 | 0 | 0 | 0 | 0 | 0 | 0 | 0 | 0 | 0 | 0 | 0 | 0 | 0 | 0 | 0 | 0 | 0 | 0 | 0 | 0 | 0 | 0 | 0 | 0 | 0 | 0 | 0 | 0 | 0 | 0 | 0 | 0 | 0 | 0 | 0 | 0 | 0 | 0 | 0 | 0 | 0 | 0 | 0 | 0 | 0 | 0 | 0 | 0 | 0 | 0 | 0 | 0 | 0 | 0 | 0 | 0 | 0 | 0 | 0 | 0 | 0 | 0 | 0 | 0 | 0 | 0 | 0 | 0 | 0 | 0 | 0 | 0 | 0 | 0 | 0 | 0 | 0 | 0 | 0 | 0 | 0 | 0 | 0 | 0 | 0 | 0 | 0 | 0 | 0 | 0 | 0 | 0 | 0 | 0 | 0 | 0 | 0 | 0 | 0 | 0 | 0 | 0 | 0 | 0 | 0 | 0 | 0 | 0 | 0 | 0 | 0 | 0 | 0 | 0 | 0 | 0 | 0 | 0 | 0 | 0 | 0 | 0 | 0 | 0 | 0 | 0 | 0 | 0 | 0 | 0 | 0 | 0 | 0 | 0 | 0 | 0 | 0 | 0 | 0 | 0 | 0 | 0 | 0 | 0 | 0 | 0 | 0 | 0 | 0 | 0 | 0 | 0 | 0 | 0 | 0 | 0 | 0 | 0 | 0 | 0 | 0 | 0 | 0 | 0 | 0 | 0.01296% | 0 | 0 | 0 | 0 | 0 | 0 | 0 | 0 | 0 | 0 | 0 | 0 | 0 | 0 | 0 | 0 | 0 | 0 | 0 | 0 | 0 | 0 | 0 | 0
| IND-Lighting-7P_V2 | M_Input | Council 7th Plan | 2020 | Retro | 2022 | 2045 | PSE | Industrial | Paper | Electric | Per Region | NA | NA | Paper Clean Room: Clean Room HVAC | Paper Clean Room: Clean Room HVAC | 0 | 20 | 0 | 0 | I-All-Other-Shift3-All-All-S | 0 | 0 | 0 | 0 | 0 | 0 | 0 | 0 | 0 | 0 | 0 | 0 | Comm Flat | Clean Room: Clean Room HVAC | Clean Room: Clean Room HVAC | IndShift3 | 0.01266% | 100% | 0% | 1 | 1 | 100% | 5% | 85% | 6.8% | 0.2% | 0 | 0 | 0 | 0 | 0 | 0 | 0 | 0 | 0 |  | 0 | 0 | 0 | 01. ($9,999.000) to $0.028 | 1 | 0 | 01. ($9,999.00) to $0.22 | 1 | 0.085 | 0.085 | 0.085 | 0.085 | 0.085 | 0.085 | 0.085 | 0.085 | 0.085 | 0.085 | 0 | 0 | 0 | 0 | 0 | 0 | 0 | 0 | 0 | 0 | 0 | 0 | 0 | 0 | 0 | 0 | 0 | 0 | 0 | 0 | 0 | 0 | 0 | 0 | 0 | 0 | 0 | 0 | 0 | 0 | 0 | 0 | 0 | 0 | 0 | 0 | 0 | 0 | 0 | 0 | 0 | 0 | 0 | 0 | 0 | 0 | 0 | 0 | 0 | 0 | 0 | 0 | 0 | 0 | 0 | 0 | 0 | 0 | 0 | 0 | 0 | 0 | 0 | 0 | 0 | 0 | 0 | 0 | 0 | 0 | 0 | 0 | 0 | 0 | 0 | 0 | 0 | 0 | 0 | 0 | 0 | 0 | 0 | 0 | 0 | 0 | 0 | 0 | 0 | 0 | 0 | 0 | 0 | 0 | 0 | 0 | 0 | 0 | 0 | 0 | 0 | 0 | 0 | 0 | 0 | 0 | 0 | 0 | 0 | 0 | 0 | 0 | 0 | 0 | 0 | 0 | 0 | 0 | 0 | 0 | 0 | 0 | 0 | 0 | 0 | 0 | 0 | 0 | 0 | 0 | 0 | 0 | 0 | 0 | 0 | 0 | 0 | 0 | 0 | 0 | 0 | 0 | 0 | 0 | 0 | 0 | 0 | 0 | 0 | 0 | 0 | 0 | 0 | 0 | 0 | 0 | 0 | 0 | 0 | 0 | 0 | 0 | 0 | 0 | 0 | 0 | 0 | 0 | 0 | 0 | 0 | 0 | 0 | 0 | 0 | 0 | 0 | 0 | 0 | 0 | 0 | 0 | 0 | 0 | 0 | 0 | 0 | 0 | 0 | 0 | 0 | 0 | 0 | 0.01296% | 0 | 0 | 0 | 0 | 0 | 0 | 0 | 0 | 0 | 0 | 0 | 0 | 0 | 0 | 0 | 0 | 0 | 0 | 0 | 0 | 0 | 0 | 0 | 0
| IND-Lighting-7P_V2 | M_Input | Council 7th Plan | 2020 | Retro | 2022 | 2045 | PSE | Industrial | Paper | Electric | Per Region | NA | NA | Paper Clean Room: Chiller Optimize | Paper Clean Room: Chiller Optimize | 0 | 10 | 0 | 0 | I-All-Other-Shift3-All-All-S | 0 | 0 | 0 | 0 | 0 | 0 | 0 | 0 | 0 | 0 | 0 | 0 | Comm Flat | Clean Room: Chiller Optimize | Clean Room: Chiller Optimize | IndShift3 | 0.01266% | 100% | 0% | 1 | 1 | 100% | 10% | 85% | 6.8% | 0.2% | 0 | 0 | 0 | 0 | 0 | 0 | 0 | 0 | 0 |  | 0 | 0 | 0 | 01. ($9,999.000) to $0.028 | 1 | 0 | 01. ($9,999.00) to $0.22 | 1 | 0.085 | 0.085 | 0.085 | 0.085 | 0.085 | 0.085 | 0.085 | 0.085 | 0.085 | 0.085 | 0 | 0 | 0 | 0 | 0 | 0 | 0 | 0 | 0 | 0 | 0 | 0 | 0 | 0 | 0 | 0 | 0 | 0 | 0 | 0 | 0 | 0 | 0 | 0 | 0 | 0 | 0 | 0 | 0 | 0 | 0 | 0 | 0 | 0 | 0 | 0 | 0 | 0 | 0 | 0 | 0 | 0 | 0 | 0 | 0 | 0 | 0 | 0 | 0 | 0 | 0 | 0 | 0 | 0 | 0 | 0 | 0 | 0 | 0 | 0 | 0 | 0 | 0 | 0 | 0 | 0 | 0 | 0 | 0 | 0 | 0 | 0 | 0 | 0 | 0 | 0 | 0 | 0 | 0 | 0 | 0 | 0 | 0 | 0 | 0 | 0 | 0 | 0 | 0 | 0 | 0 | 0 | 0 | 0 | 0 | 0 | 0 | 0 | 0 | 0 | 0 | 0 | 0 | 0 | 0 | 0 | 0 | 0 | 0 | 0 | 0 | 0 | 0 | 0 | 0 | 0 | 0 | 0 | 0 | 0 | 0 | 0 | 0 | 0 | 0 | 0 | 0 | 0 | 0 | 0 | 0 | 0 | 0 | 0 | 0 | 0 | 0 | 0 | 0 | 0 | 0 | 0 | 0 | 0 | 0 | 0 | 0 | 0 | 0 | 0 | 0 | 0 | 0 | 0 | 0 | 0 | 0 | 0 | 0 | 0 | 0 | 0 | 0 | 0 | 0 | 0 | 0 | 0 | 0 | 0 | 0 | 0 | 0 | 0 | 0 | 0 | 0 | 0 | 0 | 0 | 0 | 0 | 0 | 0 | 0 | 0 | 0 | 0 | 0 | 0 | 0 | 0 | 0 | 0.01296% | 0 | 0 | 0 | 0 | 0 | 0 | 0 | 0 | 0 | 0 | 0 | 0 | 0 | 0 | 0 | 0 | 0 | 0 | 0 | 0 | 0 | 0 | 0 | 0
| IND-Lighting-7P_V2 | M_Input | Council 7th Plan | 2020 | Retro | 2022 | 2045 | PSE | Industrial | Paper | Electric | Per Region | NA | NA | Paper Food: Cooling and Storage | Paper Food: Cooling and Storage | 0 | 10 | 0 | 0 | C-War-Ref-All-All-All-C | 0 | 0 | 0 | 0 | 0 | 0 | 0 | 0 | 0 | 0 | 0 | 0 | Comm Flat | Food: Cooling and Storage | Food: Cooling and Storage | IndShift3 | 0.01266% | 100% | 0% | 1 | 1 | 100% | 10% | 85% | 6.8% | 0.2% | 0 | 0 | 0 | 0 | 0 | 0 | 0 | 0 | 0 |  | 0 | 0 | 0 | 01. ($9,999.000) to $0.028 | 0 | 0 | 01. ($9,999.00) to $0.22 | 1 | 0.085 | 0.085 | 0.085 | 0.085 | 0.085 | 0.085 | 0.085 | 0.085 | 0.085 | 0.085 | 0 | 0 | 0 | 0 | 0 | 0 | 0 | 0 | 0 | 0 | 0 | 0 | 0 | 0 | 0 | 0 | 0 | 0 | 0 | 0 | 0 | 0 | 0 | 0 | 0 | 0 | 0 | 0 | 0 | 0 | 0 | 0 | 0 | 0 | 0 | 0 | 0 | 0 | 0 | 0 | 0 | 0 | 0 | 0 | 0 | 0 | 0 | 0 | 0 | 0 | 0 | 0 | 0 | 0 | 0 | 0 | 0 | 0 | 0 | 0 | 0 | 0 | 0 | 0 | 0 | 0 | 0 | 0 | 0 | 0 | 0 | 0 | 0 | 0 | 0 | 0 | 0 | 0 | 0 | 0 | 0 | 0 | 0 | 0 | 0 | 0 | 0 | 0 | 0 | 0 | 0 | 0 | 0 | 0 | 0 | 0 | 0 | 0 | 0 | 0 | 0 | 0 | 0 | 0 | 0 | 0 | 0 | 0 | 0 | 0 | 0 | 0 | 0 | 0 | 0 | 0 | 0 | 0 | 0 | 0 | 0 | 0 | 0 | 0 | 0 | 0 | 0 | 0 | 0 | 0 | 0 | 0 | 0 | 0 | 0 | 0 | 0 | 0 | 0 | 0 | 0 | 0 | 0 | 0 | 0 | 0 | 0 | 0 | 0 | 0 | 0 | 0 | 0 | 0 | 0 | 0 | 0 | 0 | 0 | 0 | 0 | 0 | 0 | 0 | 0 | 0 | 0 | 0 | 0 | 0 | 0 | 0 | 0 | 0 | 0 | 0 | 0 | 0 | 0 | 0 | 0 | 0 | 0 | 0 | 0 | 0 | 0 | 0 | 0 | 0 | 0 | 0 | 0 | 0.01296% | 0 | 0 | 0 | 0 | 0 | 0 | 0 | 0 | 0 | 0 | 0 | 0 | 0 | 0 | 0 | 0 | 0 | 0 | 0 | 0 | 0 | 0 | 0 | 0
| IND-Lighting-7P_V2 | M_Input | Council 7th Plan | 2020 | Retro | 2022 | 2045 | PSE | Industrial | Paper | Electric | Per Region | NA | NA | Paper Food: Refrig Storage Tuneup | Paper Food: Refrig Storage Tuneup | 0 | 3 | 0 | 0 | C-War-Ref-All-All-All-C | 0 | 0 | 0 | 0 | 0 | 0 | 0 | 0 | 0 | 0 | 0 | 0 | Comm Flat | Food: Refrig Storage Tuneup | Food: Refrig Storage Tuneup | IndShift3 | 0.01266% | 100% | 0% | 1 | 1 | 100% | 33.33% | 85% | 6.8% | 0.2% | 0 | 0 | 0 | 0 | 0 | 0 | 0 | 0 | 0 |  | 0 | 0 | 0 | 01. ($9,999.000) to $0.028 | 1 | 0 | 01. ($9,999.00) to $0.22 | 1 | 0.085 | 0.085 | 0.085 | 0.085 | 0.085 | 0.085 | 0.085 | 0.085 | 0.085 | 0.085 | 0 | 0 | 0 | 0 | 0 | 0 | 0 | 0 | 0 | 0 | 0 | 0 | 0 | 0 | 0 | 0 | 0 | 0 | 0 | 0 | 0 | 0 | 0 | 0 | 0 | 0 | 0 | 0 | 0 | 0 | 0 | 0 | 0 | 0 | 0 | 0 | 0 | 0 | 0 | 0 | 0 | 0 | 0 | 0 | 0 | 0 | 0 | 0 | 0 | 0 | 0 | 0 | 0 | 0 | 0 | 0 | 0 | 0 | 0 | 0 | 0 | 0 | 0 | 0 | 0 | 0 | 0 | 0 | 0 | 0 | 0 | 0 | 0 | 0 | 0 | 0 | 0 | 0 | 0 | 0 | 0 | 0 | 0 | 0 | 0 | 0 | 0 | 0 | 0 | 0 | 0 | 0 | 0 | 0 | 0 | 0 | 0 | 0 | 0 | 0 | 0 | 0 | 0 | 0 | 0 | 0 | 0 | 0 | 0 | 0 | 0 | 0 | 0 | 0 | 0 | 0 | 0 | 0 | 0 | 0 | 0 | 0 | 0 | 0 | 0 | 0 | 0 | 0 | 0 | 0 | 0 | 0 | 0 | 0 | 0 | 0 | 0 | 0 | 0 | 0 | 0 | 0 | 0 | 0 | 0 | 0 | 0 | 0 | 0 | 0 | 0 | 0 | 0 | 0 | 0 | 0 | 0 | 0 | 0 | 0 | 0 | 0 | 0 | 0 | 0 | 0 | 0 | 0 | 0 | 0 | 0 | 0 | 0 | 0 | 0 | 0 | 0 | 0 | 0 | 0 | 0 | 0 | 0 | 0 | 0 | 0 | 0 | 0 | 0 | 0 | 0 | 0 | 0 | 0.01296% | 0 | 0 | 0 | 0 | 0 | 0 | 0 | 0 | 0 | 0 | 0 | 0 | 0 | 0 | 0 | 0 | 0 | 0 | 0 | 0 | 0 | 0 | 0 | 0
| IND-Lighting-7P_V2 | M_Input | Council 7th Plan | 2020 | Retro | 2022 | 2045 | PSE | Industrial | Paper | Electric | Per Region | NA | NA | Paper Metal: New Arc Furnace | Paper Metal: New Arc Furnace | 0 | 10 | 0 | 0 | I-All-Other-Shift3-All-All-S | 0 | 0 | 0 | 0 | 0 | 0 | 0 | 0 | 0 | 0 | 0 | 0 | Comm Flat | Metal: New Arc Furnace | Metal: New Arc Furnace | IndShift3 | 0.01266% | 100% | 0% | 1 | 1 | 100% | 10% | 85% | 6.8% | 0.2% | 0 | 0 | 0 | 0 | 0 | 0 | 0 | 0 | 0 |  | 0 | 0 | 0 | 01. ($9,999.000) to $0.028 | 0 | 0 | 01. ($9,999.00) to $0.22 | 1 | 0.085 | 0.085 | 0.085 | 0.085 | 0.085 | 0.085 | 0.085 | 0.085 | 0.085 | 0.085 | 0 | 0 | 0 | 0 | 0 | 0 | 0 | 0 | 0 | 0 | 0 | 0 | 0 | 0 | 0 | 0 | 0 | 0 | 0 | 0 | 0 | 0 | 0 | 0 | 0 | 0 | 0 | 0 | 0 | 0 | 0 | 0 | 0 | 0 | 0 | 0 | 0 | 0 | 0 | 0 | 0 | 0 | 0 | 0 | 0 | 0 | 0 | 0 | 0 | 0 | 0 | 0 | 0 | 0 | 0 | 0 | 0 | 0 | 0 | 0 | 0 | 0 | 0 | 0 | 0 | 0 | 0 | 0 | 0 | 0 | 0 | 0 | 0 | 0 | 0 | 0 | 0 | 0 | 0 | 0 | 0 | 0 | 0 | 0 | 0 | 0 | 0 | 0 | 0 | 0 | 0 | 0 | 0 | 0 | 0 | 0 | 0 | 0 | 0 | 0 | 0 | 0 | 0 | 0 | 0 | 0 | 0 | 0 | 0 | 0 | 0 | 0 | 0 | 0 | 0 | 0 | 0 | 0 | 0 | 0 | 0 | 0 | 0 | 0 | 0 | 0 | 0 | 0 | 0 | 0 | 0 | 0 | 0 | 0 | 0 | 0 | 0 | 0 | 0 | 0 | 0 | 0 | 0 | 0 | 0 | 0 | 0 | 0 | 0 | 0 | 0 | 0 | 0 | 0 | 0 | 0 | 0 | 0 | 0 | 0 | 0 | 0 | 0 | 0 | 0 | 0 | 0 | 0 | 0 | 0 | 0 | 0 | 0 | 0 | 0 | 0 | 0 | 0 | 0 | 0 | 0 | 0 | 0 | 0 | 0 | 0 | 0 | 0 | 0 | 0 | 0 | 0 | 0 | 0.01296% | 0 | 0 | 0 | 0 | 0 | 0 | 0 | 0 | 0 | 0 | 0 | 0 | 0 | 0 | 0 | 0 | 0 | 0 | 0 | 0 | 0 | 0 | 0 | 0
| IND-Lighting-7P_V2 | M_Input | Council 7th Plan | 2020 | Retro | 2022 | 2045 | PSE | Industrial | Paper | Electric | Per Region | NA | NA | Paper Mech Pulp: Refiner Replacement | Paper Mech Pulp: Refiner Replacement | 0 | 12 | 0 | 0 | I-All-Other-Shift3-All-All-S | 0 | 0 | 0 | 0 | 0 | 0 | 0 | 0 | 0 | 0 | 0 | 0 | Comm Flat | Mech Pulp: Refiner Replacement | Mech Pulp: Refiner Replacement | IndShift3 | 0.01266% | 100% | 0% | 1 | 1 | 100% | 8.333% | 85% | 6.8% | 0.2% | 0 | 0 | 0 | 0 | 0 | 0 | 0 | 0 | 0 |  | 0 | 0 | 0 | 01. ($9,999.000) to $0.028 | 0 | 0 | 01. ($9,999.00) to $0.22 | 1 | 0.085 | 0.085 | 0.085 | 0.085 | 0.085 | 0.085 | 0.085 | 0.085 | 0.085 | 0.085 | 0 | 0 | 0 | 0 | 0 | 0 | 0 | 0 | 0 | 0 | 0 | 0 | 0 | 0 | 0 | 0 | 0 | 0 | 0 | 0 | 0 | 0 | 0 | 0 | 0 | 0 | 0 | 0 | 0 | 0 | 0 | 0 | 0 | 0 | 0 | 0 | 0 | 0 | 0 | 0 | 0 | 0 | 0 | 0 | 0 | 0 | 0 | 0 | 0 | 0 | 0 | 0 | 0 | 0 | 0 | 0 | 0 | 0 | 0 | 0 | 0 | 0 | 0 | 0 | 0 | 0 | 0 | 0 | 0 | 0 | 0 | 0 | 0 | 0 | 0 | 0 | 0 | 0 | 0 | 0 | 0 | 0 | 0 | 0 | 0 | 0 | 0 | 0 | 0 | 0 | 0 | 0 | 0 | 0 | 0 | 0 | 0 | 0 | 0 | 0 | 0 | 0 | 0 | 0 | 0 | 0 | 0 | 0 | 0 | 0 | 0 | 0 | 0 | 0 | 0 | 0 | 0 | 0 | 0 | 0 | 0 | 0 | 0 | 0 | 0 | 0 | 0 | 0 | 0 | 0 | 0 | 0 | 0 | 0 | 0 | 0 | 0 | 0 | 0 | 0 | 0 | 0 | 0 | 0 | 0 | 0 | 0 | 0 | 0 | 0 | 0 | 0 | 0 | 0 | 0 | 0 | 0 | 0 | 0 | 0 | 0 | 0 | 0 | 0 | 0 | 0 | 0 | 0 | 0 | 0 | 0 | 0 | 0 | 0 | 0 | 0 | 0 | 0 | 0 | 0 | 0 | 0 | 0 | 0 | 0 | 0 | 0 | 0 | 0 | 0 | 0 | 0 | 0 | 0.01296% | 0 | 0 | 0 | 0 | 0 | 0 | 0 | 0 | 0 | 0 | 0 | 0 | 0 | 0 | 0 | 0 | 0 | 0 | 0 | 0 | 0 | 0 | 0 | 0
| IND-Lighting-7P_V2 | M_Input | Council 7th Plan | 2020 | Retro | 2022 | 2045 | PSE | Industrial | Paper | Electric | Per Region | NA | NA | Paper Mech Pulp: Premium Process | Paper Mech Pulp: Premium Process | 0 | 5 | 0 | 0 | I-All-Other-Shift3-All-All-S | 0 | 0 | 0 | 0 | 0 | 0 | 0 | 0 | 0 | 0 | 0 | 0 | Comm Flat | Mech Pulp: Premium Process | Mech Pulp: Premium Process | IndShift3 | 0.01266% | 100% | 0% | 1 | 1 | 100% | 20% | 85% | 6.8% | 0.2% | 0 | 0 | 0 | 0 | 0 | 0 | 0 | 0 | 0 |  | 0 | 0 | 0 | 01. ($9,999.000) to $0.028 | 0 | 0 | 01. ($9,999.00) to $0.22 | 1 | 0.085 | 0.085 | 0.085 | 0.085 | 0.085 | 0.085 | 0.085 | 0.085 | 0.085 | 0.085 | 0 | 0 | 0 | 0 | 0 | 0 | 0 | 0 | 0 | 0 | 0 | 0 | 0 | 0 | 0 | 0 | 0 | 0 | 0 | 0 | 0 | 0 | 0 | 0 | 0 | 0 | 0 | 0 | 0 | 0 | 0 | 0 | 0 | 0 | 0 | 0 | 0 | 0 | 0 | 0 | 0 | 0 | 0 | 0 | 0 | 0 | 0 | 0 | 0 | 0 | 0 | 0 | 0 | 0 | 0 | 0 | 0 | 0 | 0 | 0 | 0 | 0 | 0 | 0 | 0 | 0 | 0 | 0 | 0 | 0 | 0 | 0 | 0 | 0 | 0 | 0 | 0 | 0 | 0 | 0 | 0 | 0 | 0 | 0 | 0 | 0 | 0 | 0 | 0 | 0 | 0 | 0 | 0 | 0 | 0 | 0 | 0 | 0 | 0 | 0 | 0 | 0 | 0 | 0 | 0 | 0 | 0 | 0 | 0 | 0 | 0 | 0 | 0 | 0 | 0 | 0 | 0 | 0 | 0 | 0 | 0 | 0 | 0 | 0 | 0 | 0 | 0 | 0 | 0 | 0 | 0 | 0 | 0 | 0 | 0 | 0 | 0 | 0 | 0 | 0 | 0 | 0 | 0 | 0 | 0 | 0 | 0 | 0 | 0 | 0 | 0 | 0 | 0 | 0 | 0 | 0 | 0 | 0 | 0 | 0 | 0 | 0 | 0 | 0 | 0 | 0 | 0 | 0 | 0 | 0 | 0 | 0 | 0 | 0 | 0 | 0 | 0 | 0 | 0 | 0 | 0 | 0 | 0 | 0 | 0 | 0 | 0 | 0 | 0 | 0 | 0 | 0 | 0 | 0.01296% | 0 | 0 | 0 | 0 | 0 | 0 | 0 | 0 | 0 | 0 | 0 | 0 | 0 | 0 | 0 | 0 | 0 | 0 | 0 | 0 | 0 | 0 | 0 | 0
| IND-Lighting-7P_V2 | M_Input | Council 7th Plan | 2020 | Retro | 2022 | 2045 | PSE | Industrial | Paper | Electric | Per Region | NA | NA | Paper Mech Pulp: Refiner Plate Improvement | Paper Mech Pulp: Refiner Plate Improvement | 0 | 1 | 0 | 0 | I-All-Other-Shift3-All-All-S | 0 | 0 | 0 | 0 | 0 | 0 | 0 | 0 | 0 | 0 | 0 | 0 | Comm Flat | Mech Pulp: Refiner Plate Improvement | Mech Pulp: Refiner Plate Improvement | IndShift3 | 0.01266% | 100% | 0% | 1 | 1 | 100% | 100% | 85% | 6.8% | 0.2% | 0 | 0 | 0 | 0 | 0 | 0 | 0 | 0 | 0 |  | 0 | 0 | 0 | 01. ($9,999.000) to $0.028 | 1 | 0 | 01. ($9,999.00) to $0.22 | 1 | 0.085 | 0.085 | 0.085 | 0.085 | 0.085 | 0.085 | 0.085 | 0.085 | 0.085 | 0.085 | 0 | 0 | 0 | 0 | 0 | 0 | 0 | 0 | 0 | 0 | 0 | 0 | 0 | 0 | 0 | 0 | 0 | 0 | 0 | 0 | 0 | 0 | 0 | 0 | 0 | 0 | 0 | 0 | 0 | 0 | 0 | 0 | 0 | 0 | 0 | 0 | 0 | 0 | 0 | 0 | 0 | 0 | 0 | 0 | 0 | 0 | 0 | 0 | 0 | 0 | 0 | 0 | 0 | 0 | 0 | 0 | 0 | 0 | 0 | 0 | 0 | 0 | 0 | 0 | 0 | 0 | 0 | 0 | 0 | 0 | 0 | 0 | 0 | 0 | 0 | 0 | 0 | 0 | 0 | 0 | 0 | 0 | 0 | 0 | 0 | 0 | 0 | 0 | 0 | 0 | 0 | 0 | 0 | 0 | 0 | 0 | 0 | 0 | 0 | 0 | 0 | 0 | 0 | 0 | 0 | 0 | 0 | 0 | 0 | 0 | 0 | 0 | 0 | 0 | 0 | 0 | 0 | 0 | 0 | 0 | 0 | 0 | 0 | 0 | 0 | 0 | 0 | 0 | 0 | 0 | 0 | 0 | 0 | 0 | 0 | 0 | 0 | 0 | 0 | 0 | 0 | 0 | 0 | 0 | 0 | 0 | 0 | 0 | 0 | 0 | 0 | 0 | 0 | 0 | 0 | 0 | 0 | 0 | 0 | 0 | 0 | 0 | 0 | 0 | 0 | 0 | 0 | 0 | 0 | 0 | 0 | 0 | 0 | 0 | 0 | 0 | 0 | 0 | 0 | 0 | 0 | 0 | 0 | 0 | 0 | 0 | 0 | 0 | 0 | 0 | 0 | 0 | 0 | 0.01296% | 0 | 0 | 0 | 0 | 0 | 0 | 0 | 0 | 0 | 0 | 0 | 0 | 0 | 0 | 0 | 0 | 0 | 0 | 0 | 0 | 0 | 0 | 0 | 0
| IND-Lighting-7P_V2 | M_Input | Council 7th Plan | 2020 | Retro | 2022 | 2045 | PSE | Industrial | Paper | Electric | Per Region | NA | NA | Paper Kraft: Effluent Treatment System | Paper Kraft: Effluent Treatment System | 0 | 10 | 0 | 0 | I-All-Other-Shift3-All-All-S | 0 | 0 | 0 | 0 | 0 | 0 | 0 | 0 | 0 | 0 | 0 | 0 | Comm Flat | Kraft: Effluent Treatment System | Kraft: Effluent Treatment System | IndShift3 | 0.01266% | 100% | 0% | 1 | 1 | 100% | 10% | 85% | 6.8% | 0.2% | 0 | 0 | 0 | 0 | 0 | 0 | 0 | 0 | 0 |  | 0 | 0 | 0 | 01. ($9,999.000) to $0.028 | 0 | 0 | 01. ($9,999.00) to $0.22 | 1 | 0.085 | 0.085 | 0.085 | 0.085 | 0.085 | 0.085 | 0.085 | 0.085 | 0.085 | 0.085 | 0 | 0 | 0 | 0 | 0 | 0 | 0 | 0 | 0 | 0 | 0 | 0 | 0 | 0 | 0 | 0 | 0 | 0 | 0 | 0 | 0 | 0 | 0 | 0 | 0 | 0 | 0 | 0 | 0 | 0 | 0 | 0 | 0 | 0 | 0 | 0 | 0 | 0 | 0 | 0 | 0 | 0 | 0 | 0 | 0 | 0 | 0 | 0 | 0 | 0 | 0 | 0 | 0 | 0 | 0 | 0 | 0 | 0 | 0 | 0 | 0 | 0 | 0 | 0 | 0 | 0 | 0 | 0 | 0 | 0 | 0 | 0 | 0 | 0 | 0 | 0 | 0 | 0 | 0 | 0 | 0 | 0 | 0 | 0 | 0 | 0 | 0 | 0 | 0 | 0 | 0 | 0 | 0 | 0 | 0 | 0 | 0 | 0 | 0 | 0 | 0 | 0 | 0 | 0 | 0 | 0 | 0 | 0 | 0 | 0 | 0 | 0 | 0 | 0 | 0 | 0 | 0 | 0 | 0 | 0 | 0 | 0 | 0 | 0 | 0 | 0 | 0 | 0 | 0 | 0 | 0 | 0 | 0 | 0 | 0 | 0 | 0 | 0 | 0 | 0 | 0 | 0 | 0 | 0 | 0 | 0 | 0 | 0 | 0 | 0 | 0 | 0 | 0 | 0 | 0 | 0 | 0 | 0 | 0 | 0 | 0 | 0 | 0 | 0 | 0 | 0 | 0 | 0 | 0 | 0 | 0 | 0 | 0 | 0 | 0 | 0 | 0 | 0 | 0 | 0 | 0 | 0 | 0 | 0 | 0 | 0 | 0 | 0 | 0 | 0 | 0 | 0 | 0 | 0.01296% | 0 | 0 | 0 | 0 | 0 | 0 | 0 | 0 | 0 | 0 | 0 | 0 | 0 | 0 | 0 | 0 | 0 | 0 | 0 | 0 | 0 | 0 | 0 | 0
| IND-Lighting-7P_V2 | M_Input | Council 7th Plan | 2020 | Retro | 2022 | 2045 | PSE | Industrial | Paper | Electric | Per Region | NA | NA | Paper Kraft: Efficient Agitator | Paper Kraft: Efficient Agitator | 0 | 10 | 0 | 0 | I-All-Other-Shift3-All-All-S | 0 | 0 | 0 | 0 | 0 | 0 | 0 | 0 | 0 | 0 | 0 | 0 | Comm Flat | Kraft: Efficient Agitator | Kraft: Efficient Agitator | IndShift3 | 0.01266% | 100% | 0% | 1 | 1 | 100% | 10% | 85% | 6.8% | 0.2% | 0 | 0 | 0 | 0 | 0 | 0 | 0 | 0 | 0 |  | 0 | 0 | 0 | 01. ($9,999.000) to $0.028 | 1 | 0 | 01. ($9,999.00) to $0.22 | 1 | 0.085 | 0.085 | 0.085 | 0.085 | 0.085 | 0.085 | 0.085 | 0.085 | 0.085 | 0.085 | 0 | 0 | 0 | 0 | 0 | 0 | 0 | 0 | 0 | 0 | 0 | 0 | 0 | 0 | 0 | 0 | 0 | 0 | 0 | 0 | 0 | 0 | 0 | 0 | 0 | 0 | 0 | 0 | 0 | 0 | 0 | 0 | 0 | 0 | 0 | 0 | 0 | 0 | 0 | 0 | 0 | 0 | 0 | 0 | 0 | 0 | 0 | 0 | 0 | 0 | 0 | 0 | 0 | 0 | 0 | 0 | 0 | 0 | 0 | 0 | 0 | 0 | 0 | 0 | 0 | 0 | 0 | 0 | 0 | 0 | 0 | 0 | 0 | 0 | 0 | 0 | 0 | 0 | 0 | 0 | 0 | 0 | 0 | 0 | 0 | 0 | 0 | 0 | 0 | 0 | 0 | 0 | 0 | 0 | 0 | 0 | 0 | 0 | 0 | 0 | 0 | 0 | 0 | 0 | 0 | 0 | 0 | 0 | 0 | 0 | 0 | 0 | 0 | 0 | 0 | 0 | 0 | 0 | 0 | 0 | 0 | 0 | 0 | 0 | 0 | 0 | 0 | 0 | 0 | 0 | 0 | 0 | 0 | 0 | 0 | 0 | 0 | 0 | 0 | 0 | 0 | 0 | 0 | 0 | 0 | 0 | 0 | 0 | 0 | 0 | 0 | 0 | 0 | 0 | 0 | 0 | 0 | 0 | 0 | 0 | 0 | 0 | 0 | 0 | 0 | 0 | 0 | 0 | 0 | 0 | 0 | 0 | 0 | 0 | 0 | 0 | 0 | 0 | 0 | 0 | 0 | 0 | 0 | 0 | 0 | 0 | 0 | 0 | 0 | 0 | 0 | 0 | 0 | 0.01296% | 0 | 0 | 0 | 0 | 0 | 0 | 0 | 0 | 0 | 0 | 0 | 0 | 0 | 0 | 0 | 0 | 0 | 0 | 0 | 0 | 0 | 0 | 0 | 0
| IND-Lighting-7P_V2 | M_Input | Council 7th Plan | 2020 | Retro | 2022 | 2045 | PSE | Industrial | Paper | Electric | Per Region | NA | NA | Paper Paper: Efficient Pulp Screen | Paper Paper: Efficient Pulp Screen | 30985.2865 | 10 | 7002.651 | 0 | I-All-Other-Shift3-All-All-S | 0 | 0 | 0 | 0 | 0 | 0 | 0 | 0 | 0 | 0 | 0 | 0 | Comm Flat | : Efficient Pulp Screen | : Efficient Pulp Screen | IndShift3 | 0.01266% | 100% | 0% | 1 | 1 | 100% | 10% | 85% | 6.8% | 0.2% | 14486.2745 | 577.4226 | 1506.3697 | 11592.6815 | 0 | 0 | 0 | 10909.4194 | 0 |  | 0.030161 | 0 | 0.030161 | 02. $0.028 to $0.055 | 1 | 0 | 01. ($9,999.00) to $0.22 | 1 | 0.085 | 0.085 | 0.085 | 0.085 | 0.085 | 0.085 | 0.085 | 0.085 | 0.085 | 0.085 | 0 | 0 | 0 | 0 | 0 | 0 | 0 | 0 | 0 | 0 | 0 | 0 | 0 | 0 | 2633.7494 | 2681.2193 | 2688.3691 | 2659.0535 | 2642.6191 | 2630.705 | 2631.7025 | 2613.5076 | 2610.0671 | 2603.4265 | 0 | 0 | 0 | 0 | 0 | 0 | 0 | 0 | 0 | 0 | 0 | 0 | 0 | 0 | 26394.419 | 2633.7494 | 5314.9686 | 8003.3377 | 10662.3912 | 13305.0103 | 15935.7153 | 18567.4179 | 21180.9255 | 23790.9925 | 26394.419 | 26394.419 | 26394.419 | 26394.419 | 26394.419 | 26394.419 | 26394.419 | 26394.419 | 26394.419 | 26394.419 | 26394.419 | 26394.419 | 26394.419 | 26394.419 | 26394.419 | 0 | 0 | 0 | 0 | 0 | 0 | 0 | 0 | 0 | 0 | 0 | 0 | 0 | 0 | 0 | 0 | 0 | 0 | 0 | 0 | 0 | 0 | 0 | 0 | 0 | 0 | 0 | 0 | 0 | 0 | 0 | 0 | 0 | 0 | 0 | 0 | 0 | 0 | 0 | 0 | 0 | 0 | 0 | 0 | 0 | 0 | 0 | 0 | 0 | 0 | 0 | 0 | 0 | 0 | 0 | 0 | 0 | 0 | 0 | 0 | 0 | 0.33342 | 0.67286 | 1.0132 | 1.3498 | 1.6844 | 2.0174 | 2.3506 | 2.6814 | 3.0119 | 3.3414 | 3.3414 | 3.3414 | 3.3414 | 3.3414 | 3.3414 | 3.3414 | 3.3414 | 3.3414 | 3.3414 | 3.3414 | 3.3414 | 3.3414 | 3.3414 | 3.3414 | 927.3007 | 944.014 | 946.5314 | 936.2098 | 930.4235 | 926.2288 | 926.58 | 920.1739 | 918.9625 | 916.6245 | 0 | 0 | 0 | 0 | 0 | 0 | 0 | 0 | 0 | 0 | 0 | 0 | 0 | 0 | 9293.0491 | 0 | 0 | 0 | 0 | 0 | 0 | 0 | 0 | 0 | 0 | 0 | 0 | 0 | 0 | 0 | 0 | 0 | 0 | 0 | 0 | 0.01296% | 0.34126 | 0.68867 | 1.037 | 1.3815 | 1.724 | 2.0648 | 2.4058 | 2.7445 | 3.0826 | 3.42 | 3.42 | 3.42 | 3.42 | 3.42 | 3.42 | 3.42 | 3.42 | 3.42 | 3.42 | 3.42 | 3.42 | 3.42 | 3.42 | 3.42
| IND-Lighting-7P_V2 | M_Input | Council 7th Plan | 2020 | Retro | 2022 | 2045 | PSE | Industrial | Paper | Electric | Per Region | NA | NA | Paper Paper: Premium Fan | Paper Paper: Premium Fan | 38768.8572 | 10 | 8803.6542 | 0 | I-All-Other-Shift3-All-All-S | 0 | 0 | 0 | 0 | 0 | 0 | 0 | 0 | 0 | 0 | 0 | 0 | Comm Flat | : Premium Fan | : Premium Fan | IndShift3 | 0.01266% | 100% | 0% | 1 | 1 | 100% | 10% | 85% | 6.8% | 0.2% | 18125.2579 | 722.4724 | 1884.773 | 14574.189 | 0 | 0 | 0 | 13727.6744 | 0 |  | 0.030333 | 0 | 0.030333 | 02. $0.028 to $0.055 | 1 | 0 | 01. ($9,999.00) to $0.22 | 1 | 0.085 | 0.085 | 0.085 | 0.085 | 0.085 | 0.085 | 0.085 | 0.085 | 0.085 | 0.085 | 0 | 0 | 0 | 0 | 0 | 0 | 0 | 0 | 0 | 0 | 0 | 0 | 0 | 0 | 3295.3529 | 3354.7473 | 3363.6932 | 3327.0135 | 3306.4507 | 3291.5438 | 3292.7919 | 3270.0264 | 3265.7215 | 3257.4128 | 0 | 0 | 0 | 0 | 0 | 0 | 0 | 0 | 0 | 0 | 0 | 0 | 0 | 0 | 33024.7539 | 3295.3529 | 6650.1002 | 10013.7934 | 13340.8069 | 16647.2576 | 19938.8014 | 23231.5932 | 26501.6196 | 29767.3411 | 33024.7539 | 33024.7539 | 33024.7539 | 33024.7539 | 33024.7539 | 33024.7539 | 33024.7539 | 33024.7539 | 33024.7539 | 33024.7539 | 33024.7539 | 33024.7539 | 33024.7539 | 33024.7539 | 33024.7539 | 0 | 0 | 0 | 0 | 0 | 0 | 0 | 0 | 0 | 0 | 0 | 0 | 0 | 0 | 0 | 0 | 0 | 0 | 0 | 0 | 0 | 0 | 0 | 0 | 0 | 0 | 0 | 0 | 0 | 0 | 0 | 0 | 0 | 0 | 0 | 0 | 0 | 0 | 0 | 0 | 0 | 0 | 0 | 0 | 0 | 0 | 0 | 0 | 0 | 0 | 0 | 0 | 0 | 0 | 0 | 0 | 0 | 0 | 0 | 0 | 0 | 0.41718 | 0.84188 | 1.2677 | 1.6889 | 2.1075 | 2.5242 | 2.941 | 3.355 | 3.7684 | 4.1808 | 4.1808 | 4.1808 | 4.1808 | 4.1808 | 4.1808 | 4.1808 | 4.1808 | 4.1808 | 4.1808 | 4.1808 | 4.1808 | 4.1808 | 4.1808 | 4.1808 | 1166.8523 | 1187.8833 | 1191.051 | 1178.063 | 1170.782 | 1165.5036 | 1165.9455 | 1157.8845 | 1156.3602 | 1153.4181 | 0 | 0 | 0 | 0 | 0 | 0 | 0 | 0 | 0 | 0 | 0 | 0 | 0 | 0 | 11693.7434 | 0 | 0 | 0 | 0 | 0 | 0 | 0 | 0 | 0 | 0 | 0 | 0 | 0 | 0 | 0 | 0 | 0 | 0 | 0 | 0 | 0.01296% | 0.42699 | 0.86167 | 1.2975 | 1.7286 | 2.157 | 2.5835 | 3.0102 | 3.4339 | 3.857 | 4.2791 | 4.2791 | 4.2791 | 4.2791 | 4.2791 | 4.2791 | 4.2791 | 4.2791 | 4.2791 | 4.2791 | 4.2791 | 4.2791 | 4.2791 | 4.2791 | 4.2791
| IND-Lighting-7P_V2 | M_Input | Council 7th Plan | 2020 | Retro | 2022 | 2045 | PSE | Industrial | Paper | Electric | Per Region | NA | NA | Paper Paper: Material Handling | Paper Paper: Material Handling | 7432.3037 | 10 | 9286.1357 | 0 | I-All-Other-Shift3-All-All-S | 0 | 0 | 0 | 0 | 0 | 0 | 0 | 0 | 0 | 0 | 0 | 0 | Comm Flat | : Material Handling | : Material Handling | SIC24 | 0.01335% | 100% | 0% | 1 | 1 | 100% | 10% | 85% | 6.8% | 0.2% | 3474.7586 | 146.0733 | 362.0832 | 15372.9229 | 0 | 0 | 0 | 16721.9936 | 0 |  | 0.19274 | 0 | 0.19274 | 11. $0.175 to $0.200 | 1 | 0 | 01. ($9,999.00) to $0.22 | 1 | 0.085 | 0.085 | 0.085 | 0.085 | 0.085 | 0.085 | 0.085 | 0.085 | 0.085 | 0.085 | 0 | 0 | 0 | 0 | 0 | 0 | 0 | 0 | 0 | 0 | 0 | 0 | 0 | 0 | 631.7458 | 643.1322 | 644.8472 | 637.8154 | 633.8734 | 631.0156 | 631.2549 | 626.8905 | 626.0652 | 624.4724 | 0 | 0 | 0 | 0 | 0 | 0 | 0 | 0 | 0 | 0 | 0 | 0 | 0 | 0 | 6331.1126 | 631.7458 | 1274.878 | 1919.7252 | 2557.5407 | 3191.414 | 3822.4296 | 4453.6844 | 5080.575 | 5706.6402 | 6331.1126 | 6331.1126 | 6331.1126 | 6331.1126 | 6331.1126 | 6331.1126 | 6331.1126 | 6331.1126 | 6331.1126 | 6331.1126 | 6331.1126 | 6331.1126 | 6331.1126 | 6331.1126 | 6331.1126 | 0 | 0 | 0 | 0 | 0 | 0 | 0 | 0 | 0 | 0 | 0 | 0 | 0 | 0 | 0 | 0 | 0 | 0 | 0 | 0 | 0 | 0 | 0 | 0 | 0 | 0 | 0 | 0 | 0 | 0 | 0 | 0 | 0 | 0 | 0 | 0 | 0 | 0 | 0 | 0 | 0 | 0 | 0 | 0 | 0 | 0 | 0 | 0 | 0 | 0 | 0 | 0 | 0 | 0 | 0 | 0 | 0 | 0 | 0 | 0 | 0 | 0.084348 | 0.17022 | 0.25631 | 0.34147 | 0.4261 | 0.51035 | 0.59463 | 0.67833 | 0.76192 | 0.8453 | 0.8453 | 0.8453 | 0.8453 | 0.8453 | 0.8453 | 0.8453 | 0.8453 | 0.8453 | 0.8453 | 0.8453 | 0.8453 | 0.8453 | 0.8453 | 0.8453 | 1421.3695 | 1446.9878 | 1450.8464 | 1435.0255 | 1426.1562 | 1419.7265 | 1420.2648 | 1410.4455 | 1408.5887 | 1405.0049 | 0 | 0 | 0 | 0 | 0 | 0 | 0 | 0 | 0 | 0 | 0 | 0 | 0 | 0 | 14244.4159 | 0 | 0 | 0 | 0 | 0 | 0 | 0 | 0 | 0 | 0 | 0 | 0 | 0 | 0 | 0 | 0 | 0 | 0 | 0 | 0 | 0.01209% | 0.076377 | 0.15413 | 0.23209 | 0.3092 | 0.38584 | 0.46212 | 0.53844 | 0.61423 | 0.68992 | 0.76542 | 0.76542 | 0.76542 | 0.76542 | 0.76542 | 0.76542 | 0.76542 | 0.76542 | 0.76542 | 0.76542 | 0.76542 | 0.76542 | 0.76542 | 0.76542 | 0.76542
| IND-Lighting-7P_V2 | M_Input | Council 7th Plan | 2020 | Retro | 2022 | 2045 | PSE | Industrial | Paper | Electric | Per Region | NA | NA | Paper Paper: Large Material Handling | Paper Paper: Large Material Handling | 5415.6116 | 10 | 8254.3429 | 0 | I-All-Other-Shift3-All-All-S | 0 | 0 | 0 | 0 | 0 | 0 | 0 | 0 | 0 | 0 | 0 | 0 | Comm Flat | : Large Material Handling | : Large Material Handling | SIC24 | 0.01335% | 100% | 0% | 1 | 1 | 100% | 10% | 85% | 6.8% | 0.2% | 2531.9126 | 106.4375 | 263.835 | 13664.8204 | 0 | 0 | 0 | 14945.4164 | 0 |  | 0.23641 | 0 | 0.23641 | 13. $0.225 to $99,999.000 | 1 | 0 | 01. ($9,999.00) to $0.22 | 1 | 0.085 | 0.085 | 0.085 | 0.085 | 0.085 | 0.085 | 0.085 | 0.085 | 0.085 | 0.085 | 0 | 0 | 0 | 0 | 0 | 0 | 0 | 0 | 0 | 0 | 0 | 0 | 0 | 0 | 460.327 | 468.6238 | 469.8734 | 464.7496 | 461.8772 | 459.7949 | 459.9692 | 456.7891 | 456.1878 | 455.0271 | 0 | 0 | 0 | 0 | 0 | 0 | 0 | 0 | 0 | 0 | 0 | 0 | 0 | 0 | 4613.2193 | 460.327 | 928.9508 | 1398.8242 | 1863.5738 | 2325.4511 | 2785.246 | 3245.2152 | 3702.0044 | 4158.1921 | 4613.2193 | 4613.2193 | 4613.2193 | 4613.2193 | 4613.2193 | 4613.2193 | 4613.2193 | 4613.2193 | 4613.2193 | 4613.2193 | 4613.2193 | 4613.2193 | 4613.2193 | 4613.2193 | 4613.2193 | 0 | 0 | 0 | 0 | 0 | 0 | 0 | 0 | 0 | 0 | 0 | 0 | 0 | 0 | 0 | 0 | 0 | 0 | 0 | 0 | 0 | 0 | 0 | 0 | 0 | 0 | 0 | 0 | 0 | 0 | 0 | 0 | 0 | 0 | 0 | 0 | 0 | 0 | 0 | 0 | 0 | 0 | 0 | 0 | 0 | 0 | 0 | 0 | 0 | 0 | 0 | 0 | 0 | 0 | 0 | 0 | 0 | 0 | 0 | 0 | 0 | 0.061461 | 0.12403 | 0.18676 | 0.24882 | 0.31048 | 0.37187 | 0.43329 | 0.49427 | 0.55518 | 0.61593 | 0.61593 | 0.61593 | 0.61593 | 0.61593 | 0.61593 | 0.61593 | 0.61593 | 0.61593 | 0.61593 | 0.61593 | 0.61593 | 0.61593 | 0.61593 | 0.61593 | 1270.3604 | 1293.257 | 1296.7056 | 1282.5656 | 1274.6386 | 1268.892 | 1269.3731 | 1260.597 | 1258.9375 | 1255.7345 | 0 | 0 | 0 | 0 | 0 | 0 | 0 | 0 | 0 | 0 | 0 | 0 | 0 | 0 | 12731.0613 | 0 | 0 | 0 | 0 | 0 | 0 | 0 | 0 | 0 | 0 | 0 | 0 | 0 | 0 | 0 | 0 | 0 | 0 | 0 | 0 | 0.01209% | 0.055653 | 0.11231 | 0.16912 | 0.2253 | 0.28114 | 0.33673 | 0.39234 | 0.44756 | 0.50272 | 0.55773 | 0.55773 | 0.55773 | 0.55773 | 0.55773 | 0.55773 | 0.55773 | 0.55773 | 0.55773 | 0.55773 | 0.55773 | 0.55773 | 0.55773 | 0.55773 | 0.55773
| IND-Lighting-7P_V2 | M_Input | Council 7th Plan | 2020 | Retro | 2022 | 2045 | PSE | Industrial | Paper | Electric | Per Region | NA | NA | Paper Paper: Premium Control Large Material | Paper Paper: Premium Control Large Material | 14283.7755 | 10 | 9079.7771 | 0 | I-All-Other-Shift3-All-All-S | 0 | 0 | 0 | 0 | 0 | 0 | 0 | 0 | 0 | 0 | 0 | 0 | Comm Flat | : Premium Control Large Material | : Premium Control Large Material | IndShift3 | 0.01266% | 100% | 0% | 1 | 1 | 100% | 10% | 85% | 6.8% | 0.2% | 6677.9661 | 266.1836 | 694.415 | 15031.3024 | 0 | 0 | 0 | 15886.6593 | 0 |  | 0.095277 | 0 | 0.095277 | 07. $0.085 to $0.115 | 1 | 0 | 01. ($9,999.00) to $0.22 | 0 | 0.085 | 0.085 | 0.085 | 0.085 | 0.085 | 0.085 | 0.085 | 0.085 | 0.085 | 0.085 | 0 | 0 | 0 | 0 | 0 | 0 | 0 | 0 | 0 | 0 | 0 | 0 | 0 | 0 | 1214.1209 | 1236.0039 | 1239.2999 | 1225.7858 | 1218.2097 | 1212.7175 | 1213.1774 | 1204.7898 | 1203.2037 | 1200.1425 | 0 | 0 | 0 | 0 | 0 | 0 | 0 | 0 | 0 | 0 | 0 | 0 | 0 | 0 | 12167.451 | 1214.1209 | 2450.1248 | 3689.4246 | 4915.2104 | 6133.4201 | 7346.1377 | 8559.315 | 9764.1048 | 10967.3085 | 12167.451 | 12167.451 | 12167.451 | 12167.451 | 12167.451 | 12167.451 | 12167.451 | 12167.451 | 12167.451 | 12167.451 | 12167.451 | 12167.451 | 12167.451 | 12167.451 | 12167.451 | 0 | 0 | 0 | 0 | 0 | 0 | 0 | 0 | 0 | 0 | 0 | 0 | 0 | 0 | 0 | 0 | 0 | 0 | 0 | 0 | 0 | 0 | 0 | 0 | 0 | 0 | 0 | 0 | 0 | 0 | 0 | 0 | 0 | 0 | 0 | 0 | 0 | 0 | 0 | 0 | 0 | 0 | 0 | 0 | 0 | 0 | 0 | 0 | 0 | 0 | 0 | 0 | 0 | 0 | 0 | 0 | 0 | 0 | 0 | 0 | 0 | 0.1537 | 0.31018 | 0.46707 | 0.62225 | 0.77647 | 0.92999 | 1.0836 | 1.2361 | 1.3884 | 1.5404 | 1.5404 | 1.5404 | 1.5404 | 1.5404 | 1.5404 | 1.5404 | 1.5404 | 1.5404 | 1.5404 | 1.5404 | 1.5404 | 1.5404 | 1.5404 | 1.5404 | 1350.366 | 1374.7046 | 1378.3705 | 1363.3399 | 1354.9137 | 1348.8052 | 1349.3166 | 1339.9878 | 1338.2237 | 1334.819 | 0 | 0 | 0 | 0 | 0 | 0 | 0 | 0 | 0 | 0 | 0 | 0 | 0 | 0 | 13532.847 | 0 | 0 | 0 | 0 | 0 | 0 | 0 | 0 | 0 | 0 | 0 | 0 | 0 | 0 | 0 | 0 | 0 | 0 | 0 | 0 | 0.01296% | 0.15732 | 0.31747 | 0.47805 | 0.63687 | 0.79472 | 0.95185 | 1.109 | 1.2652 | 1.4211 | 1.5766 | 1.5766 | 1.5766 | 1.5766 | 1.5766 | 1.5766 | 1.5766 | 1.5766 | 1.5766 | 1.5766 | 1.5766 | 1.5766 | 1.5766 | 1.5766 | 1.5766
| IND-Lighting-7P_V2 | M_Input | Council 7th Plan | 2020 | Retro | 2022 | 2045 | PSE | Industrial | Paper | Electric | Per Region | NA | NA | Paper Material Handling1 | Paper Material Handling1 | 0 | 10 | 0 | 0 | I-SIC24-Proc-All-All-All-E | 0 | 0 | 0 | 0 | 0 | 0 | 0 | 0 | 0 | 0 | 0 | 0 | Comm Flat | Material Handling1 | Material Handling1 | SIC24 | 0.01335% | 100% | 0% | 1 | 1 | 100% | 10% | 85% | 6.8% | 0.2% | 0 | 0 | 0 | 0 | 0 | 0 | 0 | 0 | 0 |  | 0 | 0 | 0 | 01. ($9,999.000) to $0.028 | 1 | 0 | 01. ($9,999.00) to $0.22 | 0 | 0.085 | 0.085 | 0.085 | 0.085 | 0.085 | 0.085 | 0.085 | 0.085 | 0.085 | 0.085 | 0 | 0 | 0 | 0 | 0 | 0 | 0 | 0 | 0 | 0 | 0 | 0 | 0 | 0 | 0 | 0 | 0 | 0 | 0 | 0 | 0 | 0 | 0 | 0 | 0 | 0 | 0 | 0 | 0 | 0 | 0 | 0 | 0 | 0 | 0 | 0 | 0 | 0 | 0 | 0 | 0 | 0 | 0 | 0 | 0 | 0 | 0 | 0 | 0 | 0 | 0 | 0 | 0 | 0 | 0 | 0 | 0 | 0 | 0 | 0 | 0 | 0 | 0 | 0 | 0 | 0 | 0 | 0 | 0 | 0 | 0 | 0 | 0 | 0 | 0 | 0 | 0 | 0 | 0 | 0 | 0 | 0 | 0 | 0 | 0 | 0 | 0 | 0 | 0 | 0 | 0 | 0 | 0 | 0 | 0 | 0 | 0 | 0 | 0 | 0 | 0 | 0 | 0 | 0 | 0 | 0 | 0 | 0 | 0 | 0 | 0 | 0 | 0 | 0 | 0 | 0 | 0 | 0 | 0 | 0 | 0 | 0 | 0 | 0 | 0 | 0 | 0 | 0 | 0 | 0 | 0 | 0 | 0 | 0 | 0 | 0 | 0 | 0 | 0 | 0 | 0 | 0 | 0 | 0 | 0 | 0 | 0 | 0 | 0 | 0 | 0 | 0 | 0 | 0 | 0 | 0 | 0 | 0 | 0 | 0 | 0 | 0 | 0 | 0 | 0 | 0 | 0 | 0 | 0 | 0 | 0 | 0 | 0 | 0 | 0 | 0 | 0 | 0 | 0 | 0 | 0 | 0 | 0 | 0 | 0 | 0 | 0 | 0 | 0 | 0 | 0 | 0 | 0 | 0.01209% | 0 | 0 | 0 | 0 | 0 | 0 | 0 | 0 | 0 | 0 | 0 | 0 | 0 | 0 | 0 | 0 | 0 | 0 | 0 | 0 | 0 | 0 | 0 | 0
| IND-Lighting-7P_V2 | M_Input | Council 7th Plan | 2020 | Retro | 2022 | 2045 | PSE | Industrial | Paper | Electric | Per Region | NA | NA | Paper Material Handling2 | Paper Material Handling2 | 13513.8056 | 10 | 9379.2196 | 0 | I-SIC24-Proc-All-All-All-E | 0 | 0 | 0 | 0 | 0 | 0 | 0 | 0 | 0 | 0 | 0 | 0 | Comm Flat | Material Handling2 | Material Handling2 | SIC24 | 0.01335% | 100% | 0% | 1 | 1 | 100% | 10% | 85% | 6.8% | 0.2% | 6317.9889 | 265.5981 | 658.3587 | 15527.0206 | 0 | 0 | 0 | 16478.9077 | 0 |  | 0.10446 | 0 | 0.10446 | 07. $0.085 to $0.115 | 1 | 0 | 01. ($9,999.00) to $0.22 | 1 | 0.085 | 0.085 | 0.085 | 0.085 | 0.085 | 0.085 | 0.085 | 0.085 | 0.085 | 0.085 | 0 | 0 | 0 | 0 | 0 | 0 | 0 | 0 | 0 | 0 | 0 | 0 | 0 | 0 | 1148.6735 | 1169.3768 | 1172.4951 | 1159.7095 | 1152.5419 | 1147.3457 | 1147.7808 | 1139.8453 | 1138.3448 | 1135.4486 | 0 | 0 | 0 | 0 | 0 | 0 | 0 | 0 | 0 | 0 | 0 | 0 | 0 | 0 | 11511.562 | 1148.6735 | 2318.0503 | 3490.5454 | 4650.255 | 5802.7968 | 6950.1426 | 8097.9233 | 9237.7687 | 10376.1134 | 11511.562 | 11511.562 | 11511.562 | 11511.562 | 11511.562 | 11511.562 | 11511.562 | 11511.562 | 11511.562 | 11511.562 | 11511.562 | 11511.562 | 11511.562 | 11511.562 | 11511.562 | 0 | 0 | 0 | 0 | 0 | 0 | 0 | 0 | 0 | 0 | 0 | 0 | 0 | 0 | 0 | 0 | 0 | 0 | 0 | 0 | 0 | 0 | 0 | 0 | 0 | 0 | 0 | 0 | 0 | 0 | 0 | 0 | 0 | 0 | 0 | 0 | 0 | 0 | 0 | 0 | 0 | 0 | 0 | 0 | 0 | 0 | 0 | 0 | 0 | 0 | 0 | 0 | 0 | 0 | 0 | 0 | 0 | 0 | 0 | 0 | 0 | 0.15337 | 0.30949 | 0.46604 | 0.62088 | 0.77476 | 0.92795 | 1.0812 | 1.2334 | 1.3854 | 1.537 | 1.537 | 1.537 | 1.537 | 1.537 | 1.537 | 1.537 | 1.537 | 1.537 | 1.537 | 1.537 | 1.537 | 1.537 | 1.537 | 1.537 | 1400.7072 | 1425.9531 | 1429.7556 | 1414.1647 | 1405.4243 | 1399.0881 | 1399.6186 | 1389.942 | 1388.1122 | 1384.5805 | 0 | 0 | 0 | 0 | 0 | 0 | 0 | 0 | 0 | 0 | 0 | 0 | 0 | 0 | 14037.3462 | 0 | 0 | 0 | 0 | 0 | 0 | 0 | 0 | 0 | 0 | 0 | 0 | 0 | 0 | 0 | 0 | 0 | 0 | 0 | 0 | 0.01209% | 0.13887 | 0.28025 | 0.422 | 0.56221 | 0.70155 | 0.84026 | 0.97902 | 1.1168 | 1.2545 | 1.3917 | 1.3917 | 1.3917 | 1.3917 | 1.3917 | 1.3917 | 1.3917 | 1.3917 | 1.3917 | 1.3917 | 1.3917 | 1.3917 | 1.3917 | 1.3917 | 1.3917
| IND-Lighting-7P_V2 | M_Input | Council 7th Plan | 2020 | Retro | 2022 | 2045 | PSE | Industrial | Paper | Electric | Per Region | NA | NA | Paper Material Handling VFD1 | Paper Material Handling VFD1 | 0 | 10 | 0 | 0 | I-SIC24-Proc-All-All-All-E | 0 | 0 | 0 | 0 | 0 | 0 | 0 | 0 | 0 | 0 | 0 | 0 | Comm Flat | Material Handling VFD1 | Material Handling VFD1 | SIC24 | 0.01335% | 100% | 0% | 1 | 1 | 100% | 10% | 85% | 6.8% | 0.2% | 0 | 0 | 0 | 0 | 0 | 0 | 0 | 0 | 0 |  | 0 | 0 | 0 | 01. ($9,999.000) to $0.028 | 1 | 0 | 01. ($9,999.00) to $0.22 | 1 | 0.085 | 0.085 | 0.085 | 0.085 | 0.085 | 0.085 | 0.085 | 0.085 | 0.085 | 0.085 | 0 | 0 | 0 | 0 | 0 | 0 | 0 | 0 | 0 | 0 | 0 | 0 | 0 | 0 | 0 | 0 | 0 | 0 | 0 | 0 | 0 | 0 | 0 | 0 | 0 | 0 | 0 | 0 | 0 | 0 | 0 | 0 | 0 | 0 | 0 | 0 | 0 | 0 | 0 | 0 | 0 | 0 | 0 | 0 | 0 | 0 | 0 | 0 | 0 | 0 | 0 | 0 | 0 | 0 | 0 | 0 | 0 | 0 | 0 | 0 | 0 | 0 | 0 | 0 | 0 | 0 | 0 | 0 | 0 | 0 | 0 | 0 | 0 | 0 | 0 | 0 | 0 | 0 | 0 | 0 | 0 | 0 | 0 | 0 | 0 | 0 | 0 | 0 | 0 | 0 | 0 | 0 | 0 | 0 | 0 | 0 | 0 | 0 | 0 | 0 | 0 | 0 | 0 | 0 | 0 | 0 | 0 | 0 | 0 | 0 | 0 | 0 | 0 | 0 | 0 | 0 | 0 | 0 | 0 | 0 | 0 | 0 | 0 | 0 | 0 | 0 | 0 | 0 | 0 | 0 | 0 | 0 | 0 | 0 | 0 | 0 | 0 | 0 | 0 | 0 | 0 | 0 | 0 | 0 | 0 | 0 | 0 | 0 | 0 | 0 | 0 | 0 | 0 | 0 | 0 | 0 | 0 | 0 | 0 | 0 | 0 | 0 | 0 | 0 | 0 | 0 | 0 | 0 | 0 | 0 | 0 | 0 | 0 | 0 | 0 | 0 | 0 | 0 | 0 | 0 | 0 | 0 | 0 | 0 | 0 | 0 | 0 | 0 | 0 | 0 | 0 | 0 | 0 | 0.01209% | 0 | 0 | 0 | 0 | 0 | 0 | 0 | 0 | 0 | 0 | 0 | 0 | 0 | 0 | 0 | 0 | 0 | 0 | 0 | 0 | 0 | 0 | 0 | 0
| IND-Lighting-7P_V2 | M_Input | Council 7th Plan | 2020 | Retro | 2022 | 2045 | PSE | Industrial | Paper | Electric | Per Region | NA | NA | Paper Material Handling VFD2 | Paper Material Handling VFD2 | 57661.9059 | 10 | 22510.1271 | 0 | I-SIC24-Proc-All-All-All-E | 0 | 0 | 0 | 0 | 0 | 0 | 0 | 0 | 0 | 0 | 0 | 0 | Comm Flat | Material Handling VFD2 | Material Handling VFD2 | SIC24 | 0.01335% | 100% | 0% | 1 | 1 | 100% | 10% | 85% | 6.8% | 0.2% | 26958.1564 | 1133.2775 | 2809.1434 | 37264.8494 | 0 | 0 | 0 | 37824.4539 | 0 |  | 0.056193 | 0 | 0.056193 | 03. $0.055 to $0.062 | 0 | 0 | 01. ($9,999.00) to $0.22 | 1 | 0.085 | 0.085 | 0.085 | 0.085 | 0.085 | 0.085 | 0.085 | 0.085 | 0.085 | 0.085 | 0 | 0 | 0 | 0 | 0 | 0 | 0 | 0 | 0 | 0 | 0 | 0 | 0 | 0 | 4901.262 | 4989.6009 | 5002.9064 | 4948.3516 | 4917.7681 | 4895.5967 | 4897.453 | 4863.5932 | 4857.1906 | 4844.8328 | 0 | 0 | 0 | 0 | 0 | 0 | 0 | 0 | 0 | 0 | 0 | 0 | 0 | 0 | 49118.5552 | 4901.262 | 9890.8629 | 14893.7693 | 19842.1209 | 24759.8889 | 29655.4856 | 34552.9386 | 39416.5318 | 44273.7224 | 49118.5552 | 49118.5552 | 49118.5552 | 49118.5552 | 49118.5552 | 49118.5552 | 49118.5552 | 49118.5552 | 49118.5552 | 49118.5552 | 49118.5552 | 49118.5552 | 49118.5552 | 49118.5552 | 49118.5552 | 0 | 0 | 0 | 0 | 0 | 0 | 0 | 0 | 0 | 0 | 0 | 0 | 0 | 0 | 0 | 0 | 0 | 0 | 0 | 0 | 0 | 0 | 0 | 0 | 0 | 0 | 0 | 0 | 0 | 0 | 0 | 0 | 0 | 0 | 0 | 0 | 0 | 0 | 0 | 0 | 0 | 0 | 0 | 0 | 0 | 0 | 0 | 0 | 0 | 0 | 0 | 0 | 0 | 0 | 0 | 0 | 0 | 0 | 0 | 0 | 0 | 0.65439 | 1.3206 | 1.9885 | 2.6492 | 3.3058 | 3.9595 | 4.6133 | 5.2627 | 5.9112 | 6.5581 | 6.5581 | 6.5581 | 6.5581 | 6.5581 | 6.5581 | 6.5581 | 6.5581 | 6.5581 | 6.5581 | 6.5581 | 6.5581 | 6.5581 | 6.5581 | 6.5581 | 3215.0786 | 3273.0262 | 3281.7542 | 3245.9679 | 3225.906 | 3211.3623 | 3212.58 | 3190.369 | 3186.169 | 3178.0627 | 0 | 0 | 0 | 0 | 0 | 0 | 0 | 0 | 0 | 0 | 0 | 0 | 0 | 0 | 32220.276 | 0 | 0 | 0 | 0 | 0 | 0 | 0 | 0 | 0 | 0 | 0 | 0 | 0 | 0 | 0 | 0 | 0 | 0 | 0 | 0 | 0.01209% | 0.59255 | 1.1958 | 1.8006 | 2.3989 | 2.9934 | 3.5853 | 4.1774 | 4.7654 | 5.3526 | 5.9383 | 5.9383 | 5.9383 | 5.9383 | 5.9383 | 5.9383 | 5.9383 | 5.9383 | 5.9383 | 5.9383 | 5.9383 | 5.9383 | 5.9383 | 5.9383 | 5.9383
| IND-Lighting-7P_V2 | M_Input | Council 7th Plan | 2020 | Retro | 2022 | 2045 | PSE | Industrial | Paper | Electric | Per Region | NA | NA | Paper Wood: Replace Pneumatic Conveyor | Paper Wood: Replace Pneumatic Conveyor | 0 | 10 | 0 | 0 | I-SIC24-Proc-All-All-All-E | 0 | 0 | 0 | 0 | 0 | 0 | 0 | 0 | 0 | 0 | 0 | 0 | Comm Flat | Wood: Replace Pneumatic Conveyor | Wood: Replace Pneumatic Conveyor | SIC24 | 0.01335% | 100% | 0% | 1 | 1 | 100% | 10% | 85% | 6.8% | 0.2% | 0 | 0 | 0 | 0 | 0 | 0 | 0 | 0 | 0 |  | 0 | 0 | 0 | 01. ($9,999.000) to $0.028 | 0 | 0 | 01. ($9,999.00) to $0.22 | 1 | 0.085 | 0.085 | 0.085 | 0.085 | 0.085 | 0.085 | 0.085 | 0.085 | 0.085 | 0.085 | 0 | 0 | 0 | 0 | 0 | 0 | 0 | 0 | 0 | 0 | 0 | 0 | 0 | 0 | 0 | 0 | 0 | 0 | 0 | 0 | 0 | 0 | 0 | 0 | 0 | 0 | 0 | 0 | 0 | 0 | 0 | 0 | 0 | 0 | 0 | 0 | 0 | 0 | 0 | 0 | 0 | 0 | 0 | 0 | 0 | 0 | 0 | 0 | 0 | 0 | 0 | 0 | 0 | 0 | 0 | 0 | 0 | 0 | 0 | 0 | 0 | 0 | 0 | 0 | 0 | 0 | 0 | 0 | 0 | 0 | 0 | 0 | 0 | 0 | 0 | 0 | 0 | 0 | 0 | 0 | 0 | 0 | 0 | 0 | 0 | 0 | 0 | 0 | 0 | 0 | 0 | 0 | 0 | 0 | 0 | 0 | 0 | 0 | 0 | 0 | 0 | 0 | 0 | 0 | 0 | 0 | 0 | 0 | 0 | 0 | 0 | 0 | 0 | 0 | 0 | 0 | 0 | 0 | 0 | 0 | 0 | 0 | 0 | 0 | 0 | 0 | 0 | 0 | 0 | 0 | 0 | 0 | 0 | 0 | 0 | 0 | 0 | 0 | 0 | 0 | 0 | 0 | 0 | 0 | 0 | 0 | 0 | 0 | 0 | 0 | 0 | 0 | 0 | 0 | 0 | 0 | 0 | 0 | 0 | 0 | 0 | 0 | 0 | 0 | 0 | 0 | 0 | 0 | 0 | 0 | 0 | 0 | 0 | 0 | 0 | 0 | 0 | 0 | 0 | 0 | 0 | 0 | 0 | 0 | 0 | 0 | 0 | 0 | 0 | 0 | 0 | 0 | 0 | 0.01209% | 0 | 0 | 0 | 0 | 0 | 0 | 0 | 0 | 0 | 0 | 0 | 0 | 0 | 0 | 0 | 0 | 0 | 0 | 0 | 0 | 0 | 0 | 0 | 0
| IND-Lighting-7P_V2 | M_Input | Council 7th Plan | 2020 | Retro | 2022 | 2045 | PSE | Industrial | Paper | Electric | Per Region | NA | NA | Paper Panel: Hydraulic Press | Paper Panel: Hydraulic Press | 0 | 10 | 0 | 0 | I-SIC24-Proc-All-All-All-E | 0 | 0 | 0 | 0 | 0 | 0 | 0 | 0 | 0 | 0 | 0 | 0 | Comm Flat | Panel: Hydraulic Press | Panel: Hydraulic Press | SIC24 | 0.01335% | 100% | 0% | 1 | 1 | 100% | 10% | 85% | 6.8% | 0.2% | 0 | 0 | 0 | 0 | 0 | 0 | 0 | 0 | 0 |  | 0 | 0 | 0 | 01. ($9,999.000) to $0.028 | 0 | 0 | 01. ($9,999.00) to $0.22 | 1 | 0.085 | 0.085 | 0.085 | 0.085 | 0.085 | 0.085 | 0.085 | 0.085 | 0.085 | 0.085 | 0 | 0 | 0 | 0 | 0 | 0 | 0 | 0 | 0 | 0 | 0 | 0 | 0 | 0 | 0 | 0 | 0 | 0 | 0 | 0 | 0 | 0 | 0 | 0 | 0 | 0 | 0 | 0 | 0 | 0 | 0 | 0 | 0 | 0 | 0 | 0 | 0 | 0 | 0 | 0 | 0 | 0 | 0 | 0 | 0 | 0 | 0 | 0 | 0 | 0 | 0 | 0 | 0 | 0 | 0 | 0 | 0 | 0 | 0 | 0 | 0 | 0 | 0 | 0 | 0 | 0 | 0 | 0 | 0 | 0 | 0 | 0 | 0 | 0 | 0 | 0 | 0 | 0 | 0 | 0 | 0 | 0 | 0 | 0 | 0 | 0 | 0 | 0 | 0 | 0 | 0 | 0 | 0 | 0 | 0 | 0 | 0 | 0 | 0 | 0 | 0 | 0 | 0 | 0 | 0 | 0 | 0 | 0 | 0 | 0 | 0 | 0 | 0 | 0 | 0 | 0 | 0 | 0 | 0 | 0 | 0 | 0 | 0 | 0 | 0 | 0 | 0 | 0 | 0 | 0 | 0 | 0 | 0 | 0 | 0 | 0 | 0 | 0 | 0 | 0 | 0 | 0 | 0 | 0 | 0 | 0 | 0 | 0 | 0 | 0 | 0 | 0 | 0 | 0 | 0 | 0 | 0 | 0 | 0 | 0 | 0 | 0 | 0 | 0 | 0 | 0 | 0 | 0 | 0 | 0 | 0 | 0 | 0 | 0 | 0 | 0 | 0 | 0 | 0 | 0 | 0 | 0 | 0 | 0 | 0 | 0 | 0 | 0 | 0 | 0 | 0 | 0 | 0 | 0.01209% | 0 | 0 | 0 | 0 | 0 | 0 | 0 | 0 | 0 | 0 | 0 | 0 | 0 | 0 | 0 | 0 | 0 | 0 | 0 | 0 | 0 | 0 | 0 | 0
| IND-Lighting-7P_V2 | M_Input | Council 7th Plan | 2020 | Retro | 2022 | 2045 | PSE | Industrial | Paper | Electric | Per Region | NA | NA | Paper Cold Storage Retrofit | Paper Cold Storage Retrofit | 0 | 10 | 0 | 0 | C-War-Ref-All-All-All-C | 0 | 0 | 0 | 0 | 0 | 0 | 0 | 0 | 0 | 0 | 0 | 0 | Comm Flat | Cold Storage Retrofit | Cold Storage Retrofit | RefrigWarehouseGroc | 0.01247% | 100% | 0% | 1 | 1 | 100% | 10% | 85% | 6.8% | 0.2% | 0 | 0 | 0 | 0 | 0 | 0 | 0 | 0 | 0 |  | 0 | 0 | 0 | 01. ($9,999.000) to $0.028 | 0 | 0 | 01. ($9,999.00) to $0.22 | 1 | 0.085 | 0.085 | 0.085 | 0.085 | 0.085 | 0.085 | 0.085 | 0.085 | 0.085 | 0.085 | 0 | 0 | 0 | 0 | 0 | 0 | 0 | 0 | 0 | 0 | 0 | 0 | 0 | 0 | 0 | 0 | 0 | 0 | 0 | 0 | 0 | 0 | 0 | 0 | 0 | 0 | 0 | 0 | 0 | 0 | 0 | 0 | 0 | 0 | 0 | 0 | 0 | 0 | 0 | 0 | 0 | 0 | 0 | 0 | 0 | 0 | 0 | 0 | 0 | 0 | 0 | 0 | 0 | 0 | 0 | 0 | 0 | 0 | 0 | 0 | 0 | 0 | 0 | 0 | 0 | 0 | 0 | 0 | 0 | 0 | 0 | 0 | 0 | 0 | 0 | 0 | 0 | 0 | 0 | 0 | 0 | 0 | 0 | 0 | 0 | 0 | 0 | 0 | 0 | 0 | 0 | 0 | 0 | 0 | 0 | 0 | 0 | 0 | 0 | 0 | 0 | 0 | 0 | 0 | 0 | 0 | 0 | 0 | 0 | 0 | 0 | 0 | 0 | 0 | 0 | 0 | 0 | 0 | 0 | 0 | 0 | 0 | 0 | 0 | 0 | 0 | 0 | 0 | 0 | 0 | 0 | 0 | 0 | 0 | 0 | 0 | 0 | 0 | 0 | 0 | 0 | 0 | 0 | 0 | 0 | 0 | 0 | 0 | 0 | 0 | 0 | 0 | 0 | 0 | 0 | 0 | 0 | 0 | 0 | 0 | 0 | 0 | 0 | 0 | 0 | 0 | 0 | 0 | 0 | 0 | 0 | 0 | 0 | 0 | 0 | 0 | 0 | 0 | 0 | 0 | 0 | 0 | 0 | 0 | 0 | 0 | 0 | 0 | 0 | 0 | 0 | 0 | 0 | 0.01116% | 0 | 0 | 0 | 0 | 0 | 0 | 0 | 0 | 0 | 0 | 0 | 0 | 0 | 0 | 0 | 0 | 0 | 0 | 0 | 0 | 0 | 0 | 0 | 0
| IND-Lighting-7P_V2 | M_Input | Council 7th Plan | 2020 | Retro | 2022 | 2045 | PSE | Industrial | Paper | Electric | Per Region | NA | NA | Paper Cold Storage Tuneup | Paper Cold Storage Tuneup | 0 | 3 | 0 | 0 | C-War-Ref-All-All-All-C | 0 | 0 | 0 | 0 | 0 | 0 | 0 | 0 | 0 | 0 | 0 | 0 | Comm Flat | Cold Storage Tuneup | Cold Storage Tuneup | RefrigWarehouseGroc | 0.01247% | 100% | 0% | 1 | 1 | 100% | 33.33% | 85% | 6.8% | 0.2% | 0 | 0 | 0 | 0 | 0 | 0 | 0 | 0 | 0 |  | 0 | 0 | 0 | 01. ($9,999.000) to $0.028 | 0 | 0 | 01. ($9,999.00) to $0.22 | 1 | 0.085 | 0.085 | 0.085 | 0.085 | 0.085 | 0.085 | 0.085 | 0.085 | 0.085 | 0.085 | 0 | 0 | 0 | 0 | 0 | 0 | 0 | 0 | 0 | 0 | 0 | 0 | 0 | 0 | 0 | 0 | 0 | 0 | 0 | 0 | 0 | 0 | 0 | 0 | 0 | 0 | 0 | 0 | 0 | 0 | 0 | 0 | 0 | 0 | 0 | 0 | 0 | 0 | 0 | 0 | 0 | 0 | 0 | 0 | 0 | 0 | 0 | 0 | 0 | 0 | 0 | 0 | 0 | 0 | 0 | 0 | 0 | 0 | 0 | 0 | 0 | 0 | 0 | 0 | 0 | 0 | 0 | 0 | 0 | 0 | 0 | 0 | 0 | 0 | 0 | 0 | 0 | 0 | 0 | 0 | 0 | 0 | 0 | 0 | 0 | 0 | 0 | 0 | 0 | 0 | 0 | 0 | 0 | 0 | 0 | 0 | 0 | 0 | 0 | 0 | 0 | 0 | 0 | 0 | 0 | 0 | 0 | 0 | 0 | 0 | 0 | 0 | 0 | 0 | 0 | 0 | 0 | 0 | 0 | 0 | 0 | 0 | 0 | 0 | 0 | 0 | 0 | 0 | 0 | 0 | 0 | 0 | 0 | 0 | 0 | 0 | 0 | 0 | 0 | 0 | 0 | 0 | 0 | 0 | 0 | 0 | 0 | 0 | 0 | 0 | 0 | 0 | 0 | 0 | 0 | 0 | 0 | 0 | 0 | 0 | 0 | 0 | 0 | 0 | 0 | 0 | 0 | 0 | 0 | 0 | 0 | 0 | 0 | 0 | 0 | 0 | 0 | 0 | 0 | 0 | 0 | 0 | 0 | 0 | 0 | 0 | 0 | 0 | 0 | 0 | 0 | 0 | 0 | 0.01116% | 0 | 0 | 0 | 0 | 0 | 0 | 0 | 0 | 0 | 0 | 0 | 0 | 0 | 0 | 0 | 0 | 0 | 0 | 0 | 0 | 0 | 0 | 0 | 0
| IND-Lighting-7P_V2 | M_Input | Council 7th Plan | 2020 | Retro | 2022 | 2045 | PSE | Industrial | Paper | Electric | Per Region | NA | NA | Paper Fruit Storage Refer Retrofit | Paper Fruit Storage Refer Retrofit | 0 | 10 | 0 | 0 | C-War-Ref-All-All-All-C | 0 | 0 | 0 | 0 | 0 | 0 | 0 | 0 | 0 | 0 | 0 | 0 | Comm Flat | Fruit Storage Refer Retrofit | Fruit Storage Refer Retrofit | IndShift3 | 0.01266% | 100% | 0% | 1 | 1 | 100% | 10% | 85% | 6.8% | 0.2% | 0 | 0 | 0 | 0 | 0 | 0 | 0 | 0 | 0 |  | 0 | 0 | 0 | 01. ($9,999.000) to $0.028 | 0 | 0 | 01. ($9,999.00) to $0.22 | 1 | 0.085 | 0.085 | 0.085 | 0.085 | 0.085 | 0.085 | 0.085 | 0.085 | 0.085 | 0.085 | 0 | 0 | 0 | 0 | 0 | 0 | 0 | 0 | 0 | 0 | 0 | 0 | 0 | 0 | 0 | 0 | 0 | 0 | 0 | 0 | 0 | 0 | 0 | 0 | 0 | 0 | 0 | 0 | 0 | 0 | 0 | 0 | 0 | 0 | 0 | 0 | 0 | 0 | 0 | 0 | 0 | 0 | 0 | 0 | 0 | 0 | 0 | 0 | 0 | 0 | 0 | 0 | 0 | 0 | 0 | 0 | 0 | 0 | 0 | 0 | 0 | 0 | 0 | 0 | 0 | 0 | 0 | 0 | 0 | 0 | 0 | 0 | 0 | 0 | 0 | 0 | 0 | 0 | 0 | 0 | 0 | 0 | 0 | 0 | 0 | 0 | 0 | 0 | 0 | 0 | 0 | 0 | 0 | 0 | 0 | 0 | 0 | 0 | 0 | 0 | 0 | 0 | 0 | 0 | 0 | 0 | 0 | 0 | 0 | 0 | 0 | 0 | 0 | 0 | 0 | 0 | 0 | 0 | 0 | 0 | 0 | 0 | 0 | 0 | 0 | 0 | 0 | 0 | 0 | 0 | 0 | 0 | 0 | 0 | 0 | 0 | 0 | 0 | 0 | 0 | 0 | 0 | 0 | 0 | 0 | 0 | 0 | 0 | 0 | 0 | 0 | 0 | 0 | 0 | 0 | 0 | 0 | 0 | 0 | 0 | 0 | 0 | 0 | 0 | 0 | 0 | 0 | 0 | 0 | 0 | 0 | 0 | 0 | 0 | 0 | 0 | 0 | 0 | 0 | 0 | 0 | 0 | 0 | 0 | 0 | 0 | 0 | 0 | 0 | 0 | 0 | 0 | 0 | 0.01296% | 0 | 0 | 0 | 0 | 0 | 0 | 0 | 0 | 0 | 0 | 0 | 0 | 0 | 0 | 0 | 0 | 0 | 0 | 0 | 0 | 0 | 0 | 0 | 0
| IND-Lighting-7P_V2 | M_Input | Council 7th Plan | 2020 | Retro | 2022 | 2045 | PSE | Industrial | Paper | Electric | Per Region | NA | NA | Paper CA Retrofit -- CO2 Scrub | Paper CA Retrofit -- CO2 Scrub | 0 | 10 | 0 | 0 | I-All-Other-Shift3-All-All-S | 0 | 0 | 0 | 0 | 0 | 0 | 0 | 0 | 0 | 0 | 0 | 0 | Comm Flat | CA Retrofit -- CO2 Scrub | CA Retrofit -- CO2 Scrub | IndShift3 | 0.01266% | 100% | 0% | 1 | 1 | 100% | 10% | 85% | 6.8% | 0.2% | 0 | 0 | 0 | 0 | 0 | 0 | 0 | 0 | 0 |  | 0 | 0 | 0 | 01. ($9,999.000) to $0.028 | 0 | 0 | 01. ($9,999.00) to $0.22 | 1 | 0.085 | 0.085 | 0.085 | 0.085 | 0.085 | 0.085 | 0.085 | 0.085 | 0.085 | 0.085 | 0 | 0 | 0 | 0 | 0 | 0 | 0 | 0 | 0 | 0 | 0 | 0 | 0 | 0 | 0 | 0 | 0 | 0 | 0 | 0 | 0 | 0 | 0 | 0 | 0 | 0 | 0 | 0 | 0 | 0 | 0 | 0 | 0 | 0 | 0 | 0 | 0 | 0 | 0 | 0 | 0 | 0 | 0 | 0 | 0 | 0 | 0 | 0 | 0 | 0 | 0 | 0 | 0 | 0 | 0 | 0 | 0 | 0 | 0 | 0 | 0 | 0 | 0 | 0 | 0 | 0 | 0 | 0 | 0 | 0 | 0 | 0 | 0 | 0 | 0 | 0 | 0 | 0 | 0 | 0 | 0 | 0 | 0 | 0 | 0 | 0 | 0 | 0 | 0 | 0 | 0 | 0 | 0 | 0 | 0 | 0 | 0 | 0 | 0 | 0 | 0 | 0 | 0 | 0 | 0 | 0 | 0 | 0 | 0 | 0 | 0 | 0 | 0 | 0 | 0 | 0 | 0 | 0 | 0 | 0 | 0 | 0 | 0 | 0 | 0 | 0 | 0 | 0 | 0 | 0 | 0 | 0 | 0 | 0 | 0 | 0 | 0 | 0 | 0 | 0 | 0 | 0 | 0 | 0 | 0 | 0 | 0 | 0 | 0 | 0 | 0 | 0 | 0 | 0 | 0 | 0 | 0 | 0 | 0 | 0 | 0 | 0 | 0 | 0 | 0 | 0 | 0 | 0 | 0 | 0 | 0 | 0 | 0 | 0 | 0 | 0 | 0 | 0 | 0 | 0 | 0 | 0 | 0 | 0 | 0 | 0 | 0 | 0 | 0 | 0 | 0 | 0 | 0 | 0.01296% | 0 | 0 | 0 | 0 | 0 | 0 | 0 | 0 | 0 | 0 | 0 | 0 | 0 | 0 | 0 | 0 | 0 | 0 | 0 | 0 | 0 | 0 | 0 | 0
| IND-Lighting-7P_V2 | M_Input | Council 7th Plan | 2020 | Retro | 2022 | 2045 | PSE | Industrial | Paper | Electric | Per Region | NA | NA | Paper CA Retrofit -- Membrane | Paper CA Retrofit -- Membrane | 0 | 10 | 0 | 0 | I-All-Other-Shift3-All-All-S | 0 | 0 | 0 | 0 | 0 | 0 | 0 | 0 | 0 | 0 | 0 | 0 | Comm Flat | CA Retrofit -- Membrane | CA Retrofit -- Membrane | IndShift3 | 0.01266% | 100% | 0% | 1 | 1 | 100% | 10% | 85% | 6.8% | 0.2% | 0 | 0 | 0 | 0 | 0 | 0 | 0 | 0 | 0 |  | 0 | 0 | 0 | 01. ($9,999.000) to $0.028 | 0 | 0 | 01. ($9,999.00) to $0.22 | 1 | 0.085 | 0.085 | 0.085 | 0.085 | 0.085 | 0.085 | 0.085 | 0.085 | 0.085 | 0.085 | 0 | 0 | 0 | 0 | 0 | 0 | 0 | 0 | 0 | 0 | 0 | 0 | 0 | 0 | 0 | 0 | 0 | 0 | 0 | 0 | 0 | 0 | 0 | 0 | 0 | 0 | 0 | 0 | 0 | 0 | 0 | 0 | 0 | 0 | 0 | 0 | 0 | 0 | 0 | 0 | 0 | 0 | 0 | 0 | 0 | 0 | 0 | 0 | 0 | 0 | 0 | 0 | 0 | 0 | 0 | 0 | 0 | 0 | 0 | 0 | 0 | 0 | 0 | 0 | 0 | 0 | 0 | 0 | 0 | 0 | 0 | 0 | 0 | 0 | 0 | 0 | 0 | 0 | 0 | 0 | 0 | 0 | 0 | 0 | 0 | 0 | 0 | 0 | 0 | 0 | 0 | 0 | 0 | 0 | 0 | 0 | 0 | 0 | 0 | 0 | 0 | 0 | 0 | 0 | 0 | 0 | 0 | 0 | 0 | 0 | 0 | 0 | 0 | 0 | 0 | 0 | 0 | 0 | 0 | 0 | 0 | 0 | 0 | 0 | 0 | 0 | 0 | 0 | 0 | 0 | 0 | 0 | 0 | 0 | 0 | 0 | 0 | 0 | 0 | 0 | 0 | 0 | 0 | 0 | 0 | 0 | 0 | 0 | 0 | 0 | 0 | 0 | 0 | 0 | 0 | 0 | 0 | 0 | 0 | 0 | 0 | 0 | 0 | 0 | 0 | 0 | 0 | 0 | 0 | 0 | 0 | 0 | 0 | 0 | 0 | 0 | 0 | 0 | 0 | 0 | 0 | 0 | 0 | 0 | 0 | 0 | 0 | 0 | 0 | 0 | 0 | 0 | 0 | 0.01296% | 0 | 0 | 0 | 0 | 0 | 0 | 0 | 0 | 0 | 0 | 0 | 0 | 0 | 0 | 0 | 0 | 0 | 0 | 0 | 0 | 0 | 0 | 0 | 0
| IND-Lighting-7P_V2 | M_Input | Council 7th Plan | 2020 | Retro | 2022 | 2045 | PSE | Industrial | Paper | Electric | Per Region | NA | NA | Paper Fruit Storage Tuneup | Paper Fruit Storage Tuneup | 0 | 3 | 0 | 0 | C-War-Ref-All-All-All-C | 0 | 0 | 0 | 0 | 0 | 0 | 0 | 0 | 0 | 0 | 0 | 0 | Comm Flat | Fruit Storage Tuneup | Fruit Storage Tuneup | IndShift3 | 0.01266% | 100% | 0% | 1 | 1 | 100% | 33.33% | 85% | 6.8% | 0.2% | 0 | 0 | 0 | 0 | 0 | 0 | 0 | 0 | 0 |  | 0 | 0 | 0 | 01. ($9,999.000) to $0.028 | 1 | 0 | 01. ($9,999.00) to $0.22 | 1 | 0.085 | 0.085 | 0.085 | 0.085 | 0.085 | 0.085 | 0.085 | 0.085 | 0.085 | 0.085 | 0 | 0 | 0 | 0 | 0 | 0 | 0 | 0 | 0 | 0 | 0 | 0 | 0 | 0 | 0 | 0 | 0 | 0 | 0 | 0 | 0 | 0 | 0 | 0 | 0 | 0 | 0 | 0 | 0 | 0 | 0 | 0 | 0 | 0 | 0 | 0 | 0 | 0 | 0 | 0 | 0 | 0 | 0 | 0 | 0 | 0 | 0 | 0 | 0 | 0 | 0 | 0 | 0 | 0 | 0 | 0 | 0 | 0 | 0 | 0 | 0 | 0 | 0 | 0 | 0 | 0 | 0 | 0 | 0 | 0 | 0 | 0 | 0 | 0 | 0 | 0 | 0 | 0 | 0 | 0 | 0 | 0 | 0 | 0 | 0 | 0 | 0 | 0 | 0 | 0 | 0 | 0 | 0 | 0 | 0 | 0 | 0 | 0 | 0 | 0 | 0 | 0 | 0 | 0 | 0 | 0 | 0 | 0 | 0 | 0 | 0 | 0 | 0 | 0 | 0 | 0 | 0 | 0 | 0 | 0 | 0 | 0 | 0 | 0 | 0 | 0 | 0 | 0 | 0 | 0 | 0 | 0 | 0 | 0 | 0 | 0 | 0 | 0 | 0 | 0 | 0 | 0 | 0 | 0 | 0 | 0 | 0 | 0 | 0 | 0 | 0 | 0 | 0 | 0 | 0 | 0 | 0 | 0 | 0 | 0 | 0 | 0 | 0 | 0 | 0 | 0 | 0 | 0 | 0 | 0 | 0 | 0 | 0 | 0 | 0 | 0 | 0 | 0 | 0 | 0 | 0 | 0 | 0 | 0 | 0 | 0 | 0 | 0 | 0 | 0 | 0 | 0 | 0 | 0.01296% | 0 | 0 | 0 | 0 | 0 | 0 | 0 | 0 | 0 | 0 | 0 | 0 | 0 | 0 | 0 | 0 | 0 | 0 | 0 | 0 | 0 | 0 | 0 | 0
| IND-Lighting-7P_V2 | M_Input | Council 7th Plan | 2020 | Retro | 2022 | 2045 | PSE | Industrial | Paper | Electric | Per Region | NA | NA | Paper Groc Dist Retrofit | Paper Groc Dist Retrofit | 0 | 10 | 0 | 0 | C-War-Ref-All-All-All-C | 0 | 0 | 0 | 0 | 0 | 0 | 0 | 0 | 0 | 0 | 0 | 0 | Comm Flat | Groc Dist Retrofit | Groc Dist Retrofit | IndShift3 | 0.01266% | 100% | 0% | 1 | 1 | 100% | 10% | 85% | 6.8% | 0.2% | 0 | 0 | 0 | 0 | 0 | 0 | 0 | 0 | 0 |  | 0 | 0 | 0 | 01. ($9,999.000) to $0.028 | 1 | 0 | 01. ($9,999.00) to $0.22 | 1 | 0.085 | 0.085 | 0.085 | 0.085 | 0.085 | 0.085 | 0.085 | 0.085 | 0.085 | 0.085 | 0 | 0 | 0 | 0 | 0 | 0 | 0 | 0 | 0 | 0 | 0 | 0 | 0 | 0 | 0 | 0 | 0 | 0 | 0 | 0 | 0 | 0 | 0 | 0 | 0 | 0 | 0 | 0 | 0 | 0 | 0 | 0 | 0 | 0 | 0 | 0 | 0 | 0 | 0 | 0 | 0 | 0 | 0 | 0 | 0 | 0 | 0 | 0 | 0 | 0 | 0 | 0 | 0 | 0 | 0 | 0 | 0 | 0 | 0 | 0 | 0 | 0 | 0 | 0 | 0 | 0 | 0 | 0 | 0 | 0 | 0 | 0 | 0 | 0 | 0 | 0 | 0 | 0 | 0 | 0 | 0 | 0 | 0 | 0 | 0 | 0 | 0 | 0 | 0 | 0 | 0 | 0 | 0 | 0 | 0 | 0 | 0 | 0 | 0 | 0 | 0 | 0 | 0 | 0 | 0 | 0 | 0 | 0 | 0 | 0 | 0 | 0 | 0 | 0 | 0 | 0 | 0 | 0 | 0 | 0 | 0 | 0 | 0 | 0 | 0 | 0 | 0 | 0 | 0 | 0 | 0 | 0 | 0 | 0 | 0 | 0 | 0 | 0 | 0 | 0 | 0 | 0 | 0 | 0 | 0 | 0 | 0 | 0 | 0 | 0 | 0 | 0 | 0 | 0 | 0 | 0 | 0 | 0 | 0 | 0 | 0 | 0 | 0 | 0 | 0 | 0 | 0 | 0 | 0 | 0 | 0 | 0 | 0 | 0 | 0 | 0 | 0 | 0 | 0 | 0 | 0 | 0 | 0 | 0 | 0 | 0 | 0 | 0 | 0 | 0 | 0 | 0 | 0 | 0.01296% | 0 | 0 | 0 | 0 | 0 | 0 | 0 | 0 | 0 | 0 | 0 | 0 | 0 | 0 | 0 | 0 | 0 | 0 | 0 | 0 | 0 | 0 | 0 | 0
| IND-Lighting-7P_V2 | M_Input | Council 7th Plan | 2020 | Retro | 2022 | 2045 | PSE | Industrial | Paper | Electric | Per Region | NA | NA | Paper Groc Dist Tuneup | Paper Groc Dist Tuneup | 0 | 3 | 0 | 0 | C-War-Ref-All-All-All-C | 0 | 0 | 0 | 0 | 0 | 0 | 0 | 0 | 0 | 0 | 0 | 0 | Comm Flat | Groc Dist Tuneup | Groc Dist Tuneup | IndShift3 | 0.01266% | 100% | 0% | 1 | 1 | 100% | 33.33% | 85% | 6.8% | 0.2% | 0 | 0 | 0 | 0 | 0 | 0 | 0 | 0 | 0 |  | 0 | 0 | 0 | 01. ($9,999.000) to $0.028 | 1 | 0 | 01. ($9,999.00) to $0.22 | 1 | 0.085 | 0.085 | 0.085 | 0.085 | 0.085 | 0.085 | 0.085 | 0.085 | 0.085 | 0.085 | 0 | 0 | 0 | 0 | 0 | 0 | 0 | 0 | 0 | 0 | 0 | 0 | 0 | 0 | 0 | 0 | 0 | 0 | 0 | 0 | 0 | 0 | 0 | 0 | 0 | 0 | 0 | 0 | 0 | 0 | 0 | 0 | 0 | 0 | 0 | 0 | 0 | 0 | 0 | 0 | 0 | 0 | 0 | 0 | 0 | 0 | 0 | 0 | 0 | 0 | 0 | 0 | 0 | 0 | 0 | 0 | 0 | 0 | 0 | 0 | 0 | 0 | 0 | 0 | 0 | 0 | 0 | 0 | 0 | 0 | 0 | 0 | 0 | 0 | 0 | 0 | 0 | 0 | 0 | 0 | 0 | 0 | 0 | 0 | 0 | 0 | 0 | 0 | 0 | 0 | 0 | 0 | 0 | 0 | 0 | 0 | 0 | 0 | 0 | 0 | 0 | 0 | 0 | 0 | 0 | 0 | 0 | 0 | 0 | 0 | 0 | 0 | 0 | 0 | 0 | 0 | 0 | 0 | 0 | 0 | 0 | 0 | 0 | 0 | 0 | 0 | 0 | 0 | 0 | 0 | 0 | 0 | 0 | 0 | 0 | 0 | 0 | 0 | 0 | 0 | 0 | 0 | 0 | 0 | 0 | 0 | 0 | 0 | 0 | 0 | 0 | 0 | 0 | 0 | 0 | 0 | 0 | 0 | 0 | 0 | 0 | 0 | 0 | 0 | 0 | 0 | 0 | 0 | 0 | 0 | 0 | 0 | 0 | 0 | 0 | 0 | 0 | 0 | 0 | 0 | 0 | 0 | 0 | 0 | 0 | 0 | 0 | 0 | 0 | 0 | 0 | 0 | 0 | 0.01296% | 0 | 0 | 0 | 0 | 0 | 0 | 0 | 0 | 0 | 0 | 0 | 0 | 0 | 0 | 0 | 0 | 0 | 0 | 0 | 0 | 0 | 0 | 0 | 0
| IND-Lighting-7P_V2 | M_Input | Council 7th Plan | 2020 | Retro | 2022 | 2045 | PSE | Industrial | Paper | Electric | Per Region | NA | NA | Paper Plant Energy Management | Paper Plant Energy Management | 71585.1038 | 10 | 2104.3599 | 2565.9443 | I-All-Other-Shift3-All-All-S | 0 | 0 | 0 | 0 | 0 | 0 | 0 | 0 | 0 | 0 | 0 | 0 | Comm Flat | Plant Energy Management | Plant Energy Management | IndShift3 | 0.01266% | 100% | 0% | 1 | 1 | 100% | 10% | 85% | 6.8% | 0.2% | 33467.5448 | 1334.0156 | 3480.156 | 3483.7056 | 0 | 0 | 0 | 29044.009 | 0 |  | 0.034756 | 0 | 0.034756 | 02. $0.028 to $0.055 | 1 | 0 | 01. ($9,999.00) to $0.22 | 1 | 0.085 | 0.085 | 0.085 | 0.085 | 0.085 | 0.085 | 0.085 | 0.085 | 0.085 | 0.085 | 0 | 0 | 0 | 0 | 0 | 0 | 0 | 0 | 0 | 0 | 0 | 0 | 0 | 0 | 6084.7338 | 6194.4032 | 6210.9215 | 6143.1938 | 6105.2255 | 6077.7005 | 6080.0051 | 6037.9695 | 6030.0208 | 6014.679 | 0 | 0 | 0 | 0 | 0 | 0 | 0 | 0 | 0 | 0 | 0 | 0 | 0 | 0 | 60978.8527 | 6084.7338 | 12279.1371 | 18490.0586 | 24633.2524 | 30738.4779 | 36816.1784 | 42896.1835 | 48934.1529 | 54964.1737 | 60978.8527 | 60978.8527 | 60978.8527 | 60978.8527 | 60978.8527 | 60978.8527 | 60978.8527 | 60978.8527 | 60978.8527 | 60978.8527 | 60978.8527 | 60978.8527 | 60978.8527 | 60978.8527 | 60978.8527 | 0 | 0 | 0 | 0 | 0 | 0 | 0 | 0 | 0 | 0 | 0 | 0 | 0 | 0 | 0 | 0 | 0 | 0 | 0 | 0 | 0 | 0 | 0 | 0 | 0 | 0 | 0 | 0 | 0 | 0 | 0 | 0 | 0 | 0 | 0 | 0 | 0 | 0 | 0 | 0 | 0 | 0 | 0 | 0 | 0 | 0 | 0 | 0 | 0 | 0 | 0 | 0 | 0 | 0 | 0 | 0 | 0 | 0 | 0 | 0 | 0 | 0.77031 | 1.5545 | 2.3408 | 3.1185 | 3.8914 | 4.6608 | 5.4305 | 6.1949 | 6.9583 | 7.7197 | 7.7197 | 7.7197 | 7.7197 | 7.7197 | 7.7197 | 7.7197 | 7.7197 | 7.7197 | 7.7197 | 7.7197 | 7.7197 | 7.7197 | 7.7197 | 7.7197 | 2468.7408 | 2513.2366 | 2519.9385 | 2492.4596 | 2477.0548 | 2465.8872 | 2466.8222 | 2449.7672 | 2446.5422 | 2440.3177 | 0 | 0 | 0 | 0 | 0 | 0 | 0 | 0 | 0 | 0 | 0 | 0 | 0 | 0 | 24740.7666 | 0 | 0 | 0 | 0 | 0 | 0 | 0 | 0 | 0 | 0 | 0 | 0 | 0 | 0 | 0 | 0 | 0 | 0 | 0 | 0 | 0.01296% | 0.78841 | 1.591 | 2.3958 | 3.1918 | 3.9828 | 4.7703 | 5.5581 | 6.3405 | 7.1218 | 7.9011 | 7.9011 | 7.9011 | 7.9011 | 7.9011 | 7.9011 | 7.9011 | 7.9011 | 7.9011 | 7.9011 | 7.9011 | 7.9011 | 7.9011 | 7.9011 | 7.9011
| IND-Lighting-7P_V2 | M_Input | Council 7th Plan | 2020 | Retro | 2022 | 2045 | PSE | Industrial | Paper | Electric | Per Region | NA | NA | Paper Energy Project Management | Paper Energy Project Management | 255236.835 | 11 | 44861.7839 | 9244.5125 | I-All-Other-Shift3-All-All-S | 0 | 0 | 0 | 0 | 0 | 0 | 0 | 0 | 0 | 0 | 0 | 0 | Comm Flat | Energy Project Management | Energy Project Management | IndShift3 | 0.01266% | 100% | 0% | 1 | 1 | 100% | 9.091% | 85% | 6.8% | 0.2% | 128652.667 | 4756.4354 | 13340.9102 | 69315.9984 | 0 | 0 | 0 | 168107.0154 | 0 |  | 0.056421 | 0 | 0.056421 | 03. $0.055 to $0.062 | 1 | 0 | 01. ($9,999.00) to $0.22 | 1 | 0.085 | 0.085 | 0.085 | 0.085 | 0.085 | 0.085 | 0.085 | 0.085 | 0.085 | 0.085 | 0 | 0 | 0 | 0 | 0 | 0 | 0 | 0 | 0 | 0 | 0 | 0 | 0 | 0 | 21695.131 | 22086.1575 | 22145.0534 | 21903.5702 | 21768.194 | 21670.0538 | 21678.2706 | 21528.3925 | 21500.0514 | 21445.3505 | 0 | 0 | 0 | 0 | 0 | 0 | 0 | 0 | 0 | 0 | 0 | 0 | 0 | 0 | 217420.225 | 21695.131 | 43781.2885 | 65926.342 | 87829.9121 | 109598.1061 | 131268.1599 | 152946.4305 | 174474.823 | 195974.8744 | 217420.225 | 217420.225 | 217420.225 | 217420.225 | 217420.225 | 217420.225 | 217420.225 | 217420.225 | 217420.225 | 217420.225 | 217420.225 | 217420.225 | 217420.225 | 217420.225 | 217420.225 | 0 | 0 | 0 | 0 | 0 | 0 | 0 | 0 | 0 | 0 | 0 | 0 | 0 | 0 | 0 | 0 | 0 | 0 | 0 | 0 | 0 | 0 | 0 | 0 | 0 | 0 | 0 | 0 | 0 | 0 | 0 | 0 | 0 | 0 | 0 | 0 | 0 | 0 | 0 | 0 | 0 | 0 | 0 | 0 | 0 | 0 | 0 | 0 | 0 | 0 | 0 | 0 | 0 | 0 | 0 | 0 | 0 | 0 | 0 | 0 | 0 | 2.7465 | 5.5426 | 8.346 | 11.1189 | 13.8747 | 16.6181 | 19.3625 | 22.0879 | 24.8097 | 27.5246 | 27.5246 | 27.5246 | 27.5246 | 27.5246 | 27.5246 | 27.5246 | 27.5246 | 27.5246 | 27.5246 | 27.5246 | 27.5246 | 27.5246 | 27.5246 | 27.5246 | 14289.0963 | 14546.6387 | 14585.4294 | 14426.3809 | 14337.2179 | 14272.5797 | 14277.9915 | 14179.2771 | 14160.6108 | 14124.583 | 0 | 0 | 0 | 0 | 0 | 0 | 0 | 0 | 0 | 0 | 0 | 0 | 0 | 0 | 143199.8054 | 0 | 0 | 0 | 0 | 0 | 0 | 0 | 0 | 0 | 0 | 0 | 0 | 0 | 0 | 0 | 0 | 0 | 0 | 0 | 0 | 0.01296% | 2.8111 | 5.6728 | 8.5422 | 11.3803 | 14.2008 | 17.0087 | 19.8176 | 22.607 | 25.3928 | 28.1715 | 28.1715 | 28.1715 | 28.1715 | 28.1715 | 28.1715 | 28.1715 | 28.1715 | 28.1715 | 28.1715 | 28.1715 | 28.1715 | 28.1715 | 28.1715 | 28.1715
| IND-Lighting-7P_V2 | M_Input | Council 7th Plan | 2020 | Retro | 2022 | 2045 | PSE | Industrial | Paper | Electric | Per Region | NA | NA | Paper Integrated Plant Energy Management | Paper Integrated Plant Energy Management | 224824.0492 | 11 | 67290.7858 | 10108.5283 | I-All-Other-Shift3-All-All-S | 19460.7744 | 0 | 0 | 0 | 0 | 0 | 0 | 0 | 0 | 0 | 0 | 0 | Comm Flat | Integrated Plant Energy Management | Integrated Plant Energy Management | IndShift3 | 0.01266% | 100% | 0% | 1 | 1 | 100% | 9.091% | 85% | 6.8% | 0.2% | 113323.0379 | 4189.6816 | 11751.2719 | 103971.0773 | 0 | 0 | 0 | -7685.3566 | 0 |  | -0.0029283 | 0 | -0.0029283 | 01. ($9,999.000) to $0.028 | 1 | 0 | 01. ($9,999.00) to $0.22 | 1 | 0.085 | 0.085 | 0.085 | 0.085 | 0.085 | 0.085 | 0.085 | 0.085 | 0.085 | 0.085 | 0 | 0 | 0 | 0 | 0 | 0 | 0 | 0 | 0 | 0 | 0 | 0 | 0 | 0 | 19110.0442 | 19454.4779 | 19506.3561 | 19293.6468 | 19174.4014 | 19087.9551 | 19095.1928 | 18963.1735 | 18938.2094 | 18890.0264 | 0 | 0 | 0 | 0 | 0 | 0 | 0 | 0 | 0 | 0 | 0 | 0 | 0 | 0 | 191513.4834 | 19110.0442 | 38564.5221 | 58070.8782 | 77364.5249 | 96538.9263 | 115626.8814 | 134722.0742 | 153685.2477 | 172623.457 | 191513.4834 | 191513.4834 | 191513.4834 | 191513.4834 | 191513.4834 | 191513.4834 | 191513.4834 | 191513.4834 | 191513.4834 | 191513.4834 | 191513.4834 | 191513.4834 | 191513.4834 | 191513.4834 | 191513.4834 | 0 | 0 | 0 | 0 | 0 | 0 | 0 | 0 | 0 | 0 | 0 | 0 | 0 | 0 | 0 | 0 | 0 | 0 | 0 | 0 | 0 | 0 | 0 | 0 | 0 | 0 | 0 | 0 | 0 | 0 | 0 | 0 | 0 | 0 | 0 | 0 | 0 | 0 | 0 | 0 | 0 | 0 | 0 | 0 | 0 | 0 | 0 | 0 | 0 | 0 | 0 | 0 | 0 | 0 | 0 | 0 | 0 | 0 | 0 | 0 | 0 | 2.4193 | 4.8821 | 7.3516 | 9.7941 | 12.2215 | 14.6379 | 17.0553 | 19.456 | 21.8535 | 24.2449 | 24.2449 | 24.2449 | 24.2449 | 24.2449 | 24.2449 | 24.2449 | 24.2449 | 24.2449 | 24.2449 | 24.2449 | 24.2449 | 24.2449 | 24.2449 | 24.2449 | 0 | 0 | 0 | 0 | 0 | 0 | 0 | 0 | 0 | 0 | 0 | 0 | 0 | 0 | 0 | 0 | 0 | 0 | 0 | 0 | 0 | 0 | 0 | 0 | 0 | 0 | 0 | 0 | 0 | 0 | 0 | 0 | 0 | 0 | 0 | 0 | 0 | 0 | 0 | 0 | 0 | 0 | 0 | 0 | 0 | 0.01296% | 2.4761 | 4.9969 | 7.5244 | 10.0243 | 12.5087 | 14.982 | 17.4562 | 19.9133 | 22.3671 | 24.8148 | 24.8148 | 24.8148 | 24.8148 | 24.8148 | 24.8148 | 24.8148 | 24.8148 | 24.8148 | 24.8148 | 24.8148 | 24.8148 | 24.8148 | 24.8148 | 24.8148
| IND-Lighting-7P_V2 | M_Input | Council 7th Plan | 2020 | Retro | 2022 | 2045 | PSE | Industrial | Foundries | Electric | Per Region | NA | NA | Foundries Air Compressor Demand Reduction | Foundries Air Compressor Demand Reduction | 18467.5867 | 10 | 1856.7297 | 576.6241 | I-All-Other-Shift3-All-All-S | 0 | 0 | 0 | 0 | 0 | 0 | 0 | 0 | 0 | 0 | 0 | 0 | Comm Flat | Air Compressor Demand Reduction | Air Compressor Demand Reduction | IndShift3 | 0.01266% | 100% | 0% | 1 | 1 | 100% | 10% | 85% | 6.8% | 0.2% | 8633.986 | 344.1505 | 897.8137 | 3073.7611 | 0 | 0 | 0 | 8934.3766 | 0 |  | 0.041443 | 0 | 0.041443 | 02. $0.028 to $0.055 | 1 | 0 | 01. ($9,999.00) to $0.22 | 1 | 0.085 | 0.085 | 0.085 | 0.085 | 0.085 | 0.085 | 0.085 | 0.085 | 0.085 | 0.085 | 0 | 0 | 0 | 0 | 0 | 0 | 0 | 0 | 0 | 0 | 0 | 0 | 0 | 0 | 1569.7449 | 1598.0375 | 1602.2989 | 1584.8264 | 1575.0313 | 1567.9304 | 1568.5249 | 1557.6806 | 1555.6299 | 1551.6721 | 0 | 0 | 0 | 0 | 0 | 0 | 0 | 0 | 0 | 0 | 0 | 0 | 0 | 0 | 15731.3769 | 1569.7449 | 3167.7823 | 4770.0812 | 6354.9077 | 7929.939 | 9497.8694 | 11066.3943 | 12624.0749 | 14179.7048 | 15731.3769 | 15731.3769 | 15731.3769 | 15731.3769 | 15731.3769 | 15731.3769 | 15731.3769 | 15731.3769 | 15731.3769 | 15731.3769 | 15731.3769 | 15731.3769 | 15731.3769 | 15731.3769 | 15731.3769 | 0 | 0 | 0 | 0 | 0 | 0 | 0 | 0 | 0 | 0 | 0 | 0 | 0 | 0 | 0 | 0 | 0 | 0 | 0 | 0 | 0 | 0 | 0 | 0 | 0 | 0 | 0 | 0 | 0 | 0 | 0 | 0 | 0 | 0 | 0 | 0 | 0 | 0 | 0 | 0 | 0 | 0 | 0 | 0 | 0 | 0 | 0 | 0 | 0 | 0 | 0 | 0 | 0 | 0 | 0 | 0 | 0 | 0 | 0 | 0 | 0 | 0.19872 | 0.40103 | 0.60388 | 0.80451 | 1.0039 | 1.2024 | 1.401 | 1.5982 | 1.7951 | 1.9915 | 1.9915 | 1.9915 | 1.9915 | 1.9915 | 1.9915 | 1.9915 | 1.9915 | 1.9915 | 1.9915 | 1.9915 | 1.9915 | 1.9915 | 1.9915 | 1.9915 | 759.422 | 773.1096 | 775.1712 | 766.7183 | 761.9795 | 758.5442 | 758.8318 | 753.5855 | 752.5934 | 750.6786 | 0 | 0 | 0 | 0 | 0 | 0 | 0 | 0 | 0 | 0 | 0 | 0 | 0 | 0 | 7610.6342 | 0 | 0 | 0 | 0 | 0 | 0 | 0 | 0 | 0 | 0 | 0 | 0 | 0 | 0 | 0 | 0 | 0 | 0 | 0 | 0 | 0.01296% | 0.20339 | 0.41046 | 0.61807 | 0.82342 | 1.0275 | 1.2307 | 1.4339 | 1.6357 | 1.8373 | 2.0383 | 2.0383 | 2.0383 | 2.0383 | 2.0383 | 2.0383 | 2.0383 | 2.0383 | 2.0383 | 2.0383 | 2.0383 | 2.0383 | 2.0383 | 2.0383 | 2.0383
| IND-Lighting-7P_V2 | M_Input | Council 7th Plan | 2020 | Retro | 2022 | 2045 | PSE | Industrial | Foundries | Electric | Per Region | NA | NA | Foundries Air Compressor Equipment1 | Foundries Air Compressor Equipment1 | 0 | 10 | 0 | 0 | I-All-Other-Shift3-All-All-S | 0 | 0 | 0 | 0 | 0 | 0 | 0 | 0 | 0 | 0 | 0 | 0 | Comm Flat | Air Compressor Equipment1 | Air Compressor Equipment1 | IndShift1 | 0.0135% | 100% | 0% | 1 | 1 | 100% | 10% | 85% | 6.8% | 0.2% | 0 | 0 | 0 | 0 | 0 | 0 | 0 | 0 | 0 |  | 0 | 0 | 0 | 01. ($9,999.000) to $0.028 | 1 | 0 | 01. ($9,999.00) to $0.22 | 1 | 0.085 | 0.085 | 0.085 | 0.085 | 0.085 | 0.085 | 0.085 | 0.085 | 0.085 | 0.085 | 0 | 0 | 0 | 0 | 0 | 0 | 0 | 0 | 0 | 0 | 0 | 0 | 0 | 0 | 0 | 0 | 0 | 0 | 0 | 0 | 0 | 0 | 0 | 0 | 0 | 0 | 0 | 0 | 0 | 0 | 0 | 0 | 0 | 0 | 0 | 0 | 0 | 0 | 0 | 0 | 0 | 0 | 0 | 0 | 0 | 0 | 0 | 0 | 0 | 0 | 0 | 0 | 0 | 0 | 0 | 0 | 0 | 0 | 0 | 0 | 0 | 0 | 0 | 0 | 0 | 0 | 0 | 0 | 0 | 0 | 0 | 0 | 0 | 0 | 0 | 0 | 0 | 0 | 0 | 0 | 0 | 0 | 0 | 0 | 0 | 0 | 0 | 0 | 0 | 0 | 0 | 0 | 0 | 0 | 0 | 0 | 0 | 0 | 0 | 0 | 0 | 0 | 0 | 0 | 0 | 0 | 0 | 0 | 0 | 0 | 0 | 0 | 0 | 0 | 0 | 0 | 0 | 0 | 0 | 0 | 0 | 0 | 0 | 0 | 0 | 0 | 0 | 0 | 0 | 0 | 0 | 0 | 0 | 0 | 0 | 0 | 0 | 0 | 0 | 0 | 0 | 0 | 0 | 0 | 0 | 0 | 0 | 0 | 0 | 0 | 0 | 0 | 0 | 0 | 0 | 0 | 0 | 0 | 0 | 0 | 0 | 0 | 0 | 0 | 0 | 0 | 0 | 0 | 0 | 0 | 0 | 0 | 0 | 0 | 0 | 0 | 0 | 0 | 0 | 0 | 0 | 0 | 0 | 0 | 0 | 0 | 0 | 0 | 0 | 0 | 0 | 0 | 0 | 0.01911% | 0 | 0 | 0 | 0 | 0 | 0 | 0 | 0 | 0 | 0 | 0 | 0 | 0 | 0 | 0 | 0 | 0 | 0 | 0 | 0 | 0 | 0 | 0 | 0
| IND-Lighting-7P_V2 | M_Input | Council 7th Plan | 2020 | Retro | 2022 | 2045 | PSE | Industrial | Foundries | Electric | Per Region | NA | NA | Foundries Air Compressor Equipment2 | Foundries Air Compressor Equipment2 | 20886.9602 | 10 | 1702.7265 | 652.1656 | I-All-Other-Shift3-All-All-S | 0 | 0 | 0 | 0 | 0 | 0 | 0 | 0 | 0 | 0 | 0 | 0 | Comm Flat | Air Compressor Equipment2 | Air Compressor Equipment2 | IndShift3 | 0.01266% | 100% | 0% | 1 | 1 | 100% | 10% | 85% | 6.8% | 0.2% | 9765.0941 | 389.2364 | 1015.4331 | 2818.8134 | 0 | 0 | 0 | 9367.7581 | 0 |  | 0.03842 | 0 | 0.03842 | 02. $0.028 to $0.055 | 0 | 0 | 01. ($9,999.00) to $0.22 | 1 | 0.085 | 0.085 | 0.085 | 0.085 | 0.085 | 0.085 | 0.085 | 0.085 | 0.085 | 0.085 | 0 | 0 | 0 | 0 | 0 | 0 | 0 | 0 | 0 | 0 | 0 | 0 | 0 | 0 | 1775.3916 | 1807.3907 | 1812.2104 | 1792.449 | 1781.3706 | 1773.3395 | 1774.0119 | 1761.7468 | 1759.4275 | 1754.9512 | 0 | 0 | 0 | 0 | 0 | 0 | 0 | 0 | 0 | 0 | 0 | 0 | 0 | 0 | 17792.2892 | 1775.3916 | 3582.7824 | 5394.9928 | 7187.4417 | 8968.8124 | 10742.1518 | 12516.1637 | 14277.9105 | 16037.338 | 17792.2892 | 17792.2892 | 17792.2892 | 17792.2892 | 17792.2892 | 17792.2892 | 17792.2892 | 17792.2892 | 17792.2892 | 17792.2892 | 17792.2892 | 17792.2892 | 17792.2892 | 17792.2892 | 17792.2892 | 0 | 0 | 0 | 0 | 0 | 0 | 0 | 0 | 0 | 0 | 0 | 0 | 0 | 0 | 0 | 0 | 0 | 0 | 0 | 0 | 0 | 0 | 0 | 0 | 0 | 0 | 0 | 0 | 0 | 0 | 0 | 0 | 0 | 0 | 0 | 0 | 0 | 0 | 0 | 0 | 0 | 0 | 0 | 0 | 0 | 0 | 0 | 0 | 0 | 0 | 0 | 0 | 0 | 0 | 0 | 0 | 0 | 0 | 0 | 0 | 0 | 0.22476 | 0.45357 | 0.68299 | 0.9099 | 1.1354 | 1.3599 | 1.5845 | 1.8075 | 2.0303 | 2.2524 | 2.2524 | 2.2524 | 2.2524 | 2.2524 | 2.2524 | 2.2524 | 2.2524 | 2.2524 | 2.2524 | 2.2524 | 2.2524 | 2.2524 | 2.2524 | 2.2524 | 796.2594 | 810.611 | 812.7726 | 803.9096 | 798.941 | 795.3391 | 795.6406 | 790.1398 | 789.0996 | 787.0919 | 0 | 0 | 0 | 0 | 0 | 0 | 0 | 0 | 0 | 0 | 0 | 0 | 0 | 0 | 7979.8046 | 0 | 0 | 0 | 0 | 0 | 0 | 0 | 0 | 0 | 0 | 0 | 0 | 0 | 0 | 0 | 0 | 0 | 0 | 0 | 0 | 0.01296% | 0.23004 | 0.46423 | 0.69904 | 0.93129 | 1.1621 | 1.3919 | 1.6217 | 1.85 | 2.078 | 2.3054 | 2.3054 | 2.3054 | 2.3054 | 2.3054 | 2.3054 | 2.3054 | 2.3054 | 2.3054 | 2.3054 | 2.3054 | 2.3054 | 2.3054 | 2.3054 | 2.3054
| IND-Lighting-7P_V2 | M_Input | Council 7th Plan | 2020 | Retro | 2022 | 2045 | PSE | Industrial | Foundries | Electric | Per Region | NA | NA | Foundries Air Compressor Optimization | Foundries Air Compressor Optimization | 60701.6567 | 10 | 15835.3692 | 1895.3229 | I-All-Other-Shift3-All-All-S | 4093.8975 | 0 | 0 | 0 | 0 | 0 | 0 | 0 | 0 | 0 | 0 | 0 | Comm Flat | Air Compressor Optimization | Air Compressor Optimization | IndShift3 | 0.01266% | 100% | 0% | 1 | 1 | 100% | 10% | 85% | 6.8% | 0.2% | 28379.3039 | 1131.1984 | 2951.0502 | 26214.9852 | 0 | 0 | 0 | -365.2953 | 0 |  | -0.00051552 | 0 | -0.00051552 | 01. ($9,999.000) to $0.028 | 1 | 0 | 01. ($9,999.00) to $0.22 | 1 | 0.085 | 0.085 | 0.085 | 0.085 | 0.085 | 0.085 | 0.085 | 0.085 | 0.085 | 0.085 | 0 | 0 | 0 | 0 | 0 | 0 | 0 | 0 | 0 | 0 | 0 | 0 | 0 | 0 | 5159.6408 | 5252.6366 | 5266.6436 | 5209.2128 | 5177.017 | 5153.6769 | 5155.631 | 5119.9863 | 5113.2461 | 5100.2368 | 0 | 0 | 0 | 0 | 0 | 0 | 0 | 0 | 0 | 0 | 0 | 0 | 0 | 0 | 51707.9279 | 5159.6408 | 10412.2775 | 15678.921 | 20888.1339 | 26065.1509 | 31218.8277 | 36374.4587 | 41494.445 | 46607.6911 | 51707.9279 | 51707.9279 | 51707.9279 | 51707.9279 | 51707.9279 | 51707.9279 | 51707.9279 | 51707.9279 | 51707.9279 | 51707.9279 | 51707.9279 | 51707.9279 | 51707.9279 | 51707.9279 | 51707.9279 | 0 | 0 | 0 | 0 | 0 | 0 | 0 | 0 | 0 | 0 | 0 | 0 | 0 | 0 | 0 | 0 | 0 | 0 | 0 | 0 | 0 | 0 | 0 | 0 | 0 | 0 | 0 | 0 | 0 | 0 | 0 | 0 | 0 | 0 | 0 | 0 | 0 | 0 | 0 | 0 | 0 | 0 | 0 | 0 | 0 | 0 | 0 | 0 | 0 | 0 | 0 | 0 | 0 | 0 | 0 | 0 | 0 | 0 | 0 | 0 | 0 | 0.65319 | 1.3182 | 1.9849 | 2.6444 | 3.2998 | 3.9522 | 4.6049 | 5.253 | 5.9004 | 6.546 | 6.546 | 6.546 | 6.546 | 6.546 | 6.546 | 6.546 | 6.546 | 6.546 | 6.546 | 6.546 | 6.546 | 6.546 | 6.546 | 6.546 | 0 | 0 | 0 | 0 | 0 | 0 | 0 | 0 | 0 | 0 | 0 | 0 | 0 | 0 | 0 | 0 | 0 | 0 | 0 | 0 | 0 | 0 | 0 | 0 | 0 | 0 | 0 | 0 | 0 | 0 | 0 | 0 | 0 | 0 | 0 | 0 | 0 | 0 | 0 | 0 | 0 | 0 | 0 | 0 | 0 | 0.01296% | 0.66854 | 1.3491 | 2.0315 | 2.7065 | 3.3773 | 4.0451 | 4.7131 | 5.3765 | 6.039 | 6.6999 | 6.6999 | 6.6999 | 6.6999 | 6.6999 | 6.6999 | 6.6999 | 6.6999 | 6.6999 | 6.6999 | 6.6999 | 6.6999 | 6.6999 | 6.6999 | 6.6999
| IND-Lighting-7P_V2 | M_Input | Council 7th Plan | 2020 | Retro | 2022 | 2045 | PSE | Industrial | Foundries | Electric | Per Region | NA | NA | Foundries HighBay Lighting 1 Shift | Foundries HighBay Lighting 1 Shift | 8775.5663 | 26.5734 | 7000.7446 | -278.9838 | I-All-Other-Shift1-All-All-S | 0 | 0 | 0 | 0 | 0 | 0 | 0 | 0 | 0 | 0 | 0 | 0 | Comm Flat | HighBay Lighting 1 Shift | HighBay Lighting 1 Shift | IndShift1 | 0.0135% | 100% | 0% | 1 | 1 | 100% | 3.763% | 85% | 6.8% | 0.2% | 10535.147 | 174.3701 | 1070.9517 | 7186.0699 | 0 | 0 | 0 | 4084.1738 | 0 |  | 0.039868 | 0 | 0.039868 | 02. $0.028 to $0.055 | 0 | 0 | 01. ($9,999.00) to $0.22 | 1 | 0.085 | 0.085 | 0.085 | 0.085 | 0.085 | 0.085 | 0.085 | 0.085 | 0.085 | 0.085 | 0 | 0 | 0 | 0 | 0 | 0 | 0 | 0 | 0 | 0 | 0 | 0 | 0 | 0 | 745.9231 | 759.3674 | 761.3924 | 753.0897 | 748.4352 | 745.0609 | 745.3434 | 740.1903 | 739.2159 | 737.3352 | 0 | 0 | 0 | 0 | 0 | 0 | 0 | 0 | 0 | 0 | 0 | 0 | 0 | 0 | 7475.3536 | 745.9231 | 1505.2906 | 2266.683 | 3019.7727 | 3768.2079 | 4513.2688 | 5258.6122 | 5998.8026 | 6738.0185 | 7475.3536 | 7475.3536 | 7475.3536 | 7475.3536 | 7475.3536 | 7475.3536 | 7475.3536 | 7475.3536 | 7475.3536 | 7475.3536 | 7475.3536 | 7475.3536 | 7475.3536 | 7475.3536 | 7475.3536 | 0 | 0 | 0 | 0 | 0 | 0 | 0 | 0 | 0 | 0 | 0 | 0 | 0 | 0 | 0 | 0 | 0 | 0 | 0 | 0 | 0 | 0 | 0 | 0 | 0 | 0 | 0 | 0 | 0 | 0 | 0 | 0 | 0 | 0 | 0 | 0 | 0 | 0 | 0 | 0 | 0 | 0 | 0 | 0 | 0 | 0 | 0 | 0 | 0 | 0 | 0 | 0 | 0 | 0 | 0 | 0 | 0 | 0 | 0 | 0 | 0 | 0.10069 | 0.20319 | 0.30596 | 0.40762 | 0.50865 | 0.60922 | 0.70982 | 0.80974 | 0.90952 | 1.009 | 1.009 | 1.009 | 1.009 | 1.009 | 1.009 | 1.009 | 1.009 | 1.009 | 1.009 | 1.009 | 1.009 | 1.009 | 1.009 | 1.009 | 347.1548 | 353.4118 | 354.3542 | 350.4901 | 348.3239 | 346.7535 | 346.885 | 344.4867 | 344.0332 | 343.1579 | 0 | 0 | 0 | 0 | 0 | 0 | 0 | 0 | 0 | 0 | 0 | 0 | 0 | 0 | 3479.0511 | 0 | 0 | 0 | 0 | 0 | 0 | 0 | 0 | 0 | 0 | 0 | 0 | 0 | 0 | 0 | 0 | 0 | 0 | 0 | 0 | 0.01911% | 0.14256 | 0.28769 | 0.43321 | 0.57714 | 0.72018 | 0.86257 | 1.005 | 1.1465 | 1.2878 | 1.4287 | 1.4287 | 1.4287 | 1.4287 | 1.4287 | 1.4287 | 1.4287 | 1.4287 | 1.4287 | 1.4287 | 1.4287 | 1.4287 | 1.4287 | 1.4287 | 1.4287
| IND-Lighting-7P_V2 | M_Input | Council 7th Plan | 2020 | Retro | 2022 | 2045 | PSE | Industrial | Foundries | Electric | Per Region | NA | NA | Foundries HighBay Lighting 2 Shift | Foundries HighBay Lighting 2 Shift | 11070.5362 | 15.5483 | 5120.2254 | -351.9431 | I-All-Other-Shift2-All-All-S | 0 | 0 | 0 | 0 | 0 | 0 | 0 | 0 | 0 | 0 | 0 | 0 | Comm Flat | HighBay Lighting 2 Shift | HighBay Lighting 2 Shift | IndShift2 | 0.01331% | 100% | 0% | 1 | 1 | 100% | 6.432% | 85% | 6.8% | 0.2% | 7742.2433 | 216.8554 | 795.9099 | 6542.3981 | 0 | 0 | 0 | 2445.2626 | 0 |  | 0.018921 | 0 | 0.018921 | 01. ($9,999.000) to $0.028 | 1 | 0 | 01. ($9,999.00) to $0.22 | 1 | 0.085 | 0.085 | 0.085 | 0.085 | 0.085 | 0.085 | 0.085 | 0.085 | 0.085 | 0.085 | 0 | 0 | 0 | 0 | 0 | 0 | 0 | 0 | 0 | 0 | 0 | 0 | 0 | 0 | 940.9956 | 957.9558 | 960.5103 | 950.0363 | 944.1646 | 939.9079 | 940.2643 | 933.7635 | 932.5343 | 930.1617 | 0 | 0 | 0 | 0 | 0 | 0 | 0 | 0 | 0 | 0 | 0 | 0 | 0 | 0 | 9430.2943 | 940.9956 | 1898.9514 | 2859.4617 | 3809.498 | 4753.6626 | 5693.5705 | 6633.8348 | 7567.5984 | 8500.1326 | 9430.2943 | 9430.2943 | 9430.2943 | 9430.2943 | 9430.2943 | 9430.2943 | 9430.2943 | 9430.2943 | 9430.2943 | 9430.2943 | 9430.2943 | 9430.2943 | 9430.2943 | 9430.2943 | 9430.2943 | 0 | 0 | 0 | 0 | 0 | 0 | 0 | 0 | 0 | 0 | 0 | 0 | 0 | 0 | 0 | 0 | 0 | 0 | 0 | 0 | 0 | 0 | 0 | 0 | 0 | 0 | 0 | 0 | 0 | 0 | 0 | 0 | 0 | 0 | 0 | 0 | 0 | 0 | 0 | 0 | 0 | 0 | 0 | 0 | 0 | 0 | 0 | 0 | 0 | 0 | 0 | 0 | 0 | 0 | 0 | 0 | 0 | 0 | 0 | 0 | 0 | 0.12522 | 0.2527 | 0.38051 | 0.50694 | 0.63258 | 0.75765 | 0.88277 | 1.007 | 1.1311 | 1.2549 | 1.2549 | 1.2549 | 1.2549 | 1.2549 | 1.2549 | 1.2549 | 1.2549 | 1.2549 | 1.2549 | 1.2549 | 1.2549 | 1.2549 | 1.2549 | 1.2549 | 207.8473 | 211.5935 | 212.1577 | 209.8442 | 208.5473 | 207.6071 | 207.6858 | 206.2499 | 205.9784 | 205.4543 | 0 | 0 | 0 | 0 | 0 | 0 | 0 | 0 | 0 | 0 | 0 | 0 | 0 | 0 | 2082.9656 | 0 | 0 | 0 | 0 | 0 | 0 | 0 | 0 | 0 | 0 | 0 | 0 | 0 | 0 | 0 | 0 | 0 | 0 | 0 | 0 | 0.01847% | 0.17378 | 0.35069 | 0.52807 | 0.70352 | 0.87789 | 1.0515 | 1.2251 | 1.3976 | 1.5698 | 1.7415 | 1.7415 | 1.7415 | 1.7415 | 1.7415 | 1.7415 | 1.7415 | 1.7415 | 1.7415 | 1.7415 | 1.7415 | 1.7415 | 1.7415 | 1.7415 | 1.7415
| IND-Lighting-7P_V2 | M_Input | Council 7th Plan | 2020 | Retro | 2022 | 2045 | PSE | Industrial | Foundries | Electric | Per Region | NA | NA | Foundries HighBay Lighting 3 Shift | Foundries HighBay Lighting 3 Shift | 2218.1578 | 8.6758 | 571.4078 | -70.5174 | I-All-Other-Shift3-All-All-S | 0 | 0 | 0 | 0 | 0 | 0 | 0 | 0 | 0 | 0 | 0 | 0 | Comm Flat | HighBay Lighting 3 Shift | HighBay Lighting 3 Shift | IndShift3 | 0.01266% | 100% | 0% | 1 | 1 | 100% | 11.53% | 85% | 6.8% | 0.2% | 950.0411 | 41.3362 | 99.1377 | 740.6413 | 0 | 0 | 0 | -108.7374 | 0 |  | -0.0041994 | 0 | -0.0041994 | 01. ($9,999.000) to $0.028 | 1 | 0 | 01. ($9,999.00) to $0.22 | 1 | 0.085 | 0.085 | 0.085 | 0.085 | 0.085 | 0.085 | 0.085 | 0.085 | 0.085 | 0.085 | 0 | 0 | 0 | 0 | 0 | 0 | 0 | 0 | 0 | 0 | 0 | 0 | 0 | 0 | 188.5434 | 191.9417 | 192.4535 | 190.3549 | 189.1784 | 188.3255 | 188.3969 | 187.0944 | 186.8481 | 186.3727 | 0 | 0 | 0 | 0 | 0 | 0 | 0 | 0 | 0 | 0 | 0 | 0 | 0 | 0 | 1889.5093 | 188.5434 | 380.4851 | 572.9386 | 763.2934 | 952.4718 | 1140.7973 | 1329.1942 | 1516.2885 | 1703.1366 | 1889.5093 | 1889.5093 | 1889.5093 | 1889.5093 | 1889.5093 | 1889.5093 | 1889.5093 | 1889.5093 | 1889.5093 | 1889.5093 | 1889.5093 | 1889.5093 | 1889.5093 | 1889.5093 | 1889.5093 | 0 | 0 | 0 | 0 | 0 | 0 | 0 | 0 | 0 | 0 | 0 | 0 | 0 | 0 | 0 | 0 | 0 | 0 | 0 | 0 | 0 | 0 | 0 | 0 | 0 | 0 | 0 | 0 | 0 | 0 | 0 | 0 | 0 | 0 | 0 | 0 | 0 | 0 | 0 | 0 | 0 | 0 | 0 | 0 | 0 | 0 | 0 | 0 | 0 | 0 | 0 | 0 | 0 | 0 | 0 | 0 | 0 | 0 | 0 | 0 | 0 | 0.023869 | 0.048168 | 0.072532 | 0.09663 | 0.12058 | 0.14442 | 0.16827 | 0.19196 | 0.21561 | 0.23921 | 0.23921 | 0.23921 | 0.23921 | 0.23921 | 0.23921 | 0.23921 | 0.23921 | 0.23921 | 0.23921 | 0.23921 | 0.23921 | 0.23921 | 0.23921 | 0.23921 | 0 | 0 | 0 | 0 | 0 | 0 | 0 | 0 | 0 | 0 | 0 | 0 | 0 | 0 | 0 | 0 | 0 | 0 | 0 | 0 | 0 | 0 | 0 | 0 | 0 | 0 | 0 | 0 | 0 | 0 | 0 | 0 | 0 | 0 | 0 | 0 | 0 | 0 | 0 | 0 | 0 | 0 | 0 | 0 | 0 | 0.01296% | 0.02443 | 0.0493 | 0.074237 | 0.098901 | 0.12341 | 0.14782 | 0.17223 | 0.19647 | 0.22068 | 0.24483 | 0.24483 | 0.24483 | 0.24483 | 0.24483 | 0.24483 | 0.24483 | 0.24483 | 0.24483 | 0.24483 | 0.24483 | 0.24483 | 0.24483 | 0.24483 | 0.24483
| IND-Lighting-7P_V2 | M_Input | Council 7th Plan | 2020 | Retro | 2022 | 2045 | PSE | Industrial | Foundries | Electric | Per Region | NA | NA | Foundries Efficient Lighting 1 Shift | Foundries Efficient Lighting 1 Shift | 10859.3092 | 20.979 | 10222.8193 | -233.0938 | I-All-Other-Shift1-All-All-S | 0 | 0 | 0 | 0 | 0 | 0 | 0 | 0 | 0 | 0 | 0 | 0 | Comm Flat | Efficient Lighting 1 Shift | Efficient Lighting 1 Shift | IndShift1 | 0.0135% | 100% | 0% | 1 | 1 | 100% | 4.767% | 85% | 6.8% | 0.2% | 9962.3142 | 215.774 | 1017.8088 | 11128.2637 | 0 | 0 | 0 | 9218.2191 | 0 |  | 0.072718 | 0 | 0.072718 | 05. $0.070 to $0.077 | 1 | 0 | 01. ($9,999.00) to $0.22 | 1 | 0.085 | 0.085 | 0.085 | 0.085 | 0.085 | 0.085 | 0.085 | 0.085 | 0.085 | 0.085 | 0 | 0 | 0 | 0 | 0 | 0 | 0 | 0 | 0 | 0 | 0 | 0 | 0 | 0 | 923.0413 | 939.6779 | 942.1837 | 931.9095 | 926.1498 | 921.9743 | 922.3239 | 915.9472 | 914.7414 | 912.4141 | 0 | 0 | 0 | 0 | 0 | 0 | 0 | 0 | 0 | 0 | 0 | 0 | 0 | 0 | 9250.3633 | 923.0413 | 1862.7192 | 2804.9029 | 3736.8124 | 4662.9622 | 5584.9366 | 6507.2605 | 7423.2077 | 8337.9491 | 9250.3633 | 9250.3633 | 9250.3633 | 9250.3633 | 9250.3633 | 9250.3633 | 9250.3633 | 9250.3633 | 9250.3633 | 9250.3633 | 9250.3633 | 9250.3633 | 9250.3633 | 9250.3633 | 9250.3633 | 0 | 0 | 0 | 0 | 0 | 0 | 0 | 0 | 0 | 0 | 0 | 0 | 0 | 0 | 0 | 0 | 0 | 0 | 0 | 0 | 0 | 0 | 0 | 0 | 0 | 0 | 0 | 0 | 0 | 0 | 0 | 0 | 0 | 0 | 0 | 0 | 0 | 0 | 0 | 0 | 0 | 0 | 0 | 0 | 0 | 0 | 0 | 0 | 0 | 0 | 0 | 0 | 0 | 0 | 0 | 0 | 0 | 0 | 0 | 0 | 0 | 0.1246 | 0.25144 | 0.37862 | 0.50441 | 0.62942 | 0.75387 | 0.87837 | 1.002 | 1.1255 | 1.2486 | 1.2486 | 1.2486 | 1.2486 | 1.2486 | 1.2486 | 1.2486 | 1.2486 | 1.2486 | 1.2486 | 1.2486 | 1.2486 | 1.2486 | 1.2486 | 1.2486 | 783.5486 | 797.6711 | 799.7982 | 791.0767 | 786.1874 | 782.6429 | 782.9397 | 777.5266 | 776.5031 | 774.5275 | 0 | 0 | 0 | 0 | 0 | 0 | 0 | 0 | 0 | 0 | 0 | 0 | 0 | 0 | 7852.4218 | 0 | 0 | 0 | 0 | 0 | 0 | 0 | 0 | 0 | 0 | 0 | 0 | 0 | 0 | 0 | 0 | 0 | 0 | 0 | 0 | 0.01911% | 0.17641 | 0.356 | 0.53607 | 0.71418 | 0.89118 | 1.0674 | 1.2437 | 1.4187 | 1.5935 | 1.7679 | 1.7679 | 1.7679 | 1.7679 | 1.7679 | 1.7679 | 1.7679 | 1.7679 | 1.7679 | 1.7679 | 1.7679 | 1.7679 | 1.7679 | 1.7679 | 1.7679
| IND-Lighting-7P_V2 | M_Input | Council 7th Plan | 2020 | Retro | 2022 | 2045 | PSE | Industrial | Foundries | Electric | Per Region | NA | NA | Foundries Efficient Lighting 2 Shift | Foundries Efficient Lighting 2 Shift | 13727.5387 | 12.275 | 7476.796 | -294.66 | I-All-Other-Shift2-All-All-S | 0 | 0 | 0 | 0 | 0 | 0 | 0 | 0 | 0 | 0 | 0 | 0 | Comm Flat | Efficient Lighting 2 Shift | Efficient Lighting 2 Shift | IndShift2 | 0.01331% | 100% | 0% | 1 | 1 | 100% | 8.147% | 85% | 6.8% | 0.2% | 7421.8401 | 268.9021 | 769.0742 | 11049.5543 | 0 | 0 | 0 | 8067.2171 | 0 |  | 0.050342 | 0 | 0.050342 | 02. $0.028 to $0.055 | 1 | 0 | 01. ($9,999.00) to $0.22 | 1 | 0.085 | 0.085 | 0.085 | 0.085 | 0.085 | 0.085 | 0.085 | 0.085 | 0.085 | 0.085 | 0 | 0 | 0 | 0 | 0 | 0 | 0 | 0 | 0 | 0 | 0 | 0 | 0 | 0 | 1166.8408 | 1187.8716 | 1191.0392 | 1178.0514 | 1170.7704 | 1165.4921 | 1165.934 | 1157.873 | 1156.3487 | 1153.4067 | 0 | 0 | 0 | 0 | 0 | 0 | 0 | 0 | 0 | 0 | 0 | 0 | 0 | 0 | 11693.6279 | 1166.8408 | 2354.7124 | 3545.7516 | 4723.803 | 5894.5734 | 7060.0654 | 8225.9994 | 9383.8724 | 10540.2211 | 11693.6279 | 11693.6279 | 11693.6279 | 11693.6279 | 11693.6279 | 11693.6279 | 11693.6279 | 11693.6279 | 11693.6279 | 11693.6279 | 11693.6279 | 11693.6279 | 11693.6279 | 11693.6279 | 11693.6279 | 0 | 0 | 0 | 0 | 0 | 0 | 0 | 0 | 0 | 0 | 0 | 0 | 0 | 0 | 0 | 0 | 0 | 0 | 0 | 0 | 0 | 0 | 0 | 0 | 0 | 0 | 0 | 0 | 0 | 0 | 0 | 0 | 0 | 0 | 0 | 0 | 0 | 0 | 0 | 0 | 0 | 0 | 0 | 0 | 0 | 0 | 0 | 0 | 0 | 0 | 0 | 0 | 0 | 0 | 0 | 0 | 0 | 0 | 0 | 0 | 0 | 0.15527 | 0.31334 | 0.47184 | 0.6286 | 0.7844 | 0.93949 | 1.0946 | 1.2487 | 1.4026 | 1.5561 | 1.5561 | 1.5561 | 1.5561 | 1.5561 | 1.5561 | 1.5561 | 1.5561 | 1.5561 | 1.5561 | 1.5561 | 1.5561 | 1.5561 | 1.5561 | 1.5561 | 685.7135 | 698.0725 | 699.9341 | 692.3015 | 688.0227 | 684.9208 | 685.1805 | 680.4434 | 679.5476 | 677.8187 | 0 | 0 | 0 | 0 | 0 | 0 | 0 | 0 | 0 | 0 | 0 | 0 | 0 | 0 | 6871.9554 | 0 | 0 | 0 | 0 | 0 | 0 | 0 | 0 | 0 | 0 | 0 | 0 | 0 | 0 | 0 | 0 | 0 | 0 | 0 | 0 | 0.01847% | 0.21549 | 0.43486 | 0.65482 | 0.87237 | 1.0886 | 1.3038 | 1.5191 | 1.733 | 1.9465 | 2.1595 | 2.1595 | 2.1595 | 2.1595 | 2.1595 | 2.1595 | 2.1595 | 2.1595 | 2.1595 | 2.1595 | 2.1595 | 2.1595 | 2.1595 | 2.1595 | 2.1595
| IND-Lighting-7P_V2 | M_Input | Council 7th Plan | 2020 | Retro | 2022 | 2045 | PSE | Industrial | Foundries | Electric | Per Region | NA | NA | Foundries Efficient Lighting 3 Shift | Foundries Efficient Lighting 3 Shift | 2751.6576 | 8.6758 | 834.3968 | -59.064 | I-All-Other-Shift3-All-All-S | 0 | 0 | 0 | 0 | 0 | 0 | 0 | 0 | 0 | 0 | 0 | 0 | Comm Flat | Efficient Lighting 3 Shift | Efficient Lighting 3 Shift | IndShift3 | 0.01266% | 100% | 0% | 1 | 1 | 100% | 11.53% | 85% | 6.8% | 0.2% | 1178.5401 | 51.2782 | 122.9818 | 1081.5195 | 0 | 0 | 0 | 384.6539 | 0 |  | 0.011975 | 0 | 0.011975 | 01. ($9,999.000) to $0.028 | 1 | 0 | 01. ($9,999.00) to $0.22 | 1 | 0.085 | 0.085 | 0.085 | 0.085 | 0.085 | 0.085 | 0.085 | 0.085 | 0.085 | 0.085 | 0 | 0 | 0 | 0 | 0 | 0 | 0 | 0 | 0 | 0 | 0 | 0 | 0 | 0 | 233.8909 | 238.1065 | 238.7414 | 236.138 | 234.6786 | 233.6205 | 233.7091 | 232.0933 | 231.7878 | 231.1981 | 0 | 0 | 0 | 0 | 0 | 0 | 0 | 0 | 0 | 0 | 0 | 0 | 0 | 0 | 2343.9642 | 233.8909 | 471.9974 | 710.7388 | 946.8768 | 1181.5554 | 1415.1759 | 1648.8851 | 1880.9784 | 2112.7662 | 2343.9642 | 2343.9642 | 2343.9642 | 2343.9642 | 2343.9642 | 2343.9642 | 2343.9642 | 2343.9642 | 2343.9642 | 2343.9642 | 2343.9642 | 2343.9642 | 2343.9642 | 2343.9642 | 2343.9642 | 0 | 0 | 0 | 0 | 0 | 0 | 0 | 0 | 0 | 0 | 0 | 0 | 0 | 0 | 0 | 0 | 0 | 0 | 0 | 0 | 0 | 0 | 0 | 0 | 0 | 0 | 0 | 0 | 0 | 0 | 0 | 0 | 0 | 0 | 0 | 0 | 0 | 0 | 0 | 0 | 0 | 0 | 0 | 0 | 0 | 0 | 0 | 0 | 0 | 0 | 0 | 0 | 0 | 0 | 0 | 0 | 0 | 0 | 0 | 0 | 0 | 0.02961 | 0.059753 | 0.089977 | 0.11987 | 0.14958 | 0.17916 | 0.20874 | 0.23813 | 0.26747 | 0.29674 | 0.29674 | 0.29674 | 0.29674 | 0.29674 | 0.29674 | 0.29674 | 0.29674 | 0.29674 | 0.29674 | 0.29674 | 0.29674 | 0.29674 | 0.29674 | 0.29674 | 32.6956 | 33.2849 | 33.3736 | 33.0097 | 32.8057 | 32.6578 | 32.6702 | 32.4443 | 32.4016 | 32.3192 | 0 | 0 | 0 | 0 | 0 | 0 | 0 | 0 | 0 | 0 | 0 | 0 | 0 | 0 | 327.6625 | 0 | 0 | 0 | 0 | 0 | 0 | 0 | 0 | 0 | 0 | 0 | 0 | 0 | 0 | 0 | 0 | 0 | 0 | 0 | 0 | 0.01296% | 0.030306 | 0.061158 | 0.092092 | 0.12269 | 0.1531 | 0.18337 | 0.21365 | 0.24372 | 0.27376 | 0.30371 | 0.30371 | 0.30371 | 0.30371 | 0.30371 | 0.30371 | 0.30371 | 0.30371 | 0.30371 | 0.30371 | 0.30371 | 0.30371 | 0.30371 | 0.30371 | 0.30371
| IND-Lighting-7P_V2 | M_Input | Council 7th Plan | 2020 | Retro | 2022 | 2045 | PSE | Industrial | Foundries | Electric | Per Region | NA | NA | Foundries Lighting Controls | Foundries Lighting Controls | 30787.5853 | 10 | 32024.1792 | -347.221 | I-All-Other-Shift3-All-All-S | 0 | 0 | 0 | 0 | 0 | 0 | 0 | 0 | 0 | 0 | 0 | 0 | Comm Flat | Lighting Controls | Lighting Controls | IndShift3 | 0.01266% | 100% | 0% | 1 | 1 | 100% | 10% | 85% | 6.8% | 0.2% | 14393.8451 | 573.7383 | 1496.7583 | 53015.0812 | 0 | 0 | 0 | 53296.1284 | 0 |  | 0.14829 | 0 | 0.14829 | 09. $0.130 to $0.150 | 1 | 0 | 01. ($9,999.00) to $0.22 | 1 | 0.085 | 0.085 | 0.085 | 0.085 | 0.085 | 0.085 | 0.085 | 0.085 | 0.085 | 0.085 | 0 | 0 | 0 | 0 | 0 | 0 | 0 | 0 | 0 | 0 | 0 | 0 | 0 | 0 | 2616.9448 | 2664.1118 | 2671.216 | 2642.0874 | 2625.7579 | 2613.9199 | 2614.911 | 2596.8322 | 2593.4136 | 2586.8153 | 0 | 0 | 0 | 0 | 0 | 0 | 0 | 0 | 0 | 0 | 0 | 0 | 0 | 0 | 26226.0098 | 2616.9448 | 5281.0565 | 7952.2726 | 10594.36 | 13220.1179 | 15834.0377 | 18448.9487 | 21045.7809 | 23639.1944 | 26226.0098 | 26226.0098 | 26226.0098 | 26226.0098 | 26226.0098 | 26226.0098 | 26226.0098 | 26226.0098 | 26226.0098 | 26226.0098 | 26226.0098 | 26226.0098 | 26226.0098 | 26226.0098 | 26226.0098 | 0 | 0 | 0 | 0 | 0 | 0 | 0 | 0 | 0 | 0 | 0 | 0 | 0 | 0 | 0 | 0 | 0 | 0 | 0 | 0 | 0 | 0 | 0 | 0 | 0 | 0 | 0 | 0 | 0 | 0 | 0 | 0 | 0 | 0 | 0 | 0 | 0 | 0 | 0 | 0 | 0 | 0 | 0 | 0 | 0 | 0 | 0 | 0 | 0 | 0 | 0 | 0 | 0 | 0 | 0 | 0 | 0 | 0 | 0 | 0 | 0 | 0.3313 | 0.66856 | 1.0067 | 1.3412 | 1.6736 | 2.0045 | 2.3356 | 2.6643 | 2.9926 | 3.3201 | 3.3201 | 3.3201 | 3.3201 | 3.3201 | 3.3201 | 3.3201 | 3.3201 | 3.3201 | 3.3201 | 3.3201 | 3.3201 | 3.3201 | 3.3201 | 3.3201 | 4530.1709 | 4611.8214 | 4624.1194 | 4573.6952 | 4545.4272 | 4524.9345 | 4526.6503 | 4495.3542 | 4489.4363 | 4478.0141 | 0 | 0 | 0 | 0 | 0 | 0 | 0 | 0 | 0 | 0 | 0 | 0 | 0 | 0 | 45399.6235 | 0 | 0 | 0 | 0 | 0 | 0 | 0 | 0 | 0 | 0 | 0 | 0 | 0 | 0 | 0 | 0 | 0 | 0 | 0 | 0 | 0.01296% | 0.33908 | 0.68428 | 1.0304 | 1.3727 | 1.713 | 2.0516 | 2.3905 | 2.7269 | 3.063 | 3.3982 | 3.3982 | 3.3982 | 3.3982 | 3.3982 | 3.3982 | 3.3982 | 3.3982 | 3.3982 | 3.3982 | 3.3982 | 3.3982 | 3.3982 | 3.3982 | 3.3982
| IND-Lighting-7P_V2 | M_Input | Council 7th Plan | 2020 | Retro | 2022 | 2045 | PSE | Industrial | Foundries | Electric | Per Region | NA | NA | Foundries Motors: Rewind 20-50 HP | Foundries Motors: Rewind 20-50 HP | 0 | 10 | 0 | 0 | I-All-Other-Shift3-All-All-S | 0 | 0 | 0 | 0 | 0 | 0 | 0 | 0 | 0 | 0 | 0 | 0 | Comm Flat | Motors: Rewind 20-50 HP | Motors: Rewind 20-50 HP | IndShift3 | 0.01266% | 100% | 0% | 1 | 1 | 100% | 10% | 85% | 6.8% | 0.2% | 0 | 0 | 0 | 0 | 0 | 0 | 0 | 0 | 0 |  | 0 | 0 | 0 | 01. ($9,999.000) to $0.028 | 1 | 0 | 01. ($9,999.00) to $0.22 | 1 | 0.085 | 0.085 | 0.085 | 0.085 | 0.085 | 0.085 | 0.085 | 0.085 | 0.085 | 0.085 | 0 | 0 | 0 | 0 | 0 | 0 | 0 | 0 | 0 | 0 | 0 | 0 | 0 | 0 | 0 | 0 | 0 | 0 | 0 | 0 | 0 | 0 | 0 | 0 | 0 | 0 | 0 | 0 | 0 | 0 | 0 | 0 | 0 | 0 | 0 | 0 | 0 | 0 | 0 | 0 | 0 | 0 | 0 | 0 | 0 | 0 | 0 | 0 | 0 | 0 | 0 | 0 | 0 | 0 | 0 | 0 | 0 | 0 | 0 | 0 | 0 | 0 | 0 | 0 | 0 | 0 | 0 | 0 | 0 | 0 | 0 | 0 | 0 | 0 | 0 | 0 | 0 | 0 | 0 | 0 | 0 | 0 | 0 | 0 | 0 | 0 | 0 | 0 | 0 | 0 | 0 | 0 | 0 | 0 | 0 | 0 | 0 | 0 | 0 | 0 | 0 | 0 | 0 | 0 | 0 | 0 | 0 | 0 | 0 | 0 | 0 | 0 | 0 | 0 | 0 | 0 | 0 | 0 | 0 | 0 | 0 | 0 | 0 | 0 | 0 | 0 | 0 | 0 | 0 | 0 | 0 | 0 | 0 | 0 | 0 | 0 | 0 | 0 | 0 | 0 | 0 | 0 | 0 | 0 | 0 | 0 | 0 | 0 | 0 | 0 | 0 | 0 | 0 | 0 | 0 | 0 | 0 | 0 | 0 | 0 | 0 | 0 | 0 | 0 | 0 | 0 | 0 | 0 | 0 | 0 | 0 | 0 | 0 | 0 | 0 | 0 | 0 | 0 | 0 | 0 | 0 | 0 | 0 | 0 | 0 | 0 | 0 | 0 | 0 | 0 | 0 | 0 | 0 | 0.01296% | 0 | 0 | 0 | 0 | 0 | 0 | 0 | 0 | 0 | 0 | 0 | 0 | 0 | 0 | 0 | 0 | 0 | 0 | 0 | 0 | 0 | 0 | 0 | 0
| IND-Lighting-7P_V2 | M_Input | Council 7th Plan | 2020 | Retro | 2022 | 2045 | PSE | Industrial | Foundries | Electric | Per Region | NA | NA | Foundries Motors: Rewind 51-100 HP | Foundries Motors: Rewind 51-100 HP | 0 | 10 | 0 | 0 | I-All-Other-Shift3-All-All-S | 0 | 0 | 0 | 0 | 0 | 0 | 0 | 0 | 0 | 0 | 0 | 0 | Comm Flat | Motors: Rewind 51-100 HP | Motors: Rewind 51-100 HP | IndShift3 | 0.01266% | 100% | 0% | 1 | 1 | 100% | 10% | 85% | 6.8% | 0.2% | 0 | 0 | 0 | 0 | 0 | 0 | 0 | 0 | 0 |  | 0 | 0 | 0 | 01. ($9,999.000) to $0.028 | 1 | 0 | 01. ($9,999.00) to $0.22 | 1 | 0.085 | 0.085 | 0.085 | 0.085 | 0.085 | 0.085 | 0.085 | 0.085 | 0.085 | 0.085 | 0 | 0 | 0 | 0 | 0 | 0 | 0 | 0 | 0 | 0 | 0 | 0 | 0 | 0 | 0 | 0 | 0 | 0 | 0 | 0 | 0 | 0 | 0 | 0 | 0 | 0 | 0 | 0 | 0 | 0 | 0 | 0 | 0 | 0 | 0 | 0 | 0 | 0 | 0 | 0 | 0 | 0 | 0 | 0 | 0 | 0 | 0 | 0 | 0 | 0 | 0 | 0 | 0 | 0 | 0 | 0 | 0 | 0 | 0 | 0 | 0 | 0 | 0 | 0 | 0 | 0 | 0 | 0 | 0 | 0 | 0 | 0 | 0 | 0 | 0 | 0 | 0 | 0 | 0 | 0 | 0 | 0 | 0 | 0 | 0 | 0 | 0 | 0 | 0 | 0 | 0 | 0 | 0 | 0 | 0 | 0 | 0 | 0 | 0 | 0 | 0 | 0 | 0 | 0 | 0 | 0 | 0 | 0 | 0 | 0 | 0 | 0 | 0 | 0 | 0 | 0 | 0 | 0 | 0 | 0 | 0 | 0 | 0 | 0 | 0 | 0 | 0 | 0 | 0 | 0 | 0 | 0 | 0 | 0 | 0 | 0 | 0 | 0 | 0 | 0 | 0 | 0 | 0 | 0 | 0 | 0 | 0 | 0 | 0 | 0 | 0 | 0 | 0 | 0 | 0 | 0 | 0 | 0 | 0 | 0 | 0 | 0 | 0 | 0 | 0 | 0 | 0 | 0 | 0 | 0 | 0 | 0 | 0 | 0 | 0 | 0 | 0 | 0 | 0 | 0 | 0 | 0 | 0 | 0 | 0 | 0 | 0 | 0 | 0 | 0 | 0 | 0 | 0 | 0.01296% | 0 | 0 | 0 | 0 | 0 | 0 | 0 | 0 | 0 | 0 | 0 | 0 | 0 | 0 | 0 | 0 | 0 | 0 | 0 | 0 | 0 | 0 | 0 | 0
| IND-Lighting-7P_V2 | M_Input | Council 7th Plan | 2020 | Retro | 2022 | 2045 | PSE | Industrial | Foundries | Electric | Per Region | NA | NA | Foundries Motors: Rewind 101-200 HP | Foundries Motors: Rewind 101-200 HP | 0 | 10 | 0 | 0 | I-All-Other-Shift3-All-All-S | 0 | 0 | 0 | 0 | 0 | 0 | 0 | 0 | 0 | 0 | 0 | 0 | Comm Flat | Motors: Rewind 101-200 HP | Motors: Rewind 101-200 HP | IndShift3 | 0.01266% | 100% | 0% | 1 | 1 | 100% | 10% | 85% | 6.8% | 0.2% | 0 | 0 | 0 | 0 | 0 | 0 | 0 | 0 | 0 |  | 0 | 0 | 0 | 01. ($9,999.000) to $0.028 | 1 | 0 | 01. ($9,999.00) to $0.22 | 1 | 0.085 | 0.085 | 0.085 | 0.085 | 0.085 | 0.085 | 0.085 | 0.085 | 0.085 | 0.085 | 0 | 0 | 0 | 0 | 0 | 0 | 0 | 0 | 0 | 0 | 0 | 0 | 0 | 0 | 0 | 0 | 0 | 0 | 0 | 0 | 0 | 0 | 0 | 0 | 0 | 0 | 0 | 0 | 0 | 0 | 0 | 0 | 0 | 0 | 0 | 0 | 0 | 0 | 0 | 0 | 0 | 0 | 0 | 0 | 0 | 0 | 0 | 0 | 0 | 0 | 0 | 0 | 0 | 0 | 0 | 0 | 0 | 0 | 0 | 0 | 0 | 0 | 0 | 0 | 0 | 0 | 0 | 0 | 0 | 0 | 0 | 0 | 0 | 0 | 0 | 0 | 0 | 0 | 0 | 0 | 0 | 0 | 0 | 0 | 0 | 0 | 0 | 0 | 0 | 0 | 0 | 0 | 0 | 0 | 0 | 0 | 0 | 0 | 0 | 0 | 0 | 0 | 0 | 0 | 0 | 0 | 0 | 0 | 0 | 0 | 0 | 0 | 0 | 0 | 0 | 0 | 0 | 0 | 0 | 0 | 0 | 0 | 0 | 0 | 0 | 0 | 0 | 0 | 0 | 0 | 0 | 0 | 0 | 0 | 0 | 0 | 0 | 0 | 0 | 0 | 0 | 0 | 0 | 0 | 0 | 0 | 0 | 0 | 0 | 0 | 0 | 0 | 0 | 0 | 0 | 0 | 0 | 0 | 0 | 0 | 0 | 0 | 0 | 0 | 0 | 0 | 0 | 0 | 0 | 0 | 0 | 0 | 0 | 0 | 0 | 0 | 0 | 0 | 0 | 0 | 0 | 0 | 0 | 0 | 0 | 0 | 0 | 0 | 0 | 0 | 0 | 0 | 0 | 0.01296% | 0 | 0 | 0 | 0 | 0 | 0 | 0 | 0 | 0 | 0 | 0 | 0 | 0 | 0 | 0 | 0 | 0 | 0 | 0 | 0 | 0 | 0 | 0 | 0
| IND-Lighting-7P_V2 | M_Input | Council 7th Plan | 2020 | Retro | 2022 | 2045 | PSE | Industrial | Foundries | Electric | Per Region | NA | NA | Foundries Motors: Rewind 201-500 HP | Foundries Motors: Rewind 201-500 HP | 0 | 10 | 0 | 0 | I-All-Other-Shift3-All-All-S | 0 | 0 | 0 | 0 | 0 | 0 | 0 | 0 | 0 | 0 | 0 | 0 | Comm Flat | Motors: Rewind 201-500 HP | Motors: Rewind 201-500 HP | IndShift3 | 0.01266% | 100% | 0% | 1 | 1 | 100% | 10% | 85% | 6.8% | 0.2% | 0 | 0 | 0 | 0 | 0 | 0 | 0 | 0 | 0 |  | 0 | 0 | 0 | 01. ($9,999.000) to $0.028 | 1 | 0 | 01. ($9,999.00) to $0.22 | 1 | 0.085 | 0.085 | 0.085 | 0.085 | 0.085 | 0.085 | 0.085 | 0.085 | 0.085 | 0.085 | 0 | 0 | 0 | 0 | 0 | 0 | 0 | 0 | 0 | 0 | 0 | 0 | 0 | 0 | 0 | 0 | 0 | 0 | 0 | 0 | 0 | 0 | 0 | 0 | 0 | 0 | 0 | 0 | 0 | 0 | 0 | 0 | 0 | 0 | 0 | 0 | 0 | 0 | 0 | 0 | 0 | 0 | 0 | 0 | 0 | 0 | 0 | 0 | 0 | 0 | 0 | 0 | 0 | 0 | 0 | 0 | 0 | 0 | 0 | 0 | 0 | 0 | 0 | 0 | 0 | 0 | 0 | 0 | 0 | 0 | 0 | 0 | 0 | 0 | 0 | 0 | 0 | 0 | 0 | 0 | 0 | 0 | 0 | 0 | 0 | 0 | 0 | 0 | 0 | 0 | 0 | 0 | 0 | 0 | 0 | 0 | 0 | 0 | 0 | 0 | 0 | 0 | 0 | 0 | 0 | 0 | 0 | 0 | 0 | 0 | 0 | 0 | 0 | 0 | 0 | 0 | 0 | 0 | 0 | 0 | 0 | 0 | 0 | 0 | 0 | 0 | 0 | 0 | 0 | 0 | 0 | 0 | 0 | 0 | 0 | 0 | 0 | 0 | 0 | 0 | 0 | 0 | 0 | 0 | 0 | 0 | 0 | 0 | 0 | 0 | 0 | 0 | 0 | 0 | 0 | 0 | 0 | 0 | 0 | 0 | 0 | 0 | 0 | 0 | 0 | 0 | 0 | 0 | 0 | 0 | 0 | 0 | 0 | 0 | 0 | 0 | 0 | 0 | 0 | 0 | 0 | 0 | 0 | 0 | 0 | 0 | 0 | 0 | 0 | 0 | 0 | 0 | 0 | 0.01296% | 0 | 0 | 0 | 0 | 0 | 0 | 0 | 0 | 0 | 0 | 0 | 0 | 0 | 0 | 0 | 0 | 0 | 0 | 0 | 0 | 0 | 0 | 0 | 0
| IND-Lighting-7P_V2 | M_Input | Council 7th Plan | 2020 | Retro | 2022 | 2045 | PSE | Industrial | Foundries | Electric | Per Region | NA | NA | Foundries Motors: Rewind 501-5000 HP | Foundries Motors: Rewind 501-5000 HP | 0 | 10 | 0 | 0 | I-All-Other-Shift3-All-All-S | 0 | 0 | 0 | 0 | 0 | 0 | 0 | 0 | 0 | 0 | 0 | 0 | Comm Flat | Motors: Rewind 501-5000 HP | Motors: Rewind 501-5000 HP | IndShift3 | 0.01266% | 100% | 0% | 1 | 1 | 100% | 10% | 85% | 6.8% | 0.2% | 0 | 0 | 0 | 0 | 0 | 0 | 0 | 0 | 0 |  | 0 | 0 | 0 | 01. ($9,999.000) to $0.028 | 1 | 0 | 01. ($9,999.00) to $0.22 | 1 | 0.085 | 0.085 | 0.085 | 0.085 | 0.085 | 0.085 | 0.085 | 0.085 | 0.085 | 0.085 | 0 | 0 | 0 | 0 | 0 | 0 | 0 | 0 | 0 | 0 | 0 | 0 | 0 | 0 | 0 | 0 | 0 | 0 | 0 | 0 | 0 | 0 | 0 | 0 | 0 | 0 | 0 | 0 | 0 | 0 | 0 | 0 | 0 | 0 | 0 | 0 | 0 | 0 | 0 | 0 | 0 | 0 | 0 | 0 | 0 | 0 | 0 | 0 | 0 | 0 | 0 | 0 | 0 | 0 | 0 | 0 | 0 | 0 | 0 | 0 | 0 | 0 | 0 | 0 | 0 | 0 | 0 | 0 | 0 | 0 | 0 | 0 | 0 | 0 | 0 | 0 | 0 | 0 | 0 | 0 | 0 | 0 | 0 | 0 | 0 | 0 | 0 | 0 | 0 | 0 | 0 | 0 | 0 | 0 | 0 | 0 | 0 | 0 | 0 | 0 | 0 | 0 | 0 | 0 | 0 | 0 | 0 | 0 | 0 | 0 | 0 | 0 | 0 | 0 | 0 | 0 | 0 | 0 | 0 | 0 | 0 | 0 | 0 | 0 | 0 | 0 | 0 | 0 | 0 | 0 | 0 | 0 | 0 | 0 | 0 | 0 | 0 | 0 | 0 | 0 | 0 | 0 | 0 | 0 | 0 | 0 | 0 | 0 | 0 | 0 | 0 | 0 | 0 | 0 | 0 | 0 | 0 | 0 | 0 | 0 | 0 | 0 | 0 | 0 | 0 | 0 | 0 | 0 | 0 | 0 | 0 | 0 | 0 | 0 | 0 | 0 | 0 | 0 | 0 | 0 | 0 | 0 | 0 | 0 | 0 | 0 | 0 | 0 | 0 | 0 | 0 | 0 | 0 | 0.01296% | 0 | 0 | 0 | 0 | 0 | 0 | 0 | 0 | 0 | 0 | 0 | 0 | 0 | 0 | 0 | 0 | 0 | 0 | 0 | 0 | 0 | 0 | 0 | 0
| IND-Lighting-7P_V2 | M_Input | Council 7th Plan | 2020 | Retro | 2022 | 2045 | PSE | Industrial | Foundries | Electric | Per Region | NA | NA | Foundries Efficient Centrifugal Fan | Foundries Efficient Centrifugal Fan | 0 | 10 | 0 | 0 | I-SIC26-Proc-All-All-All-E | 0 | 0 | 0 | 0 | 0 | 0 | 0 | 0 | 0 | 0 | 0 | 0 | Comm Flat | Efficient Centrifugal Fan | Efficient Centrifugal Fan | SIC26 | 0.01095% | 100% | 0% | 1 | 1 | 100% | 10% | 85% | 6.8% | 0.2% | 0 | 0 | 0 | 0 | 0 | 0 | 0 | 0 | 0 |  | 0 | 0 | 0 | 01. ($9,999.000) to $0.028 | 1 | 0 | 01. ($9,999.00) to $0.22 | 1 | 0.085 | 0.085 | 0.085 | 0.085 | 0.085 | 0.085 | 0.085 | 0.085 | 0.085 | 0.085 | 0 | 0 | 0 | 0 | 0 | 0 | 0 | 0 | 0 | 0 | 0 | 0 | 0 | 0 | 0 | 0 | 0 | 0 | 0 | 0 | 0 | 0 | 0 | 0 | 0 | 0 | 0 | 0 | 0 | 0 | 0 | 0 | 0 | 0 | 0 | 0 | 0 | 0 | 0 | 0 | 0 | 0 | 0 | 0 | 0 | 0 | 0 | 0 | 0 | 0 | 0 | 0 | 0 | 0 | 0 | 0 | 0 | 0 | 0 | 0 | 0 | 0 | 0 | 0 | 0 | 0 | 0 | 0 | 0 | 0 | 0 | 0 | 0 | 0 | 0 | 0 | 0 | 0 | 0 | 0 | 0 | 0 | 0 | 0 | 0 | 0 | 0 | 0 | 0 | 0 | 0 | 0 | 0 | 0 | 0 | 0 | 0 | 0 | 0 | 0 | 0 | 0 | 0 | 0 | 0 | 0 | 0 | 0 | 0 | 0 | 0 | 0 | 0 | 0 | 0 | 0 | 0 | 0 | 0 | 0 | 0 | 0 | 0 | 0 | 0 | 0 | 0 | 0 | 0 | 0 | 0 | 0 | 0 | 0 | 0 | 0 | 0 | 0 | 0 | 0 | 0 | 0 | 0 | 0 | 0 | 0 | 0 | 0 | 0 | 0 | 0 | 0 | 0 | 0 | 0 | 0 | 0 | 0 | 0 | 0 | 0 | 0 | 0 | 0 | 0 | 0 | 0 | 0 | 0 | 0 | 0 | 0 | 0 | 0 | 0 | 0 | 0 | 0 | 0 | 0 | 0 | 0 | 0 | 0 | 0 | 0 | 0 | 0 | 0 | 0 | 0 | 0 | 0 | 0.01124% | 0 | 0 | 0 | 0 | 0 | 0 | 0 | 0 | 0 | 0 | 0 | 0 | 0 | 0 | 0 | 0 | 0 | 0 | 0 | 0 | 0 | 0 | 0 | 0
| IND-Lighting-7P_V2 | M_Input | Council 7th Plan | 2020 | Retro | 2022 | 2045 | PSE | Industrial | Foundries | Electric | Per Region | NA | NA | Foundries Fan Energy Management | Foundries Fan Energy Management | 33973.1583 | 10 | 0 | 1272.9163 | I-SIC20-Proc-All-All-All-E | 0 | 0 | 0 | 0 | 0 | 0 | 0 | 0 | 0 | 0 | 0 | 0 | Comm Flat | Fan Energy Management | Fan Energy Management | SIC20 | 0.01146% | 100% | 0% | 1 | 1 | 100% | 10% | 85% | 6.8% | 0.2% | 15883.1676 | 573.1166 | 1645.6284 | 0 | 0 | 0 | 0 | 12640.6693 | 0 |  | 0.031874 | 0 | 0.031874 | 02. $0.028 to $0.055 | 1 | 0 | 01. ($9,999.00) to $0.22 | 1 | 0.085 | 0.085 | 0.085 | 0.085 | 0.085 | 0.085 | 0.085 | 0.085 | 0.085 | 0.085 | 0 | 0 | 0 | 0 | 0 | 0 | 0 | 0 | 0 | 0 | 0 | 0 | 0 | 0 | 2887.7185 | 2939.7658 | 2947.6051 | 2915.4626 | 2897.4435 | 2884.3806 | 2885.4743 | 2865.5248 | 2861.7525 | 2854.4716 | 0 | 0 | 0 | 0 | 0 | 0 | 0 | 0 | 0 | 0 | 0 | 0 | 0 | 0 | 28939.5993 | 2887.7185 | 5827.4843 | 8775.0894 | 11690.5521 | 14587.9956 | 17472.3761 | 20357.8504 | 23223.3752 | 26085.1277 | 28939.5993 | 28939.5993 | 28939.5993 | 28939.5993 | 28939.5993 | 28939.5993 | 28939.5993 | 28939.5993 | 28939.5993 | 28939.5993 | 28939.5993 | 28939.5993 | 28939.5993 | 28939.5993 | 28939.5993 | 0 | 0 | 0 | 0 | 0 | 0 | 0 | 0 | 0 | 0 | 0 | 0 | 0 | 0 | 0 | 0 | 0 | 0 | 0 | 0 | 0 | 0 | 0 | 0 | 0 | 0 | 0 | 0 | 0 | 0 | 0 | 0 | 0 | 0 | 0 | 0 | 0 | 0 | 0 | 0 | 0 | 0 | 0 | 0 | 0 | 0 | 0 | 0 | 0 | 0 | 0 | 0 | 0 | 0 | 0 | 0 | 0 | 0 | 0 | 0 | 0 | 0.33094 | 0.66784 | 1.0056 | 1.3398 | 1.6718 | 2.0024 | 2.333 | 2.6614 | 2.9894 | 3.3165 | 3.3165 | 3.3165 | 3.3165 | 3.3165 | 3.3165 | 3.3165 | 3.3165 | 3.3165 | 3.3165 | 3.3165 | 3.3165 | 3.3165 | 3.3165 | 3.3165 | 1074.4569 | 1093.8226 | 1096.7394 | 1084.7799 | 1078.0754 | 1073.2149 | 1073.6219 | 1066.1991 | 1064.7955 | 1062.0864 | 0 | 0 | 0 | 0 | 0 | 0 | 0 | 0 | 0 | 0 | 0 | 0 | 0 | 0 | 10767.792 | 0 | 0 | 0 | 0 | 0 | 0 | 0 | 0 | 0 | 0 | 0 | 0 | 0 | 0 | 0 | 0 | 0 | 0 | 0 | 0 | 0.01326% | 0.3829 | 0.7727 | 1.1635 | 1.5501 | 1.9343 | 2.3168 | 2.6994 | 3.0793 | 3.4588 | 3.8373 | 3.8373 | 3.8373 | 3.8373 | 3.8373 | 3.8373 | 3.8373 | 3.8373 | 3.8373 | 3.8373 | 3.8373 | 3.8373 | 3.8373 | 3.8373 | 3.8373
| IND-Lighting-7P_V2 | M_Input | Council 7th Plan | 2020 | Retro | 2022 | 2045 | PSE | Industrial | Foundries | Electric | Per Region | NA | NA | Foundries Fan Equipment Upgrade | Foundries Fan Equipment Upgrade | 0 | 10 | 0 | 0 | I-All-Other-Shift3-All-All-S | 0 | 0 | 0 | 0 | 0 | 0 | 0 | 0 | 0 | 0 | 0 | 0 | Comm Flat | Fan Equipment Upgrade | Fan Equipment Upgrade | IndShift3 | 0.01266% | 100% | 0% | 1 | 1 | 100% | 10% | 85% | 6.8% | 0.2% | 0 | 0 | 0 | 0 | 0 | 0 | 0 | 0 | 0 |  | 0 | 0 | 0 | 01. ($9,999.000) to $0.028 | 1 | 0 | 01. ($9,999.00) to $0.22 | 1 | 0.085 | 0.085 | 0.085 | 0.085 | 0.085 | 0.085 | 0.085 | 0.085 | 0.085 | 0.085 | 0 | 0 | 0 | 0 | 0 | 0 | 0 | 0 | 0 | 0 | 0 | 0 | 0 | 0 | 0 | 0 | 0 | 0 | 0 | 0 | 0 | 0 | 0 | 0 | 0 | 0 | 0 | 0 | 0 | 0 | 0 | 0 | 0 | 0 | 0 | 0 | 0 | 0 | 0 | 0 | 0 | 0 | 0 | 0 | 0 | 0 | 0 | 0 | 0 | 0 | 0 | 0 | 0 | 0 | 0 | 0 | 0 | 0 | 0 | 0 | 0 | 0 | 0 | 0 | 0 | 0 | 0 | 0 | 0 | 0 | 0 | 0 | 0 | 0 | 0 | 0 | 0 | 0 | 0 | 0 | 0 | 0 | 0 | 0 | 0 | 0 | 0 | 0 | 0 | 0 | 0 | 0 | 0 | 0 | 0 | 0 | 0 | 0 | 0 | 0 | 0 | 0 | 0 | 0 | 0 | 0 | 0 | 0 | 0 | 0 | 0 | 0 | 0 | 0 | 0 | 0 | 0 | 0 | 0 | 0 | 0 | 0 | 0 | 0 | 0 | 0 | 0 | 0 | 0 | 0 | 0 | 0 | 0 | 0 | 0 | 0 | 0 | 0 | 0 | 0 | 0 | 0 | 0 | 0 | 0 | 0 | 0 | 0 | 0 | 0 | 0 | 0 | 0 | 0 | 0 | 0 | 0 | 0 | 0 | 0 | 0 | 0 | 0 | 0 | 0 | 0 | 0 | 0 | 0 | 0 | 0 | 0 | 0 | 0 | 0 | 0 | 0 | 0 | 0 | 0 | 0 | 0 | 0 | 0 | 0 | 0 | 0 | 0 | 0 | 0 | 0 | 0 | 0 | 0.01296% | 0 | 0 | 0 | 0 | 0 | 0 | 0 | 0 | 0 | 0 | 0 | 0 | 0 | 0 | 0 | 0 | 0 | 0 | 0 | 0 | 0 | 0 | 0 | 0
| IND-Lighting-7P_V2 | M_Input | Council 7th Plan | 2020 | Retro | 2022 | 2045 | PSE | Industrial | Foundries | Electric | Per Region | NA | NA | Foundries Fan System Optimization | Foundries Fan System Optimization | 0 | 10 | 0 | 0 | I-SIC24-Proc-All-All-All-E | 0 | 0 | 0 | 0 | 0 | 0 | 0 | 0 | 0 | 0 | 0 | 0 | Comm Flat | Fan System Optimization | Fan System Optimization | SIC24 | 0.01335% | 100% | 0% | 1 | 1 | 100% | 10% | 85% | 6.8% | 0.2% | 0 | 0 | 0 | 0 | 0 | 0 | 0 | 0 | 0 |  | 0 | 0 | 0 | 01. ($9,999.000) to $0.028 | 1 | 0 | 01. ($9,999.00) to $0.22 | 1 | 0.085 | 0.085 | 0.085 | 0.085 | 0.085 | 0.085 | 0.085 | 0.085 | 0.085 | 0.085 | 0 | 0 | 0 | 0 | 0 | 0 | 0 | 0 | 0 | 0 | 0 | 0 | 0 | 0 | 0 | 0 | 0 | 0 | 0 | 0 | 0 | 0 | 0 | 0 | 0 | 0 | 0 | 0 | 0 | 0 | 0 | 0 | 0 | 0 | 0 | 0 | 0 | 0 | 0 | 0 | 0 | 0 | 0 | 0 | 0 | 0 | 0 | 0 | 0 | 0 | 0 | 0 | 0 | 0 | 0 | 0 | 0 | 0 | 0 | 0 | 0 | 0 | 0 | 0 | 0 | 0 | 0 | 0 | 0 | 0 | 0 | 0 | 0 | 0 | 0 | 0 | 0 | 0 | 0 | 0 | 0 | 0 | 0 | 0 | 0 | 0 | 0 | 0 | 0 | 0 | 0 | 0 | 0 | 0 | 0 | 0 | 0 | 0 | 0 | 0 | 0 | 0 | 0 | 0 | 0 | 0 | 0 | 0 | 0 | 0 | 0 | 0 | 0 | 0 | 0 | 0 | 0 | 0 | 0 | 0 | 0 | 0 | 0 | 0 | 0 | 0 | 0 | 0 | 0 | 0 | 0 | 0 | 0 | 0 | 0 | 0 | 0 | 0 | 0 | 0 | 0 | 0 | 0 | 0 | 0 | 0 | 0 | 0 | 0 | 0 | 0 | 0 | 0 | 0 | 0 | 0 | 0 | 0 | 0 | 0 | 0 | 0 | 0 | 0 | 0 | 0 | 0 | 0 | 0 | 0 | 0 | 0 | 0 | 0 | 0 | 0 | 0 | 0 | 0 | 0 | 0 | 0 | 0 | 0 | 0 | 0 | 0 | 0 | 0 | 0 | 0 | 0 | 0 | 0.01209% | 0 | 0 | 0 | 0 | 0 | 0 | 0 | 0 | 0 | 0 | 0 | 0 | 0 | 0 | 0 | 0 | 0 | 0 | 0 | 0 | 0 | 0 | 0 | 0
| IND-Lighting-7P_V2 | M_Input | Council 7th Plan | 2020 | Retro | 2022 | 2045 | PSE | Industrial | Foundries | Electric | Per Region | NA | NA | Foundries Pump Energy Management | Foundries Pump Energy Management | 58061.3321 | 10 | 0 | 2175.4591 | I-SIC26-Proc-All-All-All-E | 0 | 0 | 0 | 0 | 0 | 0 | 0 | 0 | 0 | 0 | 0 | 0 | Comm Flat | Pump Energy Management | Pump Energy Management | SIC26 | 0.01095% | 100% | 0% | 1 | 1 | 100% | 10% | 85% | 6.8% | 0.2% | 27144.8965 | 935.6786 | 2808.0575 | 0 | 0 | 0 | 0 | 21651.5298 | 0 |  | 0.031945 | 0 | 0.031945 | 02. $0.028 to $0.055 | 1 | 0 | 01. ($9,999.00) to $0.22 | 1 | 0.085 | 0.085 | 0.085 | 0.085 | 0.085 | 0.085 | 0.085 | 0.085 | 0.085 | 0.085 | 0 | 0 | 0 | 0 | 0 | 0 | 0 | 0 | 0 | 0 | 0 | 0 | 0 | 0 | 4935.2132 | 5024.164 | 5037.5617 | 4982.629 | 4951.8336 | 4929.5087 | 4931.3778 | 4897.2835 | 4890.8365 | 4878.3931 | 0 | 0 | 0 | 0 | 0 | 0 | 0 | 0 | 0 | 0 | 0 | 0 | 0 | 0 | 49458.8013 | 4935.2132 | 9959.3773 | 14996.939 | 19979.568 | 24931.4016 | 29860.9103 | 34792.2881 | 39689.5716 | 44580.4081 | 49458.8013 | 49458.8013 | 49458.8013 | 49458.8013 | 49458.8013 | 49458.8013 | 49458.8013 | 49458.8013 | 49458.8013 | 49458.8013 | 49458.8013 | 49458.8013 | 49458.8013 | 49458.8013 | 49458.8013 | 0 | 0 | 0 | 0 | 0 | 0 | 0 | 0 | 0 | 0 | 0 | 0 | 0 | 0 | 0 | 0 | 0 | 0 | 0 | 0 | 0 | 0 | 0 | 0 | 0 | 0 | 0 | 0 | 0 | 0 | 0 | 0 | 0 | 0 | 0 | 0 | 0 | 0 | 0 | 0 | 0 | 0 | 0 | 0 | 0 | 0 | 0 | 0 | 0 | 0 | 0 | 0 | 0 | 0 | 0 | 0 | 0 | 0 | 0 | 0 | 0 | 0.54029 | 1.0903 | 1.6418 | 2.1873 | 2.7294 | 3.2691 | 3.809 | 4.3451 | 4.8805 | 5.4146 | 5.4146 | 5.4146 | 5.4146 | 5.4146 | 5.4146 | 5.4146 | 5.4146 | 5.4146 | 5.4146 | 5.4146 | 5.4146 | 5.4146 | 5.4146 | 5.4146 | 1840.38 | 1873.5505 | 1878.5466 | 1858.0618 | 1846.5779 | 1838.2528 | 1838.9498 | 1826.2357 | 1823.8316 | 1819.1914 | 0 | 0 | 0 | 0 | 0 | 0 | 0 | 0 | 0 | 0 | 0 | 0 | 0 | 0 | 18443.578 | 0 | 0 | 0 | 0 | 0 | 0 | 0 | 0 | 0 | 0 | 0 | 0 | 0 | 0 | 0 | 0 | 0 | 0 | 0 | 0 | 0.01124% | 0.55455 | 1.1191 | 1.6852 | 2.245 | 2.8014 | 3.3554 | 3.9095 | 4.4598 | 5.0093 | 5.5575 | 5.5575 | 5.5575 | 5.5575 | 5.5575 | 5.5575 | 5.5575 | 5.5575 | 5.5575 | 5.5575 | 5.5575 | 5.5575 | 5.5575 | 5.5575 | 5.5575
| IND-Lighting-7P_V2 | M_Input | Council 7th Plan | 2020 | Retro | 2022 | 2045 | PSE | Industrial | Foundries | Electric | Per Region | NA | NA | Foundries Pump Equipment Upgrade | Foundries Pump Equipment Upgrade | 0 | 10 | 0 | 0 | I-SIC26-Proc-All-All-All-E | 0 | 0 | 0 | 0 | 0 | 0 | 0 | 0 | 0 | 0 | 0 | 0 | Comm Flat | Pump Equipment Upgrade | Pump Equipment Upgrade | SIC26 | 0.01095% | 100% | 0% | 1 | 1 | 100% | 10% | 85% | 6.8% | 0.2% | 0 | 0 | 0 | 0 | 0 | 0 | 0 | 0 | 0 |  | 0 | 0 | 0 | 01. ($9,999.000) to $0.028 | 1 | 0 | 01. ($9,999.00) to $0.22 | 1 | 0.085 | 0.085 | 0.085 | 0.085 | 0.085 | 0.085 | 0.085 | 0.085 | 0.085 | 0.085 | 0 | 0 | 0 | 0 | 0 | 0 | 0 | 0 | 0 | 0 | 0 | 0 | 0 | 0 | 0 | 0 | 0 | 0 | 0 | 0 | 0 | 0 | 0 | 0 | 0 | 0 | 0 | 0 | 0 | 0 | 0 | 0 | 0 | 0 | 0 | 0 | 0 | 0 | 0 | 0 | 0 | 0 | 0 | 0 | 0 | 0 | 0 | 0 | 0 | 0 | 0 | 0 | 0 | 0 | 0 | 0 | 0 | 0 | 0 | 0 | 0 | 0 | 0 | 0 | 0 | 0 | 0 | 0 | 0 | 0 | 0 | 0 | 0 | 0 | 0 | 0 | 0 | 0 | 0 | 0 | 0 | 0 | 0 | 0 | 0 | 0 | 0 | 0 | 0 | 0 | 0 | 0 | 0 | 0 | 0 | 0 | 0 | 0 | 0 | 0 | 0 | 0 | 0 | 0 | 0 | 0 | 0 | 0 | 0 | 0 | 0 | 0 | 0 | 0 | 0 | 0 | 0 | 0 | 0 | 0 | 0 | 0 | 0 | 0 | 0 | 0 | 0 | 0 | 0 | 0 | 0 | 0 | 0 | 0 | 0 | 0 | 0 | 0 | 0 | 0 | 0 | 0 | 0 | 0 | 0 | 0 | 0 | 0 | 0 | 0 | 0 | 0 | 0 | 0 | 0 | 0 | 0 | 0 | 0 | 0 | 0 | 0 | 0 | 0 | 0 | 0 | 0 | 0 | 0 | 0 | 0 | 0 | 0 | 0 | 0 | 0 | 0 | 0 | 0 | 0 | 0 | 0 | 0 | 0 | 0 | 0 | 0 | 0 | 0 | 0 | 0 | 0 | 0 | 0.01124% | 0 | 0 | 0 | 0 | 0 | 0 | 0 | 0 | 0 | 0 | 0 | 0 | 0 | 0 | 0 | 0 | 0 | 0 | 0 | 0 | 0 | 0 | 0 | 0
| IND-Lighting-7P_V2 | M_Input | Council 7th Plan | 2020 | Retro | 2022 | 2045 | PSE | Industrial | Foundries | Electric | Per Region | NA | NA | Foundries Pump System Optimization | Foundries Pump System Optimization | 0 | 12 | 0 | 0 | I-SIC20-Proc-All-All-All-E | 0 | 0 | 0 | 0 | 0 | 0 | 0 | 0 | 0 | 0 | 0 | 0 | Comm Flat | Pump System Optimization | Pump System Optimization | SIC20 | 0.01146% | 100% | 0% | 1 | 1 | 100% | 8.333% | 85% | 6.8% | 0.2% | 0 | 0 | 0 | 0 | 0 | 0 | 0 | 0 | 0 |  | 0 | 0 | 0 | 01. ($9,999.000) to $0.028 | 1 | 0 | 01. ($9,999.00) to $0.22 | 1 | 0.085 | 0.085 | 0.085 | 0.085 | 0.085 | 0.085 | 0.085 | 0.085 | 0.085 | 0.085 | 0 | 0 | 0 | 0 | 0 | 0 | 0 | 0 | 0 | 0 | 0 | 0 | 0 | 0 | 0 | 0 | 0 | 0 | 0 | 0 | 0 | 0 | 0 | 0 | 0 | 0 | 0 | 0 | 0 | 0 | 0 | 0 | 0 | 0 | 0 | 0 | 0 | 0 | 0 | 0 | 0 | 0 | 0 | 0 | 0 | 0 | 0 | 0 | 0 | 0 | 0 | 0 | 0 | 0 | 0 | 0 | 0 | 0 | 0 | 0 | 0 | 0 | 0 | 0 | 0 | 0 | 0 | 0 | 0 | 0 | 0 | 0 | 0 | 0 | 0 | 0 | 0 | 0 | 0 | 0 | 0 | 0 | 0 | 0 | 0 | 0 | 0 | 0 | 0 | 0 | 0 | 0 | 0 | 0 | 0 | 0 | 0 | 0 | 0 | 0 | 0 | 0 | 0 | 0 | 0 | 0 | 0 | 0 | 0 | 0 | 0 | 0 | 0 | 0 | 0 | 0 | 0 | 0 | 0 | 0 | 0 | 0 | 0 | 0 | 0 | 0 | 0 | 0 | 0 | 0 | 0 | 0 | 0 | 0 | 0 | 0 | 0 | 0 | 0 | 0 | 0 | 0 | 0 | 0 | 0 | 0 | 0 | 0 | 0 | 0 | 0 | 0 | 0 | 0 | 0 | 0 | 0 | 0 | 0 | 0 | 0 | 0 | 0 | 0 | 0 | 0 | 0 | 0 | 0 | 0 | 0 | 0 | 0 | 0 | 0 | 0 | 0 | 0 | 0 | 0 | 0 | 0 | 0 | 0 | 0 | 0 | 0 | 0 | 0 | 0 | 0 | 0 | 0 | 0.01326% | 0 | 0 | 0 | 0 | 0 | 0 | 0 | 0 | 0 | 0 | 0 | 0 | 0 | 0 | 0 | 0 | 0 | 0 | 0 | 0 | 0 | 0 | 0 | 0
| IND-Lighting-7P_V2 | M_Input | Council 7th Plan | 2020 | Retro | 2022 | 2045 | PSE | Industrial | Foundries | Electric | Per Region | NA | NA | Foundries Transformers-Retrofit | Foundries Transformers-Retrofit | 0 | 10 | 0 | 0 | I-All-Other-Shift3-All-All-S | 0 | 0 | 0 | 0 | 0 | 0 | 0 | 0 | 0 | 0 | 0 | 0 | Comm Flat | Transformers-Retrofit | Transformers-Retrofit | IndShift3 | 0.01266% | 100% | 0% | 1 | 1 | 100% | 10% | 85% | 6.8% | 0.2% | 0 | 0 | 0 | 0 | 0 | 0 | 0 | 0 | 0 |  | 0 | 0 | 0 | 01. ($9,999.000) to $0.028 | 0 | 0 | 01. ($9,999.00) to $0.22 | 1 | 0.085 | 0.085 | 0.085 | 0.085 | 0.085 | 0.085 | 0.085 | 0.085 | 0.085 | 0.085 | 0 | 0 | 0 | 0 | 0 | 0 | 0 | 0 | 0 | 0 | 0 | 0 | 0 | 0 | 0 | 0 | 0 | 0 | 0 | 0 | 0 | 0 | 0 | 0 | 0 | 0 | 0 | 0 | 0 | 0 | 0 | 0 | 0 | 0 | 0 | 0 | 0 | 0 | 0 | 0 | 0 | 0 | 0 | 0 | 0 | 0 | 0 | 0 | 0 | 0 | 0 | 0 | 0 | 0 | 0 | 0 | 0 | 0 | 0 | 0 | 0 | 0 | 0 | 0 | 0 | 0 | 0 | 0 | 0 | 0 | 0 | 0 | 0 | 0 | 0 | 0 | 0 | 0 | 0 | 0 | 0 | 0 | 0 | 0 | 0 | 0 | 0 | 0 | 0 | 0 | 0 | 0 | 0 | 0 | 0 | 0 | 0 | 0 | 0 | 0 | 0 | 0 | 0 | 0 | 0 | 0 | 0 | 0 | 0 | 0 | 0 | 0 | 0 | 0 | 0 | 0 | 0 | 0 | 0 | 0 | 0 | 0 | 0 | 0 | 0 | 0 | 0 | 0 | 0 | 0 | 0 | 0 | 0 | 0 | 0 | 0 | 0 | 0 | 0 | 0 | 0 | 0 | 0 | 0 | 0 | 0 | 0 | 0 | 0 | 0 | 0 | 0 | 0 | 0 | 0 | 0 | 0 | 0 | 0 | 0 | 0 | 0 | 0 | 0 | 0 | 0 | 0 | 0 | 0 | 0 | 0 | 0 | 0 | 0 | 0 | 0 | 0 | 0 | 0 | 0 | 0 | 0 | 0 | 0 | 0 | 0 | 0 | 0 | 0 | 0 | 0 | 0 | 0 | 0.01296% | 0 | 0 | 0 | 0 | 0 | 0 | 0 | 0 | 0 | 0 | 0 | 0 | 0 | 0 | 0 | 0 | 0 | 0 | 0 | 0 | 0 | 0 | 0 | 0
| IND-Lighting-7P_V2 | M_Input | Council 7th Plan | 2020 | Retro | 2022 | 2045 | PSE | Industrial | Foundries | Electric | Per Region | NA | NA | Foundries Transformers-New | Foundries Transformers-New | 0 | 32 | 0 | 0 | I-All-Other-Shift3-All-All-S | 0 | 0 | 0 | 0 | 0 | 0 | 0 | 0 | 0 | 0 | 0 | 0 | Comm Flat | Transformers-New | Transformers-New | IndShift3 | 0.01266% | 100% | 0% | 1 | 1 | 100% | 3.125% | 85% | 6.8% | 0.2% | 0 | 0 | 0 | 0 | 0 | 0 | 0 | 0 | 0 |  | 0 | 0 | 0 | 01. ($9,999.000) to $0.028 | 0 | 0 | 01. ($9,999.00) to $0.22 | 1 | 0.085 | 0.085 | 0.085 | 0.085 | 0.085 | 0.085 | 0.085 | 0.085 | 0.085 | 0.085 | 0 | 0 | 0 | 0 | 0 | 0 | 0 | 0 | 0 | 0 | 0 | 0 | 0 | 0 | 0 | 0 | 0 | 0 | 0 | 0 | 0 | 0 | 0 | 0 | 0 | 0 | 0 | 0 | 0 | 0 | 0 | 0 | 0 | 0 | 0 | 0 | 0 | 0 | 0 | 0 | 0 | 0 | 0 | 0 | 0 | 0 | 0 | 0 | 0 | 0 | 0 | 0 | 0 | 0 | 0 | 0 | 0 | 0 | 0 | 0 | 0 | 0 | 0 | 0 | 0 | 0 | 0 | 0 | 0 | 0 | 0 | 0 | 0 | 0 | 0 | 0 | 0 | 0 | 0 | 0 | 0 | 0 | 0 | 0 | 0 | 0 | 0 | 0 | 0 | 0 | 0 | 0 | 0 | 0 | 0 | 0 | 0 | 0 | 0 | 0 | 0 | 0 | 0 | 0 | 0 | 0 | 0 | 0 | 0 | 0 | 0 | 0 | 0 | 0 | 0 | 0 | 0 | 0 | 0 | 0 | 0 | 0 | 0 | 0 | 0 | 0 | 0 | 0 | 0 | 0 | 0 | 0 | 0 | 0 | 0 | 0 | 0 | 0 | 0 | 0 | 0 | 0 | 0 | 0 | 0 | 0 | 0 | 0 | 0 | 0 | 0 | 0 | 0 | 0 | 0 | 0 | 0 | 0 | 0 | 0 | 0 | 0 | 0 | 0 | 0 | 0 | 0 | 0 | 0 | 0 | 0 | 0 | 0 | 0 | 0 | 0 | 0 | 0 | 0 | 0 | 0 | 0 | 0 | 0 | 0 | 0 | 0 | 0 | 0 | 0 | 0 | 0 | 0 | 0.01296% | 0 | 0 | 0 | 0 | 0 | 0 | 0 | 0 | 0 | 0 | 0 | 0 | 0 | 0 | 0 | 0 | 0 | 0 | 0 | 0 | 0 | 0 | 0 | 0
| IND-Lighting-7P_V2 | M_Input | Council 7th Plan | 2020 | Retro | 2022 | 2045 | PSE | Industrial | Foundries | Electric | Per Region | NA | NA | Foundries Synchronous Belts | Foundries Synchronous Belts | 0 | 10 | 0 | 0 | I-All-Other-Shift3-All-All-S | 0 | 0 | 0 | 0 | 0 | 0 | 0 | 0 | 0 | 0 | 0 | 0 | Comm Flat | Synchronous Belts | Synchronous Belts | IndShift3 | 0.01266% | 100% | 0% | 1 | 1 | 100% | 10% | 85% | 6.8% | 0.2% | 0 | 0 | 0 | 0 | 0 | 0 | 0 | 0 | 0 |  | 0 | 0 | 0 | 01. ($9,999.000) to $0.028 | 0 | 0 | 01. ($9,999.00) to $0.22 | 1 | 0.085 | 0.085 | 0.085 | 0.085 | 0.085 | 0.085 | 0.085 | 0.085 | 0.085 | 0.085 | 0 | 0 | 0 | 0 | 0 | 0 | 0 | 0 | 0 | 0 | 0 | 0 | 0 | 0 | 0 | 0 | 0 | 0 | 0 | 0 | 0 | 0 | 0 | 0 | 0 | 0 | 0 | 0 | 0 | 0 | 0 | 0 | 0 | 0 | 0 | 0 | 0 | 0 | 0 | 0 | 0 | 0 | 0 | 0 | 0 | 0 | 0 | 0 | 0 | 0 | 0 | 0 | 0 | 0 | 0 | 0 | 0 | 0 | 0 | 0 | 0 | 0 | 0 | 0 | 0 | 0 | 0 | 0 | 0 | 0 | 0 | 0 | 0 | 0 | 0 | 0 | 0 | 0 | 0 | 0 | 0 | 0 | 0 | 0 | 0 | 0 | 0 | 0 | 0 | 0 | 0 | 0 | 0 | 0 | 0 | 0 | 0 | 0 | 0 | 0 | 0 | 0 | 0 | 0 | 0 | 0 | 0 | 0 | 0 | 0 | 0 | 0 | 0 | 0 | 0 | 0 | 0 | 0 | 0 | 0 | 0 | 0 | 0 | 0 | 0 | 0 | 0 | 0 | 0 | 0 | 0 | 0 | 0 | 0 | 0 | 0 | 0 | 0 | 0 | 0 | 0 | 0 | 0 | 0 | 0 | 0 | 0 | 0 | 0 | 0 | 0 | 0 | 0 | 0 | 0 | 0 | 0 | 0 | 0 | 0 | 0 | 0 | 0 | 0 | 0 | 0 | 0 | 0 | 0 | 0 | 0 | 0 | 0 | 0 | 0 | 0 | 0 | 0 | 0 | 0 | 0 | 0 | 0 | 0 | 0 | 0 | 0 | 0 | 0 | 0 | 0 | 0 | 0 | 0.01296% | 0 | 0 | 0 | 0 | 0 | 0 | 0 | 0 | 0 | 0 | 0 | 0 | 0 | 0 | 0 | 0 | 0 | 0 | 0 | 0 | 0 | 0 | 0 | 0
| IND-Lighting-7P_V2 | M_Input | Council 7th Plan | 2020 | Retro | 2022 | 2045 | PSE | Industrial | Foundries | Electric | Per Region | NA | NA | Foundries Elec Chip Fab: Eliminate Exhaust | Foundries Elec Chip Fab: Eliminate Exhaust | 0 | 10 | 0 | 0 | I-All-Other-Shift3-All-All-S | 0 | 0 | 0 | 0 | 0 | 0 | 0 | 0 | 0 | 0 | 0 | 0 | Comm Flat | Elec Chip Fab: Eliminate Exhaust | Elec Chip Fab: Eliminate Exhaust | IndShift3 | 0.01266% | 100% | 0% | 1 | 1 | 100% | 10% | 85% | 6.8% | 0.2% | 0 | 0 | 0 | 0 | 0 | 0 | 0 | 0 | 0 |  | 0 | 0 | 0 | 01. ($9,999.000) to $0.028 | 0 | 0 | 01. ($9,999.00) to $0.22 | 1 | 0.085 | 0.085 | 0.085 | 0.085 | 0.085 | 0.085 | 0.085 | 0.085 | 0.085 | 0.085 | 0 | 0 | 0 | 0 | 0 | 0 | 0 | 0 | 0 | 0 | 0 | 0 | 0 | 0 | 0 | 0 | 0 | 0 | 0 | 0 | 0 | 0 | 0 | 0 | 0 | 0 | 0 | 0 | 0 | 0 | 0 | 0 | 0 | 0 | 0 | 0 | 0 | 0 | 0 | 0 | 0 | 0 | 0 | 0 | 0 | 0 | 0 | 0 | 0 | 0 | 0 | 0 | 0 | 0 | 0 | 0 | 0 | 0 | 0 | 0 | 0 | 0 | 0 | 0 | 0 | 0 | 0 | 0 | 0 | 0 | 0 | 0 | 0 | 0 | 0 | 0 | 0 | 0 | 0 | 0 | 0 | 0 | 0 | 0 | 0 | 0 | 0 | 0 | 0 | 0 | 0 | 0 | 0 | 0 | 0 | 0 | 0 | 0 | 0 | 0 | 0 | 0 | 0 | 0 | 0 | 0 | 0 | 0 | 0 | 0 | 0 | 0 | 0 | 0 | 0 | 0 | 0 | 0 | 0 | 0 | 0 | 0 | 0 | 0 | 0 | 0 | 0 | 0 | 0 | 0 | 0 | 0 | 0 | 0 | 0 | 0 | 0 | 0 | 0 | 0 | 0 | 0 | 0 | 0 | 0 | 0 | 0 | 0 | 0 | 0 | 0 | 0 | 0 | 0 | 0 | 0 | 0 | 0 | 0 | 0 | 0 | 0 | 0 | 0 | 0 | 0 | 0 | 0 | 0 | 0 | 0 | 0 | 0 | 0 | 0 | 0 | 0 | 0 | 0 | 0 | 0 | 0 | 0 | 0 | 0 | 0 | 0 | 0 | 0 | 0 | 0 | 0 | 0 | 0.01296% | 0 | 0 | 0 | 0 | 0 | 0 | 0 | 0 | 0 | 0 | 0 | 0 | 0 | 0 | 0 | 0 | 0 | 0 | 0 | 0 | 0 | 0 | 0 | 0
| IND-Lighting-7P_V2 | M_Input | Council 7th Plan | 2020 | Retro | 2022 | 2045 | PSE | Industrial | Foundries | Electric | Per Region | NA | NA | Foundries Elec Chip Fab: Exhaust Injector | Foundries Elec Chip Fab: Exhaust Injector | 0 | 10 | 0 | 0 | I-All-Other-Shift3-All-All-S | 0 | 0 | 0 | 0 | 0 | 0 | 0 | 0 | 0 | 0 | 0 | 0 | Comm Flat | Elec Chip Fab: Exhaust Injector | Elec Chip Fab: Exhaust Injector | IndShift3 | 0.01266% | 100% | 0% | 1 | 1 | 100% | 10% | 85% | 6.8% | 0.2% | 0 | 0 | 0 | 0 | 0 | 0 | 0 | 0 | 0 |  | 0 | 0 | 0 | 01. ($9,999.000) to $0.028 | 0 | 0 | 01. ($9,999.00) to $0.22 | 1 | 0.085 | 0.085 | 0.085 | 0.085 | 0.085 | 0.085 | 0.085 | 0.085 | 0.085 | 0.085 | 0 | 0 | 0 | 0 | 0 | 0 | 0 | 0 | 0 | 0 | 0 | 0 | 0 | 0 | 0 | 0 | 0 | 0 | 0 | 0 | 0 | 0 | 0 | 0 | 0 | 0 | 0 | 0 | 0 | 0 | 0 | 0 | 0 | 0 | 0 | 0 | 0 | 0 | 0 | 0 | 0 | 0 | 0 | 0 | 0 | 0 | 0 | 0 | 0 | 0 | 0 | 0 | 0 | 0 | 0 | 0 | 0 | 0 | 0 | 0 | 0 | 0 | 0 | 0 | 0 | 0 | 0 | 0 | 0 | 0 | 0 | 0 | 0 | 0 | 0 | 0 | 0 | 0 | 0 | 0 | 0 | 0 | 0 | 0 | 0 | 0 | 0 | 0 | 0 | 0 | 0 | 0 | 0 | 0 | 0 | 0 | 0 | 0 | 0 | 0 | 0 | 0 | 0 | 0 | 0 | 0 | 0 | 0 | 0 | 0 | 0 | 0 | 0 | 0 | 0 | 0 | 0 | 0 | 0 | 0 | 0 | 0 | 0 | 0 | 0 | 0 | 0 | 0 | 0 | 0 | 0 | 0 | 0 | 0 | 0 | 0 | 0 | 0 | 0 | 0 | 0 | 0 | 0 | 0 | 0 | 0 | 0 | 0 | 0 | 0 | 0 | 0 | 0 | 0 | 0 | 0 | 0 | 0 | 0 | 0 | 0 | 0 | 0 | 0 | 0 | 0 | 0 | 0 | 0 | 0 | 0 | 0 | 0 | 0 | 0 | 0 | 0 | 0 | 0 | 0 | 0 | 0 | 0 | 0 | 0 | 0 | 0 | 0 | 0 | 0 | 0 | 0 | 0 | 0.01296% | 0 | 0 | 0 | 0 | 0 | 0 | 0 | 0 | 0 | 0 | 0 | 0 | 0 | 0 | 0 | 0 | 0 | 0 | 0 | 0 | 0 | 0 | 0 | 0
| IND-Lighting-7P_V2 | M_Input | Council 7th Plan | 2020 | Retro | 2022 | 2045 | PSE | Industrial | Foundries | Electric | Per Region | NA | NA | Foundries Elec Chip Fab: Solidstate Chiller | Foundries Elec Chip Fab: Solidstate Chiller | 0 | 10 | 0 | 0 | I-All-Other-Shift3-All-All-S | 0 | 0 | 0 | 0 | 0 | 0 | 0 | 0 | 0 | 0 | 0 | 0 | Comm Flat | Elec Chip Fab: Solidstate Chiller | Elec Chip Fab: Solidstate Chiller | IndShift3 | 0.01266% | 100% | 0% | 1 | 1 | 100% | 10% | 85% | 6.8% | 0.2% | 0 | 0 | 0 | 0 | 0 | 0 | 0 | 0 | 0 |  | 0 | 0 | 0 | 01. ($9,999.000) to $0.028 | 0 | 0 | 01. ($9,999.00) to $0.22 | 1 | 0.085 | 0.085 | 0.085 | 0.085 | 0.085 | 0.085 | 0.085 | 0.085 | 0.085 | 0.085 | 0 | 0 | 0 | 0 | 0 | 0 | 0 | 0 | 0 | 0 | 0 | 0 | 0 | 0 | 0 | 0 | 0 | 0 | 0 | 0 | 0 | 0 | 0 | 0 | 0 | 0 | 0 | 0 | 0 | 0 | 0 | 0 | 0 | 0 | 0 | 0 | 0 | 0 | 0 | 0 | 0 | 0 | 0 | 0 | 0 | 0 | 0 | 0 | 0 | 0 | 0 | 0 | 0 | 0 | 0 | 0 | 0 | 0 | 0 | 0 | 0 | 0 | 0 | 0 | 0 | 0 | 0 | 0 | 0 | 0 | 0 | 0 | 0 | 0 | 0 | 0 | 0 | 0 | 0 | 0 | 0 | 0 | 0 | 0 | 0 | 0 | 0 | 0 | 0 | 0 | 0 | 0 | 0 | 0 | 0 | 0 | 0 | 0 | 0 | 0 | 0 | 0 | 0 | 0 | 0 | 0 | 0 | 0 | 0 | 0 | 0 | 0 | 0 | 0 | 0 | 0 | 0 | 0 | 0 | 0 | 0 | 0 | 0 | 0 | 0 | 0 | 0 | 0 | 0 | 0 | 0 | 0 | 0 | 0 | 0 | 0 | 0 | 0 | 0 | 0 | 0 | 0 | 0 | 0 | 0 | 0 | 0 | 0 | 0 | 0 | 0 | 0 | 0 | 0 | 0 | 0 | 0 | 0 | 0 | 0 | 0 | 0 | 0 | 0 | 0 | 0 | 0 | 0 | 0 | 0 | 0 | 0 | 0 | 0 | 0 | 0 | 0 | 0 | 0 | 0 | 0 | 0 | 0 | 0 | 0 | 0 | 0 | 0 | 0 | 0 | 0 | 0 | 0 | 0.01296% | 0 | 0 | 0 | 0 | 0 | 0 | 0 | 0 | 0 | 0 | 0 | 0 | 0 | 0 | 0 | 0 | 0 | 0 | 0 | 0 | 0 | 0 | 0 | 0
| IND-Lighting-7P_V2 | M_Input | Council 7th Plan | 2020 | Retro | 2022 | 2045 | PSE | Industrial | Foundries | Electric | Per Region | NA | NA | Foundries Elec Chip Fab: Reduce Gas Pressure | Foundries Elec Chip Fab: Reduce Gas Pressure | 0 | 10 | 0 | 0 | I-All-Other-Shift3-All-All-S | 0 | 0 | 0 | 0 | 0 | 0 | 0 | 0 | 0 | 0 | 0 | 0 | Comm Flat | Elec Chip Fab: Reduce Gas Pressure | Elec Chip Fab: Reduce Gas Pressure | IndShift3 | 0.01266% | 100% | 0% | 1 | 1 | 100% | 10% | 85% | 6.8% | 0.2% | 0 | 0 | 0 | 0 | 0 | 0 | 0 | 0 | 0 |  | 0 | 0 | 0 | 01. ($9,999.000) to $0.028 | 0 | 0 | 01. ($9,999.00) to $0.22 | 1 | 0.085 | 0.085 | 0.085 | 0.085 | 0.085 | 0.085 | 0.085 | 0.085 | 0.085 | 0.085 | 0 | 0 | 0 | 0 | 0 | 0 | 0 | 0 | 0 | 0 | 0 | 0 | 0 | 0 | 0 | 0 | 0 | 0 | 0 | 0 | 0 | 0 | 0 | 0 | 0 | 0 | 0 | 0 | 0 | 0 | 0 | 0 | 0 | 0 | 0 | 0 | 0 | 0 | 0 | 0 | 0 | 0 | 0 | 0 | 0 | 0 | 0 | 0 | 0 | 0 | 0 | 0 | 0 | 0 | 0 | 0 | 0 | 0 | 0 | 0 | 0 | 0 | 0 | 0 | 0 | 0 | 0 | 0 | 0 | 0 | 0 | 0 | 0 | 0 | 0 | 0 | 0 | 0 | 0 | 0 | 0 | 0 | 0 | 0 | 0 | 0 | 0 | 0 | 0 | 0 | 0 | 0 | 0 | 0 | 0 | 0 | 0 | 0 | 0 | 0 | 0 | 0 | 0 | 0 | 0 | 0 | 0 | 0 | 0 | 0 | 0 | 0 | 0 | 0 | 0 | 0 | 0 | 0 | 0 | 0 | 0 | 0 | 0 | 0 | 0 | 0 | 0 | 0 | 0 | 0 | 0 | 0 | 0 | 0 | 0 | 0 | 0 | 0 | 0 | 0 | 0 | 0 | 0 | 0 | 0 | 0 | 0 | 0 | 0 | 0 | 0 | 0 | 0 | 0 | 0 | 0 | 0 | 0 | 0 | 0 | 0 | 0 | 0 | 0 | 0 | 0 | 0 | 0 | 0 | 0 | 0 | 0 | 0 | 0 | 0 | 0 | 0 | 0 | 0 | 0 | 0 | 0 | 0 | 0 | 0 | 0 | 0 | 0 | 0 | 0 | 0 | 0 | 0 | 0.01296% | 0 | 0 | 0 | 0 | 0 | 0 | 0 | 0 | 0 | 0 | 0 | 0 | 0 | 0 | 0 | 0 | 0 | 0 | 0 | 0 | 0 | 0 | 0 | 0
| IND-Lighting-7P_V2 | M_Input | Council 7th Plan | 2020 | Retro | 2022 | 2045 | PSE | Industrial | Foundries | Electric | Per Region | NA | NA | Foundries Clean Room: Change Filter Strategy | Foundries Clean Room: Change Filter Strategy | 0 | 1 | 0 | 0 | I-All-Other-Shift3-All-All-S | 0 | 0 | 0 | 0 | 0 | 0 | 0 | 0 | 0 | 0 | 0 | 0 | Comm Flat | Clean Room: Change Filter Strategy | Clean Room: Change Filter Strategy | IndShift3 | 0.01266% | 100% | 0% | 1 | 1 | 100% | 100% | 85% | 6.8% | 0.2% | 0 | 0 | 0 | 0 | 0 | 0 | 0 | 0 | 0 |  | 0 | 0 | 0 | 01. ($9,999.000) to $0.028 | 0 | 0 | 01. ($9,999.00) to $0.22 | 1 | 0.085 | 0.085 | 0.085 | 0.085 | 0.085 | 0.085 | 0.085 | 0.085 | 0.085 | 0.085 | 0 | 0 | 0 | 0 | 0 | 0 | 0 | 0 | 0 | 0 | 0 | 0 | 0 | 0 | 0 | 0 | 0 | 0 | 0 | 0 | 0 | 0 | 0 | 0 | 0 | 0 | 0 | 0 | 0 | 0 | 0 | 0 | 0 | 0 | 0 | 0 | 0 | 0 | 0 | 0 | 0 | 0 | 0 | 0 | 0 | 0 | 0 | 0 | 0 | 0 | 0 | 0 | 0 | 0 | 0 | 0 | 0 | 0 | 0 | 0 | 0 | 0 | 0 | 0 | 0 | 0 | 0 | 0 | 0 | 0 | 0 | 0 | 0 | 0 | 0 | 0 | 0 | 0 | 0 | 0 | 0 | 0 | 0 | 0 | 0 | 0 | 0 | 0 | 0 | 0 | 0 | 0 | 0 | 0 | 0 | 0 | 0 | 0 | 0 | 0 | 0 | 0 | 0 | 0 | 0 | 0 | 0 | 0 | 0 | 0 | 0 | 0 | 0 | 0 | 0 | 0 | 0 | 0 | 0 | 0 | 0 | 0 | 0 | 0 | 0 | 0 | 0 | 0 | 0 | 0 | 0 | 0 | 0 | 0 | 0 | 0 | 0 | 0 | 0 | 0 | 0 | 0 | 0 | 0 | 0 | 0 | 0 | 0 | 0 | 0 | 0 | 0 | 0 | 0 | 0 | 0 | 0 | 0 | 0 | 0 | 0 | 0 | 0 | 0 | 0 | 0 | 0 | 0 | 0 | 0 | 0 | 0 | 0 | 0 | 0 | 0 | 0 | 0 | 0 | 0 | 0 | 0 | 0 | 0 | 0 | 0 | 0 | 0 | 0 | 0 | 0 | 0 | 0 | 0.01296% | 0 | 0 | 0 | 0 | 0 | 0 | 0 | 0 | 0 | 0 | 0 | 0 | 0 | 0 | 0 | 0 | 0 | 0 | 0 | 0 | 0 | 0 | 0 | 0
| IND-Lighting-7P_V2 | M_Input | Council 7th Plan | 2020 | Retro | 2022 | 2045 | PSE | Industrial | Foundries | Electric | Per Region | NA | NA | Foundries Clean Room: Clean Room HVAC | Foundries Clean Room: Clean Room HVAC | 0 | 20 | 0 | 0 | I-All-Other-Shift3-All-All-S | 0 | 0 | 0 | 0 | 0 | 0 | 0 | 0 | 0 | 0 | 0 | 0 | Comm Flat | Clean Room: Clean Room HVAC | Clean Room: Clean Room HVAC | IndShift3 | 0.01266% | 100% | 0% | 1 | 1 | 100% | 5% | 85% | 6.8% | 0.2% | 0 | 0 | 0 | 0 | 0 | 0 | 0 | 0 | 0 |  | 0 | 0 | 0 | 01. ($9,999.000) to $0.028 | 1 | 0 | 01. ($9,999.00) to $0.22 | 1 | 0.085 | 0.085 | 0.085 | 0.085 | 0.085 | 0.085 | 0.085 | 0.085 | 0.085 | 0.085 | 0 | 0 | 0 | 0 | 0 | 0 | 0 | 0 | 0 | 0 | 0 | 0 | 0 | 0 | 0 | 0 | 0 | 0 | 0 | 0 | 0 | 0 | 0 | 0 | 0 | 0 | 0 | 0 | 0 | 0 | 0 | 0 | 0 | 0 | 0 | 0 | 0 | 0 | 0 | 0 | 0 | 0 | 0 | 0 | 0 | 0 | 0 | 0 | 0 | 0 | 0 | 0 | 0 | 0 | 0 | 0 | 0 | 0 | 0 | 0 | 0 | 0 | 0 | 0 | 0 | 0 | 0 | 0 | 0 | 0 | 0 | 0 | 0 | 0 | 0 | 0 | 0 | 0 | 0 | 0 | 0 | 0 | 0 | 0 | 0 | 0 | 0 | 0 | 0 | 0 | 0 | 0 | 0 | 0 | 0 | 0 | 0 | 0 | 0 | 0 | 0 | 0 | 0 | 0 | 0 | 0 | 0 | 0 | 0 | 0 | 0 | 0 | 0 | 0 | 0 | 0 | 0 | 0 | 0 | 0 | 0 | 0 | 0 | 0 | 0 | 0 | 0 | 0 | 0 | 0 | 0 | 0 | 0 | 0 | 0 | 0 | 0 | 0 | 0 | 0 | 0 | 0 | 0 | 0 | 0 | 0 | 0 | 0 | 0 | 0 | 0 | 0 | 0 | 0 | 0 | 0 | 0 | 0 | 0 | 0 | 0 | 0 | 0 | 0 | 0 | 0 | 0 | 0 | 0 | 0 | 0 | 0 | 0 | 0 | 0 | 0 | 0 | 0 | 0 | 0 | 0 | 0 | 0 | 0 | 0 | 0 | 0 | 0 | 0 | 0 | 0 | 0 | 0 | 0.01296% | 0 | 0 | 0 | 0 | 0 | 0 | 0 | 0 | 0 | 0 | 0 | 0 | 0 | 0 | 0 | 0 | 0 | 0 | 0 | 0 | 0 | 0 | 0 | 0
| IND-Lighting-7P_V2 | M_Input | Council 7th Plan | 2020 | Retro | 2022 | 2045 | PSE | Industrial | Foundries | Electric | Per Region | NA | NA | Foundries Clean Room: Chiller Optimize | Foundries Clean Room: Chiller Optimize | 0 | 10 | 0 | 0 | I-All-Other-Shift3-All-All-S | 0 | 0 | 0 | 0 | 0 | 0 | 0 | 0 | 0 | 0 | 0 | 0 | Comm Flat | Clean Room: Chiller Optimize | Clean Room: Chiller Optimize | IndShift3 | 0.01266% | 100% | 0% | 1 | 1 | 100% | 10% | 85% | 6.8% | 0.2% | 0 | 0 | 0 | 0 | 0 | 0 | 0 | 0 | 0 |  | 0 | 0 | 0 | 01. ($9,999.000) to $0.028 | 0 | 0 | 01. ($9,999.00) to $0.22 | 1 | 0.085 | 0.085 | 0.085 | 0.085 | 0.085 | 0.085 | 0.085 | 0.085 | 0.085 | 0.085 | 0 | 0 | 0 | 0 | 0 | 0 | 0 | 0 | 0 | 0 | 0 | 0 | 0 | 0 | 0 | 0 | 0 | 0 | 0 | 0 | 0 | 0 | 0 | 0 | 0 | 0 | 0 | 0 | 0 | 0 | 0 | 0 | 0 | 0 | 0 | 0 | 0 | 0 | 0 | 0 | 0 | 0 | 0 | 0 | 0 | 0 | 0 | 0 | 0 | 0 | 0 | 0 | 0 | 0 | 0 | 0 | 0 | 0 | 0 | 0 | 0 | 0 | 0 | 0 | 0 | 0 | 0 | 0 | 0 | 0 | 0 | 0 | 0 | 0 | 0 | 0 | 0 | 0 | 0 | 0 | 0 | 0 | 0 | 0 | 0 | 0 | 0 | 0 | 0 | 0 | 0 | 0 | 0 | 0 | 0 | 0 | 0 | 0 | 0 | 0 | 0 | 0 | 0 | 0 | 0 | 0 | 0 | 0 | 0 | 0 | 0 | 0 | 0 | 0 | 0 | 0 | 0 | 0 | 0 | 0 | 0 | 0 | 0 | 0 | 0 | 0 | 0 | 0 | 0 | 0 | 0 | 0 | 0 | 0 | 0 | 0 | 0 | 0 | 0 | 0 | 0 | 0 | 0 | 0 | 0 | 0 | 0 | 0 | 0 | 0 | 0 | 0 | 0 | 0 | 0 | 0 | 0 | 0 | 0 | 0 | 0 | 0 | 0 | 0 | 0 | 0 | 0 | 0 | 0 | 0 | 0 | 0 | 0 | 0 | 0 | 0 | 0 | 0 | 0 | 0 | 0 | 0 | 0 | 0 | 0 | 0 | 0 | 0 | 0 | 0 | 0 | 0 | 0 | 0.01296% | 0 | 0 | 0 | 0 | 0 | 0 | 0 | 0 | 0 | 0 | 0 | 0 | 0 | 0 | 0 | 0 | 0 | 0 | 0 | 0 | 0 | 0 | 0 | 0
| IND-Lighting-7P_V2 | M_Input | Council 7th Plan | 2020 | Retro | 2022 | 2045 | PSE | Industrial | Foundries | Electric | Per Region | NA | NA | Foundries Food: Cooling and Storage | Foundries Food: Cooling and Storage | 0 | 10 | 0 | 0 | C-War-Ref-All-All-All-C | 0 | 0 | 0 | 0 | 0 | 0 | 0 | 0 | 0 | 0 | 0 | 0 | Comm Flat | Food: Cooling and Storage | Food: Cooling and Storage | IndShift3 | 0.01266% | 100% | 0% | 1 | 1 | 100% | 10% | 85% | 6.8% | 0.2% | 0 | 0 | 0 | 0 | 0 | 0 | 0 | 0 | 0 |  | 0 | 0 | 0 | 01. ($9,999.000) to $0.028 | 0 | 0 | 01. ($9,999.00) to $0.22 | 1 | 0.085 | 0.085 | 0.085 | 0.085 | 0.085 | 0.085 | 0.085 | 0.085 | 0.085 | 0.085 | 0 | 0 | 0 | 0 | 0 | 0 | 0 | 0 | 0 | 0 | 0 | 0 | 0 | 0 | 0 | 0 | 0 | 0 | 0 | 0 | 0 | 0 | 0 | 0 | 0 | 0 | 0 | 0 | 0 | 0 | 0 | 0 | 0 | 0 | 0 | 0 | 0 | 0 | 0 | 0 | 0 | 0 | 0 | 0 | 0 | 0 | 0 | 0 | 0 | 0 | 0 | 0 | 0 | 0 | 0 | 0 | 0 | 0 | 0 | 0 | 0 | 0 | 0 | 0 | 0 | 0 | 0 | 0 | 0 | 0 | 0 | 0 | 0 | 0 | 0 | 0 | 0 | 0 | 0 | 0 | 0 | 0 | 0 | 0 | 0 | 0 | 0 | 0 | 0 | 0 | 0 | 0 | 0 | 0 | 0 | 0 | 0 | 0 | 0 | 0 | 0 | 0 | 0 | 0 | 0 | 0 | 0 | 0 | 0 | 0 | 0 | 0 | 0 | 0 | 0 | 0 | 0 | 0 | 0 | 0 | 0 | 0 | 0 | 0 | 0 | 0 | 0 | 0 | 0 | 0 | 0 | 0 | 0 | 0 | 0 | 0 | 0 | 0 | 0 | 0 | 0 | 0 | 0 | 0 | 0 | 0 | 0 | 0 | 0 | 0 | 0 | 0 | 0 | 0 | 0 | 0 | 0 | 0 | 0 | 0 | 0 | 0 | 0 | 0 | 0 | 0 | 0 | 0 | 0 | 0 | 0 | 0 | 0 | 0 | 0 | 0 | 0 | 0 | 0 | 0 | 0 | 0 | 0 | 0 | 0 | 0 | 0 | 0 | 0 | 0 | 0 | 0 | 0 | 0.01296% | 0 | 0 | 0 | 0 | 0 | 0 | 0 | 0 | 0 | 0 | 0 | 0 | 0 | 0 | 0 | 0 | 0 | 0 | 0 | 0 | 0 | 0 | 0 | 0
| IND-Lighting-7P_V2 | M_Input | Council 7th Plan | 2020 | Retro | 2022 | 2045 | PSE | Industrial | Foundries | Electric | Per Region | NA | NA | Foundries Food: Refrig Storage Tuneup | Foundries Food: Refrig Storage Tuneup | 0 | 3 | 0 | 0 | C-War-Ref-All-All-All-C | 0 | 0 | 0 | 0 | 0 | 0 | 0 | 0 | 0 | 0 | 0 | 0 | Comm Flat | Food: Refrig Storage Tuneup | Food: Refrig Storage Tuneup | IndShift3 | 0.01266% | 100% | 0% | 1 | 1 | 100% | 33.33% | 85% | 6.8% | 0.2% | 0 | 0 | 0 | 0 | 0 | 0 | 0 | 0 | 0 |  | 0 | 0 | 0 | 01. ($9,999.000) to $0.028 | 0 | 0 | 01. ($9,999.00) to $0.22 | 1 | 0.085 | 0.085 | 0.085 | 0.085 | 0.085 | 0.085 | 0.085 | 0.085 | 0.085 | 0.085 | 0 | 0 | 0 | 0 | 0 | 0 | 0 | 0 | 0 | 0 | 0 | 0 | 0 | 0 | 0 | 0 | 0 | 0 | 0 | 0 | 0 | 0 | 0 | 0 | 0 | 0 | 0 | 0 | 0 | 0 | 0 | 0 | 0 | 0 | 0 | 0 | 0 | 0 | 0 | 0 | 0 | 0 | 0 | 0 | 0 | 0 | 0 | 0 | 0 | 0 | 0 | 0 | 0 | 0 | 0 | 0 | 0 | 0 | 0 | 0 | 0 | 0 | 0 | 0 | 0 | 0 | 0 | 0 | 0 | 0 | 0 | 0 | 0 | 0 | 0 | 0 | 0 | 0 | 0 | 0 | 0 | 0 | 0 | 0 | 0 | 0 | 0 | 0 | 0 | 0 | 0 | 0 | 0 | 0 | 0 | 0 | 0 | 0 | 0 | 0 | 0 | 0 | 0 | 0 | 0 | 0 | 0 | 0 | 0 | 0 | 0 | 0 | 0 | 0 | 0 | 0 | 0 | 0 | 0 | 0 | 0 | 0 | 0 | 0 | 0 | 0 | 0 | 0 | 0 | 0 | 0 | 0 | 0 | 0 | 0 | 0 | 0 | 0 | 0 | 0 | 0 | 0 | 0 | 0 | 0 | 0 | 0 | 0 | 0 | 0 | 0 | 0 | 0 | 0 | 0 | 0 | 0 | 0 | 0 | 0 | 0 | 0 | 0 | 0 | 0 | 0 | 0 | 0 | 0 | 0 | 0 | 0 | 0 | 0 | 0 | 0 | 0 | 0 | 0 | 0 | 0 | 0 | 0 | 0 | 0 | 0 | 0 | 0 | 0 | 0 | 0 | 0 | 0 | 0.01296% | 0 | 0 | 0 | 0 | 0 | 0 | 0 | 0 | 0 | 0 | 0 | 0 | 0 | 0 | 0 | 0 | 0 | 0 | 0 | 0 | 0 | 0 | 0 | 0
| IND-Lighting-7P_V2 | M_Input | Council 7th Plan | 2020 | Retro | 2022 | 2045 | PSE | Industrial | Foundries | Electric | Per Region | NA | NA | Foundries Metal: New Arc Furnace | Foundries Metal: New Arc Furnace | 46778.7593 | 10 | 5421.3618 | 0 | I-All-Other-Shift3-All-All-S | 116848.0201 | 0 | 0 | 0 | 0 | 0 | 0 | 0 | 0 | 0 | 0 | 0 | Comm Flat | Metal: New Arc Furnace | Metal: New Arc Furnace | IndShift3 | 0.01266% | 100% | 0% | 1 | 1 | 100% | 10% | 85% | 6.8% | 0.2% | 21870.0559 | 871.74 | 2274.1796 | 8974.9041 | 0 | 0 | 0 | -1357114.5025 | 0 |  | -2.4852 | 0 | -2.4852 | 01. ($9,999.000) to $0.028 | 0 | 0 | 01. ($9,999.00) to $0.22 | 1 | 0.085 | 0.085 | 0.085 | 0.085 | 0.085 | 0.085 | 0.085 | 0.085 | 0.085 | 0.085 | 0 | 0 | 0 | 0 | 0 | 0 | 0 | 0 | 0 | 0 | 0 | 0 | 0 | 0 | 3976.1945 | 4047.8603 | 4058.6545 | 4014.3964 | 3989.5852 | 3971.5985 | 3973.1044 | 3945.6354 | 3940.4412 | 3930.4158 | 0 | 0 | 0 | 0 | 0 | 0 | 0 | 0 | 0 | 0 | 0 | 0 | 0 | 0 | 39847.8863 | 3976.1945 | 8024.0548 | 12082.7093 | 16097.1057 | 20086.691 | 24058.2895 | 28031.3939 | 31977.0293 | 35917.4704 | 39847.8863 | 39847.8863 | 39847.8863 | 39847.8863 | 39847.8863 | 39847.8863 | 39847.8863 | 39847.8863 | 39847.8863 | 39847.8863 | 39847.8863 | 39847.8863 | 39847.8863 | 39847.8863 | 39847.8863 | 0 | 0 | 0 | 0 | 0 | 0 | 0 | 0 | 0 | 0 | 0 | 0 | 0 | 0 | 0 | 0 | 0 | 0 | 0 | 0 | 0 | 0 | 0 | 0 | 0 | 0 | 0 | 0 | 0 | 0 | 0 | 0 | 0 | 0 | 0 | 0 | 0 | 0 | 0 | 0 | 0 | 0 | 0 | 0 | 0 | 0 | 0 | 0 | 0 | 0 | 0 | 0 | 0 | 0 | 0 | 0 | 0 | 0 | 0 | 0 | 0 | 0.50337 | 1.0158 | 1.5296 | 2.0378 | 2.5429 | 3.0457 | 3.5487 | 4.0482 | 4.547 | 5.0446 | 5.0446 | 5.0446 | 5.0446 | 5.0446 | 5.0446 | 5.0446 | 5.0446 | 5.0446 | 5.0446 | 5.0446 | 5.0446 | 5.0446 | 5.0446 | 5.0446 | 0 | 0 | 0 | 0 | 0 | 0 | 0 | 0 | 0 | 0 | 0 | 0 | 0 | 0 | 0 | 0 | 0 | 0 | 0 | 0 | 0 | 0 | 0 | 0 | 0 | 0 | 0 | 0 | 0 | 0 | 0 | 0 | 0 | 0 | 0 | 0 | 0 | 0 | 0 | 0 | 0 | 0 | 0 | 0 | 0 | 0.01296% | 0.5152 | 1.0397 | 1.5656 | 2.0857 | 2.6027 | 3.1173 | 3.6321 | 4.1433 | 4.6539 | 5.1632 | 5.1632 | 5.1632 | 5.1632 | 5.1632 | 5.1632 | 5.1632 | 5.1632 | 5.1632 | 5.1632 | 5.1632 | 5.1632 | 5.1632 | 5.1632 | 5.1632
| IND-Lighting-7P_V2 | M_Input | Council 7th Plan | 2020 | Retro | 2022 | 2045 | PSE | Industrial | Foundries | Electric | Per Region | NA | NA | Foundries Mech Pulp: Refiner Replacement | Foundries Mech Pulp: Refiner Replacement | 0 | 12 | 0 | 0 | I-All-Other-Shift3-All-All-S | 0 | 0 | 0 | 0 | 0 | 0 | 0 | 0 | 0 | 0 | 0 | 0 | Comm Flat | Mech Pulp: Refiner Replacement | Mech Pulp: Refiner Replacement | IndShift3 | 0.01266% | 100% | 0% | 1 | 1 | 100% | 8.333% | 85% | 6.8% | 0.2% | 0 | 0 | 0 | 0 | 0 | 0 | 0 | 0 | 0 |  | 0 | 0 | 0 | 01. ($9,999.000) to $0.028 | 1 | 0 | 01. ($9,999.00) to $0.22 | 1 | 0.085 | 0.085 | 0.085 | 0.085 | 0.085 | 0.085 | 0.085 | 0.085 | 0.085 | 0.085 | 0 | 0 | 0 | 0 | 0 | 0 | 0 | 0 | 0 | 0 | 0 | 0 | 0 | 0 | 0 | 0 | 0 | 0 | 0 | 0 | 0 | 0 | 0 | 0 | 0 | 0 | 0 | 0 | 0 | 0 | 0 | 0 | 0 | 0 | 0 | 0 | 0 | 0 | 0 | 0 | 0 | 0 | 0 | 0 | 0 | 0 | 0 | 0 | 0 | 0 | 0 | 0 | 0 | 0 | 0 | 0 | 0 | 0 | 0 | 0 | 0 | 0 | 0 | 0 | 0 | 0 | 0 | 0 | 0 | 0 | 0 | 0 | 0 | 0 | 0 | 0 | 0 | 0 | 0 | 0 | 0 | 0 | 0 | 0 | 0 | 0 | 0 | 0 | 0 | 0 | 0 | 0 | 0 | 0 | 0 | 0 | 0 | 0 | 0 | 0 | 0 | 0 | 0 | 0 | 0 | 0 | 0 | 0 | 0 | 0 | 0 | 0 | 0 | 0 | 0 | 0 | 0 | 0 | 0 | 0 | 0 | 0 | 0 | 0 | 0 | 0 | 0 | 0 | 0 | 0 | 0 | 0 | 0 | 0 | 0 | 0 | 0 | 0 | 0 | 0 | 0 | 0 | 0 | 0 | 0 | 0 | 0 | 0 | 0 | 0 | 0 | 0 | 0 | 0 | 0 | 0 | 0 | 0 | 0 | 0 | 0 | 0 | 0 | 0 | 0 | 0 | 0 | 0 | 0 | 0 | 0 | 0 | 0 | 0 | 0 | 0 | 0 | 0 | 0 | 0 | 0 | 0 | 0 | 0 | 0 | 0 | 0 | 0 | 0 | 0 | 0 | 0 | 0 | 0.01296% | 0 | 0 | 0 | 0 | 0 | 0 | 0 | 0 | 0 | 0 | 0 | 0 | 0 | 0 | 0 | 0 | 0 | 0 | 0 | 0 | 0 | 0 | 0 | 0
| IND-Lighting-7P_V2 | M_Input | Council 7th Plan | 2020 | Retro | 2022 | 2045 | PSE | Industrial | Foundries | Electric | Per Region | NA | NA | Foundries Mech Pulp: Premium Process | Foundries Mech Pulp: Premium Process | 0 | 5 | 0 | 0 | I-All-Other-Shift3-All-All-S | 0 | 0 | 0 | 0 | 0 | 0 | 0 | 0 | 0 | 0 | 0 | 0 | Comm Flat | Mech Pulp: Premium Process | Mech Pulp: Premium Process | IndShift3 | 0.01266% | 100% | 0% | 1 | 1 | 100% | 20% | 85% | 6.8% | 0.2% | 0 | 0 | 0 | 0 | 0 | 0 | 0 | 0 | 0 |  | 0 | 0 | 0 | 01. ($9,999.000) to $0.028 | 1 | 0 | 01. ($9,999.00) to $0.22 | 1 | 0.085 | 0.085 | 0.085 | 0.085 | 0.085 | 0.085 | 0.085 | 0.085 | 0.085 | 0.085 | 0 | 0 | 0 | 0 | 0 | 0 | 0 | 0 | 0 | 0 | 0 | 0 | 0 | 0 | 0 | 0 | 0 | 0 | 0 | 0 | 0 | 0 | 0 | 0 | 0 | 0 | 0 | 0 | 0 | 0 | 0 | 0 | 0 | 0 | 0 | 0 | 0 | 0 | 0 | 0 | 0 | 0 | 0 | 0 | 0 | 0 | 0 | 0 | 0 | 0 | 0 | 0 | 0 | 0 | 0 | 0 | 0 | 0 | 0 | 0 | 0 | 0 | 0 | 0 | 0 | 0 | 0 | 0 | 0 | 0 | 0 | 0 | 0 | 0 | 0 | 0 | 0 | 0 | 0 | 0 | 0 | 0 | 0 | 0 | 0 | 0 | 0 | 0 | 0 | 0 | 0 | 0 | 0 | 0 | 0 | 0 | 0 | 0 | 0 | 0 | 0 | 0 | 0 | 0 | 0 | 0 | 0 | 0 | 0 | 0 | 0 | 0 | 0 | 0 | 0 | 0 | 0 | 0 | 0 | 0 | 0 | 0 | 0 | 0 | 0 | 0 | 0 | 0 | 0 | 0 | 0 | 0 | 0 | 0 | 0 | 0 | 0 | 0 | 0 | 0 | 0 | 0 | 0 | 0 | 0 | 0 | 0 | 0 | 0 | 0 | 0 | 0 | 0 | 0 | 0 | 0 | 0 | 0 | 0 | 0 | 0 | 0 | 0 | 0 | 0 | 0 | 0 | 0 | 0 | 0 | 0 | 0 | 0 | 0 | 0 | 0 | 0 | 0 | 0 | 0 | 0 | 0 | 0 | 0 | 0 | 0 | 0 | 0 | 0 | 0 | 0 | 0 | 0 | 0.01296% | 0 | 0 | 0 | 0 | 0 | 0 | 0 | 0 | 0 | 0 | 0 | 0 | 0 | 0 | 0 | 0 | 0 | 0 | 0 | 0 | 0 | 0 | 0 | 0
| IND-Lighting-7P_V2 | M_Input | Council 7th Plan | 2020 | Retro | 2022 | 2045 | PSE | Industrial | Foundries | Electric | Per Region | NA | NA | Foundries Mech Pulp: Refiner Plate Improvement | Foundries Mech Pulp: Refiner Plate Improvement | 0 | 1 | 0 | 0 | I-All-Other-Shift3-All-All-S | 0 | 0 | 0 | 0 | 0 | 0 | 0 | 0 | 0 | 0 | 0 | 0 | Comm Flat | Mech Pulp: Refiner Plate Improvement | Mech Pulp: Refiner Plate Improvement | IndShift3 | 0.01266% | 100% | 0% | 1 | 1 | 100% | 100% | 85% | 6.8% | 0.2% | 0 | 0 | 0 | 0 | 0 | 0 | 0 | 0 | 0 |  | 0 | 0 | 0 | 01. ($9,999.000) to $0.028 | 1 | 0 | 01. ($9,999.00) to $0.22 | 1 | 0.085 | 0.085 | 0.085 | 0.085 | 0.085 | 0.085 | 0.085 | 0.085 | 0.085 | 0.085 | 0 | 0 | 0 | 0 | 0 | 0 | 0 | 0 | 0 | 0 | 0 | 0 | 0 | 0 | 0 | 0 | 0 | 0 | 0 | 0 | 0 | 0 | 0 | 0 | 0 | 0 | 0 | 0 | 0 | 0 | 0 | 0 | 0 | 0 | 0 | 0 | 0 | 0 | 0 | 0 | 0 | 0 | 0 | 0 | 0 | 0 | 0 | 0 | 0 | 0 | 0 | 0 | 0 | 0 | 0 | 0 | 0 | 0 | 0 | 0 | 0 | 0 | 0 | 0 | 0 | 0 | 0 | 0 | 0 | 0 | 0 | 0 | 0 | 0 | 0 | 0 | 0 | 0 | 0 | 0 | 0 | 0 | 0 | 0 | 0 | 0 | 0 | 0 | 0 | 0 | 0 | 0 | 0 | 0 | 0 | 0 | 0 | 0 | 0 | 0 | 0 | 0 | 0 | 0 | 0 | 0 | 0 | 0 | 0 | 0 | 0 | 0 | 0 | 0 | 0 | 0 | 0 | 0 | 0 | 0 | 0 | 0 | 0 | 0 | 0 | 0 | 0 | 0 | 0 | 0 | 0 | 0 | 0 | 0 | 0 | 0 | 0 | 0 | 0 | 0 | 0 | 0 | 0 | 0 | 0 | 0 | 0 | 0 | 0 | 0 | 0 | 0 | 0 | 0 | 0 | 0 | 0 | 0 | 0 | 0 | 0 | 0 | 0 | 0 | 0 | 0 | 0 | 0 | 0 | 0 | 0 | 0 | 0 | 0 | 0 | 0 | 0 | 0 | 0 | 0 | 0 | 0 | 0 | 0 | 0 | 0 | 0 | 0 | 0 | 0 | 0 | 0 | 0 | 0.01296% | 0 | 0 | 0 | 0 | 0 | 0 | 0 | 0 | 0 | 0 | 0 | 0 | 0 | 0 | 0 | 0 | 0 | 0 | 0 | 0 | 0 | 0 | 0 | 0
| IND-Lighting-7P_V2 | M_Input | Council 7th Plan | 2020 | Retro | 2022 | 2045 | PSE | Industrial | Foundries | Electric | Per Region | NA | NA | Foundries Kraft: Effluent Treatment System | Foundries Kraft: Effluent Treatment System | 0 | 10 | 0 | 0 | I-All-Other-Shift3-All-All-S | 0 | 0 | 0 | 0 | 0 | 0 | 0 | 0 | 0 | 0 | 0 | 0 | Comm Flat | Kraft: Effluent Treatment System | Kraft: Effluent Treatment System | IndShift3 | 0.01266% | 100% | 0% | 1 | 1 | 100% | 10% | 85% | 6.8% | 0.2% | 0 | 0 | 0 | 0 | 0 | 0 | 0 | 0 | 0 |  | 0 | 0 | 0 | 01. ($9,999.000) to $0.028 | 1 | 0 | 01. ($9,999.00) to $0.22 | 1 | 0.085 | 0.085 | 0.085 | 0.085 | 0.085 | 0.085 | 0.085 | 0.085 | 0.085 | 0.085 | 0 | 0 | 0 | 0 | 0 | 0 | 0 | 0 | 0 | 0 | 0 | 0 | 0 | 0 | 0 | 0 | 0 | 0 | 0 | 0 | 0 | 0 | 0 | 0 | 0 | 0 | 0 | 0 | 0 | 0 | 0 | 0 | 0 | 0 | 0 | 0 | 0 | 0 | 0 | 0 | 0 | 0 | 0 | 0 | 0 | 0 | 0 | 0 | 0 | 0 | 0 | 0 | 0 | 0 | 0 | 0 | 0 | 0 | 0 | 0 | 0 | 0 | 0 | 0 | 0 | 0 | 0 | 0 | 0 | 0 | 0 | 0 | 0 | 0 | 0 | 0 | 0 | 0 | 0 | 0 | 0 | 0 | 0 | 0 | 0 | 0 | 0 | 0 | 0 | 0 | 0 | 0 | 0 | 0 | 0 | 0 | 0 | 0 | 0 | 0 | 0 | 0 | 0 | 0 | 0 | 0 | 0 | 0 | 0 | 0 | 0 | 0 | 0 | 0 | 0 | 0 | 0 | 0 | 0 | 0 | 0 | 0 | 0 | 0 | 0 | 0 | 0 | 0 | 0 | 0 | 0 | 0 | 0 | 0 | 0 | 0 | 0 | 0 | 0 | 0 | 0 | 0 | 0 | 0 | 0 | 0 | 0 | 0 | 0 | 0 | 0 | 0 | 0 | 0 | 0 | 0 | 0 | 0 | 0 | 0 | 0 | 0 | 0 | 0 | 0 | 0 | 0 | 0 | 0 | 0 | 0 | 0 | 0 | 0 | 0 | 0 | 0 | 0 | 0 | 0 | 0 | 0 | 0 | 0 | 0 | 0 | 0 | 0 | 0 | 0 | 0 | 0 | 0 | 0.01296% | 0 | 0 | 0 | 0 | 0 | 0 | 0 | 0 | 0 | 0 | 0 | 0 | 0 | 0 | 0 | 0 | 0 | 0 | 0 | 0 | 0 | 0 | 0 | 0
| IND-Lighting-7P_V2 | M_Input | Council 7th Plan | 2020 | Retro | 2022 | 2045 | PSE | Industrial | Foundries | Electric | Per Region | NA | NA | Foundries Kraft: Efficient Agitator | Foundries Kraft: Efficient Agitator | 0 | 10 | 0 | 0 | I-All-Other-Shift3-All-All-S | 0 | 0 | 0 | 0 | 0 | 0 | 0 | 0 | 0 | 0 | 0 | 0 | Comm Flat | Kraft: Efficient Agitator | Kraft: Efficient Agitator | IndShift3 | 0.01266% | 100% | 0% | 1 | 1 | 100% | 10% | 85% | 6.8% | 0.2% | 0 | 0 | 0 | 0 | 0 | 0 | 0 | 0 | 0 |  | 0 | 0 | 0 | 01. ($9,999.000) to $0.028 | 1 | 0 | 01. ($9,999.00) to $0.22 | 1 | 0.085 | 0.085 | 0.085 | 0.085 | 0.085 | 0.085 | 0.085 | 0.085 | 0.085 | 0.085 | 0 | 0 | 0 | 0 | 0 | 0 | 0 | 0 | 0 | 0 | 0 | 0 | 0 | 0 | 0 | 0 | 0 | 0 | 0 | 0 | 0 | 0 | 0 | 0 | 0 | 0 | 0 | 0 | 0 | 0 | 0 | 0 | 0 | 0 | 0 | 0 | 0 | 0 | 0 | 0 | 0 | 0 | 0 | 0 | 0 | 0 | 0 | 0 | 0 | 0 | 0 | 0 | 0 | 0 | 0 | 0 | 0 | 0 | 0 | 0 | 0 | 0 | 0 | 0 | 0 | 0 | 0 | 0 | 0 | 0 | 0 | 0 | 0 | 0 | 0 | 0 | 0 | 0 | 0 | 0 | 0 | 0 | 0 | 0 | 0 | 0 | 0 | 0 | 0 | 0 | 0 | 0 | 0 | 0 | 0 | 0 | 0 | 0 | 0 | 0 | 0 | 0 | 0 | 0 | 0 | 0 | 0 | 0 | 0 | 0 | 0 | 0 | 0 | 0 | 0 | 0 | 0 | 0 | 0 | 0 | 0 | 0 | 0 | 0 | 0 | 0 | 0 | 0 | 0 | 0 | 0 | 0 | 0 | 0 | 0 | 0 | 0 | 0 | 0 | 0 | 0 | 0 | 0 | 0 | 0 | 0 | 0 | 0 | 0 | 0 | 0 | 0 | 0 | 0 | 0 | 0 | 0 | 0 | 0 | 0 | 0 | 0 | 0 | 0 | 0 | 0 | 0 | 0 | 0 | 0 | 0 | 0 | 0 | 0 | 0 | 0 | 0 | 0 | 0 | 0 | 0 | 0 | 0 | 0 | 0 | 0 | 0 | 0 | 0 | 0 | 0 | 0 | 0 | 0.01296% | 0 | 0 | 0 | 0 | 0 | 0 | 0 | 0 | 0 | 0 | 0 | 0 | 0 | 0 | 0 | 0 | 0 | 0 | 0 | 0 | 0 | 0 | 0 | 0
| IND-Lighting-7P_V2 | M_Input | Council 7th Plan | 2020 | Retro | 2022 | 2045 | PSE | Industrial | Foundries | Electric | Per Region | NA | NA | Foundries Paper: Efficient Pulp Screen | Foundries Paper: Efficient Pulp Screen | 0 | 10 | 0 | 0 | I-All-Other-Shift3-All-All-S | 0 | 0 | 0 | 0 | 0 | 0 | 0 | 0 | 0 | 0 | 0 | 0 | Comm Flat | Paper: Efficient Pulp Screen | Paper: Efficient Pulp Screen | IndShift3 | 0.01266% | 100% | 0% | 1 | 1 | 100% | 10% | 85% | 6.8% | 0.2% | 0 | 0 | 0 | 0 | 0 | 0 | 0 | 0 | 0 |  | 0 | 0 | 0 | 01. ($9,999.000) to $0.028 | 1 | 0 | 01. ($9,999.00) to $0.22 | 1 | 0.085 | 0.085 | 0.085 | 0.085 | 0.085 | 0.085 | 0.085 | 0.085 | 0.085 | 0.085 | 0 | 0 | 0 | 0 | 0 | 0 | 0 | 0 | 0 | 0 | 0 | 0 | 0 | 0 | 0 | 0 | 0 | 0 | 0 | 0 | 0 | 0 | 0 | 0 | 0 | 0 | 0 | 0 | 0 | 0 | 0 | 0 | 0 | 0 | 0 | 0 | 0 | 0 | 0 | 0 | 0 | 0 | 0 | 0 | 0 | 0 | 0 | 0 | 0 | 0 | 0 | 0 | 0 | 0 | 0 | 0 | 0 | 0 | 0 | 0 | 0 | 0 | 0 | 0 | 0 | 0 | 0 | 0 | 0 | 0 | 0 | 0 | 0 | 0 | 0 | 0 | 0 | 0 | 0 | 0 | 0 | 0 | 0 | 0 | 0 | 0 | 0 | 0 | 0 | 0 | 0 | 0 | 0 | 0 | 0 | 0 | 0 | 0 | 0 | 0 | 0 | 0 | 0 | 0 | 0 | 0 | 0 | 0 | 0 | 0 | 0 | 0 | 0 | 0 | 0 | 0 | 0 | 0 | 0 | 0 | 0 | 0 | 0 | 0 | 0 | 0 | 0 | 0 | 0 | 0 | 0 | 0 | 0 | 0 | 0 | 0 | 0 | 0 | 0 | 0 | 0 | 0 | 0 | 0 | 0 | 0 | 0 | 0 | 0 | 0 | 0 | 0 | 0 | 0 | 0 | 0 | 0 | 0 | 0 | 0 | 0 | 0 | 0 | 0 | 0 | 0 | 0 | 0 | 0 | 0 | 0 | 0 | 0 | 0 | 0 | 0 | 0 | 0 | 0 | 0 | 0 | 0 | 0 | 0 | 0 | 0 | 0 | 0 | 0 | 0 | 0 | 0 | 0 | 0.01296% | 0 | 0 | 0 | 0 | 0 | 0 | 0 | 0 | 0 | 0 | 0 | 0 | 0 | 0 | 0 | 0 | 0 | 0 | 0 | 0 | 0 | 0 | 0 | 0
| IND-Lighting-7P_V2 | M_Input | Council 7th Plan | 2020 | Retro | 2022 | 2045 | PSE | Industrial | Foundries | Electric | Per Region | NA | NA | Foundries Paper: Premium Fan | Foundries Paper: Premium Fan | 0 | 10 | 0 | 0 | I-All-Other-Shift3-All-All-S | 0 | 0 | 0 | 0 | 0 | 0 | 0 | 0 | 0 | 0 | 0 | 0 | Comm Flat | Paper: Premium Fan | Paper: Premium Fan | IndShift3 | 0.01266% | 100% | 0% | 1 | 1 | 100% | 10% | 85% | 6.8% | 0.2% | 0 | 0 | 0 | 0 | 0 | 0 | 0 | 0 | 0 |  | 0 | 0 | 0 | 01. ($9,999.000) to $0.028 | 1 | 0 | 01. ($9,999.00) to $0.22 | 1 | 0.085 | 0.085 | 0.085 | 0.085 | 0.085 | 0.085 | 0.085 | 0.085 | 0.085 | 0.085 | 0 | 0 | 0 | 0 | 0 | 0 | 0 | 0 | 0 | 0 | 0 | 0 | 0 | 0 | 0 | 0 | 0 | 0 | 0 | 0 | 0 | 0 | 0 | 0 | 0 | 0 | 0 | 0 | 0 | 0 | 0 | 0 | 0 | 0 | 0 | 0 | 0 | 0 | 0 | 0 | 0 | 0 | 0 | 0 | 0 | 0 | 0 | 0 | 0 | 0 | 0 | 0 | 0 | 0 | 0 | 0 | 0 | 0 | 0 | 0 | 0 | 0 | 0 | 0 | 0 | 0 | 0 | 0 | 0 | 0 | 0 | 0 | 0 | 0 | 0 | 0 | 0 | 0 | 0 | 0 | 0 | 0 | 0 | 0 | 0 | 0 | 0 | 0 | 0 | 0 | 0 | 0 | 0 | 0 | 0 | 0 | 0 | 0 | 0 | 0 | 0 | 0 | 0 | 0 | 0 | 0 | 0 | 0 | 0 | 0 | 0 | 0 | 0 | 0 | 0 | 0 | 0 | 0 | 0 | 0 | 0 | 0 | 0 | 0 | 0 | 0 | 0 | 0 | 0 | 0 | 0 | 0 | 0 | 0 | 0 | 0 | 0 | 0 | 0 | 0 | 0 | 0 | 0 | 0 | 0 | 0 | 0 | 0 | 0 | 0 | 0 | 0 | 0 | 0 | 0 | 0 | 0 | 0 | 0 | 0 | 0 | 0 | 0 | 0 | 0 | 0 | 0 | 0 | 0 | 0 | 0 | 0 | 0 | 0 | 0 | 0 | 0 | 0 | 0 | 0 | 0 | 0 | 0 | 0 | 0 | 0 | 0 | 0 | 0 | 0 | 0 | 0 | 0 | 0.01296% | 0 | 0 | 0 | 0 | 0 | 0 | 0 | 0 | 0 | 0 | 0 | 0 | 0 | 0 | 0 | 0 | 0 | 0 | 0 | 0 | 0 | 0 | 0 | 0
| IND-Lighting-7P_V2 | M_Input | Council 7th Plan | 2020 | Retro | 2022 | 2045 | PSE | Industrial | Foundries | Electric | Per Region | NA | NA | Foundries Paper: Material Handling | Foundries Paper: Material Handling | 0 | 10 | 0 | 0 | I-All-Other-Shift3-All-All-S | 0 | 0 | 0 | 0 | 0 | 0 | 0 | 0 | 0 | 0 | 0 | 0 | Comm Flat | Paper: Material Handling | Paper: Material Handling | SIC24 | 0.01335% | 100% | 0% | 1 | 1 | 100% | 10% | 85% | 6.8% | 0.2% | 0 | 0 | 0 | 0 | 0 | 0 | 0 | 0 | 0 |  | 0 | 0 | 0 | 01. ($9,999.000) to $0.028 | 0 | 0 | 01. ($9,999.00) to $0.22 | 1 | 0.085 | 0.085 | 0.085 | 0.085 | 0.085 | 0.085 | 0.085 | 0.085 | 0.085 | 0.085 | 0 | 0 | 0 | 0 | 0 | 0 | 0 | 0 | 0 | 0 | 0 | 0 | 0 | 0 | 0 | 0 | 0 | 0 | 0 | 0 | 0 | 0 | 0 | 0 | 0 | 0 | 0 | 0 | 0 | 0 | 0 | 0 | 0 | 0 | 0 | 0 | 0 | 0 | 0 | 0 | 0 | 0 | 0 | 0 | 0 | 0 | 0 | 0 | 0 | 0 | 0 | 0 | 0 | 0 | 0 | 0 | 0 | 0 | 0 | 0 | 0 | 0 | 0 | 0 | 0 | 0 | 0 | 0 | 0 | 0 | 0 | 0 | 0 | 0 | 0 | 0 | 0 | 0 | 0 | 0 | 0 | 0 | 0 | 0 | 0 | 0 | 0 | 0 | 0 | 0 | 0 | 0 | 0 | 0 | 0 | 0 | 0 | 0 | 0 | 0 | 0 | 0 | 0 | 0 | 0 | 0 | 0 | 0 | 0 | 0 | 0 | 0 | 0 | 0 | 0 | 0 | 0 | 0 | 0 | 0 | 0 | 0 | 0 | 0 | 0 | 0 | 0 | 0 | 0 | 0 | 0 | 0 | 0 | 0 | 0 | 0 | 0 | 0 | 0 | 0 | 0 | 0 | 0 | 0 | 0 | 0 | 0 | 0 | 0 | 0 | 0 | 0 | 0 | 0 | 0 | 0 | 0 | 0 | 0 | 0 | 0 | 0 | 0 | 0 | 0 | 0 | 0 | 0 | 0 | 0 | 0 | 0 | 0 | 0 | 0 | 0 | 0 | 0 | 0 | 0 | 0 | 0 | 0 | 0 | 0 | 0 | 0 | 0 | 0 | 0 | 0 | 0 | 0 | 0.01209% | 0 | 0 | 0 | 0 | 0 | 0 | 0 | 0 | 0 | 0 | 0 | 0 | 0 | 0 | 0 | 0 | 0 | 0 | 0 | 0 | 0 | 0 | 0 | 0
| IND-Lighting-7P_V2 | M_Input | Council 7th Plan | 2020 | Retro | 2022 | 2045 | PSE | Industrial | Foundries | Electric | Per Region | NA | NA | Foundries Paper: Large Material Handling | Foundries Paper: Large Material Handling | 0 | 10 | 0 | 0 | I-All-Other-Shift3-All-All-S | 0 | 0 | 0 | 0 | 0 | 0 | 0 | 0 | 0 | 0 | 0 | 0 | Comm Flat | Paper: Large Material Handling | Paper: Large Material Handling | SIC24 | 0.01335% | 100% | 0% | 1 | 1 | 100% | 10% | 85% | 6.8% | 0.2% | 0 | 0 | 0 | 0 | 0 | 0 | 0 | 0 | 0 |  | 0 | 0 | 0 | 01. ($9,999.000) to $0.028 | 1 | 0 | 01. ($9,999.00) to $0.22 | 0 | 0.085 | 0.085 | 0.085 | 0.085 | 0.085 | 0.085 | 0.085 | 0.085 | 0.085 | 0.085 | 0 | 0 | 0 | 0 | 0 | 0 | 0 | 0 | 0 | 0 | 0 | 0 | 0 | 0 | 0 | 0 | 0 | 0 | 0 | 0 | 0 | 0 | 0 | 0 | 0 | 0 | 0 | 0 | 0 | 0 | 0 | 0 | 0 | 0 | 0 | 0 | 0 | 0 | 0 | 0 | 0 | 0 | 0 | 0 | 0 | 0 | 0 | 0 | 0 | 0 | 0 | 0 | 0 | 0 | 0 | 0 | 0 | 0 | 0 | 0 | 0 | 0 | 0 | 0 | 0 | 0 | 0 | 0 | 0 | 0 | 0 | 0 | 0 | 0 | 0 | 0 | 0 | 0 | 0 | 0 | 0 | 0 | 0 | 0 | 0 | 0 | 0 | 0 | 0 | 0 | 0 | 0 | 0 | 0 | 0 | 0 | 0 | 0 | 0 | 0 | 0 | 0 | 0 | 0 | 0 | 0 | 0 | 0 | 0 | 0 | 0 | 0 | 0 | 0 | 0 | 0 | 0 | 0 | 0 | 0 | 0 | 0 | 0 | 0 | 0 | 0 | 0 | 0 | 0 | 0 | 0 | 0 | 0 | 0 | 0 | 0 | 0 | 0 | 0 | 0 | 0 | 0 | 0 | 0 | 0 | 0 | 0 | 0 | 0 | 0 | 0 | 0 | 0 | 0 | 0 | 0 | 0 | 0 | 0 | 0 | 0 | 0 | 0 | 0 | 0 | 0 | 0 | 0 | 0 | 0 | 0 | 0 | 0 | 0 | 0 | 0 | 0 | 0 | 0 | 0 | 0 | 0 | 0 | 0 | 0 | 0 | 0 | 0 | 0 | 0 | 0 | 0 | 0 | 0.01209% | 0 | 0 | 0 | 0 | 0 | 0 | 0 | 0 | 0 | 0 | 0 | 0 | 0 | 0 | 0 | 0 | 0 | 0 | 0 | 0 | 0 | 0 | 0 | 0
| IND-Lighting-7P_V2 | M_Input | Council 7th Plan | 2020 | Retro | 2022 | 2045 | PSE | Industrial | Foundries | Electric | Per Region | NA | NA | Foundries Paper: Premium Control Large Material | Foundries Paper: Premium Control Large Material | 0 | 10 | 0 | 0 | I-All-Other-Shift3-All-All-S | 0 | 0 | 0 | 0 | 0 | 0 | 0 | 0 | 0 | 0 | 0 | 0 | Comm Flat | Paper: Premium Control Large Material | Paper: Premium Control Large Material | IndShift3 | 0.01266% | 100% | 0% | 1 | 1 | 100% | 10% | 85% | 6.8% | 0.2% | 0 | 0 | 0 | 0 | 0 | 0 | 0 | 0 | 0 |  | 0 | 0 | 0 | 01. ($9,999.000) to $0.028 | 1 | 0 | 01. ($9,999.00) to $0.22 | 1 | 0.085 | 0.085 | 0.085 | 0.085 | 0.085 | 0.085 | 0.085 | 0.085 | 0.085 | 0.085 | 0 | 0 | 0 | 0 | 0 | 0 | 0 | 0 | 0 | 0 | 0 | 0 | 0 | 0 | 0 | 0 | 0 | 0 | 0 | 0 | 0 | 0 | 0 | 0 | 0 | 0 | 0 | 0 | 0 | 0 | 0 | 0 | 0 | 0 | 0 | 0 | 0 | 0 | 0 | 0 | 0 | 0 | 0 | 0 | 0 | 0 | 0 | 0 | 0 | 0 | 0 | 0 | 0 | 0 | 0 | 0 | 0 | 0 | 0 | 0 | 0 | 0 | 0 | 0 | 0 | 0 | 0 | 0 | 0 | 0 | 0 | 0 | 0 | 0 | 0 | 0 | 0 | 0 | 0 | 0 | 0 | 0 | 0 | 0 | 0 | 0 | 0 | 0 | 0 | 0 | 0 | 0 | 0 | 0 | 0 | 0 | 0 | 0 | 0 | 0 | 0 | 0 | 0 | 0 | 0 | 0 | 0 | 0 | 0 | 0 | 0 | 0 | 0 | 0 | 0 | 0 | 0 | 0 | 0 | 0 | 0 | 0 | 0 | 0 | 0 | 0 | 0 | 0 | 0 | 0 | 0 | 0 | 0 | 0 | 0 | 0 | 0 | 0 | 0 | 0 | 0 | 0 | 0 | 0 | 0 | 0 | 0 | 0 | 0 | 0 | 0 | 0 | 0 | 0 | 0 | 0 | 0 | 0 | 0 | 0 | 0 | 0 | 0 | 0 | 0 | 0 | 0 | 0 | 0 | 0 | 0 | 0 | 0 | 0 | 0 | 0 | 0 | 0 | 0 | 0 | 0 | 0 | 0 | 0 | 0 | 0 | 0 | 0 | 0 | 0 | 0 | 0 | 0 | 0.01296% | 0 | 0 | 0 | 0 | 0 | 0 | 0 | 0 | 0 | 0 | 0 | 0 | 0 | 0 | 0 | 0 | 0 | 0 | 0 | 0 | 0 | 0 | 0 | 0
| IND-Lighting-7P_V2 | M_Input | Council 7th Plan | 2020 | Retro | 2022 | 2045 | PSE | Industrial | Foundries | Electric | Per Region | NA | NA | Foundries Material Handling1 | Foundries Material Handling1 | 0 | 10 | 0 | 0 | I-SIC24-Proc-All-All-All-E | 0 | 0 | 0 | 0 | 0 | 0 | 0 | 0 | 0 | 0 | 0 | 0 | Comm Flat | Material Handling1 | Material Handling1 | SIC24 | 0.01335% | 100% | 0% | 1 | 1 | 100% | 10% | 85% | 6.8% | 0.2% | 0 | 0 | 0 | 0 | 0 | 0 | 0 | 0 | 0 |  | 0 | 0 | 0 | 01. ($9,999.000) to $0.028 | 1 | 0 | 01. ($9,999.00) to $0.22 | 1 | 0.085 | 0.085 | 0.085 | 0.085 | 0.085 | 0.085 | 0.085 | 0.085 | 0.085 | 0.085 | 0 | 0 | 0 | 0 | 0 | 0 | 0 | 0 | 0 | 0 | 0 | 0 | 0 | 0 | 0 | 0 | 0 | 0 | 0 | 0 | 0 | 0 | 0 | 0 | 0 | 0 | 0 | 0 | 0 | 0 | 0 | 0 | 0 | 0 | 0 | 0 | 0 | 0 | 0 | 0 | 0 | 0 | 0 | 0 | 0 | 0 | 0 | 0 | 0 | 0 | 0 | 0 | 0 | 0 | 0 | 0 | 0 | 0 | 0 | 0 | 0 | 0 | 0 | 0 | 0 | 0 | 0 | 0 | 0 | 0 | 0 | 0 | 0 | 0 | 0 | 0 | 0 | 0 | 0 | 0 | 0 | 0 | 0 | 0 | 0 | 0 | 0 | 0 | 0 | 0 | 0 | 0 | 0 | 0 | 0 | 0 | 0 | 0 | 0 | 0 | 0 | 0 | 0 | 0 | 0 | 0 | 0 | 0 | 0 | 0 | 0 | 0 | 0 | 0 | 0 | 0 | 0 | 0 | 0 | 0 | 0 | 0 | 0 | 0 | 0 | 0 | 0 | 0 | 0 | 0 | 0 | 0 | 0 | 0 | 0 | 0 | 0 | 0 | 0 | 0 | 0 | 0 | 0 | 0 | 0 | 0 | 0 | 0 | 0 | 0 | 0 | 0 | 0 | 0 | 0 | 0 | 0 | 0 | 0 | 0 | 0 | 0 | 0 | 0 | 0 | 0 | 0 | 0 | 0 | 0 | 0 | 0 | 0 | 0 | 0 | 0 | 0 | 0 | 0 | 0 | 0 | 0 | 0 | 0 | 0 | 0 | 0 | 0 | 0 | 0 | 0 | 0 | 0 | 0.01209% | 0 | 0 | 0 | 0 | 0 | 0 | 0 | 0 | 0 | 0 | 0 | 0 | 0 | 0 | 0 | 0 | 0 | 0 | 0 | 0 | 0 | 0 | 0 | 0
| IND-Lighting-7P_V2 | M_Input | Council 7th Plan | 2020 | Retro | 2022 | 2045 | PSE | Industrial | Foundries | Electric | Per Region | NA | NA | Foundries Material Handling2 | Foundries Material Handling2 | 0 | 10 | 0 | 0 | I-SIC24-Proc-All-All-All-E | 0 | 0 | 0 | 0 | 0 | 0 | 0 | 0 | 0 | 0 | 0 | 0 | Comm Flat | Material Handling2 | Material Handling2 | SIC24 | 0.01335% | 100% | 0% | 1 | 1 | 100% | 10% | 85% | 6.8% | 0.2% | 0 | 0 | 0 | 0 | 0 | 0 | 0 | 0 | 0 |  | 0 | 0 | 0 | 01. ($9,999.000) to $0.028 | 0 | 0 | 01. ($9,999.00) to $0.22 | 1 | 0.085 | 0.085 | 0.085 | 0.085 | 0.085 | 0.085 | 0.085 | 0.085 | 0.085 | 0.085 | 0 | 0 | 0 | 0 | 0 | 0 | 0 | 0 | 0 | 0 | 0 | 0 | 0 | 0 | 0 | 0 | 0 | 0 | 0 | 0 | 0 | 0 | 0 | 0 | 0 | 0 | 0 | 0 | 0 | 0 | 0 | 0 | 0 | 0 | 0 | 0 | 0 | 0 | 0 | 0 | 0 | 0 | 0 | 0 | 0 | 0 | 0 | 0 | 0 | 0 | 0 | 0 | 0 | 0 | 0 | 0 | 0 | 0 | 0 | 0 | 0 | 0 | 0 | 0 | 0 | 0 | 0 | 0 | 0 | 0 | 0 | 0 | 0 | 0 | 0 | 0 | 0 | 0 | 0 | 0 | 0 | 0 | 0 | 0 | 0 | 0 | 0 | 0 | 0 | 0 | 0 | 0 | 0 | 0 | 0 | 0 | 0 | 0 | 0 | 0 | 0 | 0 | 0 | 0 | 0 | 0 | 0 | 0 | 0 | 0 | 0 | 0 | 0 | 0 | 0 | 0 | 0 | 0 | 0 | 0 | 0 | 0 | 0 | 0 | 0 | 0 | 0 | 0 | 0 | 0 | 0 | 0 | 0 | 0 | 0 | 0 | 0 | 0 | 0 | 0 | 0 | 0 | 0 | 0 | 0 | 0 | 0 | 0 | 0 | 0 | 0 | 0 | 0 | 0 | 0 | 0 | 0 | 0 | 0 | 0 | 0 | 0 | 0 | 0 | 0 | 0 | 0 | 0 | 0 | 0 | 0 | 0 | 0 | 0 | 0 | 0 | 0 | 0 | 0 | 0 | 0 | 0 | 0 | 0 | 0 | 0 | 0 | 0 | 0 | 0 | 0 | 0 | 0 | 0.01209% | 0 | 0 | 0 | 0 | 0 | 0 | 0 | 0 | 0 | 0 | 0 | 0 | 0 | 0 | 0 | 0 | 0 | 0 | 0 | 0 | 0 | 0 | 0 | 0
| IND-Lighting-7P_V2 | M_Input | Council 7th Plan | 2020 | Retro | 2022 | 2045 | PSE | Industrial | Foundries | Electric | Per Region | NA | NA | Foundries Material Handling VFD1 | Foundries Material Handling VFD1 | 0 | 10 | 0 | 0 | I-SIC24-Proc-All-All-All-E | 0 | 0 | 0 | 0 | 0 | 0 | 0 | 0 | 0 | 0 | 0 | 0 | Comm Flat | Material Handling VFD1 | Material Handling VFD1 | SIC24 | 0.01335% | 100% | 0% | 1 | 1 | 100% | 10% | 85% | 6.8% | 0.2% | 0 | 0 | 0 | 0 | 0 | 0 | 0 | 0 | 0 |  | 0 | 0 | 0 | 01. ($9,999.000) to $0.028 | 0 | 0 | 01. ($9,999.00) to $0.22 | 1 | 0.085 | 0.085 | 0.085 | 0.085 | 0.085 | 0.085 | 0.085 | 0.085 | 0.085 | 0.085 | 0 | 0 | 0 | 0 | 0 | 0 | 0 | 0 | 0 | 0 | 0 | 0 | 0 | 0 | 0 | 0 | 0 | 0 | 0 | 0 | 0 | 0 | 0 | 0 | 0 | 0 | 0 | 0 | 0 | 0 | 0 | 0 | 0 | 0 | 0 | 0 | 0 | 0 | 0 | 0 | 0 | 0 | 0 | 0 | 0 | 0 | 0 | 0 | 0 | 0 | 0 | 0 | 0 | 0 | 0 | 0 | 0 | 0 | 0 | 0 | 0 | 0 | 0 | 0 | 0 | 0 | 0 | 0 | 0 | 0 | 0 | 0 | 0 | 0 | 0 | 0 | 0 | 0 | 0 | 0 | 0 | 0 | 0 | 0 | 0 | 0 | 0 | 0 | 0 | 0 | 0 | 0 | 0 | 0 | 0 | 0 | 0 | 0 | 0 | 0 | 0 | 0 | 0 | 0 | 0 | 0 | 0 | 0 | 0 | 0 | 0 | 0 | 0 | 0 | 0 | 0 | 0 | 0 | 0 | 0 | 0 | 0 | 0 | 0 | 0 | 0 | 0 | 0 | 0 | 0 | 0 | 0 | 0 | 0 | 0 | 0 | 0 | 0 | 0 | 0 | 0 | 0 | 0 | 0 | 0 | 0 | 0 | 0 | 0 | 0 | 0 | 0 | 0 | 0 | 0 | 0 | 0 | 0 | 0 | 0 | 0 | 0 | 0 | 0 | 0 | 0 | 0 | 0 | 0 | 0 | 0 | 0 | 0 | 0 | 0 | 0 | 0 | 0 | 0 | 0 | 0 | 0 | 0 | 0 | 0 | 0 | 0 | 0 | 0 | 0 | 0 | 0 | 0 | 0.01209% | 0 | 0 | 0 | 0 | 0 | 0 | 0 | 0 | 0 | 0 | 0 | 0 | 0 | 0 | 0 | 0 | 0 | 0 | 0 | 0 | 0 | 0 | 0 | 0
| IND-Lighting-7P_V2 | M_Input | Council 7th Plan | 2020 | Retro | 2022 | 2045 | PSE | Industrial | Foundries | Electric | Per Region | NA | NA | Foundries Material Handling VFD2 | Foundries Material Handling VFD2 | 0 | 10 | 0 | 0 | I-SIC24-Proc-All-All-All-E | 0 | 0 | 0 | 0 | 0 | 0 | 0 | 0 | 0 | 0 | 0 | 0 | Comm Flat | Material Handling VFD2 | Material Handling VFD2 | SIC24 | 0.01335% | 100% | 0% | 1 | 1 | 100% | 10% | 85% | 6.8% | 0.2% | 0 | 0 | 0 | 0 | 0 | 0 | 0 | 0 | 0 |  | 0 | 0 | 0 | 01. ($9,999.000) to $0.028 | 1 | 0 | 01. ($9,999.00) to $0.22 | 0 | 0.085 | 0.085 | 0.085 | 0.085 | 0.085 | 0.085 | 0.085 | 0.085 | 0.085 | 0.085 | 0 | 0 | 0 | 0 | 0 | 0 | 0 | 0 | 0 | 0 | 0 | 0 | 0 | 0 | 0 | 0 | 0 | 0 | 0 | 0 | 0 | 0 | 0 | 0 | 0 | 0 | 0 | 0 | 0 | 0 | 0 | 0 | 0 | 0 | 0 | 0 | 0 | 0 | 0 | 0 | 0 | 0 | 0 | 0 | 0 | 0 | 0 | 0 | 0 | 0 | 0 | 0 | 0 | 0 | 0 | 0 | 0 | 0 | 0 | 0 | 0 | 0 | 0 | 0 | 0 | 0 | 0 | 0 | 0 | 0 | 0 | 0 | 0 | 0 | 0 | 0 | 0 | 0 | 0 | 0 | 0 | 0 | 0 | 0 | 0 | 0 | 0 | 0 | 0 | 0 | 0 | 0 | 0 | 0 | 0 | 0 | 0 | 0 | 0 | 0 | 0 | 0 | 0 | 0 | 0 | 0 | 0 | 0 | 0 | 0 | 0 | 0 | 0 | 0 | 0 | 0 | 0 | 0 | 0 | 0 | 0 | 0 | 0 | 0 | 0 | 0 | 0 | 0 | 0 | 0 | 0 | 0 | 0 | 0 | 0 | 0 | 0 | 0 | 0 | 0 | 0 | 0 | 0 | 0 | 0 | 0 | 0 | 0 | 0 | 0 | 0 | 0 | 0 | 0 | 0 | 0 | 0 | 0 | 0 | 0 | 0 | 0 | 0 | 0 | 0 | 0 | 0 | 0 | 0 | 0 | 0 | 0 | 0 | 0 | 0 | 0 | 0 | 0 | 0 | 0 | 0 | 0 | 0 | 0 | 0 | 0 | 0 | 0 | 0 | 0 | 0 | 0 | 0 | 0.01209% | 0 | 0 | 0 | 0 | 0 | 0 | 0 | 0 | 0 | 0 | 0 | 0 | 0 | 0 | 0 | 0 | 0 | 0 | 0 | 0 | 0 | 0 | 0 | 0
| IND-Lighting-7P_V2 | M_Input | Council 7th Plan | 2020 | Retro | 2022 | 2045 | PSE | Industrial | Foundries | Electric | Per Region | NA | NA | Foundries Wood: Replace Pneumatic Conveyor | Foundries Wood: Replace Pneumatic Conveyor | 0 | 10 | 0 | 0 | I-SIC24-Proc-All-All-All-E | 0 | 0 | 0 | 0 | 0 | 0 | 0 | 0 | 0 | 0 | 0 | 0 | Comm Flat | Wood: Replace Pneumatic Conveyor | Wood: Replace Pneumatic Conveyor | SIC24 | 0.01335% | 100% | 0% | 1 | 1 | 100% | 10% | 85% | 6.8% | 0.2% | 0 | 0 | 0 | 0 | 0 | 0 | 0 | 0 | 0 |  | 0 | 0 | 0 | 01. ($9,999.000) to $0.028 | 1 | 0 | 01. ($9,999.00) to $0.22 | 1 | 0.085 | 0.085 | 0.085 | 0.085 | 0.085 | 0.085 | 0.085 | 0.085 | 0.085 | 0.085 | 0 | 0 | 0 | 0 | 0 | 0 | 0 | 0 | 0 | 0 | 0 | 0 | 0 | 0 | 0 | 0 | 0 | 0 | 0 | 0 | 0 | 0 | 0 | 0 | 0 | 0 | 0 | 0 | 0 | 0 | 0 | 0 | 0 | 0 | 0 | 0 | 0 | 0 | 0 | 0 | 0 | 0 | 0 | 0 | 0 | 0 | 0 | 0 | 0 | 0 | 0 | 0 | 0 | 0 | 0 | 0 | 0 | 0 | 0 | 0 | 0 | 0 | 0 | 0 | 0 | 0 | 0 | 0 | 0 | 0 | 0 | 0 | 0 | 0 | 0 | 0 | 0 | 0 | 0 | 0 | 0 | 0 | 0 | 0 | 0 | 0 | 0 | 0 | 0 | 0 | 0 | 0 | 0 | 0 | 0 | 0 | 0 | 0 | 0 | 0 | 0 | 0 | 0 | 0 | 0 | 0 | 0 | 0 | 0 | 0 | 0 | 0 | 0 | 0 | 0 | 0 | 0 | 0 | 0 | 0 | 0 | 0 | 0 | 0 | 0 | 0 | 0 | 0 | 0 | 0 | 0 | 0 | 0 | 0 | 0 | 0 | 0 | 0 | 0 | 0 | 0 | 0 | 0 | 0 | 0 | 0 | 0 | 0 | 0 | 0 | 0 | 0 | 0 | 0 | 0 | 0 | 0 | 0 | 0 | 0 | 0 | 0 | 0 | 0 | 0 | 0 | 0 | 0 | 0 | 0 | 0 | 0 | 0 | 0 | 0 | 0 | 0 | 0 | 0 | 0 | 0 | 0 | 0 | 0 | 0 | 0 | 0 | 0 | 0 | 0 | 0 | 0 | 0 | 0.01209% | 0 | 0 | 0 | 0 | 0 | 0 | 0 | 0 | 0 | 0 | 0 | 0 | 0 | 0 | 0 | 0 | 0 | 0 | 0 | 0 | 0 | 0 | 0 | 0
| IND-Lighting-7P_V2 | M_Input | Council 7th Plan | 2020 | Retro | 2022 | 2045 | PSE | Industrial | Foundries | Electric | Per Region | NA | NA | Foundries Panel: Hydraulic Press | Foundries Panel: Hydraulic Press | 0 | 10 | 0 | 0 | I-SIC24-Proc-All-All-All-E | 0 | 0 | 0 | 0 | 0 | 0 | 0 | 0 | 0 | 0 | 0 | 0 | Comm Flat | Panel: Hydraulic Press | Panel: Hydraulic Press | SIC24 | 0.01335% | 100% | 0% | 1 | 1 | 100% | 10% | 85% | 6.8% | 0.2% | 0 | 0 | 0 | 0 | 0 | 0 | 0 | 0 | 0 |  | 0 | 0 | 0 | 01. ($9,999.000) to $0.028 | 1 | 0 | 01. ($9,999.00) to $0.22 | 0 | 0.085 | 0.085 | 0.085 | 0.085 | 0.085 | 0.085 | 0.085 | 0.085 | 0.085 | 0.085 | 0 | 0 | 0 | 0 | 0 | 0 | 0 | 0 | 0 | 0 | 0 | 0 | 0 | 0 | 0 | 0 | 0 | 0 | 0 | 0 | 0 | 0 | 0 | 0 | 0 | 0 | 0 | 0 | 0 | 0 | 0 | 0 | 0 | 0 | 0 | 0 | 0 | 0 | 0 | 0 | 0 | 0 | 0 | 0 | 0 | 0 | 0 | 0 | 0 | 0 | 0 | 0 | 0 | 0 | 0 | 0 | 0 | 0 | 0 | 0 | 0 | 0 | 0 | 0 | 0 | 0 | 0 | 0 | 0 | 0 | 0 | 0 | 0 | 0 | 0 | 0 | 0 | 0 | 0 | 0 | 0 | 0 | 0 | 0 | 0 | 0 | 0 | 0 | 0 | 0 | 0 | 0 | 0 | 0 | 0 | 0 | 0 | 0 | 0 | 0 | 0 | 0 | 0 | 0 | 0 | 0 | 0 | 0 | 0 | 0 | 0 | 0 | 0 | 0 | 0 | 0 | 0 | 0 | 0 | 0 | 0 | 0 | 0 | 0 | 0 | 0 | 0 | 0 | 0 | 0 | 0 | 0 | 0 | 0 | 0 | 0 | 0 | 0 | 0 | 0 | 0 | 0 | 0 | 0 | 0 | 0 | 0 | 0 | 0 | 0 | 0 | 0 | 0 | 0 | 0 | 0 | 0 | 0 | 0 | 0 | 0 | 0 | 0 | 0 | 0 | 0 | 0 | 0 | 0 | 0 | 0 | 0 | 0 | 0 | 0 | 0 | 0 | 0 | 0 | 0 | 0 | 0 | 0 | 0 | 0 | 0 | 0 | 0 | 0 | 0 | 0 | 0 | 0 | 0.01209% | 0 | 0 | 0 | 0 | 0 | 0 | 0 | 0 | 0 | 0 | 0 | 0 | 0 | 0 | 0 | 0 | 0 | 0 | 0 | 0 | 0 | 0 | 0 | 0
| IND-Lighting-7P_V2 | M_Input | Council 7th Plan | 2020 | Retro | 2022 | 2045 | PSE | Industrial | Foundries | Electric | Per Region | NA | NA | Foundries Cold Storage Retrofit | Foundries Cold Storage Retrofit | 0 | 10 | 0 | 0 | C-War-Ref-All-All-All-C | 0 | 0 | 0 | 0 | 0 | 0 | 0 | 0 | 0 | 0 | 0 | 0 | Comm Flat | Cold Storage Retrofit | Cold Storage Retrofit | RefrigWarehouseGroc | 0.01247% | 100% | 0% | 1 | 1 | 100% | 10% | 85% | 6.8% | 0.2% | 0 | 0 | 0 | 0 | 0 | 0 | 0 | 0 | 0 |  | 0 | 0 | 0 | 01. ($9,999.000) to $0.028 | 1 | 0 | 01. ($9,999.00) to $0.22 | 1 | 0.085 | 0.085 | 0.085 | 0.085 | 0.085 | 0.085 | 0.085 | 0.085 | 0.085 | 0.085 | 0 | 0 | 0 | 0 | 0 | 0 | 0 | 0 | 0 | 0 | 0 | 0 | 0 | 0 | 0 | 0 | 0 | 0 | 0 | 0 | 0 | 0 | 0 | 0 | 0 | 0 | 0 | 0 | 0 | 0 | 0 | 0 | 0 | 0 | 0 | 0 | 0 | 0 | 0 | 0 | 0 | 0 | 0 | 0 | 0 | 0 | 0 | 0 | 0 | 0 | 0 | 0 | 0 | 0 | 0 | 0 | 0 | 0 | 0 | 0 | 0 | 0 | 0 | 0 | 0 | 0 | 0 | 0 | 0 | 0 | 0 | 0 | 0 | 0 | 0 | 0 | 0 | 0 | 0 | 0 | 0 | 0 | 0 | 0 | 0 | 0 | 0 | 0 | 0 | 0 | 0 | 0 | 0 | 0 | 0 | 0 | 0 | 0 | 0 | 0 | 0 | 0 | 0 | 0 | 0 | 0 | 0 | 0 | 0 | 0 | 0 | 0 | 0 | 0 | 0 | 0 | 0 | 0 | 0 | 0 | 0 | 0 | 0 | 0 | 0 | 0 | 0 | 0 | 0 | 0 | 0 | 0 | 0 | 0 | 0 | 0 | 0 | 0 | 0 | 0 | 0 | 0 | 0 | 0 | 0 | 0 | 0 | 0 | 0 | 0 | 0 | 0 | 0 | 0 | 0 | 0 | 0 | 0 | 0 | 0 | 0 | 0 | 0 | 0 | 0 | 0 | 0 | 0 | 0 | 0 | 0 | 0 | 0 | 0 | 0 | 0 | 0 | 0 | 0 | 0 | 0 | 0 | 0 | 0 | 0 | 0 | 0 | 0 | 0 | 0 | 0 | 0 | 0 | 0.01116% | 0 | 0 | 0 | 0 | 0 | 0 | 0 | 0 | 0 | 0 | 0 | 0 | 0 | 0 | 0 | 0 | 0 | 0 | 0 | 0 | 0 | 0 | 0 | 0
| IND-Lighting-7P_V2 | M_Input | Council 7th Plan | 2020 | Retro | 2022 | 2045 | PSE | Industrial | Foundries | Electric | Per Region | NA | NA | Foundries Cold Storage Tuneup | Foundries Cold Storage Tuneup | 0 | 3 | 0 | 0 | C-War-Ref-All-All-All-C | 0 | 0 | 0 | 0 | 0 | 0 | 0 | 0 | 0 | 0 | 0 | 0 | Comm Flat | Cold Storage Tuneup | Cold Storage Tuneup | RefrigWarehouseGroc | 0.01247% | 100% | 0% | 1 | 1 | 100% | 33.33% | 85% | 6.8% | 0.2% | 0 | 0 | 0 | 0 | 0 | 0 | 0 | 0 | 0 |  | 0 | 0 | 0 | 01. ($9,999.000) to $0.028 | 1 | 0 | 01. ($9,999.00) to $0.22 | 1 | 0.085 | 0.085 | 0.085 | 0.085 | 0.085 | 0.085 | 0.085 | 0.085 | 0.085 | 0.085 | 0 | 0 | 0 | 0 | 0 | 0 | 0 | 0 | 0 | 0 | 0 | 0 | 0 | 0 | 0 | 0 | 0 | 0 | 0 | 0 | 0 | 0 | 0 | 0 | 0 | 0 | 0 | 0 | 0 | 0 | 0 | 0 | 0 | 0 | 0 | 0 | 0 | 0 | 0 | 0 | 0 | 0 | 0 | 0 | 0 | 0 | 0 | 0 | 0 | 0 | 0 | 0 | 0 | 0 | 0 | 0 | 0 | 0 | 0 | 0 | 0 | 0 | 0 | 0 | 0 | 0 | 0 | 0 | 0 | 0 | 0 | 0 | 0 | 0 | 0 | 0 | 0 | 0 | 0 | 0 | 0 | 0 | 0 | 0 | 0 | 0 | 0 | 0 | 0 | 0 | 0 | 0 | 0 | 0 | 0 | 0 | 0 | 0 | 0 | 0 | 0 | 0 | 0 | 0 | 0 | 0 | 0 | 0 | 0 | 0 | 0 | 0 | 0 | 0 | 0 | 0 | 0 | 0 | 0 | 0 | 0 | 0 | 0 | 0 | 0 | 0 | 0 | 0 | 0 | 0 | 0 | 0 | 0 | 0 | 0 | 0 | 0 | 0 | 0 | 0 | 0 | 0 | 0 | 0 | 0 | 0 | 0 | 0 | 0 | 0 | 0 | 0 | 0 | 0 | 0 | 0 | 0 | 0 | 0 | 0 | 0 | 0 | 0 | 0 | 0 | 0 | 0 | 0 | 0 | 0 | 0 | 0 | 0 | 0 | 0 | 0 | 0 | 0 | 0 | 0 | 0 | 0 | 0 | 0 | 0 | 0 | 0 | 0 | 0 | 0 | 0 | 0 | 0 | 0.01116% | 0 | 0 | 0 | 0 | 0 | 0 | 0 | 0 | 0 | 0 | 0 | 0 | 0 | 0 | 0 | 0 | 0 | 0 | 0 | 0 | 0 | 0 | 0 | 0
| IND-Lighting-7P_V2 | M_Input | Council 7th Plan | 2020 | Retro | 2022 | 2045 | PSE | Industrial | Foundries | Electric | Per Region | NA | NA | Foundries Fruit Storage Refer Retrofit | Foundries Fruit Storage Refer Retrofit | 0 | 10 | 0 | 0 | C-War-Ref-All-All-All-C | 0 | 0 | 0 | 0 | 0 | 0 | 0 | 0 | 0 | 0 | 0 | 0 | Comm Flat | Fruit Storage Refer Retrofit | Fruit Storage Refer Retrofit | IndShift3 | 0.01266% | 100% | 0% | 1 | 1 | 100% | 10% | 85% | 6.8% | 0.2% | 0 | 0 | 0 | 0 | 0 | 0 | 0 | 0 | 0 |  | 0 | 0 | 0 | 01. ($9,999.000) to $0.028 | 0 | 0 | 01. ($9,999.00) to $0.22 | 1 | 0.085 | 0.085 | 0.085 | 0.085 | 0.085 | 0.085 | 0.085 | 0.085 | 0.085 | 0.085 | 0 | 0 | 0 | 0 | 0 | 0 | 0 | 0 | 0 | 0 | 0 | 0 | 0 | 0 | 0 | 0 | 0 | 0 | 0 | 0 | 0 | 0 | 0 | 0 | 0 | 0 | 0 | 0 | 0 | 0 | 0 | 0 | 0 | 0 | 0 | 0 | 0 | 0 | 0 | 0 | 0 | 0 | 0 | 0 | 0 | 0 | 0 | 0 | 0 | 0 | 0 | 0 | 0 | 0 | 0 | 0 | 0 | 0 | 0 | 0 | 0 | 0 | 0 | 0 | 0 | 0 | 0 | 0 | 0 | 0 | 0 | 0 | 0 | 0 | 0 | 0 | 0 | 0 | 0 | 0 | 0 | 0 | 0 | 0 | 0 | 0 | 0 | 0 | 0 | 0 | 0 | 0 | 0 | 0 | 0 | 0 | 0 | 0 | 0 | 0 | 0 | 0 | 0 | 0 | 0 | 0 | 0 | 0 | 0 | 0 | 0 | 0 | 0 | 0 | 0 | 0 | 0 | 0 | 0 | 0 | 0 | 0 | 0 | 0 | 0 | 0 | 0 | 0 | 0 | 0 | 0 | 0 | 0 | 0 | 0 | 0 | 0 | 0 | 0 | 0 | 0 | 0 | 0 | 0 | 0 | 0 | 0 | 0 | 0 | 0 | 0 | 0 | 0 | 0 | 0 | 0 | 0 | 0 | 0 | 0 | 0 | 0 | 0 | 0 | 0 | 0 | 0 | 0 | 0 | 0 | 0 | 0 | 0 | 0 | 0 | 0 | 0 | 0 | 0 | 0 | 0 | 0 | 0 | 0 | 0 | 0 | 0 | 0 | 0 | 0 | 0 | 0 | 0 | 0.01296% | 0 | 0 | 0 | 0 | 0 | 0 | 0 | 0 | 0 | 0 | 0 | 0 | 0 | 0 | 0 | 0 | 0 | 0 | 0 | 0 | 0 | 0 | 0 | 0
| IND-Lighting-7P_V2 | M_Input | Council 7th Plan | 2020 | Retro | 2022 | 2045 | PSE | Industrial | Foundries | Electric | Per Region | NA | NA | Foundries CA Retrofit -- CO2 Scrub | Foundries CA Retrofit -- CO2 Scrub | 0 | 10 | 0 | 0 | I-All-Other-Shift3-All-All-S | 0 | 0 | 0 | 0 | 0 | 0 | 0 | 0 | 0 | 0 | 0 | 0 | Comm Flat | CA Retrofit -- CO2 Scrub | CA Retrofit -- CO2 Scrub | IndShift3 | 0.01266% | 100% | 0% | 1 | 1 | 100% | 10% | 85% | 6.8% | 0.2% | 0 | 0 | 0 | 0 | 0 | 0 | 0 | 0 | 0 |  | 0 | 0 | 0 | 01. ($9,999.000) to $0.028 | 1 | 0 | 01. ($9,999.00) to $0.22 | 0 | 0.085 | 0.085 | 0.085 | 0.085 | 0.085 | 0.085 | 0.085 | 0.085 | 0.085 | 0.085 | 0 | 0 | 0 | 0 | 0 | 0 | 0 | 0 | 0 | 0 | 0 | 0 | 0 | 0 | 0 | 0 | 0 | 0 | 0 | 0 | 0 | 0 | 0 | 0 | 0 | 0 | 0 | 0 | 0 | 0 | 0 | 0 | 0 | 0 | 0 | 0 | 0 | 0 | 0 | 0 | 0 | 0 | 0 | 0 | 0 | 0 | 0 | 0 | 0 | 0 | 0 | 0 | 0 | 0 | 0 | 0 | 0 | 0 | 0 | 0 | 0 | 0 | 0 | 0 | 0 | 0 | 0 | 0 | 0 | 0 | 0 | 0 | 0 | 0 | 0 | 0 | 0 | 0 | 0 | 0 | 0 | 0 | 0 | 0 | 0 | 0 | 0 | 0 | 0 | 0 | 0 | 0 | 0 | 0 | 0 | 0 | 0 | 0 | 0 | 0 | 0 | 0 | 0 | 0 | 0 | 0 | 0 | 0 | 0 | 0 | 0 | 0 | 0 | 0 | 0 | 0 | 0 | 0 | 0 | 0 | 0 | 0 | 0 | 0 | 0 | 0 | 0 | 0 | 0 | 0 | 0 | 0 | 0 | 0 | 0 | 0 | 0 | 0 | 0 | 0 | 0 | 0 | 0 | 0 | 0 | 0 | 0 | 0 | 0 | 0 | 0 | 0 | 0 | 0 | 0 | 0 | 0 | 0 | 0 | 0 | 0 | 0 | 0 | 0 | 0 | 0 | 0 | 0 | 0 | 0 | 0 | 0 | 0 | 0 | 0 | 0 | 0 | 0 | 0 | 0 | 0 | 0 | 0 | 0 | 0 | 0 | 0 | 0 | 0 | 0 | 0 | 0 | 0 | 0.01296% | 0 | 0 | 0 | 0 | 0 | 0 | 0 | 0 | 0 | 0 | 0 | 0 | 0 | 0 | 0 | 0 | 0 | 0 | 0 | 0 | 0 | 0 | 0 | 0
| IND-Lighting-7P_V2 | M_Input | Council 7th Plan | 2020 | Retro | 2022 | 2045 | PSE | Industrial | Foundries | Electric | Per Region | NA | NA | Foundries CA Retrofit -- Membrane | Foundries CA Retrofit -- Membrane | 0 | 10 | 0 | 0 | I-All-Other-Shift3-All-All-S | 0 | 0 | 0 | 0 | 0 | 0 | 0 | 0 | 0 | 0 | 0 | 0 | Comm Flat | CA Retrofit -- Membrane | CA Retrofit -- Membrane | IndShift3 | 0.01266% | 100% | 0% | 1 | 1 | 100% | 10% | 85% | 6.8% | 0.2% | 0 | 0 | 0 | 0 | 0 | 0 | 0 | 0 | 0 |  | 0 | 0 | 0 | 01. ($9,999.000) to $0.028 | 0 | 0 | 01. ($9,999.00) to $0.22 | 1 | 0.085 | 0.085 | 0.085 | 0.085 | 0.085 | 0.085 | 0.085 | 0.085 | 0.085 | 0.085 | 0 | 0 | 0 | 0 | 0 | 0 | 0 | 0 | 0 | 0 | 0 | 0 | 0 | 0 | 0 | 0 | 0 | 0 | 0 | 0 | 0 | 0 | 0 | 0 | 0 | 0 | 0 | 0 | 0 | 0 | 0 | 0 | 0 | 0 | 0 | 0 | 0 | 0 | 0 | 0 | 0 | 0 | 0 | 0 | 0 | 0 | 0 | 0 | 0 | 0 | 0 | 0 | 0 | 0 | 0 | 0 | 0 | 0 | 0 | 0 | 0 | 0 | 0 | 0 | 0 | 0 | 0 | 0 | 0 | 0 | 0 | 0 | 0 | 0 | 0 | 0 | 0 | 0 | 0 | 0 | 0 | 0 | 0 | 0 | 0 | 0 | 0 | 0 | 0 | 0 | 0 | 0 | 0 | 0 | 0 | 0 | 0 | 0 | 0 | 0 | 0 | 0 | 0 | 0 | 0 | 0 | 0 | 0 | 0 | 0 | 0 | 0 | 0 | 0 | 0 | 0 | 0 | 0 | 0 | 0 | 0 | 0 | 0 | 0 | 0 | 0 | 0 | 0 | 0 | 0 | 0 | 0 | 0 | 0 | 0 | 0 | 0 | 0 | 0 | 0 | 0 | 0 | 0 | 0 | 0 | 0 | 0 | 0 | 0 | 0 | 0 | 0 | 0 | 0 | 0 | 0 | 0 | 0 | 0 | 0 | 0 | 0 | 0 | 0 | 0 | 0 | 0 | 0 | 0 | 0 | 0 | 0 | 0 | 0 | 0 | 0 | 0 | 0 | 0 | 0 | 0 | 0 | 0 | 0 | 0 | 0 | 0 | 0 | 0 | 0 | 0 | 0 | 0 | 0.01296% | 0 | 0 | 0 | 0 | 0 | 0 | 0 | 0 | 0 | 0 | 0 | 0 | 0 | 0 | 0 | 0 | 0 | 0 | 0 | 0 | 0 | 0 | 0 | 0
| IND-Lighting-7P_V2 | M_Input | Council 7th Plan | 2020 | Retro | 2022 | 2045 | PSE | Industrial | Foundries | Electric | Per Region | NA | NA | Foundries Fruit Storage Tuneup | Foundries Fruit Storage Tuneup | 0 | 3 | 0 | 0 | C-War-Ref-All-All-All-C | 0 | 0 | 0 | 0 | 0 | 0 | 0 | 0 | 0 | 0 | 0 | 0 | Comm Flat | Fruit Storage Tuneup | Fruit Storage Tuneup | IndShift3 | 0.01266% | 100% | 0% | 1 | 1 | 100% | 33.33% | 85% | 6.8% | 0.2% | 0 | 0 | 0 | 0 | 0 | 0 | 0 | 0 | 0 |  | 0 | 0 | 0 | 01. ($9,999.000) to $0.028 | 1 | 0 | 01. ($9,999.00) to $0.22 | 1 | 0.085 | 0.085 | 0.085 | 0.085 | 0.085 | 0.085 | 0.085 | 0.085 | 0.085 | 0.085 | 0 | 0 | 0 | 0 | 0 | 0 | 0 | 0 | 0 | 0 | 0 | 0 | 0 | 0 | 0 | 0 | 0 | 0 | 0 | 0 | 0 | 0 | 0 | 0 | 0 | 0 | 0 | 0 | 0 | 0 | 0 | 0 | 0 | 0 | 0 | 0 | 0 | 0 | 0 | 0 | 0 | 0 | 0 | 0 | 0 | 0 | 0 | 0 | 0 | 0 | 0 | 0 | 0 | 0 | 0 | 0 | 0 | 0 | 0 | 0 | 0 | 0 | 0 | 0 | 0 | 0 | 0 | 0 | 0 | 0 | 0 | 0 | 0 | 0 | 0 | 0 | 0 | 0 | 0 | 0 | 0 | 0 | 0 | 0 | 0 | 0 | 0 | 0 | 0 | 0 | 0 | 0 | 0 | 0 | 0 | 0 | 0 | 0 | 0 | 0 | 0 | 0 | 0 | 0 | 0 | 0 | 0 | 0 | 0 | 0 | 0 | 0 | 0 | 0 | 0 | 0 | 0 | 0 | 0 | 0 | 0 | 0 | 0 | 0 | 0 | 0 | 0 | 0 | 0 | 0 | 0 | 0 | 0 | 0 | 0 | 0 | 0 | 0 | 0 | 0 | 0 | 0 | 0 | 0 | 0 | 0 | 0 | 0 | 0 | 0 | 0 | 0 | 0 | 0 | 0 | 0 | 0 | 0 | 0 | 0 | 0 | 0 | 0 | 0 | 0 | 0 | 0 | 0 | 0 | 0 | 0 | 0 | 0 | 0 | 0 | 0 | 0 | 0 | 0 | 0 | 0 | 0 | 0 | 0 | 0 | 0 | 0 | 0 | 0 | 0 | 0 | 0 | 0 | 0.01296% | 0 | 0 | 0 | 0 | 0 | 0 | 0 | 0 | 0 | 0 | 0 | 0 | 0 | 0 | 0 | 0 | 0 | 0 | 0 | 0 | 0 | 0 | 0 | 0
| IND-Lighting-7P_V2 | M_Input | Council 7th Plan | 2020 | Retro | 2022 | 2045 | PSE | Industrial | Foundries | Electric | Per Region | NA | NA | Foundries Groc Dist Retrofit | Foundries Groc Dist Retrofit | 0 | 10 | 0 | 0 | C-War-Ref-All-All-All-C | 0 | 0 | 0 | 0 | 0 | 0 | 0 | 0 | 0 | 0 | 0 | 0 | Comm Flat | Groc Dist Retrofit | Groc Dist Retrofit | IndShift3 | 0.01266% | 100% | 0% | 1 | 1 | 100% | 10% | 85% | 6.8% | 0.2% | 0 | 0 | 0 | 0 | 0 | 0 | 0 | 0 | 0 |  | 0 | 0 | 0 | 01. ($9,999.000) to $0.028 | 1 | 0 | 01. ($9,999.00) to $0.22 | 1 | 0.085 | 0.085 | 0.085 | 0.085 | 0.085 | 0.085 | 0.085 | 0.085 | 0.085 | 0.085 | 0 | 0 | 0 | 0 | 0 | 0 | 0 | 0 | 0 | 0 | 0 | 0 | 0 | 0 | 0 | 0 | 0 | 0 | 0 | 0 | 0 | 0 | 0 | 0 | 0 | 0 | 0 | 0 | 0 | 0 | 0 | 0 | 0 | 0 | 0 | 0 | 0 | 0 | 0 | 0 | 0 | 0 | 0 | 0 | 0 | 0 | 0 | 0 | 0 | 0 | 0 | 0 | 0 | 0 | 0 | 0 | 0 | 0 | 0 | 0 | 0 | 0 | 0 | 0 | 0 | 0 | 0 | 0 | 0 | 0 | 0 | 0 | 0 | 0 | 0 | 0 | 0 | 0 | 0 | 0 | 0 | 0 | 0 | 0 | 0 | 0 | 0 | 0 | 0 | 0 | 0 | 0 | 0 | 0 | 0 | 0 | 0 | 0 | 0 | 0 | 0 | 0 | 0 | 0 | 0 | 0 | 0 | 0 | 0 | 0 | 0 | 0 | 0 | 0 | 0 | 0 | 0 | 0 | 0 | 0 | 0 | 0 | 0 | 0 | 0 | 0 | 0 | 0 | 0 | 0 | 0 | 0 | 0 | 0 | 0 | 0 | 0 | 0 | 0 | 0 | 0 | 0 | 0 | 0 | 0 | 0 | 0 | 0 | 0 | 0 | 0 | 0 | 0 | 0 | 0 | 0 | 0 | 0 | 0 | 0 | 0 | 0 | 0 | 0 | 0 | 0 | 0 | 0 | 0 | 0 | 0 | 0 | 0 | 0 | 0 | 0 | 0 | 0 | 0 | 0 | 0 | 0 | 0 | 0 | 0 | 0 | 0 | 0 | 0 | 0 | 0 | 0 | 0 | 0.01296% | 0 | 0 | 0 | 0 | 0 | 0 | 0 | 0 | 0 | 0 | 0 | 0 | 0 | 0 | 0 | 0 | 0 | 0 | 0 | 0 | 0 | 0 | 0 | 0
| IND-Lighting-7P_V2 | M_Input | Council 7th Plan | 2020 | Retro | 2022 | 2045 | PSE | Industrial | Foundries | Electric | Per Region | NA | NA | Foundries Groc Dist Tuneup | Foundries Groc Dist Tuneup | 0 | 3 | 0 | 0 | C-War-Ref-All-All-All-C | 0 | 0 | 0 | 0 | 0 | 0 | 0 | 0 | 0 | 0 | 0 | 0 | Comm Flat | Groc Dist Tuneup | Groc Dist Tuneup | IndShift3 | 0.01266% | 100% | 0% | 1 | 1 | 100% | 33.33% | 85% | 6.8% | 0.2% | 0 | 0 | 0 | 0 | 0 | 0 | 0 | 0 | 0 |  | 0 | 0 | 0 | 01. ($9,999.000) to $0.028 | 1 | 0 | 01. ($9,999.00) to $0.22 | 0 | 0.085 | 0.085 | 0.085 | 0.085 | 0.085 | 0.085 | 0.085 | 0.085 | 0.085 | 0.085 | 0 | 0 | 0 | 0 | 0 | 0 | 0 | 0 | 0 | 0 | 0 | 0 | 0 | 0 | 0 | 0 | 0 | 0 | 0 | 0 | 0 | 0 | 0 | 0 | 0 | 0 | 0 | 0 | 0 | 0 | 0 | 0 | 0 | 0 | 0 | 0 | 0 | 0 | 0 | 0 | 0 | 0 | 0 | 0 | 0 | 0 | 0 | 0 | 0 | 0 | 0 | 0 | 0 | 0 | 0 | 0 | 0 | 0 | 0 | 0 | 0 | 0 | 0 | 0 | 0 | 0 | 0 | 0 | 0 | 0 | 0 | 0 | 0 | 0 | 0 | 0 | 0 | 0 | 0 | 0 | 0 | 0 | 0 | 0 | 0 | 0 | 0 | 0 | 0 | 0 | 0 | 0 | 0 | 0 | 0 | 0 | 0 | 0 | 0 | 0 | 0 | 0 | 0 | 0 | 0 | 0 | 0 | 0 | 0 | 0 | 0 | 0 | 0 | 0 | 0 | 0 | 0 | 0 | 0 | 0 | 0 | 0 | 0 | 0 | 0 | 0 | 0 | 0 | 0 | 0 | 0 | 0 | 0 | 0 | 0 | 0 | 0 | 0 | 0 | 0 | 0 | 0 | 0 | 0 | 0 | 0 | 0 | 0 | 0 | 0 | 0 | 0 | 0 | 0 | 0 | 0 | 0 | 0 | 0 | 0 | 0 | 0 | 0 | 0 | 0 | 0 | 0 | 0 | 0 | 0 | 0 | 0 | 0 | 0 | 0 | 0 | 0 | 0 | 0 | 0 | 0 | 0 | 0 | 0 | 0 | 0 | 0 | 0 | 0 | 0 | 0 | 0 | 0 | 0.01296% | 0 | 0 | 0 | 0 | 0 | 0 | 0 | 0 | 0 | 0 | 0 | 0 | 0 | 0 | 0 | 0 | 0 | 0 | 0 | 0 | 0 | 0 | 0 | 0
| IND-Lighting-7P_V2 | M_Input | Council 7th Plan | 2020 | Retro | 2022 | 2045 | PSE | Industrial | Foundries | Electric | Per Region | NA | NA | Foundries Plant Energy Management | Foundries Plant Energy Management | 128023.8452 | 10 | 3363.4769 | 4588.9722 | I-All-Other-Shift3-All-All-S | 0 | 0 | 0 | 0 | 0 | 0 | 0 | 0 | 0 | 0 | 0 | 0 | Comm Flat | Plant Energy Management | Plant Energy Management | IndShift3 | 0.01266% | 100% | 0% | 1 | 1 | 100% | 10% | 85% | 6.8% | 0.2% | 59853.846 | 2385.773 | 6223.9619 | 5568.1365 | 0 | 0 | 0 | 51200.5582 | 0 |  | 0.03426 | 0 | 0.03426 | 02. $0.028 to $0.055 | 1 | 0 | 01. ($9,999.00) to $0.22 | 1 | 0.085 | 0.085 | 0.085 | 0.085 | 0.085 | 0.085 | 0.085 | 0.085 | 0.085 | 0.085 | 0 | 0 | 0 | 0 | 0 | 0 | 0 | 0 | 0 | 0 | 0 | 0 | 0 | 0 | 10882.0268 | 11078.1612 | 11107.7028 | 10986.5775 | 10918.6744 | 10869.4484 | 10873.5699 | 10798.3928 | 10784.1772 | 10756.7399 | 0 | 0 | 0 | 0 | 0 | 0 | 0 | 0 | 0 | 0 | 0 | 0 | 0 | 0 | 109055.4709 | 10882.0268 | 21960.1881 | 33067.8908 | 44054.4684 | 54973.1428 | 65842.5912 | 76716.161 | 87514.5538 | 98298.731 | 109055.4709 | 109055.4709 | 109055.4709 | 109055.4709 | 109055.4709 | 109055.4709 | 109055.4709 | 109055.4709 | 109055.4709 | 109055.4709 | 109055.4709 | 109055.4709 | 109055.4709 | 109055.4709 | 109055.4709 | 0 | 0 | 0 | 0 | 0 | 0 | 0 | 0 | 0 | 0 | 0 | 0 | 0 | 0 | 0 | 0 | 0 | 0 | 0 | 0 | 0 | 0 | 0 | 0 | 0 | 0 | 0 | 0 | 0 | 0 | 0 | 0 | 0 | 0 | 0 | 0 | 0 | 0 | 0 | 0 | 0 | 0 | 0 | 0 | 0 | 0 | 0 | 0 | 0 | 0 | 0 | 0 | 0 | 0 | 0 | 0 | 0 | 0 | 0 | 0 | 0 | 1.3776 | 2.7801 | 4.1863 | 5.5771 | 6.9594 | 8.3354 | 9.712 | 11.079 | 12.4443 | 13.806 | 13.806 | 13.806 | 13.806 | 13.806 | 13.806 | 13.806 | 13.806 | 13.806 | 13.806 | 13.806 | 13.806 | 13.806 | 13.806 | 13.806 | 4352.0474 | 4430.4874 | 4442.302 | 4393.8604 | 4366.7039 | 4347.017 | 4348.6652 | 4318.5997 | 4312.9145 | 4301.9414 | 0 | 0 | 0 | 0 | 0 | 0 | 0 | 0 | 0 | 0 | 0 | 0 | 0 | 0 | 43614.5389 | 0 | 0 | 0 | 0 | 0 | 0 | 0 | 0 | 0 | 0 | 0 | 0 | 0 | 0 | 0 | 0 | 0 | 0 | 0 | 0 | 0.01296% | 1.41 | 2.8454 | 4.2847 | 5.7082 | 7.123 | 8.5313 | 9.9403 | 11.3394 | 12.7368 | 14.1305 | 14.1305 | 14.1305 | 14.1305 | 14.1305 | 14.1305 | 14.1305 | 14.1305 | 14.1305 | 14.1305 | 14.1305 | 14.1305 | 14.1305 | 14.1305 | 14.1305
| IND-Lighting-7P_V2 | M_Input | Council 7th Plan | 2020 | Retro | 2022 | 2045 | PSE | Industrial | Foundries | Electric | Per Region | NA | NA | Foundries Energy Project Management | Foundries Energy Project Management | 0 | 11 | 0 | 0 | I-All-Other-Shift3-All-All-S | 0 | 0 | 0 | 0 | 0 | 0 | 0 | 0 | 0 | 0 | 0 | 0 | Comm Flat | Energy Project Management | Energy Project Management | IndShift3 | 0.01266% | 100% | 0% | 1 | 1 | 100% | 9.091% | 85% | 6.8% | 0.2% | 0 | 0 | 0 | 0 | 0 | 0 | 0 | 0 | 0 |  | 0 | 0 | 0 | 01. ($9,999.000) to $0.028 | 1 | 0 | 01. ($9,999.00) to $0.22 | 1 | 0.085 | 0.085 | 0.085 | 0.085 | 0.085 | 0.085 | 0.085 | 0.085 | 0.085 | 0.085 | 0 | 0 | 0 | 0 | 0 | 0 | 0 | 0 | 0 | 0 | 0 | 0 | 0 | 0 | 0 | 0 | 0 | 0 | 0 | 0 | 0 | 0 | 0 | 0 | 0 | 0 | 0 | 0 | 0 | 0 | 0 | 0 | 0 | 0 | 0 | 0 | 0 | 0 | 0 | 0 | 0 | 0 | 0 | 0 | 0 | 0 | 0 | 0 | 0 | 0 | 0 | 0 | 0 | 0 | 0 | 0 | 0 | 0 | 0 | 0 | 0 | 0 | 0 | 0 | 0 | 0 | 0 | 0 | 0 | 0 | 0 | 0 | 0 | 0 | 0 | 0 | 0 | 0 | 0 | 0 | 0 | 0 | 0 | 0 | 0 | 0 | 0 | 0 | 0 | 0 | 0 | 0 | 0 | 0 | 0 | 0 | 0 | 0 | 0 | 0 | 0 | 0 | 0 | 0 | 0 | 0 | 0 | 0 | 0 | 0 | 0 | 0 | 0 | 0 | 0 | 0 | 0 | 0 | 0 | 0 | 0 | 0 | 0 | 0 | 0 | 0 | 0 | 0 | 0 | 0 | 0 | 0 | 0 | 0 | 0 | 0 | 0 | 0 | 0 | 0 | 0 | 0 | 0 | 0 | 0 | 0 | 0 | 0 | 0 | 0 | 0 | 0 | 0 | 0 | 0 | 0 | 0 | 0 | 0 | 0 | 0 | 0 | 0 | 0 | 0 | 0 | 0 | 0 | 0 | 0 | 0 | 0 | 0 | 0 | 0 | 0 | 0 | 0 | 0 | 0 | 0 | 0 | 0 | 0 | 0 | 0 | 0 | 0 | 0 | 0 | 0 | 0 | 0 | 0.01296% | 0 | 0 | 0 | 0 | 0 | 0 | 0 | 0 | 0 | 0 | 0 | 0 | 0 | 0 | 0 | 0 | 0 | 0 | 0 | 0 | 0 | 0 | 0 | 0
| IND-Lighting-7P_V2 | M_Input | Council 7th Plan | 2020 | Retro | 2022 | 2045 | PSE | Industrial | Foundries | Electric | Per Region | NA | NA | Foundries Integrated Plant Energy Management | Foundries Integrated Plant Energy Management | 0 | 11 | 0 | 0 | I-All-Other-Shift3-All-All-S | 0 | 0 | 0 | 0 | 0 | 0 | 0 | 0 | 0 | 0 | 0 | 0 | Comm Flat | Integrated Plant Energy Management | Integrated Plant Energy Management | IndShift3 | 0.01266% | 100% | 0% | 1 | 1 | 100% | 9.091% | 85% | 6.8% | 0.2% | 0 | 0 | 0 | 0 | 0 | 0 | 0 | 0 | 0 |  | 0 | 0 | 0 | 01. ($9,999.000) to $0.028 | 1 | 0 | 01. ($9,999.00) to $0.22 | 1 | 0.085 | 0.085 | 0.085 | 0.085 | 0.085 | 0.085 | 0.085 | 0.085 | 0.085 | 0.085 | 0 | 0 | 0 | 0 | 0 | 0 | 0 | 0 | 0 | 0 | 0 | 0 | 0 | 0 | 0 | 0 | 0 | 0 | 0 | 0 | 0 | 0 | 0 | 0 | 0 | 0 | 0 | 0 | 0 | 0 | 0 | 0 | 0 | 0 | 0 | 0 | 0 | 0 | 0 | 0 | 0 | 0 | 0 | 0 | 0 | 0 | 0 | 0 | 0 | 0 | 0 | 0 | 0 | 0 | 0 | 0 | 0 | 0 | 0 | 0 | 0 | 0 | 0 | 0 | 0 | 0 | 0 | 0 | 0 | 0 | 0 | 0 | 0 | 0 | 0 | 0 | 0 | 0 | 0 | 0 | 0 | 0 | 0 | 0 | 0 | 0 | 0 | 0 | 0 | 0 | 0 | 0 | 0 | 0 | 0 | 0 | 0 | 0 | 0 | 0 | 0 | 0 | 0 | 0 | 0 | 0 | 0 | 0 | 0 | 0 | 0 | 0 | 0 | 0 | 0 | 0 | 0 | 0 | 0 | 0 | 0 | 0 | 0 | 0 | 0 | 0 | 0 | 0 | 0 | 0 | 0 | 0 | 0 | 0 | 0 | 0 | 0 | 0 | 0 | 0 | 0 | 0 | 0 | 0 | 0 | 0 | 0 | 0 | 0 | 0 | 0 | 0 | 0 | 0 | 0 | 0 | 0 | 0 | 0 | 0 | 0 | 0 | 0 | 0 | 0 | 0 | 0 | 0 | 0 | 0 | 0 | 0 | 0 | 0 | 0 | 0 | 0 | 0 | 0 | 0 | 0 | 0 | 0 | 0 | 0 | 0 | 0 | 0 | 0 | 0 | 0 | 0 | 0 | 0.01296% | 0 | 0 | 0 | 0 | 0 | 0 | 0 | 0 | 0 | 0 | 0 | 0 | 0 | 0 | 0 | 0 | 0 | 0 | 0 | 0 | 0 | 0 | 0 | 0
| IND-Lighting-7P_V2 | M_Input | Council 7th Plan | 2020 | Retro | 2022 | 2045 | PSE | Industrial | Food - Frozen | Electric | Per Region | NA | NA | Food - Frozen Air Compressor Demand Reduction | Food - Frozen Air Compressor Demand Reduction | 5651.5242 | 10 | 568.2038 | 176.4608 | I-All-Other-Shift3-All-All-S | 0 | 0 | 0 | 0 | 0 | 0 | 0 | 0 | 0 | 0 | 0 | 0 | Comm Flat | Air Compressor Demand Reduction | Air Compressor Demand Reduction | IndShift3 | 0.01266% | 100% | 0% | 1 | 1 | 100% | 10% | 85% | 6.8% | 0.2% | 2642.2067 | 105.3183 | 274.7525 | 940.6446 | 0 | 0 | 0 | 2734.1334 | 0 |  | 0.041443 | 0 | 0.041443 | 02. $0.028 to $0.055 | 1 | 0 | 01. ($9,999.00) to $0.22 | 0 | 0.085 | 0.085 | 0.085 | 0.085 | 0.085 | 0.085 | 0.085 | 0.085 | 0.085 | 0.085 | 0 | 0 | 0 | 0 | 0 | 0 | 0 | 0 | 0 | 0 | 0 | 0 | 0 | 0 | 480.3796 | 489.0378 | 490.3419 | 484.9949 | 481.9973 | 479.8243 | 480.0062 | 476.6876 | 476.0601 | 474.8488 | 0 | 0 | 0 | 0 | 0 | 0 | 0 | 0 | 0 | 0 | 0 | 0 | 0 | 0 | 4814.1784 | 480.3796 | 969.4173 | 1459.7592 | 1944.7541 | 2426.7514 | 2906.5757 | 3386.5819 | 3863.2695 | 4339.3296 | 4814.1784 | 4814.1784 | 4814.1784 | 4814.1784 | 4814.1784 | 4814.1784 | 4814.1784 | 4814.1784 | 4814.1784 | 4814.1784 | 4814.1784 | 4814.1784 | 4814.1784 | 4814.1784 | 4814.1784 | 0 | 0 | 0 | 0 | 0 | 0 | 0 | 0 | 0 | 0 | 0 | 0 | 0 | 0 | 0 | 0 | 0 | 0 | 0 | 0 | 0 | 0 | 0 | 0 | 0 | 0 | 0 | 0 | 0 | 0 | 0 | 0 | 0 | 0 | 0 | 0 | 0 | 0 | 0 | 0 | 0 | 0 | 0 | 0 | 0 | 0 | 0 | 0 | 0 | 0 | 0 | 0 | 0 | 0 | 0 | 0 | 0 | 0 | 0 | 0 | 0 | 0.060814 | 0.12272 | 0.1848 | 0.2462 | 0.30722 | 0.36796 | 0.42873 | 0.48908 | 0.54934 | 0.60946 | 0.60946 | 0.60946 | 0.60946 | 0.60946 | 0.60946 | 0.60946 | 0.60946 | 0.60946 | 0.60946 | 0.60946 | 0.60946 | 0.60946 | 0.60946 | 0.60946 | 232.4013 | 236.5901 | 237.221 | 234.6342 | 233.184 | 232.1327 | 232.2207 | 230.6152 | 230.3116 | 229.7257 | 0 | 0 | 0 | 0 | 0 | 0 | 0 | 0 | 0 | 0 | 0 | 0 | 0 | 0 | 2329.0365 | 0 | 0 | 0 | 0 | 0 | 0 | 0 | 0 | 0 | 0 | 0 | 0 | 0 | 0 | 0 | 0 | 0 | 0 | 0 | 0 | 0.01296% | 0.062244 | 0.12561 | 0.18914 | 0.25199 | 0.31444 | 0.37661 | 0.43881 | 0.50057 | 0.56226 | 0.62378 | 0.62378 | 0.62378 | 0.62378 | 0.62378 | 0.62378 | 0.62378 | 0.62378 | 0.62378 | 0.62378 | 0.62378 | 0.62378 | 0.62378 | 0.62378 | 0.62378
| IND-Lighting-7P_V2 | M_Input | Council 7th Plan | 2020 | Retro | 2022 | 2045 | PSE | Industrial | Food - Frozen | Electric | Per Region | NA | NA | Food - Frozen Air Compressor Equipment1 | Food - Frozen Air Compressor Equipment1 | 0 | 10 | 0 | 0 | I-All-Other-Shift3-All-All-S | 0 | 0 | 0 | 0 | 0 | 0 | 0 | 0 | 0 | 0 | 0 | 0 | Comm Flat | Air Compressor Equipment1 | Air Compressor Equipment1 | IndShift3 | 0.01266% | 100% | 0% | 1 | 1 | 100% | 10% | 85% | 6.8% | 0.2% | 0 | 0 | 0 | 0 | 0 | 0 | 0 | 0 | 0 |  | 0 | 0 | 0 | 01. ($9,999.000) to $0.028 | 0 | 0 | 01. ($9,999.00) to $0.22 | 1 | 0.085 | 0.085 | 0.085 | 0.085 | 0.085 | 0.085 | 0.085 | 0.085 | 0.085 | 0.085 | 0 | 0 | 0 | 0 | 0 | 0 | 0 | 0 | 0 | 0 | 0 | 0 | 0 | 0 | 0 | 0 | 0 | 0 | 0 | 0 | 0 | 0 | 0 | 0 | 0 | 0 | 0 | 0 | 0 | 0 | 0 | 0 | 0 | 0 | 0 | 0 | 0 | 0 | 0 | 0 | 0 | 0 | 0 | 0 | 0 | 0 | 0 | 0 | 0 | 0 | 0 | 0 | 0 | 0 | 0 | 0 | 0 | 0 | 0 | 0 | 0 | 0 | 0 | 0 | 0 | 0 | 0 | 0 | 0 | 0 | 0 | 0 | 0 | 0 | 0 | 0 | 0 | 0 | 0 | 0 | 0 | 0 | 0 | 0 | 0 | 0 | 0 | 0 | 0 | 0 | 0 | 0 | 0 | 0 | 0 | 0 | 0 | 0 | 0 | 0 | 0 | 0 | 0 | 0 | 0 | 0 | 0 | 0 | 0 | 0 | 0 | 0 | 0 | 0 | 0 | 0 | 0 | 0 | 0 | 0 | 0 | 0 | 0 | 0 | 0 | 0 | 0 | 0 | 0 | 0 | 0 | 0 | 0 | 0 | 0 | 0 | 0 | 0 | 0 | 0 | 0 | 0 | 0 | 0 | 0 | 0 | 0 | 0 | 0 | 0 | 0 | 0 | 0 | 0 | 0 | 0 | 0 | 0 | 0 | 0 | 0 | 0 | 0 | 0 | 0 | 0 | 0 | 0 | 0 | 0 | 0 | 0 | 0 | 0 | 0 | 0 | 0 | 0 | 0 | 0 | 0 | 0 | 0 | 0 | 0 | 0 | 0 | 0 | 0 | 0 | 0 | 0 | 0 | 0.01296% | 0 | 0 | 0 | 0 | 0 | 0 | 0 | 0 | 0 | 0 | 0 | 0 | 0 | 0 | 0 | 0 | 0 | 0 | 0 | 0 | 0 | 0 | 0 | 0
| IND-Lighting-7P_V2 | M_Input | Council 7th Plan | 2020 | Retro | 2022 | 2045 | PSE | Industrial | Food - Frozen | Electric | Per Region | NA | NA | Food - Frozen Air Compressor Equipment2 | Food - Frozen Air Compressor Equipment2 | 0 | 10 | 0 | 0 | I-All-Other-Shift3-All-All-S | 0 | 0 | 0 | 0 | 0 | 0 | 0 | 0 | 0 | 0 | 0 | 0 | Comm Flat | Air Compressor Equipment2 | Air Compressor Equipment2 | IndShift3 | 0.01266% | 100% | 0% | 1 | 1 | 100% | 10% | 85% | 6.8% | 0.2% | 0 | 0 | 0 | 0 | 0 | 0 | 0 | 0 | 0 |  | 0 | 0 | 0 | 01. ($9,999.000) to $0.028 | 1 | 0 | 01. ($9,999.00) to $0.22 | 1 | 0.085 | 0.085 | 0.085 | 0.085 | 0.085 | 0.085 | 0.085 | 0.085 | 0.085 | 0.085 | 0 | 0 | 0 | 0 | 0 | 0 | 0 | 0 | 0 | 0 | 0 | 0 | 0 | 0 | 0 | 0 | 0 | 0 | 0 | 0 | 0 | 0 | 0 | 0 | 0 | 0 | 0 | 0 | 0 | 0 | 0 | 0 | 0 | 0 | 0 | 0 | 0 | 0 | 0 | 0 | 0 | 0 | 0 | 0 | 0 | 0 | 0 | 0 | 0 | 0 | 0 | 0 | 0 | 0 | 0 | 0 | 0 | 0 | 0 | 0 | 0 | 0 | 0 | 0 | 0 | 0 | 0 | 0 | 0 | 0 | 0 | 0 | 0 | 0 | 0 | 0 | 0 | 0 | 0 | 0 | 0 | 0 | 0 | 0 | 0 | 0 | 0 | 0 | 0 | 0 | 0 | 0 | 0 | 0 | 0 | 0 | 0 | 0 | 0 | 0 | 0 | 0 | 0 | 0 | 0 | 0 | 0 | 0 | 0 | 0 | 0 | 0 | 0 | 0 | 0 | 0 | 0 | 0 | 0 | 0 | 0 | 0 | 0 | 0 | 0 | 0 | 0 | 0 | 0 | 0 | 0 | 0 | 0 | 0 | 0 | 0 | 0 | 0 | 0 | 0 | 0 | 0 | 0 | 0 | 0 | 0 | 0 | 0 | 0 | 0 | 0 | 0 | 0 | 0 | 0 | 0 | 0 | 0 | 0 | 0 | 0 | 0 | 0 | 0 | 0 | 0 | 0 | 0 | 0 | 0 | 0 | 0 | 0 | 0 | 0 | 0 | 0 | 0 | 0 | 0 | 0 | 0 | 0 | 0 | 0 | 0 | 0 | 0 | 0 | 0 | 0 | 0 | 0 | 0.01296% | 0 | 0 | 0 | 0 | 0 | 0 | 0 | 0 | 0 | 0 | 0 | 0 | 0 | 0 | 0 | 0 | 0 | 0 | 0 | 0 | 0 | 0 | 0 | 0
| IND-Lighting-7P_V2 | M_Input | Council 7th Plan | 2020 | Retro | 2022 | 2045 | PSE | Industrial | Food - Frozen | Electric | Per Region | NA | NA | Food - Frozen Air Compressor Optimization | Food - Frozen Air Compressor Optimization | 0 | 10 | 0 | 0 | I-All-Other-Shift3-All-All-S | 0 | 0 | 0 | 0 | 0 | 0 | 0 | 0 | 0 | 0 | 0 | 0 | Comm Flat | Air Compressor Optimization | Air Compressor Optimization | IndShift3 | 0.01266% | 100% | 0% | 1 | 1 | 100% | 10% | 85% | 6.8% | 0.2% | 0 | 0 | 0 | 0 | 0 | 0 | 0 | 0 | 0 |  | 0 | 0 | 0 | 01. ($9,999.000) to $0.028 | 1 | 0 | 01. ($9,999.00) to $0.22 | 1 | 0.085 | 0.085 | 0.085 | 0.085 | 0.085 | 0.085 | 0.085 | 0.085 | 0.085 | 0.085 | 0 | 0 | 0 | 0 | 0 | 0 | 0 | 0 | 0 | 0 | 0 | 0 | 0 | 0 | 0 | 0 | 0 | 0 | 0 | 0 | 0 | 0 | 0 | 0 | 0 | 0 | 0 | 0 | 0 | 0 | 0 | 0 | 0 | 0 | 0 | 0 | 0 | 0 | 0 | 0 | 0 | 0 | 0 | 0 | 0 | 0 | 0 | 0 | 0 | 0 | 0 | 0 | 0 | 0 | 0 | 0 | 0 | 0 | 0 | 0 | 0 | 0 | 0 | 0 | 0 | 0 | 0 | 0 | 0 | 0 | 0 | 0 | 0 | 0 | 0 | 0 | 0 | 0 | 0 | 0 | 0 | 0 | 0 | 0 | 0 | 0 | 0 | 0 | 0 | 0 | 0 | 0 | 0 | 0 | 0 | 0 | 0 | 0 | 0 | 0 | 0 | 0 | 0 | 0 | 0 | 0 | 0 | 0 | 0 | 0 | 0 | 0 | 0 | 0 | 0 | 0 | 0 | 0 | 0 | 0 | 0 | 0 | 0 | 0 | 0 | 0 | 0 | 0 | 0 | 0 | 0 | 0 | 0 | 0 | 0 | 0 | 0 | 0 | 0 | 0 | 0 | 0 | 0 | 0 | 0 | 0 | 0 | 0 | 0 | 0 | 0 | 0 | 0 | 0 | 0 | 0 | 0 | 0 | 0 | 0 | 0 | 0 | 0 | 0 | 0 | 0 | 0 | 0 | 0 | 0 | 0 | 0 | 0 | 0 | 0 | 0 | 0 | 0 | 0 | 0 | 0 | 0 | 0 | 0 | 0 | 0 | 0 | 0 | 0 | 0 | 0 | 0 | 0 | 0.01296% | 0 | 0 | 0 | 0 | 0 | 0 | 0 | 0 | 0 | 0 | 0 | 0 | 0 | 0 | 0 | 0 | 0 | 0 | 0 | 0 | 0 | 0 | 0 | 0
| IND-Lighting-7P_V2 | M_Input | Council 7th Plan | 2020 | Retro | 2022 | 2045 | PSE | Industrial | Food - Frozen | Electric | Per Region | NA | NA | Food - Frozen HighBay Lighting 1 Shift | Food - Frozen HighBay Lighting 1 Shift | 2765.3665 | 26.5734 | 2237.0434 | -94.1006 | I-All-Other-Shift1-All-All-S | 0 | 0 | 0 | 0 | 0 | 0 | 0 | 0 | 0 | 0 | 0 | 0 | Comm Flat | HighBay Lighting 1 Shift | HighBay Lighting 1 Shift | IndShift1 | 0.0135% | 100% | 0% | 1 | 1 | 100% | 3.763% | 85% | 6.8% | 0.2% | 3319.8475 | 54.9477 | 337.4795 | 2296.2629 | 0 | 0 | 0 | 1252.7586 | 0 |  | 0.038807 | 0 | 0.038807 | 02. $0.028 to $0.055 | 1 | 0 | 01. ($9,999.00) to $0.22 | 1 | 0.085 | 0.085 | 0.085 | 0.085 | 0.085 | 0.085 | 0.085 | 0.085 | 0.085 | 0.085 | 0 | 0 | 0 | 0 | 0 | 0 | 0 | 0 | 0 | 0 | 0 | 0 | 0 | 0 | 235.0562 | 239.2927 | 239.9308 | 237.3145 | 235.8478 | 234.7845 | 234.8735 | 233.2496 | 232.9426 | 232.3499 | 0 | 0 | 0 | 0 | 0 | 0 | 0 | 0 | 0 | 0 | 0 | 0 | 0 | 0 | 2355.642 | 235.0562 | 474.3489 | 714.2797 | 951.5942 | 1187.442 | 1422.2264 | 1657.0999 | 1890.3495 | 2123.2921 | 2355.642 | 2355.642 | 2355.642 | 2355.642 | 2355.642 | 2355.642 | 2355.642 | 2355.642 | 2355.642 | 2355.642 | 2355.642 | 2355.642 | 2355.642 | 2355.642 | 2355.642 | 0 | 0 | 0 | 0 | 0 | 0 | 0 | 0 | 0 | 0 | 0 | 0 | 0 | 0 | 0 | 0 | 0 | 0 | 0 | 0 | 0 | 0 | 0 | 0 | 0 | 0 | 0 | 0 | 0 | 0 | 0 | 0 | 0 | 0 | 0 | 0 | 0 | 0 | 0 | 0 | 0 | 0 | 0 | 0 | 0 | 0 | 0 | 0 | 0 | 0 | 0 | 0 | 0 | 0 | 0 | 0 | 0 | 0 | 0 | 0 | 0 | 0.031729 | 0.064029 | 0.096416 | 0.12845 | 0.16028 | 0.19198 | 0.22368 | 0.25517 | 0.28661 | 0.31797 | 0.31797 | 0.31797 | 0.31797 | 0.31797 | 0.31797 | 0.31797 | 0.31797 | 0.31797 | 0.31797 | 0.31797 | 0.31797 | 0.31797 | 0.31797 | 0.31797 | 106.4845 | 108.4037 | 108.6928 | 107.5075 | 106.8431 | 106.3614 | 106.4017 | 105.6661 | 105.527 | 105.2585 | 0 | 0 | 0 | 0 | 0 | 0 | 0 | 0 | 0 | 0 | 0 | 0 | 0 | 0 | 1067.1464 | 0 | 0 | 0 | 0 | 0 | 0 | 0 | 0 | 0 | 0 | 0 | 0 | 0 | 0 | 0 | 0 | 0 | 0 | 0 | 0 | 0.01911% | 0.044924 | 0.090657 | 0.13651 | 0.18187 | 0.22694 | 0.27181 | 0.3167 | 0.36128 | 0.4058 | 0.45021 | 0.45021 | 0.45021 | 0.45021 | 0.45021 | 0.45021 | 0.45021 | 0.45021 | 0.45021 | 0.45021 | 0.45021 | 0.45021 | 0.45021 | 0.45021 | 0.45021
| IND-Lighting-7P_V2 | M_Input | Council 7th Plan | 2020 | Retro | 2022 | 2045 | PSE | Industrial | Food - Frozen | Electric | Per Region | NA | NA | Food - Frozen HighBay Lighting 2 Shift | Food - Frozen HighBay Lighting 2 Shift | 2790.848 | 15.5483 | 1308.9084 | -94.9677 | I-All-Other-Shift2-All-All-S | 0 | 0 | 0 | 0 | 0 | 0 | 0 | 0 | 0 | 0 | 0 | 0 | Comm Flat | HighBay Lighting 2 Shift | HighBay Lighting 2 Shift | IndShift2 | 0.01331% | 100% | 0% | 1 | 1 | 100% | 6.432% | 85% | 6.8% | 0.2% | 1951.7956 | 54.6686 | 200.6464 | 1672.4654 | 0 | 0 | 0 | 570.3243 | 0 |  | 0.017506 | 0 | 0.017506 | 01. ($9,999.000) to $0.028 | 1 | 0 | 01. ($9,999.00) to $0.22 | 0 | 0.085 | 0.085 | 0.085 | 0.085 | 0.085 | 0.085 | 0.085 | 0.085 | 0.085 | 0.085 | 0 | 0 | 0 | 0 | 0 | 0 | 0 | 0 | 0 | 0 | 0 | 0 | 0 | 0 | 237.2221 | 241.4977 | 242.1417 | 239.5012 | 238.021 | 236.9479 | 237.0377 | 235.3989 | 235.089 | 234.4909 | 0 | 0 | 0 | 0 | 0 | 0 | 0 | 0 | 0 | 0 | 0 | 0 | 0 | 0 | 2377.3481 | 237.2221 | 478.7198 | 720.8615 | 960.3627 | 1198.3837 | 1435.3316 | 1672.3693 | 1907.7682 | 2142.8572 | 2377.3481 | 2377.3481 | 2377.3481 | 2377.3481 | 2377.3481 | 2377.3481 | 2377.3481 | 2377.3481 | 2377.3481 | 2377.3481 | 2377.3481 | 2377.3481 | 2377.3481 | 2377.3481 | 2377.3481 | 0 | 0 | 0 | 0 | 0 | 0 | 0 | 0 | 0 | 0 | 0 | 0 | 0 | 0 | 0 | 0 | 0 | 0 | 0 | 0 | 0 | 0 | 0 | 0 | 0 | 0 | 0 | 0 | 0 | 0 | 0 | 0 | 0 | 0 | 0 | 0 | 0 | 0 | 0 | 0 | 0 | 0 | 0 | 0 | 0 | 0 | 0 | 0 | 0 | 0 | 0 | 0 | 0 | 0 | 0 | 0 | 0 | 0 | 0 | 0 | 0 | 0.031567 | 0.063704 | 0.095926 | 0.1278 | 0.15947 | 0.191 | 0.22254 | 0.25387 | 0.28515 | 0.31636 | 0.31636 | 0.31636 | 0.31636 | 0.31636 | 0.31636 | 0.31636 | 0.31636 | 0.31636 | 0.31636 | 0.31636 | 0.31636 | 0.31636 | 0.31636 | 0.31636 | 48.4776 | 49.3513 | 49.4829 | 48.9433 | 48.6408 | 48.4215 | 48.4399 | 48.105 | 48.0417 | 47.9194 | 0 | 0 | 0 | 0 | 0 | 0 | 0 | 0 | 0 | 0 | 0 | 0 | 0 | 0 | 485.8234 | 0 | 0 | 0 | 0 | 0 | 0 | 0 | 0 | 0 | 0 | 0 | 0 | 0 | 0 | 0 | 0 | 0 | 0 | 0 | 0 | 0.01847% | 0.043809 | 0.088408 | 0.13313 | 0.17736 | 0.22131 | 0.26507 | 0.30885 | 0.35232 | 0.39573 | 0.43904 | 0.43904 | 0.43904 | 0.43904 | 0.43904 | 0.43904 | 0.43904 | 0.43904 | 0.43904 | 0.43904 | 0.43904 | 0.43904 | 0.43904 | 0.43904 | 0.43904
| IND-Lighting-7P_V2 | M_Input | Council 7th Plan | 2020 | Retro | 2022 | 2045 | PSE | Industrial | Food - Frozen | Electric | Per Region | NA | NA | Food - Frozen HighBay Lighting 3 Shift | Food - Frozen HighBay Lighting 3 Shift | 8387.8609 | 8.6758 | 2191.0767 | -285.4244 | I-All-Other-Shift3-All-All-S | 0 | 0 | 0 | 0 | 0 | 0 | 0 | 0 | 0 | 0 | 0 | 0 | Comm Flat | HighBay Lighting 3 Shift | HighBay Lighting 3 Shift | IndShift3 | 0.01266% | 100% | 0% | 1 | 1 | 100% | 11.53% | 85% | 6.8% | 0.2% | 3592.5365 | 156.311 | 374.8847 | 2840.0066 | 0 | 0 | 0 | -584.8814 | 0 |  | -0.0059733 | 0 | -0.0059733 | 01. ($9,999.000) to $0.028 | 1 | 0 | 01. ($9,999.00) to $0.22 | 1 | 0.085 | 0.085 | 0.085 | 0.085 | 0.085 | 0.085 | 0.085 | 0.085 | 0.085 | 0.085 | 0 | 0 | 0 | 0 | 0 | 0 | 0 | 0 | 0 | 0 | 0 | 0 | 0 | 0 | 712.9682 | 725.8185 | 727.754 | 719.8181 | 715.3693 | 712.1441 | 712.4141 | 707.4886 | 706.5573 | 704.7596 | 0 | 0 | 0 | 0 | 0 | 0 | 0 | 0 | 0 | 0 | 0 | 0 | 0 | 0 | 7145.0918 | 712.9682 | 1438.7867 | 2166.5407 | 2886.3588 | 3601.7281 | 4313.8721 | 5026.2862 | 5733.7749 | 6440.3322 | 7145.0918 | 7145.0918 | 7145.0918 | 7145.0918 | 7145.0918 | 7145.0918 | 7145.0918 | 7145.0918 | 7145.0918 | 7145.0918 | 7145.0918 | 7145.0918 | 7145.0918 | 7145.0918 | 7145.0918 | 0 | 0 | 0 | 0 | 0 | 0 | 0 | 0 | 0 | 0 | 0 | 0 | 0 | 0 | 0 | 0 | 0 | 0 | 0 | 0 | 0 | 0 | 0 | 0 | 0 | 0 | 0 | 0 | 0 | 0 | 0 | 0 | 0 | 0 | 0 | 0 | 0 | 0 | 0 | 0 | 0 | 0 | 0 | 0 | 0 | 0 | 0 | 0 | 0 | 0 | 0 | 0 | 0 | 0 | 0 | 0 | 0 | 0 | 0 | 0 | 0 | 0.090259 | 0.18215 | 0.27428 | 0.3654 | 0.45597 | 0.54612 | 0.63631 | 0.72588 | 0.81532 | 0.90454 | 0.90454 | 0.90454 | 0.90454 | 0.90454 | 0.90454 | 0.90454 | 0.90454 | 0.90454 | 0.90454 | 0.90454 | 0.90454 | 0.90454 | 0.90454 | 0.90454 | 0 | 0 | 0 | 0 | 0 | 0 | 0 | 0 | 0 | 0 | 0 | 0 | 0 | 0 | 0 | 0 | 0 | 0 | 0 | 0 | 0 | 0 | 0 | 0 | 0 | 0 | 0 | 0 | 0 | 0 | 0 | 0 | 0 | 0 | 0 | 0 | 0 | 0 | 0 | 0 | 0 | 0 | 0 | 0 | 0 | 0.01296% | 0.092381 | 0.18643 | 0.28072 | 0.37399 | 0.46668 | 0.55896 | 0.65127 | 0.74294 | 0.83449 | 0.9258 | 0.9258 | 0.9258 | 0.9258 | 0.9258 | 0.9258 | 0.9258 | 0.9258 | 0.9258 | 0.9258 | 0.9258 | 0.9258 | 0.9258 | 0.9258 | 0.9258
| IND-Lighting-7P_V2 | M_Input | Council 7th Plan | 2020 | Retro | 2022 | 2045 | PSE | Industrial | Food - Frozen | Electric | Per Region | NA | NA | Food - Frozen Efficient Lighting 1 Shift | Food - Frozen Efficient Lighting 1 Shift | 2383.9776 | 20.979 | 2244.2471 | -51.1718 | I-All-Other-Shift1-All-All-S | 0 | 0 | 0 | 0 | 0 | 0 | 0 | 0 | 0 | 0 | 0 | 0 | Comm Flat | Efficient Lighting 1 Shift | Efficient Lighting 1 Shift | IndShift1 | 0.0135% | 100% | 0% | 1 | 1 | 100% | 4.767% | 85% | 6.8% | 0.2% | 2187.0576 | 47.3695 | 223.4427 | 2443.0221 | 0 | 0 | 0 | 2023.7041 | 0 |  | 0.072718 | 0 | 0.072718 | 05. $0.070 to $0.077 | 1 | 0 | 01. ($9,999.00) to $0.22 | 0 | 0.085 | 0.085 | 0.085 | 0.085 | 0.085 | 0.085 | 0.085 | 0.085 | 0.085 | 0.085 | 0 | 0 | 0 | 0 | 0 | 0 | 0 | 0 | 0 | 0 | 0 | 0 | 0 | 0 | 202.6381 | 206.2904 | 206.8405 | 204.585 | 203.3205 | 202.4039 | 202.4806 | 201.0807 | 200.816 | 200.3051 | 0 | 0 | 0 | 0 | 0 | 0 | 0 | 0 | 0 | 0 | 0 | 0 | 0 | 0 | 2030.7608 | 202.6381 | 408.9285 | 615.769 | 820.354 | 1023.6745 | 1226.0784 | 1428.559 | 1629.6397 | 1830.4557 | 2030.7608 | 2030.7608 | 2030.7608 | 2030.7608 | 2030.7608 | 2030.7608 | 2030.7608 | 2030.7608 | 2030.7608 | 2030.7608 | 2030.7608 | 2030.7608 | 2030.7608 | 2030.7608 | 2030.7608 | 0 | 0 | 0 | 0 | 0 | 0 | 0 | 0 | 0 | 0 | 0 | 0 | 0 | 0 | 0 | 0 | 0 | 0 | 0 | 0 | 0 | 0 | 0 | 0 | 0 | 0 | 0 | 0 | 0 | 0 | 0 | 0 | 0 | 0 | 0 | 0 | 0 | 0 | 0 | 0 | 0 | 0 | 0 | 0 | 0 | 0 | 0 | 0 | 0 | 0 | 0 | 0 | 0 | 0 | 0 | 0 | 0 | 0 | 0 | 0 | 0 | 0.027353 | 0.055199 | 0.083119 | 0.11073 | 0.13818 | 0.1655 | 0.19283 | 0.21997 | 0.24708 | 0.27412 | 0.27412 | 0.27412 | 0.27412 | 0.27412 | 0.27412 | 0.27412 | 0.27412 | 0.27412 | 0.27412 | 0.27412 | 0.27412 | 0.27412 | 0.27412 | 0.27412 | 172.0148 | 175.1152 | 175.5822 | 173.6675 | 172.5941 | 171.816 | 171.8812 | 170.6928 | 170.4681 | 170.0344 | 0 | 0 | 0 | 0 | 0 | 0 | 0 | 0 | 0 | 0 | 0 | 0 | 0 | 0 | 1723.8664 | 0 | 0 | 0 | 0 | 0 | 0 | 0 | 0 | 0 | 0 | 0 | 0 | 0 | 0 | 0 | 0 | 0 | 0 | 0 | 0 | 0.01911% | 0.038728 | 0.078154 | 0.11769 | 0.15679 | 0.19564 | 0.23433 | 0.27303 | 0.31146 | 0.34984 | 0.38812 | 0.38812 | 0.38812 | 0.38812 | 0.38812 | 0.38812 | 0.38812 | 0.38812 | 0.38812 | 0.38812 | 0.38812 | 0.38812 | 0.38812 | 0.38812 | 0.38812
| IND-Lighting-7P_V2 | M_Input | Council 7th Plan | 2020 | Retro | 2022 | 2045 | PSE | Industrial | Food - Frozen | Electric | Per Region | NA | NA | Food - Frozen Efficient Lighting 2 Shift | Food - Frozen Efficient Lighting 2 Shift | 2410.9191 | 12.275 | 1313.1233 | -51.7501 | I-All-Other-Shift2-All-All-S | 0 | 0 | 0 | 0 | 0 | 0 | 0 | 0 | 0 | 0 | 0 | 0 | Comm Flat | Efficient Lighting 2 Shift | Efficient Lighting 2 Shift | IndShift2 | 0.01331% | 100% | 0% | 1 | 1 | 100% | 8.147% | 85% | 6.8% | 0.2% | 1303.4716 | 47.2263 | 135.0698 | 1940.5942 | 0 | 0 | 0 | 1416.8168 | 0 |  | 0.050342 | 0 | 0.050342 | 02. $0.028 to $0.055 | 0 | 0 | 01. ($9,999.00) to $0.22 | 1 | 0.085 | 0.085 | 0.085 | 0.085 | 0.085 | 0.085 | 0.085 | 0.085 | 0.085 | 0.085 | 0 | 0 | 0 | 0 | 0 | 0 | 0 | 0 | 0 | 0 | 0 | 0 | 0 | 0 | 204.9281 | 208.6217 | 209.178 | 206.897 | 205.6183 | 204.6913 | 204.7689 | 203.3531 | 203.0854 | 202.5687 | 0 | 0 | 0 | 0 | 0 | 0 | 0 | 0 | 0 | 0 | 0 | 0 | 0 | 0 | 2053.7106 | 204.9281 | 413.5498 | 622.7278 | 829.6248 | 1035.2431 | 1239.9344 | 1444.7032 | 1648.0564 | 1851.1418 | 2053.7106 | 2053.7106 | 2053.7106 | 2053.7106 | 2053.7106 | 2053.7106 | 2053.7106 | 2053.7106 | 2053.7106 | 2053.7106 | 2053.7106 | 2053.7106 | 2053.7106 | 2053.7106 | 2053.7106 | 0 | 0 | 0 | 0 | 0 | 0 | 0 | 0 | 0 | 0 | 0 | 0 | 0 | 0 | 0 | 0 | 0 | 0 | 0 | 0 | 0 | 0 | 0 | 0 | 0 | 0 | 0 | 0 | 0 | 0 | 0 | 0 | 0 | 0 | 0 | 0 | 0 | 0 | 0 | 0 | 0 | 0 | 0 | 0 | 0 | 0 | 0 | 0 | 0 | 0 | 0 | 0 | 0 | 0 | 0 | 0 | 0 | 0 | 0 | 0 | 0 | 0.02727 | 0.055032 | 0.082867 | 0.1104 | 0.13776 | 0.165 | 0.19225 | 0.21931 | 0.24633 | 0.27329 | 0.27329 | 0.27329 | 0.27329 | 0.27329 | 0.27329 | 0.27329 | 0.27329 | 0.27329 | 0.27329 | 0.27329 | 0.27329 | 0.27329 | 0.27329 | 0.27329 | 120.4294 | 122.6 | 122.9269 | 121.5865 | 120.835 | 120.2902 | 120.3358 | 119.5039 | 119.3465 | 119.0429 | 0 | 0 | 0 | 0 | 0 | 0 | 0 | 0 | 0 | 0 | 0 | 0 | 0 | 0 | 1206.8973 | 0 | 0 | 0 | 0 | 0 | 0 | 0 | 0 | 0 | 0 | 0 | 0 | 0 | 0 | 0 | 0 | 0 | 0 | 0 | 0 | 0.01847% | 0.037845 | 0.076373 | 0.115 | 0.15321 | 0.19118 | 0.22899 | 0.2668 | 0.30436 | 0.34186 | 0.37927 | 0.37927 | 0.37927 | 0.37927 | 0.37927 | 0.37927 | 0.37927 | 0.37927 | 0.37927 | 0.37927 | 0.37927 | 0.37927 | 0.37927 | 0.37927 | 0.37927
| IND-Lighting-7P_V2 | M_Input | Council 7th Plan | 2020 | Retro | 2022 | 2045 | PSE | Industrial | Food - Frozen | Electric | Per Region | NA | NA | Food - Frozen Efficient Lighting 3 Shift | Food - Frozen Efficient Lighting 3 Shift | 7248.9586 | 8.6758 | 2198.1324 | -155.5981 | I-All-Other-Shift3-All-All-S | 0 | 0 | 0 | 0 | 0 | 0 | 0 | 0 | 0 | 0 | 0 | 0 | Comm Flat | Efficient Lighting 3 Shift | Efficient Lighting 3 Shift | IndShift3 | 0.01266% | 100% | 0% | 1 | 1 | 100% | 11.53% | 85% | 6.8% | 0.2% | 3104.7425 | 135.0871 | 323.983 | 2849.1519 | 0 | 0 | 0 | 1013.3311 | 0 |  | 0.011975 | 0 | 0.011975 | 01. ($9,999.000) to $0.028 | 0 | 0 | 01. ($9,999.00) to $0.22 | 1 | 0.085 | 0.085 | 0.085 | 0.085 | 0.085 | 0.085 | 0.085 | 0.085 | 0.085 | 0.085 | 0 | 0 | 0 | 0 | 0 | 0 | 0 | 0 | 0 | 0 | 0 | 0 | 0 | 0 | 616.1615 | 627.267 | 628.9397 | 622.0813 | 618.2365 | 615.4493 | 615.6826 | 611.426 | 610.621 | 609.0675 | 0 | 0 | 0 | 0 | 0 | 0 | 0 | 0 | 0 | 0 | 0 | 0 | 0 | 0 | 6174.9324 | 616.1615 | 1243.4285 | 1872.3681 | 2494.4495 | 3112.686 | 3728.1353 | 4343.8179 | 4955.2439 | 5565.8649 | 6174.9324 | 6174.9324 | 6174.9324 | 6174.9324 | 6174.9324 | 6174.9324 | 6174.9324 | 6174.9324 | 6174.9324 | 6174.9324 | 6174.9324 | 6174.9324 | 6174.9324 | 6174.9324 | 6174.9324 | 0 | 0 | 0 | 0 | 0 | 0 | 0 | 0 | 0 | 0 | 0 | 0 | 0 | 0 | 0 | 0 | 0 | 0 | 0 | 0 | 0 | 0 | 0 | 0 | 0 | 0 | 0 | 0 | 0 | 0 | 0 | 0 | 0 | 0 | 0 | 0 | 0 | 0 | 0 | 0 | 0 | 0 | 0 | 0 | 0 | 0 | 0 | 0 | 0 | 0 | 0 | 0 | 0 | 0 | 0 | 0 | 0 | 0 | 0 | 0 | 0 | 0.078004 | 0.15741 | 0.23704 | 0.31579 | 0.39405 | 0.47197 | 0.54991 | 0.62732 | 0.70462 | 0.78172 | 0.78172 | 0.78172 | 0.78172 | 0.78172 | 0.78172 | 0.78172 | 0.78172 | 0.78172 | 0.78172 | 0.78172 | 0.78172 | 0.78172 | 0.78172 | 0.78172 | 86.1331 | 87.6856 | 87.9194 | 86.9607 | 86.4232 | 86.0336 | 86.0662 | 85.4712 | 85.3586 | 85.1415 | 0 | 0 | 0 | 0 | 0 | 0 | 0 | 0 | 0 | 0 | 0 | 0 | 0 | 0 | 863.1931 | 0 | 0 | 0 | 0 | 0 | 0 | 0 | 0 | 0 | 0 | 0 | 0 | 0 | 0 | 0 | 0 | 0 | 0 | 0 | 0 | 0.01296% | 0.079837 | 0.16111 | 0.24261 | 0.32321 | 0.40332 | 0.48306 | 0.56284 | 0.64206 | 0.72118 | 0.8001 | 0.8001 | 0.8001 | 0.8001 | 0.8001 | 0.8001 | 0.8001 | 0.8001 | 0.8001 | 0.8001 | 0.8001 | 0.8001 | 0.8001 | 0.8001 | 0.8001
| IND-Lighting-7P_V2 | M_Input | Council 7th Plan | 2020 | Retro | 2022 | 2045 | PSE | Industrial | Food - Frozen | Electric | Per Region | NA | NA | Food - Frozen Lighting Controls | Food - Frozen Lighting Controls | 16897.234 | 10 | 17575.9172 | -190.5663 | I-All-Other-Shift3-All-All-S | 0 | 0 | 0 | 0 | 0 | 0 | 0 | 0 | 0 | 0 | 0 | 0 | Comm Flat | Lighting Controls | Lighting Controls | IndShift3 | 0.01266% | 100% | 0% | 1 | 1 | 100% | 10% | 85% | 6.8% | 0.2% | 7899.813 | 314.8864 | 821.4699 | 29096.4109 | 0 | 0 | 0 | 29250.6587 | 0 |  | 0.14829 | 0 | 0.14829 | 09. $0.130 to $0.150 | 1 | 0 | 01. ($9,999.00) to $0.22 | 0 | 0.085 | 0.085 | 0.085 | 0.085 | 0.085 | 0.085 | 0.085 | 0.085 | 0.085 | 0.085 | 0 | 0 | 0 | 0 | 0 | 0 | 0 | 0 | 0 | 0 | 0 | 0 | 0 | 0 | 1436.2649 | 1462.1517 | 1466.0507 | 1450.064 | 1441.1018 | 1434.6047 | 1435.1487 | 1425.2264 | 1423.3502 | 1419.7289 | 0 | 0 | 0 | 0 | 0 | 0 | 0 | 0 | 0 | 0 | 0 | 0 | 0 | 0 | 14393.6921 | 1436.2649 | 2898.4166 | 4364.4673 | 5814.5313 | 7255.6332 | 8690.2379 | 10125.3866 | 11550.613 | 12973.9632 | 14393.6921 | 14393.6921 | 14393.6921 | 14393.6921 | 14393.6921 | 14393.6921 | 14393.6921 | 14393.6921 | 14393.6921 | 14393.6921 | 14393.6921 | 14393.6921 | 14393.6921 | 14393.6921 | 14393.6921 | 0 | 0 | 0 | 0 | 0 | 0 | 0 | 0 | 0 | 0 | 0 | 0 | 0 | 0 | 0 | 0 | 0 | 0 | 0 | 0 | 0 | 0 | 0 | 0 | 0 | 0 | 0 | 0 | 0 | 0 | 0 | 0 | 0 | 0 | 0 | 0 | 0 | 0 | 0 | 0 | 0 | 0 | 0 | 0 | 0 | 0 | 0 | 0 | 0 | 0 | 0 | 0 | 0 | 0 | 0 | 0 | 0 | 0 | 0 | 0 | 0 | 0.18183 | 0.36693 | 0.55253 | 0.7361 | 0.91854 | 1.1002 | 1.2818 | 1.4623 | 1.6425 | 1.8222 | 1.8222 | 1.8222 | 1.8222 | 1.8222 | 1.8222 | 1.8222 | 1.8222 | 1.8222 | 1.8222 | 1.8222 | 1.8222 | 1.8222 | 1.8222 | 1.8222 | 2486.306 | 2531.1184 | 2537.868 | 2510.1935 | 2494.6792 | 2483.4321 | 2484.3738 | 2467.1974 | 2463.9495 | 2457.6806 | 0 | 0 | 0 | 0 | 0 | 0 | 0 | 0 | 0 | 0 | 0 | 0 | 0 | 0 | 24916.7986 | 0 | 0 | 0 | 0 | 0 | 0 | 0 | 0 | 0 | 0 | 0 | 0 | 0 | 0 | 0 | 0 | 0 | 0 | 0 | 0 | 0.01296% | 0.1861 | 0.37555 | 0.56551 | 0.7534 | 0.94013 | 1.126 | 1.312 | 1.4966 | 1.6811 | 1.865 | 1.865 | 1.865 | 1.865 | 1.865 | 1.865 | 1.865 | 1.865 | 1.865 | 1.865 | 1.865 | 1.865 | 1.865 | 1.865 | 1.865
| IND-Lighting-7P_V2 | M_Input | Council 7th Plan | 2020 | Retro | 2022 | 2045 | PSE | Industrial | Food - Frozen | Electric | Per Region | NA | NA | Food - Frozen Motors: Rewind 20-50 HP | Food - Frozen Motors: Rewind 20-50 HP | 0 | 10 | 0 | 0 | I-All-Other-Shift3-All-All-S | 0 | 0 | 0 | 0 | 0 | 0 | 0 | 0 | 0 | 0 | 0 | 0 | Comm Flat | Motors: Rewind 20-50 HP | Motors: Rewind 20-50 HP | IndShift3 | 0.01266% | 100% | 0% | 1 | 1 | 100% | 10% | 85% | 6.8% | 0.2% | 0 | 0 | 0 | 0 | 0 | 0 | 0 | 0 | 0 |  | 0 | 0 | 0 | 01. ($9,999.000) to $0.028 | 0 | 0 | 01. ($9,999.00) to $0.22 | 1 | 0.085 | 0.085 | 0.085 | 0.085 | 0.085 | 0.085 | 0.085 | 0.085 | 0.085 | 0.085 | 0 | 0 | 0 | 0 | 0 | 0 | 0 | 0 | 0 | 0 | 0 | 0 | 0 | 0 | 0 | 0 | 0 | 0 | 0 | 0 | 0 | 0 | 0 | 0 | 0 | 0 | 0 | 0 | 0 | 0 | 0 | 0 | 0 | 0 | 0 | 0 | 0 | 0 | 0 | 0 | 0 | 0 | 0 | 0 | 0 | 0 | 0 | 0 | 0 | 0 | 0 | 0 | 0 | 0 | 0 | 0 | 0 | 0 | 0 | 0 | 0 | 0 | 0 | 0 | 0 | 0 | 0 | 0 | 0 | 0 | 0 | 0 | 0 | 0 | 0 | 0 | 0 | 0 | 0 | 0 | 0 | 0 | 0 | 0 | 0 | 0 | 0 | 0 | 0 | 0 | 0 | 0 | 0 | 0 | 0 | 0 | 0 | 0 | 0 | 0 | 0 | 0 | 0 | 0 | 0 | 0 | 0 | 0 | 0 | 0 | 0 | 0 | 0 | 0 | 0 | 0 | 0 | 0 | 0 | 0 | 0 | 0 | 0 | 0 | 0 | 0 | 0 | 0 | 0 | 0 | 0 | 0 | 0 | 0 | 0 | 0 | 0 | 0 | 0 | 0 | 0 | 0 | 0 | 0 | 0 | 0 | 0 | 0 | 0 | 0 | 0 | 0 | 0 | 0 | 0 | 0 | 0 | 0 | 0 | 0 | 0 | 0 | 0 | 0 | 0 | 0 | 0 | 0 | 0 | 0 | 0 | 0 | 0 | 0 | 0 | 0 | 0 | 0 | 0 | 0 | 0 | 0 | 0 | 0 | 0 | 0 | 0 | 0 | 0 | 0 | 0 | 0 | 0 | 0.01296% | 0 | 0 | 0 | 0 | 0 | 0 | 0 | 0 | 0 | 0 | 0 | 0 | 0 | 0 | 0 | 0 | 0 | 0 | 0 | 0 | 0 | 0 | 0 | 0
| IND-Lighting-7P_V2 | M_Input | Council 7th Plan | 2020 | Retro | 2022 | 2045 | PSE | Industrial | Food - Frozen | Electric | Per Region | NA | NA | Food - Frozen Motors: Rewind 51-100 HP | Food - Frozen Motors: Rewind 51-100 HP | 0 | 10 | 0 | 0 | I-All-Other-Shift3-All-All-S | 0 | 0 | 0 | 0 | 0 | 0 | 0 | 0 | 0 | 0 | 0 | 0 | Comm Flat | Motors: Rewind 51-100 HP | Motors: Rewind 51-100 HP | IndShift3 | 0.01266% | 100% | 0% | 1 | 1 | 100% | 10% | 85% | 6.8% | 0.2% | 0 | 0 | 0 | 0 | 0 | 0 | 0 | 0 | 0 |  | 0 | 0 | 0 | 01. ($9,999.000) to $0.028 | 0 | 0 | 01. ($9,999.00) to $0.22 | 1 | 0.085 | 0.085 | 0.085 | 0.085 | 0.085 | 0.085 | 0.085 | 0.085 | 0.085 | 0.085 | 0 | 0 | 0 | 0 | 0 | 0 | 0 | 0 | 0 | 0 | 0 | 0 | 0 | 0 | 0 | 0 | 0 | 0 | 0 | 0 | 0 | 0 | 0 | 0 | 0 | 0 | 0 | 0 | 0 | 0 | 0 | 0 | 0 | 0 | 0 | 0 | 0 | 0 | 0 | 0 | 0 | 0 | 0 | 0 | 0 | 0 | 0 | 0 | 0 | 0 | 0 | 0 | 0 | 0 | 0 | 0 | 0 | 0 | 0 | 0 | 0 | 0 | 0 | 0 | 0 | 0 | 0 | 0 | 0 | 0 | 0 | 0 | 0 | 0 | 0 | 0 | 0 | 0 | 0 | 0 | 0 | 0 | 0 | 0 | 0 | 0 | 0 | 0 | 0 | 0 | 0 | 0 | 0 | 0 | 0 | 0 | 0 | 0 | 0 | 0 | 0 | 0 | 0 | 0 | 0 | 0 | 0 | 0 | 0 | 0 | 0 | 0 | 0 | 0 | 0 | 0 | 0 | 0 | 0 | 0 | 0 | 0 | 0 | 0 | 0 | 0 | 0 | 0 | 0 | 0 | 0 | 0 | 0 | 0 | 0 | 0 | 0 | 0 | 0 | 0 | 0 | 0 | 0 | 0 | 0 | 0 | 0 | 0 | 0 | 0 | 0 | 0 | 0 | 0 | 0 | 0 | 0 | 0 | 0 | 0 | 0 | 0 | 0 | 0 | 0 | 0 | 0 | 0 | 0 | 0 | 0 | 0 | 0 | 0 | 0 | 0 | 0 | 0 | 0 | 0 | 0 | 0 | 0 | 0 | 0 | 0 | 0 | 0 | 0 | 0 | 0 | 0 | 0 | 0.01296% | 0 | 0 | 0 | 0 | 0 | 0 | 0 | 0 | 0 | 0 | 0 | 0 | 0 | 0 | 0 | 0 | 0 | 0 | 0 | 0 | 0 | 0 | 0 | 0
| IND-Lighting-7P_V2 | M_Input | Council 7th Plan | 2020 | Retro | 2022 | 2045 | PSE | Industrial | Food - Frozen | Electric | Per Region | NA | NA | Food - Frozen Motors: Rewind 101-200 HP | Food - Frozen Motors: Rewind 101-200 HP | 0 | 10 | 0 | 0 | I-All-Other-Shift3-All-All-S | 0 | 0 | 0 | 0 | 0 | 0 | 0 | 0 | 0 | 0 | 0 | 0 | Comm Flat | Motors: Rewind 101-200 HP | Motors: Rewind 101-200 HP | IndShift3 | 0.01266% | 100% | 0% | 1 | 1 | 100% | 10% | 85% | 6.8% | 0.2% | 0 | 0 | 0 | 0 | 0 | 0 | 0 | 0 | 0 |  | 0 | 0 | 0 | 01. ($9,999.000) to $0.028 | 0 | 0 | 01. ($9,999.00) to $0.22 | 1 | 0.085 | 0.085 | 0.085 | 0.085 | 0.085 | 0.085 | 0.085 | 0.085 | 0.085 | 0.085 | 0 | 0 | 0 | 0 | 0 | 0 | 0 | 0 | 0 | 0 | 0 | 0 | 0 | 0 | 0 | 0 | 0 | 0 | 0 | 0 | 0 | 0 | 0 | 0 | 0 | 0 | 0 | 0 | 0 | 0 | 0 | 0 | 0 | 0 | 0 | 0 | 0 | 0 | 0 | 0 | 0 | 0 | 0 | 0 | 0 | 0 | 0 | 0 | 0 | 0 | 0 | 0 | 0 | 0 | 0 | 0 | 0 | 0 | 0 | 0 | 0 | 0 | 0 | 0 | 0 | 0 | 0 | 0 | 0 | 0 | 0 | 0 | 0 | 0 | 0 | 0 | 0 | 0 | 0 | 0 | 0 | 0 | 0 | 0 | 0 | 0 | 0 | 0 | 0 | 0 | 0 | 0 | 0 | 0 | 0 | 0 | 0 | 0 | 0 | 0 | 0 | 0 | 0 | 0 | 0 | 0 | 0 | 0 | 0 | 0 | 0 | 0 | 0 | 0 | 0 | 0 | 0 | 0 | 0 | 0 | 0 | 0 | 0 | 0 | 0 | 0 | 0 | 0 | 0 | 0 | 0 | 0 | 0 | 0 | 0 | 0 | 0 | 0 | 0 | 0 | 0 | 0 | 0 | 0 | 0 | 0 | 0 | 0 | 0 | 0 | 0 | 0 | 0 | 0 | 0 | 0 | 0 | 0 | 0 | 0 | 0 | 0 | 0 | 0 | 0 | 0 | 0 | 0 | 0 | 0 | 0 | 0 | 0 | 0 | 0 | 0 | 0 | 0 | 0 | 0 | 0 | 0 | 0 | 0 | 0 | 0 | 0 | 0 | 0 | 0 | 0 | 0 | 0 | 0.01296% | 0 | 0 | 0 | 0 | 0 | 0 | 0 | 0 | 0 | 0 | 0 | 0 | 0 | 0 | 0 | 0 | 0 | 0 | 0 | 0 | 0 | 0 | 0 | 0
| IND-Lighting-7P_V2 | M_Input | Council 7th Plan | 2020 | Retro | 2022 | 2045 | PSE | Industrial | Food - Frozen | Electric | Per Region | NA | NA | Food - Frozen Motors: Rewind 201-500 HP | Food - Frozen Motors: Rewind 201-500 HP | 0 | 10 | 0 | 0 | I-All-Other-Shift3-All-All-S | 0 | 0 | 0 | 0 | 0 | 0 | 0 | 0 | 0 | 0 | 0 | 0 | Comm Flat | Motors: Rewind 201-500 HP | Motors: Rewind 201-500 HP | IndShift3 | 0.01266% | 100% | 0% | 1 | 1 | 100% | 10% | 85% | 6.8% | 0.2% | 0 | 0 | 0 | 0 | 0 | 0 | 0 | 0 | 0 |  | 0 | 0 | 0 | 01. ($9,999.000) to $0.028 | 1 | 0 | 01. ($9,999.00) to $0.22 | 0 | 0.085 | 0.085 | 0.085 | 0.085 | 0.085 | 0.085 | 0.085 | 0.085 | 0.085 | 0.085 | 0 | 0 | 0 | 0 | 0 | 0 | 0 | 0 | 0 | 0 | 0 | 0 | 0 | 0 | 0 | 0 | 0 | 0 | 0 | 0 | 0 | 0 | 0 | 0 | 0 | 0 | 0 | 0 | 0 | 0 | 0 | 0 | 0 | 0 | 0 | 0 | 0 | 0 | 0 | 0 | 0 | 0 | 0 | 0 | 0 | 0 | 0 | 0 | 0 | 0 | 0 | 0 | 0 | 0 | 0 | 0 | 0 | 0 | 0 | 0 | 0 | 0 | 0 | 0 | 0 | 0 | 0 | 0 | 0 | 0 | 0 | 0 | 0 | 0 | 0 | 0 | 0 | 0 | 0 | 0 | 0 | 0 | 0 | 0 | 0 | 0 | 0 | 0 | 0 | 0 | 0 | 0 | 0 | 0 | 0 | 0 | 0 | 0 | 0 | 0 | 0 | 0 | 0 | 0 | 0 | 0 | 0 | 0 | 0 | 0 | 0 | 0 | 0 | 0 | 0 | 0 | 0 | 0 | 0 | 0 | 0 | 0 | 0 | 0 | 0 | 0 | 0 | 0 | 0 | 0 | 0 | 0 | 0 | 0 | 0 | 0 | 0 | 0 | 0 | 0 | 0 | 0 | 0 | 0 | 0 | 0 | 0 | 0 | 0 | 0 | 0 | 0 | 0 | 0 | 0 | 0 | 0 | 0 | 0 | 0 | 0 | 0 | 0 | 0 | 0 | 0 | 0 | 0 | 0 | 0 | 0 | 0 | 0 | 0 | 0 | 0 | 0 | 0 | 0 | 0 | 0 | 0 | 0 | 0 | 0 | 0 | 0 | 0 | 0 | 0 | 0 | 0 | 0 | 0.01296% | 0 | 0 | 0 | 0 | 0 | 0 | 0 | 0 | 0 | 0 | 0 | 0 | 0 | 0 | 0 | 0 | 0 | 0 | 0 | 0 | 0 | 0 | 0 | 0
| IND-Lighting-7P_V2 | M_Input | Council 7th Plan | 2020 | Retro | 2022 | 2045 | PSE | Industrial | Food - Frozen | Electric | Per Region | NA | NA | Food - Frozen Motors: Rewind 501-5000 HP | Food - Frozen Motors: Rewind 501-5000 HP | 0 | 10 | 0 | 0 | I-All-Other-Shift3-All-All-S | 0 | 0 | 0 | 0 | 0 | 0 | 0 | 0 | 0 | 0 | 0 | 0 | Comm Flat | Motors: Rewind 501-5000 HP | Motors: Rewind 501-5000 HP | IndShift3 | 0.01266% | 100% | 0% | 1 | 1 | 100% | 10% | 85% | 6.8% | 0.2% | 0 | 0 | 0 | 0 | 0 | 0 | 0 | 0 | 0 |  | 0 | 0 | 0 | 01. ($9,999.000) to $0.028 | 1 | 0 | 01. ($9,999.00) to $0.22 | 1 | 0.085 | 0.085 | 0.085 | 0.085 | 0.085 | 0.085 | 0.085 | 0.085 | 0.085 | 0.085 | 0 | 0 | 0 | 0 | 0 | 0 | 0 | 0 | 0 | 0 | 0 | 0 | 0 | 0 | 0 | 0 | 0 | 0 | 0 | 0 | 0 | 0 | 0 | 0 | 0 | 0 | 0 | 0 | 0 | 0 | 0 | 0 | 0 | 0 | 0 | 0 | 0 | 0 | 0 | 0 | 0 | 0 | 0 | 0 | 0 | 0 | 0 | 0 | 0 | 0 | 0 | 0 | 0 | 0 | 0 | 0 | 0 | 0 | 0 | 0 | 0 | 0 | 0 | 0 | 0 | 0 | 0 | 0 | 0 | 0 | 0 | 0 | 0 | 0 | 0 | 0 | 0 | 0 | 0 | 0 | 0 | 0 | 0 | 0 | 0 | 0 | 0 | 0 | 0 | 0 | 0 | 0 | 0 | 0 | 0 | 0 | 0 | 0 | 0 | 0 | 0 | 0 | 0 | 0 | 0 | 0 | 0 | 0 | 0 | 0 | 0 | 0 | 0 | 0 | 0 | 0 | 0 | 0 | 0 | 0 | 0 | 0 | 0 | 0 | 0 | 0 | 0 | 0 | 0 | 0 | 0 | 0 | 0 | 0 | 0 | 0 | 0 | 0 | 0 | 0 | 0 | 0 | 0 | 0 | 0 | 0 | 0 | 0 | 0 | 0 | 0 | 0 | 0 | 0 | 0 | 0 | 0 | 0 | 0 | 0 | 0 | 0 | 0 | 0 | 0 | 0 | 0 | 0 | 0 | 0 | 0 | 0 | 0 | 0 | 0 | 0 | 0 | 0 | 0 | 0 | 0 | 0 | 0 | 0 | 0 | 0 | 0 | 0 | 0 | 0 | 0 | 0 | 0 | 0.01296% | 0 | 0 | 0 | 0 | 0 | 0 | 0 | 0 | 0 | 0 | 0 | 0 | 0 | 0 | 0 | 0 | 0 | 0 | 0 | 0 | 0 | 0 | 0 | 0
| IND-Lighting-7P_V2 | M_Input | Council 7th Plan | 2020 | Retro | 2022 | 2045 | PSE | Industrial | Food - Frozen | Electric | Per Region | NA | NA | Food - Frozen Efficient Centrifugal Fan | Food - Frozen Efficient Centrifugal Fan | 0 | 10 | 0 | 0 | I-SIC26-Proc-All-All-All-E | 0 | 0 | 0 | 0 | 0 | 0 | 0 | 0 | 0 | 0 | 0 | 0 | Comm Flat | Efficient Centrifugal Fan | Efficient Centrifugal Fan | SIC26 | 0.01095% | 100% | 0% | 1 | 1 | 100% | 10% | 85% | 6.8% | 0.2% | 0 | 0 | 0 | 0 | 0 | 0 | 0 | 0 | 0 |  | 0 | 0 | 0 | 01. ($9,999.000) to $0.028 | 1 | 0 | 01. ($9,999.00) to $0.22 | 1 | 0.085 | 0.085 | 0.085 | 0.085 | 0.085 | 0.085 | 0.085 | 0.085 | 0.085 | 0.085 | 0 | 0 | 0 | 0 | 0 | 0 | 0 | 0 | 0 | 0 | 0 | 0 | 0 | 0 | 0 | 0 | 0 | 0 | 0 | 0 | 0 | 0 | 0 | 0 | 0 | 0 | 0 | 0 | 0 | 0 | 0 | 0 | 0 | 0 | 0 | 0 | 0 | 0 | 0 | 0 | 0 | 0 | 0 | 0 | 0 | 0 | 0 | 0 | 0 | 0 | 0 | 0 | 0 | 0 | 0 | 0 | 0 | 0 | 0 | 0 | 0 | 0 | 0 | 0 | 0 | 0 | 0 | 0 | 0 | 0 | 0 | 0 | 0 | 0 | 0 | 0 | 0 | 0 | 0 | 0 | 0 | 0 | 0 | 0 | 0 | 0 | 0 | 0 | 0 | 0 | 0 | 0 | 0 | 0 | 0 | 0 | 0 | 0 | 0 | 0 | 0 | 0 | 0 | 0 | 0 | 0 | 0 | 0 | 0 | 0 | 0 | 0 | 0 | 0 | 0 | 0 | 0 | 0 | 0 | 0 | 0 | 0 | 0 | 0 | 0 | 0 | 0 | 0 | 0 | 0 | 0 | 0 | 0 | 0 | 0 | 0 | 0 | 0 | 0 | 0 | 0 | 0 | 0 | 0 | 0 | 0 | 0 | 0 | 0 | 0 | 0 | 0 | 0 | 0 | 0 | 0 | 0 | 0 | 0 | 0 | 0 | 0 | 0 | 0 | 0 | 0 | 0 | 0 | 0 | 0 | 0 | 0 | 0 | 0 | 0 | 0 | 0 | 0 | 0 | 0 | 0 | 0 | 0 | 0 | 0 | 0 | 0 | 0 | 0 | 0 | 0 | 0 | 0 | 0.01124% | 0 | 0 | 0 | 0 | 0 | 0 | 0 | 0 | 0 | 0 | 0 | 0 | 0 | 0 | 0 | 0 | 0 | 0 | 0 | 0 | 0 | 0 | 0 | 0
| IND-Lighting-7P_V2 | M_Input | Council 7th Plan | 2020 | Retro | 2022 | 2045 | PSE | Industrial | Food - Frozen | Electric | Per Region | NA | NA | Food - Frozen Fan Energy Management | Food - Frozen Fan Energy Management | 6979.5951 | 10 | 0 | 261.5135 | I-SIC20-Proc-All-All-All-E | 0 | 0 | 0 | 0 | 0 | 0 | 0 | 0 | 0 | 0 | 0 | 0 | Comm Flat | Fan Energy Management | Fan Energy Management | SIC20 | 0.01146% | 100% | 0% | 1 | 1 | 100% | 10% | 85% | 6.8% | 0.2% | 3263.1078 | 117.7436 | 338.0851 | 0 | 0 | 0 | 0 | 2596.9547 | 0 |  | 0.031874 | 0 | 0.031874 | 02. $0.028 to $0.055 | 0 | 0 | 01. ($9,999.00) to $0.22 | 1 | 0.085 | 0.085 | 0.085 | 0.085 | 0.085 | 0.085 | 0.085 | 0.085 | 0.085 | 0.085 | 0 | 0 | 0 | 0 | 0 | 0 | 0 | 0 | 0 | 0 | 0 | 0 | 0 | 0 | 593.2656 | 603.9584 | 605.569 | 598.9655 | 595.2635 | 592.5798 | 592.8045 | 588.706 | 587.931 | 586.4352 | 0 | 0 | 0 | 0 | 0 | 0 | 0 | 0 | 0 | 0 | 0 | 0 | 0 | 0 | 5945.4786 | 593.2656 | 1197.224 | 1802.793 | 2401.7585 | 2997.022 | 3589.6018 | 4182.4064 | 4771.1124 | 5359.0434 | 5945.4786 | 5945.4786 | 5945.4786 | 5945.4786 | 5945.4786 | 5945.4786 | 5945.4786 | 5945.4786 | 5945.4786 | 5945.4786 | 5945.4786 | 5945.4786 | 5945.4786 | 5945.4786 | 5945.4786 | 0 | 0 | 0 | 0 | 0 | 0 | 0 | 0 | 0 | 0 | 0 | 0 | 0 | 0 | 0 | 0 | 0 | 0 | 0 | 0 | 0 | 0 | 0 | 0 | 0 | 0 | 0 | 0 | 0 | 0 | 0 | 0 | 0 | 0 | 0 | 0 | 0 | 0 | 0 | 0 | 0 | 0 | 0 | 0 | 0 | 0 | 0 | 0 | 0 | 0 | 0 | 0 | 0 | 0 | 0 | 0 | 0 | 0 | 0 | 0 | 0 | 0.067989 | 0.1372 | 0.2066 | 0.27525 | 0.34346 | 0.41137 | 0.47931 | 0.54678 | 0.61415 | 0.68136 | 0.68136 | 0.68136 | 0.68136 | 0.68136 | 0.68136 | 0.68136 | 0.68136 | 0.68136 | 0.68136 | 0.68136 | 0.68136 | 0.68136 | 0.68136 | 0.68136 | 220.7412 | 224.7197 | 225.319 | 222.862 | 221.4845 | 220.486 | 220.5696 | 219.0446 | 218.7563 | 218.1997 | 0 | 0 | 0 | 0 | 0 | 0 | 0 | 0 | 0 | 0 | 0 | 0 | 0 | 0 | 2212.1826 | 0 | 0 | 0 | 0 | 0 | 0 | 0 | 0 | 0 | 0 | 0 | 0 | 0 | 0 | 0 | 0 | 0 | 0 | 0 | 0 | 0.01326% | 0.078665 | 0.15875 | 0.23904 | 0.31846 | 0.39739 | 0.47597 | 0.55457 | 0.63263 | 0.71059 | 0.78835 | 0.78835 | 0.78835 | 0.78835 | 0.78835 | 0.78835 | 0.78835 | 0.78835 | 0.78835 | 0.78835 | 0.78835 | 0.78835 | 0.78835 | 0.78835 | 0.78835
| IND-Lighting-7P_V2 | M_Input | Council 7th Plan | 2020 | Retro | 2022 | 2045 | PSE | Industrial | Food - Frozen | Electric | Per Region | NA | NA | Food - Frozen Fan Equipment Upgrade | Food - Frozen Fan Equipment Upgrade | 0 | 10 | 0 | 0 | I-All-Other-Shift3-All-All-S | 0 | 0 | 0 | 0 | 0 | 0 | 0 | 0 | 0 | 0 | 0 | 0 | Comm Flat | Fan Equipment Upgrade | Fan Equipment Upgrade | IndShift3 | 0.01266% | 100% | 0% | 1 | 1 | 100% | 10% | 85% | 6.8% | 0.2% | 0 | 0 | 0 | 0 | 0 | 0 | 0 | 0 | 0 |  | 0 | 0 | 0 | 01. ($9,999.000) to $0.028 | 1 | 0 | 01. ($9,999.00) to $0.22 | 1 | 0.085 | 0.085 | 0.085 | 0.085 | 0.085 | 0.085 | 0.085 | 0.085 | 0.085 | 0.085 | 0 | 0 | 0 | 0 | 0 | 0 | 0 | 0 | 0 | 0 | 0 | 0 | 0 | 0 | 0 | 0 | 0 | 0 | 0 | 0 | 0 | 0 | 0 | 0 | 0 | 0 | 0 | 0 | 0 | 0 | 0 | 0 | 0 | 0 | 0 | 0 | 0 | 0 | 0 | 0 | 0 | 0 | 0 | 0 | 0 | 0 | 0 | 0 | 0 | 0 | 0 | 0 | 0 | 0 | 0 | 0 | 0 | 0 | 0 | 0 | 0 | 0 | 0 | 0 | 0 | 0 | 0 | 0 | 0 | 0 | 0 | 0 | 0 | 0 | 0 | 0 | 0 | 0 | 0 | 0 | 0 | 0 | 0 | 0 | 0 | 0 | 0 | 0 | 0 | 0 | 0 | 0 | 0 | 0 | 0 | 0 | 0 | 0 | 0 | 0 | 0 | 0 | 0 | 0 | 0 | 0 | 0 | 0 | 0 | 0 | 0 | 0 | 0 | 0 | 0 | 0 | 0 | 0 | 0 | 0 | 0 | 0 | 0 | 0 | 0 | 0 | 0 | 0 | 0 | 0 | 0 | 0 | 0 | 0 | 0 | 0 | 0 | 0 | 0 | 0 | 0 | 0 | 0 | 0 | 0 | 0 | 0 | 0 | 0 | 0 | 0 | 0 | 0 | 0 | 0 | 0 | 0 | 0 | 0 | 0 | 0 | 0 | 0 | 0 | 0 | 0 | 0 | 0 | 0 | 0 | 0 | 0 | 0 | 0 | 0 | 0 | 0 | 0 | 0 | 0 | 0 | 0 | 0 | 0 | 0 | 0 | 0 | 0 | 0 | 0 | 0 | 0 | 0 | 0.01296% | 0 | 0 | 0 | 0 | 0 | 0 | 0 | 0 | 0 | 0 | 0 | 0 | 0 | 0 | 0 | 0 | 0 | 0 | 0 | 0 | 0 | 0 | 0 | 0
| IND-Lighting-7P_V2 | M_Input | Council 7th Plan | 2020 | Retro | 2022 | 2045 | PSE | Industrial | Food - Frozen | Electric | Per Region | NA | NA | Food - Frozen Fan System Optimization | Food - Frozen Fan System Optimization | 0 | 10 | 0 | 0 | I-SIC24-Proc-All-All-All-E | 0 | 0 | 0 | 0 | 0 | 0 | 0 | 0 | 0 | 0 | 0 | 0 | Comm Flat | Fan System Optimization | Fan System Optimization | SIC24 | 0.01335% | 100% | 0% | 1 | 1 | 100% | 10% | 85% | 6.8% | 0.2% | 0 | 0 | 0 | 0 | 0 | 0 | 0 | 0 | 0 |  | 0 | 0 | 0 | 01. ($9,999.000) to $0.028 | 0 | 0 | 01. ($9,999.00) to $0.22 | 1 | 0.085 | 0.085 | 0.085 | 0.085 | 0.085 | 0.085 | 0.085 | 0.085 | 0.085 | 0.085 | 0 | 0 | 0 | 0 | 0 | 0 | 0 | 0 | 0 | 0 | 0 | 0 | 0 | 0 | 0 | 0 | 0 | 0 | 0 | 0 | 0 | 0 | 0 | 0 | 0 | 0 | 0 | 0 | 0 | 0 | 0 | 0 | 0 | 0 | 0 | 0 | 0 | 0 | 0 | 0 | 0 | 0 | 0 | 0 | 0 | 0 | 0 | 0 | 0 | 0 | 0 | 0 | 0 | 0 | 0 | 0 | 0 | 0 | 0 | 0 | 0 | 0 | 0 | 0 | 0 | 0 | 0 | 0 | 0 | 0 | 0 | 0 | 0 | 0 | 0 | 0 | 0 | 0 | 0 | 0 | 0 | 0 | 0 | 0 | 0 | 0 | 0 | 0 | 0 | 0 | 0 | 0 | 0 | 0 | 0 | 0 | 0 | 0 | 0 | 0 | 0 | 0 | 0 | 0 | 0 | 0 | 0 | 0 | 0 | 0 | 0 | 0 | 0 | 0 | 0 | 0 | 0 | 0 | 0 | 0 | 0 | 0 | 0 | 0 | 0 | 0 | 0 | 0 | 0 | 0 | 0 | 0 | 0 | 0 | 0 | 0 | 0 | 0 | 0 | 0 | 0 | 0 | 0 | 0 | 0 | 0 | 0 | 0 | 0 | 0 | 0 | 0 | 0 | 0 | 0 | 0 | 0 | 0 | 0 | 0 | 0 | 0 | 0 | 0 | 0 | 0 | 0 | 0 | 0 | 0 | 0 | 0 | 0 | 0 | 0 | 0 | 0 | 0 | 0 | 0 | 0 | 0 | 0 | 0 | 0 | 0 | 0 | 0 | 0 | 0 | 0 | 0 | 0 | 0.01209% | 0 | 0 | 0 | 0 | 0 | 0 | 0 | 0 | 0 | 0 | 0 | 0 | 0 | 0 | 0 | 0 | 0 | 0 | 0 | 0 | 0 | 0 | 0 | 0
| IND-Lighting-7P_V2 | M_Input | Council 7th Plan | 2020 | Retro | 2022 | 2045 | PSE | Industrial | Food - Frozen | Electric | Per Region | NA | NA | Food - Frozen Pump Energy Management | Food - Frozen Pump Energy Management | 14202.3997 | 10 | 0 | 532.1397 | I-SIC26-Proc-All-All-All-E | 0 | 0 | 0 | 0 | 0 | 0 | 0 | 0 | 0 | 0 | 0 | 0 | Comm Flat | Pump Energy Management | Pump Energy Management | SIC26 | 0.01095% | 100% | 0% | 1 | 1 | 100% | 10% | 85% | 6.8% | 0.2% | 6639.9212 | 228.8766 | 686.8798 | 0 | 0 | 0 | 0 | 5296.1872 | 0 |  | 0.031945 | 0 | 0.031945 | 02. $0.028 to $0.055 | 1 | 0 | 01. ($9,999.00) to $0.22 | 1 | 0.085 | 0.085 | 0.085 | 0.085 | 0.085 | 0.085 | 0.085 | 0.085 | 0.085 | 0.085 | 0 | 0 | 0 | 0 | 0 | 0 | 0 | 0 | 0 | 0 | 0 | 0 | 0 | 0 | 1207.204 | 1228.9623 | 1232.2395 | 1218.8024 | 1211.2695 | 1205.8086 | 1206.2658 | 1197.926 | 1196.349 | 1193.3052 | 0 | 0 | 0 | 0 | 0 | 0 | 0 | 0 | 0 | 0 | 0 | 0 | 0 | 0 | 12098.1321 | 1207.204 | 2436.1662 | 3668.4057 | 4887.2081 | 6098.4776 | 7304.2862 | 8510.552 | 9708.4779 | 10904.8269 | 12098.1321 | 12098.1321 | 12098.1321 | 12098.1321 | 12098.1321 | 12098.1321 | 12098.1321 | 12098.1321 | 12098.1321 | 12098.1321 | 12098.1321 | 12098.1321 | 12098.1321 | 12098.1321 | 12098.1321 | 0 | 0 | 0 | 0 | 0 | 0 | 0 | 0 | 0 | 0 | 0 | 0 | 0 | 0 | 0 | 0 | 0 | 0 | 0 | 0 | 0 | 0 | 0 | 0 | 0 | 0 | 0 | 0 | 0 | 0 | 0 | 0 | 0 | 0 | 0 | 0 | 0 | 0 | 0 | 0 | 0 | 0 | 0 | 0 | 0 | 0 | 0 | 0 | 0 | 0 | 0 | 0 | 0 | 0 | 0 | 0 | 0 | 0 | 0 | 0 | 0 | 0.13216 | 0.2667 | 0.40161 | 0.53504 | 0.66764 | 0.79965 | 0.93171 | 1.0629 | 1.1938 | 1.3245 | 1.3245 | 1.3245 | 1.3245 | 1.3245 | 1.3245 | 1.3245 | 1.3245 | 1.3245 | 1.3245 | 1.3245 | 1.3245 | 1.3245 | 1.3245 | 1.3245 | 450.1759 | 458.2897 | 459.5118 | 454.501 | 451.692 | 449.6556 | 449.8261 | 446.7161 | 446.128 | 444.9929 | 0 | 0 | 0 | 0 | 0 | 0 | 0 | 0 | 0 | 0 | 0 | 0 | 0 | 0 | 4511.4891 | 0 | 0 | 0 | 0 | 0 | 0 | 0 | 0 | 0 | 0 | 0 | 0 | 0 | 0 | 0 | 0 | 0 | 0 | 0 | 0 | 0.01124% | 0.13565 | 0.27374 | 0.41221 | 0.54916 | 0.68526 | 0.82076 | 0.9563 | 1.0909 | 1.2253 | 1.3594 | 1.3594 | 1.3594 | 1.3594 | 1.3594 | 1.3594 | 1.3594 | 1.3594 | 1.3594 | 1.3594 | 1.3594 | 1.3594 | 1.3594 | 1.3594 | 1.3594
| IND-Lighting-7P_V2 | M_Input | Council 7th Plan | 2020 | Retro | 2022 | 2045 | PSE | Industrial | Food - Frozen | Electric | Per Region | NA | NA | Food - Frozen Pump Equipment Upgrade | Food - Frozen Pump Equipment Upgrade | 40066.7827 | 10 | 6399.1303 | 1501.234 | I-SIC26-Proc-All-All-All-E | 0 | 0 | 0 | 0 | 0 | 0 | 0 | 0 | 0 | 0 | 0 | 0 | Comm Flat | Pump Equipment Upgrade | Pump Equipment Upgrade | SIC26 | 0.01095% | 100% | 0% | 1 | 1 | 100% | 10% | 85% | 6.8% | 0.2% | 18732.0654 | 645.6902 | 1937.7756 | 10593.5709 | 0 | 0 | 0 | 26814.6171 | 0 |  | 0.05733 | 0 | 0.05733 | 03. $0.055 to $0.062 | 1 | 0 | 01. ($9,999.00) to $0.22 | 1 | 0.085 | 0.085 | 0.085 | 0.085 | 0.085 | 0.085 | 0.085 | 0.085 | 0.085 | 0.085 | 0 | 0 | 0 | 0 | 0 | 0 | 0 | 0 | 0 | 0 | 0 | 0 | 0 | 0 | 3405.6765 | 3467.0594 | 3476.3048 | 3438.3971 | 3417.1459 | 3401.7399 | 3403.0298 | 3379.5021 | 3375.0532 | 3366.4663 | 0 | 0 | 0 | 0 | 0 | 0 | 0 | 0 | 0 | 0 | 0 | 0 | 0 | 0 | 34130.3751 | 3405.6765 | 6872.736 | 10349.0408 | 13787.4379 | 17204.5837 | 20606.3237 | 24009.3535 | 27388.8556 | 30763.9088 | 34130.3751 | 34130.3751 | 34130.3751 | 34130.3751 | 34130.3751 | 34130.3751 | 34130.3751 | 34130.3751 | 34130.3751 | 34130.3751 | 34130.3751 | 34130.3751 | 34130.3751 | 34130.3751 | 34130.3751 | 0 | 0 | 0 | 0 | 0 | 0 | 0 | 0 | 0 | 0 | 0 | 0 | 0 | 0 | 0 | 0 | 0 | 0 | 0 | 0 | 0 | 0 | 0 | 0 | 0 | 0 | 0 | 0 | 0 | 0 | 0 | 0 | 0 | 0 | 0 | 0 | 0 | 0 | 0 | 0 | 0 | 0 | 0 | 0 | 0 | 0 | 0 | 0 | 0 | 0 | 0 | 0 | 0 | 0 | 0 | 0 | 0 | 0 | 0 | 0 | 0 | 0.37284 | 0.75241 | 1.133 | 1.5094 | 1.8835 | 2.2559 | 2.6285 | 2.9984 | 3.3679 | 3.7365 | 3.7365 | 3.7365 | 3.7365 | 3.7365 | 3.7365 | 3.7365 | 3.7365 | 3.7365 | 3.7365 | 3.7365 | 3.7365 | 3.7365 | 3.7365 | 3.7365 | 2279.2425 | 2320.3228 | 2326.5103 | 2301.1406 | 2286.9183 | 2276.6079 | 2277.4711 | 2261.7253 | 2258.7478 | 2253.0011 | 0 | 0 | 0 | 0 | 0 | 0 | 0 | 0 | 0 | 0 | 0 | 0 | 0 | 0 | 22841.6877 | 0 | 0 | 0 | 0 | 0 | 0 | 0 | 0 | 0 | 0 | 0 | 0 | 0 | 0 | 0 | 0 | 0 | 0 | 0 | 0 | 0.01124% | 0.38268 | 0.77226 | 1.1629 | 1.5492 | 1.9332 | 2.3155 | 2.6978 | 3.0776 | 3.4568 | 3.8351 | 3.8351 | 3.8351 | 3.8351 | 3.8351 | 3.8351 | 3.8351 | 3.8351 | 3.8351 | 3.8351 | 3.8351 | 3.8351 | 3.8351 | 3.8351 | 3.8351
| IND-Lighting-7P_V2 | M_Input | Council 7th Plan | 2020 | Retro | 2022 | 2045 | PSE | Industrial | Food - Frozen | Electric | Per Region | NA | NA | Food - Frozen Pump System Optimization | Food - Frozen Pump System Optimization | 0 | 12 | 0 | 0 | I-SIC20-Proc-All-All-All-E | 0 | 0 | 0 | 0 | 0 | 0 | 0 | 0 | 0 | 0 | 0 | 0 | Comm Flat | Pump System Optimization | Pump System Optimization | SIC20 | 0.01146% | 100% | 0% | 1 | 1 | 100% | 8.333% | 85% | 6.8% | 0.2% | 0 | 0 | 0 | 0 | 0 | 0 | 0 | 0 | 0 |  | 0 | 0 | 0 | 01. ($9,999.000) to $0.028 | 1 | 0 | 01. ($9,999.00) to $0.22 | 1 | 0.085 | 0.085 | 0.085 | 0.085 | 0.085 | 0.085 | 0.085 | 0.085 | 0.085 | 0.085 | 0 | 0 | 0 | 0 | 0 | 0 | 0 | 0 | 0 | 0 | 0 | 0 | 0 | 0 | 0 | 0 | 0 | 0 | 0 | 0 | 0 | 0 | 0 | 0 | 0 | 0 | 0 | 0 | 0 | 0 | 0 | 0 | 0 | 0 | 0 | 0 | 0 | 0 | 0 | 0 | 0 | 0 | 0 | 0 | 0 | 0 | 0 | 0 | 0 | 0 | 0 | 0 | 0 | 0 | 0 | 0 | 0 | 0 | 0 | 0 | 0 | 0 | 0 | 0 | 0 | 0 | 0 | 0 | 0 | 0 | 0 | 0 | 0 | 0 | 0 | 0 | 0 | 0 | 0 | 0 | 0 | 0 | 0 | 0 | 0 | 0 | 0 | 0 | 0 | 0 | 0 | 0 | 0 | 0 | 0 | 0 | 0 | 0 | 0 | 0 | 0 | 0 | 0 | 0 | 0 | 0 | 0 | 0 | 0 | 0 | 0 | 0 | 0 | 0 | 0 | 0 | 0 | 0 | 0 | 0 | 0 | 0 | 0 | 0 | 0 | 0 | 0 | 0 | 0 | 0 | 0 | 0 | 0 | 0 | 0 | 0 | 0 | 0 | 0 | 0 | 0 | 0 | 0 | 0 | 0 | 0 | 0 | 0 | 0 | 0 | 0 | 0 | 0 | 0 | 0 | 0 | 0 | 0 | 0 | 0 | 0 | 0 | 0 | 0 | 0 | 0 | 0 | 0 | 0 | 0 | 0 | 0 | 0 | 0 | 0 | 0 | 0 | 0 | 0 | 0 | 0 | 0 | 0 | 0 | 0 | 0 | 0 | 0 | 0 | 0 | 0 | 0 | 0 | 0.01326% | 0 | 0 | 0 | 0 | 0 | 0 | 0 | 0 | 0 | 0 | 0 | 0 | 0 | 0 | 0 | 0 | 0 | 0 | 0 | 0 | 0 | 0 | 0 | 0
| IND-Lighting-7P_V2 | M_Input | Council 7th Plan | 2020 | Retro | 2022 | 2045 | PSE | Industrial | Food - Frozen | Electric | Per Region | NA | NA | Food - Frozen Transformers-Retrofit | Food - Frozen Transformers-Retrofit | 0 | 10 | 0 | 0 | I-All-Other-Shift3-All-All-S | 0 | 0 | 0 | 0 | 0 | 0 | 0 | 0 | 0 | 0 | 0 | 0 | Comm Flat | Transformers-Retrofit | Transformers-Retrofit | IndShift3 | 0.01266% | 100% | 0% | 1 | 1 | 100% | 10% | 85% | 6.8% | 0.2% | 0 | 0 | 0 | 0 | 0 | 0 | 0 | 0 | 0 |  | 0 | 0 | 0 | 01. ($9,999.000) to $0.028 | 1 | 0 | 01. ($9,999.00) to $0.22 | 1 | 0.085 | 0.085 | 0.085 | 0.085 | 0.085 | 0.085 | 0.085 | 0.085 | 0.085 | 0.085 | 0 | 0 | 0 | 0 | 0 | 0 | 0 | 0 | 0 | 0 | 0 | 0 | 0 | 0 | 0 | 0 | 0 | 0 | 0 | 0 | 0 | 0 | 0 | 0 | 0 | 0 | 0 | 0 | 0 | 0 | 0 | 0 | 0 | 0 | 0 | 0 | 0 | 0 | 0 | 0 | 0 | 0 | 0 | 0 | 0 | 0 | 0 | 0 | 0 | 0 | 0 | 0 | 0 | 0 | 0 | 0 | 0 | 0 | 0 | 0 | 0 | 0 | 0 | 0 | 0 | 0 | 0 | 0 | 0 | 0 | 0 | 0 | 0 | 0 | 0 | 0 | 0 | 0 | 0 | 0 | 0 | 0 | 0 | 0 | 0 | 0 | 0 | 0 | 0 | 0 | 0 | 0 | 0 | 0 | 0 | 0 | 0 | 0 | 0 | 0 | 0 | 0 | 0 | 0 | 0 | 0 | 0 | 0 | 0 | 0 | 0 | 0 | 0 | 0 | 0 | 0 | 0 | 0 | 0 | 0 | 0 | 0 | 0 | 0 | 0 | 0 | 0 | 0 | 0 | 0 | 0 | 0 | 0 | 0 | 0 | 0 | 0 | 0 | 0 | 0 | 0 | 0 | 0 | 0 | 0 | 0 | 0 | 0 | 0 | 0 | 0 | 0 | 0 | 0 | 0 | 0 | 0 | 0 | 0 | 0 | 0 | 0 | 0 | 0 | 0 | 0 | 0 | 0 | 0 | 0 | 0 | 0 | 0 | 0 | 0 | 0 | 0 | 0 | 0 | 0 | 0 | 0 | 0 | 0 | 0 | 0 | 0 | 0 | 0 | 0 | 0 | 0 | 0 | 0.01296% | 0 | 0 | 0 | 0 | 0 | 0 | 0 | 0 | 0 | 0 | 0 | 0 | 0 | 0 | 0 | 0 | 0 | 0 | 0 | 0 | 0 | 0 | 0 | 0
| IND-Lighting-7P_V2 | M_Input | Council 7th Plan | 2020 | Retro | 2022 | 2045 | PSE | Industrial | Food - Frozen | Electric | Per Region | NA | NA | Food - Frozen Transformers-New | Food - Frozen Transformers-New | 0 | 32 | 0 | 0 | I-All-Other-Shift3-All-All-S | 0 | 0 | 0 | 0 | 0 | 0 | 0 | 0 | 0 | 0 | 0 | 0 | Comm Flat | Transformers-New | Transformers-New | IndShift3 | 0.01266% | 100% | 0% | 1 | 1 | 100% | 3.125% | 85% | 6.8% | 0.2% | 0 | 0 | 0 | 0 | 0 | 0 | 0 | 0 | 0 |  | 0 | 0 | 0 | 01. ($9,999.000) to $0.028 | 1 | 0 | 01. ($9,999.00) to $0.22 | 1 | 0.085 | 0.085 | 0.085 | 0.085 | 0.085 | 0.085 | 0.085 | 0.085 | 0.085 | 0.085 | 0 | 0 | 0 | 0 | 0 | 0 | 0 | 0 | 0 | 0 | 0 | 0 | 0 | 0 | 0 | 0 | 0 | 0 | 0 | 0 | 0 | 0 | 0 | 0 | 0 | 0 | 0 | 0 | 0 | 0 | 0 | 0 | 0 | 0 | 0 | 0 | 0 | 0 | 0 | 0 | 0 | 0 | 0 | 0 | 0 | 0 | 0 | 0 | 0 | 0 | 0 | 0 | 0 | 0 | 0 | 0 | 0 | 0 | 0 | 0 | 0 | 0 | 0 | 0 | 0 | 0 | 0 | 0 | 0 | 0 | 0 | 0 | 0 | 0 | 0 | 0 | 0 | 0 | 0 | 0 | 0 | 0 | 0 | 0 | 0 | 0 | 0 | 0 | 0 | 0 | 0 | 0 | 0 | 0 | 0 | 0 | 0 | 0 | 0 | 0 | 0 | 0 | 0 | 0 | 0 | 0 | 0 | 0 | 0 | 0 | 0 | 0 | 0 | 0 | 0 | 0 | 0 | 0 | 0 | 0 | 0 | 0 | 0 | 0 | 0 | 0 | 0 | 0 | 0 | 0 | 0 | 0 | 0 | 0 | 0 | 0 | 0 | 0 | 0 | 0 | 0 | 0 | 0 | 0 | 0 | 0 | 0 | 0 | 0 | 0 | 0 | 0 | 0 | 0 | 0 | 0 | 0 | 0 | 0 | 0 | 0 | 0 | 0 | 0 | 0 | 0 | 0 | 0 | 0 | 0 | 0 | 0 | 0 | 0 | 0 | 0 | 0 | 0 | 0 | 0 | 0 | 0 | 0 | 0 | 0 | 0 | 0 | 0 | 0 | 0 | 0 | 0 | 0 | 0.01296% | 0 | 0 | 0 | 0 | 0 | 0 | 0 | 0 | 0 | 0 | 0 | 0 | 0 | 0 | 0 | 0 | 0 | 0 | 0 | 0 | 0 | 0 | 0 | 0
| IND-Lighting-7P_V2 | M_Input | Council 7th Plan | 2020 | Retro | 2022 | 2045 | PSE | Industrial | Food - Frozen | Electric | Per Region | NA | NA | Food - Frozen Synchronous Belts | Food - Frozen Synchronous Belts | 0 | 10 | 0 | 0 | I-All-Other-Shift3-All-All-S | 0 | 0 | 0 | 0 | 0 | 0 | 0 | 0 | 0 | 0 | 0 | 0 | Comm Flat | Synchronous Belts | Synchronous Belts | IndShift3 | 0.01266% | 100% | 0% | 1 | 1 | 100% | 10% | 85% | 6.8% | 0.2% | 0 | 0 | 0 | 0 | 0 | 0 | 0 | 0 | 0 |  | 0 | 0 | 0 | 01. ($9,999.000) to $0.028 | 1 | 0 | 01. ($9,999.00) to $0.22 | 0 | 0.085 | 0.085 | 0.085 | 0.085 | 0.085 | 0.085 | 0.085 | 0.085 | 0.085 | 0.085 | 0 | 0 | 0 | 0 | 0 | 0 | 0 | 0 | 0 | 0 | 0 | 0 | 0 | 0 | 0 | 0 | 0 | 0 | 0 | 0 | 0 | 0 | 0 | 0 | 0 | 0 | 0 | 0 | 0 | 0 | 0 | 0 | 0 | 0 | 0 | 0 | 0 | 0 | 0 | 0 | 0 | 0 | 0 | 0 | 0 | 0 | 0 | 0 | 0 | 0 | 0 | 0 | 0 | 0 | 0 | 0 | 0 | 0 | 0 | 0 | 0 | 0 | 0 | 0 | 0 | 0 | 0 | 0 | 0 | 0 | 0 | 0 | 0 | 0 | 0 | 0 | 0 | 0 | 0 | 0 | 0 | 0 | 0 | 0 | 0 | 0 | 0 | 0 | 0 | 0 | 0 | 0 | 0 | 0 | 0 | 0 | 0 | 0 | 0 | 0 | 0 | 0 | 0 | 0 | 0 | 0 | 0 | 0 | 0 | 0 | 0 | 0 | 0 | 0 | 0 | 0 | 0 | 0 | 0 | 0 | 0 | 0 | 0 | 0 | 0 | 0 | 0 | 0 | 0 | 0 | 0 | 0 | 0 | 0 | 0 | 0 | 0 | 0 | 0 | 0 | 0 | 0 | 0 | 0 | 0 | 0 | 0 | 0 | 0 | 0 | 0 | 0 | 0 | 0 | 0 | 0 | 0 | 0 | 0 | 0 | 0 | 0 | 0 | 0 | 0 | 0 | 0 | 0 | 0 | 0 | 0 | 0 | 0 | 0 | 0 | 0 | 0 | 0 | 0 | 0 | 0 | 0 | 0 | 0 | 0 | 0 | 0 | 0 | 0 | 0 | 0 | 0 | 0 | 0.01296% | 0 | 0 | 0 | 0 | 0 | 0 | 0 | 0 | 0 | 0 | 0 | 0 | 0 | 0 | 0 | 0 | 0 | 0 | 0 | 0 | 0 | 0 | 0 | 0
| IND-Lighting-7P_V2 | M_Input | Council 7th Plan | 2020 | Retro | 2022 | 2045 | PSE | Industrial | Food - Frozen | Electric | Per Region | NA | NA | Food - Frozen Elec Chip Fab: Eliminate Exhaust | Food - Frozen Elec Chip Fab: Eliminate Exhaust | 0 | 10 | 0 | 0 | I-All-Other-Shift3-All-All-S | 0 | 0 | 0 | 0 | 0 | 0 | 0 | 0 | 0 | 0 | 0 | 0 | Comm Flat | Elec Chip Fab: Eliminate Exhaust | Elec Chip Fab: Eliminate Exhaust | IndShift3 | 0.01266% | 100% | 0% | 1 | 1 | 100% | 10% | 85% | 6.8% | 0.2% | 0 | 0 | 0 | 0 | 0 | 0 | 0 | 0 | 0 |  | 0 | 0 | 0 | 01. ($9,999.000) to $0.028 | 0 | 0 | 01. ($9,999.00) to $0.22 | 1 | 0.085 | 0.085 | 0.085 | 0.085 | 0.085 | 0.085 | 0.085 | 0.085 | 0.085 | 0.085 | 0 | 0 | 0 | 0 | 0 | 0 | 0 | 0 | 0 | 0 | 0 | 0 | 0 | 0 | 0 | 0 | 0 | 0 | 0 | 0 | 0 | 0 | 0 | 0 | 0 | 0 | 0 | 0 | 0 | 0 | 0 | 0 | 0 | 0 | 0 | 0 | 0 | 0 | 0 | 0 | 0 | 0 | 0 | 0 | 0 | 0 | 0 | 0 | 0 | 0 | 0 | 0 | 0 | 0 | 0 | 0 | 0 | 0 | 0 | 0 | 0 | 0 | 0 | 0 | 0 | 0 | 0 | 0 | 0 | 0 | 0 | 0 | 0 | 0 | 0 | 0 | 0 | 0 | 0 | 0 | 0 | 0 | 0 | 0 | 0 | 0 | 0 | 0 | 0 | 0 | 0 | 0 | 0 | 0 | 0 | 0 | 0 | 0 | 0 | 0 | 0 | 0 | 0 | 0 | 0 | 0 | 0 | 0 | 0 | 0 | 0 | 0 | 0 | 0 | 0 | 0 | 0 | 0 | 0 | 0 | 0 | 0 | 0 | 0 | 0 | 0 | 0 | 0 | 0 | 0 | 0 | 0 | 0 | 0 | 0 | 0 | 0 | 0 | 0 | 0 | 0 | 0 | 0 | 0 | 0 | 0 | 0 | 0 | 0 | 0 | 0 | 0 | 0 | 0 | 0 | 0 | 0 | 0 | 0 | 0 | 0 | 0 | 0 | 0 | 0 | 0 | 0 | 0 | 0 | 0 | 0 | 0 | 0 | 0 | 0 | 0 | 0 | 0 | 0 | 0 | 0 | 0 | 0 | 0 | 0 | 0 | 0 | 0 | 0 | 0 | 0 | 0 | 0 | 0.01296% | 0 | 0 | 0 | 0 | 0 | 0 | 0 | 0 | 0 | 0 | 0 | 0 | 0 | 0 | 0 | 0 | 0 | 0 | 0 | 0 | 0 | 0 | 0 | 0
| IND-Lighting-7P_V2 | M_Input | Council 7th Plan | 2020 | Retro | 2022 | 2045 | PSE | Industrial | Food - Frozen | Electric | Per Region | NA | NA | Food - Frozen Elec Chip Fab: Exhaust Injector | Food - Frozen Elec Chip Fab: Exhaust Injector | 0 | 10 | 0 | 0 | I-All-Other-Shift3-All-All-S | 0 | 0 | 0 | 0 | 0 | 0 | 0 | 0 | 0 | 0 | 0 | 0 | Comm Flat | Elec Chip Fab: Exhaust Injector | Elec Chip Fab: Exhaust Injector | IndShift3 | 0.01266% | 100% | 0% | 1 | 1 | 100% | 10% | 85% | 6.8% | 0.2% | 0 | 0 | 0 | 0 | 0 | 0 | 0 | 0 | 0 |  | 0 | 0 | 0 | 01. ($9,999.000) to $0.028 | 0 | 0 | 01. ($9,999.00) to $0.22 | 1 | 0.085 | 0.085 | 0.085 | 0.085 | 0.085 | 0.085 | 0.085 | 0.085 | 0.085 | 0.085 | 0 | 0 | 0 | 0 | 0 | 0 | 0 | 0 | 0 | 0 | 0 | 0 | 0 | 0 | 0 | 0 | 0 | 0 | 0 | 0 | 0 | 0 | 0 | 0 | 0 | 0 | 0 | 0 | 0 | 0 | 0 | 0 | 0 | 0 | 0 | 0 | 0 | 0 | 0 | 0 | 0 | 0 | 0 | 0 | 0 | 0 | 0 | 0 | 0 | 0 | 0 | 0 | 0 | 0 | 0 | 0 | 0 | 0 | 0 | 0 | 0 | 0 | 0 | 0 | 0 | 0 | 0 | 0 | 0 | 0 | 0 | 0 | 0 | 0 | 0 | 0 | 0 | 0 | 0 | 0 | 0 | 0 | 0 | 0 | 0 | 0 | 0 | 0 | 0 | 0 | 0 | 0 | 0 | 0 | 0 | 0 | 0 | 0 | 0 | 0 | 0 | 0 | 0 | 0 | 0 | 0 | 0 | 0 | 0 | 0 | 0 | 0 | 0 | 0 | 0 | 0 | 0 | 0 | 0 | 0 | 0 | 0 | 0 | 0 | 0 | 0 | 0 | 0 | 0 | 0 | 0 | 0 | 0 | 0 | 0 | 0 | 0 | 0 | 0 | 0 | 0 | 0 | 0 | 0 | 0 | 0 | 0 | 0 | 0 | 0 | 0 | 0 | 0 | 0 | 0 | 0 | 0 | 0 | 0 | 0 | 0 | 0 | 0 | 0 | 0 | 0 | 0 | 0 | 0 | 0 | 0 | 0 | 0 | 0 | 0 | 0 | 0 | 0 | 0 | 0 | 0 | 0 | 0 | 0 | 0 | 0 | 0 | 0 | 0 | 0 | 0 | 0 | 0 | 0.01296% | 0 | 0 | 0 | 0 | 0 | 0 | 0 | 0 | 0 | 0 | 0 | 0 | 0 | 0 | 0 | 0 | 0 | 0 | 0 | 0 | 0 | 0 | 0 | 0
| IND-Lighting-7P_V2 | M_Input | Council 7th Plan | 2020 | Retro | 2022 | 2045 | PSE | Industrial | Food - Frozen | Electric | Per Region | NA | NA | Food - Frozen Elec Chip Fab: Solidstate Chiller | Food - Frozen Elec Chip Fab: Solidstate Chiller | 0 | 10 | 0 | 0 | I-All-Other-Shift3-All-All-S | 0 | 0 | 0 | 0 | 0 | 0 | 0 | 0 | 0 | 0 | 0 | 0 | Comm Flat | Elec Chip Fab: Solidstate Chiller | Elec Chip Fab: Solidstate Chiller | IndShift3 | 0.01266% | 100% | 0% | 1 | 1 | 100% | 10% | 85% | 6.8% | 0.2% | 0 | 0 | 0 | 0 | 0 | 0 | 0 | 0 | 0 |  | 0 | 0 | 0 | 01. ($9,999.000) to $0.028 | 0 | 0 | 01. ($9,999.00) to $0.22 | 1 | 0.085 | 0.085 | 0.085 | 0.085 | 0.085 | 0.085 | 0.085 | 0.085 | 0.085 | 0.085 | 0 | 0 | 0 | 0 | 0 | 0 | 0 | 0 | 0 | 0 | 0 | 0 | 0 | 0 | 0 | 0 | 0 | 0 | 0 | 0 | 0 | 0 | 0 | 0 | 0 | 0 | 0 | 0 | 0 | 0 | 0 | 0 | 0 | 0 | 0 | 0 | 0 | 0 | 0 | 0 | 0 | 0 | 0 | 0 | 0 | 0 | 0 | 0 | 0 | 0 | 0 | 0 | 0 | 0 | 0 | 0 | 0 | 0 | 0 | 0 | 0 | 0 | 0 | 0 | 0 | 0 | 0 | 0 | 0 | 0 | 0 | 0 | 0 | 0 | 0 | 0 | 0 | 0 | 0 | 0 | 0 | 0 | 0 | 0 | 0 | 0 | 0 | 0 | 0 | 0 | 0 | 0 | 0 | 0 | 0 | 0 | 0 | 0 | 0 | 0 | 0 | 0 | 0 | 0 | 0 | 0 | 0 | 0 | 0 | 0 | 0 | 0 | 0 | 0 | 0 | 0 | 0 | 0 | 0 | 0 | 0 | 0 | 0 | 0 | 0 | 0 | 0 | 0 | 0 | 0 | 0 | 0 | 0 | 0 | 0 | 0 | 0 | 0 | 0 | 0 | 0 | 0 | 0 | 0 | 0 | 0 | 0 | 0 | 0 | 0 | 0 | 0 | 0 | 0 | 0 | 0 | 0 | 0 | 0 | 0 | 0 | 0 | 0 | 0 | 0 | 0 | 0 | 0 | 0 | 0 | 0 | 0 | 0 | 0 | 0 | 0 | 0 | 0 | 0 | 0 | 0 | 0 | 0 | 0 | 0 | 0 | 0 | 0 | 0 | 0 | 0 | 0 | 0 | 0.01296% | 0 | 0 | 0 | 0 | 0 | 0 | 0 | 0 | 0 | 0 | 0 | 0 | 0 | 0 | 0 | 0 | 0 | 0 | 0 | 0 | 0 | 0 | 0 | 0
| IND-Lighting-7P_V2 | M_Input | Council 7th Plan | 2020 | Retro | 2022 | 2045 | PSE | Industrial | Food - Frozen | Electric | Per Region | NA | NA | Food - Frozen Elec Chip Fab: Reduce Gas Pressure | Food - Frozen Elec Chip Fab: Reduce Gas Pressure | 0 | 10 | 0 | 0 | I-All-Other-Shift3-All-All-S | 0 | 0 | 0 | 0 | 0 | 0 | 0 | 0 | 0 | 0 | 0 | 0 | Comm Flat | Elec Chip Fab: Reduce Gas Pressure | Elec Chip Fab: Reduce Gas Pressure | IndShift3 | 0.01266% | 100% | 0% | 1 | 1 | 100% | 10% | 85% | 6.8% | 0.2% | 0 | 0 | 0 | 0 | 0 | 0 | 0 | 0 | 0 |  | 0 | 0 | 0 | 01. ($9,999.000) to $0.028 | 0 | 0 | 01. ($9,999.00) to $0.22 | 1 | 0.085 | 0.085 | 0.085 | 0.085 | 0.085 | 0.085 | 0.085 | 0.085 | 0.085 | 0.085 | 0 | 0 | 0 | 0 | 0 | 0 | 0 | 0 | 0 | 0 | 0 | 0 | 0 | 0 | 0 | 0 | 0 | 0 | 0 | 0 | 0 | 0 | 0 | 0 | 0 | 0 | 0 | 0 | 0 | 0 | 0 | 0 | 0 | 0 | 0 | 0 | 0 | 0 | 0 | 0 | 0 | 0 | 0 | 0 | 0 | 0 | 0 | 0 | 0 | 0 | 0 | 0 | 0 | 0 | 0 | 0 | 0 | 0 | 0 | 0 | 0 | 0 | 0 | 0 | 0 | 0 | 0 | 0 | 0 | 0 | 0 | 0 | 0 | 0 | 0 | 0 | 0 | 0 | 0 | 0 | 0 | 0 | 0 | 0 | 0 | 0 | 0 | 0 | 0 | 0 | 0 | 0 | 0 | 0 | 0 | 0 | 0 | 0 | 0 | 0 | 0 | 0 | 0 | 0 | 0 | 0 | 0 | 0 | 0 | 0 | 0 | 0 | 0 | 0 | 0 | 0 | 0 | 0 | 0 | 0 | 0 | 0 | 0 | 0 | 0 | 0 | 0 | 0 | 0 | 0 | 0 | 0 | 0 | 0 | 0 | 0 | 0 | 0 | 0 | 0 | 0 | 0 | 0 | 0 | 0 | 0 | 0 | 0 | 0 | 0 | 0 | 0 | 0 | 0 | 0 | 0 | 0 | 0 | 0 | 0 | 0 | 0 | 0 | 0 | 0 | 0 | 0 | 0 | 0 | 0 | 0 | 0 | 0 | 0 | 0 | 0 | 0 | 0 | 0 | 0 | 0 | 0 | 0 | 0 | 0 | 0 | 0 | 0 | 0 | 0 | 0 | 0 | 0 | 0.01296% | 0 | 0 | 0 | 0 | 0 | 0 | 0 | 0 | 0 | 0 | 0 | 0 | 0 | 0 | 0 | 0 | 0 | 0 | 0 | 0 | 0 | 0 | 0 | 0
| IND-Lighting-7P_V2 | M_Input | Council 7th Plan | 2020 | Retro | 2022 | 2045 | PSE | Industrial | Food - Frozen | Electric | Per Region | NA | NA | Food - Frozen Clean Room: Change Filter Strategy | Food - Frozen Clean Room: Change Filter Strategy | 0 | 1 | 0 | 0 | I-All-Other-Shift3-All-All-S | 0 | 0 | 0 | 0 | 0 | 0 | 0 | 0 | 0 | 0 | 0 | 0 | Comm Flat | Clean Room: Change Filter Strategy | Clean Room: Change Filter Strategy | IndShift3 | 0.01266% | 100% | 0% | 1 | 1 | 100% | 100% | 85% | 6.8% | 0.2% | 0 | 0 | 0 | 0 | 0 | 0 | 0 | 0 | 0 |  | 0 | 0 | 0 | 01. ($9,999.000) to $0.028 | 1 | 0 | 01. ($9,999.00) to $0.22 | 0 | 0.085 | 0.085 | 0.085 | 0.085 | 0.085 | 0.085 | 0.085 | 0.085 | 0.085 | 0.085 | 0 | 0 | 0 | 0 | 0 | 0 | 0 | 0 | 0 | 0 | 0 | 0 | 0 | 0 | 0 | 0 | 0 | 0 | 0 | 0 | 0 | 0 | 0 | 0 | 0 | 0 | 0 | 0 | 0 | 0 | 0 | 0 | 0 | 0 | 0 | 0 | 0 | 0 | 0 | 0 | 0 | 0 | 0 | 0 | 0 | 0 | 0 | 0 | 0 | 0 | 0 | 0 | 0 | 0 | 0 | 0 | 0 | 0 | 0 | 0 | 0 | 0 | 0 | 0 | 0 | 0 | 0 | 0 | 0 | 0 | 0 | 0 | 0 | 0 | 0 | 0 | 0 | 0 | 0 | 0 | 0 | 0 | 0 | 0 | 0 | 0 | 0 | 0 | 0 | 0 | 0 | 0 | 0 | 0 | 0 | 0 | 0 | 0 | 0 | 0 | 0 | 0 | 0 | 0 | 0 | 0 | 0 | 0 | 0 | 0 | 0 | 0 | 0 | 0 | 0 | 0 | 0 | 0 | 0 | 0 | 0 | 0 | 0 | 0 | 0 | 0 | 0 | 0 | 0 | 0 | 0 | 0 | 0 | 0 | 0 | 0 | 0 | 0 | 0 | 0 | 0 | 0 | 0 | 0 | 0 | 0 | 0 | 0 | 0 | 0 | 0 | 0 | 0 | 0 | 0 | 0 | 0 | 0 | 0 | 0 | 0 | 0 | 0 | 0 | 0 | 0 | 0 | 0 | 0 | 0 | 0 | 0 | 0 | 0 | 0 | 0 | 0 | 0 | 0 | 0 | 0 | 0 | 0 | 0 | 0 | 0 | 0 | 0 | 0 | 0 | 0 | 0 | 0 | 0.01296% | 0 | 0 | 0 | 0 | 0 | 0 | 0 | 0 | 0 | 0 | 0 | 0 | 0 | 0 | 0 | 0 | 0 | 0 | 0 | 0 | 0 | 0 | 0 | 0
| IND-Lighting-7P_V2 | M_Input | Council 7th Plan | 2020 | Retro | 2022 | 2045 | PSE | Industrial | Food - Frozen | Electric | Per Region | NA | NA | Food - Frozen Clean Room: Clean Room HVAC | Food - Frozen Clean Room: Clean Room HVAC | 0 | 20 | 0 | 0 | I-All-Other-Shift3-All-All-S | 0 | 0 | 0 | 0 | 0 | 0 | 0 | 0 | 0 | 0 | 0 | 0 | Comm Flat | Clean Room: Clean Room HVAC | Clean Room: Clean Room HVAC | IndShift3 | 0.01266% | 100% | 0% | 1 | 1 | 100% | 5% | 85% | 6.8% | 0.2% | 0 | 0 | 0 | 0 | 0 | 0 | 0 | 0 | 0 |  | 0 | 0 | 0 | 01. ($9,999.000) to $0.028 | 1 | 0 | 01. ($9,999.00) to $0.22 | 1 | 0.085 | 0.085 | 0.085 | 0.085 | 0.085 | 0.085 | 0.085 | 0.085 | 0.085 | 0.085 | 0 | 0 | 0 | 0 | 0 | 0 | 0 | 0 | 0 | 0 | 0 | 0 | 0 | 0 | 0 | 0 | 0 | 0 | 0 | 0 | 0 | 0 | 0 | 0 | 0 | 0 | 0 | 0 | 0 | 0 | 0 | 0 | 0 | 0 | 0 | 0 | 0 | 0 | 0 | 0 | 0 | 0 | 0 | 0 | 0 | 0 | 0 | 0 | 0 | 0 | 0 | 0 | 0 | 0 | 0 | 0 | 0 | 0 | 0 | 0 | 0 | 0 | 0 | 0 | 0 | 0 | 0 | 0 | 0 | 0 | 0 | 0 | 0 | 0 | 0 | 0 | 0 | 0 | 0 | 0 | 0 | 0 | 0 | 0 | 0 | 0 | 0 | 0 | 0 | 0 | 0 | 0 | 0 | 0 | 0 | 0 | 0 | 0 | 0 | 0 | 0 | 0 | 0 | 0 | 0 | 0 | 0 | 0 | 0 | 0 | 0 | 0 | 0 | 0 | 0 | 0 | 0 | 0 | 0 | 0 | 0 | 0 | 0 | 0 | 0 | 0 | 0 | 0 | 0 | 0 | 0 | 0 | 0 | 0 | 0 | 0 | 0 | 0 | 0 | 0 | 0 | 0 | 0 | 0 | 0 | 0 | 0 | 0 | 0 | 0 | 0 | 0 | 0 | 0 | 0 | 0 | 0 | 0 | 0 | 0 | 0 | 0 | 0 | 0 | 0 | 0 | 0 | 0 | 0 | 0 | 0 | 0 | 0 | 0 | 0 | 0 | 0 | 0 | 0 | 0 | 0 | 0 | 0 | 0 | 0 | 0 | 0 | 0 | 0 | 0 | 0 | 0 | 0 | 0.01296% | 0 | 0 | 0 | 0 | 0 | 0 | 0 | 0 | 0 | 0 | 0 | 0 | 0 | 0 | 0 | 0 | 0 | 0 | 0 | 0 | 0 | 0 | 0 | 0
| IND-Lighting-7P_V2 | M_Input | Council 7th Plan | 2020 | Retro | 2022 | 2045 | PSE | Industrial | Food - Frozen | Electric | Per Region | NA | NA | Food - Frozen Clean Room: Chiller Optimize | Food - Frozen Clean Room: Chiller Optimize | 0 | 10 | 0 | 0 | I-All-Other-Shift3-All-All-S | 0 | 0 | 0 | 0 | 0 | 0 | 0 | 0 | 0 | 0 | 0 | 0 | Comm Flat | Clean Room: Chiller Optimize | Clean Room: Chiller Optimize | IndShift3 | 0.01266% | 100% | 0% | 1 | 1 | 100% | 10% | 85% | 6.8% | 0.2% | 0 | 0 | 0 | 0 | 0 | 0 | 0 | 0 | 0 |  | 0 | 0 | 0 | 01. ($9,999.000) to $0.028 | 1 | 0 | 01. ($9,999.00) to $0.22 | 0 | 0.085 | 0.085 | 0.085 | 0.085 | 0.085 | 0.085 | 0.085 | 0.085 | 0.085 | 0.085 | 0 | 0 | 0 | 0 | 0 | 0 | 0 | 0 | 0 | 0 | 0 | 0 | 0 | 0 | 0 | 0 | 0 | 0 | 0 | 0 | 0 | 0 | 0 | 0 | 0 | 0 | 0 | 0 | 0 | 0 | 0 | 0 | 0 | 0 | 0 | 0 | 0 | 0 | 0 | 0 | 0 | 0 | 0 | 0 | 0 | 0 | 0 | 0 | 0 | 0 | 0 | 0 | 0 | 0 | 0 | 0 | 0 | 0 | 0 | 0 | 0 | 0 | 0 | 0 | 0 | 0 | 0 | 0 | 0 | 0 | 0 | 0 | 0 | 0 | 0 | 0 | 0 | 0 | 0 | 0 | 0 | 0 | 0 | 0 | 0 | 0 | 0 | 0 | 0 | 0 | 0 | 0 | 0 | 0 | 0 | 0 | 0 | 0 | 0 | 0 | 0 | 0 | 0 | 0 | 0 | 0 | 0 | 0 | 0 | 0 | 0 | 0 | 0 | 0 | 0 | 0 | 0 | 0 | 0 | 0 | 0 | 0 | 0 | 0 | 0 | 0 | 0 | 0 | 0 | 0 | 0 | 0 | 0 | 0 | 0 | 0 | 0 | 0 | 0 | 0 | 0 | 0 | 0 | 0 | 0 | 0 | 0 | 0 | 0 | 0 | 0 | 0 | 0 | 0 | 0 | 0 | 0 | 0 | 0 | 0 | 0 | 0 | 0 | 0 | 0 | 0 | 0 | 0 | 0 | 0 | 0 | 0 | 0 | 0 | 0 | 0 | 0 | 0 | 0 | 0 | 0 | 0 | 0 | 0 | 0 | 0 | 0 | 0 | 0 | 0 | 0 | 0 | 0 | 0.01296% | 0 | 0 | 0 | 0 | 0 | 0 | 0 | 0 | 0 | 0 | 0 | 0 | 0 | 0 | 0 | 0 | 0 | 0 | 0 | 0 | 0 | 0 | 0 | 0
| IND-Lighting-7P_V2 | M_Input | Council 7th Plan | 2020 | Retro | 2022 | 2045 | PSE | Industrial | Food - Frozen | Electric | Per Region | NA | NA | Food - Frozen Food: Cooling and Storage | Food - Frozen Food: Cooling and Storage | 426306.7759 | 10 | 171752.5545 | 0 | C-War-Ref-All-All-All-C | 0 | 0 | 0 | 0 | 0 | 0 | 0 | 0 | 0 | 0 | 0 | 0 | Comm Flat | Food: Cooling and Storage | Food: Cooling and Storage | RefrigWarehouseGroc | 0.01247% | 100% | 0% | 1 | 1 | 100% | 10% | 85% | 6.8% | 0.2% | 199307.403 | 7822.9581 | 20713.0361 | 284331.2727 | 0 | 0 | 0 | 290145.7894 | 0 |  | 0.058303 | 0 | 0.058303 | 03. $0.055 to $0.062 | 0 | 0 | 01. ($9,999.00) to $0.22 | 1 | 0.085 | 0.085 | 0.085 | 0.085 | 0.085 | 0.085 | 0.085 | 0.085 | 0.085 | 0.085 | 0 | 0 | 0 | 0 | 0 | 0 | 0 | 0 | 0 | 0 | 0 | 0 | 0 | 0 | 36236.0759 | 36889.1842 | 36987.5545 | 36584.2194 | 36358.1088 | 36194.1911 | 36207.915 | 35957.5827 | 35910.2463 | 35818.8827 | 0 | 0 | 0 | 0 | 0 | 0 | 0 | 0 | 0 | 0 | 0 | 0 | 0 | 0 | 363143.9605 | 36236.0759 | 73125.2601 | 110112.8146 | 146697.034 | 183055.1427 | 219249.3338 | 255457.2488 | 291414.8315 | 327325.0778 | 363143.9605 | 363143.9605 | 363143.9605 | 363143.9605 | 363143.9605 | 363143.9605 | 363143.9605 | 363143.9605 | 363143.9605 | 363143.9605 | 363143.9605 | 363143.9605 | 363143.9605 | 363143.9605 | 363143.9605 | 0 | 0 | 0 | 0 | 0 | 0 | 0 | 0 | 0 | 0 | 0 | 0 | 0 | 0 | 0 | 0 | 0 | 0 | 0 | 0 | 0 | 0 | 0 | 0 | 0 | 0 | 0 | 0 | 0 | 0 | 0 | 0 | 0 | 0 | 0 | 0 | 0 | 0 | 0 | 0 | 0 | 0 | 0 | 0 | 0 | 0 | 0 | 0 | 0 | 0 | 0 | 0 | 0 | 0 | 0 | 0 | 0 | 0 | 0 | 0 | 0 | 4.5172 | 9.1159 | 13.7268 | 18.2875 | 22.8199 | 27.3319 | 31.8456 | 36.3282 | 40.8048 | 45.27 | 45.27 | 45.27 | 45.27 | 45.27 | 45.27 | 45.27 | 45.27 | 45.27 | 45.27 | 45.27 | 45.27 | 45.27 | 45.27 | 45.27 | 24662.3921 | 25106.8997 | 25173.8508 | 24899.3397 | 24745.448 | 24633.8851 | 24643.2257 | 24472.8487 | 24440.6314 | 24378.449 | 0 | 0 | 0 | 0 | 0 | 0 | 0 | 0 | 0 | 0 | 0 | 0 | 0 | 0 | 247156.9702 | 0 | 0 | 0 | 0 | 0 | 0 | 0 | 0 | 0 | 0 | 0 | 0 | 0 | 0 | 0 | 0 | 0 | 0 | 0 | 0 | 0.01116% | 4.0454 | 8.1637 | 12.293 | 16.3773 | 20.4363 | 24.4771 | 28.5193 | 32.5336 | 36.5427 | 40.5415 | 40.5415 | 40.5415 | 40.5415 | 40.5415 | 40.5415 | 40.5415 | 40.5415 | 40.5415 | 40.5415 | 40.5415 | 40.5415 | 40.5415 | 40.5415 | 40.5415
| IND-Lighting-7P_V2 | M_Input | Council 7th Plan | 2020 | Retro | 2022 | 2045 | PSE | Industrial | Food - Frozen | Electric | Per Region | NA | NA | Food - Frozen Food: Refrig Storage Tuneup | Food - Frozen Food: Refrig Storage Tuneup | 229197.1913 | 3 | 20037.798 | 0 | C-War-Ref-All-All-All-C | 0 | 0 | 0 | 0 | 0 | 0 | 0 | 0 | 0 | 0 | 0 | 0 | Comm Flat | Food: Refrig Storage Tuneup | Food: Refrig Storage Tuneup | RefrigWarehouseGroc | 0.01247% | 100% | 0% | 1 | 1 | 100% | 33.33% | 85% | 6.8% | 0.2% | 35820.0931 | 4205.8915 | 4002.5985 | 88806.9134 | 0 | 0 | 0 | 84605.9831 | 0 |  | 0.031622 | 0 | 0.031622 | 02. $0.028 to $0.055 | 1 | 0 | 01. ($9,999.00) to $0.22 | 1 | 0.085 | 0.085 | 0.085 | 0.085 | 0.085 | 0.085 | 0.085 | 0.085 | 0.085 | 0.085 | 0 | 0 | 0 | 0 | 0 | 0 | 0 | 0 | 0 | 0 | 0 | 0 | 0 | 0 | 19481.7613 | 19832.8947 | 19885.782 | 19668.9352 | 19547.3703 | 19459.2425 | 19466.621 | 19332.0337 | 19306.584 | 19257.4638 | 0 | 0 | 0 | 0 | 0 | 0 | 0 | 0 | 0 | 0 | 0 | 0 | 0 | 0 | 195238.6884 | 19481.7613 | 39314.656 | 59200.4379 | 78869.3731 | 98416.7434 | 117875.9859 | 137342.6069 | 156674.6406 | 175981.2246 | 195238.6884 | 195238.6884 | 195238.6884 | 195238.6884 | 195238.6884 | 195238.6884 | 195238.6884 | 195238.6884 | 195238.6884 | 195238.6884 | 195238.6884 | 195238.6884 | 195238.6884 | 195238.6884 | 195238.6884 | 0 | 0 | 0 | 0 | 0 | 0 | 0 | 0 | 0 | 0 | 0 | 0 | 0 | 0 | 0 | 0 | 0 | 0 | 0 | 0 | 0 | 0 | 0 | 0 | 0 | 0 | 0 | 0 | 0 | 0 | 0 | 0 | 0 | 0 | 0 | 0 | 0 | 0 | 0 | 0 | 0 | 0 | 0 | 0 | 0 | 0 | 0 | 0 | 0 | 0 | 0 | 0 | 0 | 0 | 0 | 0 | 0 | 0 | 0 | 0 | 0 | 2.4286 | 4.901 | 7.38 | 9.832 | 12.2688 | 14.6946 | 17.1213 | 19.5313 | 21.9381 | 24.3387 | 24.3387 | 24.3387 | 24.3387 | 24.3387 | 24.3387 | 24.3387 | 24.3387 | 24.3387 | 24.3387 | 24.3387 | 24.3387 | 24.3387 | 24.3387 | 24.3387 | 7191.5086 | 7321.1262 | 7340.649 | 7260.602 | 7215.7275 | 7183.196 | 7185.9197 | 7136.238 | 7126.8435 | 7108.7113 | 0 | 0 | 0 | 0 | 0 | 0 | 0 | 0 | 0 | 0 | 0 | 0 | 0 | 0 | 72070.5218 | 0 | 0 | 0 | 0 | 0 | 0 | 0 | 0 | 0 | 0 | 0 | 0 | 0 | 0 | 0 | 0 | 0 | 0 | 0 | 0 | 0.01116% | 2.1749 | 4.3891 | 6.6092 | 8.805 | 10.9873 | 13.1597 | 15.333 | 17.4912 | 19.6466 | 21.7965 | 21.7965 | 21.7965 | 21.7965 | 21.7965 | 21.7965 | 21.7965 | 21.7965 | 21.7965 | 21.7965 | 21.7965 | 21.7965 | 21.7965 | 21.7965 | 21.7965
| IND-Lighting-7P_V2 | M_Input | Council 7th Plan | 2020 | Retro | 2022 | 2045 | PSE | Industrial | Food - Frozen | Electric | Per Region | NA | NA | Food - Frozen Metal: New Arc Furnace | Food - Frozen Metal: New Arc Furnace | 0 | 10 | 0 | 0 | I-All-Other-Shift3-All-All-S | 0 | 0 | 0 | 0 | 0 | 0 | 0 | 0 | 0 | 0 | 0 | 0 | Comm Flat | Metal: New Arc Furnace | Metal: New Arc Furnace | IndShift3 | 0.01266% | 100% | 0% | 1 | 1 | 100% | 10% | 85% | 6.8% | 0.2% | 0 | 0 | 0 | 0 | 0 | 0 | 0 | 0 | 0 |  | 0 | 0 | 0 | 01. ($9,999.000) to $0.028 | 1 | 0 | 01. ($9,999.00) to $0.22 | 1 | 0.085 | 0.085 | 0.085 | 0.085 | 0.085 | 0.085 | 0.085 | 0.085 | 0.085 | 0.085 | 0 | 0 | 0 | 0 | 0 | 0 | 0 | 0 | 0 | 0 | 0 | 0 | 0 | 0 | 0 | 0 | 0 | 0 | 0 | 0 | 0 | 0 | 0 | 0 | 0 | 0 | 0 | 0 | 0 | 0 | 0 | 0 | 0 | 0 | 0 | 0 | 0 | 0 | 0 | 0 | 0 | 0 | 0 | 0 | 0 | 0 | 0 | 0 | 0 | 0 | 0 | 0 | 0 | 0 | 0 | 0 | 0 | 0 | 0 | 0 | 0 | 0 | 0 | 0 | 0 | 0 | 0 | 0 | 0 | 0 | 0 | 0 | 0 | 0 | 0 | 0 | 0 | 0 | 0 | 0 | 0 | 0 | 0 | 0 | 0 | 0 | 0 | 0 | 0 | 0 | 0 | 0 | 0 | 0 | 0 | 0 | 0 | 0 | 0 | 0 | 0 | 0 | 0 | 0 | 0 | 0 | 0 | 0 | 0 | 0 | 0 | 0 | 0 | 0 | 0 | 0 | 0 | 0 | 0 | 0 | 0 | 0 | 0 | 0 | 0 | 0 | 0 | 0 | 0 | 0 | 0 | 0 | 0 | 0 | 0 | 0 | 0 | 0 | 0 | 0 | 0 | 0 | 0 | 0 | 0 | 0 | 0 | 0 | 0 | 0 | 0 | 0 | 0 | 0 | 0 | 0 | 0 | 0 | 0 | 0 | 0 | 0 | 0 | 0 | 0 | 0 | 0 | 0 | 0 | 0 | 0 | 0 | 0 | 0 | 0 | 0 | 0 | 0 | 0 | 0 | 0 | 0 | 0 | 0 | 0 | 0 | 0 | 0 | 0 | 0 | 0 | 0 | 0 | 0.01296% | 0 | 0 | 0 | 0 | 0 | 0 | 0 | 0 | 0 | 0 | 0 | 0 | 0 | 0 | 0 | 0 | 0 | 0 | 0 | 0 | 0 | 0 | 0 | 0
| IND-Lighting-7P_V2 | M_Input | Council 7th Plan | 2020 | Retro | 2022 | 2045 | PSE | Industrial | Food - Frozen | Electric | Per Region | NA | NA | Food - Frozen Mech Pulp: Refiner Replacement | Food - Frozen Mech Pulp: Refiner Replacement | 0 | 12 | 0 | 0 | I-All-Other-Shift3-All-All-S | 0 | 0 | 0 | 0 | 0 | 0 | 0 | 0 | 0 | 0 | 0 | 0 | Comm Flat | Mech Pulp: Refiner Replacement | Mech Pulp: Refiner Replacement | IndShift3 | 0.01266% | 100% | 0% | 1 | 1 | 100% | 8.333% | 85% | 6.8% | 0.2% | 0 | 0 | 0 | 0 | 0 | 0 | 0 | 0 | 0 |  | 0 | 0 | 0 | 01. ($9,999.000) to $0.028 | 1 | 0 | 01. ($9,999.00) to $0.22 | 0 | 0.085 | 0.085 | 0.085 | 0.085 | 0.085 | 0.085 | 0.085 | 0.085 | 0.085 | 0.085 | 0 | 0 | 0 | 0 | 0 | 0 | 0 | 0 | 0 | 0 | 0 | 0 | 0 | 0 | 0 | 0 | 0 | 0 | 0 | 0 | 0 | 0 | 0 | 0 | 0 | 0 | 0 | 0 | 0 | 0 | 0 | 0 | 0 | 0 | 0 | 0 | 0 | 0 | 0 | 0 | 0 | 0 | 0 | 0 | 0 | 0 | 0 | 0 | 0 | 0 | 0 | 0 | 0 | 0 | 0 | 0 | 0 | 0 | 0 | 0 | 0 | 0 | 0 | 0 | 0 | 0 | 0 | 0 | 0 | 0 | 0 | 0 | 0 | 0 | 0 | 0 | 0 | 0 | 0 | 0 | 0 | 0 | 0 | 0 | 0 | 0 | 0 | 0 | 0 | 0 | 0 | 0 | 0 | 0 | 0 | 0 | 0 | 0 | 0 | 0 | 0 | 0 | 0 | 0 | 0 | 0 | 0 | 0 | 0 | 0 | 0 | 0 | 0 | 0 | 0 | 0 | 0 | 0 | 0 | 0 | 0 | 0 | 0 | 0 | 0 | 0 | 0 | 0 | 0 | 0 | 0 | 0 | 0 | 0 | 0 | 0 | 0 | 0 | 0 | 0 | 0 | 0 | 0 | 0 | 0 | 0 | 0 | 0 | 0 | 0 | 0 | 0 | 0 | 0 | 0 | 0 | 0 | 0 | 0 | 0 | 0 | 0 | 0 | 0 | 0 | 0 | 0 | 0 | 0 | 0 | 0 | 0 | 0 | 0 | 0 | 0 | 0 | 0 | 0 | 0 | 0 | 0 | 0 | 0 | 0 | 0 | 0 | 0 | 0 | 0 | 0 | 0 | 0 | 0.01296% | 0 | 0 | 0 | 0 | 0 | 0 | 0 | 0 | 0 | 0 | 0 | 0 | 0 | 0 | 0 | 0 | 0 | 0 | 0 | 0 | 0 | 0 | 0 | 0
| IND-Lighting-7P_V2 | M_Input | Council 7th Plan | 2020 | Retro | 2022 | 2045 | PSE | Industrial | Food - Frozen | Electric | Per Region | NA | NA | Food - Frozen Mech Pulp: Premium Process | Food - Frozen Mech Pulp: Premium Process | 0 | 5 | 0 | 0 | I-All-Other-Shift3-All-All-S | 0 | 0 | 0 | 0 | 0 | 0 | 0 | 0 | 0 | 0 | 0 | 0 | Comm Flat | Mech Pulp: Premium Process | Mech Pulp: Premium Process | IndShift3 | 0.01266% | 100% | 0% | 1 | 1 | 100% | 20% | 85% | 6.8% | 0.2% | 0 | 0 | 0 | 0 | 0 | 0 | 0 | 0 | 0 |  | 0 | 0 | 0 | 01. ($9,999.000) to $0.028 | 1 | 0 | 01. ($9,999.00) to $0.22 | 1 | 0.085 | 0.085 | 0.085 | 0.085 | 0.085 | 0.085 | 0.085 | 0.085 | 0.085 | 0.085 | 0 | 0 | 0 | 0 | 0 | 0 | 0 | 0 | 0 | 0 | 0 | 0 | 0 | 0 | 0 | 0 | 0 | 0 | 0 | 0 | 0 | 0 | 0 | 0 | 0 | 0 | 0 | 0 | 0 | 0 | 0 | 0 | 0 | 0 | 0 | 0 | 0 | 0 | 0 | 0 | 0 | 0 | 0 | 0 | 0 | 0 | 0 | 0 | 0 | 0 | 0 | 0 | 0 | 0 | 0 | 0 | 0 | 0 | 0 | 0 | 0 | 0 | 0 | 0 | 0 | 0 | 0 | 0 | 0 | 0 | 0 | 0 | 0 | 0 | 0 | 0 | 0 | 0 | 0 | 0 | 0 | 0 | 0 | 0 | 0 | 0 | 0 | 0 | 0 | 0 | 0 | 0 | 0 | 0 | 0 | 0 | 0 | 0 | 0 | 0 | 0 | 0 | 0 | 0 | 0 | 0 | 0 | 0 | 0 | 0 | 0 | 0 | 0 | 0 | 0 | 0 | 0 | 0 | 0 | 0 | 0 | 0 | 0 | 0 | 0 | 0 | 0 | 0 | 0 | 0 | 0 | 0 | 0 | 0 | 0 | 0 | 0 | 0 | 0 | 0 | 0 | 0 | 0 | 0 | 0 | 0 | 0 | 0 | 0 | 0 | 0 | 0 | 0 | 0 | 0 | 0 | 0 | 0 | 0 | 0 | 0 | 0 | 0 | 0 | 0 | 0 | 0 | 0 | 0 | 0 | 0 | 0 | 0 | 0 | 0 | 0 | 0 | 0 | 0 | 0 | 0 | 0 | 0 | 0 | 0 | 0 | 0 | 0 | 0 | 0 | 0 | 0 | 0 | 0.01296% | 0 | 0 | 0 | 0 | 0 | 0 | 0 | 0 | 0 | 0 | 0 | 0 | 0 | 0 | 0 | 0 | 0 | 0 | 0 | 0 | 0 | 0 | 0 | 0
| IND-Lighting-7P_V2 | M_Input | Council 7th Plan | 2020 | Retro | 2022 | 2045 | PSE | Industrial | Food - Frozen | Electric | Per Region | NA | NA | Food - Frozen Mech Pulp: Refiner Plate Improvement | Food - Frozen Mech Pulp: Refiner Plate Improvement | 0 | 1 | 0 | 0 | I-All-Other-Shift3-All-All-S | 0 | 0 | 0 | 0 | 0 | 0 | 0 | 0 | 0 | 0 | 0 | 0 | Comm Flat | Mech Pulp: Refiner Plate Improvement | Mech Pulp: Refiner Plate Improvement | IndShift3 | 0.01266% | 100% | 0% | 1 | 1 | 100% | 100% | 85% | 6.8% | 0.2% | 0 | 0 | 0 | 0 | 0 | 0 | 0 | 0 | 0 |  | 0 | 0 | 0 | 01. ($9,999.000) to $0.028 | 1 | 0 | 01. ($9,999.00) to $0.22 | 1 | 0.085 | 0.085 | 0.085 | 0.085 | 0.085 | 0.085 | 0.085 | 0.085 | 0.085 | 0.085 | 0 | 0 | 0 | 0 | 0 | 0 | 0 | 0 | 0 | 0 | 0 | 0 | 0 | 0 | 0 | 0 | 0 | 0 | 0 | 0 | 0 | 0 | 0 | 0 | 0 | 0 | 0 | 0 | 0 | 0 | 0 | 0 | 0 | 0 | 0 | 0 | 0 | 0 | 0 | 0 | 0 | 0 | 0 | 0 | 0 | 0 | 0 | 0 | 0 | 0 | 0 | 0 | 0 | 0 | 0 | 0 | 0 | 0 | 0 | 0 | 0 | 0 | 0 | 0 | 0 | 0 | 0 | 0 | 0 | 0 | 0 | 0 | 0 | 0 | 0 | 0 | 0 | 0 | 0 | 0 | 0 | 0 | 0 | 0 | 0 | 0 | 0 | 0 | 0 | 0 | 0 | 0 | 0 | 0 | 0 | 0 | 0 | 0 | 0 | 0 | 0 | 0 | 0 | 0 | 0 | 0 | 0 | 0 | 0 | 0 | 0 | 0 | 0 | 0 | 0 | 0 | 0 | 0 | 0 | 0 | 0 | 0 | 0 | 0 | 0 | 0 | 0 | 0 | 0 | 0 | 0 | 0 | 0 | 0 | 0 | 0 | 0 | 0 | 0 | 0 | 0 | 0 | 0 | 0 | 0 | 0 | 0 | 0 | 0 | 0 | 0 | 0 | 0 | 0 | 0 | 0 | 0 | 0 | 0 | 0 | 0 | 0 | 0 | 0 | 0 | 0 | 0 | 0 | 0 | 0 | 0 | 0 | 0 | 0 | 0 | 0 | 0 | 0 | 0 | 0 | 0 | 0 | 0 | 0 | 0 | 0 | 0 | 0 | 0 | 0 | 0 | 0 | 0 | 0.01296% | 0 | 0 | 0 | 0 | 0 | 0 | 0 | 0 | 0 | 0 | 0 | 0 | 0 | 0 | 0 | 0 | 0 | 0 | 0 | 0 | 0 | 0 | 0 | 0
| IND-Lighting-7P_V2 | M_Input | Council 7th Plan | 2020 | Retro | 2022 | 2045 | PSE | Industrial | Food - Frozen | Electric | Per Region | NA | NA | Food - Frozen Kraft: Effluent Treatment System | Food - Frozen Kraft: Effluent Treatment System | 0 | 10 | 0 | 0 | I-All-Other-Shift3-All-All-S | 0 | 0 | 0 | 0 | 0 | 0 | 0 | 0 | 0 | 0 | 0 | 0 | Comm Flat | Kraft: Effluent Treatment System | Kraft: Effluent Treatment System | IndShift3 | 0.01266% | 100% | 0% | 1 | 1 | 100% | 10% | 85% | 6.8% | 0.2% | 0 | 0 | 0 | 0 | 0 | 0 | 0 | 0 | 0 |  | 0 | 0 | 0 | 01. ($9,999.000) to $0.028 | 1 | 0 | 01. ($9,999.00) to $0.22 | 0 | 0.085 | 0.085 | 0.085 | 0.085 | 0.085 | 0.085 | 0.085 | 0.085 | 0.085 | 0.085 | 0 | 0 | 0 | 0 | 0 | 0 | 0 | 0 | 0 | 0 | 0 | 0 | 0 | 0 | 0 | 0 | 0 | 0 | 0 | 0 | 0 | 0 | 0 | 0 | 0 | 0 | 0 | 0 | 0 | 0 | 0 | 0 | 0 | 0 | 0 | 0 | 0 | 0 | 0 | 0 | 0 | 0 | 0 | 0 | 0 | 0 | 0 | 0 | 0 | 0 | 0 | 0 | 0 | 0 | 0 | 0 | 0 | 0 | 0 | 0 | 0 | 0 | 0 | 0 | 0 | 0 | 0 | 0 | 0 | 0 | 0 | 0 | 0 | 0 | 0 | 0 | 0 | 0 | 0 | 0 | 0 | 0 | 0 | 0 | 0 | 0 | 0 | 0 | 0 | 0 | 0 | 0 | 0 | 0 | 0 | 0 | 0 | 0 | 0 | 0 | 0 | 0 | 0 | 0 | 0 | 0 | 0 | 0 | 0 | 0 | 0 | 0 | 0 | 0 | 0 | 0 | 0 | 0 | 0 | 0 | 0 | 0 | 0 | 0 | 0 | 0 | 0 | 0 | 0 | 0 | 0 | 0 | 0 | 0 | 0 | 0 | 0 | 0 | 0 | 0 | 0 | 0 | 0 | 0 | 0 | 0 | 0 | 0 | 0 | 0 | 0 | 0 | 0 | 0 | 0 | 0 | 0 | 0 | 0 | 0 | 0 | 0 | 0 | 0 | 0 | 0 | 0 | 0 | 0 | 0 | 0 | 0 | 0 | 0 | 0 | 0 | 0 | 0 | 0 | 0 | 0 | 0 | 0 | 0 | 0 | 0 | 0 | 0 | 0 | 0 | 0 | 0 | 0 | 0.01296% | 0 | 0 | 0 | 0 | 0 | 0 | 0 | 0 | 0 | 0 | 0 | 0 | 0 | 0 | 0 | 0 | 0 | 0 | 0 | 0 | 0 | 0 | 0 | 0
| IND-Lighting-7P_V2 | M_Input | Council 7th Plan | 2020 | Retro | 2022 | 2045 | PSE | Industrial | Food - Frozen | Electric | Per Region | NA | NA | Food - Frozen Kraft: Efficient Agitator | Food - Frozen Kraft: Efficient Agitator | 0 | 10 | 0 | 0 | I-All-Other-Shift3-All-All-S | 0 | 0 | 0 | 0 | 0 | 0 | 0 | 0 | 0 | 0 | 0 | 0 | Comm Flat | Kraft: Efficient Agitator | Kraft: Efficient Agitator | IndShift3 | 0.01266% | 100% | 0% | 1 | 1 | 100% | 10% | 85% | 6.8% | 0.2% | 0 | 0 | 0 | 0 | 0 | 0 | 0 | 0 | 0 |  | 0 | 0 | 0 | 01. ($9,999.000) to $0.028 | 1 | 0 | 01. ($9,999.00) to $0.22 | 1 | 0.085 | 0.085 | 0.085 | 0.085 | 0.085 | 0.085 | 0.085 | 0.085 | 0.085 | 0.085 | 0 | 0 | 0 | 0 | 0 | 0 | 0 | 0 | 0 | 0 | 0 | 0 | 0 | 0 | 0 | 0 | 0 | 0 | 0 | 0 | 0 | 0 | 0 | 0 | 0 | 0 | 0 | 0 | 0 | 0 | 0 | 0 | 0 | 0 | 0 | 0 | 0 | 0 | 0 | 0 | 0 | 0 | 0 | 0 | 0 | 0 | 0 | 0 | 0 | 0 | 0 | 0 | 0 | 0 | 0 | 0 | 0 | 0 | 0 | 0 | 0 | 0 | 0 | 0 | 0 | 0 | 0 | 0 | 0 | 0 | 0 | 0 | 0 | 0 | 0 | 0 | 0 | 0 | 0 | 0 | 0 | 0 | 0 | 0 | 0 | 0 | 0 | 0 | 0 | 0 | 0 | 0 | 0 | 0 | 0 | 0 | 0 | 0 | 0 | 0 | 0 | 0 | 0 | 0 | 0 | 0 | 0 | 0 | 0 | 0 | 0 | 0 | 0 | 0 | 0 | 0 | 0 | 0 | 0 | 0 | 0 | 0 | 0 | 0 | 0 | 0 | 0 | 0 | 0 | 0 | 0 | 0 | 0 | 0 | 0 | 0 | 0 | 0 | 0 | 0 | 0 | 0 | 0 | 0 | 0 | 0 | 0 | 0 | 0 | 0 | 0 | 0 | 0 | 0 | 0 | 0 | 0 | 0 | 0 | 0 | 0 | 0 | 0 | 0 | 0 | 0 | 0 | 0 | 0 | 0 | 0 | 0 | 0 | 0 | 0 | 0 | 0 | 0 | 0 | 0 | 0 | 0 | 0 | 0 | 0 | 0 | 0 | 0 | 0 | 0 | 0 | 0 | 0 | 0.01296% | 0 | 0 | 0 | 0 | 0 | 0 | 0 | 0 | 0 | 0 | 0 | 0 | 0 | 0 | 0 | 0 | 0 | 0 | 0 | 0 | 0 | 0 | 0 | 0
| IND-Lighting-7P_V2 | M_Input | Council 7th Plan | 2020 | Retro | 2022 | 2045 | PSE | Industrial | Food - Frozen | Electric | Per Region | NA | NA | Food - Frozen Paper: Efficient Pulp Screen | Food - Frozen Paper: Efficient Pulp Screen | 0 | 10 | 0 | 0 | I-All-Other-Shift3-All-All-S | 0 | 0 | 0 | 0 | 0 | 0 | 0 | 0 | 0 | 0 | 0 | 0 | Comm Flat | Paper: Efficient Pulp Screen | Paper: Efficient Pulp Screen | IndShift3 | 0.01266% | 100% | 0% | 1 | 1 | 100% | 10% | 85% | 6.8% | 0.2% | 0 | 0 | 0 | 0 | 0 | 0 | 0 | 0 | 0 |  | 0 | 0 | 0 | 01. ($9,999.000) to $0.028 | 1 | 0 | 01. ($9,999.00) to $0.22 | 0 | 0.085 | 0.085 | 0.085 | 0.085 | 0.085 | 0.085 | 0.085 | 0.085 | 0.085 | 0.085 | 0 | 0 | 0 | 0 | 0 | 0 | 0 | 0 | 0 | 0 | 0 | 0 | 0 | 0 | 0 | 0 | 0 | 0 | 0 | 0 | 0 | 0 | 0 | 0 | 0 | 0 | 0 | 0 | 0 | 0 | 0 | 0 | 0 | 0 | 0 | 0 | 0 | 0 | 0 | 0 | 0 | 0 | 0 | 0 | 0 | 0 | 0 | 0 | 0 | 0 | 0 | 0 | 0 | 0 | 0 | 0 | 0 | 0 | 0 | 0 | 0 | 0 | 0 | 0 | 0 | 0 | 0 | 0 | 0 | 0 | 0 | 0 | 0 | 0 | 0 | 0 | 0 | 0 | 0 | 0 | 0 | 0 | 0 | 0 | 0 | 0 | 0 | 0 | 0 | 0 | 0 | 0 | 0 | 0 | 0 | 0 | 0 | 0 | 0 | 0 | 0 | 0 | 0 | 0 | 0 | 0 | 0 | 0 | 0 | 0 | 0 | 0 | 0 | 0 | 0 | 0 | 0 | 0 | 0 | 0 | 0 | 0 | 0 | 0 | 0 | 0 | 0 | 0 | 0 | 0 | 0 | 0 | 0 | 0 | 0 | 0 | 0 | 0 | 0 | 0 | 0 | 0 | 0 | 0 | 0 | 0 | 0 | 0 | 0 | 0 | 0 | 0 | 0 | 0 | 0 | 0 | 0 | 0 | 0 | 0 | 0 | 0 | 0 | 0 | 0 | 0 | 0 | 0 | 0 | 0 | 0 | 0 | 0 | 0 | 0 | 0 | 0 | 0 | 0 | 0 | 0 | 0 | 0 | 0 | 0 | 0 | 0 | 0 | 0 | 0 | 0 | 0 | 0 | 0.01296% | 0 | 0 | 0 | 0 | 0 | 0 | 0 | 0 | 0 | 0 | 0 | 0 | 0 | 0 | 0 | 0 | 0 | 0 | 0 | 0 | 0 | 0 | 0 | 0
| IND-Lighting-7P_V2 | M_Input | Council 7th Plan | 2020 | Retro | 2022 | 2045 | PSE | Industrial | Food - Frozen | Electric | Per Region | NA | NA | Food - Frozen Paper: Premium Fan | Food - Frozen Paper: Premium Fan | 0 | 10 | 0 | 0 | I-All-Other-Shift3-All-All-S | 0 | 0 | 0 | 0 | 0 | 0 | 0 | 0 | 0 | 0 | 0 | 0 | Comm Flat | Paper: Premium Fan | Paper: Premium Fan | IndShift3 | 0.01266% | 100% | 0% | 1 | 1 | 100% | 10% | 85% | 6.8% | 0.2% | 0 | 0 | 0 | 0 | 0 | 0 | 0 | 0 | 0 |  | 0 | 0 | 0 | 01. ($9,999.000) to $0.028 | 1 | 0 | 01. ($9,999.00) to $0.22 | 1 | 0.085 | 0.085 | 0.085 | 0.085 | 0.085 | 0.085 | 0.085 | 0.085 | 0.085 | 0.085 | 0 | 0 | 0 | 0 | 0 | 0 | 0 | 0 | 0 | 0 | 0 | 0 | 0 | 0 | 0 | 0 | 0 | 0 | 0 | 0 | 0 | 0 | 0 | 0 | 0 | 0 | 0 | 0 | 0 | 0 | 0 | 0 | 0 | 0 | 0 | 0 | 0 | 0 | 0 | 0 | 0 | 0 | 0 | 0 | 0 | 0 | 0 | 0 | 0 | 0 | 0 | 0 | 0 | 0 | 0 | 0 | 0 | 0 | 0 | 0 | 0 | 0 | 0 | 0 | 0 | 0 | 0 | 0 | 0 | 0 | 0 | 0 | 0 | 0 | 0 | 0 | 0 | 0 | 0 | 0 | 0 | 0 | 0 | 0 | 0 | 0 | 0 | 0 | 0 | 0 | 0 | 0 | 0 | 0 | 0 | 0 | 0 | 0 | 0 | 0 | 0 | 0 | 0 | 0 | 0 | 0 | 0 | 0 | 0 | 0 | 0 | 0 | 0 | 0 | 0 | 0 | 0 | 0 | 0 | 0 | 0 | 0 | 0 | 0 | 0 | 0 | 0 | 0 | 0 | 0 | 0 | 0 | 0 | 0 | 0 | 0 | 0 | 0 | 0 | 0 | 0 | 0 | 0 | 0 | 0 | 0 | 0 | 0 | 0 | 0 | 0 | 0 | 0 | 0 | 0 | 0 | 0 | 0 | 0 | 0 | 0 | 0 | 0 | 0 | 0 | 0 | 0 | 0 | 0 | 0 | 0 | 0 | 0 | 0 | 0 | 0 | 0 | 0 | 0 | 0 | 0 | 0 | 0 | 0 | 0 | 0 | 0 | 0 | 0 | 0 | 0 | 0 | 0 | 0.01296% | 0 | 0 | 0 | 0 | 0 | 0 | 0 | 0 | 0 | 0 | 0 | 0 | 0 | 0 | 0 | 0 | 0 | 0 | 0 | 0 | 0 | 0 | 0 | 0
| IND-Lighting-7P_V2 | M_Input | Council 7th Plan | 2020 | Retro | 2022 | 2045 | PSE | Industrial | Food - Frozen | Electric | Per Region | NA | NA | Food - Frozen Paper: Material Handling | Food - Frozen Paper: Material Handling | 0 | 10 | 0 | 0 | I-All-Other-Shift3-All-All-S | 0 | 0 | 0 | 0 | 0 | 0 | 0 | 0 | 0 | 0 | 0 | 0 | Comm Flat | Paper: Material Handling | Paper: Material Handling | SIC24 | 0.01335% | 100% | 0% | 1 | 1 | 100% | 10% | 85% | 6.8% | 0.2% | 0 | 0 | 0 | 0 | 0 | 0 | 0 | 0 | 0 |  | 0 | 0 | 0 | 01. ($9,999.000) to $0.028 | 1 | 0 | 01. ($9,999.00) to $0.22 | 0 | 0.085 | 0.085 | 0.085 | 0.085 | 0.085 | 0.085 | 0.085 | 0.085 | 0.085 | 0.085 | 0 | 0 | 0 | 0 | 0 | 0 | 0 | 0 | 0 | 0 | 0 | 0 | 0 | 0 | 0 | 0 | 0 | 0 | 0 | 0 | 0 | 0 | 0 | 0 | 0 | 0 | 0 | 0 | 0 | 0 | 0 | 0 | 0 | 0 | 0 | 0 | 0 | 0 | 0 | 0 | 0 | 0 | 0 | 0 | 0 | 0 | 0 | 0 | 0 | 0 | 0 | 0 | 0 | 0 | 0 | 0 | 0 | 0 | 0 | 0 | 0 | 0 | 0 | 0 | 0 | 0 | 0 | 0 | 0 | 0 | 0 | 0 | 0 | 0 | 0 | 0 | 0 | 0 | 0 | 0 | 0 | 0 | 0 | 0 | 0 | 0 | 0 | 0 | 0 | 0 | 0 | 0 | 0 | 0 | 0 | 0 | 0 | 0 | 0 | 0 | 0 | 0 | 0 | 0 | 0 | 0 | 0 | 0 | 0 | 0 | 0 | 0 | 0 | 0 | 0 | 0 | 0 | 0 | 0 | 0 | 0 | 0 | 0 | 0 | 0 | 0 | 0 | 0 | 0 | 0 | 0 | 0 | 0 | 0 | 0 | 0 | 0 | 0 | 0 | 0 | 0 | 0 | 0 | 0 | 0 | 0 | 0 | 0 | 0 | 0 | 0 | 0 | 0 | 0 | 0 | 0 | 0 | 0 | 0 | 0 | 0 | 0 | 0 | 0 | 0 | 0 | 0 | 0 | 0 | 0 | 0 | 0 | 0 | 0 | 0 | 0 | 0 | 0 | 0 | 0 | 0 | 0 | 0 | 0 | 0 | 0 | 0 | 0 | 0 | 0 | 0 | 0 | 0 | 0.01209% | 0 | 0 | 0 | 0 | 0 | 0 | 0 | 0 | 0 | 0 | 0 | 0 | 0 | 0 | 0 | 0 | 0 | 0 | 0 | 0 | 0 | 0 | 0 | 0
| IND-Lighting-7P_V2 | M_Input | Council 7th Plan | 2020 | Retro | 2022 | 2045 | PSE | Industrial | Food - Frozen | Electric | Per Region | NA | NA | Food - Frozen Paper: Large Material Handling | Food - Frozen Paper: Large Material Handling | 0 | 10 | 0 | 0 | I-All-Other-Shift3-All-All-S | 0 | 0 | 0 | 0 | 0 | 0 | 0 | 0 | 0 | 0 | 0 | 0 | Comm Flat | Paper: Large Material Handling | Paper: Large Material Handling | SIC24 | 0.01335% | 100% | 0% | 1 | 1 | 100% | 10% | 85% | 6.8% | 0.2% | 0 | 0 | 0 | 0 | 0 | 0 | 0 | 0 | 0 |  | 0 | 0 | 0 | 01. ($9,999.000) to $0.028 | 1 | 0 | 01. ($9,999.00) to $0.22 | 1 | 0.085 | 0.085 | 0.085 | 0.085 | 0.085 | 0.085 | 0.085 | 0.085 | 0.085 | 0.085 | 0 | 0 | 0 | 0 | 0 | 0 | 0 | 0 | 0 | 0 | 0 | 0 | 0 | 0 | 0 | 0 | 0 | 0 | 0 | 0 | 0 | 0 | 0 | 0 | 0 | 0 | 0 | 0 | 0 | 0 | 0 | 0 | 0 | 0 | 0 | 0 | 0 | 0 | 0 | 0 | 0 | 0 | 0 | 0 | 0 | 0 | 0 | 0 | 0 | 0 | 0 | 0 | 0 | 0 | 0 | 0 | 0 | 0 | 0 | 0 | 0 | 0 | 0 | 0 | 0 | 0 | 0 | 0 | 0 | 0 | 0 | 0 | 0 | 0 | 0 | 0 | 0 | 0 | 0 | 0 | 0 | 0 | 0 | 0 | 0 | 0 | 0 | 0 | 0 | 0 | 0 | 0 | 0 | 0 | 0 | 0 | 0 | 0 | 0 | 0 | 0 | 0 | 0 | 0 | 0 | 0 | 0 | 0 | 0 | 0 | 0 | 0 | 0 | 0 | 0 | 0 | 0 | 0 | 0 | 0 | 0 | 0 | 0 | 0 | 0 | 0 | 0 | 0 | 0 | 0 | 0 | 0 | 0 | 0 | 0 | 0 | 0 | 0 | 0 | 0 | 0 | 0 | 0 | 0 | 0 | 0 | 0 | 0 | 0 | 0 | 0 | 0 | 0 | 0 | 0 | 0 | 0 | 0 | 0 | 0 | 0 | 0 | 0 | 0 | 0 | 0 | 0 | 0 | 0 | 0 | 0 | 0 | 0 | 0 | 0 | 0 | 0 | 0 | 0 | 0 | 0 | 0 | 0 | 0 | 0 | 0 | 0 | 0 | 0 | 0 | 0 | 0 | 0 | 0.01209% | 0 | 0 | 0 | 0 | 0 | 0 | 0 | 0 | 0 | 0 | 0 | 0 | 0 | 0 | 0 | 0 | 0 | 0 | 0 | 0 | 0 | 0 | 0 | 0
| IND-Lighting-7P_V2 | M_Input | Council 7th Plan | 2020 | Retro | 2022 | 2045 | PSE | Industrial | Food - Frozen | Electric | Per Region | NA | NA | Food - Frozen Paper: Premium Control Large Material | Food - Frozen Paper: Premium Control Large Material | 0 | 10 | 0 | 0 | I-All-Other-Shift3-All-All-S | 0 | 0 | 0 | 0 | 0 | 0 | 0 | 0 | 0 | 0 | 0 | 0 | Comm Flat | Paper: Premium Control Large Material | Paper: Premium Control Large Material | IndShift3 | 0.01266% | 100% | 0% | 1 | 1 | 100% | 10% | 85% | 6.8% | 0.2% | 0 | 0 | 0 | 0 | 0 | 0 | 0 | 0 | 0 |  | 0 | 0 | 0 | 01. ($9,999.000) to $0.028 | 0 | 0 | 01. ($9,999.00) to $0.22 | 1 | 0.085 | 0.085 | 0.085 | 0.085 | 0.085 | 0.085 | 0.085 | 0.085 | 0.085 | 0.085 | 0 | 0 | 0 | 0 | 0 | 0 | 0 | 0 | 0 | 0 | 0 | 0 | 0 | 0 | 0 | 0 | 0 | 0 | 0 | 0 | 0 | 0 | 0 | 0 | 0 | 0 | 0 | 0 | 0 | 0 | 0 | 0 | 0 | 0 | 0 | 0 | 0 | 0 | 0 | 0 | 0 | 0 | 0 | 0 | 0 | 0 | 0 | 0 | 0 | 0 | 0 | 0 | 0 | 0 | 0 | 0 | 0 | 0 | 0 | 0 | 0 | 0 | 0 | 0 | 0 | 0 | 0 | 0 | 0 | 0 | 0 | 0 | 0 | 0 | 0 | 0 | 0 | 0 | 0 | 0 | 0 | 0 | 0 | 0 | 0 | 0 | 0 | 0 | 0 | 0 | 0 | 0 | 0 | 0 | 0 | 0 | 0 | 0 | 0 | 0 | 0 | 0 | 0 | 0 | 0 | 0 | 0 | 0 | 0 | 0 | 0 | 0 | 0 | 0 | 0 | 0 | 0 | 0 | 0 | 0 | 0 | 0 | 0 | 0 | 0 | 0 | 0 | 0 | 0 | 0 | 0 | 0 | 0 | 0 | 0 | 0 | 0 | 0 | 0 | 0 | 0 | 0 | 0 | 0 | 0 | 0 | 0 | 0 | 0 | 0 | 0 | 0 | 0 | 0 | 0 | 0 | 0 | 0 | 0 | 0 | 0 | 0 | 0 | 0 | 0 | 0 | 0 | 0 | 0 | 0 | 0 | 0 | 0 | 0 | 0 | 0 | 0 | 0 | 0 | 0 | 0 | 0 | 0 | 0 | 0 | 0 | 0 | 0 | 0 | 0 | 0 | 0 | 0 | 0.01296% | 0 | 0 | 0 | 0 | 0 | 0 | 0 | 0 | 0 | 0 | 0 | 0 | 0 | 0 | 0 | 0 | 0 | 0 | 0 | 0 | 0 | 0 | 0 | 0
| IND-Lighting-7P_V2 | M_Input | Council 7th Plan | 2020 | Retro | 2022 | 2045 | PSE | Industrial | Food - Frozen | Electric | Per Region | NA | NA | Food - Frozen Material Handling1 | Food - Frozen Material Handling1 | 0 | 10 | 0 | 0 | I-SIC24-Proc-All-All-All-E | 0 | 0 | 0 | 0 | 0 | 0 | 0 | 0 | 0 | 0 | 0 | 0 | Comm Flat | Material Handling1 | Material Handling1 | SIC24 | 0.01335% | 100% | 0% | 1 | 1 | 100% | 10% | 85% | 6.8% | 0.2% | 0 | 0 | 0 | 0 | 0 | 0 | 0 | 0 | 0 |  | 0 | 0 | 0 | 01. ($9,999.000) to $0.028 | 1 | 0 | 01. ($9,999.00) to $0.22 | 1 | 0.085 | 0.085 | 0.085 | 0.085 | 0.085 | 0.085 | 0.085 | 0.085 | 0.085 | 0.085 | 0 | 0 | 0 | 0 | 0 | 0 | 0 | 0 | 0 | 0 | 0 | 0 | 0 | 0 | 0 | 0 | 0 | 0 | 0 | 0 | 0 | 0 | 0 | 0 | 0 | 0 | 0 | 0 | 0 | 0 | 0 | 0 | 0 | 0 | 0 | 0 | 0 | 0 | 0 | 0 | 0 | 0 | 0 | 0 | 0 | 0 | 0 | 0 | 0 | 0 | 0 | 0 | 0 | 0 | 0 | 0 | 0 | 0 | 0 | 0 | 0 | 0 | 0 | 0 | 0 | 0 | 0 | 0 | 0 | 0 | 0 | 0 | 0 | 0 | 0 | 0 | 0 | 0 | 0 | 0 | 0 | 0 | 0 | 0 | 0 | 0 | 0 | 0 | 0 | 0 | 0 | 0 | 0 | 0 | 0 | 0 | 0 | 0 | 0 | 0 | 0 | 0 | 0 | 0 | 0 | 0 | 0 | 0 | 0 | 0 | 0 | 0 | 0 | 0 | 0 | 0 | 0 | 0 | 0 | 0 | 0 | 0 | 0 | 0 | 0 | 0 | 0 | 0 | 0 | 0 | 0 | 0 | 0 | 0 | 0 | 0 | 0 | 0 | 0 | 0 | 0 | 0 | 0 | 0 | 0 | 0 | 0 | 0 | 0 | 0 | 0 | 0 | 0 | 0 | 0 | 0 | 0 | 0 | 0 | 0 | 0 | 0 | 0 | 0 | 0 | 0 | 0 | 0 | 0 | 0 | 0 | 0 | 0 | 0 | 0 | 0 | 0 | 0 | 0 | 0 | 0 | 0 | 0 | 0 | 0 | 0 | 0 | 0 | 0 | 0 | 0 | 0 | 0 | 0.01209% | 0 | 0 | 0 | 0 | 0 | 0 | 0 | 0 | 0 | 0 | 0 | 0 | 0 | 0 | 0 | 0 | 0 | 0 | 0 | 0 | 0 | 0 | 0 | 0
| IND-Lighting-7P_V2 | M_Input | Council 7th Plan | 2020 | Retro | 2022 | 2045 | PSE | Industrial | Food - Frozen | Electric | Per Region | NA | NA | Food - Frozen Material Handling2 | Food - Frozen Material Handling2 | 0 | 10 | 0 | 0 | I-SIC24-Proc-All-All-All-E | 0 | 0 | 0 | 0 | 0 | 0 | 0 | 0 | 0 | 0 | 0 | 0 | Comm Flat | Material Handling2 | Material Handling2 | SIC24 | 0.01335% | 100% | 0% | 1 | 1 | 100% | 10% | 85% | 6.8% | 0.2% | 0 | 0 | 0 | 0 | 0 | 0 | 0 | 0 | 0 |  | 0 | 0 | 0 | 01. ($9,999.000) to $0.028 | 1 | 0 | 01. ($9,999.00) to $0.22 | 1 | 0.085 | 0.085 | 0.085 | 0.085 | 0.085 | 0.085 | 0.085 | 0.085 | 0.085 | 0.085 | 0 | 0 | 0 | 0 | 0 | 0 | 0 | 0 | 0 | 0 | 0 | 0 | 0 | 0 | 0 | 0 | 0 | 0 | 0 | 0 | 0 | 0 | 0 | 0 | 0 | 0 | 0 | 0 | 0 | 0 | 0 | 0 | 0 | 0 | 0 | 0 | 0 | 0 | 0 | 0 | 0 | 0 | 0 | 0 | 0 | 0 | 0 | 0 | 0 | 0 | 0 | 0 | 0 | 0 | 0 | 0 | 0 | 0 | 0 | 0 | 0 | 0 | 0 | 0 | 0 | 0 | 0 | 0 | 0 | 0 | 0 | 0 | 0 | 0 | 0 | 0 | 0 | 0 | 0 | 0 | 0 | 0 | 0 | 0 | 0 | 0 | 0 | 0 | 0 | 0 | 0 | 0 | 0 | 0 | 0 | 0 | 0 | 0 | 0 | 0 | 0 | 0 | 0 | 0 | 0 | 0 | 0 | 0 | 0 | 0 | 0 | 0 | 0 | 0 | 0 | 0 | 0 | 0 | 0 | 0 | 0 | 0 | 0 | 0 | 0 | 0 | 0 | 0 | 0 | 0 | 0 | 0 | 0 | 0 | 0 | 0 | 0 | 0 | 0 | 0 | 0 | 0 | 0 | 0 | 0 | 0 | 0 | 0 | 0 | 0 | 0 | 0 | 0 | 0 | 0 | 0 | 0 | 0 | 0 | 0 | 0 | 0 | 0 | 0 | 0 | 0 | 0 | 0 | 0 | 0 | 0 | 0 | 0 | 0 | 0 | 0 | 0 | 0 | 0 | 0 | 0 | 0 | 0 | 0 | 0 | 0 | 0 | 0 | 0 | 0 | 0 | 0 | 0 | 0.01209% | 0 | 0 | 0 | 0 | 0 | 0 | 0 | 0 | 0 | 0 | 0 | 0 | 0 | 0 | 0 | 0 | 0 | 0 | 0 | 0 | 0 | 0 | 0 | 0
| IND-Lighting-7P_V2 | M_Input | Council 7th Plan | 2020 | Retro | 2022 | 2045 | PSE | Industrial | Food - Frozen | Electric | Per Region | NA | NA | Food - Frozen Material Handling VFD1 | Food - Frozen Material Handling VFD1 | 0 | 10 | 0 | 0 | I-SIC24-Proc-All-All-All-E | 0 | 0 | 0 | 0 | 0 | 0 | 0 | 0 | 0 | 0 | 0 | 0 | Comm Flat | Material Handling VFD1 | Material Handling VFD1 | SIC24 | 0.01335% | 100% | 0% | 1 | 1 | 100% | 10% | 85% | 6.8% | 0.2% | 0 | 0 | 0 | 0 | 0 | 0 | 0 | 0 | 0 |  | 0 | 0 | 0 | 01. ($9,999.000) to $0.028 | 0 | 0 | 01. ($9,999.00) to $0.22 | 1 | 0.085 | 0.085 | 0.085 | 0.085 | 0.085 | 0.085 | 0.085 | 0.085 | 0.085 | 0.085 | 0 | 0 | 0 | 0 | 0 | 0 | 0 | 0 | 0 | 0 | 0 | 0 | 0 | 0 | 0 | 0 | 0 | 0 | 0 | 0 | 0 | 0 | 0 | 0 | 0 | 0 | 0 | 0 | 0 | 0 | 0 | 0 | 0 | 0 | 0 | 0 | 0 | 0 | 0 | 0 | 0 | 0 | 0 | 0 | 0 | 0 | 0 | 0 | 0 | 0 | 0 | 0 | 0 | 0 | 0 | 0 | 0 | 0 | 0 | 0 | 0 | 0 | 0 | 0 | 0 | 0 | 0 | 0 | 0 | 0 | 0 | 0 | 0 | 0 | 0 | 0 | 0 | 0 | 0 | 0 | 0 | 0 | 0 | 0 | 0 | 0 | 0 | 0 | 0 | 0 | 0 | 0 | 0 | 0 | 0 | 0 | 0 | 0 | 0 | 0 | 0 | 0 | 0 | 0 | 0 | 0 | 0 | 0 | 0 | 0 | 0 | 0 | 0 | 0 | 0 | 0 | 0 | 0 | 0 | 0 | 0 | 0 | 0 | 0 | 0 | 0 | 0 | 0 | 0 | 0 | 0 | 0 | 0 | 0 | 0 | 0 | 0 | 0 | 0 | 0 | 0 | 0 | 0 | 0 | 0 | 0 | 0 | 0 | 0 | 0 | 0 | 0 | 0 | 0 | 0 | 0 | 0 | 0 | 0 | 0 | 0 | 0 | 0 | 0 | 0 | 0 | 0 | 0 | 0 | 0 | 0 | 0 | 0 | 0 | 0 | 0 | 0 | 0 | 0 | 0 | 0 | 0 | 0 | 0 | 0 | 0 | 0 | 0 | 0 | 0 | 0 | 0 | 0 | 0.01209% | 0 | 0 | 0 | 0 | 0 | 0 | 0 | 0 | 0 | 0 | 0 | 0 | 0 | 0 | 0 | 0 | 0 | 0 | 0 | 0 | 0 | 0 | 0 | 0
| IND-Lighting-7P_V2 | M_Input | Council 7th Plan | 2020 | Retro | 2022 | 2045 | PSE | Industrial | Food - Frozen | Electric | Per Region | NA | NA | Food - Frozen Material Handling VFD2 | Food - Frozen Material Handling VFD2 | 0 | 10 | 0 | 0 | I-SIC24-Proc-All-All-All-E | 0 | 0 | 0 | 0 | 0 | 0 | 0 | 0 | 0 | 0 | 0 | 0 | Comm Flat | Material Handling VFD2 | Material Handling VFD2 | SIC24 | 0.01335% | 100% | 0% | 1 | 1 | 100% | 10% | 85% | 6.8% | 0.2% | 0 | 0 | 0 | 0 | 0 | 0 | 0 | 0 | 0 |  | 0 | 0 | 0 | 01. ($9,999.000) to $0.028 | 1 | 0 | 01. ($9,999.00) to $0.22 | 0 | 0.085 | 0.085 | 0.085 | 0.085 | 0.085 | 0.085 | 0.085 | 0.085 | 0.085 | 0.085 | 0 | 0 | 0 | 0 | 0 | 0 | 0 | 0 | 0 | 0 | 0 | 0 | 0 | 0 | 0 | 0 | 0 | 0 | 0 | 0 | 0 | 0 | 0 | 0 | 0 | 0 | 0 | 0 | 0 | 0 | 0 | 0 | 0 | 0 | 0 | 0 | 0 | 0 | 0 | 0 | 0 | 0 | 0 | 0 | 0 | 0 | 0 | 0 | 0 | 0 | 0 | 0 | 0 | 0 | 0 | 0 | 0 | 0 | 0 | 0 | 0 | 0 | 0 | 0 | 0 | 0 | 0 | 0 | 0 | 0 | 0 | 0 | 0 | 0 | 0 | 0 | 0 | 0 | 0 | 0 | 0 | 0 | 0 | 0 | 0 | 0 | 0 | 0 | 0 | 0 | 0 | 0 | 0 | 0 | 0 | 0 | 0 | 0 | 0 | 0 | 0 | 0 | 0 | 0 | 0 | 0 | 0 | 0 | 0 | 0 | 0 | 0 | 0 | 0 | 0 | 0 | 0 | 0 | 0 | 0 | 0 | 0 | 0 | 0 | 0 | 0 | 0 | 0 | 0 | 0 | 0 | 0 | 0 | 0 | 0 | 0 | 0 | 0 | 0 | 0 | 0 | 0 | 0 | 0 | 0 | 0 | 0 | 0 | 0 | 0 | 0 | 0 | 0 | 0 | 0 | 0 | 0 | 0 | 0 | 0 | 0 | 0 | 0 | 0 | 0 | 0 | 0 | 0 | 0 | 0 | 0 | 0 | 0 | 0 | 0 | 0 | 0 | 0 | 0 | 0 | 0 | 0 | 0 | 0 | 0 | 0 | 0 | 0 | 0 | 0 | 0 | 0 | 0 | 0.01209% | 0 | 0 | 0 | 0 | 0 | 0 | 0 | 0 | 0 | 0 | 0 | 0 | 0 | 0 | 0 | 0 | 0 | 0 | 0 | 0 | 0 | 0 | 0 | 0
| IND-Lighting-7P_V2 | M_Input | Council 7th Plan | 2020 | Retro | 2022 | 2045 | PSE | Industrial | Food - Frozen | Electric | Per Region | NA | NA | Food - Frozen Wood: Replace Pneumatic Conveyor | Food - Frozen Wood: Replace Pneumatic Conveyor | 0 | 10 | 0 | 0 | I-SIC24-Proc-All-All-All-E | 0 | 0 | 0 | 0 | 0 | 0 | 0 | 0 | 0 | 0 | 0 | 0 | Comm Flat | Wood: Replace Pneumatic Conveyor | Wood: Replace Pneumatic Conveyor | SIC24 | 0.01335% | 100% | 0% | 1 | 1 | 100% | 10% | 85% | 6.8% | 0.2% | 0 | 0 | 0 | 0 | 0 | 0 | 0 | 0 | 0 |  | 0 | 0 | 0 | 01. ($9,999.000) to $0.028 | 1 | 0 | 01. ($9,999.00) to $0.22 | 1 | 0.085 | 0.085 | 0.085 | 0.085 | 0.085 | 0.085 | 0.085 | 0.085 | 0.085 | 0.085 | 0 | 0 | 0 | 0 | 0 | 0 | 0 | 0 | 0 | 0 | 0 | 0 | 0 | 0 | 0 | 0 | 0 | 0 | 0 | 0 | 0 | 0 | 0 | 0 | 0 | 0 | 0 | 0 | 0 | 0 | 0 | 0 | 0 | 0 | 0 | 0 | 0 | 0 | 0 | 0 | 0 | 0 | 0 | 0 | 0 | 0 | 0 | 0 | 0 | 0 | 0 | 0 | 0 | 0 | 0 | 0 | 0 | 0 | 0 | 0 | 0 | 0 | 0 | 0 | 0 | 0 | 0 | 0 | 0 | 0 | 0 | 0 | 0 | 0 | 0 | 0 | 0 | 0 | 0 | 0 | 0 | 0 | 0 | 0 | 0 | 0 | 0 | 0 | 0 | 0 | 0 | 0 | 0 | 0 | 0 | 0 | 0 | 0 | 0 | 0 | 0 | 0 | 0 | 0 | 0 | 0 | 0 | 0 | 0 | 0 | 0 | 0 | 0 | 0 | 0 | 0 | 0 | 0 | 0 | 0 | 0 | 0 | 0 | 0 | 0 | 0 | 0 | 0 | 0 | 0 | 0 | 0 | 0 | 0 | 0 | 0 | 0 | 0 | 0 | 0 | 0 | 0 | 0 | 0 | 0 | 0 | 0 | 0 | 0 | 0 | 0 | 0 | 0 | 0 | 0 | 0 | 0 | 0 | 0 | 0 | 0 | 0 | 0 | 0 | 0 | 0 | 0 | 0 | 0 | 0 | 0 | 0 | 0 | 0 | 0 | 0 | 0 | 0 | 0 | 0 | 0 | 0 | 0 | 0 | 0 | 0 | 0 | 0 | 0 | 0 | 0 | 0 | 0 | 0.01209% | 0 | 0 | 0 | 0 | 0 | 0 | 0 | 0 | 0 | 0 | 0 | 0 | 0 | 0 | 0 | 0 | 0 | 0 | 0 | 0 | 0 | 0 | 0 | 0
| IND-Lighting-7P_V2 | M_Input | Council 7th Plan | 2020 | Retro | 2022 | 2045 | PSE | Industrial | Food - Frozen | Electric | Per Region | NA | NA | Food - Frozen Panel: Hydraulic Press | Food - Frozen Panel: Hydraulic Press | 0 | 10 | 0 | 0 | I-SIC24-Proc-All-All-All-E | 0 | 0 | 0 | 0 | 0 | 0 | 0 | 0 | 0 | 0 | 0 | 0 | Comm Flat | Panel: Hydraulic Press | Panel: Hydraulic Press | SIC24 | 0.01335% | 100% | 0% | 1 | 1 | 100% | 10% | 85% | 6.8% | 0.2% | 0 | 0 | 0 | 0 | 0 | 0 | 0 | 0 | 0 |  | 0 | 0 | 0 | 01. ($9,999.000) to $0.028 | 1 | 0 | 01. ($9,999.00) to $0.22 | 1 | 0.085 | 0.085 | 0.085 | 0.085 | 0.085 | 0.085 | 0.085 | 0.085 | 0.085 | 0.085 | 0 | 0 | 0 | 0 | 0 | 0 | 0 | 0 | 0 | 0 | 0 | 0 | 0 | 0 | 0 | 0 | 0 | 0 | 0 | 0 | 0 | 0 | 0 | 0 | 0 | 0 | 0 | 0 | 0 | 0 | 0 | 0 | 0 | 0 | 0 | 0 | 0 | 0 | 0 | 0 | 0 | 0 | 0 | 0 | 0 | 0 | 0 | 0 | 0 | 0 | 0 | 0 | 0 | 0 | 0 | 0 | 0 | 0 | 0 | 0 | 0 | 0 | 0 | 0 | 0 | 0 | 0 | 0 | 0 | 0 | 0 | 0 | 0 | 0 | 0 | 0 | 0 | 0 | 0 | 0 | 0 | 0 | 0 | 0 | 0 | 0 | 0 | 0 | 0 | 0 | 0 | 0 | 0 | 0 | 0 | 0 | 0 | 0 | 0 | 0 | 0 | 0 | 0 | 0 | 0 | 0 | 0 | 0 | 0 | 0 | 0 | 0 | 0 | 0 | 0 | 0 | 0 | 0 | 0 | 0 | 0 | 0 | 0 | 0 | 0 | 0 | 0 | 0 | 0 | 0 | 0 | 0 | 0 | 0 | 0 | 0 | 0 | 0 | 0 | 0 | 0 | 0 | 0 | 0 | 0 | 0 | 0 | 0 | 0 | 0 | 0 | 0 | 0 | 0 | 0 | 0 | 0 | 0 | 0 | 0 | 0 | 0 | 0 | 0 | 0 | 0 | 0 | 0 | 0 | 0 | 0 | 0 | 0 | 0 | 0 | 0 | 0 | 0 | 0 | 0 | 0 | 0 | 0 | 0 | 0 | 0 | 0 | 0 | 0 | 0 | 0 | 0 | 0 | 0.01209% | 0 | 0 | 0 | 0 | 0 | 0 | 0 | 0 | 0 | 0 | 0 | 0 | 0 | 0 | 0 | 0 | 0 | 0 | 0 | 0 | 0 | 0 | 0 | 0
| IND-Lighting-7P_V2 | M_Input | Council 7th Plan | 2020 | Retro | 2022 | 2045 | PSE | Industrial | Food - Frozen | Electric | Per Region | NA | NA | Food - Frozen Cold Storage Retrofit | Food - Frozen Cold Storage Retrofit | 0 | 10 | 0 | 0 | C-War-Ref-All-All-All-C | 0 | 0 | 0 | 0 | 0 | 0 | 0 | 0 | 0 | 0 | 0 | 0 | Comm Flat | Cold Storage Retrofit | Cold Storage Retrofit | RefrigWarehouseGroc | 0.01247% | 100% | 0% | 1 | 1 | 100% | 10% | 85% | 6.8% | 0.2% | 0 | 0 | 0 | 0 | 0 | 0 | 0 | 0 | 0 |  | 0 | 0 | 0 | 01. ($9,999.000) to $0.028 | 1 | 0 | 01. ($9,999.00) to $0.22 | 0 | 0.085 | 0.085 | 0.085 | 0.085 | 0.085 | 0.085 | 0.085 | 0.085 | 0.085 | 0.085 | 0 | 0 | 0 | 0 | 0 | 0 | 0 | 0 | 0 | 0 | 0 | 0 | 0 | 0 | 0 | 0 | 0 | 0 | 0 | 0 | 0 | 0 | 0 | 0 | 0 | 0 | 0 | 0 | 0 | 0 | 0 | 0 | 0 | 0 | 0 | 0 | 0 | 0 | 0 | 0 | 0 | 0 | 0 | 0 | 0 | 0 | 0 | 0 | 0 | 0 | 0 | 0 | 0 | 0 | 0 | 0 | 0 | 0 | 0 | 0 | 0 | 0 | 0 | 0 | 0 | 0 | 0 | 0 | 0 | 0 | 0 | 0 | 0 | 0 | 0 | 0 | 0 | 0 | 0 | 0 | 0 | 0 | 0 | 0 | 0 | 0 | 0 | 0 | 0 | 0 | 0 | 0 | 0 | 0 | 0 | 0 | 0 | 0 | 0 | 0 | 0 | 0 | 0 | 0 | 0 | 0 | 0 | 0 | 0 | 0 | 0 | 0 | 0 | 0 | 0 | 0 | 0 | 0 | 0 | 0 | 0 | 0 | 0 | 0 | 0 | 0 | 0 | 0 | 0 | 0 | 0 | 0 | 0 | 0 | 0 | 0 | 0 | 0 | 0 | 0 | 0 | 0 | 0 | 0 | 0 | 0 | 0 | 0 | 0 | 0 | 0 | 0 | 0 | 0 | 0 | 0 | 0 | 0 | 0 | 0 | 0 | 0 | 0 | 0 | 0 | 0 | 0 | 0 | 0 | 0 | 0 | 0 | 0 | 0 | 0 | 0 | 0 | 0 | 0 | 0 | 0 | 0 | 0 | 0 | 0 | 0 | 0 | 0 | 0 | 0 | 0 | 0 | 0 | 0.01116% | 0 | 0 | 0 | 0 | 0 | 0 | 0 | 0 | 0 | 0 | 0 | 0 | 0 | 0 | 0 | 0 | 0 | 0 | 0 | 0 | 0 | 0 | 0 | 0
| IND-Lighting-7P_V2 | M_Input | Council 7th Plan | 2020 | Retro | 2022 | 2045 | PSE | Industrial | Food - Frozen | Electric | Per Region | NA | NA | Food - Frozen Cold Storage Tuneup | Food - Frozen Cold Storage Tuneup | 0 | 3 | 0 | 0 | C-War-Ref-All-All-All-C | 0 | 0 | 0 | 0 | 0 | 0 | 0 | 0 | 0 | 0 | 0 | 0 | Comm Flat | Cold Storage Tuneup | Cold Storage Tuneup | RefrigWarehouseGroc | 0.01247% | 100% | 0% | 1 | 1 | 100% | 33.33% | 85% | 6.8% | 0.2% | 0 | 0 | 0 | 0 | 0 | 0 | 0 | 0 | 0 |  | 0 | 0 | 0 | 01. ($9,999.000) to $0.028 | 0 | 0 | 01. ($9,999.00) to $0.22 | 1 | 0.085 | 0.085 | 0.085 | 0.085 | 0.085 | 0.085 | 0.085 | 0.085 | 0.085 | 0.085 | 0 | 0 | 0 | 0 | 0 | 0 | 0 | 0 | 0 | 0 | 0 | 0 | 0 | 0 | 0 | 0 | 0 | 0 | 0 | 0 | 0 | 0 | 0 | 0 | 0 | 0 | 0 | 0 | 0 | 0 | 0 | 0 | 0 | 0 | 0 | 0 | 0 | 0 | 0 | 0 | 0 | 0 | 0 | 0 | 0 | 0 | 0 | 0 | 0 | 0 | 0 | 0 | 0 | 0 | 0 | 0 | 0 | 0 | 0 | 0 | 0 | 0 | 0 | 0 | 0 | 0 | 0 | 0 | 0 | 0 | 0 | 0 | 0 | 0 | 0 | 0 | 0 | 0 | 0 | 0 | 0 | 0 | 0 | 0 | 0 | 0 | 0 | 0 | 0 | 0 | 0 | 0 | 0 | 0 | 0 | 0 | 0 | 0 | 0 | 0 | 0 | 0 | 0 | 0 | 0 | 0 | 0 | 0 | 0 | 0 | 0 | 0 | 0 | 0 | 0 | 0 | 0 | 0 | 0 | 0 | 0 | 0 | 0 | 0 | 0 | 0 | 0 | 0 | 0 | 0 | 0 | 0 | 0 | 0 | 0 | 0 | 0 | 0 | 0 | 0 | 0 | 0 | 0 | 0 | 0 | 0 | 0 | 0 | 0 | 0 | 0 | 0 | 0 | 0 | 0 | 0 | 0 | 0 | 0 | 0 | 0 | 0 | 0 | 0 | 0 | 0 | 0 | 0 | 0 | 0 | 0 | 0 | 0 | 0 | 0 | 0 | 0 | 0 | 0 | 0 | 0 | 0 | 0 | 0 | 0 | 0 | 0 | 0 | 0 | 0 | 0 | 0 | 0 | 0.01116% | 0 | 0 | 0 | 0 | 0 | 0 | 0 | 0 | 0 | 0 | 0 | 0 | 0 | 0 | 0 | 0 | 0 | 0 | 0 | 0 | 0 | 0 | 0 | 0
| IND-Lighting-7P_V2 | M_Input | Council 7th Plan | 2020 | Retro | 2022 | 2045 | PSE | Industrial | Food - Frozen | Electric | Per Region | NA | NA | Food - Frozen Fruit Storage Refer Retrofit | Food - Frozen Fruit Storage Refer Retrofit | 0 | 10 | 0 | 0 | C-War-Ref-All-All-All-C | 0 | 0 | 0 | 0 | 0 | 0 | 0 | 0 | 0 | 0 | 0 | 0 | Comm Flat | Fruit Storage Refer Retrofit | Fruit Storage Refer Retrofit | IndShift3 | 0.01266% | 100% | 0% | 1 | 1 | 100% | 10% | 85% | 6.8% | 0.2% | 0 | 0 | 0 | 0 | 0 | 0 | 0 | 0 | 0 |  | 0 | 0 | 0 | 01. ($9,999.000) to $0.028 | 0 | 0 | 01. ($9,999.00) to $0.22 | 1 | 0.085 | 0.085 | 0.085 | 0.085 | 0.085 | 0.085 | 0.085 | 0.085 | 0.085 | 0.085 | 0 | 0 | 0 | 0 | 0 | 0 | 0 | 0 | 0 | 0 | 0 | 0 | 0 | 0 | 0 | 0 | 0 | 0 | 0 | 0 | 0 | 0 | 0 | 0 | 0 | 0 | 0 | 0 | 0 | 0 | 0 | 0 | 0 | 0 | 0 | 0 | 0 | 0 | 0 | 0 | 0 | 0 | 0 | 0 | 0 | 0 | 0 | 0 | 0 | 0 | 0 | 0 | 0 | 0 | 0 | 0 | 0 | 0 | 0 | 0 | 0 | 0 | 0 | 0 | 0 | 0 | 0 | 0 | 0 | 0 | 0 | 0 | 0 | 0 | 0 | 0 | 0 | 0 | 0 | 0 | 0 | 0 | 0 | 0 | 0 | 0 | 0 | 0 | 0 | 0 | 0 | 0 | 0 | 0 | 0 | 0 | 0 | 0 | 0 | 0 | 0 | 0 | 0 | 0 | 0 | 0 | 0 | 0 | 0 | 0 | 0 | 0 | 0 | 0 | 0 | 0 | 0 | 0 | 0 | 0 | 0 | 0 | 0 | 0 | 0 | 0 | 0 | 0 | 0 | 0 | 0 | 0 | 0 | 0 | 0 | 0 | 0 | 0 | 0 | 0 | 0 | 0 | 0 | 0 | 0 | 0 | 0 | 0 | 0 | 0 | 0 | 0 | 0 | 0 | 0 | 0 | 0 | 0 | 0 | 0 | 0 | 0 | 0 | 0 | 0 | 0 | 0 | 0 | 0 | 0 | 0 | 0 | 0 | 0 | 0 | 0 | 0 | 0 | 0 | 0 | 0 | 0 | 0 | 0 | 0 | 0 | 0 | 0 | 0 | 0 | 0 | 0 | 0 | 0.01296% | 0 | 0 | 0 | 0 | 0 | 0 | 0 | 0 | 0 | 0 | 0 | 0 | 0 | 0 | 0 | 0 | 0 | 0 | 0 | 0 | 0 | 0 | 0 | 0
| IND-Lighting-7P_V2 | M_Input | Council 7th Plan | 2020 | Retro | 2022 | 2045 | PSE | Industrial | Food - Frozen | Electric | Per Region | NA | NA | Food - Frozen CA Retrofit -- CO2 Scrub | Food - Frozen CA Retrofit -- CO2 Scrub | 0 | 10 | 0 | 0 | I-All-Other-Shift3-All-All-S | 0 | 0 | 0 | 0 | 0 | 0 | 0 | 0 | 0 | 0 | 0 | 0 | Comm Flat | CA Retrofit -- CO2 Scrub | CA Retrofit -- CO2 Scrub | IndShift3 | 0.01266% | 100% | 0% | 1 | 1 | 100% | 10% | 85% | 6.8% | 0.2% | 0 | 0 | 0 | 0 | 0 | 0 | 0 | 0 | 0 |  | 0 | 0 | 0 | 01. ($9,999.000) to $0.028 | 1 | 0 | 01. ($9,999.00) to $0.22 | 0 | 0.085 | 0.085 | 0.085 | 0.085 | 0.085 | 0.085 | 0.085 | 0.085 | 0.085 | 0.085 | 0 | 0 | 0 | 0 | 0 | 0 | 0 | 0 | 0 | 0 | 0 | 0 | 0 | 0 | 0 | 0 | 0 | 0 | 0 | 0 | 0 | 0 | 0 | 0 | 0 | 0 | 0 | 0 | 0 | 0 | 0 | 0 | 0 | 0 | 0 | 0 | 0 | 0 | 0 | 0 | 0 | 0 | 0 | 0 | 0 | 0 | 0 | 0 | 0 | 0 | 0 | 0 | 0 | 0 | 0 | 0 | 0 | 0 | 0 | 0 | 0 | 0 | 0 | 0 | 0 | 0 | 0 | 0 | 0 | 0 | 0 | 0 | 0 | 0 | 0 | 0 | 0 | 0 | 0 | 0 | 0 | 0 | 0 | 0 | 0 | 0 | 0 | 0 | 0 | 0 | 0 | 0 | 0 | 0 | 0 | 0 | 0 | 0 | 0 | 0 | 0 | 0 | 0 | 0 | 0 | 0 | 0 | 0 | 0 | 0 | 0 | 0 | 0 | 0 | 0 | 0 | 0 | 0 | 0 | 0 | 0 | 0 | 0 | 0 | 0 | 0 | 0 | 0 | 0 | 0 | 0 | 0 | 0 | 0 | 0 | 0 | 0 | 0 | 0 | 0 | 0 | 0 | 0 | 0 | 0 | 0 | 0 | 0 | 0 | 0 | 0 | 0 | 0 | 0 | 0 | 0 | 0 | 0 | 0 | 0 | 0 | 0 | 0 | 0 | 0 | 0 | 0 | 0 | 0 | 0 | 0 | 0 | 0 | 0 | 0 | 0 | 0 | 0 | 0 | 0 | 0 | 0 | 0 | 0 | 0 | 0 | 0 | 0 | 0 | 0 | 0 | 0 | 0 | 0.01296% | 0 | 0 | 0 | 0 | 0 | 0 | 0 | 0 | 0 | 0 | 0 | 0 | 0 | 0 | 0 | 0 | 0 | 0 | 0 | 0 | 0 | 0 | 0 | 0
| IND-Lighting-7P_V2 | M_Input | Council 7th Plan | 2020 | Retro | 2022 | 2045 | PSE | Industrial | Food - Frozen | Electric | Per Region | NA | NA | Food - Frozen CA Retrofit -- Membrane | Food - Frozen CA Retrofit -- Membrane | 0 | 10 | 0 | 0 | I-All-Other-Shift3-All-All-S | 0 | 0 | 0 | 0 | 0 | 0 | 0 | 0 | 0 | 0 | 0 | 0 | Comm Flat | CA Retrofit -- Membrane | CA Retrofit -- Membrane | IndShift3 | 0.01266% | 100% | 0% | 1 | 1 | 100% | 10% | 85% | 6.8% | 0.2% | 0 | 0 | 0 | 0 | 0 | 0 | 0 | 0 | 0 |  | 0 | 0 | 0 | 01. ($9,999.000) to $0.028 | 1 | 0 | 01. ($9,999.00) to $0.22 | 1 | 0.085 | 0.085 | 0.085 | 0.085 | 0.085 | 0.085 | 0.085 | 0.085 | 0.085 | 0.085 | 0 | 0 | 0 | 0 | 0 | 0 | 0 | 0 | 0 | 0 | 0 | 0 | 0 | 0 | 0 | 0 | 0 | 0 | 0 | 0 | 0 | 0 | 0 | 0 | 0 | 0 | 0 | 0 | 0 | 0 | 0 | 0 | 0 | 0 | 0 | 0 | 0 | 0 | 0 | 0 | 0 | 0 | 0 | 0 | 0 | 0 | 0 | 0 | 0 | 0 | 0 | 0 | 0 | 0 | 0 | 0 | 0 | 0 | 0 | 0 | 0 | 0 | 0 | 0 | 0 | 0 | 0 | 0 | 0 | 0 | 0 | 0 | 0 | 0 | 0 | 0 | 0 | 0 | 0 | 0 | 0 | 0 | 0 | 0 | 0 | 0 | 0 | 0 | 0 | 0 | 0 | 0 | 0 | 0 | 0 | 0 | 0 | 0 | 0 | 0 | 0 | 0 | 0 | 0 | 0 | 0 | 0 | 0 | 0 | 0 | 0 | 0 | 0 | 0 | 0 | 0 | 0 | 0 | 0 | 0 | 0 | 0 | 0 | 0 | 0 | 0 | 0 | 0 | 0 | 0 | 0 | 0 | 0 | 0 | 0 | 0 | 0 | 0 | 0 | 0 | 0 | 0 | 0 | 0 | 0 | 0 | 0 | 0 | 0 | 0 | 0 | 0 | 0 | 0 | 0 | 0 | 0 | 0 | 0 | 0 | 0 | 0 | 0 | 0 | 0 | 0 | 0 | 0 | 0 | 0 | 0 | 0 | 0 | 0 | 0 | 0 | 0 | 0 | 0 | 0 | 0 | 0 | 0 | 0 | 0 | 0 | 0 | 0 | 0 | 0 | 0 | 0 | 0 | 0.01296% | 0 | 0 | 0 | 0 | 0 | 0 | 0 | 0 | 0 | 0 | 0 | 0 | 0 | 0 | 0 | 0 | 0 | 0 | 0 | 0 | 0 | 0 | 0 | 0
| IND-Lighting-7P_V2 | M_Input | Council 7th Plan | 2020 | Retro | 2022 | 2045 | PSE | Industrial | Food - Frozen | Electric | Per Region | NA | NA | Food - Frozen Fruit Storage Tuneup | Food - Frozen Fruit Storage Tuneup | 0 | 3 | 0 | 0 | C-War-Ref-All-All-All-C | 0 | 0 | 0 | 0 | 0 | 0 | 0 | 0 | 0 | 0 | 0 | 0 | Comm Flat | Fruit Storage Tuneup | Fruit Storage Tuneup | IndShift3 | 0.01266% | 100% | 0% | 1 | 1 | 100% | 33.33% | 85% | 6.8% | 0.2% | 0 | 0 | 0 | 0 | 0 | 0 | 0 | 0 | 0 |  | 0 | 0 | 0 | 01. ($9,999.000) to $0.028 | 1 | 0 | 01. ($9,999.00) to $0.22 | 1 | 0.085 | 0.085 | 0.085 | 0.085 | 0.085 | 0.085 | 0.085 | 0.085 | 0.085 | 0.085 | 0 | 0 | 0 | 0 | 0 | 0 | 0 | 0 | 0 | 0 | 0 | 0 | 0 | 0 | 0 | 0 | 0 | 0 | 0 | 0 | 0 | 0 | 0 | 0 | 0 | 0 | 0 | 0 | 0 | 0 | 0 | 0 | 0 | 0 | 0 | 0 | 0 | 0 | 0 | 0 | 0 | 0 | 0 | 0 | 0 | 0 | 0 | 0 | 0 | 0 | 0 | 0 | 0 | 0 | 0 | 0 | 0 | 0 | 0 | 0 | 0 | 0 | 0 | 0 | 0 | 0 | 0 | 0 | 0 | 0 | 0 | 0 | 0 | 0 | 0 | 0 | 0 | 0 | 0 | 0 | 0 | 0 | 0 | 0 | 0 | 0 | 0 | 0 | 0 | 0 | 0 | 0 | 0 | 0 | 0 | 0 | 0 | 0 | 0 | 0 | 0 | 0 | 0 | 0 | 0 | 0 | 0 | 0 | 0 | 0 | 0 | 0 | 0 | 0 | 0 | 0 | 0 | 0 | 0 | 0 | 0 | 0 | 0 | 0 | 0 | 0 | 0 | 0 | 0 | 0 | 0 | 0 | 0 | 0 | 0 | 0 | 0 | 0 | 0 | 0 | 0 | 0 | 0 | 0 | 0 | 0 | 0 | 0 | 0 | 0 | 0 | 0 | 0 | 0 | 0 | 0 | 0 | 0 | 0 | 0 | 0 | 0 | 0 | 0 | 0 | 0 | 0 | 0 | 0 | 0 | 0 | 0 | 0 | 0 | 0 | 0 | 0 | 0 | 0 | 0 | 0 | 0 | 0 | 0 | 0 | 0 | 0 | 0 | 0 | 0 | 0 | 0 | 0 | 0.01296% | 0 | 0 | 0 | 0 | 0 | 0 | 0 | 0 | 0 | 0 | 0 | 0 | 0 | 0 | 0 | 0 | 0 | 0 | 0 | 0 | 0 | 0 | 0 | 0
| IND-Lighting-7P_V2 | M_Input | Council 7th Plan | 2020 | Retro | 2022 | 2045 | PSE | Industrial | Food - Frozen | Electric | Per Region | NA | NA | Food - Frozen Groc Dist Retrofit | Food - Frozen Groc Dist Retrofit | 0 | 10 | 0 | 0 | C-War-Ref-All-All-All-C | 0 | 0 | 0 | 0 | 0 | 0 | 0 | 0 | 0 | 0 | 0 | 0 | Comm Flat | Groc Dist Retrofit | Groc Dist Retrofit | IndShift3 | 0.01266% | 100% | 0% | 1 | 1 | 100% | 10% | 85% | 6.8% | 0.2% | 0 | 0 | 0 | 0 | 0 | 0 | 0 | 0 | 0 |  | 0 | 0 | 0 | 01. ($9,999.000) to $0.028 | 1 | 0 | 01. ($9,999.00) to $0.22 | 1 | 0.085 | 0.085 | 0.085 | 0.085 | 0.085 | 0.085 | 0.085 | 0.085 | 0.085 | 0.085 | 0 | 0 | 0 | 0 | 0 | 0 | 0 | 0 | 0 | 0 | 0 | 0 | 0 | 0 | 0 | 0 | 0 | 0 | 0 | 0 | 0 | 0 | 0 | 0 | 0 | 0 | 0 | 0 | 0 | 0 | 0 | 0 | 0 | 0 | 0 | 0 | 0 | 0 | 0 | 0 | 0 | 0 | 0 | 0 | 0 | 0 | 0 | 0 | 0 | 0 | 0 | 0 | 0 | 0 | 0 | 0 | 0 | 0 | 0 | 0 | 0 | 0 | 0 | 0 | 0 | 0 | 0 | 0 | 0 | 0 | 0 | 0 | 0 | 0 | 0 | 0 | 0 | 0 | 0 | 0 | 0 | 0 | 0 | 0 | 0 | 0 | 0 | 0 | 0 | 0 | 0 | 0 | 0 | 0 | 0 | 0 | 0 | 0 | 0 | 0 | 0 | 0 | 0 | 0 | 0 | 0 | 0 | 0 | 0 | 0 | 0 | 0 | 0 | 0 | 0 | 0 | 0 | 0 | 0 | 0 | 0 | 0 | 0 | 0 | 0 | 0 | 0 | 0 | 0 | 0 | 0 | 0 | 0 | 0 | 0 | 0 | 0 | 0 | 0 | 0 | 0 | 0 | 0 | 0 | 0 | 0 | 0 | 0 | 0 | 0 | 0 | 0 | 0 | 0 | 0 | 0 | 0 | 0 | 0 | 0 | 0 | 0 | 0 | 0 | 0 | 0 | 0 | 0 | 0 | 0 | 0 | 0 | 0 | 0 | 0 | 0 | 0 | 0 | 0 | 0 | 0 | 0 | 0 | 0 | 0 | 0 | 0 | 0 | 0 | 0 | 0 | 0 | 0 | 0.01296% | 0 | 0 | 0 | 0 | 0 | 0 | 0 | 0 | 0 | 0 | 0 | 0 | 0 | 0 | 0 | 0 | 0 | 0 | 0 | 0 | 0 | 0 | 0 | 0
| IND-Lighting-7P_V2 | M_Input | Council 7th Plan | 2020 | Retro | 2022 | 2045 | PSE | Industrial | Food - Frozen | Electric | Per Region | NA | NA | Food - Frozen Groc Dist Tuneup | Food - Frozen Groc Dist Tuneup | 0 | 3 | 0 | 0 | C-War-Ref-All-All-All-C | 0 | 0 | 0 | 0 | 0 | 0 | 0 | 0 | 0 | 0 | 0 | 0 | Comm Flat | Groc Dist Tuneup | Groc Dist Tuneup | IndShift3 | 0.01266% | 100% | 0% | 1 | 1 | 100% | 33.33% | 85% | 6.8% | 0.2% | 0 | 0 | 0 | 0 | 0 | 0 | 0 | 0 | 0 |  | 0 | 0 | 0 | 01. ($9,999.000) to $0.028 | 1 | 0 | 01. ($9,999.00) to $0.22 | 1 | 0.085 | 0.085 | 0.085 | 0.085 | 0.085 | 0.085 | 0.085 | 0.085 | 0.085 | 0.085 | 0 | 0 | 0 | 0 | 0 | 0 | 0 | 0 | 0 | 0 | 0 | 0 | 0 | 0 | 0 | 0 | 0 | 0 | 0 | 0 | 0 | 0 | 0 | 0 | 0 | 0 | 0 | 0 | 0 | 0 | 0 | 0 | 0 | 0 | 0 | 0 | 0 | 0 | 0 | 0 | 0 | 0 | 0 | 0 | 0 | 0 | 0 | 0 | 0 | 0 | 0 | 0 | 0 | 0 | 0 | 0 | 0 | 0 | 0 | 0 | 0 | 0 | 0 | 0 | 0 | 0 | 0 | 0 | 0 | 0 | 0 | 0 | 0 | 0 | 0 | 0 | 0 | 0 | 0 | 0 | 0 | 0 | 0 | 0 | 0 | 0 | 0 | 0 | 0 | 0 | 0 | 0 | 0 | 0 | 0 | 0 | 0 | 0 | 0 | 0 | 0 | 0 | 0 | 0 | 0 | 0 | 0 | 0 | 0 | 0 | 0 | 0 | 0 | 0 | 0 | 0 | 0 | 0 | 0 | 0 | 0 | 0 | 0 | 0 | 0 | 0 | 0 | 0 | 0 | 0 | 0 | 0 | 0 | 0 | 0 | 0 | 0 | 0 | 0 | 0 | 0 | 0 | 0 | 0 | 0 | 0 | 0 | 0 | 0 | 0 | 0 | 0 | 0 | 0 | 0 | 0 | 0 | 0 | 0 | 0 | 0 | 0 | 0 | 0 | 0 | 0 | 0 | 0 | 0 | 0 | 0 | 0 | 0 | 0 | 0 | 0 | 0 | 0 | 0 | 0 | 0 | 0 | 0 | 0 | 0 | 0 | 0 | 0 | 0 | 0 | 0 | 0 | 0 | 0.01296% | 0 | 0 | 0 | 0 | 0 | 0 | 0 | 0 | 0 | 0 | 0 | 0 | 0 | 0 | 0 | 0 | 0 | 0 | 0 | 0 | 0 | 0 | 0 | 0
| IND-Lighting-7P_V2 | M_Input | Council 7th Plan | 2020 | Retro | 2022 | 2045 | PSE | Industrial | Food - Frozen | Electric | Per Region | NA | NA | Food - Frozen Plant Energy Management | Food - Frozen Plant Energy Management | 86604.2417 | 10 | 2575.0112 | 3104.3003 | I-All-Other-Shift3-All-All-S | 0 | 0 | 0 | 0 | 0 | 0 | 0 | 0 | 0 | 0 | 0 | 0 | Comm Flat | Plant Energy Management | Plant Energy Management | IndShift3 | 0.01266% | 100% | 0% | 1 | 1 | 100% | 10% | 85% | 6.8% | 0.2% | 40489.3084 | 1613.9029 | 4210.3211 | 4262.8549 | 0 | 0 | 0 | 35191.746 | 0 |  | 0.03481 | 0 | 0.03481 | 02. $0.028 to $0.055 | 1 | 0 | 01. ($9,999.00) to $0.22 | 1 | 0.085 | 0.085 | 0.085 | 0.085 | 0.085 | 0.085 | 0.085 | 0.085 | 0.085 | 0.085 | 0 | 0 | 0 | 0 | 0 | 0 | 0 | 0 | 0 | 0 | 0 | 0 | 0 | 0 | 7361.3605 | 7494.0395 | 7514.0234 | 7432.0859 | 7386.1515 | 7352.8516 | 7355.6396 | 7304.7846 | 7295.1682 | 7276.6077 | 0 | 0 | 0 | 0 | 0 | 0 | 0 | 0 | 0 | 0 | 0 | 0 | 0 | 0 | 73772.7128 | 7361.3605 | 14855.4001 | 22369.4235 | 29801.5094 | 37187.6609 | 44540.5125 | 51896.1522 | 59200.9368 | 66496.1051 | 73772.7128 | 73772.7128 | 73772.7128 | 73772.7128 | 73772.7128 | 73772.7128 | 73772.7128 | 73772.7128 | 73772.7128 | 73772.7128 | 73772.7128 | 73772.7128 | 73772.7128 | 73772.7128 | 73772.7128 | 0 | 0 | 0 | 0 | 0 | 0 | 0 | 0 | 0 | 0 | 0 | 0 | 0 | 0 | 0 | 0 | 0 | 0 | 0 | 0 | 0 | 0 | 0 | 0 | 0 | 0 | 0 | 0 | 0 | 0 | 0 | 0 | 0 | 0 | 0 | 0 | 0 | 0 | 0 | 0 | 0 | 0 | 0 | 0 | 0 | 0 | 0 | 0 | 0 | 0 | 0 | 0 | 0 | 0 | 0 | 0 | 0 | 0 | 0 | 0 | 0 | 0.93192 | 1.8806 | 2.8319 | 3.7728 | 4.7078 | 5.6387 | 6.5699 | 7.4946 | 8.4182 | 9.3394 | 9.3394 | 9.3394 | 9.3394 | 9.3394 | 9.3394 | 9.3394 | 9.3394 | 9.3394 | 9.3394 | 9.3394 | 9.3394 | 9.3394 | 9.3394 | 9.3394 | 2991.2984 | 3045.2127 | 3053.3332 | 3020.0378 | 3001.3723 | 2987.8408 | 2988.9737 | 2968.3087 | 2964.4011 | 2956.859 | 0 | 0 | 0 | 0 | 0 | 0 | 0 | 0 | 0 | 0 | 0 | 0 | 0 | 0 | 29977.6376 | 0 | 0 | 0 | 0 | 0 | 0 | 0 | 0 | 0 | 0 | 0 | 0 | 0 | 0 | 0 | 0 | 0 | 0 | 0 | 0 | 0.01296% | 0.95383 | 1.9248 | 2.8984 | 3.8614 | 4.8185 | 5.7712 | 6.7243 | 7.6708 | 8.616 | 9.5589 | 9.5589 | 9.5589 | 9.5589 | 9.5589 | 9.5589 | 9.5589 | 9.5589 | 9.5589 | 9.5589 | 9.5589 | 9.5589 | 9.5589 | 9.5589 | 9.5589
| IND-Lighting-7P_V2 | M_Input | Council 7th Plan | 2020 | Retro | 2022 | 2045 | PSE | Industrial | Food - Frozen | Electric | Per Region | NA | NA | Food - Frozen Energy Project Management | Food - Frozen Energy Project Management | 308787.6021 | 11 | 54895.3605 | 11184.0865 | I-All-Other-Shift3-All-All-S | 0 | 0 | 0 | 0 | 0 | 0 | 0 | 0 | 0 | 0 | 0 | 0 | Comm Flat | Energy Project Management | Energy Project Management | IndShift3 | 0.01266% | 100% | 0% | 1 | 1 | 100% | 9.091% | 85% | 6.8% | 0.2% | 155645.0445 | 5754.3743 | 16139.9419 | 84818.8901 | 0 | 0 | 0 | 204461.3089 | 0 |  | 0.056722 | 0 | 0.056722 | 03. $0.055 to $0.062 | 1 | 0 | 01. ($9,999.00) to $0.22 | 0 | 0.085 | 0.085 | 0.085 | 0.085 | 0.085 | 0.085 | 0.085 | 0.085 | 0.085 | 0.085 | 0 | 0 | 0 | 0 | 0 | 0 | 0 | 0 | 0 | 0 | 0 | 0 | 0 | 0 | 26246.9462 | 26720.0133 | 26791.2661 | 26499.1176 | 26335.3384 | 26216.6076 | 26226.5483 | 26045.2246 | 26010.9374 | 25944.7598 | 0 | 0 | 0 | 0 | 0 | 0 | 0 | 0 | 0 | 0 | 0 | 0 | 0 | 0 | 263036.7593 | 26246.9462 | 52966.9595 | 79758.2255 | 106257.3431 | 132592.6816 | 158809.2892 | 185035.8375 | 211081.0621 | 237091.9995 | 263036.7593 | 263036.7593 | 263036.7593 | 263036.7593 | 263036.7593 | 263036.7593 | 263036.7593 | 263036.7593 | 263036.7593 | 263036.7593 | 263036.7593 | 263036.7593 | 263036.7593 | 263036.7593 | 263036.7593 | 0 | 0 | 0 | 0 | 0 | 0 | 0 | 0 | 0 | 0 | 0 | 0 | 0 | 0 | 0 | 0 | 0 | 0 | 0 | 0 | 0 | 0 | 0 | 0 | 0 | 0 | 0 | 0 | 0 | 0 | 0 | 0 | 0 | 0 | 0 | 0 | 0 | 0 | 0 | 0 | 0 | 0 | 0 | 0 | 0 | 0 | 0 | 0 | 0 | 0 | 0 | 0 | 0 | 0 | 0 | 0 | 0 | 0 | 0 | 0 | 0 | 3.3228 | 6.7054 | 10.0971 | 13.4518 | 16.7858 | 20.1047 | 23.4249 | 26.7221 | 30.015 | 33.2995 | 33.2995 | 33.2995 | 33.2995 | 33.2995 | 33.2995 | 33.2995 | 33.2995 | 33.2995 | 33.2995 | 33.2995 | 33.2995 | 33.2995 | 33.2995 | 33.2995 | 17379.2113 | 17692.449 | 17739.6284 | 17546.1846 | 17437.7395 | 17359.1228 | 17365.705 | 17245.6429 | 17222.9399 | 17179.1209 | 0 | 0 | 0 | 0 | 0 | 0 | 0 | 0 | 0 | 0 | 0 | 0 | 0 | 0 | 174167.7442 | 0 | 0 | 0 | 0 | 0 | 0 | 0 | 0 | 0 | 0 | 0 | 0 | 0 | 0 | 0 | 0 | 0 | 0 | 0 | 0 | 0.01296% | 3.4009 | 6.863 | 10.3344 | 13.768 | 17.1803 | 20.5772 | 23.9754 | 27.3502 | 30.7205 | 34.0822 | 34.0822 | 34.0822 | 34.0822 | 34.0822 | 34.0822 | 34.0822 | 34.0822 | 34.0822 | 34.0822 | 34.0822 | 34.0822 | 34.0822 | 34.0822 | 34.0822
| IND-Lighting-7P_V2 | M_Input | Council 7th Plan | 2020 | Retro | 2022 | 2045 | PSE | Industrial | Food - Frozen | Electric | Per Region | NA | NA | Food - Frozen Integrated Plant Energy Management | Food - Frozen Integrated Plant Energy Management | 271993.9661 | 11 | 82340.7279 | 12229.3798 | I-All-Other-Shift3-All-All-S | 23543.8034 | 0 | 0 | 0 | 0 | 0 | 0 | 0 | 0 | 0 | 0 | 0 | Comm Flat | Integrated Plant Energy Management | Integrated Plant Energy Management | IndShift3 | 0.01266% | 100% | 0% | 1 | 1 | 100% | 9.091% | 85% | 6.8% | 0.2% | 137099.1344 | 5068.7109 | 14216.7845 | 127224.7616 | 0 | 0 | 0 | -7671.7443 | 0 |  | -0.0024162 | 0 | -0.0024162 | 01. ($9,999.000) to $0.028 | 0 | 0 | 01. ($9,999.00) to $0.22 | 1 | 0.085 | 0.085 | 0.085 | 0.085 | 0.085 | 0.085 | 0.085 | 0.085 | 0.085 | 0.085 | 0 | 0 | 0 | 0 | 0 | 0 | 0 | 0 | 0 | 0 | 0 | 0 | 0 | 0 | 23119.4871 | 23536.1859 | 23598.9485 | 23341.611 | 23197.347 | 23092.7636 | 23101.5198 | 22941.8017 | 22911.6 | 22853.3078 | 0 | 0 | 0 | 0 | 0 | 0 | 0 | 0 | 0 | 0 | 0 | 0 | 0 | 0 | 231694.5723 | 23119.4871 | 46655.673 | 70254.6215 | 93596.2325 | 116793.5795 | 139886.343 | 162987.8628 | 185929.6645 | 208841.2645 | 231694.5723 | 231694.5723 | 231694.5723 | 231694.5723 | 231694.5723 | 231694.5723 | 231694.5723 | 231694.5723 | 231694.5723 | 231694.5723 | 231694.5723 | 231694.5723 | 231694.5723 | 231694.5723 | 231694.5723 | 0 | 0 | 0 | 0 | 0 | 0 | 0 | 0 | 0 | 0 | 0 | 0 | 0 | 0 | 0 | 0 | 0 | 0 | 0 | 0 | 0 | 0 | 0 | 0 | 0 | 0 | 0 | 0 | 0 | 0 | 0 | 0 | 0 | 0 | 0 | 0 | 0 | 0 | 0 | 0 | 0 | 0 | 0 | 0 | 0 | 0 | 0 | 0 | 0 | 0 | 0 | 0 | 0 | 0 | 0 | 0 | 0 | 0 | 0 | 0 | 0 | 2.9268 | 5.9064 | 8.894 | 11.8489 | 14.7856 | 17.7091 | 20.6337 | 23.538 | 26.4385 | 29.3317 | 29.3317 | 29.3317 | 29.3317 | 29.3317 | 29.3317 | 29.3317 | 29.3317 | 29.3317 | 29.3317 | 29.3317 | 29.3317 | 29.3317 | 29.3317 | 29.3317 | 0 | 0 | 0 | 0 | 0 | 0 | 0 | 0 | 0 | 0 | 0 | 0 | 0 | 0 | 0 | 0 | 0 | 0 | 0 | 0 | 0 | 0 | 0 | 0 | 0 | 0 | 0 | 0 | 0 | 0 | 0 | 0 | 0 | 0 | 0 | 0 | 0 | 0 | 0 | 0 | 0 | 0 | 0 | 0 | 0 | 0.01296% | 2.9956 | 6.0453 | 9.103 | 12.1274 | 15.1332 | 18.1253 | 21.1186 | 24.0913 | 27.06 | 30.0211 | 30.0211 | 30.0211 | 30.0211 | 30.0211 | 30.0211 | 30.0211 | 30.0211 | 30.0211 | 30.0211 | 30.0211 | 30.0211 | 30.0211 | 30.0211 | 30.0211
| IND-Lighting-7P_V2 | M_Input | Council 7th Plan | 2020 | Retro | 2022 | 2045 | PSE | Industrial | Food - Other | Electric | Per Region | NA | NA | Food - Other Air Compressor Demand Reduction | Food - Other Air Compressor Demand Reduction | 103390.2002 | 10 | 10394.8427 | 3228.212 | I-All-Other-Shift3-All-All-S | 0 | 0 | 0 | 0 | 0 | 0 | 0 | 0 | 0 | 0 | 0 | 0 | Comm Flat | Air Compressor Demand Reduction | Air Compressor Demand Reduction | IndShift3 | 0.01266% | 100% | 0% | 1 | 1 | 100% | 10% | 85% | 6.8% | 0.2% | 48337.0978 | 1926.7157 | 5026.3813 | 17208.3545 | 0 | 0 | 0 | 50018.8251 | 0 |  | 0.041443 | 0 | 0.041443 | 02. $0.028 to $0.055 | 0 | 0 | 01. ($9,999.00) to $0.22 | 1 | 0.085 | 0.085 | 0.085 | 0.085 | 0.085 | 0.085 | 0.085 | 0.085 | 0.085 | 0.085 | 0 | 0 | 0 | 0 | 0 | 0 | 0 | 0 | 0 | 0 | 0 | 0 | 0 | 0 | 8788.167 | 8946.5623 | 8970.4196 | 8872.6006 | 8817.7631 | 8778.0089 | 8781.3373 | 8720.6253 | 8709.1451 | 8686.9871 | 0 | 0 | 0 | 0 | 0 | 0 | 0 | 0 | 0 | 0 | 0 | 0 | 0 | 0 | 88071.6163 | 8788.167 | 17734.7293 | 26705.1489 | 35577.7496 | 44395.5126 | 53173.5215 | 61954.8588 | 70675.4841 | 79384.6292 | 88071.6163 | 88071.6163 | 88071.6163 | 88071.6163 | 88071.6163 | 88071.6163 | 88071.6163 | 88071.6163 | 88071.6163 | 88071.6163 | 88071.6163 | 88071.6163 | 88071.6163 | 88071.6163 | 88071.6163 | 0 | 0 | 0 | 0 | 0 | 0 | 0 | 0 | 0 | 0 | 0 | 0 | 0 | 0 | 0 | 0 | 0 | 0 | 0 | 0 | 0 | 0 | 0 | 0 | 0 | 0 | 0 | 0 | 0 | 0 | 0 | 0 | 0 | 0 | 0 | 0 | 0 | 0 | 0 | 0 | 0 | 0 | 0 | 0 | 0 | 0 | 0 | 0 | 0 | 0 | 0 | 0 | 0 | 0 | 0 | 0 | 0 | 0 | 0 | 0 | 0 | 1.1126 | 2.2452 | 3.3808 | 4.504 | 5.6203 | 6.7316 | 7.8433 | 8.9473 | 10.0498 | 11.1495 | 11.1495 | 11.1495 | 11.1495 | 11.1495 | 11.1495 | 11.1495 | 11.1495 | 11.1495 | 11.1495 | 11.1495 | 11.1495 | 11.1495 | 11.1495 | 11.1495 | 4251.6001 | 4328.2297 | 4339.7716 | 4292.448 | 4265.9183 | 4246.6858 | 4248.296 | 4218.9244 | 4213.3703 | 4202.6506 | 0 | 0 | 0 | 0 | 0 | 0 | 0 | 0 | 0 | 0 | 0 | 0 | 0 | 0 | 42607.8948 | 0 | 0 | 0 | 0 | 0 | 0 | 0 | 0 | 0 | 0 | 0 | 0 | 0 | 0 | 0 | 0 | 0 | 0 | 0 | 0 | 0.01296% | 1.1387 | 2.2979 | 3.4602 | 4.6099 | 5.7524 | 6.8898 | 8.0276 | 9.1576 | 10.286 | 11.4116 | 11.4116 | 11.4116 | 11.4116 | 11.4116 | 11.4116 | 11.4116 | 11.4116 | 11.4116 | 11.4116 | 11.4116 | 11.4116 | 11.4116 | 11.4116 | 11.4116
| IND-Lighting-7P_V2 | M_Input | Council 7th Plan | 2020 | Retro | 2022 | 2045 | PSE | Industrial | Food - Other | Electric | Per Region | NA | NA | Food - Other Air Compressor Equipment1 | Food - Other Air Compressor Equipment1 | 0 | 10 | 0 | 0 | I-All-Other-Shift3-All-All-S | 0 | 0 | 0 | 0 | 0 | 0 | 0 | 0 | 0 | 0 | 0 | 0 | Comm Flat | Air Compressor Equipment1 | Air Compressor Equipment1 | IndShift1 | 0.0135% | 100% | 0% | 1 | 1 | 100% | 10% | 85% | 6.8% | 0.2% | 0 | 0 | 0 | 0 | 0 | 0 | 0 | 0 | 0 |  | 0 | 0 | 0 | 01. ($9,999.000) to $0.028 | 1 | 0 | 01. ($9,999.00) to $0.22 | 1 | 0.085 | 0.085 | 0.085 | 0.085 | 0.085 | 0.085 | 0.085 | 0.085 | 0.085 | 0.085 | 0 | 0 | 0 | 0 | 0 | 0 | 0 | 0 | 0 | 0 | 0 | 0 | 0 | 0 | 0 | 0 | 0 | 0 | 0 | 0 | 0 | 0 | 0 | 0 | 0 | 0 | 0 | 0 | 0 | 0 | 0 | 0 | 0 | 0 | 0 | 0 | 0 | 0 | 0 | 0 | 0 | 0 | 0 | 0 | 0 | 0 | 0 | 0 | 0 | 0 | 0 | 0 | 0 | 0 | 0 | 0 | 0 | 0 | 0 | 0 | 0 | 0 | 0 | 0 | 0 | 0 | 0 | 0 | 0 | 0 | 0 | 0 | 0 | 0 | 0 | 0 | 0 | 0 | 0 | 0 | 0 | 0 | 0 | 0 | 0 | 0 | 0 | 0 | 0 | 0 | 0 | 0 | 0 | 0 | 0 | 0 | 0 | 0 | 0 | 0 | 0 | 0 | 0 | 0 | 0 | 0 | 0 | 0 | 0 | 0 | 0 | 0 | 0 | 0 | 0 | 0 | 0 | 0 | 0 | 0 | 0 | 0 | 0 | 0 | 0 | 0 | 0 | 0 | 0 | 0 | 0 | 0 | 0 | 0 | 0 | 0 | 0 | 0 | 0 | 0 | 0 | 0 | 0 | 0 | 0 | 0 | 0 | 0 | 0 | 0 | 0 | 0 | 0 | 0 | 0 | 0 | 0 | 0 | 0 | 0 | 0 | 0 | 0 | 0 | 0 | 0 | 0 | 0 | 0 | 0 | 0 | 0 | 0 | 0 | 0 | 0 | 0 | 0 | 0 | 0 | 0 | 0 | 0 | 0 | 0 | 0 | 0 | 0 | 0 | 0 | 0 | 0 | 0 | 0.01911% | 0 | 0 | 0 | 0 | 0 | 0 | 0 | 0 | 0 | 0 | 0 | 0 | 0 | 0 | 0 | 0 | 0 | 0 | 0 | 0 | 0 | 0 | 0 | 0
| IND-Lighting-7P_V2 | M_Input | Council 7th Plan | 2020 | Retro | 2022 | 2045 | PSE | Industrial | Food - Other | Electric | Per Region | NA | NA | Food - Other Air Compressor Equipment2 | Food - Other Air Compressor Equipment2 | 0 | 10 | 0 | 0 | I-All-Other-Shift3-All-All-S | 0 | 0 | 0 | 0 | 0 | 0 | 0 | 0 | 0 | 0 | 0 | 0 | Comm Flat | Air Compressor Equipment2 | Air Compressor Equipment2 | IndShift2 | 0.01331% | 100% | 0% | 1 | 1 | 100% | 10% | 85% | 6.8% | 0.2% | 0 | 0 | 0 | 0 | 0 | 0 | 0 | 0 | 0 |  | 0 | 0 | 0 | 01. ($9,999.000) to $0.028 | 1 | 0 | 01. ($9,999.00) to $0.22 | 0 | 0.085 | 0.085 | 0.085 | 0.085 | 0.085 | 0.085 | 0.085 | 0.085 | 0.085 | 0.085 | 0 | 0 | 0 | 0 | 0 | 0 | 0 | 0 | 0 | 0 | 0 | 0 | 0 | 0 | 0 | 0 | 0 | 0 | 0 | 0 | 0 | 0 | 0 | 0 | 0 | 0 | 0 | 0 | 0 | 0 | 0 | 0 | 0 | 0 | 0 | 0 | 0 | 0 | 0 | 0 | 0 | 0 | 0 | 0 | 0 | 0 | 0 | 0 | 0 | 0 | 0 | 0 | 0 | 0 | 0 | 0 | 0 | 0 | 0 | 0 | 0 | 0 | 0 | 0 | 0 | 0 | 0 | 0 | 0 | 0 | 0 | 0 | 0 | 0 | 0 | 0 | 0 | 0 | 0 | 0 | 0 | 0 | 0 | 0 | 0 | 0 | 0 | 0 | 0 | 0 | 0 | 0 | 0 | 0 | 0 | 0 | 0 | 0 | 0 | 0 | 0 | 0 | 0 | 0 | 0 | 0 | 0 | 0 | 0 | 0 | 0 | 0 | 0 | 0 | 0 | 0 | 0 | 0 | 0 | 0 | 0 | 0 | 0 | 0 | 0 | 0 | 0 | 0 | 0 | 0 | 0 | 0 | 0 | 0 | 0 | 0 | 0 | 0 | 0 | 0 | 0 | 0 | 0 | 0 | 0 | 0 | 0 | 0 | 0 | 0 | 0 | 0 | 0 | 0 | 0 | 0 | 0 | 0 | 0 | 0 | 0 | 0 | 0 | 0 | 0 | 0 | 0 | 0 | 0 | 0 | 0 | 0 | 0 | 0 | 0 | 0 | 0 | 0 | 0 | 0 | 0 | 0 | 0 | 0 | 0 | 0 | 0 | 0 | 0 | 0 | 0 | 0 | 0 | 0.01847% | 0 | 0 | 0 | 0 | 0 | 0 | 0 | 0 | 0 | 0 | 0 | 0 | 0 | 0 | 0 | 0 | 0 | 0 | 0 | 0 | 0 | 0 | 0 | 0
| IND-Lighting-7P_V2 | M_Input | Council 7th Plan | 2020 | Retro | 2022 | 2045 | PSE | Industrial | Food - Other | Electric | Per Region | NA | NA | Food - Other Air Compressor Optimization | Food - Other Air Compressor Optimization | 0 | 10 | 0 | 0 | I-All-Other-Shift3-All-All-S | 0 | 0 | 0 | 0 | 0 | 0 | 0 | 0 | 0 | 0 | 0 | 0 | Comm Flat | Air Compressor Optimization | Air Compressor Optimization | IndShift3 | 0.01266% | 100% | 0% | 1 | 1 | 100% | 10% | 85% | 6.8% | 0.2% | 0 | 0 | 0 | 0 | 0 | 0 | 0 | 0 | 0 |  | 0 | 0 | 0 | 01. ($9,999.000) to $0.028 | 0 | 0 | 01. ($9,999.00) to $0.22 | 1 | 0.085 | 0.085 | 0.085 | 0.085 | 0.085 | 0.085 | 0.085 | 0.085 | 0.085 | 0.085 | 0 | 0 | 0 | 0 | 0 | 0 | 0 | 0 | 0 | 0 | 0 | 0 | 0 | 0 | 0 | 0 | 0 | 0 | 0 | 0 | 0 | 0 | 0 | 0 | 0 | 0 | 0 | 0 | 0 | 0 | 0 | 0 | 0 | 0 | 0 | 0 | 0 | 0 | 0 | 0 | 0 | 0 | 0 | 0 | 0 | 0 | 0 | 0 | 0 | 0 | 0 | 0 | 0 | 0 | 0 | 0 | 0 | 0 | 0 | 0 | 0 | 0 | 0 | 0 | 0 | 0 | 0 | 0 | 0 | 0 | 0 | 0 | 0 | 0 | 0 | 0 | 0 | 0 | 0 | 0 | 0 | 0 | 0 | 0 | 0 | 0 | 0 | 0 | 0 | 0 | 0 | 0 | 0 | 0 | 0 | 0 | 0 | 0 | 0 | 0 | 0 | 0 | 0 | 0 | 0 | 0 | 0 | 0 | 0 | 0 | 0 | 0 | 0 | 0 | 0 | 0 | 0 | 0 | 0 | 0 | 0 | 0 | 0 | 0 | 0 | 0 | 0 | 0 | 0 | 0 | 0 | 0 | 0 | 0 | 0 | 0 | 0 | 0 | 0 | 0 | 0 | 0 | 0 | 0 | 0 | 0 | 0 | 0 | 0 | 0 | 0 | 0 | 0 | 0 | 0 | 0 | 0 | 0 | 0 | 0 | 0 | 0 | 0 | 0 | 0 | 0 | 0 | 0 | 0 | 0 | 0 | 0 | 0 | 0 | 0 | 0 | 0 | 0 | 0 | 0 | 0 | 0 | 0 | 0 | 0 | 0 | 0 | 0 | 0 | 0 | 0 | 0 | 0 | 0.01296% | 0 | 0 | 0 | 0 | 0 | 0 | 0 | 0 | 0 | 0 | 0 | 0 | 0 | 0 | 0 | 0 | 0 | 0 | 0 | 0 | 0 | 0 | 0 | 0
| IND-Lighting-7P_V2 | M_Input | Council 7th Plan | 2020 | Retro | 2022 | 2045 | PSE | Industrial | Food - Other | Electric | Per Region | NA | NA | Food - Other HighBay Lighting 1 Shift | Food - Other HighBay Lighting 1 Shift | 15022.4049 | 26.5734 | 12592.0251 | -511.1865 | I-All-Other-Shift1-All-All-S | 0 | 0 | 0 | 0 | 0 | 0 | 0 | 0 | 0 | 0 | 0 | 0 | Comm Flat | HighBay Lighting 1 Shift | HighBay Lighting 1 Shift | IndShift1 | 0.0135% | 100% | 0% | 1 | 1 | 100% | 3.763% | 85% | 6.8% | 0.2% | 18034.5333 | 298.4946 | 1833.3028 | 12925.3641 | 0 | 0 | 0 | 7344.6262 | 0 |  | 0.041882 | 0 | 0.041882 | 02. $0.028 to $0.055 | 1 | 0 | 01. ($9,999.00) to $0.22 | 1 | 0.085 | 0.085 | 0.085 | 0.085 | 0.085 | 0.085 | 0.085 | 0.085 | 0.085 | 0.085 | 0 | 0 | 0 | 0 | 0 | 0 | 0 | 0 | 0 | 0 | 0 | 0 | 0 | 0 | 1276.9044 | 1299.919 | 1303.3854 | 1289.1725 | 1281.2047 | 1275.4285 | 1275.9121 | 1267.0907 | 1265.4227 | 1262.2032 | 0 | 0 | 0 | 0 | 0 | 0 | 0 | 0 | 0 | 0 | 0 | 0 | 0 | 0 | 12796.643 | 1276.9044 | 2576.8234 | 3880.2088 | 5169.3812 | 6450.5859 | 7726.0143 | 9001.9264 | 10269.0171 | 11534.4398 | 12796.643 | 12796.643 | 12796.643 | 12796.643 | 12796.643 | 12796.643 | 12796.643 | 12796.643 | 12796.643 | 12796.643 | 12796.643 | 12796.643 | 12796.643 | 12796.643 | 12796.643 | 0 | 0 | 0 | 0 | 0 | 0 | 0 | 0 | 0 | 0 | 0 | 0 | 0 | 0 | 0 | 0 | 0 | 0 | 0 | 0 | 0 | 0 | 0 | 0 | 0 | 0 | 0 | 0 | 0 | 0 | 0 | 0 | 0 | 0 | 0 | 0 | 0 | 0 | 0 | 0 | 0 | 0 | 0 | 0 | 0 | 0 | 0 | 0 | 0 | 0 | 0 | 0 | 0 | 0 | 0 | 0 | 0 | 0 | 0 | 0 | 0 | 0.17236 | 0.34783 | 0.52376 | 0.69778 | 0.87072 | 1.0429 | 1.2151 | 1.3861 | 1.557 | 1.7273 | 1.7273 | 1.7273 | 1.7273 | 1.7273 | 1.7273 | 1.7273 | 1.7273 | 1.7273 | 1.7273 | 1.7273 | 1.7273 | 1.7273 | 1.7273 | 1.7273 | 624.2932 | 635.5453 | 637.2401 | 630.2912 | 626.3957 | 623.5716 | 623.8081 | 619.4952 | 618.6797 | 617.1056 | 0 | 0 | 0 | 0 | 0 | 0 | 0 | 0 | 0 | 0 | 0 | 0 | 0 | 0 | 6256.4256 | 0 | 0 | 0 | 0 | 0 | 0 | 0 | 0 | 0 | 0 | 0 | 0 | 0 | 0 | 0 | 0 | 0 | 0 | 0 | 0 | 0.01911% | 0.24404 | 0.49248 | 0.74158 | 0.98797 | 1.2328 | 1.4766 | 1.7204 | 1.9626 | 2.2045 | 2.4457 | 2.4457 | 2.4457 | 2.4457 | 2.4457 | 2.4457 | 2.4457 | 2.4457 | 2.4457 | 2.4457 | 2.4457 | 2.4457 | 2.4457 | 2.4457 | 2.4457
| IND-Lighting-7P_V2 | M_Input | Council 7th Plan | 2020 | Retro | 2022 | 2045 | PSE | Industrial | Food - Other | Electric | Per Region | NA | NA | Food - Other HighBay Lighting 2 Shift | Food - Other HighBay Lighting 2 Shift | 123525.9037 | 15.5483 | 58941.3942 | -4203.3728 | I-All-Other-Shift2-All-All-S | 0 | 0 | 0 | 0 | 0 | 0 | 0 | 0 | 0 | 0 | 0 | 0 | Comm Flat | HighBay Lighting 2 Shift | HighBay Lighting 2 Shift | IndShift2 | 0.01331% | 100% | 0% | 1 | 1 | 100% | 6.432% | 85% | 6.8% | 0.2% | 86388.5524 | 2419.6893 | 8880.8242 | 75312.7128 | 0 | 0 | 0 | 26732.3191 | 0 |  | 0.018539 | 0 | 0.018539 | 01. ($9,999.000) to $0.028 | 1 | 0 | 01. ($9,999.00) to $0.22 | 0 | 0.085 | 0.085 | 0.085 | 0.085 | 0.085 | 0.085 | 0.085 | 0.085 | 0.085 | 0.085 | 0 | 0 | 0 | 0 | 0 | 0 | 0 | 0 | 0 | 0 | 0 | 0 | 0 | 0 | 10499.7018 | 10688.9453 | 10717.4489 | 10600.5792 | 10535.0618 | 10487.5653 | 10491.5419 | 10419.0061 | 10405.29 | 10378.8166 | 0 | 0 | 0 | 0 | 0 | 0 | 0 | 0 | 0 | 0 | 0 | 0 | 0 | 0 | 105223.9571 | 10499.7018 | 21188.6471 | 31906.096 | 42506.6753 | 53041.7371 | 63529.3024 | 74020.8444 | 84439.8505 | 94845.1404 | 105223.9571 | 105223.9571 | 105223.9571 | 105223.9571 | 105223.9571 | 105223.9571 | 105223.9571 | 105223.9571 | 105223.9571 | 105223.9571 | 105223.9571 | 105223.9571 | 105223.9571 | 105223.9571 | 105223.9571 | 0 | 0 | 0 | 0 | 0 | 0 | 0 | 0 | 0 | 0 | 0 | 0 | 0 | 0 | 0 | 0 | 0 | 0 | 0 | 0 | 0 | 0 | 0 | 0 | 0 | 0 | 0 | 0 | 0 | 0 | 0 | 0 | 0 | 0 | 0 | 0 | 0 | 0 | 0 | 0 | 0 | 0 | 0 | 0 | 0 | 0 | 0 | 0 | 0 | 0 | 0 | 0 | 0 | 0 | 0 | 0 | 0 | 0 | 0 | 0 | 0 | 1.3972 | 2.8196 | 4.2458 | 5.6564 | 7.0583 | 8.4539 | 9.8501 | 11.2365 | 12.6212 | 14.0023 | 14.0023 | 14.0023 | 14.0023 | 14.0023 | 14.0023 | 14.0023 | 14.0023 | 14.0023 | 14.0023 | 14.0023 | 14.0023 | 14.0023 | 14.0023 | 14.0023 | 2272.2471 | 2313.2014 | 2319.3699 | 2294.0781 | 2279.8994 | 2269.6207 | 2270.4812 | 2254.7837 | 2251.8154 | 2246.0863 | 0 | 0 | 0 | 0 | 0 | 0 | 0 | 0 | 0 | 0 | 0 | 0 | 0 | 0 | 22771.5832 | 0 | 0 | 0 | 0 | 0 | 0 | 0 | 0 | 0 | 0 | 0 | 0 | 0 | 0 | 0 | 0 | 0 | 0 | 0 | 0 | 0.01847% | 1.939 | 3.913 | 5.8923 | 7.85 | 9.7955 | 11.7323 | 13.6699 | 15.594 | 17.5156 | 19.4323 | 19.4323 | 19.4323 | 19.4323 | 19.4323 | 19.4323 | 19.4323 | 19.4323 | 19.4323 | 19.4323 | 19.4323 | 19.4323 | 19.4323 | 19.4323 | 19.4323
| IND-Lighting-7P_V2 | M_Input | Council 7th Plan | 2020 | Retro | 2022 | 2045 | PSE | Industrial | Food - Other | Electric | Per Region | NA | NA | Food - Other HighBay Lighting 3 Shift | Food - Other HighBay Lighting 3 Shift | 15493.2073 | 8.6758 | 4111.095 | -527.207 | I-All-Other-Shift3-All-All-S | 0 | 0 | 0 | 0 | 0 | 0 | 0 | 0 | 0 | 0 | 0 | 0 | Comm Flat | HighBay Lighting 3 Shift | HighBay Lighting 3 Shift | IndShift3 | 0.01266% | 100% | 0% | 1 | 1 | 100% | 11.53% | 85% | 6.8% | 0.2% | 6635.7696 | 288.7218 | 692.4491 | 5328.6753 | 0 | 0 | 0 | -984.6389 | 0 |  | -0.0054442 | 0 | -0.0054442 | 01. ($9,999.000) to $0.028 | 1 | 0 | 01. ($9,999.00) to $0.22 | 1 | 0.085 | 0.085 | 0.085 | 0.085 | 0.085 | 0.085 | 0.085 | 0.085 | 0.085 | 0.085 | 0 | 0 | 0 | 0 | 0 | 0 | 0 | 0 | 0 | 0 | 0 | 0 | 0 | 0 | 1316.9226 | 1340.6584 | 1344.2335 | 1329.5751 | 1321.3576 | 1315.4004 | 1315.8992 | 1306.8014 | 1305.081 | 1301.7606 | 0 | 0 | 0 | 0 | 0 | 0 | 0 | 0 | 0 | 0 | 0 | 0 | 0 | 0 | 13197.69 | 1316.9226 | 2657.5811 | 4001.8146 | 5331.3897 | 6652.7473 | 7968.1477 | 9284.0469 | 10590.8483 | 11895.9293 | 13197.69 | 13197.69 | 13197.69 | 13197.69 | 13197.69 | 13197.69 | 13197.69 | 13197.69 | 13197.69 | 13197.69 | 13197.69 | 13197.69 | 13197.69 | 13197.69 | 13197.69 | 0 | 0 | 0 | 0 | 0 | 0 | 0 | 0 | 0 | 0 | 0 | 0 | 0 | 0 | 0 | 0 | 0 | 0 | 0 | 0 | 0 | 0 | 0 | 0 | 0 | 0 | 0 | 0 | 0 | 0 | 0 | 0 | 0 | 0 | 0 | 0 | 0 | 0 | 0 | 0 | 0 | 0 | 0 | 0 | 0 | 0 | 0 | 0 | 0 | 0 | 0 | 0 | 0 | 0 | 0 | 0 | 0 | 0 | 0 | 0 | 0 | 0.16672 | 0.33644 | 0.50662 | 0.67493 | 0.84221 | 1.0087 | 1.1753 | 1.3408 | 1.506 | 1.6708 | 1.6708 | 1.6708 | 1.6708 | 1.6708 | 1.6708 | 1.6708 | 1.6708 | 1.6708 | 1.6708 | 1.6708 | 1.6708 | 1.6708 | 1.6708 | 1.6708 | 0 | 0 | 0 | 0 | 0 | 0 | 0 | 0 | 0 | 0 | 0 | 0 | 0 | 0 | 0 | 0 | 0 | 0 | 0 | 0 | 0 | 0 | 0 | 0 | 0 | 0 | 0 | 0 | 0 | 0 | 0 | 0 | 0 | 0 | 0 | 0 | 0 | 0 | 0 | 0 | 0 | 0 | 0 | 0 | 0 | 0.01296% | 0.17064 | 0.34435 | 0.51852 | 0.6908 | 0.86201 | 1.0324 | 1.203 | 1.3723 | 1.5414 | 1.71 | 1.71 | 1.71 | 1.71 | 1.71 | 1.71 | 1.71 | 1.71 | 1.71 | 1.71 | 1.71 | 1.71 | 1.71 | 1.71 | 1.71
| IND-Lighting-7P_V2 | M_Input | Council 7th Plan | 2020 | Retro | 2022 | 2045 | PSE | Industrial | Food - Other | Electric | Per Region | NA | NA | Food - Other Efficient Lighting 1 Shift | Food - Other Efficient Lighting 1 Shift | 13248.5828 | 20.979 | 12632.5736 | -284.3793 | I-All-Other-Shift1-All-All-S | 0 | 0 | 0 | 0 | 0 | 0 | 0 | 0 | 0 | 0 | 0 | 0 | Comm Flat | Efficient Lighting 1 Shift | Efficient Lighting 1 Shift | IndShift1 | 0.0135% | 100% | 0% | 1 | 1 | 100% | 4.767% | 85% | 6.8% | 0.2% | 12154.2303 | 263.2488 | 1241.7479 | 13751.4522 | 0 | 0 | 0 | 11453.2625 | 0 |  | 0.074056 | 0 | 0.074056 | 05. $0.070 to $0.077 | 1 | 0 | 01. ($9,999.00) to $0.22 | 0 | 0.085 | 0.085 | 0.085 | 0.085 | 0.085 | 0.085 | 0.085 | 0.085 | 0.085 | 0.085 | 0 | 0 | 0 | 0 | 0 | 0 | 0 | 0 | 0 | 0 | 0 | 0 | 0 | 0 | 1126.1295 | 1146.4266 | 1149.4837 | 1136.949 | 1129.922 | 1124.8279 | 1125.2544 | 1117.4746 | 1116.0035 | 1113.1642 | 0 | 0 | 0 | 0 | 0 | 0 | 0 | 0 | 0 | 0 | 0 | 0 | 0 | 0 | 11285.6354 | 1126.1295 | 2272.5561 | 3422.0398 | 4558.9888 | 5688.9108 | 6813.7386 | 7938.993 | 9056.4676 | 10172.4712 | 11285.6354 | 11285.6354 | 11285.6354 | 11285.6354 | 11285.6354 | 11285.6354 | 11285.6354 | 11285.6354 | 11285.6354 | 11285.6354 | 11285.6354 | 11285.6354 | 11285.6354 | 11285.6354 | 11285.6354 | 0 | 0 | 0 | 0 | 0 | 0 | 0 | 0 | 0 | 0 | 0 | 0 | 0 | 0 | 0 | 0 | 0 | 0 | 0 | 0 | 0 | 0 | 0 | 0 | 0 | 0 | 0 | 0 | 0 | 0 | 0 | 0 | 0 | 0 | 0 | 0 | 0 | 0 | 0 | 0 | 0 | 0 | 0 | 0 | 0 | 0 | 0 | 0 | 0 | 0 | 0 | 0 | 0 | 0 | 0 | 0 | 0 | 0 | 0 | 0 | 0 | 0.15201 | 0.30676 | 0.46192 | 0.61539 | 0.76791 | 0.91974 | 1.0716 | 1.2225 | 1.3731 | 1.5234 | 1.5234 | 1.5234 | 1.5234 | 1.5234 | 1.5234 | 1.5234 | 1.5234 | 1.5234 | 1.5234 | 1.5234 | 1.5234 | 1.5234 | 1.5234 | 1.5234 | 973.5273 | 991.0739 | 993.7167 | 982.8806 | 976.8059 | 972.402 | 972.7707 | 966.0452 | 964.7735 | 962.3189 | 0 | 0 | 0 | 0 | 0 | 0 | 0 | 0 | 0 | 0 | 0 | 0 | 0 | 0 | 9756.3148 | 0 | 0 | 0 | 0 | 0 | 0 | 0 | 0 | 0 | 0 | 0 | 0 | 0 | 0 | 0 | 0 | 0 | 0 | 0 | 0 | 0.01911% | 0.21523 | 0.43433 | 0.65402 | 0.87131 | 1.0873 | 1.3022 | 1.5173 | 1.7309 | 1.9442 | 2.1569 | 2.1569 | 2.1569 | 2.1569 | 2.1569 | 2.1569 | 2.1569 | 2.1569 | 2.1569 | 2.1569 | 2.1569 | 2.1569 | 2.1569 | 2.1569 | 2.1569
| IND-Lighting-7P_V2 | M_Input | Council 7th Plan | 2020 | Retro | 2022 | 2045 | PSE | Industrial | Food - Other | Electric | Per Region | NA | NA | Food - Other Efficient Lighting 2 Shift | Food - Other Efficient Lighting 2 Shift | 108494.9792 | 12.275 | 59131.1958 | -2328.8323 | I-All-Other-Shift2-All-All-S | 0 | 0 | 0 | 0 | 0 | 0 | 0 | 0 | 0 | 0 | 0 | 0 | Comm Flat | Efficient Lighting 2 Shift | Efficient Lighting 2 Shift | IndShift2 | 0.01331% | 100% | 0% | 1 | 1 | 100% | 8.147% | 85% | 6.8% | 0.2% | 58658.1762 | 2125.2558 | 6078.3432 | 87386.8109 | 0 | 0 | 0 | 63823.7793 | 0 |  | 0.050393 | 0 | 0.050393 | 02. $0.028 to $0.055 | 1 | 0 | 01. ($9,999.00) to $0.22 | 1 | 0.085 | 0.085 | 0.085 | 0.085 | 0.085 | 0.085 | 0.085 | 0.085 | 0.085 | 0.085 | 0 | 0 | 0 | 0 | 0 | 0 | 0 | 0 | 0 | 0 | 0 | 0 | 0 | 0 | 9222.0732 | 9388.2891 | 9413.3244 | 9310.6757 | 9253.1306 | 9211.4135 | 9214.9063 | 9151.1968 | 9139.1497 | 9115.8976 | 0 | 0 | 0 | 0 | 0 | 0 | 0 | 0 | 0 | 0 | 0 | 0 | 0 | 0 | 92420.0568 | 9222.0732 | 18610.3624 | 28023.6867 | 37334.3624 | 46587.4929 | 55798.9065 | 65013.8128 | 74165.0095 | 83304.1592 | 92420.0568 | 92420.0568 | 92420.0568 | 92420.0568 | 92420.0568 | 92420.0568 | 92420.0568 | 92420.0568 | 92420.0568 | 92420.0568 | 92420.0568 | 92420.0568 | 92420.0568 | 92420.0568 | 92420.0568 | 0 | 0 | 0 | 0 | 0 | 0 | 0 | 0 | 0 | 0 | 0 | 0 | 0 | 0 | 0 | 0 | 0 | 0 | 0 | 0 | 0 | 0 | 0 | 0 | 0 | 0 | 0 | 0 | 0 | 0 | 0 | 0 | 0 | 0 | 0 | 0 | 0 | 0 | 0 | 0 | 0 | 0 | 0 | 0 | 0 | 0 | 0 | 0 | 0 | 0 | 0 | 0 | 0 | 0 | 0 | 0 | 0 | 0 | 0 | 0 | 0 | 1.2272 | 2.4765 | 3.7292 | 4.9681 | 6.1995 | 7.4252 | 8.6515 | 9.8692 | 11.0854 | 12.2985 | 12.2985 | 12.2985 | 12.2985 | 12.2985 | 12.2985 | 12.2985 | 12.2985 | 12.2985 | 12.2985 | 12.2985 | 12.2985 | 12.2985 | 12.2985 | 12.2985 | 5425.0212 | 5522.8002 | 5537.5275 | 5477.1429 | 5443.2912 | 5418.7505 | 5420.8052 | 5383.3271 | 5376.2402 | 5362.5619 | 0 | 0 | 0 | 0 | 0 | 0 | 0 | 0 | 0 | 0 | 0 | 0 | 0 | 0 | 54367.468 | 0 | 0 | 0 | 0 | 0 | 0 | 0 | 0 | 0 | 0 | 0 | 0 | 0 | 0 | 0 | 0 | 0 | 0 | 0 | 0 | 0.01847% | 1.7031 | 3.4369 | 5.1753 | 6.8948 | 8.6036 | 10.3047 | 12.0065 | 13.6965 | 15.3843 | 17.0678 | 17.0678 | 17.0678 | 17.0678 | 17.0678 | 17.0678 | 17.0678 | 17.0678 | 17.0678 | 17.0678 | 17.0678 | 17.0678 | 17.0678 | 17.0678 | 17.0678
| IND-Lighting-7P_V2 | M_Input | Council 7th Plan | 2020 | Retro | 2022 | 2045 | PSE | Industrial | Food - Other | Electric | Per Region | NA | NA | Food - Other Efficient Lighting 3 Shift | Food - Other Efficient Lighting 3 Shift | 13601.147 | 8.6758 | 4124.3334 | -291.9471 | I-All-Other-Shift3-All-All-S | 0 | 0 | 0 | 0 | 0 | 0 | 0 | 0 | 0 | 0 | 0 | 0 | Comm Flat | Efficient Lighting 3 Shift | Efficient Lighting 3 Shift | IndShift3 | 0.01266% | 100% | 0% | 1 | 1 | 100% | 11.53% | 85% | 6.8% | 0.2% | 5825.3967 | 253.4625 | 607.8859 | 5345.8346 | 0 | 0 | 0 | 1901.3028 | 0 |  | 0.011975 | 0 | 0.011975 | 01. ($9,999.000) to $0.028 | 1 | 0 | 01. ($9,999.00) to $0.22 | 1 | 0.085 | 0.085 | 0.085 | 0.085 | 0.085 | 0.085 | 0.085 | 0.085 | 0.085 | 0.085 | 0 | 0 | 0 | 0 | 0 | 0 | 0 | 0 | 0 | 0 | 0 | 0 | 0 | 0 | 1156.0975 | 1176.9347 | 1180.0731 | 1167.2049 | 1159.9909 | 1154.7612 | 1155.199 | 1147.2123 | 1145.702 | 1142.7871 | 0 | 0 | 0 | 0 | 0 | 0 | 0 | 0 | 0 | 0 | 0 | 0 | 0 | 0 | 11585.9627 | 1156.0975 | 2333.0321 | 3513.1053 | 4680.3101 | 5840.301 | 6995.0622 | 8150.2613 | 9297.4735 | 10443.1756 | 11585.9627 | 11585.9627 | 11585.9627 | 11585.9627 | 11585.9627 | 11585.9627 | 11585.9627 | 11585.9627 | 11585.9627 | 11585.9627 | 11585.9627 | 11585.9627 | 11585.9627 | 11585.9627 | 11585.9627 | 0 | 0 | 0 | 0 | 0 | 0 | 0 | 0 | 0 | 0 | 0 | 0 | 0 | 0 | 0 | 0 | 0 | 0 | 0 | 0 | 0 | 0 | 0 | 0 | 0 | 0 | 0 | 0 | 0 | 0 | 0 | 0 | 0 | 0 | 0 | 0 | 0 | 0 | 0 | 0 | 0 | 0 | 0 | 0 | 0 | 0 | 0 | 0 | 0 | 0 | 0 | 0 | 0 | 0 | 0 | 0 | 0 | 0 | 0 | 0 | 0 | 0.14636 | 0.29535 | 0.44475 | 0.59251 | 0.73936 | 0.88555 | 1.0318 | 1.177 | 1.3221 | 1.4667 | 1.4667 | 1.4667 | 1.4667 | 1.4667 | 1.4667 | 1.4667 | 1.4667 | 1.4667 | 1.4667 | 1.4667 | 1.4667 | 1.4667 | 1.4667 | 1.4667 | 161.6107 | 164.5236 | 164.9623 | 163.1634 | 162.155 | 161.4239 | 161.4851 | 160.3687 | 160.1576 | 159.7501 | 0 | 0 | 0 | 0 | 0 | 0 | 0 | 0 | 0 | 0 | 0 | 0 | 0 | 0 | 1619.6004 | 0 | 0 | 0 | 0 | 0 | 0 | 0 | 0 | 0 | 0 | 0 | 0 | 0 | 0 | 0 | 0 | 0 | 0 | 0 | 0 | 0.01296% | 0.1498 | 0.3023 | 0.4552 | 0.60644 | 0.75674 | 0.90636 | 1.056 | 1.2047 | 1.3531 | 1.5012 | 1.5012 | 1.5012 | 1.5012 | 1.5012 | 1.5012 | 1.5012 | 1.5012 | 1.5012 | 1.5012 | 1.5012 | 1.5012 | 1.5012 | 1.5012 | 1.5012
| IND-Lighting-7P_V2 | M_Input | Council 7th Plan | 2020 | Retro | 2022 | 2045 | PSE | Industrial | Food - Other | Electric | Per Region | NA | NA | Food - Other Lighting Controls | Food - Other Lighting Controls | 182961.2435 | 10 | 197865.0849 | -2063.4289 | I-All-Other-Shift3-All-All-S | 0 | 0 | 0 | 0 | 0 | 0 | 0 | 0 | 0 | 0 | 0 | 0 | Comm Flat | Lighting Controls | Lighting Controls | IndShift3 | 0.01266% | 100% | 0% | 1 | 1 | 100% | 10% | 85% | 6.8% | 0.2% | 85538.2376 | 3409.5523 | 8894.779 | 327559.7943 | 0 | 0 | 0 | 330741 | 0 |  | 0.15486 | 0 | 0.15486 | 10. $0.150 to $0.175 | 1 | 0 | 01. ($9,999.00) to $0.22 | 1 | 0.085 | 0.085 | 0.085 | 0.085 | 0.085 | 0.085 | 0.085 | 0.085 | 0.085 | 0.085 | 0 | 0 | 0 | 0 | 0 | 0 | 0 | 0 | 0 | 0 | 0 | 0 | 0 | 0 | 15551.7057 | 15832.005 | 15874.2233 | 15701.121 | 15604.0794 | 15533.7297 | 15539.6197 | 15432.1827 | 15411.867 | 15372.6558 | 0 | 0 | 0 | 0 | 0 | 0 | 0 | 0 | 0 | 0 | 0 | 0 | 0 | 0 | 155853.1892 | 15551.7057 | 31383.7107 | 47257.934 | 62959.055 | 78563.1344 | 94096.8641 | 109636.4838 | 125068.6664 | 140480.5334 | 155853.1892 | 155853.1892 | 155853.1892 | 155853.1892 | 155853.1892 | 155853.1892 | 155853.1892 | 155853.1892 | 155853.1892 | 155853.1892 | 155853.1892 | 155853.1892 | 155853.1892 | 155853.1892 | 155853.1892 | 0 | 0 | 0 | 0 | 0 | 0 | 0 | 0 | 0 | 0 | 0 | 0 | 0 | 0 | 0 | 0 | 0 | 0 | 0 | 0 | 0 | 0 | 0 | 0 | 0 | 0 | 0 | 0 | 0 | 0 | 0 | 0 | 0 | 0 | 0 | 0 | 0 | 0 | 0 | 0 | 0 | 0 | 0 | 0 | 0 | 0 | 0 | 0 | 0 | 0 | 0 | 0 | 0 | 0 | 0 | 0 | 0 | 0 | 0 | 0 | 0 | 1.9688 | 3.9731 | 5.9827 | 7.9704 | 9.9458 | 11.9123 | 13.8796 | 15.8332 | 17.7843 | 19.7305 | 19.7305 | 19.7305 | 19.7305 | 19.7305 | 19.7305 | 19.7305 | 19.7305 | 19.7305 | 19.7305 | 19.7305 | 19.7305 | 19.7305 | 19.7305 | 19.7305 | 28112.985 | 28619.685 | 28696.0036 | 28383.0847 | 28207.6615 | 28080.4895 | 28091.1369 | 27896.922 | 27860.197 | 27789.3145 | 0 | 0 | 0 | 0 | 0 | 0 | 0 | 0 | 0 | 0 | 0 | 0 | 0 | 0 | 281737.4797 | 0 | 0 | 0 | 0 | 0 | 0 | 0 | 0 | 0 | 0 | 0 | 0 | 0 | 0 | 0 | 0 | 0 | 0 | 0 | 0 | 0.01296% | 2.0151 | 4.0664 | 6.1233 | 8.1577 | 10.1796 | 12.1923 | 14.2058 | 16.2054 | 18.2023 | 20.1942 | 20.1942 | 20.1942 | 20.1942 | 20.1942 | 20.1942 | 20.1942 | 20.1942 | 20.1942 | 20.1942 | 20.1942 | 20.1942 | 20.1942 | 20.1942 | 20.1942
| IND-Lighting-7P_V2 | M_Input | Council 7th Plan | 2020 | Retro | 2022 | 2045 | PSE | Industrial | Food - Other | Electric | Per Region | NA | NA | Food - Other Motors: Rewind 20-50 HP | Food - Other Motors: Rewind 20-50 HP | 0 | 10 | 0 | 0 | I-All-Other-Shift3-All-All-S | 0 | 0 | 0 | 0 | 0 | 0 | 0 | 0 | 0 | 0 | 0 | 0 | Comm Flat | Motors: Rewind 20-50 HP | Motors: Rewind 20-50 HP | IndShift3 | 0.01266% | 100% | 0% | 1 | 1 | 100% | 10% | 85% | 6.8% | 0.2% | 0 | 0 | 0 | 0 | 0 | 0 | 0 | 0 | 0 |  | 0 | 0 | 0 | 01. ($9,999.000) to $0.028 | 1 | 0 | 01. ($9,999.00) to $0.22 | 1 | 0.085 | 0.085 | 0.085 | 0.085 | 0.085 | 0.085 | 0.085 | 0.085 | 0.085 | 0.085 | 0 | 0 | 0 | 0 | 0 | 0 | 0 | 0 | 0 | 0 | 0 | 0 | 0 | 0 | 0 | 0 | 0 | 0 | 0 | 0 | 0 | 0 | 0 | 0 | 0 | 0 | 0 | 0 | 0 | 0 | 0 | 0 | 0 | 0 | 0 | 0 | 0 | 0 | 0 | 0 | 0 | 0 | 0 | 0 | 0 | 0 | 0 | 0 | 0 | 0 | 0 | 0 | 0 | 0 | 0 | 0 | 0 | 0 | 0 | 0 | 0 | 0 | 0 | 0 | 0 | 0 | 0 | 0 | 0 | 0 | 0 | 0 | 0 | 0 | 0 | 0 | 0 | 0 | 0 | 0 | 0 | 0 | 0 | 0 | 0 | 0 | 0 | 0 | 0 | 0 | 0 | 0 | 0 | 0 | 0 | 0 | 0 | 0 | 0 | 0 | 0 | 0 | 0 | 0 | 0 | 0 | 0 | 0 | 0 | 0 | 0 | 0 | 0 | 0 | 0 | 0 | 0 | 0 | 0 | 0 | 0 | 0 | 0 | 0 | 0 | 0 | 0 | 0 | 0 | 0 | 0 | 0 | 0 | 0 | 0 | 0 | 0 | 0 | 0 | 0 | 0 | 0 | 0 | 0 | 0 | 0 | 0 | 0 | 0 | 0 | 0 | 0 | 0 | 0 | 0 | 0 | 0 | 0 | 0 | 0 | 0 | 0 | 0 | 0 | 0 | 0 | 0 | 0 | 0 | 0 | 0 | 0 | 0 | 0 | 0 | 0 | 0 | 0 | 0 | 0 | 0 | 0 | 0 | 0 | 0 | 0 | 0 | 0 | 0 | 0 | 0 | 0 | 0 | 0.01296% | 0 | 0 | 0 | 0 | 0 | 0 | 0 | 0 | 0 | 0 | 0 | 0 | 0 | 0 | 0 | 0 | 0 | 0 | 0 | 0 | 0 | 0 | 0 | 0
| IND-Lighting-7P_V2 | M_Input | Council 7th Plan | 2020 | Retro | 2022 | 2045 | PSE | Industrial | Food - Other | Electric | Per Region | NA | NA | Food - Other Motors: Rewind 51-100 HP | Food - Other Motors: Rewind 51-100 HP | 0 | 10 | 0 | 0 | I-All-Other-Shift3-All-All-S | 0 | 0 | 0 | 0 | 0 | 0 | 0 | 0 | 0 | 0 | 0 | 0 | Comm Flat | Motors: Rewind 51-100 HP | Motors: Rewind 51-100 HP | IndShift3 | 0.01266% | 100% | 0% | 1 | 1 | 100% | 10% | 85% | 6.8% | 0.2% | 0 | 0 | 0 | 0 | 0 | 0 | 0 | 0 | 0 |  | 0 | 0 | 0 | 01. ($9,999.000) to $0.028 | 1 | 0 | 01. ($9,999.00) to $0.22 | 1 | 0.085 | 0.085 | 0.085 | 0.085 | 0.085 | 0.085 | 0.085 | 0.085 | 0.085 | 0.085 | 0 | 0 | 0 | 0 | 0 | 0 | 0 | 0 | 0 | 0 | 0 | 0 | 0 | 0 | 0 | 0 | 0 | 0 | 0 | 0 | 0 | 0 | 0 | 0 | 0 | 0 | 0 | 0 | 0 | 0 | 0 | 0 | 0 | 0 | 0 | 0 | 0 | 0 | 0 | 0 | 0 | 0 | 0 | 0 | 0 | 0 | 0 | 0 | 0 | 0 | 0 | 0 | 0 | 0 | 0 | 0 | 0 | 0 | 0 | 0 | 0 | 0 | 0 | 0 | 0 | 0 | 0 | 0 | 0 | 0 | 0 | 0 | 0 | 0 | 0 | 0 | 0 | 0 | 0 | 0 | 0 | 0 | 0 | 0 | 0 | 0 | 0 | 0 | 0 | 0 | 0 | 0 | 0 | 0 | 0 | 0 | 0 | 0 | 0 | 0 | 0 | 0 | 0 | 0 | 0 | 0 | 0 | 0 | 0 | 0 | 0 | 0 | 0 | 0 | 0 | 0 | 0 | 0 | 0 | 0 | 0 | 0 | 0 | 0 | 0 | 0 | 0 | 0 | 0 | 0 | 0 | 0 | 0 | 0 | 0 | 0 | 0 | 0 | 0 | 0 | 0 | 0 | 0 | 0 | 0 | 0 | 0 | 0 | 0 | 0 | 0 | 0 | 0 | 0 | 0 | 0 | 0 | 0 | 0 | 0 | 0 | 0 | 0 | 0 | 0 | 0 | 0 | 0 | 0 | 0 | 0 | 0 | 0 | 0 | 0 | 0 | 0 | 0 | 0 | 0 | 0 | 0 | 0 | 0 | 0 | 0 | 0 | 0 | 0 | 0 | 0 | 0 | 0 | 0.01296% | 0 | 0 | 0 | 0 | 0 | 0 | 0 | 0 | 0 | 0 | 0 | 0 | 0 | 0 | 0 | 0 | 0 | 0 | 0 | 0 | 0 | 0 | 0 | 0
| IND-Lighting-7P_V2 | M_Input | Council 7th Plan | 2020 | Retro | 2022 | 2045 | PSE | Industrial | Food - Other | Electric | Per Region | NA | NA | Food - Other Motors: Rewind 101-200 HP | Food - Other Motors: Rewind 101-200 HP | 0 | 10 | 0 | 0 | I-All-Other-Shift3-All-All-S | 0 | 0 | 0 | 0 | 0 | 0 | 0 | 0 | 0 | 0 | 0 | 0 | Comm Flat | Motors: Rewind 101-200 HP | Motors: Rewind 101-200 HP | IndShift3 | 0.01266% | 100% | 0% | 1 | 1 | 100% | 10% | 85% | 6.8% | 0.2% | 0 | 0 | 0 | 0 | 0 | 0 | 0 | 0 | 0 |  | 0 | 0 | 0 | 01. ($9,999.000) to $0.028 | 1 | 0 | 01. ($9,999.00) to $0.22 | 1 | 0.085 | 0.085 | 0.085 | 0.085 | 0.085 | 0.085 | 0.085 | 0.085 | 0.085 | 0.085 | 0 | 0 | 0 | 0 | 0 | 0 | 0 | 0 | 0 | 0 | 0 | 0 | 0 | 0 | 0 | 0 | 0 | 0 | 0 | 0 | 0 | 0 | 0 | 0 | 0 | 0 | 0 | 0 | 0 | 0 | 0 | 0 | 0 | 0 | 0 | 0 | 0 | 0 | 0 | 0 | 0 | 0 | 0 | 0 | 0 | 0 | 0 | 0 | 0 | 0 | 0 | 0 | 0 | 0 | 0 | 0 | 0 | 0 | 0 | 0 | 0 | 0 | 0 | 0 | 0 | 0 | 0 | 0 | 0 | 0 | 0 | 0 | 0 | 0 | 0 | 0 | 0 | 0 | 0 | 0 | 0 | 0 | 0 | 0 | 0 | 0 | 0 | 0 | 0 | 0 | 0 | 0 | 0 | 0 | 0 | 0 | 0 | 0 | 0 | 0 | 0 | 0 | 0 | 0 | 0 | 0 | 0 | 0 | 0 | 0 | 0 | 0 | 0 | 0 | 0 | 0 | 0 | 0 | 0 | 0 | 0 | 0 | 0 | 0 | 0 | 0 | 0 | 0 | 0 | 0 | 0 | 0 | 0 | 0 | 0 | 0 | 0 | 0 | 0 | 0 | 0 | 0 | 0 | 0 | 0 | 0 | 0 | 0 | 0 | 0 | 0 | 0 | 0 | 0 | 0 | 0 | 0 | 0 | 0 | 0 | 0 | 0 | 0 | 0 | 0 | 0 | 0 | 0 | 0 | 0 | 0 | 0 | 0 | 0 | 0 | 0 | 0 | 0 | 0 | 0 | 0 | 0 | 0 | 0 | 0 | 0 | 0 | 0 | 0 | 0 | 0 | 0 | 0 | 0.01296% | 0 | 0 | 0 | 0 | 0 | 0 | 0 | 0 | 0 | 0 | 0 | 0 | 0 | 0 | 0 | 0 | 0 | 0 | 0 | 0 | 0 | 0 | 0 | 0
| IND-Lighting-7P_V2 | M_Input | Council 7th Plan | 2020 | Retro | 2022 | 2045 | PSE | Industrial | Food - Other | Electric | Per Region | NA | NA | Food - Other Motors: Rewind 201-500 HP | Food - Other Motors: Rewind 201-500 HP | 0 | 10 | 0 | 0 | I-All-Other-Shift3-All-All-S | 0 | 0 | 0 | 0 | 0 | 0 | 0 | 0 | 0 | 0 | 0 | 0 | Comm Flat | Motors: Rewind 201-500 HP | Motors: Rewind 201-500 HP | IndShift3 | 0.01266% | 100% | 0% | 1 | 1 | 100% | 10% | 85% | 6.8% | 0.2% | 0 | 0 | 0 | 0 | 0 | 0 | 0 | 0 | 0 |  | 0 | 0 | 0 | 01. ($9,999.000) to $0.028 | 1 | 0 | 01. ($9,999.00) to $0.22 | 1 | 0.085 | 0.085 | 0.085 | 0.085 | 0.085 | 0.085 | 0.085 | 0.085 | 0.085 | 0.085 | 0 | 0 | 0 | 0 | 0 | 0 | 0 | 0 | 0 | 0 | 0 | 0 | 0 | 0 | 0 | 0 | 0 | 0 | 0 | 0 | 0 | 0 | 0 | 0 | 0 | 0 | 0 | 0 | 0 | 0 | 0 | 0 | 0 | 0 | 0 | 0 | 0 | 0 | 0 | 0 | 0 | 0 | 0 | 0 | 0 | 0 | 0 | 0 | 0 | 0 | 0 | 0 | 0 | 0 | 0 | 0 | 0 | 0 | 0 | 0 | 0 | 0 | 0 | 0 | 0 | 0 | 0 | 0 | 0 | 0 | 0 | 0 | 0 | 0 | 0 | 0 | 0 | 0 | 0 | 0 | 0 | 0 | 0 | 0 | 0 | 0 | 0 | 0 | 0 | 0 | 0 | 0 | 0 | 0 | 0 | 0 | 0 | 0 | 0 | 0 | 0 | 0 | 0 | 0 | 0 | 0 | 0 | 0 | 0 | 0 | 0 | 0 | 0 | 0 | 0 | 0 | 0 | 0 | 0 | 0 | 0 | 0 | 0 | 0 | 0 | 0 | 0 | 0 | 0 | 0 | 0 | 0 | 0 | 0 | 0 | 0 | 0 | 0 | 0 | 0 | 0 | 0 | 0 | 0 | 0 | 0 | 0 | 0 | 0 | 0 | 0 | 0 | 0 | 0 | 0 | 0 | 0 | 0 | 0 | 0 | 0 | 0 | 0 | 0 | 0 | 0 | 0 | 0 | 0 | 0 | 0 | 0 | 0 | 0 | 0 | 0 | 0 | 0 | 0 | 0 | 0 | 0 | 0 | 0 | 0 | 0 | 0 | 0 | 0 | 0 | 0 | 0 | 0 | 0.01296% | 0 | 0 | 0 | 0 | 0 | 0 | 0 | 0 | 0 | 0 | 0 | 0 | 0 | 0 | 0 | 0 | 0 | 0 | 0 | 0 | 0 | 0 | 0 | 0
| IND-Lighting-7P_V2 | M_Input | Council 7th Plan | 2020 | Retro | 2022 | 2045 | PSE | Industrial | Food - Other | Electric | Per Region | NA | NA | Food - Other Motors: Rewind 501-5000 HP | Food - Other Motors: Rewind 501-5000 HP | 0 | 10 | 0 | 0 | I-All-Other-Shift3-All-All-S | 0 | 0 | 0 | 0 | 0 | 0 | 0 | 0 | 0 | 0 | 0 | 0 | Comm Flat | Motors: Rewind 501-5000 HP | Motors: Rewind 501-5000 HP | IndShift3 | 0.01266% | 100% | 0% | 1 | 1 | 100% | 10% | 85% | 6.8% | 0.2% | 0 | 0 | 0 | 0 | 0 | 0 | 0 | 0 | 0 |  | 0 | 0 | 0 | 01. ($9,999.000) to $0.028 | 1 | 0 | 01. ($9,999.00) to $0.22 | 1 | 0.085 | 0.085 | 0.085 | 0.085 | 0.085 | 0.085 | 0.085 | 0.085 | 0.085 | 0.085 | 0 | 0 | 0 | 0 | 0 | 0 | 0 | 0 | 0 | 0 | 0 | 0 | 0 | 0 | 0 | 0 | 0 | 0 | 0 | 0 | 0 | 0 | 0 | 0 | 0 | 0 | 0 | 0 | 0 | 0 | 0 | 0 | 0 | 0 | 0 | 0 | 0 | 0 | 0 | 0 | 0 | 0 | 0 | 0 | 0 | 0 | 0 | 0 | 0 | 0 | 0 | 0 | 0 | 0 | 0 | 0 | 0 | 0 | 0 | 0 | 0 | 0 | 0 | 0 | 0 | 0 | 0 | 0 | 0 | 0 | 0 | 0 | 0 | 0 | 0 | 0 | 0 | 0 | 0 | 0 | 0 | 0 | 0 | 0 | 0 | 0 | 0 | 0 | 0 | 0 | 0 | 0 | 0 | 0 | 0 | 0 | 0 | 0 | 0 | 0 | 0 | 0 | 0 | 0 | 0 | 0 | 0 | 0 | 0 | 0 | 0 | 0 | 0 | 0 | 0 | 0 | 0 | 0 | 0 | 0 | 0 | 0 | 0 | 0 | 0 | 0 | 0 | 0 | 0 | 0 | 0 | 0 | 0 | 0 | 0 | 0 | 0 | 0 | 0 | 0 | 0 | 0 | 0 | 0 | 0 | 0 | 0 | 0 | 0 | 0 | 0 | 0 | 0 | 0 | 0 | 0 | 0 | 0 | 0 | 0 | 0 | 0 | 0 | 0 | 0 | 0 | 0 | 0 | 0 | 0 | 0 | 0 | 0 | 0 | 0 | 0 | 0 | 0 | 0 | 0 | 0 | 0 | 0 | 0 | 0 | 0 | 0 | 0 | 0 | 0 | 0 | 0 | 0 | 0.01296% | 0 | 0 | 0 | 0 | 0 | 0 | 0 | 0 | 0 | 0 | 0 | 0 | 0 | 0 | 0 | 0 | 0 | 0 | 0 | 0 | 0 | 0 | 0 | 0
| IND-Lighting-7P_V2 | M_Input | Council 7th Plan | 2020 | Retro | 2022 | 2045 | PSE | Industrial | Food - Other | Electric | Per Region | NA | NA | Food - Other Efficient Centrifugal Fan | Food - Other Efficient Centrifugal Fan | 0 | 10 | 0 | 0 | I-SIC26-Proc-All-All-All-E | 0 | 0 | 0 | 0 | 0 | 0 | 0 | 0 | 0 | 0 | 0 | 0 | Comm Flat | Efficient Centrifugal Fan | Efficient Centrifugal Fan | SIC26 | 0.01095% | 100% | 0% | 1 | 1 | 100% | 10% | 85% | 6.8% | 0.2% | 0 | 0 | 0 | 0 | 0 | 0 | 0 | 0 | 0 |  | 0 | 0 | 0 | 01. ($9,999.000) to $0.028 | 1 | 0 | 01. ($9,999.00) to $0.22 | 1 | 0.085 | 0.085 | 0.085 | 0.085 | 0.085 | 0.085 | 0.085 | 0.085 | 0.085 | 0.085 | 0 | 0 | 0 | 0 | 0 | 0 | 0 | 0 | 0 | 0 | 0 | 0 | 0 | 0 | 0 | 0 | 0 | 0 | 0 | 0 | 0 | 0 | 0 | 0 | 0 | 0 | 0 | 0 | 0 | 0 | 0 | 0 | 0 | 0 | 0 | 0 | 0 | 0 | 0 | 0 | 0 | 0 | 0 | 0 | 0 | 0 | 0 | 0 | 0 | 0 | 0 | 0 | 0 | 0 | 0 | 0 | 0 | 0 | 0 | 0 | 0 | 0 | 0 | 0 | 0 | 0 | 0 | 0 | 0 | 0 | 0 | 0 | 0 | 0 | 0 | 0 | 0 | 0 | 0 | 0 | 0 | 0 | 0 | 0 | 0 | 0 | 0 | 0 | 0 | 0 | 0 | 0 | 0 | 0 | 0 | 0 | 0 | 0 | 0 | 0 | 0 | 0 | 0 | 0 | 0 | 0 | 0 | 0 | 0 | 0 | 0 | 0 | 0 | 0 | 0 | 0 | 0 | 0 | 0 | 0 | 0 | 0 | 0 | 0 | 0 | 0 | 0 | 0 | 0 | 0 | 0 | 0 | 0 | 0 | 0 | 0 | 0 | 0 | 0 | 0 | 0 | 0 | 0 | 0 | 0 | 0 | 0 | 0 | 0 | 0 | 0 | 0 | 0 | 0 | 0 | 0 | 0 | 0 | 0 | 0 | 0 | 0 | 0 | 0 | 0 | 0 | 0 | 0 | 0 | 0 | 0 | 0 | 0 | 0 | 0 | 0 | 0 | 0 | 0 | 0 | 0 | 0 | 0 | 0 | 0 | 0 | 0 | 0 | 0 | 0 | 0 | 0 | 0 | 0.01124% | 0 | 0 | 0 | 0 | 0 | 0 | 0 | 0 | 0 | 0 | 0 | 0 | 0 | 0 | 0 | 0 | 0 | 0 | 0 | 0 | 0 | 0 | 0 | 0
| IND-Lighting-7P_V2 | M_Input | Council 7th Plan | 2020 | Retro | 2022 | 2045 | PSE | Industrial | Food - Other | Electric | Per Region | NA | NA | Food - Other Fan Energy Management | Food - Other Fan Energy Management | 601373.0185 | 10 | 0 | 22532.421 | I-SIC20-Proc-All-All-All-E | 0 | 0 | 0 | 0 | 0 | 0 | 0 | 0 | 0 | 0 | 0 | 0 | Comm Flat | Fan Energy Management | Fan Energy Management | SIC20 | 0.01146% | 100% | 0% | 1 | 1 | 100% | 10% | 85% | 6.8% | 0.2% | 281154.5613 | 10144.9761 | 29129.9537 | 0 | 0 | 0 | 0 | 223757.749 | 0 |  | 0.031874 | 0 | 0.031874 | 02. $0.028 to $0.055 | 1 | 0 | 01. ($9,999.00) to $0.22 | 1 | 0.085 | 0.085 | 0.085 | 0.085 | 0.085 | 0.085 | 0.085 | 0.085 | 0.085 | 0.085 | 0 | 0 | 0 | 0 | 0 | 0 | 0 | 0 | 0 | 0 | 0 | 0 | 0 | 0 | 51116.7066 | 52038.0188 | 52176.7857 | 51607.8179 | 51288.8531 | 51057.6214 | 51076.9811 | 50723.8479 | 50657.0724 | 50528.1896 | 0 | 0 | 0 | 0 | 0 | 0 | 0 | 0 | 0 | 0 | 0 | 0 | 0 | 0 | 512271.8944 | 51116.7066 | 103154.7254 | 155331.5111 | 206939.329 | 258228.1821 | 309285.8035 | 360362.7846 | 411086.6325 | 461743.7049 | 512271.8944 | 512271.8944 | 512271.8944 | 512271.8944 | 512271.8944 | 512271.8944 | 512271.8944 | 512271.8944 | 512271.8944 | 512271.8944 | 512271.8944 | 512271.8944 | 512271.8944 | 512271.8944 | 512271.8944 | 0 | 0 | 0 | 0 | 0 | 0 | 0 | 0 | 0 | 0 | 0 | 0 | 0 | 0 | 0 | 0 | 0 | 0 | 0 | 0 | 0 | 0 | 0 | 0 | 0 | 0 | 0 | 0 | 0 | 0 | 0 | 0 | 0 | 0 | 0 | 0 | 0 | 0 | 0 | 0 | 0 | 0 | 0 | 0 | 0 | 0 | 0 | 0 | 0 | 0 | 0 | 0 | 0 | 0 | 0 | 0 | 0 | 0 | 0 | 0 | 0 | 5.858 | 11.8217 | 17.8012 | 23.7155 | 29.5933 | 35.4446 | 41.2981 | 47.1111 | 52.9165 | 58.7071 | 58.7071 | 58.7071 | 58.7071 | 58.7071 | 58.7071 | 58.7071 | 58.7071 | 58.7071 | 58.7071 | 58.7071 | 58.7071 | 58.7071 | 58.7071 | 58.7071 | 19019.4087 | 19362.2088 | 19413.8409 | 19202.1404 | 19083.4606 | 18997.4243 | 19004.6277 | 18873.2345 | 18848.3888 | 18800.4344 | 0 | 0 | 0 | 0 | 0 | 0 | 0 | 0 | 0 | 0 | 0 | 0 | 0 | 0 | 190605.1692 | 0 | 0 | 0 | 0 | 0 | 0 | 0 | 0 | 0 | 0 | 0 | 0 | 0 | 0 | 0 | 0 | 0 | 0 | 0 | 0 | 0.01326% | 6.7779 | 13.678 | 20.5964 | 27.4394 | 34.2401 | 41.0102 | 47.7828 | 54.5086 | 61.2256 | 67.9254 | 67.9254 | 67.9254 | 67.9254 | 67.9254 | 67.9254 | 67.9254 | 67.9254 | 67.9254 | 67.9254 | 67.9254 | 67.9254 | 67.9254 | 67.9254 | 67.9254
| IND-Lighting-7P_V2 | M_Input | Council 7th Plan | 2020 | Retro | 2022 | 2045 | PSE | Industrial | Food - Other | Electric | Per Region | NA | NA | Food - Other Fan Equipment Upgrade | Food - Other Fan Equipment Upgrade | 1752067.7657 | 10 | 192188.2968 | 65646.99 | I-All-Other-Shift3-All-All-S | 0 | 0 | 0 | 0 | 0 | 0 | 0 | 0 | 0 | 0 | 0 | 0 | Comm Flat | Fan Equipment Upgrade | Fan Equipment Upgrade | IndShift3 | 0.01266% | 100% | 0% | 1 | 1 | 100% | 10% | 85% | 6.8% | 0.2% | 819128.6089 | 32650.4485 | 85177.9057 | 318162.0395 | 0 | 0 | 0 | 1005102.8288 | 0 |  | 0.049143 | 0 | 0.049143 | 02. $0.028 to $0.055 | 1 | 0 | 01. ($9,999.00) to $0.22 | 1 | 0.085 | 0.085 | 0.085 | 0.085 | 0.085 | 0.085 | 0.085 | 0.085 | 0.085 | 0.085 | 0 | 0 | 0 | 0 | 0 | 0 | 0 | 0 | 0 | 0 | 0 | 0 | 0 | 0 | 148925.7601 | 151609.9535 | 152014.2433 | 150356.5864 | 149427.2997 | 148753.6185 | 148810.0222 | 147781.1875 | 147586.6408 | 147211.1476 | 0 | 0 | 0 | 0 | 0 | 0 | 0 | 0 | 0 | 0 | 0 | 0 | 0 | 0 | 1492476.4595 | 148925.7601 | 300535.7136 | 452549.9568 | 602906.5432 | 752333.8429 | 901087.4614 | 1049897.4836 | 1197678.6711 | 1345265.3119 | 1492476.4595 | 1492476.4595 | 1492476.4595 | 1492476.4595 | 1492476.4595 | 1492476.4595 | 1492476.4595 | 1492476.4595 | 1492476.4595 | 1492476.4595 | 1492476.4595 | 1492476.4595 | 1492476.4595 | 1492476.4595 | 1492476.4595 | 0 | 0 | 0 | 0 | 0 | 0 | 0 | 0 | 0 | 0 | 0 | 0 | 0 | 0 | 0 | 0 | 0 | 0 | 0 | 0 | 0 | 0 | 0 | 0 | 0 | 0 | 0 | 0 | 0 | 0 | 0 | 0 | 0 | 0 | 0 | 0 | 0 | 0 | 0 | 0 | 0 | 0 | 0 | 0 | 0 | 0 | 0 | 0 | 0 | 0 | 0 | 0 | 0 | 0 | 0 | 0 | 0 | 0 | 0 | 0 | 0 | 18.8535 | 38.0467 | 57.2912 | 76.3258 | 95.2427 | 114.0744 | 132.9132 | 151.6218 | 170.3057 | 188.9421 | 188.9421 | 188.9421 | 188.9421 | 188.9421 | 188.9421 | 188.9421 | 188.9421 | 188.9421 | 188.9421 | 188.9421 | 188.9421 | 188.9421 | 188.9421 | 188.9421 | 85433.7405 | 86973.5727 | 87205.5002 | 86254.5578 | 85721.457 | 85334.9886 | 85367.3455 | 84777.1374 | 84665.5324 | 84450.1245 | 0 | 0 | 0 | 0 | 0 | 0 | 0 | 0 | 0 | 0 | 0 | 0 | 0 | 0 | 856183.9563 | 0 | 0 | 0 | 0 | 0 | 0 | 0 | 0 | 0 | 0 | 0 | 0 | 0 | 0 | 0 | 0 | 0 | 0 | 0 | 0 | 0.01296% | 19.2966 | 38.941 | 58.6377 | 78.1197 | 97.4813 | 116.7556 | 136.0372 | 155.1855 | 174.3086 | 193.383 | 193.383 | 193.383 | 193.383 | 193.383 | 193.383 | 193.383 | 193.383 | 193.383 | 193.383 | 193.383 | 193.383 | 193.383 | 193.383 | 193.383
| IND-Lighting-7P_V2 | M_Input | Council 7th Plan | 2020 | Retro | 2022 | 2045 | PSE | Industrial | Food - Other | Electric | Per Region | NA | NA | Food - Other Fan System Optimization | Food - Other Fan System Optimization | 0 | 10 | 0 | 0 | I-SIC24-Proc-All-All-All-E | 0 | 0 | 0 | 0 | 0 | 0 | 0 | 0 | 0 | 0 | 0 | 0 | Comm Flat | Fan System Optimization | Fan System Optimization | SIC24 | 0.01335% | 100% | 0% | 1 | 1 | 100% | 10% | 85% | 6.8% | 0.2% | 0 | 0 | 0 | 0 | 0 | 0 | 0 | 0 | 0 |  | 0 | 0 | 0 | 01. ($9,999.000) to $0.028 | 1 | 0 | 01. ($9,999.00) to $0.22 | 1 | 0.085 | 0.085 | 0.085 | 0.085 | 0.085 | 0.085 | 0.085 | 0.085 | 0.085 | 0.085 | 0 | 0 | 0 | 0 | 0 | 0 | 0 | 0 | 0 | 0 | 0 | 0 | 0 | 0 | 0 | 0 | 0 | 0 | 0 | 0 | 0 | 0 | 0 | 0 | 0 | 0 | 0 | 0 | 0 | 0 | 0 | 0 | 0 | 0 | 0 | 0 | 0 | 0 | 0 | 0 | 0 | 0 | 0 | 0 | 0 | 0 | 0 | 0 | 0 | 0 | 0 | 0 | 0 | 0 | 0 | 0 | 0 | 0 | 0 | 0 | 0 | 0 | 0 | 0 | 0 | 0 | 0 | 0 | 0 | 0 | 0 | 0 | 0 | 0 | 0 | 0 | 0 | 0 | 0 | 0 | 0 | 0 | 0 | 0 | 0 | 0 | 0 | 0 | 0 | 0 | 0 | 0 | 0 | 0 | 0 | 0 | 0 | 0 | 0 | 0 | 0 | 0 | 0 | 0 | 0 | 0 | 0 | 0 | 0 | 0 | 0 | 0 | 0 | 0 | 0 | 0 | 0 | 0 | 0 | 0 | 0 | 0 | 0 | 0 | 0 | 0 | 0 | 0 | 0 | 0 | 0 | 0 | 0 | 0 | 0 | 0 | 0 | 0 | 0 | 0 | 0 | 0 | 0 | 0 | 0 | 0 | 0 | 0 | 0 | 0 | 0 | 0 | 0 | 0 | 0 | 0 | 0 | 0 | 0 | 0 | 0 | 0 | 0 | 0 | 0 | 0 | 0 | 0 | 0 | 0 | 0 | 0 | 0 | 0 | 0 | 0 | 0 | 0 | 0 | 0 | 0 | 0 | 0 | 0 | 0 | 0 | 0 | 0 | 0 | 0 | 0 | 0 | 0 | 0.01209% | 0 | 0 | 0 | 0 | 0 | 0 | 0 | 0 | 0 | 0 | 0 | 0 | 0 | 0 | 0 | 0 | 0 | 0 | 0 | 0 | 0 | 0 | 0 | 0
| IND-Lighting-7P_V2 | M_Input | Council 7th Plan | 2020 | Retro | 2022 | 2045 | PSE | Industrial | Food - Other | Electric | Per Region | NA | NA | Food - Other Pump Energy Management | Food - Other Pump Energy Management | 90260.3059 | 10 | 0 | 3381.8997 | I-SIC26-Proc-All-All-All-E | 0 | 0 | 0 | 0 | 0 | 0 | 0 | 0 | 0 | 0 | 0 | 0 | Comm Flat | Pump Energy Management | Pump Energy Management | SIC26 | 0.01095% | 100% | 0% | 1 | 1 | 100% | 10% | 85% | 6.8% | 0.2% | 42198.5954 | 1454.5763 | 4365.3172 | 0 | 0 | 0 | 0 | 33658.7817 | 0 |  | 0.031945 | 0 | 0.031945 | 02. $0.028 to $0.055 | 1 | 0 | 01. ($9,999.00) to $0.22 | 1 | 0.085 | 0.085 | 0.085 | 0.085 | 0.085 | 0.085 | 0.085 | 0.085 | 0.085 | 0.085 | 0 | 0 | 0 | 0 | 0 | 0 | 0 | 0 | 0 | 0 | 0 | 0 | 0 | 0 | 7672.126 | 7810.4061 | 7831.2337 | 7745.8371 | 7697.9635 | 7663.2579 | 7666.1636 | 7613.1617 | 7603.1393 | 7583.7953 | 0 | 0 | 0 | 0 | 0 | 0 | 0 | 0 | 0 | 0 | 0 | 0 | 0 | 0 | 76887.0841 | 7672.126 | 15482.5321 | 23313.7658 | 31059.6029 | 38757.5664 | 46420.8243 | 54086.9879 | 61700.1496 | 69303.2889 | 76887.0841 | 76887.0841 | 76887.0841 | 76887.0841 | 76887.0841 | 76887.0841 | 76887.0841 | 76887.0841 | 76887.0841 | 76887.0841 | 76887.0841 | 76887.0841 | 76887.0841 | 76887.0841 | 76887.0841 | 0 | 0 | 0 | 0 | 0 | 0 | 0 | 0 | 0 | 0 | 0 | 0 | 0 | 0 | 0 | 0 | 0 | 0 | 0 | 0 | 0 | 0 | 0 | 0 | 0 | 0 | 0 | 0 | 0 | 0 | 0 | 0 | 0 | 0 | 0 | 0 | 0 | 0 | 0 | 0 | 0 | 0 | 0 | 0 | 0 | 0 | 0 | 0 | 0 | 0 | 0 | 0 | 0 | 0 | 0 | 0 | 0 | 0 | 0 | 0 | 0 | 0.83992 | 1.695 | 2.5523 | 3.4003 | 4.2431 | 5.082 | 5.9213 | 6.7547 | 7.5871 | 8.4174 | 8.4174 | 8.4174 | 8.4174 | 8.4174 | 8.4174 | 8.4174 | 8.4174 | 8.4174 | 8.4174 | 8.4174 | 8.4174 | 8.4174 | 8.4174 | 8.4174 | 2860.9964 | 2912.5622 | 2920.329 | 2888.4839 | 2870.6315 | 2857.6895 | 2858.773 | 2839.0082 | 2835.2708 | 2828.0572 | 0 | 0 | 0 | 0 | 0 | 0 | 0 | 0 | 0 | 0 | 0 | 0 | 0 | 0 | 28671.8016 | 0 | 0 | 0 | 0 | 0 | 0 | 0 | 0 | 0 | 0 | 0 | 0 | 0 | 0 | 0 | 0 | 0 | 0 | 0 | 0 | 0.01124% | 0.86209 | 1.7397 | 2.6197 | 3.4901 | 4.355 | 5.2161 | 6.0776 | 6.933 | 7.7874 | 8.6395 | 8.6395 | 8.6395 | 8.6395 | 8.6395 | 8.6395 | 8.6395 | 8.6395 | 8.6395 | 8.6395 | 8.6395 | 8.6395 | 8.6395 | 8.6395 | 8.6395
| IND-Lighting-7P_V2 | M_Input | Council 7th Plan | 2020 | Retro | 2022 | 2045 | PSE | Industrial | Food - Other | Electric | Per Region | NA | NA | Food - Other Pump Equipment Upgrade | Food - Other Pump Equipment Upgrade | 254635.8452 | 10 | 40668.3005 | 9540.7707 | I-SIC26-Proc-All-All-All-E | 0 | 0 | 0 | 0 | 0 | 0 | 0 | 0 | 0 | 0 | 0 | 0 | Comm Flat | Pump Equipment Upgrade | Pump Equipment Upgrade | SIC26 | 0.01095% | 100% | 0% | 1 | 1 | 100% | 10% | 85% | 6.8% | 0.2% | 119047.6246 | 4103.5453 | 12315.117 | 67325.1683 | 0 | 0 | 0 | 170414.5484 | 0 |  | 0.05733 | 0 | 0.05733 | 03. $0.055 to $0.062 | 1 | 0 | 01. ($9,999.00) to $0.22 | 1 | 0.085 | 0.085 | 0.085 | 0.085 | 0.085 | 0.085 | 0.085 | 0.085 | 0.085 | 0.085 | 0 | 0 | 0 | 0 | 0 | 0 | 0 | 0 | 0 | 0 | 0 | 0 | 0 | 0 | 21644.0468 | 22034.1527 | 22092.9099 | 21851.9952 | 21716.9378 | 21619.0287 | 21627.2261 | 21477.701 | 21449.4266 | 21394.8545 | 0 | 0 | 0 | 0 | 0 | 0 | 0 | 0 | 0 | 0 | 0 | 0 | 0 | 0 | 216908.2795 | 21644.0468 | 43678.1995 | 65771.1094 | 87623.1047 | 109340.0425 | 130959.0712 | 152586.2974 | 174063.9983 | 195513.425 | 216908.2795 | 216908.2795 | 216908.2795 | 216908.2795 | 216908.2795 | 216908.2795 | 216908.2795 | 216908.2795 | 216908.2795 | 216908.2795 | 216908.2795 | 216908.2795 | 216908.2795 | 216908.2795 | 216908.2795 | 0 | 0 | 0 | 0 | 0 | 0 | 0 | 0 | 0 | 0 | 0 | 0 | 0 | 0 | 0 | 0 | 0 | 0 | 0 | 0 | 0 | 0 | 0 | 0 | 0 | 0 | 0 | 0 | 0 | 0 | 0 | 0 | 0 | 0 | 0 | 0 | 0 | 0 | 0 | 0 | 0 | 0 | 0 | 0 | 0 | 0 | 0 | 0 | 0 | 0 | 0 | 0 | 0 | 0 | 0 | 0 | 0 | 0 | 0 | 0 | 0 | 2.3695 | 4.7818 | 7.2004 | 9.5927 | 11.9702 | 14.337 | 16.7047 | 19.056 | 21.4042 | 23.7465 | 23.7465 | 23.7465 | 23.7465 | 23.7465 | 23.7465 | 23.7465 | 23.7465 | 23.7465 | 23.7465 | 23.7465 | 23.7465 | 23.7465 | 23.7465 | 23.7465 | 14485.2366 | 14746.3142 | 14785.6374 | 14624.4057 | 14534.0188 | 14468.4933 | 14473.9794 | 14373.91 | 14354.9874 | 14318.4651 | 0 | 0 | 0 | 0 | 0 | 0 | 0 | 0 | 0 | 0 | 0 | 0 | 0 | 0 | 145165.4478 | 0 | 0 | 0 | 0 | 0 | 0 | 0 | 0 | 0 | 0 | 0 | 0 | 0 | 0 | 0 | 0 | 0 | 0 | 0 | 0 | 0.01124% | 2.4321 | 4.908 | 7.3905 | 9.8459 | 12.2861 | 14.7154 | 17.1456 | 19.5589 | 21.9691 | 24.3732 | 24.3732 | 24.3732 | 24.3732 | 24.3732 | 24.3732 | 24.3732 | 24.3732 | 24.3732 | 24.3732 | 24.3732 | 24.3732 | 24.3732 | 24.3732 | 24.3732
| IND-Lighting-7P_V2 | M_Input | Council 7th Plan | 2020 | Retro | 2022 | 2045 | PSE | Industrial | Food - Other | Electric | Per Region | NA | NA | Food - Other Pump System Optimization | Food - Other Pump System Optimization | 0 | 12 | 0 | 0 | I-SIC20-Proc-All-All-All-E | 0 | 0 | 0 | 0 | 0 | 0 | 0 | 0 | 0 | 0 | 0 | 0 | Comm Flat | Pump System Optimization | Pump System Optimization | SIC20 | 0.01146% | 100% | 0% | 1 | 1 | 100% | 8.333% | 85% | 6.8% | 0.2% | 0 | 0 | 0 | 0 | 0 | 0 | 0 | 0 | 0 |  | 0 | 0 | 0 | 01. ($9,999.000) to $0.028 | 1 | 0 | 01. ($9,999.00) to $0.22 | 1 | 0.085 | 0.085 | 0.085 | 0.085 | 0.085 | 0.085 | 0.085 | 0.085 | 0.085 | 0.085 | 0 | 0 | 0 | 0 | 0 | 0 | 0 | 0 | 0 | 0 | 0 | 0 | 0 | 0 | 0 | 0 | 0 | 0 | 0 | 0 | 0 | 0 | 0 | 0 | 0 | 0 | 0 | 0 | 0 | 0 | 0 | 0 | 0 | 0 | 0 | 0 | 0 | 0 | 0 | 0 | 0 | 0 | 0 | 0 | 0 | 0 | 0 | 0 | 0 | 0 | 0 | 0 | 0 | 0 | 0 | 0 | 0 | 0 | 0 | 0 | 0 | 0 | 0 | 0 | 0 | 0 | 0 | 0 | 0 | 0 | 0 | 0 | 0 | 0 | 0 | 0 | 0 | 0 | 0 | 0 | 0 | 0 | 0 | 0 | 0 | 0 | 0 | 0 | 0 | 0 | 0 | 0 | 0 | 0 | 0 | 0 | 0 | 0 | 0 | 0 | 0 | 0 | 0 | 0 | 0 | 0 | 0 | 0 | 0 | 0 | 0 | 0 | 0 | 0 | 0 | 0 | 0 | 0 | 0 | 0 | 0 | 0 | 0 | 0 | 0 | 0 | 0 | 0 | 0 | 0 | 0 | 0 | 0 | 0 | 0 | 0 | 0 | 0 | 0 | 0 | 0 | 0 | 0 | 0 | 0 | 0 | 0 | 0 | 0 | 0 | 0 | 0 | 0 | 0 | 0 | 0 | 0 | 0 | 0 | 0 | 0 | 0 | 0 | 0 | 0 | 0 | 0 | 0 | 0 | 0 | 0 | 0 | 0 | 0 | 0 | 0 | 0 | 0 | 0 | 0 | 0 | 0 | 0 | 0 | 0 | 0 | 0 | 0 | 0 | 0 | 0 | 0 | 0 | 0.01326% | 0 | 0 | 0 | 0 | 0 | 0 | 0 | 0 | 0 | 0 | 0 | 0 | 0 | 0 | 0 | 0 | 0 | 0 | 0 | 0 | 0 | 0 | 0 | 0
| IND-Lighting-7P_V2 | M_Input | Council 7th Plan | 2020 | Retro | 2022 | 2045 | PSE | Industrial | Food - Other | Electric | Per Region | NA | NA | Food - Other Transformers-Retrofit | Food - Other Transformers-Retrofit | 0 | 10 | 0 | 0 | I-All-Other-Shift3-All-All-S | 0 | 0 | 0 | 0 | 0 | 0 | 0 | 0 | 0 | 0 | 0 | 0 | Comm Flat | Transformers-Retrofit | Transformers-Retrofit | IndShift3 | 0.01266% | 100% | 0% | 1 | 1 | 100% | 10% | 85% | 6.8% | 0.2% | 0 | 0 | 0 | 0 | 0 | 0 | 0 | 0 | 0 |  | 0 | 0 | 0 | 01. ($9,999.000) to $0.028 | 1 | 0 | 01. ($9,999.00) to $0.22 | 1 | 0.085 | 0.085 | 0.085 | 0.085 | 0.085 | 0.085 | 0.085 | 0.085 | 0.085 | 0.085 | 0 | 0 | 0 | 0 | 0 | 0 | 0 | 0 | 0 | 0 | 0 | 0 | 0 | 0 | 0 | 0 | 0 | 0 | 0 | 0 | 0 | 0 | 0 | 0 | 0 | 0 | 0 | 0 | 0 | 0 | 0 | 0 | 0 | 0 | 0 | 0 | 0 | 0 | 0 | 0 | 0 | 0 | 0 | 0 | 0 | 0 | 0 | 0 | 0 | 0 | 0 | 0 | 0 | 0 | 0 | 0 | 0 | 0 | 0 | 0 | 0 | 0 | 0 | 0 | 0 | 0 | 0 | 0 | 0 | 0 | 0 | 0 | 0 | 0 | 0 | 0 | 0 | 0 | 0 | 0 | 0 | 0 | 0 | 0 | 0 | 0 | 0 | 0 | 0 | 0 | 0 | 0 | 0 | 0 | 0 | 0 | 0 | 0 | 0 | 0 | 0 | 0 | 0 | 0 | 0 | 0 | 0 | 0 | 0 | 0 | 0 | 0 | 0 | 0 | 0 | 0 | 0 | 0 | 0 | 0 | 0 | 0 | 0 | 0 | 0 | 0 | 0 | 0 | 0 | 0 | 0 | 0 | 0 | 0 | 0 | 0 | 0 | 0 | 0 | 0 | 0 | 0 | 0 | 0 | 0 | 0 | 0 | 0 | 0 | 0 | 0 | 0 | 0 | 0 | 0 | 0 | 0 | 0 | 0 | 0 | 0 | 0 | 0 | 0 | 0 | 0 | 0 | 0 | 0 | 0 | 0 | 0 | 0 | 0 | 0 | 0 | 0 | 0 | 0 | 0 | 0 | 0 | 0 | 0 | 0 | 0 | 0 | 0 | 0 | 0 | 0 | 0 | 0 | 0.01296% | 0 | 0 | 0 | 0 | 0 | 0 | 0 | 0 | 0 | 0 | 0 | 0 | 0 | 0 | 0 | 0 | 0 | 0 | 0 | 0 | 0 | 0 | 0 | 0
| IND-Lighting-7P_V2 | M_Input | Council 7th Plan | 2020 | Retro | 2022 | 2045 | PSE | Industrial | Food - Other | Electric | Per Region | NA | NA | Food - Other Transformers-New | Food - Other Transformers-New | 0 | 32 | 0 | 0 | I-All-Other-Shift3-All-All-S | 0 | 0 | 0 | 0 | 0 | 0 | 0 | 0 | 0 | 0 | 0 | 0 | Comm Flat | Transformers-New | Transformers-New | IndShift3 | 0.01266% | 100% | 0% | 1 | 1 | 100% | 3.125% | 85% | 6.8% | 0.2% | 0 | 0 | 0 | 0 | 0 | 0 | 0 | 0 | 0 |  | 0 | 0 | 0 | 01. ($9,999.000) to $0.028 | 1 | 0 | 01. ($9,999.00) to $0.22 | 1 | 0.085 | 0.085 | 0.085 | 0.085 | 0.085 | 0.085 | 0.085 | 0.085 | 0.085 | 0.085 | 0 | 0 | 0 | 0 | 0 | 0 | 0 | 0 | 0 | 0 | 0 | 0 | 0 | 0 | 0 | 0 | 0 | 0 | 0 | 0 | 0 | 0 | 0 | 0 | 0 | 0 | 0 | 0 | 0 | 0 | 0 | 0 | 0 | 0 | 0 | 0 | 0 | 0 | 0 | 0 | 0 | 0 | 0 | 0 | 0 | 0 | 0 | 0 | 0 | 0 | 0 | 0 | 0 | 0 | 0 | 0 | 0 | 0 | 0 | 0 | 0 | 0 | 0 | 0 | 0 | 0 | 0 | 0 | 0 | 0 | 0 | 0 | 0 | 0 | 0 | 0 | 0 | 0 | 0 | 0 | 0 | 0 | 0 | 0 | 0 | 0 | 0 | 0 | 0 | 0 | 0 | 0 | 0 | 0 | 0 | 0 | 0 | 0 | 0 | 0 | 0 | 0 | 0 | 0 | 0 | 0 | 0 | 0 | 0 | 0 | 0 | 0 | 0 | 0 | 0 | 0 | 0 | 0 | 0 | 0 | 0 | 0 | 0 | 0 | 0 | 0 | 0 | 0 | 0 | 0 | 0 | 0 | 0 | 0 | 0 | 0 | 0 | 0 | 0 | 0 | 0 | 0 | 0 | 0 | 0 | 0 | 0 | 0 | 0 | 0 | 0 | 0 | 0 | 0 | 0 | 0 | 0 | 0 | 0 | 0 | 0 | 0 | 0 | 0 | 0 | 0 | 0 | 0 | 0 | 0 | 0 | 0 | 0 | 0 | 0 | 0 | 0 | 0 | 0 | 0 | 0 | 0 | 0 | 0 | 0 | 0 | 0 | 0 | 0 | 0 | 0 | 0 | 0 | 0.01296% | 0 | 0 | 0 | 0 | 0 | 0 | 0 | 0 | 0 | 0 | 0 | 0 | 0 | 0 | 0 | 0 | 0 | 0 | 0 | 0 | 0 | 0 | 0 | 0
| IND-Lighting-7P_V2 | M_Input | Council 7th Plan | 2020 | Retro | 2022 | 2045 | PSE | Industrial | Food - Other | Electric | Per Region | NA | NA | Food - Other Synchronous Belts | Food - Other Synchronous Belts | 0 | 10 | 0 | 0 | I-All-Other-Shift3-All-All-S | 0 | 0 | 0 | 0 | 0 | 0 | 0 | 0 | 0 | 0 | 0 | 0 | Comm Flat | Synchronous Belts | Synchronous Belts | IndShift3 | 0.01266% | 100% | 0% | 1 | 1 | 100% | 10% | 85% | 6.8% | 0.2% | 0 | 0 | 0 | 0 | 0 | 0 | 0 | 0 | 0 |  | 0 | 0 | 0 | 01. ($9,999.000) to $0.028 | 1 | 0 | 01. ($9,999.00) to $0.22 | 1 | 0.085 | 0.085 | 0.085 | 0.085 | 0.085 | 0.085 | 0.085 | 0.085 | 0.085 | 0.085 | 0 | 0 | 0 | 0 | 0 | 0 | 0 | 0 | 0 | 0 | 0 | 0 | 0 | 0 | 0 | 0 | 0 | 0 | 0 | 0 | 0 | 0 | 0 | 0 | 0 | 0 | 0 | 0 | 0 | 0 | 0 | 0 | 0 | 0 | 0 | 0 | 0 | 0 | 0 | 0 | 0 | 0 | 0 | 0 | 0 | 0 | 0 | 0 | 0 | 0 | 0 | 0 | 0 | 0 | 0 | 0 | 0 | 0 | 0 | 0 | 0 | 0 | 0 | 0 | 0 | 0 | 0 | 0 | 0 | 0 | 0 | 0 | 0 | 0 | 0 | 0 | 0 | 0 | 0 | 0 | 0 | 0 | 0 | 0 | 0 | 0 | 0 | 0 | 0 | 0 | 0 | 0 | 0 | 0 | 0 | 0 | 0 | 0 | 0 | 0 | 0 | 0 | 0 | 0 | 0 | 0 | 0 | 0 | 0 | 0 | 0 | 0 | 0 | 0 | 0 | 0 | 0 | 0 | 0 | 0 | 0 | 0 | 0 | 0 | 0 | 0 | 0 | 0 | 0 | 0 | 0 | 0 | 0 | 0 | 0 | 0 | 0 | 0 | 0 | 0 | 0 | 0 | 0 | 0 | 0 | 0 | 0 | 0 | 0 | 0 | 0 | 0 | 0 | 0 | 0 | 0 | 0 | 0 | 0 | 0 | 0 | 0 | 0 | 0 | 0 | 0 | 0 | 0 | 0 | 0 | 0 | 0 | 0 | 0 | 0 | 0 | 0 | 0 | 0 | 0 | 0 | 0 | 0 | 0 | 0 | 0 | 0 | 0 | 0 | 0 | 0 | 0 | 0 | 0.01296% | 0 | 0 | 0 | 0 | 0 | 0 | 0 | 0 | 0 | 0 | 0 | 0 | 0 | 0 | 0 | 0 | 0 | 0 | 0 | 0 | 0 | 0 | 0 | 0
| IND-Lighting-7P_V2 | M_Input | Council 7th Plan | 2020 | Retro | 2022 | 2045 | PSE | Industrial | Food - Other | Electric | Per Region | NA | NA | Food - Other Elec Chip Fab: Eliminate Exhaust | Food - Other Elec Chip Fab: Eliminate Exhaust | 0 | 10 | 0 | 0 | I-All-Other-Shift3-All-All-S | 0 | 0 | 0 | 0 | 0 | 0 | 0 | 0 | 0 | 0 | 0 | 0 | Comm Flat | Elec Chip Fab: Eliminate Exhaust | Elec Chip Fab: Eliminate Exhaust | IndShift3 | 0.01266% | 100% | 0% | 1 | 1 | 100% | 10% | 85% | 6.8% | 0.2% | 0 | 0 | 0 | 0 | 0 | 0 | 0 | 0 | 0 |  | 0 | 0 | 0 | 01. ($9,999.000) to $0.028 | 1 | 0 | 01. ($9,999.00) to $0.22 | 1 | 0.085 | 0.085 | 0.085 | 0.085 | 0.085 | 0.085 | 0.085 | 0.085 | 0.085 | 0.085 | 0 | 0 | 0 | 0 | 0 | 0 | 0 | 0 | 0 | 0 | 0 | 0 | 0 | 0 | 0 | 0 | 0 | 0 | 0 | 0 | 0 | 0 | 0 | 0 | 0 | 0 | 0 | 0 | 0 | 0 | 0 | 0 | 0 | 0 | 0 | 0 | 0 | 0 | 0 | 0 | 0 | 0 | 0 | 0 | 0 | 0 | 0 | 0 | 0 | 0 | 0 | 0 | 0 | 0 | 0 | 0 | 0 | 0 | 0 | 0 | 0 | 0 | 0 | 0 | 0 | 0 | 0 | 0 | 0 | 0 | 0 | 0 | 0 | 0 | 0 | 0 | 0 | 0 | 0 | 0 | 0 | 0 | 0 | 0 | 0 | 0 | 0 | 0 | 0 | 0 | 0 | 0 | 0 | 0 | 0 | 0 | 0 | 0 | 0 | 0 | 0 | 0 | 0 | 0 | 0 | 0 | 0 | 0 | 0 | 0 | 0 | 0 | 0 | 0 | 0 | 0 | 0 | 0 | 0 | 0 | 0 | 0 | 0 | 0 | 0 | 0 | 0 | 0 | 0 | 0 | 0 | 0 | 0 | 0 | 0 | 0 | 0 | 0 | 0 | 0 | 0 | 0 | 0 | 0 | 0 | 0 | 0 | 0 | 0 | 0 | 0 | 0 | 0 | 0 | 0 | 0 | 0 | 0 | 0 | 0 | 0 | 0 | 0 | 0 | 0 | 0 | 0 | 0 | 0 | 0 | 0 | 0 | 0 | 0 | 0 | 0 | 0 | 0 | 0 | 0 | 0 | 0 | 0 | 0 | 0 | 0 | 0 | 0 | 0 | 0 | 0 | 0 | 0 | 0.01296% | 0 | 0 | 0 | 0 | 0 | 0 | 0 | 0 | 0 | 0 | 0 | 0 | 0 | 0 | 0 | 0 | 0 | 0 | 0 | 0 | 0 | 0 | 0 | 0
| IND-Lighting-7P_V2 | M_Input | Council 7th Plan | 2020 | Retro | 2022 | 2045 | PSE | Industrial | Food - Other | Electric | Per Region | NA | NA | Food - Other Elec Chip Fab: Exhaust Injector | Food - Other Elec Chip Fab: Exhaust Injector | 0 | 10 | 0 | 0 | I-All-Other-Shift3-All-All-S | 0 | 0 | 0 | 0 | 0 | 0 | 0 | 0 | 0 | 0 | 0 | 0 | Comm Flat | Elec Chip Fab: Exhaust Injector | Elec Chip Fab: Exhaust Injector | IndShift3 | 0.01266% | 100% | 0% | 1 | 1 | 100% | 10% | 85% | 6.8% | 0.2% | 0 | 0 | 0 | 0 | 0 | 0 | 0 | 0 | 0 |  | 0 | 0 | 0 | 01. ($9,999.000) to $0.028 | 1 | 0 | 01. ($9,999.00) to $0.22 | 1 | 0.085 | 0.085 | 0.085 | 0.085 | 0.085 | 0.085 | 0.085 | 0.085 | 0.085 | 0.085 | 0 | 0 | 0 | 0 | 0 | 0 | 0 | 0 | 0 | 0 | 0 | 0 | 0 | 0 | 0 | 0 | 0 | 0 | 0 | 0 | 0 | 0 | 0 | 0 | 0 | 0 | 0 | 0 | 0 | 0 | 0 | 0 | 0 | 0 | 0 | 0 | 0 | 0 | 0 | 0 | 0 | 0 | 0 | 0 | 0 | 0 | 0 | 0 | 0 | 0 | 0 | 0 | 0 | 0 | 0 | 0 | 0 | 0 | 0 | 0 | 0 | 0 | 0 | 0 | 0 | 0 | 0 | 0 | 0 | 0 | 0 | 0 | 0 | 0 | 0 | 0 | 0 | 0 | 0 | 0 | 0 | 0 | 0 | 0 | 0 | 0 | 0 | 0 | 0 | 0 | 0 | 0 | 0 | 0 | 0 | 0 | 0 | 0 | 0 | 0 | 0 | 0 | 0 | 0 | 0 | 0 | 0 | 0 | 0 | 0 | 0 | 0 | 0 | 0 | 0 | 0 | 0 | 0 | 0 | 0 | 0 | 0 | 0 | 0 | 0 | 0 | 0 | 0 | 0 | 0 | 0 | 0 | 0 | 0 | 0 | 0 | 0 | 0 | 0 | 0 | 0 | 0 | 0 | 0 | 0 | 0 | 0 | 0 | 0 | 0 | 0 | 0 | 0 | 0 | 0 | 0 | 0 | 0 | 0 | 0 | 0 | 0 | 0 | 0 | 0 | 0 | 0 | 0 | 0 | 0 | 0 | 0 | 0 | 0 | 0 | 0 | 0 | 0 | 0 | 0 | 0 | 0 | 0 | 0 | 0 | 0 | 0 | 0 | 0 | 0 | 0 | 0 | 0 | 0.01296% | 0 | 0 | 0 | 0 | 0 | 0 | 0 | 0 | 0 | 0 | 0 | 0 | 0 | 0 | 0 | 0 | 0 | 0 | 0 | 0 | 0 | 0 | 0 | 0
| IND-Lighting-7P_V2 | M_Input | Council 7th Plan | 2020 | Retro | 2022 | 2045 | PSE | Industrial | Food - Other | Electric | Per Region | NA | NA | Food - Other Elec Chip Fab: Solidstate Chiller | Food - Other Elec Chip Fab: Solidstate Chiller | 0 | 10 | 0 | 0 | I-All-Other-Shift3-All-All-S | 0 | 0 | 0 | 0 | 0 | 0 | 0 | 0 | 0 | 0 | 0 | 0 | Comm Flat | Elec Chip Fab: Solidstate Chiller | Elec Chip Fab: Solidstate Chiller | IndShift3 | 0.01266% | 100% | 0% | 1 | 1 | 100% | 10% | 85% | 6.8% | 0.2% | 0 | 0 | 0 | 0 | 0 | 0 | 0 | 0 | 0 |  | 0 | 0 | 0 | 01. ($9,999.000) to $0.028 | 1 | 0 | 01. ($9,999.00) to $0.22 | 1 | 0.085 | 0.085 | 0.085 | 0.085 | 0.085 | 0.085 | 0.085 | 0.085 | 0.085 | 0.085 | 0 | 0 | 0 | 0 | 0 | 0 | 0 | 0 | 0 | 0 | 0 | 0 | 0 | 0 | 0 | 0 | 0 | 0 | 0 | 0 | 0 | 0 | 0 | 0 | 0 | 0 | 0 | 0 | 0 | 0 | 0 | 0 | 0 | 0 | 0 | 0 | 0 | 0 | 0 | 0 | 0 | 0 | 0 | 0 | 0 | 0 | 0 | 0 | 0 | 0 | 0 | 0 | 0 | 0 | 0 | 0 | 0 | 0 | 0 | 0 | 0 | 0 | 0 | 0 | 0 | 0 | 0 | 0 | 0 | 0 | 0 | 0 | 0 | 0 | 0 | 0 | 0 | 0 | 0 | 0 | 0 | 0 | 0 | 0 | 0 | 0 | 0 | 0 | 0 | 0 | 0 | 0 | 0 | 0 | 0 | 0 | 0 | 0 | 0 | 0 | 0 | 0 | 0 | 0 | 0 | 0 | 0 | 0 | 0 | 0 | 0 | 0 | 0 | 0 | 0 | 0 | 0 | 0 | 0 | 0 | 0 | 0 | 0 | 0 | 0 | 0 | 0 | 0 | 0 | 0 | 0 | 0 | 0 | 0 | 0 | 0 | 0 | 0 | 0 | 0 | 0 | 0 | 0 | 0 | 0 | 0 | 0 | 0 | 0 | 0 | 0 | 0 | 0 | 0 | 0 | 0 | 0 | 0 | 0 | 0 | 0 | 0 | 0 | 0 | 0 | 0 | 0 | 0 | 0 | 0 | 0 | 0 | 0 | 0 | 0 | 0 | 0 | 0 | 0 | 0 | 0 | 0 | 0 | 0 | 0 | 0 | 0 | 0 | 0 | 0 | 0 | 0 | 0 | 0.01296% | 0 | 0 | 0 | 0 | 0 | 0 | 0 | 0 | 0 | 0 | 0 | 0 | 0 | 0 | 0 | 0 | 0 | 0 | 0 | 0 | 0 | 0 | 0 | 0
| IND-Lighting-7P_V2 | M_Input | Council 7th Plan | 2020 | Retro | 2022 | 2045 | PSE | Industrial | Food - Other | Electric | Per Region | NA | NA | Food - Other Elec Chip Fab: Reduce Gas Pressure | Food - Other Elec Chip Fab: Reduce Gas Pressure | 0 | 10 | 0 | 0 | I-All-Other-Shift3-All-All-S | 0 | 0 | 0 | 0 | 0 | 0 | 0 | 0 | 0 | 0 | 0 | 0 | Comm Flat | Elec Chip Fab: Reduce Gas Pressure | Elec Chip Fab: Reduce Gas Pressure | IndShift3 | 0.01266% | 100% | 0% | 1 | 1 | 100% | 10% | 85% | 6.8% | 0.2% | 0 | 0 | 0 | 0 | 0 | 0 | 0 | 0 | 0 |  | 0 | 0 | 0 | 01. ($9,999.000) to $0.028 | 1 | 0 | 01. ($9,999.00) to $0.22 | 1 | 0.085 | 0.085 | 0.085 | 0.085 | 0.085 | 0.085 | 0.085 | 0.085 | 0.085 | 0.085 | 0 | 0 | 0 | 0 | 0 | 0 | 0 | 0 | 0 | 0 | 0 | 0 | 0 | 0 | 0 | 0 | 0 | 0 | 0 | 0 | 0 | 0 | 0 | 0 | 0 | 0 | 0 | 0 | 0 | 0 | 0 | 0 | 0 | 0 | 0 | 0 | 0 | 0 | 0 | 0 | 0 | 0 | 0 | 0 | 0 | 0 | 0 | 0 | 0 | 0 | 0 | 0 | 0 | 0 | 0 | 0 | 0 | 0 | 0 | 0 | 0 | 0 | 0 | 0 | 0 | 0 | 0 | 0 | 0 | 0 | 0 | 0 | 0 | 0 | 0 | 0 | 0 | 0 | 0 | 0 | 0 | 0 | 0 | 0 | 0 | 0 | 0 | 0 | 0 | 0 | 0 | 0 | 0 | 0 | 0 | 0 | 0 | 0 | 0 | 0 | 0 | 0 | 0 | 0 | 0 | 0 | 0 | 0 | 0 | 0 | 0 | 0 | 0 | 0 | 0 | 0 | 0 | 0 | 0 | 0 | 0 | 0 | 0 | 0 | 0 | 0 | 0 | 0 | 0 | 0 | 0 | 0 | 0 | 0 | 0 | 0 | 0 | 0 | 0 | 0 | 0 | 0 | 0 | 0 | 0 | 0 | 0 | 0 | 0 | 0 | 0 | 0 | 0 | 0 | 0 | 0 | 0 | 0 | 0 | 0 | 0 | 0 | 0 | 0 | 0 | 0 | 0 | 0 | 0 | 0 | 0 | 0 | 0 | 0 | 0 | 0 | 0 | 0 | 0 | 0 | 0 | 0 | 0 | 0 | 0 | 0 | 0 | 0 | 0 | 0 | 0 | 0 | 0 | 0.01296% | 0 | 0 | 0 | 0 | 0 | 0 | 0 | 0 | 0 | 0 | 0 | 0 | 0 | 0 | 0 | 0 | 0 | 0 | 0 | 0 | 0 | 0 | 0 | 0
| IND-Lighting-7P_V2 | M_Input | Council 7th Plan | 2020 | Retro | 2022 | 2045 | PSE | Industrial | Food - Other | Electric | Per Region | NA | NA | Food - Other Clean Room: Change Filter Strategy | Food - Other Clean Room: Change Filter Strategy | 0 | 1 | 0 | 0 | I-All-Other-Shift3-All-All-S | 0 | 0 | 0 | 0 | 0 | 0 | 0 | 0 | 0 | 0 | 0 | 0 | Comm Flat | Clean Room: Change Filter Strategy | Clean Room: Change Filter Strategy | IndShift3 | 0.01266% | 100% | 0% | 1 | 1 | 100% | 100% | 85% | 6.8% | 0.2% | 0 | 0 | 0 | 0 | 0 | 0 | 0 | 0 | 0 |  | 0 | 0 | 0 | 01. ($9,999.000) to $0.028 | 1 | 0 | 01. ($9,999.00) to $0.22 | 1 | 0.085 | 0.085 | 0.085 | 0.085 | 0.085 | 0.085 | 0.085 | 0.085 | 0.085 | 0.085 | 0 | 0 | 0 | 0 | 0 | 0 | 0 | 0 | 0 | 0 | 0 | 0 | 0 | 0 | 0 | 0 | 0 | 0 | 0 | 0 | 0 | 0 | 0 | 0 | 0 | 0 | 0 | 0 | 0 | 0 | 0 | 0 | 0 | 0 | 0 | 0 | 0 | 0 | 0 | 0 | 0 | 0 | 0 | 0 | 0 | 0 | 0 | 0 | 0 | 0 | 0 | 0 | 0 | 0 | 0 | 0 | 0 | 0 | 0 | 0 | 0 | 0 | 0 | 0 | 0 | 0 | 0 | 0 | 0 | 0 | 0 | 0 | 0 | 0 | 0 | 0 | 0 | 0 | 0 | 0 | 0 | 0 | 0 | 0 | 0 | 0 | 0 | 0 | 0 | 0 | 0 | 0 | 0 | 0 | 0 | 0 | 0 | 0 | 0 | 0 | 0 | 0 | 0 | 0 | 0 | 0 | 0 | 0 | 0 | 0 | 0 | 0 | 0 | 0 | 0 | 0 | 0 | 0 | 0 | 0 | 0 | 0 | 0 | 0 | 0 | 0 | 0 | 0 | 0 | 0 | 0 | 0 | 0 | 0 | 0 | 0 | 0 | 0 | 0 | 0 | 0 | 0 | 0 | 0 | 0 | 0 | 0 | 0 | 0 | 0 | 0 | 0 | 0 | 0 | 0 | 0 | 0 | 0 | 0 | 0 | 0 | 0 | 0 | 0 | 0 | 0 | 0 | 0 | 0 | 0 | 0 | 0 | 0 | 0 | 0 | 0 | 0 | 0 | 0 | 0 | 0 | 0 | 0 | 0 | 0 | 0 | 0 | 0 | 0 | 0 | 0 | 0 | 0 | 0.01296% | 0 | 0 | 0 | 0 | 0 | 0 | 0 | 0 | 0 | 0 | 0 | 0 | 0 | 0 | 0 | 0 | 0 | 0 | 0 | 0 | 0 | 0 | 0 | 0
| IND-Lighting-7P_V2 | M_Input | Council 7th Plan | 2020 | Retro | 2022 | 2045 | PSE | Industrial | Food - Other | Electric | Per Region | NA | NA | Food - Other Clean Room: Clean Room HVAC | Food - Other Clean Room: Clean Room HVAC | 0 | 20 | 0 | 0 | I-All-Other-Shift3-All-All-S | 0 | 0 | 0 | 0 | 0 | 0 | 0 | 0 | 0 | 0 | 0 | 0 | Comm Flat | Clean Room: Clean Room HVAC | Clean Room: Clean Room HVAC | IndShift3 | 0.01266% | 100% | 0% | 1 | 1 | 100% | 5% | 85% | 6.8% | 0.2% | 0 | 0 | 0 | 0 | 0 | 0 | 0 | 0 | 0 |  | 0 | 0 | 0 | 01. ($9,999.000) to $0.028 | 1 | 0 | 01. ($9,999.00) to $0.22 | 1 | 0.085 | 0.085 | 0.085 | 0.085 | 0.085 | 0.085 | 0.085 | 0.085 | 0.085 | 0.085 | 0 | 0 | 0 | 0 | 0 | 0 | 0 | 0 | 0 | 0 | 0 | 0 | 0 | 0 | 0 | 0 | 0 | 0 | 0 | 0 | 0 | 0 | 0 | 0 | 0 | 0 | 0 | 0 | 0 | 0 | 0 | 0 | 0 | 0 | 0 | 0 | 0 | 0 | 0 | 0 | 0 | 0 | 0 | 0 | 0 | 0 | 0 | 0 | 0 | 0 | 0 | 0 | 0 | 0 | 0 | 0 | 0 | 0 | 0 | 0 | 0 | 0 | 0 | 0 | 0 | 0 | 0 | 0 | 0 | 0 | 0 | 0 | 0 | 0 | 0 | 0 | 0 | 0 | 0 | 0 | 0 | 0 | 0 | 0 | 0 | 0 | 0 | 0 | 0 | 0 | 0 | 0 | 0 | 0 | 0 | 0 | 0 | 0 | 0 | 0 | 0 | 0 | 0 | 0 | 0 | 0 | 0 | 0 | 0 | 0 | 0 | 0 | 0 | 0 | 0 | 0 | 0 | 0 | 0 | 0 | 0 | 0 | 0 | 0 | 0 | 0 | 0 | 0 | 0 | 0 | 0 | 0 | 0 | 0 | 0 | 0 | 0 | 0 | 0 | 0 | 0 | 0 | 0 | 0 | 0 | 0 | 0 | 0 | 0 | 0 | 0 | 0 | 0 | 0 | 0 | 0 | 0 | 0 | 0 | 0 | 0 | 0 | 0 | 0 | 0 | 0 | 0 | 0 | 0 | 0 | 0 | 0 | 0 | 0 | 0 | 0 | 0 | 0 | 0 | 0 | 0 | 0 | 0 | 0 | 0 | 0 | 0 | 0 | 0 | 0 | 0 | 0 | 0 | 0.01296% | 0 | 0 | 0 | 0 | 0 | 0 | 0 | 0 | 0 | 0 | 0 | 0 | 0 | 0 | 0 | 0 | 0 | 0 | 0 | 0 | 0 | 0 | 0 | 0
| IND-Lighting-7P_V2 | M_Input | Council 7th Plan | 2020 | Retro | 2022 | 2045 | PSE | Industrial | Food - Other | Electric | Per Region | NA | NA | Food - Other Clean Room: Chiller Optimize | Food - Other Clean Room: Chiller Optimize | 0 | 10 | 0 | 0 | I-All-Other-Shift3-All-All-S | 0 | 0 | 0 | 0 | 0 | 0 | 0 | 0 | 0 | 0 | 0 | 0 | Comm Flat | Clean Room: Chiller Optimize | Clean Room: Chiller Optimize | IndShift3 | 0.01266% | 100% | 0% | 1 | 1 | 100% | 10% | 85% | 6.8% | 0.2% | 0 | 0 | 0 | 0 | 0 | 0 | 0 | 0 | 0 |  | 0 | 0 | 0 | 01. ($9,999.000) to $0.028 | 1 | 0 | 01. ($9,999.00) to $0.22 | 1 | 0.085 | 0.085 | 0.085 | 0.085 | 0.085 | 0.085 | 0.085 | 0.085 | 0.085 | 0.085 | 0 | 0 | 0 | 0 | 0 | 0 | 0 | 0 | 0 | 0 | 0 | 0 | 0 | 0 | 0 | 0 | 0 | 0 | 0 | 0 | 0 | 0 | 0 | 0 | 0 | 0 | 0 | 0 | 0 | 0 | 0 | 0 | 0 | 0 | 0 | 0 | 0 | 0 | 0 | 0 | 0 | 0 | 0 | 0 | 0 | 0 | 0 | 0 | 0 | 0 | 0 | 0 | 0 | 0 | 0 | 0 | 0 | 0 | 0 | 0 | 0 | 0 | 0 | 0 | 0 | 0 | 0 | 0 | 0 | 0 | 0 | 0 | 0 | 0 | 0 | 0 | 0 | 0 | 0 | 0 | 0 | 0 | 0 | 0 | 0 | 0 | 0 | 0 | 0 | 0 | 0 | 0 | 0 | 0 | 0 | 0 | 0 | 0 | 0 | 0 | 0 | 0 | 0 | 0 | 0 | 0 | 0 | 0 | 0 | 0 | 0 | 0 | 0 | 0 | 0 | 0 | 0 | 0 | 0 | 0 | 0 | 0 | 0 | 0 | 0 | 0 | 0 | 0 | 0 | 0 | 0 | 0 | 0 | 0 | 0 | 0 | 0 | 0 | 0 | 0 | 0 | 0 | 0 | 0 | 0 | 0 | 0 | 0 | 0 | 0 | 0 | 0 | 0 | 0 | 0 | 0 | 0 | 0 | 0 | 0 | 0 | 0 | 0 | 0 | 0 | 0 | 0 | 0 | 0 | 0 | 0 | 0 | 0 | 0 | 0 | 0 | 0 | 0 | 0 | 0 | 0 | 0 | 0 | 0 | 0 | 0 | 0 | 0 | 0 | 0 | 0 | 0 | 0 | 0.01296% | 0 | 0 | 0 | 0 | 0 | 0 | 0 | 0 | 0 | 0 | 0 | 0 | 0 | 0 | 0 | 0 | 0 | 0 | 0 | 0 | 0 | 0 | 0 | 0
| IND-Lighting-7P_V2 | M_Input | Council 7th Plan | 2020 | Retro | 2022 | 2045 | PSE | Industrial | Food - Other | Electric | Per Region | NA | NA | Food - Other Food: Cooling and Storage | Food - Other Food: Cooling and Storage | 1778511.6759 | 10 | 720408.629 | 0 | C-War-Ref-All-All-All-C | 0 | 0 | 0 | 0 | 0 | 0 | 0 | 0 | 0 | 0 | 0 | 0 | Comm Flat | Food: Cooling and Storage | Food: Cooling and Storage | RefrigWarehouseGroc | 0.01247% | 100% | 0% | 1 | 1 | 100% | 10% | 85% | 6.8% | 0.2% | 831491.6943 | 32636.6438 | 86412.8338 | 1192615.1721 | 0 | 0 | 0 | 1217647.4203 | 0 |  | 0.058649 | 0 | 0.058649 | 03. $0.055 to $0.062 | 1 | 0 | 01. ($9,999.00) to $0.22 | 1 | 0.085 | 0.085 | 0.085 | 0.085 | 0.085 | 0.085 | 0.085 | 0.085 | 0.085 | 0.085 | 0 | 0 | 0 | 0 | 0 | 0 | 0 | 0 | 0 | 0 | 0 | 0 | 0 | 0 | 151173.4925 | 153898.1983 | 154308.59 | 152625.9142 | 151682.6018 | 150998.7527 | 151056.0077 | 150011.6449 | 149814.1619 | 149433.0013 | 0 | 0 | 0 | 0 | 0 | 0 | 0 | 0 | 0 | 0 | 0 | 0 | 0 | 0 | 1515002.3653 | 151173.4925 | 305071.6908 | 459380.2808 | 612006.195 | 763688.7968 | 914687.5495 | 1065743.5572 | 1215755.2021 | 1365569.364 | 1515002.3653 | 1515002.3653 | 1515002.3653 | 1515002.3653 | 1515002.3653 | 1515002.3653 | 1515002.3653 | 1515002.3653 | 1515002.3653 | 1515002.3653 | 1515002.3653 | 1515002.3653 | 1515002.3653 | 1515002.3653 | 1515002.3653 | 0 | 0 | 0 | 0 | 0 | 0 | 0 | 0 | 0 | 0 | 0 | 0 | 0 | 0 | 0 | 0 | 0 | 0 | 0 | 0 | 0 | 0 | 0 | 0 | 0 | 0 | 0 | 0 | 0 | 0 | 0 | 0 | 0 | 0 | 0 | 0 | 0 | 0 | 0 | 0 | 0 | 0 | 0 | 0 | 0 | 0 | 0 | 0 | 0 | 0 | 0 | 0 | 0 | 0 | 0 | 0 | 0 | 0 | 0 | 0 | 0 | 18.8455 | 38.0306 | 57.267 | 76.2935 | 95.2025 | 114.0262 | 132.857 | 151.5577 | 170.2337 | 188.8622 | 188.8622 | 188.8622 | 188.8622 | 188.8622 | 188.8622 | 188.8622 | 188.8622 | 188.8622 | 188.8622 | 188.8622 | 188.8622 | 188.8622 | 188.8622 | 188.8622 | 103500.0307 | 105365.4844 | 105646.4566 | 104494.4226 | 103848.5894 | 103380.3962 | 103419.5955 | 102704.5787 | 102569.3731 | 102308.4139 | 0 | 0 | 0 | 0 | 0 | 0 | 0 | 0 | 0 | 0 | 0 | 0 | 0 | 0 | 1037237.3411 | 0 | 0 | 0 | 0 | 0 | 0 | 0 | 0 | 0 | 0 | 0 | 0 | 0 | 0 | 0 | 0 | 0 | 0 | 0 | 0 | 0.01116% | 16.8771 | 34.0583 | 51.2854 | 68.3246 | 85.2584 | 102.116 | 118.9799 | 135.7273 | 152.4526 | 169.1353 | 169.1353 | 169.1353 | 169.1353 | 169.1353 | 169.1353 | 169.1353 | 169.1353 | 169.1353 | 169.1353 | 169.1353 | 169.1353 | 169.1353 | 169.1353 | 169.1353
| IND-Lighting-7P_V2 | M_Input | Council 7th Plan | 2020 | Retro | 2022 | 2045 | PSE | Industrial | Food - Other | Electric | Per Region | NA | NA | Food - Other Food: Refrig Storage Tuneup | Food - Other Food: Refrig Storage Tuneup | 961357.6627 | 3 | 84047.6734 | 0 | C-War-Ref-All-All-All-C | 0 | 0 | 0 | 0 | 0 | 0 | 0 | 0 | 0 | 0 | 0 | 0 | Comm Flat | Food: Refrig Storage Tuneup | Food: Refrig Storage Tuneup | RefrigWarehouseGroc | 0.01247% | 100% | 0% | 1 | 1 | 100% | 33.33% | 85% | 6.8% | 0.2% | 150245.8246 | 17641.4291 | 16788.7254 | 372496.7407 | 0 | 0 | 0 | 354876.1209 | 0 |  | 0.031622 | 0 | 0.031622 | 02. $0.028 to $0.055 | 1 | 0 | 01. ($9,999.00) to $0.22 | 1 | 0.085 | 0.085 | 0.085 | 0.085 | 0.085 | 0.085 | 0.085 | 0.085 | 0.085 | 0.085 | 0 | 0 | 0 | 0 | 0 | 0 | 0 | 0 | 0 | 0 | 0 | 0 | 0 | 0 | 81715.4013 | 83188.2153 | 83410.0487 | 82500.4941 | 81990.5956 | 81620.9474 | 81651.8961 | 81087.3756 | 80980.628 | 80774.5953 | 0 | 0 | 0 | 0 | 0 | 0 | 0 | 0 | 0 | 0 | 0 | 0 | 0 | 0 | 818920.1975 | 81715.4013 | 164903.6166 | 248313.6653 | 330814.1594 | 412804.755 | 494425.7024 | 576077.5985 | 657164.9741 | 738145.6021 | 818920.1975 | 818920.1975 | 818920.1975 | 818920.1975 | 818920.1975 | 818920.1975 | 818920.1975 | 818920.1975 | 818920.1975 | 818920.1975 | 818920.1975 | 818920.1975 | 818920.1975 | 818920.1975 | 818920.1975 | 0 | 0 | 0 | 0 | 0 | 0 | 0 | 0 | 0 | 0 | 0 | 0 | 0 | 0 | 0 | 0 | 0 | 0 | 0 | 0 | 0 | 0 | 0 | 0 | 0 | 0 | 0 | 0 | 0 | 0 | 0 | 0 | 0 | 0 | 0 | 0 | 0 | 0 | 0 | 0 | 0 | 0 | 0 | 0 | 0 | 0 | 0 | 0 | 0 | 0 | 0 | 0 | 0 | 0 | 0 | 0 | 0 | 0 | 0 | 0 | 0 | 10.1868 | 20.5571 | 30.9551 | 41.2397 | 51.4608 | 61.6358 | 71.8146 | 81.9231 | 92.0182 | 102.0877 | 102.0877 | 102.0877 | 102.0877 | 102.0877 | 102.0877 | 102.0877 | 102.0877 | 102.0877 | 102.0877 | 102.0877 | 102.0877 | 102.0877 | 102.0877 | 102.0877 | 30164.4703 | 30708.1457 | 30790.0334 | 30454.2799 | 30266.0556 | 30129.6035 | 30141.0279 | 29932.6405 | 29893.2356 | 29817.1806 | 0 | 0 | 0 | 0 | 0 | 0 | 0 | 0 | 0 | 0 | 0 | 0 | 0 | 0 | 302296.673 | 0 | 0 | 0 | 0 | 0 | 0 | 0 | 0 | 0 | 0 | 0 | 0 | 0 | 0 | 0 | 0 | 0 | 0 | 0 | 0 | 0.01116% | 9.1227 | 18.4099 | 27.7218 | 36.9322 | 46.0856 | 55.1978 | 64.3135 | 73.3661 | 82.4068 | 91.4245 | 91.4245 | 91.4245 | 91.4245 | 91.4245 | 91.4245 | 91.4245 | 91.4245 | 91.4245 | 91.4245 | 91.4245 | 91.4245 | 91.4245 | 91.4245 | 91.4245
| IND-Lighting-7P_V2 | M_Input | Council 7th Plan | 2020 | Retro | 2022 | 2045 | PSE | Industrial | Food - Other | Electric | Per Region | NA | NA | Food - Other Metal: New Arc Furnace | Food - Other Metal: New Arc Furnace | 0 | 10 | 0 | 0 | I-All-Other-Shift3-All-All-S | 0 | 0 | 0 | 0 | 0 | 0 | 0 | 0 | 0 | 0 | 0 | 0 | Comm Flat | Metal: New Arc Furnace | Metal: New Arc Furnace | IndShift3 | 0.01266% | 100% | 0% | 1 | 1 | 100% | 10% | 85% | 6.8% | 0.2% | 0 | 0 | 0 | 0 | 0 | 0 | 0 | 0 | 0 |  | 0 | 0 | 0 | 01. ($9,999.000) to $0.028 | 1 | 0 | 01. ($9,999.00) to $0.22 | 1 | 0.085 | 0.085 | 0.085 | 0.085 | 0.085 | 0.085 | 0.085 | 0.085 | 0.085 | 0.085 | 0 | 0 | 0 | 0 | 0 | 0 | 0 | 0 | 0 | 0 | 0 | 0 | 0 | 0 | 0 | 0 | 0 | 0 | 0 | 0 | 0 | 0 | 0 | 0 | 0 | 0 | 0 | 0 | 0 | 0 | 0 | 0 | 0 | 0 | 0 | 0 | 0 | 0 | 0 | 0 | 0 | 0 | 0 | 0 | 0 | 0 | 0 | 0 | 0 | 0 | 0 | 0 | 0 | 0 | 0 | 0 | 0 | 0 | 0 | 0 | 0 | 0 | 0 | 0 | 0 | 0 | 0 | 0 | 0 | 0 | 0 | 0 | 0 | 0 | 0 | 0 | 0 | 0 | 0 | 0 | 0 | 0 | 0 | 0 | 0 | 0 | 0 | 0 | 0 | 0 | 0 | 0 | 0 | 0 | 0 | 0 | 0 | 0 | 0 | 0 | 0 | 0 | 0 | 0 | 0 | 0 | 0 | 0 | 0 | 0 | 0 | 0 | 0 | 0 | 0 | 0 | 0 | 0 | 0 | 0 | 0 | 0 | 0 | 0 | 0 | 0 | 0 | 0 | 0 | 0 | 0 | 0 | 0 | 0 | 0 | 0 | 0 | 0 | 0 | 0 | 0 | 0 | 0 | 0 | 0 | 0 | 0 | 0 | 0 | 0 | 0 | 0 | 0 | 0 | 0 | 0 | 0 | 0 | 0 | 0 | 0 | 0 | 0 | 0 | 0 | 0 | 0 | 0 | 0 | 0 | 0 | 0 | 0 | 0 | 0 | 0 | 0 | 0 | 0 | 0 | 0 | 0 | 0 | 0 | 0 | 0 | 0 | 0 | 0 | 0 | 0 | 0 | 0 | 0.01296% | 0 | 0 | 0 | 0 | 0 | 0 | 0 | 0 | 0 | 0 | 0 | 0 | 0 | 0 | 0 | 0 | 0 | 0 | 0 | 0 | 0 | 0 | 0 | 0
| IND-Lighting-7P_V2 | M_Input | Council 7th Plan | 2020 | Retro | 2022 | 2045 | PSE | Industrial | Food - Other | Electric | Per Region | NA | NA | Food - Other Mech Pulp: Refiner Replacement | Food - Other Mech Pulp: Refiner Replacement | 0 | 12 | 0 | 0 | I-All-Other-Shift3-All-All-S | 0 | 0 | 0 | 0 | 0 | 0 | 0 | 0 | 0 | 0 | 0 | 0 | Comm Flat | Mech Pulp: Refiner Replacement | Mech Pulp: Refiner Replacement | IndShift3 | 0.01266% | 100% | 0% | 1 | 1 | 100% | 8.333% | 85% | 6.8% | 0.2% | 0 | 0 | 0 | 0 | 0 | 0 | 0 | 0 | 0 |  | 0 | 0 | 0 | 01. ($9,999.000) to $0.028 | 1 | 0 | 01. ($9,999.00) to $0.22 | 1 | 0.085 | 0.085 | 0.085 | 0.085 | 0.085 | 0.085 | 0.085 | 0.085 | 0.085 | 0.085 | 0 | 0 | 0 | 0 | 0 | 0 | 0 | 0 | 0 | 0 | 0 | 0 | 0 | 0 | 0 | 0 | 0 | 0 | 0 | 0 | 0 | 0 | 0 | 0 | 0 | 0 | 0 | 0 | 0 | 0 | 0 | 0 | 0 | 0 | 0 | 0 | 0 | 0 | 0 | 0 | 0 | 0 | 0 | 0 | 0 | 0 | 0 | 0 | 0 | 0 | 0 | 0 | 0 | 0 | 0 | 0 | 0 | 0 | 0 | 0 | 0 | 0 | 0 | 0 | 0 | 0 | 0 | 0 | 0 | 0 | 0 | 0 | 0 | 0 | 0 | 0 | 0 | 0 | 0 | 0 | 0 | 0 | 0 | 0 | 0 | 0 | 0 | 0 | 0 | 0 | 0 | 0 | 0 | 0 | 0 | 0 | 0 | 0 | 0 | 0 | 0 | 0 | 0 | 0 | 0 | 0 | 0 | 0 | 0 | 0 | 0 | 0 | 0 | 0 | 0 | 0 | 0 | 0 | 0 | 0 | 0 | 0 | 0 | 0 | 0 | 0 | 0 | 0 | 0 | 0 | 0 | 0 | 0 | 0 | 0 | 0 | 0 | 0 | 0 | 0 | 0 | 0 | 0 | 0 | 0 | 0 | 0 | 0 | 0 | 0 | 0 | 0 | 0 | 0 | 0 | 0 | 0 | 0 | 0 | 0 | 0 | 0 | 0 | 0 | 0 | 0 | 0 | 0 | 0 | 0 | 0 | 0 | 0 | 0 | 0 | 0 | 0 | 0 | 0 | 0 | 0 | 0 | 0 | 0 | 0 | 0 | 0 | 0 | 0 | 0 | 0 | 0 | 0 | 0.01296% | 0 | 0 | 0 | 0 | 0 | 0 | 0 | 0 | 0 | 0 | 0 | 0 | 0 | 0 | 0 | 0 | 0 | 0 | 0 | 0 | 0 | 0 | 0 | 0
| IND-Lighting-7P_V2 | M_Input | Council 7th Plan | 2020 | Retro | 2022 | 2045 | PSE | Industrial | Food - Other | Electric | Per Region | NA | NA | Food - Other Mech Pulp: Premium Process | Food - Other Mech Pulp: Premium Process | 0 | 5 | 0 | 0 | I-All-Other-Shift3-All-All-S | 0 | 0 | 0 | 0 | 0 | 0 | 0 | 0 | 0 | 0 | 0 | 0 | Comm Flat | Mech Pulp: Premium Process | Mech Pulp: Premium Process | IndShift3 | 0.01266% | 100% | 0% | 1 | 1 | 100% | 20% | 85% | 6.8% | 0.2% | 0 | 0 | 0 | 0 | 0 | 0 | 0 | 0 | 0 |  | 0 | 0 | 0 | 01. ($9,999.000) to $0.028 | 1 | 0 | 01. ($9,999.00) to $0.22 | 1 | 0.085 | 0.085 | 0.085 | 0.085 | 0.085 | 0.085 | 0.085 | 0.085 | 0.085 | 0.085 | 0 | 0 | 0 | 0 | 0 | 0 | 0 | 0 | 0 | 0 | 0 | 0 | 0 | 0 | 0 | 0 | 0 | 0 | 0 | 0 | 0 | 0 | 0 | 0 | 0 | 0 | 0 | 0 | 0 | 0 | 0 | 0 | 0 | 0 | 0 | 0 | 0 | 0 | 0 | 0 | 0 | 0 | 0 | 0 | 0 | 0 | 0 | 0 | 0 | 0 | 0 | 0 | 0 | 0 | 0 | 0 | 0 | 0 | 0 | 0 | 0 | 0 | 0 | 0 | 0 | 0 | 0 | 0 | 0 | 0 | 0 | 0 | 0 | 0 | 0 | 0 | 0 | 0 | 0 | 0 | 0 | 0 | 0 | 0 | 0 | 0 | 0 | 0 | 0 | 0 | 0 | 0 | 0 | 0 | 0 | 0 | 0 | 0 | 0 | 0 | 0 | 0 | 0 | 0 | 0 | 0 | 0 | 0 | 0 | 0 | 0 | 0 | 0 | 0 | 0 | 0 | 0 | 0 | 0 | 0 | 0 | 0 | 0 | 0 | 0 | 0 | 0 | 0 | 0 | 0 | 0 | 0 | 0 | 0 | 0 | 0 | 0 | 0 | 0 | 0 | 0 | 0 | 0 | 0 | 0 | 0 | 0 | 0 | 0 | 0 | 0 | 0 | 0 | 0 | 0 | 0 | 0 | 0 | 0 | 0 | 0 | 0 | 0 | 0 | 0 | 0 | 0 | 0 | 0 | 0 | 0 | 0 | 0 | 0 | 0 | 0 | 0 | 0 | 0 | 0 | 0 | 0 | 0 | 0 | 0 | 0 | 0 | 0 | 0 | 0 | 0 | 0 | 0 | 0.01296% | 0 | 0 | 0 | 0 | 0 | 0 | 0 | 0 | 0 | 0 | 0 | 0 | 0 | 0 | 0 | 0 | 0 | 0 | 0 | 0 | 0 | 0 | 0 | 0
| IND-Lighting-7P_V2 | M_Input | Council 7th Plan | 2020 | Retro | 2022 | 2045 | PSE | Industrial | Food - Other | Electric | Per Region | NA | NA | Food - Other Mech Pulp: Refiner Plate Improvement | Food - Other Mech Pulp: Refiner Plate Improvement | 0 | 1 | 0 | 0 | I-All-Other-Shift3-All-All-S | 0 | 0 | 0 | 0 | 0 | 0 | 0 | 0 | 0 | 0 | 0 | 0 | Comm Flat | Mech Pulp: Refiner Plate Improvement | Mech Pulp: Refiner Plate Improvement | IndShift3 | 0.01266% | 100% | 0% | 1 | 1 | 100% | 100% | 85% | 6.8% | 0.2% | 0 | 0 | 0 | 0 | 0 | 0 | 0 | 0 | 0 |  | 0 | 0 | 0 | 01. ($9,999.000) to $0.028 | 1 | 0 | 01. ($9,999.00) to $0.22 | 1 | 0.085 | 0.085 | 0.085 | 0.085 | 0.085 | 0.085 | 0.085 | 0.085 | 0.085 | 0.085 | 0 | 0 | 0 | 0 | 0 | 0 | 0 | 0 | 0 | 0 | 0 | 0 | 0 | 0 | 0 | 0 | 0 | 0 | 0 | 0 | 0 | 0 | 0 | 0 | 0 | 0 | 0 | 0 | 0 | 0 | 0 | 0 | 0 | 0 | 0 | 0 | 0 | 0 | 0 | 0 | 0 | 0 | 0 | 0 | 0 | 0 | 0 | 0 | 0 | 0 | 0 | 0 | 0 | 0 | 0 | 0 | 0 | 0 | 0 | 0 | 0 | 0 | 0 | 0 | 0 | 0 | 0 | 0 | 0 | 0 | 0 | 0 | 0 | 0 | 0 | 0 | 0 | 0 | 0 | 0 | 0 | 0 | 0 | 0 | 0 | 0 | 0 | 0 | 0 | 0 | 0 | 0 | 0 | 0 | 0 | 0 | 0 | 0 | 0 | 0 | 0 | 0 | 0 | 0 | 0 | 0 | 0 | 0 | 0 | 0 | 0 | 0 | 0 | 0 | 0 | 0 | 0 | 0 | 0 | 0 | 0 | 0 | 0 | 0 | 0 | 0 | 0 | 0 | 0 | 0 | 0 | 0 | 0 | 0 | 0 | 0 | 0 | 0 | 0 | 0 | 0 | 0 | 0 | 0 | 0 | 0 | 0 | 0 | 0 | 0 | 0 | 0 | 0 | 0 | 0 | 0 | 0 | 0 | 0 | 0 | 0 | 0 | 0 | 0 | 0 | 0 | 0 | 0 | 0 | 0 | 0 | 0 | 0 | 0 | 0 | 0 | 0 | 0 | 0 | 0 | 0 | 0 | 0 | 0 | 0 | 0 | 0 | 0 | 0 | 0 | 0 | 0 | 0 | 0.01296% | 0 | 0 | 0 | 0 | 0 | 0 | 0 | 0 | 0 | 0 | 0 | 0 | 0 | 0 | 0 | 0 | 0 | 0 | 0 | 0 | 0 | 0 | 0 | 0
| IND-Lighting-7P_V2 | M_Input | Council 7th Plan | 2020 | Retro | 2022 | 2045 | PSE | Industrial | Food - Other | Electric | Per Region | NA | NA | Food - Other Kraft: Effluent Treatment System | Food - Other Kraft: Effluent Treatment System | 0 | 10 | 0 | 0 | I-All-Other-Shift3-All-All-S | 0 | 0 | 0 | 0 | 0 | 0 | 0 | 0 | 0 | 0 | 0 | 0 | Comm Flat | Kraft: Effluent Treatment System | Kraft: Effluent Treatment System | IndShift3 | 0.01266% | 100% | 0% | 1 | 1 | 100% | 10% | 85% | 6.8% | 0.2% | 0 | 0 | 0 | 0 | 0 | 0 | 0 | 0 | 0 |  | 0 | 0 | 0 | 01. ($9,999.000) to $0.028 | 1 | 0 | 01. ($9,999.00) to $0.22 | 1 | 0.085 | 0.085 | 0.085 | 0.085 | 0.085 | 0.085 | 0.085 | 0.085 | 0.085 | 0.085 | 0 | 0 | 0 | 0 | 0 | 0 | 0 | 0 | 0 | 0 | 0 | 0 | 0 | 0 | 0 | 0 | 0 | 0 | 0 | 0 | 0 | 0 | 0 | 0 | 0 | 0 | 0 | 0 | 0 | 0 | 0 | 0 | 0 | 0 | 0 | 0 | 0 | 0 | 0 | 0 | 0 | 0 | 0 | 0 | 0 | 0 | 0 | 0 | 0 | 0 | 0 | 0 | 0 | 0 | 0 | 0 | 0 | 0 | 0 | 0 | 0 | 0 | 0 | 0 | 0 | 0 | 0 | 0 | 0 | 0 | 0 | 0 | 0 | 0 | 0 | 0 | 0 | 0 | 0 | 0 | 0 | 0 | 0 | 0 | 0 | 0 | 0 | 0 | 0 | 0 | 0 | 0 | 0 | 0 | 0 | 0 | 0 | 0 | 0 | 0 | 0 | 0 | 0 | 0 | 0 | 0 | 0 | 0 | 0 | 0 | 0 | 0 | 0 | 0 | 0 | 0 | 0 | 0 | 0 | 0 | 0 | 0 | 0 | 0 | 0 | 0 | 0 | 0 | 0 | 0 | 0 | 0 | 0 | 0 | 0 | 0 | 0 | 0 | 0 | 0 | 0 | 0 | 0 | 0 | 0 | 0 | 0 | 0 | 0 | 0 | 0 | 0 | 0 | 0 | 0 | 0 | 0 | 0 | 0 | 0 | 0 | 0 | 0 | 0 | 0 | 0 | 0 | 0 | 0 | 0 | 0 | 0 | 0 | 0 | 0 | 0 | 0 | 0 | 0 | 0 | 0 | 0 | 0 | 0 | 0 | 0 | 0 | 0 | 0 | 0 | 0 | 0 | 0 | 0.01296% | 0 | 0 | 0 | 0 | 0 | 0 | 0 | 0 | 0 | 0 | 0 | 0 | 0 | 0 | 0 | 0 | 0 | 0 | 0 | 0 | 0 | 0 | 0 | 0
| IND-Lighting-7P_V2 | M_Input | Council 7th Plan | 2020 | Retro | 2022 | 2045 | PSE | Industrial | Food - Other | Electric | Per Region | NA | NA | Food - Other Kraft: Efficient Agitator | Food - Other Kraft: Efficient Agitator | 0 | 10 | 0 | 0 | I-All-Other-Shift3-All-All-S | 0 | 0 | 0 | 0 | 0 | 0 | 0 | 0 | 0 | 0 | 0 | 0 | Comm Flat | Kraft: Efficient Agitator | Kraft: Efficient Agitator | IndShift3 | 0.01266% | 100% | 0% | 1 | 1 | 100% | 10% | 85% | 6.8% | 0.2% | 0 | 0 | 0 | 0 | 0 | 0 | 0 | 0 | 0 |  | 0 | 0 | 0 | 01. ($9,999.000) to $0.028 | 1 | 0 | 01. ($9,999.00) to $0.22 | 1 | 0.085 | 0.085 | 0.085 | 0.085 | 0.085 | 0.085 | 0.085 | 0.085 | 0.085 | 0.085 | 0 | 0 | 0 | 0 | 0 | 0 | 0 | 0 | 0 | 0 | 0 | 0 | 0 | 0 | 0 | 0 | 0 | 0 | 0 | 0 | 0 | 0 | 0 | 0 | 0 | 0 | 0 | 0 | 0 | 0 | 0 | 0 | 0 | 0 | 0 | 0 | 0 | 0 | 0 | 0 | 0 | 0 | 0 | 0 | 0 | 0 | 0 | 0 | 0 | 0 | 0 | 0 | 0 | 0 | 0 | 0 | 0 | 0 | 0 | 0 | 0 | 0 | 0 | 0 | 0 | 0 | 0 | 0 | 0 | 0 | 0 | 0 | 0 | 0 | 0 | 0 | 0 | 0 | 0 | 0 | 0 | 0 | 0 | 0 | 0 | 0 | 0 | 0 | 0 | 0 | 0 | 0 | 0 | 0 | 0 | 0 | 0 | 0 | 0 | 0 | 0 | 0 | 0 | 0 | 0 | 0 | 0 | 0 | 0 | 0 | 0 | 0 | 0 | 0 | 0 | 0 | 0 | 0 | 0 | 0 | 0 | 0 | 0 | 0 | 0 | 0 | 0 | 0 | 0 | 0 | 0 | 0 | 0 | 0 | 0 | 0 | 0 | 0 | 0 | 0 | 0 | 0 | 0 | 0 | 0 | 0 | 0 | 0 | 0 | 0 | 0 | 0 | 0 | 0 | 0 | 0 | 0 | 0 | 0 | 0 | 0 | 0 | 0 | 0 | 0 | 0 | 0 | 0 | 0 | 0 | 0 | 0 | 0 | 0 | 0 | 0 | 0 | 0 | 0 | 0 | 0 | 0 | 0 | 0 | 0 | 0 | 0 | 0 | 0 | 0 | 0 | 0 | 0 | 0.01296% | 0 | 0 | 0 | 0 | 0 | 0 | 0 | 0 | 0 | 0 | 0 | 0 | 0 | 0 | 0 | 0 | 0 | 0 | 0 | 0 | 0 | 0 | 0 | 0
| IND-Lighting-7P_V2 | M_Input | Council 7th Plan | 2020 | Retro | 2022 | 2045 | PSE | Industrial | Food - Other | Electric | Per Region | NA | NA | Food - Other Paper: Efficient Pulp Screen | Food - Other Paper: Efficient Pulp Screen | 0 | 10 | 0 | 0 | I-All-Other-Shift3-All-All-S | 0 | 0 | 0 | 0 | 0 | 0 | 0 | 0 | 0 | 0 | 0 | 0 | Comm Flat | Paper: Efficient Pulp Screen | Paper: Efficient Pulp Screen | IndShift3 | 0.01266% | 100% | 0% | 1 | 1 | 100% | 10% | 85% | 6.8% | 0.2% | 0 | 0 | 0 | 0 | 0 | 0 | 0 | 0 | 0 |  | 0 | 0 | 0 | 01. ($9,999.000) to $0.028 | 0 | 0 | 01. ($9,999.00) to $0.22 | 1 | 0.085 | 0.085 | 0.085 | 0.085 | 0.085 | 0.085 | 0.085 | 0.085 | 0.085 | 0.085 | 0 | 0 | 0 | 0 | 0 | 0 | 0 | 0 | 0 | 0 | 0 | 0 | 0 | 0 | 0 | 0 | 0 | 0 | 0 | 0 | 0 | 0 | 0 | 0 | 0 | 0 | 0 | 0 | 0 | 0 | 0 | 0 | 0 | 0 | 0 | 0 | 0 | 0 | 0 | 0 | 0 | 0 | 0 | 0 | 0 | 0 | 0 | 0 | 0 | 0 | 0 | 0 | 0 | 0 | 0 | 0 | 0 | 0 | 0 | 0 | 0 | 0 | 0 | 0 | 0 | 0 | 0 | 0 | 0 | 0 | 0 | 0 | 0 | 0 | 0 | 0 | 0 | 0 | 0 | 0 | 0 | 0 | 0 | 0 | 0 | 0 | 0 | 0 | 0 | 0 | 0 | 0 | 0 | 0 | 0 | 0 | 0 | 0 | 0 | 0 | 0 | 0 | 0 | 0 | 0 | 0 | 0 | 0 | 0 | 0 | 0 | 0 | 0 | 0 | 0 | 0 | 0 | 0 | 0 | 0 | 0 | 0 | 0 | 0 | 0 | 0 | 0 | 0 | 0 | 0 | 0 | 0 | 0 | 0 | 0 | 0 | 0 | 0 | 0 | 0 | 0 | 0 | 0 | 0 | 0 | 0 | 0 | 0 | 0 | 0 | 0 | 0 | 0 | 0 | 0 | 0 | 0 | 0 | 0 | 0 | 0 | 0 | 0 | 0 | 0 | 0 | 0 | 0 | 0 | 0 | 0 | 0 | 0 | 0 | 0 | 0 | 0 | 0 | 0 | 0 | 0 | 0 | 0 | 0 | 0 | 0 | 0 | 0 | 0 | 0 | 0 | 0 | 0 | 0.01296% | 0 | 0 | 0 | 0 | 0 | 0 | 0 | 0 | 0 | 0 | 0 | 0 | 0 | 0 | 0 | 0 | 0 | 0 | 0 | 0 | 0 | 0 | 0 | 0
| IND-Lighting-7P_V2 | M_Input | Council 7th Plan | 2020 | Retro | 2022 | 2045 | PSE | Industrial | Food - Other | Electric | Per Region | NA | NA | Food - Other Paper: Premium Fan | Food - Other Paper: Premium Fan | 0 | 10 | 0 | 0 | I-All-Other-Shift3-All-All-S | 0 | 0 | 0 | 0 | 0 | 0 | 0 | 0 | 0 | 0 | 0 | 0 | Comm Flat | Paper: Premium Fan | Paper: Premium Fan | IndShift3 | 0.01266% | 100% | 0% | 1 | 1 | 100% | 10% | 85% | 6.8% | 0.2% | 0 | 0 | 0 | 0 | 0 | 0 | 0 | 0 | 0 |  | 0 | 0 | 0 | 01. ($9,999.000) to $0.028 | 1 | 0 | 01. ($9,999.00) to $0.22 | 1 | 0.085 | 0.085 | 0.085 | 0.085 | 0.085 | 0.085 | 0.085 | 0.085 | 0.085 | 0.085 | 0 | 0 | 0 | 0 | 0 | 0 | 0 | 0 | 0 | 0 | 0 | 0 | 0 | 0 | 0 | 0 | 0 | 0 | 0 | 0 | 0 | 0 | 0 | 0 | 0 | 0 | 0 | 0 | 0 | 0 | 0 | 0 | 0 | 0 | 0 | 0 | 0 | 0 | 0 | 0 | 0 | 0 | 0 | 0 | 0 | 0 | 0 | 0 | 0 | 0 | 0 | 0 | 0 | 0 | 0 | 0 | 0 | 0 | 0 | 0 | 0 | 0 | 0 | 0 | 0 | 0 | 0 | 0 | 0 | 0 | 0 | 0 | 0 | 0 | 0 | 0 | 0 | 0 | 0 | 0 | 0 | 0 | 0 | 0 | 0 | 0 | 0 | 0 | 0 | 0 | 0 | 0 | 0 | 0 | 0 | 0 | 0 | 0 | 0 | 0 | 0 | 0 | 0 | 0 | 0 | 0 | 0 | 0 | 0 | 0 | 0 | 0 | 0 | 0 | 0 | 0 | 0 | 0 | 0 | 0 | 0 | 0 | 0 | 0 | 0 | 0 | 0 | 0 | 0 | 0 | 0 | 0 | 0 | 0 | 0 | 0 | 0 | 0 | 0 | 0 | 0 | 0 | 0 | 0 | 0 | 0 | 0 | 0 | 0 | 0 | 0 | 0 | 0 | 0 | 0 | 0 | 0 | 0 | 0 | 0 | 0 | 0 | 0 | 0 | 0 | 0 | 0 | 0 | 0 | 0 | 0 | 0 | 0 | 0 | 0 | 0 | 0 | 0 | 0 | 0 | 0 | 0 | 0 | 0 | 0 | 0 | 0 | 0 | 0 | 0 | 0 | 0 | 0 | 0.01296% | 0 | 0 | 0 | 0 | 0 | 0 | 0 | 0 | 0 | 0 | 0 | 0 | 0 | 0 | 0 | 0 | 0 | 0 | 0 | 0 | 0 | 0 | 0 | 0
| IND-Lighting-7P_V2 | M_Input | Council 7th Plan | 2020 | Retro | 2022 | 2045 | PSE | Industrial | Food - Other | Electric | Per Region | NA | NA | Food - Other Paper: Material Handling | Food - Other Paper: Material Handling | 0 | 10 | 0 | 0 | I-All-Other-Shift3-All-All-S | 0 | 0 | 0 | 0 | 0 | 0 | 0 | 0 | 0 | 0 | 0 | 0 | Comm Flat | Paper: Material Handling | Paper: Material Handling | SIC24 | 0.01335% | 100% | 0% | 1 | 1 | 100% | 10% | 85% | 6.8% | 0.2% | 0 | 0 | 0 | 0 | 0 | 0 | 0 | 0 | 0 |  | 0 | 0 | 0 | 01. ($9,999.000) to $0.028 | 1 | 0 | 01. ($9,999.00) to $0.22 | 1 | 0.085 | 0.085 | 0.085 | 0.085 | 0.085 | 0.085 | 0.085 | 0.085 | 0.085 | 0.085 | 0 | 0 | 0 | 0 | 0 | 0 | 0 | 0 | 0 | 0 | 0 | 0 | 0 | 0 | 0 | 0 | 0 | 0 | 0 | 0 | 0 | 0 | 0 | 0 | 0 | 0 | 0 | 0 | 0 | 0 | 0 | 0 | 0 | 0 | 0 | 0 | 0 | 0 | 0 | 0 | 0 | 0 | 0 | 0 | 0 | 0 | 0 | 0 | 0 | 0 | 0 | 0 | 0 | 0 | 0 | 0 | 0 | 0 | 0 | 0 | 0 | 0 | 0 | 0 | 0 | 0 | 0 | 0 | 0 | 0 | 0 | 0 | 0 | 0 | 0 | 0 | 0 | 0 | 0 | 0 | 0 | 0 | 0 | 0 | 0 | 0 | 0 | 0 | 0 | 0 | 0 | 0 | 0 | 0 | 0 | 0 | 0 | 0 | 0 | 0 | 0 | 0 | 0 | 0 | 0 | 0 | 0 | 0 | 0 | 0 | 0 | 0 | 0 | 0 | 0 | 0 | 0 | 0 | 0 | 0 | 0 | 0 | 0 | 0 | 0 | 0 | 0 | 0 | 0 | 0 | 0 | 0 | 0 | 0 | 0 | 0 | 0 | 0 | 0 | 0 | 0 | 0 | 0 | 0 | 0 | 0 | 0 | 0 | 0 | 0 | 0 | 0 | 0 | 0 | 0 | 0 | 0 | 0 | 0 | 0 | 0 | 0 | 0 | 0 | 0 | 0 | 0 | 0 | 0 | 0 | 0 | 0 | 0 | 0 | 0 | 0 | 0 | 0 | 0 | 0 | 0 | 0 | 0 | 0 | 0 | 0 | 0 | 0 | 0 | 0 | 0 | 0 | 0 | 0.01209% | 0 | 0 | 0 | 0 | 0 | 0 | 0 | 0 | 0 | 0 | 0 | 0 | 0 | 0 | 0 | 0 | 0 | 0 | 0 | 0 | 0 | 0 | 0 | 0
| IND-Lighting-7P_V2 | M_Input | Council 7th Plan | 2020 | Retro | 2022 | 2045 | PSE | Industrial | Food - Other | Electric | Per Region | NA | NA | Food - Other Paper: Large Material Handling | Food - Other Paper: Large Material Handling | 0 | 10 | 0 | 0 | I-All-Other-Shift3-All-All-S | 0 | 0 | 0 | 0 | 0 | 0 | 0 | 0 | 0 | 0 | 0 | 0 | Comm Flat | Paper: Large Material Handling | Paper: Large Material Handling | SIC24 | 0.01335% | 100% | 0% | 1 | 1 | 100% | 10% | 85% | 6.8% | 0.2% | 0 | 0 | 0 | 0 | 0 | 0 | 0 | 0 | 0 |  | 0 | 0 | 0 | 01. ($9,999.000) to $0.028 | 1 | 0 | 01. ($9,999.00) to $0.22 | 1 | 0.085 | 0.085 | 0.085 | 0.085 | 0.085 | 0.085 | 0.085 | 0.085 | 0.085 | 0.085 | 0 | 0 | 0 | 0 | 0 | 0 | 0 | 0 | 0 | 0 | 0 | 0 | 0 | 0 | 0 | 0 | 0 | 0 | 0 | 0 | 0 | 0 | 0 | 0 | 0 | 0 | 0 | 0 | 0 | 0 | 0 | 0 | 0 | 0 | 0 | 0 | 0 | 0 | 0 | 0 | 0 | 0 | 0 | 0 | 0 | 0 | 0 | 0 | 0 | 0 | 0 | 0 | 0 | 0 | 0 | 0 | 0 | 0 | 0 | 0 | 0 | 0 | 0 | 0 | 0 | 0 | 0 | 0 | 0 | 0 | 0 | 0 | 0 | 0 | 0 | 0 | 0 | 0 | 0 | 0 | 0 | 0 | 0 | 0 | 0 | 0 | 0 | 0 | 0 | 0 | 0 | 0 | 0 | 0 | 0 | 0 | 0 | 0 | 0 | 0 | 0 | 0 | 0 | 0 | 0 | 0 | 0 | 0 | 0 | 0 | 0 | 0 | 0 | 0 | 0 | 0 | 0 | 0 | 0 | 0 | 0 | 0 | 0 | 0 | 0 | 0 | 0 | 0 | 0 | 0 | 0 | 0 | 0 | 0 | 0 | 0 | 0 | 0 | 0 | 0 | 0 | 0 | 0 | 0 | 0 | 0 | 0 | 0 | 0 | 0 | 0 | 0 | 0 | 0 | 0 | 0 | 0 | 0 | 0 | 0 | 0 | 0 | 0 | 0 | 0 | 0 | 0 | 0 | 0 | 0 | 0 | 0 | 0 | 0 | 0 | 0 | 0 | 0 | 0 | 0 | 0 | 0 | 0 | 0 | 0 | 0 | 0 | 0 | 0 | 0 | 0 | 0 | 0 | 0.01209% | 0 | 0 | 0 | 0 | 0 | 0 | 0 | 0 | 0 | 0 | 0 | 0 | 0 | 0 | 0 | 0 | 0 | 0 | 0 | 0 | 0 | 0 | 0 | 0
| IND-Lighting-7P_V2 | M_Input | Council 7th Plan | 2020 | Retro | 2022 | 2045 | PSE | Industrial | Food - Other | Electric | Per Region | NA | NA | Food - Other Paper: Premium Control Large Material | Food - Other Paper: Premium Control Large Material | 0 | 10 | 0 | 0 | I-All-Other-Shift3-All-All-S | 0 | 0 | 0 | 0 | 0 | 0 | 0 | 0 | 0 | 0 | 0 | 0 | Comm Flat | Paper: Premium Control Large Material | Paper: Premium Control Large Material | IndShift3 | 0.01266% | 100% | 0% | 1 | 1 | 100% | 10% | 85% | 6.8% | 0.2% | 0 | 0 | 0 | 0 | 0 | 0 | 0 | 0 | 0 |  | 0 | 0 | 0 | 01. ($9,999.000) to $0.028 | 1 | 0 | 01. ($9,999.00) to $0.22 | 1 | 0.085 | 0.085 | 0.085 | 0.085 | 0.085 | 0.085 | 0.085 | 0.085 | 0.085 | 0.085 | 0 | 0 | 0 | 0 | 0 | 0 | 0 | 0 | 0 | 0 | 0 | 0 | 0 | 0 | 0 | 0 | 0 | 0 | 0 | 0 | 0 | 0 | 0 | 0 | 0 | 0 | 0 | 0 | 0 | 0 | 0 | 0 | 0 | 0 | 0 | 0 | 0 | 0 | 0 | 0 | 0 | 0 | 0 | 0 | 0 | 0 | 0 | 0 | 0 | 0 | 0 | 0 | 0 | 0 | 0 | 0 | 0 | 0 | 0 | 0 | 0 | 0 | 0 | 0 | 0 | 0 | 0 | 0 | 0 | 0 | 0 | 0 | 0 | 0 | 0 | 0 | 0 | 0 | 0 | 0 | 0 | 0 | 0 | 0 | 0 | 0 | 0 | 0 | 0 | 0 | 0 | 0 | 0 | 0 | 0 | 0 | 0 | 0 | 0 | 0 | 0 | 0 | 0 | 0 | 0 | 0 | 0 | 0 | 0 | 0 | 0 | 0 | 0 | 0 | 0 | 0 | 0 | 0 | 0 | 0 | 0 | 0 | 0 | 0 | 0 | 0 | 0 | 0 | 0 | 0 | 0 | 0 | 0 | 0 | 0 | 0 | 0 | 0 | 0 | 0 | 0 | 0 | 0 | 0 | 0 | 0 | 0 | 0 | 0 | 0 | 0 | 0 | 0 | 0 | 0 | 0 | 0 | 0 | 0 | 0 | 0 | 0 | 0 | 0 | 0 | 0 | 0 | 0 | 0 | 0 | 0 | 0 | 0 | 0 | 0 | 0 | 0 | 0 | 0 | 0 | 0 | 0 | 0 | 0 | 0 | 0 | 0 | 0 | 0 | 0 | 0 | 0 | 0 | 0.01296% | 0 | 0 | 0 | 0 | 0 | 0 | 0 | 0 | 0 | 0 | 0 | 0 | 0 | 0 | 0 | 0 | 0 | 0 | 0 | 0 | 0 | 0 | 0 | 0
| IND-Lighting-7P_V2 | M_Input | Council 7th Plan | 2020 | Retro | 2022 | 2045 | PSE | Industrial | Food - Other | Electric | Per Region | NA | NA | Food - Other Material Handling1 | Food - Other Material Handling1 | 0 | 10 | 0 | 0 | I-SIC24-Proc-All-All-All-E | 0 | 0 | 0 | 0 | 0 | 0 | 0 | 0 | 0 | 0 | 0 | 0 | Comm Flat | Material Handling1 | Material Handling1 | SIC24 | 0.01335% | 100% | 0% | 1 | 1 | 100% | 10% | 85% | 6.8% | 0.2% | 0 | 0 | 0 | 0 | 0 | 0 | 0 | 0 | 0 |  | 0 | 0 | 0 | 01. ($9,999.000) to $0.028 | 1 | 0 | 01. ($9,999.00) to $0.22 | 1 | 0.085 | 0.085 | 0.085 | 0.085 | 0.085 | 0.085 | 0.085 | 0.085 | 0.085 | 0.085 | 0 | 0 | 0 | 0 | 0 | 0 | 0 | 0 | 0 | 0 | 0 | 0 | 0 | 0 | 0 | 0 | 0 | 0 | 0 | 0 | 0 | 0 | 0 | 0 | 0 | 0 | 0 | 0 | 0 | 0 | 0 | 0 | 0 | 0 | 0 | 0 | 0 | 0 | 0 | 0 | 0 | 0 | 0 | 0 | 0 | 0 | 0 | 0 | 0 | 0 | 0 | 0 | 0 | 0 | 0 | 0 | 0 | 0 | 0 | 0 | 0 | 0 | 0 | 0 | 0 | 0 | 0 | 0 | 0 | 0 | 0 | 0 | 0 | 0 | 0 | 0 | 0 | 0 | 0 | 0 | 0 | 0 | 0 | 0 | 0 | 0 | 0 | 0 | 0 | 0 | 0 | 0 | 0 | 0 | 0 | 0 | 0 | 0 | 0 | 0 | 0 | 0 | 0 | 0 | 0 | 0 | 0 | 0 | 0 | 0 | 0 | 0 | 0 | 0 | 0 | 0 | 0 | 0 | 0 | 0 | 0 | 0 | 0 | 0 | 0 | 0 | 0 | 0 | 0 | 0 | 0 | 0 | 0 | 0 | 0 | 0 | 0 | 0 | 0 | 0 | 0 | 0 | 0 | 0 | 0 | 0 | 0 | 0 | 0 | 0 | 0 | 0 | 0 | 0 | 0 | 0 | 0 | 0 | 0 | 0 | 0 | 0 | 0 | 0 | 0 | 0 | 0 | 0 | 0 | 0 | 0 | 0 | 0 | 0 | 0 | 0 | 0 | 0 | 0 | 0 | 0 | 0 | 0 | 0 | 0 | 0 | 0 | 0 | 0 | 0 | 0 | 0 | 0 | 0.01209% | 0 | 0 | 0 | 0 | 0 | 0 | 0 | 0 | 0 | 0 | 0 | 0 | 0 | 0 | 0 | 0 | 0 | 0 | 0 | 0 | 0 | 0 | 0 | 0
| IND-Lighting-7P_V2 | M_Input | Council 7th Plan | 2020 | Retro | 2022 | 2045 | PSE | Industrial | Food - Other | Electric | Per Region | NA | NA | Food - Other Material Handling2 | Food - Other Material Handling2 | 0 | 10 | 0 | 0 | I-SIC24-Proc-All-All-All-E | 0 | 0 | 0 | 0 | 0 | 0 | 0 | 0 | 0 | 0 | 0 | 0 | Comm Flat | Material Handling2 | Material Handling2 | SIC24 | 0.01335% | 100% | 0% | 1 | 1 | 100% | 10% | 85% | 6.8% | 0.2% | 0 | 0 | 0 | 0 | 0 | 0 | 0 | 0 | 0 |  | 0 | 0 | 0 | 01. ($9,999.000) to $0.028 | 1 | 0 | 01. ($9,999.00) to $0.22 | 1 | 0.085 | 0.085 | 0.085 | 0.085 | 0.085 | 0.085 | 0.085 | 0.085 | 0.085 | 0.085 | 0 | 0 | 0 | 0 | 0 | 0 | 0 | 0 | 0 | 0 | 0 | 0 | 0 | 0 | 0 | 0 | 0 | 0 | 0 | 0 | 0 | 0 | 0 | 0 | 0 | 0 | 0 | 0 | 0 | 0 | 0 | 0 | 0 | 0 | 0 | 0 | 0 | 0 | 0 | 0 | 0 | 0 | 0 | 0 | 0 | 0 | 0 | 0 | 0 | 0 | 0 | 0 | 0 | 0 | 0 | 0 | 0 | 0 | 0 | 0 | 0 | 0 | 0 | 0 | 0 | 0 | 0 | 0 | 0 | 0 | 0 | 0 | 0 | 0 | 0 | 0 | 0 | 0 | 0 | 0 | 0 | 0 | 0 | 0 | 0 | 0 | 0 | 0 | 0 | 0 | 0 | 0 | 0 | 0 | 0 | 0 | 0 | 0 | 0 | 0 | 0 | 0 | 0 | 0 | 0 | 0 | 0 | 0 | 0 | 0 | 0 | 0 | 0 | 0 | 0 | 0 | 0 | 0 | 0 | 0 | 0 | 0 | 0 | 0 | 0 | 0 | 0 | 0 | 0 | 0 | 0 | 0 | 0 | 0 | 0 | 0 | 0 | 0 | 0 | 0 | 0 | 0 | 0 | 0 | 0 | 0 | 0 | 0 | 0 | 0 | 0 | 0 | 0 | 0 | 0 | 0 | 0 | 0 | 0 | 0 | 0 | 0 | 0 | 0 | 0 | 0 | 0 | 0 | 0 | 0 | 0 | 0 | 0 | 0 | 0 | 0 | 0 | 0 | 0 | 0 | 0 | 0 | 0 | 0 | 0 | 0 | 0 | 0 | 0 | 0 | 0 | 0 | 0 | 0.01209% | 0 | 0 | 0 | 0 | 0 | 0 | 0 | 0 | 0 | 0 | 0 | 0 | 0 | 0 | 0 | 0 | 0 | 0 | 0 | 0 | 0 | 0 | 0 | 0
| IND-Lighting-7P_V2 | M_Input | Council 7th Plan | 2020 | Retro | 2022 | 2045 | PSE | Industrial | Food - Other | Electric | Per Region | NA | NA | Food - Other Material Handling VFD1 | Food - Other Material Handling VFD1 | 0 | 10 | 0 | 0 | I-SIC24-Proc-All-All-All-E | 0 | 0 | 0 | 0 | 0 | 0 | 0 | 0 | 0 | 0 | 0 | 0 | Comm Flat | Material Handling VFD1 | Material Handling VFD1 | SIC24 | 0.01335% | 100% | 0% | 1 | 1 | 100% | 10% | 85% | 6.8% | 0.2% | 0 | 0 | 0 | 0 | 0 | 0 | 0 | 0 | 0 |  | 0 | 0 | 0 | 01. ($9,999.000) to $0.028 | 1 | 0 | 01. ($9,999.00) to $0.22 | 1 | 0.085 | 0.085 | 0.085 | 0.085 | 0.085 | 0.085 | 0.085 | 0.085 | 0.085 | 0.085 | 0 | 0 | 0 | 0 | 0 | 0 | 0 | 0 | 0 | 0 | 0 | 0 | 0 | 0 | 0 | 0 | 0 | 0 | 0 | 0 | 0 | 0 | 0 | 0 | 0 | 0 | 0 | 0 | 0 | 0 | 0 | 0 | 0 | 0 | 0 | 0 | 0 | 0 | 0 | 0 | 0 | 0 | 0 | 0 | 0 | 0 | 0 | 0 | 0 | 0 | 0 | 0 | 0 | 0 | 0 | 0 | 0 | 0 | 0 | 0 | 0 | 0 | 0 | 0 | 0 | 0 | 0 | 0 | 0 | 0 | 0 | 0 | 0 | 0 | 0 | 0 | 0 | 0 | 0 | 0 | 0 | 0 | 0 | 0 | 0 | 0 | 0 | 0 | 0 | 0 | 0 | 0 | 0 | 0 | 0 | 0 | 0 | 0 | 0 | 0 | 0 | 0 | 0 | 0 | 0 | 0 | 0 | 0 | 0 | 0 | 0 | 0 | 0 | 0 | 0 | 0 | 0 | 0 | 0 | 0 | 0 | 0 | 0 | 0 | 0 | 0 | 0 | 0 | 0 | 0 | 0 | 0 | 0 | 0 | 0 | 0 | 0 | 0 | 0 | 0 | 0 | 0 | 0 | 0 | 0 | 0 | 0 | 0 | 0 | 0 | 0 | 0 | 0 | 0 | 0 | 0 | 0 | 0 | 0 | 0 | 0 | 0 | 0 | 0 | 0 | 0 | 0 | 0 | 0 | 0 | 0 | 0 | 0 | 0 | 0 | 0 | 0 | 0 | 0 | 0 | 0 | 0 | 0 | 0 | 0 | 0 | 0 | 0 | 0 | 0 | 0 | 0 | 0 | 0.01209% | 0 | 0 | 0 | 0 | 0 | 0 | 0 | 0 | 0 | 0 | 0 | 0 | 0 | 0 | 0 | 0 | 0 | 0 | 0 | 0 | 0 | 0 | 0 | 0
| IND-Lighting-7P_V2 | M_Input | Council 7th Plan | 2020 | Retro | 2022 | 2045 | PSE | Industrial | Food - Other | Electric | Per Region | NA | NA | Food - Other Material Handling VFD2 | Food - Other Material Handling VFD2 | 0 | 10 | 0 | 0 | I-SIC24-Proc-All-All-All-E | 0 | 0 | 0 | 0 | 0 | 0 | 0 | 0 | 0 | 0 | 0 | 0 | Comm Flat | Material Handling VFD2 | Material Handling VFD2 | SIC24 | 0.01335% | 100% | 0% | 1 | 1 | 100% | 10% | 85% | 6.8% | 0.2% | 0 | 0 | 0 | 0 | 0 | 0 | 0 | 0 | 0 |  | 0 | 0 | 0 | 01. ($9,999.000) to $0.028 | 1 | 0 | 01. ($9,999.00) to $0.22 | 1 | 0.085 | 0.085 | 0.085 | 0.085 | 0.085 | 0.085 | 0.085 | 0.085 | 0.085 | 0.085 | 0 | 0 | 0 | 0 | 0 | 0 | 0 | 0 | 0 | 0 | 0 | 0 | 0 | 0 | 0 | 0 | 0 | 0 | 0 | 0 | 0 | 0 | 0 | 0 | 0 | 0 | 0 | 0 | 0 | 0 | 0 | 0 | 0 | 0 | 0 | 0 | 0 | 0 | 0 | 0 | 0 | 0 | 0 | 0 | 0 | 0 | 0 | 0 | 0 | 0 | 0 | 0 | 0 | 0 | 0 | 0 | 0 | 0 | 0 | 0 | 0 | 0 | 0 | 0 | 0 | 0 | 0 | 0 | 0 | 0 | 0 | 0 | 0 | 0 | 0 | 0 | 0 | 0 | 0 | 0 | 0 | 0 | 0 | 0 | 0 | 0 | 0 | 0 | 0 | 0 | 0 | 0 | 0 | 0 | 0 | 0 | 0 | 0 | 0 | 0 | 0 | 0 | 0 | 0 | 0 | 0 | 0 | 0 | 0 | 0 | 0 | 0 | 0 | 0 | 0 | 0 | 0 | 0 | 0 | 0 | 0 | 0 | 0 | 0 | 0 | 0 | 0 | 0 | 0 | 0 | 0 | 0 | 0 | 0 | 0 | 0 | 0 | 0 | 0 | 0 | 0 | 0 | 0 | 0 | 0 | 0 | 0 | 0 | 0 | 0 | 0 | 0 | 0 | 0 | 0 | 0 | 0 | 0 | 0 | 0 | 0 | 0 | 0 | 0 | 0 | 0 | 0 | 0 | 0 | 0 | 0 | 0 | 0 | 0 | 0 | 0 | 0 | 0 | 0 | 0 | 0 | 0 | 0 | 0 | 0 | 0 | 0 | 0 | 0 | 0 | 0 | 0 | 0 | 0.01209% | 0 | 0 | 0 | 0 | 0 | 0 | 0 | 0 | 0 | 0 | 0 | 0 | 0 | 0 | 0 | 0 | 0 | 0 | 0 | 0 | 0 | 0 | 0 | 0
| IND-Lighting-7P_V2 | M_Input | Council 7th Plan | 2020 | Retro | 2022 | 2045 | PSE | Industrial | Food - Other | Electric | Per Region | NA | NA | Food - Other Wood: Replace Pneumatic Conveyor | Food - Other Wood: Replace Pneumatic Conveyor | 0 | 10 | 0 | 0 | I-SIC24-Proc-All-All-All-E | 0 | 0 | 0 | 0 | 0 | 0 | 0 | 0 | 0 | 0 | 0 | 0 | Comm Flat | Wood: Replace Pneumatic Conveyor | Wood: Replace Pneumatic Conveyor | SIC24 | 0.01335% | 100% | 0% | 1 | 1 | 100% | 10% | 85% | 6.8% | 0.2% | 0 | 0 | 0 | 0 | 0 | 0 | 0 | 0 | 0 |  | 0 | 0 | 0 | 01. ($9,999.000) to $0.028 | 1 | 0 | 01. ($9,999.00) to $0.22 | 1 | 0.085 | 0.085 | 0.085 | 0.085 | 0.085 | 0.085 | 0.085 | 0.085 | 0.085 | 0.085 | 0 | 0 | 0 | 0 | 0 | 0 | 0 | 0 | 0 | 0 | 0 | 0 | 0 | 0 | 0 | 0 | 0 | 0 | 0 | 0 | 0 | 0 | 0 | 0 | 0 | 0 | 0 | 0 | 0 | 0 | 0 | 0 | 0 | 0 | 0 | 0 | 0 | 0 | 0 | 0 | 0 | 0 | 0 | 0 | 0 | 0 | 0 | 0 | 0 | 0 | 0 | 0 | 0 | 0 | 0 | 0 | 0 | 0 | 0 | 0 | 0 | 0 | 0 | 0 | 0 | 0 | 0 | 0 | 0 | 0 | 0 | 0 | 0 | 0 | 0 | 0 | 0 | 0 | 0 | 0 | 0 | 0 | 0 | 0 | 0 | 0 | 0 | 0 | 0 | 0 | 0 | 0 | 0 | 0 | 0 | 0 | 0 | 0 | 0 | 0 | 0 | 0 | 0 | 0 | 0 | 0 | 0 | 0 | 0 | 0 | 0 | 0 | 0 | 0 | 0 | 0 | 0 | 0 | 0 | 0 | 0 | 0 | 0 | 0 | 0 | 0 | 0 | 0 | 0 | 0 | 0 | 0 | 0 | 0 | 0 | 0 | 0 | 0 | 0 | 0 | 0 | 0 | 0 | 0 | 0 | 0 | 0 | 0 | 0 | 0 | 0 | 0 | 0 | 0 | 0 | 0 | 0 | 0 | 0 | 0 | 0 | 0 | 0 | 0 | 0 | 0 | 0 | 0 | 0 | 0 | 0 | 0 | 0 | 0 | 0 | 0 | 0 | 0 | 0 | 0 | 0 | 0 | 0 | 0 | 0 | 0 | 0 | 0 | 0 | 0 | 0 | 0 | 0 | 0.01209% | 0 | 0 | 0 | 0 | 0 | 0 | 0 | 0 | 0 | 0 | 0 | 0 | 0 | 0 | 0 | 0 | 0 | 0 | 0 | 0 | 0 | 0 | 0 | 0
| IND-Lighting-7P_V2 | M_Input | Council 7th Plan | 2020 | Retro | 2022 | 2045 | PSE | Industrial | Food - Other | Electric | Per Region | NA | NA | Food - Other Panel: Hydraulic Press | Food - Other Panel: Hydraulic Press | 0 | 10 | 0 | 0 | I-SIC24-Proc-All-All-All-E | 0 | 0 | 0 | 0 | 0 | 0 | 0 | 0 | 0 | 0 | 0 | 0 | Comm Flat | Panel: Hydraulic Press | Panel: Hydraulic Press | SIC24 | 0.01335% | 100% | 0% | 1 | 1 | 100% | 10% | 85% | 6.8% | 0.2% | 0 | 0 | 0 | 0 | 0 | 0 | 0 | 0 | 0 |  | 0 | 0 | 0 | 01. ($9,999.000) to $0.028 | 1 | 0 | 01. ($9,999.00) to $0.22 | 1 | 0.085 | 0.085 | 0.085 | 0.085 | 0.085 | 0.085 | 0.085 | 0.085 | 0.085 | 0.085 | 0 | 0 | 0 | 0 | 0 | 0 | 0 | 0 | 0 | 0 | 0 | 0 | 0 | 0 | 0 | 0 | 0 | 0 | 0 | 0 | 0 | 0 | 0 | 0 | 0 | 0 | 0 | 0 | 0 | 0 | 0 | 0 | 0 | 0 | 0 | 0 | 0 | 0 | 0 | 0 | 0 | 0 | 0 | 0 | 0 | 0 | 0 | 0 | 0 | 0 | 0 | 0 | 0 | 0 | 0 | 0 | 0 | 0 | 0 | 0 | 0 | 0 | 0 | 0 | 0 | 0 | 0 | 0 | 0 | 0 | 0 | 0 | 0 | 0 | 0 | 0 | 0 | 0 | 0 | 0 | 0 | 0 | 0 | 0 | 0 | 0 | 0 | 0 | 0 | 0 | 0 | 0 | 0 | 0 | 0 | 0 | 0 | 0 | 0 | 0 | 0 | 0 | 0 | 0 | 0 | 0 | 0 | 0 | 0 | 0 | 0 | 0 | 0 | 0 | 0 | 0 | 0 | 0 | 0 | 0 | 0 | 0 | 0 | 0 | 0 | 0 | 0 | 0 | 0 | 0 | 0 | 0 | 0 | 0 | 0 | 0 | 0 | 0 | 0 | 0 | 0 | 0 | 0 | 0 | 0 | 0 | 0 | 0 | 0 | 0 | 0 | 0 | 0 | 0 | 0 | 0 | 0 | 0 | 0 | 0 | 0 | 0 | 0 | 0 | 0 | 0 | 0 | 0 | 0 | 0 | 0 | 0 | 0 | 0 | 0 | 0 | 0 | 0 | 0 | 0 | 0 | 0 | 0 | 0 | 0 | 0 | 0 | 0 | 0 | 0 | 0 | 0 | 0 | 0.01209% | 0 | 0 | 0 | 0 | 0 | 0 | 0 | 0 | 0 | 0 | 0 | 0 | 0 | 0 | 0 | 0 | 0 | 0 | 0 | 0 | 0 | 0 | 0 | 0
| IND-Lighting-7P_V2 | M_Input | Council 7th Plan | 2020 | Retro | 2022 | 2045 | PSE | Industrial | Food - Other | Electric | Per Region | NA | NA | Food - Other Cold Storage Retrofit | Food - Other Cold Storage Retrofit | 0 | 10 | 0 | 0 | C-War-Ref-All-All-All-C | 0 | 0 | 0 | 0 | 0 | 0 | 0 | 0 | 0 | 0 | 0 | 0 | Comm Flat | Cold Storage Retrofit | Cold Storage Retrofit | RefrigWarehouseGroc | 0.01247% | 100% | 0% | 1 | 1 | 100% | 10% | 85% | 6.8% | 0.2% | 0 | 0 | 0 | 0 | 0 | 0 | 0 | 0 | 0 |  | 0 | 0 | 0 | 01. ($9,999.000) to $0.028 | 1 | 0 | 01. ($9,999.00) to $0.22 | 1 | 0.085 | 0.085 | 0.085 | 0.085 | 0.085 | 0.085 | 0.085 | 0.085 | 0.085 | 0.085 | 0 | 0 | 0 | 0 | 0 | 0 | 0 | 0 | 0 | 0 | 0 | 0 | 0 | 0 | 0 | 0 | 0 | 0 | 0 | 0 | 0 | 0 | 0 | 0 | 0 | 0 | 0 | 0 | 0 | 0 | 0 | 0 | 0 | 0 | 0 | 0 | 0 | 0 | 0 | 0 | 0 | 0 | 0 | 0 | 0 | 0 | 0 | 0 | 0 | 0 | 0 | 0 | 0 | 0 | 0 | 0 | 0 | 0 | 0 | 0 | 0 | 0 | 0 | 0 | 0 | 0 | 0 | 0 | 0 | 0 | 0 | 0 | 0 | 0 | 0 | 0 | 0 | 0 | 0 | 0 | 0 | 0 | 0 | 0 | 0 | 0 | 0 | 0 | 0 | 0 | 0 | 0 | 0 | 0 | 0 | 0 | 0 | 0 | 0 | 0 | 0 | 0 | 0 | 0 | 0 | 0 | 0 | 0 | 0 | 0 | 0 | 0 | 0 | 0 | 0 | 0 | 0 | 0 | 0 | 0 | 0 | 0 | 0 | 0 | 0 | 0 | 0 | 0 | 0 | 0 | 0 | 0 | 0 | 0 | 0 | 0 | 0 | 0 | 0 | 0 | 0 | 0 | 0 | 0 | 0 | 0 | 0 | 0 | 0 | 0 | 0 | 0 | 0 | 0 | 0 | 0 | 0 | 0 | 0 | 0 | 0 | 0 | 0 | 0 | 0 | 0 | 0 | 0 | 0 | 0 | 0 | 0 | 0 | 0 | 0 | 0 | 0 | 0 | 0 | 0 | 0 | 0 | 0 | 0 | 0 | 0 | 0 | 0 | 0 | 0 | 0 | 0 | 0 | 0.01116% | 0 | 0 | 0 | 0 | 0 | 0 | 0 | 0 | 0 | 0 | 0 | 0 | 0 | 0 | 0 | 0 | 0 | 0 | 0 | 0 | 0 | 0 | 0 | 0
| IND-Lighting-7P_V2 | M_Input | Council 7th Plan | 2020 | Retro | 2022 | 2045 | PSE | Industrial | Food - Other | Electric | Per Region | NA | NA | Food - Other Cold Storage Tuneup | Food - Other Cold Storage Tuneup | 0 | 3 | 0 | 0 | C-War-Ref-All-All-All-C | 0 | 0 | 0 | 0 | 0 | 0 | 0 | 0 | 0 | 0 | 0 | 0 | Comm Flat | Cold Storage Tuneup | Cold Storage Tuneup | RefrigWarehouseGroc | 0.01247% | 100% | 0% | 1 | 1 | 100% | 33.33% | 85% | 6.8% | 0.2% | 0 | 0 | 0 | 0 | 0 | 0 | 0 | 0 | 0 |  | 0 | 0 | 0 | 01. ($9,999.000) to $0.028 | 0 | 0 | 01. ($9,999.00) to $0.22 | 1 | 0.085 | 0.085 | 0.085 | 0.085 | 0.085 | 0.085 | 0.085 | 0.085 | 0.085 | 0.085 | 0 | 0 | 0 | 0 | 0 | 0 | 0 | 0 | 0 | 0 | 0 | 0 | 0 | 0 | 0 | 0 | 0 | 0 | 0 | 0 | 0 | 0 | 0 | 0 | 0 | 0 | 0 | 0 | 0 | 0 | 0 | 0 | 0 | 0 | 0 | 0 | 0 | 0 | 0 | 0 | 0 | 0 | 0 | 0 | 0 | 0 | 0 | 0 | 0 | 0 | 0 | 0 | 0 | 0 | 0 | 0 | 0 | 0 | 0 | 0 | 0 | 0 | 0 | 0 | 0 | 0 | 0 | 0 | 0 | 0 | 0 | 0 | 0 | 0 | 0 | 0 | 0 | 0 | 0 | 0 | 0 | 0 | 0 | 0 | 0 | 0 | 0 | 0 | 0 | 0 | 0 | 0 | 0 | 0 | 0 | 0 | 0 | 0 | 0 | 0 | 0 | 0 | 0 | 0 | 0 | 0 | 0 | 0 | 0 | 0 | 0 | 0 | 0 | 0 | 0 | 0 | 0 | 0 | 0 | 0 | 0 | 0 | 0 | 0 | 0 | 0 | 0 | 0 | 0 | 0 | 0 | 0 | 0 | 0 | 0 | 0 | 0 | 0 | 0 | 0 | 0 | 0 | 0 | 0 | 0 | 0 | 0 | 0 | 0 | 0 | 0 | 0 | 0 | 0 | 0 | 0 | 0 | 0 | 0 | 0 | 0 | 0 | 0 | 0 | 0 | 0 | 0 | 0 | 0 | 0 | 0 | 0 | 0 | 0 | 0 | 0 | 0 | 0 | 0 | 0 | 0 | 0 | 0 | 0 | 0 | 0 | 0 | 0 | 0 | 0 | 0 | 0 | 0 | 0.01116% | 0 | 0 | 0 | 0 | 0 | 0 | 0 | 0 | 0 | 0 | 0 | 0 | 0 | 0 | 0 | 0 | 0 | 0 | 0 | 0 | 0 | 0 | 0 | 0
| IND-Lighting-7P_V2 | M_Input | Council 7th Plan | 2020 | Retro | 2022 | 2045 | PSE | Industrial | Food - Other | Electric | Per Region | NA | NA | Food - Other Fruit Storage Refer Retrofit | Food - Other Fruit Storage Refer Retrofit | 0 | 10 | 0 | 0 | C-War-Ref-All-All-All-C | 0 | 0 | 0 | 0 | 0 | 0 | 0 | 0 | 0 | 0 | 0 | 0 | Comm Flat | Fruit Storage Refer Retrofit | Fruit Storage Refer Retrofit | IndShift3 | 0.01266% | 100% | 0% | 1 | 1 | 100% | 10% | 85% | 6.8% | 0.2% | 0 | 0 | 0 | 0 | 0 | 0 | 0 | 0 | 0 |  | 0 | 0 | 0 | 01. ($9,999.000) to $0.028 | 1 | 0 | 01. ($9,999.00) to $0.22 | 1 | 0.085 | 0.085 | 0.085 | 0.085 | 0.085 | 0.085 | 0.085 | 0.085 | 0.085 | 0.085 | 0 | 0 | 0 | 0 | 0 | 0 | 0 | 0 | 0 | 0 | 0 | 0 | 0 | 0 | 0 | 0 | 0 | 0 | 0 | 0 | 0 | 0 | 0 | 0 | 0 | 0 | 0 | 0 | 0 | 0 | 0 | 0 | 0 | 0 | 0 | 0 | 0 | 0 | 0 | 0 | 0 | 0 | 0 | 0 | 0 | 0 | 0 | 0 | 0 | 0 | 0 | 0 | 0 | 0 | 0 | 0 | 0 | 0 | 0 | 0 | 0 | 0 | 0 | 0 | 0 | 0 | 0 | 0 | 0 | 0 | 0 | 0 | 0 | 0 | 0 | 0 | 0 | 0 | 0 | 0 | 0 | 0 | 0 | 0 | 0 | 0 | 0 | 0 | 0 | 0 | 0 | 0 | 0 | 0 | 0 | 0 | 0 | 0 | 0 | 0 | 0 | 0 | 0 | 0 | 0 | 0 | 0 | 0 | 0 | 0 | 0 | 0 | 0 | 0 | 0 | 0 | 0 | 0 | 0 | 0 | 0 | 0 | 0 | 0 | 0 | 0 | 0 | 0 | 0 | 0 | 0 | 0 | 0 | 0 | 0 | 0 | 0 | 0 | 0 | 0 | 0 | 0 | 0 | 0 | 0 | 0 | 0 | 0 | 0 | 0 | 0 | 0 | 0 | 0 | 0 | 0 | 0 | 0 | 0 | 0 | 0 | 0 | 0 | 0 | 0 | 0 | 0 | 0 | 0 | 0 | 0 | 0 | 0 | 0 | 0 | 0 | 0 | 0 | 0 | 0 | 0 | 0 | 0 | 0 | 0 | 0 | 0 | 0 | 0 | 0 | 0 | 0 | 0 | 0.01296% | 0 | 0 | 0 | 0 | 0 | 0 | 0 | 0 | 0 | 0 | 0 | 0 | 0 | 0 | 0 | 0 | 0 | 0 | 0 | 0 | 0 | 0 | 0 | 0
| IND-Lighting-7P_V2 | M_Input | Council 7th Plan | 2020 | Retro | 2022 | 2045 | PSE | Industrial | Food - Other | Electric | Per Region | NA | NA | Food - Other CA Retrofit -- CO2 Scrub | Food - Other CA Retrofit -- CO2 Scrub | 0 | 10 | 0 | 0 | I-All-Other-Shift3-All-All-S | 0 | 0 | 0 | 0 | 0 | 0 | 0 | 0 | 0 | 0 | 0 | 0 | Comm Flat | CA Retrofit -- CO2 Scrub | CA Retrofit -- CO2 Scrub | IndShift3 | 0.01266% | 100% | 0% | 1 | 1 | 100% | 10% | 85% | 6.8% | 0.2% | 0 | 0 | 0 | 0 | 0 | 0 | 0 | 0 | 0 |  | 0 | 0 | 0 | 01. ($9,999.000) to $0.028 | 1 | 0 | 01. ($9,999.00) to $0.22 | 1 | 0.085 | 0.085 | 0.085 | 0.085 | 0.085 | 0.085 | 0.085 | 0.085 | 0.085 | 0.085 | 0 | 0 | 0 | 0 | 0 | 0 | 0 | 0 | 0 | 0 | 0 | 0 | 0 | 0 | 0 | 0 | 0 | 0 | 0 | 0 | 0 | 0 | 0 | 0 | 0 | 0 | 0 | 0 | 0 | 0 | 0 | 0 | 0 | 0 | 0 | 0 | 0 | 0 | 0 | 0 | 0 | 0 | 0 | 0 | 0 | 0 | 0 | 0 | 0 | 0 | 0 | 0 | 0 | 0 | 0 | 0 | 0 | 0 | 0 | 0 | 0 | 0 | 0 | 0 | 0 | 0 | 0 | 0 | 0 | 0 | 0 | 0 | 0 | 0 | 0 | 0 | 0 | 0 | 0 | 0 | 0 | 0 | 0 | 0 | 0 | 0 | 0 | 0 | 0 | 0 | 0 | 0 | 0 | 0 | 0 | 0 | 0 | 0 | 0 | 0 | 0 | 0 | 0 | 0 | 0 | 0 | 0 | 0 | 0 | 0 | 0 | 0 | 0 | 0 | 0 | 0 | 0 | 0 | 0 | 0 | 0 | 0 | 0 | 0 | 0 | 0 | 0 | 0 | 0 | 0 | 0 | 0 | 0 | 0 | 0 | 0 | 0 | 0 | 0 | 0 | 0 | 0 | 0 | 0 | 0 | 0 | 0 | 0 | 0 | 0 | 0 | 0 | 0 | 0 | 0 | 0 | 0 | 0 | 0 | 0 | 0 | 0 | 0 | 0 | 0 | 0 | 0 | 0 | 0 | 0 | 0 | 0 | 0 | 0 | 0 | 0 | 0 | 0 | 0 | 0 | 0 | 0 | 0 | 0 | 0 | 0 | 0 | 0 | 0 | 0 | 0 | 0 | 0 | 0.01296% | 0 | 0 | 0 | 0 | 0 | 0 | 0 | 0 | 0 | 0 | 0 | 0 | 0 | 0 | 0 | 0 | 0 | 0 | 0 | 0 | 0 | 0 | 0 | 0
| IND-Lighting-7P_V2 | M_Input | Council 7th Plan | 2020 | Retro | 2022 | 2045 | PSE | Industrial | Food - Other | Electric | Per Region | NA | NA | Food - Other CA Retrofit -- Membrane | Food - Other CA Retrofit -- Membrane | 0 | 10 | 0 | 0 | I-All-Other-Shift3-All-All-S | 0 | 0 | 0 | 0 | 0 | 0 | 0 | 0 | 0 | 0 | 0 | 0 | Comm Flat | CA Retrofit -- Membrane | CA Retrofit -- Membrane | IndShift3 | 0.01266% | 100% | 0% | 1 | 1 | 100% | 10% | 85% | 6.8% | 0.2% | 0 | 0 | 0 | 0 | 0 | 0 | 0 | 0 | 0 |  | 0 | 0 | 0 | 01. ($9,999.000) to $0.028 | 1 | 0 | 01. ($9,999.00) to $0.22 | 1 | 0.085 | 0.085 | 0.085 | 0.085 | 0.085 | 0.085 | 0.085 | 0.085 | 0.085 | 0.085 | 0 | 0 | 0 | 0 | 0 | 0 | 0 | 0 | 0 | 0 | 0 | 0 | 0 | 0 | 0 | 0 | 0 | 0 | 0 | 0 | 0 | 0 | 0 | 0 | 0 | 0 | 0 | 0 | 0 | 0 | 0 | 0 | 0 | 0 | 0 | 0 | 0 | 0 | 0 | 0 | 0 | 0 | 0 | 0 | 0 | 0 | 0 | 0 | 0 | 0 | 0 | 0 | 0 | 0 | 0 | 0 | 0 | 0 | 0 | 0 | 0 | 0 | 0 | 0 | 0 | 0 | 0 | 0 | 0 | 0 | 0 | 0 | 0 | 0 | 0 | 0 | 0 | 0 | 0 | 0 | 0 | 0 | 0 | 0 | 0 | 0 | 0 | 0 | 0 | 0 | 0 | 0 | 0 | 0 | 0 | 0 | 0 | 0 | 0 | 0 | 0 | 0 | 0 | 0 | 0 | 0 | 0 | 0 | 0 | 0 | 0 | 0 | 0 | 0 | 0 | 0 | 0 | 0 | 0 | 0 | 0 | 0 | 0 | 0 | 0 | 0 | 0 | 0 | 0 | 0 | 0 | 0 | 0 | 0 | 0 | 0 | 0 | 0 | 0 | 0 | 0 | 0 | 0 | 0 | 0 | 0 | 0 | 0 | 0 | 0 | 0 | 0 | 0 | 0 | 0 | 0 | 0 | 0 | 0 | 0 | 0 | 0 | 0 | 0 | 0 | 0 | 0 | 0 | 0 | 0 | 0 | 0 | 0 | 0 | 0 | 0 | 0 | 0 | 0 | 0 | 0 | 0 | 0 | 0 | 0 | 0 | 0 | 0 | 0 | 0 | 0 | 0 | 0 | 0.01296% | 0 | 0 | 0 | 0 | 0 | 0 | 0 | 0 | 0 | 0 | 0 | 0 | 0 | 0 | 0 | 0 | 0 | 0 | 0 | 0 | 0 | 0 | 0 | 0
| IND-Lighting-7P_V2 | M_Input | Council 7th Plan | 2020 | Retro | 2022 | 2045 | PSE | Industrial | Food - Other | Electric | Per Region | NA | NA | Food - Other Fruit Storage Tuneup | Food - Other Fruit Storage Tuneup | 0 | 3 | 0 | 0 | C-War-Ref-All-All-All-C | 0 | 0 | 0 | 0 | 0 | 0 | 0 | 0 | 0 | 0 | 0 | 0 | Comm Flat | Fruit Storage Tuneup | Fruit Storage Tuneup | IndShift3 | 0.01266% | 100% | 0% | 1 | 1 | 100% | 33.33% | 85% | 6.8% | 0.2% | 0 | 0 | 0 | 0 | 0 | 0 | 0 | 0 | 0 |  | 0 | 0 | 0 | 01. ($9,999.000) to $0.028 | 1 | 0 | 01. ($9,999.00) to $0.22 | 1 | 0.085 | 0.085 | 0.085 | 0.085 | 0.085 | 0.085 | 0.085 | 0.085 | 0.085 | 0.085 | 0 | 0 | 0 | 0 | 0 | 0 | 0 | 0 | 0 | 0 | 0 | 0 | 0 | 0 | 0 | 0 | 0 | 0 | 0 | 0 | 0 | 0 | 0 | 0 | 0 | 0 | 0 | 0 | 0 | 0 | 0 | 0 | 0 | 0 | 0 | 0 | 0 | 0 | 0 | 0 | 0 | 0 | 0 | 0 | 0 | 0 | 0 | 0 | 0 | 0 | 0 | 0 | 0 | 0 | 0 | 0 | 0 | 0 | 0 | 0 | 0 | 0 | 0 | 0 | 0 | 0 | 0 | 0 | 0 | 0 | 0 | 0 | 0 | 0 | 0 | 0 | 0 | 0 | 0 | 0 | 0 | 0 | 0 | 0 | 0 | 0 | 0 | 0 | 0 | 0 | 0 | 0 | 0 | 0 | 0 | 0 | 0 | 0 | 0 | 0 | 0 | 0 | 0 | 0 | 0 | 0 | 0 | 0 | 0 | 0 | 0 | 0 | 0 | 0 | 0 | 0 | 0 | 0 | 0 | 0 | 0 | 0 | 0 | 0 | 0 | 0 | 0 | 0 | 0 | 0 | 0 | 0 | 0 | 0 | 0 | 0 | 0 | 0 | 0 | 0 | 0 | 0 | 0 | 0 | 0 | 0 | 0 | 0 | 0 | 0 | 0 | 0 | 0 | 0 | 0 | 0 | 0 | 0 | 0 | 0 | 0 | 0 | 0 | 0 | 0 | 0 | 0 | 0 | 0 | 0 | 0 | 0 | 0 | 0 | 0 | 0 | 0 | 0 | 0 | 0 | 0 | 0 | 0 | 0 | 0 | 0 | 0 | 0 | 0 | 0 | 0 | 0 | 0 | 0.01296% | 0 | 0 | 0 | 0 | 0 | 0 | 0 | 0 | 0 | 0 | 0 | 0 | 0 | 0 | 0 | 0 | 0 | 0 | 0 | 0 | 0 | 0 | 0 | 0
| IND-Lighting-7P_V2 | M_Input | Council 7th Plan | 2020 | Retro | 2022 | 2045 | PSE | Industrial | Food - Other | Electric | Per Region | NA | NA | Food - Other Groc Dist Retrofit | Food - Other Groc Dist Retrofit | 0 | 10 | 0 | 0 | C-War-Ref-All-All-All-C | 0 | 0 | 0 | 0 | 0 | 0 | 0 | 0 | 0 | 0 | 0 | 0 | Comm Flat | Groc Dist Retrofit | Groc Dist Retrofit | IndShift3 | 0.01266% | 100% | 0% | 1 | 1 | 100% | 10% | 85% | 6.8% | 0.2% | 0 | 0 | 0 | 0 | 0 | 0 | 0 | 0 | 0 |  | 0 | 0 | 0 | 01. ($9,999.000) to $0.028 | 1 | 0 | 01. ($9,999.00) to $0.22 | 1 | 0.085 | 0.085 | 0.085 | 0.085 | 0.085 | 0.085 | 0.085 | 0.085 | 0.085 | 0.085 | 0 | 0 | 0 | 0 | 0 | 0 | 0 | 0 | 0 | 0 | 0 | 0 | 0 | 0 | 0 | 0 | 0 | 0 | 0 | 0 | 0 | 0 | 0 | 0 | 0 | 0 | 0 | 0 | 0 | 0 | 0 | 0 | 0 | 0 | 0 | 0 | 0 | 0 | 0 | 0 | 0 | 0 | 0 | 0 | 0 | 0 | 0 | 0 | 0 | 0 | 0 | 0 | 0 | 0 | 0 | 0 | 0 | 0 | 0 | 0 | 0 | 0 | 0 | 0 | 0 | 0 | 0 | 0 | 0 | 0 | 0 | 0 | 0 | 0 | 0 | 0 | 0 | 0 | 0 | 0 | 0 | 0 | 0 | 0 | 0 | 0 | 0 | 0 | 0 | 0 | 0 | 0 | 0 | 0 | 0 | 0 | 0 | 0 | 0 | 0 | 0 | 0 | 0 | 0 | 0 | 0 | 0 | 0 | 0 | 0 | 0 | 0 | 0 | 0 | 0 | 0 | 0 | 0 | 0 | 0 | 0 | 0 | 0 | 0 | 0 | 0 | 0 | 0 | 0 | 0 | 0 | 0 | 0 | 0 | 0 | 0 | 0 | 0 | 0 | 0 | 0 | 0 | 0 | 0 | 0 | 0 | 0 | 0 | 0 | 0 | 0 | 0 | 0 | 0 | 0 | 0 | 0 | 0 | 0 | 0 | 0 | 0 | 0 | 0 | 0 | 0 | 0 | 0 | 0 | 0 | 0 | 0 | 0 | 0 | 0 | 0 | 0 | 0 | 0 | 0 | 0 | 0 | 0 | 0 | 0 | 0 | 0 | 0 | 0 | 0 | 0 | 0 | 0 | 0.01296% | 0 | 0 | 0 | 0 | 0 | 0 | 0 | 0 | 0 | 0 | 0 | 0 | 0 | 0 | 0 | 0 | 0 | 0 | 0 | 0 | 0 | 0 | 0 | 0
| IND-Lighting-7P_V2 | M_Input | Council 7th Plan | 2020 | Retro | 2022 | 2045 | PSE | Industrial | Food - Other | Electric | Per Region | NA | NA | Food - Other Groc Dist Tuneup | Food - Other Groc Dist Tuneup | 0 | 3 | 0 | 0 | C-War-Ref-All-All-All-C | 0 | 0 | 0 | 0 | 0 | 0 | 0 | 0 | 0 | 0 | 0 | 0 | Comm Flat | Groc Dist Tuneup | Groc Dist Tuneup | IndShift3 | 0.01266% | 100% | 0% | 1 | 1 | 100% | 33.33% | 85% | 6.8% | 0.2% | 0 | 0 | 0 | 0 | 0 | 0 | 0 | 0 | 0 |  | 0 | 0 | 0 | 01. ($9,999.000) to $0.028 | 1 | 0 | 01. ($9,999.00) to $0.22 | 1 | 0.085 | 0.085 | 0.085 | 0.085 | 0.085 | 0.085 | 0.085 | 0.085 | 0.085 | 0.085 | 0 | 0 | 0 | 0 | 0 | 0 | 0 | 0 | 0 | 0 | 0 | 0 | 0 | 0 | 0 | 0 | 0 | 0 | 0 | 0 | 0 | 0 | 0 | 0 | 0 | 0 | 0 | 0 | 0 | 0 | 0 | 0 | 0 | 0 | 0 | 0 | 0 | 0 | 0 | 0 | 0 | 0 | 0 | 0 | 0 | 0 | 0 | 0 | 0 | 0 | 0 | 0 | 0 | 0 | 0 | 0 | 0 | 0 | 0 | 0 | 0 | 0 | 0 | 0 | 0 | 0 | 0 | 0 | 0 | 0 | 0 | 0 | 0 | 0 | 0 | 0 | 0 | 0 | 0 | 0 | 0 | 0 | 0 | 0 | 0 | 0 | 0 | 0 | 0 | 0 | 0 | 0 | 0 | 0 | 0 | 0 | 0 | 0 | 0 | 0 | 0 | 0 | 0 | 0 | 0 | 0 | 0 | 0 | 0 | 0 | 0 | 0 | 0 | 0 | 0 | 0 | 0 | 0 | 0 | 0 | 0 | 0 | 0 | 0 | 0 | 0 | 0 | 0 | 0 | 0 | 0 | 0 | 0 | 0 | 0 | 0 | 0 | 0 | 0 | 0 | 0 | 0 | 0 | 0 | 0 | 0 | 0 | 0 | 0 | 0 | 0 | 0 | 0 | 0 | 0 | 0 | 0 | 0 | 0 | 0 | 0 | 0 | 0 | 0 | 0 | 0 | 0 | 0 | 0 | 0 | 0 | 0 | 0 | 0 | 0 | 0 | 0 | 0 | 0 | 0 | 0 | 0 | 0 | 0 | 0 | 0 | 0 | 0 | 0 | 0 | 0 | 0 | 0 | 0.01296% | 0 | 0 | 0 | 0 | 0 | 0 | 0 | 0 | 0 | 0 | 0 | 0 | 0 | 0 | 0 | 0 | 0 | 0 | 0 | 0 | 0 | 0 | 0 | 0
| IND-Lighting-7P_V2 | M_Input | Council 7th Plan | 2020 | Retro | 2022 | 2045 | PSE | Industrial | Food - Other | Electric | Per Region | NA | NA | Food - Other Plant Energy Management | Food - Other Plant Energy Management | 1199426.1233 | 10 | 33674.8124 | 42993.031 | I-All-Other-Shift3-All-All-S | 0 | 0 | 0 | 0 | 0 | 0 | 0 | 0 | 0 | 0 | 0 | 0 | Comm Flat | Plant Energy Management | Plant Energy Management | IndShift3 | 0.01266% | 100% | 0% | 1 | 1 | 100% | 10% | 85% | 6.8% | 0.2% | 560756.993 | 22351.7615 | 58310.8754 | 55747.6556 | 0 | 0 | 0 | 483700.0102 | 0 |  | 0.034546 | 0 | 0.034546 | 02. $0.028 to $0.055 | 1 | 0 | 01. ($9,999.00) to $0.22 | 1 | 0.085 | 0.085 | 0.085 | 0.085 | 0.085 | 0.085 | 0.085 | 0.085 | 0.085 | 0.085 | 0 | 0 | 0 | 0 | 0 | 0 | 0 | 0 | 0 | 0 | 0 | 0 | 0 | 0 | 101951.2205 | 103788.7588 | 104065.5265 | 102930.7319 | 102294.5632 | 101833.3762 | 101871.9889 | 101167.6719 | 101034.4896 | 100777.4354 | 0 | 0 | 0 | 0 | 0 | 0 | 0 | 0 | 0 | 0 | 0 | 0 | 0 | 0 | 1021715.7629 | 101951.2205 | 205739.9793 | 309805.5058 | 412736.2377 | 515030.8009 | 616864.1771 | 718736.166 | 819903.8379 | 920938.3275 | 1021715.7629 | 1021715.7629 | 1021715.7629 | 1021715.7629 | 1021715.7629 | 1021715.7629 | 1021715.7629 | 1021715.7629 | 1021715.7629 | 1021715.7629 | 1021715.7629 | 1021715.7629 | 1021715.7629 | 1021715.7629 | 1021715.7629 | 0 | 0 | 0 | 0 | 0 | 0 | 0 | 0 | 0 | 0 | 0 | 0 | 0 | 0 | 0 | 0 | 0 | 0 | 0 | 0 | 0 | 0 | 0 | 0 | 0 | 0 | 0 | 0 | 0 | 0 | 0 | 0 | 0 | 0 | 0 | 0 | 0 | 0 | 0 | 0 | 0 | 0 | 0 | 0 | 0 | 0 | 0 | 0 | 0 | 0 | 0 | 0 | 0 | 0 | 0 | 0 | 0 | 0 | 0 | 0 | 0 | 12.9067 | 26.0459 | 39.2203 | 52.2509 | 65.201 | 78.0928 | 90.9894 | 103.7969 | 116.5875 | 129.3455 | 129.3455 | 129.3455 | 129.3455 | 129.3455 | 129.3455 | 129.3455 | 129.3455 | 129.3455 | 129.3455 | 129.3455 | 129.3455 | 129.3455 | 129.3455 | 129.3455 | 41114.5009 | 41855.5364 | 41967.1502 | 41509.5145 | 41252.9628 | 41066.9771 | 41082.5487 | 40798.5144 | 40744.8051 | 40641.1413 | 0 | 0 | 0 | 0 | 0 | 0 | 0 | 0 | 0 | 0 | 0 | 0 | 0 | 0 | 412033.6512 | 0 | 0 | 0 | 0 | 0 | 0 | 0 | 0 | 0 | 0 | 0 | 0 | 0 | 0 | 0 | 0 | 0 | 0 | 0 | 0 | 0.01296% | 13.21 | 26.6581 | 40.1421 | 53.479 | 66.7335 | 79.9283 | 93.128 | 106.2365 | 119.3277 | 132.3856 | 132.3856 | 132.3856 | 132.3856 | 132.3856 | 132.3856 | 132.3856 | 132.3856 | 132.3856 | 132.3856 | 132.3856 | 132.3856 | 132.3856 | 132.3856 | 132.3856
| IND-Lighting-7P_V2 | M_Input | Council 7th Plan | 2020 | Retro | 2022 | 2045 | PSE | Industrial | Food - Other | Electric | Per Region | NA | NA | Food - Other Energy Project Management | Food - Other Energy Project Management | 4276556.3125 | 11 | 717896.2726 | 154894.0932 | I-All-Other-Shift3-All-All-S | 0 | 0 | 0 | 0 | 0 | 0 | 0 | 0 | 0 | 0 | 0 | 0 | Comm Flat | Energy Project Management | Energy Project Management | IndShift3 | 0.01266% | 100% | 0% | 1 | 1 | 100% | 9.091% | 85% | 6.8% | 0.2% | 2155607.262 | 79695.2516 | 223530.2514 | 1109222.4283 | 0 | 0 | 0 | 2757735.5539 | 0 |  | 0.05524 | 0 | 0.05524 | 03. $0.055 to $0.062 | 1 | 0 | 01. ($9,999.00) to $0.22 | 1 | 0.085 | 0.085 | 0.085 | 0.085 | 0.085 | 0.085 | 0.085 | 0.085 | 0.085 | 0.085 | 0 | 0 | 0 | 0 | 0 | 0 | 0 | 0 | 0 | 0 | 0 | 0 | 0 | 0 | 363507.2866 | 370059.0333 | 371045.849 | 366999.7366 | 364731.4758 | 363087.1126 | 363224.7862 | 360713.5424 | 360238.6806 | 359322.1534 | 0 | 0 | 0 | 0 | 0 | 0 | 0 | 0 | 0 | 0 | 0 | 0 | 0 | 0 | 3642929.6566 | 363507.2866 | 733566.3199 | 1104612.1689 | 1471611.9055 | 1836343.3813 | 2199430.4939 | 2562655.2801 | 2923368.8226 | 3283607.5032 | 3642929.6566 | 3642929.6566 | 3642929.6566 | 3642929.6566 | 3642929.6566 | 3642929.6566 | 3642929.6566 | 3642929.6566 | 3642929.6566 | 3642929.6566 | 3642929.6566 | 3642929.6566 | 3642929.6566 | 3642929.6566 | 3642929.6566 | 0 | 0 | 0 | 0 | 0 | 0 | 0 | 0 | 0 | 0 | 0 | 0 | 0 | 0 | 0 | 0 | 0 | 0 | 0 | 0 | 0 | 0 | 0 | 0 | 0 | 0 | 0 | 0 | 0 | 0 | 0 | 0 | 0 | 0 | 0 | 0 | 0 | 0 | 0 | 0 | 0 | 0 | 0 | 0 | 0 | 0 | 0 | 0 | 0 | 0 | 0 | 0 | 0 | 0 | 0 | 0 | 0 | 0 | 0 | 0 | 0 | 46.0187 | 92.8668 | 139.8399 | 186.3008 | 232.4744 | 278.44 | 324.4229 | 370.0879 | 415.6928 | 461.1817 | 461.1817 | 461.1817 | 461.1817 | 461.1817 | 461.1817 | 461.1817 | 461.1817 | 461.1817 | 461.1817 | 461.1817 | 461.1817 | 461.1817 | 461.1817 | 461.1817 | 234407.5221 | 238632.4132 | 239268.7609 | 236659.627 | 235196.94 | 234136.5731 | 234225.3519 | 232605.9774 | 232299.7629 | 231708.7407 | 0 | 0 | 0 | 0 | 0 | 0 | 0 | 0 | 0 | 0 | 0 | 0 | 0 | 0 | 2349141.6692 | 0 | 0 | 0 | 0 | 0 | 0 | 0 | 0 | 0 | 0 | 0 | 0 | 0 | 0 | 0 | 0 | 0 | 0 | 0 | 0 | 0.01296% | 47.1003 | 95.0496 | 143.1267 | 190.6795 | 237.9385 | 284.9843 | 332.0481 | 378.7864 | 425.4632 | 472.0212 | 472.0212 | 472.0212 | 472.0212 | 472.0212 | 472.0212 | 472.0212 | 472.0212 | 472.0212 | 472.0212 | 472.0212 | 472.0212 | 472.0212 | 472.0212 | 472.0212
| IND-Lighting-7P_V2 | M_Input | Council 7th Plan | 2020 | Retro | 2022 | 2045 | PSE | Industrial | Food - Other | Electric | Per Region | NA | NA | Food - Other Integrated Plant Energy Management | Food - Other Integrated Plant Energy Management | 3766982.5633 | 11 | 1076814.1635 | 169370.8918 | I-All-Other-Shift3-All-All-S | 326070.0901 | 0 | 0 | 0 | 0 | 0 | 0 | 0 | 0 | 0 | 0 | 0 | Comm Flat | Integrated Plant Energy Management | Integrated Plant Energy Management | IndShift3 | 0.01266% | 100% | 0% | 1 | 1 | 100% | 9.091% | 85% | 6.8% | 0.2% | 1898755.535 | 70199.1512 | 196895.4686 | 1663786.9102 | 0 | 0 | 0 | -217176.1827 | 0 |  | -0.0049387 | 0 | -0.0049387 | 01. ($9,999.000) to $0.028 | 1 | 0 | 01. ($9,999.00) to $0.22 | 1 | 0.085 | 0.085 | 0.085 | 0.085 | 0.085 | 0.085 | 0.085 | 0.085 | 0.085 | 0.085 | 0 | 0 | 0 | 0 | 0 | 0 | 0 | 0 | 0 | 0 | 0 | 0 | 0 | 0 | 320193.5179 | 325964.5902 | 326833.8217 | 323269.8245 | 321271.8387 | 319823.4098 | 319944.6789 | 317732.6628 | 317314.3832 | 316507.0649 | 0 | 0 | 0 | 0 | 0 | 0 | 0 | 0 | 0 | 0 | 0 | 0 | 0 | 0 | 3208855.7926 | 320193.5179 | 646158.1081 | 972991.9298 | 1296261.7543 | 1617533.5929 | 1937357.0028 | 2257301.6817 | 2575034.3445 | 2892348.7277 | 3208855.7926 | 3208855.7926 | 3208855.7926 | 3208855.7926 | 3208855.7926 | 3208855.7926 | 3208855.7926 | 3208855.7926 | 3208855.7926 | 3208855.7926 | 3208855.7926 | 3208855.7926 | 3208855.7926 | 3208855.7926 | 3208855.7926 | 0 | 0 | 0 | 0 | 0 | 0 | 0 | 0 | 0 | 0 | 0 | 0 | 0 | 0 | 0 | 0 | 0 | 0 | 0 | 0 | 0 | 0 | 0 | 0 | 0 | 0 | 0 | 0 | 0 | 0 | 0 | 0 | 0 | 0 | 0 | 0 | 0 | 0 | 0 | 0 | 0 | 0 | 0 | 0 | 0 | 0 | 0 | 0 | 0 | 0 | 0 | 0 | 0 | 0 | 0 | 0 | 0 | 0 | 0 | 0 | 0 | 40.5353 | 81.8013 | 123.1773 | 164.1021 | 204.7739 | 245.2624 | 285.7662 | 325.99 | 366.1609 | 406.2296 | 406.2296 | 406.2296 | 406.2296 | 406.2296 | 406.2296 | 406.2296 | 406.2296 | 406.2296 | 406.2296 | 406.2296 | 406.2296 | 406.2296 | 406.2296 | 406.2296 | 0 | 0 | 0 | 0 | 0 | 0 | 0 | 0 | 0 | 0 | 0 | 0 | 0 | 0 | 0 | 0 | 0 | 0 | 0 | 0 | 0 | 0 | 0 | 0 | 0 | 0 | 0 | 0 | 0 | 0 | 0 | 0 | 0 | 0 | 0 | 0 | 0 | 0 | 0 | 0 | 0 | 0 | 0 | 0 | 0 | 0.01296% | 41.4881 | 83.7239 | 126.0724 | 167.9591 | 209.5869 | 251.027 | 292.4828 | 333.652 | 374.7671 | 415.7775 | 415.7775 | 415.7775 | 415.7775 | 415.7775 | 415.7775 | 415.7775 | 415.7775 | 415.7775 | 415.7775 | 415.7775 | 415.7775 | 415.7775 | 415.7775 | 415.7775
| IND-Lighting-7P_V2 | M_Input | Council 7th Plan | 2020 | Retro | 2022 | 2045 | PSE | Industrial | Wood - Lumber | Electric | Per Region | NA | NA | Wood - Lumber Air Compressor Demand Reduction | Wood - Lumber Air Compressor Demand Reduction | 16626.9376 | 10 | 1671.671 | 519.1525 | I-All-Other-Shift3-All-All-S | 0 | 0 | 0 | 0 | 0 | 0 | 0 | 0 | 0 | 0 | 0 | 0 | Comm Flat | Air Compressor Demand Reduction | Air Compressor Demand Reduction | IndShift3 | 0.01266% | 100% | 0% | 1 | 1 | 100% | 10% | 85% | 6.8% | 0.2% | 7773.4438 | 309.8493 | 808.3293 | 2767.4019 | 0 | 0 | 0 | 8043.8947 | 0 |  | 0.041443 | 0 | 0.041443 | 02. $0.028 to $0.055 | 0 | 0 | 01. ($9,999.00) to $0.22 | 1 | 0.085 | 0.085 | 0.085 | 0.085 | 0.085 | 0.085 | 0.085 | 0.085 | 0.085 | 0.085 | 0 | 0 | 0 | 0 | 0 | 0 | 0 | 0 | 0 | 0 | 0 | 0 | 0 | 0 | 1413.2897 | 1438.7624 | 1442.5991 | 1426.8681 | 1418.0493 | 1411.6561 | 1412.1914 | 1402.4278 | 1400.5816 | 1397.0182 | 0 | 0 | 0 | 0 | 0 | 0 | 0 | 0 | 0 | 0 | 0 | 0 | 0 | 0 | 14163.4436 | 1413.2897 | 2852.0521 | 4294.6512 | 5721.5193 | 7139.5685 | 8551.2246 | 9963.416 | 11365.8438 | 12766.4254 | 14163.4436 | 14163.4436 | 14163.4436 | 14163.4436 | 14163.4436 | 14163.4436 | 14163.4436 | 14163.4436 | 14163.4436 | 14163.4436 | 14163.4436 | 14163.4436 | 14163.4436 | 14163.4436 | 14163.4436 | 0 | 0 | 0 | 0 | 0 | 0 | 0 | 0 | 0 | 0 | 0 | 0 | 0 | 0 | 0 | 0 | 0 | 0 | 0 | 0 | 0 | 0 | 0 | 0 | 0 | 0 | 0 | 0 | 0 | 0 | 0 | 0 | 0 | 0 | 0 | 0 | 0 | 0 | 0 | 0 | 0 | 0 | 0 | 0 | 0 | 0 | 0 | 0 | 0 | 0 | 0 | 0 | 0 | 0 | 0 | 0 | 0 | 0 | 0 | 0 | 0 | 0.17892 | 0.36106 | 0.54369 | 0.72432 | 0.90384 | 1.0826 | 1.2613 | 1.4389 | 1.6162 | 1.793 | 1.793 | 1.793 | 1.793 | 1.793 | 1.793 | 1.793 | 1.793 | 1.793 | 1.793 | 1.793 | 1.793 | 1.793 | 1.793 | 1.793 | 683.731 | 696.0544 | 697.9105 | 690.3001 | 686.0337 | 682.9407 | 683.1997 | 678.4762 | 677.583 | 675.8591 | 0 | 0 | 0 | 0 | 0 | 0 | 0 | 0 | 0 | 0 | 0 | 0 | 0 | 0 | 6852.0886 | 0 | 0 | 0 | 0 | 0 | 0 | 0 | 0 | 0 | 0 | 0 | 0 | 0 | 0 | 0 | 0 | 0 | 0 | 0 | 0 | 0.01296% | 0.18312 | 0.36955 | 0.55647 | 0.74135 | 0.92509 | 1.108 | 1.291 | 1.4727 | 1.6542 | 1.8352 | 1.8352 | 1.8352 | 1.8352 | 1.8352 | 1.8352 | 1.8352 | 1.8352 | 1.8352 | 1.8352 | 1.8352 | 1.8352 | 1.8352 | 1.8352 | 1.8352
| IND-Lighting-7P_V2 | M_Input | Council 7th Plan | 2020 | Retro | 2022 | 2045 | PSE | Industrial | Wood - Lumber | Electric | Per Region | NA | NA | Wood - Lumber Air Compressor Equipment1 | Wood - Lumber Air Compressor Equipment1 | 0 | 10 | 0 | 0 | I-All-Other-Shift3-All-All-S | 0 | 0 | 0 | 0 | 0 | 0 | 0 | 0 | 0 | 0 | 0 | 0 | Comm Flat | Air Compressor Equipment1 | Air Compressor Equipment1 | IndShift3 | 0.01266% | 100% | 0% | 1 | 1 | 100% | 10% | 85% | 6.8% | 0.2% | 0 | 0 | 0 | 0 | 0 | 0 | 0 | 0 | 0 |  | 0 | 0 | 0 | 01. ($9,999.000) to $0.028 | 1 | 0 | 01. ($9,999.00) to $0.22 | 1 | 0.085 | 0.085 | 0.085 | 0.085 | 0.085 | 0.085 | 0.085 | 0.085 | 0.085 | 0.085 | 0 | 0 | 0 | 0 | 0 | 0 | 0 | 0 | 0 | 0 | 0 | 0 | 0 | 0 | 0 | 0 | 0 | 0 | 0 | 0 | 0 | 0 | 0 | 0 | 0 | 0 | 0 | 0 | 0 | 0 | 0 | 0 | 0 | 0 | 0 | 0 | 0 | 0 | 0 | 0 | 0 | 0 | 0 | 0 | 0 | 0 | 0 | 0 | 0 | 0 | 0 | 0 | 0 | 0 | 0 | 0 | 0 | 0 | 0 | 0 | 0 | 0 | 0 | 0 | 0 | 0 | 0 | 0 | 0 | 0 | 0 | 0 | 0 | 0 | 0 | 0 | 0 | 0 | 0 | 0 | 0 | 0 | 0 | 0 | 0 | 0 | 0 | 0 | 0 | 0 | 0 | 0 | 0 | 0 | 0 | 0 | 0 | 0 | 0 | 0 | 0 | 0 | 0 | 0 | 0 | 0 | 0 | 0 | 0 | 0 | 0 | 0 | 0 | 0 | 0 | 0 | 0 | 0 | 0 | 0 | 0 | 0 | 0 | 0 | 0 | 0 | 0 | 0 | 0 | 0 | 0 | 0 | 0 | 0 | 0 | 0 | 0 | 0 | 0 | 0 | 0 | 0 | 0 | 0 | 0 | 0 | 0 | 0 | 0 | 0 | 0 | 0 | 0 | 0 | 0 | 0 | 0 | 0 | 0 | 0 | 0 | 0 | 0 | 0 | 0 | 0 | 0 | 0 | 0 | 0 | 0 | 0 | 0 | 0 | 0 | 0 | 0 | 0 | 0 | 0 | 0 | 0 | 0 | 0 | 0 | 0 | 0 | 0 | 0 | 0 | 0 | 0 | 0 | 0.01296% | 0 | 0 | 0 | 0 | 0 | 0 | 0 | 0 | 0 | 0 | 0 | 0 | 0 | 0 | 0 | 0 | 0 | 0 | 0 | 0 | 0 | 0 | 0 | 0
| IND-Lighting-7P_V2 | M_Input | Council 7th Plan | 2020 | Retro | 2022 | 2045 | PSE | Industrial | Wood - Lumber | Electric | Per Region | NA | NA | Wood - Lumber Air Compressor Equipment2 | Wood - Lumber Air Compressor Equipment2 | 18805.1741 | 10 | 1533.0172 | 587.1648 | I-All-Other-Shift3-All-All-S | 0 | 0 | 0 | 0 | 0 | 0 | 0 | 0 | 0 | 0 | 0 | 0 | Comm Flat | Air Compressor Equipment2 | Air Compressor Equipment2 | IndShift3 | 0.01266% | 100% | 0% | 1 | 1 | 100% | 10% | 85% | 6.8% | 0.2% | 8791.8153 | 350.4416 | 914.2257 | 2537.8646 | 0 | 0 | 0 | 8434.0814 | 0 |  | 0.03842 | 0 | 0.03842 | 02. $0.028 to $0.055 | 1 | 0 | 01. ($9,999.00) to $0.22 | 1 | 0.085 | 0.085 | 0.085 | 0.085 | 0.085 | 0.085 | 0.085 | 0.085 | 0.085 | 0.085 | 0 | 0 | 0 | 0 | 0 | 0 | 0 | 0 | 0 | 0 | 0 | 0 | 0 | 0 | 1598.4398 | 1627.2496 | 1631.5889 | 1613.797 | 1603.8229 | 1596.5922 | 1597.1976 | 1586.155 | 1584.0669 | 1580.0366 | 0 | 0 | 0 | 0 | 0 | 0 | 0 | 0 | 0 | 0 | 0 | 0 | 0 | 0 | 16018.9465 | 1598.4398 | 3225.6894 | 4857.2783 | 6471.0754 | 8074.8982 | 9671.4904 | 11268.688 | 12854.843 | 14438.9098 | 16018.9465 | 16018.9465 | 16018.9465 | 16018.9465 | 16018.9465 | 16018.9465 | 16018.9465 | 16018.9465 | 16018.9465 | 16018.9465 | 16018.9465 | 16018.9465 | 16018.9465 | 16018.9465 | 16018.9465 | 0 | 0 | 0 | 0 | 0 | 0 | 0 | 0 | 0 | 0 | 0 | 0 | 0 | 0 | 0 | 0 | 0 | 0 | 0 | 0 | 0 | 0 | 0 | 0 | 0 | 0 | 0 | 0 | 0 | 0 | 0 | 0 | 0 | 0 | 0 | 0 | 0 | 0 | 0 | 0 | 0 | 0 | 0 | 0 | 0 | 0 | 0 | 0 | 0 | 0 | 0 | 0 | 0 | 0 | 0 | 0 | 0 | 0 | 0 | 0 | 0 | 0.20236 | 0.40836 | 0.61491 | 0.81921 | 1.0223 | 1.2244 | 1.4266 | 1.6274 | 1.8279 | 2.0279 | 2.0279 | 2.0279 | 2.0279 | 2.0279 | 2.0279 | 2.0279 | 2.0279 | 2.0279 | 2.0279 | 2.0279 | 2.0279 | 2.0279 | 2.0279 | 2.0279 | 716.8969 | 729.8181 | 731.7642 | 723.7846 | 719.3112 | 716.0683 | 716.3398 | 711.3872 | 710.4507 | 708.6431 | 0 | 0 | 0 | 0 | 0 | 0 | 0 | 0 | 0 | 0 | 0 | 0 | 0 | 0 | 7184.4641 | 0 | 0 | 0 | 0 | 0 | 0 | 0 | 0 | 0 | 0 | 0 | 0 | 0 | 0 | 0 | 0 | 0 | 0 | 0 | 0 | 0.01296% | 0.20711 | 0.41796 | 0.62937 | 0.83847 | 1.0463 | 1.2532 | 1.4601 | 1.6656 | 1.8709 | 2.0756 | 2.0756 | 2.0756 | 2.0756 | 2.0756 | 2.0756 | 2.0756 | 2.0756 | 2.0756 | 2.0756 | 2.0756 | 2.0756 | 2.0756 | 2.0756 | 2.0756
| IND-Lighting-7P_V2 | M_Input | Council 7th Plan | 2020 | Retro | 2022 | 2045 | PSE | Industrial | Wood - Lumber | Electric | Per Region | NA | NA | Wood - Lumber Air Compressor Optimization | Wood - Lumber Air Compressor Optimization | 54651.5728 | 10 | 14257.071 | 1706.4177 | I-All-Other-Shift3-All-All-S | 3685.8621 | 0 | 0 | 0 | 0 | 0 | 0 | 0 | 0 | 0 | 0 | 0 | Comm Flat | Air Compressor Optimization | Air Compressor Optimization | IndShift3 | 0.01266% | 100% | 0% | 1 | 1 | 100% | 10% | 85% | 6.8% | 0.2% | 25550.7622 | 1018.4528 | 2656.9215 | 23602.1593 | 0 | 0 | 0 | -328.8867 | 0 |  | -0.00051552 | 0 | -0.00051552 | 01. ($9,999.000) to $0.028 | 1 | 0 | 01. ($9,999.00) to $0.22 | 1 | 0.085 | 0.085 | 0.085 | 0.085 | 0.085 | 0.085 | 0.085 | 0.085 | 0.085 | 0.085 | 0 | 0 | 0 | 0 | 0 | 0 | 0 | 0 | 0 | 0 | 0 | 0 | 0 | 0 | 4645.3837 | 4729.1107 | 4741.7216 | 4690.0149 | 4661.028 | 4640.0141 | 4641.7735 | 4609.6815 | 4603.6131 | 4591.9004 | 0 | 0 | 0 | 0 | 0 | 0 | 0 | 0 | 0 | 0 | 0 | 0 | 0 | 0 | 46554.2415 | 4645.3837 | 9374.4944 | 14116.2159 | 18806.2308 | 23467.2589 | 28107.273 | 32749.0465 | 37358.728 | 41962.3411 | 46554.2415 | 46554.2415 | 46554.2415 | 46554.2415 | 46554.2415 | 46554.2415 | 46554.2415 | 46554.2415 | 46554.2415 | 46554.2415 | 46554.2415 | 46554.2415 | 46554.2415 | 46554.2415 | 46554.2415 | 0 | 0 | 0 | 0 | 0 | 0 | 0 | 0 | 0 | 0 | 0 | 0 | 0 | 0 | 0 | 0 | 0 | 0 | 0 | 0 | 0 | 0 | 0 | 0 | 0 | 0 | 0 | 0 | 0 | 0 | 0 | 0 | 0 | 0 | 0 | 0 | 0 | 0 | 0 | 0 | 0 | 0 | 0 | 0 | 0 | 0 | 0 | 0 | 0 | 0 | 0 | 0 | 0 | 0 | 0 | 0 | 0 | 0 | 0 | 0 | 0 | 0.58809 | 1.1868 | 1.7871 | 2.3808 | 2.9709 | 3.5583 | 4.1459 | 4.7295 | 5.3123 | 5.8936 | 5.8936 | 5.8936 | 5.8936 | 5.8936 | 5.8936 | 5.8936 | 5.8936 | 5.8936 | 5.8936 | 5.8936 | 5.8936 | 5.8936 | 5.8936 | 5.8936 | 0 | 0 | 0 | 0 | 0 | 0 | 0 | 0 | 0 | 0 | 0 | 0 | 0 | 0 | 0 | 0 | 0 | 0 | 0 | 0 | 0 | 0 | 0 | 0 | 0 | 0 | 0 | 0 | 0 | 0 | 0 | 0 | 0 | 0 | 0 | 0 | 0 | 0 | 0 | 0 | 0 | 0 | 0 | 0 | 0 | 0.01296% | 0.60191 | 1.2147 | 1.8291 | 2.4368 | 3.0407 | 3.6419 | 4.2434 | 4.8406 | 5.4371 | 6.0321 | 6.0321 | 6.0321 | 6.0321 | 6.0321 | 6.0321 | 6.0321 | 6.0321 | 6.0321 | 6.0321 | 6.0321 | 6.0321 | 6.0321 | 6.0321 | 6.0321
| IND-Lighting-7P_V2 | M_Input | Council 7th Plan | 2020 | Retro | 2022 | 2045 | PSE | Industrial | Wood - Lumber | Electric | Per Region | NA | NA | Wood - Lumber HighBay Lighting 1 Shift | Wood - Lumber HighBay Lighting 1 Shift | 13941.2548 | 26.5734 | 12673.2399 | -393.9576 | I-All-Other-Shift1-All-All-S | 0 | 0 | 0 | 0 | 0 | 0 | 0 | 0 | 0 | 0 | 0 | 0 | Comm Flat | HighBay Lighting 1 Shift | HighBay Lighting 1 Shift | IndShift1 | 0.0135% | 100% | 0% | 1 | 1 | 100% | 3.763% | 85% | 6.8% | 0.2% | 16736.6028 | 277.0121 | 1701.3615 | 13008.7288 | 0 | 0 | 0 | 8966.1314 | 0 |  | 0.055094 | 0 | 0.055094 | 03. $0.055 to $0.062 | 0 | 0 | 01. ($9,999.00) to $0.22 | 1 | 0.085 | 0.085 | 0.085 | 0.085 | 0.085 | 0.085 | 0.085 | 0.085 | 0.085 | 0.085 | 0 | 0 | 0 | 0 | 0 | 0 | 0 | 0 | 0 | 0 | 0 | 0 | 0 | 0 | 1185.0067 | 1206.3649 | 1209.5818 | 1196.3918 | 1188.9974 | 1183.6369 | 1184.0857 | 1175.8993 | 1174.3512 | 1171.3634 | 0 | 0 | 0 | 0 | 0 | 0 | 0 | 0 | 0 | 0 | 0 | 0 | 0 | 0 | 11875.6791 | 1185.0067 | 2391.3715 | 3600.9533 | 4797.3451 | 5986.3425 | 7169.9795 | 8354.0652 | 9529.9644 | 10704.3157 | 11875.6791 | 11875.6791 | 11875.6791 | 11875.6791 | 11875.6791 | 11875.6791 | 11875.6791 | 11875.6791 | 11875.6791 | 11875.6791 | 11875.6791 | 11875.6791 | 11875.6791 | 11875.6791 | 11875.6791 | 0 | 0 | 0 | 0 | 0 | 0 | 0 | 0 | 0 | 0 | 0 | 0 | 0 | 0 | 0 | 0 | 0 | 0 | 0 | 0 | 0 | 0 | 0 | 0 | 0 | 0 | 0 | 0 | 0 | 0 | 0 | 0 | 0 | 0 | 0 | 0 | 0 | 0 | 0 | 0 | 0 | 0 | 0 | 0 | 0 | 0 | 0 | 0 | 0 | 0 | 0 | 0 | 0 | 0 | 0 | 0 | 0 | 0 | 0 | 0 | 0 | 0.15996 | 0.3228 | 0.48607 | 0.64756 | 0.80806 | 0.96783 | 1.1277 | 1.2864 | 1.4449 | 1.603 | 1.603 | 1.603 | 1.603 | 1.603 | 1.603 | 1.603 | 1.603 | 1.603 | 1.603 | 1.603 | 1.603 | 1.603 | 1.603 | 1.603 | 762.1212 | 775.8574 | 777.9263 | 769.4434 | 764.6878 | 761.2402 | 761.5289 | 756.2639 | 755.2683 | 753.3467 | 0 | 0 | 0 | 0 | 0 | 0 | 0 | 0 | 0 | 0 | 0 | 0 | 0 | 0 | 7637.684 | 0 | 0 | 0 | 0 | 0 | 0 | 0 | 0 | 0 | 0 | 0 | 0 | 0 | 0 | 0 | 0 | 0 | 0 | 0 | 0 | 0.01911% | 0.22648 | 0.45704 | 0.68821 | 0.91687 | 1.1441 | 1.3703 | 1.5966 | 1.8214 | 2.0458 | 2.2697 | 2.2697 | 2.2697 | 2.2697 | 2.2697 | 2.2697 | 2.2697 | 2.2697 | 2.2697 | 2.2697 | 2.2697 | 2.2697 | 2.2697 | 2.2697 | 2.2697
| IND-Lighting-7P_V2 | M_Input | Council 7th Plan | 2020 | Retro | 2022 | 2045 | PSE | Industrial | Wood - Lumber | Electric | Per Region | NA | NA | Wood - Lumber HighBay Lighting 2 Shift | Wood - Lumber HighBay Lighting 2 Shift | 14948.5322 | 15.5483 | 7415.1936 | -422.4216 | I-All-Other-Shift2-All-All-S | 0 | 0 | 0 | 0 | 0 | 0 | 0 | 0 | 0 | 0 | 0 | 0 | Comm Flat | HighBay Lighting 2 Shift | HighBay Lighting 2 Shift | IndShift2 | 0.01331% | 100% | 0% | 1 | 1 | 100% | 6.432% | 85% | 6.8% | 0.2% | 10454.3421 | 292.8196 | 1074.7162 | 9474.8071 | 0 | 0 | 0 | 4659.1627 | 0 |  | 0.0267 | 0 | 0.0267 | 01. ($9,999.000) to $0.028 | 0 | 0 | 01. ($9,999.00) to $0.22 | 1 | 0.085 | 0.085 | 0.085 | 0.085 | 0.085 | 0.085 | 0.085 | 0.085 | 0.085 | 0.085 | 0 | 0 | 0 | 0 | 0 | 0 | 0 | 0 | 0 | 0 | 0 | 0 | 0 | 0 | 1270.6252 | 1293.5266 | 1296.976 | 1282.833 | 1274.9043 | 1269.1565 | 1269.6378 | 1260.8598 | 1259.2 | 1255.9963 | 0 | 0 | 0 | 0 | 0 | 0 | 0 | 0 | 0 | 0 | 0 | 0 | 0 | 0 | 12733.7155 | 1270.6252 | 2564.1518 | 3861.1278 | 5143.9608 | 6418.8651 | 7688.0217 | 8957.6594 | 10218.5192 | 11477.7192 | 12733.7155 | 12733.7155 | 12733.7155 | 12733.7155 | 12733.7155 | 12733.7155 | 12733.7155 | 12733.7155 | 12733.7155 | 12733.7155 | 12733.7155 | 12733.7155 | 12733.7155 | 12733.7155 | 12733.7155 | 0 | 0 | 0 | 0 | 0 | 0 | 0 | 0 | 0 | 0 | 0 | 0 | 0 | 0 | 0 | 0 | 0 | 0 | 0 | 0 | 0 | 0 | 0 | 0 | 0 | 0 | 0 | 0 | 0 | 0 | 0 | 0 | 0 | 0 | 0 | 0 | 0 | 0 | 0 | 0 | 0 | 0 | 0 | 0 | 0 | 0 | 0 | 0 | 0 | 0 | 0 | 0 | 0 | 0 | 0 | 0 | 0 | 0 | 0 | 0 | 0 | 0.16908 | 0.34122 | 0.51381 | 0.68451 | 0.85417 | 1.0231 | 1.192 | 1.3598 | 1.5274 | 1.6945 | 1.6945 | 1.6945 | 1.6945 | 1.6945 | 1.6945 | 1.6945 | 1.6945 | 1.6945 | 1.6945 | 1.6945 | 1.6945 | 1.6945 | 1.6945 | 1.6945 | 396.0288 | 403.1667 | 404.2418 | 399.8337 | 397.3625 | 395.5711 | 395.7211 | 392.9851 | 392.4678 | 391.4693 | 0 | 0 | 0 | 0 | 0 | 0 | 0 | 0 | 0 | 0 | 0 | 0 | 0 | 0 | 3968.848 | 0 | 0 | 0 | 0 | 0 | 0 | 0 | 0 | 0 | 0 | 0 | 0 | 0 | 0 | 0 | 0 | 0 | 0 | 0 | 0 | 0.01847% | 0.23465 | 0.47354 | 0.71306 | 0.94997 | 1.1854 | 1.4198 | 1.6543 | 1.8871 | 2.1197 | 2.3516 | 2.3516 | 2.3516 | 2.3516 | 2.3516 | 2.3516 | 2.3516 | 2.3516 | 2.3516 | 2.3516 | 2.3516 | 2.3516 | 2.3516 | 2.3516 | 2.3516
| IND-Lighting-7P_V2 | M_Input | Council 7th Plan | 2020 | Retro | 2022 | 2045 | PSE | Industrial | Wood - Lumber | Electric | Per Region | NA | NA | Wood - Lumber HighBay Lighting 3 Shift | Wood - Lumber HighBay Lighting 3 Shift | 21898.8582 | 8.6758 | 5516.8137 | -618.8267 | I-All-Other-Shift3-All-All-S | 0 | 0 | 0 | 0 | 0 | 0 | 0 | 0 | 0 | 0 | 0 | 0 | Comm Flat | HighBay Lighting 3 Shift | HighBay Lighting 3 Shift | IndShift3 | 0.01266% | 100% | 0% | 1 | 1 | 100% | 11.53% | 85% | 6.8% | 0.2% | 9379.3219 | 408.0935 | 978.7415 | 7150.7249 | 0 | 0 | 0 | -356.6338 | 0 |  | -0.0013951 | 0 | -0.0013951 | 01. ($9,999.000) to $0.028 | 0 | 0 | 01. ($9,999.00) to $0.22 | 1 | 0.085 | 0.085 | 0.085 | 0.085 | 0.085 | 0.085 | 0.085 | 0.085 | 0.085 | 0.085 | 0 | 0 | 0 | 0 | 0 | 0 | 0 | 0 | 0 | 0 | 0 | 0 | 0 | 0 | 1861.4029 | 1894.9523 | 1900.0055 | 1879.2867 | 1867.6716 | 1859.2514 | 1859.9564 | 1847.0971 | 1844.6655 | 1839.9722 | 0 | 0 | 0 | 0 | 0 | 0 | 0 | 0 | 0 | 0 | 0 | 0 | 0 | 0 | 18654.2616 | 1861.4029 | 3756.3553 | 5656.3608 | 7535.6474 | 9403.319 | 11262.5704 | 13122.5268 | 14969.6239 | 16814.2893 | 18654.2616 | 18654.2616 | 18654.2616 | 18654.2616 | 18654.2616 | 18654.2616 | 18654.2616 | 18654.2616 | 18654.2616 | 18654.2616 | 18654.2616 | 18654.2616 | 18654.2616 | 18654.2616 | 18654.2616 | 0 | 0 | 0 | 0 | 0 | 0 | 0 | 0 | 0 | 0 | 0 | 0 | 0 | 0 | 0 | 0 | 0 | 0 | 0 | 0 | 0 | 0 | 0 | 0 | 0 | 0 | 0 | 0 | 0 | 0 | 0 | 0 | 0 | 0 | 0 | 0 | 0 | 0 | 0 | 0 | 0 | 0 | 0 | 0 | 0 | 0 | 0 | 0 | 0 | 0 | 0 | 0 | 0 | 0 | 0 | 0 | 0 | 0 | 0 | 0 | 0 | 0.23565 | 0.47554 | 0.71607 | 0.95399 | 1.1904 | 1.4258 | 1.6613 | 1.8951 | 2.1286 | 2.3616 | 2.3616 | 2.3616 | 2.3616 | 2.3616 | 2.3616 | 2.3616 | 2.3616 | 2.3616 | 2.3616 | 2.3616 | 2.3616 | 2.3616 | 2.3616 | 2.3616 | 0 | 0 | 0 | 0 | 0 | 0 | 0 | 0 | 0 | 0 | 0 | 0 | 0 | 0 | 0 | 0 | 0 | 0 | 0 | 0 | 0 | 0 | 0 | 0 | 0 | 0 | 0 | 0 | 0 | 0 | 0 | 0 | 0 | 0 | 0 | 0 | 0 | 0 | 0 | 0 | 0 | 0 | 0 | 0 | 0 | 0.01296% | 0.24119 | 0.48672 | 0.73291 | 0.97641 | 1.2184 | 1.4593 | 1.7003 | 1.9396 | 2.1787 | 2.4171 | 2.4171 | 2.4171 | 2.4171 | 2.4171 | 2.4171 | 2.4171 | 2.4171 | 2.4171 | 2.4171 | 2.4171 | 2.4171 | 2.4171 | 2.4171 | 2.4171
| IND-Lighting-7P_V2 | M_Input | Council 7th Plan | 2020 | Retro | 2022 | 2045 | PSE | Industrial | Wood - Lumber | Electric | Per Region | NA | NA | Wood - Lumber Efficient Lighting 1 Shift | Wood - Lumber Efficient Lighting 1 Shift | 994.6788 | 20.979 | 932.6694 | -21.3507 | I-All-Other-Shift1-All-All-S | 0 | 0 | 0 | 0 | 0 | 0 | 0 | 0 | 0 | 0 | 0 | 0 | Comm Flat | Efficient Lighting 1 Shift | Efficient Lighting 1 Shift | IndShift1 | 0.0135% | 100% | 0% | 1 | 1 | 100% | 4.767% | 85% | 6.8% | 0.2% | 912.5169 | 19.7642 | 93.2281 | 1015.2767 | 0 | 0 | 0 | 839.5808 | 0 |  | 0.072307 | 0 | 0.072307 | 05. $0.070 to $0.077 | 1 | 0 | 01. ($9,999.00) to $0.22 | 1 | 0.085 | 0.085 | 0.085 | 0.085 | 0.085 | 0.085 | 0.085 | 0.085 | 0.085 | 0.085 | 0 | 0 | 0 | 0 | 0 | 0 | 0 | 0 | 0 | 0 | 0 | 0 | 0 | 0 | 84.5477 | 86.0716 | 86.3011 | 85.36 | 84.8324 | 84.45 | 84.482 | 83.8979 | 83.7875 | 83.5743 | 0 | 0 | 0 | 0 | 0 | 0 | 0 | 0 | 0 | 0 | 0 | 0 | 0 | 0 | 847.3044 | 84.5477 | 170.6193 | 256.9203 | 342.2804 | 427.1128 | 511.5628 | 596.0448 | 679.9427 | 763.7301 | 847.3044 | 847.3044 | 847.3044 | 847.3044 | 847.3044 | 847.3044 | 847.3044 | 847.3044 | 847.3044 | 847.3044 | 847.3044 | 847.3044 | 847.3044 | 847.3044 | 847.3044 | 0 | 0 | 0 | 0 | 0 | 0 | 0 | 0 | 0 | 0 | 0 | 0 | 0 | 0 | 0 | 0 | 0 | 0 | 0 | 0 | 0 | 0 | 0 | 0 | 0 | 0 | 0 | 0 | 0 | 0 | 0 | 0 | 0 | 0 | 0 | 0 | 0 | 0 | 0 | 0 | 0 | 0 | 0 | 0 | 0 | 0 | 0 | 0 | 0 | 0 | 0 | 0 | 0 | 0 | 0 | 0 | 0 | 0 | 0 | 0 | 0 | 0.011413 | 0.023031 | 0.03468 | 0.046202 | 0.057653 | 0.069052 | 0.080456 | 0.091781 | 0.10309 | 0.11437 | 0.11437 | 0.11437 | 0.11437 | 0.11437 | 0.11437 | 0.11437 | 0.11437 | 0.11437 | 0.11437 | 0.11437 | 0.11437 | 0.11437 | 0.11437 | 0.11437 | 71.3644 | 72.6506 | 72.8444 | 72.05 | 71.6047 | 71.2819 | 71.3089 | 70.8159 | 70.7227 | 70.5427 | 0 | 0 | 0 | 0 | 0 | 0 | 0 | 0 | 0 | 0 | 0 | 0 | 0 | 0 | 715.1862 | 0 | 0 | 0 | 0 | 0 | 0 | 0 | 0 | 0 | 0 | 0 | 0 | 0 | 0 | 0 | 0 | 0 | 0 | 0 | 0 | 0.01911% | 0.016159 | 0.032609 | 0.049102 | 0.065416 | 0.08163 | 0.09777 | 0.11392 | 0.12995 | 0.14596 | 0.16194 | 0.16194 | 0.16194 | 0.16194 | 0.16194 | 0.16194 | 0.16194 | 0.16194 | 0.16194 | 0.16194 | 0.16194 | 0.16194 | 0.16194 | 0.16194 | 0.16194
| IND-Lighting-7P_V2 | M_Input | Council 7th Plan | 2020 | Retro | 2022 | 2045 | PSE | Industrial | Wood - Lumber | Electric | Per Region | NA | NA | Wood - Lumber Efficient Lighting 2 Shift | Wood - Lumber Efficient Lighting 2 Shift | 998.738 | 12.275 | 545.7108 | -21.4378 | I-All-Other-Shift2-All-All-S | 0 | 0 | 0 | 0 | 0 | 0 | 0 | 0 | 0 | 0 | 0 | 0 | Comm Flat | Efficient Lighting 2 Shift | Efficient Lighting 2 Shift | IndShift2 | 0.01331% | 100% | 0% | 1 | 1 | 100% | 8.147% | 85% | 6.8% | 0.2% | 539.971 | 19.5638 | 55.9535 | 806.4766 | 0 | 0 | 0 | 589.8469 | 0 |  | 0.050592 | 0 | 0.050592 | 02. $0.028 to $0.055 | 0 | 0 | 01. ($9,999.00) to $0.22 | 1 | 0.085 | 0.085 | 0.085 | 0.085 | 0.085 | 0.085 | 0.085 | 0.085 | 0.085 | 0.085 | 0 | 0 | 0 | 0 | 0 | 0 | 0 | 0 | 0 | 0 | 0 | 0 | 0 | 0 | 84.8927 | 86.4228 | 86.6533 | 85.7083 | 85.1786 | 84.7946 | 84.8268 | 84.2403 | 84.1294 | 83.9153 | 0 | 0 | 0 | 0 | 0 | 0 | 0 | 0 | 0 | 0 | 0 | 0 | 0 | 0 | 850.7621 | 84.8927 | 171.3155 | 257.9688 | 343.6771 | 428.8558 | 513.6504 | 598.4771 | 682.7174 | 766.8468 | 850.7621 | 850.7621 | 850.7621 | 850.7621 | 850.7621 | 850.7621 | 850.7621 | 850.7621 | 850.7621 | 850.7621 | 850.7621 | 850.7621 | 850.7621 | 850.7621 | 850.7621 | 0 | 0 | 0 | 0 | 0 | 0 | 0 | 0 | 0 | 0 | 0 | 0 | 0 | 0 | 0 | 0 | 0 | 0 | 0 | 0 | 0 | 0 | 0 | 0 | 0 | 0 | 0 | 0 | 0 | 0 | 0 | 0 | 0 | 0 | 0 | 0 | 0 | 0 | 0 | 0 | 0 | 0 | 0 | 0 | 0 | 0 | 0 | 0 | 0 | 0 | 0 | 0 | 0 | 0 | 0 | 0 | 0 | 0 | 0 | 0 | 0 | 0.011297 | 0.022797 | 0.034328 | 0.045734 | 0.057068 | 0.068352 | 0.07964 | 0.09085 | 0.10205 | 0.11321 | 0.11321 | 0.11321 | 0.11321 | 0.11321 | 0.11321 | 0.11321 | 0.11321 | 0.11321 | 0.11321 | 0.11321 | 0.11321 | 0.11321 | 0.11321 | 0.11321 | 50.137 | 51.0406 | 51.1768 | 50.6187 | 50.3058 | 50.079 | 50.098 | 49.7517 | 49.6862 | 49.5598 | 0 | 0 | 0 | 0 | 0 | 0 | 0 | 0 | 0 | 0 | 0 | 0 | 0 | 0 | 502.4536 | 0 | 0 | 0 | 0 | 0 | 0 | 0 | 0 | 0 | 0 | 0 | 0 | 0 | 0 | 0 | 0 | 0 | 0 | 0 | 0 | 0.01847% | 0.015678 | 0.031638 | 0.047641 | 0.063469 | 0.079199 | 0.094859 | 0.11052 | 0.12608 | 0.14162 | 0.15712 | 0.15712 | 0.15712 | 0.15712 | 0.15712 | 0.15712 | 0.15712 | 0.15712 | 0.15712 | 0.15712 | 0.15712 | 0.15712 | 0.15712 | 0.15712 | 0.15712
| IND-Lighting-7P_V2 | M_Input | Council 7th Plan | 2020 | Retro | 2022 | 2045 | PSE | Industrial | Wood - Lumber | Electric | Per Region | NA | NA | Wood - Lumber Efficient Lighting 3 Shift | Wood - Lumber Efficient Lighting 3 Shift | 1338.9062 | 8.6758 | 406.0022 | -28.7395 | I-All-Other-Shift3-All-All-S | 0 | 0 | 0 | 0 | 0 | 0 | 0 | 0 | 0 | 0 | 0 | 0 | Comm Flat | Efficient Lighting 3 Shift | Efficient Lighting 3 Shift | IndShift3 | 0.01266% | 100% | 0% | 1 | 1 | 100% | 11.53% | 85% | 6.8% | 0.2% | 573.456 | 24.951 | 59.8407 | 526.2476 | 0 | 0 | 0 | 187.1655 | 0 |  | 0.011975 | 0 | 0.011975 | 01. ($9,999.000) to $0.028 | 0 | 0 | 01. ($9,999.00) to $0.22 | 1 | 0.085 | 0.085 | 0.085 | 0.085 | 0.085 | 0.085 | 0.085 | 0.085 | 0.085 | 0.085 | 0 | 0 | 0 | 0 | 0 | 0 | 0 | 0 | 0 | 0 | 0 | 0 | 0 | 0 | 113.807 | 115.8582 | 116.1672 | 114.9004 | 114.1903 | 113.6755 | 113.7186 | 112.9324 | 112.7837 | 112.4967 | 0 | 0 | 0 | 0 | 0 | 0 | 0 | 0 | 0 | 0 | 0 | 0 | 0 | 0 | 1140.5301 | 113.807 | 229.6653 | 345.8325 | 460.7329 | 574.9232 | 688.5987 | 802.3173 | 915.2496 | 1028.0333 | 1140.5301 | 1140.5301 | 1140.5301 | 1140.5301 | 1140.5301 | 1140.5301 | 1140.5301 | 1140.5301 | 1140.5301 | 1140.5301 | 1140.5301 | 1140.5301 | 1140.5301 | 1140.5301 | 1140.5301 | 0 | 0 | 0 | 0 | 0 | 0 | 0 | 0 | 0 | 0 | 0 | 0 | 0 | 0 | 0 | 0 | 0 | 0 | 0 | 0 | 0 | 0 | 0 | 0 | 0 | 0 | 0 | 0 | 0 | 0 | 0 | 0 | 0 | 0 | 0 | 0 | 0 | 0 | 0 | 0 | 0 | 0 | 0 | 0 | 0 | 0 | 0 | 0 | 0 | 0 | 0 | 0 | 0 | 0 | 0 | 0 | 0 | 0 | 0 | 0 | 0 | 0.014408 | 0.029075 | 0.043781 | 0.058327 | 0.072783 | 0.087174 | 0.10157 | 0.11587 | 0.13015 | 0.14439 | 0.14439 | 0.14439 | 0.14439 | 0.14439 | 0.14439 | 0.14439 | 0.14439 | 0.14439 | 0.14439 | 0.14439 | 0.14439 | 0.14439 | 0.14439 | 0.14439 | 15.9091 | 16.1958 | 16.239 | 16.0619 | 15.9626 | 15.8907 | 15.8967 | 15.7868 | 15.766 | 15.7259 | 0 | 0 | 0 | 0 | 0 | 0 | 0 | 0 | 0 | 0 | 0 | 0 | 0 | 0 | 159.4346 | 0 | 0 | 0 | 0 | 0 | 0 | 0 | 0 | 0 | 0 | 0 | 0 | 0 | 0 | 0 | 0 | 0 | 0 | 0 | 0 | 0.01296% | 0.014746 | 0.029758 | 0.04481 | 0.059698 | 0.074494 | 0.089223 | 0.10396 | 0.11859 | 0.1332 | 0.14778 | 0.14778 | 0.14778 | 0.14778 | 0.14778 | 0.14778 | 0.14778 | 0.14778 | 0.14778 | 0.14778 | 0.14778 | 0.14778 | 0.14778 | 0.14778 | 0.14778
| IND-Lighting-7P_V2 | M_Input | Council 7th Plan | 2020 | Retro | 2022 | 2045 | PSE | Industrial | Wood - Lumber | Electric | Per Region | NA | NA | Wood - Lumber Lighting Controls | Wood - Lumber Lighting Controls | 29972.714 | 10 | 38955.9474 | -338.031 | I-All-Other-Shift3-All-All-S | 0 | 0 | 0 | 0 | 0 | 0 | 0 | 0 | 0 | 0 | 0 | 0 | Comm Flat | Lighting Controls | Lighting Controls | IndShift3 | 0.01266% | 100% | 0% | 1 | 1 | 100% | 10% | 85% | 6.8% | 0.2% | 14012.8755 | 558.5529 | 1457.1428 | 64490.4184 | 0 | 0 | 0 | 66319.9007 | 0 |  | 0.18955 | 0 | 0.18955 | 11. $0.175 to $0.200 | 0 | 0 | 01. ($9,999.00) to $0.22 | 1 | 0.085 | 0.085 | 0.085 | 0.085 | 0.085 | 0.085 | 0.085 | 0.085 | 0.085 | 0.085 | 0 | 0 | 0 | 0 | 0 | 0 | 0 | 0 | 0 | 0 | 0 | 0 | 0 | 0 | 2547.6807 | 2593.5993 | 2600.5155 | 2572.1579 | 2556.2606 | 2544.7359 | 2545.7008 | 2528.1004 | 2524.7723 | 2518.3487 | 0 | 0 | 0 | 0 | 0 | 0 | 0 | 0 | 0 | 0 | 0 | 0 | 0 | 0 | 25531.8721 | 2547.6807 | 5141.28 | 7741.7955 | 10313.9534 | 12870.214 | 15414.9499 | 17960.6506 | 20488.751 | 23013.5233 | 25531.8721 | 25531.8721 | 25531.8721 | 25531.8721 | 25531.8721 | 25531.8721 | 25531.8721 | 25531.8721 | 25531.8721 | 25531.8721 | 25531.8721 | 25531.8721 | 25531.8721 | 25531.8721 | 25531.8721 | 0 | 0 | 0 | 0 | 0 | 0 | 0 | 0 | 0 | 0 | 0 | 0 | 0 | 0 | 0 | 0 | 0 | 0 | 0 | 0 | 0 | 0 | 0 | 0 | 0 | 0 | 0 | 0 | 0 | 0 | 0 | 0 | 0 | 0 | 0 | 0 | 0 | 0 | 0 | 0 | 0 | 0 | 0 | 0 | 0 | 0 | 0 | 0 | 0 | 0 | 0 | 0 | 0 | 0 | 0 | 0 | 0 | 0 | 0 | 0 | 0 | 0.32253 | 0.65087 | 0.98008 | 1.3057 | 1.6293 | 1.9515 | 2.2738 | 2.5938 | 2.9134 | 3.2322 | 3.2322 | 3.2322 | 3.2322 | 3.2322 | 3.2322 | 3.2322 | 3.2322 | 3.2322 | 3.2322 | 3.2322 | 3.2322 | 3.2322 | 3.2322 | 3.2322 | 5637.1916 | 5738.7946 | 5754.0979 | 5691.3517 | 5656.176 | 5630.6756 | 5632.8106 | 5593.8668 | 5586.5027 | 5572.2894 | 0 | 0 | 0 | 0 | 0 | 0 | 0 | 0 | 0 | 0 | 0 | 0 | 0 | 0 | 56493.757 | 0 | 0 | 0 | 0 | 0 | 0 | 0 | 0 | 0 | 0 | 0 | 0 | 0 | 0 | 0 | 0 | 0 | 0 | 0 | 0 | 0.01296% | 0.33011 | 0.66617 | 1.0031 | 1.3364 | 1.6676 | 1.9973 | 2.3272 | 2.6548 | 2.9819 | 3.3082 | 3.3082 | 3.3082 | 3.3082 | 3.3082 | 3.3082 | 3.3082 | 3.3082 | 3.3082 | 3.3082 | 3.3082 | 3.3082 | 3.3082 | 3.3082 | 3.3082
| IND-Lighting-7P_V2 | M_Input | Council 7th Plan | 2020 | Retro | 2022 | 2045 | PSE | Industrial | Wood - Lumber | Electric | Per Region | NA | NA | Wood - Lumber Motors: Rewind 20-50 HP | Wood - Lumber Motors: Rewind 20-50 HP | 0 | 10 | 0 | 0 | I-All-Other-Shift3-All-All-S | 0 | 0 | 0 | 0 | 0 | 0 | 0 | 0 | 0 | 0 | 0 | 0 | Comm Flat | Motors: Rewind 20-50 HP | Motors: Rewind 20-50 HP | IndShift3 | 0.01266% | 100% | 0% | 1 | 1 | 100% | 10% | 85% | 6.8% | 0.2% | 0 | 0 | 0 | 0 | 0 | 0 | 0 | 0 | 0 |  | 0 | 0 | 0 | 01. ($9,999.000) to $0.028 | 0 | 0 | 01. ($9,999.00) to $0.22 | 1 | 0.085 | 0.085 | 0.085 | 0.085 | 0.085 | 0.085 | 0.085 | 0.085 | 0.085 | 0.085 | 0 | 0 | 0 | 0 | 0 | 0 | 0 | 0 | 0 | 0 | 0 | 0 | 0 | 0 | 0 | 0 | 0 | 0 | 0 | 0 | 0 | 0 | 0 | 0 | 0 | 0 | 0 | 0 | 0 | 0 | 0 | 0 | 0 | 0 | 0 | 0 | 0 | 0 | 0 | 0 | 0 | 0 | 0 | 0 | 0 | 0 | 0 | 0 | 0 | 0 | 0 | 0 | 0 | 0 | 0 | 0 | 0 | 0 | 0 | 0 | 0 | 0 | 0 | 0 | 0 | 0 | 0 | 0 | 0 | 0 | 0 | 0 | 0 | 0 | 0 | 0 | 0 | 0 | 0 | 0 | 0 | 0 | 0 | 0 | 0 | 0 | 0 | 0 | 0 | 0 | 0 | 0 | 0 | 0 | 0 | 0 | 0 | 0 | 0 | 0 | 0 | 0 | 0 | 0 | 0 | 0 | 0 | 0 | 0 | 0 | 0 | 0 | 0 | 0 | 0 | 0 | 0 | 0 | 0 | 0 | 0 | 0 | 0 | 0 | 0 | 0 | 0 | 0 | 0 | 0 | 0 | 0 | 0 | 0 | 0 | 0 | 0 | 0 | 0 | 0 | 0 | 0 | 0 | 0 | 0 | 0 | 0 | 0 | 0 | 0 | 0 | 0 | 0 | 0 | 0 | 0 | 0 | 0 | 0 | 0 | 0 | 0 | 0 | 0 | 0 | 0 | 0 | 0 | 0 | 0 | 0 | 0 | 0 | 0 | 0 | 0 | 0 | 0 | 0 | 0 | 0 | 0 | 0 | 0 | 0 | 0 | 0 | 0 | 0 | 0 | 0 | 0 | 0 | 0.01296% | 0 | 0 | 0 | 0 | 0 | 0 | 0 | 0 | 0 | 0 | 0 | 0 | 0 | 0 | 0 | 0 | 0 | 0 | 0 | 0 | 0 | 0 | 0 | 0
| IND-Lighting-7P_V2 | M_Input | Council 7th Plan | 2020 | Retro | 2022 | 2045 | PSE | Industrial | Wood - Lumber | Electric | Per Region | NA | NA | Wood - Lumber Motors: Rewind 51-100 HP | Wood - Lumber Motors: Rewind 51-100 HP | 0 | 10 | 0 | 0 | I-All-Other-Shift3-All-All-S | 0 | 0 | 0 | 0 | 0 | 0 | 0 | 0 | 0 | 0 | 0 | 0 | Comm Flat | Motors: Rewind 51-100 HP | Motors: Rewind 51-100 HP | IndShift3 | 0.01266% | 100% | 0% | 1 | 1 | 100% | 10% | 85% | 6.8% | 0.2% | 0 | 0 | 0 | 0 | 0 | 0 | 0 | 0 | 0 |  | 0 | 0 | 0 | 01. ($9,999.000) to $0.028 | 1 | 0 | 01. ($9,999.00) to $0.22 | 1 | 0.085 | 0.085 | 0.085 | 0.085 | 0.085 | 0.085 | 0.085 | 0.085 | 0.085 | 0.085 | 0 | 0 | 0 | 0 | 0 | 0 | 0 | 0 | 0 | 0 | 0 | 0 | 0 | 0 | 0 | 0 | 0 | 0 | 0 | 0 | 0 | 0 | 0 | 0 | 0 | 0 | 0 | 0 | 0 | 0 | 0 | 0 | 0 | 0 | 0 | 0 | 0 | 0 | 0 | 0 | 0 | 0 | 0 | 0 | 0 | 0 | 0 | 0 | 0 | 0 | 0 | 0 | 0 | 0 | 0 | 0 | 0 | 0 | 0 | 0 | 0 | 0 | 0 | 0 | 0 | 0 | 0 | 0 | 0 | 0 | 0 | 0 | 0 | 0 | 0 | 0 | 0 | 0 | 0 | 0 | 0 | 0 | 0 | 0 | 0 | 0 | 0 | 0 | 0 | 0 | 0 | 0 | 0 | 0 | 0 | 0 | 0 | 0 | 0 | 0 | 0 | 0 | 0 | 0 | 0 | 0 | 0 | 0 | 0 | 0 | 0 | 0 | 0 | 0 | 0 | 0 | 0 | 0 | 0 | 0 | 0 | 0 | 0 | 0 | 0 | 0 | 0 | 0 | 0 | 0 | 0 | 0 | 0 | 0 | 0 | 0 | 0 | 0 | 0 | 0 | 0 | 0 | 0 | 0 | 0 | 0 | 0 | 0 | 0 | 0 | 0 | 0 | 0 | 0 | 0 | 0 | 0 | 0 | 0 | 0 | 0 | 0 | 0 | 0 | 0 | 0 | 0 | 0 | 0 | 0 | 0 | 0 | 0 | 0 | 0 | 0 | 0 | 0 | 0 | 0 | 0 | 0 | 0 | 0 | 0 | 0 | 0 | 0 | 0 | 0 | 0 | 0 | 0 | 0.01296% | 0 | 0 | 0 | 0 | 0 | 0 | 0 | 0 | 0 | 0 | 0 | 0 | 0 | 0 | 0 | 0 | 0 | 0 | 0 | 0 | 0 | 0 | 0 | 0
| IND-Lighting-7P_V2 | M_Input | Council 7th Plan | 2020 | Retro | 2022 | 2045 | PSE | Industrial | Wood - Lumber | Electric | Per Region | NA | NA | Wood - Lumber Motors: Rewind 101-200 HP | Wood - Lumber Motors: Rewind 101-200 HP | 0 | 10 | 0 | 0 | I-All-Other-Shift3-All-All-S | 0 | 0 | 0 | 0 | 0 | 0 | 0 | 0 | 0 | 0 | 0 | 0 | Comm Flat | Motors: Rewind 101-200 HP | Motors: Rewind 101-200 HP | IndShift3 | 0.01266% | 100% | 0% | 1 | 1 | 100% | 10% | 85% | 6.8% | 0.2% | 0 | 0 | 0 | 0 | 0 | 0 | 0 | 0 | 0 |  | 0 | 0 | 0 | 01. ($9,999.000) to $0.028 | 0 | 0 | 01. ($9,999.00) to $0.22 | 1 | 0.085 | 0.085 | 0.085 | 0.085 | 0.085 | 0.085 | 0.085 | 0.085 | 0.085 | 0.085 | 0 | 0 | 0 | 0 | 0 | 0 | 0 | 0 | 0 | 0 | 0 | 0 | 0 | 0 | 0 | 0 | 0 | 0 | 0 | 0 | 0 | 0 | 0 | 0 | 0 | 0 | 0 | 0 | 0 | 0 | 0 | 0 | 0 | 0 | 0 | 0 | 0 | 0 | 0 | 0 | 0 | 0 | 0 | 0 | 0 | 0 | 0 | 0 | 0 | 0 | 0 | 0 | 0 | 0 | 0 | 0 | 0 | 0 | 0 | 0 | 0 | 0 | 0 | 0 | 0 | 0 | 0 | 0 | 0 | 0 | 0 | 0 | 0 | 0 | 0 | 0 | 0 | 0 | 0 | 0 | 0 | 0 | 0 | 0 | 0 | 0 | 0 | 0 | 0 | 0 | 0 | 0 | 0 | 0 | 0 | 0 | 0 | 0 | 0 | 0 | 0 | 0 | 0 | 0 | 0 | 0 | 0 | 0 | 0 | 0 | 0 | 0 | 0 | 0 | 0 | 0 | 0 | 0 | 0 | 0 | 0 | 0 | 0 | 0 | 0 | 0 | 0 | 0 | 0 | 0 | 0 | 0 | 0 | 0 | 0 | 0 | 0 | 0 | 0 | 0 | 0 | 0 | 0 | 0 | 0 | 0 | 0 | 0 | 0 | 0 | 0 | 0 | 0 | 0 | 0 | 0 | 0 | 0 | 0 | 0 | 0 | 0 | 0 | 0 | 0 | 0 | 0 | 0 | 0 | 0 | 0 | 0 | 0 | 0 | 0 | 0 | 0 | 0 | 0 | 0 | 0 | 0 | 0 | 0 | 0 | 0 | 0 | 0 | 0 | 0 | 0 | 0 | 0 | 0.01296% | 0 | 0 | 0 | 0 | 0 | 0 | 0 | 0 | 0 | 0 | 0 | 0 | 0 | 0 | 0 | 0 | 0 | 0 | 0 | 0 | 0 | 0 | 0 | 0
| IND-Lighting-7P_V2 | M_Input | Council 7th Plan | 2020 | Retro | 2022 | 2045 | PSE | Industrial | Wood - Lumber | Electric | Per Region | NA | NA | Wood - Lumber Motors: Rewind 201-500 HP | Wood - Lumber Motors: Rewind 201-500 HP | 0 | 10 | 0 | 0 | I-All-Other-Shift3-All-All-S | 0 | 0 | 0 | 0 | 0 | 0 | 0 | 0 | 0 | 0 | 0 | 0 | Comm Flat | Motors: Rewind 201-500 HP | Motors: Rewind 201-500 HP | IndShift3 | 0.01266% | 100% | 0% | 1 | 1 | 100% | 10% | 85% | 6.8% | 0.2% | 0 | 0 | 0 | 0 | 0 | 0 | 0 | 0 | 0 |  | 0 | 0 | 0 | 01. ($9,999.000) to $0.028 | 1 | 0 | 01. ($9,999.00) to $0.22 | 1 | 0.085 | 0.085 | 0.085 | 0.085 | 0.085 | 0.085 | 0.085 | 0.085 | 0.085 | 0.085 | 0 | 0 | 0 | 0 | 0 | 0 | 0 | 0 | 0 | 0 | 0 | 0 | 0 | 0 | 0 | 0 | 0 | 0 | 0 | 0 | 0 | 0 | 0 | 0 | 0 | 0 | 0 | 0 | 0 | 0 | 0 | 0 | 0 | 0 | 0 | 0 | 0 | 0 | 0 | 0 | 0 | 0 | 0 | 0 | 0 | 0 | 0 | 0 | 0 | 0 | 0 | 0 | 0 | 0 | 0 | 0 | 0 | 0 | 0 | 0 | 0 | 0 | 0 | 0 | 0 | 0 | 0 | 0 | 0 | 0 | 0 | 0 | 0 | 0 | 0 | 0 | 0 | 0 | 0 | 0 | 0 | 0 | 0 | 0 | 0 | 0 | 0 | 0 | 0 | 0 | 0 | 0 | 0 | 0 | 0 | 0 | 0 | 0 | 0 | 0 | 0 | 0 | 0 | 0 | 0 | 0 | 0 | 0 | 0 | 0 | 0 | 0 | 0 | 0 | 0 | 0 | 0 | 0 | 0 | 0 | 0 | 0 | 0 | 0 | 0 | 0 | 0 | 0 | 0 | 0 | 0 | 0 | 0 | 0 | 0 | 0 | 0 | 0 | 0 | 0 | 0 | 0 | 0 | 0 | 0 | 0 | 0 | 0 | 0 | 0 | 0 | 0 | 0 | 0 | 0 | 0 | 0 | 0 | 0 | 0 | 0 | 0 | 0 | 0 | 0 | 0 | 0 | 0 | 0 | 0 | 0 | 0 | 0 | 0 | 0 | 0 | 0 | 0 | 0 | 0 | 0 | 0 | 0 | 0 | 0 | 0 | 0 | 0 | 0 | 0 | 0 | 0 | 0 | 0.01296% | 0 | 0 | 0 | 0 | 0 | 0 | 0 | 0 | 0 | 0 | 0 | 0 | 0 | 0 | 0 | 0 | 0 | 0 | 0 | 0 | 0 | 0 | 0 | 0
| IND-Lighting-7P_V2 | M_Input | Council 7th Plan | 2020 | Retro | 2022 | 2045 | PSE | Industrial | Wood - Lumber | Electric | Per Region | NA | NA | Wood - Lumber Motors: Rewind 501-5000 HP | Wood - Lumber Motors: Rewind 501-5000 HP | 0 | 10 | 0 | 0 | I-All-Other-Shift3-All-All-S | 0 | 0 | 0 | 0 | 0 | 0 | 0 | 0 | 0 | 0 | 0 | 0 | Comm Flat | Motors: Rewind 501-5000 HP | Motors: Rewind 501-5000 HP | IndShift3 | 0.01266% | 100% | 0% | 1 | 1 | 100% | 10% | 85% | 6.8% | 0.2% | 0 | 0 | 0 | 0 | 0 | 0 | 0 | 0 | 0 |  | 0 | 0 | 0 | 01. ($9,999.000) to $0.028 | 1 | 0 | 01. ($9,999.00) to $0.22 | 1 | 0.085 | 0.085 | 0.085 | 0.085 | 0.085 | 0.085 | 0.085 | 0.085 | 0.085 | 0.085 | 0 | 0 | 0 | 0 | 0 | 0 | 0 | 0 | 0 | 0 | 0 | 0 | 0 | 0 | 0 | 0 | 0 | 0 | 0 | 0 | 0 | 0 | 0 | 0 | 0 | 0 | 0 | 0 | 0 | 0 | 0 | 0 | 0 | 0 | 0 | 0 | 0 | 0 | 0 | 0 | 0 | 0 | 0 | 0 | 0 | 0 | 0 | 0 | 0 | 0 | 0 | 0 | 0 | 0 | 0 | 0 | 0 | 0 | 0 | 0 | 0 | 0 | 0 | 0 | 0 | 0 | 0 | 0 | 0 | 0 | 0 | 0 | 0 | 0 | 0 | 0 | 0 | 0 | 0 | 0 | 0 | 0 | 0 | 0 | 0 | 0 | 0 | 0 | 0 | 0 | 0 | 0 | 0 | 0 | 0 | 0 | 0 | 0 | 0 | 0 | 0 | 0 | 0 | 0 | 0 | 0 | 0 | 0 | 0 | 0 | 0 | 0 | 0 | 0 | 0 | 0 | 0 | 0 | 0 | 0 | 0 | 0 | 0 | 0 | 0 | 0 | 0 | 0 | 0 | 0 | 0 | 0 | 0 | 0 | 0 | 0 | 0 | 0 | 0 | 0 | 0 | 0 | 0 | 0 | 0 | 0 | 0 | 0 | 0 | 0 | 0 | 0 | 0 | 0 | 0 | 0 | 0 | 0 | 0 | 0 | 0 | 0 | 0 | 0 | 0 | 0 | 0 | 0 | 0 | 0 | 0 | 0 | 0 | 0 | 0 | 0 | 0 | 0 | 0 | 0 | 0 | 0 | 0 | 0 | 0 | 0 | 0 | 0 | 0 | 0 | 0 | 0 | 0 | 0.01296% | 0 | 0 | 0 | 0 | 0 | 0 | 0 | 0 | 0 | 0 | 0 | 0 | 0 | 0 | 0 | 0 | 0 | 0 | 0 | 0 | 0 | 0 | 0 | 0
| IND-Lighting-7P_V2 | M_Input | Council 7th Plan | 2020 | Retro | 2022 | 2045 | PSE | Industrial | Wood - Lumber | Electric | Per Region | NA | NA | Wood - Lumber Efficient Centrifugal Fan | Wood - Lumber Efficient Centrifugal Fan | 26379.1571 | 10 | 6995.9426 | 0 | I-SIC26-Proc-All-All-All-E | 0 | 0 | 0 | 0 | 0 | 0 | 0 | 0 | 0 | 0 | 0 | 0 | Comm Flat | Efficient Centrifugal Fan | Efficient Centrifugal Fan | SIC26 | 0.01095% | 100% | 0% | 1 | 1 | 100% | 10% | 85% | 6.8% | 0.2% | 12332.8119 | 425.1093 | 1275.7921 | 11581.576 | 0 | 0 | 0 | 11279.8631 | 0 |  | 0.03663 | 0 | 0.03663 | 02. $0.028 to $0.055 | 1 | 0 | 01. ($9,999.00) to $0.22 | 1 | 0.085 | 0.085 | 0.085 | 0.085 | 0.085 | 0.085 | 0.085 | 0.085 | 0.085 | 0.085 | 0 | 0 | 0 | 0 | 0 | 0 | 0 | 0 | 0 | 0 | 0 | 0 | 0 | 0 | 2242.2284 | 2282.6416 | 2288.7286 | 2263.7709 | 2249.7795 | 2239.6366 | 2240.4858 | 2224.9957 | 2222.0666 | 2216.4131 | 0 | 0 | 0 | 0 | 0 | 0 | 0 | 0 | 0 | 0 | 0 | 0 | 0 | 0 | 22470.7467 | 2242.2284 | 4524.87 | 6813.5986 | 9077.3695 | 11327.149 | 13566.7856 | 15807.2714 | 18032.267 | 20254.3336 | 22470.7467 | 22470.7467 | 22470.7467 | 22470.7467 | 22470.7467 | 22470.7467 | 22470.7467 | 22470.7467 | 22470.7467 | 22470.7467 | 22470.7467 | 22470.7467 | 22470.7467 | 22470.7467 | 22470.7467 | 0 | 0 | 0 | 0 | 0 | 0 | 0 | 0 | 0 | 0 | 0 | 0 | 0 | 0 | 0 | 0 | 0 | 0 | 0 | 0 | 0 | 0 | 0 | 0 | 0 | 0 | 0 | 0 | 0 | 0 | 0 | 0 | 0 | 0 | 0 | 0 | 0 | 0 | 0 | 0 | 0 | 0 | 0 | 0 | 0 | 0 | 0 | 0 | 0 | 0 | 0 | 0 | 0 | 0 | 0 | 0 | 0 | 0 | 0 | 0 | 0 | 0.24547 | 0.49537 | 0.74593 | 0.99376 | 1.2401 | 1.4853 | 1.7305 | 1.9741 | 2.2174 | 2.46 | 2.46 | 2.46 | 2.46 | 2.46 | 2.46 | 2.46 | 2.46 | 2.46 | 2.46 | 2.46 | 2.46 | 2.46 | 2.46 | 2.46 | 958.7884 | 976.0693 | 978.6721 | 968.0001 | 962.0173 | 957.6801 | 958.0432 | 951.4196 | 950.1671 | 947.7496 | 0 | 0 | 0 | 0 | 0 | 0 | 0 | 0 | 0 | 0 | 0 | 0 | 0 | 0 | 9608.6067 | 0 | 0 | 0 | 0 | 0 | 0 | 0 | 0 | 0 | 0 | 0 | 0 | 0 | 0 | 0 | 0 | 0 | 0 | 0 | 0 | 0.01124% | 0.25195 | 0.50844 | 0.76562 | 1.02 | 1.2728 | 1.5244 | 1.7762 | 2.0262 | 2.2759 | 2.525 | 2.525 | 2.525 | 2.525 | 2.525 | 2.525 | 2.525 | 2.525 | 2.525 | 2.525 | 2.525 | 2.525 | 2.525 | 2.525 | 2.525
| IND-Lighting-7P_V2 | M_Input | Council 7th Plan | 2020 | Retro | 2022 | 2045 | PSE | Industrial | Wood - Lumber | Electric | Per Region | NA | NA | Wood - Lumber Fan Energy Management | Wood - Lumber Fan Energy Management | 39903.9486 | 10 | 0 | 1495.1329 | I-SIC20-Proc-All-All-All-E | 0 | 0 | 0 | 0 | 0 | 0 | 0 | 0 | 0 | 0 | 0 | 0 | Comm Flat | Fan Energy Management | Fan Energy Management | SIC20 | 0.01146% | 100% | 0% | 1 | 1 | 100% | 10% | 85% | 6.8% | 0.2% | 18655.937 | 673.1672 | 1932.9104 | 0 | 0 | 0 | 0 | 14847.3866 | 0 |  | 0.031874 | 0 | 0.031874 | 02. $0.028 to $0.055 | 1 | 0 | 01. ($9,999.00) to $0.22 | 1 | 0.085 | 0.085 | 0.085 | 0.085 | 0.085 | 0.085 | 0.085 | 0.085 | 0.085 | 0.085 | 0 | 0 | 0 | 0 | 0 | 0 | 0 | 0 | 0 | 0 | 0 | 0 | 0 | 0 | 3391.8356 | 3452.9691 | 3462.1769 | 3424.4232 | 3403.2584 | 3387.915 | 3389.1997 | 3365.7676 | 3361.3367 | 3352.7847 | 0 | 0 | 0 | 0 | 0 | 0 | 0 | 0 | 0 | 0 | 0 | 0 | 0 | 0 | 33991.6669 | 3391.8356 | 6844.8047 | 10306.9816 | 13731.4048 | 17134.6631 | 20522.5782 | 23911.7778 | 27277.5454 | 30638.8822 | 33991.6669 | 33991.6669 | 33991.6669 | 33991.6669 | 33991.6669 | 33991.6669 | 33991.6669 | 33991.6669 | 33991.6669 | 33991.6669 | 33991.6669 | 33991.6669 | 33991.6669 | 33991.6669 | 33991.6669 | 0 | 0 | 0 | 0 | 0 | 0 | 0 | 0 | 0 | 0 | 0 | 0 | 0 | 0 | 0 | 0 | 0 | 0 | 0 | 0 | 0 | 0 | 0 | 0 | 0 | 0 | 0 | 0 | 0 | 0 | 0 | 0 | 0 | 0 | 0 | 0 | 0 | 0 | 0 | 0 | 0 | 0 | 0 | 0 | 0 | 0 | 0 | 0 | 0 | 0 | 0 | 0 | 0 | 0 | 0 | 0 | 0 | 0 | 0 | 0 | 0 | 0.38871 | 0.78442 | 1.1812 | 1.5736 | 1.9637 | 2.3519 | 2.7403 | 3.126 | 3.5113 | 3.8955 | 3.8955 | 3.8955 | 3.8955 | 3.8955 | 3.8955 | 3.8955 | 3.8955 | 3.8955 | 3.8955 | 3.8955 | 3.8955 | 3.8955 | 3.8955 | 3.8955 | 1262.0279 | 1284.7743 | 1288.2003 | 1274.153 | 1266.278 | 1260.5691 | 1261.0471 | 1252.3285 | 1250.6799 | 1247.4979 | 0 | 0 | 0 | 0 | 0 | 0 | 0 | 0 | 0 | 0 | 0 | 0 | 0 | 0 | 12647.5559 | 0 | 0 | 0 | 0 | 0 | 0 | 0 | 0 | 0 | 0 | 0 | 0 | 0 | 0 | 0 | 0 | 0 | 0 | 0 | 0 | 0.01326% | 0.44975 | 0.9076 | 1.3667 | 1.8207 | 2.272 | 2.7212 | 3.1706 | 3.6169 | 4.0626 | 4.5072 | 4.5072 | 4.5072 | 4.5072 | 4.5072 | 4.5072 | 4.5072 | 4.5072 | 4.5072 | 4.5072 | 4.5072 | 4.5072 | 4.5072 | 4.5072 | 4.5072
| IND-Lighting-7P_V2 | M_Input | Council 7th Plan | 2020 | Retro | 2022 | 2045 | PSE | Industrial | Wood - Lumber | Electric | Per Region | NA | NA | Wood - Lumber Fan Equipment Upgrade | Wood - Lumber Fan Equipment Upgrade | 116257.996 | 10 | 12752.6039 | 4355.9888 | I-All-Other-Shift3-All-All-S | 0 | 0 | 0 | 0 | 0 | 0 | 0 | 0 | 0 | 0 | 0 | 0 | Comm Flat | Fan Equipment Upgrade | Fan Equipment Upgrade | IndShift3 | 0.01266% | 100% | 0% | 1 | 1 | 100% | 10% | 85% | 6.8% | 0.2% | 54353.0635 | 2166.5119 | 5651.9575 | 21111.5585 | 0 | 0 | 0 | 66693.334 | 0 |  | 0.049143 | 0 | 0.049143 | 02. $0.028 to $0.055 | 0 | 0 | 01. ($9,999.00) to $0.22 | 1 | 0.085 | 0.085 | 0.085 | 0.085 | 0.085 | 0.085 | 0.085 | 0.085 | 0.085 | 0.085 | 0 | 0 | 0 | 0 | 0 | 0 | 0 | 0 | 0 | 0 | 0 | 0 | 0 | 0 | 9881.9297 | 10060.0386 | 10086.8651 | 9976.8718 | 9915.2092 | 9870.5072 | 9874.2499 | 9805.9818 | 9793.0728 | 9768.157 | 0 | 0 | 0 | 0 | 0 | 0 | 0 | 0 | 0 | 0 | 0 | 0 | 0 | 0 | 99032.8831 | 9881.9297 | 19941.9683 | 30028.8334 | 40005.7052 | 49920.9144 | 59791.4216 | 69665.6715 | 79471.6534 | 89264.7261 | 99032.8831 | 99032.8831 | 99032.8831 | 99032.8831 | 99032.8831 | 99032.8831 | 99032.8831 | 99032.8831 | 99032.8831 | 99032.8831 | 99032.8831 | 99032.8831 | 99032.8831 | 99032.8831 | 99032.8831 | 0 | 0 | 0 | 0 | 0 | 0 | 0 | 0 | 0 | 0 | 0 | 0 | 0 | 0 | 0 | 0 | 0 | 0 | 0 | 0 | 0 | 0 | 0 | 0 | 0 | 0 | 0 | 0 | 0 | 0 | 0 | 0 | 0 | 0 | 0 | 0 | 0 | 0 | 0 | 0 | 0 | 0 | 0 | 0 | 0 | 0 | 0 | 0 | 0 | 0 | 0 | 0 | 0 | 0 | 0 | 0 | 0 | 0 | 0 | 0 | 0 | 1.251 | 2.5246 | 3.8015 | 5.0646 | 6.3198 | 7.5694 | 8.8194 | 10.0608 | 11.3006 | 12.5372 | 12.5372 | 12.5372 | 12.5372 | 12.5372 | 12.5372 | 12.5372 | 12.5372 | 12.5372 | 12.5372 | 12.5372 | 12.5372 | 12.5372 | 12.5372 | 12.5372 | 5668.9334 | 5771.1086 | 5786.498 | 5723.3985 | 5688.0247 | 5662.3807 | 5664.5278 | 5625.3647 | 5617.9591 | 5603.6658 | 0 | 0 | 0 | 0 | 0 | 0 | 0 | 0 | 0 | 0 | 0 | 0 | 0 | 0 | 56811.8613 | 0 | 0 | 0 | 0 | 0 | 0 | 0 | 0 | 0 | 0 | 0 | 0 | 0 | 0 | 0 | 0 | 0 | 0 | 0 | 0 | 0.01296% | 1.2804 | 2.5839 | 3.8909 | 5.1836 | 6.4683 | 7.7473 | 9.0267 | 10.2973 | 11.5662 | 12.8319 | 12.8319 | 12.8319 | 12.8319 | 12.8319 | 12.8319 | 12.8319 | 12.8319 | 12.8319 | 12.8319 | 12.8319 | 12.8319 | 12.8319 | 12.8319 | 12.8319
| IND-Lighting-7P_V2 | M_Input | Council 7th Plan | 2020 | Retro | 2022 | 2045 | PSE | Industrial | Wood - Lumber | Electric | Per Region | NA | NA | Wood - Lumber Fan System Optimization | Wood - Lumber Fan System Optimization | 196674.2623 | 10 | 32541.1272 | 8842.8589 | I-SIC24-Proc-All-All-All-E | 9579.7638 | 0 | 0 | 0 | 0 | 0 | 0 | 0 | 0 | 0 | 0 | 0 | Comm Flat | Fan System Optimization | Fan System Optimization | SIC24 | 0.01335% | 100% | 0% | 1 | 1 | 100% | 10% | 85% | 6.8% | 0.2% | 91949.3629 | 3865.4033 | 9581.4766 | 53870.8734 | 0 | 0 | 0 | 38329.9443 | 0 |  | 0.016695 | 0 | 0.016695 | 01. ($9,999.000) to $0.028 | 0 | 0 | 01. ($9,999.00) to $0.22 | 1 | 0.085 | 0.085 | 0.085 | 0.085 | 0.085 | 0.085 | 0.085 | 0.085 | 0.085 | 0.085 | 0 | 0 | 0 | 0 | 0 | 0 | 0 | 0 | 0 | 0 | 0 | 0 | 0 | 0 | 16717.3123 | 17018.6201 | 17064.0027 | 16877.9263 | 16773.6115 | 16697.9889 | 16704.3204 | 16588.831 | 16566.9926 | 16524.8425 | 0 | 0 | 0 | 0 | 0 | 0 | 0 | 0 | 0 | 0 | 0 | 0 | 0 | 0 | 167534.4484 | 16717.3123 | 33735.9324 | 50799.9352 | 67677.8615 | 84451.473 | 101149.4619 | 117853.7823 | 134442.6133 | 151009.6059 | 167534.4484 | 167534.4484 | 167534.4484 | 167534.4484 | 167534.4484 | 167534.4484 | 167534.4484 | 167534.4484 | 167534.4484 | 167534.4484 | 167534.4484 | 167534.4484 | 167534.4484 | 167534.4484 | 167534.4484 | 0 | 0 | 0 | 0 | 0 | 0 | 0 | 0 | 0 | 0 | 0 | 0 | 0 | 0 | 0 | 0 | 0 | 0 | 0 | 0 | 0 | 0 | 0 | 0 | 0 | 0 | 0 | 0 | 0 | 0 | 0 | 0 | 0 | 0 | 0 | 0 | 0 | 0 | 0 | 0 | 0 | 0 | 0 | 0 | 0 | 0 | 0 | 0 | 0 | 0 | 0 | 0 | 0 | 0 | 0 | 0 | 0 | 0 | 0 | 0 | 0 | 2.232 | 4.5043 | 6.7826 | 9.036 | 11.2755 | 13.505 | 15.7353 | 17.9501 | 20.1621 | 22.3684 | 22.3684 | 22.3684 | 22.3684 | 22.3684 | 22.3684 | 22.3684 | 22.3684 | 22.3684 | 22.3684 | 22.3684 | 22.3684 | 22.3684 | 22.3684 | 22.3684 | 3258.0453 | 3316.7673 | 3325.6119 | 3289.3474 | 3269.0174 | 3254.2793 | 3255.5133 | 3233.0055 | 3228.7494 | 3220.5347 | 0 | 0 | 0 | 0 | 0 | 0 | 0 | 0 | 0 | 0 | 0 | 0 | 0 | 0 | 32650.8716 | 0 | 0 | 0 | 0 | 0 | 0 | 0 | 0 | 0 | 0 | 0 | 0 | 0 | 0 | 0 | 0 | 0 | 0 | 0 | 0 | 0.01209% | 2.0211 | 4.0786 | 6.1416 | 8.1821 | 10.21 | 12.2288 | 14.2483 | 16.2538 | 18.2568 | 20.2546 | 20.2546 | 20.2546 | 20.2546 | 20.2546 | 20.2546 | 20.2546 | 20.2546 | 20.2546 | 20.2546 | 20.2546 | 20.2546 | 20.2546 | 20.2546 | 20.2546
| IND-Lighting-7P_V2 | M_Input | Council 7th Plan | 2020 | Retro | 2022 | 2045 | PSE | Industrial | Wood - Lumber | Electric | Per Region | NA | NA | Wood - Lumber Pump Energy Management | Wood - Lumber Pump Energy Management | 0 | 10 | 0 | 0 | I-SIC26-Proc-All-All-All-E | 0 | 0 | 0 | 0 | 0 | 0 | 0 | 0 | 0 | 0 | 0 | 0 | Comm Flat | Pump Energy Management | Pump Energy Management | IndShift3 | 0.01266% | 100% | 0% | 1 | 1 | 100% | 10% | 85% | 6.8% | 0.2% | 0 | 0 | 0 | 0 | 0 | 0 | 0 | 0 | 0 |  | 0 | 0 | 0 | 01. ($9,999.000) to $0.028 | 0 | 0 | 01. ($9,999.00) to $0.22 | 1 | 0.085 | 0.085 | 0.085 | 0.085 | 0.085 | 0.085 | 0.085 | 0.085 | 0.085 | 0.085 | 0 | 0 | 0 | 0 | 0 | 0 | 0 | 0 | 0 | 0 | 0 | 0 | 0 | 0 | 0 | 0 | 0 | 0 | 0 | 0 | 0 | 0 | 0 | 0 | 0 | 0 | 0 | 0 | 0 | 0 | 0 | 0 | 0 | 0 | 0 | 0 | 0 | 0 | 0 | 0 | 0 | 0 | 0 | 0 | 0 | 0 | 0 | 0 | 0 | 0 | 0 | 0 | 0 | 0 | 0 | 0 | 0 | 0 | 0 | 0 | 0 | 0 | 0 | 0 | 0 | 0 | 0 | 0 | 0 | 0 | 0 | 0 | 0 | 0 | 0 | 0 | 0 | 0 | 0 | 0 | 0 | 0 | 0 | 0 | 0 | 0 | 0 | 0 | 0 | 0 | 0 | 0 | 0 | 0 | 0 | 0 | 0 | 0 | 0 | 0 | 0 | 0 | 0 | 0 | 0 | 0 | 0 | 0 | 0 | 0 | 0 | 0 | 0 | 0 | 0 | 0 | 0 | 0 | 0 | 0 | 0 | 0 | 0 | 0 | 0 | 0 | 0 | 0 | 0 | 0 | 0 | 0 | 0 | 0 | 0 | 0 | 0 | 0 | 0 | 0 | 0 | 0 | 0 | 0 | 0 | 0 | 0 | 0 | 0 | 0 | 0 | 0 | 0 | 0 | 0 | 0 | 0 | 0 | 0 | 0 | 0 | 0 | 0 | 0 | 0 | 0 | 0 | 0 | 0 | 0 | 0 | 0 | 0 | 0 | 0 | 0 | 0 | 0 | 0 | 0 | 0 | 0 | 0 | 0 | 0 | 0 | 0 | 0 | 0 | 0 | 0 | 0 | 0 | 0.01296% | 0 | 0 | 0 | 0 | 0 | 0 | 0 | 0 | 0 | 0 | 0 | 0 | 0 | 0 | 0 | 0 | 0 | 0 | 0 | 0 | 0 | 0 | 0 | 0
| IND-Lighting-7P_V2 | M_Input | Council 7th Plan | 2020 | Retro | 2022 | 2045 | PSE | Industrial | Wood - Lumber | Electric | Per Region | NA | NA | Wood - Lumber Pump Equipment Upgrade | Wood - Lumber Pump Equipment Upgrade | 0 | 10 | 0 | 0 | I-SIC26-Proc-All-All-All-E | 0 | 0 | 0 | 0 | 0 | 0 | 0 | 0 | 0 | 0 | 0 | 0 | Comm Flat | Pump Equipment Upgrade | Pump Equipment Upgrade | SIC26 | 0.01095% | 100% | 0% | 1 | 1 | 100% | 10% | 85% | 6.8% | 0.2% | 0 | 0 | 0 | 0 | 0 | 0 | 0 | 0 | 0 |  | 0 | 0 | 0 | 01. ($9,999.000) to $0.028 | 1 | 0 | 01. ($9,999.00) to $0.22 | 1 | 0.085 | 0.085 | 0.085 | 0.085 | 0.085 | 0.085 | 0.085 | 0.085 | 0.085 | 0.085 | 0 | 0 | 0 | 0 | 0 | 0 | 0 | 0 | 0 | 0 | 0 | 0 | 0 | 0 | 0 | 0 | 0 | 0 | 0 | 0 | 0 | 0 | 0 | 0 | 0 | 0 | 0 | 0 | 0 | 0 | 0 | 0 | 0 | 0 | 0 | 0 | 0 | 0 | 0 | 0 | 0 | 0 | 0 | 0 | 0 | 0 | 0 | 0 | 0 | 0 | 0 | 0 | 0 | 0 | 0 | 0 | 0 | 0 | 0 | 0 | 0 | 0 | 0 | 0 | 0 | 0 | 0 | 0 | 0 | 0 | 0 | 0 | 0 | 0 | 0 | 0 | 0 | 0 | 0 | 0 | 0 | 0 | 0 | 0 | 0 | 0 | 0 | 0 | 0 | 0 | 0 | 0 | 0 | 0 | 0 | 0 | 0 | 0 | 0 | 0 | 0 | 0 | 0 | 0 | 0 | 0 | 0 | 0 | 0 | 0 | 0 | 0 | 0 | 0 | 0 | 0 | 0 | 0 | 0 | 0 | 0 | 0 | 0 | 0 | 0 | 0 | 0 | 0 | 0 | 0 | 0 | 0 | 0 | 0 | 0 | 0 | 0 | 0 | 0 | 0 | 0 | 0 | 0 | 0 | 0 | 0 | 0 | 0 | 0 | 0 | 0 | 0 | 0 | 0 | 0 | 0 | 0 | 0 | 0 | 0 | 0 | 0 | 0 | 0 | 0 | 0 | 0 | 0 | 0 | 0 | 0 | 0 | 0 | 0 | 0 | 0 | 0 | 0 | 0 | 0 | 0 | 0 | 0 | 0 | 0 | 0 | 0 | 0 | 0 | 0 | 0 | 0 | 0 | 0.01124% | 0 | 0 | 0 | 0 | 0 | 0 | 0 | 0 | 0 | 0 | 0 | 0 | 0 | 0 | 0 | 0 | 0 | 0 | 0 | 0 | 0 | 0 | 0 | 0
| IND-Lighting-7P_V2 | M_Input | Council 7th Plan | 2020 | Retro | 2022 | 2045 | PSE | Industrial | Wood - Lumber | Electric | Per Region | NA | NA | Wood - Lumber Pump System Optimization | Wood - Lumber Pump System Optimization | 0 | 12 | 0 | 0 | I-SIC20-Proc-All-All-All-E | 0 | 0 | 0 | 0 | 0 | 0 | 0 | 0 | 0 | 0 | 0 | 0 | Comm Flat | Pump System Optimization | Pump System Optimization | SIC20 | 0.01146% | 100% | 0% | 1 | 1 | 100% | 8.333% | 85% | 6.8% | 0.2% | 0 | 0 | 0 | 0 | 0 | 0 | 0 | 0 | 0 |  | 0 | 0 | 0 | 01. ($9,999.000) to $0.028 | 1 | 0 | 01. ($9,999.00) to $0.22 | 1 | 0.085 | 0.085 | 0.085 | 0.085 | 0.085 | 0.085 | 0.085 | 0.085 | 0.085 | 0.085 | 0 | 0 | 0 | 0 | 0 | 0 | 0 | 0 | 0 | 0 | 0 | 0 | 0 | 0 | 0 | 0 | 0 | 0 | 0 | 0 | 0 | 0 | 0 | 0 | 0 | 0 | 0 | 0 | 0 | 0 | 0 | 0 | 0 | 0 | 0 | 0 | 0 | 0 | 0 | 0 | 0 | 0 | 0 | 0 | 0 | 0 | 0 | 0 | 0 | 0 | 0 | 0 | 0 | 0 | 0 | 0 | 0 | 0 | 0 | 0 | 0 | 0 | 0 | 0 | 0 | 0 | 0 | 0 | 0 | 0 | 0 | 0 | 0 | 0 | 0 | 0 | 0 | 0 | 0 | 0 | 0 | 0 | 0 | 0 | 0 | 0 | 0 | 0 | 0 | 0 | 0 | 0 | 0 | 0 | 0 | 0 | 0 | 0 | 0 | 0 | 0 | 0 | 0 | 0 | 0 | 0 | 0 | 0 | 0 | 0 | 0 | 0 | 0 | 0 | 0 | 0 | 0 | 0 | 0 | 0 | 0 | 0 | 0 | 0 | 0 | 0 | 0 | 0 | 0 | 0 | 0 | 0 | 0 | 0 | 0 | 0 | 0 | 0 | 0 | 0 | 0 | 0 | 0 | 0 | 0 | 0 | 0 | 0 | 0 | 0 | 0 | 0 | 0 | 0 | 0 | 0 | 0 | 0 | 0 | 0 | 0 | 0 | 0 | 0 | 0 | 0 | 0 | 0 | 0 | 0 | 0 | 0 | 0 | 0 | 0 | 0 | 0 | 0 | 0 | 0 | 0 | 0 | 0 | 0 | 0 | 0 | 0 | 0 | 0 | 0 | 0 | 0 | 0 | 0.01326% | 0 | 0 | 0 | 0 | 0 | 0 | 0 | 0 | 0 | 0 | 0 | 0 | 0 | 0 | 0 | 0 | 0 | 0 | 0 | 0 | 0 | 0 | 0 | 0
| IND-Lighting-7P_V2 | M_Input | Council 7th Plan | 2020 | Retro | 2022 | 2045 | PSE | Industrial | Wood - Lumber | Electric | Per Region | NA | NA | Wood - Lumber Transformers-Retrofit | Wood - Lumber Transformers-Retrofit | 0 | 10 | 0 | 0 | I-All-Other-Shift3-All-All-S | 0 | 0 | 0 | 0 | 0 | 0 | 0 | 0 | 0 | 0 | 0 | 0 | Comm Flat | Transformers-Retrofit | Transformers-Retrofit | IndShift3 | 0.01266% | 100% | 0% | 1 | 1 | 100% | 10% | 85% | 6.8% | 0.2% | 0 | 0 | 0 | 0 | 0 | 0 | 0 | 0 | 0 |  | 0 | 0 | 0 | 01. ($9,999.000) to $0.028 | 0 | 0 | 01. ($9,999.00) to $0.22 | 1 | 0.085 | 0.085 | 0.085 | 0.085 | 0.085 | 0.085 | 0.085 | 0.085 | 0.085 | 0.085 | 0 | 0 | 0 | 0 | 0 | 0 | 0 | 0 | 0 | 0 | 0 | 0 | 0 | 0 | 0 | 0 | 0 | 0 | 0 | 0 | 0 | 0 | 0 | 0 | 0 | 0 | 0 | 0 | 0 | 0 | 0 | 0 | 0 | 0 | 0 | 0 | 0 | 0 | 0 | 0 | 0 | 0 | 0 | 0 | 0 | 0 | 0 | 0 | 0 | 0 | 0 | 0 | 0 | 0 | 0 | 0 | 0 | 0 | 0 | 0 | 0 | 0 | 0 | 0 | 0 | 0 | 0 | 0 | 0 | 0 | 0 | 0 | 0 | 0 | 0 | 0 | 0 | 0 | 0 | 0 | 0 | 0 | 0 | 0 | 0 | 0 | 0 | 0 | 0 | 0 | 0 | 0 | 0 | 0 | 0 | 0 | 0 | 0 | 0 | 0 | 0 | 0 | 0 | 0 | 0 | 0 | 0 | 0 | 0 | 0 | 0 | 0 | 0 | 0 | 0 | 0 | 0 | 0 | 0 | 0 | 0 | 0 | 0 | 0 | 0 | 0 | 0 | 0 | 0 | 0 | 0 | 0 | 0 | 0 | 0 | 0 | 0 | 0 | 0 | 0 | 0 | 0 | 0 | 0 | 0 | 0 | 0 | 0 | 0 | 0 | 0 | 0 | 0 | 0 | 0 | 0 | 0 | 0 | 0 | 0 | 0 | 0 | 0 | 0 | 0 | 0 | 0 | 0 | 0 | 0 | 0 | 0 | 0 | 0 | 0 | 0 | 0 | 0 | 0 | 0 | 0 | 0 | 0 | 0 | 0 | 0 | 0 | 0 | 0 | 0 | 0 | 0 | 0 | 0.01296% | 0 | 0 | 0 | 0 | 0 | 0 | 0 | 0 | 0 | 0 | 0 | 0 | 0 | 0 | 0 | 0 | 0 | 0 | 0 | 0 | 0 | 0 | 0 | 0
| IND-Lighting-7P_V2 | M_Input | Council 7th Plan | 2020 | Retro | 2022 | 2045 | PSE | Industrial | Wood - Lumber | Electric | Per Region | NA | NA | Wood - Lumber Transformers-New | Wood - Lumber Transformers-New | 0 | 32 | 0 | 0 | I-All-Other-Shift3-All-All-S | 0 | 0 | 0 | 0 | 0 | 0 | 0 | 0 | 0 | 0 | 0 | 0 | Comm Flat | Transformers-New | Transformers-New | IndShift3 | 0.01266% | 100% | 0% | 1 | 1 | 100% | 3.125% | 85% | 6.8% | 0.2% | 0 | 0 | 0 | 0 | 0 | 0 | 0 | 0 | 0 |  | 0 | 0 | 0 | 01. ($9,999.000) to $0.028 | 1 | 0 | 01. ($9,999.00) to $0.22 | 0 | 0.085 | 0.085 | 0.085 | 0.085 | 0.085 | 0.085 | 0.085 | 0.085 | 0.085 | 0.085 | 0 | 0 | 0 | 0 | 0 | 0 | 0 | 0 | 0 | 0 | 0 | 0 | 0 | 0 | 0 | 0 | 0 | 0 | 0 | 0 | 0 | 0 | 0 | 0 | 0 | 0 | 0 | 0 | 0 | 0 | 0 | 0 | 0 | 0 | 0 | 0 | 0 | 0 | 0 | 0 | 0 | 0 | 0 | 0 | 0 | 0 | 0 | 0 | 0 | 0 | 0 | 0 | 0 | 0 | 0 | 0 | 0 | 0 | 0 | 0 | 0 | 0 | 0 | 0 | 0 | 0 | 0 | 0 | 0 | 0 | 0 | 0 | 0 | 0 | 0 | 0 | 0 | 0 | 0 | 0 | 0 | 0 | 0 | 0 | 0 | 0 | 0 | 0 | 0 | 0 | 0 | 0 | 0 | 0 | 0 | 0 | 0 | 0 | 0 | 0 | 0 | 0 | 0 | 0 | 0 | 0 | 0 | 0 | 0 | 0 | 0 | 0 | 0 | 0 | 0 | 0 | 0 | 0 | 0 | 0 | 0 | 0 | 0 | 0 | 0 | 0 | 0 | 0 | 0 | 0 | 0 | 0 | 0 | 0 | 0 | 0 | 0 | 0 | 0 | 0 | 0 | 0 | 0 | 0 | 0 | 0 | 0 | 0 | 0 | 0 | 0 | 0 | 0 | 0 | 0 | 0 | 0 | 0 | 0 | 0 | 0 | 0 | 0 | 0 | 0 | 0 | 0 | 0 | 0 | 0 | 0 | 0 | 0 | 0 | 0 | 0 | 0 | 0 | 0 | 0 | 0 | 0 | 0 | 0 | 0 | 0 | 0 | 0 | 0 | 0 | 0 | 0 | 0 | 0.01296% | 0 | 0 | 0 | 0 | 0 | 0 | 0 | 0 | 0 | 0 | 0 | 0 | 0 | 0 | 0 | 0 | 0 | 0 | 0 | 0 | 0 | 0 | 0 | 0
| IND-Lighting-7P_V2 | M_Input | Council 7th Plan | 2020 | Retro | 2022 | 2045 | PSE | Industrial | Wood - Lumber | Electric | Per Region | NA | NA | Wood - Lumber Synchronous Belts | Wood - Lumber Synchronous Belts | 0 | 10 | 0 | 0 | I-All-Other-Shift3-All-All-S | 0 | 0 | 0 | 0 | 0 | 0 | 0 | 0 | 0 | 0 | 0 | 0 | Comm Flat | Synchronous Belts | Synchronous Belts | IndShift3 | 0.01266% | 100% | 0% | 1 | 1 | 100% | 10% | 85% | 6.8% | 0.2% | 0 | 0 | 0 | 0 | 0 | 0 | 0 | 0 | 0 |  | 0 | 0 | 0 | 01. ($9,999.000) to $0.028 | 1 | 0 | 01. ($9,999.00) to $0.22 | 0 | 0.085 | 0.085 | 0.085 | 0.085 | 0.085 | 0.085 | 0.085 | 0.085 | 0.085 | 0.085 | 0 | 0 | 0 | 0 | 0 | 0 | 0 | 0 | 0 | 0 | 0 | 0 | 0 | 0 | 0 | 0 | 0 | 0 | 0 | 0 | 0 | 0 | 0 | 0 | 0 | 0 | 0 | 0 | 0 | 0 | 0 | 0 | 0 | 0 | 0 | 0 | 0 | 0 | 0 | 0 | 0 | 0 | 0 | 0 | 0 | 0 | 0 | 0 | 0 | 0 | 0 | 0 | 0 | 0 | 0 | 0 | 0 | 0 | 0 | 0 | 0 | 0 | 0 | 0 | 0 | 0 | 0 | 0 | 0 | 0 | 0 | 0 | 0 | 0 | 0 | 0 | 0 | 0 | 0 | 0 | 0 | 0 | 0 | 0 | 0 | 0 | 0 | 0 | 0 | 0 | 0 | 0 | 0 | 0 | 0 | 0 | 0 | 0 | 0 | 0 | 0 | 0 | 0 | 0 | 0 | 0 | 0 | 0 | 0 | 0 | 0 | 0 | 0 | 0 | 0 | 0 | 0 | 0 | 0 | 0 | 0 | 0 | 0 | 0 | 0 | 0 | 0 | 0 | 0 | 0 | 0 | 0 | 0 | 0 | 0 | 0 | 0 | 0 | 0 | 0 | 0 | 0 | 0 | 0 | 0 | 0 | 0 | 0 | 0 | 0 | 0 | 0 | 0 | 0 | 0 | 0 | 0 | 0 | 0 | 0 | 0 | 0 | 0 | 0 | 0 | 0 | 0 | 0 | 0 | 0 | 0 | 0 | 0 | 0 | 0 | 0 | 0 | 0 | 0 | 0 | 0 | 0 | 0 | 0 | 0 | 0 | 0 | 0 | 0 | 0 | 0 | 0 | 0 | 0.01296% | 0 | 0 | 0 | 0 | 0 | 0 | 0 | 0 | 0 | 0 | 0 | 0 | 0 | 0 | 0 | 0 | 0 | 0 | 0 | 0 | 0 | 0 | 0 | 0
| IND-Lighting-7P_V2 | M_Input | Council 7th Plan | 2020 | Retro | 2022 | 2045 | PSE | Industrial | Wood - Lumber | Electric | Per Region | NA | NA | Wood - Lumber Elec Chip Fab: Eliminate Exhaust | Wood - Lumber Elec Chip Fab: Eliminate Exhaust | 0 | 10 | 0 | 0 | I-All-Other-Shift3-All-All-S | 0 | 0 | 0 | 0 | 0 | 0 | 0 | 0 | 0 | 0 | 0 | 0 | Comm Flat | Elec Chip Fab: Eliminate Exhaust | Elec Chip Fab: Eliminate Exhaust | IndShift3 | 0.01266% | 100% | 0% | 1 | 1 | 100% | 10% | 85% | 6.8% | 0.2% | 0 | 0 | 0 | 0 | 0 | 0 | 0 | 0 | 0 |  | 0 | 0 | 0 | 01. ($9,999.000) to $0.028 | 1 | 0 | 01. ($9,999.00) to $0.22 | 0 | 0.085 | 0.085 | 0.085 | 0.085 | 0.085 | 0.085 | 0.085 | 0.085 | 0.085 | 0.085 | 0 | 0 | 0 | 0 | 0 | 0 | 0 | 0 | 0 | 0 | 0 | 0 | 0 | 0 | 0 | 0 | 0 | 0 | 0 | 0 | 0 | 0 | 0 | 0 | 0 | 0 | 0 | 0 | 0 | 0 | 0 | 0 | 0 | 0 | 0 | 0 | 0 | 0 | 0 | 0 | 0 | 0 | 0 | 0 | 0 | 0 | 0 | 0 | 0 | 0 | 0 | 0 | 0 | 0 | 0 | 0 | 0 | 0 | 0 | 0 | 0 | 0 | 0 | 0 | 0 | 0 | 0 | 0 | 0 | 0 | 0 | 0 | 0 | 0 | 0 | 0 | 0 | 0 | 0 | 0 | 0 | 0 | 0 | 0 | 0 | 0 | 0 | 0 | 0 | 0 | 0 | 0 | 0 | 0 | 0 | 0 | 0 | 0 | 0 | 0 | 0 | 0 | 0 | 0 | 0 | 0 | 0 | 0 | 0 | 0 | 0 | 0 | 0 | 0 | 0 | 0 | 0 | 0 | 0 | 0 | 0 | 0 | 0 | 0 | 0 | 0 | 0 | 0 | 0 | 0 | 0 | 0 | 0 | 0 | 0 | 0 | 0 | 0 | 0 | 0 | 0 | 0 | 0 | 0 | 0 | 0 | 0 | 0 | 0 | 0 | 0 | 0 | 0 | 0 | 0 | 0 | 0 | 0 | 0 | 0 | 0 | 0 | 0 | 0 | 0 | 0 | 0 | 0 | 0 | 0 | 0 | 0 | 0 | 0 | 0 | 0 | 0 | 0 | 0 | 0 | 0 | 0 | 0 | 0 | 0 | 0 | 0 | 0 | 0 | 0 | 0 | 0 | 0 | 0.01296% | 0 | 0 | 0 | 0 | 0 | 0 | 0 | 0 | 0 | 0 | 0 | 0 | 0 | 0 | 0 | 0 | 0 | 0 | 0 | 0 | 0 | 0 | 0 | 0
| IND-Lighting-7P_V2 | M_Input | Council 7th Plan | 2020 | Retro | 2022 | 2045 | PSE | Industrial | Wood - Lumber | Electric | Per Region | NA | NA | Wood - Lumber Elec Chip Fab: Exhaust Injector | Wood - Lumber Elec Chip Fab: Exhaust Injector | 0 | 10 | 0 | 0 | I-All-Other-Shift3-All-All-S | 0 | 0 | 0 | 0 | 0 | 0 | 0 | 0 | 0 | 0 | 0 | 0 | Comm Flat | Elec Chip Fab: Exhaust Injector | Elec Chip Fab: Exhaust Injector | IndShift3 | 0.01266% | 100% | 0% | 1 | 1 | 100% | 10% | 85% | 6.8% | 0.2% | 0 | 0 | 0 | 0 | 0 | 0 | 0 | 0 | 0 |  | 0 | 0 | 0 | 01. ($9,999.000) to $0.028 | 1 | 0 | 01. ($9,999.00) to $0.22 | 0 | 0.085 | 0.085 | 0.085 | 0.085 | 0.085 | 0.085 | 0.085 | 0.085 | 0.085 | 0.085 | 0 | 0 | 0 | 0 | 0 | 0 | 0 | 0 | 0 | 0 | 0 | 0 | 0 | 0 | 0 | 0 | 0 | 0 | 0 | 0 | 0 | 0 | 0 | 0 | 0 | 0 | 0 | 0 | 0 | 0 | 0 | 0 | 0 | 0 | 0 | 0 | 0 | 0 | 0 | 0 | 0 | 0 | 0 | 0 | 0 | 0 | 0 | 0 | 0 | 0 | 0 | 0 | 0 | 0 | 0 | 0 | 0 | 0 | 0 | 0 | 0 | 0 | 0 | 0 | 0 | 0 | 0 | 0 | 0 | 0 | 0 | 0 | 0 | 0 | 0 | 0 | 0 | 0 | 0 | 0 | 0 | 0 | 0 | 0 | 0 | 0 | 0 | 0 | 0 | 0 | 0 | 0 | 0 | 0 | 0 | 0 | 0 | 0 | 0 | 0 | 0 | 0 | 0 | 0 | 0 | 0 | 0 | 0 | 0 | 0 | 0 | 0 | 0 | 0 | 0 | 0 | 0 | 0 | 0 | 0 | 0 | 0 | 0 | 0 | 0 | 0 | 0 | 0 | 0 | 0 | 0 | 0 | 0 | 0 | 0 | 0 | 0 | 0 | 0 | 0 | 0 | 0 | 0 | 0 | 0 | 0 | 0 | 0 | 0 | 0 | 0 | 0 | 0 | 0 | 0 | 0 | 0 | 0 | 0 | 0 | 0 | 0 | 0 | 0 | 0 | 0 | 0 | 0 | 0 | 0 | 0 | 0 | 0 | 0 | 0 | 0 | 0 | 0 | 0 | 0 | 0 | 0 | 0 | 0 | 0 | 0 | 0 | 0 | 0 | 0 | 0 | 0 | 0 | 0.01296% | 0 | 0 | 0 | 0 | 0 | 0 | 0 | 0 | 0 | 0 | 0 | 0 | 0 | 0 | 0 | 0 | 0 | 0 | 0 | 0 | 0 | 0 | 0 | 0
| IND-Lighting-7P_V2 | M_Input | Council 7th Plan | 2020 | Retro | 2022 | 2045 | PSE | Industrial | Wood - Lumber | Electric | Per Region | NA | NA | Wood - Lumber Elec Chip Fab: Solidstate Chiller | Wood - Lumber Elec Chip Fab: Solidstate Chiller | 0 | 10 | 0 | 0 | I-All-Other-Shift3-All-All-S | 0 | 0 | 0 | 0 | 0 | 0 | 0 | 0 | 0 | 0 | 0 | 0 | Comm Flat | Elec Chip Fab: Solidstate Chiller | Elec Chip Fab: Solidstate Chiller | IndShift3 | 0.01266% | 100% | 0% | 1 | 1 | 100% | 10% | 85% | 6.8% | 0.2% | 0 | 0 | 0 | 0 | 0 | 0 | 0 | 0 | 0 |  | 0 | 0 | 0 | 01. ($9,999.000) to $0.028 | 1 | 0 | 01. ($9,999.00) to $0.22 | 0 | 0.085 | 0.085 | 0.085 | 0.085 | 0.085 | 0.085 | 0.085 | 0.085 | 0.085 | 0.085 | 0 | 0 | 0 | 0 | 0 | 0 | 0 | 0 | 0 | 0 | 0 | 0 | 0 | 0 | 0 | 0 | 0 | 0 | 0 | 0 | 0 | 0 | 0 | 0 | 0 | 0 | 0 | 0 | 0 | 0 | 0 | 0 | 0 | 0 | 0 | 0 | 0 | 0 | 0 | 0 | 0 | 0 | 0 | 0 | 0 | 0 | 0 | 0 | 0 | 0 | 0 | 0 | 0 | 0 | 0 | 0 | 0 | 0 | 0 | 0 | 0 | 0 | 0 | 0 | 0 | 0 | 0 | 0 | 0 | 0 | 0 | 0 | 0 | 0 | 0 | 0 | 0 | 0 | 0 | 0 | 0 | 0 | 0 | 0 | 0 | 0 | 0 | 0 | 0 | 0 | 0 | 0 | 0 | 0 | 0 | 0 | 0 | 0 | 0 | 0 | 0 | 0 | 0 | 0 | 0 | 0 | 0 | 0 | 0 | 0 | 0 | 0 | 0 | 0 | 0 | 0 | 0 | 0 | 0 | 0 | 0 | 0 | 0 | 0 | 0 | 0 | 0 | 0 | 0 | 0 | 0 | 0 | 0 | 0 | 0 | 0 | 0 | 0 | 0 | 0 | 0 | 0 | 0 | 0 | 0 | 0 | 0 | 0 | 0 | 0 | 0 | 0 | 0 | 0 | 0 | 0 | 0 | 0 | 0 | 0 | 0 | 0 | 0 | 0 | 0 | 0 | 0 | 0 | 0 | 0 | 0 | 0 | 0 | 0 | 0 | 0 | 0 | 0 | 0 | 0 | 0 | 0 | 0 | 0 | 0 | 0 | 0 | 0 | 0 | 0 | 0 | 0 | 0 | 0.01296% | 0 | 0 | 0 | 0 | 0 | 0 | 0 | 0 | 0 | 0 | 0 | 0 | 0 | 0 | 0 | 0 | 0 | 0 | 0 | 0 | 0 | 0 | 0 | 0
| IND-Lighting-7P_V2 | M_Input | Council 7th Plan | 2020 | Retro | 2022 | 2045 | PSE | Industrial | Wood - Lumber | Electric | Per Region | NA | NA | Wood - Lumber Elec Chip Fab: Reduce Gas Pressure | Wood - Lumber Elec Chip Fab: Reduce Gas Pressure | 0 | 10 | 0 | 0 | I-All-Other-Shift3-All-All-S | 0 | 0 | 0 | 0 | 0 | 0 | 0 | 0 | 0 | 0 | 0 | 0 | Comm Flat | Elec Chip Fab: Reduce Gas Pressure | Elec Chip Fab: Reduce Gas Pressure | IndShift3 | 0.01266% | 100% | 0% | 1 | 1 | 100% | 10% | 85% | 6.8% | 0.2% | 0 | 0 | 0 | 0 | 0 | 0 | 0 | 0 | 0 |  | 0 | 0 | 0 | 01. ($9,999.000) to $0.028 | 1 | 0 | 01. ($9,999.00) to $0.22 | 0 | 0.085 | 0.085 | 0.085 | 0.085 | 0.085 | 0.085 | 0.085 | 0.085 | 0.085 | 0.085 | 0 | 0 | 0 | 0 | 0 | 0 | 0 | 0 | 0 | 0 | 0 | 0 | 0 | 0 | 0 | 0 | 0 | 0 | 0 | 0 | 0 | 0 | 0 | 0 | 0 | 0 | 0 | 0 | 0 | 0 | 0 | 0 | 0 | 0 | 0 | 0 | 0 | 0 | 0 | 0 | 0 | 0 | 0 | 0 | 0 | 0 | 0 | 0 | 0 | 0 | 0 | 0 | 0 | 0 | 0 | 0 | 0 | 0 | 0 | 0 | 0 | 0 | 0 | 0 | 0 | 0 | 0 | 0 | 0 | 0 | 0 | 0 | 0 | 0 | 0 | 0 | 0 | 0 | 0 | 0 | 0 | 0 | 0 | 0 | 0 | 0 | 0 | 0 | 0 | 0 | 0 | 0 | 0 | 0 | 0 | 0 | 0 | 0 | 0 | 0 | 0 | 0 | 0 | 0 | 0 | 0 | 0 | 0 | 0 | 0 | 0 | 0 | 0 | 0 | 0 | 0 | 0 | 0 | 0 | 0 | 0 | 0 | 0 | 0 | 0 | 0 | 0 | 0 | 0 | 0 | 0 | 0 | 0 | 0 | 0 | 0 | 0 | 0 | 0 | 0 | 0 | 0 | 0 | 0 | 0 | 0 | 0 | 0 | 0 | 0 | 0 | 0 | 0 | 0 | 0 | 0 | 0 | 0 | 0 | 0 | 0 | 0 | 0 | 0 | 0 | 0 | 0 | 0 | 0 | 0 | 0 | 0 | 0 | 0 | 0 | 0 | 0 | 0 | 0 | 0 | 0 | 0 | 0 | 0 | 0 | 0 | 0 | 0 | 0 | 0 | 0 | 0 | 0 | 0.01296% | 0 | 0 | 0 | 0 | 0 | 0 | 0 | 0 | 0 | 0 | 0 | 0 | 0 | 0 | 0 | 0 | 0 | 0 | 0 | 0 | 0 | 0 | 0 | 0
| IND-Lighting-7P_V2 | M_Input | Council 7th Plan | 2020 | Retro | 2022 | 2045 | PSE | Industrial | Wood - Lumber | Electric | Per Region | NA | NA | Wood - Lumber Clean Room: Change Filter Strategy | Wood - Lumber Clean Room: Change Filter Strategy | 0 | 1 | 0 | 0 | I-All-Other-Shift3-All-All-S | 0 | 0 | 0 | 0 | 0 | 0 | 0 | 0 | 0 | 0 | 0 | 0 | Comm Flat | Clean Room: Change Filter Strategy | Clean Room: Change Filter Strategy | IndShift3 | 0.01266% | 100% | 0% | 1 | 1 | 100% | 100% | 85% | 6.8% | 0.2% | 0 | 0 | 0 | 0 | 0 | 0 | 0 | 0 | 0 |  | 0 | 0 | 0 | 01. ($9,999.000) to $0.028 | 1 | 0 | 01. ($9,999.00) to $0.22 | 0 | 0.085 | 0.085 | 0.085 | 0.085 | 0.085 | 0.085 | 0.085 | 0.085 | 0.085 | 0.085 | 0 | 0 | 0 | 0 | 0 | 0 | 0 | 0 | 0 | 0 | 0 | 0 | 0 | 0 | 0 | 0 | 0 | 0 | 0 | 0 | 0 | 0 | 0 | 0 | 0 | 0 | 0 | 0 | 0 | 0 | 0 | 0 | 0 | 0 | 0 | 0 | 0 | 0 | 0 | 0 | 0 | 0 | 0 | 0 | 0 | 0 | 0 | 0 | 0 | 0 | 0 | 0 | 0 | 0 | 0 | 0 | 0 | 0 | 0 | 0 | 0 | 0 | 0 | 0 | 0 | 0 | 0 | 0 | 0 | 0 | 0 | 0 | 0 | 0 | 0 | 0 | 0 | 0 | 0 | 0 | 0 | 0 | 0 | 0 | 0 | 0 | 0 | 0 | 0 | 0 | 0 | 0 | 0 | 0 | 0 | 0 | 0 | 0 | 0 | 0 | 0 | 0 | 0 | 0 | 0 | 0 | 0 | 0 | 0 | 0 | 0 | 0 | 0 | 0 | 0 | 0 | 0 | 0 | 0 | 0 | 0 | 0 | 0 | 0 | 0 | 0 | 0 | 0 | 0 | 0 | 0 | 0 | 0 | 0 | 0 | 0 | 0 | 0 | 0 | 0 | 0 | 0 | 0 | 0 | 0 | 0 | 0 | 0 | 0 | 0 | 0 | 0 | 0 | 0 | 0 | 0 | 0 | 0 | 0 | 0 | 0 | 0 | 0 | 0 | 0 | 0 | 0 | 0 | 0 | 0 | 0 | 0 | 0 | 0 | 0 | 0 | 0 | 0 | 0 | 0 | 0 | 0 | 0 | 0 | 0 | 0 | 0 | 0 | 0 | 0 | 0 | 0 | 0 | 0.01296% | 0 | 0 | 0 | 0 | 0 | 0 | 0 | 0 | 0 | 0 | 0 | 0 | 0 | 0 | 0 | 0 | 0 | 0 | 0 | 0 | 0 | 0 | 0 | 0
| IND-Lighting-7P_V2 | M_Input | Council 7th Plan | 2020 | Retro | 2022 | 2045 | PSE | Industrial | Wood - Lumber | Electric | Per Region | NA | NA | Wood - Lumber Clean Room: Clean Room HVAC | Wood - Lumber Clean Room: Clean Room HVAC | 0 | 20 | 0 | 0 | I-All-Other-Shift3-All-All-S | 0 | 0 | 0 | 0 | 0 | 0 | 0 | 0 | 0 | 0 | 0 | 0 | Comm Flat | Clean Room: Clean Room HVAC | Clean Room: Clean Room HVAC | IndShift3 | 0.01266% | 100% | 0% | 1 | 1 | 100% | 5% | 85% | 6.8% | 0.2% | 0 | 0 | 0 | 0 | 0 | 0 | 0 | 0 | 0 |  | 0 | 0 | 0 | 01. ($9,999.000) to $0.028 | 1 | 0 | 01. ($9,999.00) to $0.22 | 0 | 0.085 | 0.085 | 0.085 | 0.085 | 0.085 | 0.085 | 0.085 | 0.085 | 0.085 | 0.085 | 0 | 0 | 0 | 0 | 0 | 0 | 0 | 0 | 0 | 0 | 0 | 0 | 0 | 0 | 0 | 0 | 0 | 0 | 0 | 0 | 0 | 0 | 0 | 0 | 0 | 0 | 0 | 0 | 0 | 0 | 0 | 0 | 0 | 0 | 0 | 0 | 0 | 0 | 0 | 0 | 0 | 0 | 0 | 0 | 0 | 0 | 0 | 0 | 0 | 0 | 0 | 0 | 0 | 0 | 0 | 0 | 0 | 0 | 0 | 0 | 0 | 0 | 0 | 0 | 0 | 0 | 0 | 0 | 0 | 0 | 0 | 0 | 0 | 0 | 0 | 0 | 0 | 0 | 0 | 0 | 0 | 0 | 0 | 0 | 0 | 0 | 0 | 0 | 0 | 0 | 0 | 0 | 0 | 0 | 0 | 0 | 0 | 0 | 0 | 0 | 0 | 0 | 0 | 0 | 0 | 0 | 0 | 0 | 0 | 0 | 0 | 0 | 0 | 0 | 0 | 0 | 0 | 0 | 0 | 0 | 0 | 0 | 0 | 0 | 0 | 0 | 0 | 0 | 0 | 0 | 0 | 0 | 0 | 0 | 0 | 0 | 0 | 0 | 0 | 0 | 0 | 0 | 0 | 0 | 0 | 0 | 0 | 0 | 0 | 0 | 0 | 0 | 0 | 0 | 0 | 0 | 0 | 0 | 0 | 0 | 0 | 0 | 0 | 0 | 0 | 0 | 0 | 0 | 0 | 0 | 0 | 0 | 0 | 0 | 0 | 0 | 0 | 0 | 0 | 0 | 0 | 0 | 0 | 0 | 0 | 0 | 0 | 0 | 0 | 0 | 0 | 0 | 0 | 0.01296% | 0 | 0 | 0 | 0 | 0 | 0 | 0 | 0 | 0 | 0 | 0 | 0 | 0 | 0 | 0 | 0 | 0 | 0 | 0 | 0 | 0 | 0 | 0 | 0
| IND-Lighting-7P_V2 | M_Input | Council 7th Plan | 2020 | Retro | 2022 | 2045 | PSE | Industrial | Wood - Lumber | Electric | Per Region | NA | NA | Wood - Lumber Clean Room: Chiller Optimize | Wood - Lumber Clean Room: Chiller Optimize | 0 | 10 | 0 | 0 | I-All-Other-Shift3-All-All-S | 0 | 0 | 0 | 0 | 0 | 0 | 0 | 0 | 0 | 0 | 0 | 0 | Comm Flat | Clean Room: Chiller Optimize | Clean Room: Chiller Optimize | IndShift3 | 0.01266% | 100% | 0% | 1 | 1 | 100% | 10% | 85% | 6.8% | 0.2% | 0 | 0 | 0 | 0 | 0 | 0 | 0 | 0 | 0 |  | 0 | 0 | 0 | 01. ($9,999.000) to $0.028 | 1 | 0 | 01. ($9,999.00) to $0.22 | 0 | 0.085 | 0.085 | 0.085 | 0.085 | 0.085 | 0.085 | 0.085 | 0.085 | 0.085 | 0.085 | 0 | 0 | 0 | 0 | 0 | 0 | 0 | 0 | 0 | 0 | 0 | 0 | 0 | 0 | 0 | 0 | 0 | 0 | 0 | 0 | 0 | 0 | 0 | 0 | 0 | 0 | 0 | 0 | 0 | 0 | 0 | 0 | 0 | 0 | 0 | 0 | 0 | 0 | 0 | 0 | 0 | 0 | 0 | 0 | 0 | 0 | 0 | 0 | 0 | 0 | 0 | 0 | 0 | 0 | 0 | 0 | 0 | 0 | 0 | 0 | 0 | 0 | 0 | 0 | 0 | 0 | 0 | 0 | 0 | 0 | 0 | 0 | 0 | 0 | 0 | 0 | 0 | 0 | 0 | 0 | 0 | 0 | 0 | 0 | 0 | 0 | 0 | 0 | 0 | 0 | 0 | 0 | 0 | 0 | 0 | 0 | 0 | 0 | 0 | 0 | 0 | 0 | 0 | 0 | 0 | 0 | 0 | 0 | 0 | 0 | 0 | 0 | 0 | 0 | 0 | 0 | 0 | 0 | 0 | 0 | 0 | 0 | 0 | 0 | 0 | 0 | 0 | 0 | 0 | 0 | 0 | 0 | 0 | 0 | 0 | 0 | 0 | 0 | 0 | 0 | 0 | 0 | 0 | 0 | 0 | 0 | 0 | 0 | 0 | 0 | 0 | 0 | 0 | 0 | 0 | 0 | 0 | 0 | 0 | 0 | 0 | 0 | 0 | 0 | 0 | 0 | 0 | 0 | 0 | 0 | 0 | 0 | 0 | 0 | 0 | 0 | 0 | 0 | 0 | 0 | 0 | 0 | 0 | 0 | 0 | 0 | 0 | 0 | 0 | 0 | 0 | 0 | 0 | 0.01296% | 0 | 0 | 0 | 0 | 0 | 0 | 0 | 0 | 0 | 0 | 0 | 0 | 0 | 0 | 0 | 0 | 0 | 0 | 0 | 0 | 0 | 0 | 0 | 0
| IND-Lighting-7P_V2 | M_Input | Council 7th Plan | 2020 | Retro | 2022 | 2045 | PSE | Industrial | Wood - Lumber | Electric | Per Region | NA | NA | Wood - Lumber Food: Cooling and Storage | Wood - Lumber Food: Cooling and Storage | 0 | 10 | 0 | 0 | C-War-Ref-All-All-All-C | 0 | 0 | 0 | 0 | 0 | 0 | 0 | 0 | 0 | 0 | 0 | 0 | Comm Flat | Food: Cooling and Storage | Food: Cooling and Storage | IndShift3 | 0.01266% | 100% | 0% | 1 | 1 | 100% | 10% | 85% | 6.8% | 0.2% | 0 | 0 | 0 | 0 | 0 | 0 | 0 | 0 | 0 |  | 0 | 0 | 0 | 01. ($9,999.000) to $0.028 | 1 | 0 | 01. ($9,999.00) to $0.22 | 0 | 0.085 | 0.085 | 0.085 | 0.085 | 0.085 | 0.085 | 0.085 | 0.085 | 0.085 | 0.085 | 0 | 0 | 0 | 0 | 0 | 0 | 0 | 0 | 0 | 0 | 0 | 0 | 0 | 0 | 0 | 0 | 0 | 0 | 0 | 0 | 0 | 0 | 0 | 0 | 0 | 0 | 0 | 0 | 0 | 0 | 0 | 0 | 0 | 0 | 0 | 0 | 0 | 0 | 0 | 0 | 0 | 0 | 0 | 0 | 0 | 0 | 0 | 0 | 0 | 0 | 0 | 0 | 0 | 0 | 0 | 0 | 0 | 0 | 0 | 0 | 0 | 0 | 0 | 0 | 0 | 0 | 0 | 0 | 0 | 0 | 0 | 0 | 0 | 0 | 0 | 0 | 0 | 0 | 0 | 0 | 0 | 0 | 0 | 0 | 0 | 0 | 0 | 0 | 0 | 0 | 0 | 0 | 0 | 0 | 0 | 0 | 0 | 0 | 0 | 0 | 0 | 0 | 0 | 0 | 0 | 0 | 0 | 0 | 0 | 0 | 0 | 0 | 0 | 0 | 0 | 0 | 0 | 0 | 0 | 0 | 0 | 0 | 0 | 0 | 0 | 0 | 0 | 0 | 0 | 0 | 0 | 0 | 0 | 0 | 0 | 0 | 0 | 0 | 0 | 0 | 0 | 0 | 0 | 0 | 0 | 0 | 0 | 0 | 0 | 0 | 0 | 0 | 0 | 0 | 0 | 0 | 0 | 0 | 0 | 0 | 0 | 0 | 0 | 0 | 0 | 0 | 0 | 0 | 0 | 0 | 0 | 0 | 0 | 0 | 0 | 0 | 0 | 0 | 0 | 0 | 0 | 0 | 0 | 0 | 0 | 0 | 0 | 0 | 0 | 0 | 0 | 0 | 0 | 0.01296% | 0 | 0 | 0 | 0 | 0 | 0 | 0 | 0 | 0 | 0 | 0 | 0 | 0 | 0 | 0 | 0 | 0 | 0 | 0 | 0 | 0 | 0 | 0 | 0
| IND-Lighting-7P_V2 | M_Input | Council 7th Plan | 2020 | Retro | 2022 | 2045 | PSE | Industrial | Wood - Lumber | Electric | Per Region | NA | NA | Wood - Lumber Food: Refrig Storage Tuneup | Wood - Lumber Food: Refrig Storage Tuneup | 0 | 3 | 0 | 0 | C-War-Ref-All-All-All-C | 0 | 0 | 0 | 0 | 0 | 0 | 0 | 0 | 0 | 0 | 0 | 0 | Comm Flat | Food: Refrig Storage Tuneup | Food: Refrig Storage Tuneup | IndShift3 | 0.01266% | 100% | 0% | 1 | 1 | 100% | 33.33% | 85% | 6.8% | 0.2% | 0 | 0 | 0 | 0 | 0 | 0 | 0 | 0 | 0 |  | 0 | 0 | 0 | 01. ($9,999.000) to $0.028 | 0 | 0 | 01. ($9,999.00) to $0.22 | 1 | 0.085 | 0.085 | 0.085 | 0.085 | 0.085 | 0.085 | 0.085 | 0.085 | 0.085 | 0.085 | 0 | 0 | 0 | 0 | 0 | 0 | 0 | 0 | 0 | 0 | 0 | 0 | 0 | 0 | 0 | 0 | 0 | 0 | 0 | 0 | 0 | 0 | 0 | 0 | 0 | 0 | 0 | 0 | 0 | 0 | 0 | 0 | 0 | 0 | 0 | 0 | 0 | 0 | 0 | 0 | 0 | 0 | 0 | 0 | 0 | 0 | 0 | 0 | 0 | 0 | 0 | 0 | 0 | 0 | 0 | 0 | 0 | 0 | 0 | 0 | 0 | 0 | 0 | 0 | 0 | 0 | 0 | 0 | 0 | 0 | 0 | 0 | 0 | 0 | 0 | 0 | 0 | 0 | 0 | 0 | 0 | 0 | 0 | 0 | 0 | 0 | 0 | 0 | 0 | 0 | 0 | 0 | 0 | 0 | 0 | 0 | 0 | 0 | 0 | 0 | 0 | 0 | 0 | 0 | 0 | 0 | 0 | 0 | 0 | 0 | 0 | 0 | 0 | 0 | 0 | 0 | 0 | 0 | 0 | 0 | 0 | 0 | 0 | 0 | 0 | 0 | 0 | 0 | 0 | 0 | 0 | 0 | 0 | 0 | 0 | 0 | 0 | 0 | 0 | 0 | 0 | 0 | 0 | 0 | 0 | 0 | 0 | 0 | 0 | 0 | 0 | 0 | 0 | 0 | 0 | 0 | 0 | 0 | 0 | 0 | 0 | 0 | 0 | 0 | 0 | 0 | 0 | 0 | 0 | 0 | 0 | 0 | 0 | 0 | 0 | 0 | 0 | 0 | 0 | 0 | 0 | 0 | 0 | 0 | 0 | 0 | 0 | 0 | 0 | 0 | 0 | 0 | 0 | 0.01296% | 0 | 0 | 0 | 0 | 0 | 0 | 0 | 0 | 0 | 0 | 0 | 0 | 0 | 0 | 0 | 0 | 0 | 0 | 0 | 0 | 0 | 0 | 0 | 0
| IND-Lighting-7P_V2 | M_Input | Council 7th Plan | 2020 | Retro | 2022 | 2045 | PSE | Industrial | Wood - Lumber | Electric | Per Region | NA | NA | Wood - Lumber Metal: New Arc Furnace | Wood - Lumber Metal: New Arc Furnace | 0 | 10 | 0 | 0 | I-All-Other-Shift3-All-All-S | 0 | 0 | 0 | 0 | 0 | 0 | 0 | 0 | 0 | 0 | 0 | 0 | Comm Flat | Metal: New Arc Furnace | Metal: New Arc Furnace | IndShift3 | 0.01266% | 100% | 0% | 1 | 1 | 100% | 10% | 85% | 6.8% | 0.2% | 0 | 0 | 0 | 0 | 0 | 0 | 0 | 0 | 0 |  | 0 | 0 | 0 | 01. ($9,999.000) to $0.028 | 0 | 0 | 01. ($9,999.00) to $0.22 | 1 | 0.085 | 0.085 | 0.085 | 0.085 | 0.085 | 0.085 | 0.085 | 0.085 | 0.085 | 0.085 | 0 | 0 | 0 | 0 | 0 | 0 | 0 | 0 | 0 | 0 | 0 | 0 | 0 | 0 | 0 | 0 | 0 | 0 | 0 | 0 | 0 | 0 | 0 | 0 | 0 | 0 | 0 | 0 | 0 | 0 | 0 | 0 | 0 | 0 | 0 | 0 | 0 | 0 | 0 | 0 | 0 | 0 | 0 | 0 | 0 | 0 | 0 | 0 | 0 | 0 | 0 | 0 | 0 | 0 | 0 | 0 | 0 | 0 | 0 | 0 | 0 | 0 | 0 | 0 | 0 | 0 | 0 | 0 | 0 | 0 | 0 | 0 | 0 | 0 | 0 | 0 | 0 | 0 | 0 | 0 | 0 | 0 | 0 | 0 | 0 | 0 | 0 | 0 | 0 | 0 | 0 | 0 | 0 | 0 | 0 | 0 | 0 | 0 | 0 | 0 | 0 | 0 | 0 | 0 | 0 | 0 | 0 | 0 | 0 | 0 | 0 | 0 | 0 | 0 | 0 | 0 | 0 | 0 | 0 | 0 | 0 | 0 | 0 | 0 | 0 | 0 | 0 | 0 | 0 | 0 | 0 | 0 | 0 | 0 | 0 | 0 | 0 | 0 | 0 | 0 | 0 | 0 | 0 | 0 | 0 | 0 | 0 | 0 | 0 | 0 | 0 | 0 | 0 | 0 | 0 | 0 | 0 | 0 | 0 | 0 | 0 | 0 | 0 | 0 | 0 | 0 | 0 | 0 | 0 | 0 | 0 | 0 | 0 | 0 | 0 | 0 | 0 | 0 | 0 | 0 | 0 | 0 | 0 | 0 | 0 | 0 | 0 | 0 | 0 | 0 | 0 | 0 | 0 | 0.01296% | 0 | 0 | 0 | 0 | 0 | 0 | 0 | 0 | 0 | 0 | 0 | 0 | 0 | 0 | 0 | 0 | 0 | 0 | 0 | 0 | 0 | 0 | 0 | 0
| IND-Lighting-7P_V2 | M_Input | Council 7th Plan | 2020 | Retro | 2022 | 2045 | PSE | Industrial | Wood - Lumber | Electric | Per Region | NA | NA | Wood - Lumber Mech Pulp: Refiner Replacement | Wood - Lumber Mech Pulp: Refiner Replacement | 0 | 12 | 0 | 0 | I-All-Other-Shift3-All-All-S | 0 | 0 | 0 | 0 | 0 | 0 | 0 | 0 | 0 | 0 | 0 | 0 | Comm Flat | Mech Pulp: Refiner Replacement | Mech Pulp: Refiner Replacement | IndShift3 | 0.01266% | 100% | 0% | 1 | 1 | 100% | 8.333% | 85% | 6.8% | 0.2% | 0 | 0 | 0 | 0 | 0 | 0 | 0 | 0 | 0 |  | 0 | 0 | 0 | 01. ($9,999.000) to $0.028 | 1 | 0 | 01. ($9,999.00) to $0.22 | 1 | 0.085 | 0.085 | 0.085 | 0.085 | 0.085 | 0.085 | 0.085 | 0.085 | 0.085 | 0.085 | 0 | 0 | 0 | 0 | 0 | 0 | 0 | 0 | 0 | 0 | 0 | 0 | 0 | 0 | 0 | 0 | 0 | 0 | 0 | 0 | 0 | 0 | 0 | 0 | 0 | 0 | 0 | 0 | 0 | 0 | 0 | 0 | 0 | 0 | 0 | 0 | 0 | 0 | 0 | 0 | 0 | 0 | 0 | 0 | 0 | 0 | 0 | 0 | 0 | 0 | 0 | 0 | 0 | 0 | 0 | 0 | 0 | 0 | 0 | 0 | 0 | 0 | 0 | 0 | 0 | 0 | 0 | 0 | 0 | 0 | 0 | 0 | 0 | 0 | 0 | 0 | 0 | 0 | 0 | 0 | 0 | 0 | 0 | 0 | 0 | 0 | 0 | 0 | 0 | 0 | 0 | 0 | 0 | 0 | 0 | 0 | 0 | 0 | 0 | 0 | 0 | 0 | 0 | 0 | 0 | 0 | 0 | 0 | 0 | 0 | 0 | 0 | 0 | 0 | 0 | 0 | 0 | 0 | 0 | 0 | 0 | 0 | 0 | 0 | 0 | 0 | 0 | 0 | 0 | 0 | 0 | 0 | 0 | 0 | 0 | 0 | 0 | 0 | 0 | 0 | 0 | 0 | 0 | 0 | 0 | 0 | 0 | 0 | 0 | 0 | 0 | 0 | 0 | 0 | 0 | 0 | 0 | 0 | 0 | 0 | 0 | 0 | 0 | 0 | 0 | 0 | 0 | 0 | 0 | 0 | 0 | 0 | 0 | 0 | 0 | 0 | 0 | 0 | 0 | 0 | 0 | 0 | 0 | 0 | 0 | 0 | 0 | 0 | 0 | 0 | 0 | 0 | 0 | 0.01296% | 0 | 0 | 0 | 0 | 0 | 0 | 0 | 0 | 0 | 0 | 0 | 0 | 0 | 0 | 0 | 0 | 0 | 0 | 0 | 0 | 0 | 0 | 0 | 0
| IND-Lighting-7P_V2 | M_Input | Council 7th Plan | 2020 | Retro | 2022 | 2045 | PSE | Industrial | Wood - Lumber | Electric | Per Region | NA | NA | Wood - Lumber Mech Pulp: Premium Process | Wood - Lumber Mech Pulp: Premium Process | 0 | 5 | 0 | 0 | I-All-Other-Shift3-All-All-S | 0 | 0 | 0 | 0 | 0 | 0 | 0 | 0 | 0 | 0 | 0 | 0 | Comm Flat | Mech Pulp: Premium Process | Mech Pulp: Premium Process | IndShift3 | 0.01266% | 100% | 0% | 1 | 1 | 100% | 20% | 85% | 6.8% | 0.2% | 0 | 0 | 0 | 0 | 0 | 0 | 0 | 0 | 0 |  | 0 | 0 | 0 | 01. ($9,999.000) to $0.028 | 0 | 0 | 01. ($9,999.00) to $0.22 | 1 | 0.085 | 0.085 | 0.085 | 0.085 | 0.085 | 0.085 | 0.085 | 0.085 | 0.085 | 0.085 | 0 | 0 | 0 | 0 | 0 | 0 | 0 | 0 | 0 | 0 | 0 | 0 | 0 | 0 | 0 | 0 | 0 | 0 | 0 | 0 | 0 | 0 | 0 | 0 | 0 | 0 | 0 | 0 | 0 | 0 | 0 | 0 | 0 | 0 | 0 | 0 | 0 | 0 | 0 | 0 | 0 | 0 | 0 | 0 | 0 | 0 | 0 | 0 | 0 | 0 | 0 | 0 | 0 | 0 | 0 | 0 | 0 | 0 | 0 | 0 | 0 | 0 | 0 | 0 | 0 | 0 | 0 | 0 | 0 | 0 | 0 | 0 | 0 | 0 | 0 | 0 | 0 | 0 | 0 | 0 | 0 | 0 | 0 | 0 | 0 | 0 | 0 | 0 | 0 | 0 | 0 | 0 | 0 | 0 | 0 | 0 | 0 | 0 | 0 | 0 | 0 | 0 | 0 | 0 | 0 | 0 | 0 | 0 | 0 | 0 | 0 | 0 | 0 | 0 | 0 | 0 | 0 | 0 | 0 | 0 | 0 | 0 | 0 | 0 | 0 | 0 | 0 | 0 | 0 | 0 | 0 | 0 | 0 | 0 | 0 | 0 | 0 | 0 | 0 | 0 | 0 | 0 | 0 | 0 | 0 | 0 | 0 | 0 | 0 | 0 | 0 | 0 | 0 | 0 | 0 | 0 | 0 | 0 | 0 | 0 | 0 | 0 | 0 | 0 | 0 | 0 | 0 | 0 | 0 | 0 | 0 | 0 | 0 | 0 | 0 | 0 | 0 | 0 | 0 | 0 | 0 | 0 | 0 | 0 | 0 | 0 | 0 | 0 | 0 | 0 | 0 | 0 | 0 | 0.01296% | 0 | 0 | 0 | 0 | 0 | 0 | 0 | 0 | 0 | 0 | 0 | 0 | 0 | 0 | 0 | 0 | 0 | 0 | 0 | 0 | 0 | 0 | 0 | 0
| IND-Lighting-7P_V2 | M_Input | Council 7th Plan | 2020 | Retro | 2022 | 2045 | PSE | Industrial | Wood - Lumber | Electric | Per Region | NA | NA | Wood - Lumber Mech Pulp: Refiner Plate Improvement | Wood - Lumber Mech Pulp: Refiner Plate Improvement | 0 | 1 | 0 | 0 | I-All-Other-Shift3-All-All-S | 0 | 0 | 0 | 0 | 0 | 0 | 0 | 0 | 0 | 0 | 0 | 0 | Comm Flat | Mech Pulp: Refiner Plate Improvement | Mech Pulp: Refiner Plate Improvement | IndShift3 | 0.01266% | 100% | 0% | 1 | 1 | 100% | 100% | 85% | 6.8% | 0.2% | 0 | 0 | 0 | 0 | 0 | 0 | 0 | 0 | 0 |  | 0 | 0 | 0 | 01. ($9,999.000) to $0.028 | 0 | 0 | 01. ($9,999.00) to $0.22 | 1 | 0.085 | 0.085 | 0.085 | 0.085 | 0.085 | 0.085 | 0.085 | 0.085 | 0.085 | 0.085 | 0 | 0 | 0 | 0 | 0 | 0 | 0 | 0 | 0 | 0 | 0 | 0 | 0 | 0 | 0 | 0 | 0 | 0 | 0 | 0 | 0 | 0 | 0 | 0 | 0 | 0 | 0 | 0 | 0 | 0 | 0 | 0 | 0 | 0 | 0 | 0 | 0 | 0 | 0 | 0 | 0 | 0 | 0 | 0 | 0 | 0 | 0 | 0 | 0 | 0 | 0 | 0 | 0 | 0 | 0 | 0 | 0 | 0 | 0 | 0 | 0 | 0 | 0 | 0 | 0 | 0 | 0 | 0 | 0 | 0 | 0 | 0 | 0 | 0 | 0 | 0 | 0 | 0 | 0 | 0 | 0 | 0 | 0 | 0 | 0 | 0 | 0 | 0 | 0 | 0 | 0 | 0 | 0 | 0 | 0 | 0 | 0 | 0 | 0 | 0 | 0 | 0 | 0 | 0 | 0 | 0 | 0 | 0 | 0 | 0 | 0 | 0 | 0 | 0 | 0 | 0 | 0 | 0 | 0 | 0 | 0 | 0 | 0 | 0 | 0 | 0 | 0 | 0 | 0 | 0 | 0 | 0 | 0 | 0 | 0 | 0 | 0 | 0 | 0 | 0 | 0 | 0 | 0 | 0 | 0 | 0 | 0 | 0 | 0 | 0 | 0 | 0 | 0 | 0 | 0 | 0 | 0 | 0 | 0 | 0 | 0 | 0 | 0 | 0 | 0 | 0 | 0 | 0 | 0 | 0 | 0 | 0 | 0 | 0 | 0 | 0 | 0 | 0 | 0 | 0 | 0 | 0 | 0 | 0 | 0 | 0 | 0 | 0 | 0 | 0 | 0 | 0 | 0 | 0.01296% | 0 | 0 | 0 | 0 | 0 | 0 | 0 | 0 | 0 | 0 | 0 | 0 | 0 | 0 | 0 | 0 | 0 | 0 | 0 | 0 | 0 | 0 | 0 | 0
| IND-Lighting-7P_V2 | M_Input | Council 7th Plan | 2020 | Retro | 2022 | 2045 | PSE | Industrial | Wood - Lumber | Electric | Per Region | NA | NA | Wood - Lumber Kraft: Effluent Treatment System | Wood - Lumber Kraft: Effluent Treatment System | 0 | 10 | 0 | 0 | I-All-Other-Shift3-All-All-S | 0 | 0 | 0 | 0 | 0 | 0 | 0 | 0 | 0 | 0 | 0 | 0 | Comm Flat | Kraft: Effluent Treatment System | Kraft: Effluent Treatment System | IndShift3 | 0.01266% | 100% | 0% | 1 | 1 | 100% | 10% | 85% | 6.8% | 0.2% | 0 | 0 | 0 | 0 | 0 | 0 | 0 | 0 | 0 |  | 0 | 0 | 0 | 01. ($9,999.000) to $0.028 | 0 | 0 | 01. ($9,999.00) to $0.22 | 1 | 0.085 | 0.085 | 0.085 | 0.085 | 0.085 | 0.085 | 0.085 | 0.085 | 0.085 | 0.085 | 0 | 0 | 0 | 0 | 0 | 0 | 0 | 0 | 0 | 0 | 0 | 0 | 0 | 0 | 0 | 0 | 0 | 0 | 0 | 0 | 0 | 0 | 0 | 0 | 0 | 0 | 0 | 0 | 0 | 0 | 0 | 0 | 0 | 0 | 0 | 0 | 0 | 0 | 0 | 0 | 0 | 0 | 0 | 0 | 0 | 0 | 0 | 0 | 0 | 0 | 0 | 0 | 0 | 0 | 0 | 0 | 0 | 0 | 0 | 0 | 0 | 0 | 0 | 0 | 0 | 0 | 0 | 0 | 0 | 0 | 0 | 0 | 0 | 0 | 0 | 0 | 0 | 0 | 0 | 0 | 0 | 0 | 0 | 0 | 0 | 0 | 0 | 0 | 0 | 0 | 0 | 0 | 0 | 0 | 0 | 0 | 0 | 0 | 0 | 0 | 0 | 0 | 0 | 0 | 0 | 0 | 0 | 0 | 0 | 0 | 0 | 0 | 0 | 0 | 0 | 0 | 0 | 0 | 0 | 0 | 0 | 0 | 0 | 0 | 0 | 0 | 0 | 0 | 0 | 0 | 0 | 0 | 0 | 0 | 0 | 0 | 0 | 0 | 0 | 0 | 0 | 0 | 0 | 0 | 0 | 0 | 0 | 0 | 0 | 0 | 0 | 0 | 0 | 0 | 0 | 0 | 0 | 0 | 0 | 0 | 0 | 0 | 0 | 0 | 0 | 0 | 0 | 0 | 0 | 0 | 0 | 0 | 0 | 0 | 0 | 0 | 0 | 0 | 0 | 0 | 0 | 0 | 0 | 0 | 0 | 0 | 0 | 0 | 0 | 0 | 0 | 0 | 0 | 0.01296% | 0 | 0 | 0 | 0 | 0 | 0 | 0 | 0 | 0 | 0 | 0 | 0 | 0 | 0 | 0 | 0 | 0 | 0 | 0 | 0 | 0 | 0 | 0 | 0
| IND-Lighting-7P_V2 | M_Input | Council 7th Plan | 2020 | Retro | 2022 | 2045 | PSE | Industrial | Wood - Lumber | Electric | Per Region | NA | NA | Wood - Lumber Kraft: Efficient Agitator | Wood - Lumber Kraft: Efficient Agitator | 0 | 10 | 0 | 0 | I-All-Other-Shift3-All-All-S | 0 | 0 | 0 | 0 | 0 | 0 | 0 | 0 | 0 | 0 | 0 | 0 | Comm Flat | Kraft: Efficient Agitator | Kraft: Efficient Agitator | IndShift3 | 0.01266% | 100% | 0% | 1 | 1 | 100% | 10% | 85% | 6.8% | 0.2% | 0 | 0 | 0 | 0 | 0 | 0 | 0 | 0 | 0 |  | 0 | 0 | 0 | 01. ($9,999.000) to $0.028 | 0 | 0 | 01. ($9,999.00) to $0.22 | 1 | 0.085 | 0.085 | 0.085 | 0.085 | 0.085 | 0.085 | 0.085 | 0.085 | 0.085 | 0.085 | 0 | 0 | 0 | 0 | 0 | 0 | 0 | 0 | 0 | 0 | 0 | 0 | 0 | 0 | 0 | 0 | 0 | 0 | 0 | 0 | 0 | 0 | 0 | 0 | 0 | 0 | 0 | 0 | 0 | 0 | 0 | 0 | 0 | 0 | 0 | 0 | 0 | 0 | 0 | 0 | 0 | 0 | 0 | 0 | 0 | 0 | 0 | 0 | 0 | 0 | 0 | 0 | 0 | 0 | 0 | 0 | 0 | 0 | 0 | 0 | 0 | 0 | 0 | 0 | 0 | 0 | 0 | 0 | 0 | 0 | 0 | 0 | 0 | 0 | 0 | 0 | 0 | 0 | 0 | 0 | 0 | 0 | 0 | 0 | 0 | 0 | 0 | 0 | 0 | 0 | 0 | 0 | 0 | 0 | 0 | 0 | 0 | 0 | 0 | 0 | 0 | 0 | 0 | 0 | 0 | 0 | 0 | 0 | 0 | 0 | 0 | 0 | 0 | 0 | 0 | 0 | 0 | 0 | 0 | 0 | 0 | 0 | 0 | 0 | 0 | 0 | 0 | 0 | 0 | 0 | 0 | 0 | 0 | 0 | 0 | 0 | 0 | 0 | 0 | 0 | 0 | 0 | 0 | 0 | 0 | 0 | 0 | 0 | 0 | 0 | 0 | 0 | 0 | 0 | 0 | 0 | 0 | 0 | 0 | 0 | 0 | 0 | 0 | 0 | 0 | 0 | 0 | 0 | 0 | 0 | 0 | 0 | 0 | 0 | 0 | 0 | 0 | 0 | 0 | 0 | 0 | 0 | 0 | 0 | 0 | 0 | 0 | 0 | 0 | 0 | 0 | 0 | 0 | 0.01296% | 0 | 0 | 0 | 0 | 0 | 0 | 0 | 0 | 0 | 0 | 0 | 0 | 0 | 0 | 0 | 0 | 0 | 0 | 0 | 0 | 0 | 0 | 0 | 0
| IND-Lighting-7P_V2 | M_Input | Council 7th Plan | 2020 | Retro | 2022 | 2045 | PSE | Industrial | Wood - Lumber | Electric | Per Region | NA | NA | Wood - Lumber Paper: Efficient Pulp Screen | Wood - Lumber Paper: Efficient Pulp Screen | 0 | 10 | 0 | 0 | I-All-Other-Shift3-All-All-S | 0 | 0 | 0 | 0 | 0 | 0 | 0 | 0 | 0 | 0 | 0 | 0 | Comm Flat | Paper: Efficient Pulp Screen | Paper: Efficient Pulp Screen | IndShift3 | 0.01266% | 100% | 0% | 1 | 1 | 100% | 10% | 85% | 6.8% | 0.2% | 0 | 0 | 0 | 0 | 0 | 0 | 0 | 0 | 0 |  | 0 | 0 | 0 | 01. ($9,999.000) to $0.028 | 0 | 0 | 01. ($9,999.00) to $0.22 | 1 | 0.085 | 0.085 | 0.085 | 0.085 | 0.085 | 0.085 | 0.085 | 0.085 | 0.085 | 0.085 | 0 | 0 | 0 | 0 | 0 | 0 | 0 | 0 | 0 | 0 | 0 | 0 | 0 | 0 | 0 | 0 | 0 | 0 | 0 | 0 | 0 | 0 | 0 | 0 | 0 | 0 | 0 | 0 | 0 | 0 | 0 | 0 | 0 | 0 | 0 | 0 | 0 | 0 | 0 | 0 | 0 | 0 | 0 | 0 | 0 | 0 | 0 | 0 | 0 | 0 | 0 | 0 | 0 | 0 | 0 | 0 | 0 | 0 | 0 | 0 | 0 | 0 | 0 | 0 | 0 | 0 | 0 | 0 | 0 | 0 | 0 | 0 | 0 | 0 | 0 | 0 | 0 | 0 | 0 | 0 | 0 | 0 | 0 | 0 | 0 | 0 | 0 | 0 | 0 | 0 | 0 | 0 | 0 | 0 | 0 | 0 | 0 | 0 | 0 | 0 | 0 | 0 | 0 | 0 | 0 | 0 | 0 | 0 | 0 | 0 | 0 | 0 | 0 | 0 | 0 | 0 | 0 | 0 | 0 | 0 | 0 | 0 | 0 | 0 | 0 | 0 | 0 | 0 | 0 | 0 | 0 | 0 | 0 | 0 | 0 | 0 | 0 | 0 | 0 | 0 | 0 | 0 | 0 | 0 | 0 | 0 | 0 | 0 | 0 | 0 | 0 | 0 | 0 | 0 | 0 | 0 | 0 | 0 | 0 | 0 | 0 | 0 | 0 | 0 | 0 | 0 | 0 | 0 | 0 | 0 | 0 | 0 | 0 | 0 | 0 | 0 | 0 | 0 | 0 | 0 | 0 | 0 | 0 | 0 | 0 | 0 | 0 | 0 | 0 | 0 | 0 | 0 | 0 | 0.01296% | 0 | 0 | 0 | 0 | 0 | 0 | 0 | 0 | 0 | 0 | 0 | 0 | 0 | 0 | 0 | 0 | 0 | 0 | 0 | 0 | 0 | 0 | 0 | 0
| IND-Lighting-7P_V2 | M_Input | Council 7th Plan | 2020 | Retro | 2022 | 2045 | PSE | Industrial | Wood - Lumber | Electric | Per Region | NA | NA | Wood - Lumber Paper: Premium Fan | Wood - Lumber Paper: Premium Fan | 0 | 10 | 0 | 0 | I-All-Other-Shift3-All-All-S | 0 | 0 | 0 | 0 | 0 | 0 | 0 | 0 | 0 | 0 | 0 | 0 | Comm Flat | Paper: Premium Fan | Paper: Premium Fan | IndShift3 | 0.01266% | 100% | 0% | 1 | 1 | 100% | 10% | 85% | 6.8% | 0.2% | 0 | 0 | 0 | 0 | 0 | 0 | 0 | 0 | 0 |  | 0 | 0 | 0 | 01. ($9,999.000) to $0.028 | 0 | 0 | 01. ($9,999.00) to $0.22 | 1 | 0.085 | 0.085 | 0.085 | 0.085 | 0.085 | 0.085 | 0.085 | 0.085 | 0.085 | 0.085 | 0 | 0 | 0 | 0 | 0 | 0 | 0 | 0 | 0 | 0 | 0 | 0 | 0 | 0 | 0 | 0 | 0 | 0 | 0 | 0 | 0 | 0 | 0 | 0 | 0 | 0 | 0 | 0 | 0 | 0 | 0 | 0 | 0 | 0 | 0 | 0 | 0 | 0 | 0 | 0 | 0 | 0 | 0 | 0 | 0 | 0 | 0 | 0 | 0 | 0 | 0 | 0 | 0 | 0 | 0 | 0 | 0 | 0 | 0 | 0 | 0 | 0 | 0 | 0 | 0 | 0 | 0 | 0 | 0 | 0 | 0 | 0 | 0 | 0 | 0 | 0 | 0 | 0 | 0 | 0 | 0 | 0 | 0 | 0 | 0 | 0 | 0 | 0 | 0 | 0 | 0 | 0 | 0 | 0 | 0 | 0 | 0 | 0 | 0 | 0 | 0 | 0 | 0 | 0 | 0 | 0 | 0 | 0 | 0 | 0 | 0 | 0 | 0 | 0 | 0 | 0 | 0 | 0 | 0 | 0 | 0 | 0 | 0 | 0 | 0 | 0 | 0 | 0 | 0 | 0 | 0 | 0 | 0 | 0 | 0 | 0 | 0 | 0 | 0 | 0 | 0 | 0 | 0 | 0 | 0 | 0 | 0 | 0 | 0 | 0 | 0 | 0 | 0 | 0 | 0 | 0 | 0 | 0 | 0 | 0 | 0 | 0 | 0 | 0 | 0 | 0 | 0 | 0 | 0 | 0 | 0 | 0 | 0 | 0 | 0 | 0 | 0 | 0 | 0 | 0 | 0 | 0 | 0 | 0 | 0 | 0 | 0 | 0 | 0 | 0 | 0 | 0 | 0 | 0.01296% | 0 | 0 | 0 | 0 | 0 | 0 | 0 | 0 | 0 | 0 | 0 | 0 | 0 | 0 | 0 | 0 | 0 | 0 | 0 | 0 | 0 | 0 | 0 | 0
| IND-Lighting-7P_V2 | M_Input | Council 7th Plan | 2020 | Retro | 2022 | 2045 | PSE | Industrial | Wood - Lumber | Electric | Per Region | NA | NA | Wood - Lumber Paper: Material Handling | Wood - Lumber Paper: Material Handling | 0 | 10 | 0 | 0 | I-All-Other-Shift3-All-All-S | 0 | 0 | 0 | 0 | 0 | 0 | 0 | 0 | 0 | 0 | 0 | 0 | Comm Flat | Paper: Material Handling | Paper: Material Handling | SIC24 | 0.01335% | 100% | 0% | 1 | 1 | 100% | 10% | 85% | 6.8% | 0.2% | 0 | 0 | 0 | 0 | 0 | 0 | 0 | 0 | 0 |  | 0 | 0 | 0 | 01. ($9,999.000) to $0.028 | 0 | 0 | 01. ($9,999.00) to $0.22 | 1 | 0.085 | 0.085 | 0.085 | 0.085 | 0.085 | 0.085 | 0.085 | 0.085 | 0.085 | 0.085 | 0 | 0 | 0 | 0 | 0 | 0 | 0 | 0 | 0 | 0 | 0 | 0 | 0 | 0 | 0 | 0 | 0 | 0 | 0 | 0 | 0 | 0 | 0 | 0 | 0 | 0 | 0 | 0 | 0 | 0 | 0 | 0 | 0 | 0 | 0 | 0 | 0 | 0 | 0 | 0 | 0 | 0 | 0 | 0 | 0 | 0 | 0 | 0 | 0 | 0 | 0 | 0 | 0 | 0 | 0 | 0 | 0 | 0 | 0 | 0 | 0 | 0 | 0 | 0 | 0 | 0 | 0 | 0 | 0 | 0 | 0 | 0 | 0 | 0 | 0 | 0 | 0 | 0 | 0 | 0 | 0 | 0 | 0 | 0 | 0 | 0 | 0 | 0 | 0 | 0 | 0 | 0 | 0 | 0 | 0 | 0 | 0 | 0 | 0 | 0 | 0 | 0 | 0 | 0 | 0 | 0 | 0 | 0 | 0 | 0 | 0 | 0 | 0 | 0 | 0 | 0 | 0 | 0 | 0 | 0 | 0 | 0 | 0 | 0 | 0 | 0 | 0 | 0 | 0 | 0 | 0 | 0 | 0 | 0 | 0 | 0 | 0 | 0 | 0 | 0 | 0 | 0 | 0 | 0 | 0 | 0 | 0 | 0 | 0 | 0 | 0 | 0 | 0 | 0 | 0 | 0 | 0 | 0 | 0 | 0 | 0 | 0 | 0 | 0 | 0 | 0 | 0 | 0 | 0 | 0 | 0 | 0 | 0 | 0 | 0 | 0 | 0 | 0 | 0 | 0 | 0 | 0 | 0 | 0 | 0 | 0 | 0 | 0 | 0 | 0 | 0 | 0 | 0 | 0.01209% | 0 | 0 | 0 | 0 | 0 | 0 | 0 | 0 | 0 | 0 | 0 | 0 | 0 | 0 | 0 | 0 | 0 | 0 | 0 | 0 | 0 | 0 | 0 | 0
| IND-Lighting-7P_V2 | M_Input | Council 7th Plan | 2020 | Retro | 2022 | 2045 | PSE | Industrial | Wood - Lumber | Electric | Per Region | NA | NA | Wood - Lumber Paper: Large Material Handling | Wood - Lumber Paper: Large Material Handling | 0 | 10 | 0 | 0 | I-All-Other-Shift3-All-All-S | 0 | 0 | 0 | 0 | 0 | 0 | 0 | 0 | 0 | 0 | 0 | 0 | Comm Flat | Paper: Large Material Handling | Paper: Large Material Handling | SIC24 | 0.01335% | 100% | 0% | 1 | 1 | 100% | 10% | 85% | 6.8% | 0.2% | 0 | 0 | 0 | 0 | 0 | 0 | 0 | 0 | 0 |  | 0 | 0 | 0 | 01. ($9,999.000) to $0.028 | 1 | 0 | 01. ($9,999.00) to $0.22 | 1 | 0.085 | 0.085 | 0.085 | 0.085 | 0.085 | 0.085 | 0.085 | 0.085 | 0.085 | 0.085 | 0 | 0 | 0 | 0 | 0 | 0 | 0 | 0 | 0 | 0 | 0 | 0 | 0 | 0 | 0 | 0 | 0 | 0 | 0 | 0 | 0 | 0 | 0 | 0 | 0 | 0 | 0 | 0 | 0 | 0 | 0 | 0 | 0 | 0 | 0 | 0 | 0 | 0 | 0 | 0 | 0 | 0 | 0 | 0 | 0 | 0 | 0 | 0 | 0 | 0 | 0 | 0 | 0 | 0 | 0 | 0 | 0 | 0 | 0 | 0 | 0 | 0 | 0 | 0 | 0 | 0 | 0 | 0 | 0 | 0 | 0 | 0 | 0 | 0 | 0 | 0 | 0 | 0 | 0 | 0 | 0 | 0 | 0 | 0 | 0 | 0 | 0 | 0 | 0 | 0 | 0 | 0 | 0 | 0 | 0 | 0 | 0 | 0 | 0 | 0 | 0 | 0 | 0 | 0 | 0 | 0 | 0 | 0 | 0 | 0 | 0 | 0 | 0 | 0 | 0 | 0 | 0 | 0 | 0 | 0 | 0 | 0 | 0 | 0 | 0 | 0 | 0 | 0 | 0 | 0 | 0 | 0 | 0 | 0 | 0 | 0 | 0 | 0 | 0 | 0 | 0 | 0 | 0 | 0 | 0 | 0 | 0 | 0 | 0 | 0 | 0 | 0 | 0 | 0 | 0 | 0 | 0 | 0 | 0 | 0 | 0 | 0 | 0 | 0 | 0 | 0 | 0 | 0 | 0 | 0 | 0 | 0 | 0 | 0 | 0 | 0 | 0 | 0 | 0 | 0 | 0 | 0 | 0 | 0 | 0 | 0 | 0 | 0 | 0 | 0 | 0 | 0 | 0 | 0.01209% | 0 | 0 | 0 | 0 | 0 | 0 | 0 | 0 | 0 | 0 | 0 | 0 | 0 | 0 | 0 | 0 | 0 | 0 | 0 | 0 | 0 | 0 | 0 | 0
| IND-Lighting-7P_V2 | M_Input | Council 7th Plan | 2020 | Retro | 2022 | 2045 | PSE | Industrial | Wood - Lumber | Electric | Per Region | NA | NA | Wood - Lumber Paper: Premium Control Large Material | Wood - Lumber Paper: Premium Control Large Material | 0 | 10 | 0 | 0 | I-All-Other-Shift3-All-All-S | 0 | 0 | 0 | 0 | 0 | 0 | 0 | 0 | 0 | 0 | 0 | 0 | Comm Flat | Paper: Premium Control Large Material | Paper: Premium Control Large Material | IndShift3 | 0.01266% | 100% | 0% | 1 | 1 | 100% | 10% | 85% | 6.8% | 0.2% | 0 | 0 | 0 | 0 | 0 | 0 | 0 | 0 | 0 |  | 0 | 0 | 0 | 01. ($9,999.000) to $0.028 | 0 | 0 | 01. ($9,999.00) to $0.22 | 1 | 0.085 | 0.085 | 0.085 | 0.085 | 0.085 | 0.085 | 0.085 | 0.085 | 0.085 | 0.085 | 0 | 0 | 0 | 0 | 0 | 0 | 0 | 0 | 0 | 0 | 0 | 0 | 0 | 0 | 0 | 0 | 0 | 0 | 0 | 0 | 0 | 0 | 0 | 0 | 0 | 0 | 0 | 0 | 0 | 0 | 0 | 0 | 0 | 0 | 0 | 0 | 0 | 0 | 0 | 0 | 0 | 0 | 0 | 0 | 0 | 0 | 0 | 0 | 0 | 0 | 0 | 0 | 0 | 0 | 0 | 0 | 0 | 0 | 0 | 0 | 0 | 0 | 0 | 0 | 0 | 0 | 0 | 0 | 0 | 0 | 0 | 0 | 0 | 0 | 0 | 0 | 0 | 0 | 0 | 0 | 0 | 0 | 0 | 0 | 0 | 0 | 0 | 0 | 0 | 0 | 0 | 0 | 0 | 0 | 0 | 0 | 0 | 0 | 0 | 0 | 0 | 0 | 0 | 0 | 0 | 0 | 0 | 0 | 0 | 0 | 0 | 0 | 0 | 0 | 0 | 0 | 0 | 0 | 0 | 0 | 0 | 0 | 0 | 0 | 0 | 0 | 0 | 0 | 0 | 0 | 0 | 0 | 0 | 0 | 0 | 0 | 0 | 0 | 0 | 0 | 0 | 0 | 0 | 0 | 0 | 0 | 0 | 0 | 0 | 0 | 0 | 0 | 0 | 0 | 0 | 0 | 0 | 0 | 0 | 0 | 0 | 0 | 0 | 0 | 0 | 0 | 0 | 0 | 0 | 0 | 0 | 0 | 0 | 0 | 0 | 0 | 0 | 0 | 0 | 0 | 0 | 0 | 0 | 0 | 0 | 0 | 0 | 0 | 0 | 0 | 0 | 0 | 0 | 0.01296% | 0 | 0 | 0 | 0 | 0 | 0 | 0 | 0 | 0 | 0 | 0 | 0 | 0 | 0 | 0 | 0 | 0 | 0 | 0 | 0 | 0 | 0 | 0 | 0
| IND-Lighting-7P_V2 | M_Input | Council 7th Plan | 2020 | Retro | 2022 | 2045 | PSE | Industrial | Wood - Lumber | Electric | Per Region | NA | NA | Wood - Lumber Material Handling1 | Wood - Lumber Material Handling1 | 0 | 10 | 0 | 0 | I-SIC24-Proc-All-All-All-E | 0 | 0 | 0 | 0 | 0 | 0 | 0 | 0 | 0 | 0 | 0 | 0 | Comm Flat | Material Handling1 | Material Handling1 | SIC24 | 0.01335% | 100% | 0% | 1 | 1 | 100% | 10% | 85% | 6.8% | 0.2% | 0 | 0 | 0 | 0 | 0 | 0 | 0 | 0 | 0 |  | 0 | 0 | 0 | 01. ($9,999.000) to $0.028 | 1 | 0 | 01. ($9,999.00) to $0.22 | 1 | 0.085 | 0.085 | 0.085 | 0.085 | 0.085 | 0.085 | 0.085 | 0.085 | 0.085 | 0.085 | 0 | 0 | 0 | 0 | 0 | 0 | 0 | 0 | 0 | 0 | 0 | 0 | 0 | 0 | 0 | 0 | 0 | 0 | 0 | 0 | 0 | 0 | 0 | 0 | 0 | 0 | 0 | 0 | 0 | 0 | 0 | 0 | 0 | 0 | 0 | 0 | 0 | 0 | 0 | 0 | 0 | 0 | 0 | 0 | 0 | 0 | 0 | 0 | 0 | 0 | 0 | 0 | 0 | 0 | 0 | 0 | 0 | 0 | 0 | 0 | 0 | 0 | 0 | 0 | 0 | 0 | 0 | 0 | 0 | 0 | 0 | 0 | 0 | 0 | 0 | 0 | 0 | 0 | 0 | 0 | 0 | 0 | 0 | 0 | 0 | 0 | 0 | 0 | 0 | 0 | 0 | 0 | 0 | 0 | 0 | 0 | 0 | 0 | 0 | 0 | 0 | 0 | 0 | 0 | 0 | 0 | 0 | 0 | 0 | 0 | 0 | 0 | 0 | 0 | 0 | 0 | 0 | 0 | 0 | 0 | 0 | 0 | 0 | 0 | 0 | 0 | 0 | 0 | 0 | 0 | 0 | 0 | 0 | 0 | 0 | 0 | 0 | 0 | 0 | 0 | 0 | 0 | 0 | 0 | 0 | 0 | 0 | 0 | 0 | 0 | 0 | 0 | 0 | 0 | 0 | 0 | 0 | 0 | 0 | 0 | 0 | 0 | 0 | 0 | 0 | 0 | 0 | 0 | 0 | 0 | 0 | 0 | 0 | 0 | 0 | 0 | 0 | 0 | 0 | 0 | 0 | 0 | 0 | 0 | 0 | 0 | 0 | 0 | 0 | 0 | 0 | 0 | 0 | 0.01209% | 0 | 0 | 0 | 0 | 0 | 0 | 0 | 0 | 0 | 0 | 0 | 0 | 0 | 0 | 0 | 0 | 0 | 0 | 0 | 0 | 0 | 0 | 0 | 0
| IND-Lighting-7P_V2 | M_Input | Council 7th Plan | 2020 | Retro | 2022 | 2045 | PSE | Industrial | Wood - Lumber | Electric | Per Region | NA | NA | Wood - Lumber Material Handling2 | Wood - Lumber Material Handling2 | 61594.0523 | 10 | 47493.1028 | 0 | I-SIC24-Proc-All-All-All-E | 0 | 0 | 0 | 0 | 0 | 0 | 0 | 0 | 0 | 0 | 0 | 0 | Comm Flat | Material Handling2 | Material Handling2 | SIC24 | 0.01335% | 100% | 0% | 1 | 1 | 100% | 10% | 85% | 6.8% | 0.2% | 28796.5177 | 1210.5593 | 3000.7077 | 78623.4266 | 0 | 0 | 0 | 83910.7801 | 0 |  | 0.1167 | 0 | 0.1167 | 08. $0.115 to $0.130 | 0 | 0 | 01. ($9,999.00) to $0.22 | 1 | 0.085 | 0.085 | 0.085 | 0.085 | 0.085 | 0.085 | 0.085 | 0.085 | 0.085 | 0.085 | 0 | 0 | 0 | 0 | 0 | 0 | 0 | 0 | 0 | 0 | 0 | 0 | 0 | 0 | 5235.4944 | 5329.8574 | 5344.0703 | 5285.7952 | 5253.1261 | 5229.4428 | 5231.4257 | 5195.2569 | 5188.4176 | 5175.2171 | 0 | 0 | 0 | 0 | 0 | 0 | 0 | 0 | 0 | 0 | 0 | 0 | 0 | 0 | 52468.1037 | 5235.4944 | 10565.3519 | 15909.4222 | 21195.2174 | 26448.3435 | 31677.7863 | 36909.212 | 42104.4689 | 47292.8865 | 52468.1037 | 52468.1037 | 52468.1037 | 52468.1037 | 52468.1037 | 52468.1037 | 52468.1037 | 52468.1037 | 52468.1037 | 52468.1037 | 52468.1037 | 52468.1037 | 52468.1037 | 52468.1037 | 52468.1037 | 0 | 0 | 0 | 0 | 0 | 0 | 0 | 0 | 0 | 0 | 0 | 0 | 0 | 0 | 0 | 0 | 0 | 0 | 0 | 0 | 0 | 0 | 0 | 0 | 0 | 0 | 0 | 0 | 0 | 0 | 0 | 0 | 0 | 0 | 0 | 0 | 0 | 0 | 0 | 0 | 0 | 0 | 0 | 0 | 0 | 0 | 0 | 0 | 0 | 0 | 0 | 0 | 0 | 0 | 0 | 0 | 0 | 0 | 0 | 0 | 0 | 0.69902 | 1.4106 | 2.1241 | 2.8299 | 3.5313 | 4.2295 | 4.9279 | 5.6216 | 6.3143 | 7.0053 | 7.0053 | 7.0053 | 7.0053 | 7.0053 | 7.0053 | 7.0053 | 7.0053 | 7.0053 | 7.0053 | 7.0053 | 7.0053 | 7.0053 | 7.0053 | 7.0053 | 7132.4163 | 7260.9689 | 7280.3313 | 7200.9421 | 7156.4363 | 7124.172 | 7126.8733 | 7077.5999 | 7068.2826 | 7050.2994 | 0 | 0 | 0 | 0 | 0 | 0 | 0 | 0 | 0 | 0 | 0 | 0 | 0 | 0 | 71478.3221 | 0 | 0 | 0 | 0 | 0 | 0 | 0 | 0 | 0 | 0 | 0 | 0 | 0 | 0 | 0 | 0 | 0 | 0 | 0 | 0 | 0.01209% | 0.63296 | 1.2773 | 1.9234 | 2.5625 | 3.1976 | 3.8298 | 4.4622 | 5.0903 | 5.7176 | 6.3433 | 6.3433 | 6.3433 | 6.3433 | 6.3433 | 6.3433 | 6.3433 | 6.3433 | 6.3433 | 6.3433 | 6.3433 | 6.3433 | 6.3433 | 6.3433 | 6.3433
| IND-Lighting-7P_V2 | M_Input | Council 7th Plan | 2020 | Retro | 2022 | 2045 | PSE | Industrial | Wood - Lumber | Electric | Per Region | NA | NA | Wood - Lumber Material Handling VFD1 | Wood - Lumber Material Handling VFD1 | 0 | 10 | 0 | 0 | I-SIC24-Proc-All-All-All-E | 0 | 0 | 0 | 0 | 0 | 0 | 0 | 0 | 0 | 0 | 0 | 0 | Comm Flat | Material Handling VFD1 | Material Handling VFD1 | SIC24 | 0.01335% | 100% | 0% | 1 | 1 | 100% | 10% | 85% | 6.8% | 0.2% | 0 | 0 | 0 | 0 | 0 | 0 | 0 | 0 | 0 |  | 0 | 0 | 0 | 01. ($9,999.000) to $0.028 | 1 | 0 | 01. ($9,999.00) to $0.22 | 0 | 0.085 | 0.085 | 0.085 | 0.085 | 0.085 | 0.085 | 0.085 | 0.085 | 0.085 | 0.085 | 0 | 0 | 0 | 0 | 0 | 0 | 0 | 0 | 0 | 0 | 0 | 0 | 0 | 0 | 0 | 0 | 0 | 0 | 0 | 0 | 0 | 0 | 0 | 0 | 0 | 0 | 0 | 0 | 0 | 0 | 0 | 0 | 0 | 0 | 0 | 0 | 0 | 0 | 0 | 0 | 0 | 0 | 0 | 0 | 0 | 0 | 0 | 0 | 0 | 0 | 0 | 0 | 0 | 0 | 0 | 0 | 0 | 0 | 0 | 0 | 0 | 0 | 0 | 0 | 0 | 0 | 0 | 0 | 0 | 0 | 0 | 0 | 0 | 0 | 0 | 0 | 0 | 0 | 0 | 0 | 0 | 0 | 0 | 0 | 0 | 0 | 0 | 0 | 0 | 0 | 0 | 0 | 0 | 0 | 0 | 0 | 0 | 0 | 0 | 0 | 0 | 0 | 0 | 0 | 0 | 0 | 0 | 0 | 0 | 0 | 0 | 0 | 0 | 0 | 0 | 0 | 0 | 0 | 0 | 0 | 0 | 0 | 0 | 0 | 0 | 0 | 0 | 0 | 0 | 0 | 0 | 0 | 0 | 0 | 0 | 0 | 0 | 0 | 0 | 0 | 0 | 0 | 0 | 0 | 0 | 0 | 0 | 0 | 0 | 0 | 0 | 0 | 0 | 0 | 0 | 0 | 0 | 0 | 0 | 0 | 0 | 0 | 0 | 0 | 0 | 0 | 0 | 0 | 0 | 0 | 0 | 0 | 0 | 0 | 0 | 0 | 0 | 0 | 0 | 0 | 0 | 0 | 0 | 0 | 0 | 0 | 0 | 0 | 0 | 0 | 0 | 0 | 0 | 0.01209% | 0 | 0 | 0 | 0 | 0 | 0 | 0 | 0 | 0 | 0 | 0 | 0 | 0 | 0 | 0 | 0 | 0 | 0 | 0 | 0 | 0 | 0 | 0 | 0
| IND-Lighting-7P_V2 | M_Input | Council 7th Plan | 2020 | Retro | 2022 | 2045 | PSE | Industrial | Wood - Lumber | Electric | Per Region | NA | NA | Wood - Lumber Material Handling VFD2 | Wood - Lumber Material Handling VFD2 | 255638.8112 | 10 | 113983.4466 | 0 | I-SIC24-Proc-All-All-All-E | 0 | 0 | 0 | 0 | 0 | 0 | 0 | 0 | 0 | 0 | 0 | 0 | Comm Flat | Material Handling VFD2 | Material Handling VFD2 | SIC24 | 0.01335% | 100% | 0% | 1 | 1 | 100% | 10% | 85% | 6.8% | 0.2% | 119516.5323 | 5024.2828 | 12454.0815 | 188696.2237 | 0 | 0 | 0 | 194014.5487 | 0 |  | 0.065014 | 0 | 0.065014 | 04. $0.062 to $0.070 | 1 | 0 | 01. ($9,999.00) to $0.22 | 0 | 0.085 | 0.085 | 0.085 | 0.085 | 0.085 | 0.085 | 0.085 | 0.085 | 0.085 | 0.085 | 0 | 0 | 0 | 0 | 0 | 0 | 0 | 0 | 0 | 0 | 0 | 0 | 0 | 0 | 21729.299 | 22120.9413 | 22179.93 | 21938.0664 | 21802.4771 | 21704.1823 | 21712.412 | 21562.2979 | 21533.9122 | 21479.1251 | 0 | 0 | 0 | 0 | 0 | 0 | 0 | 0 | 0 | 0 | 0 | 0 | 0 | 0 | 217762.6433 | 21729.299 | 43850.2403 | 66030.1703 | 87968.2367 | 109770.7138 | 131474.8961 | 153187.3081 | 174749.606 | 196283.5181 | 217762.6433 | 217762.6433 | 217762.6433 | 217762.6433 | 217762.6433 | 217762.6433 | 217762.6433 | 217762.6433 | 217762.6433 | 217762.6433 | 217762.6433 | 217762.6433 | 217762.6433 | 217762.6433 | 217762.6433 | 0 | 0 | 0 | 0 | 0 | 0 | 0 | 0 | 0 | 0 | 0 | 0 | 0 | 0 | 0 | 0 | 0 | 0 | 0 | 0 | 0 | 0 | 0 | 0 | 0 | 0 | 0 | 0 | 0 | 0 | 0 | 0 | 0 | 0 | 0 | 0 | 0 | 0 | 0 | 0 | 0 | 0 | 0 | 0 | 0 | 0 | 0 | 0 | 0 | 0 | 0 | 0 | 0 | 0 | 0 | 0 | 0 | 0 | 0 | 0 | 0 | 2.9012 | 5.8547 | 8.816 | 11.7451 | 14.656 | 17.5539 | 20.4528 | 23.3317 | 26.2068 | 29.0746 | 29.0746 | 29.0746 | 29.0746 | 29.0746 | 29.0746 | 29.0746 | 29.0746 | 29.0746 | 29.0746 | 29.0746 | 29.0746 | 29.0746 | 29.0746 | 29.0746 | 16491.2366 | 16788.4698 | 16833.2386 | 16649.6786 | 16546.7744 | 16472.1746 | 16478.4204 | 16364.4928 | 16342.9498 | 16301.3697 | 0 | 0 | 0 | 0 | 0 | 0 | 0 | 0 | 0 | 0 | 0 | 0 | 0 | 0 | 165268.8055 | 0 | 0 | 0 | 0 | 0 | 0 | 0 | 0 | 0 | 0 | 0 | 0 | 0 | 0 | 0 | 0 | 0 | 0 | 0 | 0 | 0.01209% | 2.627 | 5.3014 | 7.9829 | 10.6352 | 13.2711 | 15.8951 | 18.52 | 21.1269 | 23.7303 | 26.3271 | 26.3271 | 26.3271 | 26.3271 | 26.3271 | 26.3271 | 26.3271 | 26.3271 | 26.3271 | 26.3271 | 26.3271 | 26.3271 | 26.3271 | 26.3271 | 26.3271
| IND-Lighting-7P_V2 | M_Input | Council 7th Plan | 2020 | Retro | 2022 | 2045 | PSE | Industrial | Wood - Lumber | Electric | Per Region | NA | NA | Wood - Lumber Wood: Replace Pneumatic Conveyor | Wood - Lumber Wood: Replace Pneumatic Conveyor | 440498.8083 | 10 | 7977.2904 | 0 | I-SIC24-Proc-All-All-All-E | 33302.54 | 0 | 0 | 0 | 0 | 0 | 0 | 0 | 0 | 0 | 0 | 0 | Comm Flat | Wood: Replace Pneumatic Conveyor | Wood: Replace Pneumatic Conveyor | SIC24 | 0.01335% | 100% | 0% | 1 | 1 | 100% | 10% | 85% | 6.8% | 0.2% | 205942.4773 | 8657.4906 | 21459.9968 | 13206.1683 | 0 | 0 | 0 | -404073.7446 | 0 |  | -0.07858 | 0 | -0.07858 | 01. ($9,999.000) to $0.028 | 1 | 0 | 01. ($9,999.00) to $0.22 | 0 | 0.085 | 0.085 | 0.085 | 0.085 | 0.085 | 0.085 | 0.085 | 0.085 | 0.085 | 0.085 | 0 | 0 | 0 | 0 | 0 | 0 | 0 | 0 | 0 | 0 | 0 | 0 | 0 | 0 | 37442.3987 | 38117.2493 | 38218.8944 | 37802.1321 | 37568.4941 | 37399.1195 | 37413.3003 | 37154.6342 | 37105.722 | 37011.3168 | 0 | 0 | 0 | 0 | 0 | 0 | 0 | 0 | 0 | 0 | 0 | 0 | 0 | 0 | 375233.2614 | 37442.3987 | 75559.648 | 113778.5425 | 151580.6746 | 189149.1686 | 226548.2881 | 263961.5884 | 301116.2226 | 338221.9446 | 375233.2614 | 375233.2614 | 375233.2614 | 375233.2614 | 375233.2614 | 375233.2614 | 375233.2614 | 375233.2614 | 375233.2614 | 375233.2614 | 375233.2614 | 375233.2614 | 375233.2614 | 375233.2614 | 375233.2614 | 0 | 0 | 0 | 0 | 0 | 0 | 0 | 0 | 0 | 0 | 0 | 0 | 0 | 0 | 0 | 0 | 0 | 0 | 0 | 0 | 0 | 0 | 0 | 0 | 0 | 0 | 0 | 0 | 0 | 0 | 0 | 0 | 0 | 0 | 0 | 0 | 0 | 0 | 0 | 0 | 0 | 0 | 0 | 0 | 0 | 0 | 0 | 0 | 0 | 0 | 0 | 0 | 0 | 0 | 0 | 0 | 0 | 0 | 0 | 0 | 0 | 4.9991 | 10.0884 | 15.1912 | 20.2383 | 25.2543 | 30.2476 | 35.2429 | 40.2036 | 45.1577 | 50.0993 | 50.0993 | 50.0993 | 50.0993 | 50.0993 | 50.0993 | 50.0993 | 50.0993 | 50.0993 | 50.0993 | 50.0993 | 50.0993 | 50.0993 | 50.0993 | 50.0993 | 0 | 0 | 0 | 0 | 0 | 0 | 0 | 0 | 0 | 0 | 0 | 0 | 0 | 0 | 0 | 0 | 0 | 0 | 0 | 0 | 0 | 0 | 0 | 0 | 0 | 0 | 0 | 0 | 0 | 0 | 0 | 0 | 0 | 0 | 0 | 0 | 0 | 0 | 0 | 0 | 0 | 0 | 0 | 0 | 0 | 0.01209% | 4.5267 | 9.135 | 13.7556 | 18.3258 | 22.8678 | 27.3892 | 31.9124 | 36.4043 | 40.8904 | 45.365 | 45.365 | 45.365 | 45.365 | 45.365 | 45.365 | 45.365 | 45.365 | 45.365 | 45.365 | 45.365 | 45.365 | 45.365 | 45.365 | 45.365
| IND-Lighting-7P_V2 | M_Input | Council 7th Plan | 2020 | Retro | 2022 | 2045 | PSE | Industrial | Wood - Lumber | Electric | Per Region | NA | NA | Wood - Lumber Panel: Hydraulic Press | Wood - Lumber Panel: Hydraulic Press | 0 | 10 | 0 | 0 | I-SIC24-Proc-All-All-All-E | 0 | 0 | 0 | 0 | 0 | 0 | 0 | 0 | 0 | 0 | 0 | 0 | Comm Flat | Panel: Hydraulic Press | Panel: Hydraulic Press | SIC24 | 0.01335% | 100% | 0% | 1 | 1 | 100% | 10% | 85% | 6.8% | 0.2% | 0 | 0 | 0 | 0 | 0 | 0 | 0 | 0 | 0 |  | 0 | 0 | 0 | 01. ($9,999.000) to $0.028 | 1 | 0 | 01. ($9,999.00) to $0.22 | 0 | 0.085 | 0.085 | 0.085 | 0.085 | 0.085 | 0.085 | 0.085 | 0.085 | 0.085 | 0.085 | 0 | 0 | 0 | 0 | 0 | 0 | 0 | 0 | 0 | 0 | 0 | 0 | 0 | 0 | 0 | 0 | 0 | 0 | 0 | 0 | 0 | 0 | 0 | 0 | 0 | 0 | 0 | 0 | 0 | 0 | 0 | 0 | 0 | 0 | 0 | 0 | 0 | 0 | 0 | 0 | 0 | 0 | 0 | 0 | 0 | 0 | 0 | 0 | 0 | 0 | 0 | 0 | 0 | 0 | 0 | 0 | 0 | 0 | 0 | 0 | 0 | 0 | 0 | 0 | 0 | 0 | 0 | 0 | 0 | 0 | 0 | 0 | 0 | 0 | 0 | 0 | 0 | 0 | 0 | 0 | 0 | 0 | 0 | 0 | 0 | 0 | 0 | 0 | 0 | 0 | 0 | 0 | 0 | 0 | 0 | 0 | 0 | 0 | 0 | 0 | 0 | 0 | 0 | 0 | 0 | 0 | 0 | 0 | 0 | 0 | 0 | 0 | 0 | 0 | 0 | 0 | 0 | 0 | 0 | 0 | 0 | 0 | 0 | 0 | 0 | 0 | 0 | 0 | 0 | 0 | 0 | 0 | 0 | 0 | 0 | 0 | 0 | 0 | 0 | 0 | 0 | 0 | 0 | 0 | 0 | 0 | 0 | 0 | 0 | 0 | 0 | 0 | 0 | 0 | 0 | 0 | 0 | 0 | 0 | 0 | 0 | 0 | 0 | 0 | 0 | 0 | 0 | 0 | 0 | 0 | 0 | 0 | 0 | 0 | 0 | 0 | 0 | 0 | 0 | 0 | 0 | 0 | 0 | 0 | 0 | 0 | 0 | 0 | 0 | 0 | 0 | 0 | 0 | 0.01209% | 0 | 0 | 0 | 0 | 0 | 0 | 0 | 0 | 0 | 0 | 0 | 0 | 0 | 0 | 0 | 0 | 0 | 0 | 0 | 0 | 0 | 0 | 0 | 0
| IND-Lighting-7P_V2 | M_Input | Council 7th Plan | 2020 | Retro | 2022 | 2045 | PSE | Industrial | Wood - Lumber | Electric | Per Region | NA | NA | Wood - Lumber Cold Storage Retrofit | Wood - Lumber Cold Storage Retrofit | 0 | 10 | 0 | 0 | C-War-Ref-All-All-All-C | 0 | 0 | 0 | 0 | 0 | 0 | 0 | 0 | 0 | 0 | 0 | 0 | Comm Flat | Cold Storage Retrofit | Cold Storage Retrofit | IndShift3 | 0.01266% | 100% | 0% | 1 | 1 | 100% | 10% | 85% | 6.8% | 0.2% | 0 | 0 | 0 | 0 | 0 | 0 | 0 | 0 | 0 |  | 0 | 0 | 0 | 01. ($9,999.000) to $0.028 | 1 | 0 | 01. ($9,999.00) to $0.22 | 0 | 0.085 | 0.085 | 0.085 | 0.085 | 0.085 | 0.085 | 0.085 | 0.085 | 0.085 | 0.085 | 0 | 0 | 0 | 0 | 0 | 0 | 0 | 0 | 0 | 0 | 0 | 0 | 0 | 0 | 0 | 0 | 0 | 0 | 0 | 0 | 0 | 0 | 0 | 0 | 0 | 0 | 0 | 0 | 0 | 0 | 0 | 0 | 0 | 0 | 0 | 0 | 0 | 0 | 0 | 0 | 0 | 0 | 0 | 0 | 0 | 0 | 0 | 0 | 0 | 0 | 0 | 0 | 0 | 0 | 0 | 0 | 0 | 0 | 0 | 0 | 0 | 0 | 0 | 0 | 0 | 0 | 0 | 0 | 0 | 0 | 0 | 0 | 0 | 0 | 0 | 0 | 0 | 0 | 0 | 0 | 0 | 0 | 0 | 0 | 0 | 0 | 0 | 0 | 0 | 0 | 0 | 0 | 0 | 0 | 0 | 0 | 0 | 0 | 0 | 0 | 0 | 0 | 0 | 0 | 0 | 0 | 0 | 0 | 0 | 0 | 0 | 0 | 0 | 0 | 0 | 0 | 0 | 0 | 0 | 0 | 0 | 0 | 0 | 0 | 0 | 0 | 0 | 0 | 0 | 0 | 0 | 0 | 0 | 0 | 0 | 0 | 0 | 0 | 0 | 0 | 0 | 0 | 0 | 0 | 0 | 0 | 0 | 0 | 0 | 0 | 0 | 0 | 0 | 0 | 0 | 0 | 0 | 0 | 0 | 0 | 0 | 0 | 0 | 0 | 0 | 0 | 0 | 0 | 0 | 0 | 0 | 0 | 0 | 0 | 0 | 0 | 0 | 0 | 0 | 0 | 0 | 0 | 0 | 0 | 0 | 0 | 0 | 0 | 0 | 0 | 0 | 0 | 0 | 0.01296% | 0 | 0 | 0 | 0 | 0 | 0 | 0 | 0 | 0 | 0 | 0 | 0 | 0 | 0 | 0 | 0 | 0 | 0 | 0 | 0 | 0 | 0 | 0 | 0
| IND-Lighting-7P_V2 | M_Input | Council 7th Plan | 2020 | Retro | 2022 | 2045 | PSE | Industrial | Wood - Lumber | Electric | Per Region | NA | NA | Wood - Lumber Cold Storage Tuneup | Wood - Lumber Cold Storage Tuneup | 0 | 3 | 0 | 0 | C-War-Ref-All-All-All-C | 0 | 0 | 0 | 0 | 0 | 0 | 0 | 0 | 0 | 0 | 0 | 0 | Comm Flat | Cold Storage Tuneup | Cold Storage Tuneup | IndShift3 | 0.01266% | 100% | 0% | 1 | 1 | 100% | 33.33% | 85% | 6.8% | 0.2% | 0 | 0 | 0 | 0 | 0 | 0 | 0 | 0 | 0 |  | 0 | 0 | 0 | 01. ($9,999.000) to $0.028 | 1 | 0 | 01. ($9,999.00) to $0.22 | 1 | 0.085 | 0.085 | 0.085 | 0.085 | 0.085 | 0.085 | 0.085 | 0.085 | 0.085 | 0.085 | 0 | 0 | 0 | 0 | 0 | 0 | 0 | 0 | 0 | 0 | 0 | 0 | 0 | 0 | 0 | 0 | 0 | 0 | 0 | 0 | 0 | 0 | 0 | 0 | 0 | 0 | 0 | 0 | 0 | 0 | 0 | 0 | 0 | 0 | 0 | 0 | 0 | 0 | 0 | 0 | 0 | 0 | 0 | 0 | 0 | 0 | 0 | 0 | 0 | 0 | 0 | 0 | 0 | 0 | 0 | 0 | 0 | 0 | 0 | 0 | 0 | 0 | 0 | 0 | 0 | 0 | 0 | 0 | 0 | 0 | 0 | 0 | 0 | 0 | 0 | 0 | 0 | 0 | 0 | 0 | 0 | 0 | 0 | 0 | 0 | 0 | 0 | 0 | 0 | 0 | 0 | 0 | 0 | 0 | 0 | 0 | 0 | 0 | 0 | 0 | 0 | 0 | 0 | 0 | 0 | 0 | 0 | 0 | 0 | 0 | 0 | 0 | 0 | 0 | 0 | 0 | 0 | 0 | 0 | 0 | 0 | 0 | 0 | 0 | 0 | 0 | 0 | 0 | 0 | 0 | 0 | 0 | 0 | 0 | 0 | 0 | 0 | 0 | 0 | 0 | 0 | 0 | 0 | 0 | 0 | 0 | 0 | 0 | 0 | 0 | 0 | 0 | 0 | 0 | 0 | 0 | 0 | 0 | 0 | 0 | 0 | 0 | 0 | 0 | 0 | 0 | 0 | 0 | 0 | 0 | 0 | 0 | 0 | 0 | 0 | 0 | 0 | 0 | 0 | 0 | 0 | 0 | 0 | 0 | 0 | 0 | 0 | 0 | 0 | 0 | 0 | 0 | 0 | 0.01296% | 0 | 0 | 0 | 0 | 0 | 0 | 0 | 0 | 0 | 0 | 0 | 0 | 0 | 0 | 0 | 0 | 0 | 0 | 0 | 0 | 0 | 0 | 0 | 0
| IND-Lighting-7P_V2 | M_Input | Council 7th Plan | 2020 | Retro | 2022 | 2045 | PSE | Industrial | Wood - Lumber | Electric | Per Region | NA | NA | Wood - Lumber Fruit Storage Refer Retrofit | Wood - Lumber Fruit Storage Refer Retrofit | 0 | 10 | 0 | 0 | C-War-Ref-All-All-All-C | 0 | 0 | 0 | 0 | 0 | 0 | 0 | 0 | 0 | 0 | 0 | 0 | Comm Flat | Fruit Storage Refer Retrofit | Fruit Storage Refer Retrofit | IndShift3 | 0.01266% | 100% | 0% | 1 | 1 | 100% | 10% | 85% | 6.8% | 0.2% | 0 | 0 | 0 | 0 | 0 | 0 | 0 | 0 | 0 |  | 0 | 0 | 0 | 01. ($9,999.000) to $0.028 | 1 | 0 | 01. ($9,999.00) to $0.22 | 1 | 0.085 | 0.085 | 0.085 | 0.085 | 0.085 | 0.085 | 0.085 | 0.085 | 0.085 | 0.085 | 0 | 0 | 0 | 0 | 0 | 0 | 0 | 0 | 0 | 0 | 0 | 0 | 0 | 0 | 0 | 0 | 0 | 0 | 0 | 0 | 0 | 0 | 0 | 0 | 0 | 0 | 0 | 0 | 0 | 0 | 0 | 0 | 0 | 0 | 0 | 0 | 0 | 0 | 0 | 0 | 0 | 0 | 0 | 0 | 0 | 0 | 0 | 0 | 0 | 0 | 0 | 0 | 0 | 0 | 0 | 0 | 0 | 0 | 0 | 0 | 0 | 0 | 0 | 0 | 0 | 0 | 0 | 0 | 0 | 0 | 0 | 0 | 0 | 0 | 0 | 0 | 0 | 0 | 0 | 0 | 0 | 0 | 0 | 0 | 0 | 0 | 0 | 0 | 0 | 0 | 0 | 0 | 0 | 0 | 0 | 0 | 0 | 0 | 0 | 0 | 0 | 0 | 0 | 0 | 0 | 0 | 0 | 0 | 0 | 0 | 0 | 0 | 0 | 0 | 0 | 0 | 0 | 0 | 0 | 0 | 0 | 0 | 0 | 0 | 0 | 0 | 0 | 0 | 0 | 0 | 0 | 0 | 0 | 0 | 0 | 0 | 0 | 0 | 0 | 0 | 0 | 0 | 0 | 0 | 0 | 0 | 0 | 0 | 0 | 0 | 0 | 0 | 0 | 0 | 0 | 0 | 0 | 0 | 0 | 0 | 0 | 0 | 0 | 0 | 0 | 0 | 0 | 0 | 0 | 0 | 0 | 0 | 0 | 0 | 0 | 0 | 0 | 0 | 0 | 0 | 0 | 0 | 0 | 0 | 0 | 0 | 0 | 0 | 0 | 0 | 0 | 0 | 0 | 0.01296% | 0 | 0 | 0 | 0 | 0 | 0 | 0 | 0 | 0 | 0 | 0 | 0 | 0 | 0 | 0 | 0 | 0 | 0 | 0 | 0 | 0 | 0 | 0 | 0
| IND-Lighting-7P_V2 | M_Input | Council 7th Plan | 2020 | Retro | 2022 | 2045 | PSE | Industrial | Wood - Lumber | Electric | Per Region | NA | NA | Wood - Lumber CA Retrofit -- CO2 Scrub | Wood - Lumber CA Retrofit -- CO2 Scrub | 0 | 10 | 0 | 0 | I-All-Other-Shift3-All-All-S | 0 | 0 | 0 | 0 | 0 | 0 | 0 | 0 | 0 | 0 | 0 | 0 | Comm Flat | CA Retrofit -- CO2 Scrub | CA Retrofit -- CO2 Scrub | IndShift3 | 0.01266% | 100% | 0% | 1 | 1 | 100% | 10% | 85% | 6.8% | 0.2% | 0 | 0 | 0 | 0 | 0 | 0 | 0 | 0 | 0 |  | 0 | 0 | 0 | 01. ($9,999.000) to $0.028 | 1 | 0 | 01. ($9,999.00) to $0.22 | 1 | 0.085 | 0.085 | 0.085 | 0.085 | 0.085 | 0.085 | 0.085 | 0.085 | 0.085 | 0.085 | 0 | 0 | 0 | 0 | 0 | 0 | 0 | 0 | 0 | 0 | 0 | 0 | 0 | 0 | 0 | 0 | 0 | 0 | 0 | 0 | 0 | 0 | 0 | 0 | 0 | 0 | 0 | 0 | 0 | 0 | 0 | 0 | 0 | 0 | 0 | 0 | 0 | 0 | 0 | 0 | 0 | 0 | 0 | 0 | 0 | 0 | 0 | 0 | 0 | 0 | 0 | 0 | 0 | 0 | 0 | 0 | 0 | 0 | 0 | 0 | 0 | 0 | 0 | 0 | 0 | 0 | 0 | 0 | 0 | 0 | 0 | 0 | 0 | 0 | 0 | 0 | 0 | 0 | 0 | 0 | 0 | 0 | 0 | 0 | 0 | 0 | 0 | 0 | 0 | 0 | 0 | 0 | 0 | 0 | 0 | 0 | 0 | 0 | 0 | 0 | 0 | 0 | 0 | 0 | 0 | 0 | 0 | 0 | 0 | 0 | 0 | 0 | 0 | 0 | 0 | 0 | 0 | 0 | 0 | 0 | 0 | 0 | 0 | 0 | 0 | 0 | 0 | 0 | 0 | 0 | 0 | 0 | 0 | 0 | 0 | 0 | 0 | 0 | 0 | 0 | 0 | 0 | 0 | 0 | 0 | 0 | 0 | 0 | 0 | 0 | 0 | 0 | 0 | 0 | 0 | 0 | 0 | 0 | 0 | 0 | 0 | 0 | 0 | 0 | 0 | 0 | 0 | 0 | 0 | 0 | 0 | 0 | 0 | 0 | 0 | 0 | 0 | 0 | 0 | 0 | 0 | 0 | 0 | 0 | 0 | 0 | 0 | 0 | 0 | 0 | 0 | 0 | 0 | 0.01296% | 0 | 0 | 0 | 0 | 0 | 0 | 0 | 0 | 0 | 0 | 0 | 0 | 0 | 0 | 0 | 0 | 0 | 0 | 0 | 0 | 0 | 0 | 0 | 0
| IND-Lighting-7P_V2 | M_Input | Council 7th Plan | 2020 | Retro | 2022 | 2045 | PSE | Industrial | Wood - Lumber | Electric | Per Region | NA | NA | Wood - Lumber CA Retrofit -- Membrane | Wood - Lumber CA Retrofit -- Membrane | 0 | 10 | 0 | 0 | I-All-Other-Shift3-All-All-S | 0 | 0 | 0 | 0 | 0 | 0 | 0 | 0 | 0 | 0 | 0 | 0 | Comm Flat | CA Retrofit -- Membrane | CA Retrofit -- Membrane | IndShift3 | 0.01266% | 100% | 0% | 1 | 1 | 100% | 10% | 85% | 6.8% | 0.2% | 0 | 0 | 0 | 0 | 0 | 0 | 0 | 0 | 0 |  | 0 | 0 | 0 | 01. ($9,999.000) to $0.028 | 1 | 0 | 01. ($9,999.00) to $0.22 | 1 | 0.085 | 0.085 | 0.085 | 0.085 | 0.085 | 0.085 | 0.085 | 0.085 | 0.085 | 0.085 | 0 | 0 | 0 | 0 | 0 | 0 | 0 | 0 | 0 | 0 | 0 | 0 | 0 | 0 | 0 | 0 | 0 | 0 | 0 | 0 | 0 | 0 | 0 | 0 | 0 | 0 | 0 | 0 | 0 | 0 | 0 | 0 | 0 | 0 | 0 | 0 | 0 | 0 | 0 | 0 | 0 | 0 | 0 | 0 | 0 | 0 | 0 | 0 | 0 | 0 | 0 | 0 | 0 | 0 | 0 | 0 | 0 | 0 | 0 | 0 | 0 | 0 | 0 | 0 | 0 | 0 | 0 | 0 | 0 | 0 | 0 | 0 | 0 | 0 | 0 | 0 | 0 | 0 | 0 | 0 | 0 | 0 | 0 | 0 | 0 | 0 | 0 | 0 | 0 | 0 | 0 | 0 | 0 | 0 | 0 | 0 | 0 | 0 | 0 | 0 | 0 | 0 | 0 | 0 | 0 | 0 | 0 | 0 | 0 | 0 | 0 | 0 | 0 | 0 | 0 | 0 | 0 | 0 | 0 | 0 | 0 | 0 | 0 | 0 | 0 | 0 | 0 | 0 | 0 | 0 | 0 | 0 | 0 | 0 | 0 | 0 | 0 | 0 | 0 | 0 | 0 | 0 | 0 | 0 | 0 | 0 | 0 | 0 | 0 | 0 | 0 | 0 | 0 | 0 | 0 | 0 | 0 | 0 | 0 | 0 | 0 | 0 | 0 | 0 | 0 | 0 | 0 | 0 | 0 | 0 | 0 | 0 | 0 | 0 | 0 | 0 | 0 | 0 | 0 | 0 | 0 | 0 | 0 | 0 | 0 | 0 | 0 | 0 | 0 | 0 | 0 | 0 | 0 | 0.01296% | 0 | 0 | 0 | 0 | 0 | 0 | 0 | 0 | 0 | 0 | 0 | 0 | 0 | 0 | 0 | 0 | 0 | 0 | 0 | 0 | 0 | 0 | 0 | 0
| IND-Lighting-7P_V2 | M_Input | Council 7th Plan | 2020 | Retro | 2022 | 2045 | PSE | Industrial | Wood - Lumber | Electric | Per Region | NA | NA | Wood - Lumber Fruit Storage Tuneup | Wood - Lumber Fruit Storage Tuneup | 0 | 3 | 0 | 0 | C-War-Ref-All-All-All-C | 0 | 0 | 0 | 0 | 0 | 0 | 0 | 0 | 0 | 0 | 0 | 0 | Comm Flat | Fruit Storage Tuneup | Fruit Storage Tuneup | IndShift3 | 0.01266% | 100% | 0% | 1 | 1 | 100% | 33.33% | 85% | 6.8% | 0.2% | 0 | 0 | 0 | 0 | 0 | 0 | 0 | 0 | 0 |  | 0 | 0 | 0 | 01. ($9,999.000) to $0.028 | 0 | 0 | 01. ($9,999.00) to $0.22 | 1 | 0.085 | 0.085 | 0.085 | 0.085 | 0.085 | 0.085 | 0.085 | 0.085 | 0.085 | 0.085 | 0 | 0 | 0 | 0 | 0 | 0 | 0 | 0 | 0 | 0 | 0 | 0 | 0 | 0 | 0 | 0 | 0 | 0 | 0 | 0 | 0 | 0 | 0 | 0 | 0 | 0 | 0 | 0 | 0 | 0 | 0 | 0 | 0 | 0 | 0 | 0 | 0 | 0 | 0 | 0 | 0 | 0 | 0 | 0 | 0 | 0 | 0 | 0 | 0 | 0 | 0 | 0 | 0 | 0 | 0 | 0 | 0 | 0 | 0 | 0 | 0 | 0 | 0 | 0 | 0 | 0 | 0 | 0 | 0 | 0 | 0 | 0 | 0 | 0 | 0 | 0 | 0 | 0 | 0 | 0 | 0 | 0 | 0 | 0 | 0 | 0 | 0 | 0 | 0 | 0 | 0 | 0 | 0 | 0 | 0 | 0 | 0 | 0 | 0 | 0 | 0 | 0 | 0 | 0 | 0 | 0 | 0 | 0 | 0 | 0 | 0 | 0 | 0 | 0 | 0 | 0 | 0 | 0 | 0 | 0 | 0 | 0 | 0 | 0 | 0 | 0 | 0 | 0 | 0 | 0 | 0 | 0 | 0 | 0 | 0 | 0 | 0 | 0 | 0 | 0 | 0 | 0 | 0 | 0 | 0 | 0 | 0 | 0 | 0 | 0 | 0 | 0 | 0 | 0 | 0 | 0 | 0 | 0 | 0 | 0 | 0 | 0 | 0 | 0 | 0 | 0 | 0 | 0 | 0 | 0 | 0 | 0 | 0 | 0 | 0 | 0 | 0 | 0 | 0 | 0 | 0 | 0 | 0 | 0 | 0 | 0 | 0 | 0 | 0 | 0 | 0 | 0 | 0 | 0.01296% | 0 | 0 | 0 | 0 | 0 | 0 | 0 | 0 | 0 | 0 | 0 | 0 | 0 | 0 | 0 | 0 | 0 | 0 | 0 | 0 | 0 | 0 | 0 | 0
| IND-Lighting-7P_V2 | M_Input | Council 7th Plan | 2020 | Retro | 2022 | 2045 | PSE | Industrial | Wood - Lumber | Electric | Per Region | NA | NA | Wood - Lumber Groc Dist Retrofit | Wood - Lumber Groc Dist Retrofit | 0 | 10 | 0 | 0 | C-War-Ref-All-All-All-C | 0 | 0 | 0 | 0 | 0 | 0 | 0 | 0 | 0 | 0 | 0 | 0 | Comm Flat | Groc Dist Retrofit | Groc Dist Retrofit | IndShift3 | 0.01266% | 100% | 0% | 1 | 1 | 100% | 10% | 85% | 6.8% | 0.2% | 0 | 0 | 0 | 0 | 0 | 0 | 0 | 0 | 0 |  | 0 | 0 | 0 | 01. ($9,999.000) to $0.028 | 0 | 0 | 01. ($9,999.00) to $0.22 | 1 | 0.085 | 0.085 | 0.085 | 0.085 | 0.085 | 0.085 | 0.085 | 0.085 | 0.085 | 0.085 | 0 | 0 | 0 | 0 | 0 | 0 | 0 | 0 | 0 | 0 | 0 | 0 | 0 | 0 | 0 | 0 | 0 | 0 | 0 | 0 | 0 | 0 | 0 | 0 | 0 | 0 | 0 | 0 | 0 | 0 | 0 | 0 | 0 | 0 | 0 | 0 | 0 | 0 | 0 | 0 | 0 | 0 | 0 | 0 | 0 | 0 | 0 | 0 | 0 | 0 | 0 | 0 | 0 | 0 | 0 | 0 | 0 | 0 | 0 | 0 | 0 | 0 | 0 | 0 | 0 | 0 | 0 | 0 | 0 | 0 | 0 | 0 | 0 | 0 | 0 | 0 | 0 | 0 | 0 | 0 | 0 | 0 | 0 | 0 | 0 | 0 | 0 | 0 | 0 | 0 | 0 | 0 | 0 | 0 | 0 | 0 | 0 | 0 | 0 | 0 | 0 | 0 | 0 | 0 | 0 | 0 | 0 | 0 | 0 | 0 | 0 | 0 | 0 | 0 | 0 | 0 | 0 | 0 | 0 | 0 | 0 | 0 | 0 | 0 | 0 | 0 | 0 | 0 | 0 | 0 | 0 | 0 | 0 | 0 | 0 | 0 | 0 | 0 | 0 | 0 | 0 | 0 | 0 | 0 | 0 | 0 | 0 | 0 | 0 | 0 | 0 | 0 | 0 | 0 | 0 | 0 | 0 | 0 | 0 | 0 | 0 | 0 | 0 | 0 | 0 | 0 | 0 | 0 | 0 | 0 | 0 | 0 | 0 | 0 | 0 | 0 | 0 | 0 | 0 | 0 | 0 | 0 | 0 | 0 | 0 | 0 | 0 | 0 | 0 | 0 | 0 | 0 | 0 | 0.01296% | 0 | 0 | 0 | 0 | 0 | 0 | 0 | 0 | 0 | 0 | 0 | 0 | 0 | 0 | 0 | 0 | 0 | 0 | 0 | 0 | 0 | 0 | 0 | 0
| IND-Lighting-7P_V2 | M_Input | Council 7th Plan | 2020 | Retro | 2022 | 2045 | PSE | Industrial | Wood - Lumber | Electric | Per Region | NA | NA | Wood - Lumber Groc Dist Tuneup | Wood - Lumber Groc Dist Tuneup | 0 | 3 | 0 | 0 | C-War-Ref-All-All-All-C | 0 | 0 | 0 | 0 | 0 | 0 | 0 | 0 | 0 | 0 | 0 | 0 | Comm Flat | Groc Dist Tuneup | Groc Dist Tuneup | IndShift3 | 0.01266% | 100% | 0% | 1 | 1 | 100% | 33.33% | 85% | 6.8% | 0.2% | 0 | 0 | 0 | 0 | 0 | 0 | 0 | 0 | 0 |  | 0 | 0 | 0 | 01. ($9,999.000) to $0.028 | 0 | 0 | 01. ($9,999.00) to $0.22 | 1 | 0.085 | 0.085 | 0.085 | 0.085 | 0.085 | 0.085 | 0.085 | 0.085 | 0.085 | 0.085 | 0 | 0 | 0 | 0 | 0 | 0 | 0 | 0 | 0 | 0 | 0 | 0 | 0 | 0 | 0 | 0 | 0 | 0 | 0 | 0 | 0 | 0 | 0 | 0 | 0 | 0 | 0 | 0 | 0 | 0 | 0 | 0 | 0 | 0 | 0 | 0 | 0 | 0 | 0 | 0 | 0 | 0 | 0 | 0 | 0 | 0 | 0 | 0 | 0 | 0 | 0 | 0 | 0 | 0 | 0 | 0 | 0 | 0 | 0 | 0 | 0 | 0 | 0 | 0 | 0 | 0 | 0 | 0 | 0 | 0 | 0 | 0 | 0 | 0 | 0 | 0 | 0 | 0 | 0 | 0 | 0 | 0 | 0 | 0 | 0 | 0 | 0 | 0 | 0 | 0 | 0 | 0 | 0 | 0 | 0 | 0 | 0 | 0 | 0 | 0 | 0 | 0 | 0 | 0 | 0 | 0 | 0 | 0 | 0 | 0 | 0 | 0 | 0 | 0 | 0 | 0 | 0 | 0 | 0 | 0 | 0 | 0 | 0 | 0 | 0 | 0 | 0 | 0 | 0 | 0 | 0 | 0 | 0 | 0 | 0 | 0 | 0 | 0 | 0 | 0 | 0 | 0 | 0 | 0 | 0 | 0 | 0 | 0 | 0 | 0 | 0 | 0 | 0 | 0 | 0 | 0 | 0 | 0 | 0 | 0 | 0 | 0 | 0 | 0 | 0 | 0 | 0 | 0 | 0 | 0 | 0 | 0 | 0 | 0 | 0 | 0 | 0 | 0 | 0 | 0 | 0 | 0 | 0 | 0 | 0 | 0 | 0 | 0 | 0 | 0 | 0 | 0 | 0 | 0.01296% | 0 | 0 | 0 | 0 | 0 | 0 | 0 | 0 | 0 | 0 | 0 | 0 | 0 | 0 | 0 | 0 | 0 | 0 | 0 | 0 | 0 | 0 | 0 | 0
| IND-Lighting-7P_V2 | M_Input | Council 7th Plan | 2020 | Retro | 2022 | 2045 | PSE | Industrial | Wood - Lumber | Electric | Per Region | NA | NA | Wood - Lumber Plant Energy Management | Wood - Lumber Plant Energy Management | 261441.7916 | 10 | 7178.0612 | 9371.2942 | I-All-Other-Shift3-All-All-S | 0 | 0 | 0 | 0 | 0 | 0 | 0 | 0 | 0 | 0 | 0 | 0 | Comm Flat | Plant Energy Management | Plant Energy Management | IndShift3 | 0.01266% | 100% | 0% | 1 | 1 | 100% | 10% | 85% | 6.8% | 0.2% | 122229.548 | 4872.0671 | 12710.1615 | 11883.068 | 0 | 0 | 0 | 105132.4464 | 0 |  | 0.034448 | 0 | 0.034448 | 02. $0.028 to $0.055 | 0 | 0 | 01. ($9,999.00) to $0.22 | 1 | 0.085 | 0.085 | 0.085 | 0.085 | 0.085 | 0.085 | 0.085 | 0.085 | 0.085 | 0.085 | 0 | 0 | 0 | 0 | 0 | 0 | 0 | 0 | 0 | 0 | 0 | 0 | 0 | 0 | 22222.5523 | 22623.0849 | 22683.4126 | 22436.0587 | 22297.3915 | 22196.8655 | 22205.282 | 22051.7603 | 22022.7302 | 21966.6995 | 0 | 0 | 0 | 0 | 0 | 0 | 0 | 0 | 0 | 0 | 0 | 0 | 0 | 0 | 222705.8377 | 22222.5523 | 44845.6372 | 67529.0499 | 89965.1086 | 112262.5001 | 134459.3656 | 156664.6476 | 178716.4079 | 200739.1382 | 222705.8377 | 222705.8377 | 222705.8377 | 222705.8377 | 222705.8377 | 222705.8377 | 222705.8377 | 222705.8377 | 222705.8377 | 222705.8377 | 222705.8377 | 222705.8377 | 222705.8377 | 222705.8377 | 222705.8377 | 0 | 0 | 0 | 0 | 0 | 0 | 0 | 0 | 0 | 0 | 0 | 0 | 0 | 0 | 0 | 0 | 0 | 0 | 0 | 0 | 0 | 0 | 0 | 0 | 0 | 0 | 0 | 0 | 0 | 0 | 0 | 0 | 0 | 0 | 0 | 0 | 0 | 0 | 0 | 0 | 0 | 0 | 0 | 0 | 0 | 0 | 0 | 0 | 0 | 0 | 0 | 0 | 0 | 0 | 0 | 0 | 0 | 0 | 0 | 0 | 0 | 2.8133 | 5.6773 | 8.5489 | 11.3893 | 14.212 | 17.0221 | 19.8332 | 22.6249 | 25.4128 | 28.1938 | 28.1938 | 28.1938 | 28.1938 | 28.1938 | 28.1938 | 28.1938 | 28.1938 | 28.1938 | 28.1938 | 28.1938 | 28.1938 | 28.1938 | 28.1938 | 28.1938 | 8936.2579 | 9097.3224 | 9121.5817 | 9022.1144 | 8966.3527 | 8925.9286 | 8929.3131 | 8867.5781 | 8855.9044 | 8833.373 | 0 | 0 | 0 | 0 | 0 | 0 | 0 | 0 | 0 | 0 | 0 | 0 | 0 | 0 | 89555.7264 | 0 | 0 | 0 | 0 | 0 | 0 | 0 | 0 | 0 | 0 | 0 | 0 | 0 | 0 | 0 | 0 | 0 | 0 | 0 | 0 | 0.01296% | 2.8794 | 5.8107 | 8.7499 | 11.6569 | 14.5461 | 17.4222 | 20.2993 | 23.1566 | 26.0101 | 28.8564 | 28.8564 | 28.8564 | 28.8564 | 28.8564 | 28.8564 | 28.8564 | 28.8564 | 28.8564 | 28.8564 | 28.8564 | 28.8564 | 28.8564 | 28.8564 | 28.8564
| IND-Lighting-7P_V2 | M_Input | Council 7th Plan | 2020 | Retro | 2022 | 2045 | PSE | Industrial | Wood - Lumber | Electric | Per Region | NA | NA | Wood - Lumber Energy Project Management | Wood - Lumber Energy Project Management | 0 | 11 | 0 | 0 | I-All-Other-Shift3-All-All-S | 0 | 0 | 0 | 0 | 0 | 0 | 0 | 0 | 0 | 0 | 0 | 0 | Comm Flat | Energy Project Management | Energy Project Management | IndShift3 | 0.01266% | 100% | 0% | 1 | 1 | 100% | 9.091% | 85% | 6.8% | 0.2% | 0 | 0 | 0 | 0 | 0 | 0 | 0 | 0 | 0 |  | 0 | 0 | 0 | 01. ($9,999.000) to $0.028 | 0 | 0 | 01. ($9,999.00) to $0.22 | 1 | 0.085 | 0.085 | 0.085 | 0.085 | 0.085 | 0.085 | 0.085 | 0.085 | 0.085 | 0.085 | 0 | 0 | 0 | 0 | 0 | 0 | 0 | 0 | 0 | 0 | 0 | 0 | 0 | 0 | 0 | 0 | 0 | 0 | 0 | 0 | 0 | 0 | 0 | 0 | 0 | 0 | 0 | 0 | 0 | 0 | 0 | 0 | 0 | 0 | 0 | 0 | 0 | 0 | 0 | 0 | 0 | 0 | 0 | 0 | 0 | 0 | 0 | 0 | 0 | 0 | 0 | 0 | 0 | 0 | 0 | 0 | 0 | 0 | 0 | 0 | 0 | 0 | 0 | 0 | 0 | 0 | 0 | 0 | 0 | 0 | 0 | 0 | 0 | 0 | 0 | 0 | 0 | 0 | 0 | 0 | 0 | 0 | 0 | 0 | 0 | 0 | 0 | 0 | 0 | 0 | 0 | 0 | 0 | 0 | 0 | 0 | 0 | 0 | 0 | 0 | 0 | 0 | 0 | 0 | 0 | 0 | 0 | 0 | 0 | 0 | 0 | 0 | 0 | 0 | 0 | 0 | 0 | 0 | 0 | 0 | 0 | 0 | 0 | 0 | 0 | 0 | 0 | 0 | 0 | 0 | 0 | 0 | 0 | 0 | 0 | 0 | 0 | 0 | 0 | 0 | 0 | 0 | 0 | 0 | 0 | 0 | 0 | 0 | 0 | 0 | 0 | 0 | 0 | 0 | 0 | 0 | 0 | 0 | 0 | 0 | 0 | 0 | 0 | 0 | 0 | 0 | 0 | 0 | 0 | 0 | 0 | 0 | 0 | 0 | 0 | 0 | 0 | 0 | 0 | 0 | 0 | 0 | 0 | 0 | 0 | 0 | 0 | 0 | 0 | 0 | 0 | 0 | 0 | 0.01296% | 0 | 0 | 0 | 0 | 0 | 0 | 0 | 0 | 0 | 0 | 0 | 0 | 0 | 0 | 0 | 0 | 0 | 0 | 0 | 0 | 0 | 0 | 0 | 0
| IND-Lighting-7P_V2 | M_Input | Council 7th Plan | 2020 | Retro | 2022 | 2045 | PSE | Industrial | Wood - Lumber | Electric | Per Region | NA | NA | Wood - Lumber Integrated Plant Energy Management | Wood - Lumber Integrated Plant Energy Management | 0 | 11 | 0 | 0 | I-All-Other-Shift3-All-All-S | 0 | 0 | 0 | 0 | 0 | 0 | 0 | 0 | 0 | 0 | 0 | 0 | Comm Flat | Integrated Plant Energy Management | Integrated Plant Energy Management | IndShift3 | 0.01266% | 100% | 0% | 1 | 1 | 100% | 9.091% | 85% | 6.8% | 0.2% | 0 | 0 | 0 | 0 | 0 | 0 | 0 | 0 | 0 |  | 0 | 0 | 0 | 01. ($9,999.000) to $0.028 | 0 | 0 | 01. ($9,999.00) to $0.22 | 1 | 0.085 | 0.085 | 0.085 | 0.085 | 0.085 | 0.085 | 0.085 | 0.085 | 0.085 | 0.085 | 0 | 0 | 0 | 0 | 0 | 0 | 0 | 0 | 0 | 0 | 0 | 0 | 0 | 0 | 0 | 0 | 0 | 0 | 0 | 0 | 0 | 0 | 0 | 0 | 0 | 0 | 0 | 0 | 0 | 0 | 0 | 0 | 0 | 0 | 0 | 0 | 0 | 0 | 0 | 0 | 0 | 0 | 0 | 0 | 0 | 0 | 0 | 0 | 0 | 0 | 0 | 0 | 0 | 0 | 0 | 0 | 0 | 0 | 0 | 0 | 0 | 0 | 0 | 0 | 0 | 0 | 0 | 0 | 0 | 0 | 0 | 0 | 0 | 0 | 0 | 0 | 0 | 0 | 0 | 0 | 0 | 0 | 0 | 0 | 0 | 0 | 0 | 0 | 0 | 0 | 0 | 0 | 0 | 0 | 0 | 0 | 0 | 0 | 0 | 0 | 0 | 0 | 0 | 0 | 0 | 0 | 0 | 0 | 0 | 0 | 0 | 0 | 0 | 0 | 0 | 0 | 0 | 0 | 0 | 0 | 0 | 0 | 0 | 0 | 0 | 0 | 0 | 0 | 0 | 0 | 0 | 0 | 0 | 0 | 0 | 0 | 0 | 0 | 0 | 0 | 0 | 0 | 0 | 0 | 0 | 0 | 0 | 0 | 0 | 0 | 0 | 0 | 0 | 0 | 0 | 0 | 0 | 0 | 0 | 0 | 0 | 0 | 0 | 0 | 0 | 0 | 0 | 0 | 0 | 0 | 0 | 0 | 0 | 0 | 0 | 0 | 0 | 0 | 0 | 0 | 0 | 0 | 0 | 0 | 0 | 0 | 0 | 0 | 0 | 0 | 0 | 0 | 0 | 0.01296% | 0 | 0 | 0 | 0 | 0 | 0 | 0 | 0 | 0 | 0 | 0 | 0 | 0 | 0 | 0 | 0 | 0 | 0 | 0 | 0 | 0 | 0 | 0 | 0
| IND-Lighting-7P_V2 | M_Input | Council 7th Plan | 2020 | Retro | 2022 | 2045 | PSE | Industrial | Wood - Panel | Electric | Per Region | NA | NA | Wood - Panel Air Compressor Demand Reduction | Wood - Panel Air Compressor Demand Reduction | 8142.5715 | 10 | 818.6535 | 254.2402 | I-All-Other-Shift3-All-All-S | 0 | 0 | 0 | 0 | 0 | 0 | 0 | 0 | 0 | 0 | 0 | 0 | Comm Flat | Air Compressor Demand Reduction | Air Compressor Demand Reduction | IndShift3 | 0.01266% | 100% | 0% | 1 | 1 | 100% | 10% | 85% | 6.8% | 0.2% | 3806.8238 | 151.7399 | 395.8564 | 1355.2566 | 0 | 0 | 0 | 3939.2695 | 0 |  | 0.041443 | 0 | 0.041443 | 02. $0.028 to $0.055 | 0 | 0 | 01. ($9,999.00) to $0.22 | 1 | 0.085 | 0.085 | 0.085 | 0.085 | 0.085 | 0.085 | 0.085 | 0.085 | 0.085 | 0.085 | 0 | 0 | 0 | 0 | 0 | 0 | 0 | 0 | 0 | 0 | 0 | 0 | 0 | 0 | 692.1186 | 704.5931 | 706.472 | 698.7682 | 694.4494 | 691.3186 | 691.5807 | 686.7993 | 685.8951 | 684.1501 | 0 | 0 | 0 | 0 | 0 | 0 | 0 | 0 | 0 | 0 | 0 | 0 | 0 | 0 | 6936.1451 | 692.1186 | 1396.7117 | 2103.1837 | 2801.9519 | 3496.4013 | 4187.7199 | 4879.3006 | 5566.0999 | 6251.995 | 6936.1451 | 6936.1451 | 6936.1451 | 6936.1451 | 6936.1451 | 6936.1451 | 6936.1451 | 6936.1451 | 6936.1451 | 6936.1451 | 6936.1451 | 6936.1451 | 6936.1451 | 6936.1451 | 6936.1451 | 0 | 0 | 0 | 0 | 0 | 0 | 0 | 0 | 0 | 0 | 0 | 0 | 0 | 0 | 0 | 0 | 0 | 0 | 0 | 0 | 0 | 0 | 0 | 0 | 0 | 0 | 0 | 0 | 0 | 0 | 0 | 0 | 0 | 0 | 0 | 0 | 0 | 0 | 0 | 0 | 0 | 0 | 0 | 0 | 0 | 0 | 0 | 0 | 0 | 0 | 0 | 0 | 0 | 0 | 0 | 0 | 0 | 0 | 0 | 0 | 0 | 0.08762 | 0.17682 | 0.26626 | 0.35472 | 0.44263 | 0.53015 | 0.6177 | 0.70465 | 0.79148 | 0.87809 | 0.87809 | 0.87809 | 0.87809 | 0.87809 | 0.87809 | 0.87809 | 0.87809 | 0.87809 | 0.87809 | 0.87809 | 0.87809 | 0.87809 | 0.87809 | 0.87809 | 334.8379 | 340.8729 | 341.7819 | 338.0549 | 335.9655 | 334.4509 | 334.5777 | 332.2645 | 331.8271 | 330.9828 | 0 | 0 | 0 | 0 | 0 | 0 | 0 | 0 | 0 | 0 | 0 | 0 | 0 | 0 | 3355.6162 | 0 | 0 | 0 | 0 | 0 | 0 | 0 | 0 | 0 | 0 | 0 | 0 | 0 | 0 | 0 | 0 | 0 | 0 | 0 | 0 | 0.01296% | 0.089679 | 0.18097 | 0.27251 | 0.36305 | 0.45304 | 0.54261 | 0.63222 | 0.72121 | 0.81008 | 0.89873 | 0.89873 | 0.89873 | 0.89873 | 0.89873 | 0.89873 | 0.89873 | 0.89873 | 0.89873 | 0.89873 | 0.89873 | 0.89873 | 0.89873 | 0.89873 | 0.89873
| IND-Lighting-7P_V2 | M_Input | Council 7th Plan | 2020 | Retro | 2022 | 2045 | PSE | Industrial | Wood - Panel | Electric | Per Region | NA | NA | Wood - Panel Air Compressor Equipment1 | Wood - Panel Air Compressor Equipment1 | 0 | 10 | 0 | 0 | I-All-Other-Shift3-All-All-S | 0 | 0 | 0 | 0 | 0 | 0 | 0 | 0 | 0 | 0 | 0 | 0 | Comm Flat | Air Compressor Equipment1 | Air Compressor Equipment1 | IndShift3 | 0.01266% | 100% | 0% | 1 | 1 | 100% | 10% | 85% | 6.8% | 0.2% | 0 | 0 | 0 | 0 | 0 | 0 | 0 | 0 | 0 |  | 0 | 0 | 0 | 01. ($9,999.000) to $0.028 | 0 | 0 | 01. ($9,999.00) to $0.22 | 1 | 0.085 | 0.085 | 0.085 | 0.085 | 0.085 | 0.085 | 0.085 | 0.085 | 0.085 | 0.085 | 0 | 0 | 0 | 0 | 0 | 0 | 0 | 0 | 0 | 0 | 0 | 0 | 0 | 0 | 0 | 0 | 0 | 0 | 0 | 0 | 0 | 0 | 0 | 0 | 0 | 0 | 0 | 0 | 0 | 0 | 0 | 0 | 0 | 0 | 0 | 0 | 0 | 0 | 0 | 0 | 0 | 0 | 0 | 0 | 0 | 0 | 0 | 0 | 0 | 0 | 0 | 0 | 0 | 0 | 0 | 0 | 0 | 0 | 0 | 0 | 0 | 0 | 0 | 0 | 0 | 0 | 0 | 0 | 0 | 0 | 0 | 0 | 0 | 0 | 0 | 0 | 0 | 0 | 0 | 0 | 0 | 0 | 0 | 0 | 0 | 0 | 0 | 0 | 0 | 0 | 0 | 0 | 0 | 0 | 0 | 0 | 0 | 0 | 0 | 0 | 0 | 0 | 0 | 0 | 0 | 0 | 0 | 0 | 0 | 0 | 0 | 0 | 0 | 0 | 0 | 0 | 0 | 0 | 0 | 0 | 0 | 0 | 0 | 0 | 0 | 0 | 0 | 0 | 0 | 0 | 0 | 0 | 0 | 0 | 0 | 0 | 0 | 0 | 0 | 0 | 0 | 0 | 0 | 0 | 0 | 0 | 0 | 0 | 0 | 0 | 0 | 0 | 0 | 0 | 0 | 0 | 0 | 0 | 0 | 0 | 0 | 0 | 0 | 0 | 0 | 0 | 0 | 0 | 0 | 0 | 0 | 0 | 0 | 0 | 0 | 0 | 0 | 0 | 0 | 0 | 0 | 0 | 0 | 0 | 0 | 0 | 0 | 0 | 0 | 0 | 0 | 0 | 0 | 0.01296% | 0 | 0 | 0 | 0 | 0 | 0 | 0 | 0 | 0 | 0 | 0 | 0 | 0 | 0 | 0 | 0 | 0 | 0 | 0 | 0 | 0 | 0 | 0 | 0
| IND-Lighting-7P_V2 | M_Input | Council 7th Plan | 2020 | Retro | 2022 | 2045 | PSE | Industrial | Wood - Panel | Electric | Per Region | NA | NA | Wood - Panel Air Compressor Equipment2 | Wood - Panel Air Compressor Equipment2 | 9209.3011 | 10 | 750.7517 | 287.5473 | I-All-Other-Shift3-All-All-S | 0 | 0 | 0 | 0 | 0 | 0 | 0 | 0 | 0 | 0 | 0 | 0 | Comm Flat | Air Compressor Equipment2 | Air Compressor Equipment2 | IndShift3 | 0.01266% | 100% | 0% | 1 | 1 | 100% | 10% | 85% | 6.8% | 0.2% | 4305.5424 | 171.6188 | 447.7161 | 1242.8473 | 0 | 0 | 0 | 4130.3523 | 0 |  | 0.03842 | 0 | 0.03842 | 02. $0.028 to $0.055 | 0 | 0 | 01. ($9,999.00) to $0.22 | 1 | 0.085 | 0.085 | 0.085 | 0.085 | 0.085 | 0.085 | 0.085 | 0.085 | 0.085 | 0.085 | 0 | 0 | 0 | 0 | 0 | 0 | 0 | 0 | 0 | 0 | 0 | 0 | 0 | 0 | 782.7906 | 796.8994 | 799.0244 | 790.3114 | 785.4268 | 781.8858 | 782.1822 | 776.7744 | 775.7518 | 773.7782 | 0 | 0 | 0 | 0 | 0 | 0 | 0 | 0 | 0 | 0 | 0 | 0 | 0 | 0 | 7844.825 | 782.7906 | 1579.69 | 2378.7144 | 3169.0258 | 3954.4526 | 4736.3383 | 5518.5206 | 6295.295 | 7071.0469 | 7844.825 | 7844.825 | 7844.825 | 7844.825 | 7844.825 | 7844.825 | 7844.825 | 7844.825 | 7844.825 | 7844.825 | 7844.825 | 7844.825 | 7844.825 | 7844.825 | 7844.825 | 0 | 0 | 0 | 0 | 0 | 0 | 0 | 0 | 0 | 0 | 0 | 0 | 0 | 0 | 0 | 0 | 0 | 0 | 0 | 0 | 0 | 0 | 0 | 0 | 0 | 0 | 0 | 0 | 0 | 0 | 0 | 0 | 0 | 0 | 0 | 0 | 0 | 0 | 0 | 0 | 0 | 0 | 0 | 0 | 0 | 0 | 0 | 0 | 0 | 0 | 0 | 0 | 0 | 0 | 0 | 0 | 0 | 0 | 0 | 0 | 0 | 0.099098 | 0.19998 | 0.30114 | 0.40119 | 0.50062 | 0.5996 | 0.69862 | 0.79696 | 0.89517 | 0.99313 | 0.99313 | 0.99313 | 0.99313 | 0.99313 | 0.99313 | 0.99313 | 0.99313 | 0.99313 | 0.99313 | 0.99313 | 0.99313 | 0.99313 | 0.99313 | 0.99313 | 351.0799 | 357.4077 | 358.3608 | 354.453 | 352.2623 | 350.6741 | 350.8071 | 348.3817 | 347.9231 | 347.0379 | 0 | 0 | 0 | 0 | 0 | 0 | 0 | 0 | 0 | 0 | 0 | 0 | 0 | 0 | 3518.3877 | 0 | 0 | 0 | 0 | 0 | 0 | 0 | 0 | 0 | 0 | 0 | 0 | 0 | 0 | 0 | 0 | 0 | 0 | 0 | 0 | 0.01296% | 0.10143 | 0.20468 | 0.30821 | 0.41062 | 0.51239 | 0.6137 | 0.71505 | 0.81569 | 0.91621 | 1.0165 | 1.0165 | 1.0165 | 1.0165 | 1.0165 | 1.0165 | 1.0165 | 1.0165 | 1.0165 | 1.0165 | 1.0165 | 1.0165 | 1.0165 | 1.0165 | 1.0165
| IND-Lighting-7P_V2 | M_Input | Council 7th Plan | 2020 | Retro | 2022 | 2045 | PSE | Industrial | Wood - Panel | Electric | Per Region | NA | NA | Wood - Panel Air Compressor Optimization | Wood - Panel Air Compressor Optimization | 26764.0589 | 10 | 6981.9965 | 835.6697 | I-All-Other-Shift3-All-All-S | 1805.0465 | 0 | 0 | 0 | 0 | 0 | 0 | 0 | 0 | 0 | 0 | 0 | Comm Flat | Air Compressor Optimization | Air Compressor Optimization | IndShift3 | 0.01266% | 100% | 0% | 1 | 1 | 100% | 10% | 85% | 6.8% | 0.2% | 12512.7616 | 498.7584 | 1301.152 | 11558.4886 | 0 | 0 | 0 | -161.0629 | 0 |  | -0.00051552 | 0 | -0.00051552 | 01. ($9,999.000) to $0.028 | 0 | 0 | 01. ($9,999.00) to $0.22 | 1 | 0.085 | 0.085 | 0.085 | 0.085 | 0.085 | 0.085 | 0.085 | 0.085 | 0.085 | 0.085 | 0 | 0 | 0 | 0 | 0 | 0 | 0 | 0 | 0 | 0 | 0 | 0 | 0 | 0 | 2274.945 | 2315.9479 | 2322.1237 | 2296.8019 | 2282.6064 | 2272.3154 | 2273.177 | 2257.4609 | 2254.489 | 2248.7531 | 0 | 0 | 0 | 0 | 0 | 0 | 0 | 0 | 0 | 0 | 0 | 0 | 0 | 0 | 22798.6204 | 2274.945 | 4590.8929 | 6913.0167 | 9209.8186 | 11492.4249 | 13764.7404 | 16037.9174 | 18295.3782 | 20549.8673 | 22798.6204 | 22798.6204 | 22798.6204 | 22798.6204 | 22798.6204 | 22798.6204 | 22798.6204 | 22798.6204 | 22798.6204 | 22798.6204 | 22798.6204 | 22798.6204 | 22798.6204 | 22798.6204 | 22798.6204 | 0 | 0 | 0 | 0 | 0 | 0 | 0 | 0 | 0 | 0 | 0 | 0 | 0 | 0 | 0 | 0 | 0 | 0 | 0 | 0 | 0 | 0 | 0 | 0 | 0 | 0 | 0 | 0 | 0 | 0 | 0 | 0 | 0 | 0 | 0 | 0 | 0 | 0 | 0 | 0 | 0 | 0 | 0 | 0 | 0 | 0 | 0 | 0 | 0 | 0 | 0 | 0 | 0 | 0 | 0 | 0 | 0 | 0 | 0 | 0 | 0 | 0.288 | 0.58119 | 0.87516 | 1.1659 | 1.4549 | 1.7426 | 2.0303 | 2.3161 | 2.6015 | 2.8862 | 2.8862 | 2.8862 | 2.8862 | 2.8862 | 2.8862 | 2.8862 | 2.8862 | 2.8862 | 2.8862 | 2.8862 | 2.8862 | 2.8862 | 2.8862 | 2.8862 | 0 | 0 | 0 | 0 | 0 | 0 | 0 | 0 | 0 | 0 | 0 | 0 | 0 | 0 | 0 | 0 | 0 | 0 | 0 | 0 | 0 | 0 | 0 | 0 | 0 | 0 | 0 | 0 | 0 | 0 | 0 | 0 | 0 | 0 | 0 | 0 | 0 | 0 | 0 | 0 | 0 | 0 | 0 | 0 | 0 | 0.01296% | 0.29477 | 0.59485 | 0.89573 | 1.1933 | 1.4891 | 1.7835 | 2.0781 | 2.3706 | 2.6627 | 2.9541 | 2.9541 | 2.9541 | 2.9541 | 2.9541 | 2.9541 | 2.9541 | 2.9541 | 2.9541 | 2.9541 | 2.9541 | 2.9541 | 2.9541 | 2.9541 | 2.9541
| IND-Lighting-7P_V2 | M_Input | Council 7th Plan | 2020 | Retro | 2022 | 2045 | PSE | Industrial | Wood - Panel | Electric | Per Region | NA | NA | Wood - Panel HighBay Lighting 1 Shift | Wood - Panel HighBay Lighting 1 Shift | 4693.1443 | 26.5734 | 3747.2987 | -132.6208 | I-All-Other-Shift1-All-All-S | 0 | 0 | 0 | 0 | 0 | 0 | 0 | 0 | 0 | 0 | 0 | 0 | Comm Flat | HighBay Lighting 1 Shift | HighBay Lighting 1 Shift | IndShift1 | 0.0135% | 100% | 0% | 1 | 1 | 100% | 3.763% | 85% | 6.8% | 0.2% | 5634.1623 | 93.2526 | 572.7415 | 3846.4981 | 0 | 0 | 0 | 2381.8127 | 0 |  | 0.043475 | 0 | 0.043475 | 02. $0.028 to $0.055 | 1 | 0 | 01. ($9,999.00) to $0.22 | 0 | 0.085 | 0.085 | 0.085 | 0.085 | 0.085 | 0.085 | 0.085 | 0.085 | 0.085 | 0.085 | 0 | 0 | 0 | 0 | 0 | 0 | 0 | 0 | 0 | 0 | 0 | 0 | 0 | 0 | 398.9173 | 406.1072 | 407.1902 | 402.7499 | 400.2607 | 398.4562 | 398.6072 | 395.8514 | 395.3303 | 394.3245 | 0 | 0 | 0 | 0 | 0 | 0 | 0 | 0 | 0 | 0 | 0 | 0 | 0 | 0 | 3997.7948 | 398.9173 | 805.0245 | 1212.2147 | 1614.9646 | 2015.2253 | 2413.6815 | 2812.2887 | 3208.1401 | 3603.4704 | 3997.7948 | 3997.7948 | 3997.7948 | 3997.7948 | 3997.7948 | 3997.7948 | 3997.7948 | 3997.7948 | 3997.7948 | 3997.7948 | 3997.7948 | 3997.7948 | 3997.7948 | 3997.7948 | 3997.7948 | 0 | 0 | 0 | 0 | 0 | 0 | 0 | 0 | 0 | 0 | 0 | 0 | 0 | 0 | 0 | 0 | 0 | 0 | 0 | 0 | 0 | 0 | 0 | 0 | 0 | 0 | 0 | 0 | 0 | 0 | 0 | 0 | 0 | 0 | 0 | 0 | 0 | 0 | 0 | 0 | 0 | 0 | 0 | 0 | 0 | 0 | 0 | 0 | 0 | 0 | 0 | 0 | 0 | 0 | 0 | 0 | 0 | 0 | 0 | 0 | 0 | 0.053847 | 0.10866 | 0.16363 | 0.21799 | 0.27202 | 0.32581 | 0.37961 | 0.43305 | 0.48641 | 0.53964 | 0.53964 | 0.53964 | 0.53964 | 0.53964 | 0.53964 | 0.53964 | 0.53964 | 0.53964 | 0.53964 | 0.53964 | 0.53964 | 0.53964 | 0.53964 | 0.53964 | 202.4541 | 206.103 | 206.6527 | 204.3992 | 203.1359 | 202.2201 | 202.2967 | 200.8981 | 200.6336 | 200.1232 | 0 | 0 | 0 | 0 | 0 | 0 | 0 | 0 | 0 | 0 | 0 | 0 | 0 | 0 | 2028.9166 | 0 | 0 | 0 | 0 | 0 | 0 | 0 | 0 | 0 | 0 | 0 | 0 | 0 | 0 | 0 | 0 | 0 | 0 | 0 | 0 | 0.01911% | 0.076241 | 0.15386 | 0.23168 | 0.30865 | 0.38515 | 0.4613 | 0.53748 | 0.61314 | 0.68869 | 0.76406 | 0.76406 | 0.76406 | 0.76406 | 0.76406 | 0.76406 | 0.76406 | 0.76406 | 0.76406 | 0.76406 | 0.76406 | 0.76406 | 0.76406 | 0.76406 | 0.76406
| IND-Lighting-7P_V2 | M_Input | Council 7th Plan | 2020 | Retro | 2022 | 2045 | PSE | Industrial | Wood - Panel | Electric | Per Region | NA | NA | Wood - Panel HighBay Lighting 2 Shift | Wood - Panel HighBay Lighting 2 Shift | 4782.3572 | 15.5483 | 2192.5684 | -135.1418 | I-All-Other-Shift2-All-All-S | 0 | 0 | 0 | 0 | 0 | 0 | 0 | 0 | 0 | 0 | 0 | 0 | Comm Flat | HighBay Lighting 2 Shift | HighBay Lighting 2 Shift | IndShift2 | 0.01331% | 100% | 0% | 1 | 1 | 100% | 6.432% | 85% | 6.8% | 0.2% | 3344.5691 | 93.6793 | 343.8248 | 2801.5672 | 0 | 0 | 0 | 1224.9965 | 0 |  | 0.021943 | 0 | 0.021943 | 01. ($9,999.000) to $0.028 | 1 | 0 | 01. ($9,999.00) to $0.22 | 1 | 0.085 | 0.085 | 0.085 | 0.085 | 0.085 | 0.085 | 0.085 | 0.085 | 0.085 | 0.085 | 0 | 0 | 0 | 0 | 0 | 0 | 0 | 0 | 0 | 0 | 0 | 0 | 0 | 0 | 406.5004 | 413.827 | 414.9305 | 410.4059 | 407.8693 | 406.0305 | 406.1844 | 403.3762 | 402.8452 | 401.8202 | 0 | 0 | 0 | 0 | 0 | 0 | 0 | 0 | 0 | 0 | 0 | 0 | 0 | 0 | 4073.7896 | 406.5004 | 820.3274 | 1235.2579 | 1645.6638 | 2053.5331 | 2459.5636 | 2865.748 | 3269.1242 | 3671.9694 | 4073.7896 | 4073.7896 | 4073.7896 | 4073.7896 | 4073.7896 | 4073.7896 | 4073.7896 | 4073.7896 | 4073.7896 | 4073.7896 | 4073.7896 | 4073.7896 | 4073.7896 | 4073.7896 | 4073.7896 | 0 | 0 | 0 | 0 | 0 | 0 | 0 | 0 | 0 | 0 | 0 | 0 | 0 | 0 | 0 | 0 | 0 | 0 | 0 | 0 | 0 | 0 | 0 | 0 | 0 | 0 | 0 | 0 | 0 | 0 | 0 | 0 | 0 | 0 | 0 | 0 | 0 | 0 | 0 | 0 | 0 | 0 | 0 | 0 | 0 | 0 | 0 | 0 | 0 | 0 | 0 | 0 | 0 | 0 | 0 | 0 | 0 | 0 | 0 | 0 | 0 | 0.054094 | 0.10916 | 0.16438 | 0.21899 | 0.27327 | 0.3273 | 0.38135 | 0.43503 | 0.48863 | 0.5421 | 0.5421 | 0.5421 | 0.5421 | 0.5421 | 0.5421 | 0.5421 | 0.5421 | 0.5421 | 0.5421 | 0.5421 | 0.5421 | 0.5421 | 0.5421 | 0.5421 | 104.1247 | 106.0014 | 106.2841 | 105.1251 | 104.4754 | 104.0043 | 104.0438 | 103.3245 | 103.1884 | 102.9259 | 0 | 0 | 0 | 0 | 0 | 0 | 0 | 0 | 0 | 0 | 0 | 0 | 0 | 0 | 1043.4976 | 0 | 0 | 0 | 0 | 0 | 0 | 0 | 0 | 0 | 0 | 0 | 0 | 0 | 0 | 0 | 0 | 0 | 0 | 0 | 0 | 0.01847% | 0.075071 | 0.15149 | 0.22812 | 0.30391 | 0.37924 | 0.45422 | 0.52923 | 0.60373 | 0.67812 | 0.75233 | 0.75233 | 0.75233 | 0.75233 | 0.75233 | 0.75233 | 0.75233 | 0.75233 | 0.75233 | 0.75233 | 0.75233 | 0.75233 | 0.75233 | 0.75233 | 0.75233
| IND-Lighting-7P_V2 | M_Input | Council 7th Plan | 2020 | Retro | 2022 | 2045 | PSE | Industrial | Wood - Panel | Electric | Per Region | NA | NA | Wood - Panel HighBay Lighting 3 Shift | Wood - Panel HighBay Lighting 3 Shift | 6539.1224 | 8.6758 | 1631.2442 | -184.7851 | I-All-Other-Shift3-All-All-S | 0 | 0 | 0 | 0 | 0 | 0 | 0 | 0 | 0 | 0 | 0 | 0 | Comm Flat | HighBay Lighting 3 Shift | HighBay Lighting 3 Shift | IndShift3 | 0.01266% | 100% | 0% | 1 | 1 | 100% | 11.53% | 85% | 6.8% | 0.2% | 2800.7183 | 121.859 | 292.2577 | 2114.3687 | 0 | 0 | 0 | -130.5923 | 0 |  | -0.0017108 | 0 | -0.0017108 | 01. ($9,999.000) to $0.028 | 1 | 0 | 01. ($9,999.00) to $0.22 | 0 | 0.085 | 0.085 | 0.085 | 0.085 | 0.085 | 0.085 | 0.085 | 0.085 | 0.085 | 0.085 | 0 | 0 | 0 | 0 | 0 | 0 | 0 | 0 | 0 | 0 | 0 | 0 | 0 | 0 | 555.8254 | 565.8434 | 567.3523 | 561.1656 | 557.6973 | 555.1829 | 555.3934 | 551.5536 | 550.8275 | 549.4261 | 0 | 0 | 0 | 0 | 0 | 0 | 0 | 0 | 0 | 0 | 0 | 0 | 0 | 0 | 5570.2675 | 555.8254 | 1121.6688 | 1689.0212 | 2250.1867 | 2807.884 | 3363.0669 | 3918.4604 | 4470.014 | 5020.8415 | 5570.2675 | 5570.2675 | 5570.2675 | 5570.2675 | 5570.2675 | 5570.2675 | 5570.2675 | 5570.2675 | 5570.2675 | 5570.2675 | 5570.2675 | 5570.2675 | 5570.2675 | 5570.2675 | 5570.2675 | 0 | 0 | 0 | 0 | 0 | 0 | 0 | 0 | 0 | 0 | 0 | 0 | 0 | 0 | 0 | 0 | 0 | 0 | 0 | 0 | 0 | 0 | 0 | 0 | 0 | 0 | 0 | 0 | 0 | 0 | 0 | 0 | 0 | 0 | 0 | 0 | 0 | 0 | 0 | 0 | 0 | 0 | 0 | 0 | 0 | 0 | 0 | 0 | 0 | 0 | 0 | 0 | 0 | 0 | 0 | 0 | 0 | 0 | 0 | 0 | 0 | 0.070365 | 0.142 | 0.21382 | 0.28487 | 0.35547 | 0.42575 | 0.49606 | 0.56589 | 0.63562 | 0.70518 | 0.70518 | 0.70518 | 0.70518 | 0.70518 | 0.70518 | 0.70518 | 0.70518 | 0.70518 | 0.70518 | 0.70518 | 0.70518 | 0.70518 | 0.70518 | 0.70518 | 0 | 0 | 0 | 0 | 0 | 0 | 0 | 0 | 0 | 0 | 0 | 0 | 0 | 0 | 0 | 0 | 0 | 0 | 0 | 0 | 0 | 0 | 0 | 0 | 0 | 0 | 0 | 0 | 0 | 0 | 0 | 0 | 0 | 0 | 0 | 0 | 0 | 0 | 0 | 0 | 0 | 0 | 0 | 0 | 0 | 0.01296% | 0.072019 | 0.14534 | 0.21885 | 0.29156 | 0.36382 | 0.43576 | 0.50772 | 0.57919 | 0.65056 | 0.72175 | 0.72175 | 0.72175 | 0.72175 | 0.72175 | 0.72175 | 0.72175 | 0.72175 | 0.72175 | 0.72175 | 0.72175 | 0.72175 | 0.72175 | 0.72175 | 0.72175
| IND-Lighting-7P_V2 | M_Input | Council 7th Plan | 2020 | Retro | 2022 | 2045 | PSE | Industrial | Wood - Panel | Electric | Per Region | NA | NA | Wood - Panel Efficient Lighting 1 Shift | Wood - Panel Efficient Lighting 1 Shift | 296.1428 | 20.979 | 275.7772 | -6.3567 | I-All-Other-Shift1-All-All-S | 0 | 0 | 0 | 0 | 0 | 0 | 0 | 0 | 0 | 0 | 0 | 0 | Comm Flat | Efficient Lighting 1 Shift | Efficient Lighting 1 Shift | IndShift1 | 0.0135% | 100% | 0% | 1 | 1 | 100% | 4.767% | 85% | 6.8% | 0.2% | 271.6809 | 5.8843 | 27.7565 | 300.203 | 0 | 0 | 0 | 247.5129 | 0 |  | 0.071597 | 0 | 0.071597 | 05. $0.070 to $0.077 | 1 | 0 | 01. ($9,999.00) to $0.22 | 1 | 0.085 | 0.085 | 0.085 | 0.085 | 0.085 | 0.085 | 0.085 | 0.085 | 0.085 | 0.085 | 0 | 0 | 0 | 0 | 0 | 0 | 0 | 0 | 0 | 0 | 0 | 0 | 0 | 0 | 25.1721 | 25.6258 | 25.6942 | 25.414 | 25.2569 | 25.143 | 25.1526 | 24.9787 | 24.9458 | 24.8823 | 0 | 0 | 0 | 0 | 0 | 0 | 0 | 0 | 0 | 0 | 0 | 0 | 0 | 0 | 252.2654 | 25.1721 | 50.798 | 76.4921 | 101.9061 | 127.163 | 152.3061 | 177.4586 | 202.4373 | 227.3831 | 252.2654 | 252.2654 | 252.2654 | 252.2654 | 252.2654 | 252.2654 | 252.2654 | 252.2654 | 252.2654 | 252.2654 | 252.2654 | 252.2654 | 252.2654 | 252.2654 | 252.2654 | 0 | 0 | 0 | 0 | 0 | 0 | 0 | 0 | 0 | 0 | 0 | 0 | 0 | 0 | 0 | 0 | 0 | 0 | 0 | 0 | 0 | 0 | 0 | 0 | 0 | 0 | 0 | 0 | 0 | 0 | 0 | 0 | 0 | 0 | 0 | 0 | 0 | 0 | 0 | 0 | 0 | 0 | 0 | 0 | 0 | 0 | 0 | 0 | 0 | 0 | 0 | 0 | 0 | 0 | 0 | 0 | 0 | 0 | 0 | 0 | 0 | 0.0033978 | 0.0068569 | 0.010325 | 0.013756 | 0.017165 | 0.020559 | 0.023954 | 0.027326 | 0.030693 | 0.034052 | 0.034052 | 0.034052 | 0.034052 | 0.034052 | 0.034052 | 0.034052 | 0.034052 | 0.034052 | 0.034052 | 0.034052 | 0.034052 | 0.034052 | 0.034052 | 0.034052 | 21.0386 | 21.4178 | 21.4749 | 21.2407 | 21.1094 | 21.0143 | 21.0222 | 20.8769 | 20.8494 | 20.7964 | 0 | 0 | 0 | 0 | 0 | 0 | 0 | 0 | 0 | 0 | 0 | 0 | 0 | 0 | 210.8407 | 0 | 0 | 0 | 0 | 0 | 0 | 0 | 0 | 0 | 0 | 0 | 0 | 0 | 0 | 0 | 0 | 0 | 0 | 0 | 0 | 0.01911% | 0.0048109 | 0.0097085 | 0.014619 | 0.019476 | 0.024303 | 0.029109 | 0.033916 | 0.03869 | 0.043457 | 0.048213 | 0.048213 | 0.048213 | 0.048213 | 0.048213 | 0.048213 | 0.048213 | 0.048213 | 0.048213 | 0.048213 | 0.048213 | 0.048213 | 0.048213 | 0.048213 | 0.048213
| IND-Lighting-7P_V2 | M_Input | Council 7th Plan | 2020 | Retro | 2022 | 2045 | PSE | Industrial | Wood - Panel | Electric | Per Region | NA | NA | Wood - Panel Efficient Lighting 2 Shift | Wood - Panel Efficient Lighting 2 Shift | 296.4763 | 12.275 | 161.359 | -6.3638 | I-All-Other-Shift2-All-All-S | 0 | 0 | 0 | 0 | 0 | 0 | 0 | 0 | 0 | 0 | 0 | 0 | Comm Flat | Efficient Lighting 2 Shift | Efficient Lighting 2 Shift | IndShift2 | 0.01331% | 100% | 0% | 1 | 1 | 100% | 8.147% | 85% | 6.8% | 0.2% | 160.2909 | 5.8075 | 16.6098 | 238.4638 | 0 | 0 | 0 | 174.0299 | 0 |  | 0.050284 | 0 | 0.050284 | 02. $0.028 to $0.055 | 1 | 0 | 01. ($9,999.00) to $0.22 | 0 | 0.085 | 0.085 | 0.085 | 0.085 | 0.085 | 0.085 | 0.085 | 0.085 | 0.085 | 0.085 | 0 | 0 | 0 | 0 | 0 | 0 | 0 | 0 | 0 | 0 | 0 | 0 | 0 | 0 | 25.2005 | 25.6547 | 25.7231 | 25.4426 | 25.2854 | 25.1714 | 25.1809 | 25.0068 | 24.9739 | 24.9104 | 0 | 0 | 0 | 0 | 0 | 0 | 0 | 0 | 0 | 0 | 0 | 0 | 0 | 0 | 252.5496 | 25.2005 | 50.8552 | 76.5783 | 102.0209 | 127.3063 | 152.4776 | 177.6585 | 202.6653 | 227.6392 | 252.5496 | 252.5496 | 252.5496 | 252.5496 | 252.5496 | 252.5496 | 252.5496 | 252.5496 | 252.5496 | 252.5496 | 252.5496 | 252.5496 | 252.5496 | 252.5496 | 252.5496 | 0 | 0 | 0 | 0 | 0 | 0 | 0 | 0 | 0 | 0 | 0 | 0 | 0 | 0 | 0 | 0 | 0 | 0 | 0 | 0 | 0 | 0 | 0 | 0 | 0 | 0 | 0 | 0 | 0 | 0 | 0 | 0 | 0 | 0 | 0 | 0 | 0 | 0 | 0 | 0 | 0 | 0 | 0 | 0 | 0 | 0 | 0 | 0 | 0 | 0 | 0 | 0 | 0 | 0 | 0 | 0 | 0 | 0 | 0 | 0 | 0 | 0.0033535 | 0.0067674 | 0.01019 | 0.013576 | 0.016941 | 0.02029 | 0.023641 | 0.026969 | 0.030292 | 0.033607 | 0.033607 | 0.033607 | 0.033607 | 0.033607 | 0.033607 | 0.033607 | 0.033607 | 0.033607 | 0.033607 | 0.033607 | 0.033607 | 0.033607 | 0.033607 | 0.033607 | 14.7925 | 15.0592 | 15.0993 | 14.9347 | 14.8424 | 14.7754 | 14.781 | 14.6789 | 14.6595 | 14.6222 | 0 | 0 | 0 | 0 | 0 | 0 | 0 | 0 | 0 | 0 | 0 | 0 | 0 | 0 | 148.2451 | 0 | 0 | 0 | 0 | 0 | 0 | 0 | 0 | 0 | 0 | 0 | 0 | 0 | 0 | 0 | 0 | 0 | 0 | 0 | 0 | 0.01847% | 0.0046539 | 0.0093917 | 0.014142 | 0.018841 | 0.02351 | 0.028159 | 0.032809 | 0.037427 | 0.042039 | 0.04664 | 0.04664 | 0.04664 | 0.04664 | 0.04664 | 0.04664 | 0.04664 | 0.04664 | 0.04664 | 0.04664 | 0.04664 | 0.04664 | 0.04664 | 0.04664 | 0.04664
| IND-Lighting-7P_V2 | M_Input | Council 7th Plan | 2020 | Retro | 2022 | 2045 | PSE | Industrial | Wood - Panel | Electric | Per Region | NA | NA | Wood - Panel Efficient Lighting 3 Shift | Wood - Panel Efficient Lighting 3 Shift | 395.8957 | 8.6758 | 120.0491 | -8.4979 | I-All-Other-Shift3-All-All-S | 0 | 0 | 0 | 0 | 0 | 0 | 0 | 0 | 0 | 0 | 0 | 0 | Comm Flat | Efficient Lighting 3 Shift | Efficient Lighting 3 Shift | IndShift3 | 0.01266% | 100% | 0% | 1 | 1 | 100% | 11.53% | 85% | 6.8% | 0.2% | 169.5629 | 7.3777 | 17.6941 | 155.604 | 0 | 0 | 0 | 55.3422 | 0 |  | 0.011975 | 0 | 0.011975 | 01. ($9,999.000) to $0.028 | 1 | 0 | 01. ($9,999.00) to $0.22 | 1 | 0.085 | 0.085 | 0.085 | 0.085 | 0.085 | 0.085 | 0.085 | 0.085 | 0.085 | 0.085 | 0 | 0 | 0 | 0 | 0 | 0 | 0 | 0 | 0 | 0 | 0 | 0 | 0 | 0 | 33.6511 | 34.2577 | 34.349 | 33.9744 | 33.7645 | 33.6122 | 33.625 | 33.3925 | 33.3485 | 33.2637 | 0 | 0 | 0 | 0 | 0 | 0 | 0 | 0 | 0 | 0 | 0 | 0 | 0 | 0 | 337.2387 | 33.6511 | 67.9088 | 102.2578 | 136.2322 | 169.9967 | 203.6089 | 237.2339 | 270.6264 | 303.975 | 337.2387 | 337.2387 | 337.2387 | 337.2387 | 337.2387 | 337.2387 | 337.2387 | 337.2387 | 337.2387 | 337.2387 | 337.2387 | 337.2387 | 337.2387 | 337.2387 | 337.2387 | 0 | 0 | 0 | 0 | 0 | 0 | 0 | 0 | 0 | 0 | 0 | 0 | 0 | 0 | 0 | 0 | 0 | 0 | 0 | 0 | 0 | 0 | 0 | 0 | 0 | 0 | 0 | 0 | 0 | 0 | 0 | 0 | 0 | 0 | 0 | 0 | 0 | 0 | 0 | 0 | 0 | 0 | 0 | 0 | 0 | 0 | 0 | 0 | 0 | 0 | 0 | 0 | 0 | 0 | 0 | 0 | 0 | 0 | 0 | 0 | 0 | 0.0042601 | 0.008597 | 0.012945 | 0.017247 | 0.021521 | 0.025776 | 0.030033 | 0.03426 | 0.038482 | 0.042693 | 0.042693 | 0.042693 | 0.042693 | 0.042693 | 0.042693 | 0.042693 | 0.042693 | 0.042693 | 0.042693 | 0.042693 | 0.042693 | 0.042693 | 0.042693 | 0.042693 | 4.7041 | 4.7889 | 4.8016 | 4.7493 | 4.7199 | 4.6987 | 4.7004 | 4.6679 | 4.6618 | 4.6499 | 0 | 0 | 0 | 0 | 0 | 0 | 0 | 0 | 0 | 0 | 0 | 0 | 0 | 0 | 47.1426 | 0 | 0 | 0 | 0 | 0 | 0 | 0 | 0 | 0 | 0 | 0 | 0 | 0 | 0 | 0 | 0 | 0 | 0 | 0 | 0 | 0.01296% | 0.0043602 | 0.0087991 | 0.01325 | 0.017652 | 0.022027 | 0.026382 | 0.030739 | 0.035066 | 0.039387 | 0.043697 | 0.043697 | 0.043697 | 0.043697 | 0.043697 | 0.043697 | 0.043697 | 0.043697 | 0.043697 | 0.043697 | 0.043697 | 0.043697 | 0.043697 | 0.043697 | 0.043697
| IND-Lighting-7P_V2 | M_Input | Council 7th Plan | 2020 | Retro | 2022 | 2045 | PSE | Industrial | Wood - Panel | Electric | Per Region | NA | NA | Wood - Panel Lighting Controls | Wood - Panel Lighting Controls | 10617.1194 | 10 | 11518.7255 | -119.7394 | I-All-Other-Shift3-All-All-S | 0 | 0 | 0 | 0 | 0 | 0 | 0 | 0 | 0 | 0 | 0 | 0 | Comm Flat | Lighting Controls | Lighting Controls | IndShift3 | 0.01266% | 100% | 0% | 1 | 1 | 100% | 10% | 85% | 6.8% | 0.2% | 4963.7271 | 197.8541 | 516.1581 | 19068.9093 | 0 | 0 | 0 | 19260.8618 | 0 |  | 0.15541 | 0 | 0.15541 | 10. $0.150 to $0.175 | 1 | 0 | 01. ($9,999.00) to $0.22 | 0 | 0.085 | 0.085 | 0.085 | 0.085 | 0.085 | 0.085 | 0.085 | 0.085 | 0.085 | 0.085 | 0 | 0 | 0 | 0 | 0 | 0 | 0 | 0 | 0 | 0 | 0 | 0 | 0 | 0 | 902.4551 | 918.7207 | 921.1706 | 911.1256 | 905.4944 | 901.412 | 901.7538 | 895.5193 | 894.3404 | 892.065 | 0 | 0 | 0 | 0 | 0 | 0 | 0 | 0 | 0 | 0 | 0 | 0 | 0 | 0 | 9044.057 | 902.4551 | 1821.1759 | 2742.3465 | 3653.4721 | 4558.9665 | 5460.3785 | 6362.1323 | 7257.6516 | 8151.992 | 9044.057 | 9044.057 | 9044.057 | 9044.057 | 9044.057 | 9044.057 | 9044.057 | 9044.057 | 9044.057 | 9044.057 | 9044.057 | 9044.057 | 9044.057 | 9044.057 | 9044.057 | 0 | 0 | 0 | 0 | 0 | 0 | 0 | 0 | 0 | 0 | 0 | 0 | 0 | 0 | 0 | 0 | 0 | 0 | 0 | 0 | 0 | 0 | 0 | 0 | 0 | 0 | 0 | 0 | 0 | 0 | 0 | 0 | 0 | 0 | 0 | 0 | 0 | 0 | 0 | 0 | 0 | 0 | 0 | 0 | 0 | 0 | 0 | 0 | 0 | 0 | 0 | 0 | 0 | 0 | 0 | 0 | 0 | 0 | 0 | 0 | 0 | 0.11425 | 0.23055 | 0.34717 | 0.46252 | 0.57715 | 0.69126 | 0.80542 | 0.91879 | 1.032 | 1.1449 | 1.1449 | 1.1449 | 1.1449 | 1.1449 | 1.1449 | 1.1449 | 1.1449 | 1.1449 | 1.1449 | 1.1449 | 1.1449 | 1.1449 | 1.1449 | 1.1449 | 1637.1733 | 1666.6812 | 1671.1256 | 1652.9026 | 1642.6868 | 1635.2809 | 1635.9009 | 1624.5907 | 1622.452 | 1618.3241 | 0 | 0 | 0 | 0 | 0 | 0 | 0 | 0 | 0 | 0 | 0 | 0 | 0 | 0 | 16407.1181 | 0 | 0 | 0 | 0 | 0 | 0 | 0 | 0 | 0 | 0 | 0 | 0 | 0 | 0 | 0 | 0 | 0 | 0 | 0 | 0 | 0.01296% | 0.11693 | 0.23597 | 0.35533 | 0.47339 | 0.59071 | 0.70751 | 0.82435 | 0.94039 | 1.0563 | 1.1719 | 1.1719 | 1.1719 | 1.1719 | 1.1719 | 1.1719 | 1.1719 | 1.1719 | 1.1719 | 1.1719 | 1.1719 | 1.1719 | 1.1719 | 1.1719 | 1.1719
| IND-Lighting-7P_V2 | M_Input | Council 7th Plan | 2020 | Retro | 2022 | 2045 | PSE | Industrial | Wood - Panel | Electric | Per Region | NA | NA | Wood - Panel Motors: Rewind 20-50 HP | Wood - Panel Motors: Rewind 20-50 HP | 0 | 10 | 0 | 0 | I-All-Other-Shift3-All-All-S | 0 | 0 | 0 | 0 | 0 | 0 | 0 | 0 | 0 | 0 | 0 | 0 | Comm Flat | Motors: Rewind 20-50 HP | Motors: Rewind 20-50 HP | IndShift3 | 0.01266% | 100% | 0% | 1 | 1 | 100% | 10% | 85% | 6.8% | 0.2% | 0 | 0 | 0 | 0 | 0 | 0 | 0 | 0 | 0 |  | 0 | 0 | 0 | 01. ($9,999.000) to $0.028 | 1 | 0 | 01. ($9,999.00) to $0.22 | 1 | 0.085 | 0.085 | 0.085 | 0.085 | 0.085 | 0.085 | 0.085 | 0.085 | 0.085 | 0.085 | 0 | 0 | 0 | 0 | 0 | 0 | 0 | 0 | 0 | 0 | 0 | 0 | 0 | 0 | 0 | 0 | 0 | 0 | 0 | 0 | 0 | 0 | 0 | 0 | 0 | 0 | 0 | 0 | 0 | 0 | 0 | 0 | 0 | 0 | 0 | 0 | 0 | 0 | 0 | 0 | 0 | 0 | 0 | 0 | 0 | 0 | 0 | 0 | 0 | 0 | 0 | 0 | 0 | 0 | 0 | 0 | 0 | 0 | 0 | 0 | 0 | 0 | 0 | 0 | 0 | 0 | 0 | 0 | 0 | 0 | 0 | 0 | 0 | 0 | 0 | 0 | 0 | 0 | 0 | 0 | 0 | 0 | 0 | 0 | 0 | 0 | 0 | 0 | 0 | 0 | 0 | 0 | 0 | 0 | 0 | 0 | 0 | 0 | 0 | 0 | 0 | 0 | 0 | 0 | 0 | 0 | 0 | 0 | 0 | 0 | 0 | 0 | 0 | 0 | 0 | 0 | 0 | 0 | 0 | 0 | 0 | 0 | 0 | 0 | 0 | 0 | 0 | 0 | 0 | 0 | 0 | 0 | 0 | 0 | 0 | 0 | 0 | 0 | 0 | 0 | 0 | 0 | 0 | 0 | 0 | 0 | 0 | 0 | 0 | 0 | 0 | 0 | 0 | 0 | 0 | 0 | 0 | 0 | 0 | 0 | 0 | 0 | 0 | 0 | 0 | 0 | 0 | 0 | 0 | 0 | 0 | 0 | 0 | 0 | 0 | 0 | 0 | 0 | 0 | 0 | 0 | 0 | 0 | 0 | 0 | 0 | 0 | 0 | 0 | 0 | 0 | 0 | 0 | 0.01296% | 0 | 0 | 0 | 0 | 0 | 0 | 0 | 0 | 0 | 0 | 0 | 0 | 0 | 0 | 0 | 0 | 0 | 0 | 0 | 0 | 0 | 0 | 0 | 0
| IND-Lighting-7P_V2 | M_Input | Council 7th Plan | 2020 | Retro | 2022 | 2045 | PSE | Industrial | Wood - Panel | Electric | Per Region | NA | NA | Wood - Panel Motors: Rewind 51-100 HP | Wood - Panel Motors: Rewind 51-100 HP | 0 | 10 | 0 | 0 | I-All-Other-Shift3-All-All-S | 0 | 0 | 0 | 0 | 0 | 0 | 0 | 0 | 0 | 0 | 0 | 0 | Comm Flat | Motors: Rewind 51-100 HP | Motors: Rewind 51-100 HP | IndShift3 | 0.01266% | 100% | 0% | 1 | 1 | 100% | 10% | 85% | 6.8% | 0.2% | 0 | 0 | 0 | 0 | 0 | 0 | 0 | 0 | 0 |  | 0 | 0 | 0 | 01. ($9,999.000) to $0.028 | 1 | 0 | 01. ($9,999.00) to $0.22 | 1 | 0.085 | 0.085 | 0.085 | 0.085 | 0.085 | 0.085 | 0.085 | 0.085 | 0.085 | 0.085 | 0 | 0 | 0 | 0 | 0 | 0 | 0 | 0 | 0 | 0 | 0 | 0 | 0 | 0 | 0 | 0 | 0 | 0 | 0 | 0 | 0 | 0 | 0 | 0 | 0 | 0 | 0 | 0 | 0 | 0 | 0 | 0 | 0 | 0 | 0 | 0 | 0 | 0 | 0 | 0 | 0 | 0 | 0 | 0 | 0 | 0 | 0 | 0 | 0 | 0 | 0 | 0 | 0 | 0 | 0 | 0 | 0 | 0 | 0 | 0 | 0 | 0 | 0 | 0 | 0 | 0 | 0 | 0 | 0 | 0 | 0 | 0 | 0 | 0 | 0 | 0 | 0 | 0 | 0 | 0 | 0 | 0 | 0 | 0 | 0 | 0 | 0 | 0 | 0 | 0 | 0 | 0 | 0 | 0 | 0 | 0 | 0 | 0 | 0 | 0 | 0 | 0 | 0 | 0 | 0 | 0 | 0 | 0 | 0 | 0 | 0 | 0 | 0 | 0 | 0 | 0 | 0 | 0 | 0 | 0 | 0 | 0 | 0 | 0 | 0 | 0 | 0 | 0 | 0 | 0 | 0 | 0 | 0 | 0 | 0 | 0 | 0 | 0 | 0 | 0 | 0 | 0 | 0 | 0 | 0 | 0 | 0 | 0 | 0 | 0 | 0 | 0 | 0 | 0 | 0 | 0 | 0 | 0 | 0 | 0 | 0 | 0 | 0 | 0 | 0 | 0 | 0 | 0 | 0 | 0 | 0 | 0 | 0 | 0 | 0 | 0 | 0 | 0 | 0 | 0 | 0 | 0 | 0 | 0 | 0 | 0 | 0 | 0 | 0 | 0 | 0 | 0 | 0 | 0.01296% | 0 | 0 | 0 | 0 | 0 | 0 | 0 | 0 | 0 | 0 | 0 | 0 | 0 | 0 | 0 | 0 | 0 | 0 | 0 | 0 | 0 | 0 | 0 | 0
| IND-Lighting-7P_V2 | M_Input | Council 7th Plan | 2020 | Retro | 2022 | 2045 | PSE | Industrial | Wood - Panel | Electric | Per Region | NA | NA | Wood - Panel Motors: Rewind 101-200 HP | Wood - Panel Motors: Rewind 101-200 HP | 0 | 10 | 0 | 0 | I-All-Other-Shift3-All-All-S | 0 | 0 | 0 | 0 | 0 | 0 | 0 | 0 | 0 | 0 | 0 | 0 | Comm Flat | Motors: Rewind 101-200 HP | Motors: Rewind 101-200 HP | IndShift3 | 0.01266% | 100% | 0% | 1 | 1 | 100% | 10% | 85% | 6.8% | 0.2% | 0 | 0 | 0 | 0 | 0 | 0 | 0 | 0 | 0 |  | 0 | 0 | 0 | 01. ($9,999.000) to $0.028 | 1 | 0 | 01. ($9,999.00) to $0.22 | 1 | 0.085 | 0.085 | 0.085 | 0.085 | 0.085 | 0.085 | 0.085 | 0.085 | 0.085 | 0.085 | 0 | 0 | 0 | 0 | 0 | 0 | 0 | 0 | 0 | 0 | 0 | 0 | 0 | 0 | 0 | 0 | 0 | 0 | 0 | 0 | 0 | 0 | 0 | 0 | 0 | 0 | 0 | 0 | 0 | 0 | 0 | 0 | 0 | 0 | 0 | 0 | 0 | 0 | 0 | 0 | 0 | 0 | 0 | 0 | 0 | 0 | 0 | 0 | 0 | 0 | 0 | 0 | 0 | 0 | 0 | 0 | 0 | 0 | 0 | 0 | 0 | 0 | 0 | 0 | 0 | 0 | 0 | 0 | 0 | 0 | 0 | 0 | 0 | 0 | 0 | 0 | 0 | 0 | 0 | 0 | 0 | 0 | 0 | 0 | 0 | 0 | 0 | 0 | 0 | 0 | 0 | 0 | 0 | 0 | 0 | 0 | 0 | 0 | 0 | 0 | 0 | 0 | 0 | 0 | 0 | 0 | 0 | 0 | 0 | 0 | 0 | 0 | 0 | 0 | 0 | 0 | 0 | 0 | 0 | 0 | 0 | 0 | 0 | 0 | 0 | 0 | 0 | 0 | 0 | 0 | 0 | 0 | 0 | 0 | 0 | 0 | 0 | 0 | 0 | 0 | 0 | 0 | 0 | 0 | 0 | 0 | 0 | 0 | 0 | 0 | 0 | 0 | 0 | 0 | 0 | 0 | 0 | 0 | 0 | 0 | 0 | 0 | 0 | 0 | 0 | 0 | 0 | 0 | 0 | 0 | 0 | 0 | 0 | 0 | 0 | 0 | 0 | 0 | 0 | 0 | 0 | 0 | 0 | 0 | 0 | 0 | 0 | 0 | 0 | 0 | 0 | 0 | 0 | 0.01296% | 0 | 0 | 0 | 0 | 0 | 0 | 0 | 0 | 0 | 0 | 0 | 0 | 0 | 0 | 0 | 0 | 0 | 0 | 0 | 0 | 0 | 0 | 0 | 0
| IND-Lighting-7P_V2 | M_Input | Council 7th Plan | 2020 | Retro | 2022 | 2045 | PSE | Industrial | Wood - Panel | Electric | Per Region | NA | NA | Wood - Panel Motors: Rewind 201-500 HP | Wood - Panel Motors: Rewind 201-500 HP | 0 | 10 | 0 | 0 | I-All-Other-Shift3-All-All-S | 0 | 0 | 0 | 0 | 0 | 0 | 0 | 0 | 0 | 0 | 0 | 0 | Comm Flat | Motors: Rewind 201-500 HP | Motors: Rewind 201-500 HP | IndShift3 | 0.01266% | 100% | 0% | 1 | 1 | 100% | 10% | 85% | 6.8% | 0.2% | 0 | 0 | 0 | 0 | 0 | 0 | 0 | 0 | 0 |  | 0 | 0 | 0 | 01. ($9,999.000) to $0.028 | 1 | 0 | 01. ($9,999.00) to $0.22 | 0 | 0.085 | 0.085 | 0.085 | 0.085 | 0.085 | 0.085 | 0.085 | 0.085 | 0.085 | 0.085 | 0 | 0 | 0 | 0 | 0 | 0 | 0 | 0 | 0 | 0 | 0 | 0 | 0 | 0 | 0 | 0 | 0 | 0 | 0 | 0 | 0 | 0 | 0 | 0 | 0 | 0 | 0 | 0 | 0 | 0 | 0 | 0 | 0 | 0 | 0 | 0 | 0 | 0 | 0 | 0 | 0 | 0 | 0 | 0 | 0 | 0 | 0 | 0 | 0 | 0 | 0 | 0 | 0 | 0 | 0 | 0 | 0 | 0 | 0 | 0 | 0 | 0 | 0 | 0 | 0 | 0 | 0 | 0 | 0 | 0 | 0 | 0 | 0 | 0 | 0 | 0 | 0 | 0 | 0 | 0 | 0 | 0 | 0 | 0 | 0 | 0 | 0 | 0 | 0 | 0 | 0 | 0 | 0 | 0 | 0 | 0 | 0 | 0 | 0 | 0 | 0 | 0 | 0 | 0 | 0 | 0 | 0 | 0 | 0 | 0 | 0 | 0 | 0 | 0 | 0 | 0 | 0 | 0 | 0 | 0 | 0 | 0 | 0 | 0 | 0 | 0 | 0 | 0 | 0 | 0 | 0 | 0 | 0 | 0 | 0 | 0 | 0 | 0 | 0 | 0 | 0 | 0 | 0 | 0 | 0 | 0 | 0 | 0 | 0 | 0 | 0 | 0 | 0 | 0 | 0 | 0 | 0 | 0 | 0 | 0 | 0 | 0 | 0 | 0 | 0 | 0 | 0 | 0 | 0 | 0 | 0 | 0 | 0 | 0 | 0 | 0 | 0 | 0 | 0 | 0 | 0 | 0 | 0 | 0 | 0 | 0 | 0 | 0 | 0 | 0 | 0 | 0 | 0 | 0.01296% | 0 | 0 | 0 | 0 | 0 | 0 | 0 | 0 | 0 | 0 | 0 | 0 | 0 | 0 | 0 | 0 | 0 | 0 | 0 | 0 | 0 | 0 | 0 | 0
| IND-Lighting-7P_V2 | M_Input | Council 7th Plan | 2020 | Retro | 2022 | 2045 | PSE | Industrial | Wood - Panel | Electric | Per Region | NA | NA | Wood - Panel Motors: Rewind 501-5000 HP | Wood - Panel Motors: Rewind 501-5000 HP | 0 | 10 | 0 | 0 | I-All-Other-Shift3-All-All-S | 0 | 0 | 0 | 0 | 0 | 0 | 0 | 0 | 0 | 0 | 0 | 0 | Comm Flat | Motors: Rewind 501-5000 HP | Motors: Rewind 501-5000 HP | IndShift3 | 0.01266% | 100% | 0% | 1 | 1 | 100% | 10% | 85% | 6.8% | 0.2% | 0 | 0 | 0 | 0 | 0 | 0 | 0 | 0 | 0 |  | 0 | 0 | 0 | 01. ($9,999.000) to $0.028 | 0 | 0 | 01. ($9,999.00) to $0.22 | 1 | 0.085 | 0.085 | 0.085 | 0.085 | 0.085 | 0.085 | 0.085 | 0.085 | 0.085 | 0.085 | 0 | 0 | 0 | 0 | 0 | 0 | 0 | 0 | 0 | 0 | 0 | 0 | 0 | 0 | 0 | 0 | 0 | 0 | 0 | 0 | 0 | 0 | 0 | 0 | 0 | 0 | 0 | 0 | 0 | 0 | 0 | 0 | 0 | 0 | 0 | 0 | 0 | 0 | 0 | 0 | 0 | 0 | 0 | 0 | 0 | 0 | 0 | 0 | 0 | 0 | 0 | 0 | 0 | 0 | 0 | 0 | 0 | 0 | 0 | 0 | 0 | 0 | 0 | 0 | 0 | 0 | 0 | 0 | 0 | 0 | 0 | 0 | 0 | 0 | 0 | 0 | 0 | 0 | 0 | 0 | 0 | 0 | 0 | 0 | 0 | 0 | 0 | 0 | 0 | 0 | 0 | 0 | 0 | 0 | 0 | 0 | 0 | 0 | 0 | 0 | 0 | 0 | 0 | 0 | 0 | 0 | 0 | 0 | 0 | 0 | 0 | 0 | 0 | 0 | 0 | 0 | 0 | 0 | 0 | 0 | 0 | 0 | 0 | 0 | 0 | 0 | 0 | 0 | 0 | 0 | 0 | 0 | 0 | 0 | 0 | 0 | 0 | 0 | 0 | 0 | 0 | 0 | 0 | 0 | 0 | 0 | 0 | 0 | 0 | 0 | 0 | 0 | 0 | 0 | 0 | 0 | 0 | 0 | 0 | 0 | 0 | 0 | 0 | 0 | 0 | 0 | 0 | 0 | 0 | 0 | 0 | 0 | 0 | 0 | 0 | 0 | 0 | 0 | 0 | 0 | 0 | 0 | 0 | 0 | 0 | 0 | 0 | 0 | 0 | 0 | 0 | 0 | 0 | 0.01296% | 0 | 0 | 0 | 0 | 0 | 0 | 0 | 0 | 0 | 0 | 0 | 0 | 0 | 0 | 0 | 0 | 0 | 0 | 0 | 0 | 0 | 0 | 0 | 0
| IND-Lighting-7P_V2 | M_Input | Council 7th Plan | 2020 | Retro | 2022 | 2045 | PSE | Industrial | Wood - Panel | Electric | Per Region | NA | NA | Wood - Panel Efficient Centrifugal Fan | Wood - Panel Efficient Centrifugal Fan | 16374.329 | 10 | 4342.5901 | 0 | I-SIC26-Proc-All-All-All-E | 0 | 0 | 0 | 0 | 0 | 0 | 0 | 0 | 0 | 0 | 0 | 0 | Comm Flat | Efficient Centrifugal Fan | Efficient Centrifugal Fan | SIC26 | 0.01095% | 100% | 0% | 1 | 1 | 100% | 10% | 85% | 6.8% | 0.2% | 7655.3439 | 263.878 | 791.9222 | 7189.0294 | 0 | 0 | 0 | 7001.7472 | 0 |  | 0.03663 | 0 | 0.03663 | 02. $0.028 to $0.055 | 1 | 0 | 01. ($9,999.00) to $0.22 | 0 | 0.085 | 0.085 | 0.085 | 0.085 | 0.085 | 0.085 | 0.085 | 0.085 | 0.085 | 0.085 | 0 | 0 | 0 | 0 | 0 | 0 | 0 | 0 | 0 | 0 | 0 | 0 | 0 | 0 | 1391.818 | 1416.9037 | 1420.6821 | 1405.1901 | 1396.5052 | 1390.2092 | 1390.7363 | 1381.1211 | 1379.3029 | 1375.7937 | 0 | 0 | 0 | 0 | 0 | 0 | 0 | 0 | 0 | 0 | 0 | 0 | 0 | 0 | 13948.2622 | 1391.818 | 2808.7216 | 4229.4037 | 5634.5938 | 7031.099 | 8421.3082 | 9812.0445 | 11193.1656 | 12572.4685 | 13948.2622 | 13948.2622 | 13948.2622 | 13948.2622 | 13948.2622 | 13948.2622 | 13948.2622 | 13948.2622 | 13948.2622 | 13948.2622 | 13948.2622 | 13948.2622 | 13948.2622 | 13948.2622 | 13948.2622 | 0 | 0 | 0 | 0 | 0 | 0 | 0 | 0 | 0 | 0 | 0 | 0 | 0 | 0 | 0 | 0 | 0 | 0 | 0 | 0 | 0 | 0 | 0 | 0 | 0 | 0 | 0 | 0 | 0 | 0 | 0 | 0 | 0 | 0 | 0 | 0 | 0 | 0 | 0 | 0 | 0 | 0 | 0 | 0 | 0 | 0 | 0 | 0 | 0 | 0 | 0 | 0 | 0 | 0 | 0 | 0 | 0 | 0 | 0 | 0 | 0 | 0.15237 | 0.30749 | 0.46302 | 0.61686 | 0.76974 | 0.92194 | 1.0742 | 1.2254 | 1.3764 | 1.527 | 1.527 | 1.527 | 1.527 | 1.527 | 1.527 | 1.527 | 1.527 | 1.527 | 1.527 | 1.527 | 1.527 | 1.527 | 1.527 | 1.527 | 595.1485 | 605.8753 | 607.4909 | 600.8665 | 597.1528 | 594.4606 | 594.686 | 590.5745 | 589.797 | 588.2964 | 0 | 0 | 0 | 0 | 0 | 0 | 0 | 0 | 0 | 0 | 0 | 0 | 0 | 0 | 5964.3486 | 0 | 0 | 0 | 0 | 0 | 0 | 0 | 0 | 0 | 0 | 0 | 0 | 0 | 0 | 0 | 0 | 0 | 0 | 0 | 0 | 0.01124% | 0.15639 | 0.31561 | 0.47524 | 0.63314 | 0.79006 | 0.94627 | 1.1025 | 1.2577 | 1.4127 | 1.5673 | 1.5673 | 1.5673 | 1.5673 | 1.5673 | 1.5673 | 1.5673 | 1.5673 | 1.5673 | 1.5673 | 1.5673 | 1.5673 | 1.5673 | 1.5673 | 1.5673
| IND-Lighting-7P_V2 | M_Input | Council 7th Plan | 2020 | Retro | 2022 | 2045 | PSE | Industrial | Wood - Panel | Electric | Per Region | NA | NA | Wood - Panel Fan Energy Management | Wood - Panel Fan Energy Management | 24769.5702 | 10 | 0 | 928.0735 | I-SIC20-Proc-All-All-All-E | 0 | 0 | 0 | 0 | 0 | 0 | 0 | 0 | 0 | 0 | 0 | 0 | Comm Flat | Fan Energy Management | Fan Energy Management | SIC20 | 0.01146% | 100% | 0% | 1 | 1 | 100% | 10% | 85% | 6.8% | 0.2% | 11580.2961 | 417.855 | 1199.8151 | 0 | 0 | 0 | 0 | 9216.2154 | 0 |  | 0.031874 | 0 | 0.031874 | 02. $0.028 to $0.055 | 1 | 0 | 01. ($9,999.00) to $0.22 | 1 | 0.085 | 0.085 | 0.085 | 0.085 | 0.085 | 0.085 | 0.085 | 0.085 | 0.085 | 0.085 | 0 | 0 | 0 | 0 | 0 | 0 | 0 | 0 | 0 | 0 | 0 | 0 | 0 | 0 | 2105.4135 | 2143.3608 | 2149.0764 | 2125.6415 | 2112.5039 | 2102.9798 | 2103.7772 | 2089.2323 | 2086.4819 | 2081.1734 | 0 | 0 | 0 | 0 | 0 | 0 | 0 | 0 | 0 | 0 | 0 | 0 | 0 | 0 | 21099.6408 | 2105.4135 | 4248.7743 | 6397.8507 | 8523.4922 | 10635.9961 | 12738.976 | 14842.7532 | 16931.9855 | 19018.4673 | 21099.6408 | 21099.6408 | 21099.6408 | 21099.6408 | 21099.6408 | 21099.6408 | 21099.6408 | 21099.6408 | 21099.6408 | 21099.6408 | 21099.6408 | 21099.6408 | 21099.6408 | 21099.6408 | 21099.6408 | 0 | 0 | 0 | 0 | 0 | 0 | 0 | 0 | 0 | 0 | 0 | 0 | 0 | 0 | 0 | 0 | 0 | 0 | 0 | 0 | 0 | 0 | 0 | 0 | 0 | 0 | 0 | 0 | 0 | 0 | 0 | 0 | 0 | 0 | 0 | 0 | 0 | 0 | 0 | 0 | 0 | 0 | 0 | 0 | 0 | 0 | 0 | 0 | 0 | 0 | 0 | 0 | 0 | 0 | 0 | 0 | 0 | 0 | 0 | 0 | 0 | 0.24128 | 0.48692 | 0.7332 | 0.9768 | 1.2189 | 1.4599 | 1.701 | 1.9404 | 2.1795 | 2.418 | 2.418 | 2.418 | 2.418 | 2.418 | 2.418 | 2.418 | 2.418 | 2.418 | 2.418 | 2.418 | 2.418 | 2.418 | 2.418 | 2.418 | 783.3783 | 797.4977 | 799.6243 | 790.9047 | 786.0165 | 782.4728 | 782.7695 | 777.3576 | 776.3343 | 774.3591 | 0 | 0 | 0 | 0 | 0 | 0 | 0 | 0 | 0 | 0 | 0 | 0 | 0 | 0 | 7850.7149 | 0 | 0 | 0 | 0 | 0 | 0 | 0 | 0 | 0 | 0 | 0 | 0 | 0 | 0 | 0 | 0 | 0 | 0 | 0 | 0 | 0.01326% | 0.27917 | 0.56337 | 0.84833 | 1.1302 | 1.4103 | 1.6891 | 1.9681 | 2.2451 | 2.5218 | 2.7977 | 2.7977 | 2.7977 | 2.7977 | 2.7977 | 2.7977 | 2.7977 | 2.7977 | 2.7977 | 2.7977 | 2.7977 | 2.7977 | 2.7977 | 2.7977 | 2.7977
| IND-Lighting-7P_V2 | M_Input | Council 7th Plan | 2020 | Retro | 2022 | 2045 | PSE | Industrial | Wood - Panel | Electric | Per Region | NA | NA | Wood - Panel Fan Equipment Upgrade | Wood - Panel Fan Equipment Upgrade | 72164.8032 | 10 | 7915.9213 | 2703.8921 | I-All-Other-Shift3-All-All-S | 0 | 0 | 0 | 0 | 0 | 0 | 0 | 0 | 0 | 0 | 0 | 0 | Comm Flat | Fan Equipment Upgrade | Fan Equipment Upgrade | IndShift3 | 0.01266% | 100% | 0% | 1 | 1 | 100% | 10% | 85% | 6.8% | 0.2% | 33738.5665 | 1344.8185 | 3508.3385 | 13104.5736 | 0 | 0 | 0 | 41398.5402 | 0 |  | 0.049143 | 0 | 0.049143 | 02. $0.028 to $0.055 | 1 | 0 | 01. ($9,999.00) to $0.22 | 1 | 0.085 | 0.085 | 0.085 | 0.085 | 0.085 | 0.085 | 0.085 | 0.085 | 0.085 | 0.085 | 0 | 0 | 0 | 0 | 0 | 0 | 0 | 0 | 0 | 0 | 0 | 0 | 0 | 0 | 6134.0083 | 6244.5658 | 6261.2178 | 6192.9417 | 6154.6659 | 6126.918 | 6129.2412 | 6086.8652 | 6078.8521 | 6063.3862 | 0 | 0 | 0 | 0 | 0 | 0 | 0 | 0 | 0 | 0 | 0 | 0 | 0 | 0 | 61472.6622 | 6134.0083 | 12378.5741 | 18639.7919 | 24832.7336 | 30987.3994 | 37114.3175 | 43243.5587 | 49330.4239 | 55409.276 | 61472.6622 | 61472.6622 | 61472.6622 | 61472.6622 | 61472.6622 | 61472.6622 | 61472.6622 | 61472.6622 | 61472.6622 | 61472.6622 | 61472.6622 | 61472.6622 | 61472.6622 | 61472.6622 | 61472.6622 | 0 | 0 | 0 | 0 | 0 | 0 | 0 | 0 | 0 | 0 | 0 | 0 | 0 | 0 | 0 | 0 | 0 | 0 | 0 | 0 | 0 | 0 | 0 | 0 | 0 | 0 | 0 | 0 | 0 | 0 | 0 | 0 | 0 | 0 | 0 | 0 | 0 | 0 | 0 | 0 | 0 | 0 | 0 | 0 | 0 | 0 | 0 | 0 | 0 | 0 | 0 | 0 | 0 | 0 | 0 | 0 | 0 | 0 | 0 | 0 | 0 | 0.77654 | 1.5671 | 2.3597 | 3.1437 | 3.9229 | 4.6985 | 5.4745 | 6.2451 | 7.0146 | 7.7822 | 7.7822 | 7.7822 | 7.7822 | 7.7822 | 7.7822 | 7.7822 | 7.7822 | 7.7822 | 7.7822 | 7.7822 | 7.7822 | 7.7822 | 7.7822 | 7.7822 | 3518.8759 | 3582.2991 | 3591.8518 | 3552.684 | 3530.7265 | 3514.8085 | 3516.1412 | 3491.8315 | 3487.2347 | 3478.3624 | 0 | 0 | 0 | 0 | 0 | 0 | 0 | 0 | 0 | 0 | 0 | 0 | 0 | 0 | 35264.8156 | 0 | 0 | 0 | 0 | 0 | 0 | 0 | 0 | 0 | 0 | 0 | 0 | 0 | 0 | 0 | 0 | 0 | 0 | 0 | 0 | 0.01296% | 0.79479 | 1.6039 | 2.4152 | 3.2176 | 4.0151 | 4.809 | 5.6031 | 6.3918 | 7.1795 | 7.9651 | 7.9651 | 7.9651 | 7.9651 | 7.9651 | 7.9651 | 7.9651 | 7.9651 | 7.9651 | 7.9651 | 7.9651 | 7.9651 | 7.9651 | 7.9651 | 7.9651
| IND-Lighting-7P_V2 | M_Input | Council 7th Plan | 2020 | Retro | 2022 | 2045 | PSE | Industrial | Wood - Panel | Electric | Per Region | NA | NA | Wood - Panel Fan System Optimization | Wood - Panel Fan System Optimization | 122081.5765 | 10 | 20199.2476 | 5489.0261 | I-SIC24-Proc-All-All-All-E | 5946.4449 | 0 | 0 | 0 | 0 | 0 | 0 | 0 | 0 | 0 | 0 | 0 | Comm Flat | Fan System Optimization | Fan System Optimization | SIC24 | 0.01335% | 100% | 0% | 1 | 1 | 100% | 10% | 85% | 6.8% | 0.2% | 57075.7101 | 2399.3711 | 5947.5081 | 33439.2567 | 0 | 0 | 0 | 23792.5389 | 0 |  | 0.016695 | 0 | 0.016695 | 01. ($9,999.000) to $0.028 | 1 | 0 | 01. ($9,999.00) to $0.22 | 1 | 0.085 | 0.085 | 0.085 | 0.085 | 0.085 | 0.085 | 0.085 | 0.085 | 0.085 | 0.085 | 0 | 0 | 0 | 0 | 0 | 0 | 0 | 0 | 0 | 0 | 0 | 0 | 0 | 0 | 10376.934 | 10563.9648 | 10592.1351 | 10476.6319 | 10411.8806 | 10364.9394 | 10368.8695 | 10297.1818 | 10283.6261 | 10257.4623 | 0 | 0 | 0 | 0 | 0 | 0 | 0 | 0 | 0 | 0 | 0 | 0 | 0 | 0 | 103993.6255 | 10376.934 | 20940.8988 | 31533.0339 | 42009.6658 | 52421.5464 | 62786.4858 | 73155.3553 | 83452.5371 | 93736.1632 | 103993.6255 | 103993.6255 | 103993.6255 | 103993.6255 | 103993.6255 | 103993.6255 | 103993.6255 | 103993.6255 | 103993.6255 | 103993.6255 | 103993.6255 | 103993.6255 | 103993.6255 | 103993.6255 | 103993.6255 | 0 | 0 | 0 | 0 | 0 | 0 | 0 | 0 | 0 | 0 | 0 | 0 | 0 | 0 | 0 | 0 | 0 | 0 | 0 | 0 | 0 | 0 | 0 | 0 | 0 | 0 | 0 | 0 | 0 | 0 | 0 | 0 | 0 | 0 | 0 | 0 | 0 | 0 | 0 | 0 | 0 | 0 | 0 | 0 | 0 | 0 | 0 | 0 | 0 | 0 | 0 | 0 | 0 | 0 | 0 | 0 | 0 | 0 | 0 | 0 | 0 | 1.3855 | 2.7959 | 4.2101 | 5.6089 | 6.9991 | 8.3829 | 9.7673 | 11.1422 | 12.5152 | 13.8847 | 13.8847 | 13.8847 | 13.8847 | 13.8847 | 13.8847 | 13.8847 | 13.8847 | 13.8847 | 13.8847 | 13.8847 | 13.8847 | 13.8847 | 13.8847 | 13.8847 | 2022.3658 | 2058.8163 | 2064.3065 | 2041.796 | 2029.1766 | 2020.0282 | 2020.7941 | 2006.8229 | 2004.181 | 1999.0819 | 0 | 0 | 0 | 0 | 0 | 0 | 0 | 0 | 0 | 0 | 0 | 0 | 0 | 0 | 20267.3691 | 0 | 0 | 0 | 0 | 0 | 0 | 0 | 0 | 0 | 0 | 0 | 0 | 0 | 0 | 0 | 0 | 0 | 0 | 0 | 0 | 0.01209% | 1.2546 | 2.5317 | 3.8123 | 5.0789 | 6.3377 | 7.5908 | 8.8443 | 10.0892 | 11.3325 | 12.5726 | 12.5726 | 12.5726 | 12.5726 | 12.5726 | 12.5726 | 12.5726 | 12.5726 | 12.5726 | 12.5726 | 12.5726 | 12.5726 | 12.5726 | 12.5726 | 12.5726
| IND-Lighting-7P_V2 | M_Input | Council 7th Plan | 2020 | Retro | 2022 | 2045 | PSE | Industrial | Wood - Panel | Electric | Per Region | NA | NA | Wood - Panel Pump Energy Management | Wood - Panel Pump Energy Management | 3473.669 | 10 | 0 | 130.1524 | I-SIC26-Proc-All-All-All-E | 0 | 0 | 0 | 0 | 0 | 0 | 0 | 0 | 0 | 0 | 0 | 0 | Comm Flat | Pump Energy Management | Pump Energy Management | SIC26 | 0.01095% | 100% | 0% | 1 | 1 | 100% | 10% | 85% | 6.8% | 0.2% | 1624.0135 | 55.9794 | 167.9993 | 0 | 0 | 0 | 0 | 1295.3586 | 0 |  | 0.031945 | 0 | 0.031945 | 02. $0.028 to $0.055 | 1 | 0 | 01. ($9,999.00) to $0.22 | 1 | 0.085 | 0.085 | 0.085 | 0.085 | 0.085 | 0.085 | 0.085 | 0.085 | 0.085 | 0.085 | 0 | 0 | 0 | 0 | 0 | 0 | 0 | 0 | 0 | 0 | 0 | 0 | 0 | 0 | 295.2619 | 300.5836 | 301.3851 | 298.0986 | 296.2562 | 294.9206 | 295.0324 | 292.9926 | 292.6069 | 291.8625 | 0 | 0 | 0 | 0 | 0 | 0 | 0 | 0 | 0 | 0 | 0 | 0 | 0 | 0 | 2959.0004 | 295.2619 | 595.8454 | 897.2306 | 1195.3292 | 1491.5854 | 1786.506 | 2081.5384 | 2374.531 | 2667.1379 | 2959.0004 | 2959.0004 | 2959.0004 | 2959.0004 | 2959.0004 | 2959.0004 | 2959.0004 | 2959.0004 | 2959.0004 | 2959.0004 | 2959.0004 | 2959.0004 | 2959.0004 | 2959.0004 | 2959.0004 | 0 | 0 | 0 | 0 | 0 | 0 | 0 | 0 | 0 | 0 | 0 | 0 | 0 | 0 | 0 | 0 | 0 | 0 | 0 | 0 | 0 | 0 | 0 | 0 | 0 | 0 | 0 | 0 | 0 | 0 | 0 | 0 | 0 | 0 | 0 | 0 | 0 | 0 | 0 | 0 | 0 | 0 | 0 | 0 | 0 | 0 | 0 | 0 | 0 | 0 | 0 | 0 | 0 | 0 | 0 | 0 | 0 | 0 | 0 | 0 | 0 | 0.032324 | 0.065231 | 0.098226 | 0.13086 | 0.16329 | 0.19558 | 0.22788 | 0.25996 | 0.29199 | 0.32394 | 0.32394 | 0.32394 | 0.32394 | 0.32394 | 0.32394 | 0.32394 | 0.32394 | 0.32394 | 0.32394 | 0.32394 | 0.32394 | 0.32394 | 0.32394 | 0.32394 | 110.1055 | 112.09 | 112.3889 | 111.1633 | 110.4763 | 109.9782 | 110.0199 | 109.2593 | 109.1154 | 108.8378 | 0 | 0 | 0 | 0 | 0 | 0 | 0 | 0 | 0 | 0 | 0 | 0 | 0 | 0 | 1103.4346 | 0 | 0 | 0 | 0 | 0 | 0 | 0 | 0 | 0 | 0 | 0 | 0 | 0 | 0 | 0 | 0 | 0 | 0 | 0 | 0 | 0.01124% | 0.033177 | 0.066953 | 0.10082 | 0.13431 | 0.1676 | 0.20074 | 0.23389 | 0.26682 | 0.2997 | 0.33249 | 0.33249 | 0.33249 | 0.33249 | 0.33249 | 0.33249 | 0.33249 | 0.33249 | 0.33249 | 0.33249 | 0.33249 | 0.33249 | 0.33249 | 0.33249 | 0.33249
| IND-Lighting-7P_V2 | M_Input | Council 7th Plan | 2020 | Retro | 2022 | 2045 | PSE | Industrial | Wood - Panel | Electric | Per Region | NA | NA | Wood - Panel Pump Equipment Upgrade | Wood - Panel Pump Equipment Upgrade | 9799.6636 | 10 | 1565.12 | 367.1767 | I-SIC26-Proc-All-All-All-E | 0 | 0 | 0 | 0 | 0 | 0 | 0 | 0 | 0 | 0 | 0 | 0 | Comm Flat | Pump Equipment Upgrade | Pump Equipment Upgrade | SIC26 | 0.01095% | 100% | 0% | 1 | 1 | 100% | 10% | 85% | 6.8% | 0.2% | 4581.5493 | 157.925 | 473.9474 | 2591.0099 | 0 | 0 | 0 | 6558.406 | 0 |  | 0.05733 | 0 | 0.05733 | 03. $0.055 to $0.062 | 0 | 0 | 01. ($9,999.00) to $0.22 | 1 | 0.085 | 0.085 | 0.085 | 0.085 | 0.085 | 0.085 | 0.085 | 0.085 | 0.085 | 0.085 | 0 | 0 | 0 | 0 | 0 | 0 | 0 | 0 | 0 | 0 | 0 | 0 | 0 | 0 | 832.9714 | 847.9846 | 850.2459 | 840.9743 | 835.7766 | 832.0086 | 832.3241 | 826.5696 | 825.4814 | 823.3812 | 0 | 0 | 0 | 0 | 0 | 0 | 0 | 0 | 0 | 0 | 0 | 0 | 0 | 0 | 8347.7178 | 832.9714 | 1680.956 | 2531.2019 | 3372.1762 | 4207.9529 | 5039.9614 | 5872.2855 | 6698.8551 | 7524.3365 | 8347.7178 | 8347.7178 | 8347.7178 | 8347.7178 | 8347.7178 | 8347.7178 | 8347.7178 | 8347.7178 | 8347.7178 | 8347.7178 | 8347.7178 | 8347.7178 | 8347.7178 | 8347.7178 | 8347.7178 | 0 | 0 | 0 | 0 | 0 | 0 | 0 | 0 | 0 | 0 | 0 | 0 | 0 | 0 | 0 | 0 | 0 | 0 | 0 | 0 | 0 | 0 | 0 | 0 | 0 | 0 | 0 | 0 | 0 | 0 | 0 | 0 | 0 | 0 | 0 | 0 | 0 | 0 | 0 | 0 | 0 | 0 | 0 | 0 | 0 | 0 | 0 | 0 | 0 | 0 | 0 | 0 | 0 | 0 | 0 | 0 | 0 | 0 | 0 | 0 | 0 | 0.091191 | 0.18403 | 0.27711 | 0.36918 | 0.46067 | 0.55176 | 0.64288 | 0.73337 | 0.82374 | 0.91388 | 0.91388 | 0.91388 | 0.91388 | 0.91388 | 0.91388 | 0.91388 | 0.91388 | 0.91388 | 0.91388 | 0.91388 | 0.91388 | 0.91388 | 0.91388 | 0.91388 | 557.4645 | 567.5121 | 569.0254 | 562.8204 | 559.3419 | 556.8201 | 557.0313 | 553.1801 | 552.4519 | 551.0463 | 0 | 0 | 0 | 0 | 0 | 0 | 0 | 0 | 0 | 0 | 0 | 0 | 0 | 0 | 5586.694 | 0 | 0 | 0 | 0 | 0 | 0 | 0 | 0 | 0 | 0 | 0 | 0 | 0 | 0 | 0 | 0 | 0 | 0 | 0 | 0 | 0.01124% | 0.093598 | 0.18888 | 0.28442 | 0.37892 | 0.47283 | 0.56632 | 0.65985 | 0.75273 | 0.84548 | 0.938 | 0.938 | 0.938 | 0.938 | 0.938 | 0.938 | 0.938 | 0.938 | 0.938 | 0.938 | 0.938 | 0.938 | 0.938 | 0.938 | 0.938
| IND-Lighting-7P_V2 | M_Input | Council 7th Plan | 2020 | Retro | 2022 | 2045 | PSE | Industrial | Wood - Panel | Electric | Per Region | NA | NA | Wood - Panel Pump System Optimization | Wood - Panel Pump System Optimization | 10534.6379 | 12 | 3656.2884 | 552.6009 | I-SIC20-Proc-All-All-All-E | 1342.0307 | 0 | 0 | 0 | 0 | 0 | 0 | 0 | 0 | 0 | 0 | 0 | Comm Flat | Pump System Optimization | Pump System Optimization | SIC20 | 0.01146% | 100% | 0% | 1 | 1 | 100% | 8.333% | 85% | 6.8% | 0.2% | 5695.5875 | 177.7161 | 587.3304 | 5316.584 | 0 | 0 | 0 | -3932.63 | 0 |  | -0.031979 | 0 | -0.031979 | 01. ($9,999.000) to $0.028 | 0 | 0 | 01. ($9,999.00) to $0.22 | 1 | 0.085 | 0.085 | 0.085 | 0.085 | 0.085 | 0.085 | 0.085 | 0.085 | 0.085 | 0.085 | 0 | 0 | 0 | 0 | 0 | 0 | 0 | 0 | 0 | 0 | 0 | 0 | 0 | 0 | 895.4442 | 911.5834 | 914.0143 | 904.0473 | 898.4598 | 894.4092 | 894.7483 | 888.5623 | 887.3925 | 885.1348 | 0 | 0 | 0 | 0 | 0 | 0 | 0 | 0 | 0 | 0 | 0 | 0 | 0 | 0 | 8973.7962 | 895.4442 | 1807.0277 | 2721.042 | 3625.0893 | 4523.5491 | 5417.9583 | 6312.7066 | 7201.2689 | 8088.6614 | 8973.7962 | 8973.7962 | 8973.7962 | 8973.7962 | 8973.7962 | 8973.7962 | 8973.7962 | 8973.7962 | 8973.7962 | 8973.7962 | 8973.7962 | 8973.7962 | 8973.7962 | 8973.7962 | 8973.7962 | 0 | 0 | 0 | 0 | 0 | 0 | 0 | 0 | 0 | 0 | 0 | 0 | 0 | 0 | 0 | 0 | 0 | 0 | 0 | 0 | 0 | 0 | 0 | 0 | 0 | 0 | 0 | 0 | 0 | 0 | 0 | 0 | 0 | 0 | 0 | 0 | 0 | 0 | 0 | 0 | 0 | 0 | 0 | 0 | 0 | 0 | 0 | 0 | 0 | 0 | 0 | 0 | 0 | 0 | 0 | 0 | 0 | 0 | 0 | 0 | 0 | 0.10262 | 0.20709 | 0.31184 | 0.41544 | 0.51841 | 0.62091 | 0.72345 | 0.82528 | 0.92697 | 1.0284 | 1.0284 | 1.0284 | 1.0284 | 1.0284 | 1.0284 | 1.0284 | 1.0284 | 1.0284 | 1.0284 | 1.0284 | 1.0284 | 1.0284 | 1.0284 | 1.0284 | 0 | 0 | 0 | 0 | 0 | 0 | 0 | 0 | 0 | 0 | 0 | 0 | 0 | 0 | 0 | 0 | 0 | 0 | 0 | 0 | 0 | 0 | 0 | 0 | 0 | 0 | 0 | 0 | 0 | 0 | 0 | 0 | 0 | 0 | 0 | 0 | 0 | 0 | 0 | 0 | 0 | 0 | 0 | 0 | 0 | 0.01326% | 0.11873 | 0.23961 | 0.3608 | 0.48067 | 0.59981 | 0.7184 | 0.83704 | 0.95486 | 1.0725 | 1.1899 | 1.1899 | 1.1899 | 1.1899 | 1.1899 | 1.1899 | 1.1899 | 1.1899 | 1.1899 | 1.1899 | 1.1899 | 1.1899 | 1.1899 | 1.1899 | 1.1899
| IND-Lighting-7P_V2 | M_Input | Council 7th Plan | 2020 | Retro | 2022 | 2045 | PSE | Industrial | Wood - Panel | Electric | Per Region | NA | NA | Wood - Panel Transformers-Retrofit | Wood - Panel Transformers-Retrofit | 0 | 10 | 0 | 0 | I-All-Other-Shift3-All-All-S | 0 | 0 | 0 | 0 | 0 | 0 | 0 | 0 | 0 | 0 | 0 | 0 | Comm Flat | Transformers-Retrofit | Transformers-Retrofit | IndShift3 | 0.01266% | 100% | 0% | 1 | 1 | 100% | 10% | 85% | 6.8% | 0.2% | 0 | 0 | 0 | 0 | 0 | 0 | 0 | 0 | 0 |  | 0 | 0 | 0 | 01. ($9,999.000) to $0.028 | 0 | 0 | 01. ($9,999.00) to $0.22 | 1 | 0.085 | 0.085 | 0.085 | 0.085 | 0.085 | 0.085 | 0.085 | 0.085 | 0.085 | 0.085 | 0 | 0 | 0 | 0 | 0 | 0 | 0 | 0 | 0 | 0 | 0 | 0 | 0 | 0 | 0 | 0 | 0 | 0 | 0 | 0 | 0 | 0 | 0 | 0 | 0 | 0 | 0 | 0 | 0 | 0 | 0 | 0 | 0 | 0 | 0 | 0 | 0 | 0 | 0 | 0 | 0 | 0 | 0 | 0 | 0 | 0 | 0 | 0 | 0 | 0 | 0 | 0 | 0 | 0 | 0 | 0 | 0 | 0 | 0 | 0 | 0 | 0 | 0 | 0 | 0 | 0 | 0 | 0 | 0 | 0 | 0 | 0 | 0 | 0 | 0 | 0 | 0 | 0 | 0 | 0 | 0 | 0 | 0 | 0 | 0 | 0 | 0 | 0 | 0 | 0 | 0 | 0 | 0 | 0 | 0 | 0 | 0 | 0 | 0 | 0 | 0 | 0 | 0 | 0 | 0 | 0 | 0 | 0 | 0 | 0 | 0 | 0 | 0 | 0 | 0 | 0 | 0 | 0 | 0 | 0 | 0 | 0 | 0 | 0 | 0 | 0 | 0 | 0 | 0 | 0 | 0 | 0 | 0 | 0 | 0 | 0 | 0 | 0 | 0 | 0 | 0 | 0 | 0 | 0 | 0 | 0 | 0 | 0 | 0 | 0 | 0 | 0 | 0 | 0 | 0 | 0 | 0 | 0 | 0 | 0 | 0 | 0 | 0 | 0 | 0 | 0 | 0 | 0 | 0 | 0 | 0 | 0 | 0 | 0 | 0 | 0 | 0 | 0 | 0 | 0 | 0 | 0 | 0 | 0 | 0 | 0 | 0 | 0 | 0 | 0 | 0 | 0 | 0 | 0.01296% | 0 | 0 | 0 | 0 | 0 | 0 | 0 | 0 | 0 | 0 | 0 | 0 | 0 | 0 | 0 | 0 | 0 | 0 | 0 | 0 | 0 | 0 | 0 | 0
| IND-Lighting-7P_V2 | M_Input | Council 7th Plan | 2020 | Retro | 2022 | 2045 | PSE | Industrial | Wood - Panel | Electric | Per Region | NA | NA | Wood - Panel Transformers-New | Wood - Panel Transformers-New | 0 | 32 | 0 | 0 | I-All-Other-Shift3-All-All-S | 0 | 0 | 0 | 0 | 0 | 0 | 0 | 0 | 0 | 0 | 0 | 0 | Comm Flat | Transformers-New | Transformers-New | IndShift3 | 0.01266% | 100% | 0% | 1 | 1 | 100% | 3.125% | 85% | 6.8% | 0.2% | 0 | 0 | 0 | 0 | 0 | 0 | 0 | 0 | 0 |  | 0 | 0 | 0 | 01. ($9,999.000) to $0.028 | 0 | 0 | 01. ($9,999.00) to $0.22 | 1 | 0.085 | 0.085 | 0.085 | 0.085 | 0.085 | 0.085 | 0.085 | 0.085 | 0.085 | 0.085 | 0 | 0 | 0 | 0 | 0 | 0 | 0 | 0 | 0 | 0 | 0 | 0 | 0 | 0 | 0 | 0 | 0 | 0 | 0 | 0 | 0 | 0 | 0 | 0 | 0 | 0 | 0 | 0 | 0 | 0 | 0 | 0 | 0 | 0 | 0 | 0 | 0 | 0 | 0 | 0 | 0 | 0 | 0 | 0 | 0 | 0 | 0 | 0 | 0 | 0 | 0 | 0 | 0 | 0 | 0 | 0 | 0 | 0 | 0 | 0 | 0 | 0 | 0 | 0 | 0 | 0 | 0 | 0 | 0 | 0 | 0 | 0 | 0 | 0 | 0 | 0 | 0 | 0 | 0 | 0 | 0 | 0 | 0 | 0 | 0 | 0 | 0 | 0 | 0 | 0 | 0 | 0 | 0 | 0 | 0 | 0 | 0 | 0 | 0 | 0 | 0 | 0 | 0 | 0 | 0 | 0 | 0 | 0 | 0 | 0 | 0 | 0 | 0 | 0 | 0 | 0 | 0 | 0 | 0 | 0 | 0 | 0 | 0 | 0 | 0 | 0 | 0 | 0 | 0 | 0 | 0 | 0 | 0 | 0 | 0 | 0 | 0 | 0 | 0 | 0 | 0 | 0 | 0 | 0 | 0 | 0 | 0 | 0 | 0 | 0 | 0 | 0 | 0 | 0 | 0 | 0 | 0 | 0 | 0 | 0 | 0 | 0 | 0 | 0 | 0 | 0 | 0 | 0 | 0 | 0 | 0 | 0 | 0 | 0 | 0 | 0 | 0 | 0 | 0 | 0 | 0 | 0 | 0 | 0 | 0 | 0 | 0 | 0 | 0 | 0 | 0 | 0 | 0 | 0.01296% | 0 | 0 | 0 | 0 | 0 | 0 | 0 | 0 | 0 | 0 | 0 | 0 | 0 | 0 | 0 | 0 | 0 | 0 | 0 | 0 | 0 | 0 | 0 | 0
| IND-Lighting-7P_V2 | M_Input | Council 7th Plan | 2020 | Retro | 2022 | 2045 | PSE | Industrial | Wood - Panel | Electric | Per Region | NA | NA | Wood - Panel Synchronous Belts | Wood - Panel Synchronous Belts | 0 | 10 | 0 | 0 | I-All-Other-Shift3-All-All-S | 0 | 0 | 0 | 0 | 0 | 0 | 0 | 0 | 0 | 0 | 0 | 0 | Comm Flat | Synchronous Belts | Synchronous Belts | IndShift3 | 0.01266% | 100% | 0% | 1 | 1 | 100% | 10% | 85% | 6.8% | 0.2% | 0 | 0 | 0 | 0 | 0 | 0 | 0 | 0 | 0 |  | 0 | 0 | 0 | 01. ($9,999.000) to $0.028 | 0 | 0 | 01. ($9,999.00) to $0.22 | 1 | 0.085 | 0.085 | 0.085 | 0.085 | 0.085 | 0.085 | 0.085 | 0.085 | 0.085 | 0.085 | 0 | 0 | 0 | 0 | 0 | 0 | 0 | 0 | 0 | 0 | 0 | 0 | 0 | 0 | 0 | 0 | 0 | 0 | 0 | 0 | 0 | 0 | 0 | 0 | 0 | 0 | 0 | 0 | 0 | 0 | 0 | 0 | 0 | 0 | 0 | 0 | 0 | 0 | 0 | 0 | 0 | 0 | 0 | 0 | 0 | 0 | 0 | 0 | 0 | 0 | 0 | 0 | 0 | 0 | 0 | 0 | 0 | 0 | 0 | 0 | 0 | 0 | 0 | 0 | 0 | 0 | 0 | 0 | 0 | 0 | 0 | 0 | 0 | 0 | 0 | 0 | 0 | 0 | 0 | 0 | 0 | 0 | 0 | 0 | 0 | 0 | 0 | 0 | 0 | 0 | 0 | 0 | 0 | 0 | 0 | 0 | 0 | 0 | 0 | 0 | 0 | 0 | 0 | 0 | 0 | 0 | 0 | 0 | 0 | 0 | 0 | 0 | 0 | 0 | 0 | 0 | 0 | 0 | 0 | 0 | 0 | 0 | 0 | 0 | 0 | 0 | 0 | 0 | 0 | 0 | 0 | 0 | 0 | 0 | 0 | 0 | 0 | 0 | 0 | 0 | 0 | 0 | 0 | 0 | 0 | 0 | 0 | 0 | 0 | 0 | 0 | 0 | 0 | 0 | 0 | 0 | 0 | 0 | 0 | 0 | 0 | 0 | 0 | 0 | 0 | 0 | 0 | 0 | 0 | 0 | 0 | 0 | 0 | 0 | 0 | 0 | 0 | 0 | 0 | 0 | 0 | 0 | 0 | 0 | 0 | 0 | 0 | 0 | 0 | 0 | 0 | 0 | 0 | 0.01296% | 0 | 0 | 0 | 0 | 0 | 0 | 0 | 0 | 0 | 0 | 0 | 0 | 0 | 0 | 0 | 0 | 0 | 0 | 0 | 0 | 0 | 0 | 0 | 0
| IND-Lighting-7P_V2 | M_Input | Council 7th Plan | 2020 | Retro | 2022 | 2045 | PSE | Industrial | Wood - Panel | Electric | Per Region | NA | NA | Wood - Panel Elec Chip Fab: Eliminate Exhaust | Wood - Panel Elec Chip Fab: Eliminate Exhaust | 0 | 10 | 0 | 0 | I-All-Other-Shift3-All-All-S | 0 | 0 | 0 | 0 | 0 | 0 | 0 | 0 | 0 | 0 | 0 | 0 | Comm Flat | Elec Chip Fab: Eliminate Exhaust | Elec Chip Fab: Eliminate Exhaust | IndShift3 | 0.01266% | 100% | 0% | 1 | 1 | 100% | 10% | 85% | 6.8% | 0.2% | 0 | 0 | 0 | 0 | 0 | 0 | 0 | 0 | 0 |  | 0 | 0 | 0 | 01. ($9,999.000) to $0.028 | 0 | 0 | 01. ($9,999.00) to $0.22 | 1 | 0.085 | 0.085 | 0.085 | 0.085 | 0.085 | 0.085 | 0.085 | 0.085 | 0.085 | 0.085 | 0 | 0 | 0 | 0 | 0 | 0 | 0 | 0 | 0 | 0 | 0 | 0 | 0 | 0 | 0 | 0 | 0 | 0 | 0 | 0 | 0 | 0 | 0 | 0 | 0 | 0 | 0 | 0 | 0 | 0 | 0 | 0 | 0 | 0 | 0 | 0 | 0 | 0 | 0 | 0 | 0 | 0 | 0 | 0 | 0 | 0 | 0 | 0 | 0 | 0 | 0 | 0 | 0 | 0 | 0 | 0 | 0 | 0 | 0 | 0 | 0 | 0 | 0 | 0 | 0 | 0 | 0 | 0 | 0 | 0 | 0 | 0 | 0 | 0 | 0 | 0 | 0 | 0 | 0 | 0 | 0 | 0 | 0 | 0 | 0 | 0 | 0 | 0 | 0 | 0 | 0 | 0 | 0 | 0 | 0 | 0 | 0 | 0 | 0 | 0 | 0 | 0 | 0 | 0 | 0 | 0 | 0 | 0 | 0 | 0 | 0 | 0 | 0 | 0 | 0 | 0 | 0 | 0 | 0 | 0 | 0 | 0 | 0 | 0 | 0 | 0 | 0 | 0 | 0 | 0 | 0 | 0 | 0 | 0 | 0 | 0 | 0 | 0 | 0 | 0 | 0 | 0 | 0 | 0 | 0 | 0 | 0 | 0 | 0 | 0 | 0 | 0 | 0 | 0 | 0 | 0 | 0 | 0 | 0 | 0 | 0 | 0 | 0 | 0 | 0 | 0 | 0 | 0 | 0 | 0 | 0 | 0 | 0 | 0 | 0 | 0 | 0 | 0 | 0 | 0 | 0 | 0 | 0 | 0 | 0 | 0 | 0 | 0 | 0 | 0 | 0 | 0 | 0 | 0.01296% | 0 | 0 | 0 | 0 | 0 | 0 | 0 | 0 | 0 | 0 | 0 | 0 | 0 | 0 | 0 | 0 | 0 | 0 | 0 | 0 | 0 | 0 | 0 | 0
| IND-Lighting-7P_V2 | M_Input | Council 7th Plan | 2020 | Retro | 2022 | 2045 | PSE | Industrial | Wood - Panel | Electric | Per Region | NA | NA | Wood - Panel Elec Chip Fab: Exhaust Injector | Wood - Panel Elec Chip Fab: Exhaust Injector | 0 | 10 | 0 | 0 | I-All-Other-Shift3-All-All-S | 0 | 0 | 0 | 0 | 0 | 0 | 0 | 0 | 0 | 0 | 0 | 0 | Comm Flat | Elec Chip Fab: Exhaust Injector | Elec Chip Fab: Exhaust Injector | IndShift3 | 0.01266% | 100% | 0% | 1 | 1 | 100% | 10% | 85% | 6.8% | 0.2% | 0 | 0 | 0 | 0 | 0 | 0 | 0 | 0 | 0 |  | 0 | 0 | 0 | 01. ($9,999.000) to $0.028 | 0 | 0 | 01. ($9,999.00) to $0.22 | 1 | 0.085 | 0.085 | 0.085 | 0.085 | 0.085 | 0.085 | 0.085 | 0.085 | 0.085 | 0.085 | 0 | 0 | 0 | 0 | 0 | 0 | 0 | 0 | 0 | 0 | 0 | 0 | 0 | 0 | 0 | 0 | 0 | 0 | 0 | 0 | 0 | 0 | 0 | 0 | 0 | 0 | 0 | 0 | 0 | 0 | 0 | 0 | 0 | 0 | 0 | 0 | 0 | 0 | 0 | 0 | 0 | 0 | 0 | 0 | 0 | 0 | 0 | 0 | 0 | 0 | 0 | 0 | 0 | 0 | 0 | 0 | 0 | 0 | 0 | 0 | 0 | 0 | 0 | 0 | 0 | 0 | 0 | 0 | 0 | 0 | 0 | 0 | 0 | 0 | 0 | 0 | 0 | 0 | 0 | 0 | 0 | 0 | 0 | 0 | 0 | 0 | 0 | 0 | 0 | 0 | 0 | 0 | 0 | 0 | 0 | 0 | 0 | 0 | 0 | 0 | 0 | 0 | 0 | 0 | 0 | 0 | 0 | 0 | 0 | 0 | 0 | 0 | 0 | 0 | 0 | 0 | 0 | 0 | 0 | 0 | 0 | 0 | 0 | 0 | 0 | 0 | 0 | 0 | 0 | 0 | 0 | 0 | 0 | 0 | 0 | 0 | 0 | 0 | 0 | 0 | 0 | 0 | 0 | 0 | 0 | 0 | 0 | 0 | 0 | 0 | 0 | 0 | 0 | 0 | 0 | 0 | 0 | 0 | 0 | 0 | 0 | 0 | 0 | 0 | 0 | 0 | 0 | 0 | 0 | 0 | 0 | 0 | 0 | 0 | 0 | 0 | 0 | 0 | 0 | 0 | 0 | 0 | 0 | 0 | 0 | 0 | 0 | 0 | 0 | 0 | 0 | 0 | 0 | 0.01296% | 0 | 0 | 0 | 0 | 0 | 0 | 0 | 0 | 0 | 0 | 0 | 0 | 0 | 0 | 0 | 0 | 0 | 0 | 0 | 0 | 0 | 0 | 0 | 0
| IND-Lighting-7P_V2 | M_Input | Council 7th Plan | 2020 | Retro | 2022 | 2045 | PSE | Industrial | Wood - Panel | Electric | Per Region | NA | NA | Wood - Panel Elec Chip Fab: Solidstate Chiller | Wood - Panel Elec Chip Fab: Solidstate Chiller | 0 | 10 | 0 | 0 | I-All-Other-Shift3-All-All-S | 0 | 0 | 0 | 0 | 0 | 0 | 0 | 0 | 0 | 0 | 0 | 0 | Comm Flat | Elec Chip Fab: Solidstate Chiller | Elec Chip Fab: Solidstate Chiller | IndShift3 | 0.01266% | 100% | 0% | 1 | 1 | 100% | 10% | 85% | 6.8% | 0.2% | 0 | 0 | 0 | 0 | 0 | 0 | 0 | 0 | 0 |  | 0 | 0 | 0 | 01. ($9,999.000) to $0.028 | 0 | 0 | 01. ($9,999.00) to $0.22 | 1 | 0.085 | 0.085 | 0.085 | 0.085 | 0.085 | 0.085 | 0.085 | 0.085 | 0.085 | 0.085 | 0 | 0 | 0 | 0 | 0 | 0 | 0 | 0 | 0 | 0 | 0 | 0 | 0 | 0 | 0 | 0 | 0 | 0 | 0 | 0 | 0 | 0 | 0 | 0 | 0 | 0 | 0 | 0 | 0 | 0 | 0 | 0 | 0 | 0 | 0 | 0 | 0 | 0 | 0 | 0 | 0 | 0 | 0 | 0 | 0 | 0 | 0 | 0 | 0 | 0 | 0 | 0 | 0 | 0 | 0 | 0 | 0 | 0 | 0 | 0 | 0 | 0 | 0 | 0 | 0 | 0 | 0 | 0 | 0 | 0 | 0 | 0 | 0 | 0 | 0 | 0 | 0 | 0 | 0 | 0 | 0 | 0 | 0 | 0 | 0 | 0 | 0 | 0 | 0 | 0 | 0 | 0 | 0 | 0 | 0 | 0 | 0 | 0 | 0 | 0 | 0 | 0 | 0 | 0 | 0 | 0 | 0 | 0 | 0 | 0 | 0 | 0 | 0 | 0 | 0 | 0 | 0 | 0 | 0 | 0 | 0 | 0 | 0 | 0 | 0 | 0 | 0 | 0 | 0 | 0 | 0 | 0 | 0 | 0 | 0 | 0 | 0 | 0 | 0 | 0 | 0 | 0 | 0 | 0 | 0 | 0 | 0 | 0 | 0 | 0 | 0 | 0 | 0 | 0 | 0 | 0 | 0 | 0 | 0 | 0 | 0 | 0 | 0 | 0 | 0 | 0 | 0 | 0 | 0 | 0 | 0 | 0 | 0 | 0 | 0 | 0 | 0 | 0 | 0 | 0 | 0 | 0 | 0 | 0 | 0 | 0 | 0 | 0 | 0 | 0 | 0 | 0 | 0 | 0.01296% | 0 | 0 | 0 | 0 | 0 | 0 | 0 | 0 | 0 | 0 | 0 | 0 | 0 | 0 | 0 | 0 | 0 | 0 | 0 | 0 | 0 | 0 | 0 | 0
| IND-Lighting-7P_V2 | M_Input | Council 7th Plan | 2020 | Retro | 2022 | 2045 | PSE | Industrial | Wood - Panel | Electric | Per Region | NA | NA | Wood - Panel Elec Chip Fab: Reduce Gas Pressure | Wood - Panel Elec Chip Fab: Reduce Gas Pressure | 0 | 10 | 0 | 0 | I-All-Other-Shift3-All-All-S | 0 | 0 | 0 | 0 | 0 | 0 | 0 | 0 | 0 | 0 | 0 | 0 | Comm Flat | Elec Chip Fab: Reduce Gas Pressure | Elec Chip Fab: Reduce Gas Pressure | IndShift3 | 0.01266% | 100% | 0% | 1 | 1 | 100% | 10% | 85% | 6.8% | 0.2% | 0 | 0 | 0 | 0 | 0 | 0 | 0 | 0 | 0 |  | 0 | 0 | 0 | 01. ($9,999.000) to $0.028 | 0 | 0 | 01. ($9,999.00) to $0.22 | 1 | 0.085 | 0.085 | 0.085 | 0.085 | 0.085 | 0.085 | 0.085 | 0.085 | 0.085 | 0.085 | 0 | 0 | 0 | 0 | 0 | 0 | 0 | 0 | 0 | 0 | 0 | 0 | 0 | 0 | 0 | 0 | 0 | 0 | 0 | 0 | 0 | 0 | 0 | 0 | 0 | 0 | 0 | 0 | 0 | 0 | 0 | 0 | 0 | 0 | 0 | 0 | 0 | 0 | 0 | 0 | 0 | 0 | 0 | 0 | 0 | 0 | 0 | 0 | 0 | 0 | 0 | 0 | 0 | 0 | 0 | 0 | 0 | 0 | 0 | 0 | 0 | 0 | 0 | 0 | 0 | 0 | 0 | 0 | 0 | 0 | 0 | 0 | 0 | 0 | 0 | 0 | 0 | 0 | 0 | 0 | 0 | 0 | 0 | 0 | 0 | 0 | 0 | 0 | 0 | 0 | 0 | 0 | 0 | 0 | 0 | 0 | 0 | 0 | 0 | 0 | 0 | 0 | 0 | 0 | 0 | 0 | 0 | 0 | 0 | 0 | 0 | 0 | 0 | 0 | 0 | 0 | 0 | 0 | 0 | 0 | 0 | 0 | 0 | 0 | 0 | 0 | 0 | 0 | 0 | 0 | 0 | 0 | 0 | 0 | 0 | 0 | 0 | 0 | 0 | 0 | 0 | 0 | 0 | 0 | 0 | 0 | 0 | 0 | 0 | 0 | 0 | 0 | 0 | 0 | 0 | 0 | 0 | 0 | 0 | 0 | 0 | 0 | 0 | 0 | 0 | 0 | 0 | 0 | 0 | 0 | 0 | 0 | 0 | 0 | 0 | 0 | 0 | 0 | 0 | 0 | 0 | 0 | 0 | 0 | 0 | 0 | 0 | 0 | 0 | 0 | 0 | 0 | 0 | 0.01296% | 0 | 0 | 0 | 0 | 0 | 0 | 0 | 0 | 0 | 0 | 0 | 0 | 0 | 0 | 0 | 0 | 0 | 0 | 0 | 0 | 0 | 0 | 0 | 0
| IND-Lighting-7P_V2 | M_Input | Council 7th Plan | 2020 | Retro | 2022 | 2045 | PSE | Industrial | Wood - Panel | Electric | Per Region | NA | NA | Wood - Panel Clean Room: Change Filter Strategy | Wood - Panel Clean Room: Change Filter Strategy | 0 | 1 | 0 | 0 | I-All-Other-Shift3-All-All-S | 0 | 0 | 0 | 0 | 0 | 0 | 0 | 0 | 0 | 0 | 0 | 0 | Comm Flat | Clean Room: Change Filter Strategy | Clean Room: Change Filter Strategy | IndShift3 | 0.01266% | 100% | 0% | 1 | 1 | 100% | 100% | 85% | 6.8% | 0.2% | 0 | 0 | 0 | 0 | 0 | 0 | 0 | 0 | 0 |  | 0 | 0 | 0 | 01. ($9,999.000) to $0.028 | 0 | 0 | 01. ($9,999.00) to $0.22 | 1 | 0.085 | 0.085 | 0.085 | 0.085 | 0.085 | 0.085 | 0.085 | 0.085 | 0.085 | 0.085 | 0 | 0 | 0 | 0 | 0 | 0 | 0 | 0 | 0 | 0 | 0 | 0 | 0 | 0 | 0 | 0 | 0 | 0 | 0 | 0 | 0 | 0 | 0 | 0 | 0 | 0 | 0 | 0 | 0 | 0 | 0 | 0 | 0 | 0 | 0 | 0 | 0 | 0 | 0 | 0 | 0 | 0 | 0 | 0 | 0 | 0 | 0 | 0 | 0 | 0 | 0 | 0 | 0 | 0 | 0 | 0 | 0 | 0 | 0 | 0 | 0 | 0 | 0 | 0 | 0 | 0 | 0 | 0 | 0 | 0 | 0 | 0 | 0 | 0 | 0 | 0 | 0 | 0 | 0 | 0 | 0 | 0 | 0 | 0 | 0 | 0 | 0 | 0 | 0 | 0 | 0 | 0 | 0 | 0 | 0 | 0 | 0 | 0 | 0 | 0 | 0 | 0 | 0 | 0 | 0 | 0 | 0 | 0 | 0 | 0 | 0 | 0 | 0 | 0 | 0 | 0 | 0 | 0 | 0 | 0 | 0 | 0 | 0 | 0 | 0 | 0 | 0 | 0 | 0 | 0 | 0 | 0 | 0 | 0 | 0 | 0 | 0 | 0 | 0 | 0 | 0 | 0 | 0 | 0 | 0 | 0 | 0 | 0 | 0 | 0 | 0 | 0 | 0 | 0 | 0 | 0 | 0 | 0 | 0 | 0 | 0 | 0 | 0 | 0 | 0 | 0 | 0 | 0 | 0 | 0 | 0 | 0 | 0 | 0 | 0 | 0 | 0 | 0 | 0 | 0 | 0 | 0 | 0 | 0 | 0 | 0 | 0 | 0 | 0 | 0 | 0 | 0 | 0 | 0.01296% | 0 | 0 | 0 | 0 | 0 | 0 | 0 | 0 | 0 | 0 | 0 | 0 | 0 | 0 | 0 | 0 | 0 | 0 | 0 | 0 | 0 | 0 | 0 | 0
| IND-Lighting-7P_V2 | M_Input | Council 7th Plan | 2020 | Retro | 2022 | 2045 | PSE | Industrial | Wood - Panel | Electric | Per Region | NA | NA | Wood - Panel Clean Room: Clean Room HVAC | Wood - Panel Clean Room: Clean Room HVAC | 0 | 20 | 0 | 0 | I-All-Other-Shift3-All-All-S | 0 | 0 | 0 | 0 | 0 | 0 | 0 | 0 | 0 | 0 | 0 | 0 | Comm Flat | Clean Room: Clean Room HVAC | Clean Room: Clean Room HVAC | IndShift3 | 0.01266% | 100% | 0% | 1 | 1 | 100% | 5% | 85% | 6.8% | 0.2% | 0 | 0 | 0 | 0 | 0 | 0 | 0 | 0 | 0 |  | 0 | 0 | 0 | 01. ($9,999.000) to $0.028 | 0 | 0 | 01. ($9,999.00) to $0.22 | 1 | 0.085 | 0.085 | 0.085 | 0.085 | 0.085 | 0.085 | 0.085 | 0.085 | 0.085 | 0.085 | 0 | 0 | 0 | 0 | 0 | 0 | 0 | 0 | 0 | 0 | 0 | 0 | 0 | 0 | 0 | 0 | 0 | 0 | 0 | 0 | 0 | 0 | 0 | 0 | 0 | 0 | 0 | 0 | 0 | 0 | 0 | 0 | 0 | 0 | 0 | 0 | 0 | 0 | 0 | 0 | 0 | 0 | 0 | 0 | 0 | 0 | 0 | 0 | 0 | 0 | 0 | 0 | 0 | 0 | 0 | 0 | 0 | 0 | 0 | 0 | 0 | 0 | 0 | 0 | 0 | 0 | 0 | 0 | 0 | 0 | 0 | 0 | 0 | 0 | 0 | 0 | 0 | 0 | 0 | 0 | 0 | 0 | 0 | 0 | 0 | 0 | 0 | 0 | 0 | 0 | 0 | 0 | 0 | 0 | 0 | 0 | 0 | 0 | 0 | 0 | 0 | 0 | 0 | 0 | 0 | 0 | 0 | 0 | 0 | 0 | 0 | 0 | 0 | 0 | 0 | 0 | 0 | 0 | 0 | 0 | 0 | 0 | 0 | 0 | 0 | 0 | 0 | 0 | 0 | 0 | 0 | 0 | 0 | 0 | 0 | 0 | 0 | 0 | 0 | 0 | 0 | 0 | 0 | 0 | 0 | 0 | 0 | 0 | 0 | 0 | 0 | 0 | 0 | 0 | 0 | 0 | 0 | 0 | 0 | 0 | 0 | 0 | 0 | 0 | 0 | 0 | 0 | 0 | 0 | 0 | 0 | 0 | 0 | 0 | 0 | 0 | 0 | 0 | 0 | 0 | 0 | 0 | 0 | 0 | 0 | 0 | 0 | 0 | 0 | 0 | 0 | 0 | 0 | 0.01296% | 0 | 0 | 0 | 0 | 0 | 0 | 0 | 0 | 0 | 0 | 0 | 0 | 0 | 0 | 0 | 0 | 0 | 0 | 0 | 0 | 0 | 0 | 0 | 0
| IND-Lighting-7P_V2 | M_Input | Council 7th Plan | 2020 | Retro | 2022 | 2045 | PSE | Industrial | Wood - Panel | Electric | Per Region | NA | NA | Wood - Panel Clean Room: Chiller Optimize | Wood - Panel Clean Room: Chiller Optimize | 0 | 10 | 0 | 0 | I-All-Other-Shift3-All-All-S | 0 | 0 | 0 | 0 | 0 | 0 | 0 | 0 | 0 | 0 | 0 | 0 | Comm Flat | Clean Room: Chiller Optimize | Clean Room: Chiller Optimize | IndShift3 | 0.01266% | 100% | 0% | 1 | 1 | 100% | 10% | 85% | 6.8% | 0.2% | 0 | 0 | 0 | 0 | 0 | 0 | 0 | 0 | 0 |  | 0 | 0 | 0 | 01. ($9,999.000) to $0.028 | 0 | 0 | 01. ($9,999.00) to $0.22 | 1 | 0.085 | 0.085 | 0.085 | 0.085 | 0.085 | 0.085 | 0.085 | 0.085 | 0.085 | 0.085 | 0 | 0 | 0 | 0 | 0 | 0 | 0 | 0 | 0 | 0 | 0 | 0 | 0 | 0 | 0 | 0 | 0 | 0 | 0 | 0 | 0 | 0 | 0 | 0 | 0 | 0 | 0 | 0 | 0 | 0 | 0 | 0 | 0 | 0 | 0 | 0 | 0 | 0 | 0 | 0 | 0 | 0 | 0 | 0 | 0 | 0 | 0 | 0 | 0 | 0 | 0 | 0 | 0 | 0 | 0 | 0 | 0 | 0 | 0 | 0 | 0 | 0 | 0 | 0 | 0 | 0 | 0 | 0 | 0 | 0 | 0 | 0 | 0 | 0 | 0 | 0 | 0 | 0 | 0 | 0 | 0 | 0 | 0 | 0 | 0 | 0 | 0 | 0 | 0 | 0 | 0 | 0 | 0 | 0 | 0 | 0 | 0 | 0 | 0 | 0 | 0 | 0 | 0 | 0 | 0 | 0 | 0 | 0 | 0 | 0 | 0 | 0 | 0 | 0 | 0 | 0 | 0 | 0 | 0 | 0 | 0 | 0 | 0 | 0 | 0 | 0 | 0 | 0 | 0 | 0 | 0 | 0 | 0 | 0 | 0 | 0 | 0 | 0 | 0 | 0 | 0 | 0 | 0 | 0 | 0 | 0 | 0 | 0 | 0 | 0 | 0 | 0 | 0 | 0 | 0 | 0 | 0 | 0 | 0 | 0 | 0 | 0 | 0 | 0 | 0 | 0 | 0 | 0 | 0 | 0 | 0 | 0 | 0 | 0 | 0 | 0 | 0 | 0 | 0 | 0 | 0 | 0 | 0 | 0 | 0 | 0 | 0 | 0 | 0 | 0 | 0 | 0 | 0 | 0.01296% | 0 | 0 | 0 | 0 | 0 | 0 | 0 | 0 | 0 | 0 | 0 | 0 | 0 | 0 | 0 | 0 | 0 | 0 | 0 | 0 | 0 | 0 | 0 | 0
| IND-Lighting-7P_V2 | M_Input | Council 7th Plan | 2020 | Retro | 2022 | 2045 | PSE | Industrial | Wood - Panel | Electric | Per Region | NA | NA | Wood - Panel Food: Cooling and Storage | Wood - Panel Food: Cooling and Storage | 0 | 10 | 0 | 0 | C-War-Ref-All-All-All-C | 0 | 0 | 0 | 0 | 0 | 0 | 0 | 0 | 0 | 0 | 0 | 0 | Comm Flat | Food: Cooling and Storage | Food: Cooling and Storage | IndShift3 | 0.01266% | 100% | 0% | 1 | 1 | 100% | 10% | 85% | 6.8% | 0.2% | 0 | 0 | 0 | 0 | 0 | 0 | 0 | 0 | 0 |  | 0 | 0 | 0 | 01. ($9,999.000) to $0.028 | 0 | 0 | 01. ($9,999.00) to $0.22 | 1 | 0.085 | 0.085 | 0.085 | 0.085 | 0.085 | 0.085 | 0.085 | 0.085 | 0.085 | 0.085 | 0 | 0 | 0 | 0 | 0 | 0 | 0 | 0 | 0 | 0 | 0 | 0 | 0 | 0 | 0 | 0 | 0 | 0 | 0 | 0 | 0 | 0 | 0 | 0 | 0 | 0 | 0 | 0 | 0 | 0 | 0 | 0 | 0 | 0 | 0 | 0 | 0 | 0 | 0 | 0 | 0 | 0 | 0 | 0 | 0 | 0 | 0 | 0 | 0 | 0 | 0 | 0 | 0 | 0 | 0 | 0 | 0 | 0 | 0 | 0 | 0 | 0 | 0 | 0 | 0 | 0 | 0 | 0 | 0 | 0 | 0 | 0 | 0 | 0 | 0 | 0 | 0 | 0 | 0 | 0 | 0 | 0 | 0 | 0 | 0 | 0 | 0 | 0 | 0 | 0 | 0 | 0 | 0 | 0 | 0 | 0 | 0 | 0 | 0 | 0 | 0 | 0 | 0 | 0 | 0 | 0 | 0 | 0 | 0 | 0 | 0 | 0 | 0 | 0 | 0 | 0 | 0 | 0 | 0 | 0 | 0 | 0 | 0 | 0 | 0 | 0 | 0 | 0 | 0 | 0 | 0 | 0 | 0 | 0 | 0 | 0 | 0 | 0 | 0 | 0 | 0 | 0 | 0 | 0 | 0 | 0 | 0 | 0 | 0 | 0 | 0 | 0 | 0 | 0 | 0 | 0 | 0 | 0 | 0 | 0 | 0 | 0 | 0 | 0 | 0 | 0 | 0 | 0 | 0 | 0 | 0 | 0 | 0 | 0 | 0 | 0 | 0 | 0 | 0 | 0 | 0 | 0 | 0 | 0 | 0 | 0 | 0 | 0 | 0 | 0 | 0 | 0 | 0 | 0.01296% | 0 | 0 | 0 | 0 | 0 | 0 | 0 | 0 | 0 | 0 | 0 | 0 | 0 | 0 | 0 | 0 | 0 | 0 | 0 | 0 | 0 | 0 | 0 | 0
| IND-Lighting-7P_V2 | M_Input | Council 7th Plan | 2020 | Retro | 2022 | 2045 | PSE | Industrial | Wood - Panel | Electric | Per Region | NA | NA | Wood - Panel Food: Refrig Storage Tuneup | Wood - Panel Food: Refrig Storage Tuneup | 0 | 3 | 0 | 0 | C-War-Ref-All-All-All-C | 0 | 0 | 0 | 0 | 0 | 0 | 0 | 0 | 0 | 0 | 0 | 0 | Comm Flat | Food: Refrig Storage Tuneup | Food: Refrig Storage Tuneup | IndShift3 | 0.01266% | 100% | 0% | 1 | 1 | 100% | 33.33% | 85% | 6.8% | 0.2% | 0 | 0 | 0 | 0 | 0 | 0 | 0 | 0 | 0 |  | 0 | 0 | 0 | 01. ($9,999.000) to $0.028 | 0 | 0 | 01. ($9,999.00) to $0.22 | 1 | 0.085 | 0.085 | 0.085 | 0.085 | 0.085 | 0.085 | 0.085 | 0.085 | 0.085 | 0.085 | 0 | 0 | 0 | 0 | 0 | 0 | 0 | 0 | 0 | 0 | 0 | 0 | 0 | 0 | 0 | 0 | 0 | 0 | 0 | 0 | 0 | 0 | 0 | 0 | 0 | 0 | 0 | 0 | 0 | 0 | 0 | 0 | 0 | 0 | 0 | 0 | 0 | 0 | 0 | 0 | 0 | 0 | 0 | 0 | 0 | 0 | 0 | 0 | 0 | 0 | 0 | 0 | 0 | 0 | 0 | 0 | 0 | 0 | 0 | 0 | 0 | 0 | 0 | 0 | 0 | 0 | 0 | 0 | 0 | 0 | 0 | 0 | 0 | 0 | 0 | 0 | 0 | 0 | 0 | 0 | 0 | 0 | 0 | 0 | 0 | 0 | 0 | 0 | 0 | 0 | 0 | 0 | 0 | 0 | 0 | 0 | 0 | 0 | 0 | 0 | 0 | 0 | 0 | 0 | 0 | 0 | 0 | 0 | 0 | 0 | 0 | 0 | 0 | 0 | 0 | 0 | 0 | 0 | 0 | 0 | 0 | 0 | 0 | 0 | 0 | 0 | 0 | 0 | 0 | 0 | 0 | 0 | 0 | 0 | 0 | 0 | 0 | 0 | 0 | 0 | 0 | 0 | 0 | 0 | 0 | 0 | 0 | 0 | 0 | 0 | 0 | 0 | 0 | 0 | 0 | 0 | 0 | 0 | 0 | 0 | 0 | 0 | 0 | 0 | 0 | 0 | 0 | 0 | 0 | 0 | 0 | 0 | 0 | 0 | 0 | 0 | 0 | 0 | 0 | 0 | 0 | 0 | 0 | 0 | 0 | 0 | 0 | 0 | 0 | 0 | 0 | 0 | 0 | 0.01296% | 0 | 0 | 0 | 0 | 0 | 0 | 0 | 0 | 0 | 0 | 0 | 0 | 0 | 0 | 0 | 0 | 0 | 0 | 0 | 0 | 0 | 0 | 0 | 0
| IND-Lighting-7P_V2 | M_Input | Council 7th Plan | 2020 | Retro | 2022 | 2045 | PSE | Industrial | Wood - Panel | Electric | Per Region | NA | NA | Wood - Panel Metal: New Arc Furnace | Wood - Panel Metal: New Arc Furnace | 0 | 10 | 0 | 0 | I-All-Other-Shift3-All-All-S | 0 | 0 | 0 | 0 | 0 | 0 | 0 | 0 | 0 | 0 | 0 | 0 | Comm Flat | Metal: New Arc Furnace | Metal: New Arc Furnace | IndShift3 | 0.01266% | 100% | 0% | 1 | 1 | 100% | 10% | 85% | 6.8% | 0.2% | 0 | 0 | 0 | 0 | 0 | 0 | 0 | 0 | 0 |  | 0 | 0 | 0 | 01. ($9,999.000) to $0.028 | 0 | 0 | 01. ($9,999.00) to $0.22 | 1 | 0.085 | 0.085 | 0.085 | 0.085 | 0.085 | 0.085 | 0.085 | 0.085 | 0.085 | 0.085 | 0 | 0 | 0 | 0 | 0 | 0 | 0 | 0 | 0 | 0 | 0 | 0 | 0 | 0 | 0 | 0 | 0 | 0 | 0 | 0 | 0 | 0 | 0 | 0 | 0 | 0 | 0 | 0 | 0 | 0 | 0 | 0 | 0 | 0 | 0 | 0 | 0 | 0 | 0 | 0 | 0 | 0 | 0 | 0 | 0 | 0 | 0 | 0 | 0 | 0 | 0 | 0 | 0 | 0 | 0 | 0 | 0 | 0 | 0 | 0 | 0 | 0 | 0 | 0 | 0 | 0 | 0 | 0 | 0 | 0 | 0 | 0 | 0 | 0 | 0 | 0 | 0 | 0 | 0 | 0 | 0 | 0 | 0 | 0 | 0 | 0 | 0 | 0 | 0 | 0 | 0 | 0 | 0 | 0 | 0 | 0 | 0 | 0 | 0 | 0 | 0 | 0 | 0 | 0 | 0 | 0 | 0 | 0 | 0 | 0 | 0 | 0 | 0 | 0 | 0 | 0 | 0 | 0 | 0 | 0 | 0 | 0 | 0 | 0 | 0 | 0 | 0 | 0 | 0 | 0 | 0 | 0 | 0 | 0 | 0 | 0 | 0 | 0 | 0 | 0 | 0 | 0 | 0 | 0 | 0 | 0 | 0 | 0 | 0 | 0 | 0 | 0 | 0 | 0 | 0 | 0 | 0 | 0 | 0 | 0 | 0 | 0 | 0 | 0 | 0 | 0 | 0 | 0 | 0 | 0 | 0 | 0 | 0 | 0 | 0 | 0 | 0 | 0 | 0 | 0 | 0 | 0 | 0 | 0 | 0 | 0 | 0 | 0 | 0 | 0 | 0 | 0 | 0 | 0.01296% | 0 | 0 | 0 | 0 | 0 | 0 | 0 | 0 | 0 | 0 | 0 | 0 | 0 | 0 | 0 | 0 | 0 | 0 | 0 | 0 | 0 | 0 | 0 | 0
| IND-Lighting-7P_V2 | M_Input | Council 7th Plan | 2020 | Retro | 2022 | 2045 | PSE | Industrial | Wood - Panel | Electric | Per Region | NA | NA | Wood - Panel Mech Pulp: Refiner Replacement | Wood - Panel Mech Pulp: Refiner Replacement | 0 | 12 | 0 | 0 | I-All-Other-Shift3-All-All-S | 0 | 0 | 0 | 0 | 0 | 0 | 0 | 0 | 0 | 0 | 0 | 0 | Comm Flat | Mech Pulp: Refiner Replacement | Mech Pulp: Refiner Replacement | IndShift3 | 0.01266% | 100% | 0% | 1 | 1 | 100% | 8.333% | 85% | 6.8% | 0.2% | 0 | 0 | 0 | 0 | 0 | 0 | 0 | 0 | 0 |  | 0 | 0 | 0 | 01. ($9,999.000) to $0.028 | 0 | 0 | 01. ($9,999.00) to $0.22 | 1 | 0.085 | 0.085 | 0.085 | 0.085 | 0.085 | 0.085 | 0.085 | 0.085 | 0.085 | 0.085 | 0 | 0 | 0 | 0 | 0 | 0 | 0 | 0 | 0 | 0 | 0 | 0 | 0 | 0 | 0 | 0 | 0 | 0 | 0 | 0 | 0 | 0 | 0 | 0 | 0 | 0 | 0 | 0 | 0 | 0 | 0 | 0 | 0 | 0 | 0 | 0 | 0 | 0 | 0 | 0 | 0 | 0 | 0 | 0 | 0 | 0 | 0 | 0 | 0 | 0 | 0 | 0 | 0 | 0 | 0 | 0 | 0 | 0 | 0 | 0 | 0 | 0 | 0 | 0 | 0 | 0 | 0 | 0 | 0 | 0 | 0 | 0 | 0 | 0 | 0 | 0 | 0 | 0 | 0 | 0 | 0 | 0 | 0 | 0 | 0 | 0 | 0 | 0 | 0 | 0 | 0 | 0 | 0 | 0 | 0 | 0 | 0 | 0 | 0 | 0 | 0 | 0 | 0 | 0 | 0 | 0 | 0 | 0 | 0 | 0 | 0 | 0 | 0 | 0 | 0 | 0 | 0 | 0 | 0 | 0 | 0 | 0 | 0 | 0 | 0 | 0 | 0 | 0 | 0 | 0 | 0 | 0 | 0 | 0 | 0 | 0 | 0 | 0 | 0 | 0 | 0 | 0 | 0 | 0 | 0 | 0 | 0 | 0 | 0 | 0 | 0 | 0 | 0 | 0 | 0 | 0 | 0 | 0 | 0 | 0 | 0 | 0 | 0 | 0 | 0 | 0 | 0 | 0 | 0 | 0 | 0 | 0 | 0 | 0 | 0 | 0 | 0 | 0 | 0 | 0 | 0 | 0 | 0 | 0 | 0 | 0 | 0 | 0 | 0 | 0 | 0 | 0 | 0 | 0.01296% | 0 | 0 | 0 | 0 | 0 | 0 | 0 | 0 | 0 | 0 | 0 | 0 | 0 | 0 | 0 | 0 | 0 | 0 | 0 | 0 | 0 | 0 | 0 | 0
| IND-Lighting-7P_V2 | M_Input | Council 7th Plan | 2020 | Retro | 2022 | 2045 | PSE | Industrial | Wood - Panel | Electric | Per Region | NA | NA | Wood - Panel Mech Pulp: Premium Process | Wood - Panel Mech Pulp: Premium Process | 0 | 5 | 0 | 0 | I-All-Other-Shift3-All-All-S | 0 | 0 | 0 | 0 | 0 | 0 | 0 | 0 | 0 | 0 | 0 | 0 | Comm Flat | Mech Pulp: Premium Process | Mech Pulp: Premium Process | IndShift3 | 0.01266% | 100% | 0% | 1 | 1 | 100% | 20% | 85% | 6.8% | 0.2% | 0 | 0 | 0 | 0 | 0 | 0 | 0 | 0 | 0 |  | 0 | 0 | 0 | 01. ($9,999.000) to $0.028 | 0 | 0 | 01. ($9,999.00) to $0.22 | 1 | 0.085 | 0.085 | 0.085 | 0.085 | 0.085 | 0.085 | 0.085 | 0.085 | 0.085 | 0.085 | 0 | 0 | 0 | 0 | 0 | 0 | 0 | 0 | 0 | 0 | 0 | 0 | 0 | 0 | 0 | 0 | 0 | 0 | 0 | 0 | 0 | 0 | 0 | 0 | 0 | 0 | 0 | 0 | 0 | 0 | 0 | 0 | 0 | 0 | 0 | 0 | 0 | 0 | 0 | 0 | 0 | 0 | 0 | 0 | 0 | 0 | 0 | 0 | 0 | 0 | 0 | 0 | 0 | 0 | 0 | 0 | 0 | 0 | 0 | 0 | 0 | 0 | 0 | 0 | 0 | 0 | 0 | 0 | 0 | 0 | 0 | 0 | 0 | 0 | 0 | 0 | 0 | 0 | 0 | 0 | 0 | 0 | 0 | 0 | 0 | 0 | 0 | 0 | 0 | 0 | 0 | 0 | 0 | 0 | 0 | 0 | 0 | 0 | 0 | 0 | 0 | 0 | 0 | 0 | 0 | 0 | 0 | 0 | 0 | 0 | 0 | 0 | 0 | 0 | 0 | 0 | 0 | 0 | 0 | 0 | 0 | 0 | 0 | 0 | 0 | 0 | 0 | 0 | 0 | 0 | 0 | 0 | 0 | 0 | 0 | 0 | 0 | 0 | 0 | 0 | 0 | 0 | 0 | 0 | 0 | 0 | 0 | 0 | 0 | 0 | 0 | 0 | 0 | 0 | 0 | 0 | 0 | 0 | 0 | 0 | 0 | 0 | 0 | 0 | 0 | 0 | 0 | 0 | 0 | 0 | 0 | 0 | 0 | 0 | 0 | 0 | 0 | 0 | 0 | 0 | 0 | 0 | 0 | 0 | 0 | 0 | 0 | 0 | 0 | 0 | 0 | 0 | 0 | 0.01296% | 0 | 0 | 0 | 0 | 0 | 0 | 0 | 0 | 0 | 0 | 0 | 0 | 0 | 0 | 0 | 0 | 0 | 0 | 0 | 0 | 0 | 0 | 0 | 0
| IND-Lighting-7P_V2 | M_Input | Council 7th Plan | 2020 | Retro | 2022 | 2045 | PSE | Industrial | Wood - Panel | Electric | Per Region | NA | NA | Wood - Panel Mech Pulp: Refiner Plate Improvement | Wood - Panel Mech Pulp: Refiner Plate Improvement | 0 | 1 | 0 | 0 | I-All-Other-Shift3-All-All-S | 0 | 0 | 0 | 0 | 0 | 0 | 0 | 0 | 0 | 0 | 0 | 0 | Comm Flat | Mech Pulp: Refiner Plate Improvement | Mech Pulp: Refiner Plate Improvement | IndShift3 | 0.01266% | 100% | 0% | 1 | 1 | 100% | 100% | 85% | 6.8% | 0.2% | 0 | 0 | 0 | 0 | 0 | 0 | 0 | 0 | 0 |  | 0 | 0 | 0 | 01. ($9,999.000) to $0.028 | 0 | 0 | 01. ($9,999.00) to $0.22 | 1 | 0.085 | 0.085 | 0.085 | 0.085 | 0.085 | 0.085 | 0.085 | 0.085 | 0.085 | 0.085 | 0 | 0 | 0 | 0 | 0 | 0 | 0 | 0 | 0 | 0 | 0 | 0 | 0 | 0 | 0 | 0 | 0 | 0 | 0 | 0 | 0 | 0 | 0 | 0 | 0 | 0 | 0 | 0 | 0 | 0 | 0 | 0 | 0 | 0 | 0 | 0 | 0 | 0 | 0 | 0 | 0 | 0 | 0 | 0 | 0 | 0 | 0 | 0 | 0 | 0 | 0 | 0 | 0 | 0 | 0 | 0 | 0 | 0 | 0 | 0 | 0 | 0 | 0 | 0 | 0 | 0 | 0 | 0 | 0 | 0 | 0 | 0 | 0 | 0 | 0 | 0 | 0 | 0 | 0 | 0 | 0 | 0 | 0 | 0 | 0 | 0 | 0 | 0 | 0 | 0 | 0 | 0 | 0 | 0 | 0 | 0 | 0 | 0 | 0 | 0 | 0 | 0 | 0 | 0 | 0 | 0 | 0 | 0 | 0 | 0 | 0 | 0 | 0 | 0 | 0 | 0 | 0 | 0 | 0 | 0 | 0 | 0 | 0 | 0 | 0 | 0 | 0 | 0 | 0 | 0 | 0 | 0 | 0 | 0 | 0 | 0 | 0 | 0 | 0 | 0 | 0 | 0 | 0 | 0 | 0 | 0 | 0 | 0 | 0 | 0 | 0 | 0 | 0 | 0 | 0 | 0 | 0 | 0 | 0 | 0 | 0 | 0 | 0 | 0 | 0 | 0 | 0 | 0 | 0 | 0 | 0 | 0 | 0 | 0 | 0 | 0 | 0 | 0 | 0 | 0 | 0 | 0 | 0 | 0 | 0 | 0 | 0 | 0 | 0 | 0 | 0 | 0 | 0 | 0.01296% | 0 | 0 | 0 | 0 | 0 | 0 | 0 | 0 | 0 | 0 | 0 | 0 | 0 | 0 | 0 | 0 | 0 | 0 | 0 | 0 | 0 | 0 | 0 | 0
| IND-Lighting-7P_V2 | M_Input | Council 7th Plan | 2020 | Retro | 2022 | 2045 | PSE | Industrial | Wood - Panel | Electric | Per Region | NA | NA | Wood - Panel Kraft: Effluent Treatment System | Wood - Panel Kraft: Effluent Treatment System | 0 | 10 | 0 | 0 | I-All-Other-Shift3-All-All-S | 0 | 0 | 0 | 0 | 0 | 0 | 0 | 0 | 0 | 0 | 0 | 0 | Comm Flat | Kraft: Effluent Treatment System | Kraft: Effluent Treatment System | IndShift3 | 0.01266% | 100% | 0% | 1 | 1 | 100% | 10% | 85% | 6.8% | 0.2% | 0 | 0 | 0 | 0 | 0 | 0 | 0 | 0 | 0 |  | 0 | 0 | 0 | 01. ($9,999.000) to $0.028 | 0 | 0 | 01. ($9,999.00) to $0.22 | 1 | 0.085 | 0.085 | 0.085 | 0.085 | 0.085 | 0.085 | 0.085 | 0.085 | 0.085 | 0.085 | 0 | 0 | 0 | 0 | 0 | 0 | 0 | 0 | 0 | 0 | 0 | 0 | 0 | 0 | 0 | 0 | 0 | 0 | 0 | 0 | 0 | 0 | 0 | 0 | 0 | 0 | 0 | 0 | 0 | 0 | 0 | 0 | 0 | 0 | 0 | 0 | 0 | 0 | 0 | 0 | 0 | 0 | 0 | 0 | 0 | 0 | 0 | 0 | 0 | 0 | 0 | 0 | 0 | 0 | 0 | 0 | 0 | 0 | 0 | 0 | 0 | 0 | 0 | 0 | 0 | 0 | 0 | 0 | 0 | 0 | 0 | 0 | 0 | 0 | 0 | 0 | 0 | 0 | 0 | 0 | 0 | 0 | 0 | 0 | 0 | 0 | 0 | 0 | 0 | 0 | 0 | 0 | 0 | 0 | 0 | 0 | 0 | 0 | 0 | 0 | 0 | 0 | 0 | 0 | 0 | 0 | 0 | 0 | 0 | 0 | 0 | 0 | 0 | 0 | 0 | 0 | 0 | 0 | 0 | 0 | 0 | 0 | 0 | 0 | 0 | 0 | 0 | 0 | 0 | 0 | 0 | 0 | 0 | 0 | 0 | 0 | 0 | 0 | 0 | 0 | 0 | 0 | 0 | 0 | 0 | 0 | 0 | 0 | 0 | 0 | 0 | 0 | 0 | 0 | 0 | 0 | 0 | 0 | 0 | 0 | 0 | 0 | 0 | 0 | 0 | 0 | 0 | 0 | 0 | 0 | 0 | 0 | 0 | 0 | 0 | 0 | 0 | 0 | 0 | 0 | 0 | 0 | 0 | 0 | 0 | 0 | 0 | 0 | 0 | 0 | 0 | 0 | 0 | 0.01296% | 0 | 0 | 0 | 0 | 0 | 0 | 0 | 0 | 0 | 0 | 0 | 0 | 0 | 0 | 0 | 0 | 0 | 0 | 0 | 0 | 0 | 0 | 0 | 0
| IND-Lighting-7P_V2 | M_Input | Council 7th Plan | 2020 | Retro | 2022 | 2045 | PSE | Industrial | Wood - Panel | Electric | Per Region | NA | NA | Wood - Panel Kraft: Efficient Agitator | Wood - Panel Kraft: Efficient Agitator | 0 | 10 | 0 | 0 | I-All-Other-Shift3-All-All-S | 0 | 0 | 0 | 0 | 0 | 0 | 0 | 0 | 0 | 0 | 0 | 0 | Comm Flat | Kraft: Efficient Agitator | Kraft: Efficient Agitator | IndShift3 | 0.01266% | 100% | 0% | 1 | 1 | 100% | 10% | 85% | 6.8% | 0.2% | 0 | 0 | 0 | 0 | 0 | 0 | 0 | 0 | 0 |  | 0 | 0 | 0 | 01. ($9,999.000) to $0.028 | 0 | 0 | 01. ($9,999.00) to $0.22 | 1 | 0.085 | 0.085 | 0.085 | 0.085 | 0.085 | 0.085 | 0.085 | 0.085 | 0.085 | 0.085 | 0 | 0 | 0 | 0 | 0 | 0 | 0 | 0 | 0 | 0 | 0 | 0 | 0 | 0 | 0 | 0 | 0 | 0 | 0 | 0 | 0 | 0 | 0 | 0 | 0 | 0 | 0 | 0 | 0 | 0 | 0 | 0 | 0 | 0 | 0 | 0 | 0 | 0 | 0 | 0 | 0 | 0 | 0 | 0 | 0 | 0 | 0 | 0 | 0 | 0 | 0 | 0 | 0 | 0 | 0 | 0 | 0 | 0 | 0 | 0 | 0 | 0 | 0 | 0 | 0 | 0 | 0 | 0 | 0 | 0 | 0 | 0 | 0 | 0 | 0 | 0 | 0 | 0 | 0 | 0 | 0 | 0 | 0 | 0 | 0 | 0 | 0 | 0 | 0 | 0 | 0 | 0 | 0 | 0 | 0 | 0 | 0 | 0 | 0 | 0 | 0 | 0 | 0 | 0 | 0 | 0 | 0 | 0 | 0 | 0 | 0 | 0 | 0 | 0 | 0 | 0 | 0 | 0 | 0 | 0 | 0 | 0 | 0 | 0 | 0 | 0 | 0 | 0 | 0 | 0 | 0 | 0 | 0 | 0 | 0 | 0 | 0 | 0 | 0 | 0 | 0 | 0 | 0 | 0 | 0 | 0 | 0 | 0 | 0 | 0 | 0 | 0 | 0 | 0 | 0 | 0 | 0 | 0 | 0 | 0 | 0 | 0 | 0 | 0 | 0 | 0 | 0 | 0 | 0 | 0 | 0 | 0 | 0 | 0 | 0 | 0 | 0 | 0 | 0 | 0 | 0 | 0 | 0 | 0 | 0 | 0 | 0 | 0 | 0 | 0 | 0 | 0 | 0 | 0.01296% | 0 | 0 | 0 | 0 | 0 | 0 | 0 | 0 | 0 | 0 | 0 | 0 | 0 | 0 | 0 | 0 | 0 | 0 | 0 | 0 | 0 | 0 | 0 | 0
| IND-Lighting-7P_V2 | M_Input | Council 7th Plan | 2020 | Retro | 2022 | 2045 | PSE | Industrial | Wood - Panel | Electric | Per Region | NA | NA | Wood - Panel Paper: Efficient Pulp Screen | Wood - Panel Paper: Efficient Pulp Screen | 0 | 10 | 0 | 0 | I-All-Other-Shift3-All-All-S | 0 | 0 | 0 | 0 | 0 | 0 | 0 | 0 | 0 | 0 | 0 | 0 | Comm Flat | Paper: Efficient Pulp Screen | Paper: Efficient Pulp Screen | IndShift3 | 0.01266% | 100% | 0% | 1 | 1 | 100% | 10% | 85% | 6.8% | 0.2% | 0 | 0 | 0 | 0 | 0 | 0 | 0 | 0 | 0 |  | 0 | 0 | 0 | 01. ($9,999.000) to $0.028 | 0 | 0 | 01. ($9,999.00) to $0.22 | 1 | 0.085 | 0.085 | 0.085 | 0.085 | 0.085 | 0.085 | 0.085 | 0.085 | 0.085 | 0.085 | 0 | 0 | 0 | 0 | 0 | 0 | 0 | 0 | 0 | 0 | 0 | 0 | 0 | 0 | 0 | 0 | 0 | 0 | 0 | 0 | 0 | 0 | 0 | 0 | 0 | 0 | 0 | 0 | 0 | 0 | 0 | 0 | 0 | 0 | 0 | 0 | 0 | 0 | 0 | 0 | 0 | 0 | 0 | 0 | 0 | 0 | 0 | 0 | 0 | 0 | 0 | 0 | 0 | 0 | 0 | 0 | 0 | 0 | 0 | 0 | 0 | 0 | 0 | 0 | 0 | 0 | 0 | 0 | 0 | 0 | 0 | 0 | 0 | 0 | 0 | 0 | 0 | 0 | 0 | 0 | 0 | 0 | 0 | 0 | 0 | 0 | 0 | 0 | 0 | 0 | 0 | 0 | 0 | 0 | 0 | 0 | 0 | 0 | 0 | 0 | 0 | 0 | 0 | 0 | 0 | 0 | 0 | 0 | 0 | 0 | 0 | 0 | 0 | 0 | 0 | 0 | 0 | 0 | 0 | 0 | 0 | 0 | 0 | 0 | 0 | 0 | 0 | 0 | 0 | 0 | 0 | 0 | 0 | 0 | 0 | 0 | 0 | 0 | 0 | 0 | 0 | 0 | 0 | 0 | 0 | 0 | 0 | 0 | 0 | 0 | 0 | 0 | 0 | 0 | 0 | 0 | 0 | 0 | 0 | 0 | 0 | 0 | 0 | 0 | 0 | 0 | 0 | 0 | 0 | 0 | 0 | 0 | 0 | 0 | 0 | 0 | 0 | 0 | 0 | 0 | 0 | 0 | 0 | 0 | 0 | 0 | 0 | 0 | 0 | 0 | 0 | 0 | 0 | 0.01296% | 0 | 0 | 0 | 0 | 0 | 0 | 0 | 0 | 0 | 0 | 0 | 0 | 0 | 0 | 0 | 0 | 0 | 0 | 0 | 0 | 0 | 0 | 0 | 0
| IND-Lighting-7P_V2 | M_Input | Council 7th Plan | 2020 | Retro | 2022 | 2045 | PSE | Industrial | Wood - Panel | Electric | Per Region | NA | NA | Wood - Panel Paper: Premium Fan | Wood - Panel Paper: Premium Fan | 0 | 10 | 0 | 0 | I-All-Other-Shift3-All-All-S | 0 | 0 | 0 | 0 | 0 | 0 | 0 | 0 | 0 | 0 | 0 | 0 | Comm Flat | Paper: Premium Fan | Paper: Premium Fan | IndShift3 | 0.01266% | 100% | 0% | 1 | 1 | 100% | 10% | 85% | 6.8% | 0.2% | 0 | 0 | 0 | 0 | 0 | 0 | 0 | 0 | 0 |  | 0 | 0 | 0 | 01. ($9,999.000) to $0.028 | 1 | 0 | 01. ($9,999.00) to $0.22 | 0 | 0.085 | 0.085 | 0.085 | 0.085 | 0.085 | 0.085 | 0.085 | 0.085 | 0.085 | 0.085 | 0 | 0 | 0 | 0 | 0 | 0 | 0 | 0 | 0 | 0 | 0 | 0 | 0 | 0 | 0 | 0 | 0 | 0 | 0 | 0 | 0 | 0 | 0 | 0 | 0 | 0 | 0 | 0 | 0 | 0 | 0 | 0 | 0 | 0 | 0 | 0 | 0 | 0 | 0 | 0 | 0 | 0 | 0 | 0 | 0 | 0 | 0 | 0 | 0 | 0 | 0 | 0 | 0 | 0 | 0 | 0 | 0 | 0 | 0 | 0 | 0 | 0 | 0 | 0 | 0 | 0 | 0 | 0 | 0 | 0 | 0 | 0 | 0 | 0 | 0 | 0 | 0 | 0 | 0 | 0 | 0 | 0 | 0 | 0 | 0 | 0 | 0 | 0 | 0 | 0 | 0 | 0 | 0 | 0 | 0 | 0 | 0 | 0 | 0 | 0 | 0 | 0 | 0 | 0 | 0 | 0 | 0 | 0 | 0 | 0 | 0 | 0 | 0 | 0 | 0 | 0 | 0 | 0 | 0 | 0 | 0 | 0 | 0 | 0 | 0 | 0 | 0 | 0 | 0 | 0 | 0 | 0 | 0 | 0 | 0 | 0 | 0 | 0 | 0 | 0 | 0 | 0 | 0 | 0 | 0 | 0 | 0 | 0 | 0 | 0 | 0 | 0 | 0 | 0 | 0 | 0 | 0 | 0 | 0 | 0 | 0 | 0 | 0 | 0 | 0 | 0 | 0 | 0 | 0 | 0 | 0 | 0 | 0 | 0 | 0 | 0 | 0 | 0 | 0 | 0 | 0 | 0 | 0 | 0 | 0 | 0 | 0 | 0 | 0 | 0 | 0 | 0 | 0 | 0.01296% | 0 | 0 | 0 | 0 | 0 | 0 | 0 | 0 | 0 | 0 | 0 | 0 | 0 | 0 | 0 | 0 | 0 | 0 | 0 | 0 | 0 | 0 | 0 | 0
| IND-Lighting-7P_V2 | M_Input | Council 7th Plan | 2020 | Retro | 2022 | 2045 | PSE | Industrial | Wood - Panel | Electric | Per Region | NA | NA | Wood - Panel Paper: Material Handling | Wood - Panel Paper: Material Handling | 0 | 10 | 0 | 0 | I-All-Other-Shift3-All-All-S | 0 | 0 | 0 | 0 | 0 | 0 | 0 | 0 | 0 | 0 | 0 | 0 | Comm Flat | Paper: Material Handling | Paper: Material Handling | SIC24 | 0.01335% | 100% | 0% | 1 | 1 | 100% | 10% | 85% | 6.8% | 0.2% | 0 | 0 | 0 | 0 | 0 | 0 | 0 | 0 | 0 |  | 0 | 0 | 0 | 01. ($9,999.000) to $0.028 | 1 | 0 | 01. ($9,999.00) to $0.22 | 0 | 0.085 | 0.085 | 0.085 | 0.085 | 0.085 | 0.085 | 0.085 | 0.085 | 0.085 | 0.085 | 0 | 0 | 0 | 0 | 0 | 0 | 0 | 0 | 0 | 0 | 0 | 0 | 0 | 0 | 0 | 0 | 0 | 0 | 0 | 0 | 0 | 0 | 0 | 0 | 0 | 0 | 0 | 0 | 0 | 0 | 0 | 0 | 0 | 0 | 0 | 0 | 0 | 0 | 0 | 0 | 0 | 0 | 0 | 0 | 0 | 0 | 0 | 0 | 0 | 0 | 0 | 0 | 0 | 0 | 0 | 0 | 0 | 0 | 0 | 0 | 0 | 0 | 0 | 0 | 0 | 0 | 0 | 0 | 0 | 0 | 0 | 0 | 0 | 0 | 0 | 0 | 0 | 0 | 0 | 0 | 0 | 0 | 0 | 0 | 0 | 0 | 0 | 0 | 0 | 0 | 0 | 0 | 0 | 0 | 0 | 0 | 0 | 0 | 0 | 0 | 0 | 0 | 0 | 0 | 0 | 0 | 0 | 0 | 0 | 0 | 0 | 0 | 0 | 0 | 0 | 0 | 0 | 0 | 0 | 0 | 0 | 0 | 0 | 0 | 0 | 0 | 0 | 0 | 0 | 0 | 0 | 0 | 0 | 0 | 0 | 0 | 0 | 0 | 0 | 0 | 0 | 0 | 0 | 0 | 0 | 0 | 0 | 0 | 0 | 0 | 0 | 0 | 0 | 0 | 0 | 0 | 0 | 0 | 0 | 0 | 0 | 0 | 0 | 0 | 0 | 0 | 0 | 0 | 0 | 0 | 0 | 0 | 0 | 0 | 0 | 0 | 0 | 0 | 0 | 0 | 0 | 0 | 0 | 0 | 0 | 0 | 0 | 0 | 0 | 0 | 0 | 0 | 0 | 0.01209% | 0 | 0 | 0 | 0 | 0 | 0 | 0 | 0 | 0 | 0 | 0 | 0 | 0 | 0 | 0 | 0 | 0 | 0 | 0 | 0 | 0 | 0 | 0 | 0
| IND-Lighting-7P_V2 | M_Input | Council 7th Plan | 2020 | Retro | 2022 | 2045 | PSE | Industrial | Wood - Panel | Electric | Per Region | NA | NA | Wood - Panel Paper: Large Material Handling | Wood - Panel Paper: Large Material Handling | 0 | 10 | 0 | 0 | I-All-Other-Shift3-All-All-S | 0 | 0 | 0 | 0 | 0 | 0 | 0 | 0 | 0 | 0 | 0 | 0 | Comm Flat | Paper: Large Material Handling | Paper: Large Material Handling | SIC24 | 0.01335% | 100% | 0% | 1 | 1 | 100% | 10% | 85% | 6.8% | 0.2% | 0 | 0 | 0 | 0 | 0 | 0 | 0 | 0 | 0 |  | 0 | 0 | 0 | 01. ($9,999.000) to $0.028 | 1 | 0 | 01. ($9,999.00) to $0.22 | 0 | 0.085 | 0.085 | 0.085 | 0.085 | 0.085 | 0.085 | 0.085 | 0.085 | 0.085 | 0.085 | 0 | 0 | 0 | 0 | 0 | 0 | 0 | 0 | 0 | 0 | 0 | 0 | 0 | 0 | 0 | 0 | 0 | 0 | 0 | 0 | 0 | 0 | 0 | 0 | 0 | 0 | 0 | 0 | 0 | 0 | 0 | 0 | 0 | 0 | 0 | 0 | 0 | 0 | 0 | 0 | 0 | 0 | 0 | 0 | 0 | 0 | 0 | 0 | 0 | 0 | 0 | 0 | 0 | 0 | 0 | 0 | 0 | 0 | 0 | 0 | 0 | 0 | 0 | 0 | 0 | 0 | 0 | 0 | 0 | 0 | 0 | 0 | 0 | 0 | 0 | 0 | 0 | 0 | 0 | 0 | 0 | 0 | 0 | 0 | 0 | 0 | 0 | 0 | 0 | 0 | 0 | 0 | 0 | 0 | 0 | 0 | 0 | 0 | 0 | 0 | 0 | 0 | 0 | 0 | 0 | 0 | 0 | 0 | 0 | 0 | 0 | 0 | 0 | 0 | 0 | 0 | 0 | 0 | 0 | 0 | 0 | 0 | 0 | 0 | 0 | 0 | 0 | 0 | 0 | 0 | 0 | 0 | 0 | 0 | 0 | 0 | 0 | 0 | 0 | 0 | 0 | 0 | 0 | 0 | 0 | 0 | 0 | 0 | 0 | 0 | 0 | 0 | 0 | 0 | 0 | 0 | 0 | 0 | 0 | 0 | 0 | 0 | 0 | 0 | 0 | 0 | 0 | 0 | 0 | 0 | 0 | 0 | 0 | 0 | 0 | 0 | 0 | 0 | 0 | 0 | 0 | 0 | 0 | 0 | 0 | 0 | 0 | 0 | 0 | 0 | 0 | 0 | 0 | 0.01209% | 0 | 0 | 0 | 0 | 0 | 0 | 0 | 0 | 0 | 0 | 0 | 0 | 0 | 0 | 0 | 0 | 0 | 0 | 0 | 0 | 0 | 0 | 0 | 0
| IND-Lighting-7P_V2 | M_Input | Council 7th Plan | 2020 | Retro | 2022 | 2045 | PSE | Industrial | Wood - Panel | Electric | Per Region | NA | NA | Wood - Panel Paper: Premium Control Large Material | Wood - Panel Paper: Premium Control Large Material | 0 | 10 | 0 | 0 | I-All-Other-Shift3-All-All-S | 0 | 0 | 0 | 0 | 0 | 0 | 0 | 0 | 0 | 0 | 0 | 0 | Comm Flat | Paper: Premium Control Large Material | Paper: Premium Control Large Material | IndShift3 | 0.01266% | 100% | 0% | 1 | 1 | 100% | 10% | 85% | 6.8% | 0.2% | 0 | 0 | 0 | 0 | 0 | 0 | 0 | 0 | 0 |  | 0 | 0 | 0 | 01. ($9,999.000) to $0.028 | 1 | 0 | 01. ($9,999.00) to $0.22 | 0 | 0.085 | 0.085 | 0.085 | 0.085 | 0.085 | 0.085 | 0.085 | 0.085 | 0.085 | 0.085 | 0 | 0 | 0 | 0 | 0 | 0 | 0 | 0 | 0 | 0 | 0 | 0 | 0 | 0 | 0 | 0 | 0 | 0 | 0 | 0 | 0 | 0 | 0 | 0 | 0 | 0 | 0 | 0 | 0 | 0 | 0 | 0 | 0 | 0 | 0 | 0 | 0 | 0 | 0 | 0 | 0 | 0 | 0 | 0 | 0 | 0 | 0 | 0 | 0 | 0 | 0 | 0 | 0 | 0 | 0 | 0 | 0 | 0 | 0 | 0 | 0 | 0 | 0 | 0 | 0 | 0 | 0 | 0 | 0 | 0 | 0 | 0 | 0 | 0 | 0 | 0 | 0 | 0 | 0 | 0 | 0 | 0 | 0 | 0 | 0 | 0 | 0 | 0 | 0 | 0 | 0 | 0 | 0 | 0 | 0 | 0 | 0 | 0 | 0 | 0 | 0 | 0 | 0 | 0 | 0 | 0 | 0 | 0 | 0 | 0 | 0 | 0 | 0 | 0 | 0 | 0 | 0 | 0 | 0 | 0 | 0 | 0 | 0 | 0 | 0 | 0 | 0 | 0 | 0 | 0 | 0 | 0 | 0 | 0 | 0 | 0 | 0 | 0 | 0 | 0 | 0 | 0 | 0 | 0 | 0 | 0 | 0 | 0 | 0 | 0 | 0 | 0 | 0 | 0 | 0 | 0 | 0 | 0 | 0 | 0 | 0 | 0 | 0 | 0 | 0 | 0 | 0 | 0 | 0 | 0 | 0 | 0 | 0 | 0 | 0 | 0 | 0 | 0 | 0 | 0 | 0 | 0 | 0 | 0 | 0 | 0 | 0 | 0 | 0 | 0 | 0 | 0 | 0 | 0.01296% | 0 | 0 | 0 | 0 | 0 | 0 | 0 | 0 | 0 | 0 | 0 | 0 | 0 | 0 | 0 | 0 | 0 | 0 | 0 | 0 | 0 | 0 | 0 | 0
| IND-Lighting-7P_V2 | M_Input | Council 7th Plan | 2020 | Retro | 2022 | 2045 | PSE | Industrial | Wood - Panel | Electric | Per Region | NA | NA | Wood - Panel Material Handling1 | Wood - Panel Material Handling1 | 0 | 10 | 0 | 0 | I-SIC24-Proc-All-All-All-E | 0 | 0 | 0 | 0 | 0 | 0 | 0 | 0 | 0 | 0 | 0 | 0 | Comm Flat | Material Handling1 | Material Handling1 | SIC24 | 0.01335% | 100% | 0% | 1 | 1 | 100% | 10% | 85% | 6.8% | 0.2% | 0 | 0 | 0 | 0 | 0 | 0 | 0 | 0 | 0 |  | 0 | 0 | 0 | 01. ($9,999.000) to $0.028 | 1 | 0 | 01. ($9,999.00) to $0.22 | 0 | 0.085 | 0.085 | 0.085 | 0.085 | 0.085 | 0.085 | 0.085 | 0.085 | 0.085 | 0.085 | 0 | 0 | 0 | 0 | 0 | 0 | 0 | 0 | 0 | 0 | 0 | 0 | 0 | 0 | 0 | 0 | 0 | 0 | 0 | 0 | 0 | 0 | 0 | 0 | 0 | 0 | 0 | 0 | 0 | 0 | 0 | 0 | 0 | 0 | 0 | 0 | 0 | 0 | 0 | 0 | 0 | 0 | 0 | 0 | 0 | 0 | 0 | 0 | 0 | 0 | 0 | 0 | 0 | 0 | 0 | 0 | 0 | 0 | 0 | 0 | 0 | 0 | 0 | 0 | 0 | 0 | 0 | 0 | 0 | 0 | 0 | 0 | 0 | 0 | 0 | 0 | 0 | 0 | 0 | 0 | 0 | 0 | 0 | 0 | 0 | 0 | 0 | 0 | 0 | 0 | 0 | 0 | 0 | 0 | 0 | 0 | 0 | 0 | 0 | 0 | 0 | 0 | 0 | 0 | 0 | 0 | 0 | 0 | 0 | 0 | 0 | 0 | 0 | 0 | 0 | 0 | 0 | 0 | 0 | 0 | 0 | 0 | 0 | 0 | 0 | 0 | 0 | 0 | 0 | 0 | 0 | 0 | 0 | 0 | 0 | 0 | 0 | 0 | 0 | 0 | 0 | 0 | 0 | 0 | 0 | 0 | 0 | 0 | 0 | 0 | 0 | 0 | 0 | 0 | 0 | 0 | 0 | 0 | 0 | 0 | 0 | 0 | 0 | 0 | 0 | 0 | 0 | 0 | 0 | 0 | 0 | 0 | 0 | 0 | 0 | 0 | 0 | 0 | 0 | 0 | 0 | 0 | 0 | 0 | 0 | 0 | 0 | 0 | 0 | 0 | 0 | 0 | 0 | 0.01209% | 0 | 0 | 0 | 0 | 0 | 0 | 0 | 0 | 0 | 0 | 0 | 0 | 0 | 0 | 0 | 0 | 0 | 0 | 0 | 0 | 0 | 0 | 0 | 0
| IND-Lighting-7P_V2 | M_Input | Council 7th Plan | 2020 | Retro | 2022 | 2045 | PSE | Industrial | Wood - Panel | Electric | Per Region | NA | NA | Wood - Panel Material Handling2 | Wood - Panel Material Handling2 | 27333.1578 | 10 | 15952.1307 | 0 | I-SIC24-Proc-All-All-All-E | 0 | 0 | 0 | 0 | 0 | 0 | 0 | 0 | 0 | 0 | 0 | 0 | Comm Flat | Material Handling2 | Material Handling2 | SIC24 | 0.01335% | 100% | 0% | 1 | 1 | 100% | 10% | 85% | 6.8% | 0.2% | 12778.8274 | 537.2014 | 1331.6029 | 26408.2804 | 0 | 0 | 0 | 27729.9024 | 0 |  | 0.086907 | 0 | 0.086907 | 07. $0.085 to $0.115 | 1 | 0 | 01. ($9,999.00) to $0.22 | 0 | 0.085 | 0.085 | 0.085 | 0.085 | 0.085 | 0.085 | 0.085 | 0.085 | 0.085 | 0.085 | 0 | 0 | 0 | 0 | 0 | 0 | 0 | 0 | 0 | 0 | 0 | 0 | 0 | 0 | 2323.3184 | 2365.1932 | 2371.5003 | 2345.64 | 2331.1427 | 2320.6329 | 2321.5128 | 2305.4625 | 2302.4275 | 2296.5696 | 0 | 0 | 0 | 0 | 0 | 0 | 0 | 0 | 0 | 0 | 0 | 0 | 0 | 0 | 23283.4 | 2323.3184 | 4688.5116 | 7060.012 | 9405.652 | 11736.7947 | 14057.4276 | 16378.9405 | 18684.403 | 20986.8304 | 23283.4 | 23283.4 | 23283.4 | 23283.4 | 23283.4 | 23283.4 | 23283.4 | 23283.4 | 23283.4 | 23283.4 | 23283.4 | 23283.4 | 23283.4 | 23283.4 | 23283.4 | 0 | 0 | 0 | 0 | 0 | 0 | 0 | 0 | 0 | 0 | 0 | 0 | 0 | 0 | 0 | 0 | 0 | 0 | 0 | 0 | 0 | 0 | 0 | 0 | 0 | 0 | 0 | 0 | 0 | 0 | 0 | 0 | 0 | 0 | 0 | 0 | 0 | 0 | 0 | 0 | 0 | 0 | 0 | 0 | 0 | 0 | 0 | 0 | 0 | 0 | 0 | 0 | 0 | 0 | 0 | 0 | 0 | 0 | 0 | 0 | 0 | 0.3102 | 0.62599 | 0.94262 | 1.2558 | 1.567 | 1.8769 | 2.1868 | 2.4946 | 2.8021 | 3.1087 | 3.1087 | 3.1087 | 3.1087 | 3.1087 | 3.1087 | 3.1087 | 3.1087 | 3.1087 | 3.1087 | 3.1087 | 3.1087 | 3.1087 | 3.1087 | 3.1087 | 2357.0417 | 2399.5243 | 2405.923 | 2379.6873 | 2364.9795 | 2354.3172 | 2355.2099 | 2338.9266 | 2335.8475 | 2329.9046 | 0 | 0 | 0 | 0 | 0 | 0 | 0 | 0 | 0 | 0 | 0 | 0 | 0 | 0 | 23621.3617 | 0 | 0 | 0 | 0 | 0 | 0 | 0 | 0 | 0 | 0 | 0 | 0 | 0 | 0 | 0 | 0 | 0 | 0 | 0 | 0 | 0.01209% | 0.28088 | 0.56683 | 0.85354 | 1.1371 | 1.419 | 1.6995 | 1.9802 | 2.2589 | 2.5373 | 2.8149 | 2.8149 | 2.8149 | 2.8149 | 2.8149 | 2.8149 | 2.8149 | 2.8149 | 2.8149 | 2.8149 | 2.8149 | 2.8149 | 2.8149 | 2.8149 | 2.8149
| IND-Lighting-7P_V2 | M_Input | Council 7th Plan | 2020 | Retro | 2022 | 2045 | PSE | Industrial | Wood - Panel | Electric | Per Region | NA | NA | Wood - Panel Material Handling VFD1 | Wood - Panel Material Handling VFD1 | 0 | 10 | 0 | 0 | I-SIC24-Proc-All-All-All-E | 0 | 0 | 0 | 0 | 0 | 0 | 0 | 0 | 0 | 0 | 0 | 0 | Comm Flat | Material Handling VFD1 | Material Handling VFD1 | SIC24 | 0.01335% | 100% | 0% | 1 | 1 | 100% | 10% | 85% | 6.8% | 0.2% | 0 | 0 | 0 | 0 | 0 | 0 | 0 | 0 | 0 |  | 0 | 0 | 0 | 01. ($9,999.000) to $0.028 | 1 | 0 | 01. ($9,999.00) to $0.22 | 0 | 0.085 | 0.085 | 0.085 | 0.085 | 0.085 | 0.085 | 0.085 | 0.085 | 0.085 | 0.085 | 0 | 0 | 0 | 0 | 0 | 0 | 0 | 0 | 0 | 0 | 0 | 0 | 0 | 0 | 0 | 0 | 0 | 0 | 0 | 0 | 0 | 0 | 0 | 0 | 0 | 0 | 0 | 0 | 0 | 0 | 0 | 0 | 0 | 0 | 0 | 0 | 0 | 0 | 0 | 0 | 0 | 0 | 0 | 0 | 0 | 0 | 0 | 0 | 0 | 0 | 0 | 0 | 0 | 0 | 0 | 0 | 0 | 0 | 0 | 0 | 0 | 0 | 0 | 0 | 0 | 0 | 0 | 0 | 0 | 0 | 0 | 0 | 0 | 0 | 0 | 0 | 0 | 0 | 0 | 0 | 0 | 0 | 0 | 0 | 0 | 0 | 0 | 0 | 0 | 0 | 0 | 0 | 0 | 0 | 0 | 0 | 0 | 0 | 0 | 0 | 0 | 0 | 0 | 0 | 0 | 0 | 0 | 0 | 0 | 0 | 0 | 0 | 0 | 0 | 0 | 0 | 0 | 0 | 0 | 0 | 0 | 0 | 0 | 0 | 0 | 0 | 0 | 0 | 0 | 0 | 0 | 0 | 0 | 0 | 0 | 0 | 0 | 0 | 0 | 0 | 0 | 0 | 0 | 0 | 0 | 0 | 0 | 0 | 0 | 0 | 0 | 0 | 0 | 0 | 0 | 0 | 0 | 0 | 0 | 0 | 0 | 0 | 0 | 0 | 0 | 0 | 0 | 0 | 0 | 0 | 0 | 0 | 0 | 0 | 0 | 0 | 0 | 0 | 0 | 0 | 0 | 0 | 0 | 0 | 0 | 0 | 0 | 0 | 0 | 0 | 0 | 0 | 0 | 0.01209% | 0 | 0 | 0 | 0 | 0 | 0 | 0 | 0 | 0 | 0 | 0 | 0 | 0 | 0 | 0 | 0 | 0 | 0 | 0 | 0 | 0 | 0 | 0 | 0
| IND-Lighting-7P_V2 | M_Input | Council 7th Plan | 2020 | Retro | 2022 | 2045 | PSE | Industrial | Wood - Panel | Electric | Per Region | NA | NA | Wood - Panel Material Handling VFD2 | Wood - Panel Material Handling VFD2 | 102180.0293 | 10 | 38285.1137 | 0 | I-SIC24-Proc-All-All-All-E | 0 | 0 | 0 | 0 | 0 | 0 | 0 | 0 | 0 | 0 | 0 | 0 | Comm Flat | Material Handling VFD2 | Material Handling VFD2 | SIC24 | 0.01335% | 100% | 0% | 1 | 1 | 100% | 10% | 85% | 6.8% | 0.2% | 47771.3174 | 2008.2294 | 4977.9547 | 63379.8731 | 0 | 0 | 0 | 64050.7118 | 0 |  | 0.053698 | 0 | 0.053698 | 02. $0.028 to $0.055 | 1 | 0 | 01. ($9,999.00) to $0.22 | 1 | 0.085 | 0.085 | 0.085 | 0.085 | 0.085 | 0.085 | 0.085 | 0.085 | 0.085 | 0.085 | 0 | 0 | 0 | 0 | 0 | 0 | 0 | 0 | 0 | 0 | 0 | 0 | 0 | 0 | 8685.3025 | 8841.8438 | 8865.4218 | 8768.7478 | 8714.5521 | 8675.2632 | 8678.5527 | 8618.5514 | 8607.2055 | 8585.3068 | 0 | 0 | 0 | 0 | 0 | 0 | 0 | 0 | 0 | 0 | 0 | 0 | 0 | 0 | 87040.7477 | 8685.3025 | 17527.1463 | 26392.5681 | 35161.3159 | 43875.8681 | 52551.1313 | 61229.684 | 69848.2354 | 78455.4409 | 87040.7477 | 87040.7477 | 87040.7477 | 87040.7477 | 87040.7477 | 87040.7477 | 87040.7477 | 87040.7477 | 87040.7477 | 87040.7477 | 87040.7477 | 87040.7477 | 87040.7477 | 87040.7477 | 87040.7477 | 0 | 0 | 0 | 0 | 0 | 0 | 0 | 0 | 0 | 0 | 0 | 0 | 0 | 0 | 0 | 0 | 0 | 0 | 0 | 0 | 0 | 0 | 0 | 0 | 0 | 0 | 0 | 0 | 0 | 0 | 0 | 0 | 0 | 0 | 0 | 0 | 0 | 0 | 0 | 0 | 0 | 0 | 0 | 0 | 0 | 0 | 0 | 0 | 0 | 0 | 0 | 0 | 0 | 0 | 0 | 0 | 0 | 0 | 0 | 0 | 0 | 1.1596 | 2.3401 | 3.5238 | 4.6946 | 5.8581 | 7.0164 | 8.1751 | 9.3258 | 10.475 | 11.6213 | 11.6213 | 11.6213 | 11.6213 | 11.6213 | 11.6213 | 11.6213 | 11.6213 | 11.6213 | 11.6213 | 11.6213 | 11.6213 | 11.6213 | 11.6213 | 11.6213 | 5444.3105 | 5542.4371 | 5557.2168 | 5496.6175 | 5462.6454 | 5438.0175 | 5440.0794 | 5402.4681 | 5395.356 | 5381.629 | 0 | 0 | 0 | 0 | 0 | 0 | 0 | 0 | 0 | 0 | 0 | 0 | 0 | 0 | 54560.7775 | 0 | 0 | 0 | 0 | 0 | 0 | 0 | 0 | 0 | 0 | 0 | 0 | 0 | 0 | 0 | 0 | 0 | 0 | 0 | 0 | 0.01209% | 1.05 | 2.119 | 3.1908 | 4.2509 | 5.3045 | 6.3533 | 7.4025 | 8.4445 | 9.4851 | 10.5231 | 10.5231 | 10.5231 | 10.5231 | 10.5231 | 10.5231 | 10.5231 | 10.5231 | 10.5231 | 10.5231 | 10.5231 | 10.5231 | 10.5231 | 10.5231 | 10.5231
| IND-Lighting-7P_V2 | M_Input | Council 7th Plan | 2020 | Retro | 2022 | 2045 | PSE | Industrial | Wood - Panel | Electric | Per Region | NA | NA | Wood - Panel Wood: Replace Pneumatic Conveyor | Wood - Panel Wood: Replace Pneumatic Conveyor | 147956.1064 | 10 | 2679.4371 | 0 | I-SIC24-Proc-All-All-All-E | 11185.7605 | 0 | 0 | 0 | 0 | 0 | 0 | 0 | 0 | 0 | 0 | 0 | Comm Flat | Wood: Replace Pneumatic Conveyor | Wood: Replace Pneumatic Conveyor | SIC24 | 0.01335% | 100% | 0% | 1 | 1 | 100% | 10% | 85% | 6.8% | 0.2% | 69172.5982 | 2907.9048 | 7208.0503 | 4435.7288 | 0 | 0 | 0 | -135721.543 | 0 |  | -0.07858 | 0 | -0.07858 | 01. ($9,999.000) to $0.028 | 1 | 0 | 01. ($9,999.00) to $0.22 | 1 | 0.085 | 0.085 | 0.085 | 0.085 | 0.085 | 0.085 | 0.085 | 0.085 | 0.085 | 0.085 | 0 | 0 | 0 | 0 | 0 | 0 | 0 | 0 | 0 | 0 | 0 | 0 | 0 | 0 | 12576.269 | 12802.94 | 12837.0808 | 12697.0974 | 12618.6223 | 12561.7323 | 12566.4954 | 12479.6138 | 12463.185 | 12431.4759 | 0 | 0 | 0 | 0 | 0 | 0 | 0 | 0 | 0 | 0 | 0 | 0 | 0 | 0 | 126034.512 | 12576.269 | 25379.209 | 38216.2898 | 50913.3873 | 63532.0096 | 76093.7419 | 88660.2373 | 101139.8511 | 113603.0361 | 126034.512 | 126034.512 | 126034.512 | 126034.512 | 126034.512 | 126034.512 | 126034.512 | 126034.512 | 126034.512 | 126034.512 | 126034.512 | 126034.512 | 126034.512 | 126034.512 | 126034.512 | 0 | 0 | 0 | 0 | 0 | 0 | 0 | 0 | 0 | 0 | 0 | 0 | 0 | 0 | 0 | 0 | 0 | 0 | 0 | 0 | 0 | 0 | 0 | 0 | 0 | 0 | 0 | 0 | 0 | 0 | 0 | 0 | 0 | 0 | 0 | 0 | 0 | 0 | 0 | 0 | 0 | 0 | 0 | 0 | 0 | 0 | 0 | 0 | 0 | 0 | 0 | 0 | 0 | 0 | 0 | 0 | 0 | 0 | 0 | 0 | 0 | 1.6791 | 3.3885 | 5.1025 | 6.7977 | 8.4825 | 10.1597 | 11.8375 | 13.5037 | 15.1677 | 16.8275 | 16.8275 | 16.8275 | 16.8275 | 16.8275 | 16.8275 | 16.8275 | 16.8275 | 16.8275 | 16.8275 | 16.8275 | 16.8275 | 16.8275 | 16.8275 | 16.8275 | 0 | 0 | 0 | 0 | 0 | 0 | 0 | 0 | 0 | 0 | 0 | 0 | 0 | 0 | 0 | 0 | 0 | 0 | 0 | 0 | 0 | 0 | 0 | 0 | 0 | 0 | 0 | 0 | 0 | 0 | 0 | 0 | 0 | 0 | 0 | 0 | 0 | 0 | 0 | 0 | 0 | 0 | 0 | 0 | 0 | 0.01209% | 1.5204 | 3.0683 | 4.6203 | 6.1553 | 7.6809 | 9.1996 | 10.7188 | 12.2276 | 13.7344 | 15.2373 | 15.2373 | 15.2373 | 15.2373 | 15.2373 | 15.2373 | 15.2373 | 15.2373 | 15.2373 | 15.2373 | 15.2373 | 15.2373 | 15.2373 | 15.2373 | 15.2373
| IND-Lighting-7P_V2 | M_Input | Council 7th Plan | 2020 | Retro | 2022 | 2045 | PSE | Industrial | Wood - Panel | Electric | Per Region | NA | NA | Wood - Panel Panel: Hydraulic Press | Wood - Panel Panel: Hydraulic Press | 51209.1235 | 10 | 12825.3279 | 0 | I-SIC24-Proc-All-All-All-E | 0 | 0 | 0 | 0 | 0 | 0 | 0 | 0 | 0 | 0 | 0 | 0 | Comm Flat | Panel: Hydraulic Press | Panel: Hydraulic Press | SIC24 | 0.01335% | 100% | 0% | 1 | 1 | 100% | 10% | 85% | 6.8% | 0.2% | 23941.3446 | 1006.4556 | 2494.78 | 21231.9509 | 0 | 0 | 0 | 20295.7808 | 0 |  | 0.033951 | 0 | 0.033951 | 02. $0.028 to $0.055 | 1 | 0 | 01. ($9,999.00) to $0.22 | 1 | 0.085 | 0.085 | 0.085 | 0.085 | 0.085 | 0.085 | 0.085 | 0.085 | 0.085 | 0.085 | 0 | 0 | 0 | 0 | 0 | 0 | 0 | 0 | 0 | 0 | 0 | 0 | 0 | 0 | 4352.7755 | 4431.2286 | 4443.0451 | 4394.5954 | 4367.4344 | 4347.7442 | 4349.3927 | 4319.3221 | 4313.636 | 4302.6611 | 0 | 0 | 0 | 0 | 0 | 0 | 0 | 0 | 0 | 0 | 0 | 0 | 0 | 0 | 43621.8352 | 4352.7755 | 8784.0041 | 13227.0493 | 17621.6447 | 21989.0791 | 26336.8233 | 30686.216 | 35005.5382 | 39319.1741 | 43621.8352 | 43621.8352 | 43621.8352 | 43621.8352 | 43621.8352 | 43621.8352 | 43621.8352 | 43621.8352 | 43621.8352 | 43621.8352 | 43621.8352 | 43621.8352 | 43621.8352 | 43621.8352 | 43621.8352 | 0 | 0 | 0 | 0 | 0 | 0 | 0 | 0 | 0 | 0 | 0 | 0 | 0 | 0 | 0 | 0 | 0 | 0 | 0 | 0 | 0 | 0 | 0 | 0 | 0 | 0 | 0 | 0 | 0 | 0 | 0 | 0 | 0 | 0 | 0 | 0 | 0 | 0 | 0 | 0 | 0 | 0 | 0 | 0 | 0 | 0 | 0 | 0 | 0 | 0 | 0 | 0 | 0 | 0 | 0 | 0 | 0 | 0 | 0 | 0 | 0 | 0.58116 | 1.1728 | 1.766 | 2.3528 | 2.9359 | 3.5164 | 4.0971 | 4.6738 | 5.2497 | 5.8242 | 5.8242 | 5.8242 | 5.8242 | 5.8242 | 5.8242 | 5.8242 | 5.8242 | 5.8242 | 5.8242 | 5.8242 | 5.8242 | 5.8242 | 5.8242 | 5.8242 | 1725.1414 | 1756.2348 | 1760.9181 | 1741.7159 | 1730.9512 | 1723.1473 | 1723.8007 | 1711.8828 | 1709.6291 | 1705.2795 | 0 | 0 | 0 | 0 | 0 | 0 | 0 | 0 | 0 | 0 | 0 | 0 | 0 | 0 | 17288.7006 | 0 | 0 | 0 | 0 | 0 | 0 | 0 | 0 | 0 | 0 | 0 | 0 | 0 | 0 | 0 | 0 | 0 | 0 | 0 | 0 | 0.01209% | 0.52624 | 1.062 | 1.5991 | 2.1304 | 2.6584 | 3.1841 | 3.7099 | 4.2321 | 4.7536 | 5.2738 | 5.2738 | 5.2738 | 5.2738 | 5.2738 | 5.2738 | 5.2738 | 5.2738 | 5.2738 | 5.2738 | 5.2738 | 5.2738 | 5.2738 | 5.2738 | 5.2738
| IND-Lighting-7P_V2 | M_Input | Council 7th Plan | 2020 | Retro | 2022 | 2045 | PSE | Industrial | Wood - Panel | Electric | Per Region | NA | NA | Wood - Panel Cold Storage Retrofit | Wood - Panel Cold Storage Retrofit | 0 | 10 | 0 | 0 | C-War-Ref-All-All-All-C | 0 | 0 | 0 | 0 | 0 | 0 | 0 | 0 | 0 | 0 | 0 | 0 | Comm Flat | Cold Storage Retrofit | Cold Storage Retrofit | IndShift3 | 0.01266% | 100% | 0% | 1 | 1 | 100% | 10% | 85% | 6.8% | 0.2% | 0 | 0 | 0 | 0 | 0 | 0 | 0 | 0 | 0 |  | 0 | 0 | 0 | 01. ($9,999.000) to $0.028 | 1 | 0 | 01. ($9,999.00) to $0.22 | 1 | 0.085 | 0.085 | 0.085 | 0.085 | 0.085 | 0.085 | 0.085 | 0.085 | 0.085 | 0.085 | 0 | 0 | 0 | 0 | 0 | 0 | 0 | 0 | 0 | 0 | 0 | 0 | 0 | 0 | 0 | 0 | 0 | 0 | 0 | 0 | 0 | 0 | 0 | 0 | 0 | 0 | 0 | 0 | 0 | 0 | 0 | 0 | 0 | 0 | 0 | 0 | 0 | 0 | 0 | 0 | 0 | 0 | 0 | 0 | 0 | 0 | 0 | 0 | 0 | 0 | 0 | 0 | 0 | 0 | 0 | 0 | 0 | 0 | 0 | 0 | 0 | 0 | 0 | 0 | 0 | 0 | 0 | 0 | 0 | 0 | 0 | 0 | 0 | 0 | 0 | 0 | 0 | 0 | 0 | 0 | 0 | 0 | 0 | 0 | 0 | 0 | 0 | 0 | 0 | 0 | 0 | 0 | 0 | 0 | 0 | 0 | 0 | 0 | 0 | 0 | 0 | 0 | 0 | 0 | 0 | 0 | 0 | 0 | 0 | 0 | 0 | 0 | 0 | 0 | 0 | 0 | 0 | 0 | 0 | 0 | 0 | 0 | 0 | 0 | 0 | 0 | 0 | 0 | 0 | 0 | 0 | 0 | 0 | 0 | 0 | 0 | 0 | 0 | 0 | 0 | 0 | 0 | 0 | 0 | 0 | 0 | 0 | 0 | 0 | 0 | 0 | 0 | 0 | 0 | 0 | 0 | 0 | 0 | 0 | 0 | 0 | 0 | 0 | 0 | 0 | 0 | 0 | 0 | 0 | 0 | 0 | 0 | 0 | 0 | 0 | 0 | 0 | 0 | 0 | 0 | 0 | 0 | 0 | 0 | 0 | 0 | 0 | 0 | 0 | 0 | 0 | 0 | 0 | 0.01296% | 0 | 0 | 0 | 0 | 0 | 0 | 0 | 0 | 0 | 0 | 0 | 0 | 0 | 0 | 0 | 0 | 0 | 0 | 0 | 0 | 0 | 0 | 0 | 0
| IND-Lighting-7P_V2 | M_Input | Council 7th Plan | 2020 | Retro | 2022 | 2045 | PSE | Industrial | Wood - Panel | Electric | Per Region | NA | NA | Wood - Panel Cold Storage Tuneup | Wood - Panel Cold Storage Tuneup | 0 | 3 | 0 | 0 | C-War-Ref-All-All-All-C | 0 | 0 | 0 | 0 | 0 | 0 | 0 | 0 | 0 | 0 | 0 | 0 | Comm Flat | Cold Storage Tuneup | Cold Storage Tuneup | IndShift3 | 0.01266% | 100% | 0% | 1 | 1 | 100% | 33.33% | 85% | 6.8% | 0.2% | 0 | 0 | 0 | 0 | 0 | 0 | 0 | 0 | 0 |  | 0 | 0 | 0 | 01. ($9,999.000) to $0.028 | 1 | 0 | 01. ($9,999.00) to $0.22 | 1 | 0.085 | 0.085 | 0.085 | 0.085 | 0.085 | 0.085 | 0.085 | 0.085 | 0.085 | 0.085 | 0 | 0 | 0 | 0 | 0 | 0 | 0 | 0 | 0 | 0 | 0 | 0 | 0 | 0 | 0 | 0 | 0 | 0 | 0 | 0 | 0 | 0 | 0 | 0 | 0 | 0 | 0 | 0 | 0 | 0 | 0 | 0 | 0 | 0 | 0 | 0 | 0 | 0 | 0 | 0 | 0 | 0 | 0 | 0 | 0 | 0 | 0 | 0 | 0 | 0 | 0 | 0 | 0 | 0 | 0 | 0 | 0 | 0 | 0 | 0 | 0 | 0 | 0 | 0 | 0 | 0 | 0 | 0 | 0 | 0 | 0 | 0 | 0 | 0 | 0 | 0 | 0 | 0 | 0 | 0 | 0 | 0 | 0 | 0 | 0 | 0 | 0 | 0 | 0 | 0 | 0 | 0 | 0 | 0 | 0 | 0 | 0 | 0 | 0 | 0 | 0 | 0 | 0 | 0 | 0 | 0 | 0 | 0 | 0 | 0 | 0 | 0 | 0 | 0 | 0 | 0 | 0 | 0 | 0 | 0 | 0 | 0 | 0 | 0 | 0 | 0 | 0 | 0 | 0 | 0 | 0 | 0 | 0 | 0 | 0 | 0 | 0 | 0 | 0 | 0 | 0 | 0 | 0 | 0 | 0 | 0 | 0 | 0 | 0 | 0 | 0 | 0 | 0 | 0 | 0 | 0 | 0 | 0 | 0 | 0 | 0 | 0 | 0 | 0 | 0 | 0 | 0 | 0 | 0 | 0 | 0 | 0 | 0 | 0 | 0 | 0 | 0 | 0 | 0 | 0 | 0 | 0 | 0 | 0 | 0 | 0 | 0 | 0 | 0 | 0 | 0 | 0 | 0 | 0.01296% | 0 | 0 | 0 | 0 | 0 | 0 | 0 | 0 | 0 | 0 | 0 | 0 | 0 | 0 | 0 | 0 | 0 | 0 | 0 | 0 | 0 | 0 | 0 | 0
| IND-Lighting-7P_V2 | M_Input | Council 7th Plan | 2020 | Retro | 2022 | 2045 | PSE | Industrial | Wood - Panel | Electric | Per Region | NA | NA | Wood - Panel Fruit Storage Refer Retrofit | Wood - Panel Fruit Storage Refer Retrofit | 0 | 10 | 0 | 0 | C-War-Ref-All-All-All-C | 0 | 0 | 0 | 0 | 0 | 0 | 0 | 0 | 0 | 0 | 0 | 0 | Comm Flat | Fruit Storage Refer Retrofit | Fruit Storage Refer Retrofit | IndShift3 | 0.01266% | 100% | 0% | 1 | 1 | 100% | 10% | 85% | 6.8% | 0.2% | 0 | 0 | 0 | 0 | 0 | 0 | 0 | 0 | 0 |  | 0 | 0 | 0 | 01. ($9,999.000) to $0.028 | 1 | 0 | 01. ($9,999.00) to $0.22 | 1 | 0.085 | 0.085 | 0.085 | 0.085 | 0.085 | 0.085 | 0.085 | 0.085 | 0.085 | 0.085 | 0 | 0 | 0 | 0 | 0 | 0 | 0 | 0 | 0 | 0 | 0 | 0 | 0 | 0 | 0 | 0 | 0 | 0 | 0 | 0 | 0 | 0 | 0 | 0 | 0 | 0 | 0 | 0 | 0 | 0 | 0 | 0 | 0 | 0 | 0 | 0 | 0 | 0 | 0 | 0 | 0 | 0 | 0 | 0 | 0 | 0 | 0 | 0 | 0 | 0 | 0 | 0 | 0 | 0 | 0 | 0 | 0 | 0 | 0 | 0 | 0 | 0 | 0 | 0 | 0 | 0 | 0 | 0 | 0 | 0 | 0 | 0 | 0 | 0 | 0 | 0 | 0 | 0 | 0 | 0 | 0 | 0 | 0 | 0 | 0 | 0 | 0 | 0 | 0 | 0 | 0 | 0 | 0 | 0 | 0 | 0 | 0 | 0 | 0 | 0 | 0 | 0 | 0 | 0 | 0 | 0 | 0 | 0 | 0 | 0 | 0 | 0 | 0 | 0 | 0 | 0 | 0 | 0 | 0 | 0 | 0 | 0 | 0 | 0 | 0 | 0 | 0 | 0 | 0 | 0 | 0 | 0 | 0 | 0 | 0 | 0 | 0 | 0 | 0 | 0 | 0 | 0 | 0 | 0 | 0 | 0 | 0 | 0 | 0 | 0 | 0 | 0 | 0 | 0 | 0 | 0 | 0 | 0 | 0 | 0 | 0 | 0 | 0 | 0 | 0 | 0 | 0 | 0 | 0 | 0 | 0 | 0 | 0 | 0 | 0 | 0 | 0 | 0 | 0 | 0 | 0 | 0 | 0 | 0 | 0 | 0 | 0 | 0 | 0 | 0 | 0 | 0 | 0 | 0.01296% | 0 | 0 | 0 | 0 | 0 | 0 | 0 | 0 | 0 | 0 | 0 | 0 | 0 | 0 | 0 | 0 | 0 | 0 | 0 | 0 | 0 | 0 | 0 | 0
| IND-Lighting-7P_V2 | M_Input | Council 7th Plan | 2020 | Retro | 2022 | 2045 | PSE | Industrial | Wood - Panel | Electric | Per Region | NA | NA | Wood - Panel CA Retrofit -- CO2 Scrub | Wood - Panel CA Retrofit -- CO2 Scrub | 0 | 10 | 0 | 0 | I-All-Other-Shift3-All-All-S | 0 | 0 | 0 | 0 | 0 | 0 | 0 | 0 | 0 | 0 | 0 | 0 | Comm Flat | CA Retrofit -- CO2 Scrub | CA Retrofit -- CO2 Scrub | IndShift3 | 0.01266% | 100% | 0% | 1 | 1 | 100% | 10% | 85% | 6.8% | 0.2% | 0 | 0 | 0 | 0 | 0 | 0 | 0 | 0 | 0 |  | 0 | 0 | 0 | 01. ($9,999.000) to $0.028 | 1 | 0 | 01. ($9,999.00) to $0.22 | 1 | 0.085 | 0.085 | 0.085 | 0.085 | 0.085 | 0.085 | 0.085 | 0.085 | 0.085 | 0.085 | 0 | 0 | 0 | 0 | 0 | 0 | 0 | 0 | 0 | 0 | 0 | 0 | 0 | 0 | 0 | 0 | 0 | 0 | 0 | 0 | 0 | 0 | 0 | 0 | 0 | 0 | 0 | 0 | 0 | 0 | 0 | 0 | 0 | 0 | 0 | 0 | 0 | 0 | 0 | 0 | 0 | 0 | 0 | 0 | 0 | 0 | 0 | 0 | 0 | 0 | 0 | 0 | 0 | 0 | 0 | 0 | 0 | 0 | 0 | 0 | 0 | 0 | 0 | 0 | 0 | 0 | 0 | 0 | 0 | 0 | 0 | 0 | 0 | 0 | 0 | 0 | 0 | 0 | 0 | 0 | 0 | 0 | 0 | 0 | 0 | 0 | 0 | 0 | 0 | 0 | 0 | 0 | 0 | 0 | 0 | 0 | 0 | 0 | 0 | 0 | 0 | 0 | 0 | 0 | 0 | 0 | 0 | 0 | 0 | 0 | 0 | 0 | 0 | 0 | 0 | 0 | 0 | 0 | 0 | 0 | 0 | 0 | 0 | 0 | 0 | 0 | 0 | 0 | 0 | 0 | 0 | 0 | 0 | 0 | 0 | 0 | 0 | 0 | 0 | 0 | 0 | 0 | 0 | 0 | 0 | 0 | 0 | 0 | 0 | 0 | 0 | 0 | 0 | 0 | 0 | 0 | 0 | 0 | 0 | 0 | 0 | 0 | 0 | 0 | 0 | 0 | 0 | 0 | 0 | 0 | 0 | 0 | 0 | 0 | 0 | 0 | 0 | 0 | 0 | 0 | 0 | 0 | 0 | 0 | 0 | 0 | 0 | 0 | 0 | 0 | 0 | 0 | 0 | 0.01296% | 0 | 0 | 0 | 0 | 0 | 0 | 0 | 0 | 0 | 0 | 0 | 0 | 0 | 0 | 0 | 0 | 0 | 0 | 0 | 0 | 0 | 0 | 0 | 0
| IND-Lighting-7P_V2 | M_Input | Council 7th Plan | 2020 | Retro | 2022 | 2045 | PSE | Industrial | Wood - Panel | Electric | Per Region | NA | NA | Wood - Panel CA Retrofit -- Membrane | Wood - Panel CA Retrofit -- Membrane | 0 | 10 | 0 | 0 | I-All-Other-Shift3-All-All-S | 0 | 0 | 0 | 0 | 0 | 0 | 0 | 0 | 0 | 0 | 0 | 0 | Comm Flat | CA Retrofit -- Membrane | CA Retrofit -- Membrane | IndShift3 | 0.01266% | 100% | 0% | 1 | 1 | 100% | 10% | 85% | 6.8% | 0.2% | 0 | 0 | 0 | 0 | 0 | 0 | 0 | 0 | 0 |  | 0 | 0 | 0 | 01. ($9,999.000) to $0.028 | 1 | 0 | 01. ($9,999.00) to $0.22 | 0 | 0.085 | 0.085 | 0.085 | 0.085 | 0.085 | 0.085 | 0.085 | 0.085 | 0.085 | 0.085 | 0 | 0 | 0 | 0 | 0 | 0 | 0 | 0 | 0 | 0 | 0 | 0 | 0 | 0 | 0 | 0 | 0 | 0 | 0 | 0 | 0 | 0 | 0 | 0 | 0 | 0 | 0 | 0 | 0 | 0 | 0 | 0 | 0 | 0 | 0 | 0 | 0 | 0 | 0 | 0 | 0 | 0 | 0 | 0 | 0 | 0 | 0 | 0 | 0 | 0 | 0 | 0 | 0 | 0 | 0 | 0 | 0 | 0 | 0 | 0 | 0 | 0 | 0 | 0 | 0 | 0 | 0 | 0 | 0 | 0 | 0 | 0 | 0 | 0 | 0 | 0 | 0 | 0 | 0 | 0 | 0 | 0 | 0 | 0 | 0 | 0 | 0 | 0 | 0 | 0 | 0 | 0 | 0 | 0 | 0 | 0 | 0 | 0 | 0 | 0 | 0 | 0 | 0 | 0 | 0 | 0 | 0 | 0 | 0 | 0 | 0 | 0 | 0 | 0 | 0 | 0 | 0 | 0 | 0 | 0 | 0 | 0 | 0 | 0 | 0 | 0 | 0 | 0 | 0 | 0 | 0 | 0 | 0 | 0 | 0 | 0 | 0 | 0 | 0 | 0 | 0 | 0 | 0 | 0 | 0 | 0 | 0 | 0 | 0 | 0 | 0 | 0 | 0 | 0 | 0 | 0 | 0 | 0 | 0 | 0 | 0 | 0 | 0 | 0 | 0 | 0 | 0 | 0 | 0 | 0 | 0 | 0 | 0 | 0 | 0 | 0 | 0 | 0 | 0 | 0 | 0 | 0 | 0 | 0 | 0 | 0 | 0 | 0 | 0 | 0 | 0 | 0 | 0 | 0.01296% | 0 | 0 | 0 | 0 | 0 | 0 | 0 | 0 | 0 | 0 | 0 | 0 | 0 | 0 | 0 | 0 | 0 | 0 | 0 | 0 | 0 | 0 | 0 | 0
| IND-Lighting-7P_V2 | M_Input | Council 7th Plan | 2020 | Retro | 2022 | 2045 | PSE | Industrial | Wood - Panel | Electric | Per Region | NA | NA | Wood - Panel Fruit Storage Tuneup | Wood - Panel Fruit Storage Tuneup | 0 | 3 | 0 | 0 | C-War-Ref-All-All-All-C | 0 | 0 | 0 | 0 | 0 | 0 | 0 | 0 | 0 | 0 | 0 | 0 | Comm Flat | Fruit Storage Tuneup | Fruit Storage Tuneup | IndShift3 | 0.01266% | 100% | 0% | 1 | 1 | 100% | 33.33% | 85% | 6.8% | 0.2% | 0 | 0 | 0 | 0 | 0 | 0 | 0 | 0 | 0 |  | 0 | 0 | 0 | 01. ($9,999.000) to $0.028 | 1 | 0 | 01. ($9,999.00) to $0.22 | 0 | 0.085 | 0.085 | 0.085 | 0.085 | 0.085 | 0.085 | 0.085 | 0.085 | 0.085 | 0.085 | 0 | 0 | 0 | 0 | 0 | 0 | 0 | 0 | 0 | 0 | 0 | 0 | 0 | 0 | 0 | 0 | 0 | 0 | 0 | 0 | 0 | 0 | 0 | 0 | 0 | 0 | 0 | 0 | 0 | 0 | 0 | 0 | 0 | 0 | 0 | 0 | 0 | 0 | 0 | 0 | 0 | 0 | 0 | 0 | 0 | 0 | 0 | 0 | 0 | 0 | 0 | 0 | 0 | 0 | 0 | 0 | 0 | 0 | 0 | 0 | 0 | 0 | 0 | 0 | 0 | 0 | 0 | 0 | 0 | 0 | 0 | 0 | 0 | 0 | 0 | 0 | 0 | 0 | 0 | 0 | 0 | 0 | 0 | 0 | 0 | 0 | 0 | 0 | 0 | 0 | 0 | 0 | 0 | 0 | 0 | 0 | 0 | 0 | 0 | 0 | 0 | 0 | 0 | 0 | 0 | 0 | 0 | 0 | 0 | 0 | 0 | 0 | 0 | 0 | 0 | 0 | 0 | 0 | 0 | 0 | 0 | 0 | 0 | 0 | 0 | 0 | 0 | 0 | 0 | 0 | 0 | 0 | 0 | 0 | 0 | 0 | 0 | 0 | 0 | 0 | 0 | 0 | 0 | 0 | 0 | 0 | 0 | 0 | 0 | 0 | 0 | 0 | 0 | 0 | 0 | 0 | 0 | 0 | 0 | 0 | 0 | 0 | 0 | 0 | 0 | 0 | 0 | 0 | 0 | 0 | 0 | 0 | 0 | 0 | 0 | 0 | 0 | 0 | 0 | 0 | 0 | 0 | 0 | 0 | 0 | 0 | 0 | 0 | 0 | 0 | 0 | 0 | 0 | 0.01296% | 0 | 0 | 0 | 0 | 0 | 0 | 0 | 0 | 0 | 0 | 0 | 0 | 0 | 0 | 0 | 0 | 0 | 0 | 0 | 0 | 0 | 0 | 0 | 0
| IND-Lighting-7P_V2 | M_Input | Council 7th Plan | 2020 | Retro | 2022 | 2045 | PSE | Industrial | Wood - Panel | Electric | Per Region | NA | NA | Wood - Panel Groc Dist Retrofit | Wood - Panel Groc Dist Retrofit | 0 | 10 | 0 | 0 | C-War-Ref-All-All-All-C | 0 | 0 | 0 | 0 | 0 | 0 | 0 | 0 | 0 | 0 | 0 | 0 | Comm Flat | Groc Dist Retrofit | Groc Dist Retrofit | IndShift3 | 0.01266% | 100% | 0% | 1 | 1 | 100% | 10% | 85% | 6.8% | 0.2% | 0 | 0 | 0 | 0 | 0 | 0 | 0 | 0 | 0 |  | 0 | 0 | 0 | 01. ($9,999.000) to $0.028 | 1 | 0 | 01. ($9,999.00) to $0.22 | 0 | 0.085 | 0.085 | 0.085 | 0.085 | 0.085 | 0.085 | 0.085 | 0.085 | 0.085 | 0.085 | 0 | 0 | 0 | 0 | 0 | 0 | 0 | 0 | 0 | 0 | 0 | 0 | 0 | 0 | 0 | 0 | 0 | 0 | 0 | 0 | 0 | 0 | 0 | 0 | 0 | 0 | 0 | 0 | 0 | 0 | 0 | 0 | 0 | 0 | 0 | 0 | 0 | 0 | 0 | 0 | 0 | 0 | 0 | 0 | 0 | 0 | 0 | 0 | 0 | 0 | 0 | 0 | 0 | 0 | 0 | 0 | 0 | 0 | 0 | 0 | 0 | 0 | 0 | 0 | 0 | 0 | 0 | 0 | 0 | 0 | 0 | 0 | 0 | 0 | 0 | 0 | 0 | 0 | 0 | 0 | 0 | 0 | 0 | 0 | 0 | 0 | 0 | 0 | 0 | 0 | 0 | 0 | 0 | 0 | 0 | 0 | 0 | 0 | 0 | 0 | 0 | 0 | 0 | 0 | 0 | 0 | 0 | 0 | 0 | 0 | 0 | 0 | 0 | 0 | 0 | 0 | 0 | 0 | 0 | 0 | 0 | 0 | 0 | 0 | 0 | 0 | 0 | 0 | 0 | 0 | 0 | 0 | 0 | 0 | 0 | 0 | 0 | 0 | 0 | 0 | 0 | 0 | 0 | 0 | 0 | 0 | 0 | 0 | 0 | 0 | 0 | 0 | 0 | 0 | 0 | 0 | 0 | 0 | 0 | 0 | 0 | 0 | 0 | 0 | 0 | 0 | 0 | 0 | 0 | 0 | 0 | 0 | 0 | 0 | 0 | 0 | 0 | 0 | 0 | 0 | 0 | 0 | 0 | 0 | 0 | 0 | 0 | 0 | 0 | 0 | 0 | 0 | 0 | 0.01296% | 0 | 0 | 0 | 0 | 0 | 0 | 0 | 0 | 0 | 0 | 0 | 0 | 0 | 0 | 0 | 0 | 0 | 0 | 0 | 0 | 0 | 0 | 0 | 0
| IND-Lighting-7P_V2 | M_Input | Council 7th Plan | 2020 | Retro | 2022 | 2045 | PSE | Industrial | Wood - Panel | Electric | Per Region | NA | NA | Wood - Panel Groc Dist Tuneup | Wood - Panel Groc Dist Tuneup | 0 | 3 | 0 | 0 | C-War-Ref-All-All-All-C | 0 | 0 | 0 | 0 | 0 | 0 | 0 | 0 | 0 | 0 | 0 | 0 | Comm Flat | Groc Dist Tuneup | Groc Dist Tuneup | IndShift3 | 0.01266% | 100% | 0% | 1 | 1 | 100% | 33.33% | 85% | 6.8% | 0.2% | 0 | 0 | 0 | 0 | 0 | 0 | 0 | 0 | 0 |  | 0 | 0 | 0 | 01. ($9,999.000) to $0.028 | 1 | 0 | 01. ($9,999.00) to $0.22 | 1 | 0.085 | 0.085 | 0.085 | 0.085 | 0.085 | 0.085 | 0.085 | 0.085 | 0.085 | 0.085 | 0 | 0 | 0 | 0 | 0 | 0 | 0 | 0 | 0 | 0 | 0 | 0 | 0 | 0 | 0 | 0 | 0 | 0 | 0 | 0 | 0 | 0 | 0 | 0 | 0 | 0 | 0 | 0 | 0 | 0 | 0 | 0 | 0 | 0 | 0 | 0 | 0 | 0 | 0 | 0 | 0 | 0 | 0 | 0 | 0 | 0 | 0 | 0 | 0 | 0 | 0 | 0 | 0 | 0 | 0 | 0 | 0 | 0 | 0 | 0 | 0 | 0 | 0 | 0 | 0 | 0 | 0 | 0 | 0 | 0 | 0 | 0 | 0 | 0 | 0 | 0 | 0 | 0 | 0 | 0 | 0 | 0 | 0 | 0 | 0 | 0 | 0 | 0 | 0 | 0 | 0 | 0 | 0 | 0 | 0 | 0 | 0 | 0 | 0 | 0 | 0 | 0 | 0 | 0 | 0 | 0 | 0 | 0 | 0 | 0 | 0 | 0 | 0 | 0 | 0 | 0 | 0 | 0 | 0 | 0 | 0 | 0 | 0 | 0 | 0 | 0 | 0 | 0 | 0 | 0 | 0 | 0 | 0 | 0 | 0 | 0 | 0 | 0 | 0 | 0 | 0 | 0 | 0 | 0 | 0 | 0 | 0 | 0 | 0 | 0 | 0 | 0 | 0 | 0 | 0 | 0 | 0 | 0 | 0 | 0 | 0 | 0 | 0 | 0 | 0 | 0 | 0 | 0 | 0 | 0 | 0 | 0 | 0 | 0 | 0 | 0 | 0 | 0 | 0 | 0 | 0 | 0 | 0 | 0 | 0 | 0 | 0 | 0 | 0 | 0 | 0 | 0 | 0 | 0.01296% | 0 | 0 | 0 | 0 | 0 | 0 | 0 | 0 | 0 | 0 | 0 | 0 | 0 | 0 | 0 | 0 | 0 | 0 | 0 | 0 | 0 | 0 | 0 | 0
| IND-Lighting-7P_V2 | M_Input | Council 7th Plan | 2020 | Retro | 2022 | 2045 | PSE | Industrial | Wood - Panel | Electric | Per Region | NA | NA | Wood - Panel Plant Energy Management | Wood - Panel Plant Energy Management | 63825.5807 | 10 | 1941.6319 | 2287.8067 | I-All-Other-Shift3-All-All-S | 0 | 0 | 0 | 0 | 0 | 0 | 0 | 0 | 0 | 0 | 0 | 0 | Comm Flat | Plant Energy Management | Plant Energy Management | IndShift3 | 0.01266% | 100% | 0% | 1 | 1 | 100% | 10% | 85% | 6.8% | 0.2% | 29839.8042 | 1189.4139 | 3102.9218 | 3214.3142 | 0 | 0 | 0 | 26017.0637 | 0 |  | 0.034919 | 0 | 0.034919 | 02. $0.028 to $0.055 | 1 | 0 | 01. ($9,999.00) to $0.22 | 1 | 0.085 | 0.085 | 0.085 | 0.085 | 0.085 | 0.085 | 0.085 | 0.085 | 0.085 | 0.085 | 0 | 0 | 0 | 0 | 0 | 0 | 0 | 0 | 0 | 0 | 0 | 0 | 0 | 0 | 5425.1744 | 5522.9561 | 5537.6838 | 5477.2975 | 5443.4448 | 5418.9035 | 5420.9582 | 5383.4791 | 5376.392 | 5362.7132 | 0 | 0 | 0 | 0 | 0 | 0 | 0 | 0 | 0 | 0 | 0 | 0 | 0 | 0 | 54369.0025 | 5425.1744 | 10948.1304 | 16485.8143 | 21963.1118 | 27406.5566 | 32825.4601 | 38246.4183 | 43629.8973 | 49006.2893 | 54369.0025 | 54369.0025 | 54369.0025 | 54369.0025 | 54369.0025 | 54369.0025 | 54369.0025 | 54369.0025 | 54369.0025 | 54369.0025 | 54369.0025 | 54369.0025 | 54369.0025 | 54369.0025 | 54369.0025 | 0 | 0 | 0 | 0 | 0 | 0 | 0 | 0 | 0 | 0 | 0 | 0 | 0 | 0 | 0 | 0 | 0 | 0 | 0 | 0 | 0 | 0 | 0 | 0 | 0 | 0 | 0 | 0 | 0 | 0 | 0 | 0 | 0 | 0 | 0 | 0 | 0 | 0 | 0 | 0 | 0 | 0 | 0 | 0 | 0 | 0 | 0 | 0 | 0 | 0 | 0 | 0 | 0 | 0 | 0 | 0 | 0 | 0 | 0 | 0 | 0 | 0.68681 | 1.386 | 2.087 | 2.7805 | 3.4696 | 4.1556 | 4.8419 | 5.5234 | 6.204 | 6.8829 | 6.8829 | 6.8829 | 6.8829 | 6.8829 | 6.8829 | 6.8829 | 6.8829 | 6.8829 | 6.8829 | 6.8829 | 6.8829 | 6.8829 | 6.8829 | 6.8829 | 2211.4504 | 2251.3089 | 2257.3124 | 2232.6973 | 2218.8979 | 2208.8942 | 2209.7318 | 2194.4543 | 2191.5654 | 2185.9895 | 0 | 0 | 0 | 0 | 0 | 0 | 0 | 0 | 0 | 0 | 0 | 0 | 0 | 0 | 22162.3021 | 0 | 0 | 0 | 0 | 0 | 0 | 0 | 0 | 0 | 0 | 0 | 0 | 0 | 0 | 0 | 0 | 0 | 0 | 0 | 0 | 0.01296% | 0.70295 | 1.4186 | 2.1361 | 2.8458 | 3.5511 | 4.2533 | 4.9557 | 5.6532 | 6.3498 | 7.0447 | 7.0447 | 7.0447 | 7.0447 | 7.0447 | 7.0447 | 7.0447 | 7.0447 | 7.0447 | 7.0447 | 7.0447 | 7.0447 | 7.0447 | 7.0447 | 7.0447
| IND-Lighting-7P_V2 | M_Input | Council 7th Plan | 2020 | Retro | 2022 | 2045 | PSE | Industrial | Wood - Panel | Electric | Per Region | NA | NA | Wood - Panel Energy Project Management | Wood - Panel Energy Project Management | 0 | 11 | 0 | 0 | I-All-Other-Shift3-All-All-S | 0 | 0 | 0 | 0 | 0 | 0 | 0 | 0 | 0 | 0 | 0 | 0 | Comm Flat | Energy Project Management | Energy Project Management | IndShift3 | 0.01266% | 100% | 0% | 1 | 1 | 100% | 9.091% | 85% | 6.8% | 0.2% | 0 | 0 | 0 | 0 | 0 | 0 | 0 | 0 | 0 |  | 0 | 0 | 0 | 01. ($9,999.000) to $0.028 | 1 | 0 | 01. ($9,999.00) to $0.22 | 1 | 0.085 | 0.085 | 0.085 | 0.085 | 0.085 | 0.085 | 0.085 | 0.085 | 0.085 | 0.085 | 0 | 0 | 0 | 0 | 0 | 0 | 0 | 0 | 0 | 0 | 0 | 0 | 0 | 0 | 0 | 0 | 0 | 0 | 0 | 0 | 0 | 0 | 0 | 0 | 0 | 0 | 0 | 0 | 0 | 0 | 0 | 0 | 0 | 0 | 0 | 0 | 0 | 0 | 0 | 0 | 0 | 0 | 0 | 0 | 0 | 0 | 0 | 0 | 0 | 0 | 0 | 0 | 0 | 0 | 0 | 0 | 0 | 0 | 0 | 0 | 0 | 0 | 0 | 0 | 0 | 0 | 0 | 0 | 0 | 0 | 0 | 0 | 0 | 0 | 0 | 0 | 0 | 0 | 0 | 0 | 0 | 0 | 0 | 0 | 0 | 0 | 0 | 0 | 0 | 0 | 0 | 0 | 0 | 0 | 0 | 0 | 0 | 0 | 0 | 0 | 0 | 0 | 0 | 0 | 0 | 0 | 0 | 0 | 0 | 0 | 0 | 0 | 0 | 0 | 0 | 0 | 0 | 0 | 0 | 0 | 0 | 0 | 0 | 0 | 0 | 0 | 0 | 0 | 0 | 0 | 0 | 0 | 0 | 0 | 0 | 0 | 0 | 0 | 0 | 0 | 0 | 0 | 0 | 0 | 0 | 0 | 0 | 0 | 0 | 0 | 0 | 0 | 0 | 0 | 0 | 0 | 0 | 0 | 0 | 0 | 0 | 0 | 0 | 0 | 0 | 0 | 0 | 0 | 0 | 0 | 0 | 0 | 0 | 0 | 0 | 0 | 0 | 0 | 0 | 0 | 0 | 0 | 0 | 0 | 0 | 0 | 0 | 0 | 0 | 0 | 0 | 0 | 0 | 0.01296% | 0 | 0 | 0 | 0 | 0 | 0 | 0 | 0 | 0 | 0 | 0 | 0 | 0 | 0 | 0 | 0 | 0 | 0 | 0 | 0 | 0 | 0 | 0 | 0
| IND-Lighting-7P_V2 | M_Input | Council 7th Plan | 2020 | Retro | 2022 | 2045 | PSE | Industrial | Wood - Panel | Electric | Per Region | NA | NA | Wood - Panel Integrated Plant Energy Management | Wood - Panel Integrated Plant Energy Management | 0 | 11 | 0 | 0 | I-All-Other-Shift3-All-All-S | 0 | 0 | 0 | 0 | 0 | 0 | 0 | 0 | 0 | 0 | 0 | 0 | Comm Flat | Integrated Plant Energy Management | Integrated Plant Energy Management | IndShift3 | 0.01266% | 100% | 0% | 1 | 1 | 100% | 9.091% | 85% | 6.8% | 0.2% | 0 | 0 | 0 | 0 | 0 | 0 | 0 | 0 | 0 |  | 0 | 0 | 0 | 01. ($9,999.000) to $0.028 | 1 | 0 | 01. ($9,999.00) to $0.22 | 1 | 0.085 | 0.085 | 0.085 | 0.085 | 0.085 | 0.085 | 0.085 | 0.085 | 0.085 | 0.085 | 0 | 0 | 0 | 0 | 0 | 0 | 0 | 0 | 0 | 0 | 0 | 0 | 0 | 0 | 0 | 0 | 0 | 0 | 0 | 0 | 0 | 0 | 0 | 0 | 0 | 0 | 0 | 0 | 0 | 0 | 0 | 0 | 0 | 0 | 0 | 0 | 0 | 0 | 0 | 0 | 0 | 0 | 0 | 0 | 0 | 0 | 0 | 0 | 0 | 0 | 0 | 0 | 0 | 0 | 0 | 0 | 0 | 0 | 0 | 0 | 0 | 0 | 0 | 0 | 0 | 0 | 0 | 0 | 0 | 0 | 0 | 0 | 0 | 0 | 0 | 0 | 0 | 0 | 0 | 0 | 0 | 0 | 0 | 0 | 0 | 0 | 0 | 0 | 0 | 0 | 0 | 0 | 0 | 0 | 0 | 0 | 0 | 0 | 0 | 0 | 0 | 0 | 0 | 0 | 0 | 0 | 0 | 0 | 0 | 0 | 0 | 0 | 0 | 0 | 0 | 0 | 0 | 0 | 0 | 0 | 0 | 0 | 0 | 0 | 0 | 0 | 0 | 0 | 0 | 0 | 0 | 0 | 0 | 0 | 0 | 0 | 0 | 0 | 0 | 0 | 0 | 0 | 0 | 0 | 0 | 0 | 0 | 0 | 0 | 0 | 0 | 0 | 0 | 0 | 0 | 0 | 0 | 0 | 0 | 0 | 0 | 0 | 0 | 0 | 0 | 0 | 0 | 0 | 0 | 0 | 0 | 0 | 0 | 0 | 0 | 0 | 0 | 0 | 0 | 0 | 0 | 0 | 0 | 0 | 0 | 0 | 0 | 0 | 0 | 0 | 0 | 0 | 0 | 0.01296% | 0 | 0 | 0 | 0 | 0 | 0 | 0 | 0 | 0 | 0 | 0 | 0 | 0 | 0 | 0 | 0 | 0 | 0 | 0 | 0 | 0 | 0 | 0 | 0
| IND-Lighting-7P_V2 | M_Input | Council 7th Plan | 2020 | Retro | 2022 | 2045 | PSE | Industrial | Wood - Other | Electric | Per Region | NA | NA | Wood - Other Air Compressor Demand Reduction | Wood - Other Air Compressor Demand Reduction | 32155.5566 | 10 | 3232.9172 | 1004.0115 | I-All-Other-Shift3-All-All-S | 0 | 0 | 0 | 0 | 0 | 0 | 0 | 0 | 0 | 0 | 0 | 0 | Comm Flat | Air Compressor Demand Reduction | Air Compressor Demand Reduction | IndShift3 | 0.01266% | 100% | 0% | 1 | 1 | 100% | 10% | 85% | 6.8% | 0.2% | 15033.4005 | 599.231 | 1563.2631 | 5351.9987 | 0 | 0 | 0 | 15556.4373 | 0 |  | 0.041443 | 0 | 0.041443 | 02. $0.028 to $0.055 | 1 | 0 | 01. ($9,999.00) to $0.22 | 1 | 0.085 | 0.085 | 0.085 | 0.085 | 0.085 | 0.085 | 0.085 | 0.085 | 0.085 | 0.085 | 0 | 0 | 0 | 0 | 0 | 0 | 0 | 0 | 0 | 0 | 0 | 0 | 0 | 0 | 2733.2223 | 2782.4851 | 2789.905 | 2759.4821 | 2742.427 | 2730.063 | 2731.0982 | 2712.2161 | 2708.6456 | 2701.7542 | 0 | 0 | 0 | 0 | 0 | 0 | 0 | 0 | 0 | 0 | 0 | 0 | 0 | 0 | 27391.2986 | 2733.2223 | 5515.7074 | 8305.6124 | 11065.0945 | 13807.5216 | 16537.5846 | 19268.6828 | 21980.8988 | 24689.5444 | 27391.2986 | 27391.2986 | 27391.2986 | 27391.2986 | 27391.2986 | 27391.2986 | 27391.2986 | 27391.2986 | 27391.2986 | 27391.2986 | 27391.2986 | 27391.2986 | 27391.2986 | 27391.2986 | 27391.2986 | 0 | 0 | 0 | 0 | 0 | 0 | 0 | 0 | 0 | 0 | 0 | 0 | 0 | 0 | 0 | 0 | 0 | 0 | 0 | 0 | 0 | 0 | 0 | 0 | 0 | 0 | 0 | 0 | 0 | 0 | 0 | 0 | 0 | 0 | 0 | 0 | 0 | 0 | 0 | 0 | 0 | 0 | 0 | 0 | 0 | 0 | 0 | 0 | 0 | 0 | 0 | 0 | 0 | 0 | 0 | 0 | 0 | 0 | 0 | 0 | 0 | 0.34602 | 0.69827 | 1.0515 | 1.4008 | 1.748 | 2.0936 | 2.4393 | 2.7827 | 3.1256 | 3.4676 | 3.4676 | 3.4676 | 3.4676 | 3.4676 | 3.4676 | 3.4676 | 3.4676 | 3.4676 | 3.4676 | 3.4676 | 3.4676 | 3.4676 | 3.4676 | 3.4676 | 1322.2972 | 1346.1299 | 1349.7195 | 1335.0013 | 1326.7503 | 1320.7687 | 1321.2695 | 1312.1346 | 1310.4073 | 1307.0733 | 0 | 0 | 0 | 0 | 0 | 0 | 0 | 0 | 0 | 0 | 0 | 0 | 0 | 0 | 13251.5516 | 0 | 0 | 0 | 0 | 0 | 0 | 0 | 0 | 0 | 0 | 0 | 0 | 0 | 0 | 0 | 0 | 0 | 0 | 0 | 0 | 0.01296% | 0.35415 | 0.71468 | 1.0762 | 1.4337 | 1.7891 | 2.1428 | 2.4967 | 2.8481 | 3.1991 | 3.5491 | 3.5491 | 3.5491 | 3.5491 | 3.5491 | 3.5491 | 3.5491 | 3.5491 | 3.5491 | 3.5491 | 3.5491 | 3.5491 | 3.5491 | 3.5491 | 3.5491
| IND-Lighting-7P_V2 | M_Input | Council 7th Plan | 2020 | Retro | 2022 | 2045 | PSE | Industrial | Wood - Other | Electric | Per Region | NA | NA | Wood - Other Air Compressor Equipment1 | Wood - Other Air Compressor Equipment1 | 0 | 10 | 0 | 0 | I-All-Other-Shift3-All-All-S | 0 | 0 | 0 | 0 | 0 | 0 | 0 | 0 | 0 | 0 | 0 | 0 | Comm Flat | Air Compressor Equipment1 | Air Compressor Equipment1 | IndShift3 | 0.01266% | 100% | 0% | 1 | 1 | 100% | 10% | 85% | 6.8% | 0.2% | 0 | 0 | 0 | 0 | 0 | 0 | 0 | 0 | 0 |  | 0 | 0 | 0 | 01. ($9,999.000) to $0.028 | 1 | 0 | 01. ($9,999.00) to $0.22 | 1 | 0.085 | 0.085 | 0.085 | 0.085 | 0.085 | 0.085 | 0.085 | 0.085 | 0.085 | 0.085 | 0 | 0 | 0 | 0 | 0 | 0 | 0 | 0 | 0 | 0 | 0 | 0 | 0 | 0 | 0 | 0 | 0 | 0 | 0 | 0 | 0 | 0 | 0 | 0 | 0 | 0 | 0 | 0 | 0 | 0 | 0 | 0 | 0 | 0 | 0 | 0 | 0 | 0 | 0 | 0 | 0 | 0 | 0 | 0 | 0 | 0 | 0 | 0 | 0 | 0 | 0 | 0 | 0 | 0 | 0 | 0 | 0 | 0 | 0 | 0 | 0 | 0 | 0 | 0 | 0 | 0 | 0 | 0 | 0 | 0 | 0 | 0 | 0 | 0 | 0 | 0 | 0 | 0 | 0 | 0 | 0 | 0 | 0 | 0 | 0 | 0 | 0 | 0 | 0 | 0 | 0 | 0 | 0 | 0 | 0 | 0 | 0 | 0 | 0 | 0 | 0 | 0 | 0 | 0 | 0 | 0 | 0 | 0 | 0 | 0 | 0 | 0 | 0 | 0 | 0 | 0 | 0 | 0 | 0 | 0 | 0 | 0 | 0 | 0 | 0 | 0 | 0 | 0 | 0 | 0 | 0 | 0 | 0 | 0 | 0 | 0 | 0 | 0 | 0 | 0 | 0 | 0 | 0 | 0 | 0 | 0 | 0 | 0 | 0 | 0 | 0 | 0 | 0 | 0 | 0 | 0 | 0 | 0 | 0 | 0 | 0 | 0 | 0 | 0 | 0 | 0 | 0 | 0 | 0 | 0 | 0 | 0 | 0 | 0 | 0 | 0 | 0 | 0 | 0 | 0 | 0 | 0 | 0 | 0 | 0 | 0 | 0 | 0 | 0 | 0 | 0 | 0 | 0 | 0.01296% | 0 | 0 | 0 | 0 | 0 | 0 | 0 | 0 | 0 | 0 | 0 | 0 | 0 | 0 | 0 | 0 | 0 | 0 | 0 | 0 | 0 | 0 | 0 | 0
| IND-Lighting-7P_V2 | M_Input | Council 7th Plan | 2020 | Retro | 2022 | 2045 | PSE | Industrial | Wood - Other | Electric | Per Region | NA | NA | Wood - Other Air Compressor Equipment2 | Wood - Other Air Compressor Equipment2 | 36368.1429 | 10 | 2964.7685 | 1135.5436 | I-All-Other-Shift3-All-All-S | 0 | 0 | 0 | 0 | 0 | 0 | 0 | 0 | 0 | 0 | 0 | 0 | Comm Flat | Air Compressor Equipment2 | Air Compressor Equipment2 | IndShift3 | 0.01266% | 100% | 0% | 1 | 1 | 100% | 10% | 85% | 6.8% | 0.2% | 17002.8733 | 677.7342 | 1768.0607 | 4908.0865 | 0 | 0 | 0 | 16311.0363 | 0 |  | 0.03842 | 0 | 0.03842 | 02. $0.028 to $0.055 | 1 | 0 | 01. ($9,999.00) to $0.22 | 1 | 0.085 | 0.085 | 0.085 | 0.085 | 0.085 | 0.085 | 0.085 | 0.085 | 0.085 | 0.085 | 0 | 0 | 0 | 0 | 0 | 0 | 0 | 0 | 0 | 0 | 0 | 0 | 0 | 0 | 3091.2921 | 3147.0087 | 3155.4006 | 3120.9922 | 3101.7027 | 3087.719 | 3088.8897 | 3067.5339 | 3063.4957 | 3055.7015 | 0 | 0 | 0 | 0 | 0 | 0 | 0 | 0 | 0 | 0 | 0 | 0 | 0 | 0 | 30979.7362 | 3091.2921 | 6238.3008 | 9393.7014 | 12514.6936 | 15616.3964 | 18704.1153 | 21793.0051 | 24860.539 | 27924.0347 | 30979.7362 | 30979.7362 | 30979.7362 | 30979.7362 | 30979.7362 | 30979.7362 | 30979.7362 | 30979.7362 | 30979.7362 | 30979.7362 | 30979.7362 | 30979.7362 | 30979.7362 | 30979.7362 | 30979.7362 | 0 | 0 | 0 | 0 | 0 | 0 | 0 | 0 | 0 | 0 | 0 | 0 | 0 | 0 | 0 | 0 | 0 | 0 | 0 | 0 | 0 | 0 | 0 | 0 | 0 | 0 | 0 | 0 | 0 | 0 | 0 | 0 | 0 | 0 | 0 | 0 | 0 | 0 | 0 | 0 | 0 | 0 | 0 | 0 | 0 | 0 | 0 | 0 | 0 | 0 | 0 | 0 | 0 | 0 | 0 | 0 | 0 | 0 | 0 | 0 | 0 | 0.39135 | 0.78975 | 1.1892 | 1.5843 | 1.977 | 2.3679 | 2.7589 | 3.1473 | 3.5351 | 3.9219 | 3.9219 | 3.9219 | 3.9219 | 3.9219 | 3.9219 | 3.9219 | 3.9219 | 3.9219 | 3.9219 | 3.9219 | 3.9219 | 3.9219 | 3.9219 | 3.9219 | 1386.4381 | 1411.4268 | 1415.1906 | 1399.7585 | 1391.1072 | 1384.8355 | 1385.3606 | 1375.7826 | 1373.9714 | 1370.4757 | 0 | 0 | 0 | 0 | 0 | 0 | 0 | 0 | 0 | 0 | 0 | 0 | 0 | 0 | 13894.3471 | 0 | 0 | 0 | 0 | 0 | 0 | 0 | 0 | 0 | 0 | 0 | 0 | 0 | 0 | 0 | 0 | 0 | 0 | 0 | 0 | 0.01296% | 0.40054 | 0.80831 | 1.2172 | 1.6216 | 2.0234 | 2.4235 | 2.8238 | 3.2212 | 3.6182 | 4.0141 | 4.0141 | 4.0141 | 4.0141 | 4.0141 | 4.0141 | 4.0141 | 4.0141 | 4.0141 | 4.0141 | 4.0141 | 4.0141 | 4.0141 | 4.0141 | 4.0141
| IND-Lighting-7P_V2 | M_Input | Council 7th Plan | 2020 | Retro | 2022 | 2045 | PSE | Industrial | Wood - Other | Electric | Per Region | NA | NA | Wood - Other Air Compressor Optimization | Wood - Other Air Compressor Optimization | 105693.0498 | 10 | 27572.3687 | 3300.1152 | I-All-Other-Shift3-All-All-S | 7128.2489 | 0 | 0 | 0 | 0 | 0 | 0 | 0 | 0 | 0 | 0 | 0 | Comm Flat | Air Compressor Optimization | Air Compressor Optimization | IndShift3 | 0.01266% | 100% | 0% | 1 | 1 | 100% | 10% | 85% | 6.8% | 0.2% | 49413.7285 | 1969.6301 | 5138.3359 | 45645.2407 | 0 | 0 | 0 | -636.0482 | 0 |  | -0.00051552 | 0 | -0.00051552 | 01. ($9,999.000) to $0.028 | 1 | 0 | 01. ($9,999.00) to $0.22 | 1 | 0.085 | 0.085 | 0.085 | 0.085 | 0.085 | 0.085 | 0.085 | 0.085 | 0.085 | 0.085 | 0 | 0 | 0 | 0 | 0 | 0 | 0 | 0 | 0 | 0 | 0 | 0 | 0 | 0 | 8983.9092 | 9145.8325 | 9170.2212 | 9070.2235 | 9014.1645 | 8973.5248 | 8976.9274 | 8914.8632 | 8903.1272 | 8880.4757 | 0 | 0 | 0 | 0 | 0 | 0 | 0 | 0 | 0 | 0 | 0 | 0 | 0 | 0 | 90033.2692 | 8983.9092 | 18129.7418 | 27299.963 | 36370.1864 | 45384.3509 | 54357.8758 | 63334.8031 | 72249.6663 | 81152.7935 | 90033.2692 | 90033.2692 | 90033.2692 | 90033.2692 | 90033.2692 | 90033.2692 | 90033.2692 | 90033.2692 | 90033.2692 | 90033.2692 | 90033.2692 | 90033.2692 | 90033.2692 | 90033.2692 | 90033.2692 | 0 | 0 | 0 | 0 | 0 | 0 | 0 | 0 | 0 | 0 | 0 | 0 | 0 | 0 | 0 | 0 | 0 | 0 | 0 | 0 | 0 | 0 | 0 | 0 | 0 | 0 | 0 | 0 | 0 | 0 | 0 | 0 | 0 | 0 | 0 | 0 | 0 | 0 | 0 | 0 | 0 | 0 | 0 | 0 | 0 | 0 | 0 | 0 | 0 | 0 | 0 | 0 | 0 | 0 | 0 | 0 | 0 | 0 | 0 | 0 | 0 | 1.1373 | 2.2952 | 3.4561 | 4.6043 | 5.7455 | 6.8815 | 8.018 | 9.1465 | 10.2737 | 11.3979 | 11.3979 | 11.3979 | 11.3979 | 11.3979 | 11.3979 | 11.3979 | 11.3979 | 11.3979 | 11.3979 | 11.3979 | 11.3979 | 11.3979 | 11.3979 | 11.3979 | 0 | 0 | 0 | 0 | 0 | 0 | 0 | 0 | 0 | 0 | 0 | 0 | 0 | 0 | 0 | 0 | 0 | 0 | 0 | 0 | 0 | 0 | 0 | 0 | 0 | 0 | 0 | 0 | 0 | 0 | 0 | 0 | 0 | 0 | 0 | 0 | 0 | 0 | 0 | 0 | 0 | 0 | 0 | 0 | 0 | 0.01296% | 1.1641 | 2.3491 | 3.5373 | 4.7126 | 5.8805 | 7.0433 | 8.2064 | 9.3615 | 10.5151 | 11.6658 | 11.6658 | 11.6658 | 11.6658 | 11.6658 | 11.6658 | 11.6658 | 11.6658 | 11.6658 | 11.6658 | 11.6658 | 11.6658 | 11.6658 | 11.6658 | 11.6658
| IND-Lighting-7P_V2 | M_Input | Council 7th Plan | 2020 | Retro | 2022 | 2045 | PSE | Industrial | Wood - Other | Electric | Per Region | NA | NA | Wood - Other HighBay Lighting 1 Shift | Wood - Other HighBay Lighting 1 Shift | 27984.9615 | 26.5734 | 21733.0876 | -790.8103 | I-All-Other-Shift1-All-All-S | 0 | 0 | 0 | 0 | 0 | 0 | 0 | 0 | 0 | 0 | 0 | 0 | Comm Flat | HighBay Lighting 1 Shift | HighBay Lighting 1 Shift | IndShift1 | 0.0135% | 100% | 0% | 1 | 1 | 100% | 3.763% | 85% | 6.8% | 0.2% | 33596.2 | 556.06 | 3415.226 | 22308.4108 | 0 | 0 | 0 | 13452.2026 | 0 |  | 0.041178 | 0 | 0.041178 | 02. $0.028 to $0.055 | 1 | 0 | 01. ($9,999.00) to $0.22 | 1 | 0.085 | 0.085 | 0.085 | 0.085 | 0.085 | 0.085 | 0.085 | 0.085 | 0.085 | 0.085 | 0 | 0 | 0 | 0 | 0 | 0 | 0 | 0 | 0 | 0 | 0 | 0 | 0 | 0 | 2378.7217 | 2421.5951 | 2428.0526 | 2401.5756 | 2386.7326 | 2375.9722 | 2376.8731 | 2360.44 | 2357.3326 | 2351.335 | 0 | 0 | 0 | 0 | 0 | 0 | 0 | 0 | 0 | 0 | 0 | 0 | 0 | 0 | 23838.6306 | 2378.7217 | 4800.3168 | 7228.3694 | 9629.9451 | 12016.6777 | 14392.6499 | 16769.523 | 19129.963 | 21487.2956 | 23838.6306 | 23838.6306 | 23838.6306 | 23838.6306 | 23838.6306 | 23838.6306 | 23838.6306 | 23838.6306 | 23838.6306 | 23838.6306 | 23838.6306 | 23838.6306 | 23838.6306 | 23838.6306 | 23838.6306 | 0 | 0 | 0 | 0 | 0 | 0 | 0 | 0 | 0 | 0 | 0 | 0 | 0 | 0 | 0 | 0 | 0 | 0 | 0 | 0 | 0 | 0 | 0 | 0 | 0 | 0 | 0 | 0 | 0 | 0 | 0 | 0 | 0 | 0 | 0 | 0 | 0 | 0 | 0 | 0 | 0 | 0 | 0 | 0 | 0 | 0 | 0 | 0 | 0 | 0 | 0 | 0 | 0 | 0 | 0 | 0 | 0 | 0 | 0 | 0 | 0 | 0.32109 | 0.64796 | 0.97571 | 1.2999 | 1.6221 | 1.9428 | 2.2636 | 2.5822 | 2.9004 | 3.2178 | 3.2178 | 3.2178 | 3.2178 | 3.2178 | 3.2178 | 3.2178 | 3.2178 | 3.2178 | 3.2178 | 3.2178 | 3.2178 | 3.2178 | 3.2178 | 3.2178 | 1143.4372 | 1164.0462 | 1167.1503 | 1154.423 | 1147.288 | 1142.1155 | 1142.5486 | 1134.6493 | 1133.1556 | 1130.2726 | 0 | 0 | 0 | 0 | 0 | 0 | 0 | 0 | 0 | 0 | 0 | 0 | 0 | 0 | 11459.0863 | 0 | 0 | 0 | 0 | 0 | 0 | 0 | 0 | 0 | 0 | 0 | 0 | 0 | 0 | 0 | 0 | 0 | 0 | 0 | 0 | 0.01911% | 0.45462 | 0.91743 | 1.3815 | 1.8405 | 2.2966 | 2.7507 | 3.205 | 3.6561 | 4.1066 | 4.556 | 4.556 | 4.556 | 4.556 | 4.556 | 4.556 | 4.556 | 4.556 | 4.556 | 4.556 | 4.556 | 4.556 | 4.556 | 4.556 | 4.556
| IND-Lighting-7P_V2 | M_Input | Council 7th Plan | 2020 | Retro | 2022 | 2045 | PSE | Industrial | Wood - Other | Electric | Per Region | NA | NA | Wood - Other HighBay Lighting 2 Shift | Wood - Other HighBay Lighting 2 Shift | 28206.6675 | 15.5483 | 12716.1683 | -797.0753 | I-All-Other-Shift2-All-All-S | 0 | 0 | 0 | 0 | 0 | 0 | 0 | 0 | 0 | 0 | 0 | 0 | Comm Flat | HighBay Lighting 2 Shift | HighBay Lighting 2 Shift | IndShift2 | 0.01331% | 100% | 0% | 1 | 1 | 100% | 6.432% | 85% | 6.8% | 0.2% | 19726.4954 | 552.5268 | 2027.9022 | 16248.1588 | 0 | 0 | 0 | 6906.2883 | 0 |  | 0.020974 | 0 | 0.020974 | 01. ($9,999.000) to $0.028 | 1 | 0 | 01. ($9,999.00) to $0.22 | 1 | 0.085 | 0.085 | 0.085 | 0.085 | 0.085 | 0.085 | 0.085 | 0.085 | 0.085 | 0.085 | 0 | 0 | 0 | 0 | 0 | 0 | 0 | 0 | 0 | 0 | 0 | 0 | 0 | 0 | 2397.5667 | 2440.7798 | 2447.2885 | 2420.6017 | 2405.6411 | 2394.7954 | 2395.7035 | 2379.1402 | 2376.0082 | 2369.9631 | 0 | 0 | 0 | 0 | 0 | 0 | 0 | 0 | 0 | 0 | 0 | 0 | 0 | 0 | 24027.488 | 2397.5667 | 4838.3465 | 7285.635 | 9706.2367 | 12111.8777 | 14506.6731 | 16902.3766 | 19281.5168 | 21657.5249 | 24027.488 | 24027.488 | 24027.488 | 24027.488 | 24027.488 | 24027.488 | 24027.488 | 24027.488 | 24027.488 | 24027.488 | 24027.488 | 24027.488 | 24027.488 | 24027.488 | 24027.488 | 0 | 0 | 0 | 0 | 0 | 0 | 0 | 0 | 0 | 0 | 0 | 0 | 0 | 0 | 0 | 0 | 0 | 0 | 0 | 0 | 0 | 0 | 0 | 0 | 0 | 0 | 0 | 0 | 0 | 0 | 0 | 0 | 0 | 0 | 0 | 0 | 0 | 0 | 0 | 0 | 0 | 0 | 0 | 0 | 0 | 0 | 0 | 0 | 0 | 0 | 0 | 0 | 0 | 0 | 0 | 0 | 0 | 0 | 0 | 0 | 0 | 0.31905 | 0.64385 | 0.96951 | 1.2916 | 1.6117 | 1.9304 | 2.2492 | 2.5658 | 2.882 | 3.1974 | 3.1974 | 3.1974 | 3.1974 | 3.1974 | 3.1974 | 3.1974 | 3.1974 | 3.1974 | 3.1974 | 3.1974 | 3.1974 | 3.1974 | 3.1974 | 3.1974 | 587.0345 | 597.615 | 599.2087 | 592.6745 | 589.0115 | 586.356 | 586.5783 | 582.5228 | 581.756 | 580.2759 | 0 | 0 | 0 | 0 | 0 | 0 | 0 | 0 | 0 | 0 | 0 | 0 | 0 | 0 | 5883.0332 | 0 | 0 | 0 | 0 | 0 | 0 | 0 | 0 | 0 | 0 | 0 | 0 | 0 | 0 | 0 | 0 | 0 | 0 | 0 | 0 | 0.01847% | 0.44277 | 0.89353 | 1.3455 | 1.7925 | 2.2368 | 2.679 | 3.1215 | 3.5608 | 3.9996 | 4.4373 | 4.4373 | 4.4373 | 4.4373 | 4.4373 | 4.4373 | 4.4373 | 4.4373 | 4.4373 | 4.4373 | 4.4373 | 4.4373 | 4.4373 | 4.4373 | 4.4373
| IND-Lighting-7P_V2 | M_Input | Council 7th Plan | 2020 | Retro | 2022 | 2045 | PSE | Industrial | Wood - Other | Electric | Per Region | NA | NA | Wood - Other HighBay Lighting 3 Shift | Wood - Other HighBay Lighting 3 Shift | 38007.2084 | 8.6758 | 9460.6744 | -1074.0229 | I-All-Other-Shift3-All-All-S | 0 | 0 | 0 | 0 | 0 | 0 | 0 | 0 | 0 | 0 | 0 | 0 | Comm Flat | HighBay Lighting 3 Shift | HighBay Lighting 3 Shift | IndShift3 | 0.01266% | 100% | 0% | 1 | 1 | 100% | 11.53% | 85% | 6.8% | 0.2% | 16278.5583 | 708.2788 | 1698.6837 | 12262.6363 | 0 | 0 | 0 | -789.8201 | 0 |  | -0.0017802 | 0 | -0.0017802 | 01. ($9,999.000) to $0.028 | 1 | 0 | 01. ($9,999.00) to $0.22 | 1 | 0.085 | 0.085 | 0.085 | 0.085 | 0.085 | 0.085 | 0.085 | 0.085 | 0.085 | 0.085 | 0 | 0 | 0 | 0 | 0 | 0 | 0 | 0 | 0 | 0 | 0 | 0 | 0 | 0 | 3230.6127 | 3288.8403 | 3297.6105 | 3261.6513 | 3241.4925 | 3226.8785 | 3228.102 | 3205.7838 | 3201.5635 | 3193.418 | 0 | 0 | 0 | 0 | 0 | 0 | 0 | 0 | 0 | 0 | 0 | 0 | 0 | 0 | 32375.9531 | 3230.6127 | 6519.453 | 9817.0635 | 13078.7148 | 16320.2073 | 19547.0858 | 22775.1878 | 25980.9716 | 29182.5351 | 32375.9531 | 32375.9531 | 32375.9531 | 32375.9531 | 32375.9531 | 32375.9531 | 32375.9531 | 32375.9531 | 32375.9531 | 32375.9531 | 32375.9531 | 32375.9531 | 32375.9531 | 32375.9531 | 32375.9531 | 0 | 0 | 0 | 0 | 0 | 0 | 0 | 0 | 0 | 0 | 0 | 0 | 0 | 0 | 0 | 0 | 0 | 0 | 0 | 0 | 0 | 0 | 0 | 0 | 0 | 0 | 0 | 0 | 0 | 0 | 0 | 0 | 0 | 0 | 0 | 0 | 0 | 0 | 0 | 0 | 0 | 0 | 0 | 0 | 0 | 0 | 0 | 0 | 0 | 0 | 0 | 0 | 0 | 0 | 0 | 0 | 0 | 0 | 0 | 0 | 0 | 0.40898 | 0.82534 | 1.2428 | 1.6557 | 2.0661 | 2.4746 | 2.8833 | 3.2891 | 3.6944 | 4.0987 | 4.0987 | 4.0987 | 4.0987 | 4.0987 | 4.0987 | 4.0987 | 4.0987 | 4.0987 | 4.0987 | 4.0987 | 4.0987 | 4.0987 | 4.0987 | 4.0987 | 0 | 0 | 0 | 0 | 0 | 0 | 0 | 0 | 0 | 0 | 0 | 0 | 0 | 0 | 0 | 0 | 0 | 0 | 0 | 0 | 0 | 0 | 0 | 0 | 0 | 0 | 0 | 0 | 0 | 0 | 0 | 0 | 0 | 0 | 0 | 0 | 0 | 0 | 0 | 0 | 0 | 0 | 0 | 0 | 0 | 0.01296% | 0.4186 | 0.84474 | 1.272 | 1.6946 | 2.1146 | 2.5328 | 2.951 | 3.3664 | 3.7812 | 4.195 | 4.195 | 4.195 | 4.195 | 4.195 | 4.195 | 4.195 | 4.195 | 4.195 | 4.195 | 4.195 | 4.195 | 4.195 | 4.195 | 4.195
| IND-Lighting-7P_V2 | M_Input | Council 7th Plan | 2020 | Retro | 2022 | 2045 | PSE | Industrial | Wood - Other | Electric | Per Region | NA | NA | Wood - Other Efficient Lighting 1 Shift | Wood - Other Efficient Lighting 1 Shift | 1720.1433 | 20.979 | 1599.4162 | -36.9227 | I-All-Other-Shift1-All-All-S | 0 | 0 | 0 | 0 | 0 | 0 | 0 | 0 | 0 | 0 | 0 | 0 | Comm Flat | Efficient Lighting 1 Shift | Efficient Lighting 1 Shift | IndShift1 | 0.0135% | 100% | 0% | 1 | 1 | 100% | 4.767% | 85% | 6.8% | 0.2% | 1578.0569 | 34.1792 | 161.2236 | 1741.0779 | 0 | 0 | 0 | 1434.5407 | 0 |  | 0.071441 | 0 | 0.071441 | 05. $0.070 to $0.077 | 1 | 0 | 01. ($9,999.00) to $0.22 | 1 | 0.085 | 0.085 | 0.085 | 0.085 | 0.085 | 0.085 | 0.085 | 0.085 | 0.085 | 0.085 | 0 | 0 | 0 | 0 | 0 | 0 | 0 | 0 | 0 | 0 | 0 | 0 | 0 | 0 | 146.2122 | 148.8475 | 149.2444 | 147.6169 | 146.7046 | 146.0432 | 146.0986 | 145.0885 | 144.8975 | 144.5288 | 0 | 0 | 0 | 0 | 0 | 0 | 0 | 0 | 0 | 0 | 0 | 0 | 0 | 0 | 1465.282 | 146.2122 | 295.0596 | 444.304 | 591.921 | 738.6256 | 884.6687 | 1030.7673 | 1175.8557 | 1320.7532 | 1465.282 | 1465.282 | 1465.282 | 1465.282 | 1465.282 | 1465.282 | 1465.282 | 1465.282 | 1465.282 | 1465.282 | 1465.282 | 1465.282 | 1465.282 | 1465.282 | 1465.282 | 0 | 0 | 0 | 0 | 0 | 0 | 0 | 0 | 0 | 0 | 0 | 0 | 0 | 0 | 0 | 0 | 0 | 0 | 0 | 0 | 0 | 0 | 0 | 0 | 0 | 0 | 0 | 0 | 0 | 0 | 0 | 0 | 0 | 0 | 0 | 0 | 0 | 0 | 0 | 0 | 0 | 0 | 0 | 0 | 0 | 0 | 0 | 0 | 0 | 0 | 0 | 0 | 0 | 0 | 0 | 0 | 0 | 0 | 0 | 0 | 0 | 0.019736 | 0.039828 | 0.059974 | 0.079899 | 0.099702 | 0.11942 | 0.13914 | 0.15872 | 0.17828 | 0.19779 | 0.19779 | 0.19779 | 0.19779 | 0.19779 | 0.19779 | 0.19779 | 0.19779 | 0.19779 | 0.19779 | 0.19779 | 0.19779 | 0.19779 | 0.19779 | 0.19779 | 121.936 | 124.1337 | 124.4647 | 123.1075 | 122.3466 | 121.795 | 121.8412 | 120.9988 | 120.8395 | 120.5321 | 0 | 0 | 0 | 0 | 0 | 0 | 0 | 0 | 0 | 0 | 0 | 0 | 0 | 0 | 1221.9951 | 0 | 0 | 0 | 0 | 0 | 0 | 0 | 0 | 0 | 0 | 0 | 0 | 0 | 0 | 0 | 0 | 0 | 0 | 0 | 0 | 0.01911% | 0.027944 | 0.056392 | 0.084915 | 0.11313 | 0.14117 | 0.16908 | 0.197 | 0.22473 | 0.25242 | 0.28004 | 0.28004 | 0.28004 | 0.28004 | 0.28004 | 0.28004 | 0.28004 | 0.28004 | 0.28004 | 0.28004 | 0.28004 | 0.28004 | 0.28004 | 0.28004 | 0.28004
| IND-Lighting-7P_V2 | M_Input | Council 7th Plan | 2020 | Retro | 2022 | 2045 | PSE | Industrial | Wood - Other | Electric | Per Region | NA | NA | Wood - Other Efficient Lighting 2 Shift | Wood - Other Efficient Lighting 2 Shift | 1720.9592 | 12.275 | 935.8286 | -36.9402 | I-All-Other-Shift2-All-All-S | 0 | 0 | 0 | 0 | 0 | 0 | 0 | 0 | 0 | 0 | 0 | 0 | Comm Flat | Efficient Lighting 2 Shift | Efficient Lighting 2 Shift | IndShift2 | 0.01331% | 100% | 0% | 1 | 1 | 100% | 8.147% | 85% | 6.8% | 0.2% | 930.4424 | 33.711 | 96.4153 | 1383.0107 | 0 | 0 | 0 | 1008.828 | 0 |  | 0.050216 | 0 | 0.050216 | 02. $0.028 to $0.055 | 1 | 0 | 01. ($9,999.00) to $0.22 | 1 | 0.085 | 0.085 | 0.085 | 0.085 | 0.085 | 0.085 | 0.085 | 0.085 | 0.085 | 0.085 | 0 | 0 | 0 | 0 | 0 | 0 | 0 | 0 | 0 | 0 | 0 | 0 | 0 | 0 | 146.2815 | 148.9181 | 149.3152 | 147.687 | 146.7742 | 146.1124 | 146.1678 | 145.1573 | 144.9662 | 144.5974 | 0 | 0 | 0 | 0 | 0 | 0 | 0 | 0 | 0 | 0 | 0 | 0 | 0 | 0 | 1465.977 | 146.2815 | 295.1996 | 444.5148 | 592.2017 | 738.9759 | 885.0883 | 1031.2562 | 1176.4135 | 1321.3797 | 1465.977 | 1465.977 | 1465.977 | 1465.977 | 1465.977 | 1465.977 | 1465.977 | 1465.977 | 1465.977 | 1465.977 | 1465.977 | 1465.977 | 1465.977 | 1465.977 | 1465.977 | 0 | 0 | 0 | 0 | 0 | 0 | 0 | 0 | 0 | 0 | 0 | 0 | 0 | 0 | 0 | 0 | 0 | 0 | 0 | 0 | 0 | 0 | 0 | 0 | 0 | 0 | 0 | 0 | 0 | 0 | 0 | 0 | 0 | 0 | 0 | 0 | 0 | 0 | 0 | 0 | 0 | 0 | 0 | 0 | 0 | 0 | 0 | 0 | 0 | 0 | 0 | 0 | 0 | 0 | 0 | 0 | 0 | 0 | 0 | 0 | 0 | 0.019466 | 0.039283 | 0.059152 | 0.078805 | 0.098337 | 0.11778 | 0.13723 | 0.15655 | 0.17584 | 0.19508 | 0.19508 | 0.19508 | 0.19508 | 0.19508 | 0.19508 | 0.19508 | 0.19508 | 0.19508 | 0.19508 | 0.19508 | 0.19508 | 0.19508 | 0.19508 | 0.19508 | 85.7504 | 87.2959 | 87.5287 | 86.5742 | 86.0392 | 85.6513 | 85.6837 | 85.0913 | 84.9793 | 84.7631 | 0 | 0 | 0 | 0 | 0 | 0 | 0 | 0 | 0 | 0 | 0 | 0 | 0 | 0 | 859.3572 | 0 | 0 | 0 | 0 | 0 | 0 | 0 | 0 | 0 | 0 | 0 | 0 | 0 | 0 | 0 | 0 | 0 | 0 | 0 | 0 | 0.01847% | 0.027015 | 0.054516 | 0.082091 | 0.10937 | 0.13647 | 0.16345 | 0.19045 | 0.21726 | 0.24403 | 0.27073 | 0.27073 | 0.27073 | 0.27073 | 0.27073 | 0.27073 | 0.27073 | 0.27073 | 0.27073 | 0.27073 | 0.27073 | 0.27073 | 0.27073 | 0.27073 | 0.27073
| IND-Lighting-7P_V2 | M_Input | Council 7th Plan | 2020 | Retro | 2022 | 2045 | PSE | Industrial | Wood - Other | Electric | Per Region | NA | NA | Wood - Other Efficient Lighting 3 Shift | Wood - Other Efficient Lighting 3 Shift | 2296.0636 | 8.6758 | 696.2451 | -49.2847 | I-All-Other-Shift3-All-All-S | 0 | 0 | 0 | 0 | 0 | 0 | 0 | 0 | 0 | 0 | 0 | 0 | Comm Flat | Efficient Lighting 3 Shift | Efficient Lighting 3 Shift | IndShift3 | 0.01266% | 100% | 0% | 1 | 1 | 100% | 11.53% | 85% | 6.8% | 0.2% | 983.4083 | 42.788 | 102.6196 | 902.4516 | 0 | 0 | 0 | 320.9665 | 0 |  | 0.011975 | 0 | 0.011975 | 01. ($9,999.000) to $0.028 | 1 | 0 | 01. ($9,999.00) to $0.22 | 1 | 0.085 | 0.085 | 0.085 | 0.085 | 0.085 | 0.085 | 0.085 | 0.085 | 0.085 | 0.085 | 0 | 0 | 0 | 0 | 0 | 0 | 0 | 0 | 0 | 0 | 0 | 0 | 0 | 0 | 195.1654 | 198.683 | 199.2128 | 197.0405 | 195.8227 | 194.9398 | 195.0137 | 193.6655 | 193.4105 | 192.9184 | 0 | 0 | 0 | 0 | 0 | 0 | 0 | 0 | 0 | 0 | 0 | 0 | 0 | 0 | 1955.8724 | 195.1654 | 393.8484 | 593.0612 | 790.1017 | 985.9244 | 1180.8642 | 1375.878 | 1569.5434 | 1762.9539 | 1955.8724 | 1955.8724 | 1955.8724 | 1955.8724 | 1955.8724 | 1955.8724 | 1955.8724 | 1955.8724 | 1955.8724 | 1955.8724 | 1955.8724 | 1955.8724 | 1955.8724 | 1955.8724 | 1955.8724 | 0 | 0 | 0 | 0 | 0 | 0 | 0 | 0 | 0 | 0 | 0 | 0 | 0 | 0 | 0 | 0 | 0 | 0 | 0 | 0 | 0 | 0 | 0 | 0 | 0 | 0 | 0 | 0 | 0 | 0 | 0 | 0 | 0 | 0 | 0 | 0 | 0 | 0 | 0 | 0 | 0 | 0 | 0 | 0 | 0 | 0 | 0 | 0 | 0 | 0 | 0 | 0 | 0 | 0 | 0 | 0 | 0 | 0 | 0 | 0 | 0 | 0.024707 | 0.04986 | 0.075079 | 0.10002 | 0.12481 | 0.14949 | 0.17418 | 0.1987 | 0.22318 | 0.24761 | 0.24761 | 0.24761 | 0.24761 | 0.24761 | 0.24761 | 0.24761 | 0.24761 | 0.24761 | 0.24761 | 0.24761 | 0.24761 | 0.24761 | 0.24761 | 0.24761 | 27.2822 | 27.7739 | 27.8479 | 27.5443 | 27.374 | 27.2506 | 27.2609 | 27.0725 | 27.0368 | 26.968 | 0 | 0 | 0 | 0 | 0 | 0 | 0 | 0 | 0 | 0 | 0 | 0 | 0 | 0 | 273.4112 | 0 | 0 | 0 | 0 | 0 | 0 | 0 | 0 | 0 | 0 | 0 | 0 | 0 | 0 | 0 | 0 | 0 | 0 | 0 | 0 | 0.01296% | 0.025288 | 0.051032 | 0.076844 | 0.10237 | 0.12775 | 0.15301 | 0.17828 | 0.20337 | 0.22843 | 0.25343 | 0.25343 | 0.25343 | 0.25343 | 0.25343 | 0.25343 | 0.25343 | 0.25343 | 0.25343 | 0.25343 | 0.25343 | 0.25343 | 0.25343 | 0.25343 | 0.25343
| IND-Lighting-7P_V2 | M_Input | Council 7th Plan | 2020 | Retro | 2022 | 2045 | PSE | Industrial | Wood - Other | Electric | Per Region | NA | NA | Wood - Other Lighting Controls | Wood - Other Lighting Controls | 64005.6836 | 10 | 66804.7812 | -721.8533 | I-All-Other-Shift3-All-All-S | 0 | 0 | 0 | 0 | 0 | 0 | 0 | 0 | 0 | 0 | 0 | 0 | Comm Flat | Lighting Controls | Lighting Controls | IndShift3 | 0.01266% | 100% | 0% | 1 | 1 | 100% | 10% | 85% | 6.8% | 0.2% | 29924.0061 | 1192.7702 | 3111.6776 | 110593.3388 | 0 | 0 | 0 | 111223.2777 | 0 |  | 0.14886 | 0 | 0.14886 | 09. $0.130 to $0.150 | 0 | 0 | 01. ($9,999.00) to $0.22 | 1 | 0.085 | 0.085 | 0.085 | 0.085 | 0.085 | 0.085 | 0.085 | 0.085 | 0.085 | 0.085 | 0 | 0 | 0 | 0 | 0 | 0 | 0 | 0 | 0 | 0 | 0 | 0 | 0 | 0 | 5440.4831 | 5538.5407 | 5553.3101 | 5492.7534 | 5458.8051 | 5434.1945 | 5436.255 | 5398.6701 | 5391.5631 | 5377.8457 | 0 | 0 | 0 | 0 | 0 | 0 | 0 | 0 | 0 | 0 | 0 | 0 | 0 | 0 | 54522.4208 | 5440.4831 | 10979.0239 | 16532.3339 | 22025.0873 | 27483.8924 | 32918.0869 | 38354.3419 | 43753.0121 | 49144.5751 | 54522.4208 | 54522.4208 | 54522.4208 | 54522.4208 | 54522.4208 | 54522.4208 | 54522.4208 | 54522.4208 | 54522.4208 | 54522.4208 | 54522.4208 | 54522.4208 | 54522.4208 | 54522.4208 | 54522.4208 | 0 | 0 | 0 | 0 | 0 | 0 | 0 | 0 | 0 | 0 | 0 | 0 | 0 | 0 | 0 | 0 | 0 | 0 | 0 | 0 | 0 | 0 | 0 | 0 | 0 | 0 | 0 | 0 | 0 | 0 | 0 | 0 | 0 | 0 | 0 | 0 | 0 | 0 | 0 | 0 | 0 | 0 | 0 | 0 | 0 | 0 | 0 | 0 | 0 | 0 | 0 | 0 | 0 | 0 | 0 | 0 | 0 | 0 | 0 | 0 | 0 | 0.68875 | 1.3899 | 2.0929 | 2.7883 | 3.4794 | 4.1673 | 4.8555 | 5.539 | 6.2215 | 6.9023 | 6.9023 | 6.9023 | 6.9023 | 6.9023 | 6.9023 | 6.9023 | 6.9023 | 6.9023 | 6.9023 | 6.9023 | 6.9023 | 6.9023 | 6.9023 | 6.9023 | 9453.9786 | 9624.3743 | 9650.0391 | 9544.8091 | 9485.8169 | 9443.0509 | 9446.6314 | 9381.3198 | 9368.9698 | 9345.133 | 0 | 0 | 0 | 0 | 0 | 0 | 0 | 0 | 0 | 0 | 0 | 0 | 0 | 0 | 94744.1229 | 0 | 0 | 0 | 0 | 0 | 0 | 0 | 0 | 0 | 0 | 0 | 0 | 0 | 0 | 0 | 0 | 0 | 0 | 0 | 0 | 0.01296% | 0.70493 | 1.4226 | 2.1421 | 2.8538 | 3.5611 | 4.2653 | 4.9696 | 5.6692 | 6.3678 | 7.0646 | 7.0646 | 7.0646 | 7.0646 | 7.0646 | 7.0646 | 7.0646 | 7.0646 | 7.0646 | 7.0646 | 7.0646 | 7.0646 | 7.0646 | 7.0646 | 7.0646
| IND-Lighting-7P_V2 | M_Input | Council 7th Plan | 2020 | Retro | 2022 | 2045 | PSE | Industrial | Wood - Other | Electric | Per Region | NA | NA | Wood - Other Motors: Rewind 20-50 HP | Wood - Other Motors: Rewind 20-50 HP | 0 | 10 | 0 | 0 | I-All-Other-Shift3-All-All-S | 0 | 0 | 0 | 0 | 0 | 0 | 0 | 0 | 0 | 0 | 0 | 0 | Comm Flat | Motors: Rewind 20-50 HP | Motors: Rewind 20-50 HP | IndShift3 | 0.01266% | 100% | 0% | 1 | 1 | 100% | 10% | 85% | 6.8% | 0.2% | 0 | 0 | 0 | 0 | 0 | 0 | 0 | 0 | 0 |  | 0 | 0 | 0 | 01. ($9,999.000) to $0.028 | 1 | 0 | 01. ($9,999.00) to $0.22 | 0 | 0.085 | 0.085 | 0.085 | 0.085 | 0.085 | 0.085 | 0.085 | 0.085 | 0.085 | 0.085 | 0 | 0 | 0 | 0 | 0 | 0 | 0 | 0 | 0 | 0 | 0 | 0 | 0 | 0 | 0 | 0 | 0 | 0 | 0 | 0 | 0 | 0 | 0 | 0 | 0 | 0 | 0 | 0 | 0 | 0 | 0 | 0 | 0 | 0 | 0 | 0 | 0 | 0 | 0 | 0 | 0 | 0 | 0 | 0 | 0 | 0 | 0 | 0 | 0 | 0 | 0 | 0 | 0 | 0 | 0 | 0 | 0 | 0 | 0 | 0 | 0 | 0 | 0 | 0 | 0 | 0 | 0 | 0 | 0 | 0 | 0 | 0 | 0 | 0 | 0 | 0 | 0 | 0 | 0 | 0 | 0 | 0 | 0 | 0 | 0 | 0 | 0 | 0 | 0 | 0 | 0 | 0 | 0 | 0 | 0 | 0 | 0 | 0 | 0 | 0 | 0 | 0 | 0 | 0 | 0 | 0 | 0 | 0 | 0 | 0 | 0 | 0 | 0 | 0 | 0 | 0 | 0 | 0 | 0 | 0 | 0 | 0 | 0 | 0 | 0 | 0 | 0 | 0 | 0 | 0 | 0 | 0 | 0 | 0 | 0 | 0 | 0 | 0 | 0 | 0 | 0 | 0 | 0 | 0 | 0 | 0 | 0 | 0 | 0 | 0 | 0 | 0 | 0 | 0 | 0 | 0 | 0 | 0 | 0 | 0 | 0 | 0 | 0 | 0 | 0 | 0 | 0 | 0 | 0 | 0 | 0 | 0 | 0 | 0 | 0 | 0 | 0 | 0 | 0 | 0 | 0 | 0 | 0 | 0 | 0 | 0 | 0 | 0 | 0 | 0 | 0 | 0 | 0 | 0.01296% | 0 | 0 | 0 | 0 | 0 | 0 | 0 | 0 | 0 | 0 | 0 | 0 | 0 | 0 | 0 | 0 | 0 | 0 | 0 | 0 | 0 | 0 | 0 | 0
| IND-Lighting-7P_V2 | M_Input | Council 7th Plan | 2020 | Retro | 2022 | 2045 | PSE | Industrial | Wood - Other | Electric | Per Region | NA | NA | Wood - Other Motors: Rewind 51-100 HP | Wood - Other Motors: Rewind 51-100 HP | 0 | 10 | 0 | 0 | I-All-Other-Shift3-All-All-S | 0 | 0 | 0 | 0 | 0 | 0 | 0 | 0 | 0 | 0 | 0 | 0 | Comm Flat | Motors: Rewind 51-100 HP | Motors: Rewind 51-100 HP | IndShift3 | 0.01266% | 100% | 0% | 1 | 1 | 100% | 10% | 85% | 6.8% | 0.2% | 0 | 0 | 0 | 0 | 0 | 0 | 0 | 0 | 0 |  | 0 | 0 | 0 | 01. ($9,999.000) to $0.028 | 1 | 0 | 01. ($9,999.00) to $0.22 | 1 | 0.085 | 0.085 | 0.085 | 0.085 | 0.085 | 0.085 | 0.085 | 0.085 | 0.085 | 0.085 | 0 | 0 | 0 | 0 | 0 | 0 | 0 | 0 | 0 | 0 | 0 | 0 | 0 | 0 | 0 | 0 | 0 | 0 | 0 | 0 | 0 | 0 | 0 | 0 | 0 | 0 | 0 | 0 | 0 | 0 | 0 | 0 | 0 | 0 | 0 | 0 | 0 | 0 | 0 | 0 | 0 | 0 | 0 | 0 | 0 | 0 | 0 | 0 | 0 | 0 | 0 | 0 | 0 | 0 | 0 | 0 | 0 | 0 | 0 | 0 | 0 | 0 | 0 | 0 | 0 | 0 | 0 | 0 | 0 | 0 | 0 | 0 | 0 | 0 | 0 | 0 | 0 | 0 | 0 | 0 | 0 | 0 | 0 | 0 | 0 | 0 | 0 | 0 | 0 | 0 | 0 | 0 | 0 | 0 | 0 | 0 | 0 | 0 | 0 | 0 | 0 | 0 | 0 | 0 | 0 | 0 | 0 | 0 | 0 | 0 | 0 | 0 | 0 | 0 | 0 | 0 | 0 | 0 | 0 | 0 | 0 | 0 | 0 | 0 | 0 | 0 | 0 | 0 | 0 | 0 | 0 | 0 | 0 | 0 | 0 | 0 | 0 | 0 | 0 | 0 | 0 | 0 | 0 | 0 | 0 | 0 | 0 | 0 | 0 | 0 | 0 | 0 | 0 | 0 | 0 | 0 | 0 | 0 | 0 | 0 | 0 | 0 | 0 | 0 | 0 | 0 | 0 | 0 | 0 | 0 | 0 | 0 | 0 | 0 | 0 | 0 | 0 | 0 | 0 | 0 | 0 | 0 | 0 | 0 | 0 | 0 | 0 | 0 | 0 | 0 | 0 | 0 | 0 | 0.01296% | 0 | 0 | 0 | 0 | 0 | 0 | 0 | 0 | 0 | 0 | 0 | 0 | 0 | 0 | 0 | 0 | 0 | 0 | 0 | 0 | 0 | 0 | 0 | 0
| IND-Lighting-7P_V2 | M_Input | Council 7th Plan | 2020 | Retro | 2022 | 2045 | PSE | Industrial | Wood - Other | Electric | Per Region | NA | NA | Wood - Other Motors: Rewind 101-200 HP | Wood - Other Motors: Rewind 101-200 HP | 0 | 10 | 0 | 0 | I-All-Other-Shift3-All-All-S | 0 | 0 | 0 | 0 | 0 | 0 | 0 | 0 | 0 | 0 | 0 | 0 | Comm Flat | Motors: Rewind 101-200 HP | Motors: Rewind 101-200 HP | IndShift3 | 0.01266% | 100% | 0% | 1 | 1 | 100% | 10% | 85% | 6.8% | 0.2% | 0 | 0 | 0 | 0 | 0 | 0 | 0 | 0 | 0 |  | 0 | 0 | 0 | 01. ($9,999.000) to $0.028 | 1 | 0 | 01. ($9,999.00) to $0.22 | 1 | 0.085 | 0.085 | 0.085 | 0.085 | 0.085 | 0.085 | 0.085 | 0.085 | 0.085 | 0.085 | 0 | 0 | 0 | 0 | 0 | 0 | 0 | 0 | 0 | 0 | 0 | 0 | 0 | 0 | 0 | 0 | 0 | 0 | 0 | 0 | 0 | 0 | 0 | 0 | 0 | 0 | 0 | 0 | 0 | 0 | 0 | 0 | 0 | 0 | 0 | 0 | 0 | 0 | 0 | 0 | 0 | 0 | 0 | 0 | 0 | 0 | 0 | 0 | 0 | 0 | 0 | 0 | 0 | 0 | 0 | 0 | 0 | 0 | 0 | 0 | 0 | 0 | 0 | 0 | 0 | 0 | 0 | 0 | 0 | 0 | 0 | 0 | 0 | 0 | 0 | 0 | 0 | 0 | 0 | 0 | 0 | 0 | 0 | 0 | 0 | 0 | 0 | 0 | 0 | 0 | 0 | 0 | 0 | 0 | 0 | 0 | 0 | 0 | 0 | 0 | 0 | 0 | 0 | 0 | 0 | 0 | 0 | 0 | 0 | 0 | 0 | 0 | 0 | 0 | 0 | 0 | 0 | 0 | 0 | 0 | 0 | 0 | 0 | 0 | 0 | 0 | 0 | 0 | 0 | 0 | 0 | 0 | 0 | 0 | 0 | 0 | 0 | 0 | 0 | 0 | 0 | 0 | 0 | 0 | 0 | 0 | 0 | 0 | 0 | 0 | 0 | 0 | 0 | 0 | 0 | 0 | 0 | 0 | 0 | 0 | 0 | 0 | 0 | 0 | 0 | 0 | 0 | 0 | 0 | 0 | 0 | 0 | 0 | 0 | 0 | 0 | 0 | 0 | 0 | 0 | 0 | 0 | 0 | 0 | 0 | 0 | 0 | 0 | 0 | 0 | 0 | 0 | 0 | 0.01296% | 0 | 0 | 0 | 0 | 0 | 0 | 0 | 0 | 0 | 0 | 0 | 0 | 0 | 0 | 0 | 0 | 0 | 0 | 0 | 0 | 0 | 0 | 0 | 0
| IND-Lighting-7P_V2 | M_Input | Council 7th Plan | 2020 | Retro | 2022 | 2045 | PSE | Industrial | Wood - Other | Electric | Per Region | NA | NA | Wood - Other Motors: Rewind 201-500 HP | Wood - Other Motors: Rewind 201-500 HP | 0 | 10 | 0 | 0 | I-All-Other-Shift3-All-All-S | 0 | 0 | 0 | 0 | 0 | 0 | 0 | 0 | 0 | 0 | 0 | 0 | Comm Flat | Motors: Rewind 201-500 HP | Motors: Rewind 201-500 HP | IndShift3 | 0.01266% | 100% | 0% | 1 | 1 | 100% | 10% | 85% | 6.8% | 0.2% | 0 | 0 | 0 | 0 | 0 | 0 | 0 | 0 | 0 |  | 0 | 0 | 0 | 01. ($9,999.000) to $0.028 | 1 | 0 | 01. ($9,999.00) to $0.22 | 1 | 0.085 | 0.085 | 0.085 | 0.085 | 0.085 | 0.085 | 0.085 | 0.085 | 0.085 | 0.085 | 0 | 0 | 0 | 0 | 0 | 0 | 0 | 0 | 0 | 0 | 0 | 0 | 0 | 0 | 0 | 0 | 0 | 0 | 0 | 0 | 0 | 0 | 0 | 0 | 0 | 0 | 0 | 0 | 0 | 0 | 0 | 0 | 0 | 0 | 0 | 0 | 0 | 0 | 0 | 0 | 0 | 0 | 0 | 0 | 0 | 0 | 0 | 0 | 0 | 0 | 0 | 0 | 0 | 0 | 0 | 0 | 0 | 0 | 0 | 0 | 0 | 0 | 0 | 0 | 0 | 0 | 0 | 0 | 0 | 0 | 0 | 0 | 0 | 0 | 0 | 0 | 0 | 0 | 0 | 0 | 0 | 0 | 0 | 0 | 0 | 0 | 0 | 0 | 0 | 0 | 0 | 0 | 0 | 0 | 0 | 0 | 0 | 0 | 0 | 0 | 0 | 0 | 0 | 0 | 0 | 0 | 0 | 0 | 0 | 0 | 0 | 0 | 0 | 0 | 0 | 0 | 0 | 0 | 0 | 0 | 0 | 0 | 0 | 0 | 0 | 0 | 0 | 0 | 0 | 0 | 0 | 0 | 0 | 0 | 0 | 0 | 0 | 0 | 0 | 0 | 0 | 0 | 0 | 0 | 0 | 0 | 0 | 0 | 0 | 0 | 0 | 0 | 0 | 0 | 0 | 0 | 0 | 0 | 0 | 0 | 0 | 0 | 0 | 0 | 0 | 0 | 0 | 0 | 0 | 0 | 0 | 0 | 0 | 0 | 0 | 0 | 0 | 0 | 0 | 0 | 0 | 0 | 0 | 0 | 0 | 0 | 0 | 0 | 0 | 0 | 0 | 0 | 0 | 0.01296% | 0 | 0 | 0 | 0 | 0 | 0 | 0 | 0 | 0 | 0 | 0 | 0 | 0 | 0 | 0 | 0 | 0 | 0 | 0 | 0 | 0 | 0 | 0 | 0
| IND-Lighting-7P_V2 | M_Input | Council 7th Plan | 2020 | Retro | 2022 | 2045 | PSE | Industrial | Wood - Other | Electric | Per Region | NA | NA | Wood - Other Motors: Rewind 501-5000 HP | Wood - Other Motors: Rewind 501-5000 HP | 0 | 10 | 0 | 0 | I-All-Other-Shift3-All-All-S | 0 | 0 | 0 | 0 | 0 | 0 | 0 | 0 | 0 | 0 | 0 | 0 | Comm Flat | Motors: Rewind 501-5000 HP | Motors: Rewind 501-5000 HP | IndShift3 | 0.01266% | 100% | 0% | 1 | 1 | 100% | 10% | 85% | 6.8% | 0.2% | 0 | 0 | 0 | 0 | 0 | 0 | 0 | 0 | 0 |  | 0 | 0 | 0 | 01. ($9,999.000) to $0.028 | 1 | 0 | 01. ($9,999.00) to $0.22 | 1 | 0.085 | 0.085 | 0.085 | 0.085 | 0.085 | 0.085 | 0.085 | 0.085 | 0.085 | 0.085 | 0 | 0 | 0 | 0 | 0 | 0 | 0 | 0 | 0 | 0 | 0 | 0 | 0 | 0 | 0 | 0 | 0 | 0 | 0 | 0 | 0 | 0 | 0 | 0 | 0 | 0 | 0 | 0 | 0 | 0 | 0 | 0 | 0 | 0 | 0 | 0 | 0 | 0 | 0 | 0 | 0 | 0 | 0 | 0 | 0 | 0 | 0 | 0 | 0 | 0 | 0 | 0 | 0 | 0 | 0 | 0 | 0 | 0 | 0 | 0 | 0 | 0 | 0 | 0 | 0 | 0 | 0 | 0 | 0 | 0 | 0 | 0 | 0 | 0 | 0 | 0 | 0 | 0 | 0 | 0 | 0 | 0 | 0 | 0 | 0 | 0 | 0 | 0 | 0 | 0 | 0 | 0 | 0 | 0 | 0 | 0 | 0 | 0 | 0 | 0 | 0 | 0 | 0 | 0 | 0 | 0 | 0 | 0 | 0 | 0 | 0 | 0 | 0 | 0 | 0 | 0 | 0 | 0 | 0 | 0 | 0 | 0 | 0 | 0 | 0 | 0 | 0 | 0 | 0 | 0 | 0 | 0 | 0 | 0 | 0 | 0 | 0 | 0 | 0 | 0 | 0 | 0 | 0 | 0 | 0 | 0 | 0 | 0 | 0 | 0 | 0 | 0 | 0 | 0 | 0 | 0 | 0 | 0 | 0 | 0 | 0 | 0 | 0 | 0 | 0 | 0 | 0 | 0 | 0 | 0 | 0 | 0 | 0 | 0 | 0 | 0 | 0 | 0 | 0 | 0 | 0 | 0 | 0 | 0 | 0 | 0 | 0 | 0 | 0 | 0 | 0 | 0 | 0 | 0.01296% | 0 | 0 | 0 | 0 | 0 | 0 | 0 | 0 | 0 | 0 | 0 | 0 | 0 | 0 | 0 | 0 | 0 | 0 | 0 | 0 | 0 | 0 | 0 | 0
| IND-Lighting-7P_V2 | M_Input | Council 7th Plan | 2020 | Retro | 2022 | 2045 | PSE | Industrial | Wood - Other | Electric | Per Region | NA | NA | Wood - Other Efficient Centrifugal Fan | Wood - Other Efficient Centrifugal Fan | 6475.4041 | 10 | 1470.4384 | 0 | I-SIC26-Proc-All-All-All-E | 0 | 0 | 0 | 0 | 0 | 0 | 0 | 0 | 0 | 0 | 0 | 0 | Comm Flat | Efficient Centrifugal Fan | Efficient Centrifugal Fan | SIC26 | 0.01095% | 100% | 0% | 1 | 1 | 100% | 10% | 85% | 6.8% | 0.2% | 3027.3879 | 104.3534 | 313.1741 | 2434.2673 | 0 | 0 | 0 | 2310.8275 | 0 |  | 0.03057 | 0 | 0.03057 | 02. $0.028 to $0.055 | 1 | 0 | 01. ($9,999.00) to $0.22 | 1 | 0.085 | 0.085 | 0.085 | 0.085 | 0.085 | 0.085 | 0.085 | 0.085 | 0.085 | 0.085 | 0 | 0 | 0 | 0 | 0 | 0 | 0 | 0 | 0 | 0 | 0 | 0 | 0 | 0 | 550.4093 | 560.3298 | 561.824 | 555.6975 | 552.263 | 549.7731 | 549.9816 | 546.1792 | 545.4601 | 544.0724 | 0 | 0 | 0 | 0 | 0 | 0 | 0 | 0 | 0 | 0 | 0 | 0 | 0 | 0 | 5515.9899 | 550.4093 | 1110.7391 | 1672.5631 | 2228.2606 | 2780.5235 | 3330.2967 | 3880.2783 | 4426.4574 | 4971.9176 | 5515.9899 | 5515.9899 | 5515.9899 | 5515.9899 | 5515.9899 | 5515.9899 | 5515.9899 | 5515.9899 | 5515.9899 | 5515.9899 | 5515.9899 | 5515.9899 | 5515.9899 | 5515.9899 | 5515.9899 | 0 | 0 | 0 | 0 | 0 | 0 | 0 | 0 | 0 | 0 | 0 | 0 | 0 | 0 | 0 | 0 | 0 | 0 | 0 | 0 | 0 | 0 | 0 | 0 | 0 | 0 | 0 | 0 | 0 | 0 | 0 | 0 | 0 | 0 | 0 | 0 | 0 | 0 | 0 | 0 | 0 | 0 | 0 | 0 | 0 | 0 | 0 | 0 | 0 | 0 | 0 | 0 | 0 | 0 | 0 | 0 | 0 | 0 | 0 | 0 | 0 | 0.060257 | 0.1216 | 0.18311 | 0.24394 | 0.3044 | 0.36459 | 0.4248 | 0.4846 | 0.54431 | 0.60387 | 0.60387 | 0.60387 | 0.60387 | 0.60387 | 0.60387 | 0.60387 | 0.60387 | 0.60387 | 0.60387 | 0.60387 | 0.60387 | 0.60387 | 0.60387 | 0.60387 | 196.4203 | 199.9606 | 200.4938 | 198.3075 | 197.0818 | 196.1933 | 196.2677 | 194.9107 | 194.6542 | 194.1589 | 0 | 0 | 0 | 0 | 0 | 0 | 0 | 0 | 0 | 0 | 0 | 0 | 0 | 0 | 1968.4488 | 0 | 0 | 0 | 0 | 0 | 0 | 0 | 0 | 0 | 0 | 0 | 0 | 0 | 0 | 0 | 0 | 0 | 0 | 0 | 0 | 0.01124% | 0.061847 | 0.12481 | 0.18794 | 0.25038 | 0.31244 | 0.37421 | 0.43601 | 0.49738 | 0.55868 | 0.61981 | 0.61981 | 0.61981 | 0.61981 | 0.61981 | 0.61981 | 0.61981 | 0.61981 | 0.61981 | 0.61981 | 0.61981 | 0.61981 | 0.61981 | 0.61981 | 0.61981
| IND-Lighting-7P_V2 | M_Input | Council 7th Plan | 2020 | Retro | 2022 | 2045 | PSE | Industrial | Wood - Other | Electric | Per Region | NA | NA | Wood - Other Fan Energy Management | Wood - Other Fan Energy Management | 8231.3441 | 10 | 0 | 308.4144 | I-SIC20-Proc-All-All-All-E | 0 | 0 | 0 | 0 | 0 | 0 | 0 | 0 | 0 | 0 | 0 | 0 | Comm Flat | Fan Energy Management | Fan Energy Management | SIC20 | 0.01146% | 100% | 0% | 1 | 1 | 100% | 10% | 85% | 6.8% | 0.2% | 3848.3268 | 138.8602 | 398.7187 | 0 | 0 | 0 | 0 | 3062.7031 | 0 |  | 0.031874 | 0 | 0.031874 | 02. $0.028 to $0.055 | 1 | 0 | 01. ($9,999.00) to $0.22 | 1 | 0.085 | 0.085 | 0.085 | 0.085 | 0.085 | 0.085 | 0.085 | 0.085 | 0.085 | 0.085 | 0 | 0 | 0 | 0 | 0 | 0 | 0 | 0 | 0 | 0 | 0 | 0 | 0 | 0 | 699.6642 | 712.2748 | 714.1742 | 706.3864 | 702.0205 | 698.8555 | 699.1205 | 694.287 | 693.373 | 691.6089 | 0 | 0 | 0 | 0 | 0 | 0 | 0 | 0 | 0 | 0 | 0 | 0 | 0 | 0 | 7011.7649 | 699.6642 | 1411.939 | 2126.1132 | 2832.4996 | 3534.5201 | 4233.3756 | 4932.4961 | 5626.7831 | 6320.156 | 7011.7649 | 7011.7649 | 7011.7649 | 7011.7649 | 7011.7649 | 7011.7649 | 7011.7649 | 7011.7649 | 7011.7649 | 7011.7649 | 7011.7649 | 7011.7649 | 7011.7649 | 7011.7649 | 7011.7649 | 0 | 0 | 0 | 0 | 0 | 0 | 0 | 0 | 0 | 0 | 0 | 0 | 0 | 0 | 0 | 0 | 0 | 0 | 0 | 0 | 0 | 0 | 0 | 0 | 0 | 0 | 0 | 0 | 0 | 0 | 0 | 0 | 0 | 0 | 0 | 0 | 0 | 0 | 0 | 0 | 0 | 0 | 0 | 0 | 0 | 0 | 0 | 0 | 0 | 0 | 0 | 0 | 0 | 0 | 0 | 0 | 0 | 0 | 0 | 0 | 0 | 0.080183 | 0.16181 | 0.24366 | 0.32461 | 0.40506 | 0.48515 | 0.56527 | 0.64484 | 0.7243 | 0.80356 | 0.80356 | 0.80356 | 0.80356 | 0.80356 | 0.80356 | 0.80356 | 0.80356 | 0.80356 | 0.80356 | 0.80356 | 0.80356 | 0.80356 | 0.80356 | 0.80356 | 260.3298 | 265.0219 | 265.7286 | 262.8309 | 261.2065 | 260.0289 | 260.1274 | 258.329 | 257.9889 | 257.3325 | 0 | 0 | 0 | 0 | 0 | 0 | 0 | 0 | 0 | 0 | 0 | 0 | 0 | 0 | 2608.9244 | 0 | 0 | 0 | 0 | 0 | 0 | 0 | 0 | 0 | 0 | 0 | 0 | 0 | 0 | 0 | 0 | 0 | 0 | 0 | 0 | 0.01326% | 0.092773 | 0.18722 | 0.28192 | 0.37558 | 0.46866 | 0.56133 | 0.65403 | 0.74609 | 0.83803 | 0.92974 | 0.92974 | 0.92974 | 0.92974 | 0.92974 | 0.92974 | 0.92974 | 0.92974 | 0.92974 | 0.92974 | 0.92974 | 0.92974 | 0.92974 | 0.92974 | 0.92974
| IND-Lighting-7P_V2 | M_Input | Council 7th Plan | 2020 | Retro | 2022 | 2045 | PSE | Industrial | Wood - Other | Electric | Per Region | NA | NA | Wood - Other Fan Equipment Upgrade | Wood - Other Fan Equipment Upgrade | 24572.9831 | 10 | 2680.3992 | 920.7078 | I-All-Other-Shift3-All-All-S | 0 | 0 | 0 | 0 | 0 | 0 | 0 | 0 | 0 | 0 | 0 | 0 | Comm Flat | Fan Equipment Upgrade | Fan Equipment Upgrade | IndShift3 | 0.01266% | 100% | 0% | 1 | 1 | 100% | 10% | 85% | 6.8% | 0.2% | 11488.3875 | 457.9269 | 1194.6314 | 4437.3216 | 0 | 0 | 0 | 14068.744 | 0 |  | 0.049045 | 0 | 0.049045 | 02. $0.028 to $0.055 | 1 | 0 | 01. ($9,999.00) to $0.22 | 1 | 0.085 | 0.085 | 0.085 | 0.085 | 0.085 | 0.085 | 0.085 | 0.085 | 0.085 | 0.085 | 0 | 0 | 0 | 0 | 0 | 0 | 0 | 0 | 0 | 0 | 0 | 0 | 0 | 0 | 2088.7036 | 2126.3497 | 2132.0199 | 2108.7711 | 2095.7377 | 2086.2893 | 2087.0803 | 2072.6508 | 2069.9222 | 2064.6559 | 0 | 0 | 0 | 0 | 0 | 0 | 0 | 0 | 0 | 0 | 0 | 0 | 0 | 0 | 20932.1805 | 2088.7036 | 4215.0533 | 6347.0732 | 8455.8443 | 10551.582 | 12637.8713 | 14724.9516 | 16797.6024 | 18867.5246 | 20932.1805 | 20932.1805 | 20932.1805 | 20932.1805 | 20932.1805 | 20932.1805 | 20932.1805 | 20932.1805 | 20932.1805 | 20932.1805 | 20932.1805 | 20932.1805 | 20932.1805 | 20932.1805 | 20932.1805 | 0 | 0 | 0 | 0 | 0 | 0 | 0 | 0 | 0 | 0 | 0 | 0 | 0 | 0 | 0 | 0 | 0 | 0 | 0 | 0 | 0 | 0 | 0 | 0 | 0 | 0 | 0 | 0 | 0 | 0 | 0 | 0 | 0 | 0 | 0 | 0 | 0 | 0 | 0 | 0 | 0 | 0 | 0 | 0 | 0 | 0 | 0 | 0 | 0 | 0 | 0 | 0 | 0 | 0 | 0 | 0 | 0 | 0 | 0 | 0 | 0 | 0.26442 | 0.53361 | 0.80352 | 1.0705 | 1.3358 | 1.5999 | 1.8641 | 2.1265 | 2.3886 | 2.6499 | 2.6499 | 2.6499 | 2.6499 | 2.6499 | 2.6499 | 2.6499 | 2.6499 | 2.6499 | 2.6499 | 2.6499 | 2.6499 | 2.6499 | 2.6499 | 2.6499 | 1195.8432 | 1217.3968 | 1220.6431 | 1207.3325 | 1199.8705 | 1194.461 | 1194.9139 | 1186.6526 | 1185.0904 | 1182.0753 | 0 | 0 | 0 | 0 | 0 | 0 | 0 | 0 | 0 | 0 | 0 | 0 | 0 | 0 | 11984.2792 | 0 | 0 | 0 | 0 | 0 | 0 | 0 | 0 | 0 | 0 | 0 | 0 | 0 | 0 | 0 | 0 | 0 | 0 | 0 | 0 | 0.01296% | 0.27064 | 0.54615 | 0.8224 | 1.0956 | 1.3672 | 1.6375 | 1.9079 | 2.1765 | 2.4447 | 2.7122 | 2.7122 | 2.7122 | 2.7122 | 2.7122 | 2.7122 | 2.7122 | 2.7122 | 2.7122 | 2.7122 | 2.7122 | 2.7122 | 2.7122 | 2.7122 | 2.7122
| IND-Lighting-7P_V2 | M_Input | Council 7th Plan | 2020 | Retro | 2022 | 2045 | PSE | Industrial | Wood - Other | Electric | Per Region | NA | NA | Wood - Other Fan System Optimization | Wood - Other Fan System Optimization | 44788.1957 | 10 | 6839.6394 | 2013.7647 | I-SIC24-Proc-All-All-All-E | 2181.5785 | 0 | 0 | 0 | 0 | 0 | 0 | 0 | 0 | 0 | 0 | 0 | Comm Flat | Fan System Optimization | Fan System Optimization | SIC24 | 0.01335% | 100% | 0% | 1 | 1 | 100% | 10% | 85% | 6.8% | 0.2% | 20939.4255 | 880.2598 | 2181.9685 | 11322.8207 | 0 | 0 | 0 | 7669.5433 | 0 |  | 0.014669 | 0 | 0.014669 | 01. ($9,999.000) to $0.028 | 1 | 0 | 01. ($9,999.00) to $0.22 | 1 | 0.085 | 0.085 | 0.085 | 0.085 | 0.085 | 0.085 | 0.085 | 0.085 | 0.085 | 0.085 | 0 | 0 | 0 | 0 | 0 | 0 | 0 | 0 | 0 | 0 | 0 | 0 | 0 | 0 | 3806.9966 | 3875.6128 | 3885.9477 | 3843.5729 | 3819.8175 | 3802.5962 | 3804.038 | 3777.7379 | 3772.7647 | 3763.1659 | 0 | 0 | 0 | 0 | 0 | 0 | 0 | 0 | 0 | 0 | 0 | 0 | 0 | 0 | 38152.2502 | 3806.9966 | 7682.6094 | 11568.5571 | 15412.13 | 19231.9476 | 23034.5437 | 26838.5818 | 30616.3196 | 34389.0843 | 38152.2502 | 38152.2502 | 38152.2502 | 38152.2502 | 38152.2502 | 38152.2502 | 38152.2502 | 38152.2502 | 38152.2502 | 38152.2502 | 38152.2502 | 38152.2502 | 38152.2502 | 38152.2502 | 38152.2502 | 0 | 0 | 0 | 0 | 0 | 0 | 0 | 0 | 0 | 0 | 0 | 0 | 0 | 0 | 0 | 0 | 0 | 0 | 0 | 0 | 0 | 0 | 0 | 0 | 0 | 0 | 0 | 0 | 0 | 0 | 0 | 0 | 0 | 0 | 0 | 0 | 0 | 0 | 0 | 0 | 0 | 0 | 0 | 0 | 0 | 0 | 0 | 0 | 0 | 0 | 0 | 0 | 0 | 0 | 0 | 0 | 0 | 0 | 0 | 0 | 0 | 0.50829 | 1.0257 | 1.5446 | 2.0578 | 2.5678 | 3.0755 | 3.5834 | 4.0877 | 4.5915 | 5.0939 | 5.0939 | 5.0939 | 5.0939 | 5.0939 | 5.0939 | 5.0939 | 5.0939 | 5.0939 | 5.0939 | 5.0939 | 5.0939 | 5.0939 | 5.0939 | 5.0939 | 651.9112 | 663.661 | 665.4308 | 658.1745 | 654.1066 | 651.1576 | 651.4045 | 646.9009 | 646.0493 | 644.4056 | 0 | 0 | 0 | 0 | 0 | 0 | 0 | 0 | 0 | 0 | 0 | 0 | 0 | 0 | 6533.2021 | 0 | 0 | 0 | 0 | 0 | 0 | 0 | 0 | 0 | 0 | 0 | 0 | 0 | 0 | 0 | 0 | 0 | 0 | 0 | 0 | 0.01209% | 0.46026 | 0.92881 | 1.3986 | 1.8633 | 2.3251 | 2.7848 | 3.2447 | 3.7015 | 4.1576 | 4.6125 | 4.6125 | 4.6125 | 4.6125 | 4.6125 | 4.6125 | 4.6125 | 4.6125 | 4.6125 | 4.6125 | 4.6125 | 4.6125 | 4.6125 | 4.6125 | 4.6125
| IND-Lighting-7P_V2 | M_Input | Council 7th Plan | 2020 | Retro | 2022 | 2045 | PSE | Industrial | Wood - Other | Electric | Per Region | NA | NA | Wood - Other Pump Energy Management | Wood - Other Pump Energy Management | 0 | 10 | 0 | 0 | I-SIC26-Proc-All-All-All-E | 0 | 0 | 0 | 0 | 0 | 0 | 0 | 0 | 0 | 0 | 0 | 0 | Comm Flat | Pump Energy Management | Pump Energy Management | IndShift3 | 0.01266% | 100% | 0% | 1 | 1 | 100% | 10% | 85% | 6.8% | 0.2% | 0 | 0 | 0 | 0 | 0 | 0 | 0 | 0 | 0 |  | 0 | 0 | 0 | 01. ($9,999.000) to $0.028 | 1 | 0 | 01. ($9,999.00) to $0.22 | 1 | 0.085 | 0.085 | 0.085 | 0.085 | 0.085 | 0.085 | 0.085 | 0.085 | 0.085 | 0.085 | 0 | 0 | 0 | 0 | 0 | 0 | 0 | 0 | 0 | 0 | 0 | 0 | 0 | 0 | 0 | 0 | 0 | 0 | 0 | 0 | 0 | 0 | 0 | 0 | 0 | 0 | 0 | 0 | 0 | 0 | 0 | 0 | 0 | 0 | 0 | 0 | 0 | 0 | 0 | 0 | 0 | 0 | 0 | 0 | 0 | 0 | 0 | 0 | 0 | 0 | 0 | 0 | 0 | 0 | 0 | 0 | 0 | 0 | 0 | 0 | 0 | 0 | 0 | 0 | 0 | 0 | 0 | 0 | 0 | 0 | 0 | 0 | 0 | 0 | 0 | 0 | 0 | 0 | 0 | 0 | 0 | 0 | 0 | 0 | 0 | 0 | 0 | 0 | 0 | 0 | 0 | 0 | 0 | 0 | 0 | 0 | 0 | 0 | 0 | 0 | 0 | 0 | 0 | 0 | 0 | 0 | 0 | 0 | 0 | 0 | 0 | 0 | 0 | 0 | 0 | 0 | 0 | 0 | 0 | 0 | 0 | 0 | 0 | 0 | 0 | 0 | 0 | 0 | 0 | 0 | 0 | 0 | 0 | 0 | 0 | 0 | 0 | 0 | 0 | 0 | 0 | 0 | 0 | 0 | 0 | 0 | 0 | 0 | 0 | 0 | 0 | 0 | 0 | 0 | 0 | 0 | 0 | 0 | 0 | 0 | 0 | 0 | 0 | 0 | 0 | 0 | 0 | 0 | 0 | 0 | 0 | 0 | 0 | 0 | 0 | 0 | 0 | 0 | 0 | 0 | 0 | 0 | 0 | 0 | 0 | 0 | 0 | 0 | 0 | 0 | 0 | 0 | 0 | 0.01296% | 0 | 0 | 0 | 0 | 0 | 0 | 0 | 0 | 0 | 0 | 0 | 0 | 0 | 0 | 0 | 0 | 0 | 0 | 0 | 0 | 0 | 0 | 0 | 0
| IND-Lighting-7P_V2 | M_Input | Council 7th Plan | 2020 | Retro | 2022 | 2045 | PSE | Industrial | Wood - Other | Electric | Per Region | NA | NA | Wood - Other Pump Equipment Upgrade | Wood - Other Pump Equipment Upgrade | 0 | 10 | 0 | 0 | I-SIC26-Proc-All-All-All-E | 0 | 0 | 0 | 0 | 0 | 0 | 0 | 0 | 0 | 0 | 0 | 0 | Comm Flat | Pump Equipment Upgrade | Pump Equipment Upgrade | SIC26 | 0.01095% | 100% | 0% | 1 | 1 | 100% | 10% | 85% | 6.8% | 0.2% | 0 | 0 | 0 | 0 | 0 | 0 | 0 | 0 | 0 |  | 0 | 0 | 0 | 01. ($9,999.000) to $0.028 | 1 | 0 | 01. ($9,999.00) to $0.22 | 1 | 0.085 | 0.085 | 0.085 | 0.085 | 0.085 | 0.085 | 0.085 | 0.085 | 0.085 | 0.085 | 0 | 0 | 0 | 0 | 0 | 0 | 0 | 0 | 0 | 0 | 0 | 0 | 0 | 0 | 0 | 0 | 0 | 0 | 0 | 0 | 0 | 0 | 0 | 0 | 0 | 0 | 0 | 0 | 0 | 0 | 0 | 0 | 0 | 0 | 0 | 0 | 0 | 0 | 0 | 0 | 0 | 0 | 0 | 0 | 0 | 0 | 0 | 0 | 0 | 0 | 0 | 0 | 0 | 0 | 0 | 0 | 0 | 0 | 0 | 0 | 0 | 0 | 0 | 0 | 0 | 0 | 0 | 0 | 0 | 0 | 0 | 0 | 0 | 0 | 0 | 0 | 0 | 0 | 0 | 0 | 0 | 0 | 0 | 0 | 0 | 0 | 0 | 0 | 0 | 0 | 0 | 0 | 0 | 0 | 0 | 0 | 0 | 0 | 0 | 0 | 0 | 0 | 0 | 0 | 0 | 0 | 0 | 0 | 0 | 0 | 0 | 0 | 0 | 0 | 0 | 0 | 0 | 0 | 0 | 0 | 0 | 0 | 0 | 0 | 0 | 0 | 0 | 0 | 0 | 0 | 0 | 0 | 0 | 0 | 0 | 0 | 0 | 0 | 0 | 0 | 0 | 0 | 0 | 0 | 0 | 0 | 0 | 0 | 0 | 0 | 0 | 0 | 0 | 0 | 0 | 0 | 0 | 0 | 0 | 0 | 0 | 0 | 0 | 0 | 0 | 0 | 0 | 0 | 0 | 0 | 0 | 0 | 0 | 0 | 0 | 0 | 0 | 0 | 0 | 0 | 0 | 0 | 0 | 0 | 0 | 0 | 0 | 0 | 0 | 0 | 0 | 0 | 0 | 0.01124% | 0 | 0 | 0 | 0 | 0 | 0 | 0 | 0 | 0 | 0 | 0 | 0 | 0 | 0 | 0 | 0 | 0 | 0 | 0 | 0 | 0 | 0 | 0 | 0
| IND-Lighting-7P_V2 | M_Input | Council 7th Plan | 2020 | Retro | 2022 | 2045 | PSE | Industrial | Wood - Other | Electric | Per Region | NA | NA | Wood - Other Pump System Optimization | Wood - Other Pump System Optimization | 0 | 12 | 0 | 0 | I-SIC20-Proc-All-All-All-E | 0 | 0 | 0 | 0 | 0 | 0 | 0 | 0 | 0 | 0 | 0 | 0 | Comm Flat | Pump System Optimization | Pump System Optimization | SIC20 | 0.01146% | 100% | 0% | 1 | 1 | 100% | 8.333% | 85% | 6.8% | 0.2% | 0 | 0 | 0 | 0 | 0 | 0 | 0 | 0 | 0 |  | 0 | 0 | 0 | 01. ($9,999.000) to $0.028 | 1 | 0 | 01. ($9,999.00) to $0.22 | 1 | 0.085 | 0.085 | 0.085 | 0.085 | 0.085 | 0.085 | 0.085 | 0.085 | 0.085 | 0.085 | 0 | 0 | 0 | 0 | 0 | 0 | 0 | 0 | 0 | 0 | 0 | 0 | 0 | 0 | 0 | 0 | 0 | 0 | 0 | 0 | 0 | 0 | 0 | 0 | 0 | 0 | 0 | 0 | 0 | 0 | 0 | 0 | 0 | 0 | 0 | 0 | 0 | 0 | 0 | 0 | 0 | 0 | 0 | 0 | 0 | 0 | 0 | 0 | 0 | 0 | 0 | 0 | 0 | 0 | 0 | 0 | 0 | 0 | 0 | 0 | 0 | 0 | 0 | 0 | 0 | 0 | 0 | 0 | 0 | 0 | 0 | 0 | 0 | 0 | 0 | 0 | 0 | 0 | 0 | 0 | 0 | 0 | 0 | 0 | 0 | 0 | 0 | 0 | 0 | 0 | 0 | 0 | 0 | 0 | 0 | 0 | 0 | 0 | 0 | 0 | 0 | 0 | 0 | 0 | 0 | 0 | 0 | 0 | 0 | 0 | 0 | 0 | 0 | 0 | 0 | 0 | 0 | 0 | 0 | 0 | 0 | 0 | 0 | 0 | 0 | 0 | 0 | 0 | 0 | 0 | 0 | 0 | 0 | 0 | 0 | 0 | 0 | 0 | 0 | 0 | 0 | 0 | 0 | 0 | 0 | 0 | 0 | 0 | 0 | 0 | 0 | 0 | 0 | 0 | 0 | 0 | 0 | 0 | 0 | 0 | 0 | 0 | 0 | 0 | 0 | 0 | 0 | 0 | 0 | 0 | 0 | 0 | 0 | 0 | 0 | 0 | 0 | 0 | 0 | 0 | 0 | 0 | 0 | 0 | 0 | 0 | 0 | 0 | 0 | 0 | 0 | 0 | 0 | 0.01326% | 0 | 0 | 0 | 0 | 0 | 0 | 0 | 0 | 0 | 0 | 0 | 0 | 0 | 0 | 0 | 0 | 0 | 0 | 0 | 0 | 0 | 0 | 0 | 0
| IND-Lighting-7P_V2 | M_Input | Council 7th Plan | 2020 | Retro | 2022 | 2045 | PSE | Industrial | Wood - Other | Electric | Per Region | NA | NA | Wood - Other Transformers-Retrofit | Wood - Other Transformers-Retrofit | 0 | 10 | 0 | 0 | I-All-Other-Shift3-All-All-S | 0 | 0 | 0 | 0 | 0 | 0 | 0 | 0 | 0 | 0 | 0 | 0 | Comm Flat | Transformers-Retrofit | Transformers-Retrofit | IndShift3 | 0.01266% | 100% | 0% | 1 | 1 | 100% | 10% | 85% | 6.8% | 0.2% | 0 | 0 | 0 | 0 | 0 | 0 | 0 | 0 | 0 |  | 0 | 0 | 0 | 01. ($9,999.000) to $0.028 | 1 | 0 | 01. ($9,999.00) to $0.22 | 1 | 0.085 | 0.085 | 0.085 | 0.085 | 0.085 | 0.085 | 0.085 | 0.085 | 0.085 | 0.085 | 0 | 0 | 0 | 0 | 0 | 0 | 0 | 0 | 0 | 0 | 0 | 0 | 0 | 0 | 0 | 0 | 0 | 0 | 0 | 0 | 0 | 0 | 0 | 0 | 0 | 0 | 0 | 0 | 0 | 0 | 0 | 0 | 0 | 0 | 0 | 0 | 0 | 0 | 0 | 0 | 0 | 0 | 0 | 0 | 0 | 0 | 0 | 0 | 0 | 0 | 0 | 0 | 0 | 0 | 0 | 0 | 0 | 0 | 0 | 0 | 0 | 0 | 0 | 0 | 0 | 0 | 0 | 0 | 0 | 0 | 0 | 0 | 0 | 0 | 0 | 0 | 0 | 0 | 0 | 0 | 0 | 0 | 0 | 0 | 0 | 0 | 0 | 0 | 0 | 0 | 0 | 0 | 0 | 0 | 0 | 0 | 0 | 0 | 0 | 0 | 0 | 0 | 0 | 0 | 0 | 0 | 0 | 0 | 0 | 0 | 0 | 0 | 0 | 0 | 0 | 0 | 0 | 0 | 0 | 0 | 0 | 0 | 0 | 0 | 0 | 0 | 0 | 0 | 0 | 0 | 0 | 0 | 0 | 0 | 0 | 0 | 0 | 0 | 0 | 0 | 0 | 0 | 0 | 0 | 0 | 0 | 0 | 0 | 0 | 0 | 0 | 0 | 0 | 0 | 0 | 0 | 0 | 0 | 0 | 0 | 0 | 0 | 0 | 0 | 0 | 0 | 0 | 0 | 0 | 0 | 0 | 0 | 0 | 0 | 0 | 0 | 0 | 0 | 0 | 0 | 0 | 0 | 0 | 0 | 0 | 0 | 0 | 0 | 0 | 0 | 0 | 0 | 0 | 0.01296% | 0 | 0 | 0 | 0 | 0 | 0 | 0 | 0 | 0 | 0 | 0 | 0 | 0 | 0 | 0 | 0 | 0 | 0 | 0 | 0 | 0 | 0 | 0 | 0
| IND-Lighting-7P_V2 | M_Input | Council 7th Plan | 2020 | Retro | 2022 | 2045 | PSE | Industrial | Wood - Other | Electric | Per Region | NA | NA | Wood - Other Transformers-New | Wood - Other Transformers-New | 0 | 32 | 0 | 0 | I-All-Other-Shift3-All-All-S | 0 | 0 | 0 | 0 | 0 | 0 | 0 | 0 | 0 | 0 | 0 | 0 | Comm Flat | Transformers-New | Transformers-New | IndShift3 | 0.01266% | 100% | 0% | 1 | 1 | 100% | 3.125% | 85% | 6.8% | 0.2% | 0 | 0 | 0 | 0 | 0 | 0 | 0 | 0 | 0 |  | 0 | 0 | 0 | 01. ($9,999.000) to $0.028 | 1 | 0 | 01. ($9,999.00) to $0.22 | 1 | 0.085 | 0.085 | 0.085 | 0.085 | 0.085 | 0.085 | 0.085 | 0.085 | 0.085 | 0.085 | 0 | 0 | 0 | 0 | 0 | 0 | 0 | 0 | 0 | 0 | 0 | 0 | 0 | 0 | 0 | 0 | 0 | 0 | 0 | 0 | 0 | 0 | 0 | 0 | 0 | 0 | 0 | 0 | 0 | 0 | 0 | 0 | 0 | 0 | 0 | 0 | 0 | 0 | 0 | 0 | 0 | 0 | 0 | 0 | 0 | 0 | 0 | 0 | 0 | 0 | 0 | 0 | 0 | 0 | 0 | 0 | 0 | 0 | 0 | 0 | 0 | 0 | 0 | 0 | 0 | 0 | 0 | 0 | 0 | 0 | 0 | 0 | 0 | 0 | 0 | 0 | 0 | 0 | 0 | 0 | 0 | 0 | 0 | 0 | 0 | 0 | 0 | 0 | 0 | 0 | 0 | 0 | 0 | 0 | 0 | 0 | 0 | 0 | 0 | 0 | 0 | 0 | 0 | 0 | 0 | 0 | 0 | 0 | 0 | 0 | 0 | 0 | 0 | 0 | 0 | 0 | 0 | 0 | 0 | 0 | 0 | 0 | 0 | 0 | 0 | 0 | 0 | 0 | 0 | 0 | 0 | 0 | 0 | 0 | 0 | 0 | 0 | 0 | 0 | 0 | 0 | 0 | 0 | 0 | 0 | 0 | 0 | 0 | 0 | 0 | 0 | 0 | 0 | 0 | 0 | 0 | 0 | 0 | 0 | 0 | 0 | 0 | 0 | 0 | 0 | 0 | 0 | 0 | 0 | 0 | 0 | 0 | 0 | 0 | 0 | 0 | 0 | 0 | 0 | 0 | 0 | 0 | 0 | 0 | 0 | 0 | 0 | 0 | 0 | 0 | 0 | 0 | 0 | 0.01296% | 0 | 0 | 0 | 0 | 0 | 0 | 0 | 0 | 0 | 0 | 0 | 0 | 0 | 0 | 0 | 0 | 0 | 0 | 0 | 0 | 0 | 0 | 0 | 0
| IND-Lighting-7P_V2 | M_Input | Council 7th Plan | 2020 | Retro | 2022 | 2045 | PSE | Industrial | Wood - Other | Electric | Per Region | NA | NA | Wood - Other Synchronous Belts | Wood - Other Synchronous Belts | 0 | 10 | 0 | 0 | I-All-Other-Shift3-All-All-S | 0 | 0 | 0 | 0 | 0 | 0 | 0 | 0 | 0 | 0 | 0 | 0 | Comm Flat | Synchronous Belts | Synchronous Belts | IndShift3 | 0.01266% | 100% | 0% | 1 | 1 | 100% | 10% | 85% | 6.8% | 0.2% | 0 | 0 | 0 | 0 | 0 | 0 | 0 | 0 | 0 |  | 0 | 0 | 0 | 01. ($9,999.000) to $0.028 | 1 | 0 | 01. ($9,999.00) to $0.22 | 1 | 0.085 | 0.085 | 0.085 | 0.085 | 0.085 | 0.085 | 0.085 | 0.085 | 0.085 | 0.085 | 0 | 0 | 0 | 0 | 0 | 0 | 0 | 0 | 0 | 0 | 0 | 0 | 0 | 0 | 0 | 0 | 0 | 0 | 0 | 0 | 0 | 0 | 0 | 0 | 0 | 0 | 0 | 0 | 0 | 0 | 0 | 0 | 0 | 0 | 0 | 0 | 0 | 0 | 0 | 0 | 0 | 0 | 0 | 0 | 0 | 0 | 0 | 0 | 0 | 0 | 0 | 0 | 0 | 0 | 0 | 0 | 0 | 0 | 0 | 0 | 0 | 0 | 0 | 0 | 0 | 0 | 0 | 0 | 0 | 0 | 0 | 0 | 0 | 0 | 0 | 0 | 0 | 0 | 0 | 0 | 0 | 0 | 0 | 0 | 0 | 0 | 0 | 0 | 0 | 0 | 0 | 0 | 0 | 0 | 0 | 0 | 0 | 0 | 0 | 0 | 0 | 0 | 0 | 0 | 0 | 0 | 0 | 0 | 0 | 0 | 0 | 0 | 0 | 0 | 0 | 0 | 0 | 0 | 0 | 0 | 0 | 0 | 0 | 0 | 0 | 0 | 0 | 0 | 0 | 0 | 0 | 0 | 0 | 0 | 0 | 0 | 0 | 0 | 0 | 0 | 0 | 0 | 0 | 0 | 0 | 0 | 0 | 0 | 0 | 0 | 0 | 0 | 0 | 0 | 0 | 0 | 0 | 0 | 0 | 0 | 0 | 0 | 0 | 0 | 0 | 0 | 0 | 0 | 0 | 0 | 0 | 0 | 0 | 0 | 0 | 0 | 0 | 0 | 0 | 0 | 0 | 0 | 0 | 0 | 0 | 0 | 0 | 0 | 0 | 0 | 0 | 0 | 0 | 0.01296% | 0 | 0 | 0 | 0 | 0 | 0 | 0 | 0 | 0 | 0 | 0 | 0 | 0 | 0 | 0 | 0 | 0 | 0 | 0 | 0 | 0 | 0 | 0 | 0
| IND-Lighting-7P_V2 | M_Input | Council 7th Plan | 2020 | Retro | 2022 | 2045 | PSE | Industrial | Wood - Other | Electric | Per Region | NA | NA | Wood - Other Elec Chip Fab: Eliminate Exhaust | Wood - Other Elec Chip Fab: Eliminate Exhaust | 0 | 10 | 0 | 0 | I-All-Other-Shift3-All-All-S | 0 | 0 | 0 | 0 | 0 | 0 | 0 | 0 | 0 | 0 | 0 | 0 | Comm Flat | Elec Chip Fab: Eliminate Exhaust | Elec Chip Fab: Eliminate Exhaust | IndShift3 | 0.01266% | 100% | 0% | 1 | 1 | 100% | 10% | 85% | 6.8% | 0.2% | 0 | 0 | 0 | 0 | 0 | 0 | 0 | 0 | 0 |  | 0 | 0 | 0 | 01. ($9,999.000) to $0.028 | 1 | 0 | 01. ($9,999.00) to $0.22 | 1 | 0.085 | 0.085 | 0.085 | 0.085 | 0.085 | 0.085 | 0.085 | 0.085 | 0.085 | 0.085 | 0 | 0 | 0 | 0 | 0 | 0 | 0 | 0 | 0 | 0 | 0 | 0 | 0 | 0 | 0 | 0 | 0 | 0 | 0 | 0 | 0 | 0 | 0 | 0 | 0 | 0 | 0 | 0 | 0 | 0 | 0 | 0 | 0 | 0 | 0 | 0 | 0 | 0 | 0 | 0 | 0 | 0 | 0 | 0 | 0 | 0 | 0 | 0 | 0 | 0 | 0 | 0 | 0 | 0 | 0 | 0 | 0 | 0 | 0 | 0 | 0 | 0 | 0 | 0 | 0 | 0 | 0 | 0 | 0 | 0 | 0 | 0 | 0 | 0 | 0 | 0 | 0 | 0 | 0 | 0 | 0 | 0 | 0 | 0 | 0 | 0 | 0 | 0 | 0 | 0 | 0 | 0 | 0 | 0 | 0 | 0 | 0 | 0 | 0 | 0 | 0 | 0 | 0 | 0 | 0 | 0 | 0 | 0 | 0 | 0 | 0 | 0 | 0 | 0 | 0 | 0 | 0 | 0 | 0 | 0 | 0 | 0 | 0 | 0 | 0 | 0 | 0 | 0 | 0 | 0 | 0 | 0 | 0 | 0 | 0 | 0 | 0 | 0 | 0 | 0 | 0 | 0 | 0 | 0 | 0 | 0 | 0 | 0 | 0 | 0 | 0 | 0 | 0 | 0 | 0 | 0 | 0 | 0 | 0 | 0 | 0 | 0 | 0 | 0 | 0 | 0 | 0 | 0 | 0 | 0 | 0 | 0 | 0 | 0 | 0 | 0 | 0 | 0 | 0 | 0 | 0 | 0 | 0 | 0 | 0 | 0 | 0 | 0 | 0 | 0 | 0 | 0 | 0 | 0.01296% | 0 | 0 | 0 | 0 | 0 | 0 | 0 | 0 | 0 | 0 | 0 | 0 | 0 | 0 | 0 | 0 | 0 | 0 | 0 | 0 | 0 | 0 | 0 | 0
| IND-Lighting-7P_V2 | M_Input | Council 7th Plan | 2020 | Retro | 2022 | 2045 | PSE | Industrial | Wood - Other | Electric | Per Region | NA | NA | Wood - Other Elec Chip Fab: Exhaust Injector | Wood - Other Elec Chip Fab: Exhaust Injector | 0 | 10 | 0 | 0 | I-All-Other-Shift3-All-All-S | 0 | 0 | 0 | 0 | 0 | 0 | 0 | 0 | 0 | 0 | 0 | 0 | Comm Flat | Elec Chip Fab: Exhaust Injector | Elec Chip Fab: Exhaust Injector | IndShift3 | 0.01266% | 100% | 0% | 1 | 1 | 100% | 10% | 85% | 6.8% | 0.2% | 0 | 0 | 0 | 0 | 0 | 0 | 0 | 0 | 0 |  | 0 | 0 | 0 | 01. ($9,999.000) to $0.028 | 1 | 0 | 01. ($9,999.00) to $0.22 | 0 | 0.085 | 0.085 | 0.085 | 0.085 | 0.085 | 0.085 | 0.085 | 0.085 | 0.085 | 0.085 | 0 | 0 | 0 | 0 | 0 | 0 | 0 | 0 | 0 | 0 | 0 | 0 | 0 | 0 | 0 | 0 | 0 | 0 | 0 | 0 | 0 | 0 | 0 | 0 | 0 | 0 | 0 | 0 | 0 | 0 | 0 | 0 | 0 | 0 | 0 | 0 | 0 | 0 | 0 | 0 | 0 | 0 | 0 | 0 | 0 | 0 | 0 | 0 | 0 | 0 | 0 | 0 | 0 | 0 | 0 | 0 | 0 | 0 | 0 | 0 | 0 | 0 | 0 | 0 | 0 | 0 | 0 | 0 | 0 | 0 | 0 | 0 | 0 | 0 | 0 | 0 | 0 | 0 | 0 | 0 | 0 | 0 | 0 | 0 | 0 | 0 | 0 | 0 | 0 | 0 | 0 | 0 | 0 | 0 | 0 | 0 | 0 | 0 | 0 | 0 | 0 | 0 | 0 | 0 | 0 | 0 | 0 | 0 | 0 | 0 | 0 | 0 | 0 | 0 | 0 | 0 | 0 | 0 | 0 | 0 | 0 | 0 | 0 | 0 | 0 | 0 | 0 | 0 | 0 | 0 | 0 | 0 | 0 | 0 | 0 | 0 | 0 | 0 | 0 | 0 | 0 | 0 | 0 | 0 | 0 | 0 | 0 | 0 | 0 | 0 | 0 | 0 | 0 | 0 | 0 | 0 | 0 | 0 | 0 | 0 | 0 | 0 | 0 | 0 | 0 | 0 | 0 | 0 | 0 | 0 | 0 | 0 | 0 | 0 | 0 | 0 | 0 | 0 | 0 | 0 | 0 | 0 | 0 | 0 | 0 | 0 | 0 | 0 | 0 | 0 | 0 | 0 | 0 | 0.01296% | 0 | 0 | 0 | 0 | 0 | 0 | 0 | 0 | 0 | 0 | 0 | 0 | 0 | 0 | 0 | 0 | 0 | 0 | 0 | 0 | 0 | 0 | 0 | 0
| IND-Lighting-7P_V2 | M_Input | Council 7th Plan | 2020 | Retro | 2022 | 2045 | PSE | Industrial | Wood - Other | Electric | Per Region | NA | NA | Wood - Other Elec Chip Fab: Solidstate Chiller | Wood - Other Elec Chip Fab: Solidstate Chiller | 0 | 10 | 0 | 0 | I-All-Other-Shift3-All-All-S | 0 | 0 | 0 | 0 | 0 | 0 | 0 | 0 | 0 | 0 | 0 | 0 | Comm Flat | Elec Chip Fab: Solidstate Chiller | Elec Chip Fab: Solidstate Chiller | IndShift3 | 0.01266% | 100% | 0% | 1 | 1 | 100% | 10% | 85% | 6.8% | 0.2% | 0 | 0 | 0 | 0 | 0 | 0 | 0 | 0 | 0 |  | 0 | 0 | 0 | 01. ($9,999.000) to $0.028 | 1 | 0 | 01. ($9,999.00) to $0.22 | 1 | 0.085 | 0.085 | 0.085 | 0.085 | 0.085 | 0.085 | 0.085 | 0.085 | 0.085 | 0.085 | 0 | 0 | 0 | 0 | 0 | 0 | 0 | 0 | 0 | 0 | 0 | 0 | 0 | 0 | 0 | 0 | 0 | 0 | 0 | 0 | 0 | 0 | 0 | 0 | 0 | 0 | 0 | 0 | 0 | 0 | 0 | 0 | 0 | 0 | 0 | 0 | 0 | 0 | 0 | 0 | 0 | 0 | 0 | 0 | 0 | 0 | 0 | 0 | 0 | 0 | 0 | 0 | 0 | 0 | 0 | 0 | 0 | 0 | 0 | 0 | 0 | 0 | 0 | 0 | 0 | 0 | 0 | 0 | 0 | 0 | 0 | 0 | 0 | 0 | 0 | 0 | 0 | 0 | 0 | 0 | 0 | 0 | 0 | 0 | 0 | 0 | 0 | 0 | 0 | 0 | 0 | 0 | 0 | 0 | 0 | 0 | 0 | 0 | 0 | 0 | 0 | 0 | 0 | 0 | 0 | 0 | 0 | 0 | 0 | 0 | 0 | 0 | 0 | 0 | 0 | 0 | 0 | 0 | 0 | 0 | 0 | 0 | 0 | 0 | 0 | 0 | 0 | 0 | 0 | 0 | 0 | 0 | 0 | 0 | 0 | 0 | 0 | 0 | 0 | 0 | 0 | 0 | 0 | 0 | 0 | 0 | 0 | 0 | 0 | 0 | 0 | 0 | 0 | 0 | 0 | 0 | 0 | 0 | 0 | 0 | 0 | 0 | 0 | 0 | 0 | 0 | 0 | 0 | 0 | 0 | 0 | 0 | 0 | 0 | 0 | 0 | 0 | 0 | 0 | 0 | 0 | 0 | 0 | 0 | 0 | 0 | 0 | 0 | 0 | 0 | 0 | 0 | 0 | 0.01296% | 0 | 0 | 0 | 0 | 0 | 0 | 0 | 0 | 0 | 0 | 0 | 0 | 0 | 0 | 0 | 0 | 0 | 0 | 0 | 0 | 0 | 0 | 0 | 0
| IND-Lighting-7P_V2 | M_Input | Council 7th Plan | 2020 | Retro | 2022 | 2045 | PSE | Industrial | Wood - Other | Electric | Per Region | NA | NA | Wood - Other Elec Chip Fab: Reduce Gas Pressure | Wood - Other Elec Chip Fab: Reduce Gas Pressure | 0 | 10 | 0 | 0 | I-All-Other-Shift3-All-All-S | 0 | 0 | 0 | 0 | 0 | 0 | 0 | 0 | 0 | 0 | 0 | 0 | Comm Flat | Elec Chip Fab: Reduce Gas Pressure | Elec Chip Fab: Reduce Gas Pressure | IndShift3 | 0.01266% | 100% | 0% | 1 | 1 | 100% | 10% | 85% | 6.8% | 0.2% | 0 | 0 | 0 | 0 | 0 | 0 | 0 | 0 | 0 |  | 0 | 0 | 0 | 01. ($9,999.000) to $0.028 | 1 | 0 | 01. ($9,999.00) to $0.22 | 0 | 0.085 | 0.085 | 0.085 | 0.085 | 0.085 | 0.085 | 0.085 | 0.085 | 0.085 | 0.085 | 0 | 0 | 0 | 0 | 0 | 0 | 0 | 0 | 0 | 0 | 0 | 0 | 0 | 0 | 0 | 0 | 0 | 0 | 0 | 0 | 0 | 0 | 0 | 0 | 0 | 0 | 0 | 0 | 0 | 0 | 0 | 0 | 0 | 0 | 0 | 0 | 0 | 0 | 0 | 0 | 0 | 0 | 0 | 0 | 0 | 0 | 0 | 0 | 0 | 0 | 0 | 0 | 0 | 0 | 0 | 0 | 0 | 0 | 0 | 0 | 0 | 0 | 0 | 0 | 0 | 0 | 0 | 0 | 0 | 0 | 0 | 0 | 0 | 0 | 0 | 0 | 0 | 0 | 0 | 0 | 0 | 0 | 0 | 0 | 0 | 0 | 0 | 0 | 0 | 0 | 0 | 0 | 0 | 0 | 0 | 0 | 0 | 0 | 0 | 0 | 0 | 0 | 0 | 0 | 0 | 0 | 0 | 0 | 0 | 0 | 0 | 0 | 0 | 0 | 0 | 0 | 0 | 0 | 0 | 0 | 0 | 0 | 0 | 0 | 0 | 0 | 0 | 0 | 0 | 0 | 0 | 0 | 0 | 0 | 0 | 0 | 0 | 0 | 0 | 0 | 0 | 0 | 0 | 0 | 0 | 0 | 0 | 0 | 0 | 0 | 0 | 0 | 0 | 0 | 0 | 0 | 0 | 0 | 0 | 0 | 0 | 0 | 0 | 0 | 0 | 0 | 0 | 0 | 0 | 0 | 0 | 0 | 0 | 0 | 0 | 0 | 0 | 0 | 0 | 0 | 0 | 0 | 0 | 0 | 0 | 0 | 0 | 0 | 0 | 0 | 0 | 0 | 0 | 0.01296% | 0 | 0 | 0 | 0 | 0 | 0 | 0 | 0 | 0 | 0 | 0 | 0 | 0 | 0 | 0 | 0 | 0 | 0 | 0 | 0 | 0 | 0 | 0 | 0
| IND-Lighting-7P_V2 | M_Input | Council 7th Plan | 2020 | Retro | 2022 | 2045 | PSE | Industrial | Wood - Other | Electric | Per Region | NA | NA | Wood - Other Clean Room: Change Filter Strategy | Wood - Other Clean Room: Change Filter Strategy | 0 | 1 | 0 | 0 | I-All-Other-Shift3-All-All-S | 0 | 0 | 0 | 0 | 0 | 0 | 0 | 0 | 0 | 0 | 0 | 0 | Comm Flat | Clean Room: Change Filter Strategy | Clean Room: Change Filter Strategy | IndShift3 | 0.01266% | 100% | 0% | 1 | 1 | 100% | 100% | 85% | 6.8% | 0.2% | 0 | 0 | 0 | 0 | 0 | 0 | 0 | 0 | 0 |  | 0 | 0 | 0 | 01. ($9,999.000) to $0.028 | 1 | 0 | 01. ($9,999.00) to $0.22 | 1 | 0.085 | 0.085 | 0.085 | 0.085 | 0.085 | 0.085 | 0.085 | 0.085 | 0.085 | 0.085 | 0 | 0 | 0 | 0 | 0 | 0 | 0 | 0 | 0 | 0 | 0 | 0 | 0 | 0 | 0 | 0 | 0 | 0 | 0 | 0 | 0 | 0 | 0 | 0 | 0 | 0 | 0 | 0 | 0 | 0 | 0 | 0 | 0 | 0 | 0 | 0 | 0 | 0 | 0 | 0 | 0 | 0 | 0 | 0 | 0 | 0 | 0 | 0 | 0 | 0 | 0 | 0 | 0 | 0 | 0 | 0 | 0 | 0 | 0 | 0 | 0 | 0 | 0 | 0 | 0 | 0 | 0 | 0 | 0 | 0 | 0 | 0 | 0 | 0 | 0 | 0 | 0 | 0 | 0 | 0 | 0 | 0 | 0 | 0 | 0 | 0 | 0 | 0 | 0 | 0 | 0 | 0 | 0 | 0 | 0 | 0 | 0 | 0 | 0 | 0 | 0 | 0 | 0 | 0 | 0 | 0 | 0 | 0 | 0 | 0 | 0 | 0 | 0 | 0 | 0 | 0 | 0 | 0 | 0 | 0 | 0 | 0 | 0 | 0 | 0 | 0 | 0 | 0 | 0 | 0 | 0 | 0 | 0 | 0 | 0 | 0 | 0 | 0 | 0 | 0 | 0 | 0 | 0 | 0 | 0 | 0 | 0 | 0 | 0 | 0 | 0 | 0 | 0 | 0 | 0 | 0 | 0 | 0 | 0 | 0 | 0 | 0 | 0 | 0 | 0 | 0 | 0 | 0 | 0 | 0 | 0 | 0 | 0 | 0 | 0 | 0 | 0 | 0 | 0 | 0 | 0 | 0 | 0 | 0 | 0 | 0 | 0 | 0 | 0 | 0 | 0 | 0 | 0 | 0.01296% | 0 | 0 | 0 | 0 | 0 | 0 | 0 | 0 | 0 | 0 | 0 | 0 | 0 | 0 | 0 | 0 | 0 | 0 | 0 | 0 | 0 | 0 | 0 | 0
| IND-Lighting-7P_V2 | M_Input | Council 7th Plan | 2020 | Retro | 2022 | 2045 | PSE | Industrial | Wood - Other | Electric | Per Region | NA | NA | Wood - Other Clean Room: Clean Room HVAC | Wood - Other Clean Room: Clean Room HVAC | 0 | 20 | 0 | 0 | I-All-Other-Shift3-All-All-S | 0 | 0 | 0 | 0 | 0 | 0 | 0 | 0 | 0 | 0 | 0 | 0 | Comm Flat | Clean Room: Clean Room HVAC | Clean Room: Clean Room HVAC | IndShift3 | 0.01266% | 100% | 0% | 1 | 1 | 100% | 5% | 85% | 6.8% | 0.2% | 0 | 0 | 0 | 0 | 0 | 0 | 0 | 0 | 0 |  | 0 | 0 | 0 | 01. ($9,999.000) to $0.028 | 1 | 0 | 01. ($9,999.00) to $0.22 | 0 | 0.085 | 0.085 | 0.085 | 0.085 | 0.085 | 0.085 | 0.085 | 0.085 | 0.085 | 0.085 | 0 | 0 | 0 | 0 | 0 | 0 | 0 | 0 | 0 | 0 | 0 | 0 | 0 | 0 | 0 | 0 | 0 | 0 | 0 | 0 | 0 | 0 | 0 | 0 | 0 | 0 | 0 | 0 | 0 | 0 | 0 | 0 | 0 | 0 | 0 | 0 | 0 | 0 | 0 | 0 | 0 | 0 | 0 | 0 | 0 | 0 | 0 | 0 | 0 | 0 | 0 | 0 | 0 | 0 | 0 | 0 | 0 | 0 | 0 | 0 | 0 | 0 | 0 | 0 | 0 | 0 | 0 | 0 | 0 | 0 | 0 | 0 | 0 | 0 | 0 | 0 | 0 | 0 | 0 | 0 | 0 | 0 | 0 | 0 | 0 | 0 | 0 | 0 | 0 | 0 | 0 | 0 | 0 | 0 | 0 | 0 | 0 | 0 | 0 | 0 | 0 | 0 | 0 | 0 | 0 | 0 | 0 | 0 | 0 | 0 | 0 | 0 | 0 | 0 | 0 | 0 | 0 | 0 | 0 | 0 | 0 | 0 | 0 | 0 | 0 | 0 | 0 | 0 | 0 | 0 | 0 | 0 | 0 | 0 | 0 | 0 | 0 | 0 | 0 | 0 | 0 | 0 | 0 | 0 | 0 | 0 | 0 | 0 | 0 | 0 | 0 | 0 | 0 | 0 | 0 | 0 | 0 | 0 | 0 | 0 | 0 | 0 | 0 | 0 | 0 | 0 | 0 | 0 | 0 | 0 | 0 | 0 | 0 | 0 | 0 | 0 | 0 | 0 | 0 | 0 | 0 | 0 | 0 | 0 | 0 | 0 | 0 | 0 | 0 | 0 | 0 | 0 | 0 | 0.01296% | 0 | 0 | 0 | 0 | 0 | 0 | 0 | 0 | 0 | 0 | 0 | 0 | 0 | 0 | 0 | 0 | 0 | 0 | 0 | 0 | 0 | 0 | 0 | 0
| IND-Lighting-7P_V2 | M_Input | Council 7th Plan | 2020 | Retro | 2022 | 2045 | PSE | Industrial | Wood - Other | Electric | Per Region | NA | NA | Wood - Other Clean Room: Chiller Optimize | Wood - Other Clean Room: Chiller Optimize | 0 | 10 | 0 | 0 | I-All-Other-Shift3-All-All-S | 0 | 0 | 0 | 0 | 0 | 0 | 0 | 0 | 0 | 0 | 0 | 0 | Comm Flat | Clean Room: Chiller Optimize | Clean Room: Chiller Optimize | IndShift3 | 0.01266% | 100% | 0% | 1 | 1 | 100% | 10% | 85% | 6.8% | 0.2% | 0 | 0 | 0 | 0 | 0 | 0 | 0 | 0 | 0 |  | 0 | 0 | 0 | 01. ($9,999.000) to $0.028 | 0 | 0 | 01. ($9,999.00) to $0.22 | 1 | 0.085 | 0.085 | 0.085 | 0.085 | 0.085 | 0.085 | 0.085 | 0.085 | 0.085 | 0.085 | 0 | 0 | 0 | 0 | 0 | 0 | 0 | 0 | 0 | 0 | 0 | 0 | 0 | 0 | 0 | 0 | 0 | 0 | 0 | 0 | 0 | 0 | 0 | 0 | 0 | 0 | 0 | 0 | 0 | 0 | 0 | 0 | 0 | 0 | 0 | 0 | 0 | 0 | 0 | 0 | 0 | 0 | 0 | 0 | 0 | 0 | 0 | 0 | 0 | 0 | 0 | 0 | 0 | 0 | 0 | 0 | 0 | 0 | 0 | 0 | 0 | 0 | 0 | 0 | 0 | 0 | 0 | 0 | 0 | 0 | 0 | 0 | 0 | 0 | 0 | 0 | 0 | 0 | 0 | 0 | 0 | 0 | 0 | 0 | 0 | 0 | 0 | 0 | 0 | 0 | 0 | 0 | 0 | 0 | 0 | 0 | 0 | 0 | 0 | 0 | 0 | 0 | 0 | 0 | 0 | 0 | 0 | 0 | 0 | 0 | 0 | 0 | 0 | 0 | 0 | 0 | 0 | 0 | 0 | 0 | 0 | 0 | 0 | 0 | 0 | 0 | 0 | 0 | 0 | 0 | 0 | 0 | 0 | 0 | 0 | 0 | 0 | 0 | 0 | 0 | 0 | 0 | 0 | 0 | 0 | 0 | 0 | 0 | 0 | 0 | 0 | 0 | 0 | 0 | 0 | 0 | 0 | 0 | 0 | 0 | 0 | 0 | 0 | 0 | 0 | 0 | 0 | 0 | 0 | 0 | 0 | 0 | 0 | 0 | 0 | 0 | 0 | 0 | 0 | 0 | 0 | 0 | 0 | 0 | 0 | 0 | 0 | 0 | 0 | 0 | 0 | 0 | 0 | 0.01296% | 0 | 0 | 0 | 0 | 0 | 0 | 0 | 0 | 0 | 0 | 0 | 0 | 0 | 0 | 0 | 0 | 0 | 0 | 0 | 0 | 0 | 0 | 0 | 0
| IND-Lighting-7P_V2 | M_Input | Council 7th Plan | 2020 | Retro | 2022 | 2045 | PSE | Industrial | Wood - Other | Electric | Per Region | NA | NA | Wood - Other Food: Cooling and Storage | Wood - Other Food: Cooling and Storage | 0 | 10 | 0 | 0 | C-War-Ref-All-All-All-C | 0 | 0 | 0 | 0 | 0 | 0 | 0 | 0 | 0 | 0 | 0 | 0 | Comm Flat | Food: Cooling and Storage | Food: Cooling and Storage | IndShift3 | 0.01266% | 100% | 0% | 1 | 1 | 100% | 10% | 85% | 6.8% | 0.2% | 0 | 0 | 0 | 0 | 0 | 0 | 0 | 0 | 0 |  | 0 | 0 | 0 | 01. ($9,999.000) to $0.028 | 1 | 0 | 01. ($9,999.00) to $0.22 | 1 | 0.085 | 0.085 | 0.085 | 0.085 | 0.085 | 0.085 | 0.085 | 0.085 | 0.085 | 0.085 | 0 | 0 | 0 | 0 | 0 | 0 | 0 | 0 | 0 | 0 | 0 | 0 | 0 | 0 | 0 | 0 | 0 | 0 | 0 | 0 | 0 | 0 | 0 | 0 | 0 | 0 | 0 | 0 | 0 | 0 | 0 | 0 | 0 | 0 | 0 | 0 | 0 | 0 | 0 | 0 | 0 | 0 | 0 | 0 | 0 | 0 | 0 | 0 | 0 | 0 | 0 | 0 | 0 | 0 | 0 | 0 | 0 | 0 | 0 | 0 | 0 | 0 | 0 | 0 | 0 | 0 | 0 | 0 | 0 | 0 | 0 | 0 | 0 | 0 | 0 | 0 | 0 | 0 | 0 | 0 | 0 | 0 | 0 | 0 | 0 | 0 | 0 | 0 | 0 | 0 | 0 | 0 | 0 | 0 | 0 | 0 | 0 | 0 | 0 | 0 | 0 | 0 | 0 | 0 | 0 | 0 | 0 | 0 | 0 | 0 | 0 | 0 | 0 | 0 | 0 | 0 | 0 | 0 | 0 | 0 | 0 | 0 | 0 | 0 | 0 | 0 | 0 | 0 | 0 | 0 | 0 | 0 | 0 | 0 | 0 | 0 | 0 | 0 | 0 | 0 | 0 | 0 | 0 | 0 | 0 | 0 | 0 | 0 | 0 | 0 | 0 | 0 | 0 | 0 | 0 | 0 | 0 | 0 | 0 | 0 | 0 | 0 | 0 | 0 | 0 | 0 | 0 | 0 | 0 | 0 | 0 | 0 | 0 | 0 | 0 | 0 | 0 | 0 | 0 | 0 | 0 | 0 | 0 | 0 | 0 | 0 | 0 | 0 | 0 | 0 | 0 | 0 | 0 | 0.01296% | 0 | 0 | 0 | 0 | 0 | 0 | 0 | 0 | 0 | 0 | 0 | 0 | 0 | 0 | 0 | 0 | 0 | 0 | 0 | 0 | 0 | 0 | 0 | 0
| IND-Lighting-7P_V2 | M_Input | Council 7th Plan | 2020 | Retro | 2022 | 2045 | PSE | Industrial | Wood - Other | Electric | Per Region | NA | NA | Wood - Other Food: Refrig Storage Tuneup | Wood - Other Food: Refrig Storage Tuneup | 0 | 3 | 0 | 0 | C-War-Ref-All-All-All-C | 0 | 0 | 0 | 0 | 0 | 0 | 0 | 0 | 0 | 0 | 0 | 0 | Comm Flat | Food: Refrig Storage Tuneup | Food: Refrig Storage Tuneup | IndShift3 | 0.01266% | 100% | 0% | 1 | 1 | 100% | 33.33% | 85% | 6.8% | 0.2% | 0 | 0 | 0 | 0 | 0 | 0 | 0 | 0 | 0 |  | 0 | 0 | 0 | 01. ($9,999.000) to $0.028 | 0 | 0 | 01. ($9,999.00) to $0.22 | 1 | 0.085 | 0.085 | 0.085 | 0.085 | 0.085 | 0.085 | 0.085 | 0.085 | 0.085 | 0.085 | 0 | 0 | 0 | 0 | 0 | 0 | 0 | 0 | 0 | 0 | 0 | 0 | 0 | 0 | 0 | 0 | 0 | 0 | 0 | 0 | 0 | 0 | 0 | 0 | 0 | 0 | 0 | 0 | 0 | 0 | 0 | 0 | 0 | 0 | 0 | 0 | 0 | 0 | 0 | 0 | 0 | 0 | 0 | 0 | 0 | 0 | 0 | 0 | 0 | 0 | 0 | 0 | 0 | 0 | 0 | 0 | 0 | 0 | 0 | 0 | 0 | 0 | 0 | 0 | 0 | 0 | 0 | 0 | 0 | 0 | 0 | 0 | 0 | 0 | 0 | 0 | 0 | 0 | 0 | 0 | 0 | 0 | 0 | 0 | 0 | 0 | 0 | 0 | 0 | 0 | 0 | 0 | 0 | 0 | 0 | 0 | 0 | 0 | 0 | 0 | 0 | 0 | 0 | 0 | 0 | 0 | 0 | 0 | 0 | 0 | 0 | 0 | 0 | 0 | 0 | 0 | 0 | 0 | 0 | 0 | 0 | 0 | 0 | 0 | 0 | 0 | 0 | 0 | 0 | 0 | 0 | 0 | 0 | 0 | 0 | 0 | 0 | 0 | 0 | 0 | 0 | 0 | 0 | 0 | 0 | 0 | 0 | 0 | 0 | 0 | 0 | 0 | 0 | 0 | 0 | 0 | 0 | 0 | 0 | 0 | 0 | 0 | 0 | 0 | 0 | 0 | 0 | 0 | 0 | 0 | 0 | 0 | 0 | 0 | 0 | 0 | 0 | 0 | 0 | 0 | 0 | 0 | 0 | 0 | 0 | 0 | 0 | 0 | 0 | 0 | 0 | 0 | 0 | 0.01296% | 0 | 0 | 0 | 0 | 0 | 0 | 0 | 0 | 0 | 0 | 0 | 0 | 0 | 0 | 0 | 0 | 0 | 0 | 0 | 0 | 0 | 0 | 0 | 0
| IND-Lighting-7P_V2 | M_Input | Council 7th Plan | 2020 | Retro | 2022 | 2045 | PSE | Industrial | Wood - Other | Electric | Per Region | NA | NA | Wood - Other Metal: New Arc Furnace | Wood - Other Metal: New Arc Furnace | 0 | 10 | 0 | 0 | I-All-Other-Shift3-All-All-S | 0 | 0 | 0 | 0 | 0 | 0 | 0 | 0 | 0 | 0 | 0 | 0 | Comm Flat | Metal: New Arc Furnace | Metal: New Arc Furnace | IndShift3 | 0.01266% | 100% | 0% | 1 | 1 | 100% | 10% | 85% | 6.8% | 0.2% | 0 | 0 | 0 | 0 | 0 | 0 | 0 | 0 | 0 |  | 0 | 0 | 0 | 01. ($9,999.000) to $0.028 | 1 | 0 | 01. ($9,999.00) to $0.22 | 1 | 0.085 | 0.085 | 0.085 | 0.085 | 0.085 | 0.085 | 0.085 | 0.085 | 0.085 | 0.085 | 0 | 0 | 0 | 0 | 0 | 0 | 0 | 0 | 0 | 0 | 0 | 0 | 0 | 0 | 0 | 0 | 0 | 0 | 0 | 0 | 0 | 0 | 0 | 0 | 0 | 0 | 0 | 0 | 0 | 0 | 0 | 0 | 0 | 0 | 0 | 0 | 0 | 0 | 0 | 0 | 0 | 0 | 0 | 0 | 0 | 0 | 0 | 0 | 0 | 0 | 0 | 0 | 0 | 0 | 0 | 0 | 0 | 0 | 0 | 0 | 0 | 0 | 0 | 0 | 0 | 0 | 0 | 0 | 0 | 0 | 0 | 0 | 0 | 0 | 0 | 0 | 0 | 0 | 0 | 0 | 0 | 0 | 0 | 0 | 0 | 0 | 0 | 0 | 0 | 0 | 0 | 0 | 0 | 0 | 0 | 0 | 0 | 0 | 0 | 0 | 0 | 0 | 0 | 0 | 0 | 0 | 0 | 0 | 0 | 0 | 0 | 0 | 0 | 0 | 0 | 0 | 0 | 0 | 0 | 0 | 0 | 0 | 0 | 0 | 0 | 0 | 0 | 0 | 0 | 0 | 0 | 0 | 0 | 0 | 0 | 0 | 0 | 0 | 0 | 0 | 0 | 0 | 0 | 0 | 0 | 0 | 0 | 0 | 0 | 0 | 0 | 0 | 0 | 0 | 0 | 0 | 0 | 0 | 0 | 0 | 0 | 0 | 0 | 0 | 0 | 0 | 0 | 0 | 0 | 0 | 0 | 0 | 0 | 0 | 0 | 0 | 0 | 0 | 0 | 0 | 0 | 0 | 0 | 0 | 0 | 0 | 0 | 0 | 0 | 0 | 0 | 0 | 0 | 0.01296% | 0 | 0 | 0 | 0 | 0 | 0 | 0 | 0 | 0 | 0 | 0 | 0 | 0 | 0 | 0 | 0 | 0 | 0 | 0 | 0 | 0 | 0 | 0 | 0
| IND-Lighting-7P_V2 | M_Input | Council 7th Plan | 2020 | Retro | 2022 | 2045 | PSE | Industrial | Wood - Other | Electric | Per Region | NA | NA | Wood - Other Mech Pulp: Refiner Replacement | Wood - Other Mech Pulp: Refiner Replacement | 0 | 12 | 0 | 0 | I-All-Other-Shift3-All-All-S | 0 | 0 | 0 | 0 | 0 | 0 | 0 | 0 | 0 | 0 | 0 | 0 | Comm Flat | Mech Pulp: Refiner Replacement | Mech Pulp: Refiner Replacement | IndShift3 | 0.01266% | 100% | 0% | 1 | 1 | 100% | 8.333% | 85% | 6.8% | 0.2% | 0 | 0 | 0 | 0 | 0 | 0 | 0 | 0 | 0 |  | 0 | 0 | 0 | 01. ($9,999.000) to $0.028 | 1 | 0 | 01. ($9,999.00) to $0.22 | 1 | 0.085 | 0.085 | 0.085 | 0.085 | 0.085 | 0.085 | 0.085 | 0.085 | 0.085 | 0.085 | 0 | 0 | 0 | 0 | 0 | 0 | 0 | 0 | 0 | 0 | 0 | 0 | 0 | 0 | 0 | 0 | 0 | 0 | 0 | 0 | 0 | 0 | 0 | 0 | 0 | 0 | 0 | 0 | 0 | 0 | 0 | 0 | 0 | 0 | 0 | 0 | 0 | 0 | 0 | 0 | 0 | 0 | 0 | 0 | 0 | 0 | 0 | 0 | 0 | 0 | 0 | 0 | 0 | 0 | 0 | 0 | 0 | 0 | 0 | 0 | 0 | 0 | 0 | 0 | 0 | 0 | 0 | 0 | 0 | 0 | 0 | 0 | 0 | 0 | 0 | 0 | 0 | 0 | 0 | 0 | 0 | 0 | 0 | 0 | 0 | 0 | 0 | 0 | 0 | 0 | 0 | 0 | 0 | 0 | 0 | 0 | 0 | 0 | 0 | 0 | 0 | 0 | 0 | 0 | 0 | 0 | 0 | 0 | 0 | 0 | 0 | 0 | 0 | 0 | 0 | 0 | 0 | 0 | 0 | 0 | 0 | 0 | 0 | 0 | 0 | 0 | 0 | 0 | 0 | 0 | 0 | 0 | 0 | 0 | 0 | 0 | 0 | 0 | 0 | 0 | 0 | 0 | 0 | 0 | 0 | 0 | 0 | 0 | 0 | 0 | 0 | 0 | 0 | 0 | 0 | 0 | 0 | 0 | 0 | 0 | 0 | 0 | 0 | 0 | 0 | 0 | 0 | 0 | 0 | 0 | 0 | 0 | 0 | 0 | 0 | 0 | 0 | 0 | 0 | 0 | 0 | 0 | 0 | 0 | 0 | 0 | 0 | 0 | 0 | 0 | 0 | 0 | 0 | 0.01296% | 0 | 0 | 0 | 0 | 0 | 0 | 0 | 0 | 0 | 0 | 0 | 0 | 0 | 0 | 0 | 0 | 0 | 0 | 0 | 0 | 0 | 0 | 0 | 0
| IND-Lighting-7P_V2 | M_Input | Council 7th Plan | 2020 | Retro | 2022 | 2045 | PSE | Industrial | Wood - Other | Electric | Per Region | NA | NA | Wood - Other Mech Pulp: Premium Process | Wood - Other Mech Pulp: Premium Process | 0 | 5 | 0 | 0 | I-All-Other-Shift3-All-All-S | 0 | 0 | 0 | 0 | 0 | 0 | 0 | 0 | 0 | 0 | 0 | 0 | Comm Flat | Mech Pulp: Premium Process | Mech Pulp: Premium Process | IndShift3 | 0.01266% | 100% | 0% | 1 | 1 | 100% | 20% | 85% | 6.8% | 0.2% | 0 | 0 | 0 | 0 | 0 | 0 | 0 | 0 | 0 |  | 0 | 0 | 0 | 01. ($9,999.000) to $0.028 | 1 | 0 | 01. ($9,999.00) to $0.22 | 1 | 0.085 | 0.085 | 0.085 | 0.085 | 0.085 | 0.085 | 0.085 | 0.085 | 0.085 | 0.085 | 0 | 0 | 0 | 0 | 0 | 0 | 0 | 0 | 0 | 0 | 0 | 0 | 0 | 0 | 0 | 0 | 0 | 0 | 0 | 0 | 0 | 0 | 0 | 0 | 0 | 0 | 0 | 0 | 0 | 0 | 0 | 0 | 0 | 0 | 0 | 0 | 0 | 0 | 0 | 0 | 0 | 0 | 0 | 0 | 0 | 0 | 0 | 0 | 0 | 0 | 0 | 0 | 0 | 0 | 0 | 0 | 0 | 0 | 0 | 0 | 0 | 0 | 0 | 0 | 0 | 0 | 0 | 0 | 0 | 0 | 0 | 0 | 0 | 0 | 0 | 0 | 0 | 0 | 0 | 0 | 0 | 0 | 0 | 0 | 0 | 0 | 0 | 0 | 0 | 0 | 0 | 0 | 0 | 0 | 0 | 0 | 0 | 0 | 0 | 0 | 0 | 0 | 0 | 0 | 0 | 0 | 0 | 0 | 0 | 0 | 0 | 0 | 0 | 0 | 0 | 0 | 0 | 0 | 0 | 0 | 0 | 0 | 0 | 0 | 0 | 0 | 0 | 0 | 0 | 0 | 0 | 0 | 0 | 0 | 0 | 0 | 0 | 0 | 0 | 0 | 0 | 0 | 0 | 0 | 0 | 0 | 0 | 0 | 0 | 0 | 0 | 0 | 0 | 0 | 0 | 0 | 0 | 0 | 0 | 0 | 0 | 0 | 0 | 0 | 0 | 0 | 0 | 0 | 0 | 0 | 0 | 0 | 0 | 0 | 0 | 0 | 0 | 0 | 0 | 0 | 0 | 0 | 0 | 0 | 0 | 0 | 0 | 0 | 0 | 0 | 0 | 0 | 0 | 0.01296% | 0 | 0 | 0 | 0 | 0 | 0 | 0 | 0 | 0 | 0 | 0 | 0 | 0 | 0 | 0 | 0 | 0 | 0 | 0 | 0 | 0 | 0 | 0 | 0
| IND-Lighting-7P_V2 | M_Input | Council 7th Plan | 2020 | Retro | 2022 | 2045 | PSE | Industrial | Wood - Other | Electric | Per Region | NA | NA | Wood - Other Mech Pulp: Refiner Plate Improvement | Wood - Other Mech Pulp: Refiner Plate Improvement | 0 | 1 | 0 | 0 | I-All-Other-Shift3-All-All-S | 0 | 0 | 0 | 0 | 0 | 0 | 0 | 0 | 0 | 0 | 0 | 0 | Comm Flat | Mech Pulp: Refiner Plate Improvement | Mech Pulp: Refiner Plate Improvement | IndShift3 | 0.01266% | 100% | 0% | 1 | 1 | 100% | 100% | 85% | 6.8% | 0.2% | 0 | 0 | 0 | 0 | 0 | 0 | 0 | 0 | 0 |  | 0 | 0 | 0 | 01. ($9,999.000) to $0.028 | 1 | 0 | 01. ($9,999.00) to $0.22 | 1 | 0.085 | 0.085 | 0.085 | 0.085 | 0.085 | 0.085 | 0.085 | 0.085 | 0.085 | 0.085 | 0 | 0 | 0 | 0 | 0 | 0 | 0 | 0 | 0 | 0 | 0 | 0 | 0 | 0 | 0 | 0 | 0 | 0 | 0 | 0 | 0 | 0 | 0 | 0 | 0 | 0 | 0 | 0 | 0 | 0 | 0 | 0 | 0 | 0 | 0 | 0 | 0 | 0 | 0 | 0 | 0 | 0 | 0 | 0 | 0 | 0 | 0 | 0 | 0 | 0 | 0 | 0 | 0 | 0 | 0 | 0 | 0 | 0 | 0 | 0 | 0 | 0 | 0 | 0 | 0 | 0 | 0 | 0 | 0 | 0 | 0 | 0 | 0 | 0 | 0 | 0 | 0 | 0 | 0 | 0 | 0 | 0 | 0 | 0 | 0 | 0 | 0 | 0 | 0 | 0 | 0 | 0 | 0 | 0 | 0 | 0 | 0 | 0 | 0 | 0 | 0 | 0 | 0 | 0 | 0 | 0 | 0 | 0 | 0 | 0 | 0 | 0 | 0 | 0 | 0 | 0 | 0 | 0 | 0 | 0 | 0 | 0 | 0 | 0 | 0 | 0 | 0 | 0 | 0 | 0 | 0 | 0 | 0 | 0 | 0 | 0 | 0 | 0 | 0 | 0 | 0 | 0 | 0 | 0 | 0 | 0 | 0 | 0 | 0 | 0 | 0 | 0 | 0 | 0 | 0 | 0 | 0 | 0 | 0 | 0 | 0 | 0 | 0 | 0 | 0 | 0 | 0 | 0 | 0 | 0 | 0 | 0 | 0 | 0 | 0 | 0 | 0 | 0 | 0 | 0 | 0 | 0 | 0 | 0 | 0 | 0 | 0 | 0 | 0 | 0 | 0 | 0 | 0 | 0.01296% | 0 | 0 | 0 | 0 | 0 | 0 | 0 | 0 | 0 | 0 | 0 | 0 | 0 | 0 | 0 | 0 | 0 | 0 | 0 | 0 | 0 | 0 | 0 | 0
| IND-Lighting-7P_V2 | M_Input | Council 7th Plan | 2020 | Retro | 2022 | 2045 | PSE | Industrial | Wood - Other | Electric | Per Region | NA | NA | Wood - Other Kraft: Effluent Treatment System | Wood - Other Kraft: Effluent Treatment System | 0 | 10 | 0 | 0 | I-All-Other-Shift3-All-All-S | 0 | 0 | 0 | 0 | 0 | 0 | 0 | 0 | 0 | 0 | 0 | 0 | Comm Flat | Kraft: Effluent Treatment System | Kraft: Effluent Treatment System | IndShift3 | 0.01266% | 100% | 0% | 1 | 1 | 100% | 10% | 85% | 6.8% | 0.2% | 0 | 0 | 0 | 0 | 0 | 0 | 0 | 0 | 0 |  | 0 | 0 | 0 | 01. ($9,999.000) to $0.028 | 1 | 0 | 01. ($9,999.00) to $0.22 | 1 | 0.085 | 0.085 | 0.085 | 0.085 | 0.085 | 0.085 | 0.085 | 0.085 | 0.085 | 0.085 | 0 | 0 | 0 | 0 | 0 | 0 | 0 | 0 | 0 | 0 | 0 | 0 | 0 | 0 | 0 | 0 | 0 | 0 | 0 | 0 | 0 | 0 | 0 | 0 | 0 | 0 | 0 | 0 | 0 | 0 | 0 | 0 | 0 | 0 | 0 | 0 | 0 | 0 | 0 | 0 | 0 | 0 | 0 | 0 | 0 | 0 | 0 | 0 | 0 | 0 | 0 | 0 | 0 | 0 | 0 | 0 | 0 | 0 | 0 | 0 | 0 | 0 | 0 | 0 | 0 | 0 | 0 | 0 | 0 | 0 | 0 | 0 | 0 | 0 | 0 | 0 | 0 | 0 | 0 | 0 | 0 | 0 | 0 | 0 | 0 | 0 | 0 | 0 | 0 | 0 | 0 | 0 | 0 | 0 | 0 | 0 | 0 | 0 | 0 | 0 | 0 | 0 | 0 | 0 | 0 | 0 | 0 | 0 | 0 | 0 | 0 | 0 | 0 | 0 | 0 | 0 | 0 | 0 | 0 | 0 | 0 | 0 | 0 | 0 | 0 | 0 | 0 | 0 | 0 | 0 | 0 | 0 | 0 | 0 | 0 | 0 | 0 | 0 | 0 | 0 | 0 | 0 | 0 | 0 | 0 | 0 | 0 | 0 | 0 | 0 | 0 | 0 | 0 | 0 | 0 | 0 | 0 | 0 | 0 | 0 | 0 | 0 | 0 | 0 | 0 | 0 | 0 | 0 | 0 | 0 | 0 | 0 | 0 | 0 | 0 | 0 | 0 | 0 | 0 | 0 | 0 | 0 | 0 | 0 | 0 | 0 | 0 | 0 | 0 | 0 | 0 | 0 | 0 | 0.01296% | 0 | 0 | 0 | 0 | 0 | 0 | 0 | 0 | 0 | 0 | 0 | 0 | 0 | 0 | 0 | 0 | 0 | 0 | 0 | 0 | 0 | 0 | 0 | 0
| IND-Lighting-7P_V2 | M_Input | Council 7th Plan | 2020 | Retro | 2022 | 2045 | PSE | Industrial | Wood - Other | Electric | Per Region | NA | NA | Wood - Other Kraft: Efficient Agitator | Wood - Other Kraft: Efficient Agitator | 0 | 10 | 0 | 0 | I-All-Other-Shift3-All-All-S | 0 | 0 | 0 | 0 | 0 | 0 | 0 | 0 | 0 | 0 | 0 | 0 | Comm Flat | Kraft: Efficient Agitator | Kraft: Efficient Agitator | IndShift3 | 0.01266% | 100% | 0% | 1 | 1 | 100% | 10% | 85% | 6.8% | 0.2% | 0 | 0 | 0 | 0 | 0 | 0 | 0 | 0 | 0 |  | 0 | 0 | 0 | 01. ($9,999.000) to $0.028 | 1 | 0 | 01. ($9,999.00) to $0.22 | 1 | 0.085 | 0.085 | 0.085 | 0.085 | 0.085 | 0.085 | 0.085 | 0.085 | 0.085 | 0.085 | 0 | 0 | 0 | 0 | 0 | 0 | 0 | 0 | 0 | 0 | 0 | 0 | 0 | 0 | 0 | 0 | 0 | 0 | 0 | 0 | 0 | 0 | 0 | 0 | 0 | 0 | 0 | 0 | 0 | 0 | 0 | 0 | 0 | 0 | 0 | 0 | 0 | 0 | 0 | 0 | 0 | 0 | 0 | 0 | 0 | 0 | 0 | 0 | 0 | 0 | 0 | 0 | 0 | 0 | 0 | 0 | 0 | 0 | 0 | 0 | 0 | 0 | 0 | 0 | 0 | 0 | 0 | 0 | 0 | 0 | 0 | 0 | 0 | 0 | 0 | 0 | 0 | 0 | 0 | 0 | 0 | 0 | 0 | 0 | 0 | 0 | 0 | 0 | 0 | 0 | 0 | 0 | 0 | 0 | 0 | 0 | 0 | 0 | 0 | 0 | 0 | 0 | 0 | 0 | 0 | 0 | 0 | 0 | 0 | 0 | 0 | 0 | 0 | 0 | 0 | 0 | 0 | 0 | 0 | 0 | 0 | 0 | 0 | 0 | 0 | 0 | 0 | 0 | 0 | 0 | 0 | 0 | 0 | 0 | 0 | 0 | 0 | 0 | 0 | 0 | 0 | 0 | 0 | 0 | 0 | 0 | 0 | 0 | 0 | 0 | 0 | 0 | 0 | 0 | 0 | 0 | 0 | 0 | 0 | 0 | 0 | 0 | 0 | 0 | 0 | 0 | 0 | 0 | 0 | 0 | 0 | 0 | 0 | 0 | 0 | 0 | 0 | 0 | 0 | 0 | 0 | 0 | 0 | 0 | 0 | 0 | 0 | 0 | 0 | 0 | 0 | 0 | 0 | 0.01296% | 0 | 0 | 0 | 0 | 0 | 0 | 0 | 0 | 0 | 0 | 0 | 0 | 0 | 0 | 0 | 0 | 0 | 0 | 0 | 0 | 0 | 0 | 0 | 0
| IND-Lighting-7P_V2 | M_Input | Council 7th Plan | 2020 | Retro | 2022 | 2045 | PSE | Industrial | Wood - Other | Electric | Per Region | NA | NA | Wood - Other Paper: Efficient Pulp Screen | Wood - Other Paper: Efficient Pulp Screen | 0 | 10 | 0 | 0 | I-All-Other-Shift3-All-All-S | 0 | 0 | 0 | 0 | 0 | 0 | 0 | 0 | 0 | 0 | 0 | 0 | Comm Flat | Paper: Efficient Pulp Screen | Paper: Efficient Pulp Screen | IndShift3 | 0.01266% | 100% | 0% | 1 | 1 | 100% | 10% | 85% | 6.8% | 0.2% | 0 | 0 | 0 | 0 | 0 | 0 | 0 | 0 | 0 |  | 0 | 0 | 0 | 01. ($9,999.000) to $0.028 | 1 | 0 | 01. ($9,999.00) to $0.22 | 1 | 0.085 | 0.085 | 0.085 | 0.085 | 0.085 | 0.085 | 0.085 | 0.085 | 0.085 | 0.085 | 0 | 0 | 0 | 0 | 0 | 0 | 0 | 0 | 0 | 0 | 0 | 0 | 0 | 0 | 0 | 0 | 0 | 0 | 0 | 0 | 0 | 0 | 0 | 0 | 0 | 0 | 0 | 0 | 0 | 0 | 0 | 0 | 0 | 0 | 0 | 0 | 0 | 0 | 0 | 0 | 0 | 0 | 0 | 0 | 0 | 0 | 0 | 0 | 0 | 0 | 0 | 0 | 0 | 0 | 0 | 0 | 0 | 0 | 0 | 0 | 0 | 0 | 0 | 0 | 0 | 0 | 0 | 0 | 0 | 0 | 0 | 0 | 0 | 0 | 0 | 0 | 0 | 0 | 0 | 0 | 0 | 0 | 0 | 0 | 0 | 0 | 0 | 0 | 0 | 0 | 0 | 0 | 0 | 0 | 0 | 0 | 0 | 0 | 0 | 0 | 0 | 0 | 0 | 0 | 0 | 0 | 0 | 0 | 0 | 0 | 0 | 0 | 0 | 0 | 0 | 0 | 0 | 0 | 0 | 0 | 0 | 0 | 0 | 0 | 0 | 0 | 0 | 0 | 0 | 0 | 0 | 0 | 0 | 0 | 0 | 0 | 0 | 0 | 0 | 0 | 0 | 0 | 0 | 0 | 0 | 0 | 0 | 0 | 0 | 0 | 0 | 0 | 0 | 0 | 0 | 0 | 0 | 0 | 0 | 0 | 0 | 0 | 0 | 0 | 0 | 0 | 0 | 0 | 0 | 0 | 0 | 0 | 0 | 0 | 0 | 0 | 0 | 0 | 0 | 0 | 0 | 0 | 0 | 0 | 0 | 0 | 0 | 0 | 0 | 0 | 0 | 0 | 0 | 0.01296% | 0 | 0 | 0 | 0 | 0 | 0 | 0 | 0 | 0 | 0 | 0 | 0 | 0 | 0 | 0 | 0 | 0 | 0 | 0 | 0 | 0 | 0 | 0 | 0
| IND-Lighting-7P_V2 | M_Input | Council 7th Plan | 2020 | Retro | 2022 | 2045 | PSE | Industrial | Wood - Other | Electric | Per Region | NA | NA | Wood - Other Paper: Premium Fan | Wood - Other Paper: Premium Fan | 0 | 10 | 0 | 0 | I-All-Other-Shift3-All-All-S | 0 | 0 | 0 | 0 | 0 | 0 | 0 | 0 | 0 | 0 | 0 | 0 | Comm Flat | Paper: Premium Fan | Paper: Premium Fan | IndShift3 | 0.01266% | 100% | 0% | 1 | 1 | 100% | 10% | 85% | 6.8% | 0.2% | 0 | 0 | 0 | 0 | 0 | 0 | 0 | 0 | 0 |  | 0 | 0 | 0 | 01. ($9,999.000) to $0.028 | 1 | 0 | 01. ($9,999.00) to $0.22 | 1 | 0.085 | 0.085 | 0.085 | 0.085 | 0.085 | 0.085 | 0.085 | 0.085 | 0.085 | 0.085 | 0 | 0 | 0 | 0 | 0 | 0 | 0 | 0 | 0 | 0 | 0 | 0 | 0 | 0 | 0 | 0 | 0 | 0 | 0 | 0 | 0 | 0 | 0 | 0 | 0 | 0 | 0 | 0 | 0 | 0 | 0 | 0 | 0 | 0 | 0 | 0 | 0 | 0 | 0 | 0 | 0 | 0 | 0 | 0 | 0 | 0 | 0 | 0 | 0 | 0 | 0 | 0 | 0 | 0 | 0 | 0 | 0 | 0 | 0 | 0 | 0 | 0 | 0 | 0 | 0 | 0 | 0 | 0 | 0 | 0 | 0 | 0 | 0 | 0 | 0 | 0 | 0 | 0 | 0 | 0 | 0 | 0 | 0 | 0 | 0 | 0 | 0 | 0 | 0 | 0 | 0 | 0 | 0 | 0 | 0 | 0 | 0 | 0 | 0 | 0 | 0 | 0 | 0 | 0 | 0 | 0 | 0 | 0 | 0 | 0 | 0 | 0 | 0 | 0 | 0 | 0 | 0 | 0 | 0 | 0 | 0 | 0 | 0 | 0 | 0 | 0 | 0 | 0 | 0 | 0 | 0 | 0 | 0 | 0 | 0 | 0 | 0 | 0 | 0 | 0 | 0 | 0 | 0 | 0 | 0 | 0 | 0 | 0 | 0 | 0 | 0 | 0 | 0 | 0 | 0 | 0 | 0 | 0 | 0 | 0 | 0 | 0 | 0 | 0 | 0 | 0 | 0 | 0 | 0 | 0 | 0 | 0 | 0 | 0 | 0 | 0 | 0 | 0 | 0 | 0 | 0 | 0 | 0 | 0 | 0 | 0 | 0 | 0 | 0 | 0 | 0 | 0 | 0 | 0.01296% | 0 | 0 | 0 | 0 | 0 | 0 | 0 | 0 | 0 | 0 | 0 | 0 | 0 | 0 | 0 | 0 | 0 | 0 | 0 | 0 | 0 | 0 | 0 | 0
| IND-Lighting-7P_V2 | M_Input | Council 7th Plan | 2020 | Retro | 2022 | 2045 | PSE | Industrial | Wood - Other | Electric | Per Region | NA | NA | Wood - Other Paper: Material Handling | Wood - Other Paper: Material Handling | 0 | 10 | 0 | 0 | I-All-Other-Shift3-All-All-S | 0 | 0 | 0 | 0 | 0 | 0 | 0 | 0 | 0 | 0 | 0 | 0 | Comm Flat | Paper: Material Handling | Paper: Material Handling | SIC24 | 0.01335% | 100% | 0% | 1 | 1 | 100% | 10% | 85% | 6.8% | 0.2% | 0 | 0 | 0 | 0 | 0 | 0 | 0 | 0 | 0 |  | 0 | 0 | 0 | 01. ($9,999.000) to $0.028 | 1 | 0 | 01. ($9,999.00) to $0.22 | 1 | 0.085 | 0.085 | 0.085 | 0.085 | 0.085 | 0.085 | 0.085 | 0.085 | 0.085 | 0.085 | 0 | 0 | 0 | 0 | 0 | 0 | 0 | 0 | 0 | 0 | 0 | 0 | 0 | 0 | 0 | 0 | 0 | 0 | 0 | 0 | 0 | 0 | 0 | 0 | 0 | 0 | 0 | 0 | 0 | 0 | 0 | 0 | 0 | 0 | 0 | 0 | 0 | 0 | 0 | 0 | 0 | 0 | 0 | 0 | 0 | 0 | 0 | 0 | 0 | 0 | 0 | 0 | 0 | 0 | 0 | 0 | 0 | 0 | 0 | 0 | 0 | 0 | 0 | 0 | 0 | 0 | 0 | 0 | 0 | 0 | 0 | 0 | 0 | 0 | 0 | 0 | 0 | 0 | 0 | 0 | 0 | 0 | 0 | 0 | 0 | 0 | 0 | 0 | 0 | 0 | 0 | 0 | 0 | 0 | 0 | 0 | 0 | 0 | 0 | 0 | 0 | 0 | 0 | 0 | 0 | 0 | 0 | 0 | 0 | 0 | 0 | 0 | 0 | 0 | 0 | 0 | 0 | 0 | 0 | 0 | 0 | 0 | 0 | 0 | 0 | 0 | 0 | 0 | 0 | 0 | 0 | 0 | 0 | 0 | 0 | 0 | 0 | 0 | 0 | 0 | 0 | 0 | 0 | 0 | 0 | 0 | 0 | 0 | 0 | 0 | 0 | 0 | 0 | 0 | 0 | 0 | 0 | 0 | 0 | 0 | 0 | 0 | 0 | 0 | 0 | 0 | 0 | 0 | 0 | 0 | 0 | 0 | 0 | 0 | 0 | 0 | 0 | 0 | 0 | 0 | 0 | 0 | 0 | 0 | 0 | 0 | 0 | 0 | 0 | 0 | 0 | 0 | 0 | 0.01209% | 0 | 0 | 0 | 0 | 0 | 0 | 0 | 0 | 0 | 0 | 0 | 0 | 0 | 0 | 0 | 0 | 0 | 0 | 0 | 0 | 0 | 0 | 0 | 0
| IND-Lighting-7P_V2 | M_Input | Council 7th Plan | 2020 | Retro | 2022 | 2045 | PSE | Industrial | Wood - Other | Electric | Per Region | NA | NA | Wood - Other Paper: Large Material Handling | Wood - Other Paper: Large Material Handling | 0 | 10 | 0 | 0 | I-All-Other-Shift3-All-All-S | 0 | 0 | 0 | 0 | 0 | 0 | 0 | 0 | 0 | 0 | 0 | 0 | Comm Flat | Paper: Large Material Handling | Paper: Large Material Handling | SIC24 | 0.01335% | 100% | 0% | 1 | 1 | 100% | 10% | 85% | 6.8% | 0.2% | 0 | 0 | 0 | 0 | 0 | 0 | 0 | 0 | 0 |  | 0 | 0 | 0 | 01. ($9,999.000) to $0.028 | 1 | 0 | 01. ($9,999.00) to $0.22 | 1 | 0.085 | 0.085 | 0.085 | 0.085 | 0.085 | 0.085 | 0.085 | 0.085 | 0.085 | 0.085 | 0 | 0 | 0 | 0 | 0 | 0 | 0 | 0 | 0 | 0 | 0 | 0 | 0 | 0 | 0 | 0 | 0 | 0 | 0 | 0 | 0 | 0 | 0 | 0 | 0 | 0 | 0 | 0 | 0 | 0 | 0 | 0 | 0 | 0 | 0 | 0 | 0 | 0 | 0 | 0 | 0 | 0 | 0 | 0 | 0 | 0 | 0 | 0 | 0 | 0 | 0 | 0 | 0 | 0 | 0 | 0 | 0 | 0 | 0 | 0 | 0 | 0 | 0 | 0 | 0 | 0 | 0 | 0 | 0 | 0 | 0 | 0 | 0 | 0 | 0 | 0 | 0 | 0 | 0 | 0 | 0 | 0 | 0 | 0 | 0 | 0 | 0 | 0 | 0 | 0 | 0 | 0 | 0 | 0 | 0 | 0 | 0 | 0 | 0 | 0 | 0 | 0 | 0 | 0 | 0 | 0 | 0 | 0 | 0 | 0 | 0 | 0 | 0 | 0 | 0 | 0 | 0 | 0 | 0 | 0 | 0 | 0 | 0 | 0 | 0 | 0 | 0 | 0 | 0 | 0 | 0 | 0 | 0 | 0 | 0 | 0 | 0 | 0 | 0 | 0 | 0 | 0 | 0 | 0 | 0 | 0 | 0 | 0 | 0 | 0 | 0 | 0 | 0 | 0 | 0 | 0 | 0 | 0 | 0 | 0 | 0 | 0 | 0 | 0 | 0 | 0 | 0 | 0 | 0 | 0 | 0 | 0 | 0 | 0 | 0 | 0 | 0 | 0 | 0 | 0 | 0 | 0 | 0 | 0 | 0 | 0 | 0 | 0 | 0 | 0 | 0 | 0 | 0 | 0.01209% | 0 | 0 | 0 | 0 | 0 | 0 | 0 | 0 | 0 | 0 | 0 | 0 | 0 | 0 | 0 | 0 | 0 | 0 | 0 | 0 | 0 | 0 | 0 | 0
| IND-Lighting-7P_V2 | M_Input | Council 7th Plan | 2020 | Retro | 2022 | 2045 | PSE | Industrial | Wood - Other | Electric | Per Region | NA | NA | Wood - Other Paper: Premium Control Large Material | Wood - Other Paper: Premium Control Large Material | 0 | 10 | 0 | 0 | I-All-Other-Shift3-All-All-S | 0 | 0 | 0 | 0 | 0 | 0 | 0 | 0 | 0 | 0 | 0 | 0 | Comm Flat | Paper: Premium Control Large Material | Paper: Premium Control Large Material | IndShift3 | 0.01266% | 100% | 0% | 1 | 1 | 100% | 10% | 85% | 6.8% | 0.2% | 0 | 0 | 0 | 0 | 0 | 0 | 0 | 0 | 0 |  | 0 | 0 | 0 | 01. ($9,999.000) to $0.028 | 1 | 0 | 01. ($9,999.00) to $0.22 | 1 | 0.085 | 0.085 | 0.085 | 0.085 | 0.085 | 0.085 | 0.085 | 0.085 | 0.085 | 0.085 | 0 | 0 | 0 | 0 | 0 | 0 | 0 | 0 | 0 | 0 | 0 | 0 | 0 | 0 | 0 | 0 | 0 | 0 | 0 | 0 | 0 | 0 | 0 | 0 | 0 | 0 | 0 | 0 | 0 | 0 | 0 | 0 | 0 | 0 | 0 | 0 | 0 | 0 | 0 | 0 | 0 | 0 | 0 | 0 | 0 | 0 | 0 | 0 | 0 | 0 | 0 | 0 | 0 | 0 | 0 | 0 | 0 | 0 | 0 | 0 | 0 | 0 | 0 | 0 | 0 | 0 | 0 | 0 | 0 | 0 | 0 | 0 | 0 | 0 | 0 | 0 | 0 | 0 | 0 | 0 | 0 | 0 | 0 | 0 | 0 | 0 | 0 | 0 | 0 | 0 | 0 | 0 | 0 | 0 | 0 | 0 | 0 | 0 | 0 | 0 | 0 | 0 | 0 | 0 | 0 | 0 | 0 | 0 | 0 | 0 | 0 | 0 | 0 | 0 | 0 | 0 | 0 | 0 | 0 | 0 | 0 | 0 | 0 | 0 | 0 | 0 | 0 | 0 | 0 | 0 | 0 | 0 | 0 | 0 | 0 | 0 | 0 | 0 | 0 | 0 | 0 | 0 | 0 | 0 | 0 | 0 | 0 | 0 | 0 | 0 | 0 | 0 | 0 | 0 | 0 | 0 | 0 | 0 | 0 | 0 | 0 | 0 | 0 | 0 | 0 | 0 | 0 | 0 | 0 | 0 | 0 | 0 | 0 | 0 | 0 | 0 | 0 | 0 | 0 | 0 | 0 | 0 | 0 | 0 | 0 | 0 | 0 | 0 | 0 | 0 | 0 | 0 | 0 | 0.01296% | 0 | 0 | 0 | 0 | 0 | 0 | 0 | 0 | 0 | 0 | 0 | 0 | 0 | 0 | 0 | 0 | 0 | 0 | 0 | 0 | 0 | 0 | 0 | 0
| IND-Lighting-7P_V2 | M_Input | Council 7th Plan | 2020 | Retro | 2022 | 2045 | PSE | Industrial | Wood - Other | Electric | Per Region | NA | NA | Wood - Other Material Handling1 | Wood - Other Material Handling1 | 0 | 10 | 0 | 0 | I-SIC24-Proc-All-All-All-E | 0 | 0 | 0 | 0 | 0 | 0 | 0 | 0 | 0 | 0 | 0 | 0 | Comm Flat | Material Handling1 | Material Handling1 | SIC24 | 0.01335% | 100% | 0% | 1 | 1 | 100% | 10% | 85% | 6.8% | 0.2% | 0 | 0 | 0 | 0 | 0 | 0 | 0 | 0 | 0 |  | 0 | 0 | 0 | 01. ($9,999.000) to $0.028 | 1 | 0 | 01. ($9,999.00) to $0.22 | 1 | 0.085 | 0.085 | 0.085 | 0.085 | 0.085 | 0.085 | 0.085 | 0.085 | 0.085 | 0.085 | 0 | 0 | 0 | 0 | 0 | 0 | 0 | 0 | 0 | 0 | 0 | 0 | 0 | 0 | 0 | 0 | 0 | 0 | 0 | 0 | 0 | 0 | 0 | 0 | 0 | 0 | 0 | 0 | 0 | 0 | 0 | 0 | 0 | 0 | 0 | 0 | 0 | 0 | 0 | 0 | 0 | 0 | 0 | 0 | 0 | 0 | 0 | 0 | 0 | 0 | 0 | 0 | 0 | 0 | 0 | 0 | 0 | 0 | 0 | 0 | 0 | 0 | 0 | 0 | 0 | 0 | 0 | 0 | 0 | 0 | 0 | 0 | 0 | 0 | 0 | 0 | 0 | 0 | 0 | 0 | 0 | 0 | 0 | 0 | 0 | 0 | 0 | 0 | 0 | 0 | 0 | 0 | 0 | 0 | 0 | 0 | 0 | 0 | 0 | 0 | 0 | 0 | 0 | 0 | 0 | 0 | 0 | 0 | 0 | 0 | 0 | 0 | 0 | 0 | 0 | 0 | 0 | 0 | 0 | 0 | 0 | 0 | 0 | 0 | 0 | 0 | 0 | 0 | 0 | 0 | 0 | 0 | 0 | 0 | 0 | 0 | 0 | 0 | 0 | 0 | 0 | 0 | 0 | 0 | 0 | 0 | 0 | 0 | 0 | 0 | 0 | 0 | 0 | 0 | 0 | 0 | 0 | 0 | 0 | 0 | 0 | 0 | 0 | 0 | 0 | 0 | 0 | 0 | 0 | 0 | 0 | 0 | 0 | 0 | 0 | 0 | 0 | 0 | 0 | 0 | 0 | 0 | 0 | 0 | 0 | 0 | 0 | 0 | 0 | 0 | 0 | 0 | 0 | 0.01209% | 0 | 0 | 0 | 0 | 0 | 0 | 0 | 0 | 0 | 0 | 0 | 0 | 0 | 0 | 0 | 0 | 0 | 0 | 0 | 0 | 0 | 0 | 0 | 0
| IND-Lighting-7P_V2 | M_Input | Council 7th Plan | 2020 | Retro | 2022 | 2045 | PSE | Industrial | Wood - Other | Electric | Per Region | NA | NA | Wood - Other Material Handling2 | Wood - Other Material Handling2 | 476501.5474 | 10 | 283360.255 | 0 | I-SIC24-Proc-All-All-All-E | 0 | 0 | 0 | 0 | 0 | 0 | 0 | 0 | 0 | 0 | 0 | 0 | Comm Flat | Material Handling2 | Material Handling2 | SIC24 | 0.01335% | 100% | 0% | 1 | 1 | 100% | 10% | 85% | 6.8% | 0.2% | 222774.5167 | 9365.0824 | 23213.9599 | 469094.519 | 0 | 0 | 0 | 493187.5277 | 0 |  | 0.088664 | 0 | 0.088664 | 07. $0.085 to $0.115 | 1 | 0 | 01. ($9,999.00) to $0.22 | 0 | 0.085 | 0.085 | 0.085 | 0.085 | 0.085 | 0.085 | 0.085 | 0.085 | 0.085 | 0.085 | 0 | 0 | 0 | 0 | 0 | 0 | 0 | 0 | 0 | 0 | 0 | 0 | 0 | 0 | 40502.6315 | 41232.6389 | 41342.5916 | 40891.7666 | 40639.0329 | 40455.815 | 40471.1548 | 40191.3476 | 40138.4376 | 40036.3165 | 0 | 0 | 0 | 0 | 0 | 0 | 0 | 0 | 0 | 0 | 0 | 0 | 0 | 0 | 405901.733 | 40502.6315 | 81735.2704 | 123077.862 | 163969.6286 | 204608.6615 | 245064.4765 | 285535.6313 | 325726.9789 | 365865.4165 | 405901.733 | 405901.733 | 405901.733 | 405901.733 | 405901.733 | 405901.733 | 405901.733 | 405901.733 | 405901.733 | 405901.733 | 405901.733 | 405901.733 | 405901.733 | 405901.733 | 405901.733 | 0 | 0 | 0 | 0 | 0 | 0 | 0 | 0 | 0 | 0 | 0 | 0 | 0 | 0 | 0 | 0 | 0 | 0 | 0 | 0 | 0 | 0 | 0 | 0 | 0 | 0 | 0 | 0 | 0 | 0 | 0 | 0 | 0 | 0 | 0 | 0 | 0 | 0 | 0 | 0 | 0 | 0 | 0 | 0 | 0 | 0 | 0 | 0 | 0 | 0 | 0 | 0 | 0 | 0 | 0 | 0 | 0 | 0 | 0 | 0 | 0 | 5.4077 | 10.9129 | 16.4328 | 21.8924 | 27.3183 | 32.7198 | 38.1233 | 43.4895 | 48.8486 | 54.194 | 54.194 | 54.194 | 54.194 | 54.194 | 54.194 | 54.194 | 54.194 | 54.194 | 54.194 | 54.194 | 54.194 | 54.194 | 54.194 | 54.194 | 41920.9399 | 42676.5104 | 42790.3134 | 42323.7015 | 42062.1177 | 41872.4839 | 41888.3609 | 41598.7554 | 41543.9927 | 41438.2956 | 0 | 0 | 0 | 0 | 0 | 0 | 0 | 0 | 0 | 0 | 0 | 0 | 0 | 0 | 420115.4713 | 0 | 0 | 0 | 0 | 0 | 0 | 0 | 0 | 0 | 0 | 0 | 0 | 0 | 0 | 0 | 0 | 0 | 0 | 0 | 0 | 0.01209% | 4.8967 | 9.8816 | 14.8799 | 19.8236 | 24.7368 | 29.6278 | 34.5207 | 39.3797 | 44.2324 | 49.0727 | 49.0727 | 49.0727 | 49.0727 | 49.0727 | 49.0727 | 49.0727 | 49.0727 | 49.0727 | 49.0727 | 49.0727 | 49.0727 | 49.0727 | 49.0727 | 49.0727
| IND-Lighting-7P_V2 | M_Input | Council 7th Plan | 2020 | Retro | 2022 | 2045 | PSE | Industrial | Wood - Other | Electric | Per Region | NA | NA | Wood - Other Material Handling VFD1 | Wood - Other Material Handling VFD1 | 0 | 10 | 0 | 0 | I-SIC24-Proc-All-All-All-E | 0 | 0 | 0 | 0 | 0 | 0 | 0 | 0 | 0 | 0 | 0 | 0 | Comm Flat | Material Handling VFD1 | Material Handling VFD1 | SIC24 | 0.01335% | 100% | 0% | 1 | 1 | 100% | 10% | 85% | 6.8% | 0.2% | 0 | 0 | 0 | 0 | 0 | 0 | 0 | 0 | 0 |  | 0 | 0 | 0 | 01. ($9,999.000) to $0.028 | 1 | 0 | 01. ($9,999.00) to $0.22 | 0 | 0.085 | 0.085 | 0.085 | 0.085 | 0.085 | 0.085 | 0.085 | 0.085 | 0.085 | 0.085 | 0 | 0 | 0 | 0 | 0 | 0 | 0 | 0 | 0 | 0 | 0 | 0 | 0 | 0 | 0 | 0 | 0 | 0 | 0 | 0 | 0 | 0 | 0 | 0 | 0 | 0 | 0 | 0 | 0 | 0 | 0 | 0 | 0 | 0 | 0 | 0 | 0 | 0 | 0 | 0 | 0 | 0 | 0 | 0 | 0 | 0 | 0 | 0 | 0 | 0 | 0 | 0 | 0 | 0 | 0 | 0 | 0 | 0 | 0 | 0 | 0 | 0 | 0 | 0 | 0 | 0 | 0 | 0 | 0 | 0 | 0 | 0 | 0 | 0 | 0 | 0 | 0 | 0 | 0 | 0 | 0 | 0 | 0 | 0 | 0 | 0 | 0 | 0 | 0 | 0 | 0 | 0 | 0 | 0 | 0 | 0 | 0 | 0 | 0 | 0 | 0 | 0 | 0 | 0 | 0 | 0 | 0 | 0 | 0 | 0 | 0 | 0 | 0 | 0 | 0 | 0 | 0 | 0 | 0 | 0 | 0 | 0 | 0 | 0 | 0 | 0 | 0 | 0 | 0 | 0 | 0 | 0 | 0 | 0 | 0 | 0 | 0 | 0 | 0 | 0 | 0 | 0 | 0 | 0 | 0 | 0 | 0 | 0 | 0 | 0 | 0 | 0 | 0 | 0 | 0 | 0 | 0 | 0 | 0 | 0 | 0 | 0 | 0 | 0 | 0 | 0 | 0 | 0 | 0 | 0 | 0 | 0 | 0 | 0 | 0 | 0 | 0 | 0 | 0 | 0 | 0 | 0 | 0 | 0 | 0 | 0 | 0 | 0 | 0 | 0 | 0 | 0 | 0 | 0.01209% | 0 | 0 | 0 | 0 | 0 | 0 | 0 | 0 | 0 | 0 | 0 | 0 | 0 | 0 | 0 | 0 | 0 | 0 | 0 | 0 | 0 | 0 | 0 | 0
| IND-Lighting-7P_V2 | M_Input | Council 7th Plan | 2020 | Retro | 2022 | 2045 | PSE | Industrial | Wood - Other | Electric | Per Region | NA | NA | Wood - Other Material Handling VFD2 | Wood - Other Material Handling VFD2 | 1781314.1961 | 10 | 680064.612 | 0 | I-SIC24-Proc-All-All-All-E | 0 | 0 | 0 | 0 | 0 | 0 | 0 | 0 | 0 | 0 | 0 | 0 | Comm Flat | Material Handling VFD2 | Material Handling VFD2 | SIC24 | 0.01335% | 100% | 0% | 1 | 1 | 100% | 10% | 85% | 6.8% | 0.2% | 832801.9315 | 35009.6539 | 86781.1585 | 1125826.8456 | 0 | 0 | 0 | 1140048.9556 | 0 |  | 0.054825 | 0 | 0.054825 | 02. $0.028 to $0.055 | 1 | 0 | 01. ($9,999.00) to $0.22 | 0 | 0.085 | 0.085 | 0.085 | 0.085 | 0.085 | 0.085 | 0.085 | 0.085 | 0.085 | 0.085 | 0 | 0 | 0 | 0 | 0 | 0 | 0 | 0 | 0 | 0 | 0 | 0 | 0 | 0 | 151411.7067 | 154140.706 | 154551.7444 | 152866.417 | 151921.6183 | 151236.6916 | 151294.0368 | 150248.0283 | 150050.2341 | 149668.473 | 0 | 0 | 0 | 0 | 0 | 0 | 0 | 0 | 0 | 0 | 0 | 0 | 0 | 0 | 1517389.6561 | 151411.7067 | 305552.4127 | 460104.1571 | 612970.5742 | 764892.1924 | 916128.884 | 1067422.9208 | 1217670.9491 | 1367721.1832 | 1517389.6561 | 1517389.6561 | 1517389.6561 | 1517389.6561 | 1517389.6561 | 1517389.6561 | 1517389.6561 | 1517389.6561 | 1517389.6561 | 1517389.6561 | 1517389.6561 | 1517389.6561 | 1517389.6561 | 1517389.6561 | 1517389.6561 | 0 | 0 | 0 | 0 | 0 | 0 | 0 | 0 | 0 | 0 | 0 | 0 | 0 | 0 | 0 | 0 | 0 | 0 | 0 | 0 | 0 | 0 | 0 | 0 | 0 | 0 | 0 | 0 | 0 | 0 | 0 | 0 | 0 | 0 | 0 | 0 | 0 | 0 | 0 | 0 | 0 | 0 | 0 | 0 | 0 | 0 | 0 | 0 | 0 | 0 | 0 | 0 | 0 | 0 | 0 | 0 | 0 | 0 | 0 | 0 | 0 | 20.2157 | 40.7959 | 61.4308 | 81.8408 | 102.1246 | 122.317 | 142.5171 | 162.5774 | 182.6114 | 202.5944 | 202.5944 | 202.5944 | 202.5944 | 202.5944 | 202.5944 | 202.5944 | 202.5944 | 202.5944 | 202.5944 | 202.5944 | 202.5944 | 202.5944 | 202.5944 | 202.5944 | 96904.1612 | 98650.7329 | 98913.7993 | 97835.1823 | 97230.5069 | 96792.1508 | 96828.852 | 96159.4019 | 96032.8128 | 95788.4839 | 0 | 0 | 0 | 0 | 0 | 0 | 0 | 0 | 0 | 0 | 0 | 0 | 0 | 0 | 971136.084 | 0 | 0 | 0 | 0 | 0 | 0 | 0 | 0 | 0 | 0 | 0 | 0 | 0 | 0 | 0 | 0 | 0 | 0 | 0 | 0 | 0.01209% | 18.3054 | 36.9407 | 55.6257 | 74.1069 | 92.4739 | 110.7582 | 129.0493 | 147.214 | 165.3548 | 183.4494 | 183.4494 | 183.4494 | 183.4494 | 183.4494 | 183.4494 | 183.4494 | 183.4494 | 183.4494 | 183.4494 | 183.4494 | 183.4494 | 183.4494 | 183.4494 | 183.4494
| IND-Lighting-7P_V2 | M_Input | Council 7th Plan | 2020 | Retro | 2022 | 2045 | PSE | Industrial | Wood - Other | Electric | Per Region | NA | NA | Wood - Other Wood: Replace Pneumatic Conveyor | Wood - Other Wood: Replace Pneumatic Conveyor | 2628168.037 | 10 | 47595.27 | 0 | I-SIC24-Proc-All-All-All-E | 198694.4561 | 0 | 0 | 0 | 0 | 0 | 0 | 0 | 0 | 0 | 0 | 0 | Comm Flat | Wood: Replace Pneumatic Conveyor | Wood: Replace Pneumatic Conveyor | SIC24 | 0.01335% | 100% | 0% | 1 | 1 | 100% | 10% | 85% | 6.8% | 0.2% | 1228723.9513 | 51653.5789 | 128037.753 | 78792.5614 | 0 | 0 | 0 | -2410843.5255 | 0 |  | -0.07858 | 0 | -0.07858 | 01. ($9,999.000) to $0.028 | 1 | 0 | 01. ($9,999.00) to $0.22 | 0 | 0.085 | 0.085 | 0.085 | 0.085 | 0.085 | 0.085 | 0.085 | 0.085 | 0.085 | 0.085 | 0 | 0 | 0 | 0 | 0 | 0 | 0 | 0 | 0 | 0 | 0 | 0 | 0 | 0 | 223394.2831 | 227420.675 | 228027.1249 | 225540.5768 | 224146.6116 | 223136.0642 | 223220.6719 | 221677.3809 | 221385.5535 | 220822.2994 | 0 | 0 | 0 | 0 | 0 | 0 | 0 | 0 | 0 | 0 | 0 | 0 | 0 | 0 | 2238771.2413 | 223394.2831 | 450814.9581 | 678842.083 | 904382.6598 | 1128529.2714 | 1351665.3356 | 1574886.0075 | 1796563.3885 | 2017948.9419 | 2238771.2413 | 2238771.2413 | 2238771.2413 | 2238771.2413 | 2238771.2413 | 2238771.2413 | 2238771.2413 | 2238771.2413 | 2238771.2413 | 2238771.2413 | 2238771.2413 | 2238771.2413 | 2238771.2413 | 2238771.2413 | 2238771.2413 | 0 | 0 | 0 | 0 | 0 | 0 | 0 | 0 | 0 | 0 | 0 | 0 | 0 | 0 | 0 | 0 | 0 | 0 | 0 | 0 | 0 | 0 | 0 | 0 | 0 | 0 | 0 | 0 | 0 | 0 | 0 | 0 | 0 | 0 | 0 | 0 | 0 | 0 | 0 | 0 | 0 | 0 | 0 | 0 | 0 | 0 | 0 | 0 | 0 | 0 | 0 | 0 | 0 | 0 | 0 | 0 | 0 | 0 | 0 | 0 | 0 | 29.8265 | 60.1906 | 90.6357 | 120.7487 | 150.6757 | 180.4677 | 210.271 | 239.8683 | 269.4266 | 298.9097 | 298.9097 | 298.9097 | 298.9097 | 298.9097 | 298.9097 | 298.9097 | 298.9097 | 298.9097 | 298.9097 | 298.9097 | 298.9097 | 298.9097 | 298.9097 | 298.9097 | 0 | 0 | 0 | 0 | 0 | 0 | 0 | 0 | 0 | 0 | 0 | 0 | 0 | 0 | 0 | 0 | 0 | 0 | 0 | 0 | 0 | 0 | 0 | 0 | 0 | 0 | 0 | 0 | 0 | 0 | 0 | 0 | 0 | 0 | 0 | 0 | 0 | 0 | 0 | 0 | 0 | 0 | 0 | 0 | 0 | 0.01209% | 27.0079 | 54.5026 | 82.0707 | 109.3381 | 136.4369 | 163.4136 | 190.4006 | 217.2009 | 243.966 | 270.663 | 270.663 | 270.663 | 270.663 | 270.663 | 270.663 | 270.663 | 270.663 | 270.663 | 270.663 | 270.663 | 270.663 | 270.663 | 270.663 | 270.663
| IND-Lighting-7P_V2 | M_Input | Council 7th Plan | 2020 | Retro | 2022 | 2045 | PSE | Industrial | Wood - Other | Electric | Per Region | NA | NA | Wood - Other Panel: Hydraulic Press | Wood - Other Panel: Hydraulic Press | 0 | 10 | 0 | 0 | I-SIC24-Proc-All-All-All-E | 0 | 0 | 0 | 0 | 0 | 0 | 0 | 0 | 0 | 0 | 0 | 0 | Comm Flat | Panel: Hydraulic Press | Panel: Hydraulic Press | SIC24 | 0.01335% | 100% | 0% | 1 | 1 | 100% | 10% | 85% | 6.8% | 0.2% | 0 | 0 | 0 | 0 | 0 | 0 | 0 | 0 | 0 |  | 0 | 0 | 0 | 01. ($9,999.000) to $0.028 | 1 | 0 | 01. ($9,999.00) to $0.22 | 0 | 0.085 | 0.085 | 0.085 | 0.085 | 0.085 | 0.085 | 0.085 | 0.085 | 0.085 | 0.085 | 0 | 0 | 0 | 0 | 0 | 0 | 0 | 0 | 0 | 0 | 0 | 0 | 0 | 0 | 0 | 0 | 0 | 0 | 0 | 0 | 0 | 0 | 0 | 0 | 0 | 0 | 0 | 0 | 0 | 0 | 0 | 0 | 0 | 0 | 0 | 0 | 0 | 0 | 0 | 0 | 0 | 0 | 0 | 0 | 0 | 0 | 0 | 0 | 0 | 0 | 0 | 0 | 0 | 0 | 0 | 0 | 0 | 0 | 0 | 0 | 0 | 0 | 0 | 0 | 0 | 0 | 0 | 0 | 0 | 0 | 0 | 0 | 0 | 0 | 0 | 0 | 0 | 0 | 0 | 0 | 0 | 0 | 0 | 0 | 0 | 0 | 0 | 0 | 0 | 0 | 0 | 0 | 0 | 0 | 0 | 0 | 0 | 0 | 0 | 0 | 0 | 0 | 0 | 0 | 0 | 0 | 0 | 0 | 0 | 0 | 0 | 0 | 0 | 0 | 0 | 0 | 0 | 0 | 0 | 0 | 0 | 0 | 0 | 0 | 0 | 0 | 0 | 0 | 0 | 0 | 0 | 0 | 0 | 0 | 0 | 0 | 0 | 0 | 0 | 0 | 0 | 0 | 0 | 0 | 0 | 0 | 0 | 0 | 0 | 0 | 0 | 0 | 0 | 0 | 0 | 0 | 0 | 0 | 0 | 0 | 0 | 0 | 0 | 0 | 0 | 0 | 0 | 0 | 0 | 0 | 0 | 0 | 0 | 0 | 0 | 0 | 0 | 0 | 0 | 0 | 0 | 0 | 0 | 0 | 0 | 0 | 0 | 0 | 0 | 0 | 0 | 0 | 0 | 0.01209% | 0 | 0 | 0 | 0 | 0 | 0 | 0 | 0 | 0 | 0 | 0 | 0 | 0 | 0 | 0 | 0 | 0 | 0 | 0 | 0 | 0 | 0 | 0 | 0
| IND-Lighting-7P_V2 | M_Input | Council 7th Plan | 2020 | Retro | 2022 | 2045 | PSE | Industrial | Wood - Other | Electric | Per Region | NA | NA | Wood - Other Cold Storage Retrofit | Wood - Other Cold Storage Retrofit | 0 | 10 | 0 | 0 | C-War-Ref-All-All-All-C | 0 | 0 | 0 | 0 | 0 | 0 | 0 | 0 | 0 | 0 | 0 | 0 | Comm Flat | Cold Storage Retrofit | Cold Storage Retrofit | IndShift3 | 0.01266% | 100% | 0% | 1 | 1 | 100% | 10% | 85% | 6.8% | 0.2% | 0 | 0 | 0 | 0 | 0 | 0 | 0 | 0 | 0 |  | 0 | 0 | 0 | 01. ($9,999.000) to $0.028 | 1 | 0 | 01. ($9,999.00) to $0.22 | 0 | 0.085 | 0.085 | 0.085 | 0.085 | 0.085 | 0.085 | 0.085 | 0.085 | 0.085 | 0.085 | 0 | 0 | 0 | 0 | 0 | 0 | 0 | 0 | 0 | 0 | 0 | 0 | 0 | 0 | 0 | 0 | 0 | 0 | 0 | 0 | 0 | 0 | 0 | 0 | 0 | 0 | 0 | 0 | 0 | 0 | 0 | 0 | 0 | 0 | 0 | 0 | 0 | 0 | 0 | 0 | 0 | 0 | 0 | 0 | 0 | 0 | 0 | 0 | 0 | 0 | 0 | 0 | 0 | 0 | 0 | 0 | 0 | 0 | 0 | 0 | 0 | 0 | 0 | 0 | 0 | 0 | 0 | 0 | 0 | 0 | 0 | 0 | 0 | 0 | 0 | 0 | 0 | 0 | 0 | 0 | 0 | 0 | 0 | 0 | 0 | 0 | 0 | 0 | 0 | 0 | 0 | 0 | 0 | 0 | 0 | 0 | 0 | 0 | 0 | 0 | 0 | 0 | 0 | 0 | 0 | 0 | 0 | 0 | 0 | 0 | 0 | 0 | 0 | 0 | 0 | 0 | 0 | 0 | 0 | 0 | 0 | 0 | 0 | 0 | 0 | 0 | 0 | 0 | 0 | 0 | 0 | 0 | 0 | 0 | 0 | 0 | 0 | 0 | 0 | 0 | 0 | 0 | 0 | 0 | 0 | 0 | 0 | 0 | 0 | 0 | 0 | 0 | 0 | 0 | 0 | 0 | 0 | 0 | 0 | 0 | 0 | 0 | 0 | 0 | 0 | 0 | 0 | 0 | 0 | 0 | 0 | 0 | 0 | 0 | 0 | 0 | 0 | 0 | 0 | 0 | 0 | 0 | 0 | 0 | 0 | 0 | 0 | 0 | 0 | 0 | 0 | 0 | 0 | 0.01296% | 0 | 0 | 0 | 0 | 0 | 0 | 0 | 0 | 0 | 0 | 0 | 0 | 0 | 0 | 0 | 0 | 0 | 0 | 0 | 0 | 0 | 0 | 0 | 0
| IND-Lighting-7P_V2 | M_Input | Council 7th Plan | 2020 | Retro | 2022 | 2045 | PSE | Industrial | Wood - Other | Electric | Per Region | NA | NA | Wood - Other Cold Storage Tuneup | Wood - Other Cold Storage Tuneup | 0 | 3 | 0 | 0 | C-War-Ref-All-All-All-C | 0 | 0 | 0 | 0 | 0 | 0 | 0 | 0 | 0 | 0 | 0 | 0 | Comm Flat | Cold Storage Tuneup | Cold Storage Tuneup | IndShift3 | 0.01266% | 100% | 0% | 1 | 1 | 100% | 33.33% | 85% | 6.8% | 0.2% | 0 | 0 | 0 | 0 | 0 | 0 | 0 | 0 | 0 |  | 0 | 0 | 0 | 01. ($9,999.000) to $0.028 | 1 | 0 | 01. ($9,999.00) to $0.22 | 0 | 0.085 | 0.085 | 0.085 | 0.085 | 0.085 | 0.085 | 0.085 | 0.085 | 0.085 | 0.085 | 0 | 0 | 0 | 0 | 0 | 0 | 0 | 0 | 0 | 0 | 0 | 0 | 0 | 0 | 0 | 0 | 0 | 0 | 0 | 0 | 0 | 0 | 0 | 0 | 0 | 0 | 0 | 0 | 0 | 0 | 0 | 0 | 0 | 0 | 0 | 0 | 0 | 0 | 0 | 0 | 0 | 0 | 0 | 0 | 0 | 0 | 0 | 0 | 0 | 0 | 0 | 0 | 0 | 0 | 0 | 0 | 0 | 0 | 0 | 0 | 0 | 0 | 0 | 0 | 0 | 0 | 0 | 0 | 0 | 0 | 0 | 0 | 0 | 0 | 0 | 0 | 0 | 0 | 0 | 0 | 0 | 0 | 0 | 0 | 0 | 0 | 0 | 0 | 0 | 0 | 0 | 0 | 0 | 0 | 0 | 0 | 0 | 0 | 0 | 0 | 0 | 0 | 0 | 0 | 0 | 0 | 0 | 0 | 0 | 0 | 0 | 0 | 0 | 0 | 0 | 0 | 0 | 0 | 0 | 0 | 0 | 0 | 0 | 0 | 0 | 0 | 0 | 0 | 0 | 0 | 0 | 0 | 0 | 0 | 0 | 0 | 0 | 0 | 0 | 0 | 0 | 0 | 0 | 0 | 0 | 0 | 0 | 0 | 0 | 0 | 0 | 0 | 0 | 0 | 0 | 0 | 0 | 0 | 0 | 0 | 0 | 0 | 0 | 0 | 0 | 0 | 0 | 0 | 0 | 0 | 0 | 0 | 0 | 0 | 0 | 0 | 0 | 0 | 0 | 0 | 0 | 0 | 0 | 0 | 0 | 0 | 0 | 0 | 0 | 0 | 0 | 0 | 0 | 0.01296% | 0 | 0 | 0 | 0 | 0 | 0 | 0 | 0 | 0 | 0 | 0 | 0 | 0 | 0 | 0 | 0 | 0 | 0 | 0 | 0 | 0 | 0 | 0 | 0
| IND-Lighting-7P_V2 | M_Input | Council 7th Plan | 2020 | Retro | 2022 | 2045 | PSE | Industrial | Wood - Other | Electric | Per Region | NA | NA | Wood - Other Fruit Storage Refer Retrofit | Wood - Other Fruit Storage Refer Retrofit | 0 | 10 | 0 | 0 | C-War-Ref-All-All-All-C | 0 | 0 | 0 | 0 | 0 | 0 | 0 | 0 | 0 | 0 | 0 | 0 | Comm Flat | Fruit Storage Refer Retrofit | Fruit Storage Refer Retrofit | IndShift3 | 0.01266% | 100% | 0% | 1 | 1 | 100% | 10% | 85% | 6.8% | 0.2% | 0 | 0 | 0 | 0 | 0 | 0 | 0 | 0 | 0 |  | 0 | 0 | 0 | 01. ($9,999.000) to $0.028 | 1 | 0 | 01. ($9,999.00) to $0.22 | 0 | 0.085 | 0.085 | 0.085 | 0.085 | 0.085 | 0.085 | 0.085 | 0.085 | 0.085 | 0.085 | 0 | 0 | 0 | 0 | 0 | 0 | 0 | 0 | 0 | 0 | 0 | 0 | 0 | 0 | 0 | 0 | 0 | 0 | 0 | 0 | 0 | 0 | 0 | 0 | 0 | 0 | 0 | 0 | 0 | 0 | 0 | 0 | 0 | 0 | 0 | 0 | 0 | 0 | 0 | 0 | 0 | 0 | 0 | 0 | 0 | 0 | 0 | 0 | 0 | 0 | 0 | 0 | 0 | 0 | 0 | 0 | 0 | 0 | 0 | 0 | 0 | 0 | 0 | 0 | 0 | 0 | 0 | 0 | 0 | 0 | 0 | 0 | 0 | 0 | 0 | 0 | 0 | 0 | 0 | 0 | 0 | 0 | 0 | 0 | 0 | 0 | 0 | 0 | 0 | 0 | 0 | 0 | 0 | 0 | 0 | 0 | 0 | 0 | 0 | 0 | 0 | 0 | 0 | 0 | 0 | 0 | 0 | 0 | 0 | 0 | 0 | 0 | 0 | 0 | 0 | 0 | 0 | 0 | 0 | 0 | 0 | 0 | 0 | 0 | 0 | 0 | 0 | 0 | 0 | 0 | 0 | 0 | 0 | 0 | 0 | 0 | 0 | 0 | 0 | 0 | 0 | 0 | 0 | 0 | 0 | 0 | 0 | 0 | 0 | 0 | 0 | 0 | 0 | 0 | 0 | 0 | 0 | 0 | 0 | 0 | 0 | 0 | 0 | 0 | 0 | 0 | 0 | 0 | 0 | 0 | 0 | 0 | 0 | 0 | 0 | 0 | 0 | 0 | 0 | 0 | 0 | 0 | 0 | 0 | 0 | 0 | 0 | 0 | 0 | 0 | 0 | 0 | 0 | 0.01296% | 0 | 0 | 0 | 0 | 0 | 0 | 0 | 0 | 0 | 0 | 0 | 0 | 0 | 0 | 0 | 0 | 0 | 0 | 0 | 0 | 0 | 0 | 0 | 0
| IND-Lighting-7P_V2 | M_Input | Council 7th Plan | 2020 | Retro | 2022 | 2045 | PSE | Industrial | Wood - Other | Electric | Per Region | NA | NA | Wood - Other CA Retrofit -- CO2 Scrub | Wood - Other CA Retrofit -- CO2 Scrub | 0 | 10 | 0 | 0 | I-All-Other-Shift3-All-All-S | 0 | 0 | 0 | 0 | 0 | 0 | 0 | 0 | 0 | 0 | 0 | 0 | Comm Flat | CA Retrofit -- CO2 Scrub | CA Retrofit -- CO2 Scrub | IndShift3 | 0.01266% | 100% | 0% | 1 | 1 | 100% | 10% | 85% | 6.8% | 0.2% | 0 | 0 | 0 | 0 | 0 | 0 | 0 | 0 | 0 |  | 0 | 0 | 0 | 01. ($9,999.000) to $0.028 | 0 | 0 | 01. ($9,999.00) to $0.22 | 1 | 0.085 | 0.085 | 0.085 | 0.085 | 0.085 | 0.085 | 0.085 | 0.085 | 0.085 | 0.085 | 0 | 0 | 0 | 0 | 0 | 0 | 0 | 0 | 0 | 0 | 0 | 0 | 0 | 0 | 0 | 0 | 0 | 0 | 0 | 0 | 0 | 0 | 0 | 0 | 0 | 0 | 0 | 0 | 0 | 0 | 0 | 0 | 0 | 0 | 0 | 0 | 0 | 0 | 0 | 0 | 0 | 0 | 0 | 0 | 0 | 0 | 0 | 0 | 0 | 0 | 0 | 0 | 0 | 0 | 0 | 0 | 0 | 0 | 0 | 0 | 0 | 0 | 0 | 0 | 0 | 0 | 0 | 0 | 0 | 0 | 0 | 0 | 0 | 0 | 0 | 0 | 0 | 0 | 0 | 0 | 0 | 0 | 0 | 0 | 0 | 0 | 0 | 0 | 0 | 0 | 0 | 0 | 0 | 0 | 0 | 0 | 0 | 0 | 0 | 0 | 0 | 0 | 0 | 0 | 0 | 0 | 0 | 0 | 0 | 0 | 0 | 0 | 0 | 0 | 0 | 0 | 0 | 0 | 0 | 0 | 0 | 0 | 0 | 0 | 0 | 0 | 0 | 0 | 0 | 0 | 0 | 0 | 0 | 0 | 0 | 0 | 0 | 0 | 0 | 0 | 0 | 0 | 0 | 0 | 0 | 0 | 0 | 0 | 0 | 0 | 0 | 0 | 0 | 0 | 0 | 0 | 0 | 0 | 0 | 0 | 0 | 0 | 0 | 0 | 0 | 0 | 0 | 0 | 0 | 0 | 0 | 0 | 0 | 0 | 0 | 0 | 0 | 0 | 0 | 0 | 0 | 0 | 0 | 0 | 0 | 0 | 0 | 0 | 0 | 0 | 0 | 0 | 0 | 0.01296% | 0 | 0 | 0 | 0 | 0 | 0 | 0 | 0 | 0 | 0 | 0 | 0 | 0 | 0 | 0 | 0 | 0 | 0 | 0 | 0 | 0 | 0 | 0 | 0
| IND-Lighting-7P_V2 | M_Input | Council 7th Plan | 2020 | Retro | 2022 | 2045 | PSE | Industrial | Wood - Other | Electric | Per Region | NA | NA | Wood - Other CA Retrofit -- Membrane | Wood - Other CA Retrofit -- Membrane | 0 | 10 | 0 | 0 | I-All-Other-Shift3-All-All-S | 0 | 0 | 0 | 0 | 0 | 0 | 0 | 0 | 0 | 0 | 0 | 0 | Comm Flat | CA Retrofit -- Membrane | CA Retrofit -- Membrane | IndShift3 | 0.01266% | 100% | 0% | 1 | 1 | 100% | 10% | 85% | 6.8% | 0.2% | 0 | 0 | 0 | 0 | 0 | 0 | 0 | 0 | 0 |  | 0 | 0 | 0 | 01. ($9,999.000) to $0.028 | 1 | 0 | 01. ($9,999.00) to $0.22 | 1 | 0.085 | 0.085 | 0.085 | 0.085 | 0.085 | 0.085 | 0.085 | 0.085 | 0.085 | 0.085 | 0 | 0 | 0 | 0 | 0 | 0 | 0 | 0 | 0 | 0 | 0 | 0 | 0 | 0 | 0 | 0 | 0 | 0 | 0 | 0 | 0 | 0 | 0 | 0 | 0 | 0 | 0 | 0 | 0 | 0 | 0 | 0 | 0 | 0 | 0 | 0 | 0 | 0 | 0 | 0 | 0 | 0 | 0 | 0 | 0 | 0 | 0 | 0 | 0 | 0 | 0 | 0 | 0 | 0 | 0 | 0 | 0 | 0 | 0 | 0 | 0 | 0 | 0 | 0 | 0 | 0 | 0 | 0 | 0 | 0 | 0 | 0 | 0 | 0 | 0 | 0 | 0 | 0 | 0 | 0 | 0 | 0 | 0 | 0 | 0 | 0 | 0 | 0 | 0 | 0 | 0 | 0 | 0 | 0 | 0 | 0 | 0 | 0 | 0 | 0 | 0 | 0 | 0 | 0 | 0 | 0 | 0 | 0 | 0 | 0 | 0 | 0 | 0 | 0 | 0 | 0 | 0 | 0 | 0 | 0 | 0 | 0 | 0 | 0 | 0 | 0 | 0 | 0 | 0 | 0 | 0 | 0 | 0 | 0 | 0 | 0 | 0 | 0 | 0 | 0 | 0 | 0 | 0 | 0 | 0 | 0 | 0 | 0 | 0 | 0 | 0 | 0 | 0 | 0 | 0 | 0 | 0 | 0 | 0 | 0 | 0 | 0 | 0 | 0 | 0 | 0 | 0 | 0 | 0 | 0 | 0 | 0 | 0 | 0 | 0 | 0 | 0 | 0 | 0 | 0 | 0 | 0 | 0 | 0 | 0 | 0 | 0 | 0 | 0 | 0 | 0 | 0 | 0 | 0.01296% | 0 | 0 | 0 | 0 | 0 | 0 | 0 | 0 | 0 | 0 | 0 | 0 | 0 | 0 | 0 | 0 | 0 | 0 | 0 | 0 | 0 | 0 | 0 | 0
| IND-Lighting-7P_V2 | M_Input | Council 7th Plan | 2020 | Retro | 2022 | 2045 | PSE | Industrial | Wood - Other | Electric | Per Region | NA | NA | Wood - Other Fruit Storage Tuneup | Wood - Other Fruit Storage Tuneup | 0 | 3 | 0 | 0 | C-War-Ref-All-All-All-C | 0 | 0 | 0 | 0 | 0 | 0 | 0 | 0 | 0 | 0 | 0 | 0 | Comm Flat | Fruit Storage Tuneup | Fruit Storage Tuneup | IndShift3 | 0.01266% | 100% | 0% | 1 | 1 | 100% | 33.33% | 85% | 6.8% | 0.2% | 0 | 0 | 0 | 0 | 0 | 0 | 0 | 0 | 0 |  | 0 | 0 | 0 | 01. ($9,999.000) to $0.028 | 1 | 0 | 01. ($9,999.00) to $0.22 | 1 | 0.085 | 0.085 | 0.085 | 0.085 | 0.085 | 0.085 | 0.085 | 0.085 | 0.085 | 0.085 | 0 | 0 | 0 | 0 | 0 | 0 | 0 | 0 | 0 | 0 | 0 | 0 | 0 | 0 | 0 | 0 | 0 | 0 | 0 | 0 | 0 | 0 | 0 | 0 | 0 | 0 | 0 | 0 | 0 | 0 | 0 | 0 | 0 | 0 | 0 | 0 | 0 | 0 | 0 | 0 | 0 | 0 | 0 | 0 | 0 | 0 | 0 | 0 | 0 | 0 | 0 | 0 | 0 | 0 | 0 | 0 | 0 | 0 | 0 | 0 | 0 | 0 | 0 | 0 | 0 | 0 | 0 | 0 | 0 | 0 | 0 | 0 | 0 | 0 | 0 | 0 | 0 | 0 | 0 | 0 | 0 | 0 | 0 | 0 | 0 | 0 | 0 | 0 | 0 | 0 | 0 | 0 | 0 | 0 | 0 | 0 | 0 | 0 | 0 | 0 | 0 | 0 | 0 | 0 | 0 | 0 | 0 | 0 | 0 | 0 | 0 | 0 | 0 | 0 | 0 | 0 | 0 | 0 | 0 | 0 | 0 | 0 | 0 | 0 | 0 | 0 | 0 | 0 | 0 | 0 | 0 | 0 | 0 | 0 | 0 | 0 | 0 | 0 | 0 | 0 | 0 | 0 | 0 | 0 | 0 | 0 | 0 | 0 | 0 | 0 | 0 | 0 | 0 | 0 | 0 | 0 | 0 | 0 | 0 | 0 | 0 | 0 | 0 | 0 | 0 | 0 | 0 | 0 | 0 | 0 | 0 | 0 | 0 | 0 | 0 | 0 | 0 | 0 | 0 | 0 | 0 | 0 | 0 | 0 | 0 | 0 | 0 | 0 | 0 | 0 | 0 | 0 | 0 | 0.01296% | 0 | 0 | 0 | 0 | 0 | 0 | 0 | 0 | 0 | 0 | 0 | 0 | 0 | 0 | 0 | 0 | 0 | 0 | 0 | 0 | 0 | 0 | 0 | 0
| IND-Lighting-7P_V2 | M_Input | Council 7th Plan | 2020 | Retro | 2022 | 2045 | PSE | Industrial | Wood - Other | Electric | Per Region | NA | NA | Wood - Other Groc Dist Retrofit | Wood - Other Groc Dist Retrofit | 0 | 10 | 0 | 0 | C-War-Ref-All-All-All-C | 0 | 0 | 0 | 0 | 0 | 0 | 0 | 0 | 0 | 0 | 0 | 0 | Comm Flat | Groc Dist Retrofit | Groc Dist Retrofit | IndShift3 | 0.01266% | 100% | 0% | 1 | 1 | 100% | 10% | 85% | 6.8% | 0.2% | 0 | 0 | 0 | 0 | 0 | 0 | 0 | 0 | 0 |  | 0 | 0 | 0 | 01. ($9,999.000) to $0.028 | 1 | 0 | 01. ($9,999.00) to $0.22 | 0 | 0.085 | 0.085 | 0.085 | 0.085 | 0.085 | 0.085 | 0.085 | 0.085 | 0.085 | 0.085 | 0 | 0 | 0 | 0 | 0 | 0 | 0 | 0 | 0 | 0 | 0 | 0 | 0 | 0 | 0 | 0 | 0 | 0 | 0 | 0 | 0 | 0 | 0 | 0 | 0 | 0 | 0 | 0 | 0 | 0 | 0 | 0 | 0 | 0 | 0 | 0 | 0 | 0 | 0 | 0 | 0 | 0 | 0 | 0 | 0 | 0 | 0 | 0 | 0 | 0 | 0 | 0 | 0 | 0 | 0 | 0 | 0 | 0 | 0 | 0 | 0 | 0 | 0 | 0 | 0 | 0 | 0 | 0 | 0 | 0 | 0 | 0 | 0 | 0 | 0 | 0 | 0 | 0 | 0 | 0 | 0 | 0 | 0 | 0 | 0 | 0 | 0 | 0 | 0 | 0 | 0 | 0 | 0 | 0 | 0 | 0 | 0 | 0 | 0 | 0 | 0 | 0 | 0 | 0 | 0 | 0 | 0 | 0 | 0 | 0 | 0 | 0 | 0 | 0 | 0 | 0 | 0 | 0 | 0 | 0 | 0 | 0 | 0 | 0 | 0 | 0 | 0 | 0 | 0 | 0 | 0 | 0 | 0 | 0 | 0 | 0 | 0 | 0 | 0 | 0 | 0 | 0 | 0 | 0 | 0 | 0 | 0 | 0 | 0 | 0 | 0 | 0 | 0 | 0 | 0 | 0 | 0 | 0 | 0 | 0 | 0 | 0 | 0 | 0 | 0 | 0 | 0 | 0 | 0 | 0 | 0 | 0 | 0 | 0 | 0 | 0 | 0 | 0 | 0 | 0 | 0 | 0 | 0 | 0 | 0 | 0 | 0 | 0 | 0 | 0 | 0 | 0 | 0 | 0.01296% | 0 | 0 | 0 | 0 | 0 | 0 | 0 | 0 | 0 | 0 | 0 | 0 | 0 | 0 | 0 | 0 | 0 | 0 | 0 | 0 | 0 | 0 | 0 | 0
| IND-Lighting-7P_V2 | M_Input | Council 7th Plan | 2020 | Retro | 2022 | 2045 | PSE | Industrial | Wood - Other | Electric | Per Region | NA | NA | Wood - Other Groc Dist Tuneup | Wood - Other Groc Dist Tuneup | 0 | 3 | 0 | 0 | C-War-Ref-All-All-All-C | 0 | 0 | 0 | 0 | 0 | 0 | 0 | 0 | 0 | 0 | 0 | 0 | Comm Flat | Groc Dist Tuneup | Groc Dist Tuneup | IndShift3 | 0.01266% | 100% | 0% | 1 | 1 | 100% | 33.33% | 85% | 6.8% | 0.2% | 0 | 0 | 0 | 0 | 0 | 0 | 0 | 0 | 0 |  | 0 | 0 | 0 | 01. ($9,999.000) to $0.028 | 1 | 0 | 01. ($9,999.00) to $0.22 | 1 | 0.085 | 0.085 | 0.085 | 0.085 | 0.085 | 0.085 | 0.085 | 0.085 | 0.085 | 0.085 | 0 | 0 | 0 | 0 | 0 | 0 | 0 | 0 | 0 | 0 | 0 | 0 | 0 | 0 | 0 | 0 | 0 | 0 | 0 | 0 | 0 | 0 | 0 | 0 | 0 | 0 | 0 | 0 | 0 | 0 | 0 | 0 | 0 | 0 | 0 | 0 | 0 | 0 | 0 | 0 | 0 | 0 | 0 | 0 | 0 | 0 | 0 | 0 | 0 | 0 | 0 | 0 | 0 | 0 | 0 | 0 | 0 | 0 | 0 | 0 | 0 | 0 | 0 | 0 | 0 | 0 | 0 | 0 | 0 | 0 | 0 | 0 | 0 | 0 | 0 | 0 | 0 | 0 | 0 | 0 | 0 | 0 | 0 | 0 | 0 | 0 | 0 | 0 | 0 | 0 | 0 | 0 | 0 | 0 | 0 | 0 | 0 | 0 | 0 | 0 | 0 | 0 | 0 | 0 | 0 | 0 | 0 | 0 | 0 | 0 | 0 | 0 | 0 | 0 | 0 | 0 | 0 | 0 | 0 | 0 | 0 | 0 | 0 | 0 | 0 | 0 | 0 | 0 | 0 | 0 | 0 | 0 | 0 | 0 | 0 | 0 | 0 | 0 | 0 | 0 | 0 | 0 | 0 | 0 | 0 | 0 | 0 | 0 | 0 | 0 | 0 | 0 | 0 | 0 | 0 | 0 | 0 | 0 | 0 | 0 | 0 | 0 | 0 | 0 | 0 | 0 | 0 | 0 | 0 | 0 | 0 | 0 | 0 | 0 | 0 | 0 | 0 | 0 | 0 | 0 | 0 | 0 | 0 | 0 | 0 | 0 | 0 | 0 | 0 | 0 | 0 | 0 | 0 | 0.01296% | 0 | 0 | 0 | 0 | 0 | 0 | 0 | 0 | 0 | 0 | 0 | 0 | 0 | 0 | 0 | 0 | 0 | 0 | 0 | 0 | 0 | 0 | 0 | 0
| IND-Lighting-7P_V2 | M_Input | Council 7th Plan | 2020 | Retro | 2022 | 2045 | PSE | Industrial | Wood - Other | Electric | Per Region | NA | NA | Wood - Other Plant Energy Management | Wood - Other Plant Energy Management | 424038.2191 | 10 | 11294.3859 | 15199.5091 | I-All-Other-Shift3-All-All-S | 0 | 0 | 0 | 0 | 0 | 0 | 0 | 0 | 0 | 0 | 0 | 0 | Comm Flat | Plant Energy Management | Plant Energy Management | IndShift3 | 0.01266% | 100% | 0% | 1 | 1 | 100% | 10% | 85% | 6.8% | 0.2% | 198246.8049 | 7902.1133 | 20614.8918 | 18697.5217 | 0 | 0 | 0 | 169871.1752 | 0 |  | 0.034317 | 0 | 0.034317 | 02. $0.028 to $0.055 | 0 | 0 | 01. ($9,999.00) to $0.22 | 1 | 0.085 | 0.085 | 0.085 | 0.085 | 0.085 | 0.085 | 0.085 | 0.085 | 0.085 | 0.085 | 0 | 0 | 0 | 0 | 0 | 0 | 0 | 0 | 0 | 0 | 0 | 0 | 0 | 0 | 36043.2486 | 36692.8814 | 36790.7282 | 36389.5395 | 36164.632 | 36001.5866 | 36015.2375 | 35766.2374 | 35719.1528 | 35628.2754 | 0 | 0 | 0 | 0 | 0 | 0 | 0 | 0 | 0 | 0 | 0 | 0 | 0 | 0 | 361211.5195 | 36043.2486 | 72736.13 | 109526.8582 | 145916.3977 | 182081.0297 | 218082.6163 | 254097.8539 | 289864.0912 | 325583.2441 | 361211.5195 | 361211.5195 | 361211.5195 | 361211.5195 | 361211.5195 | 361211.5195 | 361211.5195 | 361211.5195 | 361211.5195 | 361211.5195 | 361211.5195 | 361211.5195 | 361211.5195 | 361211.5195 | 361211.5195 | 0 | 0 | 0 | 0 | 0 | 0 | 0 | 0 | 0 | 0 | 0 | 0 | 0 | 0 | 0 | 0 | 0 | 0 | 0 | 0 | 0 | 0 | 0 | 0 | 0 | 0 | 0 | 0 | 0 | 0 | 0 | 0 | 0 | 0 | 0 | 0 | 0 | 0 | 0 | 0 | 0 | 0 | 0 | 0 | 0 | 0 | 0 | 0 | 0 | 0 | 0 | 0 | 0 | 0 | 0 | 0 | 0 | 0 | 0 | 0 | 0 | 4.5629 | 9.2081 | 13.8657 | 18.4725 | 23.0508 | 27.6085 | 32.1679 | 36.6957 | 41.2177 | 45.7281 | 45.7281 | 45.7281 | 45.7281 | 45.7281 | 45.7281 | 45.7281 | 45.7281 | 45.7281 | 45.7281 | 45.7281 | 45.7281 | 45.7281 | 45.7281 | 45.7281 | 14439.0499 | 14699.295 | 14738.4928 | 14577.7752 | 14487.6765 | 14422.36 | 14427.8286 | 14328.0782 | 14309.216 | 14272.8102 | 0 | 0 | 0 | 0 | 0 | 0 | 0 | 0 | 0 | 0 | 0 | 0 | 0 | 0 | 144702.5823 | 0 | 0 | 0 | 0 | 0 | 0 | 0 | 0 | 0 | 0 | 0 | 0 | 0 | 0 | 0 | 0 | 0 | 0 | 0 | 0 | 0.01296% | 4.6702 | 9.4246 | 14.1916 | 18.9067 | 23.5926 | 28.2574 | 32.9239 | 37.5582 | 42.1864 | 46.8029 | 46.8029 | 46.8029 | 46.8029 | 46.8029 | 46.8029 | 46.8029 | 46.8029 | 46.8029 | 46.8029 | 46.8029 | 46.8029 | 46.8029 | 46.8029 | 46.8029
| IND-Lighting-7P_V2 | M_Input | Council 7th Plan | 2020 | Retro | 2022 | 2045 | PSE | Industrial | Wood - Other | Electric | Per Region | NA | NA | Wood - Other Energy Project Management | Wood - Other Energy Project Management | 0 | 11 | 0 | 0 | I-All-Other-Shift3-All-All-S | 0 | 0 | 0 | 0 | 0 | 0 | 0 | 0 | 0 | 0 | 0 | 0 | Comm Flat | Energy Project Management | Energy Project Management | IndShift3 | 0.01266% | 100% | 0% | 1 | 1 | 100% | 9.091% | 85% | 6.8% | 0.2% | 0 | 0 | 0 | 0 | 0 | 0 | 0 | 0 | 0 |  | 0 | 0 | 0 | 01. ($9,999.000) to $0.028 | 0 | 0 | 01. ($9,999.00) to $0.22 | 1 | 0.085 | 0.085 | 0.085 | 0.085 | 0.085 | 0.085 | 0.085 | 0.085 | 0.085 | 0.085 | 0 | 0 | 0 | 0 | 0 | 0 | 0 | 0 | 0 | 0 | 0 | 0 | 0 | 0 | 0 | 0 | 0 | 0 | 0 | 0 | 0 | 0 | 0 | 0 | 0 | 0 | 0 | 0 | 0 | 0 | 0 | 0 | 0 | 0 | 0 | 0 | 0 | 0 | 0 | 0 | 0 | 0 | 0 | 0 | 0 | 0 | 0 | 0 | 0 | 0 | 0 | 0 | 0 | 0 | 0 | 0 | 0 | 0 | 0 | 0 | 0 | 0 | 0 | 0 | 0 | 0 | 0 | 0 | 0 | 0 | 0 | 0 | 0 | 0 | 0 | 0 | 0 | 0 | 0 | 0 | 0 | 0 | 0 | 0 | 0 | 0 | 0 | 0 | 0 | 0 | 0 | 0 | 0 | 0 | 0 | 0 | 0 | 0 | 0 | 0 | 0 | 0 | 0 | 0 | 0 | 0 | 0 | 0 | 0 | 0 | 0 | 0 | 0 | 0 | 0 | 0 | 0 | 0 | 0 | 0 | 0 | 0 | 0 | 0 | 0 | 0 | 0 | 0 | 0 | 0 | 0 | 0 | 0 | 0 | 0 | 0 | 0 | 0 | 0 | 0 | 0 | 0 | 0 | 0 | 0 | 0 | 0 | 0 | 0 | 0 | 0 | 0 | 0 | 0 | 0 | 0 | 0 | 0 | 0 | 0 | 0 | 0 | 0 | 0 | 0 | 0 | 0 | 0 | 0 | 0 | 0 | 0 | 0 | 0 | 0 | 0 | 0 | 0 | 0 | 0 | 0 | 0 | 0 | 0 | 0 | 0 | 0 | 0 | 0 | 0 | 0 | 0 | 0 | 0.01296% | 0 | 0 | 0 | 0 | 0 | 0 | 0 | 0 | 0 | 0 | 0 | 0 | 0 | 0 | 0 | 0 | 0 | 0 | 0 | 0 | 0 | 0 | 0 | 0
| IND-Lighting-7P_V2 | M_Input | Council 7th Plan | 2020 | Retro | 2022 | 2045 | PSE | Industrial | Wood - Other | Electric | Per Region | NA | NA | Wood - Other Integrated Plant Energy Management | Wood - Other Integrated Plant Energy Management | 0 | 11 | 0 | 0 | I-All-Other-Shift3-All-All-S | 0 | 0 | 0 | 0 | 0 | 0 | 0 | 0 | 0 | 0 | 0 | 0 | Comm Flat | Integrated Plant Energy Management | Integrated Plant Energy Management | IndShift3 | 0.01266% | 100% | 0% | 1 | 1 | 100% | 9.091% | 85% | 6.8% | 0.2% | 0 | 0 | 0 | 0 | 0 | 0 | 0 | 0 | 0 |  | 0 | 0 | 0 | 01. ($9,999.000) to $0.028 | 0 | 0 | 01. ($9,999.00) to $0.22 | 1 | 0.085 | 0.085 | 0.085 | 0.085 | 0.085 | 0.085 | 0.085 | 0.085 | 0.085 | 0.085 | 0 | 0 | 0 | 0 | 0 | 0 | 0 | 0 | 0 | 0 | 0 | 0 | 0 | 0 | 0 | 0 | 0 | 0 | 0 | 0 | 0 | 0 | 0 | 0 | 0 | 0 | 0 | 0 | 0 | 0 | 0 | 0 | 0 | 0 | 0 | 0 | 0 | 0 | 0 | 0 | 0 | 0 | 0 | 0 | 0 | 0 | 0 | 0 | 0 | 0 | 0 | 0 | 0 | 0 | 0 | 0 | 0 | 0 | 0 | 0 | 0 | 0 | 0 | 0 | 0 | 0 | 0 | 0 | 0 | 0 | 0 | 0 | 0 | 0 | 0 | 0 | 0 | 0 | 0 | 0 | 0 | 0 | 0 | 0 | 0 | 0 | 0 | 0 | 0 | 0 | 0 | 0 | 0 | 0 | 0 | 0 | 0 | 0 | 0 | 0 | 0 | 0 | 0 | 0 | 0 | 0 | 0 | 0 | 0 | 0 | 0 | 0 | 0 | 0 | 0 | 0 | 0 | 0 | 0 | 0 | 0 | 0 | 0 | 0 | 0 | 0 | 0 | 0 | 0 | 0 | 0 | 0 | 0 | 0 | 0 | 0 | 0 | 0 | 0 | 0 | 0 | 0 | 0 | 0 | 0 | 0 | 0 | 0 | 0 | 0 | 0 | 0 | 0 | 0 | 0 | 0 | 0 | 0 | 0 | 0 | 0 | 0 | 0 | 0 | 0 | 0 | 0 | 0 | 0 | 0 | 0 | 0 | 0 | 0 | 0 | 0 | 0 | 0 | 0 | 0 | 0 | 0 | 0 | 0 | 0 | 0 | 0 | 0 | 0 | 0 | 0 | 0 | 0 | 0.01296% | 0 | 0 | 0 | 0 | 0 | 0 | 0 | 0 | 0 | 0 | 0 | 0 | 0 | 0 | 0 | 0 | 0 | 0 | 0 | 0 | 0 | 0 | 0 | 0
| IND-Lighting-7P_V2 | M_Input | Council 7th Plan | 2020 | Retro | 2022 | 2045 | PSE | Industrial | Sugar | Electric | Per Region | NA | NA | Sugar Air Compressor Demand Reduction | Sugar Air Compressor Demand Reduction | 2843.6797 | 10 | 285.9033 | 88.7899 | I-All-Other-Shift3-All-All-S | 0 | 0 | 0 | 0 | 0 | 0 | 0 | 0 | 0 | 0 | 0 | 0 | Comm Flat | Air Compressor Demand Reduction | Air Compressor Demand Reduction | IndShift3 | 0.01266% | 100% | 0% | 1 | 1 | 100% | 10% | 85% | 6.8% | 0.2% | 1329.4802 | 52.9931 | 138.2473 | 473.3045 | 0 | 0 | 0 | 1375.735 | 0 |  | 0.041443 | 0 | 0.041443 | 02. $0.028 to $0.055 | 0 | 0 | 01. ($9,999.00) to $0.22 | 1 | 0.085 | 0.085 | 0.085 | 0.085 | 0.085 | 0.085 | 0.085 | 0.085 | 0.085 | 0.085 | 0 | 0 | 0 | 0 | 0 | 0 | 0 | 0 | 0 | 0 | 0 | 0 | 0 | 0 | 241.7128 | 246.0693 | 246.7255 | 244.0351 | 242.5268 | 241.4334 | 241.5249 | 239.8551 | 239.5393 | 238.9299 | 0 | 0 | 0 | 0 | 0 | 0 | 0 | 0 | 0 | 0 | 0 | 0 | 0 | 0 | 2422.3521 | 241.7128 | 487.7821 | 734.5076 | 978.5427 | 1221.0695 | 1462.5029 | 1704.0278 | 1943.8829 | 2183.4222 | 2422.3521 | 2422.3521 | 2422.3521 | 2422.3521 | 2422.3521 | 2422.3521 | 2422.3521 | 2422.3521 | 2422.3521 | 2422.3521 | 2422.3521 | 2422.3521 | 2422.3521 | 2422.3521 | 2422.3521 | 0 | 0 | 0 | 0 | 0 | 0 | 0 | 0 | 0 | 0 | 0 | 0 | 0 | 0 | 0 | 0 | 0 | 0 | 0 | 0 | 0 | 0 | 0 | 0 | 0 | 0 | 0 | 0 | 0 | 0 | 0 | 0 | 0 | 0 | 0 | 0 | 0 | 0 | 0 | 0 | 0 | 0 | 0 | 0 | 0 | 0 | 0 | 0 | 0 | 0 | 0 | 0 | 0 | 0 | 0 | 0 | 0 | 0 | 0 | 0 | 0 | 0.0306 | 0.061751 | 0.092986 | 0.12388 | 0.15458 | 0.18515 | 0.21572 | 0.24609 | 0.27641 | 0.30666 | 0.30666 | 0.30666 | 0.30666 | 0.30666 | 0.30666 | 0.30666 | 0.30666 | 0.30666 | 0.30666 | 0.30666 | 0.30666 | 0.30666 | 0.30666 | 0.30666 | 116.9375 | 119.0451 | 119.3626 | 118.061 | 117.3313 | 116.8023 | 116.8466 | 116.0387 | 115.886 | 115.5911 | 0 | 0 | 0 | 0 | 0 | 0 | 0 | 0 | 0 | 0 | 0 | 0 | 0 | 0 | 1171.9022 | 0 | 0 | 0 | 0 | 0 | 0 | 0 | 0 | 0 | 0 | 0 | 0 | 0 | 0 | 0 | 0 | 0 | 0 | 0 | 0 | 0.01296% | 0.031319 | 0.063203 | 0.095172 | 0.12679 | 0.15822 | 0.1895 | 0.22079 | 0.25187 | 0.28291 | 0.31387 | 0.31387 | 0.31387 | 0.31387 | 0.31387 | 0.31387 | 0.31387 | 0.31387 | 0.31387 | 0.31387 | 0.31387 | 0.31387 | 0.31387 | 0.31387 | 0.31387
| IND-Lighting-7P_V2 | M_Input | Council 7th Plan | 2020 | Retro | 2022 | 2045 | PSE | Industrial | Sugar | Electric | Per Region | NA | NA | Sugar Air Compressor Equipment1 | Sugar Air Compressor Equipment1 | 0 | 10 | 0 | 0 | I-All-Other-Shift3-All-All-S | 0 | 0 | 0 | 0 | 0 | 0 | 0 | 0 | 0 | 0 | 0 | 0 | Comm Flat | Air Compressor Equipment1 | Air Compressor Equipment1 | IndShift3 | 0.01266% | 100% | 0% | 1 | 1 | 100% | 10% | 85% | 6.8% | 0.2% | 0 | 0 | 0 | 0 | 0 | 0 | 0 | 0 | 0 |  | 0 | 0 | 0 | 01. ($9,999.000) to $0.028 | 0 | 0 | 01. ($9,999.00) to $0.22 | 1 | 0.085 | 0.085 | 0.085 | 0.085 | 0.085 | 0.085 | 0.085 | 0.085 | 0.085 | 0.085 | 0 | 0 | 0 | 0 | 0 | 0 | 0 | 0 | 0 | 0 | 0 | 0 | 0 | 0 | 0 | 0 | 0 | 0 | 0 | 0 | 0 | 0 | 0 | 0 | 0 | 0 | 0 | 0 | 0 | 0 | 0 | 0 | 0 | 0 | 0 | 0 | 0 | 0 | 0 | 0 | 0 | 0 | 0 | 0 | 0 | 0 | 0 | 0 | 0 | 0 | 0 | 0 | 0 | 0 | 0 | 0 | 0 | 0 | 0 | 0 | 0 | 0 | 0 | 0 | 0 | 0 | 0 | 0 | 0 | 0 | 0 | 0 | 0 | 0 | 0 | 0 | 0 | 0 | 0 | 0 | 0 | 0 | 0 | 0 | 0 | 0 | 0 | 0 | 0 | 0 | 0 | 0 | 0 | 0 | 0 | 0 | 0 | 0 | 0 | 0 | 0 | 0 | 0 | 0 | 0 | 0 | 0 | 0 | 0 | 0 | 0 | 0 | 0 | 0 | 0 | 0 | 0 | 0 | 0 | 0 | 0 | 0 | 0 | 0 | 0 | 0 | 0 | 0 | 0 | 0 | 0 | 0 | 0 | 0 | 0 | 0 | 0 | 0 | 0 | 0 | 0 | 0 | 0 | 0 | 0 | 0 | 0 | 0 | 0 | 0 | 0 | 0 | 0 | 0 | 0 | 0 | 0 | 0 | 0 | 0 | 0 | 0 | 0 | 0 | 0 | 0 | 0 | 0 | 0 | 0 | 0 | 0 | 0 | 0 | 0 | 0 | 0 | 0 | 0 | 0 | 0 | 0 | 0 | 0 | 0 | 0 | 0 | 0 | 0 | 0 | 0 | 0 | 0 | 0.01296% | 0 | 0 | 0 | 0 | 0 | 0 | 0 | 0 | 0 | 0 | 0 | 0 | 0 | 0 | 0 | 0 | 0 | 0 | 0 | 0 | 0 | 0 | 0 | 0
| IND-Lighting-7P_V2 | M_Input | Council 7th Plan | 2020 | Retro | 2022 | 2045 | PSE | Industrial | Sugar | Electric | Per Region | NA | NA | Sugar Air Compressor Equipment2 | Sugar Air Compressor Equipment2 | 3216.2201 | 10 | 262.1896 | 100.4219 | I-All-Other-Shift3-All-All-S | 0 | 0 | 0 | 0 | 0 | 0 | 0 | 0 | 0 | 0 | 0 | 0 | Comm Flat | Air Compressor Equipment2 | Air Compressor Equipment2 | IndShift3 | 0.01266% | 100% | 0% | 1 | 1 | 100% | 10% | 85% | 6.8% | 0.2% | 1503.6507 | 59.9355 | 156.3586 | 434.0471 | 0 | 0 | 0 | 1442.468 | 0 |  | 0.03842 | 0 | 0.03842 | 02. $0.028 to $0.055 | 0 | 0 | 01. ($9,999.00) to $0.22 | 1 | 0.085 | 0.085 | 0.085 | 0.085 | 0.085 | 0.085 | 0.085 | 0.085 | 0.085 | 0.085 | 0 | 0 | 0 | 0 | 0 | 0 | 0 | 0 | 0 | 0 | 0 | 0 | 0 | 0 | 273.3787 | 278.306 | 279.0482 | 276.0052 | 274.2994 | 273.0627 | 273.1663 | 271.2777 | 270.9205 | 270.2312 | 0 | 0 | 0 | 0 | 0 | 0 | 0 | 0 | 0 | 0 | 0 | 0 | 0 | 0 | 2739.6959 | 273.3787 | 551.6847 | 830.7329 | 1106.7381 | 1381.0375 | 1654.1002 | 1927.2665 | 2198.5441 | 2469.4646 | 2739.6959 | 2739.6959 | 2739.6959 | 2739.6959 | 2739.6959 | 2739.6959 | 2739.6959 | 2739.6959 | 2739.6959 | 2739.6959 | 2739.6959 | 2739.6959 | 2739.6959 | 2739.6959 | 2739.6959 | 0 | 0 | 0 | 0 | 0 | 0 | 0 | 0 | 0 | 0 | 0 | 0 | 0 | 0 | 0 | 0 | 0 | 0 | 0 | 0 | 0 | 0 | 0 | 0 | 0 | 0 | 0 | 0 | 0 | 0 | 0 | 0 | 0 | 0 | 0 | 0 | 0 | 0 | 0 | 0 | 0 | 0 | 0 | 0 | 0 | 0 | 0 | 0 | 0 | 0 | 0 | 0 | 0 | 0 | 0 | 0 | 0 | 0 | 0 | 0 | 0 | 0.034609 | 0.069841 | 0.10517 | 0.14011 | 0.17483 | 0.2094 | 0.24398 | 0.27833 | 0.31263 | 0.34684 | 0.34684 | 0.34684 | 0.34684 | 0.34684 | 0.34684 | 0.34684 | 0.34684 | 0.34684 | 0.34684 | 0.34684 | 0.34684 | 0.34684 | 0.34684 | 0.34684 | 122.6098 | 124.8197 | 125.1525 | 123.7878 | 123.0227 | 122.4681 | 122.5145 | 121.6675 | 121.5073 | 121.1982 | 0 | 0 | 0 | 0 | 0 | 0 | 0 | 0 | 0 | 0 | 0 | 0 | 0 | 0 | 1228.7479 | 0 | 0 | 0 | 0 | 0 | 0 | 0 | 0 | 0 | 0 | 0 | 0 | 0 | 0 | 0 | 0 | 0 | 0 | 0 | 0 | 0.01296% | 0.035422 | 0.071483 | 0.10764 | 0.1434 | 0.17894 | 0.21432 | 0.24972 | 0.28487 | 0.31997 | 0.35499 | 0.35499 | 0.35499 | 0.35499 | 0.35499 | 0.35499 | 0.35499 | 0.35499 | 0.35499 | 0.35499 | 0.35499 | 0.35499 | 0.35499 | 0.35499 | 0.35499
| IND-Lighting-7P_V2 | M_Input | Council 7th Plan | 2020 | Retro | 2022 | 2045 | PSE | Industrial | Sugar | Electric | Per Region | NA | NA | Sugar Air Compressor Optimization | Sugar Air Compressor Optimization | 9346.9748 | 10 | 2438.365 | 291.846 | I-All-Other-Shift3-All-All-S | 630.3874 | 0 | 0 | 0 | 0 | 0 | 0 | 0 | 0 | 0 | 0 | 0 | Comm Flat | Air Compressor Optimization | Air Compressor Optimization | IndShift3 | 0.01266% | 100% | 0% | 1 | 1 | 100% | 10% | 85% | 6.8% | 0.2% | 4369.9077 | 174.1844 | 454.4092 | 4036.6412 | 0 | 0 | 0 | -56.249 | 0 |  | -0.00051552 | 0 | -0.00051552 | 01. ($9,999.000) to $0.028 | 0 | 0 | 01. ($9,999.00) to $0.22 | 1 | 0.085 | 0.085 | 0.085 | 0.085 | 0.085 | 0.085 | 0.085 | 0.085 | 0.085 | 0.085 | 0 | 0 | 0 | 0 | 0 | 0 | 0 | 0 | 0 | 0 | 0 | 0 | 0 | 0 | 794.4929 | 808.8126 | 810.9694 | 802.1261 | 797.1685 | 793.5745 | 793.8754 | 788.3868 | 787.3489 | 785.3457 | 0 | 0 | 0 | 0 | 0 | 0 | 0 | 0 | 0 | 0 | 0 | 0 | 0 | 0 | 7962.1007 | 794.4929 | 1603.3054 | 2414.2748 | 3216.4009 | 4013.5694 | 4807.1439 | 5601.0193 | 6389.4061 | 7176.7549 | 7962.1007 | 7962.1007 | 7962.1007 | 7962.1007 | 7962.1007 | 7962.1007 | 7962.1007 | 7962.1007 | 7962.1007 | 7962.1007 | 7962.1007 | 7962.1007 | 7962.1007 | 7962.1007 | 7962.1007 | 0 | 0 | 0 | 0 | 0 | 0 | 0 | 0 | 0 | 0 | 0 | 0 | 0 | 0 | 0 | 0 | 0 | 0 | 0 | 0 | 0 | 0 | 0 | 0 | 0 | 0 | 0 | 0 | 0 | 0 | 0 | 0 | 0 | 0 | 0 | 0 | 0 | 0 | 0 | 0 | 0 | 0 | 0 | 0 | 0 | 0 | 0 | 0 | 0 | 0 | 0 | 0 | 0 | 0 | 0 | 0 | 0 | 0 | 0 | 0 | 0 | 0.10058 | 0.20297 | 0.30564 | 0.40718 | 0.5081 | 0.60857 | 0.70907 | 0.80888 | 0.90855 | 1.008 | 1.008 | 1.008 | 1.008 | 1.008 | 1.008 | 1.008 | 1.008 | 1.008 | 1.008 | 1.008 | 1.008 | 1.008 | 1.008 | 1.008 | 0 | 0 | 0 | 0 | 0 | 0 | 0 | 0 | 0 | 0 | 0 | 0 | 0 | 0 | 0 | 0 | 0 | 0 | 0 | 0 | 0 | 0 | 0 | 0 | 0 | 0 | 0 | 0 | 0 | 0 | 0 | 0 | 0 | 0 | 0 | 0 | 0 | 0 | 0 | 0 | 0 | 0 | 0 | 0 | 0 | 0.01296% | 0.10294 | 0.20774 | 0.31282 | 0.41676 | 0.52005 | 0.62287 | 0.72573 | 0.82789 | 0.92991 | 1.0317 | 1.0317 | 1.0317 | 1.0317 | 1.0317 | 1.0317 | 1.0317 | 1.0317 | 1.0317 | 1.0317 | 1.0317 | 1.0317 | 1.0317 | 1.0317 | 1.0317
| IND-Lighting-7P_V2 | M_Input | Council 7th Plan | 2020 | Retro | 2022 | 2045 | PSE | Industrial | Sugar | Electric | Per Region | NA | NA | Sugar HighBay Lighting 1 Shift | Sugar HighBay Lighting 1 Shift | 0 | 26.5734 | 0 | 0 | I-All-Other-Shift1-All-All-S | 0 | 0 | 0 | 0 | 0 | 0 | 0 | 0 | 0 | 0 | 0 | 0 | Comm Flat | HighBay Lighting 1 Shift | HighBay Lighting 1 Shift | IndShift1 | 0.0135% | 100% | 0% | 1 | 1 | 100% | 3.763% | 85% | 6.8% | 0.2% | 0 | 0 | 0 | 0 | 0 | 0 | 0 | 0 | 0 |  | 0 | 0 | 0 | 01. ($9,999.000) to $0.028 | 0 | 0 | 01. ($9,999.00) to $0.22 | 1 | 0.085 | 0.085 | 0.085 | 0.085 | 0.085 | 0.085 | 0.085 | 0.085 | 0.085 | 0.085 | 0 | 0 | 0 | 0 | 0 | 0 | 0 | 0 | 0 | 0 | 0 | 0 | 0 | 0 | 0 | 0 | 0 | 0 | 0 | 0 | 0 | 0 | 0 | 0 | 0 | 0 | 0 | 0 | 0 | 0 | 0 | 0 | 0 | 0 | 0 | 0 | 0 | 0 | 0 | 0 | 0 | 0 | 0 | 0 | 0 | 0 | 0 | 0 | 0 | 0 | 0 | 0 | 0 | 0 | 0 | 0 | 0 | 0 | 0 | 0 | 0 | 0 | 0 | 0 | 0 | 0 | 0 | 0 | 0 | 0 | 0 | 0 | 0 | 0 | 0 | 0 | 0 | 0 | 0 | 0 | 0 | 0 | 0 | 0 | 0 | 0 | 0 | 0 | 0 | 0 | 0 | 0 | 0 | 0 | 0 | 0 | 0 | 0 | 0 | 0 | 0 | 0 | 0 | 0 | 0 | 0 | 0 | 0 | 0 | 0 | 0 | 0 | 0 | 0 | 0 | 0 | 0 | 0 | 0 | 0 | 0 | 0 | 0 | 0 | 0 | 0 | 0 | 0 | 0 | 0 | 0 | 0 | 0 | 0 | 0 | 0 | 0 | 0 | 0 | 0 | 0 | 0 | 0 | 0 | 0 | 0 | 0 | 0 | 0 | 0 | 0 | 0 | 0 | 0 | 0 | 0 | 0 | 0 | 0 | 0 | 0 | 0 | 0 | 0 | 0 | 0 | 0 | 0 | 0 | 0 | 0 | 0 | 0 | 0 | 0 | 0 | 0 | 0 | 0 | 0 | 0 | 0 | 0 | 0 | 0 | 0 | 0 | 0 | 0 | 0 | 0 | 0 | 0 | 0.01911% | 0 | 0 | 0 | 0 | 0 | 0 | 0 | 0 | 0 | 0 | 0 | 0 | 0 | 0 | 0 | 0 | 0 | 0 | 0 | 0 | 0 | 0 | 0 | 0
| IND-Lighting-7P_V2 | M_Input | Council 7th Plan | 2020 | Retro | 2022 | 2045 | PSE | Industrial | Sugar | Electric | Per Region | NA | NA | Sugar HighBay Lighting 2 Shift | Sugar HighBay Lighting 2 Shift | 0 | 15.5483 | 0 | 0 | I-All-Other-Shift2-All-All-S | 0 | 0 | 0 | 0 | 0 | 0 | 0 | 0 | 0 | 0 | 0 | 0 | Comm Flat | HighBay Lighting 2 Shift | HighBay Lighting 2 Shift | IndShift2 | 0.01331% | 100% | 0% | 1 | 1 | 100% | 6.432% | 85% | 6.8% | 0.2% | 0 | 0 | 0 | 0 | 0 | 0 | 0 | 0 | 0 |  | 0 | 0 | 0 | 01. ($9,999.000) to $0.028 | 0 | 0 | 01. ($9,999.00) to $0.22 | 1 | 0.085 | 0.085 | 0.085 | 0.085 | 0.085 | 0.085 | 0.085 | 0.085 | 0.085 | 0.085 | 0 | 0 | 0 | 0 | 0 | 0 | 0 | 0 | 0 | 0 | 0 | 0 | 0 | 0 | 0 | 0 | 0 | 0 | 0 | 0 | 0 | 0 | 0 | 0 | 0 | 0 | 0 | 0 | 0 | 0 | 0 | 0 | 0 | 0 | 0 | 0 | 0 | 0 | 0 | 0 | 0 | 0 | 0 | 0 | 0 | 0 | 0 | 0 | 0 | 0 | 0 | 0 | 0 | 0 | 0 | 0 | 0 | 0 | 0 | 0 | 0 | 0 | 0 | 0 | 0 | 0 | 0 | 0 | 0 | 0 | 0 | 0 | 0 | 0 | 0 | 0 | 0 | 0 | 0 | 0 | 0 | 0 | 0 | 0 | 0 | 0 | 0 | 0 | 0 | 0 | 0 | 0 | 0 | 0 | 0 | 0 | 0 | 0 | 0 | 0 | 0 | 0 | 0 | 0 | 0 | 0 | 0 | 0 | 0 | 0 | 0 | 0 | 0 | 0 | 0 | 0 | 0 | 0 | 0 | 0 | 0 | 0 | 0 | 0 | 0 | 0 | 0 | 0 | 0 | 0 | 0 | 0 | 0 | 0 | 0 | 0 | 0 | 0 | 0 | 0 | 0 | 0 | 0 | 0 | 0 | 0 | 0 | 0 | 0 | 0 | 0 | 0 | 0 | 0 | 0 | 0 | 0 | 0 | 0 | 0 | 0 | 0 | 0 | 0 | 0 | 0 | 0 | 0 | 0 | 0 | 0 | 0 | 0 | 0 | 0 | 0 | 0 | 0 | 0 | 0 | 0 | 0 | 0 | 0 | 0 | 0 | 0 | 0 | 0 | 0 | 0 | 0 | 0 | 0.01847% | 0 | 0 | 0 | 0 | 0 | 0 | 0 | 0 | 0 | 0 | 0 | 0 | 0 | 0 | 0 | 0 | 0 | 0 | 0 | 0 | 0 | 0 | 0 | 0
| IND-Lighting-7P_V2 | M_Input | Council 7th Plan | 2020 | Retro | 2022 | 2045 | PSE | Industrial | Sugar | Electric | Per Region | NA | NA | Sugar HighBay Lighting 3 Shift | Sugar HighBay Lighting 3 Shift | 3103.6591 | 8.6758 | 817.2919 | -105.6121 | I-All-Other-Shift3-All-All-S | 0 | 0 | 0 | 0 | 0 | 0 | 0 | 0 | 0 | 0 | 0 | 0 | Comm Flat | HighBay Lighting 3 Shift | HighBay Lighting 3 Shift | IndShift3 | 0.01266% | 100% | 0% | 1 | 1 | 100% | 11.53% | 85% | 6.8% | 0.2% | 1329.303 | 57.8379 | 138.7141 | 1059.3488 | 0 | 0 | 0 | -206.6104 | 0 |  | -0.0057026 | 0 | -0.0057026 | 01. ($9,999.000) to $0.028 | 0 | 0 | 01. ($9,999.00) to $0.22 | 1 | 0.085 | 0.085 | 0.085 | 0.085 | 0.085 | 0.085 | 0.085 | 0.085 | 0.085 | 0.085 | 0 | 0 | 0 | 0 | 0 | 0 | 0 | 0 | 0 | 0 | 0 | 0 | 0 | 0 | 263.811 | 268.5659 | 269.282 | 266.3456 | 264.6995 | 263.5061 | 263.606 | 261.7835 | 261.4389 | 260.7737 | 0 | 0 | 0 | 0 | 0 | 0 | 0 | 0 | 0 | 0 | 0 | 0 | 0 | 0 | 2643.8122 | 263.811 | 532.3769 | 801.6589 | 1068.0046 | 1332.704 | 1596.2101 | 1859.8161 | 2121.5996 | 2383.0385 | 2643.8122 | 2643.8122 | 2643.8122 | 2643.8122 | 2643.8122 | 2643.8122 | 2643.8122 | 2643.8122 | 2643.8122 | 2643.8122 | 2643.8122 | 2643.8122 | 2643.8122 | 2643.8122 | 2643.8122 | 0 | 0 | 0 | 0 | 0 | 0 | 0 | 0 | 0 | 0 | 0 | 0 | 0 | 0 | 0 | 0 | 0 | 0 | 0 | 0 | 0 | 0 | 0 | 0 | 0 | 0 | 0 | 0 | 0 | 0 | 0 | 0 | 0 | 0 | 0 | 0 | 0 | 0 | 0 | 0 | 0 | 0 | 0 | 0 | 0 | 0 | 0 | 0 | 0 | 0 | 0 | 0 | 0 | 0 | 0 | 0 | 0 | 0 | 0 | 0 | 0 | 0.033398 | 0.067397 | 0.10149 | 0.13521 | 0.16872 | 0.20207 | 0.23545 | 0.26859 | 0.30168 | 0.3347 | 0.3347 | 0.3347 | 0.3347 | 0.3347 | 0.3347 | 0.3347 | 0.3347 | 0.3347 | 0.3347 | 0.3347 | 0.3347 | 0.3347 | 0.3347 | 0.3347 | 0 | 0 | 0 | 0 | 0 | 0 | 0 | 0 | 0 | 0 | 0 | 0 | 0 | 0 | 0 | 0 | 0 | 0 | 0 | 0 | 0 | 0 | 0 | 0 | 0 | 0 | 0 | 0 | 0 | 0 | 0 | 0 | 0 | 0 | 0 | 0 | 0 | 0 | 0 | 0 | 0 | 0 | 0 | 0 | 0 | 0.01296% | 0.034182 | 0.068981 | 0.10387 | 0.13838 | 0.17268 | 0.20682 | 0.24098 | 0.2749 | 0.30877 | 0.34256 | 0.34256 | 0.34256 | 0.34256 | 0.34256 | 0.34256 | 0.34256 | 0.34256 | 0.34256 | 0.34256 | 0.34256 | 0.34256 | 0.34256 | 0.34256 | 0.34256
| IND-Lighting-7P_V2 | M_Input | Council 7th Plan | 2020 | Retro | 2022 | 2045 | PSE | Industrial | Sugar | Electric | Per Region | NA | NA | Sugar Efficient Lighting 1 Shift | Sugar Efficient Lighting 1 Shift | 0 | 20.979 | 0 | 0 | I-All-Other-Shift1-All-All-S | 0 | 0 | 0 | 0 | 0 | 0 | 0 | 0 | 0 | 0 | 0 | 0 | Comm Flat | Efficient Lighting 1 Shift | Efficient Lighting 1 Shift | IndShift1 | 0.0135% | 100% | 0% | 1 | 1 | 100% | 4.767% | 85% | 6.8% | 0.2% | 0 | 0 | 0 | 0 | 0 | 0 | 0 | 0 | 0 |  | 0 | 0 | 0 | 01. ($9,999.000) to $0.028 | 0 | 0 | 01. ($9,999.00) to $0.22 | 1 | 0.085 | 0.085 | 0.085 | 0.085 | 0.085 | 0.085 | 0.085 | 0.085 | 0.085 | 0.085 | 0 | 0 | 0 | 0 | 0 | 0 | 0 | 0 | 0 | 0 | 0 | 0 | 0 | 0 | 0 | 0 | 0 | 0 | 0 | 0 | 0 | 0 | 0 | 0 | 0 | 0 | 0 | 0 | 0 | 0 | 0 | 0 | 0 | 0 | 0 | 0 | 0 | 0 | 0 | 0 | 0 | 0 | 0 | 0 | 0 | 0 | 0 | 0 | 0 | 0 | 0 | 0 | 0 | 0 | 0 | 0 | 0 | 0 | 0 | 0 | 0 | 0 | 0 | 0 | 0 | 0 | 0 | 0 | 0 | 0 | 0 | 0 | 0 | 0 | 0 | 0 | 0 | 0 | 0 | 0 | 0 | 0 | 0 | 0 | 0 | 0 | 0 | 0 | 0 | 0 | 0 | 0 | 0 | 0 | 0 | 0 | 0 | 0 | 0 | 0 | 0 | 0 | 0 | 0 | 0 | 0 | 0 | 0 | 0 | 0 | 0 | 0 | 0 | 0 | 0 | 0 | 0 | 0 | 0 | 0 | 0 | 0 | 0 | 0 | 0 | 0 | 0 | 0 | 0 | 0 | 0 | 0 | 0 | 0 | 0 | 0 | 0 | 0 | 0 | 0 | 0 | 0 | 0 | 0 | 0 | 0 | 0 | 0 | 0 | 0 | 0 | 0 | 0 | 0 | 0 | 0 | 0 | 0 | 0 | 0 | 0 | 0 | 0 | 0 | 0 | 0 | 0 | 0 | 0 | 0 | 0 | 0 | 0 | 0 | 0 | 0 | 0 | 0 | 0 | 0 | 0 | 0 | 0 | 0 | 0 | 0 | 0 | 0 | 0 | 0 | 0 | 0 | 0 | 0.01911% | 0 | 0 | 0 | 0 | 0 | 0 | 0 | 0 | 0 | 0 | 0 | 0 | 0 | 0 | 0 | 0 | 0 | 0 | 0 | 0 | 0 | 0 | 0 | 0
| IND-Lighting-7P_V2 | M_Input | Council 7th Plan | 2020 | Retro | 2022 | 2045 | PSE | Industrial | Sugar | Electric | Per Region | NA | NA | Sugar Efficient Lighting 2 Shift | Sugar Efficient Lighting 2 Shift | 0 | 12.275 | 0 | 0 | I-All-Other-Shift2-All-All-S | 0 | 0 | 0 | 0 | 0 | 0 | 0 | 0 | 0 | 0 | 0 | 0 | Comm Flat | Efficient Lighting 2 Shift | Efficient Lighting 2 Shift | IndShift2 | 0.01331% | 100% | 0% | 1 | 1 | 100% | 8.147% | 85% | 6.8% | 0.2% | 0 | 0 | 0 | 0 | 0 | 0 | 0 | 0 | 0 |  | 0 | 0 | 0 | 01. ($9,999.000) to $0.028 | 0 | 0 | 01. ($9,999.00) to $0.22 | 1 | 0.085 | 0.085 | 0.085 | 0.085 | 0.085 | 0.085 | 0.085 | 0.085 | 0.085 | 0.085 | 0 | 0 | 0 | 0 | 0 | 0 | 0 | 0 | 0 | 0 | 0 | 0 | 0 | 0 | 0 | 0 | 0 | 0 | 0 | 0 | 0 | 0 | 0 | 0 | 0 | 0 | 0 | 0 | 0 | 0 | 0 | 0 | 0 | 0 | 0 | 0 | 0 | 0 | 0 | 0 | 0 | 0 | 0 | 0 | 0 | 0 | 0 | 0 | 0 | 0 | 0 | 0 | 0 | 0 | 0 | 0 | 0 | 0 | 0 | 0 | 0 | 0 | 0 | 0 | 0 | 0 | 0 | 0 | 0 | 0 | 0 | 0 | 0 | 0 | 0 | 0 | 0 | 0 | 0 | 0 | 0 | 0 | 0 | 0 | 0 | 0 | 0 | 0 | 0 | 0 | 0 | 0 | 0 | 0 | 0 | 0 | 0 | 0 | 0 | 0 | 0 | 0 | 0 | 0 | 0 | 0 | 0 | 0 | 0 | 0 | 0 | 0 | 0 | 0 | 0 | 0 | 0 | 0 | 0 | 0 | 0 | 0 | 0 | 0 | 0 | 0 | 0 | 0 | 0 | 0 | 0 | 0 | 0 | 0 | 0 | 0 | 0 | 0 | 0 | 0 | 0 | 0 | 0 | 0 | 0 | 0 | 0 | 0 | 0 | 0 | 0 | 0 | 0 | 0 | 0 | 0 | 0 | 0 | 0 | 0 | 0 | 0 | 0 | 0 | 0 | 0 | 0 | 0 | 0 | 0 | 0 | 0 | 0 | 0 | 0 | 0 | 0 | 0 | 0 | 0 | 0 | 0 | 0 | 0 | 0 | 0 | 0 | 0 | 0 | 0 | 0 | 0 | 0 | 0.01847% | 0 | 0 | 0 | 0 | 0 | 0 | 0 | 0 | 0 | 0 | 0 | 0 | 0 | 0 | 0 | 0 | 0 | 0 | 0 | 0 | 0 | 0 | 0 | 0
| IND-Lighting-7P_V2 | M_Input | Council 7th Plan | 2020 | Retro | 2022 | 2045 | PSE | Industrial | Sugar | Electric | Per Region | NA | NA | Sugar Efficient Lighting 3 Shift | Sugar Efficient Lighting 3 Shift | 2703.9287 | 8.6758 | 819.9238 | -58.0395 | I-All-Other-Shift3-All-All-S | 0 | 0 | 0 | 0 | 0 | 0 | 0 | 0 | 0 | 0 | 0 | 0 | Comm Flat | Efficient Lighting 3 Shift | Efficient Lighting 3 Shift | IndShift3 | 0.01266% | 100% | 0% | 1 | 1 | 100% | 11.53% | 85% | 6.8% | 0.2% | 1158.0977 | 50.3887 | 120.8486 | 1062.7601 | 0 | 0 | 0 | 377.9819 | 0 |  | 0.011975 | 0 | 0.011975 | 01. ($9,999.000) to $0.028 | 1 | 0 | 01. ($9,999.00) to $0.22 | 1 | 0.085 | 0.085 | 0.085 | 0.085 | 0.085 | 0.085 | 0.085 | 0.085 | 0.085 | 0.085 | 0 | 0 | 0 | 0 | 0 | 0 | 0 | 0 | 0 | 0 | 0 | 0 | 0 | 0 | 229.8339 | 233.9764 | 234.6003 | 232.0421 | 230.608 | 229.5683 | 229.6553 | 228.0675 | 227.7673 | 227.1878 | 0 | 0 | 0 | 0 | 0 | 0 | 0 | 0 | 0 | 0 | 0 | 0 | 0 | 0 | 2303.307 | 229.8339 | 463.8103 | 698.4107 | 930.4528 | 1161.0607 | 1390.629 | 1620.2843 | 1848.3519 | 2076.1192 | 2303.307 | 2303.307 | 2303.307 | 2303.307 | 2303.307 | 2303.307 | 2303.307 | 2303.307 | 2303.307 | 2303.307 | 2303.307 | 2303.307 | 2303.307 | 2303.307 | 2303.307 | 0 | 0 | 0 | 0 | 0 | 0 | 0 | 0 | 0 | 0 | 0 | 0 | 0 | 0 | 0 | 0 | 0 | 0 | 0 | 0 | 0 | 0 | 0 | 0 | 0 | 0 | 0 | 0 | 0 | 0 | 0 | 0 | 0 | 0 | 0 | 0 | 0 | 0 | 0 | 0 | 0 | 0 | 0 | 0 | 0 | 0 | 0 | 0 | 0 | 0 | 0 | 0 | 0 | 0 | 0 | 0 | 0 | 0 | 0 | 0 | 0 | 0.029096 | 0.058717 | 0.088416 | 0.11779 | 0.14699 | 0.17605 | 0.20512 | 0.23399 | 0.26283 | 0.29159 | 0.29159 | 0.29159 | 0.29159 | 0.29159 | 0.29159 | 0.29159 | 0.29159 | 0.29159 | 0.29159 | 0.29159 | 0.29159 | 0.29159 | 0.29159 | 0.29159 | 32.1285 | 32.7075 | 32.7948 | 32.4371 | 32.2367 | 32.0913 | 32.1035 | 31.8815 | 31.8396 | 31.7586 | 0 | 0 | 0 | 0 | 0 | 0 | 0 | 0 | 0 | 0 | 0 | 0 | 0 | 0 | 321.979 | 0 | 0 | 0 | 0 | 0 | 0 | 0 | 0 | 0 | 0 | 0 | 0 | 0 | 0 | 0 | 0 | 0 | 0 | 0 | 0 | 0.01296% | 0.02978 | 0.060097 | 0.090494 | 0.12056 | 0.15044 | 0.18019 | 0.20994 | 0.23949 | 0.26901 | 0.29844 | 0.29844 | 0.29844 | 0.29844 | 0.29844 | 0.29844 | 0.29844 | 0.29844 | 0.29844 | 0.29844 | 0.29844 | 0.29844 | 0.29844 | 0.29844 | 0.29844
| IND-Lighting-7P_V2 | M_Input | Council 7th Plan | 2020 | Retro | 2022 | 2045 | PSE | Industrial | Sugar | Electric | Per Region | NA | NA | Sugar Lighting Controls | Sugar Lighting Controls | 3698.126 | 10 | 3933.588 | -41.7073 | I-All-Other-Shift3-All-All-S | 0 | 0 | 0 | 0 | 0 | 0 | 0 | 0 | 0 | 0 | 0 | 0 | Comm Flat | Lighting Controls | Lighting Controls | IndShift3 | 0.01266% | 100% | 0% | 1 | 1 | 100% | 10% | 85% | 6.8% | 0.2% | 1728.9518 | 68.916 | 179.7868 | 6511.9386 | 0 | 0 | 0 | 6563.0823 | 0 |  | 0.15203 | 0 | 0.15203 | 10. $0.150 to $0.175 | 1 | 0 | 01. ($9,999.00) to $0.22 | 1 | 0.085 | 0.085 | 0.085 | 0.085 | 0.085 | 0.085 | 0.085 | 0.085 | 0.085 | 0.085 | 0 | 0 | 0 | 0 | 0 | 0 | 0 | 0 | 0 | 0 | 0 | 0 | 0 | 0 | 314.3407 | 320.0063 | 320.8596 | 317.3608 | 315.3993 | 313.9774 | 314.0964 | 311.9248 | 311.5142 | 310.7216 | 0 | 0 | 0 | 0 | 0 | 0 | 0 | 0 | 0 | 0 | 0 | 0 | 0 | 0 | 3150.2012 | 314.3407 | 634.347 | 955.2066 | 1272.5674 | 1587.9667 | 1901.9441 | 2216.0405 | 2527.9654 | 2839.4796 | 3150.2012 | 3150.2012 | 3150.2012 | 3150.2012 | 3150.2012 | 3150.2012 | 3150.2012 | 3150.2012 | 3150.2012 | 3150.2012 | 3150.2012 | 3150.2012 | 3150.2012 | 3150.2012 | 3150.2012 | 0 | 0 | 0 | 0 | 0 | 0 | 0 | 0 | 0 | 0 | 0 | 0 | 0 | 0 | 0 | 0 | 0 | 0 | 0 | 0 | 0 | 0 | 0 | 0 | 0 | 0 | 0 | 0 | 0 | 0 | 0 | 0 | 0 | 0 | 0 | 0 | 0 | 0 | 0 | 0 | 0 | 0 | 0 | 0 | 0 | 0 | 0 | 0 | 0 | 0 | 0 | 0 | 0 | 0 | 0 | 0 | 0 | 0 | 0 | 0 | 0 | 0.039794 | 0.080306 | 0.12093 | 0.1611 | 0.20103 | 0.24078 | 0.28054 | 0.32003 | 0.35947 | 0.3988 | 0.3988 | 0.3988 | 0.3988 | 0.3988 | 0.3988 | 0.3988 | 0.3988 | 0.3988 | 0.3988 | 0.3988 | 0.3988 | 0.3988 | 0.3988 | 0.3988 | 557.862 | 567.9167 | 569.4312 | 563.2217 | 559.7407 | 557.2172 | 557.4285 | 553.5745 | 552.8458 | 551.4392 | 0 | 0 | 0 | 0 | 0 | 0 | 0 | 0 | 0 | 0 | 0 | 0 | 0 | 0 | 5590.6775 | 0 | 0 | 0 | 0 | 0 | 0 | 0 | 0 | 0 | 0 | 0 | 0 | 0 | 0 | 0 | 0 | 0 | 0 | 0 | 0 | 0.01296% | 0.04073 | 0.082194 | 0.12377 | 0.16489 | 0.20576 | 0.24644 | 0.28714 | 0.32755 | 0.36792 | 0.40818 | 0.40818 | 0.40818 | 0.40818 | 0.40818 | 0.40818 | 0.40818 | 0.40818 | 0.40818 | 0.40818 | 0.40818 | 0.40818 | 0.40818 | 0.40818 | 0.40818
| IND-Lighting-7P_V2 | M_Input | Council 7th Plan | 2020 | Retro | 2022 | 2045 | PSE | Industrial | Sugar | Electric | Per Region | NA | NA | Sugar Motors: Rewind 20-50 HP | Sugar Motors: Rewind 20-50 HP | 0 | 10 | 0 | 0 | I-All-Other-Shift3-All-All-S | 0 | 0 | 0 | 0 | 0 | 0 | 0 | 0 | 0 | 0 | 0 | 0 | Comm Flat | Motors: Rewind 20-50 HP | Motors: Rewind 20-50 HP | IndShift3 | 0.01266% | 100% | 0% | 1 | 1 | 100% | 10% | 85% | 6.8% | 0.2% | 0 | 0 | 0 | 0 | 0 | 0 | 0 | 0 | 0 |  | 0 | 0 | 0 | 01. ($9,999.000) to $0.028 | 0 | 0 | 01. ($9,999.00) to $0.22 | 1 | 0.085 | 0.085 | 0.085 | 0.085 | 0.085 | 0.085 | 0.085 | 0.085 | 0.085 | 0.085 | 0 | 0 | 0 | 0 | 0 | 0 | 0 | 0 | 0 | 0 | 0 | 0 | 0 | 0 | 0 | 0 | 0 | 0 | 0 | 0 | 0 | 0 | 0 | 0 | 0 | 0 | 0 | 0 | 0 | 0 | 0 | 0 | 0 | 0 | 0 | 0 | 0 | 0 | 0 | 0 | 0 | 0 | 0 | 0 | 0 | 0 | 0 | 0 | 0 | 0 | 0 | 0 | 0 | 0 | 0 | 0 | 0 | 0 | 0 | 0 | 0 | 0 | 0 | 0 | 0 | 0 | 0 | 0 | 0 | 0 | 0 | 0 | 0 | 0 | 0 | 0 | 0 | 0 | 0 | 0 | 0 | 0 | 0 | 0 | 0 | 0 | 0 | 0 | 0 | 0 | 0 | 0 | 0 | 0 | 0 | 0 | 0 | 0 | 0 | 0 | 0 | 0 | 0 | 0 | 0 | 0 | 0 | 0 | 0 | 0 | 0 | 0 | 0 | 0 | 0 | 0 | 0 | 0 | 0 | 0 | 0 | 0 | 0 | 0 | 0 | 0 | 0 | 0 | 0 | 0 | 0 | 0 | 0 | 0 | 0 | 0 | 0 | 0 | 0 | 0 | 0 | 0 | 0 | 0 | 0 | 0 | 0 | 0 | 0 | 0 | 0 | 0 | 0 | 0 | 0 | 0 | 0 | 0 | 0 | 0 | 0 | 0 | 0 | 0 | 0 | 0 | 0 | 0 | 0 | 0 | 0 | 0 | 0 | 0 | 0 | 0 | 0 | 0 | 0 | 0 | 0 | 0 | 0 | 0 | 0 | 0 | 0 | 0 | 0 | 0 | 0 | 0 | 0 | 0.01296% | 0 | 0 | 0 | 0 | 0 | 0 | 0 | 0 | 0 | 0 | 0 | 0 | 0 | 0 | 0 | 0 | 0 | 0 | 0 | 0 | 0 | 0 | 0 | 0
| IND-Lighting-7P_V2 | M_Input | Council 7th Plan | 2020 | Retro | 2022 | 2045 | PSE | Industrial | Sugar | Electric | Per Region | NA | NA | Sugar Motors: Rewind 51-100 HP | Sugar Motors: Rewind 51-100 HP | 0 | 10 | 0 | 0 | I-All-Other-Shift3-All-All-S | 0 | 0 | 0 | 0 | 0 | 0 | 0 | 0 | 0 | 0 | 0 | 0 | Comm Flat | Motors: Rewind 51-100 HP | Motors: Rewind 51-100 HP | IndShift3 | 0.01266% | 100% | 0% | 1 | 1 | 100% | 10% | 85% | 6.8% | 0.2% | 0 | 0 | 0 | 0 | 0 | 0 | 0 | 0 | 0 |  | 0 | 0 | 0 | 01. ($9,999.000) to $0.028 | N/A | 0 | 01. ($9,999.00) to $0.22 | N/A | 0.085 | 0.085 | 0.085 | 0.085 | 0.085 | 0.085 | 0.085 | 0.085 | 0.085 | 0.085 | 0 | 0 | 0 | 0 | 0 | 0 | 0 | 0 | 0 | 0 | 0 | 0 | 0 | 0 | 0 | 0 | 0 | 0 | 0 | 0 | 0 | 0 | 0 | 0 | 0 | 0 | 0 | 0 | 0 | 0 | 0 | 0 | 0 | 0 | 0 | 0 | 0 | 0 | 0 | 0 | 0 | 0 | 0 | 0 | 0 | 0 | 0 | 0 | 0 | 0 | 0 | 0 | 0 | 0 | 0 | 0 | 0 | 0 | 0 | 0 | 0 | 0 | 0 | 0 | 0 | 0 | 0 | 0 | 0 | 0 | 0 | 0 | 0 | 0 | 0 | 0 | 0 | 0 | 0 | 0 | 0 | 0 | 0 | 0 | 0 | 0 | 0 | 0 | 0 | 0 | 0 | 0 | 0 | 0 | 0 | 0 | 0 | 0 | 0 | 0 | 0 | 0 | 0 | 0 | 0 | 0 | 0 | 0 | 0 | 0 | 0 | 0 | 0 | 0 | 0 | 0 | 0 | 0 | 0 | 0 | 0 | 0 | 0 | 0 | 0 | 0 | 0 | 0 | 0 | 0 | 0 | 0 | 0 | 0 | 0 | 0 | 0 | 0 | 0 | 0 | 0 | 0 | 0 | 0 | 0 | 0 | 0 | 0 | 0 | 0 | 0 | 0 | 0 | 0 | 0 | 0 | 0 | 0 | 0 | 0 | 0 | 0 | 0 | 0 | 0 | 0 | 0 | 0 | 0 | 0 | 0 | 0 | 0 | 0 | 0 | 0 | 0 | 0 | 0 | 0 | 0 | 0 | 0 | 0 | 0 | 0 | 0 | 0 | 0 | 0 | 0 | 0 | 0 | 0.01296% | 0 | 0 | 0 | 0 | 0 | 0 | 0 | 0 | 0 | 0 | 0 | 0 | 0 | 0 | 0 | 0 | 0 | 0 | 0 | 0 | 0 | 0 | 0 | 0
| IND-Lighting-7P_V2 | M_Input | Council 7th Plan | 2020 | Retro | 2022 | 2045 | PSE | Industrial | Sugar | Electric | Per Region | NA | NA | Sugar Motors: Rewind 101-200 HP | Sugar Motors: Rewind 101-200 HP | 0 | 10 | 0 | 0 | I-All-Other-Shift3-All-All-S | 0 | 0 | 0 | 0 | 0 | 0 | 0 | 0 | 0 | 0 | 0 | 0 | Comm Flat | Motors: Rewind 101-200 HP | Motors: Rewind 101-200 HP | IndShift3 | 0.01266% | 100% | 0% | 1 | 1 | 100% | 10% | 85% | 6.8% | 0.2% | 0 | 0 | 0 | 0 | 0 | 0 | 0 | 0 | 0 |  | 0 | 0 | 0 | 01. ($9,999.000) to $0.028 | N/A | 0 | 01. ($9,999.00) to $0.22 | N/A | 0.085 | 0.085 | 0.085 | 0.085 | 0.085 | 0.085 | 0.085 | 0.085 | 0.085 | 0.085 | 0 | 0 | 0 | 0 | 0 | 0 | 0 | 0 | 0 | 0 | 0 | 0 | 0 | 0 | 0 | 0 | 0 | 0 | 0 | 0 | 0 | 0 | 0 | 0 | 0 | 0 | 0 | 0 | 0 | 0 | 0 | 0 | 0 | 0 | 0 | 0 | 0 | 0 | 0 | 0 | 0 | 0 | 0 | 0 | 0 | 0 | 0 | 0 | 0 | 0 | 0 | 0 | 0 | 0 | 0 | 0 | 0 | 0 | 0 | 0 | 0 | 0 | 0 | 0 | 0 | 0 | 0 | 0 | 0 | 0 | 0 | 0 | 0 | 0 | 0 | 0 | 0 | 0 | 0 | 0 | 0 | 0 | 0 | 0 | 0 | 0 | 0 | 0 | 0 | 0 | 0 | 0 | 0 | 0 | 0 | 0 | 0 | 0 | 0 | 0 | 0 | 0 | 0 | 0 | 0 | 0 | 0 | 0 | 0 | 0 | 0 | 0 | 0 | 0 | 0 | 0 | 0 | 0 | 0 | 0 | 0 | 0 | 0 | 0 | 0 | 0 | 0 | 0 | 0 | 0 | 0 | 0 | 0 | 0 | 0 | 0 | 0 | 0 | 0 | 0 | 0 | 0 | 0 | 0 | 0 | 0 | 0 | 0 | 0 | 0 | 0 | 0 | 0 | 0 | 0 | 0 | 0 | 0 | 0 | 0 | 0 | 0 | 0 | 0 | 0 | 0 | 0 | 0 | 0 | 0 | 0 | 0 | 0 | 0 | 0 | 0 | 0 | 0 | 0 | 0 | 0 | 0 | 0 | 0 | 0 | 0 | 0 | 0 | 0 | 0 | 0 | 0 | 0 | 0.01296% | 0 | 0 | 0 | 0 | 0 | 0 | 0 | 0 | 0 | 0 | 0 | 0 | 0 | 0 | 0 | 0 | 0 | 0 | 0 | 0 | 0 | 0 | 0 | 0
| IND-Lighting-7P_V2 | M_Input | Council 7th Plan | 2020 | Retro | 2022 | 2045 | PSE | Industrial | Sugar | Electric | Per Region | NA | NA | Sugar Motors: Rewind 201-500 HP | Sugar Motors: Rewind 201-500 HP | 0 | 10 | 0 | 0 | I-All-Other-Shift3-All-All-S | 0 | 0 | 0 | 0 | 0 | 0 | 0 | 0 | 0 | 0 | 0 | 0 | Comm Flat | Motors: Rewind 201-500 HP | Motors: Rewind 201-500 HP | IndShift3 | 0.01266% | 100% | 0% | 1 | 1 | 100% | 10% | 85% | 6.8% | 0.2% | 0 | 0 | 0 | 0 | 0 | 0 | 0 | 0 | 0 |  | 0 | 0 | 0 | 01. ($9,999.000) to $0.028 | N/A | 0 | 01. ($9,999.00) to $0.22 | N/A | 0.085 | 0.085 | 0.085 | 0.085 | 0.085 | 0.085 | 0.085 | 0.085 | 0.085 | 0.085 | 0 | 0 | 0 | 0 | 0 | 0 | 0 | 0 | 0 | 0 | 0 | 0 | 0 | 0 | 0 | 0 | 0 | 0 | 0 | 0 | 0 | 0 | 0 | 0 | 0 | 0 | 0 | 0 | 0 | 0 | 0 | 0 | 0 | 0 | 0 | 0 | 0 | 0 | 0 | 0 | 0 | 0 | 0 | 0 | 0 | 0 | 0 | 0 | 0 | 0 | 0 | 0 | 0 | 0 | 0 | 0 | 0 | 0 | 0 | 0 | 0 | 0 | 0 | 0 | 0 | 0 | 0 | 0 | 0 | 0 | 0 | 0 | 0 | 0 | 0 | 0 | 0 | 0 | 0 | 0 | 0 | 0 | 0 | 0 | 0 | 0 | 0 | 0 | 0 | 0 | 0 | 0 | 0 | 0 | 0 | 0 | 0 | 0 | 0 | 0 | 0 | 0 | 0 | 0 | 0 | 0 | 0 | 0 | 0 | 0 | 0 | 0 | 0 | 0 | 0 | 0 | 0 | 0 | 0 | 0 | 0 | 0 | 0 | 0 | 0 | 0 | 0 | 0 | 0 | 0 | 0 | 0 | 0 | 0 | 0 | 0 | 0 | 0 | 0 | 0 | 0 | 0 | 0 | 0 | 0 | 0 | 0 | 0 | 0 | 0 | 0 | 0 | 0 | 0 | 0 | 0 | 0 | 0 | 0 | 0 | 0 | 0 | 0 | 0 | 0 | 0 | 0 | 0 | 0 | 0 | 0 | 0 | 0 | 0 | 0 | 0 | 0 | 0 | 0 | 0 | 0 | 0 | 0 | 0 | 0 | 0 | 0 | 0 | 0 | 0 | 0 | 0 | 0 | 0.01296% | 0 | 0 | 0 | 0 | 0 | 0 | 0 | 0 | 0 | 0 | 0 | 0 | 0 | 0 | 0 | 0 | 0 | 0 | 0 | 0 | 0 | 0 | 0 | 0
| IND-Lighting-7P_V2 | M_Input | Council 7th Plan | 2020 | Retro | 2022 | 2045 | PSE | Industrial | Sugar | Electric | Per Region | NA | NA | Sugar Motors: Rewind 501-5000 HP | Sugar Motors: Rewind 501-5000 HP | 0 | 10 | 0 | 0 | I-All-Other-Shift3-All-All-S | 0 | 0 | 0 | 0 | 0 | 0 | 0 | 0 | 0 | 0 | 0 | 0 | Comm Flat | Motors: Rewind 501-5000 HP | Motors: Rewind 501-5000 HP | IndShift3 | 0.01266% | 100% | 0% | 1 | 1 | 100% | 10% | 85% | 6.8% | 0.2% | 0 | 0 | 0 | 0 | 0 | 0 | 0 | 0 | 0 |  | 0 | 0 | 0 | 01. ($9,999.000) to $0.028 | N/A | 0 | 01. ($9,999.00) to $0.22 | N/A | 0.085 | 0.085 | 0.085 | 0.085 | 0.085 | 0.085 | 0.085 | 0.085 | 0.085 | 0.085 | 0 | 0 | 0 | 0 | 0 | 0 | 0 | 0 | 0 | 0 | 0 | 0 | 0 | 0 | 0 | 0 | 0 | 0 | 0 | 0 | 0 | 0 | 0 | 0 | 0 | 0 | 0 | 0 | 0 | 0 | 0 | 0 | 0 | 0 | 0 | 0 | 0 | 0 | 0 | 0 | 0 | 0 | 0 | 0 | 0 | 0 | 0 | 0 | 0 | 0 | 0 | 0 | 0 | 0 | 0 | 0 | 0 | 0 | 0 | 0 | 0 | 0 | 0 | 0 | 0 | 0 | 0 | 0 | 0 | 0 | 0 | 0 | 0 | 0 | 0 | 0 | 0 | 0 | 0 | 0 | 0 | 0 | 0 | 0 | 0 | 0 | 0 | 0 | 0 | 0 | 0 | 0 | 0 | 0 | 0 | 0 | 0 | 0 | 0 | 0 | 0 | 0 | 0 | 0 | 0 | 0 | 0 | 0 | 0 | 0 | 0 | 0 | 0 | 0 | 0 | 0 | 0 | 0 | 0 | 0 | 0 | 0 | 0 | 0 | 0 | 0 | 0 | 0 | 0 | 0 | 0 | 0 | 0 | 0 | 0 | 0 | 0 | 0 | 0 | 0 | 0 | 0 | 0 | 0 | 0 | 0 | 0 | 0 | 0 | 0 | 0 | 0 | 0 | 0 | 0 | 0 | 0 | 0 | 0 | 0 | 0 | 0 | 0 | 0 | 0 | 0 | 0 | 0 | 0 | 0 | 0 | 0 | 0 | 0 | 0 | 0 | 0 | 0 | 0 | 0 | 0 | 0 | 0 | 0 | 0 | 0 | 0 | 0 | 0 | 0 | 0 | 0 | 0 | 0.01296% | 0 | 0 | 0 | 0 | 0 | 0 | 0 | 0 | 0 | 0 | 0 | 0 | 0 | 0 | 0 | 0 | 0 | 0 | 0 | 0 | 0 | 0 | 0 | 0
| IND-Lighting-7P_V2 | M_Input | Council 7th Plan | 2020 | Retro | 2022 | 2045 | PSE | Industrial | Sugar | Electric | Per Region | NA | NA | Sugar Efficient Centrifugal Fan | Sugar Efficient Centrifugal Fan | 0 | 10 | 0 | 0 | I-SIC26-Proc-All-All-All-E | 0 | 0 | 0 | 0 | 0 | 0 | 0 | 0 | 0 | 0 | 0 | 0 | Comm Flat | Efficient Centrifugal Fan | Efficient Centrifugal Fan | SIC26 | 0.01095% | 100% | 0% | 1 | 1 | 100% | 10% | 85% | 6.8% | 0.2% | 0 | 0 | 0 | 0 | 0 | 0 | 0 | 0 | 0 |  | 0 | 0 | 0 | 01. ($9,999.000) to $0.028 | N/A | 0 | 01. ($9,999.00) to $0.22 | N/A | 0.085 | 0.085 | 0.085 | 0.085 | 0.085 | 0.085 | 0.085 | 0.085 | 0.085 | 0.085 | 0 | 0 | 0 | 0 | 0 | 0 | 0 | 0 | 0 | 0 | 0 | 0 | 0 | 0 | 0 | 0 | 0 | 0 | 0 | 0 | 0 | 0 | 0 | 0 | 0 | 0 | 0 | 0 | 0 | 0 | 0 | 0 | 0 | 0 | 0 | 0 | 0 | 0 | 0 | 0 | 0 | 0 | 0 | 0 | 0 | 0 | 0 | 0 | 0 | 0 | 0 | 0 | 0 | 0 | 0 | 0 | 0 | 0 | 0 | 0 | 0 | 0 | 0 | 0 | 0 | 0 | 0 | 0 | 0 | 0 | 0 | 0 | 0 | 0 | 0 | 0 | 0 | 0 | 0 | 0 | 0 | 0 | 0 | 0 | 0 | 0 | 0 | 0 | 0 | 0 | 0 | 0 | 0 | 0 | 0 | 0 | 0 | 0 | 0 | 0 | 0 | 0 | 0 | 0 | 0 | 0 | 0 | 0 | 0 | 0 | 0 | 0 | 0 | 0 | 0 | 0 | 0 | 0 | 0 | 0 | 0 | 0 | 0 | 0 | 0 | 0 | 0 | 0 | 0 | 0 | 0 | 0 | 0 | 0 | 0 | 0 | 0 | 0 | 0 | 0 | 0 | 0 | 0 | 0 | 0 | 0 | 0 | 0 | 0 | 0 | 0 | 0 | 0 | 0 | 0 | 0 | 0 | 0 | 0 | 0 | 0 | 0 | 0 | 0 | 0 | 0 | 0 | 0 | 0 | 0 | 0 | 0 | 0 | 0 | 0 | 0 | 0 | 0 | 0 | 0 | 0 | 0 | 0 | 0 | 0 | 0 | 0 | 0 | 0 | 0 | 0 | 0 | 0 | 0.01124% | 0 | 0 | 0 | 0 | 0 | 0 | 0 | 0 | 0 | 0 | 0 | 0 | 0 | 0 | 0 | 0 | 0 | 0 | 0 | 0 | 0 | 0 | 0 | 0
| IND-Lighting-7P_V2 | M_Input | Council 7th Plan | 2020 | Retro | 2022 | 2045 | PSE | Industrial | Sugar | Electric | Per Region | NA | NA | Sugar Fan Energy Management | Sugar Fan Energy Management | 3511.9257 | 10 | 0 | 131.5859 | I-SIC20-Proc-All-All-All-E | 0 | 0 | 0 | 0 | 0 | 0 | 0 | 0 | 0 | 0 | 0 | 0 | Comm Flat | Fan Energy Management | Fan Energy Management | SIC20 | 0.01146% | 100% | 0% | 1 | 1 | 100% | 10% | 85% | 6.8% | 0.2% | 1641.8993 | 59.2451 | 170.1144 | 0 | 0 | 0 | 0 | 1306.7107 | 0 |  | 0.031874 | 0 | 0.031874 | 02. $0.028 to $0.055 | N/A | 0 | 01. ($9,999.00) to $0.22 | N/A | 0.085 | 0.085 | 0.085 | 0.085 | 0.085 | 0.085 | 0.085 | 0.085 | 0.085 | 0.085 | 0 | 0 | 0 | 0 | 0 | 0 | 0 | 0 | 0 | 0 | 0 | 0 | 0 | 0 | 298.5137 | 303.894 | 304.7044 | 301.3817 | 299.519 | 298.1686 | 298.2817 | 296.2194 | 295.8295 | 295.0768 | 0 | 0 | 0 | 0 | 0 | 0 | 0 | 0 | 0 | 0 | 0 | 0 | 0 | 0 | 2991.5888 | 298.5137 | 602.4077 | 907.1121 | 1208.4938 | 1508.0128 | 1806.1814 | 2104.4631 | 2400.6825 | 2696.512 | 2991.5888 | 2991.5888 | 2991.5888 | 2991.5888 | 2991.5888 | 2991.5888 | 2991.5888 | 2991.5888 | 2991.5888 | 2991.5888 | 2991.5888 | 2991.5888 | 2991.5888 | 2991.5888 | 2991.5888 | 0 | 0 | 0 | 0 | 0 | 0 | 0 | 0 | 0 | 0 | 0 | 0 | 0 | 0 | 0 | 0 | 0 | 0 | 0 | 0 | 0 | 0 | 0 | 0 | 0 | 0 | 0 | 0 | 0 | 0 | 0 | 0 | 0 | 0 | 0 | 0 | 0 | 0 | 0 | 0 | 0 | 0 | 0 | 0 | 0 | 0 | 0 | 0 | 0 | 0 | 0 | 0 | 0 | 0 | 0 | 0 | 0 | 0 | 0 | 0 | 0 | 0.03421 | 0.069037 | 0.10396 | 0.1385 | 0.17282 | 0.20699 | 0.24117 | 0.27512 | 0.30902 | 0.34284 | 0.34284 | 0.34284 | 0.34284 | 0.34284 | 0.34284 | 0.34284 | 0.34284 | 0.34284 | 0.34284 | 0.34284 | 0.34284 | 0.34284 | 0.34284 | 0.34284 | 111.0704 | 113.0723 | 113.3738 | 112.1375 | 111.4445 | 110.942 | 110.9841 | 110.2168 | 110.0717 | 109.7916 | 0 | 0 | 0 | 0 | 0 | 0 | 0 | 0 | 0 | 0 | 0 | 0 | 0 | 0 | 1113.1048 | 0 | 0 | 0 | 0 | 0 | 0 | 0 | 0 | 0 | 0 | 0 | 0 | 0 | 0 | 0 | 0 | 0 | 0 | 0 | 0 | 0.01326% | 0.039582 | 0.079877 | 0.12028 | 0.16024 | 0.19996 | 0.23949 | 0.27904 | 0.31832 | 0.35755 | 0.39667 | 0.39667 | 0.39667 | 0.39667 | 0.39667 | 0.39667 | 0.39667 | 0.39667 | 0.39667 | 0.39667 | 0.39667 | 0.39667 | 0.39667 | 0.39667 | 0.39667
| IND-Lighting-7P_V2 | M_Input | Council 7th Plan | 2020 | Retro | 2022 | 2045 | PSE | Industrial | Sugar | Electric | Per Region | NA | NA | Sugar Fan Equipment Upgrade | Sugar Fan Equipment Upgrade | 10231.8055 | 10 | 1122.35 | 383.3683 | I-All-Other-Shift3-All-All-S | 0 | 0 | 0 | 0 | 0 | 0 | 0 | 0 | 0 | 0 | 0 | 0 | Comm Flat | Fan Equipment Upgrade | Fan Equipment Upgrade | IndShift3 | 0.01266% | 100% | 0% | 1 | 1 | 100% | 10% | 85% | 6.8% | 0.2% | 4783.5847 | 190.6736 | 497.4258 | 1858.0172 | 0 | 0 | 0 | 5869.6455 | 0 |  | 0.049143 | 0 | 0.049143 | 02. $0.028 to $0.055 | N/A | 0 | 01. ($9,999.00) to $0.22 | N/A | 0.085 | 0.085 | 0.085 | 0.085 | 0.085 | 0.085 | 0.085 | 0.085 | 0.085 | 0.085 | 0 | 0 | 0 | 0 | 0 | 0 | 0 | 0 | 0 | 0 | 0 | 0 | 0 | 0 | 869.7035 | 885.3787 | 887.7397 | 878.0593 | 872.6324 | 868.6982 | 869.0276 | 863.0193 | 861.8832 | 859.6904 | 0 | 0 | 0 | 0 | 0 | 0 | 0 | 0 | 0 | 0 | 0 | 0 | 0 | 0 | 8715.8323 | 869.7035 | 1755.0822 | 2642.8219 | 3520.8812 | 4393.5136 | 5262.2118 | 6131.2394 | 6994.2587 | 7856.1419 | 8715.8323 | 8715.8323 | 8715.8323 | 8715.8323 | 8715.8323 | 8715.8323 | 8715.8323 | 8715.8323 | 8715.8323 | 8715.8323 | 8715.8323 | 8715.8323 | 8715.8323 | 8715.8323 | 8715.8323 | 0 | 0 | 0 | 0 | 0 | 0 | 0 | 0 | 0 | 0 | 0 | 0 | 0 | 0 | 0 | 0 | 0 | 0 | 0 | 0 | 0 | 0 | 0 | 0 | 0 | 0 | 0 | 0 | 0 | 0 | 0 | 0 | 0 | 0 | 0 | 0 | 0 | 0 | 0 | 0 | 0 | 0 | 0 | 0 | 0 | 0 | 0 | 0 | 0 | 0 | 0 | 0 | 0 | 0 | 0 | 0 | 0 | 0 | 0 | 0 | 0 | 0.1101 | 0.22219 | 0.33457 | 0.44573 | 0.5562 | 0.66618 | 0.77619 | 0.88545 | 0.99456 | 1.1034 | 1.1034 | 1.1034 | 1.1034 | 1.1034 | 1.1034 | 1.1034 | 1.1034 | 1.1034 | 1.1034 | 1.1034 | 1.1034 | 1.1034 | 1.1034 | 1.1034 | 498.9199 | 507.9122 | 509.2667 | 503.7133 | 500.6001 | 498.3432 | 498.5321 | 495.0854 | 494.4336 | 493.1757 | 0 | 0 | 0 | 0 | 0 | 0 | 0 | 0 | 0 | 0 | 0 | 0 | 0 | 0 | 4999.9822 | 0 | 0 | 0 | 0 | 0 | 0 | 0 | 0 | 0 | 0 | 0 | 0 | 0 | 0 | 0 | 0 | 0 | 0 | 0 | 0 | 0.01296% | 0.11269 | 0.22741 | 0.34244 | 0.45621 | 0.56928 | 0.68183 | 0.79444 | 0.90626 | 1.0179 | 1.1293 | 1.1293 | 1.1293 | 1.1293 | 1.1293 | 1.1293 | 1.1293 | 1.1293 | 1.1293 | 1.1293 | 1.1293 | 1.1293 | 1.1293 | 1.1293 | 1.1293
| IND-Lighting-7P_V2 | M_Input | Council 7th Plan | 2020 | Retro | 2022 | 2045 | PSE | Industrial | Sugar | Electric | Per Region | NA | NA | Sugar Fan System Optimization | Sugar Fan System Optimization | 17309.1991 | 10 | 2863.9276 | 778.2554 | I-SIC24-Proc-All-All-All-E | 843.11 | 0 | 0 | 0 | 0 | 0 | 0 | 0 | 0 | 0 | 0 | 0 | Comm Flat | Fan System Optimization | Fan System Optimization | SIC24 | 0.01335% | 100% | 0% | 1 | 1 | 100% | 10% | 85% | 6.8% | 0.2% | 8092.4154 | 340.1921 | 843.2608 | 4741.1474 | 0 | 0 | 0 | 3373.3984 | 0 |  | 0.016695 | 0 | 0.016695 | 01. ($9,999.000) to $0.028 | N/A | 0 | 01. ($9,999.00) to $0.22 | N/A | 0.085 | 0.085 | 0.085 | 0.085 | 0.085 | 0.085 | 0.085 | 0.085 | 0.085 | 0.085 | 0 | 0 | 0 | 0 | 0 | 0 | 0 | 0 | 0 | 0 | 0 | 0 | 0 | 0 | 1471.2819 | 1497.7999 | 1501.794 | 1485.4175 | 1476.2368 | 1469.5813 | 1470.1385 | 1459.9743 | 1458.0524 | 1454.3428 | 0 | 0 | 0 | 0 | 0 | 0 | 0 | 0 | 0 | 0 | 0 | 0 | 0 | 0 | 14744.6193 | 1471.2819 | 2969.0818 | 4470.8758 | 5956.2932 | 7432.53 | 8902.1113 | 10372.2498 | 11832.2242 | 13290.2765 | 14744.6193 | 14744.6193 | 14744.6193 | 14744.6193 | 14744.6193 | 14744.6193 | 14744.6193 | 14744.6193 | 14744.6193 | 14744.6193 | 14744.6193 | 14744.6193 | 14744.6193 | 14744.6193 | 14744.6193 | 0 | 0 | 0 | 0 | 0 | 0 | 0 | 0 | 0 | 0 | 0 | 0 | 0 | 0 | 0 | 0 | 0 | 0 | 0 | 0 | 0 | 0 | 0 | 0 | 0 | 0 | 0 | 0 | 0 | 0 | 0 | 0 | 0 | 0 | 0 | 0 | 0 | 0 | 0 | 0 | 0 | 0 | 0 | 0 | 0 | 0 | 0 | 0 | 0 | 0 | 0 | 0 | 0 | 0 | 0 | 0 | 0 | 0 | 0 | 0 | 0 | 0.19644 | 0.39642 | 0.59693 | 0.79526 | 0.99235 | 1.1886 | 1.3849 | 1.5798 | 1.7745 | 1.9686 | 1.9686 | 1.9686 | 1.9686 | 1.9686 | 1.9686 | 1.9686 | 1.9686 | 1.9686 | 1.9686 | 1.9686 | 1.9686 | 1.9686 | 1.9686 | 1.9686 | 286.7389 | 291.907 | 292.6854 | 289.4937 | 287.7045 | 286.4074 | 286.516 | 284.5351 | 284.1605 | 283.4376 | 0 | 0 | 0 | 0 | 0 | 0 | 0 | 0 | 0 | 0 | 0 | 0 | 0 | 0 | 2873.5861 | 0 | 0 | 0 | 0 | 0 | 0 | 0 | 0 | 0 | 0 | 0 | 0 | 0 | 0 | 0 | 0 | 0 | 0 | 0 | 0 | 0.01209% | 0.17788 | 0.35896 | 0.54052 | 0.7201 | 0.89858 | 1.0762 | 1.254 | 1.4305 | 1.6068 | 1.7826 | 1.7826 | 1.7826 | 1.7826 | 1.7826 | 1.7826 | 1.7826 | 1.7826 | 1.7826 | 1.7826 | 1.7826 | 1.7826 | 1.7826 | 1.7826 | 1.7826
| IND-Lighting-7P_V2 | M_Input | Council 7th Plan | 2020 | Retro | 2022 | 2045 | PSE | Industrial | Sugar | Electric | Per Region | NA | NA | Sugar Pump Energy Management | Sugar Pump Energy Management | 7146.2271 | 10 | 0 | 267.7569 | I-SIC26-Proc-All-All-All-E | 0 | 0 | 0 | 0 | 0 | 0 | 0 | 0 | 0 | 0 | 0 | 0 | Comm Flat | Pump Energy Management | Pump Energy Management | SIC26 | 0.01095% | 100% | 0% | 1 | 1 | 100% | 10% | 85% | 6.8% | 0.2% | 3341.0118 | 115.1639 | 345.6176 | 0 | 0 | 0 | 0 | 2664.8846 | 0 |  | 0.031945 | 0 | 0.031945 | 02. $0.028 to $0.055 | N/A | 0 | 01. ($9,999.00) to $0.22 | N/A | 0.085 | 0.085 | 0.085 | 0.085 | 0.085 | 0.085 | 0.085 | 0.085 | 0.085 | 0.085 | 0 | 0 | 0 | 0 | 0 | 0 | 0 | 0 | 0 | 0 | 0 | 0 | 0 | 0 | 607.4293 | 618.3774 | 620.0264 | 613.2653 | 609.475 | 606.7272 | 606.9572 | 602.7609 | 601.9674 | 600.4358 | 0 | 0 | 0 | 0 | 0 | 0 | 0 | 0 | 0 | 0 | 0 | 0 | 0 | 0 | 6087.422 | 607.4293 | 1225.8067 | 1845.8332 | 2459.0984 | 3068.5734 | 3675.3006 | 4282.2578 | 4885.0187 | 5486.9861 | 6087.422 | 6087.422 | 6087.422 | 6087.422 | 6087.422 | 6087.422 | 6087.422 | 6087.422 | 6087.422 | 6087.422 | 6087.422 | 6087.422 | 6087.422 | 6087.422 | 6087.422 | 0 | 0 | 0 | 0 | 0 | 0 | 0 | 0 | 0 | 0 | 0 | 0 | 0 | 0 | 0 | 0 | 0 | 0 | 0 | 0 | 0 | 0 | 0 | 0 | 0 | 0 | 0 | 0 | 0 | 0 | 0 | 0 | 0 | 0 | 0 | 0 | 0 | 0 | 0 | 0 | 0 | 0 | 0 | 0 | 0 | 0 | 0 | 0 | 0 | 0 | 0 | 0 | 0 | 0 | 0 | 0 | 0 | 0 | 0 | 0 | 0 | 0.0665 | 0.1342 | 0.20208 | 0.26921 | 0.33594 | 0.40236 | 0.46881 | 0.5348 | 0.6007 | 0.66643 | 0.66643 | 0.66643 | 0.66643 | 0.66643 | 0.66643 | 0.66643 | 0.66643 | 0.66643 | 0.66643 | 0.66643 | 0.66643 | 0.66643 | 0.66643 | 0.66643 | 226.5152 | 230.5978 | 231.2128 | 228.6915 | 227.278 | 226.2534 | 226.3392 | 224.7743 | 224.4784 | 223.9073 | 0 | 0 | 0 | 0 | 0 | 0 | 0 | 0 | 0 | 0 | 0 | 0 | 0 | 0 | 2270.0478 | 0 | 0 | 0 | 0 | 0 | 0 | 0 | 0 | 0 | 0 | 0 | 0 | 0 | 0 | 0 | 0 | 0 | 0 | 0 | 0 | 0.01124% | 0.068255 | 0.13774 | 0.20741 | 0.27632 | 0.3448 | 0.41298 | 0.48118 | 0.54891 | 0.61655 | 0.68402 | 0.68402 | 0.68402 | 0.68402 | 0.68402 | 0.68402 | 0.68402 | 0.68402 | 0.68402 | 0.68402 | 0.68402 | 0.68402 | 0.68402 | 0.68402 | 0.68402
| IND-Lighting-7P_V2 | M_Input | Council 7th Plan | 2020 | Retro | 2022 | 2045 | PSE | Industrial | Sugar | Electric | Per Region | NA | NA | Sugar Pump Equipment Upgrade | Sugar Pump Equipment Upgrade | 20160.419 | 10 | 3219.853 | 755.3765 | I-SIC26-Proc-All-All-All-E | 0 | 0 | 0 | 0 | 0 | 0 | 0 | 0 | 0 | 0 | 0 | 0 | Comm Flat | Pump Equipment Upgrade | Pump Equipment Upgrade | SIC26 | 0.01095% | 100% | 0% | 1 | 1 | 100% | 10% | 85% | 6.8% | 0.2% | 9425.4208 | 324.8922 | 975.0313 | 5330.3713 | 0 | 0 | 0 | 13492.3216 | 0 |  | 0.05733 | 0 | 0.05733 | 03. $0.055 to $0.062 | N/A | 0 | 01. ($9,999.00) to $0.22 | N/A | 0.085 | 0.085 | 0.085 | 0.085 | 0.085 | 0.085 | 0.085 | 0.085 | 0.085 | 0.085 | 0 | 0 | 0 | 0 | 0 | 0 | 0 | 0 | 0 | 0 | 0 | 0 | 0 | 0 | 1713.6356 | 1744.5217 | 1749.1737 | 1730.0996 | 1719.4067 | 1711.6548 | 1712.3039 | 1700.4654 | 1698.2268 | 1693.9062 | 0 | 0 | 0 | 0 | 0 | 0 | 0 | 0 | 0 | 0 | 0 | 0 | 0 | 0 | 17173.3944 | 1713.6356 | 3458.1573 | 5207.331 | 6937.4306 | 8656.8373 | 10368.4921 | 12080.796 | 13781.2614 | 15479.4882 | 17173.3944 | 17173.3944 | 17173.3944 | 17173.3944 | 17173.3944 | 17173.3944 | 17173.3944 | 17173.3944 | 17173.3944 | 17173.3944 | 17173.3944 | 17173.3944 | 17173.3944 | 17173.3944 | 17173.3944 | 0 | 0 | 0 | 0 | 0 | 0 | 0 | 0 | 0 | 0 | 0 | 0 | 0 | 0 | 0 | 0 | 0 | 0 | 0 | 0 | 0 | 0 | 0 | 0 | 0 | 0 | 0 | 0 | 0 | 0 | 0 | 0 | 0 | 0 | 0 | 0 | 0 | 0 | 0 | 0 | 0 | 0 | 0 | 0 | 0 | 0 | 0 | 0 | 0 | 0 | 0 | 0 | 0 | 0 | 0 | 0 | 0 | 0 | 0 | 0 | 0 | 0.1876 | 0.37859 | 0.57008 | 0.75949 | 0.94772 | 1.1351 | 1.3226 | 1.5087 | 1.6946 | 1.8801 | 1.8801 | 1.8801 | 1.8801 | 1.8801 | 1.8801 | 1.8801 | 1.8801 | 1.8801 | 1.8801 | 1.8801 | 1.8801 | 1.8801 | 1.8801 | 1.8801 | 1146.8473 | 1167.5178 | 1170.6311 | 1157.8658 | 1150.7096 | 1145.5217 | 1145.9561 | 1138.0332 | 1136.535 | 1133.6434 | 0 | 0 | 0 | 0 | 0 | 0 | 0 | 0 | 0 | 0 | 0 | 0 | 0 | 0 | 11493.2611 | 0 | 0 | 0 | 0 | 0 | 0 | 0 | 0 | 0 | 0 | 0 | 0 | 0 | 0 | 0 | 0 | 0 | 0 | 0 | 0 | 0.01124% | 0.19255 | 0.38858 | 0.58513 | 0.77953 | 0.97274 | 1.1651 | 1.3575 | 1.5485 | 1.7394 | 1.9297 | 1.9297 | 1.9297 | 1.9297 | 1.9297 | 1.9297 | 1.9297 | 1.9297 | 1.9297 | 1.9297 | 1.9297 | 1.9297 | 1.9297 | 1.9297 | 1.9297
| IND-Lighting-7P_V2 | M_Input | Council 7th Plan | 2020 | Retro | 2022 | 2045 | PSE | Industrial | Sugar | Electric | Per Region | NA | NA | Sugar Pump System Optimization | Sugar Pump System Optimization | 21672.4496 | 12 | 7521.9221 | 1136.8416 | I-SIC20-Proc-All-All-All-E | 2760.901 | 0 | 0 | 0 | 0 | 0 | 0 | 0 | 0 | 0 | 0 | 0 | Comm Flat | Pump System Optimization | Pump System Optimization | SIC20 | 0.01146% | 100% | 0% | 1 | 1 | 100% | 8.333% | 85% | 6.8% | 0.2% | 11717.2829 | 365.6075 | 1208.289 | 10937.5755 | 0 | 0 | 0 | -8090.4276 | 0 |  | -0.031979 | 0 | -0.031979 | 01. ($9,999.000) to $0.028 | N/A | 0 | 01. ($9,999.00) to $0.22 | N/A | 0.085 | 0.085 | 0.085 | 0.085 | 0.085 | 0.085 | 0.085 | 0.085 | 0.085 | 0.085 | 0 | 0 | 0 | 0 | 0 | 0 | 0 | 0 | 0 | 0 | 0 | 0 | 0 | 0 | 1842.1582 | 1875.3607 | 1880.3616 | 1859.857 | 1848.3621 | 1840.0289 | 1840.7266 | 1828.0003 | 1825.5938 | 1820.9491 | 0 | 0 | 0 | 0 | 0 | 0 | 0 | 0 | 0 | 0 | 0 | 0 | 0 | 0 | 18461.3983 | 1842.1582 | 3717.5189 | 5597.8806 | 7457.7376 | 9306.0997 | 11146.1286 | 12986.8551 | 14814.8554 | 16640.4492 | 18461.3983 | 18461.3983 | 18461.3983 | 18461.3983 | 18461.3983 | 18461.3983 | 18461.3983 | 18461.3983 | 18461.3983 | 18461.3983 | 18461.3983 | 18461.3983 | 18461.3983 | 18461.3983 | 18461.3983 | 0 | 0 | 0 | 0 | 0 | 0 | 0 | 0 | 0 | 0 | 0 | 0 | 0 | 0 | 0 | 0 | 0 | 0 | 0 | 0 | 0 | 0 | 0 | 0 | 0 | 0 | 0 | 0 | 0 | 0 | 0 | 0 | 0 | 0 | 0 | 0 | 0 | 0 | 0 | 0 | 0 | 0 | 0 | 0 | 0 | 0 | 0 | 0 | 0 | 0 | 0 | 0 | 0 | 0 | 0 | 0 | 0 | 0 | 0 | 0 | 0 | 0.21111 | 0.42603 | 0.64153 | 0.85467 | 1.0665 | 1.2774 | 1.4883 | 1.6978 | 1.907 | 2.1157 | 2.1157 | 2.1157 | 2.1157 | 2.1157 | 2.1157 | 2.1157 | 2.1157 | 2.1157 | 2.1157 | 2.1157 | 2.1157 | 2.1157 | 2.1157 | 2.1157 | 0 | 0 | 0 | 0 | 0 | 0 | 0 | 0 | 0 | 0 | 0 | 0 | 0 | 0 | 0 | 0 | 0 | 0 | 0 | 0 | 0 | 0 | 0 | 0 | 0 | 0 | 0 | 0 | 0 | 0 | 0 | 0 | 0 | 0 | 0 | 0 | 0 | 0 | 0 | 0 | 0 | 0 | 0 | 0 | 0 | 0.01326% | 0.24426 | 0.49293 | 0.74226 | 0.98887 | 1.234 | 1.4779 | 1.722 | 1.9644 | 2.2065 | 2.4479 | 2.4479 | 2.4479 | 2.4479 | 2.4479 | 2.4479 | 2.4479 | 2.4479 | 2.4479 | 2.4479 | 2.4479 | 2.4479 | 2.4479 | 2.4479 | 2.4479
| IND-Lighting-7P_V2 | M_Input | Council 7th Plan | 2020 | Retro | 2022 | 2045 | PSE | Industrial | Sugar | Electric | Per Region | NA | NA | Sugar Transformers-Retrofit | Sugar Transformers-Retrofit | 0 | 10 | 0 | 0 | I-All-Other-Shift3-All-All-S | 0 | 0 | 0 | 0 | 0 | 0 | 0 | 0 | 0 | 0 | 0 | 0 | Comm Flat | Transformers-Retrofit | Transformers-Retrofit | IndShift3 | 0.01266% | 100% | 0% | 1 | 1 | 100% | 10% | 85% | 6.8% | 0.2% | 0 | 0 | 0 | 0 | 0 | 0 | 0 | 0 | 0 |  | 0 | 0 | 0 | 01. ($9,999.000) to $0.028 | N/A | 0 | 01. ($9,999.00) to $0.22 | N/A | 0.085 | 0.085 | 0.085 | 0.085 | 0.085 | 0.085 | 0.085 | 0.085 | 0.085 | 0.085 | 0 | 0 | 0 | 0 | 0 | 0 | 0 | 0 | 0 | 0 | 0 | 0 | 0 | 0 | 0 | 0 | 0 | 0 | 0 | 0 | 0 | 0 | 0 | 0 | 0 | 0 | 0 | 0 | 0 | 0 | 0 | 0 | 0 | 0 | 0 | 0 | 0 | 0 | 0 | 0 | 0 | 0 | 0 | 0 | 0 | 0 | 0 | 0 | 0 | 0 | 0 | 0 | 0 | 0 | 0 | 0 | 0 | 0 | 0 | 0 | 0 | 0 | 0 | 0 | 0 | 0 | 0 | 0 | 0 | 0 | 0 | 0 | 0 | 0 | 0 | 0 | 0 | 0 | 0 | 0 | 0 | 0 | 0 | 0 | 0 | 0 | 0 | 0 | 0 | 0 | 0 | 0 | 0 | 0 | 0 | 0 | 0 | 0 | 0 | 0 | 0 | 0 | 0 | 0 | 0 | 0 | 0 | 0 | 0 | 0 | 0 | 0 | 0 | 0 | 0 | 0 | 0 | 0 | 0 | 0 | 0 | 0 | 0 | 0 | 0 | 0 | 0 | 0 | 0 | 0 | 0 | 0 | 0 | 0 | 0 | 0 | 0 | 0 | 0 | 0 | 0 | 0 | 0 | 0 | 0 | 0 | 0 | 0 | 0 | 0 | 0 | 0 | 0 | 0 | 0 | 0 | 0 | 0 | 0 | 0 | 0 | 0 | 0 | 0 | 0 | 0 | 0 | 0 | 0 | 0 | 0 | 0 | 0 | 0 | 0 | 0 | 0 | 0 | 0 | 0 | 0 | 0 | 0 | 0 | 0 | 0 | 0 | 0 | 0 | 0 | 0 | 0 | 0 | 0.01296% | 0 | 0 | 0 | 0 | 0 | 0 | 0 | 0 | 0 | 0 | 0 | 0 | 0 | 0 | 0 | 0 | 0 | 0 | 0 | 0 | 0 | 0 | 0 | 0
| IND-Lighting-7P_V2 | M_Input | Council 7th Plan | 2020 | Retro | 2022 | 2045 | PSE | Industrial | Sugar | Electric | Per Region | NA | NA | Sugar Transformers-New | Sugar Transformers-New | 0 | 32 | 0 | 0 | I-All-Other-Shift3-All-All-S | 0 | 0 | 0 | 0 | 0 | 0 | 0 | 0 | 0 | 0 | 0 | 0 | Comm Flat | Transformers-New | Transformers-New | IndShift3 | 0.01266% | 100% | 0% | 1 | 1 | 100% | 3.125% | 85% | 6.8% | 0.2% | 0 | 0 | 0 | 0 | 0 | 0 | 0 | 0 | 0 |  | 0 | 0 | 0 | 01. ($9,999.000) to $0.028 | N/A | 0 | 01. ($9,999.00) to $0.22 | N/A | 0.085 | 0.085 | 0.085 | 0.085 | 0.085 | 0.085 | 0.085 | 0.085 | 0.085 | 0.085 | 0 | 0 | 0 | 0 | 0 | 0 | 0 | 0 | 0 | 0 | 0 | 0 | 0 | 0 | 0 | 0 | 0 | 0 | 0 | 0 | 0 | 0 | 0 | 0 | 0 | 0 | 0 | 0 | 0 | 0 | 0 | 0 | 0 | 0 | 0 | 0 | 0 | 0 | 0 | 0 | 0 | 0 | 0 | 0 | 0 | 0 | 0 | 0 | 0 | 0 | 0 | 0 | 0 | 0 | 0 | 0 | 0 | 0 | 0 | 0 | 0 | 0 | 0 | 0 | 0 | 0 | 0 | 0 | 0 | 0 | 0 | 0 | 0 | 0 | 0 | 0 | 0 | 0 | 0 | 0 | 0 | 0 | 0 | 0 | 0 | 0 | 0 | 0 | 0 | 0 | 0 | 0 | 0 | 0 | 0 | 0 | 0 | 0 | 0 | 0 | 0 | 0 | 0 | 0 | 0 | 0 | 0 | 0 | 0 | 0 | 0 | 0 | 0 | 0 | 0 | 0 | 0 | 0 | 0 | 0 | 0 | 0 | 0 | 0 | 0 | 0 | 0 | 0 | 0 | 0 | 0 | 0 | 0 | 0 | 0 | 0 | 0 | 0 | 0 | 0 | 0 | 0 | 0 | 0 | 0 | 0 | 0 | 0 | 0 | 0 | 0 | 0 | 0 | 0 | 0 | 0 | 0 | 0 | 0 | 0 | 0 | 0 | 0 | 0 | 0 | 0 | 0 | 0 | 0 | 0 | 0 | 0 | 0 | 0 | 0 | 0 | 0 | 0 | 0 | 0 | 0 | 0 | 0 | 0 | 0 | 0 | 0 | 0 | 0 | 0 | 0 | 0 | 0 | 0.01296% | 0 | 0 | 0 | 0 | 0 | 0 | 0 | 0 | 0 | 0 | 0 | 0 | 0 | 0 | 0 | 0 | 0 | 0 | 0 | 0 | 0 | 0 | 0 | 0
| IND-Lighting-7P_V2 | M_Input | Council 7th Plan | 2020 | Retro | 2022 | 2045 | PSE | Industrial | Sugar | Electric | Per Region | NA | NA | Sugar Synchronous Belts | Sugar Synchronous Belts | 0 | 10 | 0 | 0 | I-All-Other-Shift3-All-All-S | 0 | 0 | 0 | 0 | 0 | 0 | 0 | 0 | 0 | 0 | 0 | 0 | Comm Flat | Synchronous Belts | Synchronous Belts | IndShift3 | 0.01266% | 100% | 0% | 1 | 1 | 100% | 10% | 85% | 6.8% | 0.2% | 0 | 0 | 0 | 0 | 0 | 0 | 0 | 0 | 0 |  | 0 | 0 | 0 | 01. ($9,999.000) to $0.028 | N/A | 0 | 01. ($9,999.00) to $0.22 | N/A | 0.085 | 0.085 | 0.085 | 0.085 | 0.085 | 0.085 | 0.085 | 0.085 | 0.085 | 0.085 | 0 | 0 | 0 | 0 | 0 | 0 | 0 | 0 | 0 | 0 | 0 | 0 | 0 | 0 | 0 | 0 | 0 | 0 | 0 | 0 | 0 | 0 | 0 | 0 | 0 | 0 | 0 | 0 | 0 | 0 | 0 | 0 | 0 | 0 | 0 | 0 | 0 | 0 | 0 | 0 | 0 | 0 | 0 | 0 | 0 | 0 | 0 | 0 | 0 | 0 | 0 | 0 | 0 | 0 | 0 | 0 | 0 | 0 | 0 | 0 | 0 | 0 | 0 | 0 | 0 | 0 | 0 | 0 | 0 | 0 | 0 | 0 | 0 | 0 | 0 | 0 | 0 | 0 | 0 | 0 | 0 | 0 | 0 | 0 | 0 | 0 | 0 | 0 | 0 | 0 | 0 | 0 | 0 | 0 | 0 | 0 | 0 | 0 | 0 | 0 | 0 | 0 | 0 | 0 | 0 | 0 | 0 | 0 | 0 | 0 | 0 | 0 | 0 | 0 | 0 | 0 | 0 | 0 | 0 | 0 | 0 | 0 | 0 | 0 | 0 | 0 | 0 | 0 | 0 | 0 | 0 | 0 | 0 | 0 | 0 | 0 | 0 | 0 | 0 | 0 | 0 | 0 | 0 | 0 | 0 | 0 | 0 | 0 | 0 | 0 | 0 | 0 | 0 | 0 | 0 | 0 | 0 | 0 | 0 | 0 | 0 | 0 | 0 | 0 | 0 | 0 | 0 | 0 | 0 | 0 | 0 | 0 | 0 | 0 | 0 | 0 | 0 | 0 | 0 | 0 | 0 | 0 | 0 | 0 | 0 | 0 | 0 | 0 | 0 | 0 | 0 | 0 | 0 | 0.01296% | 0 | 0 | 0 | 0 | 0 | 0 | 0 | 0 | 0 | 0 | 0 | 0 | 0 | 0 | 0 | 0 | 0 | 0 | 0 | 0 | 0 | 0 | 0 | 0
| IND-Lighting-7P_V2 | M_Input | Council 7th Plan | 2020 | Retro | 2022 | 2045 | PSE | Industrial | Sugar | Electric | Per Region | NA | NA | Sugar Elec Chip Fab: Eliminate Exhaust | Sugar Elec Chip Fab: Eliminate Exhaust | 0 | 10 | 0 | 0 | I-All-Other-Shift3-All-All-S | 0 | 0 | 0 | 0 | 0 | 0 | 0 | 0 | 0 | 0 | 0 | 0 | Comm Flat | Elec Chip Fab: Eliminate Exhaust | Elec Chip Fab: Eliminate Exhaust | IndShift3 | 0.01266% | 100% | 0% | 1 | 1 | 100% | 10% | 85% | 6.8% | 0.2% | 0 | 0 | 0 | 0 | 0 | 0 | 0 | 0 | 0 |  | 0 | 0 | 0 | 01. ($9,999.000) to $0.028 | N/A | 0 | 01. ($9,999.00) to $0.22 | N/A | 0.085 | 0.085 | 0.085 | 0.085 | 0.085 | 0.085 | 0.085 | 0.085 | 0.085 | 0.085 | 0 | 0 | 0 | 0 | 0 | 0 | 0 | 0 | 0 | 0 | 0 | 0 | 0 | 0 | 0 | 0 | 0 | 0 | 0 | 0 | 0 | 0 | 0 | 0 | 0 | 0 | 0 | 0 | 0 | 0 | 0 | 0 | 0 | 0 | 0 | 0 | 0 | 0 | 0 | 0 | 0 | 0 | 0 | 0 | 0 | 0 | 0 | 0 | 0 | 0 | 0 | 0 | 0 | 0 | 0 | 0 | 0 | 0 | 0 | 0 | 0 | 0 | 0 | 0 | 0 | 0 | 0 | 0 | 0 | 0 | 0 | 0 | 0 | 0 | 0 | 0 | 0 | 0 | 0 | 0 | 0 | 0 | 0 | 0 | 0 | 0 | 0 | 0 | 0 | 0 | 0 | 0 | 0 | 0 | 0 | 0 | 0 | 0 | 0 | 0 | 0 | 0 | 0 | 0 | 0 | 0 | 0 | 0 | 0 | 0 | 0 | 0 | 0 | 0 | 0 | 0 | 0 | 0 | 0 | 0 | 0 | 0 | 0 | 0 | 0 | 0 | 0 | 0 | 0 | 0 | 0 | 0 | 0 | 0 | 0 | 0 | 0 | 0 | 0 | 0 | 0 | 0 | 0 | 0 | 0 | 0 | 0 | 0 | 0 | 0 | 0 | 0 | 0 | 0 | 0 | 0 | 0 | 0 | 0 | 0 | 0 | 0 | 0 | 0 | 0 | 0 | 0 | 0 | 0 | 0 | 0 | 0 | 0 | 0 | 0 | 0 | 0 | 0 | 0 | 0 | 0 | 0 | 0 | 0 | 0 | 0 | 0 | 0 | 0 | 0 | 0 | 0 | 0 | 0.01296% | 0 | 0 | 0 | 0 | 0 | 0 | 0 | 0 | 0 | 0 | 0 | 0 | 0 | 0 | 0 | 0 | 0 | 0 | 0 | 0 | 0 | 0 | 0 | 0
| IND-Lighting-7P_V2 | M_Input | Council 7th Plan | 2020 | Retro | 2022 | 2045 | PSE | Industrial | Sugar | Electric | Per Region | NA | NA | Sugar Elec Chip Fab: Exhaust Injector | Sugar Elec Chip Fab: Exhaust Injector | 0 | 10 | 0 | 0 | I-All-Other-Shift3-All-All-S | 0 | 0 | 0 | 0 | 0 | 0 | 0 | 0 | 0 | 0 | 0 | 0 | Comm Flat | Elec Chip Fab: Exhaust Injector | Elec Chip Fab: Exhaust Injector | IndShift3 | 0.01266% | 100% | 0% | 1 | 1 | 100% | 10% | 85% | 6.8% | 0.2% | 0 | 0 | 0 | 0 | 0 | 0 | 0 | 0 | 0 |  | 0 | 0 | 0 | 01. ($9,999.000) to $0.028 | N/A | 0 | 01. ($9,999.00) to $0.22 | N/A | 0.085 | 0.085 | 0.085 | 0.085 | 0.085 | 0.085 | 0.085 | 0.085 | 0.085 | 0.085 | 0 | 0 | 0 | 0 | 0 | 0 | 0 | 0 | 0 | 0 | 0 | 0 | 0 | 0 | 0 | 0 | 0 | 0 | 0 | 0 | 0 | 0 | 0 | 0 | 0 | 0 | 0 | 0 | 0 | 0 | 0 | 0 | 0 | 0 | 0 | 0 | 0 | 0 | 0 | 0 | 0 | 0 | 0 | 0 | 0 | 0 | 0 | 0 | 0 | 0 | 0 | 0 | 0 | 0 | 0 | 0 | 0 | 0 | 0 | 0 | 0 | 0 | 0 | 0 | 0 | 0 | 0 | 0 | 0 | 0 | 0 | 0 | 0 | 0 | 0 | 0 | 0 | 0 | 0 | 0 | 0 | 0 | 0 | 0 | 0 | 0 | 0 | 0 | 0 | 0 | 0 | 0 | 0 | 0 | 0 | 0 | 0 | 0 | 0 | 0 | 0 | 0 | 0 | 0 | 0 | 0 | 0 | 0 | 0 | 0 | 0 | 0 | 0 | 0 | 0 | 0 | 0 | 0 | 0 | 0 | 0 | 0 | 0 | 0 | 0 | 0 | 0 | 0 | 0 | 0 | 0 | 0 | 0 | 0 | 0 | 0 | 0 | 0 | 0 | 0 | 0 | 0 | 0 | 0 | 0 | 0 | 0 | 0 | 0 | 0 | 0 | 0 | 0 | 0 | 0 | 0 | 0 | 0 | 0 | 0 | 0 | 0 | 0 | 0 | 0 | 0 | 0 | 0 | 0 | 0 | 0 | 0 | 0 | 0 | 0 | 0 | 0 | 0 | 0 | 0 | 0 | 0 | 0 | 0 | 0 | 0 | 0 | 0 | 0 | 0 | 0 | 0 | 0 | 0.01296% | 0 | 0 | 0 | 0 | 0 | 0 | 0 | 0 | 0 | 0 | 0 | 0 | 0 | 0 | 0 | 0 | 0 | 0 | 0 | 0 | 0 | 0 | 0 | 0
| IND-Lighting-7P_V2 | M_Input | Council 7th Plan | 2020 | Retro | 2022 | 2045 | PSE | Industrial | Sugar | Electric | Per Region | NA | NA | Sugar Elec Chip Fab: Solidstate Chiller | Sugar Elec Chip Fab: Solidstate Chiller | 0 | 10 | 0 | 0 | I-All-Other-Shift3-All-All-S | 0 | 0 | 0 | 0 | 0 | 0 | 0 | 0 | 0 | 0 | 0 | 0 | Comm Flat | Elec Chip Fab: Solidstate Chiller | Elec Chip Fab: Solidstate Chiller | IndShift3 | 0.01266% | 100% | 0% | 1 | 1 | 100% | 10% | 85% | 6.8% | 0.2% | 0 | 0 | 0 | 0 | 0 | 0 | 0 | 0 | 0 |  | 0 | 0 | 0 | 01. ($9,999.000) to $0.028 | N/A | 0 | 01. ($9,999.00) to $0.22 | N/A | 0.085 | 0.085 | 0.085 | 0.085 | 0.085 | 0.085 | 0.085 | 0.085 | 0.085 | 0.085 | 0 | 0 | 0 | 0 | 0 | 0 | 0 | 0 | 0 | 0 | 0 | 0 | 0 | 0 | 0 | 0 | 0 | 0 | 0 | 0 | 0 | 0 | 0 | 0 | 0 | 0 | 0 | 0 | 0 | 0 | 0 | 0 | 0 | 0 | 0 | 0 | 0 | 0 | 0 | 0 | 0 | 0 | 0 | 0 | 0 | 0 | 0 | 0 | 0 | 0 | 0 | 0 | 0 | 0 | 0 | 0 | 0 | 0 | 0 | 0 | 0 | 0 | 0 | 0 | 0 | 0 | 0 | 0 | 0 | 0 | 0 | 0 | 0 | 0 | 0 | 0 | 0 | 0 | 0 | 0 | 0 | 0 | 0 | 0 | 0 | 0 | 0 | 0 | 0 | 0 | 0 | 0 | 0 | 0 | 0 | 0 | 0 | 0 | 0 | 0 | 0 | 0 | 0 | 0 | 0 | 0 | 0 | 0 | 0 | 0 | 0 | 0 | 0 | 0 | 0 | 0 | 0 | 0 | 0 | 0 | 0 | 0 | 0 | 0 | 0 | 0 | 0 | 0 | 0 | 0 | 0 | 0 | 0 | 0 | 0 | 0 | 0 | 0 | 0 | 0 | 0 | 0 | 0 | 0 | 0 | 0 | 0 | 0 | 0 | 0 | 0 | 0 | 0 | 0 | 0 | 0 | 0 | 0 | 0 | 0 | 0 | 0 | 0 | 0 | 0 | 0 | 0 | 0 | 0 | 0 | 0 | 0 | 0 | 0 | 0 | 0 | 0 | 0 | 0 | 0 | 0 | 0 | 0 | 0 | 0 | 0 | 0 | 0 | 0 | 0 | 0 | 0 | 0 | 0.01296% | 0 | 0 | 0 | 0 | 0 | 0 | 0 | 0 | 0 | 0 | 0 | 0 | 0 | 0 | 0 | 0 | 0 | 0 | 0 | 0 | 0 | 0 | 0 | 0
| IND-Lighting-7P_V2 | M_Input | Council 7th Plan | 2020 | Retro | 2022 | 2045 | PSE | Industrial | Sugar | Electric | Per Region | NA | NA | Sugar Elec Chip Fab: Reduce Gas Pressure | Sugar Elec Chip Fab: Reduce Gas Pressure | 0 | 10 | 0 | 0 | I-All-Other-Shift3-All-All-S | 0 | 0 | 0 | 0 | 0 | 0 | 0 | 0 | 0 | 0 | 0 | 0 | Comm Flat | Elec Chip Fab: Reduce Gas Pressure | Elec Chip Fab: Reduce Gas Pressure | IndShift3 | 0.01266% | 100% | 0% | 1 | 1 | 100% | 10% | 85% | 6.8% | 0.2% | 0 | 0 | 0 | 0 | 0 | 0 | 0 | 0 | 0 |  | 0 | 0 | 0 | 01. ($9,999.000) to $0.028 | N/A | 0 | 01. ($9,999.00) to $0.22 | N/A | 0.085 | 0.085 | 0.085 | 0.085 | 0.085 | 0.085 | 0.085 | 0.085 | 0.085 | 0.085 | 0 | 0 | 0 | 0 | 0 | 0 | 0 | 0 | 0 | 0 | 0 | 0 | 0 | 0 | 0 | 0 | 0 | 0 | 0 | 0 | 0 | 0 | 0 | 0 | 0 | 0 | 0 | 0 | 0 | 0 | 0 | 0 | 0 | 0 | 0 | 0 | 0 | 0 | 0 | 0 | 0 | 0 | 0 | 0 | 0 | 0 | 0 | 0 | 0 | 0 | 0 | 0 | 0 | 0 | 0 | 0 | 0 | 0 | 0 | 0 | 0 | 0 | 0 | 0 | 0 | 0 | 0 | 0 | 0 | 0 | 0 | 0 | 0 | 0 | 0 | 0 | 0 | 0 | 0 | 0 | 0 | 0 | 0 | 0 | 0 | 0 | 0 | 0 | 0 | 0 | 0 | 0 | 0 | 0 | 0 | 0 | 0 | 0 | 0 | 0 | 0 | 0 | 0 | 0 | 0 | 0 | 0 | 0 | 0 | 0 | 0 | 0 | 0 | 0 | 0 | 0 | 0 | 0 | 0 | 0 | 0 | 0 | 0 | 0 | 0 | 0 | 0 | 0 | 0 | 0 | 0 | 0 | 0 | 0 | 0 | 0 | 0 | 0 | 0 | 0 | 0 | 0 | 0 | 0 | 0 | 0 | 0 | 0 | 0 | 0 | 0 | 0 | 0 | 0 | 0 | 0 | 0 | 0 | 0 | 0 | 0 | 0 | 0 | 0 | 0 | 0 | 0 | 0 | 0 | 0 | 0 | 0 | 0 | 0 | 0 | 0 | 0 | 0 | 0 | 0 | 0 | 0 | 0 | 0 | 0 | 0 | 0 | 0 | 0 | 0 | 0 | 0 | 0 | 0.01296% | 0 | 0 | 0 | 0 | 0 | 0 | 0 | 0 | 0 | 0 | 0 | 0 | 0 | 0 | 0 | 0 | 0 | 0 | 0 | 0 | 0 | 0 | 0 | 0
| IND-Lighting-7P_V2 | M_Input | Council 7th Plan | 2020 | Retro | 2022 | 2045 | PSE | Industrial | Sugar | Electric | Per Region | NA | NA | Sugar Clean Room: Change Filter Strategy | Sugar Clean Room: Change Filter Strategy | 0 | 1 | 0 | 0 | I-All-Other-Shift3-All-All-S | 0 | 0 | 0 | 0 | 0 | 0 | 0 | 0 | 0 | 0 | 0 | 0 | Comm Flat | Clean Room: Change Filter Strategy | Clean Room: Change Filter Strategy | IndShift3 | 0.01266% | 100% | 0% | 1 | 1 | 100% | 100% | 85% | 6.8% | 0.2% | 0 | 0 | 0 | 0 | 0 | 0 | 0 | 0 | 0 |  | 0 | 0 | 0 | 01. ($9,999.000) to $0.028 | N/A | 0 | 01. ($9,999.00) to $0.22 | N/A | 0.085 | 0.085 | 0.085 | 0.085 | 0.085 | 0.085 | 0.085 | 0.085 | 0.085 | 0.085 | 0 | 0 | 0 | 0 | 0 | 0 | 0 | 0 | 0 | 0 | 0 | 0 | 0 | 0 | 0 | 0 | 0 | 0 | 0 | 0 | 0 | 0 | 0 | 0 | 0 | 0 | 0 | 0 | 0 | 0 | 0 | 0 | 0 | 0 | 0 | 0 | 0 | 0 | 0 | 0 | 0 | 0 | 0 | 0 | 0 | 0 | 0 | 0 | 0 | 0 | 0 | 0 | 0 | 0 | 0 | 0 | 0 | 0 | 0 | 0 | 0 | 0 | 0 | 0 | 0 | 0 | 0 | 0 | 0 | 0 | 0 | 0 | 0 | 0 | 0 | 0 | 0 | 0 | 0 | 0 | 0 | 0 | 0 | 0 | 0 | 0 | 0 | 0 | 0 | 0 | 0 | 0 | 0 | 0 | 0 | 0 | 0 | 0 | 0 | 0 | 0 | 0 | 0 | 0 | 0 | 0 | 0 | 0 | 0 | 0 | 0 | 0 | 0 | 0 | 0 | 0 | 0 | 0 | 0 | 0 | 0 | 0 | 0 | 0 | 0 | 0 | 0 | 0 | 0 | 0 | 0 | 0 | 0 | 0 | 0 | 0 | 0 | 0 | 0 | 0 | 0 | 0 | 0 | 0 | 0 | 0 | 0 | 0 | 0 | 0 | 0 | 0 | 0 | 0 | 0 | 0 | 0 | 0 | 0 | 0 | 0 | 0 | 0 | 0 | 0 | 0 | 0 | 0 | 0 | 0 | 0 | 0 | 0 | 0 | 0 | 0 | 0 | 0 | 0 | 0 | 0 | 0 | 0 | 0 | 0 | 0 | 0 | 0 | 0 | 0 | 0 | 0 | 0 | 0.01296% | 0 | 0 | 0 | 0 | 0 | 0 | 0 | 0 | 0 | 0 | 0 | 0 | 0 | 0 | 0 | 0 | 0 | 0 | 0 | 0 | 0 | 0 | 0 | 0
| IND-Lighting-7P_V2 | M_Input | Council 7th Plan | 2020 | Retro | 2022 | 2045 | PSE | Industrial | Sugar | Electric | Per Region | NA | NA | Sugar Clean Room: Clean Room HVAC | Sugar Clean Room: Clean Room HVAC | 0 | 20 | 0 | 0 | I-All-Other-Shift3-All-All-S | 0 | 0 | 0 | 0 | 0 | 0 | 0 | 0 | 0 | 0 | 0 | 0 | Comm Flat | Clean Room: Clean Room HVAC | Clean Room: Clean Room HVAC | IndShift3 | 0.01266% | 100% | 0% | 1 | 1 | 100% | 5% | 85% | 6.8% | 0.2% | 0 | 0 | 0 | 0 | 0 | 0 | 0 | 0 | 0 |  | 0 | 0 | 0 | 01. ($9,999.000) to $0.028 | N/A | 0 | 01. ($9,999.00) to $0.22 | N/A | 0.085 | 0.085 | 0.085 | 0.085 | 0.085 | 0.085 | 0.085 | 0.085 | 0.085 | 0.085 | 0 | 0 | 0 | 0 | 0 | 0 | 0 | 0 | 0 | 0 | 0 | 0 | 0 | 0 | 0 | 0 | 0 | 0 | 0 | 0 | 0 | 0 | 0 | 0 | 0 | 0 | 0 | 0 | 0 | 0 | 0 | 0 | 0 | 0 | 0 | 0 | 0 | 0 | 0 | 0 | 0 | 0 | 0 | 0 | 0 | 0 | 0 | 0 | 0 | 0 | 0 | 0 | 0 | 0 | 0 | 0 | 0 | 0 | 0 | 0 | 0 | 0 | 0 | 0 | 0 | 0 | 0 | 0 | 0 | 0 | 0 | 0 | 0 | 0 | 0 | 0 | 0 | 0 | 0 | 0 | 0 | 0 | 0 | 0 | 0 | 0 | 0 | 0 | 0 | 0 | 0 | 0 | 0 | 0 | 0 | 0 | 0 | 0 | 0 | 0 | 0 | 0 | 0 | 0 | 0 | 0 | 0 | 0 | 0 | 0 | 0 | 0 | 0 | 0 | 0 | 0 | 0 | 0 | 0 | 0 | 0 | 0 | 0 | 0 | 0 | 0 | 0 | 0 | 0 | 0 | 0 | 0 | 0 | 0 | 0 | 0 | 0 | 0 | 0 | 0 | 0 | 0 | 0 | 0 | 0 | 0 | 0 | 0 | 0 | 0 | 0 | 0 | 0 | 0 | 0 | 0 | 0 | 0 | 0 | 0 | 0 | 0 | 0 | 0 | 0 | 0 | 0 | 0 | 0 | 0 | 0 | 0 | 0 | 0 | 0 | 0 | 0 | 0 | 0 | 0 | 0 | 0 | 0 | 0 | 0 | 0 | 0 | 0 | 0 | 0 | 0 | 0 | 0 | 0.01296% | 0 | 0 | 0 | 0 | 0 | 0 | 0 | 0 | 0 | 0 | 0 | 0 | 0 | 0 | 0 | 0 | 0 | 0 | 0 | 0 | 0 | 0 | 0 | 0
| IND-Lighting-7P_V2 | M_Input | Council 7th Plan | 2020 | Retro | 2022 | 2045 | PSE | Industrial | Sugar | Electric | Per Region | NA | NA | Sugar Clean Room: Chiller Optimize | Sugar Clean Room: Chiller Optimize | 0 | 10 | 0 | 0 | I-All-Other-Shift3-All-All-S | 0 | 0 | 0 | 0 | 0 | 0 | 0 | 0 | 0 | 0 | 0 | 0 | Comm Flat | Clean Room: Chiller Optimize | Clean Room: Chiller Optimize | IndShift3 | 0.01266% | 100% | 0% | 1 | 1 | 100% | 10% | 85% | 6.8% | 0.2% | 0 | 0 | 0 | 0 | 0 | 0 | 0 | 0 | 0 |  | 0 | 0 | 0 | 01. ($9,999.000) to $0.028 | N/A | 0 | 01. ($9,999.00) to $0.22 | N/A | 0.085 | 0.085 | 0.085 | 0.085 | 0.085 | 0.085 | 0.085 | 0.085 | 0.085 | 0.085 | 0 | 0 | 0 | 0 | 0 | 0 | 0 | 0 | 0 | 0 | 0 | 0 | 0 | 0 | 0 | 0 | 0 | 0 | 0 | 0 | 0 | 0 | 0 | 0 | 0 | 0 | 0 | 0 | 0 | 0 | 0 | 0 | 0 | 0 | 0 | 0 | 0 | 0 | 0 | 0 | 0 | 0 | 0 | 0 | 0 | 0 | 0 | 0 | 0 | 0 | 0 | 0 | 0 | 0 | 0 | 0 | 0 | 0 | 0 | 0 | 0 | 0 | 0 | 0 | 0 | 0 | 0 | 0 | 0 | 0 | 0 | 0 | 0 | 0 | 0 | 0 | 0 | 0 | 0 | 0 | 0 | 0 | 0 | 0 | 0 | 0 | 0 | 0 | 0 | 0 | 0 | 0 | 0 | 0 | 0 | 0 | 0 | 0 | 0 | 0 | 0 | 0 | 0 | 0 | 0 | 0 | 0 | 0 | 0 | 0 | 0 | 0 | 0 | 0 | 0 | 0 | 0 | 0 | 0 | 0 | 0 | 0 | 0 | 0 | 0 | 0 | 0 | 0 | 0 | 0 | 0 | 0 | 0 | 0 | 0 | 0 | 0 | 0 | 0 | 0 | 0 | 0 | 0 | 0 | 0 | 0 | 0 | 0 | 0 | 0 | 0 | 0 | 0 | 0 | 0 | 0 | 0 | 0 | 0 | 0 | 0 | 0 | 0 | 0 | 0 | 0 | 0 | 0 | 0 | 0 | 0 | 0 | 0 | 0 | 0 | 0 | 0 | 0 | 0 | 0 | 0 | 0 | 0 | 0 | 0 | 0 | 0 | 0 | 0 | 0 | 0 | 0 | 0 | 0.01296% | 0 | 0 | 0 | 0 | 0 | 0 | 0 | 0 | 0 | 0 | 0 | 0 | 0 | 0 | 0 | 0 | 0 | 0 | 0 | 0 | 0 | 0 | 0 | 0
| IND-Lighting-7P_V2 | M_Input | Council 7th Plan | 2020 | Retro | 2022 | 2045 | PSE | Industrial | Sugar | Electric | Per Region | NA | NA | Sugar Food: Cooling and Storage | Sugar Food: Cooling and Storage | 0 | 10 | 0 | 0 | C-War-Ref-All-All-All-C | 0 | 0 | 0 | 0 | 0 | 0 | 0 | 0 | 0 | 0 | 0 | 0 | Comm Flat | Food: Cooling and Storage | Food: Cooling and Storage | IndShift3 | 0.01266% | 100% | 0% | 1 | 1 | 100% | 10% | 85% | 6.8% | 0.2% | 0 | 0 | 0 | 0 | 0 | 0 | 0 | 0 | 0 |  | 0 | 0 | 0 | 01. ($9,999.000) to $0.028 | N/A | 0 | 01. ($9,999.00) to $0.22 | N/A | 0.085 | 0.085 | 0.085 | 0.085 | 0.085 | 0.085 | 0.085 | 0.085 | 0.085 | 0.085 | 0 | 0 | 0 | 0 | 0 | 0 | 0 | 0 | 0 | 0 | 0 | 0 | 0 | 0 | 0 | 0 | 0 | 0 | 0 | 0 | 0 | 0 | 0 | 0 | 0 | 0 | 0 | 0 | 0 | 0 | 0 | 0 | 0 | 0 | 0 | 0 | 0 | 0 | 0 | 0 | 0 | 0 | 0 | 0 | 0 | 0 | 0 | 0 | 0 | 0 | 0 | 0 | 0 | 0 | 0 | 0 | 0 | 0 | 0 | 0 | 0 | 0 | 0 | 0 | 0 | 0 | 0 | 0 | 0 | 0 | 0 | 0 | 0 | 0 | 0 | 0 | 0 | 0 | 0 | 0 | 0 | 0 | 0 | 0 | 0 | 0 | 0 | 0 | 0 | 0 | 0 | 0 | 0 | 0 | 0 | 0 | 0 | 0 | 0 | 0 | 0 | 0 | 0 | 0 | 0 | 0 | 0 | 0 | 0 | 0 | 0 | 0 | 0 | 0 | 0 | 0 | 0 | 0 | 0 | 0 | 0 | 0 | 0 | 0 | 0 | 0 | 0 | 0 | 0 | 0 | 0 | 0 | 0 | 0 | 0 | 0 | 0 | 0 | 0 | 0 | 0 | 0 | 0 | 0 | 0 | 0 | 0 | 0 | 0 | 0 | 0 | 0 | 0 | 0 | 0 | 0 | 0 | 0 | 0 | 0 | 0 | 0 | 0 | 0 | 0 | 0 | 0 | 0 | 0 | 0 | 0 | 0 | 0 | 0 | 0 | 0 | 0 | 0 | 0 | 0 | 0 | 0 | 0 | 0 | 0 | 0 | 0 | 0 | 0 | 0 | 0 | 0 | 0 | 0.01296% | 0 | 0 | 0 | 0 | 0 | 0 | 0 | 0 | 0 | 0 | 0 | 0 | 0 | 0 | 0 | 0 | 0 | 0 | 0 | 0 | 0 | 0 | 0 | 0
| IND-Lighting-7P_V2 | M_Input | Council 7th Plan | 2020 | Retro | 2022 | 2045 | PSE | Industrial | Sugar | Electric | Per Region | NA | NA | Sugar Food: Refrig Storage Tuneup | Sugar Food: Refrig Storage Tuneup | 0 | 3 | 0 | 0 | C-War-Ref-All-All-All-C | 0 | 0 | 0 | 0 | 0 | 0 | 0 | 0 | 0 | 0 | 0 | 0 | Comm Flat | Food: Refrig Storage Tuneup | Food: Refrig Storage Tuneup | IndShift3 | 0.01266% | 100% | 0% | 1 | 1 | 100% | 33.33% | 85% | 6.8% | 0.2% | 0 | 0 | 0 | 0 | 0 | 0 | 0 | 0 | 0 |  | 0 | 0 | 0 | 01. ($9,999.000) to $0.028 | N/A | 0 | 01. ($9,999.00) to $0.22 | N/A | 0.085 | 0.085 | 0.085 | 0.085 | 0.085 | 0.085 | 0.085 | 0.085 | 0.085 | 0.085 | 0 | 0 | 0 | 0 | 0 | 0 | 0 | 0 | 0 | 0 | 0 | 0 | 0 | 0 | 0 | 0 | 0 | 0 | 0 | 0 | 0 | 0 | 0 | 0 | 0 | 0 | 0 | 0 | 0 | 0 | 0 | 0 | 0 | 0 | 0 | 0 | 0 | 0 | 0 | 0 | 0 | 0 | 0 | 0 | 0 | 0 | 0 | 0 | 0 | 0 | 0 | 0 | 0 | 0 | 0 | 0 | 0 | 0 | 0 | 0 | 0 | 0 | 0 | 0 | 0 | 0 | 0 | 0 | 0 | 0 | 0 | 0 | 0 | 0 | 0 | 0 | 0 | 0 | 0 | 0 | 0 | 0 | 0 | 0 | 0 | 0 | 0 | 0 | 0 | 0 | 0 | 0 | 0 | 0 | 0 | 0 | 0 | 0 | 0 | 0 | 0 | 0 | 0 | 0 | 0 | 0 | 0 | 0 | 0 | 0 | 0 | 0 | 0 | 0 | 0 | 0 | 0 | 0 | 0 | 0 | 0 | 0 | 0 | 0 | 0 | 0 | 0 | 0 | 0 | 0 | 0 | 0 | 0 | 0 | 0 | 0 | 0 | 0 | 0 | 0 | 0 | 0 | 0 | 0 | 0 | 0 | 0 | 0 | 0 | 0 | 0 | 0 | 0 | 0 | 0 | 0 | 0 | 0 | 0 | 0 | 0 | 0 | 0 | 0 | 0 | 0 | 0 | 0 | 0 | 0 | 0 | 0 | 0 | 0 | 0 | 0 | 0 | 0 | 0 | 0 | 0 | 0 | 0 | 0 | 0 | 0 | 0 | 0 | 0 | 0 | 0 | 0 | 0 | 0.01296% | 0 | 0 | 0 | 0 | 0 | 0 | 0 | 0 | 0 | 0 | 0 | 0 | 0 | 0 | 0 | 0 | 0 | 0 | 0 | 0 | 0 | 0 | 0 | 0
| IND-Lighting-7P_V2 | M_Input | Council 7th Plan | 2020 | Retro | 2022 | 2045 | PSE | Industrial | Sugar | Electric | Per Region | NA | NA | Sugar Metal: New Arc Furnace | Sugar Metal: New Arc Furnace | 0 | 10 | 0 | 0 | I-All-Other-Shift3-All-All-S | 0 | 0 | 0 | 0 | 0 | 0 | 0 | 0 | 0 | 0 | 0 | 0 | Comm Flat | Metal: New Arc Furnace | Metal: New Arc Furnace | IndShift3 | 0.01266% | 100% | 0% | 1 | 1 | 100% | 10% | 85% | 6.8% | 0.2% | 0 | 0 | 0 | 0 | 0 | 0 | 0 | 0 | 0 |  | 0 | 0 | 0 | 01. ($9,999.000) to $0.028 | N/A | 0 | 01. ($9,999.00) to $0.22 | N/A | 0.085 | 0.085 | 0.085 | 0.085 | 0.085 | 0.085 | 0.085 | 0.085 | 0.085 | 0.085 | 0 | 0 | 0 | 0 | 0 | 0 | 0 | 0 | 0 | 0 | 0 | 0 | 0 | 0 | 0 | 0 | 0 | 0 | 0 | 0 | 0 | 0 | 0 | 0 | 0 | 0 | 0 | 0 | 0 | 0 | 0 | 0 | 0 | 0 | 0 | 0 | 0 | 0 | 0 | 0 | 0 | 0 | 0 | 0 | 0 | 0 | 0 | 0 | 0 | 0 | 0 | 0 | 0 | 0 | 0 | 0 | 0 | 0 | 0 | 0 | 0 | 0 | 0 | 0 | 0 | 0 | 0 | 0 | 0 | 0 | 0 | 0 | 0 | 0 | 0 | 0 | 0 | 0 | 0 | 0 | 0 | 0 | 0 | 0 | 0 | 0 | 0 | 0 | 0 | 0 | 0 | 0 | 0 | 0 | 0 | 0 | 0 | 0 | 0 | 0 | 0 | 0 | 0 | 0 | 0 | 0 | 0 | 0 | 0 | 0 | 0 | 0 | 0 | 0 | 0 | 0 | 0 | 0 | 0 | 0 | 0 | 0 | 0 | 0 | 0 | 0 | 0 | 0 | 0 | 0 | 0 | 0 | 0 | 0 | 0 | 0 | 0 | 0 | 0 | 0 | 0 | 0 | 0 | 0 | 0 | 0 | 0 | 0 | 0 | 0 | 0 | 0 | 0 | 0 | 0 | 0 | 0 | 0 | 0 | 0 | 0 | 0 | 0 | 0 | 0 | 0 | 0 | 0 | 0 | 0 | 0 | 0 | 0 | 0 | 0 | 0 | 0 | 0 | 0 | 0 | 0 | 0 | 0 | 0 | 0 | 0 | 0 | 0 | 0 | 0 | 0 | 0 | 0 | 0.01296% | 0 | 0 | 0 | 0 | 0 | 0 | 0 | 0 | 0 | 0 | 0 | 0 | 0 | 0 | 0 | 0 | 0 | 0 | 0 | 0 | 0 | 0 | 0 | 0
| IND-Lighting-7P_V2 | M_Input | Council 7th Plan | 2020 | Retro | 2022 | 2045 | PSE | Industrial | Sugar | Electric | Per Region | NA | NA | Sugar Mech Pulp: Refiner Replacement | Sugar Mech Pulp: Refiner Replacement | 0 | 12 | 0 | 0 | I-All-Other-Shift3-All-All-S | 0 | 0 | 0 | 0 | 0 | 0 | 0 | 0 | 0 | 0 | 0 | 0 | Comm Flat | Mech Pulp: Refiner Replacement | Mech Pulp: Refiner Replacement | IndShift3 | 0.01266% | 100% | 0% | 1 | 1 | 100% | 8.333% | 85% | 6.8% | 0.2% | 0 | 0 | 0 | 0 | 0 | 0 | 0 | 0 | 0 |  | 0 | 0 | 0 | 01. ($9,999.000) to $0.028 | N/A | 0 | 01. ($9,999.00) to $0.22 | N/A | 0.085 | 0.085 | 0.085 | 0.085 | 0.085 | 0.085 | 0.085 | 0.085 | 0.085 | 0.085 | 0 | 0 | 0 | 0 | 0 | 0 | 0 | 0 | 0 | 0 | 0 | 0 | 0 | 0 | 0 | 0 | 0 | 0 | 0 | 0 | 0 | 0 | 0 | 0 | 0 | 0 | 0 | 0 | 0 | 0 | 0 | 0 | 0 | 0 | 0 | 0 | 0 | 0 | 0 | 0 | 0 | 0 | 0 | 0 | 0 | 0 | 0 | 0 | 0 | 0 | 0 | 0 | 0 | 0 | 0 | 0 | 0 | 0 | 0 | 0 | 0 | 0 | 0 | 0 | 0 | 0 | 0 | 0 | 0 | 0 | 0 | 0 | 0 | 0 | 0 | 0 | 0 | 0 | 0 | 0 | 0 | 0 | 0 | 0 | 0 | 0 | 0 | 0 | 0 | 0 | 0 | 0 | 0 | 0 | 0 | 0 | 0 | 0 | 0 | 0 | 0 | 0 | 0 | 0 | 0 | 0 | 0 | 0 | 0 | 0 | 0 | 0 | 0 | 0 | 0 | 0 | 0 | 0 | 0 | 0 | 0 | 0 | 0 | 0 | 0 | 0 | 0 | 0 | 0 | 0 | 0 | 0 | 0 | 0 | 0 | 0 | 0 | 0 | 0 | 0 | 0 | 0 | 0 | 0 | 0 | 0 | 0 | 0 | 0 | 0 | 0 | 0 | 0 | 0 | 0 | 0 | 0 | 0 | 0 | 0 | 0 | 0 | 0 | 0 | 0 | 0 | 0 | 0 | 0 | 0 | 0 | 0 | 0 | 0 | 0 | 0 | 0 | 0 | 0 | 0 | 0 | 0 | 0 | 0 | 0 | 0 | 0 | 0 | 0 | 0 | 0 | 0 | 0 | 0.01296% | 0 | 0 | 0 | 0 | 0 | 0 | 0 | 0 | 0 | 0 | 0 | 0 | 0 | 0 | 0 | 0 | 0 | 0 | 0 | 0 | 0 | 0 | 0 | 0
| IND-Lighting-7P_V2 | M_Input | Council 7th Plan | 2020 | Retro | 2022 | 2045 | PSE | Industrial | Sugar | Electric | Per Region | NA | NA | Sugar Mech Pulp: Premium Process | Sugar Mech Pulp: Premium Process | 0 | 5 | 0 | 0 | I-All-Other-Shift3-All-All-S | 0 | 0 | 0 | 0 | 0 | 0 | 0 | 0 | 0 | 0 | 0 | 0 | Comm Flat | Mech Pulp: Premium Process | Mech Pulp: Premium Process | IndShift3 | 0.01266% | 100% | 0% | 1 | 1 | 100% | 20% | 85% | 6.8% | 0.2% | 0 | 0 | 0 | 0 | 0 | 0 | 0 | 0 | 0 |  | 0 | 0 | 0 | 01. ($9,999.000) to $0.028 | N/A | 0 | 01. ($9,999.00) to $0.22 | N/A | 0.085 | 0.085 | 0.085 | 0.085 | 0.085 | 0.085 | 0.085 | 0.085 | 0.085 | 0.085 | 0 | 0 | 0 | 0 | 0 | 0 | 0 | 0 | 0 | 0 | 0 | 0 | 0 | 0 | 0 | 0 | 0 | 0 | 0 | 0 | 0 | 0 | 0 | 0 | 0 | 0 | 0 | 0 | 0 | 0 | 0 | 0 | 0 | 0 | 0 | 0 | 0 | 0 | 0 | 0 | 0 | 0 | 0 | 0 | 0 | 0 | 0 | 0 | 0 | 0 | 0 | 0 | 0 | 0 | 0 | 0 | 0 | 0 | 0 | 0 | 0 | 0 | 0 | 0 | 0 | 0 | 0 | 0 | 0 | 0 | 0 | 0 | 0 | 0 | 0 | 0 | 0 | 0 | 0 | 0 | 0 | 0 | 0 | 0 | 0 | 0 | 0 | 0 | 0 | 0 | 0 | 0 | 0 | 0 | 0 | 0 | 0 | 0 | 0 | 0 | 0 | 0 | 0 | 0 | 0 | 0 | 0 | 0 | 0 | 0 | 0 | 0 | 0 | 0 | 0 | 0 | 0 | 0 | 0 | 0 | 0 | 0 | 0 | 0 | 0 | 0 | 0 | 0 | 0 | 0 | 0 | 0 | 0 | 0 | 0 | 0 | 0 | 0 | 0 | 0 | 0 | 0 | 0 | 0 | 0 | 0 | 0 | 0 | 0 | 0 | 0 | 0 | 0 | 0 | 0 | 0 | 0 | 0 | 0 | 0 | 0 | 0 | 0 | 0 | 0 | 0 | 0 | 0 | 0 | 0 | 0 | 0 | 0 | 0 | 0 | 0 | 0 | 0 | 0 | 0 | 0 | 0 | 0 | 0 | 0 | 0 | 0 | 0 | 0 | 0 | 0 | 0 | 0 | 0.01296% | 0 | 0 | 0 | 0 | 0 | 0 | 0 | 0 | 0 | 0 | 0 | 0 | 0 | 0 | 0 | 0 | 0 | 0 | 0 | 0 | 0 | 0 | 0 | 0
| IND-Lighting-7P_V2 | M_Input | Council 7th Plan | 2020 | Retro | 2022 | 2045 | PSE | Industrial | Sugar | Electric | Per Region | NA | NA | Sugar Mech Pulp: Refiner Plate Improvement | Sugar Mech Pulp: Refiner Plate Improvement | 0 | 1 | 0 | 0 | I-All-Other-Shift3-All-All-S | 0 | 0 | 0 | 0 | 0 | 0 | 0 | 0 | 0 | 0 | 0 | 0 | Comm Flat | Mech Pulp: Refiner Plate Improvement | Mech Pulp: Refiner Plate Improvement | IndShift3 | 0.01266% | 100% | 0% | 1 | 1 | 100% | 100% | 85% | 6.8% | 0.2% | 0 | 0 | 0 | 0 | 0 | 0 | 0 | 0 | 0 |  | 0 | 0 | 0 | 01. ($9,999.000) to $0.028 | N/A | 0 | 01. ($9,999.00) to $0.22 | N/A | 0.085 | 0.085 | 0.085 | 0.085 | 0.085 | 0.085 | 0.085 | 0.085 | 0.085 | 0.085 | 0 | 0 | 0 | 0 | 0 | 0 | 0 | 0 | 0 | 0 | 0 | 0 | 0 | 0 | 0 | 0 | 0 | 0 | 0 | 0 | 0 | 0 | 0 | 0 | 0 | 0 | 0 | 0 | 0 | 0 | 0 | 0 | 0 | 0 | 0 | 0 | 0 | 0 | 0 | 0 | 0 | 0 | 0 | 0 | 0 | 0 | 0 | 0 | 0 | 0 | 0 | 0 | 0 | 0 | 0 | 0 | 0 | 0 | 0 | 0 | 0 | 0 | 0 | 0 | 0 | 0 | 0 | 0 | 0 | 0 | 0 | 0 | 0 | 0 | 0 | 0 | 0 | 0 | 0 | 0 | 0 | 0 | 0 | 0 | 0 | 0 | 0 | 0 | 0 | 0 | 0 | 0 | 0 | 0 | 0 | 0 | 0 | 0 | 0 | 0 | 0 | 0 | 0 | 0 | 0 | 0 | 0 | 0 | 0 | 0 | 0 | 0 | 0 | 0 | 0 | 0 | 0 | 0 | 0 | 0 | 0 | 0 | 0 | 0 | 0 | 0 | 0 | 0 | 0 | 0 | 0 | 0 | 0 | 0 | 0 | 0 | 0 | 0 | 0 | 0 | 0 | 0 | 0 | 0 | 0 | 0 | 0 | 0 | 0 | 0 | 0 | 0 | 0 | 0 | 0 | 0 | 0 | 0 | 0 | 0 | 0 | 0 | 0 | 0 | 0 | 0 | 0 | 0 | 0 | 0 | 0 | 0 | 0 | 0 | 0 | 0 | 0 | 0 | 0 | 0 | 0 | 0 | 0 | 0 | 0 | 0 | 0 | 0 | 0 | 0 | 0 | 0 | 0 | 0.01296% | 0 | 0 | 0 | 0 | 0 | 0 | 0 | 0 | 0 | 0 | 0 | 0 | 0 | 0 | 0 | 0 | 0 | 0 | 0 | 0 | 0 | 0 | 0 | 0
| IND-Lighting-7P_V2 | M_Input | Council 7th Plan | 2020 | Retro | 2022 | 2045 | PSE | Industrial | Sugar | Electric | Per Region | NA | NA | Sugar Kraft: Effluent Treatment System | Sugar Kraft: Effluent Treatment System | 0 | 10 | 0 | 0 | I-All-Other-Shift3-All-All-S | 0 | 0 | 0 | 0 | 0 | 0 | 0 | 0 | 0 | 0 | 0 | 0 | Comm Flat | Kraft: Effluent Treatment System | Kraft: Effluent Treatment System | IndShift3 | 0.01266% | 100% | 0% | 1 | 1 | 100% | 10% | 85% | 6.8% | 0.2% | 0 | 0 | 0 | 0 | 0 | 0 | 0 | 0 | 0 |  | 0 | 0 | 0 | 01. ($9,999.000) to $0.028 | N/A | 0 | 01. ($9,999.00) to $0.22 | N/A | 0.085 | 0.085 | 0.085 | 0.085 | 0.085 | 0.085 | 0.085 | 0.085 | 0.085 | 0.085 | 0 | 0 | 0 | 0 | 0 | 0 | 0 | 0 | 0 | 0 | 0 | 0 | 0 | 0 | 0 | 0 | 0 | 0 | 0 | 0 | 0 | 0 | 0 | 0 | 0 | 0 | 0 | 0 | 0 | 0 | 0 | 0 | 0 | 0 | 0 | 0 | 0 | 0 | 0 | 0 | 0 | 0 | 0 | 0 | 0 | 0 | 0 | 0 | 0 | 0 | 0 | 0 | 0 | 0 | 0 | 0 | 0 | 0 | 0 | 0 | 0 | 0 | 0 | 0 | 0 | 0 | 0 | 0 | 0 | 0 | 0 | 0 | 0 | 0 | 0 | 0 | 0 | 0 | 0 | 0 | 0 | 0 | 0 | 0 | 0 | 0 | 0 | 0 | 0 | 0 | 0 | 0 | 0 | 0 | 0 | 0 | 0 | 0 | 0 | 0 | 0 | 0 | 0 | 0 | 0 | 0 | 0 | 0 | 0 | 0 | 0 | 0 | 0 | 0 | 0 | 0 | 0 | 0 | 0 | 0 | 0 | 0 | 0 | 0 | 0 | 0 | 0 | 0 | 0 | 0 | 0 | 0 | 0 | 0 | 0 | 0 | 0 | 0 | 0 | 0 | 0 | 0 | 0 | 0 | 0 | 0 | 0 | 0 | 0 | 0 | 0 | 0 | 0 | 0 | 0 | 0 | 0 | 0 | 0 | 0 | 0 | 0 | 0 | 0 | 0 | 0 | 0 | 0 | 0 | 0 | 0 | 0 | 0 | 0 | 0 | 0 | 0 | 0 | 0 | 0 | 0 | 0 | 0 | 0 | 0 | 0 | 0 | 0 | 0 | 0 | 0 | 0 | 0 | 0.01296% | 0 | 0 | 0 | 0 | 0 | 0 | 0 | 0 | 0 | 0 | 0 | 0 | 0 | 0 | 0 | 0 | 0 | 0 | 0 | 0 | 0 | 0 | 0 | 0
| IND-Lighting-7P_V2 | M_Input | Council 7th Plan | 2020 | Retro | 2022 | 2045 | PSE | Industrial | Sugar | Electric | Per Region | NA | NA | Sugar Kraft: Efficient Agitator | Sugar Kraft: Efficient Agitator | 0 | 10 | 0 | 0 | I-All-Other-Shift3-All-All-S | 0 | 0 | 0 | 0 | 0 | 0 | 0 | 0 | 0 | 0 | 0 | 0 | Comm Flat | Kraft: Efficient Agitator | Kraft: Efficient Agitator | IndShift3 | 0.01266% | 100% | 0% | 1 | 1 | 100% | 10% | 85% | 6.8% | 0.2% | 0 | 0 | 0 | 0 | 0 | 0 | 0 | 0 | 0 |  | 0 | 0 | 0 | 01. ($9,999.000) to $0.028 | N/A | 0 | 01. ($9,999.00) to $0.22 | N/A | 0.085 | 0.085 | 0.085 | 0.085 | 0.085 | 0.085 | 0.085 | 0.085 | 0.085 | 0.085 | 0 | 0 | 0 | 0 | 0 | 0 | 0 | 0 | 0 | 0 | 0 | 0 | 0 | 0 | 0 | 0 | 0 | 0 | 0 | 0 | 0 | 0 | 0 | 0 | 0 | 0 | 0 | 0 | 0 | 0 | 0 | 0 | 0 | 0 | 0 | 0 | 0 | 0 | 0 | 0 | 0 | 0 | 0 | 0 | 0 | 0 | 0 | 0 | 0 | 0 | 0 | 0 | 0 | 0 | 0 | 0 | 0 | 0 | 0 | 0 | 0 | 0 | 0 | 0 | 0 | 0 | 0 | 0 | 0 | 0 | 0 | 0 | 0 | 0 | 0 | 0 | 0 | 0 | 0 | 0 | 0 | 0 | 0 | 0 | 0 | 0 | 0 | 0 | 0 | 0 | 0 | 0 | 0 | 0 | 0 | 0 | 0 | 0 | 0 | 0 | 0 | 0 | 0 | 0 | 0 | 0 | 0 | 0 | 0 | 0 | 0 | 0 | 0 | 0 | 0 | 0 | 0 | 0 | 0 | 0 | 0 | 0 | 0 | 0 | 0 | 0 | 0 | 0 | 0 | 0 | 0 | 0 | 0 | 0 | 0 | 0 | 0 | 0 | 0 | 0 | 0 | 0 | 0 | 0 | 0 | 0 | 0 | 0 | 0 | 0 | 0 | 0 | 0 | 0 | 0 | 0 | 0 | 0 | 0 | 0 | 0 | 0 | 0 | 0 | 0 | 0 | 0 | 0 | 0 | 0 | 0 | 0 | 0 | 0 | 0 | 0 | 0 | 0 | 0 | 0 | 0 | 0 | 0 | 0 | 0 | 0 | 0 | 0 | 0 | 0 | 0 | 0 | 0 | 0.01296% | 0 | 0 | 0 | 0 | 0 | 0 | 0 | 0 | 0 | 0 | 0 | 0 | 0 | 0 | 0 | 0 | 0 | 0 | 0 | 0 | 0 | 0 | 0 | 0
| IND-Lighting-7P_V2 | M_Input | Council 7th Plan | 2020 | Retro | 2022 | 2045 | PSE | Industrial | Sugar | Electric | Per Region | NA | NA | Sugar Paper: Efficient Pulp Screen | Sugar Paper: Efficient Pulp Screen | 0 | 10 | 0 | 0 | I-All-Other-Shift3-All-All-S | 0 | 0 | 0 | 0 | 0 | 0 | 0 | 0 | 0 | 0 | 0 | 0 | Comm Flat | Paper: Efficient Pulp Screen | Paper: Efficient Pulp Screen | IndShift3 | 0.01266% | 100% | 0% | 1 | 1 | 100% | 10% | 85% | 6.8% | 0.2% | 0 | 0 | 0 | 0 | 0 | 0 | 0 | 0 | 0 |  | 0 | 0 | 0 | 01. ($9,999.000) to $0.028 | N/A | 0 | 01. ($9,999.00) to $0.22 | N/A | 0.085 | 0.085 | 0.085 | 0.085 | 0.085 | 0.085 | 0.085 | 0.085 | 0.085 | 0.085 | 0 | 0 | 0 | 0 | 0 | 0 | 0 | 0 | 0 | 0 | 0 | 0 | 0 | 0 | 0 | 0 | 0 | 0 | 0 | 0 | 0 | 0 | 0 | 0 | 0 | 0 | 0 | 0 | 0 | 0 | 0 | 0 | 0 | 0 | 0 | 0 | 0 | 0 | 0 | 0 | 0 | 0 | 0 | 0 | 0 | 0 | 0 | 0 | 0 | 0 | 0 | 0 | 0 | 0 | 0 | 0 | 0 | 0 | 0 | 0 | 0 | 0 | 0 | 0 | 0 | 0 | 0 | 0 | 0 | 0 | 0 | 0 | 0 | 0 | 0 | 0 | 0 | 0 | 0 | 0 | 0 | 0 | 0 | 0 | 0 | 0 | 0 | 0 | 0 | 0 | 0 | 0 | 0 | 0 | 0 | 0 | 0 | 0 | 0 | 0 | 0 | 0 | 0 | 0 | 0 | 0 | 0 | 0 | 0 | 0 | 0 | 0 | 0 | 0 | 0 | 0 | 0 | 0 | 0 | 0 | 0 | 0 | 0 | 0 | 0 | 0 | 0 | 0 | 0 | 0 | 0 | 0 | 0 | 0 | 0 | 0 | 0 | 0 | 0 | 0 | 0 | 0 | 0 | 0 | 0 | 0 | 0 | 0 | 0 | 0 | 0 | 0 | 0 | 0 | 0 | 0 | 0 | 0 | 0 | 0 | 0 | 0 | 0 | 0 | 0 | 0 | 0 | 0 | 0 | 0 | 0 | 0 | 0 | 0 | 0 | 0 | 0 | 0 | 0 | 0 | 0 | 0 | 0 | 0 | 0 | 0 | 0 | 0 | 0 | 0 | 0 | 0 | 0 | 0.01296% | 0 | 0 | 0 | 0 | 0 | 0 | 0 | 0 | 0 | 0 | 0 | 0 | 0 | 0 | 0 | 0 | 0 | 0 | 0 | 0 | 0 | 0 | 0 | 0
| IND-Lighting-7P_V2 | M_Input | Council 7th Plan | 2020 | Retro | 2022 | 2045 | PSE | Industrial | Sugar | Electric | Per Region | NA | NA | Sugar Paper: Premium Fan | Sugar Paper: Premium Fan | 0 | 10 | 0 | 0 | I-All-Other-Shift3-All-All-S | 0 | 0 | 0 | 0 | 0 | 0 | 0 | 0 | 0 | 0 | 0 | 0 | Comm Flat | Paper: Premium Fan | Paper: Premium Fan | IndShift3 | 0.01266% | 100% | 0% | 1 | 1 | 100% | 10% | 85% | 6.8% | 0.2% | 0 | 0 | 0 | 0 | 0 | 0 | 0 | 0 | 0 |  | 0 | 0 | 0 | 01. ($9,999.000) to $0.028 | N/A | 0 | 01. ($9,999.00) to $0.22 | N/A | 0.085 | 0.085 | 0.085 | 0.085 | 0.085 | 0.085 | 0.085 | 0.085 | 0.085 | 0.085 | 0 | 0 | 0 | 0 | 0 | 0 | 0 | 0 | 0 | 0 | 0 | 0 | 0 | 0 | 0 | 0 | 0 | 0 | 0 | 0 | 0 | 0 | 0 | 0 | 0 | 0 | 0 | 0 | 0 | 0 | 0 | 0 | 0 | 0 | 0 | 0 | 0 | 0 | 0 | 0 | 0 | 0 | 0 | 0 | 0 | 0 | 0 | 0 | 0 | 0 | 0 | 0 | 0 | 0 | 0 | 0 | 0 | 0 | 0 | 0 | 0 | 0 | 0 | 0 | 0 | 0 | 0 | 0 | 0 | 0 | 0 | 0 | 0 | 0 | 0 | 0 | 0 | 0 | 0 | 0 | 0 | 0 | 0 | 0 | 0 | 0 | 0 | 0 | 0 | 0 | 0 | 0 | 0 | 0 | 0 | 0 | 0 | 0 | 0 | 0 | 0 | 0 | 0 | 0 | 0 | 0 | 0 | 0 | 0 | 0 | 0 | 0 | 0 | 0 | 0 | 0 | 0 | 0 | 0 | 0 | 0 | 0 | 0 | 0 | 0 | 0 | 0 | 0 | 0 | 0 | 0 | 0 | 0 | 0 | 0 | 0 | 0 | 0 | 0 | 0 | 0 | 0 | 0 | 0 | 0 | 0 | 0 | 0 | 0 | 0 | 0 | 0 | 0 | 0 | 0 | 0 | 0 | 0 | 0 | 0 | 0 | 0 | 0 | 0 | 0 | 0 | 0 | 0 | 0 | 0 | 0 | 0 | 0 | 0 | 0 | 0 | 0 | 0 | 0 | 0 | 0 | 0 | 0 | 0 | 0 | 0 | 0 | 0 | 0 | 0 | 0 | 0 | 0 | 0.01296% | 0 | 0 | 0 | 0 | 0 | 0 | 0 | 0 | 0 | 0 | 0 | 0 | 0 | 0 | 0 | 0 | 0 | 0 | 0 | 0 | 0 | 0 | 0 | 0
| IND-Lighting-7P_V2 | M_Input | Council 7th Plan | 2020 | Retro | 2022 | 2045 | PSE | Industrial | Sugar | Electric | Per Region | NA | NA | Sugar Paper: Material Handling | Sugar Paper: Material Handling | 0 | 10 | 0 | 0 | I-All-Other-Shift3-All-All-S | 0 | 0 | 0 | 0 | 0 | 0 | 0 | 0 | 0 | 0 | 0 | 0 | Comm Flat | Paper: Material Handling | Paper: Material Handling | SIC24 | 0.01335% | 100% | 0% | 1 | 1 | 100% | 10% | 85% | 6.8% | 0.2% | 0 | 0 | 0 | 0 | 0 | 0 | 0 | 0 | 0 |  | 0 | 0 | 0 | 01. ($9,999.000) to $0.028 | N/A | 0 | 01. ($9,999.00) to $0.22 | N/A | 0.085 | 0.085 | 0.085 | 0.085 | 0.085 | 0.085 | 0.085 | 0.085 | 0.085 | 0.085 | 0 | 0 | 0 | 0 | 0 | 0 | 0 | 0 | 0 | 0 | 0 | 0 | 0 | 0 | 0 | 0 | 0 | 0 | 0 | 0 | 0 | 0 | 0 | 0 | 0 | 0 | 0 | 0 | 0 | 0 | 0 | 0 | 0 | 0 | 0 | 0 | 0 | 0 | 0 | 0 | 0 | 0 | 0 | 0 | 0 | 0 | 0 | 0 | 0 | 0 | 0 | 0 | 0 | 0 | 0 | 0 | 0 | 0 | 0 | 0 | 0 | 0 | 0 | 0 | 0 | 0 | 0 | 0 | 0 | 0 | 0 | 0 | 0 | 0 | 0 | 0 | 0 | 0 | 0 | 0 | 0 | 0 | 0 | 0 | 0 | 0 | 0 | 0 | 0 | 0 | 0 | 0 | 0 | 0 | 0 | 0 | 0 | 0 | 0 | 0 | 0 | 0 | 0 | 0 | 0 | 0 | 0 | 0 | 0 | 0 | 0 | 0 | 0 | 0 | 0 | 0 | 0 | 0 | 0 | 0 | 0 | 0 | 0 | 0 | 0 | 0 | 0 | 0 | 0 | 0 | 0 | 0 | 0 | 0 | 0 | 0 | 0 | 0 | 0 | 0 | 0 | 0 | 0 | 0 | 0 | 0 | 0 | 0 | 0 | 0 | 0 | 0 | 0 | 0 | 0 | 0 | 0 | 0 | 0 | 0 | 0 | 0 | 0 | 0 | 0 | 0 | 0 | 0 | 0 | 0 | 0 | 0 | 0 | 0 | 0 | 0 | 0 | 0 | 0 | 0 | 0 | 0 | 0 | 0 | 0 | 0 | 0 | 0 | 0 | 0 | 0 | 0 | 0 | 0.01209% | 0 | 0 | 0 | 0 | 0 | 0 | 0 | 0 | 0 | 0 | 0 | 0 | 0 | 0 | 0 | 0 | 0 | 0 | 0 | 0 | 0 | 0 | 0 | 0
| IND-Lighting-7P_V2 | M_Input | Council 7th Plan | 2020 | Retro | 2022 | 2045 | PSE | Industrial | Sugar | Electric | Per Region | NA | NA | Sugar Paper: Large Material Handling | Sugar Paper: Large Material Handling | 0 | 10 | 0 | 0 | I-All-Other-Shift3-All-All-S | 0 | 0 | 0 | 0 | 0 | 0 | 0 | 0 | 0 | 0 | 0 | 0 | Comm Flat | Paper: Large Material Handling | Paper: Large Material Handling | SIC24 | 0.01335% | 100% | 0% | 1 | 1 | 100% | 10% | 85% | 6.8% | 0.2% | 0 | 0 | 0 | 0 | 0 | 0 | 0 | 0 | 0 |  | 0 | 0 | 0 | 01. ($9,999.000) to $0.028 | N/A | 0 | 01. ($9,999.00) to $0.22 | N/A | 0.085 | 0.085 | 0.085 | 0.085 | 0.085 | 0.085 | 0.085 | 0.085 | 0.085 | 0.085 | 0 | 0 | 0 | 0 | 0 | 0 | 0 | 0 | 0 | 0 | 0 | 0 | 0 | 0 | 0 | 0 | 0 | 0 | 0 | 0 | 0 | 0 | 0 | 0 | 0 | 0 | 0 | 0 | 0 | 0 | 0 | 0 | 0 | 0 | 0 | 0 | 0 | 0 | 0 | 0 | 0 | 0 | 0 | 0 | 0 | 0 | 0 | 0 | 0 | 0 | 0 | 0 | 0 | 0 | 0 | 0 | 0 | 0 | 0 | 0 | 0 | 0 | 0 | 0 | 0 | 0 | 0 | 0 | 0 | 0 | 0 | 0 | 0 | 0 | 0 | 0 | 0 | 0 | 0 | 0 | 0 | 0 | 0 | 0 | 0 | 0 | 0 | 0 | 0 | 0 | 0 | 0 | 0 | 0 | 0 | 0 | 0 | 0 | 0 | 0 | 0 | 0 | 0 | 0 | 0 | 0 | 0 | 0 | 0 | 0 | 0 | 0 | 0 | 0 | 0 | 0 | 0 | 0 | 0 | 0 | 0 | 0 | 0 | 0 | 0 | 0 | 0 | 0 | 0 | 0 | 0 | 0 | 0 | 0 | 0 | 0 | 0 | 0 | 0 | 0 | 0 | 0 | 0 | 0 | 0 | 0 | 0 | 0 | 0 | 0 | 0 | 0 | 0 | 0 | 0 | 0 | 0 | 0 | 0 | 0 | 0 | 0 | 0 | 0 | 0 | 0 | 0 | 0 | 0 | 0 | 0 | 0 | 0 | 0 | 0 | 0 | 0 | 0 | 0 | 0 | 0 | 0 | 0 | 0 | 0 | 0 | 0 | 0 | 0 | 0 | 0 | 0 | 0 | 0.01209% | 0 | 0 | 0 | 0 | 0 | 0 | 0 | 0 | 0 | 0 | 0 | 0 | 0 | 0 | 0 | 0 | 0 | 0 | 0 | 0 | 0 | 0 | 0 | 0
| IND-Lighting-7P_V2 | M_Input | Council 7th Plan | 2020 | Retro | 2022 | 2045 | PSE | Industrial | Sugar | Electric | Per Region | NA | NA | Sugar Paper: Premium Control Large Material | Sugar Paper: Premium Control Large Material | 0 | 10 | 0 | 0 | I-All-Other-Shift3-All-All-S | 0 | 0 | 0 | 0 | 0 | 0 | 0 | 0 | 0 | 0 | 0 | 0 | Comm Flat | Paper: Premium Control Large Material | Paper: Premium Control Large Material | IndShift3 | 0.01266% | 100% | 0% | 1 | 1 | 100% | 10% | 85% | 6.8% | 0.2% | 0 | 0 | 0 | 0 | 0 | 0 | 0 | 0 | 0 |  | 0 | 0 | 0 | 01. ($9,999.000) to $0.028 | N/A | 0 | 01. ($9,999.00) to $0.22 | N/A | 0.085 | 0.085 | 0.085 | 0.085 | 0.085 | 0.085 | 0.085 | 0.085 | 0.085 | 0.085 | 0 | 0 | 0 | 0 | 0 | 0 | 0 | 0 | 0 | 0 | 0 | 0 | 0 | 0 | 0 | 0 | 0 | 0 | 0 | 0 | 0 | 0 | 0 | 0 | 0 | 0 | 0 | 0 | 0 | 0 | 0 | 0 | 0 | 0 | 0 | 0 | 0 | 0 | 0 | 0 | 0 | 0 | 0 | 0 | 0 | 0 | 0 | 0 | 0 | 0 | 0 | 0 | 0 | 0 | 0 | 0 | 0 | 0 | 0 | 0 | 0 | 0 | 0 | 0 | 0 | 0 | 0 | 0 | 0 | 0 | 0 | 0 | 0 | 0 | 0 | 0 | 0 | 0 | 0 | 0 | 0 | 0 | 0 | 0 | 0 | 0 | 0 | 0 | 0 | 0 | 0 | 0 | 0 | 0 | 0 | 0 | 0 | 0 | 0 | 0 | 0 | 0 | 0 | 0 | 0 | 0 | 0 | 0 | 0 | 0 | 0 | 0 | 0 | 0 | 0 | 0 | 0 | 0 | 0 | 0 | 0 | 0 | 0 | 0 | 0 | 0 | 0 | 0 | 0 | 0 | 0 | 0 | 0 | 0 | 0 | 0 | 0 | 0 | 0 | 0 | 0 | 0 | 0 | 0 | 0 | 0 | 0 | 0 | 0 | 0 | 0 | 0 | 0 | 0 | 0 | 0 | 0 | 0 | 0 | 0 | 0 | 0 | 0 | 0 | 0 | 0 | 0 | 0 | 0 | 0 | 0 | 0 | 0 | 0 | 0 | 0 | 0 | 0 | 0 | 0 | 0 | 0 | 0 | 0 | 0 | 0 | 0 | 0 | 0 | 0 | 0 | 0 | 0 | 0.01296% | 0 | 0 | 0 | 0 | 0 | 0 | 0 | 0 | 0 | 0 | 0 | 0 | 0 | 0 | 0 | 0 | 0 | 0 | 0 | 0 | 0 | 0 | 0 | 0
| IND-Lighting-7P_V2 | M_Input | Council 7th Plan | 2020 | Retro | 2022 | 2045 | PSE | Industrial | Sugar | Electric | Per Region | NA | NA | Sugar Material Handling1 | Sugar Material Handling1 | 0 | 10 | 0 | 0 | I-SIC24-Proc-All-All-All-E | 0 | 0 | 0 | 0 | 0 | 0 | 0 | 0 | 0 | 0 | 0 | 0 | Comm Flat | Material Handling1 | Material Handling1 | SIC24 | 0.01335% | 100% | 0% | 1 | 1 | 100% | 10% | 85% | 6.8% | 0.2% | 0 | 0 | 0 | 0 | 0 | 0 | 0 | 0 | 0 |  | 0 | 0 | 0 | 01. ($9,999.000) to $0.028 | N/A | 0 | 01. ($9,999.00) to $0.22 | N/A | 0.085 | 0.085 | 0.085 | 0.085 | 0.085 | 0.085 | 0.085 | 0.085 | 0.085 | 0.085 | 0 | 0 | 0 | 0 | 0 | 0 | 0 | 0 | 0 | 0 | 0 | 0 | 0 | 0 | 0 | 0 | 0 | 0 | 0 | 0 | 0 | 0 | 0 | 0 | 0 | 0 | 0 | 0 | 0 | 0 | 0 | 0 | 0 | 0 | 0 | 0 | 0 | 0 | 0 | 0 | 0 | 0 | 0 | 0 | 0 | 0 | 0 | 0 | 0 | 0 | 0 | 0 | 0 | 0 | 0 | 0 | 0 | 0 | 0 | 0 | 0 | 0 | 0 | 0 | 0 | 0 | 0 | 0 | 0 | 0 | 0 | 0 | 0 | 0 | 0 | 0 | 0 | 0 | 0 | 0 | 0 | 0 | 0 | 0 | 0 | 0 | 0 | 0 | 0 | 0 | 0 | 0 | 0 | 0 | 0 | 0 | 0 | 0 | 0 | 0 | 0 | 0 | 0 | 0 | 0 | 0 | 0 | 0 | 0 | 0 | 0 | 0 | 0 | 0 | 0 | 0 | 0 | 0 | 0 | 0 | 0 | 0 | 0 | 0 | 0 | 0 | 0 | 0 | 0 | 0 | 0 | 0 | 0 | 0 | 0 | 0 | 0 | 0 | 0 | 0 | 0 | 0 | 0 | 0 | 0 | 0 | 0 | 0 | 0 | 0 | 0 | 0 | 0 | 0 | 0 | 0 | 0 | 0 | 0 | 0 | 0 | 0 | 0 | 0 | 0 | 0 | 0 | 0 | 0 | 0 | 0 | 0 | 0 | 0 | 0 | 0 | 0 | 0 | 0 | 0 | 0 | 0 | 0 | 0 | 0 | 0 | 0 | 0 | 0 | 0 | 0 | 0 | 0 | 0.01209% | 0 | 0 | 0 | 0 | 0 | 0 | 0 | 0 | 0 | 0 | 0 | 0 | 0 | 0 | 0 | 0 | 0 | 0 | 0 | 0 | 0 | 0 | 0 | 0
| IND-Lighting-7P_V2 | M_Input | Council 7th Plan | 2020 | Retro | 2022 | 2045 | PSE | Industrial | Sugar | Electric | Per Region | NA | NA | Sugar Material Handling2 | Sugar Material Handling2 | 0 | 10 | 0 | 0 | I-SIC24-Proc-All-All-All-E | 0 | 0 | 0 | 0 | 0 | 0 | 0 | 0 | 0 | 0 | 0 | 0 | Comm Flat | Material Handling2 | Material Handling2 | SIC24 | 0.01335% | 100% | 0% | 1 | 1 | 100% | 10% | 85% | 6.8% | 0.2% | 0 | 0 | 0 | 0 | 0 | 0 | 0 | 0 | 0 |  | 0 | 0 | 0 | 01. ($9,999.000) to $0.028 | N/A | 0 | 01. ($9,999.00) to $0.22 | N/A | 0.085 | 0.085 | 0.085 | 0.085 | 0.085 | 0.085 | 0.085 | 0.085 | 0.085 | 0.085 | 0 | 0 | 0 | 0 | 0 | 0 | 0 | 0 | 0 | 0 | 0 | 0 | 0 | 0 | 0 | 0 | 0 | 0 | 0 | 0 | 0 | 0 | 0 | 0 | 0 | 0 | 0 | 0 | 0 | 0 | 0 | 0 | 0 | 0 | 0 | 0 | 0 | 0 | 0 | 0 | 0 | 0 | 0 | 0 | 0 | 0 | 0 | 0 | 0 | 0 | 0 | 0 | 0 | 0 | 0 | 0 | 0 | 0 | 0 | 0 | 0 | 0 | 0 | 0 | 0 | 0 | 0 | 0 | 0 | 0 | 0 | 0 | 0 | 0 | 0 | 0 | 0 | 0 | 0 | 0 | 0 | 0 | 0 | 0 | 0 | 0 | 0 | 0 | 0 | 0 | 0 | 0 | 0 | 0 | 0 | 0 | 0 | 0 | 0 | 0 | 0 | 0 | 0 | 0 | 0 | 0 | 0 | 0 | 0 | 0 | 0 | 0 | 0 | 0 | 0 | 0 | 0 | 0 | 0 | 0 | 0 | 0 | 0 | 0 | 0 | 0 | 0 | 0 | 0 | 0 | 0 | 0 | 0 | 0 | 0 | 0 | 0 | 0 | 0 | 0 | 0 | 0 | 0 | 0 | 0 | 0 | 0 | 0 | 0 | 0 | 0 | 0 | 0 | 0 | 0 | 0 | 0 | 0 | 0 | 0 | 0 | 0 | 0 | 0 | 0 | 0 | 0 | 0 | 0 | 0 | 0 | 0 | 0 | 0 | 0 | 0 | 0 | 0 | 0 | 0 | 0 | 0 | 0 | 0 | 0 | 0 | 0 | 0 | 0 | 0 | 0 | 0 | 0 | 0.01209% | 0 | 0 | 0 | 0 | 0 | 0 | 0 | 0 | 0 | 0 | 0 | 0 | 0 | 0 | 0 | 0 | 0 | 0 | 0 | 0 | 0 | 0 | 0 | 0
| IND-Lighting-7P_V2 | M_Input | Council 7th Plan | 2020 | Retro | 2022 | 2045 | PSE | Industrial | Sugar | Electric | Per Region | NA | NA | Sugar Material Handling VFD1 | Sugar Material Handling VFD1 | 0 | 10 | 0 | 0 | I-SIC24-Proc-All-All-All-E | 0 | 0 | 0 | 0 | 0 | 0 | 0 | 0 | 0 | 0 | 0 | 0 | Comm Flat | Material Handling VFD1 | Material Handling VFD1 | SIC24 | 0.01335% | 100% | 0% | 1 | 1 | 100% | 10% | 85% | 6.8% | 0.2% | 0 | 0 | 0 | 0 | 0 | 0 | 0 | 0 | 0 |  | 0 | 0 | 0 | 01. ($9,999.000) to $0.028 | N/A | 0 | 01. ($9,999.00) to $0.22 | N/A | 0.085 | 0.085 | 0.085 | 0.085 | 0.085 | 0.085 | 0.085 | 0.085 | 0.085 | 0.085 | 0 | 0 | 0 | 0 | 0 | 0 | 0 | 0 | 0 | 0 | 0 | 0 | 0 | 0 | 0 | 0 | 0 | 0 | 0 | 0 | 0 | 0 | 0 | 0 | 0 | 0 | 0 | 0 | 0 | 0 | 0 | 0 | 0 | 0 | 0 | 0 | 0 | 0 | 0 | 0 | 0 | 0 | 0 | 0 | 0 | 0 | 0 | 0 | 0 | 0 | 0 | 0 | 0 | 0 | 0 | 0 | 0 | 0 | 0 | 0 | 0 | 0 | 0 | 0 | 0 | 0 | 0 | 0 | 0 | 0 | 0 | 0 | 0 | 0 | 0 | 0 | 0 | 0 | 0 | 0 | 0 | 0 | 0 | 0 | 0 | 0 | 0 | 0 | 0 | 0 | 0 | 0 | 0 | 0 | 0 | 0 | 0 | 0 | 0 | 0 | 0 | 0 | 0 | 0 | 0 | 0 | 0 | 0 | 0 | 0 | 0 | 0 | 0 | 0 | 0 | 0 | 0 | 0 | 0 | 0 | 0 | 0 | 0 | 0 | 0 | 0 | 0 | 0 | 0 | 0 | 0 | 0 | 0 | 0 | 0 | 0 | 0 | 0 | 0 | 0 | 0 | 0 | 0 | 0 | 0 | 0 | 0 | 0 | 0 | 0 | 0 | 0 | 0 | 0 | 0 | 0 | 0 | 0 | 0 | 0 | 0 | 0 | 0 | 0 | 0 | 0 | 0 | 0 | 0 | 0 | 0 | 0 | 0 | 0 | 0 | 0 | 0 | 0 | 0 | 0 | 0 | 0 | 0 | 0 | 0 | 0 | 0 | 0 | 0 | 0 | 0 | 0 | 0 | 0.01209% | 0 | 0 | 0 | 0 | 0 | 0 | 0 | 0 | 0 | 0 | 0 | 0 | 0 | 0 | 0 | 0 | 0 | 0 | 0 | 0 | 0 | 0 | 0 | 0
| IND-Lighting-7P_V2 | M_Input | Council 7th Plan | 2020 | Retro | 2022 | 2045 | PSE | Industrial | Sugar | Electric | Per Region | NA | NA | Sugar Material Handling VFD2 | Sugar Material Handling VFD2 | 0 | 10 | 0 | 0 | I-SIC24-Proc-All-All-All-E | 0 | 0 | 0 | 0 | 0 | 0 | 0 | 0 | 0 | 0 | 0 | 0 | Comm Flat | Material Handling VFD2 | Material Handling VFD2 | SIC24 | 0.01335% | 100% | 0% | 1 | 1 | 100% | 10% | 85% | 6.8% | 0.2% | 0 | 0 | 0 | 0 | 0 | 0 | 0 | 0 | 0 |  | 0 | 0 | 0 | 01. ($9,999.000) to $0.028 | N/A | 0 | 01. ($9,999.00) to $0.22 | N/A | 0.085 | 0.085 | 0.085 | 0.085 | 0.085 | 0.085 | 0.085 | 0.085 | 0.085 | 0.085 | 0 | 0 | 0 | 0 | 0 | 0 | 0 | 0 | 0 | 0 | 0 | 0 | 0 | 0 | 0 | 0 | 0 | 0 | 0 | 0 | 0 | 0 | 0 | 0 | 0 | 0 | 0 | 0 | 0 | 0 | 0 | 0 | 0 | 0 | 0 | 0 | 0 | 0 | 0 | 0 | 0 | 0 | 0 | 0 | 0 | 0 | 0 | 0 | 0 | 0 | 0 | 0 | 0 | 0 | 0 | 0 | 0 | 0 | 0 | 0 | 0 | 0 | 0 | 0 | 0 | 0 | 0 | 0 | 0 | 0 | 0 | 0 | 0 | 0 | 0 | 0 | 0 | 0 | 0 | 0 | 0 | 0 | 0 | 0 | 0 | 0 | 0 | 0 | 0 | 0 | 0 | 0 | 0 | 0 | 0 | 0 | 0 | 0 | 0 | 0 | 0 | 0 | 0 | 0 | 0 | 0 | 0 | 0 | 0 | 0 | 0 | 0 | 0 | 0 | 0 | 0 | 0 | 0 | 0 | 0 | 0 | 0 | 0 | 0 | 0 | 0 | 0 | 0 | 0 | 0 | 0 | 0 | 0 | 0 | 0 | 0 | 0 | 0 | 0 | 0 | 0 | 0 | 0 | 0 | 0 | 0 | 0 | 0 | 0 | 0 | 0 | 0 | 0 | 0 | 0 | 0 | 0 | 0 | 0 | 0 | 0 | 0 | 0 | 0 | 0 | 0 | 0 | 0 | 0 | 0 | 0 | 0 | 0 | 0 | 0 | 0 | 0 | 0 | 0 | 0 | 0 | 0 | 0 | 0 | 0 | 0 | 0 | 0 | 0 | 0 | 0 | 0 | 0 | 0.01209% | 0 | 0 | 0 | 0 | 0 | 0 | 0 | 0 | 0 | 0 | 0 | 0 | 0 | 0 | 0 | 0 | 0 | 0 | 0 | 0 | 0 | 0 | 0 | 0
| IND-Lighting-7P_V2 | M_Input | Council 7th Plan | 2020 | Retro | 2022 | 2045 | PSE | Industrial | Sugar | Electric | Per Region | NA | NA | Sugar Wood: Replace Pneumatic Conveyor | Sugar Wood: Replace Pneumatic Conveyor | 0 | 10 | 0 | 0 | I-SIC24-Proc-All-All-All-E | 0 | 0 | 0 | 0 | 0 | 0 | 0 | 0 | 0 | 0 | 0 | 0 | Comm Flat | Wood: Replace Pneumatic Conveyor | Wood: Replace Pneumatic Conveyor | SIC24 | 0.01335% | 100% | 0% | 1 | 1 | 100% | 10% | 85% | 6.8% | 0.2% | 0 | 0 | 0 | 0 | 0 | 0 | 0 | 0 | 0 |  | 0 | 0 | 0 | 01. ($9,999.000) to $0.028 | N/A | 0 | 01. ($9,999.00) to $0.22 | N/A | 0.085 | 0.085 | 0.085 | 0.085 | 0.085 | 0.085 | 0.085 | 0.085 | 0.085 | 0.085 | 0 | 0 | 0 | 0 | 0 | 0 | 0 | 0 | 0 | 0 | 0 | 0 | 0 | 0 | 0 | 0 | 0 | 0 | 0 | 0 | 0 | 0 | 0 | 0 | 0 | 0 | 0 | 0 | 0 | 0 | 0 | 0 | 0 | 0 | 0 | 0 | 0 | 0 | 0 | 0 | 0 | 0 | 0 | 0 | 0 | 0 | 0 | 0 | 0 | 0 | 0 | 0 | 0 | 0 | 0 | 0 | 0 | 0 | 0 | 0 | 0 | 0 | 0 | 0 | 0 | 0 | 0 | 0 | 0 | 0 | 0 | 0 | 0 | 0 | 0 | 0 | 0 | 0 | 0 | 0 | 0 | 0 | 0 | 0 | 0 | 0 | 0 | 0 | 0 | 0 | 0 | 0 | 0 | 0 | 0 | 0 | 0 | 0 | 0 | 0 | 0 | 0 | 0 | 0 | 0 | 0 | 0 | 0 | 0 | 0 | 0 | 0 | 0 | 0 | 0 | 0 | 0 | 0 | 0 | 0 | 0 | 0 | 0 | 0 | 0 | 0 | 0 | 0 | 0 | 0 | 0 | 0 | 0 | 0 | 0 | 0 | 0 | 0 | 0 | 0 | 0 | 0 | 0 | 0 | 0 | 0 | 0 | 0 | 0 | 0 | 0 | 0 | 0 | 0 | 0 | 0 | 0 | 0 | 0 | 0 | 0 | 0 | 0 | 0 | 0 | 0 | 0 | 0 | 0 | 0 | 0 | 0 | 0 | 0 | 0 | 0 | 0 | 0 | 0 | 0 | 0 | 0 | 0 | 0 | 0 | 0 | 0 | 0 | 0 | 0 | 0 | 0 | 0 | 0.01209% | 0 | 0 | 0 | 0 | 0 | 0 | 0 | 0 | 0 | 0 | 0 | 0 | 0 | 0 | 0 | 0 | 0 | 0 | 0 | 0 | 0 | 0 | 0 | 0
| IND-Lighting-7P_V2 | M_Input | Council 7th Plan | 2020 | Retro | 2022 | 2045 | PSE | Industrial | Sugar | Electric | Per Region | NA | NA | Sugar Panel: Hydraulic Press | Sugar Panel: Hydraulic Press | 0 | 10 | 0 | 0 | I-SIC24-Proc-All-All-All-E | 0 | 0 | 0 | 0 | 0 | 0 | 0 | 0 | 0 | 0 | 0 | 0 | Comm Flat | Panel: Hydraulic Press | Panel: Hydraulic Press | SIC24 | 0.01335% | 100% | 0% | 1 | 1 | 100% | 10% | 85% | 6.8% | 0.2% | 0 | 0 | 0 | 0 | 0 | 0 | 0 | 0 | 0 |  | 0 | 0 | 0 | 01. ($9,999.000) to $0.028 | N/A | 0 | 01. ($9,999.00) to $0.22 | N/A | 0.085 | 0.085 | 0.085 | 0.085 | 0.085 | 0.085 | 0.085 | 0.085 | 0.085 | 0.085 | 0 | 0 | 0 | 0 | 0 | 0 | 0 | 0 | 0 | 0 | 0 | 0 | 0 | 0 | 0 | 0 | 0 | 0 | 0 | 0 | 0 | 0 | 0 | 0 | 0 | 0 | 0 | 0 | 0 | 0 | 0 | 0 | 0 | 0 | 0 | 0 | 0 | 0 | 0 | 0 | 0 | 0 | 0 | 0 | 0 | 0 | 0 | 0 | 0 | 0 | 0 | 0 | 0 | 0 | 0 | 0 | 0 | 0 | 0 | 0 | 0 | 0 | 0 | 0 | 0 | 0 | 0 | 0 | 0 | 0 | 0 | 0 | 0 | 0 | 0 | 0 | 0 | 0 | 0 | 0 | 0 | 0 | 0 | 0 | 0 | 0 | 0 | 0 | 0 | 0 | 0 | 0 | 0 | 0 | 0 | 0 | 0 | 0 | 0 | 0 | 0 | 0 | 0 | 0 | 0 | 0 | 0 | 0 | 0 | 0 | 0 | 0 | 0 | 0 | 0 | 0 | 0 | 0 | 0 | 0 | 0 | 0 | 0 | 0 | 0 | 0 | 0 | 0 | 0 | 0 | 0 | 0 | 0 | 0 | 0 | 0 | 0 | 0 | 0 | 0 | 0 | 0 | 0 | 0 | 0 | 0 | 0 | 0 | 0 | 0 | 0 | 0 | 0 | 0 | 0 | 0 | 0 | 0 | 0 | 0 | 0 | 0 | 0 | 0 | 0 | 0 | 0 | 0 | 0 | 0 | 0 | 0 | 0 | 0 | 0 | 0 | 0 | 0 | 0 | 0 | 0 | 0 | 0 | 0 | 0 | 0 | 0 | 0 | 0 | 0 | 0 | 0 | 0 | 0.01209% | 0 | 0 | 0 | 0 | 0 | 0 | 0 | 0 | 0 | 0 | 0 | 0 | 0 | 0 | 0 | 0 | 0 | 0 | 0 | 0 | 0 | 0 | 0 | 0
| IND-Lighting-7P_V2 | M_Input | Council 7th Plan | 2020 | Retro | 2022 | 2045 | PSE | Industrial | Sugar | Electric | Per Region | NA | NA | Sugar Cold Storage Retrofit | Sugar Cold Storage Retrofit | 0 | 10 | 0 | 0 | C-War-Ref-All-All-All-C | 0 | 0 | 0 | 0 | 0 | 0 | 0 | 0 | 0 | 0 | 0 | 0 | Comm Flat | Cold Storage Retrofit | Cold Storage Retrofit | RefrigWarehouseGroc | 0.01247% | 100% | 0% | 1 | 1 | 100% | 10% | 85% | 6.8% | 0.2% | 0 | 0 | 0 | 0 | 0 | 0 | 0 | 0 | 0 |  | 0 | 0 | 0 | 01. ($9,999.000) to $0.028 | N/A | 0 | 01. ($9,999.00) to $0.22 | N/A | 0.085 | 0.085 | 0.085 | 0.085 | 0.085 | 0.085 | 0.085 | 0.085 | 0.085 | 0.085 | 0 | 0 | 0 | 0 | 0 | 0 | 0 | 0 | 0 | 0 | 0 | 0 | 0 | 0 | 0 | 0 | 0 | 0 | 0 | 0 | 0 | 0 | 0 | 0 | 0 | 0 | 0 | 0 | 0 | 0 | 0 | 0 | 0 | 0 | 0 | 0 | 0 | 0 | 0 | 0 | 0 | 0 | 0 | 0 | 0 | 0 | 0 | 0 | 0 | 0 | 0 | 0 | 0 | 0 | 0 | 0 | 0 | 0 | 0 | 0 | 0 | 0 | 0 | 0 | 0 | 0 | 0 | 0 | 0 | 0 | 0 | 0 | 0 | 0 | 0 | 0 | 0 | 0 | 0 | 0 | 0 | 0 | 0 | 0 | 0 | 0 | 0 | 0 | 0 | 0 | 0 | 0 | 0 | 0 | 0 | 0 | 0 | 0 | 0 | 0 | 0 | 0 | 0 | 0 | 0 | 0 | 0 | 0 | 0 | 0 | 0 | 0 | 0 | 0 | 0 | 0 | 0 | 0 | 0 | 0 | 0 | 0 | 0 | 0 | 0 | 0 | 0 | 0 | 0 | 0 | 0 | 0 | 0 | 0 | 0 | 0 | 0 | 0 | 0 | 0 | 0 | 0 | 0 | 0 | 0 | 0 | 0 | 0 | 0 | 0 | 0 | 0 | 0 | 0 | 0 | 0 | 0 | 0 | 0 | 0 | 0 | 0 | 0 | 0 | 0 | 0 | 0 | 0 | 0 | 0 | 0 | 0 | 0 | 0 | 0 | 0 | 0 | 0 | 0 | 0 | 0 | 0 | 0 | 0 | 0 | 0 | 0 | 0 | 0 | 0 | 0 | 0 | 0 | 0.01116% | 0 | 0 | 0 | 0 | 0 | 0 | 0 | 0 | 0 | 0 | 0 | 0 | 0 | 0 | 0 | 0 | 0 | 0 | 0 | 0 | 0 | 0 | 0 | 0
| IND-Lighting-7P_V2 | M_Input | Council 7th Plan | 2020 | Retro | 2022 | 2045 | PSE | Industrial | Sugar | Electric | Per Region | NA | NA | Sugar Cold Storage Tuneup | Sugar Cold Storage Tuneup | 0 | 3 | 0 | 0 | C-War-Ref-All-All-All-C | 0 | 0 | 0 | 0 | 0 | 0 | 0 | 0 | 0 | 0 | 0 | 0 | Comm Flat | Cold Storage Tuneup | Cold Storage Tuneup | RefrigWarehouseGroc | 0.01247% | 100% | 0% | 1 | 1 | 100% | 33.33% | 85% | 6.8% | 0.2% | 0 | 0 | 0 | 0 | 0 | 0 | 0 | 0 | 0 |  | 0 | 0 | 0 | 01. ($9,999.000) to $0.028 | N/A | 0 | 01. ($9,999.00) to $0.22 | N/A | 0.085 | 0.085 | 0.085 | 0.085 | 0.085 | 0.085 | 0.085 | 0.085 | 0.085 | 0.085 | 0 | 0 | 0 | 0 | 0 | 0 | 0 | 0 | 0 | 0 | 0 | 0 | 0 | 0 | 0 | 0 | 0 | 0 | 0 | 0 | 0 | 0 | 0 | 0 | 0 | 0 | 0 | 0 | 0 | 0 | 0 | 0 | 0 | 0 | 0 | 0 | 0 | 0 | 0 | 0 | 0 | 0 | 0 | 0 | 0 | 0 | 0 | 0 | 0 | 0 | 0 | 0 | 0 | 0 | 0 | 0 | 0 | 0 | 0 | 0 | 0 | 0 | 0 | 0 | 0 | 0 | 0 | 0 | 0 | 0 | 0 | 0 | 0 | 0 | 0 | 0 | 0 | 0 | 0 | 0 | 0 | 0 | 0 | 0 | 0 | 0 | 0 | 0 | 0 | 0 | 0 | 0 | 0 | 0 | 0 | 0 | 0 | 0 | 0 | 0 | 0 | 0 | 0 | 0 | 0 | 0 | 0 | 0 | 0 | 0 | 0 | 0 | 0 | 0 | 0 | 0 | 0 | 0 | 0 | 0 | 0 | 0 | 0 | 0 | 0 | 0 | 0 | 0 | 0 | 0 | 0 | 0 | 0 | 0 | 0 | 0 | 0 | 0 | 0 | 0 | 0 | 0 | 0 | 0 | 0 | 0 | 0 | 0 | 0 | 0 | 0 | 0 | 0 | 0 | 0 | 0 | 0 | 0 | 0 | 0 | 0 | 0 | 0 | 0 | 0 | 0 | 0 | 0 | 0 | 0 | 0 | 0 | 0 | 0 | 0 | 0 | 0 | 0 | 0 | 0 | 0 | 0 | 0 | 0 | 0 | 0 | 0 | 0 | 0 | 0 | 0 | 0 | 0 | 0.01116% | 0 | 0 | 0 | 0 | 0 | 0 | 0 | 0 | 0 | 0 | 0 | 0 | 0 | 0 | 0 | 0 | 0 | 0 | 0 | 0 | 0 | 0 | 0 | 0
| IND-Lighting-7P_V2 | M_Input | Council 7th Plan | 2020 | Retro | 2022 | 2045 | PSE | Industrial | Sugar | Electric | Per Region | NA | NA | Sugar Fruit Storage Refer Retrofit | Sugar Fruit Storage Refer Retrofit | 0 | 10 | 0 | 0 | C-War-Ref-All-All-All-C | 0 | 0 | 0 | 0 | 0 | 0 | 0 | 0 | 0 | 0 | 0 | 0 | Comm Flat | Fruit Storage Refer Retrofit | Fruit Storage Refer Retrofit | IndShift3 | 0.01266% | 100% | 0% | 1 | 1 | 100% | 10% | 85% | 6.8% | 0.2% | 0 | 0 | 0 | 0 | 0 | 0 | 0 | 0 | 0 |  | 0 | 0 | 0 | 01. ($9,999.000) to $0.028 | N/A | 0 | 01. ($9,999.00) to $0.22 | N/A | 0.085 | 0.085 | 0.085 | 0.085 | 0.085 | 0.085 | 0.085 | 0.085 | 0.085 | 0.085 | 0 | 0 | 0 | 0 | 0 | 0 | 0 | 0 | 0 | 0 | 0 | 0 | 0 | 0 | 0 | 0 | 0 | 0 | 0 | 0 | 0 | 0 | 0 | 0 | 0 | 0 | 0 | 0 | 0 | 0 | 0 | 0 | 0 | 0 | 0 | 0 | 0 | 0 | 0 | 0 | 0 | 0 | 0 | 0 | 0 | 0 | 0 | 0 | 0 | 0 | 0 | 0 | 0 | 0 | 0 | 0 | 0 | 0 | 0 | 0 | 0 | 0 | 0 | 0 | 0 | 0 | 0 | 0 | 0 | 0 | 0 | 0 | 0 | 0 | 0 | 0 | 0 | 0 | 0 | 0 | 0 | 0 | 0 | 0 | 0 | 0 | 0 | 0 | 0 | 0 | 0 | 0 | 0 | 0 | 0 | 0 | 0 | 0 | 0 | 0 | 0 | 0 | 0 | 0 | 0 | 0 | 0 | 0 | 0 | 0 | 0 | 0 | 0 | 0 | 0 | 0 | 0 | 0 | 0 | 0 | 0 | 0 | 0 | 0 | 0 | 0 | 0 | 0 | 0 | 0 | 0 | 0 | 0 | 0 | 0 | 0 | 0 | 0 | 0 | 0 | 0 | 0 | 0 | 0 | 0 | 0 | 0 | 0 | 0 | 0 | 0 | 0 | 0 | 0 | 0 | 0 | 0 | 0 | 0 | 0 | 0 | 0 | 0 | 0 | 0 | 0 | 0 | 0 | 0 | 0 | 0 | 0 | 0 | 0 | 0 | 0 | 0 | 0 | 0 | 0 | 0 | 0 | 0 | 0 | 0 | 0 | 0 | 0 | 0 | 0 | 0 | 0 | 0 | 0.01296% | 0 | 0 | 0 | 0 | 0 | 0 | 0 | 0 | 0 | 0 | 0 | 0 | 0 | 0 | 0 | 0 | 0 | 0 | 0 | 0 | 0 | 0 | 0 | 0
| IND-Lighting-7P_V2 | M_Input | Council 7th Plan | 2020 | Retro | 2022 | 2045 | PSE | Industrial | Sugar | Electric | Per Region | NA | NA | Sugar CA Retrofit -- CO2 Scrub | Sugar CA Retrofit -- CO2 Scrub | 0 | 10 | 0 | 0 | I-All-Other-Shift3-All-All-S | 0 | 0 | 0 | 0 | 0 | 0 | 0 | 0 | 0 | 0 | 0 | 0 | Comm Flat | CA Retrofit -- CO2 Scrub | CA Retrofit -- CO2 Scrub | IndShift3 | 0.01266% | 100% | 0% | 1 | 1 | 100% | 10% | 85% | 6.8% | 0.2% | 0 | 0 | 0 | 0 | 0 | 0 | 0 | 0 | 0 |  | 0 | 0 | 0 | 01. ($9,999.000) to $0.028 | N/A | 0 | 01. ($9,999.00) to $0.22 | N/A | 0.085 | 0.085 | 0.085 | 0.085 | 0.085 | 0.085 | 0.085 | 0.085 | 0.085 | 0.085 | 0 | 0 | 0 | 0 | 0 | 0 | 0 | 0 | 0 | 0 | 0 | 0 | 0 | 0 | 0 | 0 | 0 | 0 | 0 | 0 | 0 | 0 | 0 | 0 | 0 | 0 | 0 | 0 | 0 | 0 | 0 | 0 | 0 | 0 | 0 | 0 | 0 | 0 | 0 | 0 | 0 | 0 | 0 | 0 | 0 | 0 | 0 | 0 | 0 | 0 | 0 | 0 | 0 | 0 | 0 | 0 | 0 | 0 | 0 | 0 | 0 | 0 | 0 | 0 | 0 | 0 | 0 | 0 | 0 | 0 | 0 | 0 | 0 | 0 | 0 | 0 | 0 | 0 | 0 | 0 | 0 | 0 | 0 | 0 | 0 | 0 | 0 | 0 | 0 | 0 | 0 | 0 | 0 | 0 | 0 | 0 | 0 | 0 | 0 | 0 | 0 | 0 | 0 | 0 | 0 | 0 | 0 | 0 | 0 | 0 | 0 | 0 | 0 | 0 | 0 | 0 | 0 | 0 | 0 | 0 | 0 | 0 | 0 | 0 | 0 | 0 | 0 | 0 | 0 | 0 | 0 | 0 | 0 | 0 | 0 | 0 | 0 | 0 | 0 | 0 | 0 | 0 | 0 | 0 | 0 | 0 | 0 | 0 | 0 | 0 | 0 | 0 | 0 | 0 | 0 | 0 | 0 | 0 | 0 | 0 | 0 | 0 | 0 | 0 | 0 | 0 | 0 | 0 | 0 | 0 | 0 | 0 | 0 | 0 | 0 | 0 | 0 | 0 | 0 | 0 | 0 | 0 | 0 | 0 | 0 | 0 | 0 | 0 | 0 | 0 | 0 | 0 | 0 | 0.01296% | 0 | 0 | 0 | 0 | 0 | 0 | 0 | 0 | 0 | 0 | 0 | 0 | 0 | 0 | 0 | 0 | 0 | 0 | 0 | 0 | 0 | 0 | 0 | 0
| IND-Lighting-7P_V2 | M_Input | Council 7th Plan | 2020 | Retro | 2022 | 2045 | PSE | Industrial | Sugar | Electric | Per Region | NA | NA | Sugar CA Retrofit -- Membrane | Sugar CA Retrofit -- Membrane | 0 | 10 | 0 | 0 | I-All-Other-Shift3-All-All-S | 0 | 0 | 0 | 0 | 0 | 0 | 0 | 0 | 0 | 0 | 0 | 0 | Comm Flat | CA Retrofit -- Membrane | CA Retrofit -- Membrane | IndShift3 | 0.01266% | 100% | 0% | 1 | 1 | 100% | 10% | 85% | 6.8% | 0.2% | 0 | 0 | 0 | 0 | 0 | 0 | 0 | 0 | 0 |  | 0 | 0 | 0 | 01. ($9,999.000) to $0.028 | N/A | 0 | 01. ($9,999.00) to $0.22 | N/A | 0.085 | 0.085 | 0.085 | 0.085 | 0.085 | 0.085 | 0.085 | 0.085 | 0.085 | 0.085 | 0 | 0 | 0 | 0 | 0 | 0 | 0 | 0 | 0 | 0 | 0 | 0 | 0 | 0 | 0 | 0 | 0 | 0 | 0 | 0 | 0 | 0 | 0 | 0 | 0 | 0 | 0 | 0 | 0 | 0 | 0 | 0 | 0 | 0 | 0 | 0 | 0 | 0 | 0 | 0 | 0 | 0 | 0 | 0 | 0 | 0 | 0 | 0 | 0 | 0 | 0 | 0 | 0 | 0 | 0 | 0 | 0 | 0 | 0 | 0 | 0 | 0 | 0 | 0 | 0 | 0 | 0 | 0 | 0 | 0 | 0 | 0 | 0 | 0 | 0 | 0 | 0 | 0 | 0 | 0 | 0 | 0 | 0 | 0 | 0 | 0 | 0 | 0 | 0 | 0 | 0 | 0 | 0 | 0 | 0 | 0 | 0 | 0 | 0 | 0 | 0 | 0 | 0 | 0 | 0 | 0 | 0 | 0 | 0 | 0 | 0 | 0 | 0 | 0 | 0 | 0 | 0 | 0 | 0 | 0 | 0 | 0 | 0 | 0 | 0 | 0 | 0 | 0 | 0 | 0 | 0 | 0 | 0 | 0 | 0 | 0 | 0 | 0 | 0 | 0 | 0 | 0 | 0 | 0 | 0 | 0 | 0 | 0 | 0 | 0 | 0 | 0 | 0 | 0 | 0 | 0 | 0 | 0 | 0 | 0 | 0 | 0 | 0 | 0 | 0 | 0 | 0 | 0 | 0 | 0 | 0 | 0 | 0 | 0 | 0 | 0 | 0 | 0 | 0 | 0 | 0 | 0 | 0 | 0 | 0 | 0 | 0 | 0 | 0 | 0 | 0 | 0 | 0 | 0.01296% | 0 | 0 | 0 | 0 | 0 | 0 | 0 | 0 | 0 | 0 | 0 | 0 | 0 | 0 | 0 | 0 | 0 | 0 | 0 | 0 | 0 | 0 | 0 | 0
| IND-Lighting-7P_V2 | M_Input | Council 7th Plan | 2020 | Retro | 2022 | 2045 | PSE | Industrial | Sugar | Electric | Per Region | NA | NA | Sugar Fruit Storage Tuneup | Sugar Fruit Storage Tuneup | 0 | 3 | 0 | 0 | C-War-Ref-All-All-All-C | 0 | 0 | 0 | 0 | 0 | 0 | 0 | 0 | 0 | 0 | 0 | 0 | Comm Flat | Fruit Storage Tuneup | Fruit Storage Tuneup | IndShift3 | 0.01266% | 100% | 0% | 1 | 1 | 100% | 33.33% | 85% | 6.8% | 0.2% | 0 | 0 | 0 | 0 | 0 | 0 | 0 | 0 | 0 |  | 0 | 0 | 0 | 01. ($9,999.000) to $0.028 | N/A | 0 | 01. ($9,999.00) to $0.22 | N/A | 0.085 | 0.085 | 0.085 | 0.085 | 0.085 | 0.085 | 0.085 | 0.085 | 0.085 | 0.085 | 0 | 0 | 0 | 0 | 0 | 0 | 0 | 0 | 0 | 0 | 0 | 0 | 0 | 0 | 0 | 0 | 0 | 0 | 0 | 0 | 0 | 0 | 0 | 0 | 0 | 0 | 0 | 0 | 0 | 0 | 0 | 0 | 0 | 0 | 0 | 0 | 0 | 0 | 0 | 0 | 0 | 0 | 0 | 0 | 0 | 0 | 0 | 0 | 0 | 0 | 0 | 0 | 0 | 0 | 0 | 0 | 0 | 0 | 0 | 0 | 0 | 0 | 0 | 0 | 0 | 0 | 0 | 0 | 0 | 0 | 0 | 0 | 0 | 0 | 0 | 0 | 0 | 0 | 0 | 0 | 0 | 0 | 0 | 0 | 0 | 0 | 0 | 0 | 0 | 0 | 0 | 0 | 0 | 0 | 0 | 0 | 0 | 0 | 0 | 0 | 0 | 0 | 0 | 0 | 0 | 0 | 0 | 0 | 0 | 0 | 0 | 0 | 0 | 0 | 0 | 0 | 0 | 0 | 0 | 0 | 0 | 0 | 0 | 0 | 0 | 0 | 0 | 0 | 0 | 0 | 0 | 0 | 0 | 0 | 0 | 0 | 0 | 0 | 0 | 0 | 0 | 0 | 0 | 0 | 0 | 0 | 0 | 0 | 0 | 0 | 0 | 0 | 0 | 0 | 0 | 0 | 0 | 0 | 0 | 0 | 0 | 0 | 0 | 0 | 0 | 0 | 0 | 0 | 0 | 0 | 0 | 0 | 0 | 0 | 0 | 0 | 0 | 0 | 0 | 0 | 0 | 0 | 0 | 0 | 0 | 0 | 0 | 0 | 0 | 0 | 0 | 0 | 0 | 0.01296% | 0 | 0 | 0 | 0 | 0 | 0 | 0 | 0 | 0 | 0 | 0 | 0 | 0 | 0 | 0 | 0 | 0 | 0 | 0 | 0 | 0 | 0 | 0 | 0
| IND-Lighting-7P_V2 | M_Input | Council 7th Plan | 2020 | Retro | 2022 | 2045 | PSE | Industrial | Sugar | Electric | Per Region | NA | NA | Sugar Groc Dist Retrofit | Sugar Groc Dist Retrofit | 0 | 10 | 0 | 0 | C-War-Ref-All-All-All-C | 0 | 0 | 0 | 0 | 0 | 0 | 0 | 0 | 0 | 0 | 0 | 0 | Comm Flat | Groc Dist Retrofit | Groc Dist Retrofit | IndShift3 | 0.01266% | 100% | 0% | 1 | 1 | 100% | 10% | 85% | 6.8% | 0.2% | 0 | 0 | 0 | 0 | 0 | 0 | 0 | 0 | 0 |  | 0 | 0 | 0 | 01. ($9,999.000) to $0.028 | N/A | 0 | 01. ($9,999.00) to $0.22 | N/A | 0.085 | 0.085 | 0.085 | 0.085 | 0.085 | 0.085 | 0.085 | 0.085 | 0.085 | 0.085 | 0 | 0 | 0 | 0 | 0 | 0 | 0 | 0 | 0 | 0 | 0 | 0 | 0 | 0 | 0 | 0 | 0 | 0 | 0 | 0 | 0 | 0 | 0 | 0 | 0 | 0 | 0 | 0 | 0 | 0 | 0 | 0 | 0 | 0 | 0 | 0 | 0 | 0 | 0 | 0 | 0 | 0 | 0 | 0 | 0 | 0 | 0 | 0 | 0 | 0 | 0 | 0 | 0 | 0 | 0 | 0 | 0 | 0 | 0 | 0 | 0 | 0 | 0 | 0 | 0 | 0 | 0 | 0 | 0 | 0 | 0 | 0 | 0 | 0 | 0 | 0 | 0 | 0 | 0 | 0 | 0 | 0 | 0 | 0 | 0 | 0 | 0 | 0 | 0 | 0 | 0 | 0 | 0 | 0 | 0 | 0 | 0 | 0 | 0 | 0 | 0 | 0 | 0 | 0 | 0 | 0 | 0 | 0 | 0 | 0 | 0 | 0 | 0 | 0 | 0 | 0 | 0 | 0 | 0 | 0 | 0 | 0 | 0 | 0 | 0 | 0 | 0 | 0 | 0 | 0 | 0 | 0 | 0 | 0 | 0 | 0 | 0 | 0 | 0 | 0 | 0 | 0 | 0 | 0 | 0 | 0 | 0 | 0 | 0 | 0 | 0 | 0 | 0 | 0 | 0 | 0 | 0 | 0 | 0 | 0 | 0 | 0 | 0 | 0 | 0 | 0 | 0 | 0 | 0 | 0 | 0 | 0 | 0 | 0 | 0 | 0 | 0 | 0 | 0 | 0 | 0 | 0 | 0 | 0 | 0 | 0 | 0 | 0 | 0 | 0 | 0 | 0 | 0 | 0.01296% | 0 | 0 | 0 | 0 | 0 | 0 | 0 | 0 | 0 | 0 | 0 | 0 | 0 | 0 | 0 | 0 | 0 | 0 | 0 | 0 | 0 | 0 | 0 | 0
| IND-Lighting-7P_V2 | M_Input | Council 7th Plan | 2020 | Retro | 2022 | 2045 | PSE | Industrial | Sugar | Electric | Per Region | NA | NA | Sugar Groc Dist Tuneup | Sugar Groc Dist Tuneup | 0 | 3 | 0 | 0 | C-War-Ref-All-All-All-C | 0 | 0 | 0 | 0 | 0 | 0 | 0 | 0 | 0 | 0 | 0 | 0 | Comm Flat | Groc Dist Tuneup | Groc Dist Tuneup | IndShift3 | 0.01266% | 100% | 0% | 1 | 1 | 100% | 33.33% | 85% | 6.8% | 0.2% | 0 | 0 | 0 | 0 | 0 | 0 | 0 | 0 | 0 |  | 0 | 0 | 0 | 01. ($9,999.000) to $0.028 | N/A | 0 | 01. ($9,999.00) to $0.22 | N/A | 0.085 | 0.085 | 0.085 | 0.085 | 0.085 | 0.085 | 0.085 | 0.085 | 0.085 | 0.085 | 0 | 0 | 0 | 0 | 0 | 0 | 0 | 0 | 0 | 0 | 0 | 0 | 0 | 0 | 0 | 0 | 0 | 0 | 0 | 0 | 0 | 0 | 0 | 0 | 0 | 0 | 0 | 0 | 0 | 0 | 0 | 0 | 0 | 0 | 0 | 0 | 0 | 0 | 0 | 0 | 0 | 0 | 0 | 0 | 0 | 0 | 0 | 0 | 0 | 0 | 0 | 0 | 0 | 0 | 0 | 0 | 0 | 0 | 0 | 0 | 0 | 0 | 0 | 0 | 0 | 0 | 0 | 0 | 0 | 0 | 0 | 0 | 0 | 0 | 0 | 0 | 0 | 0 | 0 | 0 | 0 | 0 | 0 | 0 | 0 | 0 | 0 | 0 | 0 | 0 | 0 | 0 | 0 | 0 | 0 | 0 | 0 | 0 | 0 | 0 | 0 | 0 | 0 | 0 | 0 | 0 | 0 | 0 | 0 | 0 | 0 | 0 | 0 | 0 | 0 | 0 | 0 | 0 | 0 | 0 | 0 | 0 | 0 | 0 | 0 | 0 | 0 | 0 | 0 | 0 | 0 | 0 | 0 | 0 | 0 | 0 | 0 | 0 | 0 | 0 | 0 | 0 | 0 | 0 | 0 | 0 | 0 | 0 | 0 | 0 | 0 | 0 | 0 | 0 | 0 | 0 | 0 | 0 | 0 | 0 | 0 | 0 | 0 | 0 | 0 | 0 | 0 | 0 | 0 | 0 | 0 | 0 | 0 | 0 | 0 | 0 | 0 | 0 | 0 | 0 | 0 | 0 | 0 | 0 | 0 | 0 | 0 | 0 | 0 | 0 | 0 | 0 | 0 | 0.01296% | 0 | 0 | 0 | 0 | 0 | 0 | 0 | 0 | 0 | 0 | 0 | 0 | 0 | 0 | 0 | 0 | 0 | 0 | 0 | 0 | 0 | 0 | 0 | 0
| IND-Lighting-7P_V2 | M_Input | Council 7th Plan | 2020 | Retro | 2022 | 2045 | PSE | Industrial | Sugar | Electric | Per Region | NA | NA | Sugar Plant Energy Management | Sugar Plant Energy Management | 20180.1181 | 10 | 559.814 | 723.3496 | I-All-Other-Shift3-All-All-S | 0 | 0 | 0 | 0 | 0 | 0 | 0 | 0 | 0 | 0 | 0 | 0 | Comm Flat | Plant Energy Management | Plant Energy Management | IndShift3 | 0.01266% | 100% | 0% | 1 | 1 | 100% | 10% | 85% | 6.8% | 0.2% | 9434.6306 | 376.0642 | 981.0695 | 926.7556 | 0 | 0 | 0 | 8125.6215 | 0 |  | 0.034493 | 0 | 0.034493 | 02. $0.028 to $0.055 | N/A | 0 | 01. ($9,999.00) to $0.22 | N/A | 0.085 | 0.085 | 0.085 | 0.085 | 0.085 | 0.085 | 0.085 | 0.085 | 0.085 | 0.085 | 0 | 0 | 0 | 0 | 0 | 0 | 0 | 0 | 0 | 0 | 0 | 0 | 0 | 0 | 1715.31 | 1746.2263 | 1750.8828 | 1731.7901 | 1721.0867 | 1713.3273 | 1713.977 | 1702.127 | 1699.8862 | 1695.5613 | 0 | 0 | 0 | 0 | 0 | 0 | 0 | 0 | 0 | 0 | 0 | 0 | 0 | 0 | 17190.1748 | 1715.31 | 3461.5363 | 5212.4192 | 6944.2093 | 8665.296 | 10378.6233 | 12092.6003 | 13794.7273 | 15494.6135 | 17190.1748 | 17190.1748 | 17190.1748 | 17190.1748 | 17190.1748 | 17190.1748 | 17190.1748 | 17190.1748 | 17190.1748 | 17190.1748 | 17190.1748 | 17190.1748 | 17190.1748 | 17190.1748 | 17190.1748 | 0 | 0 | 0 | 0 | 0 | 0 | 0 | 0 | 0 | 0 | 0 | 0 | 0 | 0 | 0 | 0 | 0 | 0 | 0 | 0 | 0 | 0 | 0 | 0 | 0 | 0 | 0 | 0 | 0 | 0 | 0 | 0 | 0 | 0 | 0 | 0 | 0 | 0 | 0 | 0 | 0 | 0 | 0 | 0 | 0 | 0 | 0 | 0 | 0 | 0 | 0 | 0 | 0 | 0 | 0 | 0 | 0 | 0 | 0 | 0 | 0 | 0.21715 | 0.43822 | 0.65987 | 0.87911 | 1.097 | 1.3139 | 1.5309 | 1.7464 | 1.9616 | 2.1762 | 2.1762 | 2.1762 | 2.1762 | 2.1762 | 2.1762 | 2.1762 | 2.1762 | 2.1762 | 2.1762 | 2.1762 | 2.1762 | 2.1762 | 2.1762 | 2.1762 | 690.6778 | 703.1264 | 705.0014 | 697.3136 | 693.0038 | 689.8795 | 690.1411 | 685.3696 | 684.4673 | 682.7259 | 0 | 0 | 0 | 0 | 0 | 0 | 0 | 0 | 0 | 0 | 0 | 0 | 0 | 0 | 6921.7065 | 0 | 0 | 0 | 0 | 0 | 0 | 0 | 0 | 0 | 0 | 0 | 0 | 0 | 0 | 0 | 0 | 0 | 0 | 0 | 0 | 0.01296% | 0.22226 | 0.44852 | 0.67538 | 0.89977 | 1.1228 | 1.3448 | 1.5669 | 1.7874 | 2.0077 | 2.2274 | 2.2274 | 2.2274 | 2.2274 | 2.2274 | 2.2274 | 2.2274 | 2.2274 | 2.2274 | 2.2274 | 2.2274 | 2.2274 | 2.2274 | 2.2274 | 2.2274
| IND-Lighting-7P_V2 | M_Input | Council 7th Plan | 2020 | Retro | 2022 | 2045 | PSE | Industrial | Sugar | Electric | Per Region | NA | NA | Sugar Energy Project Management | Sugar Energy Project Management | 71952.2527 | 11 | 11934.3918 | 2606.0639 | I-All-Other-Shift3-All-All-S | 0 | 0 | 0 | 0 | 0 | 0 | 0 | 0 | 0 | 0 | 0 | 0 | Comm Flat | Energy Project Management | Energy Project Management | IndShift3 | 0.01266% | 100% | 0% | 1 | 1 | 100% | 9.091% | 85% | 6.8% | 0.2% | 36267.6853 | 1340.8576 | 3760.8543 | 18439.8436 | 0 | 0 | 0 | 46146.9503 | 0 |  | 0.054941 | 0 | 0.054941 | 02. $0.028 to $0.055 | N/A | 0 | 01. ($9,999.00) to $0.22 | N/A | 0.085 | 0.085 | 0.085 | 0.085 | 0.085 | 0.085 | 0.085 | 0.085 | 0.085 | 0.085 | 0 | 0 | 0 | 0 | 0 | 0 | 0 | 0 | 0 | 0 | 0 | 0 | 0 | 0 | 6115.9415 | 6226.1734 | 6242.7764 | 6174.7013 | 6136.5382 | 6108.8721 | 6111.1885 | 6068.9373 | 6060.9478 | 6045.5274 | 0 | 0 | 0 | 0 | 0 | 0 | 0 | 0 | 0 | 0 | 0 | 0 | 0 | 0 | 61291.6038 | 6115.9415 | 12342.1149 | 18584.8912 | 24759.5925 | 30896.1307 | 37005.0029 | 43116.1913 | 49185.1286 | 55246.0764 | 61291.6038 | 61291.6038 | 61291.6038 | 61291.6038 | 61291.6038 | 61291.6038 | 61291.6038 | 61291.6038 | 61291.6038 | 61291.6038 | 61291.6038 | 61291.6038 | 61291.6038 | 61291.6038 | 61291.6038 | 0 | 0 | 0 | 0 | 0 | 0 | 0 | 0 | 0 | 0 | 0 | 0 | 0 | 0 | 0 | 0 | 0 | 0 | 0 | 0 | 0 | 0 | 0 | 0 | 0 | 0 | 0 | 0 | 0 | 0 | 0 | 0 | 0 | 0 | 0 | 0 | 0 | 0 | 0 | 0 | 0 | 0 | 0 | 0 | 0 | 0 | 0 | 0 | 0 | 0 | 0 | 0 | 0 | 0 | 0 | 0 | 0 | 0 | 0 | 0 | 0 | 0.77426 | 1.5625 | 2.3528 | 3.1345 | 3.9113 | 4.6847 | 5.4584 | 6.2267 | 6.994 | 7.7593 | 7.7593 | 7.7593 | 7.7593 | 7.7593 | 7.7593 | 7.7593 | 7.7593 | 7.7593 | 7.7593 | 7.7593 | 7.7593 | 7.7593 | 7.7593 | 7.7593 | 3922.4908 | 3993.1886 | 4003.837 | 3960.1767 | 3935.7006 | 3917.9568 | 3919.4424 | 3892.3444 | 3887.2203 | 3877.3303 | 0 | 0 | 0 | 0 | 0 | 0 | 0 | 0 | 0 | 0 | 0 | 0 | 0 | 0 | 39309.6879 | 0 | 0 | 0 | 0 | 0 | 0 | 0 | 0 | 0 | 0 | 0 | 0 | 0 | 0 | 0 | 0 | 0 | 0 | 0 | 0 | 0.01296% | 0.79245 | 1.5992 | 2.4081 | 3.2081 | 4.0033 | 4.7948 | 5.5866 | 6.373 | 7.1583 | 7.9417 | 7.9417 | 7.9417 | 7.9417 | 7.9417 | 7.9417 | 7.9417 | 7.9417 | 7.9417 | 7.9417 | 7.9417 | 7.9417 | 7.9417 | 7.9417 | 7.9417
| IND-Lighting-7P_V2 | M_Input | Council 7th Plan | 2020 | Retro | 2022 | 2045 | PSE | Industrial | Sugar | Electric | Per Region | NA | NA | Sugar Integrated Plant Energy Management | Sugar Integrated Plant Energy Management | 63378.7705 | 11 | 17901.0848 | 2849.6333 | I-All-Other-Shift3-All-All-S | 5486.0677 | 0 | 0 | 0 | 0 | 0 | 0 | 0 | 0 | 0 | 0 | 0 | Comm Flat | Integrated Plant Energy Management | Integrated Plant Energy Management | IndShift3 | 0.01266% | 100% | 0% | 1 | 1 | 100% | 9.091% | 85% | 6.8% | 0.2% | 31946.2034 | 1181.0875 | 3312.7291 | 27658.9886 | 0 | 0 | 0 | -4031.0824 | 0 |  | -0.0054485 | 0 | -0.0054485 | 01. ($9,999.000) to $0.028 | N/A | 0 | 01. ($9,999.00) to $0.22 | N/A | 0.085 | 0.085 | 0.085 | 0.085 | 0.085 | 0.085 | 0.085 | 0.085 | 0.085 | 0.085 | 0 | 0 | 0 | 0 | 0 | 0 | 0 | 0 | 0 | 0 | 0 | 0 | 0 | 0 | 5387.1955 | 5484.2927 | 5498.9174 | 5438.9538 | 5405.338 | 5380.9685 | 5383.0088 | 5345.7921 | 5338.7546 | 5325.1716 | 0 | 0 | 0 | 0 | 0 | 0 | 0 | 0 | 0 | 0 | 0 | 0 | 0 | 0 | 53988.393 | 5387.1955 | 10871.4882 | 16370.4055 | 21809.3593 | 27214.6974 | 32595.6659 | 37978.6747 | 43324.4668 | 48663.2213 | 53988.393 | 53988.393 | 53988.393 | 53988.393 | 53988.393 | 53988.393 | 53988.393 | 53988.393 | 53988.393 | 53988.393 | 53988.393 | 53988.393 | 53988.393 | 53988.393 | 53988.393 | 0 | 0 | 0 | 0 | 0 | 0 | 0 | 0 | 0 | 0 | 0 | 0 | 0 | 0 | 0 | 0 | 0 | 0 | 0 | 0 | 0 | 0 | 0 | 0 | 0 | 0 | 0 | 0 | 0 | 0 | 0 | 0 | 0 | 0 | 0 | 0 | 0 | 0 | 0 | 0 | 0 | 0 | 0 | 0 | 0 | 0 | 0 | 0 | 0 | 0 | 0 | 0 | 0 | 0 | 0 | 0 | 0 | 0 | 0 | 0 | 0 | 0.682 | 1.3763 | 2.0724 | 2.761 | 3.4453 | 4.1265 | 4.808 | 5.4847 | 6.1606 | 6.8347 | 6.8347 | 6.8347 | 6.8347 | 6.8347 | 6.8347 | 6.8347 | 6.8347 | 6.8347 | 6.8347 | 6.8347 | 6.8347 | 6.8347 | 6.8347 | 6.8347 | 0 | 0 | 0 | 0 | 0 | 0 | 0 | 0 | 0 | 0 | 0 | 0 | 0 | 0 | 0 | 0 | 0 | 0 | 0 | 0 | 0 | 0 | 0 | 0 | 0 | 0 | 0 | 0 | 0 | 0 | 0 | 0 | 0 | 0 | 0 | 0 | 0 | 0 | 0 | 0 | 0 | 0 | 0 | 0 | 0 | 0.01296% | 0.69803 | 1.4086 | 2.1211 | 2.8259 | 3.5263 | 4.2235 | 4.921 | 5.6136 | 6.3054 | 6.9954 | 6.9954 | 6.9954 | 6.9954 | 6.9954 | 6.9954 | 6.9954 | 6.9954 | 6.9954 | 6.9954 | 6.9954 | 6.9954 | 6.9954 | 6.9954 | 6.9954
| IND-Lighting-7P_V2 | M_Input | Council 7th Plan | 2020 | Retro | 2022 | 2045 | PSE | Industrial | Hi Tech - Chip Fabrication | Electric | Per Region | NA | NA | Hi Tech - Chip Fabrication Air Compressor Demand Reduction | Hi Tech - Chip Fabrication Air Compressor Demand Reduction | 16592.9176 | 10 | 1668.2506 | 518.0903 | I-All-Other-Shift3-All-All-S | 0 | 0 | 0 | 0 | 0 | 0 | 0 | 0 | 0 | 0 | 0 | 0 | Comm Flat | Air Compressor Demand Reduction | Air Compressor Demand Reduction | IndShift3 | 0.01266% | 100% | 0% | 1 | 1 | 100% | 10% | 85% | 6.8% | 0.2% | 7757.5387 | 309.2153 | 806.6754 | 2761.7396 | 0 | 0 | 0 | 8027.4363 | 0 |  | 0.041443 | 0 | 0.041443 | 02. $0.028 to $0.055 | N/A | 0 | 01. ($9,999.00) to $0.22 | N/A | 0.085 | 0.085 | 0.085 | 0.085 | 0.085 | 0.085 | 0.085 | 0.085 | 0.085 | 0.085 | 0 | 0 | 0 | 0 | 0 | 0 | 0 | 0 | 0 | 0 | 0 | 0 | 0 | 0 | 1410.398 | 1435.8186 | 1439.6474 | 1423.9486 | 1415.1478 | 1408.7677 | 1409.3019 | 1399.5583 | 1397.7159 | 1394.1598 | 0 | 0 | 0 | 0 | 0 | 0 | 0 | 0 | 0 | 0 | 0 | 0 | 0 | 0 | 14134.4641 | 1410.398 | 2846.2166 | 4285.864 | 5709.8126 | 7124.9604 | 8533.7281 | 9943.03 | 11342.5884 | 12740.3043 | 14134.4641 | 14134.4641 | 14134.4641 | 14134.4641 | 14134.4641 | 14134.4641 | 14134.4641 | 14134.4641 | 14134.4641 | 14134.4641 | 14134.4641 | 14134.4641 | 14134.4641 | 14134.4641 | 14134.4641 | 0 | 0 | 0 | 0 | 0 | 0 | 0 | 0 | 0 | 0 | 0 | 0 | 0 | 0 | 0 | 0 | 0 | 0 | 0 | 0 | 0 | 0 | 0 | 0 | 0 | 0 | 0 | 0 | 0 | 0 | 0 | 0 | 0 | 0 | 0 | 0 | 0 | 0 | 0 | 0 | 0 | 0 | 0 | 0 | 0 | 0 | 0 | 0 | 0 | 0 | 0 | 0 | 0 | 0 | 0 | 0 | 0 | 0 | 0 | 0 | 0 | 0.17855 | 0.36032 | 0.54257 | 0.72284 | 0.90199 | 1.0803 | 1.2588 | 1.4359 | 1.6129 | 1.7894 | 1.7894 | 1.7894 | 1.7894 | 1.7894 | 1.7894 | 1.7894 | 1.7894 | 1.7894 | 1.7894 | 1.7894 | 1.7894 | 1.7894 | 1.7894 | 1.7894 | 682.3321 | 694.6302 | 696.4826 | 688.8877 | 684.63 | 681.5434 | 681.8018 | 677.088 | 676.1966 | 674.4763 | 0 | 0 | 0 | 0 | 0 | 0 | 0 | 0 | 0 | 0 | 0 | 0 | 0 | 0 | 6838.0686 | 0 | 0 | 0 | 0 | 0 | 0 | 0 | 0 | 0 | 0 | 0 | 0 | 0 | 0 | 0 | 0 | 0 | 0 | 0 | 0 | 0.01296% | 0.18275 | 0.36879 | 0.55533 | 0.73983 | 0.92319 | 1.1057 | 1.2883 | 1.4697 | 1.6508 | 1.8314 | 1.8314 | 1.8314 | 1.8314 | 1.8314 | 1.8314 | 1.8314 | 1.8314 | 1.8314 | 1.8314 | 1.8314 | 1.8314 | 1.8314 | 1.8314 | 1.8314
| IND-Lighting-7P_V2 | M_Input | Council 7th Plan | 2020 | Retro | 2022 | 2045 | PSE | Industrial | Hi Tech - Chip Fabrication | Electric | Per Region | NA | NA | Hi Tech - Chip Fabrication Air Compressor Equipment1 | Hi Tech - Chip Fabrication Air Compressor Equipment1 | 0 | 10 | 0 | 0 | I-All-Other-Shift3-All-All-S | 0 | 0 | 0 | 0 | 0 | 0 | 0 | 0 | 0 | 0 | 0 | 0 | Comm Flat | Air Compressor Equipment1 | Air Compressor Equipment1 | IndShift1 | 0.0135% | 100% | 0% | 1 | 1 | 100% | 10% | 85% | 6.8% | 0.2% | 0 | 0 | 0 | 0 | 0 | 0 | 0 | 0 | 0 |  | 0 | 0 | 0 | 01. ($9,999.000) to $0.028 | N/A | 0 | 01. ($9,999.00) to $0.22 | N/A | 0.085 | 0.085 | 0.085 | 0.085 | 0.085 | 0.085 | 0.085 | 0.085 | 0.085 | 0.085 | 0 | 0 | 0 | 0 | 0 | 0 | 0 | 0 | 0 | 0 | 0 | 0 | 0 | 0 | 0 | 0 | 0 | 0 | 0 | 0 | 0 | 0 | 0 | 0 | 0 | 0 | 0 | 0 | 0 | 0 | 0 | 0 | 0 | 0 | 0 | 0 | 0 | 0 | 0 | 0 | 0 | 0 | 0 | 0 | 0 | 0 | 0 | 0 | 0 | 0 | 0 | 0 | 0 | 0 | 0 | 0 | 0 | 0 | 0 | 0 | 0 | 0 | 0 | 0 | 0 | 0 | 0 | 0 | 0 | 0 | 0 | 0 | 0 | 0 | 0 | 0 | 0 | 0 | 0 | 0 | 0 | 0 | 0 | 0 | 0 | 0 | 0 | 0 | 0 | 0 | 0 | 0 | 0 | 0 | 0 | 0 | 0 | 0 | 0 | 0 | 0 | 0 | 0 | 0 | 0 | 0 | 0 | 0 | 0 | 0 | 0 | 0 | 0 | 0 | 0 | 0 | 0 | 0 | 0 | 0 | 0 | 0 | 0 | 0 | 0 | 0 | 0 | 0 | 0 | 0 | 0 | 0 | 0 | 0 | 0 | 0 | 0 | 0 | 0 | 0 | 0 | 0 | 0 | 0 | 0 | 0 | 0 | 0 | 0 | 0 | 0 | 0 | 0 | 0 | 0 | 0 | 0 | 0 | 0 | 0 | 0 | 0 | 0 | 0 | 0 | 0 | 0 | 0 | 0 | 0 | 0 | 0 | 0 | 0 | 0 | 0 | 0 | 0 | 0 | 0 | 0 | 0 | 0 | 0 | 0 | 0 | 0 | 0 | 0 | 0 | 0 | 0 | 0 | 0.01911% | 0 | 0 | 0 | 0 | 0 | 0 | 0 | 0 | 0 | 0 | 0 | 0 | 0 | 0 | 0 | 0 | 0 | 0 | 0 | 0 | 0 | 0 | 0 | 0
| IND-Lighting-7P_V2 | M_Input | Council 7th Plan | 2020 | Retro | 2022 | 2045 | PSE | Industrial | Hi Tech - Chip Fabrication | Electric | Per Region | NA | NA | Hi Tech - Chip Fabrication Air Compressor Equipment2 | Hi Tech - Chip Fabrication Air Compressor Equipment2 | 0 | 10 | 0 | 0 | I-All-Other-Shift3-All-All-S | 0 | 0 | 0 | 0 | 0 | 0 | 0 | 0 | 0 | 0 | 0 | 0 | Comm Flat | Air Compressor Equipment2 | Air Compressor Equipment2 | IndShift2 | 0.01331% | 100% | 0% | 1 | 1 | 100% | 10% | 85% | 6.8% | 0.2% | 0 | 0 | 0 | 0 | 0 | 0 | 0 | 0 | 0 |  | 0 | 0 | 0 | 01. ($9,999.000) to $0.028 | N/A | 0 | 01. ($9,999.00) to $0.22 | N/A | 0.085 | 0.085 | 0.085 | 0.085 | 0.085 | 0.085 | 0.085 | 0.085 | 0.085 | 0.085 | 0 | 0 | 0 | 0 | 0 | 0 | 0 | 0 | 0 | 0 | 0 | 0 | 0 | 0 | 0 | 0 | 0 | 0 | 0 | 0 | 0 | 0 | 0 | 0 | 0 | 0 | 0 | 0 | 0 | 0 | 0 | 0 | 0 | 0 | 0 | 0 | 0 | 0 | 0 | 0 | 0 | 0 | 0 | 0 | 0 | 0 | 0 | 0 | 0 | 0 | 0 | 0 | 0 | 0 | 0 | 0 | 0 | 0 | 0 | 0 | 0 | 0 | 0 | 0 | 0 | 0 | 0 | 0 | 0 | 0 | 0 | 0 | 0 | 0 | 0 | 0 | 0 | 0 | 0 | 0 | 0 | 0 | 0 | 0 | 0 | 0 | 0 | 0 | 0 | 0 | 0 | 0 | 0 | 0 | 0 | 0 | 0 | 0 | 0 | 0 | 0 | 0 | 0 | 0 | 0 | 0 | 0 | 0 | 0 | 0 | 0 | 0 | 0 | 0 | 0 | 0 | 0 | 0 | 0 | 0 | 0 | 0 | 0 | 0 | 0 | 0 | 0 | 0 | 0 | 0 | 0 | 0 | 0 | 0 | 0 | 0 | 0 | 0 | 0 | 0 | 0 | 0 | 0 | 0 | 0 | 0 | 0 | 0 | 0 | 0 | 0 | 0 | 0 | 0 | 0 | 0 | 0 | 0 | 0 | 0 | 0 | 0 | 0 | 0 | 0 | 0 | 0 | 0 | 0 | 0 | 0 | 0 | 0 | 0 | 0 | 0 | 0 | 0 | 0 | 0 | 0 | 0 | 0 | 0 | 0 | 0 | 0 | 0 | 0 | 0 | 0 | 0 | 0 | 0.01847% | 0 | 0 | 0 | 0 | 0 | 0 | 0 | 0 | 0 | 0 | 0 | 0 | 0 | 0 | 0 | 0 | 0 | 0 | 0 | 0 | 0 | 0 | 0 | 0
| IND-Lighting-7P_V2 | M_Input | Council 7th Plan | 2020 | Retro | 2022 | 2045 | PSE | Industrial | Hi Tech - Chip Fabrication | Electric | Per Region | NA | NA | Hi Tech - Chip Fabrication Air Compressor Optimization | Hi Tech - Chip Fabrication Air Compressor Optimization | 0 | 10 | 0 | 0 | I-All-Other-Shift3-All-All-S | 0 | 0 | 0 | 0 | 0 | 0 | 0 | 0 | 0 | 0 | 0 | 0 | Comm Flat | Air Compressor Optimization | Air Compressor Optimization | IndShift3 | 0.01266% | 100% | 0% | 1 | 1 | 100% | 10% | 85% | 6.8% | 0.2% | 0 | 0 | 0 | 0 | 0 | 0 | 0 | 0 | 0 |  | 0 | 0 | 0 | 01. ($9,999.000) to $0.028 | N/A | 0 | 01. ($9,999.00) to $0.22 | N/A | 0.085 | 0.085 | 0.085 | 0.085 | 0.085 | 0.085 | 0.085 | 0.085 | 0.085 | 0.085 | 0 | 0 | 0 | 0 | 0 | 0 | 0 | 0 | 0 | 0 | 0 | 0 | 0 | 0 | 0 | 0 | 0 | 0 | 0 | 0 | 0 | 0 | 0 | 0 | 0 | 0 | 0 | 0 | 0 | 0 | 0 | 0 | 0 | 0 | 0 | 0 | 0 | 0 | 0 | 0 | 0 | 0 | 0 | 0 | 0 | 0 | 0 | 0 | 0 | 0 | 0 | 0 | 0 | 0 | 0 | 0 | 0 | 0 | 0 | 0 | 0 | 0 | 0 | 0 | 0 | 0 | 0 | 0 | 0 | 0 | 0 | 0 | 0 | 0 | 0 | 0 | 0 | 0 | 0 | 0 | 0 | 0 | 0 | 0 | 0 | 0 | 0 | 0 | 0 | 0 | 0 | 0 | 0 | 0 | 0 | 0 | 0 | 0 | 0 | 0 | 0 | 0 | 0 | 0 | 0 | 0 | 0 | 0 | 0 | 0 | 0 | 0 | 0 | 0 | 0 | 0 | 0 | 0 | 0 | 0 | 0 | 0 | 0 | 0 | 0 | 0 | 0 | 0 | 0 | 0 | 0 | 0 | 0 | 0 | 0 | 0 | 0 | 0 | 0 | 0 | 0 | 0 | 0 | 0 | 0 | 0 | 0 | 0 | 0 | 0 | 0 | 0 | 0 | 0 | 0 | 0 | 0 | 0 | 0 | 0 | 0 | 0 | 0 | 0 | 0 | 0 | 0 | 0 | 0 | 0 | 0 | 0 | 0 | 0 | 0 | 0 | 0 | 0 | 0 | 0 | 0 | 0 | 0 | 0 | 0 | 0 | 0 | 0 | 0 | 0 | 0 | 0 | 0 | 0.01296% | 0 | 0 | 0 | 0 | 0 | 0 | 0 | 0 | 0 | 0 | 0 | 0 | 0 | 0 | 0 | 0 | 0 | 0 | 0 | 0 | 0 | 0 | 0 | 0
| IND-Lighting-7P_V2 | M_Input | Council 7th Plan | 2020 | Retro | 2022 | 2045 | PSE | Industrial | Hi Tech - Chip Fabrication | Electric | Per Region | NA | NA | Hi Tech - Chip Fabrication HighBay Lighting 1 Shift | Hi Tech - Chip Fabrication HighBay Lighting 1 Shift | 7539.9307 | 26.5734 | 6249.0045 | -256.5708 | I-All-Other-Shift1-All-All-S | 0 | 0 | 0 | 0 | 0 | 0 | 0 | 0 | 0 | 0 | 0 | 0 | Comm Flat | HighBay Lighting 1 Shift | HighBay Lighting 1 Shift | IndShift1 | 0.0135% | 100% | 0% | 1 | 1 | 100% | 3.763% | 85% | 6.8% | 0.2% | 9051.7552 | 149.8181 | 920.1573 | 6414.4295 | 0 | 0 | 0 | 3599.1705 | 0 |  | 0.040892 | 0 | 0.040892 | 02. $0.028 to $0.055 | N/A | 0 | 01. ($9,999.00) to $0.22 | N/A | 0.085 | 0.085 | 0.085 | 0.085 | 0.085 | 0.085 | 0.085 | 0.085 | 0.085 | 0.085 | 0 | 0 | 0 | 0 | 0 | 0 | 0 | 0 | 0 | 0 | 0 | 0 | 0 | 0 | 640.8941 | 652.4454 | 654.1852 | 647.0516 | 643.0525 | 640.1533 | 640.396 | 635.9685 | 635.1313 | 633.5154 | 0 | 0 | 0 | 0 | 0 | 0 | 0 | 0 | 0 | 0 | 0 | 0 | 0 | 0 | 6422.7933 | 640.8941 | 1293.3395 | 1947.5247 | 2594.5763 | 3237.6288 | 3877.7821 | 4518.1781 | 5154.1466 | 5789.2779 | 6422.7933 | 6422.7933 | 6422.7933 | 6422.7933 | 6422.7933 | 6422.7933 | 6422.7933 | 6422.7933 | 6422.7933 | 6422.7933 | 6422.7933 | 6422.7933 | 6422.7933 | 6422.7933 | 6422.7933 | 0 | 0 | 0 | 0 | 0 | 0 | 0 | 0 | 0 | 0 | 0 | 0 | 0 | 0 | 0 | 0 | 0 | 0 | 0 | 0 | 0 | 0 | 0 | 0 | 0 | 0 | 0 | 0 | 0 | 0 | 0 | 0 | 0 | 0 | 0 | 0 | 0 | 0 | 0 | 0 | 0 | 0 | 0 | 0 | 0 | 0 | 0 | 0 | 0 | 0 | 0 | 0 | 0 | 0 | 0 | 0 | 0 | 0 | 0 | 0 | 0 | 0.08651 | 0.17458 | 0.26288 | 0.35022 | 0.43703 | 0.52344 | 0.60988 | 0.69572 | 0.78146 | 0.86697 | 0.86697 | 0.86697 | 0.86697 | 0.86697 | 0.86697 | 0.86697 | 0.86697 | 0.86697 | 0.86697 | 0.86697 | 0.86697 | 0.86697 | 0.86697 | 0.86697 | 305.9295 | 311.4435 | 312.274 | 308.8688 | 306.9598 | 305.5759 | 305.6917 | 303.5783 | 303.1786 | 302.4073 | 0 | 0 | 0 | 0 | 0 | 0 | 0 | 0 | 0 | 0 | 0 | 0 | 0 | 0 | 3065.9072 | 0 | 0 | 0 | 0 | 0 | 0 | 0 | 0 | 0 | 0 | 0 | 0 | 0 | 0 | 0 | 0 | 0 | 0 | 0 | 0 | 0.01911% | 0.12249 | 0.24718 | 0.37221 | 0.49587 | 0.61877 | 0.74112 | 0.86351 | 0.98506 | 1.1064 | 1.2275 | 1.2275 | 1.2275 | 1.2275 | 1.2275 | 1.2275 | 1.2275 | 1.2275 | 1.2275 | 1.2275 | 1.2275 | 1.2275 | 1.2275 | 1.2275 | 1.2275
| IND-Lighting-7P_V2 | M_Input | Council 7th Plan | 2020 | Retro | 2022 | 2045 | PSE | Industrial | Hi Tech - Chip Fabrication | Electric | Per Region | NA | NA | Hi Tech - Chip Fabrication HighBay Lighting 2 Shift | Hi Tech - Chip Fabrication HighBay Lighting 2 Shift | 23024.2921 | 15.5483 | 10968.9972 | -783.4768 | I-All-Other-Shift2-All-All-S | 0 | 0 | 0 | 0 | 0 | 0 | 0 | 0 | 0 | 0 | 0 | 0 | Comm Flat | HighBay Lighting 2 Shift | HighBay Lighting 2 Shift | IndShift2 | 0.01331% | 100% | 0% | 1 | 1 | 100% | 6.432% | 85% | 6.8% | 0.2% | 16102.1713 | 451.0118 | 1655.3183 | 14015.7006 | 0 | 0 | 0 | 4957.2371 | 0 |  | 0.018444 | 0 | 0.018444 | 01. ($9,999.000) to $0.028 | N/A | 0 | 01. ($9,999.00) to $0.22 | N/A | 0.085 | 0.085 | 0.085 | 0.085 | 0.085 | 0.085 | 0.085 | 0.085 | 0.085 | 0.085 | 0 | 0 | 0 | 0 | 0 | 0 | 0 | 0 | 0 | 0 | 0 | 0 | 0 | 0 | 1957.0648 | 1992.3384 | 1997.6512 | 1975.8676 | 1963.6557 | 1954.8027 | 1955.5439 | 1942.0238 | 1939.4672 | 1934.5327 | 0 | 0 | 0 | 0 | 0 | 0 | 0 | 0 | 0 | 0 | 0 | 0 | 0 | 0 | 19612.9479 | 1957.0648 | 3949.4032 | 5947.0544 | 7922.922 | 9886.5777 | 11841.3804 | 13796.9243 | 15738.948 | 17678.4152 | 19612.9479 | 19612.9479 | 19612.9479 | 19612.9479 | 19612.9479 | 19612.9479 | 19612.9479 | 19612.9479 | 19612.9479 | 19612.9479 | 19612.9479 | 19612.9479 | 19612.9479 | 19612.9479 | 19612.9479 | 0 | 0 | 0 | 0 | 0 | 0 | 0 | 0 | 0 | 0 | 0 | 0 | 0 | 0 | 0 | 0 | 0 | 0 | 0 | 0 | 0 | 0 | 0 | 0 | 0 | 0 | 0 | 0 | 0 | 0 | 0 | 0 | 0 | 0 | 0 | 0 | 0 | 0 | 0 | 0 | 0 | 0 | 0 | 0 | 0 | 0 | 0 | 0 | 0 | 0 | 0 | 0 | 0 | 0 | 0 | 0 | 0 | 0 | 0 | 0 | 0 | 0.26043 | 0.52555 | 0.79138 | 1.0543 | 1.3156 | 1.5757 | 1.836 | 2.0944 | 2.3525 | 2.6099 | 2.6099 | 2.6099 | 2.6099 | 2.6099 | 2.6099 | 2.6099 | 2.6099 | 2.6099 | 2.6099 | 2.6099 | 2.6099 | 2.6099 | 2.6099 | 2.6099 | 421.3652 | 428.9597 | 430.1036 | 425.4135 | 422.7842 | 420.8781 | 421.0377 | 418.1267 | 417.5763 | 416.5139 | 0 | 0 | 0 | 0 | 0 | 0 | 0 | 0 | 0 | 0 | 0 | 0 | 0 | 0 | 4222.7589 | 0 | 0 | 0 | 0 | 0 | 0 | 0 | 0 | 0 | 0 | 0 | 0 | 0 | 0 | 0 | 0 | 0 | 0 | 0 | 0 | 0.01847% | 0.36142 | 0.72936 | 1.0983 | 1.4632 | 1.8258 | 2.1868 | 2.548 | 2.9066 | 3.2648 | 3.622 | 3.622 | 3.622 | 3.622 | 3.622 | 3.622 | 3.622 | 3.622 | 3.622 | 3.622 | 3.622 | 3.622 | 3.622 | 3.622 | 3.622
| IND-Lighting-7P_V2 | M_Input | Council 7th Plan | 2020 | Retro | 2022 | 2045 | PSE | Industrial | Hi Tech - Chip Fabrication | Electric | Per Region | NA | NA | Hi Tech - Chip Fabrication HighBay Lighting 3 Shift | Hi Tech - Chip Fabrication HighBay Lighting 3 Shift | 7719.9732 | 8.6758 | 2040.2001 | -262.6973 | I-All-Other-Shift3-All-All-S | 0 | 0 | 0 | 0 | 0 | 0 | 0 | 0 | 0 | 0 | 0 | 0 | Comm Flat | HighBay Lighting 3 Shift | HighBay Lighting 3 Shift | IndShift3 | 0.01266% | 100% | 0% | 1 | 1 | 100% | 11.53% | 85% | 6.8% | 0.2% | 3306.4789 | 143.8646 | 345.0344 | 2644.4448 | 0 | 0 | 0 | -503.0169 | 0 |  | -0.0055817 | 0 | -0.0055817 | 01. ($9,999.000) to $0.028 | N/A | 0 | 01. ($9,999.00) to $0.22 | N/A | 0.085 | 0.085 | 0.085 | 0.085 | 0.085 | 0.085 | 0.085 | 0.085 | 0.085 | 0.085 | 0 | 0 | 0 | 0 | 0 | 0 | 0 | 0 | 0 | 0 | 0 | 0 | 0 | 0 | 656.1977 | 668.0248 | 669.8062 | 662.5022 | 658.4076 | 655.4392 | 655.6878 | 651.1545 | 650.2973 | 648.6428 | 0 | 0 | 0 | 0 | 0 | 0 | 0 | 0 | 0 | 0 | 0 | 0 | 0 | 0 | 6576.1602 | 656.1977 | 1324.2226 | 1994.0288 | 2656.531 | 3314.9386 | 3970.3779 | 4626.0656 | 5277.2201 | 5927.5174 | 6576.1602 | 6576.1602 | 6576.1602 | 6576.1602 | 6576.1602 | 6576.1602 | 6576.1602 | 6576.1602 | 6576.1602 | 6576.1602 | 6576.1602 | 6576.1602 | 6576.1602 | 6576.1602 | 6576.1602 | 0 | 0 | 0 | 0 | 0 | 0 | 0 | 0 | 0 | 0 | 0 | 0 | 0 | 0 | 0 | 0 | 0 | 0 | 0 | 0 | 0 | 0 | 0 | 0 | 0 | 0 | 0 | 0 | 0 | 0 | 0 | 0 | 0 | 0 | 0 | 0 | 0 | 0 | 0 | 0 | 0 | 0 | 0 | 0 | 0 | 0 | 0 | 0 | 0 | 0 | 0 | 0 | 0 | 0 | 0 | 0 | 0 | 0 | 0 | 0 | 0 | 0.083072 | 0.16764 | 0.25244 | 0.33631 | 0.41966 | 0.50264 | 0.58564 | 0.66808 | 0.7504 | 0.83252 | 0.83252 | 0.83252 | 0.83252 | 0.83252 | 0.83252 | 0.83252 | 0.83252 | 0.83252 | 0.83252 | 0.83252 | 0.83252 | 0.83252 | 0.83252 | 0.83252 | 0 | 0 | 0 | 0 | 0 | 0 | 0 | 0 | 0 | 0 | 0 | 0 | 0 | 0 | 0 | 0 | 0 | 0 | 0 | 0 | 0 | 0 | 0 | 0 | 0 | 0 | 0 | 0 | 0 | 0 | 0 | 0 | 0 | 0 | 0 | 0 | 0 | 0 | 0 | 0 | 0 | 0 | 0 | 0 | 0 | 0.01296% | 0.085025 | 0.17158 | 0.25837 | 0.34421 | 0.42952 | 0.51445 | 0.59941 | 0.68378 | 0.76804 | 0.85209 | 0.85209 | 0.85209 | 0.85209 | 0.85209 | 0.85209 | 0.85209 | 0.85209 | 0.85209 | 0.85209 | 0.85209 | 0.85209 | 0.85209 | 0.85209 | 0.85209
| IND-Lighting-7P_V2 | M_Input | Council 7th Plan | 2020 | Retro | 2022 | 2045 | PSE | Industrial | Hi Tech - Chip Fabrication | Electric | Per Region | NA | NA | Hi Tech - Chip Fabrication Efficient Lighting 1 Shift | Hi Tech - Chip Fabrication Efficient Lighting 1 Shift | 6615.4894 | 20.979 | 6269.1274 | -142.0007 | I-All-Other-Shift1-All-All-S | 0 | 0 | 0 | 0 | 0 | 0 | 0 | 0 | 0 | 0 | 0 | 0 | Comm Flat | Efficient Lighting 1 Shift | Efficient Lighting 1 Shift | IndShift1 | 0.0135% | 100% | 0% | 1 | 1 | 100% | 4.767% | 85% | 6.8% | 0.2% | 6069.0402 | 131.4495 | 620.049 | 6824.3897 | 0 | 0 | 0 | 5669.0683 | 0 |  | 0.073409 | 0 | 0.073409 | 05. $0.070 to $0.077 | N/A | 0 | 01. ($9,999.00) to $0.22 | N/A | 0.085 | 0.085 | 0.085 | 0.085 | 0.085 | 0.085 | 0.085 | 0.085 | 0.085 | 0.085 | 0 | 0 | 0 | 0 | 0 | 0 | 0 | 0 | 0 | 0 | 0 | 0 | 0 | 0 | 562.3166 | 572.4516 | 573.9781 | 567.7191 | 564.2103 | 561.6666 | 561.8796 | 557.9949 | 557.2603 | 555.8425 | 0 | 0 | 0 | 0 | 0 | 0 | 0 | 0 | 0 | 0 | 0 | 0 | 0 | 0 | 5635.3198 | 562.3166 | 1134.7682 | 1708.7464 | 2276.4655 | 2840.6758 | 3402.3425 | 3964.222 | 4522.2169 | 5079.4773 | 5635.3198 | 5635.3198 | 5635.3198 | 5635.3198 | 5635.3198 | 5635.3198 | 5635.3198 | 5635.3198 | 5635.3198 | 5635.3198 | 5635.3198 | 5635.3198 | 5635.3198 | 5635.3198 | 5635.3198 | 0 | 0 | 0 | 0 | 0 | 0 | 0 | 0 | 0 | 0 | 0 | 0 | 0 | 0 | 0 | 0 | 0 | 0 | 0 | 0 | 0 | 0 | 0 | 0 | 0 | 0 | 0 | 0 | 0 | 0 | 0 | 0 | 0 | 0 | 0 | 0 | 0 | 0 | 0 | 0 | 0 | 0 | 0 | 0 | 0 | 0 | 0 | 0 | 0 | 0 | 0 | 0 | 0 | 0 | 0 | 0 | 0 | 0 | 0 | 0 | 0 | 0.075903 | 0.15317 | 0.23065 | 0.30728 | 0.38344 | 0.45926 | 0.5351 | 0.61042 | 0.68564 | 0.76067 | 0.76067 | 0.76067 | 0.76067 | 0.76067 | 0.76067 | 0.76067 | 0.76067 | 0.76067 | 0.76067 | 0.76067 | 0.76067 | 0.76067 | 0.76067 | 0.76067 | 481.8708 | 490.5559 | 491.864 | 486.5005 | 483.4936 | 481.3138 | 481.4963 | 478.1674 | 477.5379 | 476.3229 | 0 | 0 | 0 | 0 | 0 | 0 | 0 | 0 | 0 | 0 | 0 | 0 | 0 | 0 | 4829.1232 | 0 | 0 | 0 | 0 | 0 | 0 | 0 | 0 | 0 | 0 | 0 | 0 | 0 | 0 | 0 | 0 | 0 | 0 | 0 | 0 | 0.01911% | 0.10747 | 0.21688 | 0.32657 | 0.43508 | 0.54291 | 0.65025 | 0.75764 | 0.86428 | 0.97079 | 1.077 | 1.077 | 1.077 | 1.077 | 1.077 | 1.077 | 1.077 | 1.077 | 1.077 | 1.077 | 1.077 | 1.077 | 1.077 | 1.077 | 1.077
| IND-Lighting-7P_V2 | M_Input | Council 7th Plan | 2020 | Retro | 2022 | 2045 | PSE | Industrial | Hi Tech - Chip Fabrication | Electric | Per Region | NA | NA | Hi Tech - Chip Fabrication Efficient Lighting 2 Shift | Hi Tech - Chip Fabrication Efficient Lighting 2 Shift | 20148.2843 | 12.275 | 11004.3193 | -432.4806 | I-All-Other-Shift2-All-All-S | 0 | 0 | 0 | 0 | 0 | 0 | 0 | 0 | 0 | 0 | 0 | 0 | Comm Flat | Efficient Lighting 2 Shift | Efficient Lighting 2 Shift | IndShift2 | 0.01331% | 100% | 0% | 1 | 1 | 100% | 8.147% | 85% | 6.8% | 0.2% | 10893.2378 | 394.675 | 1128.7913 | 16262.6911 | 0 | 0 | 0 | 11891.5173 | 0 |  | 0.050559 | 0 | 0.050559 | 02. $0.028 to $0.055 | N/A | 0 | 01. ($9,999.00) to $0.22 | N/A | 0.085 | 0.085 | 0.085 | 0.085 | 0.085 | 0.085 | 0.085 | 0.085 | 0.085 | 0.085 | 0 | 0 | 0 | 0 | 0 | 0 | 0 | 0 | 0 | 0 | 0 | 0 | 0 | 0 | 1712.6042 | 1743.4716 | 1748.1209 | 1729.0583 | 1718.3717 | 1710.6246 | 1711.2732 | 1699.4419 | 1697.2047 | 1692.8866 | 0 | 0 | 0 | 0 | 0 | 0 | 0 | 0 | 0 | 0 | 0 | 0 | 0 | 0 | 17163.0576 | 1712.6042 | 3456.0758 | 5204.1967 | 6933.2549 | 8651.6267 | 10362.2512 | 12073.5245 | 13772.9664 | 15470.171 | 17163.0576 | 17163.0576 | 17163.0576 | 17163.0576 | 17163.0576 | 17163.0576 | 17163.0576 | 17163.0576 | 17163.0576 | 17163.0576 | 17163.0576 | 17163.0576 | 17163.0576 | 17163.0576 | 17163.0576 | 0 | 0 | 0 | 0 | 0 | 0 | 0 | 0 | 0 | 0 | 0 | 0 | 0 | 0 | 0 | 0 | 0 | 0 | 0 | 0 | 0 | 0 | 0 | 0 | 0 | 0 | 0 | 0 | 0 | 0 | 0 | 0 | 0 | 0 | 0 | 0 | 0 | 0 | 0 | 0 | 0 | 0 | 0 | 0 | 0 | 0 | 0 | 0 | 0 | 0 | 0 | 0 | 0 | 0 | 0 | 0 | 0 | 0 | 0 | 0 | 0 | 0.2279 | 0.4599 | 0.69253 | 0.92262 | 1.1513 | 1.3789 | 1.6066 | 1.8328 | 2.0586 | 2.2839 | 2.2839 | 2.2839 | 2.2839 | 2.2839 | 2.2839 | 2.2839 | 2.2839 | 2.2839 | 2.2839 | 2.2839 | 2.2839 | 2.2839 | 2.2839 | 2.2839 | 1010.779 | 1028.9969 | 1031.7409 | 1020.4902 | 1014.183 | 1009.6106 | 1009.9934 | 1003.0106 | 1001.6902 | 999.1417 | 0 | 0 | 0 | 0 | 0 | 0 | 0 | 0 | 0 | 0 | 0 | 0 | 0 | 0 | 10129.6365 | 0 | 0 | 0 | 0 | 0 | 0 | 0 | 0 | 0 | 0 | 0 | 0 | 0 | 0 | 0 | 0 | 0 | 0 | 0 | 0 | 0.01847% | 0.31628 | 0.63825 | 0.96109 | 1.2804 | 1.5977 | 1.9137 | 2.2297 | 2.5435 | 2.857 | 3.1696 | 3.1696 | 3.1696 | 3.1696 | 3.1696 | 3.1696 | 3.1696 | 3.1696 | 3.1696 | 3.1696 | 3.1696 | 3.1696 | 3.1696 | 3.1696 | 3.1696
| IND-Lighting-7P_V2 | M_Input | Council 7th Plan | 2020 | Retro | 2022 | 2045 | PSE | Industrial | Hi Tech - Chip Fabrication | Electric | Per Region | NA | NA | Hi Tech - Chip Fabrication Efficient Lighting 3 Shift | Hi Tech - Chip Fabrication Efficient Lighting 3 Shift | 6749.7982 | 8.6758 | 2046.7699 | -144.8836 | I-All-Other-Shift3-All-All-S | 0 | 0 | 0 | 0 | 0 | 0 | 0 | 0 | 0 | 0 | 0 | 0 | Comm Flat | Efficient Lighting 3 Shift | Efficient Lighting 3 Shift | IndShift3 | 0.01266% | 100% | 0% | 1 | 1 | 100% | 11.53% | 85% | 6.8% | 0.2% | 2890.9512 | 125.7851 | 301.6736 | 2652.9604 | 0 | 0 | 0 | 943.5535 | 0 |  | 0.011975 | 0 | 0.011975 | 01. ($9,999.000) to $0.028 | N/A | 0 | 01. ($9,999.00) to $0.22 | N/A | 0.085 | 0.085 | 0.085 | 0.085 | 0.085 | 0.085 | 0.085 | 0.085 | 0.085 | 0.085 | 0 | 0 | 0 | 0 | 0 | 0 | 0 | 0 | 0 | 0 | 0 | 0 | 0 | 0 | 573.7328 | 584.0736 | 585.6312 | 579.2451 | 575.665 | 573.0697 | 573.287 | 569.3234 | 568.5739 | 567.1273 | 0 | 0 | 0 | 0 | 0 | 0 | 0 | 0 | 0 | 0 | 0 | 0 | 0 | 0 | 5749.729 | 573.7328 | 1157.8065 | 1743.4376 | 2322.6827 | 2898.3477 | 3471.4174 | 4044.7044 | 4614.0278 | 5182.6017 | 5749.729 | 5749.729 | 5749.729 | 5749.729 | 5749.729 | 5749.729 | 5749.729 | 5749.729 | 5749.729 | 5749.729 | 5749.729 | 5749.729 | 5749.729 | 5749.729 | 5749.729 | 0 | 0 | 0 | 0 | 0 | 0 | 0 | 0 | 0 | 0 | 0 | 0 | 0 | 0 | 0 | 0 | 0 | 0 | 0 | 0 | 0 | 0 | 0 | 0 | 0 | 0 | 0 | 0 | 0 | 0 | 0 | 0 | 0 | 0 | 0 | 0 | 0 | 0 | 0 | 0 | 0 | 0 | 0 | 0 | 0 | 0 | 0 | 0 | 0 | 0 | 0 | 0 | 0 | 0 | 0 | 0 | 0 | 0 | 0 | 0 | 0 | 0.072633 | 0.14657 | 0.22071 | 0.29404 | 0.36692 | 0.43947 | 0.51204 | 0.58412 | 0.6561 | 0.72789 | 0.72789 | 0.72789 | 0.72789 | 0.72789 | 0.72789 | 0.72789 | 0.72789 | 0.72789 | 0.72789 | 0.72789 | 0.72789 | 0.72789 | 0.72789 | 0.72789 | 80.202 | 81.6476 | 81.8653 | 80.9726 | 80.4721 | 80.1093 | 80.1397 | 79.5857 | 79.4809 | 79.2787 | 0 | 0 | 0 | 0 | 0 | 0 | 0 | 0 | 0 | 0 | 0 | 0 | 0 | 0 | 803.754 | 0 | 0 | 0 | 0 | 0 | 0 | 0 | 0 | 0 | 0 | 0 | 0 | 0 | 0 | 0 | 0 | 0 | 0 | 0 | 0 | 0.01296% | 0.07434 | 0.15002 | 0.2259 | 0.30095 | 0.37554 | 0.4498 | 0.52408 | 0.59785 | 0.67152 | 0.745 | 0.745 | 0.745 | 0.745 | 0.745 | 0.745 | 0.745 | 0.745 | 0.745 | 0.745 | 0.745 | 0.745 | 0.745 | 0.745 | 0.745
| IND-Lighting-7P_V2 | M_Input | Council 7th Plan | 2020 | Retro | 2022 | 2045 | PSE | Industrial | Hi Tech - Chip Fabrication | Electric | Per Region | NA | NA | Hi Tech - Chip Fabrication Lighting Controls | Hi Tech - Chip Fabrication Lighting Controls | 46071.2799 | 10 | 49096.9398 | -519.5899 | I-All-Other-Shift3-All-All-S | 0 | 0 | 0 | 0 | 0 | 0 | 0 | 0 | 0 | 0 | 0 | 0 | Comm Flat | Lighting Controls | Lighting Controls | IndShift3 | 0.01266% | 100% | 0% | 1 | 1 | 100% | 10% | 85% | 6.8% | 0.2% | 21539.2944 | 858.5558 | 2239.785 | 81278.5313 | 0 | 0 | 0 | 81934.1353 | 0 |  | 0.15235 | 0 | 0.15235 | 10. $0.150 to $0.175 | N/A | 0 | 01. ($9,999.00) to $0.22 | N/A | 0.085 | 0.085 | 0.085 | 0.085 | 0.085 | 0.085 | 0.085 | 0.085 | 0.085 | 0.085 | 0 | 0 | 0 | 0 | 0 | 0 | 0 | 0 | 0 | 0 | 0 | 0 | 0 | 0 | 3916.0588 | 3986.6407 | 3997.2716 | 3953.6829 | 3929.247 | 3911.5323 | 3913.0154 | 3885.9618 | 3880.8461 | 3870.9724 | 0 | 0 | 0 | 0 | 0 | 0 | 0 | 0 | 0 | 0 | 0 | 0 | 0 | 0 | 39245.229 | 3916.0588 | 7902.6994 | 11899.9711 | 15853.654 | 19782.9009 | 23694.4332 | 27607.4486 | 31493.4104 | 35374.2566 | 39245.229 | 39245.229 | 39245.229 | 39245.229 | 39245.229 | 39245.229 | 39245.229 | 39245.229 | 39245.229 | 39245.229 | 39245.229 | 39245.229 | 39245.229 | 39245.229 | 39245.229 | 0 | 0 | 0 | 0 | 0 | 0 | 0 | 0 | 0 | 0 | 0 | 0 | 0 | 0 | 0 | 0 | 0 | 0 | 0 | 0 | 0 | 0 | 0 | 0 | 0 | 0 | 0 | 0 | 0 | 0 | 0 | 0 | 0 | 0 | 0 | 0 | 0 | 0 | 0 | 0 | 0 | 0 | 0 | 0 | 0 | 0 | 0 | 0 | 0 | 0 | 0 | 0 | 0 | 0 | 0 | 0 | 0 | 0 | 0 | 0 | 0 | 0.49576 | 1.0005 | 1.5065 | 2.007 | 2.5044 | 2.9996 | 3.495 | 3.987 | 4.4783 | 4.9683 | 4.9683 | 4.9683 | 4.9683 | 4.9683 | 4.9683 | 4.9683 | 4.9683 | 4.9683 | 4.9683 | 4.9683 | 4.9683 | 4.9683 | 4.9683 | 4.9683 | 6964.4015 | 7089.9258 | 7108.8321 | 7031.313 | 6987.8556 | 6956.3514 | 6958.9891 | 6910.8764 | 6901.7786 | 6884.2189 | 0 | 0 | 0 | 0 | 0 | 0 | 0 | 0 | 0 | 0 | 0 | 0 | 0 | 0 | 69794.5425 | 0 | 0 | 0 | 0 | 0 | 0 | 0 | 0 | 0 | 0 | 0 | 0 | 0 | 0 | 0 | 0 | 0 | 0 | 0 | 0 | 0.01296% | 0.50741 | 1.024 | 1.5419 | 2.0542 | 2.5633 | 3.0701 | 3.5771 | 4.0807 | 4.5835 | 5.0851 | 5.0851 | 5.0851 | 5.0851 | 5.0851 | 5.0851 | 5.0851 | 5.0851 | 5.0851 | 5.0851 | 5.0851 | 5.0851 | 5.0851 | 5.0851 | 5.0851
| IND-Lighting-7P_V2 | M_Input | Council 7th Plan | 2020 | Retro | 2022 | 2045 | PSE | Industrial | Hi Tech - Chip Fabrication | Electric | Per Region | NA | NA | Hi Tech - Chip Fabrication Motors: Rewind 20-50 HP | Hi Tech - Chip Fabrication Motors: Rewind 20-50 HP | 0 | 10 | 0 | 0 | I-All-Other-Shift3-All-All-S | 0 | 0 | 0 | 0 | 0 | 0 | 0 | 0 | 0 | 0 | 0 | 0 | Comm Flat | Motors: Rewind 20-50 HP | Motors: Rewind 20-50 HP | IndShift3 | 0.01266% | 100% | 0% | 1 | 1 | 100% | 10% | 85% | 6.8% | 0.2% | 0 | 0 | 0 | 0 | 0 | 0 | 0 | 0 | 0 |  | 0 | 0 | 0 | 01. ($9,999.000) to $0.028 | N/A | 0 | 01. ($9,999.00) to $0.22 | N/A | 0.085 | 0.085 | 0.085 | 0.085 | 0.085 | 0.085 | 0.085 | 0.085 | 0.085 | 0.085 | 0 | 0 | 0 | 0 | 0 | 0 | 0 | 0 | 0 | 0 | 0 | 0 | 0 | 0 | 0 | 0 | 0 | 0 | 0 | 0 | 0 | 0 | 0 | 0 | 0 | 0 | 0 | 0 | 0 | 0 | 0 | 0 | 0 | 0 | 0 | 0 | 0 | 0 | 0 | 0 | 0 | 0 | 0 | 0 | 0 | 0 | 0 | 0 | 0 | 0 | 0 | 0 | 0 | 0 | 0 | 0 | 0 | 0 | 0 | 0 | 0 | 0 | 0 | 0 | 0 | 0 | 0 | 0 | 0 | 0 | 0 | 0 | 0 | 0 | 0 | 0 | 0 | 0 | 0 | 0 | 0 | 0 | 0 | 0 | 0 | 0 | 0 | 0 | 0 | 0 | 0 | 0 | 0 | 0 | 0 | 0 | 0 | 0 | 0 | 0 | 0 | 0 | 0 | 0 | 0 | 0 | 0 | 0 | 0 | 0 | 0 | 0 | 0 | 0 | 0 | 0 | 0 | 0 | 0 | 0 | 0 | 0 | 0 | 0 | 0 | 0 | 0 | 0 | 0 | 0 | 0 | 0 | 0 | 0 | 0 | 0 | 0 | 0 | 0 | 0 | 0 | 0 | 0 | 0 | 0 | 0 | 0 | 0 | 0 | 0 | 0 | 0 | 0 | 0 | 0 | 0 | 0 | 0 | 0 | 0 | 0 | 0 | 0 | 0 | 0 | 0 | 0 | 0 | 0 | 0 | 0 | 0 | 0 | 0 | 0 | 0 | 0 | 0 | 0 | 0 | 0 | 0 | 0 | 0 | 0 | 0 | 0 | 0 | 0 | 0 | 0 | 0 | 0 | 0.01296% | 0 | 0 | 0 | 0 | 0 | 0 | 0 | 0 | 0 | 0 | 0 | 0 | 0 | 0 | 0 | 0 | 0 | 0 | 0 | 0 | 0 | 0 | 0 | 0
| IND-Lighting-7P_V2 | M_Input | Council 7th Plan | 2020 | Retro | 2022 | 2045 | PSE | Industrial | Hi Tech - Chip Fabrication | Electric | Per Region | NA | NA | Hi Tech - Chip Fabrication Motors: Rewind 51-100 HP | Hi Tech - Chip Fabrication Motors: Rewind 51-100 HP | 0 | 10 | 0 | 0 | I-All-Other-Shift3-All-All-S | 0 | 0 | 0 | 0 | 0 | 0 | 0 | 0 | 0 | 0 | 0 | 0 | Comm Flat | Motors: Rewind 51-100 HP | Motors: Rewind 51-100 HP | IndShift3 | 0.01266% | 100% | 0% | 1 | 1 | 100% | 10% | 85% | 6.8% | 0.2% | 0 | 0 | 0 | 0 | 0 | 0 | 0 | 0 | 0 |  | 0 | 0 | 0 | 01. ($9,999.000) to $0.028 | N/A | 0 | 01. ($9,999.00) to $0.22 | N/A | 0.085 | 0.085 | 0.085 | 0.085 | 0.085 | 0.085 | 0.085 | 0.085 | 0.085 | 0.085 | 0 | 0 | 0 | 0 | 0 | 0 | 0 | 0 | 0 | 0 | 0 | 0 | 0 | 0 | 0 | 0 | 0 | 0 | 0 | 0 | 0 | 0 | 0 | 0 | 0 | 0 | 0 | 0 | 0 | 0 | 0 | 0 | 0 | 0 | 0 | 0 | 0 | 0 | 0 | 0 | 0 | 0 | 0 | 0 | 0 | 0 | 0 | 0 | 0 | 0 | 0 | 0 | 0 | 0 | 0 | 0 | 0 | 0 | 0 | 0 | 0 | 0 | 0 | 0 | 0 | 0 | 0 | 0 | 0 | 0 | 0 | 0 | 0 | 0 | 0 | 0 | 0 | 0 | 0 | 0 | 0 | 0 | 0 | 0 | 0 | 0 | 0 | 0 | 0 | 0 | 0 | 0 | 0 | 0 | 0 | 0 | 0 | 0 | 0 | 0 | 0 | 0 | 0 | 0 | 0 | 0 | 0 | 0 | 0 | 0 | 0 | 0 | 0 | 0 | 0 | 0 | 0 | 0 | 0 | 0 | 0 | 0 | 0 | 0 | 0 | 0 | 0 | 0 | 0 | 0 | 0 | 0 | 0 | 0 | 0 | 0 | 0 | 0 | 0 | 0 | 0 | 0 | 0 | 0 | 0 | 0 | 0 | 0 | 0 | 0 | 0 | 0 | 0 | 0 | 0 | 0 | 0 | 0 | 0 | 0 | 0 | 0 | 0 | 0 | 0 | 0 | 0 | 0 | 0 | 0 | 0 | 0 | 0 | 0 | 0 | 0 | 0 | 0 | 0 | 0 | 0 | 0 | 0 | 0 | 0 | 0 | 0 | 0 | 0 | 0 | 0 | 0 | 0 | 0.01296% | 0 | 0 | 0 | 0 | 0 | 0 | 0 | 0 | 0 | 0 | 0 | 0 | 0 | 0 | 0 | 0 | 0 | 0 | 0 | 0 | 0 | 0 | 0 | 0
| IND-Lighting-7P_V2 | M_Input | Council 7th Plan | 2020 | Retro | 2022 | 2045 | PSE | Industrial | Hi Tech - Chip Fabrication | Electric | Per Region | NA | NA | Hi Tech - Chip Fabrication Motors: Rewind 101-200 HP | Hi Tech - Chip Fabrication Motors: Rewind 101-200 HP | 0 | 10 | 0 | 0 | I-All-Other-Shift3-All-All-S | 0 | 0 | 0 | 0 | 0 | 0 | 0 | 0 | 0 | 0 | 0 | 0 | Comm Flat | Motors: Rewind 101-200 HP | Motors: Rewind 101-200 HP | IndShift3 | 0.01266% | 100% | 0% | 1 | 1 | 100% | 10% | 85% | 6.8% | 0.2% | 0 | 0 | 0 | 0 | 0 | 0 | 0 | 0 | 0 |  | 0 | 0 | 0 | 01. ($9,999.000) to $0.028 | N/A | 0 | 01. ($9,999.00) to $0.22 | N/A | 0.085 | 0.085 | 0.085 | 0.085 | 0.085 | 0.085 | 0.085 | 0.085 | 0.085 | 0.085 | 0 | 0 | 0 | 0 | 0 | 0 | 0 | 0 | 0 | 0 | 0 | 0 | 0 | 0 | 0 | 0 | 0 | 0 | 0 | 0 | 0 | 0 | 0 | 0 | 0 | 0 | 0 | 0 | 0 | 0 | 0 | 0 | 0 | 0 | 0 | 0 | 0 | 0 | 0 | 0 | 0 | 0 | 0 | 0 | 0 | 0 | 0 | 0 | 0 | 0 | 0 | 0 | 0 | 0 | 0 | 0 | 0 | 0 | 0 | 0 | 0 | 0 | 0 | 0 | 0 | 0 | 0 | 0 | 0 | 0 | 0 | 0 | 0 | 0 | 0 | 0 | 0 | 0 | 0 | 0 | 0 | 0 | 0 | 0 | 0 | 0 | 0 | 0 | 0 | 0 | 0 | 0 | 0 | 0 | 0 | 0 | 0 | 0 | 0 | 0 | 0 | 0 | 0 | 0 | 0 | 0 | 0 | 0 | 0 | 0 | 0 | 0 | 0 | 0 | 0 | 0 | 0 | 0 | 0 | 0 | 0 | 0 | 0 | 0 | 0 | 0 | 0 | 0 | 0 | 0 | 0 | 0 | 0 | 0 | 0 | 0 | 0 | 0 | 0 | 0 | 0 | 0 | 0 | 0 | 0 | 0 | 0 | 0 | 0 | 0 | 0 | 0 | 0 | 0 | 0 | 0 | 0 | 0 | 0 | 0 | 0 | 0 | 0 | 0 | 0 | 0 | 0 | 0 | 0 | 0 | 0 | 0 | 0 | 0 | 0 | 0 | 0 | 0 | 0 | 0 | 0 | 0 | 0 | 0 | 0 | 0 | 0 | 0 | 0 | 0 | 0 | 0 | 0 | 0.01296% | 0 | 0 | 0 | 0 | 0 | 0 | 0 | 0 | 0 | 0 | 0 | 0 | 0 | 0 | 0 | 0 | 0 | 0 | 0 | 0 | 0 | 0 | 0 | 0
| IND-Lighting-7P_V2 | M_Input | Council 7th Plan | 2020 | Retro | 2022 | 2045 | PSE | Industrial | Hi Tech - Chip Fabrication | Electric | Per Region | NA | NA | Hi Tech - Chip Fabrication Motors: Rewind 201-500 HP | Hi Tech - Chip Fabrication Motors: Rewind 201-500 HP | 0 | 10 | 0 | 0 | I-All-Other-Shift3-All-All-S | 0 | 0 | 0 | 0 | 0 | 0 | 0 | 0 | 0 | 0 | 0 | 0 | Comm Flat | Motors: Rewind 201-500 HP | Motors: Rewind 201-500 HP | IndShift3 | 0.01266% | 100% | 0% | 1 | 1 | 100% | 10% | 85% | 6.8% | 0.2% | 0 | 0 | 0 | 0 | 0 | 0 | 0 | 0 | 0 |  | 0 | 0 | 0 | 01. ($9,999.000) to $0.028 | N/A | 0 | 01. ($9,999.00) to $0.22 | N/A | 0.085 | 0.085 | 0.085 | 0.085 | 0.085 | 0.085 | 0.085 | 0.085 | 0.085 | 0.085 | 0 | 0 | 0 | 0 | 0 | 0 | 0 | 0 | 0 | 0 | 0 | 0 | 0 | 0 | 0 | 0 | 0 | 0 | 0 | 0 | 0 | 0 | 0 | 0 | 0 | 0 | 0 | 0 | 0 | 0 | 0 | 0 | 0 | 0 | 0 | 0 | 0 | 0 | 0 | 0 | 0 | 0 | 0 | 0 | 0 | 0 | 0 | 0 | 0 | 0 | 0 | 0 | 0 | 0 | 0 | 0 | 0 | 0 | 0 | 0 | 0 | 0 | 0 | 0 | 0 | 0 | 0 | 0 | 0 | 0 | 0 | 0 | 0 | 0 | 0 | 0 | 0 | 0 | 0 | 0 | 0 | 0 | 0 | 0 | 0 | 0 | 0 | 0 | 0 | 0 | 0 | 0 | 0 | 0 | 0 | 0 | 0 | 0 | 0 | 0 | 0 | 0 | 0 | 0 | 0 | 0 | 0 | 0 | 0 | 0 | 0 | 0 | 0 | 0 | 0 | 0 | 0 | 0 | 0 | 0 | 0 | 0 | 0 | 0 | 0 | 0 | 0 | 0 | 0 | 0 | 0 | 0 | 0 | 0 | 0 | 0 | 0 | 0 | 0 | 0 | 0 | 0 | 0 | 0 | 0 | 0 | 0 | 0 | 0 | 0 | 0 | 0 | 0 | 0 | 0 | 0 | 0 | 0 | 0 | 0 | 0 | 0 | 0 | 0 | 0 | 0 | 0 | 0 | 0 | 0 | 0 | 0 | 0 | 0 | 0 | 0 | 0 | 0 | 0 | 0 | 0 | 0 | 0 | 0 | 0 | 0 | 0 | 0 | 0 | 0 | 0 | 0 | 0 | 0.01296% | 0 | 0 | 0 | 0 | 0 | 0 | 0 | 0 | 0 | 0 | 0 | 0 | 0 | 0 | 0 | 0 | 0 | 0 | 0 | 0 | 0 | 0 | 0 | 0
| IND-Lighting-7P_V2 | M_Input | Council 7th Plan | 2020 | Retro | 2022 | 2045 | PSE | Industrial | Hi Tech - Chip Fabrication | Electric | Per Region | NA | NA | Hi Tech - Chip Fabrication Motors: Rewind 501-5000 HP | Hi Tech - Chip Fabrication Motors: Rewind 501-5000 HP | 0 | 10 | 0 | 0 | I-All-Other-Shift3-All-All-S | 0 | 0 | 0 | 0 | 0 | 0 | 0 | 0 | 0 | 0 | 0 | 0 | Comm Flat | Motors: Rewind 501-5000 HP | Motors: Rewind 501-5000 HP | IndShift3 | 0.01266% | 100% | 0% | 1 | 1 | 100% | 10% | 85% | 6.8% | 0.2% | 0 | 0 | 0 | 0 | 0 | 0 | 0 | 0 | 0 |  | 0 | 0 | 0 | 01. ($9,999.000) to $0.028 | N/A | 0 | 01. ($9,999.00) to $0.22 | N/A | 0.085 | 0.085 | 0.085 | 0.085 | 0.085 | 0.085 | 0.085 | 0.085 | 0.085 | 0.085 | 0 | 0 | 0 | 0 | 0 | 0 | 0 | 0 | 0 | 0 | 0 | 0 | 0 | 0 | 0 | 0 | 0 | 0 | 0 | 0 | 0 | 0 | 0 | 0 | 0 | 0 | 0 | 0 | 0 | 0 | 0 | 0 | 0 | 0 | 0 | 0 | 0 | 0 | 0 | 0 | 0 | 0 | 0 | 0 | 0 | 0 | 0 | 0 | 0 | 0 | 0 | 0 | 0 | 0 | 0 | 0 | 0 | 0 | 0 | 0 | 0 | 0 | 0 | 0 | 0 | 0 | 0 | 0 | 0 | 0 | 0 | 0 | 0 | 0 | 0 | 0 | 0 | 0 | 0 | 0 | 0 | 0 | 0 | 0 | 0 | 0 | 0 | 0 | 0 | 0 | 0 | 0 | 0 | 0 | 0 | 0 | 0 | 0 | 0 | 0 | 0 | 0 | 0 | 0 | 0 | 0 | 0 | 0 | 0 | 0 | 0 | 0 | 0 | 0 | 0 | 0 | 0 | 0 | 0 | 0 | 0 | 0 | 0 | 0 | 0 | 0 | 0 | 0 | 0 | 0 | 0 | 0 | 0 | 0 | 0 | 0 | 0 | 0 | 0 | 0 | 0 | 0 | 0 | 0 | 0 | 0 | 0 | 0 | 0 | 0 | 0 | 0 | 0 | 0 | 0 | 0 | 0 | 0 | 0 | 0 | 0 | 0 | 0 | 0 | 0 | 0 | 0 | 0 | 0 | 0 | 0 | 0 | 0 | 0 | 0 | 0 | 0 | 0 | 0 | 0 | 0 | 0 | 0 | 0 | 0 | 0 | 0 | 0 | 0 | 0 | 0 | 0 | 0 | 0.01296% | 0 | 0 | 0 | 0 | 0 | 0 | 0 | 0 | 0 | 0 | 0 | 0 | 0 | 0 | 0 | 0 | 0 | 0 | 0 | 0 | 0 | 0 | 0 | 0
| IND-Lighting-7P_V2 | M_Input | Council 7th Plan | 2020 | Retro | 2022 | 2045 | PSE | Industrial | Hi Tech - Chip Fabrication | Electric | Per Region | NA | NA | Hi Tech - Chip Fabrication Efficient Centrifugal Fan | Hi Tech - Chip Fabrication Efficient Centrifugal Fan | 0 | 10 | 0 | 0 | I-SIC26-Proc-All-All-All-E | 0 | 0 | 0 | 0 | 0 | 0 | 0 | 0 | 0 | 0 | 0 | 0 | Comm Flat | Efficient Centrifugal Fan | Efficient Centrifugal Fan | SIC26 | 0.01095% | 100% | 0% | 1 | 1 | 100% | 10% | 85% | 6.8% | 0.2% | 0 | 0 | 0 | 0 | 0 | 0 | 0 | 0 | 0 |  | 0 | 0 | 0 | 01. ($9,999.000) to $0.028 | N/A | 0 | 01. ($9,999.00) to $0.22 | N/A | 0.085 | 0.085 | 0.085 | 0.085 | 0.085 | 0.085 | 0.085 | 0.085 | 0.085 | 0.085 | 0 | 0 | 0 | 0 | 0 | 0 | 0 | 0 | 0 | 0 | 0 | 0 | 0 | 0 | 0 | 0 | 0 | 0 | 0 | 0 | 0 | 0 | 0 | 0 | 0 | 0 | 0 | 0 | 0 | 0 | 0 | 0 | 0 | 0 | 0 | 0 | 0 | 0 | 0 | 0 | 0 | 0 | 0 | 0 | 0 | 0 | 0 | 0 | 0 | 0 | 0 | 0 | 0 | 0 | 0 | 0 | 0 | 0 | 0 | 0 | 0 | 0 | 0 | 0 | 0 | 0 | 0 | 0 | 0 | 0 | 0 | 0 | 0 | 0 | 0 | 0 | 0 | 0 | 0 | 0 | 0 | 0 | 0 | 0 | 0 | 0 | 0 | 0 | 0 | 0 | 0 | 0 | 0 | 0 | 0 | 0 | 0 | 0 | 0 | 0 | 0 | 0 | 0 | 0 | 0 | 0 | 0 | 0 | 0 | 0 | 0 | 0 | 0 | 0 | 0 | 0 | 0 | 0 | 0 | 0 | 0 | 0 | 0 | 0 | 0 | 0 | 0 | 0 | 0 | 0 | 0 | 0 | 0 | 0 | 0 | 0 | 0 | 0 | 0 | 0 | 0 | 0 | 0 | 0 | 0 | 0 | 0 | 0 | 0 | 0 | 0 | 0 | 0 | 0 | 0 | 0 | 0 | 0 | 0 | 0 | 0 | 0 | 0 | 0 | 0 | 0 | 0 | 0 | 0 | 0 | 0 | 0 | 0 | 0 | 0 | 0 | 0 | 0 | 0 | 0 | 0 | 0 | 0 | 0 | 0 | 0 | 0 | 0 | 0 | 0 | 0 | 0 | 0 | 0.01124% | 0 | 0 | 0 | 0 | 0 | 0 | 0 | 0 | 0 | 0 | 0 | 0 | 0 | 0 | 0 | 0 | 0 | 0 | 0 | 0 | 0 | 0 | 0 | 0
| IND-Lighting-7P_V2 | M_Input | Council 7th Plan | 2020 | Retro | 2022 | 2045 | PSE | Industrial | Hi Tech - Chip Fabrication | Electric | Per Region | NA | NA | Hi Tech - Chip Fabrication Fan Energy Management | Hi Tech - Chip Fabrication Fan Energy Management | 0 | 10 | 0 | 0 | I-SIC20-Proc-All-All-All-E | 0 | 0 | 0 | 0 | 0 | 0 | 0 | 0 | 0 | 0 | 0 | 0 | Comm Flat | Fan Energy Management | Fan Energy Management | SIC20 | 0.01146% | 100% | 0% | 1 | 1 | 100% | 10% | 85% | 6.8% | 0.2% | 0 | 0 | 0 | 0 | 0 | 0 | 0 | 0 | 0 |  | 0 | 0 | 0 | 01. ($9,999.000) to $0.028 | N/A | 0 | 01. ($9,999.00) to $0.22 | N/A | 0.085 | 0.085 | 0.085 | 0.085 | 0.085 | 0.085 | 0.085 | 0.085 | 0.085 | 0.085 | 0 | 0 | 0 | 0 | 0 | 0 | 0 | 0 | 0 | 0 | 0 | 0 | 0 | 0 | 0 | 0 | 0 | 0 | 0 | 0 | 0 | 0 | 0 | 0 | 0 | 0 | 0 | 0 | 0 | 0 | 0 | 0 | 0 | 0 | 0 | 0 | 0 | 0 | 0 | 0 | 0 | 0 | 0 | 0 | 0 | 0 | 0 | 0 | 0 | 0 | 0 | 0 | 0 | 0 | 0 | 0 | 0 | 0 | 0 | 0 | 0 | 0 | 0 | 0 | 0 | 0 | 0 | 0 | 0 | 0 | 0 | 0 | 0 | 0 | 0 | 0 | 0 | 0 | 0 | 0 | 0 | 0 | 0 | 0 | 0 | 0 | 0 | 0 | 0 | 0 | 0 | 0 | 0 | 0 | 0 | 0 | 0 | 0 | 0 | 0 | 0 | 0 | 0 | 0 | 0 | 0 | 0 | 0 | 0 | 0 | 0 | 0 | 0 | 0 | 0 | 0 | 0 | 0 | 0 | 0 | 0 | 0 | 0 | 0 | 0 | 0 | 0 | 0 | 0 | 0 | 0 | 0 | 0 | 0 | 0 | 0 | 0 | 0 | 0 | 0 | 0 | 0 | 0 | 0 | 0 | 0 | 0 | 0 | 0 | 0 | 0 | 0 | 0 | 0 | 0 | 0 | 0 | 0 | 0 | 0 | 0 | 0 | 0 | 0 | 0 | 0 | 0 | 0 | 0 | 0 | 0 | 0 | 0 | 0 | 0 | 0 | 0 | 0 | 0 | 0 | 0 | 0 | 0 | 0 | 0 | 0 | 0 | 0 | 0 | 0 | 0 | 0 | 0 | 0.01326% | 0 | 0 | 0 | 0 | 0 | 0 | 0 | 0 | 0 | 0 | 0 | 0 | 0 | 0 | 0 | 0 | 0 | 0 | 0 | 0 | 0 | 0 | 0 | 0
| IND-Lighting-7P_V2 | M_Input | Council 7th Plan | 2020 | Retro | 2022 | 2045 | PSE | Industrial | Hi Tech - Chip Fabrication | Electric | Per Region | NA | NA | Hi Tech - Chip Fabrication Fan Equipment Upgrade | Hi Tech - Chip Fabrication Fan Equipment Upgrade | 0 | 10 | 0 | 0 | I-All-Other-Shift3-All-All-S | 0 | 0 | 0 | 0 | 0 | 0 | 0 | 0 | 0 | 0 | 0 | 0 | Comm Flat | Fan Equipment Upgrade | Fan Equipment Upgrade | IndShift3 | 0.01266% | 100% | 0% | 1 | 1 | 100% | 10% | 85% | 6.8% | 0.2% | 0 | 0 | 0 | 0 | 0 | 0 | 0 | 0 | 0 |  | 0 | 0 | 0 | 01. ($9,999.000) to $0.028 | N/A | 0 | 01. ($9,999.00) to $0.22 | N/A | 0.085 | 0.085 | 0.085 | 0.085 | 0.085 | 0.085 | 0.085 | 0.085 | 0.085 | 0.085 | 0 | 0 | 0 | 0 | 0 | 0 | 0 | 0 | 0 | 0 | 0 | 0 | 0 | 0 | 0 | 0 | 0 | 0 | 0 | 0 | 0 | 0 | 0 | 0 | 0 | 0 | 0 | 0 | 0 | 0 | 0 | 0 | 0 | 0 | 0 | 0 | 0 | 0 | 0 | 0 | 0 | 0 | 0 | 0 | 0 | 0 | 0 | 0 | 0 | 0 | 0 | 0 | 0 | 0 | 0 | 0 | 0 | 0 | 0 | 0 | 0 | 0 | 0 | 0 | 0 | 0 | 0 | 0 | 0 | 0 | 0 | 0 | 0 | 0 | 0 | 0 | 0 | 0 | 0 | 0 | 0 | 0 | 0 | 0 | 0 | 0 | 0 | 0 | 0 | 0 | 0 | 0 | 0 | 0 | 0 | 0 | 0 | 0 | 0 | 0 | 0 | 0 | 0 | 0 | 0 | 0 | 0 | 0 | 0 | 0 | 0 | 0 | 0 | 0 | 0 | 0 | 0 | 0 | 0 | 0 | 0 | 0 | 0 | 0 | 0 | 0 | 0 | 0 | 0 | 0 | 0 | 0 | 0 | 0 | 0 | 0 | 0 | 0 | 0 | 0 | 0 | 0 | 0 | 0 | 0 | 0 | 0 | 0 | 0 | 0 | 0 | 0 | 0 | 0 | 0 | 0 | 0 | 0 | 0 | 0 | 0 | 0 | 0 | 0 | 0 | 0 | 0 | 0 | 0 | 0 | 0 | 0 | 0 | 0 | 0 | 0 | 0 | 0 | 0 | 0 | 0 | 0 | 0 | 0 | 0 | 0 | 0 | 0 | 0 | 0 | 0 | 0 | 0 | 0.01296% | 0 | 0 | 0 | 0 | 0 | 0 | 0 | 0 | 0 | 0 | 0 | 0 | 0 | 0 | 0 | 0 | 0 | 0 | 0 | 0 | 0 | 0 | 0 | 0
| IND-Lighting-7P_V2 | M_Input | Council 7th Plan | 2020 | Retro | 2022 | 2045 | PSE | Industrial | Hi Tech - Chip Fabrication | Electric | Per Region | NA | NA | Hi Tech - Chip Fabrication Fan System Optimization | Hi Tech - Chip Fabrication Fan System Optimization | 0 | 10 | 0 | 0 | I-SIC24-Proc-All-All-All-E | 0 | 0 | 0 | 0 | 0 | 0 | 0 | 0 | 0 | 0 | 0 | 0 | Comm Flat | Fan System Optimization | Fan System Optimization | SIC24 | 0.01335% | 100% | 0% | 1 | 1 | 100% | 10% | 85% | 6.8% | 0.2% | 0 | 0 | 0 | 0 | 0 | 0 | 0 | 0 | 0 |  | 0 | 0 | 0 | 01. ($9,999.000) to $0.028 | N/A | 0 | 01. ($9,999.00) to $0.22 | N/A | 0.085 | 0.085 | 0.085 | 0.085 | 0.085 | 0.085 | 0.085 | 0.085 | 0.085 | 0.085 | 0 | 0 | 0 | 0 | 0 | 0 | 0 | 0 | 0 | 0 | 0 | 0 | 0 | 0 | 0 | 0 | 0 | 0 | 0 | 0 | 0 | 0 | 0 | 0 | 0 | 0 | 0 | 0 | 0 | 0 | 0 | 0 | 0 | 0 | 0 | 0 | 0 | 0 | 0 | 0 | 0 | 0 | 0 | 0 | 0 | 0 | 0 | 0 | 0 | 0 | 0 | 0 | 0 | 0 | 0 | 0 | 0 | 0 | 0 | 0 | 0 | 0 | 0 | 0 | 0 | 0 | 0 | 0 | 0 | 0 | 0 | 0 | 0 | 0 | 0 | 0 | 0 | 0 | 0 | 0 | 0 | 0 | 0 | 0 | 0 | 0 | 0 | 0 | 0 | 0 | 0 | 0 | 0 | 0 | 0 | 0 | 0 | 0 | 0 | 0 | 0 | 0 | 0 | 0 | 0 | 0 | 0 | 0 | 0 | 0 | 0 | 0 | 0 | 0 | 0 | 0 | 0 | 0 | 0 | 0 | 0 | 0 | 0 | 0 | 0 | 0 | 0 | 0 | 0 | 0 | 0 | 0 | 0 | 0 | 0 | 0 | 0 | 0 | 0 | 0 | 0 | 0 | 0 | 0 | 0 | 0 | 0 | 0 | 0 | 0 | 0 | 0 | 0 | 0 | 0 | 0 | 0 | 0 | 0 | 0 | 0 | 0 | 0 | 0 | 0 | 0 | 0 | 0 | 0 | 0 | 0 | 0 | 0 | 0 | 0 | 0 | 0 | 0 | 0 | 0 | 0 | 0 | 0 | 0 | 0 | 0 | 0 | 0 | 0 | 0 | 0 | 0 | 0 | 0.01209% | 0 | 0 | 0 | 0 | 0 | 0 | 0 | 0 | 0 | 0 | 0 | 0 | 0 | 0 | 0 | 0 | 0 | 0 | 0 | 0 | 0 | 0 | 0 | 0
| IND-Lighting-7P_V2 | M_Input | Council 7th Plan | 2020 | Retro | 2022 | 2045 | PSE | Industrial | Hi Tech - Chip Fabrication | Electric | Per Region | NA | NA | Hi Tech - Chip Fabrication Pump Energy Management | Hi Tech - Chip Fabrication Pump Energy Management | 0 | 10 | 0 | 0 | I-SIC26-Proc-All-All-All-E | 0 | 0 | 0 | 0 | 0 | 0 | 0 | 0 | 0 | 0 | 0 | 0 | Comm Flat | Pump Energy Management | Pump Energy Management | SIC26 | 0.01095% | 100% | 0% | 1 | 1 | 100% | 10% | 85% | 6.8% | 0.2% | 0 | 0 | 0 | 0 | 0 | 0 | 0 | 0 | 0 |  | 0 | 0 | 0 | 01. ($9,999.000) to $0.028 | N/A | 0 | 01. ($9,999.00) to $0.22 | N/A | 0.085 | 0.085 | 0.085 | 0.085 | 0.085 | 0.085 | 0.085 | 0.085 | 0.085 | 0.085 | 0 | 0 | 0 | 0 | 0 | 0 | 0 | 0 | 0 | 0 | 0 | 0 | 0 | 0 | 0 | 0 | 0 | 0 | 0 | 0 | 0 | 0 | 0 | 0 | 0 | 0 | 0 | 0 | 0 | 0 | 0 | 0 | 0 | 0 | 0 | 0 | 0 | 0 | 0 | 0 | 0 | 0 | 0 | 0 | 0 | 0 | 0 | 0 | 0 | 0 | 0 | 0 | 0 | 0 | 0 | 0 | 0 | 0 | 0 | 0 | 0 | 0 | 0 | 0 | 0 | 0 | 0 | 0 | 0 | 0 | 0 | 0 | 0 | 0 | 0 | 0 | 0 | 0 | 0 | 0 | 0 | 0 | 0 | 0 | 0 | 0 | 0 | 0 | 0 | 0 | 0 | 0 | 0 | 0 | 0 | 0 | 0 | 0 | 0 | 0 | 0 | 0 | 0 | 0 | 0 | 0 | 0 | 0 | 0 | 0 | 0 | 0 | 0 | 0 | 0 | 0 | 0 | 0 | 0 | 0 | 0 | 0 | 0 | 0 | 0 | 0 | 0 | 0 | 0 | 0 | 0 | 0 | 0 | 0 | 0 | 0 | 0 | 0 | 0 | 0 | 0 | 0 | 0 | 0 | 0 | 0 | 0 | 0 | 0 | 0 | 0 | 0 | 0 | 0 | 0 | 0 | 0 | 0 | 0 | 0 | 0 | 0 | 0 | 0 | 0 | 0 | 0 | 0 | 0 | 0 | 0 | 0 | 0 | 0 | 0 | 0 | 0 | 0 | 0 | 0 | 0 | 0 | 0 | 0 | 0 | 0 | 0 | 0 | 0 | 0 | 0 | 0 | 0 | 0.01124% | 0 | 0 | 0 | 0 | 0 | 0 | 0 | 0 | 0 | 0 | 0 | 0 | 0 | 0 | 0 | 0 | 0 | 0 | 0 | 0 | 0 | 0 | 0 | 0
| IND-Lighting-7P_V2 | M_Input | Council 7th Plan | 2020 | Retro | 2022 | 2045 | PSE | Industrial | Hi Tech - Chip Fabrication | Electric | Per Region | NA | NA | Hi Tech - Chip Fabrication Pump Equipment Upgrade | Hi Tech - Chip Fabrication Pump Equipment Upgrade | 0 | 10 | 0 | 0 | I-SIC26-Proc-All-All-All-E | 0 | 0 | 0 | 0 | 0 | 0 | 0 | 0 | 0 | 0 | 0 | 0 | Comm Flat | Pump Equipment Upgrade | Pump Equipment Upgrade | SIC26 | 0.01095% | 100% | 0% | 1 | 1 | 100% | 10% | 85% | 6.8% | 0.2% | 0 | 0 | 0 | 0 | 0 | 0 | 0 | 0 | 0 |  | 0 | 0 | 0 | 01. ($9,999.000) to $0.028 | N/A | 0 | 01. ($9,999.00) to $0.22 | N/A | 0.085 | 0.085 | 0.085 | 0.085 | 0.085 | 0.085 | 0.085 | 0.085 | 0.085 | 0.085 | 0 | 0 | 0 | 0 | 0 | 0 | 0 | 0 | 0 | 0 | 0 | 0 | 0 | 0 | 0 | 0 | 0 | 0 | 0 | 0 | 0 | 0 | 0 | 0 | 0 | 0 | 0 | 0 | 0 | 0 | 0 | 0 | 0 | 0 | 0 | 0 | 0 | 0 | 0 | 0 | 0 | 0 | 0 | 0 | 0 | 0 | 0 | 0 | 0 | 0 | 0 | 0 | 0 | 0 | 0 | 0 | 0 | 0 | 0 | 0 | 0 | 0 | 0 | 0 | 0 | 0 | 0 | 0 | 0 | 0 | 0 | 0 | 0 | 0 | 0 | 0 | 0 | 0 | 0 | 0 | 0 | 0 | 0 | 0 | 0 | 0 | 0 | 0 | 0 | 0 | 0 | 0 | 0 | 0 | 0 | 0 | 0 | 0 | 0 | 0 | 0 | 0 | 0 | 0 | 0 | 0 | 0 | 0 | 0 | 0 | 0 | 0 | 0 | 0 | 0 | 0 | 0 | 0 | 0 | 0 | 0 | 0 | 0 | 0 | 0 | 0 | 0 | 0 | 0 | 0 | 0 | 0 | 0 | 0 | 0 | 0 | 0 | 0 | 0 | 0 | 0 | 0 | 0 | 0 | 0 | 0 | 0 | 0 | 0 | 0 | 0 | 0 | 0 | 0 | 0 | 0 | 0 | 0 | 0 | 0 | 0 | 0 | 0 | 0 | 0 | 0 | 0 | 0 | 0 | 0 | 0 | 0 | 0 | 0 | 0 | 0 | 0 | 0 | 0 | 0 | 0 | 0 | 0 | 0 | 0 | 0 | 0 | 0 | 0 | 0 | 0 | 0 | 0 | 0.01124% | 0 | 0 | 0 | 0 | 0 | 0 | 0 | 0 | 0 | 0 | 0 | 0 | 0 | 0 | 0 | 0 | 0 | 0 | 0 | 0 | 0 | 0 | 0 | 0
| IND-Lighting-7P_V2 | M_Input | Council 7th Plan | 2020 | Retro | 2022 | 2045 | PSE | Industrial | Hi Tech - Chip Fabrication | Electric | Per Region | NA | NA | Hi Tech - Chip Fabrication Pump System Optimization | Hi Tech - Chip Fabrication Pump System Optimization | 0 | 12 | 0 | 0 | I-SIC20-Proc-All-All-All-E | 0 | 0 | 0 | 0 | 0 | 0 | 0 | 0 | 0 | 0 | 0 | 0 | Comm Flat | Pump System Optimization | Pump System Optimization | SIC20 | 0.01146% | 100% | 0% | 1 | 1 | 100% | 8.333% | 85% | 6.8% | 0.2% | 0 | 0 | 0 | 0 | 0 | 0 | 0 | 0 | 0 |  | 0 | 0 | 0 | 01. ($9,999.000) to $0.028 | N/A | 0 | 01. ($9,999.00) to $0.22 | N/A | 0.085 | 0.085 | 0.085 | 0.085 | 0.085 | 0.085 | 0.085 | 0.085 | 0.085 | 0.085 | 0 | 0 | 0 | 0 | 0 | 0 | 0 | 0 | 0 | 0 | 0 | 0 | 0 | 0 | 0 | 0 | 0 | 0 | 0 | 0 | 0 | 0 | 0 | 0 | 0 | 0 | 0 | 0 | 0 | 0 | 0 | 0 | 0 | 0 | 0 | 0 | 0 | 0 | 0 | 0 | 0 | 0 | 0 | 0 | 0 | 0 | 0 | 0 | 0 | 0 | 0 | 0 | 0 | 0 | 0 | 0 | 0 | 0 | 0 | 0 | 0 | 0 | 0 | 0 | 0 | 0 | 0 | 0 | 0 | 0 | 0 | 0 | 0 | 0 | 0 | 0 | 0 | 0 | 0 | 0 | 0 | 0 | 0 | 0 | 0 | 0 | 0 | 0 | 0 | 0 | 0 | 0 | 0 | 0 | 0 | 0 | 0 | 0 | 0 | 0 | 0 | 0 | 0 | 0 | 0 | 0 | 0 | 0 | 0 | 0 | 0 | 0 | 0 | 0 | 0 | 0 | 0 | 0 | 0 | 0 | 0 | 0 | 0 | 0 | 0 | 0 | 0 | 0 | 0 | 0 | 0 | 0 | 0 | 0 | 0 | 0 | 0 | 0 | 0 | 0 | 0 | 0 | 0 | 0 | 0 | 0 | 0 | 0 | 0 | 0 | 0 | 0 | 0 | 0 | 0 | 0 | 0 | 0 | 0 | 0 | 0 | 0 | 0 | 0 | 0 | 0 | 0 | 0 | 0 | 0 | 0 | 0 | 0 | 0 | 0 | 0 | 0 | 0 | 0 | 0 | 0 | 0 | 0 | 0 | 0 | 0 | 0 | 0 | 0 | 0 | 0 | 0 | 0 | 0.01326% | 0 | 0 | 0 | 0 | 0 | 0 | 0 | 0 | 0 | 0 | 0 | 0 | 0 | 0 | 0 | 0 | 0 | 0 | 0 | 0 | 0 | 0 | 0 | 0
| IND-Lighting-7P_V2 | M_Input | Council 7th Plan | 2020 | Retro | 2022 | 2045 | PSE | Industrial | Hi Tech - Chip Fabrication | Electric | Per Region | NA | NA | Hi Tech - Chip Fabrication Transformers-Retrofit | Hi Tech - Chip Fabrication Transformers-Retrofit | 0 | 10 | 0 | 0 | I-All-Other-Shift3-All-All-S | 0 | 0 | 0 | 0 | 0 | 0 | 0 | 0 | 0 | 0 | 0 | 0 | Comm Flat | Transformers-Retrofit | Transformers-Retrofit | IndShift3 | 0.01266% | 100% | 0% | 1 | 1 | 100% | 10% | 85% | 6.8% | 0.2% | 0 | 0 | 0 | 0 | 0 | 0 | 0 | 0 | 0 |  | 0 | 0 | 0 | 01. ($9,999.000) to $0.028 | N/A | 0 | 01. ($9,999.00) to $0.22 | N/A | 0.085 | 0.085 | 0.085 | 0.085 | 0.085 | 0.085 | 0.085 | 0.085 | 0.085 | 0.085 | 0 | 0 | 0 | 0 | 0 | 0 | 0 | 0 | 0 | 0 | 0 | 0 | 0 | 0 | 0 | 0 | 0 | 0 | 0 | 0 | 0 | 0 | 0 | 0 | 0 | 0 | 0 | 0 | 0 | 0 | 0 | 0 | 0 | 0 | 0 | 0 | 0 | 0 | 0 | 0 | 0 | 0 | 0 | 0 | 0 | 0 | 0 | 0 | 0 | 0 | 0 | 0 | 0 | 0 | 0 | 0 | 0 | 0 | 0 | 0 | 0 | 0 | 0 | 0 | 0 | 0 | 0 | 0 | 0 | 0 | 0 | 0 | 0 | 0 | 0 | 0 | 0 | 0 | 0 | 0 | 0 | 0 | 0 | 0 | 0 | 0 | 0 | 0 | 0 | 0 | 0 | 0 | 0 | 0 | 0 | 0 | 0 | 0 | 0 | 0 | 0 | 0 | 0 | 0 | 0 | 0 | 0 | 0 | 0 | 0 | 0 | 0 | 0 | 0 | 0 | 0 | 0 | 0 | 0 | 0 | 0 | 0 | 0 | 0 | 0 | 0 | 0 | 0 | 0 | 0 | 0 | 0 | 0 | 0 | 0 | 0 | 0 | 0 | 0 | 0 | 0 | 0 | 0 | 0 | 0 | 0 | 0 | 0 | 0 | 0 | 0 | 0 | 0 | 0 | 0 | 0 | 0 | 0 | 0 | 0 | 0 | 0 | 0 | 0 | 0 | 0 | 0 | 0 | 0 | 0 | 0 | 0 | 0 | 0 | 0 | 0 | 0 | 0 | 0 | 0 | 0 | 0 | 0 | 0 | 0 | 0 | 0 | 0 | 0 | 0 | 0 | 0 | 0 | 0.01296% | 0 | 0 | 0 | 0 | 0 | 0 | 0 | 0 | 0 | 0 | 0 | 0 | 0 | 0 | 0 | 0 | 0 | 0 | 0 | 0 | 0 | 0 | 0 | 0
| IND-Lighting-7P_V2 | M_Input | Council 7th Plan | 2020 | Retro | 2022 | 2045 | PSE | Industrial | Hi Tech - Chip Fabrication | Electric | Per Region | NA | NA | Hi Tech - Chip Fabrication Transformers-New | Hi Tech - Chip Fabrication Transformers-New | 0 | 32 | 0 | 0 | I-All-Other-Shift3-All-All-S | 0 | 0 | 0 | 0 | 0 | 0 | 0 | 0 | 0 | 0 | 0 | 0 | Comm Flat | Transformers-New | Transformers-New | IndShift3 | 0.01266% | 100% | 0% | 1 | 1 | 100% | 3.125% | 85% | 6.8% | 0.2% | 0 | 0 | 0 | 0 | 0 | 0 | 0 | 0 | 0 |  | 0 | 0 | 0 | 01. ($9,999.000) to $0.028 | N/A | 0 | 01. ($9,999.00) to $0.22 | N/A | 0.085 | 0.085 | 0.085 | 0.085 | 0.085 | 0.085 | 0.085 | 0.085 | 0.085 | 0.085 | 0 | 0 | 0 | 0 | 0 | 0 | 0 | 0 | 0 | 0 | 0 | 0 | 0 | 0 | 0 | 0 | 0 | 0 | 0 | 0 | 0 | 0 | 0 | 0 | 0 | 0 | 0 | 0 | 0 | 0 | 0 | 0 | 0 | 0 | 0 | 0 | 0 | 0 | 0 | 0 | 0 | 0 | 0 | 0 | 0 | 0 | 0 | 0 | 0 | 0 | 0 | 0 | 0 | 0 | 0 | 0 | 0 | 0 | 0 | 0 | 0 | 0 | 0 | 0 | 0 | 0 | 0 | 0 | 0 | 0 | 0 | 0 | 0 | 0 | 0 | 0 | 0 | 0 | 0 | 0 | 0 | 0 | 0 | 0 | 0 | 0 | 0 | 0 | 0 | 0 | 0 | 0 | 0 | 0 | 0 | 0 | 0 | 0 | 0 | 0 | 0 | 0 | 0 | 0 | 0 | 0 | 0 | 0 | 0 | 0 | 0 | 0 | 0 | 0 | 0 | 0 | 0 | 0 | 0 | 0 | 0 | 0 | 0 | 0 | 0 | 0 | 0 | 0 | 0 | 0 | 0 | 0 | 0 | 0 | 0 | 0 | 0 | 0 | 0 | 0 | 0 | 0 | 0 | 0 | 0 | 0 | 0 | 0 | 0 | 0 | 0 | 0 | 0 | 0 | 0 | 0 | 0 | 0 | 0 | 0 | 0 | 0 | 0 | 0 | 0 | 0 | 0 | 0 | 0 | 0 | 0 | 0 | 0 | 0 | 0 | 0 | 0 | 0 | 0 | 0 | 0 | 0 | 0 | 0 | 0 | 0 | 0 | 0 | 0 | 0 | 0 | 0 | 0 | 0.01296% | 0 | 0 | 0 | 0 | 0 | 0 | 0 | 0 | 0 | 0 | 0 | 0 | 0 | 0 | 0 | 0 | 0 | 0 | 0 | 0 | 0 | 0 | 0 | 0
| IND-Lighting-7P_V2 | M_Input | Council 7th Plan | 2020 | Retro | 2022 | 2045 | PSE | Industrial | Hi Tech - Chip Fabrication | Electric | Per Region | NA | NA | Hi Tech - Chip Fabrication Synchronous Belts | Hi Tech - Chip Fabrication Synchronous Belts | 0 | 10 | 0 | 0 | I-All-Other-Shift3-All-All-S | 0 | 0 | 0 | 0 | 0 | 0 | 0 | 0 | 0 | 0 | 0 | 0 | Comm Flat | Synchronous Belts | Synchronous Belts | IndShift3 | 0.01266% | 100% | 0% | 1 | 1 | 100% | 10% | 85% | 6.8% | 0.2% | 0 | 0 | 0 | 0 | 0 | 0 | 0 | 0 | 0 |  | 0 | 0 | 0 | 01. ($9,999.000) to $0.028 | N/A | 0 | 01. ($9,999.00) to $0.22 | N/A | 0.085 | 0.085 | 0.085 | 0.085 | 0.085 | 0.085 | 0.085 | 0.085 | 0.085 | 0.085 | 0 | 0 | 0 | 0 | 0 | 0 | 0 | 0 | 0 | 0 | 0 | 0 | 0 | 0 | 0 | 0 | 0 | 0 | 0 | 0 | 0 | 0 | 0 | 0 | 0 | 0 | 0 | 0 | 0 | 0 | 0 | 0 | 0 | 0 | 0 | 0 | 0 | 0 | 0 | 0 | 0 | 0 | 0 | 0 | 0 | 0 | 0 | 0 | 0 | 0 | 0 | 0 | 0 | 0 | 0 | 0 | 0 | 0 | 0 | 0 | 0 | 0 | 0 | 0 | 0 | 0 | 0 | 0 | 0 | 0 | 0 | 0 | 0 | 0 | 0 | 0 | 0 | 0 | 0 | 0 | 0 | 0 | 0 | 0 | 0 | 0 | 0 | 0 | 0 | 0 | 0 | 0 | 0 | 0 | 0 | 0 | 0 | 0 | 0 | 0 | 0 | 0 | 0 | 0 | 0 | 0 | 0 | 0 | 0 | 0 | 0 | 0 | 0 | 0 | 0 | 0 | 0 | 0 | 0 | 0 | 0 | 0 | 0 | 0 | 0 | 0 | 0 | 0 | 0 | 0 | 0 | 0 | 0 | 0 | 0 | 0 | 0 | 0 | 0 | 0 | 0 | 0 | 0 | 0 | 0 | 0 | 0 | 0 | 0 | 0 | 0 | 0 | 0 | 0 | 0 | 0 | 0 | 0 | 0 | 0 | 0 | 0 | 0 | 0 | 0 | 0 | 0 | 0 | 0 | 0 | 0 | 0 | 0 | 0 | 0 | 0 | 0 | 0 | 0 | 0 | 0 | 0 | 0 | 0 | 0 | 0 | 0 | 0 | 0 | 0 | 0 | 0 | 0 | 0.01296% | 0 | 0 | 0 | 0 | 0 | 0 | 0 | 0 | 0 | 0 | 0 | 0 | 0 | 0 | 0 | 0 | 0 | 0 | 0 | 0 | 0 | 0 | 0 | 0
| IND-Lighting-7P_V2 | M_Input | Council 7th Plan | 2020 | Retro | 2022 | 2045 | PSE | Industrial | Hi Tech - Chip Fabrication | Electric | Per Region | NA | NA | Hi Tech - Chip Fabrication Elec Chip Fab: Eliminate Exhaust | Hi Tech - Chip Fabrication Elec Chip Fab: Eliminate Exhaust | 27122.3965 | 10 | 10575.4549 | 0 | I-All-Other-Shift3-All-All-S | 0 | 0 | 0 | 0 | 0 | 0 | 0 | 0 | 0 | 0 | 0 | 0 | Comm Flat | Elec Chip Fab: Eliminate Exhaust | Elec Chip Fab: Eliminate Exhaust | IndShift3 | 0.01266% | 100% | 0% | 1 | 1 | 100% | 10% | 85% | 6.8% | 0.2% | 12680.292 | 505.4362 | 1318.5728 | 17507.3527 | 0 | 0 | 0 | 17798.4347 | 0 |  | 0.056215 | 0 | 0.056215 | 03. $0.055 to $0.062 | N/A | 0 | 01. ($9,999.00) to $0.22 | N/A | 0.085 | 0.085 | 0.085 | 0.085 | 0.085 | 0.085 | 0.085 | 0.085 | 0.085 | 0.085 | 0 | 0 | 0 | 0 | 0 | 0 | 0 | 0 | 0 | 0 | 0 | 0 | 0 | 0 | 2305.4037 | 2346.9556 | 2353.2141 | 2327.5532 | 2313.1676 | 2302.7389 | 2303.6121 | 2287.6855 | 2284.6738 | 2278.8611 | 0 | 0 | 0 | 0 | 0 | 0 | 0 | 0 | 0 | 0 | 0 | 0 | 0 | 0 | 23103.8656 | 2305.4037 | 4652.3593 | 7005.5734 | 9333.1266 | 11646.2943 | 13949.0332 | 16252.6452 | 18540.3307 | 20825.0045 | 23103.8656 | 23103.8656 | 23103.8656 | 23103.8656 | 23103.8656 | 23103.8656 | 23103.8656 | 23103.8656 | 23103.8656 | 23103.8656 | 23103.8656 | 23103.8656 | 23103.8656 | 23103.8656 | 23103.8656 | 0 | 0 | 0 | 0 | 0 | 0 | 0 | 0 | 0 | 0 | 0 | 0 | 0 | 0 | 0 | 0 | 0 | 0 | 0 | 0 | 0 | 0 | 0 | 0 | 0 | 0 | 0 | 0 | 0 | 0 | 0 | 0 | 0 | 0 | 0 | 0 | 0 | 0 | 0 | 0 | 0 | 0 | 0 | 0 | 0 | 0 | 0 | 0 | 0 | 0 | 0 | 0 | 0 | 0 | 0 | 0 | 0 | 0 | 0 | 0 | 0 | 0.29186 | 0.58897 | 0.88688 | 1.1815 | 1.4744 | 1.7659 | 2.0575 | 2.3471 | 2.6364 | 2.9249 | 2.9249 | 2.9249 | 2.9249 | 2.9249 | 2.9249 | 2.9249 | 2.9249 | 2.9249 | 2.9249 | 2.9249 | 2.9249 | 2.9249 | 2.9249 | 2.9249 | 1512.867 | 1540.1344 | 1544.2414 | 1527.402 | 1517.9619 | 1511.1182 | 1511.6912 | 1501.2398 | 1499.2635 | 1495.449 | 0 | 0 | 0 | 0 | 0 | 0 | 0 | 0 | 0 | 0 | 0 | 0 | 0 | 0 | 15161.3684 | 0 | 0 | 0 | 0 | 0 | 0 | 0 | 0 | 0 | 0 | 0 | 0 | 0 | 0 | 0 | 0 | 0 | 0 | 0 | 0 | 0.01296% | 0.29872 | 0.60281 | 0.90773 | 1.2093 | 1.509 | 1.8074 | 2.1059 | 2.4023 | 2.6983 | 2.9936 | 2.9936 | 2.9936 | 2.9936 | 2.9936 | 2.9936 | 2.9936 | 2.9936 | 2.9936 | 2.9936 | 2.9936 | 2.9936 | 2.9936 | 2.9936 | 2.9936
| IND-Lighting-7P_V2 | M_Input | Council 7th Plan | 2020 | Retro | 2022 | 2045 | PSE | Industrial | Hi Tech - Chip Fabrication | Electric | Per Region | NA | NA | Hi Tech - Chip Fabrication Elec Chip Fab: Exhaust Injector | Hi Tech - Chip Fabrication Elec Chip Fab: Exhaust Injector | 872173.4908 | 10 | 490529.3826 | 0 | I-All-Other-Shift3-All-All-S | 151328.3145 | 0 | 0 | 0 | 0 | 0 | 0 | 0 | 0 | 0 | 0 | 0 | Comm Flat | Elec Chip Fab: Exhaust Injector | Elec Chip Fab: Exhaust Injector | IndShift3 | 0.01266% | 100% | 0% | 1 | 1 | 100% | 10% | 85% | 6.8% | 0.2% | 407759.4898 | 16253.2844 | 42401.2774 | 812056.8806 | 0 | 0 | 0 | -915025.9886 | 0 |  | -0.089873 | 0 | -0.089873 | 01. ($9,999.000) to $0.028 | N/A | 0 | 01. ($9,999.00) to $0.22 | N/A | 0.085 | 0.085 | 0.085 | 0.085 | 0.085 | 0.085 | 0.085 | 0.085 | 0.085 | 0.085 | 0 | 0 | 0 | 0 | 0 | 0 | 0 | 0 | 0 | 0 | 0 | 0 | 0 | 0 | 74134.7467 | 75470.9292 | 75672.1833 | 74847.0073 | 74384.4115 | 74049.0552 | 74077.1328 | 73564.9823 | 73468.1376 | 73281.2183 | 0 | 0 | 0 | 0 | 0 | 0 | 0 | 0 | 0 | 0 | 0 | 0 | 0 | 0 | 742949.8042 | 74134.7467 | 149605.676 | 225277.8593 | 300124.8666 | 374509.278 | 448558.3332 | 522635.466 | 596200.4483 | 669668.5859 | 742949.8042 | 742949.8042 | 742949.8042 | 742949.8042 | 742949.8042 | 742949.8042 | 742949.8042 | 742949.8042 | 742949.8042 | 742949.8042 | 742949.8042 | 742949.8042 | 742949.8042 | 742949.8042 | 742949.8042 | 0 | 0 | 0 | 0 | 0 | 0 | 0 | 0 | 0 | 0 | 0 | 0 | 0 | 0 | 0 | 0 | 0 | 0 | 0 | 0 | 0 | 0 | 0 | 0 | 0 | 0 | 0 | 0 | 0 | 0 | 0 | 0 | 0 | 0 | 0 | 0 | 0 | 0 | 0 | 0 | 0 | 0 | 0 | 0 | 0 | 0 | 0 | 0 | 0 | 0 | 0 | 0 | 0 | 0 | 0 | 0 | 0 | 0 | 0 | 0 | 0 | 9.3852 | 18.9395 | 28.5194 | 37.9947 | 47.4115 | 56.7859 | 66.1638 | 75.4768 | 84.7776 | 94.0548 | 94.0548 | 94.0548 | 94.0548 | 94.0548 | 94.0548 | 94.0548 | 94.0548 | 94.0548 | 94.0548 | 94.0548 | 94.0548 | 94.0548 | 94.0548 | 94.0548 | 0 | 0 | 0 | 0 | 0 | 0 | 0 | 0 | 0 | 0 | 0 | 0 | 0 | 0 | 0 | 0 | 0 | 0 | 0 | 0 | 0 | 0 | 0 | 0 | 0 | 0 | 0 | 0 | 0 | 0 | 0 | 0 | 0 | 0 | 0 | 0 | 0 | 0 | 0 | 0 | 0 | 0 | 0 | 0 | 0 | 0.01296% | 9.6058 | 19.3847 | 29.1897 | 38.8877 | 48.5259 | 58.1205 | 67.7189 | 77.2508 | 86.7702 | 96.2654 | 96.2654 | 96.2654 | 96.2654 | 96.2654 | 96.2654 | 96.2654 | 96.2654 | 96.2654 | 96.2654 | 96.2654 | 96.2654 | 96.2654 | 96.2654 | 96.2654
| IND-Lighting-7P_V2 | M_Input | Council 7th Plan | 2020 | Retro | 2022 | 2045 | PSE | Industrial | Hi Tech - Chip Fabrication | Electric | Per Region | NA | NA | Hi Tech - Chip Fabrication Elec Chip Fab: Solidstate Chiller | Hi Tech - Chip Fabrication Elec Chip Fab: Solidstate Chiller | 977699.948 | 10 | 620954.4087 | 0 | I-All-Other-Shift3-All-All-S | 155238.6022 | 0 | 0 | 0 | 0 | 0 | 0 | 0 | 0 | 0 | 0 | 0 | Comm Flat | Elec Chip Fab: Solidstate Chiller | Elec Chip Fab: Solidstate Chiller | IndShift3 | 0.01266% | 100% | 0% | 1 | 1 | 100% | 10% | 85% | 6.8% | 0.2% | 457095.3327 | 18219.81 | 47531.5143 | 1027971.6527 | 0 | 0 | 0 | -725769.7967 | 0 |  | -0.06359 | 0 | -0.06359 | 01. ($9,999.000) to $0.028 | N/A | 0 | 01. ($9,999.00) to $0.22 | N/A | 0.085 | 0.085 | 0.085 | 0.085 | 0.085 | 0.085 | 0.085 | 0.085 | 0.085 | 0.085 | 0 | 0 | 0 | 0 | 0 | 0 | 0 | 0 | 0 | 0 | 0 | 0 | 0 | 0 | 83104.4956 | 84602.3462 | 84827.9505 | 83902.9343 | 83384.3679 | 83008.436 | 83039.9108 | 82465.7939 | 82357.2318 | 82147.6967 | 0 | 0 | 0 | 0 | 0 | 0 | 0 | 0 | 0 | 0 | 0 | 0 | 0 | 0 | 832841.1637 | 83104.4956 | 167706.8418 | 252534.7923 | 336437.7266 | 419822.0945 | 502830.5305 | 585870.4413 | 668336.2353 | 750693.467 | 832841.1637 | 832841.1637 | 832841.1637 | 832841.1637 | 832841.1637 | 832841.1637 | 832841.1637 | 832841.1637 | 832841.1637 | 832841.1637 | 832841.1637 | 832841.1637 | 832841.1637 | 832841.1637 | 832841.1637 | 0 | 0 | 0 | 0 | 0 | 0 | 0 | 0 | 0 | 0 | 0 | 0 | 0 | 0 | 0 | 0 | 0 | 0 | 0 | 0 | 0 | 0 | 0 | 0 | 0 | 0 | 0 | 0 | 0 | 0 | 0 | 0 | 0 | 0 | 0 | 0 | 0 | 0 | 0 | 0 | 0 | 0 | 0 | 0 | 0 | 0 | 0 | 0 | 0 | 0 | 0 | 0 | 0 | 0 | 0 | 0 | 0 | 0 | 0 | 0 | 0 | 10.5207 | 21.2311 | 31.97 | 42.5918 | 53.148 | 63.6565 | 74.1691 | 84.609 | 95.0351 | 105.4347 | 105.4347 | 105.4347 | 105.4347 | 105.4347 | 105.4347 | 105.4347 | 105.4347 | 105.4347 | 105.4347 | 105.4347 | 105.4347 | 105.4347 | 105.4347 | 105.4347 | 0 | 0 | 0 | 0 | 0 | 0 | 0 | 0 | 0 | 0 | 0 | 0 | 0 | 0 | 0 | 0 | 0 | 0 | 0 | 0 | 0 | 0 | 0 | 0 | 0 | 0 | 0 | 0 | 0 | 0 | 0 | 0 | 0 | 0 | 0 | 0 | 0 | 0 | 0 | 0 | 0 | 0 | 0 | 0 | 0 | 0.01296% | 10.768 | 21.7301 | 32.7214 | 43.5929 | 54.3971 | 65.1527 | 75.9123 | 86.5976 | 97.2688 | 107.9128 | 107.9128 | 107.9128 | 107.9128 | 107.9128 | 107.9128 | 107.9128 | 107.9128 | 107.9128 | 107.9128 | 107.9128 | 107.9128 | 107.9128 | 107.9128 | 107.9128
| IND-Lighting-7P_V2 | M_Input | Council 7th Plan | 2020 | Retro | 2022 | 2045 | PSE | Industrial | Hi Tech - Chip Fabrication | Electric | Per Region | NA | NA | Hi Tech - Chip Fabrication Elec Chip Fab: Reduce Gas Pressure | Hi Tech - Chip Fabrication Elec Chip Fab: Reduce Gas Pressure | 222997.2355 | 10 | 0 | 0 | I-All-Other-Shift3-All-All-S | 4053.9608 | 0 | 0 | 0 | 0 | 0 | 0 | 0 | 0 | 0 | 0 | 0 | Comm Flat | Elec Chip Fab: Reduce Gas Pressure | Elec Chip Fab: Reduce Gas Pressure | IndShift3 | 0.01266% | 100% | 0% | 1 | 1 | 100% | 10% | 85% | 6.8% | 0.2% | 104255.9077 | 4155.6382 | 10841.1546 | 0 | 0 | 0 | 0 | -62320.7879 | 0 |  | -0.02394 | 0 | -0.02394 | 01. ($9,999.000) to $0.028 | N/A | 0 | 01. ($9,999.00) to $0.22 | N/A | 0.085 | 0.085 | 0.085 | 0.085 | 0.085 | 0.085 | 0.085 | 0.085 | 0.085 | 0.085 | 0 | 0 | 0 | 0 | 0 | 0 | 0 | 0 | 0 | 0 | 0 | 0 | 0 | 0 | 18954.765 | 19296.4 | 19347.8567 | 19136.8757 | 19018.5993 | 18932.8554 | 18940.0343 | 18809.0877 | 18784.3265 | 18736.535 | 0 | 0 | 0 | 0 | 0 | 0 | 0 | 0 | 0 | 0 | 0 | 0 | 0 | 0 | 189957.3356 | 18954.765 | 38251.1651 | 57599.0217 | 76735.8975 | 95754.4967 | 114687.3522 | 133627.3864 | 152436.4741 | 171220.8006 | 189957.3356 | 189957.3356 | 189957.3356 | 189957.3356 | 189957.3356 | 189957.3356 | 189957.3356 | 189957.3356 | 189957.3356 | 189957.3356 | 189957.3356 | 189957.3356 | 189957.3356 | 189957.3356 | 189957.3356 | 0 | 0 | 0 | 0 | 0 | 0 | 0 | 0 | 0 | 0 | 0 | 0 | 0 | 0 | 0 | 0 | 0 | 0 | 0 | 0 | 0 | 0 | 0 | 0 | 0 | 0 | 0 | 0 | 0 | 0 | 0 | 0 | 0 | 0 | 0 | 0 | 0 | 0 | 0 | 0 | 0 | 0 | 0 | 0 | 0 | 0 | 0 | 0 | 0 | 0 | 0 | 0 | 0 | 0 | 0 | 0 | 0 | 0 | 0 | 0 | 0 | 2.3996 | 4.8425 | 7.2918 | 9.7145 | 12.1222 | 14.519 | 16.9167 | 19.2979 | 21.6759 | 24.0479 | 24.0479 | 24.0479 | 24.0479 | 24.0479 | 24.0479 | 24.0479 | 24.0479 | 24.0479 | 24.0479 | 24.0479 | 24.0479 | 24.0479 | 24.0479 | 24.0479 | 0 | 0 | 0 | 0 | 0 | 0 | 0 | 0 | 0 | 0 | 0 | 0 | 0 | 0 | 0 | 0 | 0 | 0 | 0 | 0 | 0 | 0 | 0 | 0 | 0 | 0 | 0 | 0 | 0 | 0 | 0 | 0 | 0 | 0 | 0 | 0 | 0 | 0 | 0 | 0 | 0 | 0 | 0 | 0 | 0 | 0.01296% | 2.456 | 4.9563 | 7.4632 | 9.9428 | 12.4071 | 14.8603 | 17.3144 | 19.7515 | 22.1854 | 24.6131 | 24.6131 | 24.6131 | 24.6131 | 24.6131 | 24.6131 | 24.6131 | 24.6131 | 24.6131 | 24.6131 | 24.6131 | 24.6131 | 24.6131 | 24.6131 | 24.6131
| IND-Lighting-7P_V2 | M_Input | Council 7th Plan | 2020 | Retro | 2022 | 2045 | PSE | Industrial | Hi Tech - Chip Fabrication | Electric | Per Region | NA | NA | Hi Tech - Chip Fabrication Clean Room: Change Filter Strategy | Hi Tech - Chip Fabrication Clean Room: Change Filter Strategy | 96217.7888 | 1 | 1242.5353 | 0 | I-All-Other-Shift3-All-All-S | 0 | 0 | 0 | 0 | 0 | 0 | 0 | 0 | 0 | 0 | 0 | 0 | Comm Flat | Clean Room: Change Filter Strategy | Clean Room: Change Filter Strategy | IndShift3 | 0.01266% | 100% | 0% | 1 | 1 | 100% | 100% | 85% | 6.8% | 0.2% | 5256.962 | 1793.055 | 705.0017 | 0 | 0 | 0 | 0 | -2249.5497 | 0 |  | -0.0020028 | 0 | -0.0020028 | 01. ($9,999.000) to $0.028 | N/A | 0 | 01. ($9,999.00) to $0.22 | N/A | 0.085 | 0.085 | 0.085 | 0.085 | 0.085 | 0.085 | 0.085 | 0.085 | 0.085 | 0.085 | 0 | 0 | 0 | 0 | 0 | 0 | 0 | 0 | 0 | 0 | 0 | 0 | 0 | 0 | 8178.5121 | 8325.9191 | 8348.1214 | 8257.0883 | 8206.055 | 8169.0586 | 8172.1561 | 8115.6559 | 8104.972 | 8084.3512 | 0 | 0 | 0 | 0 | 0 | 0 | 0 | 0 | 0 | 0 | 0 | 0 | 0 | 0 | 81961.8896 | 8178.5121 | 16504.4312 | 24852.5525 | 33109.6408 | 41315.6958 | 49484.7544 | 57656.9105 | 65772.5664 | 73877.5384 | 81961.8896 | 81961.8896 | 81961.8896 | 81961.8896 | 81961.8896 | 81961.8896 | 81961.8896 | 81961.8896 | 81961.8896 | 81961.8896 | 81961.8896 | 81961.8896 | 81961.8896 | 81961.8896 | 81961.8896 | 0 | 0 | 0 | 0 | 0 | 0 | 0 | 0 | 0 | 0 | 0 | 0 | 0 | 0 | 0 | 0 | 0 | 0 | 0 | 0 | 0 | 0 | 0 | 0 | 0 | 0 | 0 | 0 | 0 | 0 | 0 | 0 | 0 | 0 | 0 | 0 | 0 | 0 | 0 | 0 | 0 | 0 | 0 | 0 | 0 | 0 | 0 | 0 | 0 | 0 | 0 | 0 | 0 | 0 | 0 | 0 | 0 | 0 | 0 | 0 | 0 | 1.0354 | 2.0894 | 3.1462 | 4.1916 | 5.2304 | 6.2646 | 7.2992 | 8.3266 | 9.3526 | 10.3761 | 10.3761 | 10.3761 | 10.3761 | 10.3761 | 10.3761 | 10.3761 | 10.3761 | 10.3761 | 10.3761 | 10.3761 | 10.3761 | 10.3761 | 10.3761 | 10.3761 | 0 | 0 | 0 | 0 | 0 | 0 | 0 | 0 | 0 | 0 | 0 | 0 | 0 | 0 | 0 | 0 | 0 | 0 | 0 | 0 | 0 | 0 | 0 | 0 | 0 | 0 | 0 | 0 | 0 | 0 | 0 | 0 | 0 | 0 | 0 | 0 | 0 | 0 | 0 | 0 | 0 | 0 | 0 | 0 | 0 | 0.01296% | 1.0597 | 2.1385 | 3.2202 | 4.2901 | 5.3534 | 6.4118 | 7.4707 | 8.5223 | 9.5725 | 10.62 | 10.62 | 10.62 | 10.62 | 10.62 | 10.62 | 10.62 | 10.62 | 10.62 | 10.62 | 10.62 | 10.62 | 10.62 | 10.62 | 10.62
| IND-Lighting-7P_V2 | M_Input | Council 7th Plan | 2020 | Retro | 2022 | 2045 | PSE | Industrial | Hi Tech - Chip Fabrication | Electric | Per Region | NA | NA | Hi Tech - Chip Fabrication Clean Room: Clean Room HVAC | Hi Tech - Chip Fabrication Clean Room: Clean Room HVAC | 25997.7065 | 20 | 8721.7517 | 0 | I-All-Other-Shift3-All-All-S | 0 | 0 | 0 | 0 | 0 | 0 | 0 | 0 | 0 | 0 | 0 | 0 | Comm Flat | Clean Room: Clean Room HVAC | Clean Room: Clean Room HVAC | IndShift3 | 0.01266% | 100% | 0% | 1 | 1 | 100% | 5% | 85% | 6.8% | 0.2% | 22678.3586 | 484.4771 | 2316.2836 | 9511.9115 | 0 | 0 | 0 | 8455.5012 | 0 |  | 0.027861 | 0 | 0.027861 | 01. ($9,999.000) to $0.028 | N/A | 0 | 01. ($9,999.00) to $0.22 | N/A | 0.085 | 0.085 | 0.085 | 0.085 | 0.085 | 0.085 | 0.085 | 0.085 | 0.085 | 0.085 | 0 | 0 | 0 | 0 | 0 | 0 | 0 | 0 | 0 | 0 | 0 | 0 | 0 | 0 | 2209.8051 | 2249.6339 | 2255.6329 | 2231.0361 | 2217.247 | 2207.2508 | 2208.0877 | 2192.8215 | 2189.9348 | 2184.3631 | 0 | 0 | 0 | 0 | 0 | 0 | 0 | 0 | 0 | 0 | 0 | 0 | 0 | 0 | 22145.8129 | 2209.8051 | 4459.439 | 6715.0719 | 8946.1079 | 11163.355 | 13370.6058 | 15578.6935 | 17771.515 | 19961.4498 | 22145.8129 | 22145.8129 | 22145.8129 | 22145.8129 | 22145.8129 | 22145.8129 | 22145.8129 | 22145.8129 | 22145.8129 | 22145.8129 | 22145.8129 | 22145.8129 | 22145.8129 | 22145.8129 | 22145.8129 | 0 | 0 | 0 | 0 | 0 | 0 | 0 | 0 | 0 | 0 | 0 | 0 | 0 | 0 | 0 | 0 | 0 | 0 | 0 | 0 | 0 | 0 | 0 | 0 | 0 | 0 | 0 | 0 | 0 | 0 | 0 | 0 | 0 | 0 | 0 | 0 | 0 | 0 | 0 | 0 | 0 | 0 | 0 | 0 | 0 | 0 | 0 | 0 | 0 | 0 | 0 | 0 | 0 | 0 | 0 | 0 | 0 | 0 | 0 | 0 | 0 | 0.27975 | 0.56455 | 0.8501 | 1.1325 | 1.4132 | 1.6927 | 1.9722 | 2.2498 | 2.527 | 2.8036 | 2.8036 | 2.8036 | 2.8036 | 2.8036 | 2.8036 | 2.8036 | 2.8036 | 2.8036 | 2.8036 | 2.8036 | 2.8036 | 2.8036 | 2.8036 | 2.8036 | 718.7176 | 731.6716 | 733.6227 | 725.6228 | 721.138 | 717.8868 | 718.159 | 713.1939 | 712.255 | 710.4429 | 0 | 0 | 0 | 0 | 0 | 0 | 0 | 0 | 0 | 0 | 0 | 0 | 0 | 0 | 7202.7102 | 0 | 0 | 0 | 0 | 0 | 0 | 0 | 0 | 0 | 0 | 0 | 0 | 0 | 0 | 0 | 0 | 0 | 0 | 0 | 0 | 0.01296% | 0.28633 | 0.57782 | 0.87008 | 1.1592 | 1.4465 | 1.7325 | 2.0186 | 2.3027 | 2.5864 | 2.8695 | 2.8695 | 2.8695 | 2.8695 | 2.8695 | 2.8695 | 2.8695 | 2.8695 | 2.8695 | 2.8695 | 2.8695 | 2.8695 | 2.8695 | 2.8695 | 2.8695
| IND-Lighting-7P_V2 | M_Input | Council 7th Plan | 2020 | Retro | 2022 | 2045 | PSE | Industrial | Hi Tech - Chip Fabrication | Electric | Per Region | NA | NA | Hi Tech - Chip Fabrication Clean Room: Chiller Optimize | Hi Tech - Chip Fabrication Clean Room: Chiller Optimize | 40947.2576 | 10 | 6826.2886 | 0 | I-All-Other-Shift3-All-All-S | 0 | 0 | 0 | 0 | 0 | 0 | 0 | 0 | 0 | 0 | 0 | 0 | Comm Flat | Clean Room: Chiller Optimize | Clean Room: Chiller Optimize | IndShift3 | 0.01266% | 100% | 0% | 1 | 1 | 100% | 10% | 85% | 6.8% | 0.2% | 19143.706 | 763.0677 | 1990.6774 | 11300.7188 | 0 | 0 | 0 | 9912.2314 | 0 |  | 0.020737 | 0 | 0.020737 | 01. ($9,999.000) to $0.028 | N/A | 0 | 01. ($9,999.00) to $0.22 | N/A | 0.085 | 0.085 | 0.085 | 0.085 | 0.085 | 0.085 | 0.085 | 0.085 | 0.085 | 0.085 | 0 | 0 | 0 | 0 | 0 | 0 | 0 | 0 | 0 | 0 | 0 | 0 | 0 | 0 | 3480.5169 | 3543.2487 | 3552.6973 | 3513.9565 | 3492.2383 | 3476.4938 | 3477.812 | 3453.7673 | 3449.2206 | 3440.445 | 0 | 0 | 0 | 0 | 0 | 0 | 0 | 0 | 0 | 0 | 0 | 0 | 0 | 0 | 34880.3964 | 3480.5169 | 7023.7656 | 10576.4629 | 14090.4194 | 17582.6576 | 21059.1515 | 24536.9635 | 27990.7308 | 31439.9514 | 34880.3964 | 34880.3964 | 34880.3964 | 34880.3964 | 34880.3964 | 34880.3964 | 34880.3964 | 34880.3964 | 34880.3964 | 34880.3964 | 34880.3964 | 34880.3964 | 34880.3964 | 34880.3964 | 34880.3964 | 0 | 0 | 0 | 0 | 0 | 0 | 0 | 0 | 0 | 0 | 0 | 0 | 0 | 0 | 0 | 0 | 0 | 0 | 0 | 0 | 0 | 0 | 0 | 0 | 0 | 0 | 0 | 0 | 0 | 0 | 0 | 0 | 0 | 0 | 0 | 0 | 0 | 0 | 0 | 0 | 0 | 0 | 0 | 0 | 0 | 0 | 0 | 0 | 0 | 0 | 0 | 0 | 0 | 0 | 0 | 0 | 0 | 0 | 0 | 0 | 0 | 0.44062 | 0.88918 | 1.3389 | 1.7838 | 2.2259 | 2.666 | 3.1063 | 3.5435 | 3.9802 | 4.4157 | 4.4157 | 4.4157 | 4.4157 | 4.4157 | 4.4157 | 4.4157 | 4.4157 | 4.4157 | 4.4157 | 4.4157 | 4.4157 | 4.4157 | 4.4157 | 4.4157 | 842.5397 | 857.7254 | 860.0126 | 850.6345 | 845.3771 | 841.5658 | 841.8849 | 836.0643 | 834.9637 | 832.8393 | 0 | 0 | 0 | 0 | 0 | 0 | 0 | 0 | 0 | 0 | 0 | 0 | 0 | 0 | 8443.6073 | 0 | 0 | 0 | 0 | 0 | 0 | 0 | 0 | 0 | 0 | 0 | 0 | 0 | 0 | 0 | 0 | 0 | 0 | 0 | 0 | 0.01296% | 0.45098 | 0.91008 | 1.3704 | 1.8257 | 2.2782 | 2.7287 | 3.1793 | 3.6268 | 4.0737 | 4.5195 | 4.5195 | 4.5195 | 4.5195 | 4.5195 | 4.5195 | 4.5195 | 4.5195 | 4.5195 | 4.5195 | 4.5195 | 4.5195 | 4.5195 | 4.5195 | 4.5195
| IND-Lighting-7P_V2 | M_Input | Council 7th Plan | 2020 | Retro | 2022 | 2045 | PSE | Industrial | Hi Tech - Chip Fabrication | Electric | Per Region | NA | NA | Hi Tech - Chip Fabrication Food: Cooling and Storage | Hi Tech - Chip Fabrication Food: Cooling and Storage | 0 | 10 | 0 | 0 | C-War-Ref-All-All-All-C | 0 | 0 | 0 | 0 | 0 | 0 | 0 | 0 | 0 | 0 | 0 | 0 | Comm Flat | Food: Cooling and Storage | Food: Cooling and Storage | IndShift3 | 0.01266% | 100% | 0% | 1 | 1 | 100% | 10% | 85% | 6.8% | 0.2% | 0 | 0 | 0 | 0 | 0 | 0 | 0 | 0 | 0 |  | 0 | 0 | 0 | 01. ($9,999.000) to $0.028 | N/A | 0 | 01. ($9,999.00) to $0.22 | N/A | 0.085 | 0.085 | 0.085 | 0.085 | 0.085 | 0.085 | 0.085 | 0.085 | 0.085 | 0.085 | 0 | 0 | 0 | 0 | 0 | 0 | 0 | 0 | 0 | 0 | 0 | 0 | 0 | 0 | 0 | 0 | 0 | 0 | 0 | 0 | 0 | 0 | 0 | 0 | 0 | 0 | 0 | 0 | 0 | 0 | 0 | 0 | 0 | 0 | 0 | 0 | 0 | 0 | 0 | 0 | 0 | 0 | 0 | 0 | 0 | 0 | 0 | 0 | 0 | 0 | 0 | 0 | 0 | 0 | 0 | 0 | 0 | 0 | 0 | 0 | 0 | 0 | 0 | 0 | 0 | 0 | 0 | 0 | 0 | 0 | 0 | 0 | 0 | 0 | 0 | 0 | 0 | 0 | 0 | 0 | 0 | 0 | 0 | 0 | 0 | 0 | 0 | 0 | 0 | 0 | 0 | 0 | 0 | 0 | 0 | 0 | 0 | 0 | 0 | 0 | 0 | 0 | 0 | 0 | 0 | 0 | 0 | 0 | 0 | 0 | 0 | 0 | 0 | 0 | 0 | 0 | 0 | 0 | 0 | 0 | 0 | 0 | 0 | 0 | 0 | 0 | 0 | 0 | 0 | 0 | 0 | 0 | 0 | 0 | 0 | 0 | 0 | 0 | 0 | 0 | 0 | 0 | 0 | 0 | 0 | 0 | 0 | 0 | 0 | 0 | 0 | 0 | 0 | 0 | 0 | 0 | 0 | 0 | 0 | 0 | 0 | 0 | 0 | 0 | 0 | 0 | 0 | 0 | 0 | 0 | 0 | 0 | 0 | 0 | 0 | 0 | 0 | 0 | 0 | 0 | 0 | 0 | 0 | 0 | 0 | 0 | 0 | 0 | 0 | 0 | 0 | 0 | 0 | 0.01296% | 0 | 0 | 0 | 0 | 0 | 0 | 0 | 0 | 0 | 0 | 0 | 0 | 0 | 0 | 0 | 0 | 0 | 0 | 0 | 0 | 0 | 0 | 0 | 0
| IND-Lighting-7P_V2 | M_Input | Council 7th Plan | 2020 | Retro | 2022 | 2045 | PSE | Industrial | Hi Tech - Chip Fabrication | Electric | Per Region | NA | NA | Hi Tech - Chip Fabrication Food: Refrig Storage Tuneup | Hi Tech - Chip Fabrication Food: Refrig Storage Tuneup | 0 | 3 | 0 | 0 | C-War-Ref-All-All-All-C | 0 | 0 | 0 | 0 | 0 | 0 | 0 | 0 | 0 | 0 | 0 | 0 | Comm Flat | Food: Refrig Storage Tuneup | Food: Refrig Storage Tuneup | IndShift3 | 0.01266% | 100% | 0% | 1 | 1 | 100% | 33.33% | 85% | 6.8% | 0.2% | 0 | 0 | 0 | 0 | 0 | 0 | 0 | 0 | 0 |  | 0 | 0 | 0 | 01. ($9,999.000) to $0.028 | N/A | 0 | 01. ($9,999.00) to $0.22 | N/A | 0.085 | 0.085 | 0.085 | 0.085 | 0.085 | 0.085 | 0.085 | 0.085 | 0.085 | 0.085 | 0 | 0 | 0 | 0 | 0 | 0 | 0 | 0 | 0 | 0 | 0 | 0 | 0 | 0 | 0 | 0 | 0 | 0 | 0 | 0 | 0 | 0 | 0 | 0 | 0 | 0 | 0 | 0 | 0 | 0 | 0 | 0 | 0 | 0 | 0 | 0 | 0 | 0 | 0 | 0 | 0 | 0 | 0 | 0 | 0 | 0 | 0 | 0 | 0 | 0 | 0 | 0 | 0 | 0 | 0 | 0 | 0 | 0 | 0 | 0 | 0 | 0 | 0 | 0 | 0 | 0 | 0 | 0 | 0 | 0 | 0 | 0 | 0 | 0 | 0 | 0 | 0 | 0 | 0 | 0 | 0 | 0 | 0 | 0 | 0 | 0 | 0 | 0 | 0 | 0 | 0 | 0 | 0 | 0 | 0 | 0 | 0 | 0 | 0 | 0 | 0 | 0 | 0 | 0 | 0 | 0 | 0 | 0 | 0 | 0 | 0 | 0 | 0 | 0 | 0 | 0 | 0 | 0 | 0 | 0 | 0 | 0 | 0 | 0 | 0 | 0 | 0 | 0 | 0 | 0 | 0 | 0 | 0 | 0 | 0 | 0 | 0 | 0 | 0 | 0 | 0 | 0 | 0 | 0 | 0 | 0 | 0 | 0 | 0 | 0 | 0 | 0 | 0 | 0 | 0 | 0 | 0 | 0 | 0 | 0 | 0 | 0 | 0 | 0 | 0 | 0 | 0 | 0 | 0 | 0 | 0 | 0 | 0 | 0 | 0 | 0 | 0 | 0 | 0 | 0 | 0 | 0 | 0 | 0 | 0 | 0 | 0 | 0 | 0 | 0 | 0 | 0 | 0 | 0.01296% | 0 | 0 | 0 | 0 | 0 | 0 | 0 | 0 | 0 | 0 | 0 | 0 | 0 | 0 | 0 | 0 | 0 | 0 | 0 | 0 | 0 | 0 | 0 | 0
| IND-Lighting-7P_V2 | M_Input | Council 7th Plan | 2020 | Retro | 2022 | 2045 | PSE | Industrial | Hi Tech - Chip Fabrication | Electric | Per Region | NA | NA | Hi Tech - Chip Fabrication Metal: New Arc Furnace | Hi Tech - Chip Fabrication Metal: New Arc Furnace | 0 | 10 | 0 | 0 | I-All-Other-Shift3-All-All-S | 0 | 0 | 0 | 0 | 0 | 0 | 0 | 0 | 0 | 0 | 0 | 0 | Comm Flat | Metal: New Arc Furnace | Metal: New Arc Furnace | IndShift3 | 0.01266% | 100% | 0% | 1 | 1 | 100% | 10% | 85% | 6.8% | 0.2% | 0 | 0 | 0 | 0 | 0 | 0 | 0 | 0 | 0 |  | 0 | 0 | 0 | 01. ($9,999.000) to $0.028 | N/A | 0 | 01. ($9,999.00) to $0.22 | N/A | 0.085 | 0.085 | 0.085 | 0.085 | 0.085 | 0.085 | 0.085 | 0.085 | 0.085 | 0.085 | 0 | 0 | 0 | 0 | 0 | 0 | 0 | 0 | 0 | 0 | 0 | 0 | 0 | 0 | 0 | 0 | 0 | 0 | 0 | 0 | 0 | 0 | 0 | 0 | 0 | 0 | 0 | 0 | 0 | 0 | 0 | 0 | 0 | 0 | 0 | 0 | 0 | 0 | 0 | 0 | 0 | 0 | 0 | 0 | 0 | 0 | 0 | 0 | 0 | 0 | 0 | 0 | 0 | 0 | 0 | 0 | 0 | 0 | 0 | 0 | 0 | 0 | 0 | 0 | 0 | 0 | 0 | 0 | 0 | 0 | 0 | 0 | 0 | 0 | 0 | 0 | 0 | 0 | 0 | 0 | 0 | 0 | 0 | 0 | 0 | 0 | 0 | 0 | 0 | 0 | 0 | 0 | 0 | 0 | 0 | 0 | 0 | 0 | 0 | 0 | 0 | 0 | 0 | 0 | 0 | 0 | 0 | 0 | 0 | 0 | 0 | 0 | 0 | 0 | 0 | 0 | 0 | 0 | 0 | 0 | 0 | 0 | 0 | 0 | 0 | 0 | 0 | 0 | 0 | 0 | 0 | 0 | 0 | 0 | 0 | 0 | 0 | 0 | 0 | 0 | 0 | 0 | 0 | 0 | 0 | 0 | 0 | 0 | 0 | 0 | 0 | 0 | 0 | 0 | 0 | 0 | 0 | 0 | 0 | 0 | 0 | 0 | 0 | 0 | 0 | 0 | 0 | 0 | 0 | 0 | 0 | 0 | 0 | 0 | 0 | 0 | 0 | 0 | 0 | 0 | 0 | 0 | 0 | 0 | 0 | 0 | 0 | 0 | 0 | 0 | 0 | 0 | 0 | 0.01296% | 0 | 0 | 0 | 0 | 0 | 0 | 0 | 0 | 0 | 0 | 0 | 0 | 0 | 0 | 0 | 0 | 0 | 0 | 0 | 0 | 0 | 0 | 0 | 0
| IND-Lighting-7P_V2 | M_Input | Council 7th Plan | 2020 | Retro | 2022 | 2045 | PSE | Industrial | Hi Tech - Chip Fabrication | Electric | Per Region | NA | NA | Hi Tech - Chip Fabrication Mech Pulp: Refiner Replacement | Hi Tech - Chip Fabrication Mech Pulp: Refiner Replacement | 0 | 12 | 0 | 0 | I-All-Other-Shift3-All-All-S | 0 | 0 | 0 | 0 | 0 | 0 | 0 | 0 | 0 | 0 | 0 | 0 | Comm Flat | Mech Pulp: Refiner Replacement | Mech Pulp: Refiner Replacement | IndShift3 | 0.01266% | 100% | 0% | 1 | 1 | 100% | 8.333% | 85% | 6.8% | 0.2% | 0 | 0 | 0 | 0 | 0 | 0 | 0 | 0 | 0 |  | 0 | 0 | 0 | 01. ($9,999.000) to $0.028 | N/A | 0 | 01. ($9,999.00) to $0.22 | N/A | 0.085 | 0.085 | 0.085 | 0.085 | 0.085 | 0.085 | 0.085 | 0.085 | 0.085 | 0.085 | 0 | 0 | 0 | 0 | 0 | 0 | 0 | 0 | 0 | 0 | 0 | 0 | 0 | 0 | 0 | 0 | 0 | 0 | 0 | 0 | 0 | 0 | 0 | 0 | 0 | 0 | 0 | 0 | 0 | 0 | 0 | 0 | 0 | 0 | 0 | 0 | 0 | 0 | 0 | 0 | 0 | 0 | 0 | 0 | 0 | 0 | 0 | 0 | 0 | 0 | 0 | 0 | 0 | 0 | 0 | 0 | 0 | 0 | 0 | 0 | 0 | 0 | 0 | 0 | 0 | 0 | 0 | 0 | 0 | 0 | 0 | 0 | 0 | 0 | 0 | 0 | 0 | 0 | 0 | 0 | 0 | 0 | 0 | 0 | 0 | 0 | 0 | 0 | 0 | 0 | 0 | 0 | 0 | 0 | 0 | 0 | 0 | 0 | 0 | 0 | 0 | 0 | 0 | 0 | 0 | 0 | 0 | 0 | 0 | 0 | 0 | 0 | 0 | 0 | 0 | 0 | 0 | 0 | 0 | 0 | 0 | 0 | 0 | 0 | 0 | 0 | 0 | 0 | 0 | 0 | 0 | 0 | 0 | 0 | 0 | 0 | 0 | 0 | 0 | 0 | 0 | 0 | 0 | 0 | 0 | 0 | 0 | 0 | 0 | 0 | 0 | 0 | 0 | 0 | 0 | 0 | 0 | 0 | 0 | 0 | 0 | 0 | 0 | 0 | 0 | 0 | 0 | 0 | 0 | 0 | 0 | 0 | 0 | 0 | 0 | 0 | 0 | 0 | 0 | 0 | 0 | 0 | 0 | 0 | 0 | 0 | 0 | 0 | 0 | 0 | 0 | 0 | 0 | 0.01296% | 0 | 0 | 0 | 0 | 0 | 0 | 0 | 0 | 0 | 0 | 0 | 0 | 0 | 0 | 0 | 0 | 0 | 0 | 0 | 0 | 0 | 0 | 0 | 0
| IND-Lighting-7P_V2 | M_Input | Council 7th Plan | 2020 | Retro | 2022 | 2045 | PSE | Industrial | Hi Tech - Chip Fabrication | Electric | Per Region | NA | NA | Hi Tech - Chip Fabrication Mech Pulp: Premium Process | Hi Tech - Chip Fabrication Mech Pulp: Premium Process | 0 | 5 | 0 | 0 | I-All-Other-Shift3-All-All-S | 0 | 0 | 0 | 0 | 0 | 0 | 0 | 0 | 0 | 0 | 0 | 0 | Comm Flat | Mech Pulp: Premium Process | Mech Pulp: Premium Process | IndShift3 | 0.01266% | 100% | 0% | 1 | 1 | 100% | 20% | 85% | 6.8% | 0.2% | 0 | 0 | 0 | 0 | 0 | 0 | 0 | 0 | 0 |  | 0 | 0 | 0 | 01. ($9,999.000) to $0.028 | N/A | 0 | 01. ($9,999.00) to $0.22 | N/A | 0.085 | 0.085 | 0.085 | 0.085 | 0.085 | 0.085 | 0.085 | 0.085 | 0.085 | 0.085 | 0 | 0 | 0 | 0 | 0 | 0 | 0 | 0 | 0 | 0 | 0 | 0 | 0 | 0 | 0 | 0 | 0 | 0 | 0 | 0 | 0 | 0 | 0 | 0 | 0 | 0 | 0 | 0 | 0 | 0 | 0 | 0 | 0 | 0 | 0 | 0 | 0 | 0 | 0 | 0 | 0 | 0 | 0 | 0 | 0 | 0 | 0 | 0 | 0 | 0 | 0 | 0 | 0 | 0 | 0 | 0 | 0 | 0 | 0 | 0 | 0 | 0 | 0 | 0 | 0 | 0 | 0 | 0 | 0 | 0 | 0 | 0 | 0 | 0 | 0 | 0 | 0 | 0 | 0 | 0 | 0 | 0 | 0 | 0 | 0 | 0 | 0 | 0 | 0 | 0 | 0 | 0 | 0 | 0 | 0 | 0 | 0 | 0 | 0 | 0 | 0 | 0 | 0 | 0 | 0 | 0 | 0 | 0 | 0 | 0 | 0 | 0 | 0 | 0 | 0 | 0 | 0 | 0 | 0 | 0 | 0 | 0 | 0 | 0 | 0 | 0 | 0 | 0 | 0 | 0 | 0 | 0 | 0 | 0 | 0 | 0 | 0 | 0 | 0 | 0 | 0 | 0 | 0 | 0 | 0 | 0 | 0 | 0 | 0 | 0 | 0 | 0 | 0 | 0 | 0 | 0 | 0 | 0 | 0 | 0 | 0 | 0 | 0 | 0 | 0 | 0 | 0 | 0 | 0 | 0 | 0 | 0 | 0 | 0 | 0 | 0 | 0 | 0 | 0 | 0 | 0 | 0 | 0 | 0 | 0 | 0 | 0 | 0 | 0 | 0 | 0 | 0 | 0 | 0.01296% | 0 | 0 | 0 | 0 | 0 | 0 | 0 | 0 | 0 | 0 | 0 | 0 | 0 | 0 | 0 | 0 | 0 | 0 | 0 | 0 | 0 | 0 | 0 | 0
| IND-Lighting-7P_V2 | M_Input | Council 7th Plan | 2020 | Retro | 2022 | 2045 | PSE | Industrial | Hi Tech - Chip Fabrication | Electric | Per Region | NA | NA | Hi Tech - Chip Fabrication Mech Pulp: Refiner Plate Improvement | Hi Tech - Chip Fabrication Mech Pulp: Refiner Plate Improvement | 0 | 1 | 0 | 0 | I-All-Other-Shift3-All-All-S | 0 | 0 | 0 | 0 | 0 | 0 | 0 | 0 | 0 | 0 | 0 | 0 | Comm Flat | Mech Pulp: Refiner Plate Improvement | Mech Pulp: Refiner Plate Improvement | IndShift3 | 0.01266% | 100% | 0% | 1 | 1 | 100% | 100% | 85% | 6.8% | 0.2% | 0 | 0 | 0 | 0 | 0 | 0 | 0 | 0 | 0 |  | 0 | 0 | 0 | 01. ($9,999.000) to $0.028 | N/A | 0 | 01. ($9,999.00) to $0.22 | N/A | 0.085 | 0.085 | 0.085 | 0.085 | 0.085 | 0.085 | 0.085 | 0.085 | 0.085 | 0.085 | 0 | 0 | 0 | 0 | 0 | 0 | 0 | 0 | 0 | 0 | 0 | 0 | 0 | 0 | 0 | 0 | 0 | 0 | 0 | 0 | 0 | 0 | 0 | 0 | 0 | 0 | 0 | 0 | 0 | 0 | 0 | 0 | 0 | 0 | 0 | 0 | 0 | 0 | 0 | 0 | 0 | 0 | 0 | 0 | 0 | 0 | 0 | 0 | 0 | 0 | 0 | 0 | 0 | 0 | 0 | 0 | 0 | 0 | 0 | 0 | 0 | 0 | 0 | 0 | 0 | 0 | 0 | 0 | 0 | 0 | 0 | 0 | 0 | 0 | 0 | 0 | 0 | 0 | 0 | 0 | 0 | 0 | 0 | 0 | 0 | 0 | 0 | 0 | 0 | 0 | 0 | 0 | 0 | 0 | 0 | 0 | 0 | 0 | 0 | 0 | 0 | 0 | 0 | 0 | 0 | 0 | 0 | 0 | 0 | 0 | 0 | 0 | 0 | 0 | 0 | 0 | 0 | 0 | 0 | 0 | 0 | 0 | 0 | 0 | 0 | 0 | 0 | 0 | 0 | 0 | 0 | 0 | 0 | 0 | 0 | 0 | 0 | 0 | 0 | 0 | 0 | 0 | 0 | 0 | 0 | 0 | 0 | 0 | 0 | 0 | 0 | 0 | 0 | 0 | 0 | 0 | 0 | 0 | 0 | 0 | 0 | 0 | 0 | 0 | 0 | 0 | 0 | 0 | 0 | 0 | 0 | 0 | 0 | 0 | 0 | 0 | 0 | 0 | 0 | 0 | 0 | 0 | 0 | 0 | 0 | 0 | 0 | 0 | 0 | 0 | 0 | 0 | 0 | 0.01296% | 0 | 0 | 0 | 0 | 0 | 0 | 0 | 0 | 0 | 0 | 0 | 0 | 0 | 0 | 0 | 0 | 0 | 0 | 0 | 0 | 0 | 0 | 0 | 0
| IND-Lighting-7P_V2 | M_Input | Council 7th Plan | 2020 | Retro | 2022 | 2045 | PSE | Industrial | Hi Tech - Chip Fabrication | Electric | Per Region | NA | NA | Hi Tech - Chip Fabrication Kraft: Effluent Treatment System | Hi Tech - Chip Fabrication Kraft: Effluent Treatment System | 0 | 10 | 0 | 0 | I-All-Other-Shift3-All-All-S | 0 | 0 | 0 | 0 | 0 | 0 | 0 | 0 | 0 | 0 | 0 | 0 | Comm Flat | Kraft: Effluent Treatment System | Kraft: Effluent Treatment System | IndShift3 | 0.01266% | 100% | 0% | 1 | 1 | 100% | 10% | 85% | 6.8% | 0.2% | 0 | 0 | 0 | 0 | 0 | 0 | 0 | 0 | 0 |  | 0 | 0 | 0 | 01. ($9,999.000) to $0.028 | N/A | 0 | 01. ($9,999.00) to $0.22 | N/A | 0.085 | 0.085 | 0.085 | 0.085 | 0.085 | 0.085 | 0.085 | 0.085 | 0.085 | 0.085 | 0 | 0 | 0 | 0 | 0 | 0 | 0 | 0 | 0 | 0 | 0 | 0 | 0 | 0 | 0 | 0 | 0 | 0 | 0 | 0 | 0 | 0 | 0 | 0 | 0 | 0 | 0 | 0 | 0 | 0 | 0 | 0 | 0 | 0 | 0 | 0 | 0 | 0 | 0 | 0 | 0 | 0 | 0 | 0 | 0 | 0 | 0 | 0 | 0 | 0 | 0 | 0 | 0 | 0 | 0 | 0 | 0 | 0 | 0 | 0 | 0 | 0 | 0 | 0 | 0 | 0 | 0 | 0 | 0 | 0 | 0 | 0 | 0 | 0 | 0 | 0 | 0 | 0 | 0 | 0 | 0 | 0 | 0 | 0 | 0 | 0 | 0 | 0 | 0 | 0 | 0 | 0 | 0 | 0 | 0 | 0 | 0 | 0 | 0 | 0 | 0 | 0 | 0 | 0 | 0 | 0 | 0 | 0 | 0 | 0 | 0 | 0 | 0 | 0 | 0 | 0 | 0 | 0 | 0 | 0 | 0 | 0 | 0 | 0 | 0 | 0 | 0 | 0 | 0 | 0 | 0 | 0 | 0 | 0 | 0 | 0 | 0 | 0 | 0 | 0 | 0 | 0 | 0 | 0 | 0 | 0 | 0 | 0 | 0 | 0 | 0 | 0 | 0 | 0 | 0 | 0 | 0 | 0 | 0 | 0 | 0 | 0 | 0 | 0 | 0 | 0 | 0 | 0 | 0 | 0 | 0 | 0 | 0 | 0 | 0 | 0 | 0 | 0 | 0 | 0 | 0 | 0 | 0 | 0 | 0 | 0 | 0 | 0 | 0 | 0 | 0 | 0 | 0 | 0.01296% | 0 | 0 | 0 | 0 | 0 | 0 | 0 | 0 | 0 | 0 | 0 | 0 | 0 | 0 | 0 | 0 | 0 | 0 | 0 | 0 | 0 | 0 | 0 | 0
| IND-Lighting-7P_V2 | M_Input | Council 7th Plan | 2020 | Retro | 2022 | 2045 | PSE | Industrial | Hi Tech - Chip Fabrication | Electric | Per Region | NA | NA | Hi Tech - Chip Fabrication Kraft: Efficient Agitator | Hi Tech - Chip Fabrication Kraft: Efficient Agitator | 0 | 10 | 0 | 0 | I-All-Other-Shift3-All-All-S | 0 | 0 | 0 | 0 | 0 | 0 | 0 | 0 | 0 | 0 | 0 | 0 | Comm Flat | Kraft: Efficient Agitator | Kraft: Efficient Agitator | IndShift3 | 0.01266% | 100% | 0% | 1 | 1 | 100% | 10% | 85% | 6.8% | 0.2% | 0 | 0 | 0 | 0 | 0 | 0 | 0 | 0 | 0 |  | 0 | 0 | 0 | 01. ($9,999.000) to $0.028 | N/A | 0 | 01. ($9,999.00) to $0.22 | N/A | 0.085 | 0.085 | 0.085 | 0.085 | 0.085 | 0.085 | 0.085 | 0.085 | 0.085 | 0.085 | 0 | 0 | 0 | 0 | 0 | 0 | 0 | 0 | 0 | 0 | 0 | 0 | 0 | 0 | 0 | 0 | 0 | 0 | 0 | 0 | 0 | 0 | 0 | 0 | 0 | 0 | 0 | 0 | 0 | 0 | 0 | 0 | 0 | 0 | 0 | 0 | 0 | 0 | 0 | 0 | 0 | 0 | 0 | 0 | 0 | 0 | 0 | 0 | 0 | 0 | 0 | 0 | 0 | 0 | 0 | 0 | 0 | 0 | 0 | 0 | 0 | 0 | 0 | 0 | 0 | 0 | 0 | 0 | 0 | 0 | 0 | 0 | 0 | 0 | 0 | 0 | 0 | 0 | 0 | 0 | 0 | 0 | 0 | 0 | 0 | 0 | 0 | 0 | 0 | 0 | 0 | 0 | 0 | 0 | 0 | 0 | 0 | 0 | 0 | 0 | 0 | 0 | 0 | 0 | 0 | 0 | 0 | 0 | 0 | 0 | 0 | 0 | 0 | 0 | 0 | 0 | 0 | 0 | 0 | 0 | 0 | 0 | 0 | 0 | 0 | 0 | 0 | 0 | 0 | 0 | 0 | 0 | 0 | 0 | 0 | 0 | 0 | 0 | 0 | 0 | 0 | 0 | 0 | 0 | 0 | 0 | 0 | 0 | 0 | 0 | 0 | 0 | 0 | 0 | 0 | 0 | 0 | 0 | 0 | 0 | 0 | 0 | 0 | 0 | 0 | 0 | 0 | 0 | 0 | 0 | 0 | 0 | 0 | 0 | 0 | 0 | 0 | 0 | 0 | 0 | 0 | 0 | 0 | 0 | 0 | 0 | 0 | 0 | 0 | 0 | 0 | 0 | 0 | 0.01296% | 0 | 0 | 0 | 0 | 0 | 0 | 0 | 0 | 0 | 0 | 0 | 0 | 0 | 0 | 0 | 0 | 0 | 0 | 0 | 0 | 0 | 0 | 0 | 0
| IND-Lighting-7P_V2 | M_Input | Council 7th Plan | 2020 | Retro | 2022 | 2045 | PSE | Industrial | Hi Tech - Chip Fabrication | Electric | Per Region | NA | NA | Hi Tech - Chip Fabrication Paper: Efficient Pulp Screen | Hi Tech - Chip Fabrication Paper: Efficient Pulp Screen | 0 | 10 | 0 | 0 | I-All-Other-Shift3-All-All-S | 0 | 0 | 0 | 0 | 0 | 0 | 0 | 0 | 0 | 0 | 0 | 0 | Comm Flat | Paper: Efficient Pulp Screen | Paper: Efficient Pulp Screen | IndShift3 | 0.01266% | 100% | 0% | 1 | 1 | 100% | 10% | 85% | 6.8% | 0.2% | 0 | 0 | 0 | 0 | 0 | 0 | 0 | 0 | 0 |  | 0 | 0 | 0 | 01. ($9,999.000) to $0.028 | N/A | 0 | 01. ($9,999.00) to $0.22 | N/A | 0.085 | 0.085 | 0.085 | 0.085 | 0.085 | 0.085 | 0.085 | 0.085 | 0.085 | 0.085 | 0 | 0 | 0 | 0 | 0 | 0 | 0 | 0 | 0 | 0 | 0 | 0 | 0 | 0 | 0 | 0 | 0 | 0 | 0 | 0 | 0 | 0 | 0 | 0 | 0 | 0 | 0 | 0 | 0 | 0 | 0 | 0 | 0 | 0 | 0 | 0 | 0 | 0 | 0 | 0 | 0 | 0 | 0 | 0 | 0 | 0 | 0 | 0 | 0 | 0 | 0 | 0 | 0 | 0 | 0 | 0 | 0 | 0 | 0 | 0 | 0 | 0 | 0 | 0 | 0 | 0 | 0 | 0 | 0 | 0 | 0 | 0 | 0 | 0 | 0 | 0 | 0 | 0 | 0 | 0 | 0 | 0 | 0 | 0 | 0 | 0 | 0 | 0 | 0 | 0 | 0 | 0 | 0 | 0 | 0 | 0 | 0 | 0 | 0 | 0 | 0 | 0 | 0 | 0 | 0 | 0 | 0 | 0 | 0 | 0 | 0 | 0 | 0 | 0 | 0 | 0 | 0 | 0 | 0 | 0 | 0 | 0 | 0 | 0 | 0 | 0 | 0 | 0 | 0 | 0 | 0 | 0 | 0 | 0 | 0 | 0 | 0 | 0 | 0 | 0 | 0 | 0 | 0 | 0 | 0 | 0 | 0 | 0 | 0 | 0 | 0 | 0 | 0 | 0 | 0 | 0 | 0 | 0 | 0 | 0 | 0 | 0 | 0 | 0 | 0 | 0 | 0 | 0 | 0 | 0 | 0 | 0 | 0 | 0 | 0 | 0 | 0 | 0 | 0 | 0 | 0 | 0 | 0 | 0 | 0 | 0 | 0 | 0 | 0 | 0 | 0 | 0 | 0 | 0.01296% | 0 | 0 | 0 | 0 | 0 | 0 | 0 | 0 | 0 | 0 | 0 | 0 | 0 | 0 | 0 | 0 | 0 | 0 | 0 | 0 | 0 | 0 | 0 | 0
| IND-Lighting-7P_V2 | M_Input | Council 7th Plan | 2020 | Retro | 2022 | 2045 | PSE | Industrial | Hi Tech - Chip Fabrication | Electric | Per Region | NA | NA | Hi Tech - Chip Fabrication Paper: Premium Fan | Hi Tech - Chip Fabrication Paper: Premium Fan | 0 | 10 | 0 | 0 | I-All-Other-Shift3-All-All-S | 0 | 0 | 0 | 0 | 0 | 0 | 0 | 0 | 0 | 0 | 0 | 0 | Comm Flat | Paper: Premium Fan | Paper: Premium Fan | IndShift3 | 0.01266% | 100% | 0% | 1 | 1 | 100% | 10% | 85% | 6.8% | 0.2% | 0 | 0 | 0 | 0 | 0 | 0 | 0 | 0 | 0 |  | 0 | 0 | 0 | 01. ($9,999.000) to $0.028 | N/A | 0 | 01. ($9,999.00) to $0.22 | N/A | 0.085 | 0.085 | 0.085 | 0.085 | 0.085 | 0.085 | 0.085 | 0.085 | 0.085 | 0.085 | 0 | 0 | 0 | 0 | 0 | 0 | 0 | 0 | 0 | 0 | 0 | 0 | 0 | 0 | 0 | 0 | 0 | 0 | 0 | 0 | 0 | 0 | 0 | 0 | 0 | 0 | 0 | 0 | 0 | 0 | 0 | 0 | 0 | 0 | 0 | 0 | 0 | 0 | 0 | 0 | 0 | 0 | 0 | 0 | 0 | 0 | 0 | 0 | 0 | 0 | 0 | 0 | 0 | 0 | 0 | 0 | 0 | 0 | 0 | 0 | 0 | 0 | 0 | 0 | 0 | 0 | 0 | 0 | 0 | 0 | 0 | 0 | 0 | 0 | 0 | 0 | 0 | 0 | 0 | 0 | 0 | 0 | 0 | 0 | 0 | 0 | 0 | 0 | 0 | 0 | 0 | 0 | 0 | 0 | 0 | 0 | 0 | 0 | 0 | 0 | 0 | 0 | 0 | 0 | 0 | 0 | 0 | 0 | 0 | 0 | 0 | 0 | 0 | 0 | 0 | 0 | 0 | 0 | 0 | 0 | 0 | 0 | 0 | 0 | 0 | 0 | 0 | 0 | 0 | 0 | 0 | 0 | 0 | 0 | 0 | 0 | 0 | 0 | 0 | 0 | 0 | 0 | 0 | 0 | 0 | 0 | 0 | 0 | 0 | 0 | 0 | 0 | 0 | 0 | 0 | 0 | 0 | 0 | 0 | 0 | 0 | 0 | 0 | 0 | 0 | 0 | 0 | 0 | 0 | 0 | 0 | 0 | 0 | 0 | 0 | 0 | 0 | 0 | 0 | 0 | 0 | 0 | 0 | 0 | 0 | 0 | 0 | 0 | 0 | 0 | 0 | 0 | 0 | 0.01296% | 0 | 0 | 0 | 0 | 0 | 0 | 0 | 0 | 0 | 0 | 0 | 0 | 0 | 0 | 0 | 0 | 0 | 0 | 0 | 0 | 0 | 0 | 0 | 0
| IND-Lighting-7P_V2 | M_Input | Council 7th Plan | 2020 | Retro | 2022 | 2045 | PSE | Industrial | Hi Tech - Chip Fabrication | Electric | Per Region | NA | NA | Hi Tech - Chip Fabrication Paper: Material Handling | Hi Tech - Chip Fabrication Paper: Material Handling | 0 | 10 | 0 | 0 | I-All-Other-Shift3-All-All-S | 0 | 0 | 0 | 0 | 0 | 0 | 0 | 0 | 0 | 0 | 0 | 0 | Comm Flat | Paper: Material Handling | Paper: Material Handling | SIC24 | 0.01335% | 100% | 0% | 1 | 1 | 100% | 10% | 85% | 6.8% | 0.2% | 0 | 0 | 0 | 0 | 0 | 0 | 0 | 0 | 0 |  | 0 | 0 | 0 | 01. ($9,999.000) to $0.028 | N/A | 0 | 01. ($9,999.00) to $0.22 | N/A | 0.085 | 0.085 | 0.085 | 0.085 | 0.085 | 0.085 | 0.085 | 0.085 | 0.085 | 0.085 | 0 | 0 | 0 | 0 | 0 | 0 | 0 | 0 | 0 | 0 | 0 | 0 | 0 | 0 | 0 | 0 | 0 | 0 | 0 | 0 | 0 | 0 | 0 | 0 | 0 | 0 | 0 | 0 | 0 | 0 | 0 | 0 | 0 | 0 | 0 | 0 | 0 | 0 | 0 | 0 | 0 | 0 | 0 | 0 | 0 | 0 | 0 | 0 | 0 | 0 | 0 | 0 | 0 | 0 | 0 | 0 | 0 | 0 | 0 | 0 | 0 | 0 | 0 | 0 | 0 | 0 | 0 | 0 | 0 | 0 | 0 | 0 | 0 | 0 | 0 | 0 | 0 | 0 | 0 | 0 | 0 | 0 | 0 | 0 | 0 | 0 | 0 | 0 | 0 | 0 | 0 | 0 | 0 | 0 | 0 | 0 | 0 | 0 | 0 | 0 | 0 | 0 | 0 | 0 | 0 | 0 | 0 | 0 | 0 | 0 | 0 | 0 | 0 | 0 | 0 | 0 | 0 | 0 | 0 | 0 | 0 | 0 | 0 | 0 | 0 | 0 | 0 | 0 | 0 | 0 | 0 | 0 | 0 | 0 | 0 | 0 | 0 | 0 | 0 | 0 | 0 | 0 | 0 | 0 | 0 | 0 | 0 | 0 | 0 | 0 | 0 | 0 | 0 | 0 | 0 | 0 | 0 | 0 | 0 | 0 | 0 | 0 | 0 | 0 | 0 | 0 | 0 | 0 | 0 | 0 | 0 | 0 | 0 | 0 | 0 | 0 | 0 | 0 | 0 | 0 | 0 | 0 | 0 | 0 | 0 | 0 | 0 | 0 | 0 | 0 | 0 | 0 | 0 | 0.01209% | 0 | 0 | 0 | 0 | 0 | 0 | 0 | 0 | 0 | 0 | 0 | 0 | 0 | 0 | 0 | 0 | 0 | 0 | 0 | 0 | 0 | 0 | 0 | 0
| IND-Lighting-7P_V2 | M_Input | Council 7th Plan | 2020 | Retro | 2022 | 2045 | PSE | Industrial | Hi Tech - Chip Fabrication | Electric | Per Region | NA | NA | Hi Tech - Chip Fabrication Paper: Large Material Handling | Hi Tech - Chip Fabrication Paper: Large Material Handling | 0 | 10 | 0 | 0 | I-All-Other-Shift3-All-All-S | 0 | 0 | 0 | 0 | 0 | 0 | 0 | 0 | 0 | 0 | 0 | 0 | Comm Flat | Paper: Large Material Handling | Paper: Large Material Handling | SIC24 | 0.01335% | 100% | 0% | 1 | 1 | 100% | 10% | 85% | 6.8% | 0.2% | 0 | 0 | 0 | 0 | 0 | 0 | 0 | 0 | 0 |  | 0 | 0 | 0 | 01. ($9,999.000) to $0.028 | N/A | 0 | 01. ($9,999.00) to $0.22 | N/A | 0.085 | 0.085 | 0.085 | 0.085 | 0.085 | 0.085 | 0.085 | 0.085 | 0.085 | 0.085 | 0 | 0 | 0 | 0 | 0 | 0 | 0 | 0 | 0 | 0 | 0 | 0 | 0 | 0 | 0 | 0 | 0 | 0 | 0 | 0 | 0 | 0 | 0 | 0 | 0 | 0 | 0 | 0 | 0 | 0 | 0 | 0 | 0 | 0 | 0 | 0 | 0 | 0 | 0 | 0 | 0 | 0 | 0 | 0 | 0 | 0 | 0 | 0 | 0 | 0 | 0 | 0 | 0 | 0 | 0 | 0 | 0 | 0 | 0 | 0 | 0 | 0 | 0 | 0 | 0 | 0 | 0 | 0 | 0 | 0 | 0 | 0 | 0 | 0 | 0 | 0 | 0 | 0 | 0 | 0 | 0 | 0 | 0 | 0 | 0 | 0 | 0 | 0 | 0 | 0 | 0 | 0 | 0 | 0 | 0 | 0 | 0 | 0 | 0 | 0 | 0 | 0 | 0 | 0 | 0 | 0 | 0 | 0 | 0 | 0 | 0 | 0 | 0 | 0 | 0 | 0 | 0 | 0 | 0 | 0 | 0 | 0 | 0 | 0 | 0 | 0 | 0 | 0 | 0 | 0 | 0 | 0 | 0 | 0 | 0 | 0 | 0 | 0 | 0 | 0 | 0 | 0 | 0 | 0 | 0 | 0 | 0 | 0 | 0 | 0 | 0 | 0 | 0 | 0 | 0 | 0 | 0 | 0 | 0 | 0 | 0 | 0 | 0 | 0 | 0 | 0 | 0 | 0 | 0 | 0 | 0 | 0 | 0 | 0 | 0 | 0 | 0 | 0 | 0 | 0 | 0 | 0 | 0 | 0 | 0 | 0 | 0 | 0 | 0 | 0 | 0 | 0 | 0 | 0.01209% | 0 | 0 | 0 | 0 | 0 | 0 | 0 | 0 | 0 | 0 | 0 | 0 | 0 | 0 | 0 | 0 | 0 | 0 | 0 | 0 | 0 | 0 | 0 | 0
| IND-Lighting-7P_V2 | M_Input | Council 7th Plan | 2020 | Retro | 2022 | 2045 | PSE | Industrial | Hi Tech - Chip Fabrication | Electric | Per Region | NA | NA | Hi Tech - Chip Fabrication Paper: Premium Control Large Material | Hi Tech - Chip Fabrication Paper: Premium Control Large Material | 0 | 10 | 0 | 0 | I-All-Other-Shift3-All-All-S | 0 | 0 | 0 | 0 | 0 | 0 | 0 | 0 | 0 | 0 | 0 | 0 | Comm Flat | Paper: Premium Control Large Material | Paper: Premium Control Large Material | IndShift3 | 0.01266% | 100% | 0% | 1 | 1 | 100% | 10% | 85% | 6.8% | 0.2% | 0 | 0 | 0 | 0 | 0 | 0 | 0 | 0 | 0 |  | 0 | 0 | 0 | 01. ($9,999.000) to $0.028 | N/A | 0 | 01. ($9,999.00) to $0.22 | N/A | 0.085 | 0.085 | 0.085 | 0.085 | 0.085 | 0.085 | 0.085 | 0.085 | 0.085 | 0.085 | 0 | 0 | 0 | 0 | 0 | 0 | 0 | 0 | 0 | 0 | 0 | 0 | 0 | 0 | 0 | 0 | 0 | 0 | 0 | 0 | 0 | 0 | 0 | 0 | 0 | 0 | 0 | 0 | 0 | 0 | 0 | 0 | 0 | 0 | 0 | 0 | 0 | 0 | 0 | 0 | 0 | 0 | 0 | 0 | 0 | 0 | 0 | 0 | 0 | 0 | 0 | 0 | 0 | 0 | 0 | 0 | 0 | 0 | 0 | 0 | 0 | 0 | 0 | 0 | 0 | 0 | 0 | 0 | 0 | 0 | 0 | 0 | 0 | 0 | 0 | 0 | 0 | 0 | 0 | 0 | 0 | 0 | 0 | 0 | 0 | 0 | 0 | 0 | 0 | 0 | 0 | 0 | 0 | 0 | 0 | 0 | 0 | 0 | 0 | 0 | 0 | 0 | 0 | 0 | 0 | 0 | 0 | 0 | 0 | 0 | 0 | 0 | 0 | 0 | 0 | 0 | 0 | 0 | 0 | 0 | 0 | 0 | 0 | 0 | 0 | 0 | 0 | 0 | 0 | 0 | 0 | 0 | 0 | 0 | 0 | 0 | 0 | 0 | 0 | 0 | 0 | 0 | 0 | 0 | 0 | 0 | 0 | 0 | 0 | 0 | 0 | 0 | 0 | 0 | 0 | 0 | 0 | 0 | 0 | 0 | 0 | 0 | 0 | 0 | 0 | 0 | 0 | 0 | 0 | 0 | 0 | 0 | 0 | 0 | 0 | 0 | 0 | 0 | 0 | 0 | 0 | 0 | 0 | 0 | 0 | 0 | 0 | 0 | 0 | 0 | 0 | 0 | 0 | 0.01296% | 0 | 0 | 0 | 0 | 0 | 0 | 0 | 0 | 0 | 0 | 0 | 0 | 0 | 0 | 0 | 0 | 0 | 0 | 0 | 0 | 0 | 0 | 0 | 0
| IND-Lighting-7P_V2 | M_Input | Council 7th Plan | 2020 | Retro | 2022 | 2045 | PSE | Industrial | Hi Tech - Chip Fabrication | Electric | Per Region | NA | NA | Hi Tech - Chip Fabrication Material Handling1 | Hi Tech - Chip Fabrication Material Handling1 | 0 | 10 | 0 | 0 | I-SIC24-Proc-All-All-All-E | 0 | 0 | 0 | 0 | 0 | 0 | 0 | 0 | 0 | 0 | 0 | 0 | Comm Flat | Material Handling1 | Material Handling1 | SIC24 | 0.01335% | 100% | 0% | 1 | 1 | 100% | 10% | 85% | 6.8% | 0.2% | 0 | 0 | 0 | 0 | 0 | 0 | 0 | 0 | 0 |  | 0 | 0 | 0 | 01. ($9,999.000) to $0.028 | N/A | 0 | 01. ($9,999.00) to $0.22 | N/A | 0.085 | 0.085 | 0.085 | 0.085 | 0.085 | 0.085 | 0.085 | 0.085 | 0.085 | 0.085 | 0 | 0 | 0 | 0 | 0 | 0 | 0 | 0 | 0 | 0 | 0 | 0 | 0 | 0 | 0 | 0 | 0 | 0 | 0 | 0 | 0 | 0 | 0 | 0 | 0 | 0 | 0 | 0 | 0 | 0 | 0 | 0 | 0 | 0 | 0 | 0 | 0 | 0 | 0 | 0 | 0 | 0 | 0 | 0 | 0 | 0 | 0 | 0 | 0 | 0 | 0 | 0 | 0 | 0 | 0 | 0 | 0 | 0 | 0 | 0 | 0 | 0 | 0 | 0 | 0 | 0 | 0 | 0 | 0 | 0 | 0 | 0 | 0 | 0 | 0 | 0 | 0 | 0 | 0 | 0 | 0 | 0 | 0 | 0 | 0 | 0 | 0 | 0 | 0 | 0 | 0 | 0 | 0 | 0 | 0 | 0 | 0 | 0 | 0 | 0 | 0 | 0 | 0 | 0 | 0 | 0 | 0 | 0 | 0 | 0 | 0 | 0 | 0 | 0 | 0 | 0 | 0 | 0 | 0 | 0 | 0 | 0 | 0 | 0 | 0 | 0 | 0 | 0 | 0 | 0 | 0 | 0 | 0 | 0 | 0 | 0 | 0 | 0 | 0 | 0 | 0 | 0 | 0 | 0 | 0 | 0 | 0 | 0 | 0 | 0 | 0 | 0 | 0 | 0 | 0 | 0 | 0 | 0 | 0 | 0 | 0 | 0 | 0 | 0 | 0 | 0 | 0 | 0 | 0 | 0 | 0 | 0 | 0 | 0 | 0 | 0 | 0 | 0 | 0 | 0 | 0 | 0 | 0 | 0 | 0 | 0 | 0 | 0 | 0 | 0 | 0 | 0 | 0 | 0.01209% | 0 | 0 | 0 | 0 | 0 | 0 | 0 | 0 | 0 | 0 | 0 | 0 | 0 | 0 | 0 | 0 | 0 | 0 | 0 | 0 | 0 | 0 | 0 | 0
| IND-Lighting-7P_V2 | M_Input | Council 7th Plan | 2020 | Retro | 2022 | 2045 | PSE | Industrial | Hi Tech - Chip Fabrication | Electric | Per Region | NA | NA | Hi Tech - Chip Fabrication Material Handling2 | Hi Tech - Chip Fabrication Material Handling2 | 0 | 10 | 0 | 0 | I-SIC24-Proc-All-All-All-E | 0 | 0 | 0 | 0 | 0 | 0 | 0 | 0 | 0 | 0 | 0 | 0 | Comm Flat | Material Handling2 | Material Handling2 | SIC24 | 0.01335% | 100% | 0% | 1 | 1 | 100% | 10% | 85% | 6.8% | 0.2% | 0 | 0 | 0 | 0 | 0 | 0 | 0 | 0 | 0 |  | 0 | 0 | 0 | 01. ($9,999.000) to $0.028 | N/A | 0 | 01. ($9,999.00) to $0.22 | N/A | 0.085 | 0.085 | 0.085 | 0.085 | 0.085 | 0.085 | 0.085 | 0.085 | 0.085 | 0.085 | 0 | 0 | 0 | 0 | 0 | 0 | 0 | 0 | 0 | 0 | 0 | 0 | 0 | 0 | 0 | 0 | 0 | 0 | 0 | 0 | 0 | 0 | 0 | 0 | 0 | 0 | 0 | 0 | 0 | 0 | 0 | 0 | 0 | 0 | 0 | 0 | 0 | 0 | 0 | 0 | 0 | 0 | 0 | 0 | 0 | 0 | 0 | 0 | 0 | 0 | 0 | 0 | 0 | 0 | 0 | 0 | 0 | 0 | 0 | 0 | 0 | 0 | 0 | 0 | 0 | 0 | 0 | 0 | 0 | 0 | 0 | 0 | 0 | 0 | 0 | 0 | 0 | 0 | 0 | 0 | 0 | 0 | 0 | 0 | 0 | 0 | 0 | 0 | 0 | 0 | 0 | 0 | 0 | 0 | 0 | 0 | 0 | 0 | 0 | 0 | 0 | 0 | 0 | 0 | 0 | 0 | 0 | 0 | 0 | 0 | 0 | 0 | 0 | 0 | 0 | 0 | 0 | 0 | 0 | 0 | 0 | 0 | 0 | 0 | 0 | 0 | 0 | 0 | 0 | 0 | 0 | 0 | 0 | 0 | 0 | 0 | 0 | 0 | 0 | 0 | 0 | 0 | 0 | 0 | 0 | 0 | 0 | 0 | 0 | 0 | 0 | 0 | 0 | 0 | 0 | 0 | 0 | 0 | 0 | 0 | 0 | 0 | 0 | 0 | 0 | 0 | 0 | 0 | 0 | 0 | 0 | 0 | 0 | 0 | 0 | 0 | 0 | 0 | 0 | 0 | 0 | 0 | 0 | 0 | 0 | 0 | 0 | 0 | 0 | 0 | 0 | 0 | 0 | 0.01209% | 0 | 0 | 0 | 0 | 0 | 0 | 0 | 0 | 0 | 0 | 0 | 0 | 0 | 0 | 0 | 0 | 0 | 0 | 0 | 0 | 0 | 0 | 0 | 0
| IND-Lighting-7P_V2 | M_Input | Council 7th Plan | 2020 | Retro | 2022 | 2045 | PSE | Industrial | Hi Tech - Chip Fabrication | Electric | Per Region | NA | NA | Hi Tech - Chip Fabrication Material Handling VFD1 | Hi Tech - Chip Fabrication Material Handling VFD1 | 0 | 10 | 0 | 0 | I-SIC24-Proc-All-All-All-E | 0 | 0 | 0 | 0 | 0 | 0 | 0 | 0 | 0 | 0 | 0 | 0 | Comm Flat | Material Handling VFD1 | Material Handling VFD1 | SIC24 | 0.01335% | 100% | 0% | 1 | 1 | 100% | 10% | 85% | 6.8% | 0.2% | 0 | 0 | 0 | 0 | 0 | 0 | 0 | 0 | 0 |  | 0 | 0 | 0 | 01. ($9,999.000) to $0.028 | N/A | 0 | 01. ($9,999.00) to $0.22 | N/A | 0.085 | 0.085 | 0.085 | 0.085 | 0.085 | 0.085 | 0.085 | 0.085 | 0.085 | 0.085 | 0 | 0 | 0 | 0 | 0 | 0 | 0 | 0 | 0 | 0 | 0 | 0 | 0 | 0 | 0 | 0 | 0 | 0 | 0 | 0 | 0 | 0 | 0 | 0 | 0 | 0 | 0 | 0 | 0 | 0 | 0 | 0 | 0 | 0 | 0 | 0 | 0 | 0 | 0 | 0 | 0 | 0 | 0 | 0 | 0 | 0 | 0 | 0 | 0 | 0 | 0 | 0 | 0 | 0 | 0 | 0 | 0 | 0 | 0 | 0 | 0 | 0 | 0 | 0 | 0 | 0 | 0 | 0 | 0 | 0 | 0 | 0 | 0 | 0 | 0 | 0 | 0 | 0 | 0 | 0 | 0 | 0 | 0 | 0 | 0 | 0 | 0 | 0 | 0 | 0 | 0 | 0 | 0 | 0 | 0 | 0 | 0 | 0 | 0 | 0 | 0 | 0 | 0 | 0 | 0 | 0 | 0 | 0 | 0 | 0 | 0 | 0 | 0 | 0 | 0 | 0 | 0 | 0 | 0 | 0 | 0 | 0 | 0 | 0 | 0 | 0 | 0 | 0 | 0 | 0 | 0 | 0 | 0 | 0 | 0 | 0 | 0 | 0 | 0 | 0 | 0 | 0 | 0 | 0 | 0 | 0 | 0 | 0 | 0 | 0 | 0 | 0 | 0 | 0 | 0 | 0 | 0 | 0 | 0 | 0 | 0 | 0 | 0 | 0 | 0 | 0 | 0 | 0 | 0 | 0 | 0 | 0 | 0 | 0 | 0 | 0 | 0 | 0 | 0 | 0 | 0 | 0 | 0 | 0 | 0 | 0 | 0 | 0 | 0 | 0 | 0 | 0 | 0 | 0.01209% | 0 | 0 | 0 | 0 | 0 | 0 | 0 | 0 | 0 | 0 | 0 | 0 | 0 | 0 | 0 | 0 | 0 | 0 | 0 | 0 | 0 | 0 | 0 | 0
| IND-Lighting-7P_V2 | M_Input | Council 7th Plan | 2020 | Retro | 2022 | 2045 | PSE | Industrial | Hi Tech - Chip Fabrication | Electric | Per Region | NA | NA | Hi Tech - Chip Fabrication Material Handling VFD2 | Hi Tech - Chip Fabrication Material Handling VFD2 | 0 | 10 | 0 | 0 | I-SIC24-Proc-All-All-All-E | 0 | 0 | 0 | 0 | 0 | 0 | 0 | 0 | 0 | 0 | 0 | 0 | Comm Flat | Material Handling VFD2 | Material Handling VFD2 | SIC24 | 0.01335% | 100% | 0% | 1 | 1 | 100% | 10% | 85% | 6.8% | 0.2% | 0 | 0 | 0 | 0 | 0 | 0 | 0 | 0 | 0 |  | 0 | 0 | 0 | 01. ($9,999.000) to $0.028 | N/A | 0 | 01. ($9,999.00) to $0.22 | N/A | 0.085 | 0.085 | 0.085 | 0.085 | 0.085 | 0.085 | 0.085 | 0.085 | 0.085 | 0.085 | 0 | 0 | 0 | 0 | 0 | 0 | 0 | 0 | 0 | 0 | 0 | 0 | 0 | 0 | 0 | 0 | 0 | 0 | 0 | 0 | 0 | 0 | 0 | 0 | 0 | 0 | 0 | 0 | 0 | 0 | 0 | 0 | 0 | 0 | 0 | 0 | 0 | 0 | 0 | 0 | 0 | 0 | 0 | 0 | 0 | 0 | 0 | 0 | 0 | 0 | 0 | 0 | 0 | 0 | 0 | 0 | 0 | 0 | 0 | 0 | 0 | 0 | 0 | 0 | 0 | 0 | 0 | 0 | 0 | 0 | 0 | 0 | 0 | 0 | 0 | 0 | 0 | 0 | 0 | 0 | 0 | 0 | 0 | 0 | 0 | 0 | 0 | 0 | 0 | 0 | 0 | 0 | 0 | 0 | 0 | 0 | 0 | 0 | 0 | 0 | 0 | 0 | 0 | 0 | 0 | 0 | 0 | 0 | 0 | 0 | 0 | 0 | 0 | 0 | 0 | 0 | 0 | 0 | 0 | 0 | 0 | 0 | 0 | 0 | 0 | 0 | 0 | 0 | 0 | 0 | 0 | 0 | 0 | 0 | 0 | 0 | 0 | 0 | 0 | 0 | 0 | 0 | 0 | 0 | 0 | 0 | 0 | 0 | 0 | 0 | 0 | 0 | 0 | 0 | 0 | 0 | 0 | 0 | 0 | 0 | 0 | 0 | 0 | 0 | 0 | 0 | 0 | 0 | 0 | 0 | 0 | 0 | 0 | 0 | 0 | 0 | 0 | 0 | 0 | 0 | 0 | 0 | 0 | 0 | 0 | 0 | 0 | 0 | 0 | 0 | 0 | 0 | 0 | 0.01209% | 0 | 0 | 0 | 0 | 0 | 0 | 0 | 0 | 0 | 0 | 0 | 0 | 0 | 0 | 0 | 0 | 0 | 0 | 0 | 0 | 0 | 0 | 0 | 0
| IND-Lighting-7P_V2 | M_Input | Council 7th Plan | 2020 | Retro | 2022 | 2045 | PSE | Industrial | Hi Tech - Chip Fabrication | Electric | Per Region | NA | NA | Hi Tech - Chip Fabrication Wood: Replace Pneumatic Conveyor | Hi Tech - Chip Fabrication Wood: Replace Pneumatic Conveyor | 0 | 10 | 0 | 0 | I-SIC24-Proc-All-All-All-E | 0 | 0 | 0 | 0 | 0 | 0 | 0 | 0 | 0 | 0 | 0 | 0 | Comm Flat | Wood: Replace Pneumatic Conveyor | Wood: Replace Pneumatic Conveyor | SIC24 | 0.01335% | 100% | 0% | 1 | 1 | 100% | 10% | 85% | 6.8% | 0.2% | 0 | 0 | 0 | 0 | 0 | 0 | 0 | 0 | 0 |  | 0 | 0 | 0 | 01. ($9,999.000) to $0.028 | N/A | 0 | 01. ($9,999.00) to $0.22 | N/A | 0.085 | 0.085 | 0.085 | 0.085 | 0.085 | 0.085 | 0.085 | 0.085 | 0.085 | 0.085 | 0 | 0 | 0 | 0 | 0 | 0 | 0 | 0 | 0 | 0 | 0 | 0 | 0 | 0 | 0 | 0 | 0 | 0 | 0 | 0 | 0 | 0 | 0 | 0 | 0 | 0 | 0 | 0 | 0 | 0 | 0 | 0 | 0 | 0 | 0 | 0 | 0 | 0 | 0 | 0 | 0 | 0 | 0 | 0 | 0 | 0 | 0 | 0 | 0 | 0 | 0 | 0 | 0 | 0 | 0 | 0 | 0 | 0 | 0 | 0 | 0 | 0 | 0 | 0 | 0 | 0 | 0 | 0 | 0 | 0 | 0 | 0 | 0 | 0 | 0 | 0 | 0 | 0 | 0 | 0 | 0 | 0 | 0 | 0 | 0 | 0 | 0 | 0 | 0 | 0 | 0 | 0 | 0 | 0 | 0 | 0 | 0 | 0 | 0 | 0 | 0 | 0 | 0 | 0 | 0 | 0 | 0 | 0 | 0 | 0 | 0 | 0 | 0 | 0 | 0 | 0 | 0 | 0 | 0 | 0 | 0 | 0 | 0 | 0 | 0 | 0 | 0 | 0 | 0 | 0 | 0 | 0 | 0 | 0 | 0 | 0 | 0 | 0 | 0 | 0 | 0 | 0 | 0 | 0 | 0 | 0 | 0 | 0 | 0 | 0 | 0 | 0 | 0 | 0 | 0 | 0 | 0 | 0 | 0 | 0 | 0 | 0 | 0 | 0 | 0 | 0 | 0 | 0 | 0 | 0 | 0 | 0 | 0 | 0 | 0 | 0 | 0 | 0 | 0 | 0 | 0 | 0 | 0 | 0 | 0 | 0 | 0 | 0 | 0 | 0 | 0 | 0 | 0 | 0.01209% | 0 | 0 | 0 | 0 | 0 | 0 | 0 | 0 | 0 | 0 | 0 | 0 | 0 | 0 | 0 | 0 | 0 | 0 | 0 | 0 | 0 | 0 | 0 | 0
| IND-Lighting-7P_V2 | M_Input | Council 7th Plan | 2020 | Retro | 2022 | 2045 | PSE | Industrial | Hi Tech - Chip Fabrication | Electric | Per Region | NA | NA | Hi Tech - Chip Fabrication Panel: Hydraulic Press | Hi Tech - Chip Fabrication Panel: Hydraulic Press | 0 | 10 | 0 | 0 | I-SIC24-Proc-All-All-All-E | 0 | 0 | 0 | 0 | 0 | 0 | 0 | 0 | 0 | 0 | 0 | 0 | Comm Flat | Panel: Hydraulic Press | Panel: Hydraulic Press | SIC24 | 0.01335% | 100% | 0% | 1 | 1 | 100% | 10% | 85% | 6.8% | 0.2% | 0 | 0 | 0 | 0 | 0 | 0 | 0 | 0 | 0 |  | 0 | 0 | 0 | 01. ($9,999.000) to $0.028 | N/A | 0 | 01. ($9,999.00) to $0.22 | N/A | 0.085 | 0.085 | 0.085 | 0.085 | 0.085 | 0.085 | 0.085 | 0.085 | 0.085 | 0.085 | 0 | 0 | 0 | 0 | 0 | 0 | 0 | 0 | 0 | 0 | 0 | 0 | 0 | 0 | 0 | 0 | 0 | 0 | 0 | 0 | 0 | 0 | 0 | 0 | 0 | 0 | 0 | 0 | 0 | 0 | 0 | 0 | 0 | 0 | 0 | 0 | 0 | 0 | 0 | 0 | 0 | 0 | 0 | 0 | 0 | 0 | 0 | 0 | 0 | 0 | 0 | 0 | 0 | 0 | 0 | 0 | 0 | 0 | 0 | 0 | 0 | 0 | 0 | 0 | 0 | 0 | 0 | 0 | 0 | 0 | 0 | 0 | 0 | 0 | 0 | 0 | 0 | 0 | 0 | 0 | 0 | 0 | 0 | 0 | 0 | 0 | 0 | 0 | 0 | 0 | 0 | 0 | 0 | 0 | 0 | 0 | 0 | 0 | 0 | 0 | 0 | 0 | 0 | 0 | 0 | 0 | 0 | 0 | 0 | 0 | 0 | 0 | 0 | 0 | 0 | 0 | 0 | 0 | 0 | 0 | 0 | 0 | 0 | 0 | 0 | 0 | 0 | 0 | 0 | 0 | 0 | 0 | 0 | 0 | 0 | 0 | 0 | 0 | 0 | 0 | 0 | 0 | 0 | 0 | 0 | 0 | 0 | 0 | 0 | 0 | 0 | 0 | 0 | 0 | 0 | 0 | 0 | 0 | 0 | 0 | 0 | 0 | 0 | 0 | 0 | 0 | 0 | 0 | 0 | 0 | 0 | 0 | 0 | 0 | 0 | 0 | 0 | 0 | 0 | 0 | 0 | 0 | 0 | 0 | 0 | 0 | 0 | 0 | 0 | 0 | 0 | 0 | 0 | 0.01209% | 0 | 0 | 0 | 0 | 0 | 0 | 0 | 0 | 0 | 0 | 0 | 0 | 0 | 0 | 0 | 0 | 0 | 0 | 0 | 0 | 0 | 0 | 0 | 0
| IND-Lighting-7P_V2 | M_Input | Council 7th Plan | 2020 | Retro | 2022 | 2045 | PSE | Industrial | Hi Tech - Chip Fabrication | Electric | Per Region | NA | NA | Hi Tech - Chip Fabrication Cold Storage Retrofit | Hi Tech - Chip Fabrication Cold Storage Retrofit | 0 | 10 | 0 | 0 | C-War-Ref-All-All-All-C | 0 | 0 | 0 | 0 | 0 | 0 | 0 | 0 | 0 | 0 | 0 | 0 | Comm Flat | Cold Storage Retrofit | Cold Storage Retrofit | RefrigWarehouseGroc | 0.01247% | 100% | 0% | 1 | 1 | 100% | 10% | 85% | 6.8% | 0.2% | 0 | 0 | 0 | 0 | 0 | 0 | 0 | 0 | 0 |  | 0 | 0 | 0 | 01. ($9,999.000) to $0.028 | N/A | 0 | 01. ($9,999.00) to $0.22 | N/A | 0.085 | 0.085 | 0.085 | 0.085 | 0.085 | 0.085 | 0.085 | 0.085 | 0.085 | 0.085 | 0 | 0 | 0 | 0 | 0 | 0 | 0 | 0 | 0 | 0 | 0 | 0 | 0 | 0 | 0 | 0 | 0 | 0 | 0 | 0 | 0 | 0 | 0 | 0 | 0 | 0 | 0 | 0 | 0 | 0 | 0 | 0 | 0 | 0 | 0 | 0 | 0 | 0 | 0 | 0 | 0 | 0 | 0 | 0 | 0 | 0 | 0 | 0 | 0 | 0 | 0 | 0 | 0 | 0 | 0 | 0 | 0 | 0 | 0 | 0 | 0 | 0 | 0 | 0 | 0 | 0 | 0 | 0 | 0 | 0 | 0 | 0 | 0 | 0 | 0 | 0 | 0 | 0 | 0 | 0 | 0 | 0 | 0 | 0 | 0 | 0 | 0 | 0 | 0 | 0 | 0 | 0 | 0 | 0 | 0 | 0 | 0 | 0 | 0 | 0 | 0 | 0 | 0 | 0 | 0 | 0 | 0 | 0 | 0 | 0 | 0 | 0 | 0 | 0 | 0 | 0 | 0 | 0 | 0 | 0 | 0 | 0 | 0 | 0 | 0 | 0 | 0 | 0 | 0 | 0 | 0 | 0 | 0 | 0 | 0 | 0 | 0 | 0 | 0 | 0 | 0 | 0 | 0 | 0 | 0 | 0 | 0 | 0 | 0 | 0 | 0 | 0 | 0 | 0 | 0 | 0 | 0 | 0 | 0 | 0 | 0 | 0 | 0 | 0 | 0 | 0 | 0 | 0 | 0 | 0 | 0 | 0 | 0 | 0 | 0 | 0 | 0 | 0 | 0 | 0 | 0 | 0 | 0 | 0 | 0 | 0 | 0 | 0 | 0 | 0 | 0 | 0 | 0 | 0.01116% | 0 | 0 | 0 | 0 | 0 | 0 | 0 | 0 | 0 | 0 | 0 | 0 | 0 | 0 | 0 | 0 | 0 | 0 | 0 | 0 | 0 | 0 | 0 | 0
| IND-Lighting-7P_V2 | M_Input | Council 7th Plan | 2020 | Retro | 2022 | 2045 | PSE | Industrial | Hi Tech - Chip Fabrication | Electric | Per Region | NA | NA | Hi Tech - Chip Fabrication Cold Storage Tuneup | Hi Tech - Chip Fabrication Cold Storage Tuneup | 0 | 3 | 0 | 0 | C-War-Ref-All-All-All-C | 0 | 0 | 0 | 0 | 0 | 0 | 0 | 0 | 0 | 0 | 0 | 0 | Comm Flat | Cold Storage Tuneup | Cold Storage Tuneup | RefrigWarehouseGroc | 0.01247% | 100% | 0% | 1 | 1 | 100% | 33.33% | 85% | 6.8% | 0.2% | 0 | 0 | 0 | 0 | 0 | 0 | 0 | 0 | 0 |  | 0 | 0 | 0 | 01. ($9,999.000) to $0.028 | N/A | 0 | 01. ($9,999.00) to $0.22 | N/A | 0.085 | 0.085 | 0.085 | 0.085 | 0.085 | 0.085 | 0.085 | 0.085 | 0.085 | 0.085 | 0 | 0 | 0 | 0 | 0 | 0 | 0 | 0 | 0 | 0 | 0 | 0 | 0 | 0 | 0 | 0 | 0 | 0 | 0 | 0 | 0 | 0 | 0 | 0 | 0 | 0 | 0 | 0 | 0 | 0 | 0 | 0 | 0 | 0 | 0 | 0 | 0 | 0 | 0 | 0 | 0 | 0 | 0 | 0 | 0 | 0 | 0 | 0 | 0 | 0 | 0 | 0 | 0 | 0 | 0 | 0 | 0 | 0 | 0 | 0 | 0 | 0 | 0 | 0 | 0 | 0 | 0 | 0 | 0 | 0 | 0 | 0 | 0 | 0 | 0 | 0 | 0 | 0 | 0 | 0 | 0 | 0 | 0 | 0 | 0 | 0 | 0 | 0 | 0 | 0 | 0 | 0 | 0 | 0 | 0 | 0 | 0 | 0 | 0 | 0 | 0 | 0 | 0 | 0 | 0 | 0 | 0 | 0 | 0 | 0 | 0 | 0 | 0 | 0 | 0 | 0 | 0 | 0 | 0 | 0 | 0 | 0 | 0 | 0 | 0 | 0 | 0 | 0 | 0 | 0 | 0 | 0 | 0 | 0 | 0 | 0 | 0 | 0 | 0 | 0 | 0 | 0 | 0 | 0 | 0 | 0 | 0 | 0 | 0 | 0 | 0 | 0 | 0 | 0 | 0 | 0 | 0 | 0 | 0 | 0 | 0 | 0 | 0 | 0 | 0 | 0 | 0 | 0 | 0 | 0 | 0 | 0 | 0 | 0 | 0 | 0 | 0 | 0 | 0 | 0 | 0 | 0 | 0 | 0 | 0 | 0 | 0 | 0 | 0 | 0 | 0 | 0 | 0 | 0.01116% | 0 | 0 | 0 | 0 | 0 | 0 | 0 | 0 | 0 | 0 | 0 | 0 | 0 | 0 | 0 | 0 | 0 | 0 | 0 | 0 | 0 | 0 | 0 | 0
| IND-Lighting-7P_V2 | M_Input | Council 7th Plan | 2020 | Retro | 2022 | 2045 | PSE | Industrial | Hi Tech - Chip Fabrication | Electric | Per Region | NA | NA | Hi Tech - Chip Fabrication Fruit Storage Refer Retrofit | Hi Tech - Chip Fabrication Fruit Storage Refer Retrofit | 0 | 10 | 0 | 0 | C-War-Ref-All-All-All-C | 0 | 0 | 0 | 0 | 0 | 0 | 0 | 0 | 0 | 0 | 0 | 0 | Comm Flat | Fruit Storage Refer Retrofit | Fruit Storage Refer Retrofit | IndShift3 | 0.01266% | 100% | 0% | 1 | 1 | 100% | 10% | 85% | 6.8% | 0.2% | 0 | 0 | 0 | 0 | 0 | 0 | 0 | 0 | 0 |  | 0 | 0 | 0 | 01. ($9,999.000) to $0.028 | N/A | 0 | 01. ($9,999.00) to $0.22 | N/A | 0.085 | 0.085 | 0.085 | 0.085 | 0.085 | 0.085 | 0.085 | 0.085 | 0.085 | 0.085 | 0 | 0 | 0 | 0 | 0 | 0 | 0 | 0 | 0 | 0 | 0 | 0 | 0 | 0 | 0 | 0 | 0 | 0 | 0 | 0 | 0 | 0 | 0 | 0 | 0 | 0 | 0 | 0 | 0 | 0 | 0 | 0 | 0 | 0 | 0 | 0 | 0 | 0 | 0 | 0 | 0 | 0 | 0 | 0 | 0 | 0 | 0 | 0 | 0 | 0 | 0 | 0 | 0 | 0 | 0 | 0 | 0 | 0 | 0 | 0 | 0 | 0 | 0 | 0 | 0 | 0 | 0 | 0 | 0 | 0 | 0 | 0 | 0 | 0 | 0 | 0 | 0 | 0 | 0 | 0 | 0 | 0 | 0 | 0 | 0 | 0 | 0 | 0 | 0 | 0 | 0 | 0 | 0 | 0 | 0 | 0 | 0 | 0 | 0 | 0 | 0 | 0 | 0 | 0 | 0 | 0 | 0 | 0 | 0 | 0 | 0 | 0 | 0 | 0 | 0 | 0 | 0 | 0 | 0 | 0 | 0 | 0 | 0 | 0 | 0 | 0 | 0 | 0 | 0 | 0 | 0 | 0 | 0 | 0 | 0 | 0 | 0 | 0 | 0 | 0 | 0 | 0 | 0 | 0 | 0 | 0 | 0 | 0 | 0 | 0 | 0 | 0 | 0 | 0 | 0 | 0 | 0 | 0 | 0 | 0 | 0 | 0 | 0 | 0 | 0 | 0 | 0 | 0 | 0 | 0 | 0 | 0 | 0 | 0 | 0 | 0 | 0 | 0 | 0 | 0 | 0 | 0 | 0 | 0 | 0 | 0 | 0 | 0 | 0 | 0 | 0 | 0 | 0 | 0.01296% | 0 | 0 | 0 | 0 | 0 | 0 | 0 | 0 | 0 | 0 | 0 | 0 | 0 | 0 | 0 | 0 | 0 | 0 | 0 | 0 | 0 | 0 | 0 | 0
| IND-Lighting-7P_V2 | M_Input | Council 7th Plan | 2020 | Retro | 2022 | 2045 | PSE | Industrial | Hi Tech - Chip Fabrication | Electric | Per Region | NA | NA | Hi Tech - Chip Fabrication CA Retrofit -- CO2 Scrub | Hi Tech - Chip Fabrication CA Retrofit -- CO2 Scrub | 0 | 10 | 0 | 0 | I-All-Other-Shift3-All-All-S | 0 | 0 | 0 | 0 | 0 | 0 | 0 | 0 | 0 | 0 | 0 | 0 | Comm Flat | CA Retrofit -- CO2 Scrub | CA Retrofit -- CO2 Scrub | IndShift3 | 0.01266% | 100% | 0% | 1 | 1 | 100% | 10% | 85% | 6.8% | 0.2% | 0 | 0 | 0 | 0 | 0 | 0 | 0 | 0 | 0 |  | 0 | 0 | 0 | 01. ($9,999.000) to $0.028 | N/A | 0 | 01. ($9,999.00) to $0.22 | N/A | 0.085 | 0.085 | 0.085 | 0.085 | 0.085 | 0.085 | 0.085 | 0.085 | 0.085 | 0.085 | 0 | 0 | 0 | 0 | 0 | 0 | 0 | 0 | 0 | 0 | 0 | 0 | 0 | 0 | 0 | 0 | 0 | 0 | 0 | 0 | 0 | 0 | 0 | 0 | 0 | 0 | 0 | 0 | 0 | 0 | 0 | 0 | 0 | 0 | 0 | 0 | 0 | 0 | 0 | 0 | 0 | 0 | 0 | 0 | 0 | 0 | 0 | 0 | 0 | 0 | 0 | 0 | 0 | 0 | 0 | 0 | 0 | 0 | 0 | 0 | 0 | 0 | 0 | 0 | 0 | 0 | 0 | 0 | 0 | 0 | 0 | 0 | 0 | 0 | 0 | 0 | 0 | 0 | 0 | 0 | 0 | 0 | 0 | 0 | 0 | 0 | 0 | 0 | 0 | 0 | 0 | 0 | 0 | 0 | 0 | 0 | 0 | 0 | 0 | 0 | 0 | 0 | 0 | 0 | 0 | 0 | 0 | 0 | 0 | 0 | 0 | 0 | 0 | 0 | 0 | 0 | 0 | 0 | 0 | 0 | 0 | 0 | 0 | 0 | 0 | 0 | 0 | 0 | 0 | 0 | 0 | 0 | 0 | 0 | 0 | 0 | 0 | 0 | 0 | 0 | 0 | 0 | 0 | 0 | 0 | 0 | 0 | 0 | 0 | 0 | 0 | 0 | 0 | 0 | 0 | 0 | 0 | 0 | 0 | 0 | 0 | 0 | 0 | 0 | 0 | 0 | 0 | 0 | 0 | 0 | 0 | 0 | 0 | 0 | 0 | 0 | 0 | 0 | 0 | 0 | 0 | 0 | 0 | 0 | 0 | 0 | 0 | 0 | 0 | 0 | 0 | 0 | 0 | 0.01296% | 0 | 0 | 0 | 0 | 0 | 0 | 0 | 0 | 0 | 0 | 0 | 0 | 0 | 0 | 0 | 0 | 0 | 0 | 0 | 0 | 0 | 0 | 0 | 0
| IND-Lighting-7P_V2 | M_Input | Council 7th Plan | 2020 | Retro | 2022 | 2045 | PSE | Industrial | Hi Tech - Chip Fabrication | Electric | Per Region | NA | NA | Hi Tech - Chip Fabrication CA Retrofit -- Membrane | Hi Tech - Chip Fabrication CA Retrofit -- Membrane | 0 | 10 | 0 | 0 | I-All-Other-Shift3-All-All-S | 0 | 0 | 0 | 0 | 0 | 0 | 0 | 0 | 0 | 0 | 0 | 0 | Comm Flat | CA Retrofit -- Membrane | CA Retrofit -- Membrane | IndShift3 | 0.01266% | 100% | 0% | 1 | 1 | 100% | 10% | 85% | 6.8% | 0.2% | 0 | 0 | 0 | 0 | 0 | 0 | 0 | 0 | 0 |  | 0 | 0 | 0 | 01. ($9,999.000) to $0.028 | N/A | 0 | 01. ($9,999.00) to $0.22 | N/A | 0.085 | 0.085 | 0.085 | 0.085 | 0.085 | 0.085 | 0.085 | 0.085 | 0.085 | 0.085 | 0 | 0 | 0 | 0 | 0 | 0 | 0 | 0 | 0 | 0 | 0 | 0 | 0 | 0 | 0 | 0 | 0 | 0 | 0 | 0 | 0 | 0 | 0 | 0 | 0 | 0 | 0 | 0 | 0 | 0 | 0 | 0 | 0 | 0 | 0 | 0 | 0 | 0 | 0 | 0 | 0 | 0 | 0 | 0 | 0 | 0 | 0 | 0 | 0 | 0 | 0 | 0 | 0 | 0 | 0 | 0 | 0 | 0 | 0 | 0 | 0 | 0 | 0 | 0 | 0 | 0 | 0 | 0 | 0 | 0 | 0 | 0 | 0 | 0 | 0 | 0 | 0 | 0 | 0 | 0 | 0 | 0 | 0 | 0 | 0 | 0 | 0 | 0 | 0 | 0 | 0 | 0 | 0 | 0 | 0 | 0 | 0 | 0 | 0 | 0 | 0 | 0 | 0 | 0 | 0 | 0 | 0 | 0 | 0 | 0 | 0 | 0 | 0 | 0 | 0 | 0 | 0 | 0 | 0 | 0 | 0 | 0 | 0 | 0 | 0 | 0 | 0 | 0 | 0 | 0 | 0 | 0 | 0 | 0 | 0 | 0 | 0 | 0 | 0 | 0 | 0 | 0 | 0 | 0 | 0 | 0 | 0 | 0 | 0 | 0 | 0 | 0 | 0 | 0 | 0 | 0 | 0 | 0 | 0 | 0 | 0 | 0 | 0 | 0 | 0 | 0 | 0 | 0 | 0 | 0 | 0 | 0 | 0 | 0 | 0 | 0 | 0 | 0 | 0 | 0 | 0 | 0 | 0 | 0 | 0 | 0 | 0 | 0 | 0 | 0 | 0 | 0 | 0 | 0.01296% | 0 | 0 | 0 | 0 | 0 | 0 | 0 | 0 | 0 | 0 | 0 | 0 | 0 | 0 | 0 | 0 | 0 | 0 | 0 | 0 | 0 | 0 | 0 | 0
| IND-Lighting-7P_V2 | M_Input | Council 7th Plan | 2020 | Retro | 2022 | 2045 | PSE | Industrial | Hi Tech - Chip Fabrication | Electric | Per Region | NA | NA | Hi Tech - Chip Fabrication Fruit Storage Tuneup | Hi Tech - Chip Fabrication Fruit Storage Tuneup | 0 | 3 | 0 | 0 | C-War-Ref-All-All-All-C | 0 | 0 | 0 | 0 | 0 | 0 | 0 | 0 | 0 | 0 | 0 | 0 | Comm Flat | Fruit Storage Tuneup | Fruit Storage Tuneup | IndShift3 | 0.01266% | 100% | 0% | 1 | 1 | 100% | 33.33% | 85% | 6.8% | 0.2% | 0 | 0 | 0 | 0 | 0 | 0 | 0 | 0 | 0 |  | 0 | 0 | 0 | 01. ($9,999.000) to $0.028 | N/A | 0 | 01. ($9,999.00) to $0.22 | N/A | 0.085 | 0.085 | 0.085 | 0.085 | 0.085 | 0.085 | 0.085 | 0.085 | 0.085 | 0.085 | 0 | 0 | 0 | 0 | 0 | 0 | 0 | 0 | 0 | 0 | 0 | 0 | 0 | 0 | 0 | 0 | 0 | 0 | 0 | 0 | 0 | 0 | 0 | 0 | 0 | 0 | 0 | 0 | 0 | 0 | 0 | 0 | 0 | 0 | 0 | 0 | 0 | 0 | 0 | 0 | 0 | 0 | 0 | 0 | 0 | 0 | 0 | 0 | 0 | 0 | 0 | 0 | 0 | 0 | 0 | 0 | 0 | 0 | 0 | 0 | 0 | 0 | 0 | 0 | 0 | 0 | 0 | 0 | 0 | 0 | 0 | 0 | 0 | 0 | 0 | 0 | 0 | 0 | 0 | 0 | 0 | 0 | 0 | 0 | 0 | 0 | 0 | 0 | 0 | 0 | 0 | 0 | 0 | 0 | 0 | 0 | 0 | 0 | 0 | 0 | 0 | 0 | 0 | 0 | 0 | 0 | 0 | 0 | 0 | 0 | 0 | 0 | 0 | 0 | 0 | 0 | 0 | 0 | 0 | 0 | 0 | 0 | 0 | 0 | 0 | 0 | 0 | 0 | 0 | 0 | 0 | 0 | 0 | 0 | 0 | 0 | 0 | 0 | 0 | 0 | 0 | 0 | 0 | 0 | 0 | 0 | 0 | 0 | 0 | 0 | 0 | 0 | 0 | 0 | 0 | 0 | 0 | 0 | 0 | 0 | 0 | 0 | 0 | 0 | 0 | 0 | 0 | 0 | 0 | 0 | 0 | 0 | 0 | 0 | 0 | 0 | 0 | 0 | 0 | 0 | 0 | 0 | 0 | 0 | 0 | 0 | 0 | 0 | 0 | 0 | 0 | 0 | 0 | 0.01296% | 0 | 0 | 0 | 0 | 0 | 0 | 0 | 0 | 0 | 0 | 0 | 0 | 0 | 0 | 0 | 0 | 0 | 0 | 0 | 0 | 0 | 0 | 0 | 0
| IND-Lighting-7P_V2 | M_Input | Council 7th Plan | 2020 | Retro | 2022 | 2045 | PSE | Industrial | Hi Tech - Chip Fabrication | Electric | Per Region | NA | NA | Hi Tech - Chip Fabrication Groc Dist Retrofit | Hi Tech - Chip Fabrication Groc Dist Retrofit | 0 | 10 | 0 | 0 | C-War-Ref-All-All-All-C | 0 | 0 | 0 | 0 | 0 | 0 | 0 | 0 | 0 | 0 | 0 | 0 | Comm Flat | Groc Dist Retrofit | Groc Dist Retrofit | IndShift3 | 0.01266% | 100% | 0% | 1 | 1 | 100% | 10% | 85% | 6.8% | 0.2% | 0 | 0 | 0 | 0 | 0 | 0 | 0 | 0 | 0 |  | 0 | 0 | 0 | 01. ($9,999.000) to $0.028 | N/A | 0 | 01. ($9,999.00) to $0.22 | N/A | 0.085 | 0.085 | 0.085 | 0.085 | 0.085 | 0.085 | 0.085 | 0.085 | 0.085 | 0.085 | 0 | 0 | 0 | 0 | 0 | 0 | 0 | 0 | 0 | 0 | 0 | 0 | 0 | 0 | 0 | 0 | 0 | 0 | 0 | 0 | 0 | 0 | 0 | 0 | 0 | 0 | 0 | 0 | 0 | 0 | 0 | 0 | 0 | 0 | 0 | 0 | 0 | 0 | 0 | 0 | 0 | 0 | 0 | 0 | 0 | 0 | 0 | 0 | 0 | 0 | 0 | 0 | 0 | 0 | 0 | 0 | 0 | 0 | 0 | 0 | 0 | 0 | 0 | 0 | 0 | 0 | 0 | 0 | 0 | 0 | 0 | 0 | 0 | 0 | 0 | 0 | 0 | 0 | 0 | 0 | 0 | 0 | 0 | 0 | 0 | 0 | 0 | 0 | 0 | 0 | 0 | 0 | 0 | 0 | 0 | 0 | 0 | 0 | 0 | 0 | 0 | 0 | 0 | 0 | 0 | 0 | 0 | 0 | 0 | 0 | 0 | 0 | 0 | 0 | 0 | 0 | 0 | 0 | 0 | 0 | 0 | 0 | 0 | 0 | 0 | 0 | 0 | 0 | 0 | 0 | 0 | 0 | 0 | 0 | 0 | 0 | 0 | 0 | 0 | 0 | 0 | 0 | 0 | 0 | 0 | 0 | 0 | 0 | 0 | 0 | 0 | 0 | 0 | 0 | 0 | 0 | 0 | 0 | 0 | 0 | 0 | 0 | 0 | 0 | 0 | 0 | 0 | 0 | 0 | 0 | 0 | 0 | 0 | 0 | 0 | 0 | 0 | 0 | 0 | 0 | 0 | 0 | 0 | 0 | 0 | 0 | 0 | 0 | 0 | 0 | 0 | 0 | 0 | 0.01296% | 0 | 0 | 0 | 0 | 0 | 0 | 0 | 0 | 0 | 0 | 0 | 0 | 0 | 0 | 0 | 0 | 0 | 0 | 0 | 0 | 0 | 0 | 0 | 0
| IND-Lighting-7P_V2 | M_Input | Council 7th Plan | 2020 | Retro | 2022 | 2045 | PSE | Industrial | Hi Tech - Chip Fabrication | Electric | Per Region | NA | NA | Hi Tech - Chip Fabrication Groc Dist Tuneup | Hi Tech - Chip Fabrication Groc Dist Tuneup | 0 | 3 | 0 | 0 | C-War-Ref-All-All-All-C | 0 | 0 | 0 | 0 | 0 | 0 | 0 | 0 | 0 | 0 | 0 | 0 | Comm Flat | Groc Dist Tuneup | Groc Dist Tuneup | IndShift3 | 0.01266% | 100% | 0% | 1 | 1 | 100% | 33.33% | 85% | 6.8% | 0.2% | 0 | 0 | 0 | 0 | 0 | 0 | 0 | 0 | 0 |  | 0 | 0 | 0 | 01. ($9,999.000) to $0.028 | N/A | 0 | 01. ($9,999.00) to $0.22 | N/A | 0.085 | 0.085 | 0.085 | 0.085 | 0.085 | 0.085 | 0.085 | 0.085 | 0.085 | 0.085 | 0 | 0 | 0 | 0 | 0 | 0 | 0 | 0 | 0 | 0 | 0 | 0 | 0 | 0 | 0 | 0 | 0 | 0 | 0 | 0 | 0 | 0 | 0 | 0 | 0 | 0 | 0 | 0 | 0 | 0 | 0 | 0 | 0 | 0 | 0 | 0 | 0 | 0 | 0 | 0 | 0 | 0 | 0 | 0 | 0 | 0 | 0 | 0 | 0 | 0 | 0 | 0 | 0 | 0 | 0 | 0 | 0 | 0 | 0 | 0 | 0 | 0 | 0 | 0 | 0 | 0 | 0 | 0 | 0 | 0 | 0 | 0 | 0 | 0 | 0 | 0 | 0 | 0 | 0 | 0 | 0 | 0 | 0 | 0 | 0 | 0 | 0 | 0 | 0 | 0 | 0 | 0 | 0 | 0 | 0 | 0 | 0 | 0 | 0 | 0 | 0 | 0 | 0 | 0 | 0 | 0 | 0 | 0 | 0 | 0 | 0 | 0 | 0 | 0 | 0 | 0 | 0 | 0 | 0 | 0 | 0 | 0 | 0 | 0 | 0 | 0 | 0 | 0 | 0 | 0 | 0 | 0 | 0 | 0 | 0 | 0 | 0 | 0 | 0 | 0 | 0 | 0 | 0 | 0 | 0 | 0 | 0 | 0 | 0 | 0 | 0 | 0 | 0 | 0 | 0 | 0 | 0 | 0 | 0 | 0 | 0 | 0 | 0 | 0 | 0 | 0 | 0 | 0 | 0 | 0 | 0 | 0 | 0 | 0 | 0 | 0 | 0 | 0 | 0 | 0 | 0 | 0 | 0 | 0 | 0 | 0 | 0 | 0 | 0 | 0 | 0 | 0 | 0 | 0.01296% | 0 | 0 | 0 | 0 | 0 | 0 | 0 | 0 | 0 | 0 | 0 | 0 | 0 | 0 | 0 | 0 | 0 | 0 | 0 | 0 | 0 | 0 | 0 | 0
| IND-Lighting-7P_V2 | M_Input | Council 7th Plan | 2020 | Retro | 2022 | 2045 | PSE | Industrial | Hi Tech - Chip Fabrication | Electric | Per Region | NA | NA | Hi Tech - Chip Fabrication Plant Energy Management | Hi Tech - Chip Fabrication Plant Energy Management | 70050.1894 | 10 | 2802.1409 | 2510.9258 | I-All-Other-Shift3-All-All-S | 0 | 0 | 0 | 0 | 0 | 0 | 0 | 0 | 0 | 0 | 0 | 0 | Comm Flat | Plant Energy Management | Plant Energy Management | IndShift3 | 0.01266% | 100% | 0% | 1 | 1 | 100% | 10% | 85% | 6.8% | 0.2% | 32749.94 | 1305.4119 | 3405.5352 | 4638.8613 | 0 | 0 | 0 | 29799.6859 | 0 |  | 0.036442 | 0 | 0.036442 | 02. $0.028 to $0.055 | N/A | 0 | 01. ($9,999.00) to $0.22 | N/A | 0.085 | 0.085 | 0.085 | 0.085 | 0.085 | 0.085 | 0.085 | 0.085 | 0.085 | 0.085 | 0 | 0 | 0 | 0 | 0 | 0 | 0 | 0 | 0 | 0 | 0 | 0 | 0 | 0 | 5954.2661 | 6061.584 | 6077.7481 | 6011.4726 | 5974.3184 | 5947.3836 | 5949.6387 | 5908.5044 | 5900.7262 | 5885.7134 | 0 | 0 | 0 | 0 | 0 | 0 | 0 | 0 | 0 | 0 | 0 | 0 | 0 | 0 | 59671.3556 | 5954.2661 | 12015.8501 | 18093.5982 | 24105.0708 | 30079.3892 | 36026.7728 | 41976.4115 | 47884.916 | 53785.6421 | 59671.3556 | 59671.3556 | 59671.3556 | 59671.3556 | 59671.3556 | 59671.3556 | 59671.3556 | 59671.3556 | 59671.3556 | 59671.3556 | 59671.3556 | 59671.3556 | 59671.3556 | 59671.3556 | 59671.3556 | 0 | 0 | 0 | 0 | 0 | 0 | 0 | 0 | 0 | 0 | 0 | 0 | 0 | 0 | 0 | 0 | 0 | 0 | 0 | 0 | 0 | 0 | 0 | 0 | 0 | 0 | 0 | 0 | 0 | 0 | 0 | 0 | 0 | 0 | 0 | 0 | 0 | 0 | 0 | 0 | 0 | 0 | 0 | 0 | 0 | 0 | 0 | 0 | 0 | 0 | 0 | 0 | 0 | 0 | 0 | 0 | 0 | 0 | 0 | 0 | 0 | 0.75379 | 1.5212 | 2.2906 | 3.0516 | 3.8079 | 4.5609 | 5.3141 | 6.0621 | 6.8091 | 7.5542 | 7.5542 | 7.5542 | 7.5542 | 7.5542 | 7.5542 | 7.5542 | 7.5542 | 7.5542 | 7.5542 | 7.5542 | 7.5542 | 7.5542 | 7.5542 | 7.5542 | 2532.9733 | 2578.6269 | 2585.5031 | 2557.3092 | 2541.5036 | 2530.0455 | 2531.0048 | 2513.5061 | 2510.1972 | 2503.8107 | 0 | 0 | 0 | 0 | 0 | 0 | 0 | 0 | 0 | 0 | 0 | 0 | 0 | 0 | 25384.4803 | 0 | 0 | 0 | 0 | 0 | 0 | 0 | 0 | 0 | 0 | 0 | 0 | 0 | 0 | 0 | 0 | 0 | 0 | 0 | 0 | 0.01296% | 0.77151 | 1.5569 | 2.3444 | 3.1233 | 3.8974 | 4.6681 | 5.439 | 6.2045 | 6.9691 | 7.7317 | 7.7317 | 7.7317 | 7.7317 | 7.7317 | 7.7317 | 7.7317 | 7.7317 | 7.7317 | 7.7317 | 7.7317 | 7.7317 | 7.7317 | 7.7317 | 7.7317
| IND-Lighting-7P_V2 | M_Input | Council 7th Plan | 2020 | Retro | 2022 | 2045 | PSE | Industrial | Hi Tech - Chip Fabrication | Electric | Per Region | NA | NA | Hi Tech - Chip Fabrication Energy Project Management | Hi Tech - Chip Fabrication Energy Project Management | 0 | 11 | 0 | 0 | I-All-Other-Shift3-All-All-S | 0 | 0 | 0 | 0 | 0 | 0 | 0 | 0 | 0 | 0 | 0 | 0 | Comm Flat | Energy Project Management | Energy Project Management | IndShift3 | 0.01266% | 100% | 0% | 1 | 1 | 100% | 9.091% | 85% | 6.8% | 0.2% | 0 | 0 | 0 | 0 | 0 | 0 | 0 | 0 | 0 |  | 0 | 0 | 0 | 01. ($9,999.000) to $0.028 | N/A | 0 | 01. ($9,999.00) to $0.22 | N/A | 0.085 | 0.085 | 0.085 | 0.085 | 0.085 | 0.085 | 0.085 | 0.085 | 0.085 | 0.085 | 0 | 0 | 0 | 0 | 0 | 0 | 0 | 0 | 0 | 0 | 0 | 0 | 0 | 0 | 0 | 0 | 0 | 0 | 0 | 0 | 0 | 0 | 0 | 0 | 0 | 0 | 0 | 0 | 0 | 0 | 0 | 0 | 0 | 0 | 0 | 0 | 0 | 0 | 0 | 0 | 0 | 0 | 0 | 0 | 0 | 0 | 0 | 0 | 0 | 0 | 0 | 0 | 0 | 0 | 0 | 0 | 0 | 0 | 0 | 0 | 0 | 0 | 0 | 0 | 0 | 0 | 0 | 0 | 0 | 0 | 0 | 0 | 0 | 0 | 0 | 0 | 0 | 0 | 0 | 0 | 0 | 0 | 0 | 0 | 0 | 0 | 0 | 0 | 0 | 0 | 0 | 0 | 0 | 0 | 0 | 0 | 0 | 0 | 0 | 0 | 0 | 0 | 0 | 0 | 0 | 0 | 0 | 0 | 0 | 0 | 0 | 0 | 0 | 0 | 0 | 0 | 0 | 0 | 0 | 0 | 0 | 0 | 0 | 0 | 0 | 0 | 0 | 0 | 0 | 0 | 0 | 0 | 0 | 0 | 0 | 0 | 0 | 0 | 0 | 0 | 0 | 0 | 0 | 0 | 0 | 0 | 0 | 0 | 0 | 0 | 0 | 0 | 0 | 0 | 0 | 0 | 0 | 0 | 0 | 0 | 0 | 0 | 0 | 0 | 0 | 0 | 0 | 0 | 0 | 0 | 0 | 0 | 0 | 0 | 0 | 0 | 0 | 0 | 0 | 0 | 0 | 0 | 0 | 0 | 0 | 0 | 0 | 0 | 0 | 0 | 0 | 0 | 0 | 0.01296% | 0 | 0 | 0 | 0 | 0 | 0 | 0 | 0 | 0 | 0 | 0 | 0 | 0 | 0 | 0 | 0 | 0 | 0 | 0 | 0 | 0 | 0 | 0 | 0
| IND-Lighting-7P_V2 | M_Input | Council 7th Plan | 2020 | Retro | 2022 | 2045 | PSE | Industrial | Hi Tech - Chip Fabrication | Electric | Per Region | NA | NA | Hi Tech - Chip Fabrication Integrated Plant Energy Management | Hi Tech - Chip Fabrication Integrated Plant Energy Management | 0 | 11 | 0 | 0 | I-All-Other-Shift3-All-All-S | 0 | 0 | 0 | 0 | 0 | 0 | 0 | 0 | 0 | 0 | 0 | 0 | Comm Flat | Integrated Plant Energy Management | Integrated Plant Energy Management | IndShift3 | 0.01266% | 100% | 0% | 1 | 1 | 100% | 9.091% | 85% | 6.8% | 0.2% | 0 | 0 | 0 | 0 | 0 | 0 | 0 | 0 | 0 |  | 0 | 0 | 0 | 01. ($9,999.000) to $0.028 | N/A | 0 | 01. ($9,999.00) to $0.22 | N/A | 0.085 | 0.085 | 0.085 | 0.085 | 0.085 | 0.085 | 0.085 | 0.085 | 0.085 | 0.085 | 0 | 0 | 0 | 0 | 0 | 0 | 0 | 0 | 0 | 0 | 0 | 0 | 0 | 0 | 0 | 0 | 0 | 0 | 0 | 0 | 0 | 0 | 0 | 0 | 0 | 0 | 0 | 0 | 0 | 0 | 0 | 0 | 0 | 0 | 0 | 0 | 0 | 0 | 0 | 0 | 0 | 0 | 0 | 0 | 0 | 0 | 0 | 0 | 0 | 0 | 0 | 0 | 0 | 0 | 0 | 0 | 0 | 0 | 0 | 0 | 0 | 0 | 0 | 0 | 0 | 0 | 0 | 0 | 0 | 0 | 0 | 0 | 0 | 0 | 0 | 0 | 0 | 0 | 0 | 0 | 0 | 0 | 0 | 0 | 0 | 0 | 0 | 0 | 0 | 0 | 0 | 0 | 0 | 0 | 0 | 0 | 0 | 0 | 0 | 0 | 0 | 0 | 0 | 0 | 0 | 0 | 0 | 0 | 0 | 0 | 0 | 0 | 0 | 0 | 0 | 0 | 0 | 0 | 0 | 0 | 0 | 0 | 0 | 0 | 0 | 0 | 0 | 0 | 0 | 0 | 0 | 0 | 0 | 0 | 0 | 0 | 0 | 0 | 0 | 0 | 0 | 0 | 0 | 0 | 0 | 0 | 0 | 0 | 0 | 0 | 0 | 0 | 0 | 0 | 0 | 0 | 0 | 0 | 0 | 0 | 0 | 0 | 0 | 0 | 0 | 0 | 0 | 0 | 0 | 0 | 0 | 0 | 0 | 0 | 0 | 0 | 0 | 0 | 0 | 0 | 0 | 0 | 0 | 0 | 0 | 0 | 0 | 0 | 0 | 0 | 0 | 0 | 0 | 0.01296% | 0 | 0 | 0 | 0 | 0 | 0 | 0 | 0 | 0 | 0 | 0 | 0 | 0 | 0 | 0 | 0 | 0 | 0 | 0 | 0 | 0 | 0 | 0 | 0
| IND-Lighting-7P_V2 | M_Input | Council 7th Plan | 2020 | Retro | 2022 | 2045 | PSE | Industrial | Hi Tech - Silicon | Electric | Per Region | NA | NA | Hi Tech - Silicon Air Compressor Demand Reduction | Hi Tech - Silicon Air Compressor Demand Reduction | 3853.3204 | 10 | 387.4125 | 120.3145 | I-All-Other-Shift3-All-All-S | 0 | 0 | 0 | 0 | 0 | 0 | 0 | 0 | 0 | 0 | 0 | 0 | Comm Flat | Air Compressor Demand Reduction | Air Compressor Demand Reduction | IndShift3 | 0.01266% | 100% | 0% | 1 | 1 | 100% | 10% | 85% | 6.8% | 0.2% | 1801.5085 | 71.8081 | 187.3317 | 641.35 | 0 | 0 | 0 | 1864.186 | 0 |  | 0.041443 | 0 | 0.041443 | 02. $0.028 to $0.055 | N/A | 0 | 01. ($9,999.00) to $0.22 | N/A | 0.085 | 0.085 | 0.085 | 0.085 | 0.085 | 0.085 | 0.085 | 0.085 | 0.085 | 0.085 | 0 | 0 | 0 | 0 | 0 | 0 | 0 | 0 | 0 | 0 | 0 | 0 | 0 | 0 | 327.5322 | 333.4356 | 334.3247 | 330.6791 | 328.6353 | 327.1536 | 327.2777 | 325.015 | 324.5871 | 323.7613 | 0 | 0 | 0 | 0 | 0 | 0 | 0 | 0 | 0 | 0 | 0 | 0 | 0 | 0 | 3282.4016 | 327.5322 | 660.9678 | 995.2926 | 1325.9716 | 1654.6069 | 1981.7605 | 2309.0382 | 2634.0532 | 2958.6403 | 3282.4016 | 3282.4016 | 3282.4016 | 3282.4016 | 3282.4016 | 3282.4016 | 3282.4016 | 3282.4016 | 3282.4016 | 3282.4016 | 3282.4016 | 3282.4016 | 3282.4016 | 3282.4016 | 3282.4016 | 0 | 0 | 0 | 0 | 0 | 0 | 0 | 0 | 0 | 0 | 0 | 0 | 0 | 0 | 0 | 0 | 0 | 0 | 0 | 0 | 0 | 0 | 0 | 0 | 0 | 0 | 0 | 0 | 0 | 0 | 0 | 0 | 0 | 0 | 0 | 0 | 0 | 0 | 0 | 0 | 0 | 0 | 0 | 0 | 0 | 0 | 0 | 0 | 0 | 0 | 0 | 0 | 0 | 0 | 0 | 0 | 0 | 0 | 0 | 0 | 0 | 0.041464 | 0.083676 | 0.126 | 0.16786 | 0.20947 | 0.25088 | 0.29232 | 0.33346 | 0.37455 | 0.41554 | 0.41554 | 0.41554 | 0.41554 | 0.41554 | 0.41554 | 0.41554 | 0.41554 | 0.41554 | 0.41554 | 0.41554 | 0.41554 | 0.41554 | 0.41554 | 0.41554 | 158.4558 | 161.3118 | 161.7419 | 159.9782 | 158.9894 | 158.2727 | 158.3327 | 157.238 | 157.031 | 156.6315 | 0 | 0 | 0 | 0 | 0 | 0 | 0 | 0 | 0 | 0 | 0 | 0 | 0 | 0 | 1587.9829 | 0 | 0 | 0 | 0 | 0 | 0 | 0 | 0 | 0 | 0 | 0 | 0 | 0 | 0 | 0 | 0 | 0 | 0 | 0 | 0 | 0.01296% | 0.042439 | 0.085643 | 0.12896 | 0.17181 | 0.21439 | 0.25678 | 0.29919 | 0.3413 | 0.38336 | 0.42531 | 0.42531 | 0.42531 | 0.42531 | 0.42531 | 0.42531 | 0.42531 | 0.42531 | 0.42531 | 0.42531 | 0.42531 | 0.42531 | 0.42531 | 0.42531 | 0.42531
| IND-Lighting-7P_V2 | M_Input | Council 7th Plan | 2020 | Retro | 2022 | 2045 | PSE | Industrial | Hi Tech - Silicon | Electric | Per Region | NA | NA | Hi Tech - Silicon Air Compressor Equipment1 | Hi Tech - Silicon Air Compressor Equipment1 | 0 | 10 | 0 | 0 | I-All-Other-Shift3-All-All-S | 0 | 0 | 0 | 0 | 0 | 0 | 0 | 0 | 0 | 0 | 0 | 0 | Comm Flat | Air Compressor Equipment1 | Air Compressor Equipment1 | IndShift1 | 0.0135% | 100% | 0% | 1 | 1 | 100% | 10% | 85% | 6.8% | 0.2% | 0 | 0 | 0 | 0 | 0 | 0 | 0 | 0 | 0 |  | 0 | 0 | 0 | 01. ($9,999.000) to $0.028 | N/A | 0 | 01. ($9,999.00) to $0.22 | N/A | 0.085 | 0.085 | 0.085 | 0.085 | 0.085 | 0.085 | 0.085 | 0.085 | 0.085 | 0.085 | 0 | 0 | 0 | 0 | 0 | 0 | 0 | 0 | 0 | 0 | 0 | 0 | 0 | 0 | 0 | 0 | 0 | 0 | 0 | 0 | 0 | 0 | 0 | 0 | 0 | 0 | 0 | 0 | 0 | 0 | 0 | 0 | 0 | 0 | 0 | 0 | 0 | 0 | 0 | 0 | 0 | 0 | 0 | 0 | 0 | 0 | 0 | 0 | 0 | 0 | 0 | 0 | 0 | 0 | 0 | 0 | 0 | 0 | 0 | 0 | 0 | 0 | 0 | 0 | 0 | 0 | 0 | 0 | 0 | 0 | 0 | 0 | 0 | 0 | 0 | 0 | 0 | 0 | 0 | 0 | 0 | 0 | 0 | 0 | 0 | 0 | 0 | 0 | 0 | 0 | 0 | 0 | 0 | 0 | 0 | 0 | 0 | 0 | 0 | 0 | 0 | 0 | 0 | 0 | 0 | 0 | 0 | 0 | 0 | 0 | 0 | 0 | 0 | 0 | 0 | 0 | 0 | 0 | 0 | 0 | 0 | 0 | 0 | 0 | 0 | 0 | 0 | 0 | 0 | 0 | 0 | 0 | 0 | 0 | 0 | 0 | 0 | 0 | 0 | 0 | 0 | 0 | 0 | 0 | 0 | 0 | 0 | 0 | 0 | 0 | 0 | 0 | 0 | 0 | 0 | 0 | 0 | 0 | 0 | 0 | 0 | 0 | 0 | 0 | 0 | 0 | 0 | 0 | 0 | 0 | 0 | 0 | 0 | 0 | 0 | 0 | 0 | 0 | 0 | 0 | 0 | 0 | 0 | 0 | 0 | 0 | 0 | 0 | 0 | 0 | 0 | 0 | 0 | 0.01911% | 0 | 0 | 0 | 0 | 0 | 0 | 0 | 0 | 0 | 0 | 0 | 0 | 0 | 0 | 0 | 0 | 0 | 0 | 0 | 0 | 0 | 0 | 0 | 0
| IND-Lighting-7P_V2 | M_Input | Council 7th Plan | 2020 | Retro | 2022 | 2045 | PSE | Industrial | Hi Tech - Silicon | Electric | Per Region | NA | NA | Hi Tech - Silicon Air Compressor Equipment2 | Hi Tech - Silicon Air Compressor Equipment2 | 0 | 10 | 0 | 0 | I-All-Other-Shift3-All-All-S | 0 | 0 | 0 | 0 | 0 | 0 | 0 | 0 | 0 | 0 | 0 | 0 | Comm Flat | Air Compressor Equipment2 | Air Compressor Equipment2 | IndShift2 | 0.01331% | 100% | 0% | 1 | 1 | 100% | 10% | 85% | 6.8% | 0.2% | 0 | 0 | 0 | 0 | 0 | 0 | 0 | 0 | 0 |  | 0 | 0 | 0 | 01. ($9,999.000) to $0.028 | N/A | 0 | 01. ($9,999.00) to $0.22 | N/A | 0.085 | 0.085 | 0.085 | 0.085 | 0.085 | 0.085 | 0.085 | 0.085 | 0.085 | 0.085 | 0 | 0 | 0 | 0 | 0 | 0 | 0 | 0 | 0 | 0 | 0 | 0 | 0 | 0 | 0 | 0 | 0 | 0 | 0 | 0 | 0 | 0 | 0 | 0 | 0 | 0 | 0 | 0 | 0 | 0 | 0 | 0 | 0 | 0 | 0 | 0 | 0 | 0 | 0 | 0 | 0 | 0 | 0 | 0 | 0 | 0 | 0 | 0 | 0 | 0 | 0 | 0 | 0 | 0 | 0 | 0 | 0 | 0 | 0 | 0 | 0 | 0 | 0 | 0 | 0 | 0 | 0 | 0 | 0 | 0 | 0 | 0 | 0 | 0 | 0 | 0 | 0 | 0 | 0 | 0 | 0 | 0 | 0 | 0 | 0 | 0 | 0 | 0 | 0 | 0 | 0 | 0 | 0 | 0 | 0 | 0 | 0 | 0 | 0 | 0 | 0 | 0 | 0 | 0 | 0 | 0 | 0 | 0 | 0 | 0 | 0 | 0 | 0 | 0 | 0 | 0 | 0 | 0 | 0 | 0 | 0 | 0 | 0 | 0 | 0 | 0 | 0 | 0 | 0 | 0 | 0 | 0 | 0 | 0 | 0 | 0 | 0 | 0 | 0 | 0 | 0 | 0 | 0 | 0 | 0 | 0 | 0 | 0 | 0 | 0 | 0 | 0 | 0 | 0 | 0 | 0 | 0 | 0 | 0 | 0 | 0 | 0 | 0 | 0 | 0 | 0 | 0 | 0 | 0 | 0 | 0 | 0 | 0 | 0 | 0 | 0 | 0 | 0 | 0 | 0 | 0 | 0 | 0 | 0 | 0 | 0 | 0 | 0 | 0 | 0 | 0 | 0 | 0 | 0.01847% | 0 | 0 | 0 | 0 | 0 | 0 | 0 | 0 | 0 | 0 | 0 | 0 | 0 | 0 | 0 | 0 | 0 | 0 | 0 | 0 | 0 | 0 | 0 | 0
| IND-Lighting-7P_V2 | M_Input | Council 7th Plan | 2020 | Retro | 2022 | 2045 | PSE | Industrial | Hi Tech - Silicon | Electric | Per Region | NA | NA | Hi Tech - Silicon Air Compressor Optimization | Hi Tech - Silicon Air Compressor Optimization | 0 | 10 | 0 | 0 | I-All-Other-Shift3-All-All-S | 0 | 0 | 0 | 0 | 0 | 0 | 0 | 0 | 0 | 0 | 0 | 0 | Comm Flat | Air Compressor Optimization | Air Compressor Optimization | IndShift3 | 0.01266% | 100% | 0% | 1 | 1 | 100% | 10% | 85% | 6.8% | 0.2% | 0 | 0 | 0 | 0 | 0 | 0 | 0 | 0 | 0 |  | 0 | 0 | 0 | 01. ($9,999.000) to $0.028 | N/A | 0 | 01. ($9,999.00) to $0.22 | N/A | 0.085 | 0.085 | 0.085 | 0.085 | 0.085 | 0.085 | 0.085 | 0.085 | 0.085 | 0.085 | 0 | 0 | 0 | 0 | 0 | 0 | 0 | 0 | 0 | 0 | 0 | 0 | 0 | 0 | 0 | 0 | 0 | 0 | 0 | 0 | 0 | 0 | 0 | 0 | 0 | 0 | 0 | 0 | 0 | 0 | 0 | 0 | 0 | 0 | 0 | 0 | 0 | 0 | 0 | 0 | 0 | 0 | 0 | 0 | 0 | 0 | 0 | 0 | 0 | 0 | 0 | 0 | 0 | 0 | 0 | 0 | 0 | 0 | 0 | 0 | 0 | 0 | 0 | 0 | 0 | 0 | 0 | 0 | 0 | 0 | 0 | 0 | 0 | 0 | 0 | 0 | 0 | 0 | 0 | 0 | 0 | 0 | 0 | 0 | 0 | 0 | 0 | 0 | 0 | 0 | 0 | 0 | 0 | 0 | 0 | 0 | 0 | 0 | 0 | 0 | 0 | 0 | 0 | 0 | 0 | 0 | 0 | 0 | 0 | 0 | 0 | 0 | 0 | 0 | 0 | 0 | 0 | 0 | 0 | 0 | 0 | 0 | 0 | 0 | 0 | 0 | 0 | 0 | 0 | 0 | 0 | 0 | 0 | 0 | 0 | 0 | 0 | 0 | 0 | 0 | 0 | 0 | 0 | 0 | 0 | 0 | 0 | 0 | 0 | 0 | 0 | 0 | 0 | 0 | 0 | 0 | 0 | 0 | 0 | 0 | 0 | 0 | 0 | 0 | 0 | 0 | 0 | 0 | 0 | 0 | 0 | 0 | 0 | 0 | 0 | 0 | 0 | 0 | 0 | 0 | 0 | 0 | 0 | 0 | 0 | 0 | 0 | 0 | 0 | 0 | 0 | 0 | 0 | 0.01296% | 0 | 0 | 0 | 0 | 0 | 0 | 0 | 0 | 0 | 0 | 0 | 0 | 0 | 0 | 0 | 0 | 0 | 0 | 0 | 0 | 0 | 0 | 0 | 0
| IND-Lighting-7P_V2 | M_Input | Council 7th Plan | 2020 | Retro | 2022 | 2045 | PSE | Industrial | Hi Tech - Silicon | Electric | Per Region | NA | NA | Hi Tech - Silicon HighBay Lighting 1 Shift | Hi Tech - Silicon HighBay Lighting 1 Shift | 0 | 26.5734 | 0 | 0 | I-All-Other-Shift1-All-All-S | 0 | 0 | 0 | 0 | 0 | 0 | 0 | 0 | 0 | 0 | 0 | 0 | Comm Flat | HighBay Lighting 1 Shift | HighBay Lighting 1 Shift | IndShift1 | 0.0135% | 100% | 0% | 1 | 1 | 100% | 3.763% | 85% | 6.8% | 0.2% | 0 | 0 | 0 | 0 | 0 | 0 | 0 | 0 | 0 |  | 0 | 0 | 0 | 01. ($9,999.000) to $0.028 | N/A | 0 | 01. ($9,999.00) to $0.22 | N/A | 0.085 | 0.085 | 0.085 | 0.085 | 0.085 | 0.085 | 0.085 | 0.085 | 0.085 | 0.085 | 0 | 0 | 0 | 0 | 0 | 0 | 0 | 0 | 0 | 0 | 0 | 0 | 0 | 0 | 0 | 0 | 0 | 0 | 0 | 0 | 0 | 0 | 0 | 0 | 0 | 0 | 0 | 0 | 0 | 0 | 0 | 0 | 0 | 0 | 0 | 0 | 0 | 0 | 0 | 0 | 0 | 0 | 0 | 0 | 0 | 0 | 0 | 0 | 0 | 0 | 0 | 0 | 0 | 0 | 0 | 0 | 0 | 0 | 0 | 0 | 0 | 0 | 0 | 0 | 0 | 0 | 0 | 0 | 0 | 0 | 0 | 0 | 0 | 0 | 0 | 0 | 0 | 0 | 0 | 0 | 0 | 0 | 0 | 0 | 0 | 0 | 0 | 0 | 0 | 0 | 0 | 0 | 0 | 0 | 0 | 0 | 0 | 0 | 0 | 0 | 0 | 0 | 0 | 0 | 0 | 0 | 0 | 0 | 0 | 0 | 0 | 0 | 0 | 0 | 0 | 0 | 0 | 0 | 0 | 0 | 0 | 0 | 0 | 0 | 0 | 0 | 0 | 0 | 0 | 0 | 0 | 0 | 0 | 0 | 0 | 0 | 0 | 0 | 0 | 0 | 0 | 0 | 0 | 0 | 0 | 0 | 0 | 0 | 0 | 0 | 0 | 0 | 0 | 0 | 0 | 0 | 0 | 0 | 0 | 0 | 0 | 0 | 0 | 0 | 0 | 0 | 0 | 0 | 0 | 0 | 0 | 0 | 0 | 0 | 0 | 0 | 0 | 0 | 0 | 0 | 0 | 0 | 0 | 0 | 0 | 0 | 0 | 0 | 0 | 0 | 0 | 0 | 0 | 0.01911% | 0 | 0 | 0 | 0 | 0 | 0 | 0 | 0 | 0 | 0 | 0 | 0 | 0 | 0 | 0 | 0 | 0 | 0 | 0 | 0 | 0 | 0 | 0 | 0
| IND-Lighting-7P_V2 | M_Input | Council 7th Plan | 2020 | Retro | 2022 | 2045 | PSE | Industrial | Hi Tech - Silicon | Electric | Per Region | NA | NA | Hi Tech - Silicon HighBay Lighting 2 Shift | Hi Tech - Silicon HighBay Lighting 2 Shift | 0 | 15.5483 | 0 | 0 | I-All-Other-Shift2-All-All-S | 0 | 0 | 0 | 0 | 0 | 0 | 0 | 0 | 0 | 0 | 0 | 0 | Comm Flat | HighBay Lighting 2 Shift | HighBay Lighting 2 Shift | IndShift2 | 0.01331% | 100% | 0% | 1 | 1 | 100% | 6.432% | 85% | 6.8% | 0.2% | 0 | 0 | 0 | 0 | 0 | 0 | 0 | 0 | 0 |  | 0 | 0 | 0 | 01. ($9,999.000) to $0.028 | N/A | 0 | 01. ($9,999.00) to $0.22 | N/A | 0.085 | 0.085 | 0.085 | 0.085 | 0.085 | 0.085 | 0.085 | 0.085 | 0.085 | 0.085 | 0 | 0 | 0 | 0 | 0 | 0 | 0 | 0 | 0 | 0 | 0 | 0 | 0 | 0 | 0 | 0 | 0 | 0 | 0 | 0 | 0 | 0 | 0 | 0 | 0 | 0 | 0 | 0 | 0 | 0 | 0 | 0 | 0 | 0 | 0 | 0 | 0 | 0 | 0 | 0 | 0 | 0 | 0 | 0 | 0 | 0 | 0 | 0 | 0 | 0 | 0 | 0 | 0 | 0 | 0 | 0 | 0 | 0 | 0 | 0 | 0 | 0 | 0 | 0 | 0 | 0 | 0 | 0 | 0 | 0 | 0 | 0 | 0 | 0 | 0 | 0 | 0 | 0 | 0 | 0 | 0 | 0 | 0 | 0 | 0 | 0 | 0 | 0 | 0 | 0 | 0 | 0 | 0 | 0 | 0 | 0 | 0 | 0 | 0 | 0 | 0 | 0 | 0 | 0 | 0 | 0 | 0 | 0 | 0 | 0 | 0 | 0 | 0 | 0 | 0 | 0 | 0 | 0 | 0 | 0 | 0 | 0 | 0 | 0 | 0 | 0 | 0 | 0 | 0 | 0 | 0 | 0 | 0 | 0 | 0 | 0 | 0 | 0 | 0 | 0 | 0 | 0 | 0 | 0 | 0 | 0 | 0 | 0 | 0 | 0 | 0 | 0 | 0 | 0 | 0 | 0 | 0 | 0 | 0 | 0 | 0 | 0 | 0 | 0 | 0 | 0 | 0 | 0 | 0 | 0 | 0 | 0 | 0 | 0 | 0 | 0 | 0 | 0 | 0 | 0 | 0 | 0 | 0 | 0 | 0 | 0 | 0 | 0 | 0 | 0 | 0 | 0 | 0 | 0.01847% | 0 | 0 | 0 | 0 | 0 | 0 | 0 | 0 | 0 | 0 | 0 | 0 | 0 | 0 | 0 | 0 | 0 | 0 | 0 | 0 | 0 | 0 | 0 | 0
| IND-Lighting-7P_V2 | M_Input | Council 7th Plan | 2020 | Retro | 2022 | 2045 | PSE | Industrial | Hi Tech - Silicon | Electric | Per Region | NA | NA | Hi Tech - Silicon HighBay Lighting 3 Shift | Hi Tech - Silicon HighBay Lighting 3 Shift | 7052.8358 | 8.6758 | 1839.2216 | -239.9958 | I-All-Other-Shift3-All-All-S | 0 | 0 | 0 | 0 | 0 | 0 | 0 | 0 | 0 | 0 | 0 | 0 | Comm Flat | HighBay Lighting 3 Shift | HighBay Lighting 3 Shift | IndShift3 | 0.01266% | 100% | 0% | 1 | 1 | 100% | 11.53% | 85% | 6.8% | 0.2% | 3020.7427 | 131.4323 | 315.2175 | 2383.9427 | 0 | 0 | 0 | -496.4587 | 0 |  | -0.00603 | 0 | -0.00603 | 01. ($9,999.000) to $0.028 | N/A | 0 | 01. ($9,999.00) to $0.22 | N/A | 0.085 | 0.085 | 0.085 | 0.085 | 0.085 | 0.085 | 0.085 | 0.085 | 0.085 | 0.085 | 0 | 0 | 0 | 0 | 0 | 0 | 0 | 0 | 0 | 0 | 0 | 0 | 0 | 0 | 599.491 | 610.2961 | 611.9235 | 605.2507 | 601.51 | 598.7981 | 599.0251 | 594.8836 | 594.1005 | 592.589 | 0 | 0 | 0 | 0 | 0 | 0 | 0 | 0 | 0 | 0 | 0 | 0 | 0 | 0 | 6007.8678 | 599.491 | 1209.7871 | 1821.7107 | 2426.9614 | 3028.4714 | 3627.2695 | 4226.2946 | 4821.1783 | 5415.2788 | 6007.8678 | 6007.8678 | 6007.8678 | 6007.8678 | 6007.8678 | 6007.8678 | 6007.8678 | 6007.8678 | 6007.8678 | 6007.8678 | 6007.8678 | 6007.8678 | 6007.8678 | 6007.8678 | 6007.8678 | 0 | 0 | 0 | 0 | 0 | 0 | 0 | 0 | 0 | 0 | 0 | 0 | 0 | 0 | 0 | 0 | 0 | 0 | 0 | 0 | 0 | 0 | 0 | 0 | 0 | 0 | 0 | 0 | 0 | 0 | 0 | 0 | 0 | 0 | 0 | 0 | 0 | 0 | 0 | 0 | 0 | 0 | 0 | 0 | 0 | 0 | 0 | 0 | 0 | 0 | 0 | 0 | 0 | 0 | 0 | 0 | 0 | 0 | 0 | 0 | 0 | 0.075893 | 0.15315 | 0.23062 | 0.30724 | 0.38339 | 0.4592 | 0.53503 | 0.61034 | 0.68555 | 0.76057 | 0.76057 | 0.76057 | 0.76057 | 0.76057 | 0.76057 | 0.76057 | 0.76057 | 0.76057 | 0.76057 | 0.76057 | 0.76057 | 0.76057 | 0.76057 | 0.76057 | 0 | 0 | 0 | 0 | 0 | 0 | 0 | 0 | 0 | 0 | 0 | 0 | 0 | 0 | 0 | 0 | 0 | 0 | 0 | 0 | 0 | 0 | 0 | 0 | 0 | 0 | 0 | 0 | 0 | 0 | 0 | 0 | 0 | 0 | 0 | 0 | 0 | 0 | 0 | 0 | 0 | 0 | 0 | 0 | 0 | 0.01296% | 0.077677 | 0.15675 | 0.23604 | 0.31447 | 0.3924 | 0.46999 | 0.54761 | 0.62469 | 0.70167 | 0.77845 | 0.77845 | 0.77845 | 0.77845 | 0.77845 | 0.77845 | 0.77845 | 0.77845 | 0.77845 | 0.77845 | 0.77845 | 0.77845 | 0.77845 | 0.77845 | 0.77845
| IND-Lighting-7P_V2 | M_Input | Council 7th Plan | 2020 | Retro | 2022 | 2045 | PSE | Industrial | Hi Tech - Silicon | Electric | Per Region | NA | NA | Hi Tech - Silicon Efficient Lighting 1 Shift | Hi Tech - Silicon Efficient Lighting 1 Shift | 0 | 20.979 | 0 | 0 | I-All-Other-Shift1-All-All-S | 0 | 0 | 0 | 0 | 0 | 0 | 0 | 0 | 0 | 0 | 0 | 0 | Comm Flat | Efficient Lighting 1 Shift | Efficient Lighting 1 Shift | IndShift1 | 0.0135% | 100% | 0% | 1 | 1 | 100% | 4.767% | 85% | 6.8% | 0.2% | 0 | 0 | 0 | 0 | 0 | 0 | 0 | 0 | 0 |  | 0 | 0 | 0 | 01. ($9,999.000) to $0.028 | N/A | 0 | 01. ($9,999.00) to $0.22 | N/A | 0.085 | 0.085 | 0.085 | 0.085 | 0.085 | 0.085 | 0.085 | 0.085 | 0.085 | 0.085 | 0 | 0 | 0 | 0 | 0 | 0 | 0 | 0 | 0 | 0 | 0 | 0 | 0 | 0 | 0 | 0 | 0 | 0 | 0 | 0 | 0 | 0 | 0 | 0 | 0 | 0 | 0 | 0 | 0 | 0 | 0 | 0 | 0 | 0 | 0 | 0 | 0 | 0 | 0 | 0 | 0 | 0 | 0 | 0 | 0 | 0 | 0 | 0 | 0 | 0 | 0 | 0 | 0 | 0 | 0 | 0 | 0 | 0 | 0 | 0 | 0 | 0 | 0 | 0 | 0 | 0 | 0 | 0 | 0 | 0 | 0 | 0 | 0 | 0 | 0 | 0 | 0 | 0 | 0 | 0 | 0 | 0 | 0 | 0 | 0 | 0 | 0 | 0 | 0 | 0 | 0 | 0 | 0 | 0 | 0 | 0 | 0 | 0 | 0 | 0 | 0 | 0 | 0 | 0 | 0 | 0 | 0 | 0 | 0 | 0 | 0 | 0 | 0 | 0 | 0 | 0 | 0 | 0 | 0 | 0 | 0 | 0 | 0 | 0 | 0 | 0 | 0 | 0 | 0 | 0 | 0 | 0 | 0 | 0 | 0 | 0 | 0 | 0 | 0 | 0 | 0 | 0 | 0 | 0 | 0 | 0 | 0 | 0 | 0 | 0 | 0 | 0 | 0 | 0 | 0 | 0 | 0 | 0 | 0 | 0 | 0 | 0 | 0 | 0 | 0 | 0 | 0 | 0 | 0 | 0 | 0 | 0 | 0 | 0 | 0 | 0 | 0 | 0 | 0 | 0 | 0 | 0 | 0 | 0 | 0 | 0 | 0 | 0 | 0 | 0 | 0 | 0 | 0 | 0.01911% | 0 | 0 | 0 | 0 | 0 | 0 | 0 | 0 | 0 | 0 | 0 | 0 | 0 | 0 | 0 | 0 | 0 | 0 | 0 | 0 | 0 | 0 | 0 | 0
| IND-Lighting-7P_V2 | M_Input | Council 7th Plan | 2020 | Retro | 2022 | 2045 | PSE | Industrial | Hi Tech - Silicon | Electric | Per Region | NA | NA | Hi Tech - Silicon Efficient Lighting 2 Shift | Hi Tech - Silicon Efficient Lighting 2 Shift | 0 | 12.275 | 0 | 0 | I-All-Other-Shift2-All-All-S | 0 | 0 | 0 | 0 | 0 | 0 | 0 | 0 | 0 | 0 | 0 | 0 | Comm Flat | Efficient Lighting 2 Shift | Efficient Lighting 2 Shift | IndShift2 | 0.01331% | 100% | 0% | 1 | 1 | 100% | 8.147% | 85% | 6.8% | 0.2% | 0 | 0 | 0 | 0 | 0 | 0 | 0 | 0 | 0 |  | 0 | 0 | 0 | 01. ($9,999.000) to $0.028 | N/A | 0 | 01. ($9,999.00) to $0.22 | N/A | 0.085 | 0.085 | 0.085 | 0.085 | 0.085 | 0.085 | 0.085 | 0.085 | 0.085 | 0.085 | 0 | 0 | 0 | 0 | 0 | 0 | 0 | 0 | 0 | 0 | 0 | 0 | 0 | 0 | 0 | 0 | 0 | 0 | 0 | 0 | 0 | 0 | 0 | 0 | 0 | 0 | 0 | 0 | 0 | 0 | 0 | 0 | 0 | 0 | 0 | 0 | 0 | 0 | 0 | 0 | 0 | 0 | 0 | 0 | 0 | 0 | 0 | 0 | 0 | 0 | 0 | 0 | 0 | 0 | 0 | 0 | 0 | 0 | 0 | 0 | 0 | 0 | 0 | 0 | 0 | 0 | 0 | 0 | 0 | 0 | 0 | 0 | 0 | 0 | 0 | 0 | 0 | 0 | 0 | 0 | 0 | 0 | 0 | 0 | 0 | 0 | 0 | 0 | 0 | 0 | 0 | 0 | 0 | 0 | 0 | 0 | 0 | 0 | 0 | 0 | 0 | 0 | 0 | 0 | 0 | 0 | 0 | 0 | 0 | 0 | 0 | 0 | 0 | 0 | 0 | 0 | 0 | 0 | 0 | 0 | 0 | 0 | 0 | 0 | 0 | 0 | 0 | 0 | 0 | 0 | 0 | 0 | 0 | 0 | 0 | 0 | 0 | 0 | 0 | 0 | 0 | 0 | 0 | 0 | 0 | 0 | 0 | 0 | 0 | 0 | 0 | 0 | 0 | 0 | 0 | 0 | 0 | 0 | 0 | 0 | 0 | 0 | 0 | 0 | 0 | 0 | 0 | 0 | 0 | 0 | 0 | 0 | 0 | 0 | 0 | 0 | 0 | 0 | 0 | 0 | 0 | 0 | 0 | 0 | 0 | 0 | 0 | 0 | 0 | 0 | 0 | 0 | 0 | 0.01847% | 0 | 0 | 0 | 0 | 0 | 0 | 0 | 0 | 0 | 0 | 0 | 0 | 0 | 0 | 0 | 0 | 0 | 0 | 0 | 0 | 0 | 0 | 0 | 0
| IND-Lighting-7P_V2 | M_Input | Council 7th Plan | 2020 | Retro | 2022 | 2045 | PSE | Industrial | Hi Tech - Silicon | Electric | Per Region | NA | NA | Hi Tech - Silicon Efficient Lighting 3 Shift | Hi Tech - Silicon Efficient Lighting 3 Shift | 6084.881 | 8.6758 | 1845.1442 | -130.6113 | I-All-Other-Shift3-All-All-S | 0 | 0 | 0 | 0 | 0 | 0 | 0 | 0 | 0 | 0 | 0 | 0 | Comm Flat | Efficient Lighting 3 Shift | Efficient Lighting 3 Shift | IndShift3 | 0.01266% | 100% | 0% | 1 | 1 | 100% | 11.53% | 85% | 6.8% | 0.2% | 2606.1659 | 113.3941 | 271.956 | 2391.6194 | 0 | 0 | 0 | 850.6048 | 0 |  | 0.011975 | 0 | 0.011975 | 01. ($9,999.000) to $0.028 | N/A | 0 | 01. ($9,999.00) to $0.22 | N/A | 0.085 | 0.085 | 0.085 | 0.085 | 0.085 | 0.085 | 0.085 | 0.085 | 0.085 | 0.085 | 0 | 0 | 0 | 0 | 0 | 0 | 0 | 0 | 0 | 0 | 0 | 0 | 0 | 0 | 517.2149 | 526.537 | 527.9411 | 522.1841 | 518.9567 | 516.617 | 516.8129 | 513.2398 | 512.5642 | 511.2601 | 0 | 0 | 0 | 0 | 0 | 0 | 0 | 0 | 0 | 0 | 0 | 0 | 0 | 0 | 5183.3278 | 517.2149 | 1043.7519 | 1571.693 | 2093.8771 | 2612.8338 | 3129.4508 | 3646.2638 | 4159.5036 | 4672.0677 | 5183.3278 | 5183.3278 | 5183.3278 | 5183.3278 | 5183.3278 | 5183.3278 | 5183.3278 | 5183.3278 | 5183.3278 | 5183.3278 | 5183.3278 | 5183.3278 | 5183.3278 | 5183.3278 | 5183.3278 | 0 | 0 | 0 | 0 | 0 | 0 | 0 | 0 | 0 | 0 | 0 | 0 | 0 | 0 | 0 | 0 | 0 | 0 | 0 | 0 | 0 | 0 | 0 | 0 | 0 | 0 | 0 | 0 | 0 | 0 | 0 | 0 | 0 | 0 | 0 | 0 | 0 | 0 | 0 | 0 | 0 | 0 | 0 | 0 | 0 | 0 | 0 | 0 | 0 | 0 | 0 | 0 | 0 | 0 | 0 | 0 | 0 | 0 | 0 | 0 | 0 | 0.065478 | 0.13214 | 0.19897 | 0.26508 | 0.33078 | 0.39618 | 0.4616 | 0.52658 | 0.59147 | 0.65619 | 0.65619 | 0.65619 | 0.65619 | 0.65619 | 0.65619 | 0.65619 | 0.65619 | 0.65619 | 0.65619 | 0.65619 | 0.65619 | 0.65619 | 0.65619 | 0.65619 | 72.3014 | 73.6045 | 73.8008 | 72.9961 | 72.5449 | 72.2178 | 72.2452 | 71.7457 | 71.6513 | 71.469 | 0 | 0 | 0 | 0 | 0 | 0 | 0 | 0 | 0 | 0 | 0 | 0 | 0 | 0 | 724.5768 | 0 | 0 | 0 | 0 | 0 | 0 | 0 | 0 | 0 | 0 | 0 | 0 | 0 | 0 | 0 | 0 | 0 | 0 | 0 | 0 | 0.01296% | 0.067017 | 0.13524 | 0.20365 | 0.27131 | 0.33855 | 0.40549 | 0.47245 | 0.53895 | 0.60537 | 0.67161 | 0.67161 | 0.67161 | 0.67161 | 0.67161 | 0.67161 | 0.67161 | 0.67161 | 0.67161 | 0.67161 | 0.67161 | 0.67161 | 0.67161 | 0.67161 | 0.67161
| IND-Lighting-7P_V2 | M_Input | Council 7th Plan | 2020 | Retro | 2022 | 2045 | PSE | Industrial | Hi Tech - Silicon | Electric | Per Region | NA | NA | Hi Tech - Silicon Lighting Controls | Hi Tech - Silicon Lighting Controls | 8500.6148 | 10 | 8852.0879 | -95.8696 | I-All-Other-Shift3-All-All-S | 0 | 0 | 0 | 0 | 0 | 0 | 0 | 0 | 0 | 0 | 0 | 0 | Comm Flat | Lighting Controls | Lighting Controls | IndShift3 | 0.01266% | 100% | 0% | 1 | 1 | 100% | 10% | 85% | 6.8% | 0.2% | 3974.2166 | 158.4122 | 413.2629 | 14654.3696 | 0 | 0 | 0 | 14733.9768 | 0 |  | 0.14848 | 0 | 0.14848 | 09. $0.130 to $0.150 | N/A | 0 | 01. ($9,999.00) to $0.22 | N/A | 0.085 | 0.085 | 0.085 | 0.085 | 0.085 | 0.085 | 0.085 | 0.085 | 0.085 | 0.085 | 0 | 0 | 0 | 0 | 0 | 0 | 0 | 0 | 0 | 0 | 0 | 0 | 0 | 0 | 722.5523 | 735.5753 | 737.5368 | 729.4943 | 724.9856 | 721.7171 | 721.9907 | 716.9991 | 716.0552 | 714.2334 | 0 | 0 | 0 | 0 | 0 | 0 | 0 | 0 | 0 | 0 | 0 | 0 | 0 | 0 | 7241.1398 | 722.5523 | 1458.1276 | 2195.6644 | 2925.1587 | 3650.1443 | 4371.8614 | 5093.8521 | 5810.8512 | 6526.9064 | 7241.1398 | 7241.1398 | 7241.1398 | 7241.1398 | 7241.1398 | 7241.1398 | 7241.1398 | 7241.1398 | 7241.1398 | 7241.1398 | 7241.1398 | 7241.1398 | 7241.1398 | 7241.1398 | 7241.1398 | 0 | 0 | 0 | 0 | 0 | 0 | 0 | 0 | 0 | 0 | 0 | 0 | 0 | 0 | 0 | 0 | 0 | 0 | 0 | 0 | 0 | 0 | 0 | 0 | 0 | 0 | 0 | 0 | 0 | 0 | 0 | 0 | 0 | 0 | 0 | 0 | 0 | 0 | 0 | 0 | 0 | 0 | 0 | 0 | 0 | 0 | 0 | 0 | 0 | 0 | 0 | 0 | 0 | 0 | 0 | 0 | 0 | 0 | 0 | 0 | 0 | 0.091473 | 0.18459 | 0.27796 | 0.37031 | 0.4621 | 0.55346 | 0.64486 | 0.73563 | 0.82628 | 0.9167 | 0.9167 | 0.9167 | 0.9167 | 0.9167 | 0.9167 | 0.9167 | 0.9167 | 0.9167 | 0.9167 | 0.9167 | 0.9167 | 0.9167 | 0.9167 | 0.9167 | 1252.388 | 1274.9607 | 1278.3606 | 1264.4205 | 1256.6057 | 1250.9404 | 1251.4147 | 1242.7628 | 1241.1267 | 1237.969 | 0 | 0 | 0 | 0 | 0 | 0 | 0 | 0 | 0 | 0 | 0 | 0 | 0 | 0 | 12550.9492 | 0 | 0 | 0 | 0 | 0 | 0 | 0 | 0 | 0 | 0 | 0 | 0 | 0 | 0 | 0 | 0 | 0 | 0 | 0 | 0 | 0.01296% | 0.093622 | 0.18893 | 0.2845 | 0.37902 | 0.47296 | 0.56647 | 0.66002 | 0.75292 | 0.8457 | 0.93825 | 0.93825 | 0.93825 | 0.93825 | 0.93825 | 0.93825 | 0.93825 | 0.93825 | 0.93825 | 0.93825 | 0.93825 | 0.93825 | 0.93825 | 0.93825 | 0.93825
| IND-Lighting-7P_V2 | M_Input | Council 7th Plan | 2020 | Retro | 2022 | 2045 | PSE | Industrial | Hi Tech - Silicon | Electric | Per Region | NA | NA | Hi Tech - Silicon Motors: Rewind 20-50 HP | Hi Tech - Silicon Motors: Rewind 20-50 HP | 0 | 10 | 0 | 0 | I-All-Other-Shift3-All-All-S | 0 | 0 | 0 | 0 | 0 | 0 | 0 | 0 | 0 | 0 | 0 | 0 | Comm Flat | Motors: Rewind 20-50 HP | Motors: Rewind 20-50 HP | IndShift3 | 0.01266% | 100% | 0% | 1 | 1 | 100% | 10% | 85% | 6.8% | 0.2% | 0 | 0 | 0 | 0 | 0 | 0 | 0 | 0 | 0 |  | 0 | 0 | 0 | 01. ($9,999.000) to $0.028 | N/A | 0 | 01. ($9,999.00) to $0.22 | N/A | 0.085 | 0.085 | 0.085 | 0.085 | 0.085 | 0.085 | 0.085 | 0.085 | 0.085 | 0.085 | 0 | 0 | 0 | 0 | 0 | 0 | 0 | 0 | 0 | 0 | 0 | 0 | 0 | 0 | 0 | 0 | 0 | 0 | 0 | 0 | 0 | 0 | 0 | 0 | 0 | 0 | 0 | 0 | 0 | 0 | 0 | 0 | 0 | 0 | 0 | 0 | 0 | 0 | 0 | 0 | 0 | 0 | 0 | 0 | 0 | 0 | 0 | 0 | 0 | 0 | 0 | 0 | 0 | 0 | 0 | 0 | 0 | 0 | 0 | 0 | 0 | 0 | 0 | 0 | 0 | 0 | 0 | 0 | 0 | 0 | 0 | 0 | 0 | 0 | 0 | 0 | 0 | 0 | 0 | 0 | 0 | 0 | 0 | 0 | 0 | 0 | 0 | 0 | 0 | 0 | 0 | 0 | 0 | 0 | 0 | 0 | 0 | 0 | 0 | 0 | 0 | 0 | 0 | 0 | 0 | 0 | 0 | 0 | 0 | 0 | 0 | 0 | 0 | 0 | 0 | 0 | 0 | 0 | 0 | 0 | 0 | 0 | 0 | 0 | 0 | 0 | 0 | 0 | 0 | 0 | 0 | 0 | 0 | 0 | 0 | 0 | 0 | 0 | 0 | 0 | 0 | 0 | 0 | 0 | 0 | 0 | 0 | 0 | 0 | 0 | 0 | 0 | 0 | 0 | 0 | 0 | 0 | 0 | 0 | 0 | 0 | 0 | 0 | 0 | 0 | 0 | 0 | 0 | 0 | 0 | 0 | 0 | 0 | 0 | 0 | 0 | 0 | 0 | 0 | 0 | 0 | 0 | 0 | 0 | 0 | 0 | 0 | 0 | 0 | 0 | 0 | 0 | 0 | 0.01296% | 0 | 0 | 0 | 0 | 0 | 0 | 0 | 0 | 0 | 0 | 0 | 0 | 0 | 0 | 0 | 0 | 0 | 0 | 0 | 0 | 0 | 0 | 0 | 0
| IND-Lighting-7P_V2 | M_Input | Council 7th Plan | 2020 | Retro | 2022 | 2045 | PSE | Industrial | Hi Tech - Silicon | Electric | Per Region | NA | NA | Hi Tech - Silicon Motors: Rewind 51-100 HP | Hi Tech - Silicon Motors: Rewind 51-100 HP | 0 | 10 | 0 | 0 | I-All-Other-Shift3-All-All-S | 0 | 0 | 0 | 0 | 0 | 0 | 0 | 0 | 0 | 0 | 0 | 0 | Comm Flat | Motors: Rewind 51-100 HP | Motors: Rewind 51-100 HP | IndShift3 | 0.01266% | 100% | 0% | 1 | 1 | 100% | 10% | 85% | 6.8% | 0.2% | 0 | 0 | 0 | 0 | 0 | 0 | 0 | 0 | 0 |  | 0 | 0 | 0 | 01. ($9,999.000) to $0.028 | N/A | 0 | 01. ($9,999.00) to $0.22 | N/A | 0.085 | 0.085 | 0.085 | 0.085 | 0.085 | 0.085 | 0.085 | 0.085 | 0.085 | 0.085 | 0 | 0 | 0 | 0 | 0 | 0 | 0 | 0 | 0 | 0 | 0 | 0 | 0 | 0 | 0 | 0 | 0 | 0 | 0 | 0 | 0 | 0 | 0 | 0 | 0 | 0 | 0 | 0 | 0 | 0 | 0 | 0 | 0 | 0 | 0 | 0 | 0 | 0 | 0 | 0 | 0 | 0 | 0 | 0 | 0 | 0 | 0 | 0 | 0 | 0 | 0 | 0 | 0 | 0 | 0 | 0 | 0 | 0 | 0 | 0 | 0 | 0 | 0 | 0 | 0 | 0 | 0 | 0 | 0 | 0 | 0 | 0 | 0 | 0 | 0 | 0 | 0 | 0 | 0 | 0 | 0 | 0 | 0 | 0 | 0 | 0 | 0 | 0 | 0 | 0 | 0 | 0 | 0 | 0 | 0 | 0 | 0 | 0 | 0 | 0 | 0 | 0 | 0 | 0 | 0 | 0 | 0 | 0 | 0 | 0 | 0 | 0 | 0 | 0 | 0 | 0 | 0 | 0 | 0 | 0 | 0 | 0 | 0 | 0 | 0 | 0 | 0 | 0 | 0 | 0 | 0 | 0 | 0 | 0 | 0 | 0 | 0 | 0 | 0 | 0 | 0 | 0 | 0 | 0 | 0 | 0 | 0 | 0 | 0 | 0 | 0 | 0 | 0 | 0 | 0 | 0 | 0 | 0 | 0 | 0 | 0 | 0 | 0 | 0 | 0 | 0 | 0 | 0 | 0 | 0 | 0 | 0 | 0 | 0 | 0 | 0 | 0 | 0 | 0 | 0 | 0 | 0 | 0 | 0 | 0 | 0 | 0 | 0 | 0 | 0 | 0 | 0 | 0 | 0.01296% | 0 | 0 | 0 | 0 | 0 | 0 | 0 | 0 | 0 | 0 | 0 | 0 | 0 | 0 | 0 | 0 | 0 | 0 | 0 | 0 | 0 | 0 | 0 | 0
| IND-Lighting-7P_V2 | M_Input | Council 7th Plan | 2020 | Retro | 2022 | 2045 | PSE | Industrial | Hi Tech - Silicon | Electric | Per Region | NA | NA | Hi Tech - Silicon Motors: Rewind 101-200 HP | Hi Tech - Silicon Motors: Rewind 101-200 HP | 0 | 10 | 0 | 0 | I-All-Other-Shift3-All-All-S | 0 | 0 | 0 | 0 | 0 | 0 | 0 | 0 | 0 | 0 | 0 | 0 | Comm Flat | Motors: Rewind 101-200 HP | Motors: Rewind 101-200 HP | IndShift3 | 0.01266% | 100% | 0% | 1 | 1 | 100% | 10% | 85% | 6.8% | 0.2% | 0 | 0 | 0 | 0 | 0 | 0 | 0 | 0 | 0 |  | 0 | 0 | 0 | 01. ($9,999.000) to $0.028 | N/A | 0 | 01. ($9,999.00) to $0.22 | N/A | 0.085 | 0.085 | 0.085 | 0.085 | 0.085 | 0.085 | 0.085 | 0.085 | 0.085 | 0.085 | 0 | 0 | 0 | 0 | 0 | 0 | 0 | 0 | 0 | 0 | 0 | 0 | 0 | 0 | 0 | 0 | 0 | 0 | 0 | 0 | 0 | 0 | 0 | 0 | 0 | 0 | 0 | 0 | 0 | 0 | 0 | 0 | 0 | 0 | 0 | 0 | 0 | 0 | 0 | 0 | 0 | 0 | 0 | 0 | 0 | 0 | 0 | 0 | 0 | 0 | 0 | 0 | 0 | 0 | 0 | 0 | 0 | 0 | 0 | 0 | 0 | 0 | 0 | 0 | 0 | 0 | 0 | 0 | 0 | 0 | 0 | 0 | 0 | 0 | 0 | 0 | 0 | 0 | 0 | 0 | 0 | 0 | 0 | 0 | 0 | 0 | 0 | 0 | 0 | 0 | 0 | 0 | 0 | 0 | 0 | 0 | 0 | 0 | 0 | 0 | 0 | 0 | 0 | 0 | 0 | 0 | 0 | 0 | 0 | 0 | 0 | 0 | 0 | 0 | 0 | 0 | 0 | 0 | 0 | 0 | 0 | 0 | 0 | 0 | 0 | 0 | 0 | 0 | 0 | 0 | 0 | 0 | 0 | 0 | 0 | 0 | 0 | 0 | 0 | 0 | 0 | 0 | 0 | 0 | 0 | 0 | 0 | 0 | 0 | 0 | 0 | 0 | 0 | 0 | 0 | 0 | 0 | 0 | 0 | 0 | 0 | 0 | 0 | 0 | 0 | 0 | 0 | 0 | 0 | 0 | 0 | 0 | 0 | 0 | 0 | 0 | 0 | 0 | 0 | 0 | 0 | 0 | 0 | 0 | 0 | 0 | 0 | 0 | 0 | 0 | 0 | 0 | 0 | 0.01296% | 0 | 0 | 0 | 0 | 0 | 0 | 0 | 0 | 0 | 0 | 0 | 0 | 0 | 0 | 0 | 0 | 0 | 0 | 0 | 0 | 0 | 0 | 0 | 0
| IND-Lighting-7P_V2 | M_Input | Council 7th Plan | 2020 | Retro | 2022 | 2045 | PSE | Industrial | Hi Tech - Silicon | Electric | Per Region | NA | NA | Hi Tech - Silicon Motors: Rewind 201-500 HP | Hi Tech - Silicon Motors: Rewind 201-500 HP | 0 | 10 | 0 | 0 | I-All-Other-Shift3-All-All-S | 0 | 0 | 0 | 0 | 0 | 0 | 0 | 0 | 0 | 0 | 0 | 0 | Comm Flat | Motors: Rewind 201-500 HP | Motors: Rewind 201-500 HP | IndShift3 | 0.01266% | 100% | 0% | 1 | 1 | 100% | 10% | 85% | 6.8% | 0.2% | 0 | 0 | 0 | 0 | 0 | 0 | 0 | 0 | 0 |  | 0 | 0 | 0 | 01. ($9,999.000) to $0.028 | N/A | 0 | 01. ($9,999.00) to $0.22 | N/A | 0.085 | 0.085 | 0.085 | 0.085 | 0.085 | 0.085 | 0.085 | 0.085 | 0.085 | 0.085 | 0 | 0 | 0 | 0 | 0 | 0 | 0 | 0 | 0 | 0 | 0 | 0 | 0 | 0 | 0 | 0 | 0 | 0 | 0 | 0 | 0 | 0 | 0 | 0 | 0 | 0 | 0 | 0 | 0 | 0 | 0 | 0 | 0 | 0 | 0 | 0 | 0 | 0 | 0 | 0 | 0 | 0 | 0 | 0 | 0 | 0 | 0 | 0 | 0 | 0 | 0 | 0 | 0 | 0 | 0 | 0 | 0 | 0 | 0 | 0 | 0 | 0 | 0 | 0 | 0 | 0 | 0 | 0 | 0 | 0 | 0 | 0 | 0 | 0 | 0 | 0 | 0 | 0 | 0 | 0 | 0 | 0 | 0 | 0 | 0 | 0 | 0 | 0 | 0 | 0 | 0 | 0 | 0 | 0 | 0 | 0 | 0 | 0 | 0 | 0 | 0 | 0 | 0 | 0 | 0 | 0 | 0 | 0 | 0 | 0 | 0 | 0 | 0 | 0 | 0 | 0 | 0 | 0 | 0 | 0 | 0 | 0 | 0 | 0 | 0 | 0 | 0 | 0 | 0 | 0 | 0 | 0 | 0 | 0 | 0 | 0 | 0 | 0 | 0 | 0 | 0 | 0 | 0 | 0 | 0 | 0 | 0 | 0 | 0 | 0 | 0 | 0 | 0 | 0 | 0 | 0 | 0 | 0 | 0 | 0 | 0 | 0 | 0 | 0 | 0 | 0 | 0 | 0 | 0 | 0 | 0 | 0 | 0 | 0 | 0 | 0 | 0 | 0 | 0 | 0 | 0 | 0 | 0 | 0 | 0 | 0 | 0 | 0 | 0 | 0 | 0 | 0 | 0 | 0.01296% | 0 | 0 | 0 | 0 | 0 | 0 | 0 | 0 | 0 | 0 | 0 | 0 | 0 | 0 | 0 | 0 | 0 | 0 | 0 | 0 | 0 | 0 | 0 | 0
| IND-Lighting-7P_V2 | M_Input | Council 7th Plan | 2020 | Retro | 2022 | 2045 | PSE | Industrial | Hi Tech - Silicon | Electric | Per Region | NA | NA | Hi Tech - Silicon Motors: Rewind 501-5000 HP | Hi Tech - Silicon Motors: Rewind 501-5000 HP | 0 | 10 | 0 | 0 | I-All-Other-Shift3-All-All-S | 0 | 0 | 0 | 0 | 0 | 0 | 0 | 0 | 0 | 0 | 0 | 0 | Comm Flat | Motors: Rewind 501-5000 HP | Motors: Rewind 501-5000 HP | IndShift3 | 0.01266% | 100% | 0% | 1 | 1 | 100% | 10% | 85% | 6.8% | 0.2% | 0 | 0 | 0 | 0 | 0 | 0 | 0 | 0 | 0 |  | 0 | 0 | 0 | 01. ($9,999.000) to $0.028 | N/A | 0 | 01. ($9,999.00) to $0.22 | N/A | 0.085 | 0.085 | 0.085 | 0.085 | 0.085 | 0.085 | 0.085 | 0.085 | 0.085 | 0.085 | 0 | 0 | 0 | 0 | 0 | 0 | 0 | 0 | 0 | 0 | 0 | 0 | 0 | 0 | 0 | 0 | 0 | 0 | 0 | 0 | 0 | 0 | 0 | 0 | 0 | 0 | 0 | 0 | 0 | 0 | 0 | 0 | 0 | 0 | 0 | 0 | 0 | 0 | 0 | 0 | 0 | 0 | 0 | 0 | 0 | 0 | 0 | 0 | 0 | 0 | 0 | 0 | 0 | 0 | 0 | 0 | 0 | 0 | 0 | 0 | 0 | 0 | 0 | 0 | 0 | 0 | 0 | 0 | 0 | 0 | 0 | 0 | 0 | 0 | 0 | 0 | 0 | 0 | 0 | 0 | 0 | 0 | 0 | 0 | 0 | 0 | 0 | 0 | 0 | 0 | 0 | 0 | 0 | 0 | 0 | 0 | 0 | 0 | 0 | 0 | 0 | 0 | 0 | 0 | 0 | 0 | 0 | 0 | 0 | 0 | 0 | 0 | 0 | 0 | 0 | 0 | 0 | 0 | 0 | 0 | 0 | 0 | 0 | 0 | 0 | 0 | 0 | 0 | 0 | 0 | 0 | 0 | 0 | 0 | 0 | 0 | 0 | 0 | 0 | 0 | 0 | 0 | 0 | 0 | 0 | 0 | 0 | 0 | 0 | 0 | 0 | 0 | 0 | 0 | 0 | 0 | 0 | 0 | 0 | 0 | 0 | 0 | 0 | 0 | 0 | 0 | 0 | 0 | 0 | 0 | 0 | 0 | 0 | 0 | 0 | 0 | 0 | 0 | 0 | 0 | 0 | 0 | 0 | 0 | 0 | 0 | 0 | 0 | 0 | 0 | 0 | 0 | 0 | 0.01296% | 0 | 0 | 0 | 0 | 0 | 0 | 0 | 0 | 0 | 0 | 0 | 0 | 0 | 0 | 0 | 0 | 0 | 0 | 0 | 0 | 0 | 0 | 0 | 0
| IND-Lighting-7P_V2 | M_Input | Council 7th Plan | 2020 | Retro | 2022 | 2045 | PSE | Industrial | Hi Tech - Silicon | Electric | Per Region | NA | NA | Hi Tech - Silicon Efficient Centrifugal Fan | Hi Tech - Silicon Efficient Centrifugal Fan | 0 | 10 | 0 | 0 | I-SIC26-Proc-All-All-All-E | 0 | 0 | 0 | 0 | 0 | 0 | 0 | 0 | 0 | 0 | 0 | 0 | Comm Flat | Efficient Centrifugal Fan | Efficient Centrifugal Fan | SIC26 | 0.01095% | 100% | 0% | 1 | 1 | 100% | 10% | 85% | 6.8% | 0.2% | 0 | 0 | 0 | 0 | 0 | 0 | 0 | 0 | 0 |  | 0 | 0 | 0 | 01. ($9,999.000) to $0.028 | N/A | 0 | 01. ($9,999.00) to $0.22 | N/A | 0.085 | 0.085 | 0.085 | 0.085 | 0.085 | 0.085 | 0.085 | 0.085 | 0.085 | 0.085 | 0 | 0 | 0 | 0 | 0 | 0 | 0 | 0 | 0 | 0 | 0 | 0 | 0 | 0 | 0 | 0 | 0 | 0 | 0 | 0 | 0 | 0 | 0 | 0 | 0 | 0 | 0 | 0 | 0 | 0 | 0 | 0 | 0 | 0 | 0 | 0 | 0 | 0 | 0 | 0 | 0 | 0 | 0 | 0 | 0 | 0 | 0 | 0 | 0 | 0 | 0 | 0 | 0 | 0 | 0 | 0 | 0 | 0 | 0 | 0 | 0 | 0 | 0 | 0 | 0 | 0 | 0 | 0 | 0 | 0 | 0 | 0 | 0 | 0 | 0 | 0 | 0 | 0 | 0 | 0 | 0 | 0 | 0 | 0 | 0 | 0 | 0 | 0 | 0 | 0 | 0 | 0 | 0 | 0 | 0 | 0 | 0 | 0 | 0 | 0 | 0 | 0 | 0 | 0 | 0 | 0 | 0 | 0 | 0 | 0 | 0 | 0 | 0 | 0 | 0 | 0 | 0 | 0 | 0 | 0 | 0 | 0 | 0 | 0 | 0 | 0 | 0 | 0 | 0 | 0 | 0 | 0 | 0 | 0 | 0 | 0 | 0 | 0 | 0 | 0 | 0 | 0 | 0 | 0 | 0 | 0 | 0 | 0 | 0 | 0 | 0 | 0 | 0 | 0 | 0 | 0 | 0 | 0 | 0 | 0 | 0 | 0 | 0 | 0 | 0 | 0 | 0 | 0 | 0 | 0 | 0 | 0 | 0 | 0 | 0 | 0 | 0 | 0 | 0 | 0 | 0 | 0 | 0 | 0 | 0 | 0 | 0 | 0 | 0 | 0 | 0 | 0 | 0 | 0.01124% | 0 | 0 | 0 | 0 | 0 | 0 | 0 | 0 | 0 | 0 | 0 | 0 | 0 | 0 | 0 | 0 | 0 | 0 | 0 | 0 | 0 | 0 | 0 | 0
| IND-Lighting-7P_V2 | M_Input | Council 7th Plan | 2020 | Retro | 2022 | 2045 | PSE | Industrial | Hi Tech - Silicon | Electric | Per Region | NA | NA | Hi Tech - Silicon Fan Energy Management | Hi Tech - Silicon Fan Energy Management | 0 | 10 | 0 | 0 | I-SIC20-Proc-All-All-All-E | 0 | 0 | 0 | 0 | 0 | 0 | 0 | 0 | 0 | 0 | 0 | 0 | Comm Flat | Fan Energy Management | Fan Energy Management | SIC20 | 0.01146% | 100% | 0% | 1 | 1 | 100% | 10% | 85% | 6.8% | 0.2% | 0 | 0 | 0 | 0 | 0 | 0 | 0 | 0 | 0 |  | 0 | 0 | 0 | 01. ($9,999.000) to $0.028 | N/A | 0 | 01. ($9,999.00) to $0.22 | N/A | 0.085 | 0.085 | 0.085 | 0.085 | 0.085 | 0.085 | 0.085 | 0.085 | 0.085 | 0.085 | 0 | 0 | 0 | 0 | 0 | 0 | 0 | 0 | 0 | 0 | 0 | 0 | 0 | 0 | 0 | 0 | 0 | 0 | 0 | 0 | 0 | 0 | 0 | 0 | 0 | 0 | 0 | 0 | 0 | 0 | 0 | 0 | 0 | 0 | 0 | 0 | 0 | 0 | 0 | 0 | 0 | 0 | 0 | 0 | 0 | 0 | 0 | 0 | 0 | 0 | 0 | 0 | 0 | 0 | 0 | 0 | 0 | 0 | 0 | 0 | 0 | 0 | 0 | 0 | 0 | 0 | 0 | 0 | 0 | 0 | 0 | 0 | 0 | 0 | 0 | 0 | 0 | 0 | 0 | 0 | 0 | 0 | 0 | 0 | 0 | 0 | 0 | 0 | 0 | 0 | 0 | 0 | 0 | 0 | 0 | 0 | 0 | 0 | 0 | 0 | 0 | 0 | 0 | 0 | 0 | 0 | 0 | 0 | 0 | 0 | 0 | 0 | 0 | 0 | 0 | 0 | 0 | 0 | 0 | 0 | 0 | 0 | 0 | 0 | 0 | 0 | 0 | 0 | 0 | 0 | 0 | 0 | 0 | 0 | 0 | 0 | 0 | 0 | 0 | 0 | 0 | 0 | 0 | 0 | 0 | 0 | 0 | 0 | 0 | 0 | 0 | 0 | 0 | 0 | 0 | 0 | 0 | 0 | 0 | 0 | 0 | 0 | 0 | 0 | 0 | 0 | 0 | 0 | 0 | 0 | 0 | 0 | 0 | 0 | 0 | 0 | 0 | 0 | 0 | 0 | 0 | 0 | 0 | 0 | 0 | 0 | 0 | 0 | 0 | 0 | 0 | 0 | 0 | 0.01326% | 0 | 0 | 0 | 0 | 0 | 0 | 0 | 0 | 0 | 0 | 0 | 0 | 0 | 0 | 0 | 0 | 0 | 0 | 0 | 0 | 0 | 0 | 0 | 0
| IND-Lighting-7P_V2 | M_Input | Council 7th Plan | 2020 | Retro | 2022 | 2045 | PSE | Industrial | Hi Tech - Silicon | Electric | Per Region | NA | NA | Hi Tech - Silicon Fan Equipment Upgrade | Hi Tech - Silicon Fan Equipment Upgrade | 0 | 10 | 0 | 0 | I-All-Other-Shift3-All-All-S | 0 | 0 | 0 | 0 | 0 | 0 | 0 | 0 | 0 | 0 | 0 | 0 | Comm Flat | Fan Equipment Upgrade | Fan Equipment Upgrade | IndShift3 | 0.01266% | 100% | 0% | 1 | 1 | 100% | 10% | 85% | 6.8% | 0.2% | 0 | 0 | 0 | 0 | 0 | 0 | 0 | 0 | 0 |  | 0 | 0 | 0 | 01. ($9,999.000) to $0.028 | N/A | 0 | 01. ($9,999.00) to $0.22 | N/A | 0.085 | 0.085 | 0.085 | 0.085 | 0.085 | 0.085 | 0.085 | 0.085 | 0.085 | 0.085 | 0 | 0 | 0 | 0 | 0 | 0 | 0 | 0 | 0 | 0 | 0 | 0 | 0 | 0 | 0 | 0 | 0 | 0 | 0 | 0 | 0 | 0 | 0 | 0 | 0 | 0 | 0 | 0 | 0 | 0 | 0 | 0 | 0 | 0 | 0 | 0 | 0 | 0 | 0 | 0 | 0 | 0 | 0 | 0 | 0 | 0 | 0 | 0 | 0 | 0 | 0 | 0 | 0 | 0 | 0 | 0 | 0 | 0 | 0 | 0 | 0 | 0 | 0 | 0 | 0 | 0 | 0 | 0 | 0 | 0 | 0 | 0 | 0 | 0 | 0 | 0 | 0 | 0 | 0 | 0 | 0 | 0 | 0 | 0 | 0 | 0 | 0 | 0 | 0 | 0 | 0 | 0 | 0 | 0 | 0 | 0 | 0 | 0 | 0 | 0 | 0 | 0 | 0 | 0 | 0 | 0 | 0 | 0 | 0 | 0 | 0 | 0 | 0 | 0 | 0 | 0 | 0 | 0 | 0 | 0 | 0 | 0 | 0 | 0 | 0 | 0 | 0 | 0 | 0 | 0 | 0 | 0 | 0 | 0 | 0 | 0 | 0 | 0 | 0 | 0 | 0 | 0 | 0 | 0 | 0 | 0 | 0 | 0 | 0 | 0 | 0 | 0 | 0 | 0 | 0 | 0 | 0 | 0 | 0 | 0 | 0 | 0 | 0 | 0 | 0 | 0 | 0 | 0 | 0 | 0 | 0 | 0 | 0 | 0 | 0 | 0 | 0 | 0 | 0 | 0 | 0 | 0 | 0 | 0 | 0 | 0 | 0 | 0 | 0 | 0 | 0 | 0 | 0 | 0.01296% | 0 | 0 | 0 | 0 | 0 | 0 | 0 | 0 | 0 | 0 | 0 | 0 | 0 | 0 | 0 | 0 | 0 | 0 | 0 | 0 | 0 | 0 | 0 | 0
| IND-Lighting-7P_V2 | M_Input | Council 7th Plan | 2020 | Retro | 2022 | 2045 | PSE | Industrial | Hi Tech - Silicon | Electric | Per Region | NA | NA | Hi Tech - Silicon Fan System Optimization | Hi Tech - Silicon Fan System Optimization | 0 | 10 | 0 | 0 | I-SIC24-Proc-All-All-All-E | 0 | 0 | 0 | 0 | 0 | 0 | 0 | 0 | 0 | 0 | 0 | 0 | Comm Flat | Fan System Optimization | Fan System Optimization | SIC24 | 0.01335% | 100% | 0% | 1 | 1 | 100% | 10% | 85% | 6.8% | 0.2% | 0 | 0 | 0 | 0 | 0 | 0 | 0 | 0 | 0 |  | 0 | 0 | 0 | 01. ($9,999.000) to $0.028 | N/A | 0 | 01. ($9,999.00) to $0.22 | N/A | 0.085 | 0.085 | 0.085 | 0.085 | 0.085 | 0.085 | 0.085 | 0.085 | 0.085 | 0.085 | 0 | 0 | 0 | 0 | 0 | 0 | 0 | 0 | 0 | 0 | 0 | 0 | 0 | 0 | 0 | 0 | 0 | 0 | 0 | 0 | 0 | 0 | 0 | 0 | 0 | 0 | 0 | 0 | 0 | 0 | 0 | 0 | 0 | 0 | 0 | 0 | 0 | 0 | 0 | 0 | 0 | 0 | 0 | 0 | 0 | 0 | 0 | 0 | 0 | 0 | 0 | 0 | 0 | 0 | 0 | 0 | 0 | 0 | 0 | 0 | 0 | 0 | 0 | 0 | 0 | 0 | 0 | 0 | 0 | 0 | 0 | 0 | 0 | 0 | 0 | 0 | 0 | 0 | 0 | 0 | 0 | 0 | 0 | 0 | 0 | 0 | 0 | 0 | 0 | 0 | 0 | 0 | 0 | 0 | 0 | 0 | 0 | 0 | 0 | 0 | 0 | 0 | 0 | 0 | 0 | 0 | 0 | 0 | 0 | 0 | 0 | 0 | 0 | 0 | 0 | 0 | 0 | 0 | 0 | 0 | 0 | 0 | 0 | 0 | 0 | 0 | 0 | 0 | 0 | 0 | 0 | 0 | 0 | 0 | 0 | 0 | 0 | 0 | 0 | 0 | 0 | 0 | 0 | 0 | 0 | 0 | 0 | 0 | 0 | 0 | 0 | 0 | 0 | 0 | 0 | 0 | 0 | 0 | 0 | 0 | 0 | 0 | 0 | 0 | 0 | 0 | 0 | 0 | 0 | 0 | 0 | 0 | 0 | 0 | 0 | 0 | 0 | 0 | 0 | 0 | 0 | 0 | 0 | 0 | 0 | 0 | 0 | 0 | 0 | 0 | 0 | 0 | 0 | 0.01209% | 0 | 0 | 0 | 0 | 0 | 0 | 0 | 0 | 0 | 0 | 0 | 0 | 0 | 0 | 0 | 0 | 0 | 0 | 0 | 0 | 0 | 0 | 0 | 0
| IND-Lighting-7P_V2 | M_Input | Council 7th Plan | 2020 | Retro | 2022 | 2045 | PSE | Industrial | Hi Tech - Silicon | Electric | Per Region | NA | NA | Hi Tech - Silicon Pump Energy Management | Hi Tech - Silicon Pump Energy Management | 0 | 10 | 0 | 0 | I-SIC26-Proc-All-All-All-E | 0 | 0 | 0 | 0 | 0 | 0 | 0 | 0 | 0 | 0 | 0 | 0 | Comm Flat | Pump Energy Management | Pump Energy Management | SIC26 | 0.01095% | 100% | 0% | 1 | 1 | 100% | 10% | 85% | 6.8% | 0.2% | 0 | 0 | 0 | 0 | 0 | 0 | 0 | 0 | 0 |  | 0 | 0 | 0 | 01. ($9,999.000) to $0.028 | N/A | 0 | 01. ($9,999.00) to $0.22 | N/A | 0.085 | 0.085 | 0.085 | 0.085 | 0.085 | 0.085 | 0.085 | 0.085 | 0.085 | 0.085 | 0 | 0 | 0 | 0 | 0 | 0 | 0 | 0 | 0 | 0 | 0 | 0 | 0 | 0 | 0 | 0 | 0 | 0 | 0 | 0 | 0 | 0 | 0 | 0 | 0 | 0 | 0 | 0 | 0 | 0 | 0 | 0 | 0 | 0 | 0 | 0 | 0 | 0 | 0 | 0 | 0 | 0 | 0 | 0 | 0 | 0 | 0 | 0 | 0 | 0 | 0 | 0 | 0 | 0 | 0 | 0 | 0 | 0 | 0 | 0 | 0 | 0 | 0 | 0 | 0 | 0 | 0 | 0 | 0 | 0 | 0 | 0 | 0 | 0 | 0 | 0 | 0 | 0 | 0 | 0 | 0 | 0 | 0 | 0 | 0 | 0 | 0 | 0 | 0 | 0 | 0 | 0 | 0 | 0 | 0 | 0 | 0 | 0 | 0 | 0 | 0 | 0 | 0 | 0 | 0 | 0 | 0 | 0 | 0 | 0 | 0 | 0 | 0 | 0 | 0 | 0 | 0 | 0 | 0 | 0 | 0 | 0 | 0 | 0 | 0 | 0 | 0 | 0 | 0 | 0 | 0 | 0 | 0 | 0 | 0 | 0 | 0 | 0 | 0 | 0 | 0 | 0 | 0 | 0 | 0 | 0 | 0 | 0 | 0 | 0 | 0 | 0 | 0 | 0 | 0 | 0 | 0 | 0 | 0 | 0 | 0 | 0 | 0 | 0 | 0 | 0 | 0 | 0 | 0 | 0 | 0 | 0 | 0 | 0 | 0 | 0 | 0 | 0 | 0 | 0 | 0 | 0 | 0 | 0 | 0 | 0 | 0 | 0 | 0 | 0 | 0 | 0 | 0 | 0.01124% | 0 | 0 | 0 | 0 | 0 | 0 | 0 | 0 | 0 | 0 | 0 | 0 | 0 | 0 | 0 | 0 | 0 | 0 | 0 | 0 | 0 | 0 | 0 | 0
| IND-Lighting-7P_V2 | M_Input | Council 7th Plan | 2020 | Retro | 2022 | 2045 | PSE | Industrial | Hi Tech - Silicon | Electric | Per Region | NA | NA | Hi Tech - Silicon Pump Equipment Upgrade | Hi Tech - Silicon Pump Equipment Upgrade | 0 | 10 | 0 | 0 | I-SIC26-Proc-All-All-All-E | 0 | 0 | 0 | 0 | 0 | 0 | 0 | 0 | 0 | 0 | 0 | 0 | Comm Flat | Pump Equipment Upgrade | Pump Equipment Upgrade | SIC26 | 0.01095% | 100% | 0% | 1 | 1 | 100% | 10% | 85% | 6.8% | 0.2% | 0 | 0 | 0 | 0 | 0 | 0 | 0 | 0 | 0 |  | 0 | 0 | 0 | 01. ($9,999.000) to $0.028 | N/A | 0 | 01. ($9,999.00) to $0.22 | N/A | 0.085 | 0.085 | 0.085 | 0.085 | 0.085 | 0.085 | 0.085 | 0.085 | 0.085 | 0.085 | 0 | 0 | 0 | 0 | 0 | 0 | 0 | 0 | 0 | 0 | 0 | 0 | 0 | 0 | 0 | 0 | 0 | 0 | 0 | 0 | 0 | 0 | 0 | 0 | 0 | 0 | 0 | 0 | 0 | 0 | 0 | 0 | 0 | 0 | 0 | 0 | 0 | 0 | 0 | 0 | 0 | 0 | 0 | 0 | 0 | 0 | 0 | 0 | 0 | 0 | 0 | 0 | 0 | 0 | 0 | 0 | 0 | 0 | 0 | 0 | 0 | 0 | 0 | 0 | 0 | 0 | 0 | 0 | 0 | 0 | 0 | 0 | 0 | 0 | 0 | 0 | 0 | 0 | 0 | 0 | 0 | 0 | 0 | 0 | 0 | 0 | 0 | 0 | 0 | 0 | 0 | 0 | 0 | 0 | 0 | 0 | 0 | 0 | 0 | 0 | 0 | 0 | 0 | 0 | 0 | 0 | 0 | 0 | 0 | 0 | 0 | 0 | 0 | 0 | 0 | 0 | 0 | 0 | 0 | 0 | 0 | 0 | 0 | 0 | 0 | 0 | 0 | 0 | 0 | 0 | 0 | 0 | 0 | 0 | 0 | 0 | 0 | 0 | 0 | 0 | 0 | 0 | 0 | 0 | 0 | 0 | 0 | 0 | 0 | 0 | 0 | 0 | 0 | 0 | 0 | 0 | 0 | 0 | 0 | 0 | 0 | 0 | 0 | 0 | 0 | 0 | 0 | 0 | 0 | 0 | 0 | 0 | 0 | 0 | 0 | 0 | 0 | 0 | 0 | 0 | 0 | 0 | 0 | 0 | 0 | 0 | 0 | 0 | 0 | 0 | 0 | 0 | 0 | 0.01124% | 0 | 0 | 0 | 0 | 0 | 0 | 0 | 0 | 0 | 0 | 0 | 0 | 0 | 0 | 0 | 0 | 0 | 0 | 0 | 0 | 0 | 0 | 0 | 0
| IND-Lighting-7P_V2 | M_Input | Council 7th Plan | 2020 | Retro | 2022 | 2045 | PSE | Industrial | Hi Tech - Silicon | Electric | Per Region | NA | NA | Hi Tech - Silicon Pump System Optimization | Hi Tech - Silicon Pump System Optimization | 0 | 12 | 0 | 0 | I-SIC20-Proc-All-All-All-E | 0 | 0 | 0 | 0 | 0 | 0 | 0 | 0 | 0 | 0 | 0 | 0 | Comm Flat | Pump System Optimization | Pump System Optimization | SIC20 | 0.01146% | 100% | 0% | 1 | 1 | 100% | 8.333% | 85% | 6.8% | 0.2% | 0 | 0 | 0 | 0 | 0 | 0 | 0 | 0 | 0 |  | 0 | 0 | 0 | 01. ($9,999.000) to $0.028 | N/A | 0 | 01. ($9,999.00) to $0.22 | N/A | 0.085 | 0.085 | 0.085 | 0.085 | 0.085 | 0.085 | 0.085 | 0.085 | 0.085 | 0.085 | 0 | 0 | 0 | 0 | 0 | 0 | 0 | 0 | 0 | 0 | 0 | 0 | 0 | 0 | 0 | 0 | 0 | 0 | 0 | 0 | 0 | 0 | 0 | 0 | 0 | 0 | 0 | 0 | 0 | 0 | 0 | 0 | 0 | 0 | 0 | 0 | 0 | 0 | 0 | 0 | 0 | 0 | 0 | 0 | 0 | 0 | 0 | 0 | 0 | 0 | 0 | 0 | 0 | 0 | 0 | 0 | 0 | 0 | 0 | 0 | 0 | 0 | 0 | 0 | 0 | 0 | 0 | 0 | 0 | 0 | 0 | 0 | 0 | 0 | 0 | 0 | 0 | 0 | 0 | 0 | 0 | 0 | 0 | 0 | 0 | 0 | 0 | 0 | 0 | 0 | 0 | 0 | 0 | 0 | 0 | 0 | 0 | 0 | 0 | 0 | 0 | 0 | 0 | 0 | 0 | 0 | 0 | 0 | 0 | 0 | 0 | 0 | 0 | 0 | 0 | 0 | 0 | 0 | 0 | 0 | 0 | 0 | 0 | 0 | 0 | 0 | 0 | 0 | 0 | 0 | 0 | 0 | 0 | 0 | 0 | 0 | 0 | 0 | 0 | 0 | 0 | 0 | 0 | 0 | 0 | 0 | 0 | 0 | 0 | 0 | 0 | 0 | 0 | 0 | 0 | 0 | 0 | 0 | 0 | 0 | 0 | 0 | 0 | 0 | 0 | 0 | 0 | 0 | 0 | 0 | 0 | 0 | 0 | 0 | 0 | 0 | 0 | 0 | 0 | 0 | 0 | 0 | 0 | 0 | 0 | 0 | 0 | 0 | 0 | 0 | 0 | 0 | 0 | 0.01326% | 0 | 0 | 0 | 0 | 0 | 0 | 0 | 0 | 0 | 0 | 0 | 0 | 0 | 0 | 0 | 0 | 0 | 0 | 0 | 0 | 0 | 0 | 0 | 0
| IND-Lighting-7P_V2 | M_Input | Council 7th Plan | 2020 | Retro | 2022 | 2045 | PSE | Industrial | Hi Tech - Silicon | Electric | Per Region | NA | NA | Hi Tech - Silicon Transformers-Retrofit | Hi Tech - Silicon Transformers-Retrofit | 0 | 10 | 0 | 0 | I-All-Other-Shift3-All-All-S | 0 | 0 | 0 | 0 | 0 | 0 | 0 | 0 | 0 | 0 | 0 | 0 | Comm Flat | Transformers-Retrofit | Transformers-Retrofit | IndShift3 | 0.01266% | 100% | 0% | 1 | 1 | 100% | 10% | 85% | 6.8% | 0.2% | 0 | 0 | 0 | 0 | 0 | 0 | 0 | 0 | 0 |  | 0 | 0 | 0 | 01. ($9,999.000) to $0.028 | N/A | 0 | 01. ($9,999.00) to $0.22 | N/A | 0.085 | 0.085 | 0.085 | 0.085 | 0.085 | 0.085 | 0.085 | 0.085 | 0.085 | 0.085 | 0 | 0 | 0 | 0 | 0 | 0 | 0 | 0 | 0 | 0 | 0 | 0 | 0 | 0 | 0 | 0 | 0 | 0 | 0 | 0 | 0 | 0 | 0 | 0 | 0 | 0 | 0 | 0 | 0 | 0 | 0 | 0 | 0 | 0 | 0 | 0 | 0 | 0 | 0 | 0 | 0 | 0 | 0 | 0 | 0 | 0 | 0 | 0 | 0 | 0 | 0 | 0 | 0 | 0 | 0 | 0 | 0 | 0 | 0 | 0 | 0 | 0 | 0 | 0 | 0 | 0 | 0 | 0 | 0 | 0 | 0 | 0 | 0 | 0 | 0 | 0 | 0 | 0 | 0 | 0 | 0 | 0 | 0 | 0 | 0 | 0 | 0 | 0 | 0 | 0 | 0 | 0 | 0 | 0 | 0 | 0 | 0 | 0 | 0 | 0 | 0 | 0 | 0 | 0 | 0 | 0 | 0 | 0 | 0 | 0 | 0 | 0 | 0 | 0 | 0 | 0 | 0 | 0 | 0 | 0 | 0 | 0 | 0 | 0 | 0 | 0 | 0 | 0 | 0 | 0 | 0 | 0 | 0 | 0 | 0 | 0 | 0 | 0 | 0 | 0 | 0 | 0 | 0 | 0 | 0 | 0 | 0 | 0 | 0 | 0 | 0 | 0 | 0 | 0 | 0 | 0 | 0 | 0 | 0 | 0 | 0 | 0 | 0 | 0 | 0 | 0 | 0 | 0 | 0 | 0 | 0 | 0 | 0 | 0 | 0 | 0 | 0 | 0 | 0 | 0 | 0 | 0 | 0 | 0 | 0 | 0 | 0 | 0 | 0 | 0 | 0 | 0 | 0 | 0.01296% | 0 | 0 | 0 | 0 | 0 | 0 | 0 | 0 | 0 | 0 | 0 | 0 | 0 | 0 | 0 | 0 | 0 | 0 | 0 | 0 | 0 | 0 | 0 | 0
| IND-Lighting-7P_V2 | M_Input | Council 7th Plan | 2020 | Retro | 2022 | 2045 | PSE | Industrial | Hi Tech - Silicon | Electric | Per Region | NA | NA | Hi Tech - Silicon Transformers-New | Hi Tech - Silicon Transformers-New | 0 | 32 | 0 | 0 | I-All-Other-Shift3-All-All-S | 0 | 0 | 0 | 0 | 0 | 0 | 0 | 0 | 0 | 0 | 0 | 0 | Comm Flat | Transformers-New | Transformers-New | IndShift3 | 0.01266% | 100% | 0% | 1 | 1 | 100% | 3.125% | 85% | 6.8% | 0.2% | 0 | 0 | 0 | 0 | 0 | 0 | 0 | 0 | 0 |  | 0 | 0 | 0 | 01. ($9,999.000) to $0.028 | N/A | 0 | 01. ($9,999.00) to $0.22 | N/A | 0.085 | 0.085 | 0.085 | 0.085 | 0.085 | 0.085 | 0.085 | 0.085 | 0.085 | 0.085 | 0 | 0 | 0 | 0 | 0 | 0 | 0 | 0 | 0 | 0 | 0 | 0 | 0 | 0 | 0 | 0 | 0 | 0 | 0 | 0 | 0 | 0 | 0 | 0 | 0 | 0 | 0 | 0 | 0 | 0 | 0 | 0 | 0 | 0 | 0 | 0 | 0 | 0 | 0 | 0 | 0 | 0 | 0 | 0 | 0 | 0 | 0 | 0 | 0 | 0 | 0 | 0 | 0 | 0 | 0 | 0 | 0 | 0 | 0 | 0 | 0 | 0 | 0 | 0 | 0 | 0 | 0 | 0 | 0 | 0 | 0 | 0 | 0 | 0 | 0 | 0 | 0 | 0 | 0 | 0 | 0 | 0 | 0 | 0 | 0 | 0 | 0 | 0 | 0 | 0 | 0 | 0 | 0 | 0 | 0 | 0 | 0 | 0 | 0 | 0 | 0 | 0 | 0 | 0 | 0 | 0 | 0 | 0 | 0 | 0 | 0 | 0 | 0 | 0 | 0 | 0 | 0 | 0 | 0 | 0 | 0 | 0 | 0 | 0 | 0 | 0 | 0 | 0 | 0 | 0 | 0 | 0 | 0 | 0 | 0 | 0 | 0 | 0 | 0 | 0 | 0 | 0 | 0 | 0 | 0 | 0 | 0 | 0 | 0 | 0 | 0 | 0 | 0 | 0 | 0 | 0 | 0 | 0 | 0 | 0 | 0 | 0 | 0 | 0 | 0 | 0 | 0 | 0 | 0 | 0 | 0 | 0 | 0 | 0 | 0 | 0 | 0 | 0 | 0 | 0 | 0 | 0 | 0 | 0 | 0 | 0 | 0 | 0 | 0 | 0 | 0 | 0 | 0 | 0.01296% | 0 | 0 | 0 | 0 | 0 | 0 | 0 | 0 | 0 | 0 | 0 | 0 | 0 | 0 | 0 | 0 | 0 | 0 | 0 | 0 | 0 | 0 | 0 | 0
| IND-Lighting-7P_V2 | M_Input | Council 7th Plan | 2020 | Retro | 2022 | 2045 | PSE | Industrial | Hi Tech - Silicon | Electric | Per Region | NA | NA | Hi Tech - Silicon Synchronous Belts | Hi Tech - Silicon Synchronous Belts | 0 | 10 | 0 | 0 | I-All-Other-Shift3-All-All-S | 0 | 0 | 0 | 0 | 0 | 0 | 0 | 0 | 0 | 0 | 0 | 0 | Comm Flat | Synchronous Belts | Synchronous Belts | IndShift3 | 0.01266% | 100% | 0% | 1 | 1 | 100% | 10% | 85% | 6.8% | 0.2% | 0 | 0 | 0 | 0 | 0 | 0 | 0 | 0 | 0 |  | 0 | 0 | 0 | 01. ($9,999.000) to $0.028 | N/A | 0 | 01. ($9,999.00) to $0.22 | N/A | 0.085 | 0.085 | 0.085 | 0.085 | 0.085 | 0.085 | 0.085 | 0.085 | 0.085 | 0.085 | 0 | 0 | 0 | 0 | 0 | 0 | 0 | 0 | 0 | 0 | 0 | 0 | 0 | 0 | 0 | 0 | 0 | 0 | 0 | 0 | 0 | 0 | 0 | 0 | 0 | 0 | 0 | 0 | 0 | 0 | 0 | 0 | 0 | 0 | 0 | 0 | 0 | 0 | 0 | 0 | 0 | 0 | 0 | 0 | 0 | 0 | 0 | 0 | 0 | 0 | 0 | 0 | 0 | 0 | 0 | 0 | 0 | 0 | 0 | 0 | 0 | 0 | 0 | 0 | 0 | 0 | 0 | 0 | 0 | 0 | 0 | 0 | 0 | 0 | 0 | 0 | 0 | 0 | 0 | 0 | 0 | 0 | 0 | 0 | 0 | 0 | 0 | 0 | 0 | 0 | 0 | 0 | 0 | 0 | 0 | 0 | 0 | 0 | 0 | 0 | 0 | 0 | 0 | 0 | 0 | 0 | 0 | 0 | 0 | 0 | 0 | 0 | 0 | 0 | 0 | 0 | 0 | 0 | 0 | 0 | 0 | 0 | 0 | 0 | 0 | 0 | 0 | 0 | 0 | 0 | 0 | 0 | 0 | 0 | 0 | 0 | 0 | 0 | 0 | 0 | 0 | 0 | 0 | 0 | 0 | 0 | 0 | 0 | 0 | 0 | 0 | 0 | 0 | 0 | 0 | 0 | 0 | 0 | 0 | 0 | 0 | 0 | 0 | 0 | 0 | 0 | 0 | 0 | 0 | 0 | 0 | 0 | 0 | 0 | 0 | 0 | 0 | 0 | 0 | 0 | 0 | 0 | 0 | 0 | 0 | 0 | 0 | 0 | 0 | 0 | 0 | 0 | 0 | 0.01296% | 0 | 0 | 0 | 0 | 0 | 0 | 0 | 0 | 0 | 0 | 0 | 0 | 0 | 0 | 0 | 0 | 0 | 0 | 0 | 0 | 0 | 0 | 0 | 0
| IND-Lighting-7P_V2 | M_Input | Council 7th Plan | 2020 | Retro | 2022 | 2045 | PSE | Industrial | Hi Tech - Silicon | Electric | Per Region | NA | NA | Hi Tech - Silicon Elec Chip Fab: Eliminate Exhaust | Hi Tech - Silicon Elec Chip Fab: Eliminate Exhaust | 0 | 10 | 0 | 0 | I-All-Other-Shift3-All-All-S | 0 | 0 | 0 | 0 | 0 | 0 | 0 | 0 | 0 | 0 | 0 | 0 | Comm Flat | Elec Chip Fab: Eliminate Exhaust | Elec Chip Fab: Eliminate Exhaust | IndShift3 | 0.01266% | 100% | 0% | 1 | 1 | 100% | 10% | 85% | 6.8% | 0.2% | 0 | 0 | 0 | 0 | 0 | 0 | 0 | 0 | 0 |  | 0 | 0 | 0 | 01. ($9,999.000) to $0.028 | N/A | 0 | 01. ($9,999.00) to $0.22 | N/A | 0.085 | 0.085 | 0.085 | 0.085 | 0.085 | 0.085 | 0.085 | 0.085 | 0.085 | 0.085 | 0 | 0 | 0 | 0 | 0 | 0 | 0 | 0 | 0 | 0 | 0 | 0 | 0 | 0 | 0 | 0 | 0 | 0 | 0 | 0 | 0 | 0 | 0 | 0 | 0 | 0 | 0 | 0 | 0 | 0 | 0 | 0 | 0 | 0 | 0 | 0 | 0 | 0 | 0 | 0 | 0 | 0 | 0 | 0 | 0 | 0 | 0 | 0 | 0 | 0 | 0 | 0 | 0 | 0 | 0 | 0 | 0 | 0 | 0 | 0 | 0 | 0 | 0 | 0 | 0 | 0 | 0 | 0 | 0 | 0 | 0 | 0 | 0 | 0 | 0 | 0 | 0 | 0 | 0 | 0 | 0 | 0 | 0 | 0 | 0 | 0 | 0 | 0 | 0 | 0 | 0 | 0 | 0 | 0 | 0 | 0 | 0 | 0 | 0 | 0 | 0 | 0 | 0 | 0 | 0 | 0 | 0 | 0 | 0 | 0 | 0 | 0 | 0 | 0 | 0 | 0 | 0 | 0 | 0 | 0 | 0 | 0 | 0 | 0 | 0 | 0 | 0 | 0 | 0 | 0 | 0 | 0 | 0 | 0 | 0 | 0 | 0 | 0 | 0 | 0 | 0 | 0 | 0 | 0 | 0 | 0 | 0 | 0 | 0 | 0 | 0 | 0 | 0 | 0 | 0 | 0 | 0 | 0 | 0 | 0 | 0 | 0 | 0 | 0 | 0 | 0 | 0 | 0 | 0 | 0 | 0 | 0 | 0 | 0 | 0 | 0 | 0 | 0 | 0 | 0 | 0 | 0 | 0 | 0 | 0 | 0 | 0 | 0 | 0 | 0 | 0 | 0 | 0 | 0.01296% | 0 | 0 | 0 | 0 | 0 | 0 | 0 | 0 | 0 | 0 | 0 | 0 | 0 | 0 | 0 | 0 | 0 | 0 | 0 | 0 | 0 | 0 | 0 | 0
| IND-Lighting-7P_V2 | M_Input | Council 7th Plan | 2020 | Retro | 2022 | 2045 | PSE | Industrial | Hi Tech - Silicon | Electric | Per Region | NA | NA | Hi Tech - Silicon Elec Chip Fab: Exhaust Injector | Hi Tech - Silicon Elec Chip Fab: Exhaust Injector | 0 | 10 | 0 | 0 | I-All-Other-Shift3-All-All-S | 0 | 0 | 0 | 0 | 0 | 0 | 0 | 0 | 0 | 0 | 0 | 0 | Comm Flat | Elec Chip Fab: Exhaust Injector | Elec Chip Fab: Exhaust Injector | IndShift3 | 0.01266% | 100% | 0% | 1 | 1 | 100% | 10% | 85% | 6.8% | 0.2% | 0 | 0 | 0 | 0 | 0 | 0 | 0 | 0 | 0 |  | 0 | 0 | 0 | 01. ($9,999.000) to $0.028 | N/A | 0 | 01. ($9,999.00) to $0.22 | N/A | 0.085 | 0.085 | 0.085 | 0.085 | 0.085 | 0.085 | 0.085 | 0.085 | 0.085 | 0.085 | 0 | 0 | 0 | 0 | 0 | 0 | 0 | 0 | 0 | 0 | 0 | 0 | 0 | 0 | 0 | 0 | 0 | 0 | 0 | 0 | 0 | 0 | 0 | 0 | 0 | 0 | 0 | 0 | 0 | 0 | 0 | 0 | 0 | 0 | 0 | 0 | 0 | 0 | 0 | 0 | 0 | 0 | 0 | 0 | 0 | 0 | 0 | 0 | 0 | 0 | 0 | 0 | 0 | 0 | 0 | 0 | 0 | 0 | 0 | 0 | 0 | 0 | 0 | 0 | 0 | 0 | 0 | 0 | 0 | 0 | 0 | 0 | 0 | 0 | 0 | 0 | 0 | 0 | 0 | 0 | 0 | 0 | 0 | 0 | 0 | 0 | 0 | 0 | 0 | 0 | 0 | 0 | 0 | 0 | 0 | 0 | 0 | 0 | 0 | 0 | 0 | 0 | 0 | 0 | 0 | 0 | 0 | 0 | 0 | 0 | 0 | 0 | 0 | 0 | 0 | 0 | 0 | 0 | 0 | 0 | 0 | 0 | 0 | 0 | 0 | 0 | 0 | 0 | 0 | 0 | 0 | 0 | 0 | 0 | 0 | 0 | 0 | 0 | 0 | 0 | 0 | 0 | 0 | 0 | 0 | 0 | 0 | 0 | 0 | 0 | 0 | 0 | 0 | 0 | 0 | 0 | 0 | 0 | 0 | 0 | 0 | 0 | 0 | 0 | 0 | 0 | 0 | 0 | 0 | 0 | 0 | 0 | 0 | 0 | 0 | 0 | 0 | 0 | 0 | 0 | 0 | 0 | 0 | 0 | 0 | 0 | 0 | 0 | 0 | 0 | 0 | 0 | 0 | 0.01296% | 0 | 0 | 0 | 0 | 0 | 0 | 0 | 0 | 0 | 0 | 0 | 0 | 0 | 0 | 0 | 0 | 0 | 0 | 0 | 0 | 0 | 0 | 0 | 0
| IND-Lighting-7P_V2 | M_Input | Council 7th Plan | 2020 | Retro | 2022 | 2045 | PSE | Industrial | Hi Tech - Silicon | Electric | Per Region | NA | NA | Hi Tech - Silicon Elec Chip Fab: Solidstate Chiller | Hi Tech - Silicon Elec Chip Fab: Solidstate Chiller | 0 | 10 | 0 | 0 | I-All-Other-Shift3-All-All-S | 0 | 0 | 0 | 0 | 0 | 0 | 0 | 0 | 0 | 0 | 0 | 0 | Comm Flat | Elec Chip Fab: Solidstate Chiller | Elec Chip Fab: Solidstate Chiller | IndShift3 | 0.01266% | 100% | 0% | 1 | 1 | 100% | 10% | 85% | 6.8% | 0.2% | 0 | 0 | 0 | 0 | 0 | 0 | 0 | 0 | 0 |  | 0 | 0 | 0 | 01. ($9,999.000) to $0.028 | N/A | 0 | 01. ($9,999.00) to $0.22 | N/A | 0.085 | 0.085 | 0.085 | 0.085 | 0.085 | 0.085 | 0.085 | 0.085 | 0.085 | 0.085 | 0 | 0 | 0 | 0 | 0 | 0 | 0 | 0 | 0 | 0 | 0 | 0 | 0 | 0 | 0 | 0 | 0 | 0 | 0 | 0 | 0 | 0 | 0 | 0 | 0 | 0 | 0 | 0 | 0 | 0 | 0 | 0 | 0 | 0 | 0 | 0 | 0 | 0 | 0 | 0 | 0 | 0 | 0 | 0 | 0 | 0 | 0 | 0 | 0 | 0 | 0 | 0 | 0 | 0 | 0 | 0 | 0 | 0 | 0 | 0 | 0 | 0 | 0 | 0 | 0 | 0 | 0 | 0 | 0 | 0 | 0 | 0 | 0 | 0 | 0 | 0 | 0 | 0 | 0 | 0 | 0 | 0 | 0 | 0 | 0 | 0 | 0 | 0 | 0 | 0 | 0 | 0 | 0 | 0 | 0 | 0 | 0 | 0 | 0 | 0 | 0 | 0 | 0 | 0 | 0 | 0 | 0 | 0 | 0 | 0 | 0 | 0 | 0 | 0 | 0 | 0 | 0 | 0 | 0 | 0 | 0 | 0 | 0 | 0 | 0 | 0 | 0 | 0 | 0 | 0 | 0 | 0 | 0 | 0 | 0 | 0 | 0 | 0 | 0 | 0 | 0 | 0 | 0 | 0 | 0 | 0 | 0 | 0 | 0 | 0 | 0 | 0 | 0 | 0 | 0 | 0 | 0 | 0 | 0 | 0 | 0 | 0 | 0 | 0 | 0 | 0 | 0 | 0 | 0 | 0 | 0 | 0 | 0 | 0 | 0 | 0 | 0 | 0 | 0 | 0 | 0 | 0 | 0 | 0 | 0 | 0 | 0 | 0 | 0 | 0 | 0 | 0 | 0 | 0.01296% | 0 | 0 | 0 | 0 | 0 | 0 | 0 | 0 | 0 | 0 | 0 | 0 | 0 | 0 | 0 | 0 | 0 | 0 | 0 | 0 | 0 | 0 | 0 | 0
| IND-Lighting-7P_V2 | M_Input | Council 7th Plan | 2020 | Retro | 2022 | 2045 | PSE | Industrial | Hi Tech - Silicon | Electric | Per Region | NA | NA | Hi Tech - Silicon Elec Chip Fab: Reduce Gas Pressure | Hi Tech - Silicon Elec Chip Fab: Reduce Gas Pressure | 0 | 10 | 0 | 0 | I-All-Other-Shift3-All-All-S | 0 | 0 | 0 | 0 | 0 | 0 | 0 | 0 | 0 | 0 | 0 | 0 | Comm Flat | Elec Chip Fab: Reduce Gas Pressure | Elec Chip Fab: Reduce Gas Pressure | IndShift3 | 0.01266% | 100% | 0% | 1 | 1 | 100% | 10% | 85% | 6.8% | 0.2% | 0 | 0 | 0 | 0 | 0 | 0 | 0 | 0 | 0 |  | 0 | 0 | 0 | 01. ($9,999.000) to $0.028 | N/A | 0 | 01. ($9,999.00) to $0.22 | N/A | 0.085 | 0.085 | 0.085 | 0.085 | 0.085 | 0.085 | 0.085 | 0.085 | 0.085 | 0.085 | 0 | 0 | 0 | 0 | 0 | 0 | 0 | 0 | 0 | 0 | 0 | 0 | 0 | 0 | 0 | 0 | 0 | 0 | 0 | 0 | 0 | 0 | 0 | 0 | 0 | 0 | 0 | 0 | 0 | 0 | 0 | 0 | 0 | 0 | 0 | 0 | 0 | 0 | 0 | 0 | 0 | 0 | 0 | 0 | 0 | 0 | 0 | 0 | 0 | 0 | 0 | 0 | 0 | 0 | 0 | 0 | 0 | 0 | 0 | 0 | 0 | 0 | 0 | 0 | 0 | 0 | 0 | 0 | 0 | 0 | 0 | 0 | 0 | 0 | 0 | 0 | 0 | 0 | 0 | 0 | 0 | 0 | 0 | 0 | 0 | 0 | 0 | 0 | 0 | 0 | 0 | 0 | 0 | 0 | 0 | 0 | 0 | 0 | 0 | 0 | 0 | 0 | 0 | 0 | 0 | 0 | 0 | 0 | 0 | 0 | 0 | 0 | 0 | 0 | 0 | 0 | 0 | 0 | 0 | 0 | 0 | 0 | 0 | 0 | 0 | 0 | 0 | 0 | 0 | 0 | 0 | 0 | 0 | 0 | 0 | 0 | 0 | 0 | 0 | 0 | 0 | 0 | 0 | 0 | 0 | 0 | 0 | 0 | 0 | 0 | 0 | 0 | 0 | 0 | 0 | 0 | 0 | 0 | 0 | 0 | 0 | 0 | 0 | 0 | 0 | 0 | 0 | 0 | 0 | 0 | 0 | 0 | 0 | 0 | 0 | 0 | 0 | 0 | 0 | 0 | 0 | 0 | 0 | 0 | 0 | 0 | 0 | 0 | 0 | 0 | 0 | 0 | 0 | 0.01296% | 0 | 0 | 0 | 0 | 0 | 0 | 0 | 0 | 0 | 0 | 0 | 0 | 0 | 0 | 0 | 0 | 0 | 0 | 0 | 0 | 0 | 0 | 0 | 0
| IND-Lighting-7P_V2 | M_Input | Council 7th Plan | 2020 | Retro | 2022 | 2045 | PSE | Industrial | Hi Tech - Silicon | Electric | Per Region | NA | NA | Hi Tech - Silicon Clean Room: Change Filter Strategy | Hi Tech - Silicon Clean Room: Change Filter Strategy | 0 | 1 | 0 | 0 | I-All-Other-Shift3-All-All-S | 0 | 0 | 0 | 0 | 0 | 0 | 0 | 0 | 0 | 0 | 0 | 0 | Comm Flat | Clean Room: Change Filter Strategy | Clean Room: Change Filter Strategy | IndShift3 | 0.01266% | 100% | 0% | 1 | 1 | 100% | 100% | 85% | 6.8% | 0.2% | 0 | 0 | 0 | 0 | 0 | 0 | 0 | 0 | 0 |  | 0 | 0 | 0 | 01. ($9,999.000) to $0.028 | N/A | 0 | 01. ($9,999.00) to $0.22 | N/A | 0.085 | 0.085 | 0.085 | 0.085 | 0.085 | 0.085 | 0.085 | 0.085 | 0.085 | 0.085 | 0 | 0 | 0 | 0 | 0 | 0 | 0 | 0 | 0 | 0 | 0 | 0 | 0 | 0 | 0 | 0 | 0 | 0 | 0 | 0 | 0 | 0 | 0 | 0 | 0 | 0 | 0 | 0 | 0 | 0 | 0 | 0 | 0 | 0 | 0 | 0 | 0 | 0 | 0 | 0 | 0 | 0 | 0 | 0 | 0 | 0 | 0 | 0 | 0 | 0 | 0 | 0 | 0 | 0 | 0 | 0 | 0 | 0 | 0 | 0 | 0 | 0 | 0 | 0 | 0 | 0 | 0 | 0 | 0 | 0 | 0 | 0 | 0 | 0 | 0 | 0 | 0 | 0 | 0 | 0 | 0 | 0 | 0 | 0 | 0 | 0 | 0 | 0 | 0 | 0 | 0 | 0 | 0 | 0 | 0 | 0 | 0 | 0 | 0 | 0 | 0 | 0 | 0 | 0 | 0 | 0 | 0 | 0 | 0 | 0 | 0 | 0 | 0 | 0 | 0 | 0 | 0 | 0 | 0 | 0 | 0 | 0 | 0 | 0 | 0 | 0 | 0 | 0 | 0 | 0 | 0 | 0 | 0 | 0 | 0 | 0 | 0 | 0 | 0 | 0 | 0 | 0 | 0 | 0 | 0 | 0 | 0 | 0 | 0 | 0 | 0 | 0 | 0 | 0 | 0 | 0 | 0 | 0 | 0 | 0 | 0 | 0 | 0 | 0 | 0 | 0 | 0 | 0 | 0 | 0 | 0 | 0 | 0 | 0 | 0 | 0 | 0 | 0 | 0 | 0 | 0 | 0 | 0 | 0 | 0 | 0 | 0 | 0 | 0 | 0 | 0 | 0 | 0 | 0.01296% | 0 | 0 | 0 | 0 | 0 | 0 | 0 | 0 | 0 | 0 | 0 | 0 | 0 | 0 | 0 | 0 | 0 | 0 | 0 | 0 | 0 | 0 | 0 | 0
| IND-Lighting-7P_V2 | M_Input | Council 7th Plan | 2020 | Retro | 2022 | 2045 | PSE | Industrial | Hi Tech - Silicon | Electric | Per Region | NA | NA | Hi Tech - Silicon Clean Room: Clean Room HVAC | Hi Tech - Silicon Clean Room: Clean Room HVAC | 0 | 20 | 0 | 0 | I-All-Other-Shift3-All-All-S | 0 | 0 | 0 | 0 | 0 | 0 | 0 | 0 | 0 | 0 | 0 | 0 | Comm Flat | Clean Room: Clean Room HVAC | Clean Room: Clean Room HVAC | IndShift3 | 0.01266% | 100% | 0% | 1 | 1 | 100% | 5% | 85% | 6.8% | 0.2% | 0 | 0 | 0 | 0 | 0 | 0 | 0 | 0 | 0 |  | 0 | 0 | 0 | 01. ($9,999.000) to $0.028 | N/A | 0 | 01. ($9,999.00) to $0.22 | N/A | 0.085 | 0.085 | 0.085 | 0.085 | 0.085 | 0.085 | 0.085 | 0.085 | 0.085 | 0.085 | 0 | 0 | 0 | 0 | 0 | 0 | 0 | 0 | 0 | 0 | 0 | 0 | 0 | 0 | 0 | 0 | 0 | 0 | 0 | 0 | 0 | 0 | 0 | 0 | 0 | 0 | 0 | 0 | 0 | 0 | 0 | 0 | 0 | 0 | 0 | 0 | 0 | 0 | 0 | 0 | 0 | 0 | 0 | 0 | 0 | 0 | 0 | 0 | 0 | 0 | 0 | 0 | 0 | 0 | 0 | 0 | 0 | 0 | 0 | 0 | 0 | 0 | 0 | 0 | 0 | 0 | 0 | 0 | 0 | 0 | 0 | 0 | 0 | 0 | 0 | 0 | 0 | 0 | 0 | 0 | 0 | 0 | 0 | 0 | 0 | 0 | 0 | 0 | 0 | 0 | 0 | 0 | 0 | 0 | 0 | 0 | 0 | 0 | 0 | 0 | 0 | 0 | 0 | 0 | 0 | 0 | 0 | 0 | 0 | 0 | 0 | 0 | 0 | 0 | 0 | 0 | 0 | 0 | 0 | 0 | 0 | 0 | 0 | 0 | 0 | 0 | 0 | 0 | 0 | 0 | 0 | 0 | 0 | 0 | 0 | 0 | 0 | 0 | 0 | 0 | 0 | 0 | 0 | 0 | 0 | 0 | 0 | 0 | 0 | 0 | 0 | 0 | 0 | 0 | 0 | 0 | 0 | 0 | 0 | 0 | 0 | 0 | 0 | 0 | 0 | 0 | 0 | 0 | 0 | 0 | 0 | 0 | 0 | 0 | 0 | 0 | 0 | 0 | 0 | 0 | 0 | 0 | 0 | 0 | 0 | 0 | 0 | 0 | 0 | 0 | 0 | 0 | 0 | 0.01296% | 0 | 0 | 0 | 0 | 0 | 0 | 0 | 0 | 0 | 0 | 0 | 0 | 0 | 0 | 0 | 0 | 0 | 0 | 0 | 0 | 0 | 0 | 0 | 0
| IND-Lighting-7P_V2 | M_Input | Council 7th Plan | 2020 | Retro | 2022 | 2045 | PSE | Industrial | Hi Tech - Silicon | Electric | Per Region | NA | NA | Hi Tech - Silicon Clean Room: Chiller Optimize | Hi Tech - Silicon Clean Room: Chiller Optimize | 0 | 10 | 0 | 0 | I-All-Other-Shift3-All-All-S | 0 | 0 | 0 | 0 | 0 | 0 | 0 | 0 | 0 | 0 | 0 | 0 | Comm Flat | Clean Room: Chiller Optimize | Clean Room: Chiller Optimize | IndShift3 | 0.01266% | 100% | 0% | 1 | 1 | 100% | 10% | 85% | 6.8% | 0.2% | 0 | 0 | 0 | 0 | 0 | 0 | 0 | 0 | 0 |  | 0 | 0 | 0 | 01. ($9,999.000) to $0.028 | N/A | 0 | 01. ($9,999.00) to $0.22 | N/A | 0.085 | 0.085 | 0.085 | 0.085 | 0.085 | 0.085 | 0.085 | 0.085 | 0.085 | 0.085 | 0 | 0 | 0 | 0 | 0 | 0 | 0 | 0 | 0 | 0 | 0 | 0 | 0 | 0 | 0 | 0 | 0 | 0 | 0 | 0 | 0 | 0 | 0 | 0 | 0 | 0 | 0 | 0 | 0 | 0 | 0 | 0 | 0 | 0 | 0 | 0 | 0 | 0 | 0 | 0 | 0 | 0 | 0 | 0 | 0 | 0 | 0 | 0 | 0 | 0 | 0 | 0 | 0 | 0 | 0 | 0 | 0 | 0 | 0 | 0 | 0 | 0 | 0 | 0 | 0 | 0 | 0 | 0 | 0 | 0 | 0 | 0 | 0 | 0 | 0 | 0 | 0 | 0 | 0 | 0 | 0 | 0 | 0 | 0 | 0 | 0 | 0 | 0 | 0 | 0 | 0 | 0 | 0 | 0 | 0 | 0 | 0 | 0 | 0 | 0 | 0 | 0 | 0 | 0 | 0 | 0 | 0 | 0 | 0 | 0 | 0 | 0 | 0 | 0 | 0 | 0 | 0 | 0 | 0 | 0 | 0 | 0 | 0 | 0 | 0 | 0 | 0 | 0 | 0 | 0 | 0 | 0 | 0 | 0 | 0 | 0 | 0 | 0 | 0 | 0 | 0 | 0 | 0 | 0 | 0 | 0 | 0 | 0 | 0 | 0 | 0 | 0 | 0 | 0 | 0 | 0 | 0 | 0 | 0 | 0 | 0 | 0 | 0 | 0 | 0 | 0 | 0 | 0 | 0 | 0 | 0 | 0 | 0 | 0 | 0 | 0 | 0 | 0 | 0 | 0 | 0 | 0 | 0 | 0 | 0 | 0 | 0 | 0 | 0 | 0 | 0 | 0 | 0 | 0.01296% | 0 | 0 | 0 | 0 | 0 | 0 | 0 | 0 | 0 | 0 | 0 | 0 | 0 | 0 | 0 | 0 | 0 | 0 | 0 | 0 | 0 | 0 | 0 | 0
| IND-Lighting-7P_V2 | M_Input | Council 7th Plan | 2020 | Retro | 2022 | 2045 | PSE | Industrial | Hi Tech - Silicon | Electric | Per Region | NA | NA | Hi Tech - Silicon Food: Cooling and Storage | Hi Tech - Silicon Food: Cooling and Storage | 0 | 10 | 0 | 0 | C-War-Ref-All-All-All-C | 0 | 0 | 0 | 0 | 0 | 0 | 0 | 0 | 0 | 0 | 0 | 0 | Comm Flat | Food: Cooling and Storage | Food: Cooling and Storage | IndShift3 | 0.01266% | 100% | 0% | 1 | 1 | 100% | 10% | 85% | 6.8% | 0.2% | 0 | 0 | 0 | 0 | 0 | 0 | 0 | 0 | 0 |  | 0 | 0 | 0 | 01. ($9,999.000) to $0.028 | N/A | 0 | 01. ($9,999.00) to $0.22 | N/A | 0.085 | 0.085 | 0.085 | 0.085 | 0.085 | 0.085 | 0.085 | 0.085 | 0.085 | 0.085 | 0 | 0 | 0 | 0 | 0 | 0 | 0 | 0 | 0 | 0 | 0 | 0 | 0 | 0 | 0 | 0 | 0 | 0 | 0 | 0 | 0 | 0 | 0 | 0 | 0 | 0 | 0 | 0 | 0 | 0 | 0 | 0 | 0 | 0 | 0 | 0 | 0 | 0 | 0 | 0 | 0 | 0 | 0 | 0 | 0 | 0 | 0 | 0 | 0 | 0 | 0 | 0 | 0 | 0 | 0 | 0 | 0 | 0 | 0 | 0 | 0 | 0 | 0 | 0 | 0 | 0 | 0 | 0 | 0 | 0 | 0 | 0 | 0 | 0 | 0 | 0 | 0 | 0 | 0 | 0 | 0 | 0 | 0 | 0 | 0 | 0 | 0 | 0 | 0 | 0 | 0 | 0 | 0 | 0 | 0 | 0 | 0 | 0 | 0 | 0 | 0 | 0 | 0 | 0 | 0 | 0 | 0 | 0 | 0 | 0 | 0 | 0 | 0 | 0 | 0 | 0 | 0 | 0 | 0 | 0 | 0 | 0 | 0 | 0 | 0 | 0 | 0 | 0 | 0 | 0 | 0 | 0 | 0 | 0 | 0 | 0 | 0 | 0 | 0 | 0 | 0 | 0 | 0 | 0 | 0 | 0 | 0 | 0 | 0 | 0 | 0 | 0 | 0 | 0 | 0 | 0 | 0 | 0 | 0 | 0 | 0 | 0 | 0 | 0 | 0 | 0 | 0 | 0 | 0 | 0 | 0 | 0 | 0 | 0 | 0 | 0 | 0 | 0 | 0 | 0 | 0 | 0 | 0 | 0 | 0 | 0 | 0 | 0 | 0 | 0 | 0 | 0 | 0 | 0.01296% | 0 | 0 | 0 | 0 | 0 | 0 | 0 | 0 | 0 | 0 | 0 | 0 | 0 | 0 | 0 | 0 | 0 | 0 | 0 | 0 | 0 | 0 | 0 | 0
| IND-Lighting-7P_V2 | M_Input | Council 7th Plan | 2020 | Retro | 2022 | 2045 | PSE | Industrial | Hi Tech - Silicon | Electric | Per Region | NA | NA | Hi Tech - Silicon Food: Refrig Storage Tuneup | Hi Tech - Silicon Food: Refrig Storage Tuneup | 0 | 3 | 0 | 0 | C-War-Ref-All-All-All-C | 0 | 0 | 0 | 0 | 0 | 0 | 0 | 0 | 0 | 0 | 0 | 0 | Comm Flat | Food: Refrig Storage Tuneup | Food: Refrig Storage Tuneup | IndShift3 | 0.01266% | 100% | 0% | 1 | 1 | 100% | 33.33% | 85% | 6.8% | 0.2% | 0 | 0 | 0 | 0 | 0 | 0 | 0 | 0 | 0 |  | 0 | 0 | 0 | 01. ($9,999.000) to $0.028 | N/A | 0 | 01. ($9,999.00) to $0.22 | N/A | 0.085 | 0.085 | 0.085 | 0.085 | 0.085 | 0.085 | 0.085 | 0.085 | 0.085 | 0.085 | 0 | 0 | 0 | 0 | 0 | 0 | 0 | 0 | 0 | 0 | 0 | 0 | 0 | 0 | 0 | 0 | 0 | 0 | 0 | 0 | 0 | 0 | 0 | 0 | 0 | 0 | 0 | 0 | 0 | 0 | 0 | 0 | 0 | 0 | 0 | 0 | 0 | 0 | 0 | 0 | 0 | 0 | 0 | 0 | 0 | 0 | 0 | 0 | 0 | 0 | 0 | 0 | 0 | 0 | 0 | 0 | 0 | 0 | 0 | 0 | 0 | 0 | 0 | 0 | 0 | 0 | 0 | 0 | 0 | 0 | 0 | 0 | 0 | 0 | 0 | 0 | 0 | 0 | 0 | 0 | 0 | 0 | 0 | 0 | 0 | 0 | 0 | 0 | 0 | 0 | 0 | 0 | 0 | 0 | 0 | 0 | 0 | 0 | 0 | 0 | 0 | 0 | 0 | 0 | 0 | 0 | 0 | 0 | 0 | 0 | 0 | 0 | 0 | 0 | 0 | 0 | 0 | 0 | 0 | 0 | 0 | 0 | 0 | 0 | 0 | 0 | 0 | 0 | 0 | 0 | 0 | 0 | 0 | 0 | 0 | 0 | 0 | 0 | 0 | 0 | 0 | 0 | 0 | 0 | 0 | 0 | 0 | 0 | 0 | 0 | 0 | 0 | 0 | 0 | 0 | 0 | 0 | 0 | 0 | 0 | 0 | 0 | 0 | 0 | 0 | 0 | 0 | 0 | 0 | 0 | 0 | 0 | 0 | 0 | 0 | 0 | 0 | 0 | 0 | 0 | 0 | 0 | 0 | 0 | 0 | 0 | 0 | 0 | 0 | 0 | 0 | 0 | 0 | 0.01296% | 0 | 0 | 0 | 0 | 0 | 0 | 0 | 0 | 0 | 0 | 0 | 0 | 0 | 0 | 0 | 0 | 0 | 0 | 0 | 0 | 0 | 0 | 0 | 0
| IND-Lighting-7P_V2 | M_Input | Council 7th Plan | 2020 | Retro | 2022 | 2045 | PSE | Industrial | Hi Tech - Silicon | Electric | Per Region | NA | NA | Hi Tech - Silicon Metal: New Arc Furnace | Hi Tech - Silicon Metal: New Arc Furnace | 0 | 10 | 0 | 0 | I-All-Other-Shift3-All-All-S | 0 | 0 | 0 | 0 | 0 | 0 | 0 | 0 | 0 | 0 | 0 | 0 | Comm Flat | Metal: New Arc Furnace | Metal: New Arc Furnace | IndShift3 | 0.01266% | 100% | 0% | 1 | 1 | 100% | 10% | 85% | 6.8% | 0.2% | 0 | 0 | 0 | 0 | 0 | 0 | 0 | 0 | 0 |  | 0 | 0 | 0 | 01. ($9,999.000) to $0.028 | N/A | 0 | 01. ($9,999.00) to $0.22 | N/A | 0.085 | 0.085 | 0.085 | 0.085 | 0.085 | 0.085 | 0.085 | 0.085 | 0.085 | 0.085 | 0 | 0 | 0 | 0 | 0 | 0 | 0 | 0 | 0 | 0 | 0 | 0 | 0 | 0 | 0 | 0 | 0 | 0 | 0 | 0 | 0 | 0 | 0 | 0 | 0 | 0 | 0 | 0 | 0 | 0 | 0 | 0 | 0 | 0 | 0 | 0 | 0 | 0 | 0 | 0 | 0 | 0 | 0 | 0 | 0 | 0 | 0 | 0 | 0 | 0 | 0 | 0 | 0 | 0 | 0 | 0 | 0 | 0 | 0 | 0 | 0 | 0 | 0 | 0 | 0 | 0 | 0 | 0 | 0 | 0 | 0 | 0 | 0 | 0 | 0 | 0 | 0 | 0 | 0 | 0 | 0 | 0 | 0 | 0 | 0 | 0 | 0 | 0 | 0 | 0 | 0 | 0 | 0 | 0 | 0 | 0 | 0 | 0 | 0 | 0 | 0 | 0 | 0 | 0 | 0 | 0 | 0 | 0 | 0 | 0 | 0 | 0 | 0 | 0 | 0 | 0 | 0 | 0 | 0 | 0 | 0 | 0 | 0 | 0 | 0 | 0 | 0 | 0 | 0 | 0 | 0 | 0 | 0 | 0 | 0 | 0 | 0 | 0 | 0 | 0 | 0 | 0 | 0 | 0 | 0 | 0 | 0 | 0 | 0 | 0 | 0 | 0 | 0 | 0 | 0 | 0 | 0 | 0 | 0 | 0 | 0 | 0 | 0 | 0 | 0 | 0 | 0 | 0 | 0 | 0 | 0 | 0 | 0 | 0 | 0 | 0 | 0 | 0 | 0 | 0 | 0 | 0 | 0 | 0 | 0 | 0 | 0 | 0 | 0 | 0 | 0 | 0 | 0 | 0.01296% | 0 | 0 | 0 | 0 | 0 | 0 | 0 | 0 | 0 | 0 | 0 | 0 | 0 | 0 | 0 | 0 | 0 | 0 | 0 | 0 | 0 | 0 | 0 | 0
| IND-Lighting-7P_V2 | M_Input | Council 7th Plan | 2020 | Retro | 2022 | 2045 | PSE | Industrial | Hi Tech - Silicon | Electric | Per Region | NA | NA | Hi Tech - Silicon Mech Pulp: Refiner Replacement | Hi Tech - Silicon Mech Pulp: Refiner Replacement | 0 | 12 | 0 | 0 | I-All-Other-Shift3-All-All-S | 0 | 0 | 0 | 0 | 0 | 0 | 0 | 0 | 0 | 0 | 0 | 0 | Comm Flat | Mech Pulp: Refiner Replacement | Mech Pulp: Refiner Replacement | IndShift3 | 0.01266% | 100% | 0% | 1 | 1 | 100% | 8.333% | 85% | 6.8% | 0.2% | 0 | 0 | 0 | 0 | 0 | 0 | 0 | 0 | 0 |  | 0 | 0 | 0 | 01. ($9,999.000) to $0.028 | N/A | 0 | 01. ($9,999.00) to $0.22 | N/A | 0.085 | 0.085 | 0.085 | 0.085 | 0.085 | 0.085 | 0.085 | 0.085 | 0.085 | 0.085 | 0 | 0 | 0 | 0 | 0 | 0 | 0 | 0 | 0 | 0 | 0 | 0 | 0 | 0 | 0 | 0 | 0 | 0 | 0 | 0 | 0 | 0 | 0 | 0 | 0 | 0 | 0 | 0 | 0 | 0 | 0 | 0 | 0 | 0 | 0 | 0 | 0 | 0 | 0 | 0 | 0 | 0 | 0 | 0 | 0 | 0 | 0 | 0 | 0 | 0 | 0 | 0 | 0 | 0 | 0 | 0 | 0 | 0 | 0 | 0 | 0 | 0 | 0 | 0 | 0 | 0 | 0 | 0 | 0 | 0 | 0 | 0 | 0 | 0 | 0 | 0 | 0 | 0 | 0 | 0 | 0 | 0 | 0 | 0 | 0 | 0 | 0 | 0 | 0 | 0 | 0 | 0 | 0 | 0 | 0 | 0 | 0 | 0 | 0 | 0 | 0 | 0 | 0 | 0 | 0 | 0 | 0 | 0 | 0 | 0 | 0 | 0 | 0 | 0 | 0 | 0 | 0 | 0 | 0 | 0 | 0 | 0 | 0 | 0 | 0 | 0 | 0 | 0 | 0 | 0 | 0 | 0 | 0 | 0 | 0 | 0 | 0 | 0 | 0 | 0 | 0 | 0 | 0 | 0 | 0 | 0 | 0 | 0 | 0 | 0 | 0 | 0 | 0 | 0 | 0 | 0 | 0 | 0 | 0 | 0 | 0 | 0 | 0 | 0 | 0 | 0 | 0 | 0 | 0 | 0 | 0 | 0 | 0 | 0 | 0 | 0 | 0 | 0 | 0 | 0 | 0 | 0 | 0 | 0 | 0 | 0 | 0 | 0 | 0 | 0 | 0 | 0 | 0 | 0.01296% | 0 | 0 | 0 | 0 | 0 | 0 | 0 | 0 | 0 | 0 | 0 | 0 | 0 | 0 | 0 | 0 | 0 | 0 | 0 | 0 | 0 | 0 | 0 | 0
| IND-Lighting-7P_V2 | M_Input | Council 7th Plan | 2020 | Retro | 2022 | 2045 | PSE | Industrial | Hi Tech - Silicon | Electric | Per Region | NA | NA | Hi Tech - Silicon Mech Pulp: Premium Process | Hi Tech - Silicon Mech Pulp: Premium Process | 0 | 5 | 0 | 0 | I-All-Other-Shift3-All-All-S | 0 | 0 | 0 | 0 | 0 | 0 | 0 | 0 | 0 | 0 | 0 | 0 | Comm Flat | Mech Pulp: Premium Process | Mech Pulp: Premium Process | IndShift3 | 0.01266% | 100% | 0% | 1 | 1 | 100% | 20% | 85% | 6.8% | 0.2% | 0 | 0 | 0 | 0 | 0 | 0 | 0 | 0 | 0 |  | 0 | 0 | 0 | 01. ($9,999.000) to $0.028 | N/A | 0 | 01. ($9,999.00) to $0.22 | N/A | 0.085 | 0.085 | 0.085 | 0.085 | 0.085 | 0.085 | 0.085 | 0.085 | 0.085 | 0.085 | 0 | 0 | 0 | 0 | 0 | 0 | 0 | 0 | 0 | 0 | 0 | 0 | 0 | 0 | 0 | 0 | 0 | 0 | 0 | 0 | 0 | 0 | 0 | 0 | 0 | 0 | 0 | 0 | 0 | 0 | 0 | 0 | 0 | 0 | 0 | 0 | 0 | 0 | 0 | 0 | 0 | 0 | 0 | 0 | 0 | 0 | 0 | 0 | 0 | 0 | 0 | 0 | 0 | 0 | 0 | 0 | 0 | 0 | 0 | 0 | 0 | 0 | 0 | 0 | 0 | 0 | 0 | 0 | 0 | 0 | 0 | 0 | 0 | 0 | 0 | 0 | 0 | 0 | 0 | 0 | 0 | 0 | 0 | 0 | 0 | 0 | 0 | 0 | 0 | 0 | 0 | 0 | 0 | 0 | 0 | 0 | 0 | 0 | 0 | 0 | 0 | 0 | 0 | 0 | 0 | 0 | 0 | 0 | 0 | 0 | 0 | 0 | 0 | 0 | 0 | 0 | 0 | 0 | 0 | 0 | 0 | 0 | 0 | 0 | 0 | 0 | 0 | 0 | 0 | 0 | 0 | 0 | 0 | 0 | 0 | 0 | 0 | 0 | 0 | 0 | 0 | 0 | 0 | 0 | 0 | 0 | 0 | 0 | 0 | 0 | 0 | 0 | 0 | 0 | 0 | 0 | 0 | 0 | 0 | 0 | 0 | 0 | 0 | 0 | 0 | 0 | 0 | 0 | 0 | 0 | 0 | 0 | 0 | 0 | 0 | 0 | 0 | 0 | 0 | 0 | 0 | 0 | 0 | 0 | 0 | 0 | 0 | 0 | 0 | 0 | 0 | 0 | 0 | 0.01296% | 0 | 0 | 0 | 0 | 0 | 0 | 0 | 0 | 0 | 0 | 0 | 0 | 0 | 0 | 0 | 0 | 0 | 0 | 0 | 0 | 0 | 0 | 0 | 0
| IND-Lighting-7P_V2 | M_Input | Council 7th Plan | 2020 | Retro | 2022 | 2045 | PSE | Industrial | Hi Tech - Silicon | Electric | Per Region | NA | NA | Hi Tech - Silicon Mech Pulp: Refiner Plate Improvement | Hi Tech - Silicon Mech Pulp: Refiner Plate Improvement | 0 | 1 | 0 | 0 | I-All-Other-Shift3-All-All-S | 0 | 0 | 0 | 0 | 0 | 0 | 0 | 0 | 0 | 0 | 0 | 0 | Comm Flat | Mech Pulp: Refiner Plate Improvement | Mech Pulp: Refiner Plate Improvement | IndShift3 | 0.01266% | 100% | 0% | 1 | 1 | 100% | 100% | 85% | 6.8% | 0.2% | 0 | 0 | 0 | 0 | 0 | 0 | 0 | 0 | 0 |  | 0 | 0 | 0 | 01. ($9,999.000) to $0.028 | N/A | 0 | 01. ($9,999.00) to $0.22 | N/A | 0.085 | 0.085 | 0.085 | 0.085 | 0.085 | 0.085 | 0.085 | 0.085 | 0.085 | 0.085 | 0 | 0 | 0 | 0 | 0 | 0 | 0 | 0 | 0 | 0 | 0 | 0 | 0 | 0 | 0 | 0 | 0 | 0 | 0 | 0 | 0 | 0 | 0 | 0 | 0 | 0 | 0 | 0 | 0 | 0 | 0 | 0 | 0 | 0 | 0 | 0 | 0 | 0 | 0 | 0 | 0 | 0 | 0 | 0 | 0 | 0 | 0 | 0 | 0 | 0 | 0 | 0 | 0 | 0 | 0 | 0 | 0 | 0 | 0 | 0 | 0 | 0 | 0 | 0 | 0 | 0 | 0 | 0 | 0 | 0 | 0 | 0 | 0 | 0 | 0 | 0 | 0 | 0 | 0 | 0 | 0 | 0 | 0 | 0 | 0 | 0 | 0 | 0 | 0 | 0 | 0 | 0 | 0 | 0 | 0 | 0 | 0 | 0 | 0 | 0 | 0 | 0 | 0 | 0 | 0 | 0 | 0 | 0 | 0 | 0 | 0 | 0 | 0 | 0 | 0 | 0 | 0 | 0 | 0 | 0 | 0 | 0 | 0 | 0 | 0 | 0 | 0 | 0 | 0 | 0 | 0 | 0 | 0 | 0 | 0 | 0 | 0 | 0 | 0 | 0 | 0 | 0 | 0 | 0 | 0 | 0 | 0 | 0 | 0 | 0 | 0 | 0 | 0 | 0 | 0 | 0 | 0 | 0 | 0 | 0 | 0 | 0 | 0 | 0 | 0 | 0 | 0 | 0 | 0 | 0 | 0 | 0 | 0 | 0 | 0 | 0 | 0 | 0 | 0 | 0 | 0 | 0 | 0 | 0 | 0 | 0 | 0 | 0 | 0 | 0 | 0 | 0 | 0 | 0.01296% | 0 | 0 | 0 | 0 | 0 | 0 | 0 | 0 | 0 | 0 | 0 | 0 | 0 | 0 | 0 | 0 | 0 | 0 | 0 | 0 | 0 | 0 | 0 | 0
| IND-Lighting-7P_V2 | M_Input | Council 7th Plan | 2020 | Retro | 2022 | 2045 | PSE | Industrial | Hi Tech - Silicon | Electric | Per Region | NA | NA | Hi Tech - Silicon Kraft: Effluent Treatment System | Hi Tech - Silicon Kraft: Effluent Treatment System | 0 | 10 | 0 | 0 | I-All-Other-Shift3-All-All-S | 0 | 0 | 0 | 0 | 0 | 0 | 0 | 0 | 0 | 0 | 0 | 0 | Comm Flat | Kraft: Effluent Treatment System | Kraft: Effluent Treatment System | IndShift3 | 0.01266% | 100% | 0% | 1 | 1 | 100% | 10% | 85% | 6.8% | 0.2% | 0 | 0 | 0 | 0 | 0 | 0 | 0 | 0 | 0 |  | 0 | 0 | 0 | 01. ($9,999.000) to $0.028 | N/A | 0 | 01. ($9,999.00) to $0.22 | N/A | 0.085 | 0.085 | 0.085 | 0.085 | 0.085 | 0.085 | 0.085 | 0.085 | 0.085 | 0.085 | 0 | 0 | 0 | 0 | 0 | 0 | 0 | 0 | 0 | 0 | 0 | 0 | 0 | 0 | 0 | 0 | 0 | 0 | 0 | 0 | 0 | 0 | 0 | 0 | 0 | 0 | 0 | 0 | 0 | 0 | 0 | 0 | 0 | 0 | 0 | 0 | 0 | 0 | 0 | 0 | 0 | 0 | 0 | 0 | 0 | 0 | 0 | 0 | 0 | 0 | 0 | 0 | 0 | 0 | 0 | 0 | 0 | 0 | 0 | 0 | 0 | 0 | 0 | 0 | 0 | 0 | 0 | 0 | 0 | 0 | 0 | 0 | 0 | 0 | 0 | 0 | 0 | 0 | 0 | 0 | 0 | 0 | 0 | 0 | 0 | 0 | 0 | 0 | 0 | 0 | 0 | 0 | 0 | 0 | 0 | 0 | 0 | 0 | 0 | 0 | 0 | 0 | 0 | 0 | 0 | 0 | 0 | 0 | 0 | 0 | 0 | 0 | 0 | 0 | 0 | 0 | 0 | 0 | 0 | 0 | 0 | 0 | 0 | 0 | 0 | 0 | 0 | 0 | 0 | 0 | 0 | 0 | 0 | 0 | 0 | 0 | 0 | 0 | 0 | 0 | 0 | 0 | 0 | 0 | 0 | 0 | 0 | 0 | 0 | 0 | 0 | 0 | 0 | 0 | 0 | 0 | 0 | 0 | 0 | 0 | 0 | 0 | 0 | 0 | 0 | 0 | 0 | 0 | 0 | 0 | 0 | 0 | 0 | 0 | 0 | 0 | 0 | 0 | 0 | 0 | 0 | 0 | 0 | 0 | 0 | 0 | 0 | 0 | 0 | 0 | 0 | 0 | 0 | 0.01296% | 0 | 0 | 0 | 0 | 0 | 0 | 0 | 0 | 0 | 0 | 0 | 0 | 0 | 0 | 0 | 0 | 0 | 0 | 0 | 0 | 0 | 0 | 0 | 0
| IND-Lighting-7P_V2 | M_Input | Council 7th Plan | 2020 | Retro | 2022 | 2045 | PSE | Industrial | Hi Tech - Silicon | Electric | Per Region | NA | NA | Hi Tech - Silicon Kraft: Efficient Agitator | Hi Tech - Silicon Kraft: Efficient Agitator | 0 | 10 | 0 | 0 | I-All-Other-Shift3-All-All-S | 0 | 0 | 0 | 0 | 0 | 0 | 0 | 0 | 0 | 0 | 0 | 0 | Comm Flat | Kraft: Efficient Agitator | Kraft: Efficient Agitator | IndShift3 | 0.01266% | 100% | 0% | 1 | 1 | 100% | 10% | 85% | 6.8% | 0.2% | 0 | 0 | 0 | 0 | 0 | 0 | 0 | 0 | 0 |  | 0 | 0 | 0 | 01. ($9,999.000) to $0.028 | N/A | 0 | 01. ($9,999.00) to $0.22 | N/A | 0.085 | 0.085 | 0.085 | 0.085 | 0.085 | 0.085 | 0.085 | 0.085 | 0.085 | 0.085 | 0 | 0 | 0 | 0 | 0 | 0 | 0 | 0 | 0 | 0 | 0 | 0 | 0 | 0 | 0 | 0 | 0 | 0 | 0 | 0 | 0 | 0 | 0 | 0 | 0 | 0 | 0 | 0 | 0 | 0 | 0 | 0 | 0 | 0 | 0 | 0 | 0 | 0 | 0 | 0 | 0 | 0 | 0 | 0 | 0 | 0 | 0 | 0 | 0 | 0 | 0 | 0 | 0 | 0 | 0 | 0 | 0 | 0 | 0 | 0 | 0 | 0 | 0 | 0 | 0 | 0 | 0 | 0 | 0 | 0 | 0 | 0 | 0 | 0 | 0 | 0 | 0 | 0 | 0 | 0 | 0 | 0 | 0 | 0 | 0 | 0 | 0 | 0 | 0 | 0 | 0 | 0 | 0 | 0 | 0 | 0 | 0 | 0 | 0 | 0 | 0 | 0 | 0 | 0 | 0 | 0 | 0 | 0 | 0 | 0 | 0 | 0 | 0 | 0 | 0 | 0 | 0 | 0 | 0 | 0 | 0 | 0 | 0 | 0 | 0 | 0 | 0 | 0 | 0 | 0 | 0 | 0 | 0 | 0 | 0 | 0 | 0 | 0 | 0 | 0 | 0 | 0 | 0 | 0 | 0 | 0 | 0 | 0 | 0 | 0 | 0 | 0 | 0 | 0 | 0 | 0 | 0 | 0 | 0 | 0 | 0 | 0 | 0 | 0 | 0 | 0 | 0 | 0 | 0 | 0 | 0 | 0 | 0 | 0 | 0 | 0 | 0 | 0 | 0 | 0 | 0 | 0 | 0 | 0 | 0 | 0 | 0 | 0 | 0 | 0 | 0 | 0 | 0 | 0.01296% | 0 | 0 | 0 | 0 | 0 | 0 | 0 | 0 | 0 | 0 | 0 | 0 | 0 | 0 | 0 | 0 | 0 | 0 | 0 | 0 | 0 | 0 | 0 | 0
| IND-Lighting-7P_V2 | M_Input | Council 7th Plan | 2020 | Retro | 2022 | 2045 | PSE | Industrial | Hi Tech - Silicon | Electric | Per Region | NA | NA | Hi Tech - Silicon Paper: Efficient Pulp Screen | Hi Tech - Silicon Paper: Efficient Pulp Screen | 0 | 10 | 0 | 0 | I-All-Other-Shift3-All-All-S | 0 | 0 | 0 | 0 | 0 | 0 | 0 | 0 | 0 | 0 | 0 | 0 | Comm Flat | Paper: Efficient Pulp Screen | Paper: Efficient Pulp Screen | IndShift3 | 0.01266% | 100% | 0% | 1 | 1 | 100% | 10% | 85% | 6.8% | 0.2% | 0 | 0 | 0 | 0 | 0 | 0 | 0 | 0 | 0 |  | 0 | 0 | 0 | 01. ($9,999.000) to $0.028 | N/A | 0 | 01. ($9,999.00) to $0.22 | N/A | 0.085 | 0.085 | 0.085 | 0.085 | 0.085 | 0.085 | 0.085 | 0.085 | 0.085 | 0.085 | 0 | 0 | 0 | 0 | 0 | 0 | 0 | 0 | 0 | 0 | 0 | 0 | 0 | 0 | 0 | 0 | 0 | 0 | 0 | 0 | 0 | 0 | 0 | 0 | 0 | 0 | 0 | 0 | 0 | 0 | 0 | 0 | 0 | 0 | 0 | 0 | 0 | 0 | 0 | 0 | 0 | 0 | 0 | 0 | 0 | 0 | 0 | 0 | 0 | 0 | 0 | 0 | 0 | 0 | 0 | 0 | 0 | 0 | 0 | 0 | 0 | 0 | 0 | 0 | 0 | 0 | 0 | 0 | 0 | 0 | 0 | 0 | 0 | 0 | 0 | 0 | 0 | 0 | 0 | 0 | 0 | 0 | 0 | 0 | 0 | 0 | 0 | 0 | 0 | 0 | 0 | 0 | 0 | 0 | 0 | 0 | 0 | 0 | 0 | 0 | 0 | 0 | 0 | 0 | 0 | 0 | 0 | 0 | 0 | 0 | 0 | 0 | 0 | 0 | 0 | 0 | 0 | 0 | 0 | 0 | 0 | 0 | 0 | 0 | 0 | 0 | 0 | 0 | 0 | 0 | 0 | 0 | 0 | 0 | 0 | 0 | 0 | 0 | 0 | 0 | 0 | 0 | 0 | 0 | 0 | 0 | 0 | 0 | 0 | 0 | 0 | 0 | 0 | 0 | 0 | 0 | 0 | 0 | 0 | 0 | 0 | 0 | 0 | 0 | 0 | 0 | 0 | 0 | 0 | 0 | 0 | 0 | 0 | 0 | 0 | 0 | 0 | 0 | 0 | 0 | 0 | 0 | 0 | 0 | 0 | 0 | 0 | 0 | 0 | 0 | 0 | 0 | 0 | 0.01296% | 0 | 0 | 0 | 0 | 0 | 0 | 0 | 0 | 0 | 0 | 0 | 0 | 0 | 0 | 0 | 0 | 0 | 0 | 0 | 0 | 0 | 0 | 0 | 0
| IND-Lighting-7P_V2 | M_Input | Council 7th Plan | 2020 | Retro | 2022 | 2045 | PSE | Industrial | Hi Tech - Silicon | Electric | Per Region | NA | NA | Hi Tech - Silicon Paper: Premium Fan | Hi Tech - Silicon Paper: Premium Fan | 0 | 10 | 0 | 0 | I-All-Other-Shift3-All-All-S | 0 | 0 | 0 | 0 | 0 | 0 | 0 | 0 | 0 | 0 | 0 | 0 | Comm Flat | Paper: Premium Fan | Paper: Premium Fan | IndShift3 | 0.01266% | 100% | 0% | 1 | 1 | 100% | 10% | 85% | 6.8% | 0.2% | 0 | 0 | 0 | 0 | 0 | 0 | 0 | 0 | 0 |  | 0 | 0 | 0 | 01. ($9,999.000) to $0.028 | N/A | 0 | 01. ($9,999.00) to $0.22 | N/A | 0.085 | 0.085 | 0.085 | 0.085 | 0.085 | 0.085 | 0.085 | 0.085 | 0.085 | 0.085 | 0 | 0 | 0 | 0 | 0 | 0 | 0 | 0 | 0 | 0 | 0 | 0 | 0 | 0 | 0 | 0 | 0 | 0 | 0 | 0 | 0 | 0 | 0 | 0 | 0 | 0 | 0 | 0 | 0 | 0 | 0 | 0 | 0 | 0 | 0 | 0 | 0 | 0 | 0 | 0 | 0 | 0 | 0 | 0 | 0 | 0 | 0 | 0 | 0 | 0 | 0 | 0 | 0 | 0 | 0 | 0 | 0 | 0 | 0 | 0 | 0 | 0 | 0 | 0 | 0 | 0 | 0 | 0 | 0 | 0 | 0 | 0 | 0 | 0 | 0 | 0 | 0 | 0 | 0 | 0 | 0 | 0 | 0 | 0 | 0 | 0 | 0 | 0 | 0 | 0 | 0 | 0 | 0 | 0 | 0 | 0 | 0 | 0 | 0 | 0 | 0 | 0 | 0 | 0 | 0 | 0 | 0 | 0 | 0 | 0 | 0 | 0 | 0 | 0 | 0 | 0 | 0 | 0 | 0 | 0 | 0 | 0 | 0 | 0 | 0 | 0 | 0 | 0 | 0 | 0 | 0 | 0 | 0 | 0 | 0 | 0 | 0 | 0 | 0 | 0 | 0 | 0 | 0 | 0 | 0 | 0 | 0 | 0 | 0 | 0 | 0 | 0 | 0 | 0 | 0 | 0 | 0 | 0 | 0 | 0 | 0 | 0 | 0 | 0 | 0 | 0 | 0 | 0 | 0 | 0 | 0 | 0 | 0 | 0 | 0 | 0 | 0 | 0 | 0 | 0 | 0 | 0 | 0 | 0 | 0 | 0 | 0 | 0 | 0 | 0 | 0 | 0 | 0 | 0.01296% | 0 | 0 | 0 | 0 | 0 | 0 | 0 | 0 | 0 | 0 | 0 | 0 | 0 | 0 | 0 | 0 | 0 | 0 | 0 | 0 | 0 | 0 | 0 | 0
| IND-Lighting-7P_V2 | M_Input | Council 7th Plan | 2020 | Retro | 2022 | 2045 | PSE | Industrial | Hi Tech - Silicon | Electric | Per Region | NA | NA | Hi Tech - Silicon Paper: Material Handling | Hi Tech - Silicon Paper: Material Handling | 0 | 10 | 0 | 0 | I-All-Other-Shift3-All-All-S | 0 | 0 | 0 | 0 | 0 | 0 | 0 | 0 | 0 | 0 | 0 | 0 | Comm Flat | Paper: Material Handling | Paper: Material Handling | SIC24 | 0.01335% | 100% | 0% | 1 | 1 | 100% | 10% | 85% | 6.8% | 0.2% | 0 | 0 | 0 | 0 | 0 | 0 | 0 | 0 | 0 |  | 0 | 0 | 0 | 01. ($9,999.000) to $0.028 | N/A | 0 | 01. ($9,999.00) to $0.22 | N/A | 0.085 | 0.085 | 0.085 | 0.085 | 0.085 | 0.085 | 0.085 | 0.085 | 0.085 | 0.085 | 0 | 0 | 0 | 0 | 0 | 0 | 0 | 0 | 0 | 0 | 0 | 0 | 0 | 0 | 0 | 0 | 0 | 0 | 0 | 0 | 0 | 0 | 0 | 0 | 0 | 0 | 0 | 0 | 0 | 0 | 0 | 0 | 0 | 0 | 0 | 0 | 0 | 0 | 0 | 0 | 0 | 0 | 0 | 0 | 0 | 0 | 0 | 0 | 0 | 0 | 0 | 0 | 0 | 0 | 0 | 0 | 0 | 0 | 0 | 0 | 0 | 0 | 0 | 0 | 0 | 0 | 0 | 0 | 0 | 0 | 0 | 0 | 0 | 0 | 0 | 0 | 0 | 0 | 0 | 0 | 0 | 0 | 0 | 0 | 0 | 0 | 0 | 0 | 0 | 0 | 0 | 0 | 0 | 0 | 0 | 0 | 0 | 0 | 0 | 0 | 0 | 0 | 0 | 0 | 0 | 0 | 0 | 0 | 0 | 0 | 0 | 0 | 0 | 0 | 0 | 0 | 0 | 0 | 0 | 0 | 0 | 0 | 0 | 0 | 0 | 0 | 0 | 0 | 0 | 0 | 0 | 0 | 0 | 0 | 0 | 0 | 0 | 0 | 0 | 0 | 0 | 0 | 0 | 0 | 0 | 0 | 0 | 0 | 0 | 0 | 0 | 0 | 0 | 0 | 0 | 0 | 0 | 0 | 0 | 0 | 0 | 0 | 0 | 0 | 0 | 0 | 0 | 0 | 0 | 0 | 0 | 0 | 0 | 0 | 0 | 0 | 0 | 0 | 0 | 0 | 0 | 0 | 0 | 0 | 0 | 0 | 0 | 0 | 0 | 0 | 0 | 0 | 0 | 0.01209% | 0 | 0 | 0 | 0 | 0 | 0 | 0 | 0 | 0 | 0 | 0 | 0 | 0 | 0 | 0 | 0 | 0 | 0 | 0 | 0 | 0 | 0 | 0 | 0
| IND-Lighting-7P_V2 | M_Input | Council 7th Plan | 2020 | Retro | 2022 | 2045 | PSE | Industrial | Hi Tech - Silicon | Electric | Per Region | NA | NA | Hi Tech - Silicon Paper: Large Material Handling | Hi Tech - Silicon Paper: Large Material Handling | 0 | 10 | 0 | 0 | I-All-Other-Shift3-All-All-S | 0 | 0 | 0 | 0 | 0 | 0 | 0 | 0 | 0 | 0 | 0 | 0 | Comm Flat | Paper: Large Material Handling | Paper: Large Material Handling | SIC24 | 0.01335% | 100% | 0% | 1 | 1 | 100% | 10% | 85% | 6.8% | 0.2% | 0 | 0 | 0 | 0 | 0 | 0 | 0 | 0 | 0 |  | 0 | 0 | 0 | 01. ($9,999.000) to $0.028 | N/A | 0 | 01. ($9,999.00) to $0.22 | N/A | 0.085 | 0.085 | 0.085 | 0.085 | 0.085 | 0.085 | 0.085 | 0.085 | 0.085 | 0.085 | 0 | 0 | 0 | 0 | 0 | 0 | 0 | 0 | 0 | 0 | 0 | 0 | 0 | 0 | 0 | 0 | 0 | 0 | 0 | 0 | 0 | 0 | 0 | 0 | 0 | 0 | 0 | 0 | 0 | 0 | 0 | 0 | 0 | 0 | 0 | 0 | 0 | 0 | 0 | 0 | 0 | 0 | 0 | 0 | 0 | 0 | 0 | 0 | 0 | 0 | 0 | 0 | 0 | 0 | 0 | 0 | 0 | 0 | 0 | 0 | 0 | 0 | 0 | 0 | 0 | 0 | 0 | 0 | 0 | 0 | 0 | 0 | 0 | 0 | 0 | 0 | 0 | 0 | 0 | 0 | 0 | 0 | 0 | 0 | 0 | 0 | 0 | 0 | 0 | 0 | 0 | 0 | 0 | 0 | 0 | 0 | 0 | 0 | 0 | 0 | 0 | 0 | 0 | 0 | 0 | 0 | 0 | 0 | 0 | 0 | 0 | 0 | 0 | 0 | 0 | 0 | 0 | 0 | 0 | 0 | 0 | 0 | 0 | 0 | 0 | 0 | 0 | 0 | 0 | 0 | 0 | 0 | 0 | 0 | 0 | 0 | 0 | 0 | 0 | 0 | 0 | 0 | 0 | 0 | 0 | 0 | 0 | 0 | 0 | 0 | 0 | 0 | 0 | 0 | 0 | 0 | 0 | 0 | 0 | 0 | 0 | 0 | 0 | 0 | 0 | 0 | 0 | 0 | 0 | 0 | 0 | 0 | 0 | 0 | 0 | 0 | 0 | 0 | 0 | 0 | 0 | 0 | 0 | 0 | 0 | 0 | 0 | 0 | 0 | 0 | 0 | 0 | 0 | 0.01209% | 0 | 0 | 0 | 0 | 0 | 0 | 0 | 0 | 0 | 0 | 0 | 0 | 0 | 0 | 0 | 0 | 0 | 0 | 0 | 0 | 0 | 0 | 0 | 0
| IND-Lighting-7P_V2 | M_Input | Council 7th Plan | 2020 | Retro | 2022 | 2045 | PSE | Industrial | Hi Tech - Silicon | Electric | Per Region | NA | NA | Hi Tech - Silicon Paper: Premium Control Large Material | Hi Tech - Silicon Paper: Premium Control Large Material | 0 | 10 | 0 | 0 | I-All-Other-Shift3-All-All-S | 0 | 0 | 0 | 0 | 0 | 0 | 0 | 0 | 0 | 0 | 0 | 0 | Comm Flat | Paper: Premium Control Large Material | Paper: Premium Control Large Material | IndShift3 | 0.01266% | 100% | 0% | 1 | 1 | 100% | 10% | 85% | 6.8% | 0.2% | 0 | 0 | 0 | 0 | 0 | 0 | 0 | 0 | 0 |  | 0 | 0 | 0 | 01. ($9,999.000) to $0.028 | N/A | 0 | 01. ($9,999.00) to $0.22 | N/A | 0.085 | 0.085 | 0.085 | 0.085 | 0.085 | 0.085 | 0.085 | 0.085 | 0.085 | 0.085 | 0 | 0 | 0 | 0 | 0 | 0 | 0 | 0 | 0 | 0 | 0 | 0 | 0 | 0 | 0 | 0 | 0 | 0 | 0 | 0 | 0 | 0 | 0 | 0 | 0 | 0 | 0 | 0 | 0 | 0 | 0 | 0 | 0 | 0 | 0 | 0 | 0 | 0 | 0 | 0 | 0 | 0 | 0 | 0 | 0 | 0 | 0 | 0 | 0 | 0 | 0 | 0 | 0 | 0 | 0 | 0 | 0 | 0 | 0 | 0 | 0 | 0 | 0 | 0 | 0 | 0 | 0 | 0 | 0 | 0 | 0 | 0 | 0 | 0 | 0 | 0 | 0 | 0 | 0 | 0 | 0 | 0 | 0 | 0 | 0 | 0 | 0 | 0 | 0 | 0 | 0 | 0 | 0 | 0 | 0 | 0 | 0 | 0 | 0 | 0 | 0 | 0 | 0 | 0 | 0 | 0 | 0 | 0 | 0 | 0 | 0 | 0 | 0 | 0 | 0 | 0 | 0 | 0 | 0 | 0 | 0 | 0 | 0 | 0 | 0 | 0 | 0 | 0 | 0 | 0 | 0 | 0 | 0 | 0 | 0 | 0 | 0 | 0 | 0 | 0 | 0 | 0 | 0 | 0 | 0 | 0 | 0 | 0 | 0 | 0 | 0 | 0 | 0 | 0 | 0 | 0 | 0 | 0 | 0 | 0 | 0 | 0 | 0 | 0 | 0 | 0 | 0 | 0 | 0 | 0 | 0 | 0 | 0 | 0 | 0 | 0 | 0 | 0 | 0 | 0 | 0 | 0 | 0 | 0 | 0 | 0 | 0 | 0 | 0 | 0 | 0 | 0 | 0 | 0.01296% | 0 | 0 | 0 | 0 | 0 | 0 | 0 | 0 | 0 | 0 | 0 | 0 | 0 | 0 | 0 | 0 | 0 | 0 | 0 | 0 | 0 | 0 | 0 | 0
| IND-Lighting-7P_V2 | M_Input | Council 7th Plan | 2020 | Retro | 2022 | 2045 | PSE | Industrial | Hi Tech - Silicon | Electric | Per Region | NA | NA | Hi Tech - Silicon Material Handling1 | Hi Tech - Silicon Material Handling1 | 0 | 10 | 0 | 0 | I-SIC24-Proc-All-All-All-E | 0 | 0 | 0 | 0 | 0 | 0 | 0 | 0 | 0 | 0 | 0 | 0 | Comm Flat | Material Handling1 | Material Handling1 | SIC24 | 0.01335% | 100% | 0% | 1 | 1 | 100% | 10% | 85% | 6.8% | 0.2% | 0 | 0 | 0 | 0 | 0 | 0 | 0 | 0 | 0 |  | 0 | 0 | 0 | 01. ($9,999.000) to $0.028 | N/A | 0 | 01. ($9,999.00) to $0.22 | N/A | 0.085 | 0.085 | 0.085 | 0.085 | 0.085 | 0.085 | 0.085 | 0.085 | 0.085 | 0.085 | 0 | 0 | 0 | 0 | 0 | 0 | 0 | 0 | 0 | 0 | 0 | 0 | 0 | 0 | 0 | 0 | 0 | 0 | 0 | 0 | 0 | 0 | 0 | 0 | 0 | 0 | 0 | 0 | 0 | 0 | 0 | 0 | 0 | 0 | 0 | 0 | 0 | 0 | 0 | 0 | 0 | 0 | 0 | 0 | 0 | 0 | 0 | 0 | 0 | 0 | 0 | 0 | 0 | 0 | 0 | 0 | 0 | 0 | 0 | 0 | 0 | 0 | 0 | 0 | 0 | 0 | 0 | 0 | 0 | 0 | 0 | 0 | 0 | 0 | 0 | 0 | 0 | 0 | 0 | 0 | 0 | 0 | 0 | 0 | 0 | 0 | 0 | 0 | 0 | 0 | 0 | 0 | 0 | 0 | 0 | 0 | 0 | 0 | 0 | 0 | 0 | 0 | 0 | 0 | 0 | 0 | 0 | 0 | 0 | 0 | 0 | 0 | 0 | 0 | 0 | 0 | 0 | 0 | 0 | 0 | 0 | 0 | 0 | 0 | 0 | 0 | 0 | 0 | 0 | 0 | 0 | 0 | 0 | 0 | 0 | 0 | 0 | 0 | 0 | 0 | 0 | 0 | 0 | 0 | 0 | 0 | 0 | 0 | 0 | 0 | 0 | 0 | 0 | 0 | 0 | 0 | 0 | 0 | 0 | 0 | 0 | 0 | 0 | 0 | 0 | 0 | 0 | 0 | 0 | 0 | 0 | 0 | 0 | 0 | 0 | 0 | 0 | 0 | 0 | 0 | 0 | 0 | 0 | 0 | 0 | 0 | 0 | 0 | 0 | 0 | 0 | 0 | 0 | 0.01209% | 0 | 0 | 0 | 0 | 0 | 0 | 0 | 0 | 0 | 0 | 0 | 0 | 0 | 0 | 0 | 0 | 0 | 0 | 0 | 0 | 0 | 0 | 0 | 0
| IND-Lighting-7P_V2 | M_Input | Council 7th Plan | 2020 | Retro | 2022 | 2045 | PSE | Industrial | Hi Tech - Silicon | Electric | Per Region | NA | NA | Hi Tech - Silicon Material Handling2 | Hi Tech - Silicon Material Handling2 | 0 | 10 | 0 | 0 | I-SIC24-Proc-All-All-All-E | 0 | 0 | 0 | 0 | 0 | 0 | 0 | 0 | 0 | 0 | 0 | 0 | Comm Flat | Material Handling2 | Material Handling2 | SIC24 | 0.01335% | 100% | 0% | 1 | 1 | 100% | 10% | 85% | 6.8% | 0.2% | 0 | 0 | 0 | 0 | 0 | 0 | 0 | 0 | 0 |  | 0 | 0 | 0 | 01. ($9,999.000) to $0.028 | N/A | 0 | 01. ($9,999.00) to $0.22 | N/A | 0.085 | 0.085 | 0.085 | 0.085 | 0.085 | 0.085 | 0.085 | 0.085 | 0.085 | 0.085 | 0 | 0 | 0 | 0 | 0 | 0 | 0 | 0 | 0 | 0 | 0 | 0 | 0 | 0 | 0 | 0 | 0 | 0 | 0 | 0 | 0 | 0 | 0 | 0 | 0 | 0 | 0 | 0 | 0 | 0 | 0 | 0 | 0 | 0 | 0 | 0 | 0 | 0 | 0 | 0 | 0 | 0 | 0 | 0 | 0 | 0 | 0 | 0 | 0 | 0 | 0 | 0 | 0 | 0 | 0 | 0 | 0 | 0 | 0 | 0 | 0 | 0 | 0 | 0 | 0 | 0 | 0 | 0 | 0 | 0 | 0 | 0 | 0 | 0 | 0 | 0 | 0 | 0 | 0 | 0 | 0 | 0 | 0 | 0 | 0 | 0 | 0 | 0 | 0 | 0 | 0 | 0 | 0 | 0 | 0 | 0 | 0 | 0 | 0 | 0 | 0 | 0 | 0 | 0 | 0 | 0 | 0 | 0 | 0 | 0 | 0 | 0 | 0 | 0 | 0 | 0 | 0 | 0 | 0 | 0 | 0 | 0 | 0 | 0 | 0 | 0 | 0 | 0 | 0 | 0 | 0 | 0 | 0 | 0 | 0 | 0 | 0 | 0 | 0 | 0 | 0 | 0 | 0 | 0 | 0 | 0 | 0 | 0 | 0 | 0 | 0 | 0 | 0 | 0 | 0 | 0 | 0 | 0 | 0 | 0 | 0 | 0 | 0 | 0 | 0 | 0 | 0 | 0 | 0 | 0 | 0 | 0 | 0 | 0 | 0 | 0 | 0 | 0 | 0 | 0 | 0 | 0 | 0 | 0 | 0 | 0 | 0 | 0 | 0 | 0 | 0 | 0 | 0 | 0.01209% | 0 | 0 | 0 | 0 | 0 | 0 | 0 | 0 | 0 | 0 | 0 | 0 | 0 | 0 | 0 | 0 | 0 | 0 | 0 | 0 | 0 | 0 | 0 | 0
| IND-Lighting-7P_V2 | M_Input | Council 7th Plan | 2020 | Retro | 2022 | 2045 | PSE | Industrial | Hi Tech - Silicon | Electric | Per Region | NA | NA | Hi Tech - Silicon Material Handling VFD1 | Hi Tech - Silicon Material Handling VFD1 | 0 | 10 | 0 | 0 | I-SIC24-Proc-All-All-All-E | 0 | 0 | 0 | 0 | 0 | 0 | 0 | 0 | 0 | 0 | 0 | 0 | Comm Flat | Material Handling VFD1 | Material Handling VFD1 | SIC24 | 0.01335% | 100% | 0% | 1 | 1 | 100% | 10% | 85% | 6.8% | 0.2% | 0 | 0 | 0 | 0 | 0 | 0 | 0 | 0 | 0 |  | 0 | 0 | 0 | 01. ($9,999.000) to $0.028 | N/A | 0 | 01. ($9,999.00) to $0.22 | N/A | 0.085 | 0.085 | 0.085 | 0.085 | 0.085 | 0.085 | 0.085 | 0.085 | 0.085 | 0.085 | 0 | 0 | 0 | 0 | 0 | 0 | 0 | 0 | 0 | 0 | 0 | 0 | 0 | 0 | 0 | 0 | 0 | 0 | 0 | 0 | 0 | 0 | 0 | 0 | 0 | 0 | 0 | 0 | 0 | 0 | 0 | 0 | 0 | 0 | 0 | 0 | 0 | 0 | 0 | 0 | 0 | 0 | 0 | 0 | 0 | 0 | 0 | 0 | 0 | 0 | 0 | 0 | 0 | 0 | 0 | 0 | 0 | 0 | 0 | 0 | 0 | 0 | 0 | 0 | 0 | 0 | 0 | 0 | 0 | 0 | 0 | 0 | 0 | 0 | 0 | 0 | 0 | 0 | 0 | 0 | 0 | 0 | 0 | 0 | 0 | 0 | 0 | 0 | 0 | 0 | 0 | 0 | 0 | 0 | 0 | 0 | 0 | 0 | 0 | 0 | 0 | 0 | 0 | 0 | 0 | 0 | 0 | 0 | 0 | 0 | 0 | 0 | 0 | 0 | 0 | 0 | 0 | 0 | 0 | 0 | 0 | 0 | 0 | 0 | 0 | 0 | 0 | 0 | 0 | 0 | 0 | 0 | 0 | 0 | 0 | 0 | 0 | 0 | 0 | 0 | 0 | 0 | 0 | 0 | 0 | 0 | 0 | 0 | 0 | 0 | 0 | 0 | 0 | 0 | 0 | 0 | 0 | 0 | 0 | 0 | 0 | 0 | 0 | 0 | 0 | 0 | 0 | 0 | 0 | 0 | 0 | 0 | 0 | 0 | 0 | 0 | 0 | 0 | 0 | 0 | 0 | 0 | 0 | 0 | 0 | 0 | 0 | 0 | 0 | 0 | 0 | 0 | 0 | 0.01209% | 0 | 0 | 0 | 0 | 0 | 0 | 0 | 0 | 0 | 0 | 0 | 0 | 0 | 0 | 0 | 0 | 0 | 0 | 0 | 0 | 0 | 0 | 0 | 0
| IND-Lighting-7P_V2 | M_Input | Council 7th Plan | 2020 | Retro | 2022 | 2045 | PSE | Industrial | Hi Tech - Silicon | Electric | Per Region | NA | NA | Hi Tech - Silicon Material Handling VFD2 | Hi Tech - Silicon Material Handling VFD2 | 0 | 10 | 0 | 0 | I-SIC24-Proc-All-All-All-E | 0 | 0 | 0 | 0 | 0 | 0 | 0 | 0 | 0 | 0 | 0 | 0 | Comm Flat | Material Handling VFD2 | Material Handling VFD2 | SIC24 | 0.01335% | 100% | 0% | 1 | 1 | 100% | 10% | 85% | 6.8% | 0.2% | 0 | 0 | 0 | 0 | 0 | 0 | 0 | 0 | 0 |  | 0 | 0 | 0 | 01. ($9,999.000) to $0.028 | N/A | 0 | 01. ($9,999.00) to $0.22 | N/A | 0.085 | 0.085 | 0.085 | 0.085 | 0.085 | 0.085 | 0.085 | 0.085 | 0.085 | 0.085 | 0 | 0 | 0 | 0 | 0 | 0 | 0 | 0 | 0 | 0 | 0 | 0 | 0 | 0 | 0 | 0 | 0 | 0 | 0 | 0 | 0 | 0 | 0 | 0 | 0 | 0 | 0 | 0 | 0 | 0 | 0 | 0 | 0 | 0 | 0 | 0 | 0 | 0 | 0 | 0 | 0 | 0 | 0 | 0 | 0 | 0 | 0 | 0 | 0 | 0 | 0 | 0 | 0 | 0 | 0 | 0 | 0 | 0 | 0 | 0 | 0 | 0 | 0 | 0 | 0 | 0 | 0 | 0 | 0 | 0 | 0 | 0 | 0 | 0 | 0 | 0 | 0 | 0 | 0 | 0 | 0 | 0 | 0 | 0 | 0 | 0 | 0 | 0 | 0 | 0 | 0 | 0 | 0 | 0 | 0 | 0 | 0 | 0 | 0 | 0 | 0 | 0 | 0 | 0 | 0 | 0 | 0 | 0 | 0 | 0 | 0 | 0 | 0 | 0 | 0 | 0 | 0 | 0 | 0 | 0 | 0 | 0 | 0 | 0 | 0 | 0 | 0 | 0 | 0 | 0 | 0 | 0 | 0 | 0 | 0 | 0 | 0 | 0 | 0 | 0 | 0 | 0 | 0 | 0 | 0 | 0 | 0 | 0 | 0 | 0 | 0 | 0 | 0 | 0 | 0 | 0 | 0 | 0 | 0 | 0 | 0 | 0 | 0 | 0 | 0 | 0 | 0 | 0 | 0 | 0 | 0 | 0 | 0 | 0 | 0 | 0 | 0 | 0 | 0 | 0 | 0 | 0 | 0 | 0 | 0 | 0 | 0 | 0 | 0 | 0 | 0 | 0 | 0 | 0.01209% | 0 | 0 | 0 | 0 | 0 | 0 | 0 | 0 | 0 | 0 | 0 | 0 | 0 | 0 | 0 | 0 | 0 | 0 | 0 | 0 | 0 | 0 | 0 | 0
| IND-Lighting-7P_V2 | M_Input | Council 7th Plan | 2020 | Retro | 2022 | 2045 | PSE | Industrial | Hi Tech - Silicon | Electric | Per Region | NA | NA | Hi Tech - Silicon Wood: Replace Pneumatic Conveyor | Hi Tech - Silicon Wood: Replace Pneumatic Conveyor | 0 | 10 | 0 | 0 | I-SIC24-Proc-All-All-All-E | 0 | 0 | 0 | 0 | 0 | 0 | 0 | 0 | 0 | 0 | 0 | 0 | Comm Flat | Wood: Replace Pneumatic Conveyor | Wood: Replace Pneumatic Conveyor | SIC24 | 0.01335% | 100% | 0% | 1 | 1 | 100% | 10% | 85% | 6.8% | 0.2% | 0 | 0 | 0 | 0 | 0 | 0 | 0 | 0 | 0 |  | 0 | 0 | 0 | 01. ($9,999.000) to $0.028 | N/A | 0 | 01. ($9,999.00) to $0.22 | N/A | 0.085 | 0.085 | 0.085 | 0.085 | 0.085 | 0.085 | 0.085 | 0.085 | 0.085 | 0.085 | 0 | 0 | 0 | 0 | 0 | 0 | 0 | 0 | 0 | 0 | 0 | 0 | 0 | 0 | 0 | 0 | 0 | 0 | 0 | 0 | 0 | 0 | 0 | 0 | 0 | 0 | 0 | 0 | 0 | 0 | 0 | 0 | 0 | 0 | 0 | 0 | 0 | 0 | 0 | 0 | 0 | 0 | 0 | 0 | 0 | 0 | 0 | 0 | 0 | 0 | 0 | 0 | 0 | 0 | 0 | 0 | 0 | 0 | 0 | 0 | 0 | 0 | 0 | 0 | 0 | 0 | 0 | 0 | 0 | 0 | 0 | 0 | 0 | 0 | 0 | 0 | 0 | 0 | 0 | 0 | 0 | 0 | 0 | 0 | 0 | 0 | 0 | 0 | 0 | 0 | 0 | 0 | 0 | 0 | 0 | 0 | 0 | 0 | 0 | 0 | 0 | 0 | 0 | 0 | 0 | 0 | 0 | 0 | 0 | 0 | 0 | 0 | 0 | 0 | 0 | 0 | 0 | 0 | 0 | 0 | 0 | 0 | 0 | 0 | 0 | 0 | 0 | 0 | 0 | 0 | 0 | 0 | 0 | 0 | 0 | 0 | 0 | 0 | 0 | 0 | 0 | 0 | 0 | 0 | 0 | 0 | 0 | 0 | 0 | 0 | 0 | 0 | 0 | 0 | 0 | 0 | 0 | 0 | 0 | 0 | 0 | 0 | 0 | 0 | 0 | 0 | 0 | 0 | 0 | 0 | 0 | 0 | 0 | 0 | 0 | 0 | 0 | 0 | 0 | 0 | 0 | 0 | 0 | 0 | 0 | 0 | 0 | 0 | 0 | 0 | 0 | 0 | 0 | 0.01209% | 0 | 0 | 0 | 0 | 0 | 0 | 0 | 0 | 0 | 0 | 0 | 0 | 0 | 0 | 0 | 0 | 0 | 0 | 0 | 0 | 0 | 0 | 0 | 0
| IND-Lighting-7P_V2 | M_Input | Council 7th Plan | 2020 | Retro | 2022 | 2045 | PSE | Industrial | Hi Tech - Silicon | Electric | Per Region | NA | NA | Hi Tech - Silicon Panel: Hydraulic Press | Hi Tech - Silicon Panel: Hydraulic Press | 0 | 10 | 0 | 0 | I-SIC24-Proc-All-All-All-E | 0 | 0 | 0 | 0 | 0 | 0 | 0 | 0 | 0 | 0 | 0 | 0 | Comm Flat | Panel: Hydraulic Press | Panel: Hydraulic Press | SIC24 | 0.01335% | 100% | 0% | 1 | 1 | 100% | 10% | 85% | 6.8% | 0.2% | 0 | 0 | 0 | 0 | 0 | 0 | 0 | 0 | 0 |  | 0 | 0 | 0 | 01. ($9,999.000) to $0.028 | N/A | 0 | 01. ($9,999.00) to $0.22 | N/A | 0.085 | 0.085 | 0.085 | 0.085 | 0.085 | 0.085 | 0.085 | 0.085 | 0.085 | 0.085 | 0 | 0 | 0 | 0 | 0 | 0 | 0 | 0 | 0 | 0 | 0 | 0 | 0 | 0 | 0 | 0 | 0 | 0 | 0 | 0 | 0 | 0 | 0 | 0 | 0 | 0 | 0 | 0 | 0 | 0 | 0 | 0 | 0 | 0 | 0 | 0 | 0 | 0 | 0 | 0 | 0 | 0 | 0 | 0 | 0 | 0 | 0 | 0 | 0 | 0 | 0 | 0 | 0 | 0 | 0 | 0 | 0 | 0 | 0 | 0 | 0 | 0 | 0 | 0 | 0 | 0 | 0 | 0 | 0 | 0 | 0 | 0 | 0 | 0 | 0 | 0 | 0 | 0 | 0 | 0 | 0 | 0 | 0 | 0 | 0 | 0 | 0 | 0 | 0 | 0 | 0 | 0 | 0 | 0 | 0 | 0 | 0 | 0 | 0 | 0 | 0 | 0 | 0 | 0 | 0 | 0 | 0 | 0 | 0 | 0 | 0 | 0 | 0 | 0 | 0 | 0 | 0 | 0 | 0 | 0 | 0 | 0 | 0 | 0 | 0 | 0 | 0 | 0 | 0 | 0 | 0 | 0 | 0 | 0 | 0 | 0 | 0 | 0 | 0 | 0 | 0 | 0 | 0 | 0 | 0 | 0 | 0 | 0 | 0 | 0 | 0 | 0 | 0 | 0 | 0 | 0 | 0 | 0 | 0 | 0 | 0 | 0 | 0 | 0 | 0 | 0 | 0 | 0 | 0 | 0 | 0 | 0 | 0 | 0 | 0 | 0 | 0 | 0 | 0 | 0 | 0 | 0 | 0 | 0 | 0 | 0 | 0 | 0 | 0 | 0 | 0 | 0 | 0 | 0.01209% | 0 | 0 | 0 | 0 | 0 | 0 | 0 | 0 | 0 | 0 | 0 | 0 | 0 | 0 | 0 | 0 | 0 | 0 | 0 | 0 | 0 | 0 | 0 | 0
| IND-Lighting-7P_V2 | M_Input | Council 7th Plan | 2020 | Retro | 2022 | 2045 | PSE | Industrial | Hi Tech - Silicon | Electric | Per Region | NA | NA | Hi Tech - Silicon Cold Storage Retrofit | Hi Tech - Silicon Cold Storage Retrofit | 0 | 10 | 0 | 0 | C-War-Ref-All-All-All-C | 0 | 0 | 0 | 0 | 0 | 0 | 0 | 0 | 0 | 0 | 0 | 0 | Comm Flat | Cold Storage Retrofit | Cold Storage Retrofit | RefrigWarehouseGroc | 0.01247% | 100% | 0% | 1 | 1 | 100% | 10% | 85% | 6.8% | 0.2% | 0 | 0 | 0 | 0 | 0 | 0 | 0 | 0 | 0 |  | 0 | 0 | 0 | 01. ($9,999.000) to $0.028 | N/A | 0 | 01. ($9,999.00) to $0.22 | N/A | 0.085 | 0.085 | 0.085 | 0.085 | 0.085 | 0.085 | 0.085 | 0.085 | 0.085 | 0.085 | 0 | 0 | 0 | 0 | 0 | 0 | 0 | 0 | 0 | 0 | 0 | 0 | 0 | 0 | 0 | 0 | 0 | 0 | 0 | 0 | 0 | 0 | 0 | 0 | 0 | 0 | 0 | 0 | 0 | 0 | 0 | 0 | 0 | 0 | 0 | 0 | 0 | 0 | 0 | 0 | 0 | 0 | 0 | 0 | 0 | 0 | 0 | 0 | 0 | 0 | 0 | 0 | 0 | 0 | 0 | 0 | 0 | 0 | 0 | 0 | 0 | 0 | 0 | 0 | 0 | 0 | 0 | 0 | 0 | 0 | 0 | 0 | 0 | 0 | 0 | 0 | 0 | 0 | 0 | 0 | 0 | 0 | 0 | 0 | 0 | 0 | 0 | 0 | 0 | 0 | 0 | 0 | 0 | 0 | 0 | 0 | 0 | 0 | 0 | 0 | 0 | 0 | 0 | 0 | 0 | 0 | 0 | 0 | 0 | 0 | 0 | 0 | 0 | 0 | 0 | 0 | 0 | 0 | 0 | 0 | 0 | 0 | 0 | 0 | 0 | 0 | 0 | 0 | 0 | 0 | 0 | 0 | 0 | 0 | 0 | 0 | 0 | 0 | 0 | 0 | 0 | 0 | 0 | 0 | 0 | 0 | 0 | 0 | 0 | 0 | 0 | 0 | 0 | 0 | 0 | 0 | 0 | 0 | 0 | 0 | 0 | 0 | 0 | 0 | 0 | 0 | 0 | 0 | 0 | 0 | 0 | 0 | 0 | 0 | 0 | 0 | 0 | 0 | 0 | 0 | 0 | 0 | 0 | 0 | 0 | 0 | 0 | 0 | 0 | 0 | 0 | 0 | 0 | 0.01116% | 0 | 0 | 0 | 0 | 0 | 0 | 0 | 0 | 0 | 0 | 0 | 0 | 0 | 0 | 0 | 0 | 0 | 0 | 0 | 0 | 0 | 0 | 0 | 0
| IND-Lighting-7P_V2 | M_Input | Council 7th Plan | 2020 | Retro | 2022 | 2045 | PSE | Industrial | Hi Tech - Silicon | Electric | Per Region | NA | NA | Hi Tech - Silicon Cold Storage Tuneup | Hi Tech - Silicon Cold Storage Tuneup | 0 | 3 | 0 | 0 | C-War-Ref-All-All-All-C | 0 | 0 | 0 | 0 | 0 | 0 | 0 | 0 | 0 | 0 | 0 | 0 | Comm Flat | Cold Storage Tuneup | Cold Storage Tuneup | RefrigWarehouseGroc | 0.01247% | 100% | 0% | 1 | 1 | 100% | 33.33% | 85% | 6.8% | 0.2% | 0 | 0 | 0 | 0 | 0 | 0 | 0 | 0 | 0 |  | 0 | 0 | 0 | 01. ($9,999.000) to $0.028 | N/A | 0 | 01. ($9,999.00) to $0.22 | N/A | 0.085 | 0.085 | 0.085 | 0.085 | 0.085 | 0.085 | 0.085 | 0.085 | 0.085 | 0.085 | 0 | 0 | 0 | 0 | 0 | 0 | 0 | 0 | 0 | 0 | 0 | 0 | 0 | 0 | 0 | 0 | 0 | 0 | 0 | 0 | 0 | 0 | 0 | 0 | 0 | 0 | 0 | 0 | 0 | 0 | 0 | 0 | 0 | 0 | 0 | 0 | 0 | 0 | 0 | 0 | 0 | 0 | 0 | 0 | 0 | 0 | 0 | 0 | 0 | 0 | 0 | 0 | 0 | 0 | 0 | 0 | 0 | 0 | 0 | 0 | 0 | 0 | 0 | 0 | 0 | 0 | 0 | 0 | 0 | 0 | 0 | 0 | 0 | 0 | 0 | 0 | 0 | 0 | 0 | 0 | 0 | 0 | 0 | 0 | 0 | 0 | 0 | 0 | 0 | 0 | 0 | 0 | 0 | 0 | 0 | 0 | 0 | 0 | 0 | 0 | 0 | 0 | 0 | 0 | 0 | 0 | 0 | 0 | 0 | 0 | 0 | 0 | 0 | 0 | 0 | 0 | 0 | 0 | 0 | 0 | 0 | 0 | 0 | 0 | 0 | 0 | 0 | 0 | 0 | 0 | 0 | 0 | 0 | 0 | 0 | 0 | 0 | 0 | 0 | 0 | 0 | 0 | 0 | 0 | 0 | 0 | 0 | 0 | 0 | 0 | 0 | 0 | 0 | 0 | 0 | 0 | 0 | 0 | 0 | 0 | 0 | 0 | 0 | 0 | 0 | 0 | 0 | 0 | 0 | 0 | 0 | 0 | 0 | 0 | 0 | 0 | 0 | 0 | 0 | 0 | 0 | 0 | 0 | 0 | 0 | 0 | 0 | 0 | 0 | 0 | 0 | 0 | 0 | 0.01116% | 0 | 0 | 0 | 0 | 0 | 0 | 0 | 0 | 0 | 0 | 0 | 0 | 0 | 0 | 0 | 0 | 0 | 0 | 0 | 0 | 0 | 0 | 0 | 0
| IND-Lighting-7P_V2 | M_Input | Council 7th Plan | 2020 | Retro | 2022 | 2045 | PSE | Industrial | Hi Tech - Silicon | Electric | Per Region | NA | NA | Hi Tech - Silicon Fruit Storage Refer Retrofit | Hi Tech - Silicon Fruit Storage Refer Retrofit | 0 | 10 | 0 | 0 | C-War-Ref-All-All-All-C | 0 | 0 | 0 | 0 | 0 | 0 | 0 | 0 | 0 | 0 | 0 | 0 | Comm Flat | Fruit Storage Refer Retrofit | Fruit Storage Refer Retrofit | IndShift3 | 0.01266% | 100% | 0% | 1 | 1 | 100% | 10% | 85% | 6.8% | 0.2% | 0 | 0 | 0 | 0 | 0 | 0 | 0 | 0 | 0 |  | 0 | 0 | 0 | 01. ($9,999.000) to $0.028 | N/A | 0 | 01. ($9,999.00) to $0.22 | N/A | 0.085 | 0.085 | 0.085 | 0.085 | 0.085 | 0.085 | 0.085 | 0.085 | 0.085 | 0.085 | 0 | 0 | 0 | 0 | 0 | 0 | 0 | 0 | 0 | 0 | 0 | 0 | 0 | 0 | 0 | 0 | 0 | 0 | 0 | 0 | 0 | 0 | 0 | 0 | 0 | 0 | 0 | 0 | 0 | 0 | 0 | 0 | 0 | 0 | 0 | 0 | 0 | 0 | 0 | 0 | 0 | 0 | 0 | 0 | 0 | 0 | 0 | 0 | 0 | 0 | 0 | 0 | 0 | 0 | 0 | 0 | 0 | 0 | 0 | 0 | 0 | 0 | 0 | 0 | 0 | 0 | 0 | 0 | 0 | 0 | 0 | 0 | 0 | 0 | 0 | 0 | 0 | 0 | 0 | 0 | 0 | 0 | 0 | 0 | 0 | 0 | 0 | 0 | 0 | 0 | 0 | 0 | 0 | 0 | 0 | 0 | 0 | 0 | 0 | 0 | 0 | 0 | 0 | 0 | 0 | 0 | 0 | 0 | 0 | 0 | 0 | 0 | 0 | 0 | 0 | 0 | 0 | 0 | 0 | 0 | 0 | 0 | 0 | 0 | 0 | 0 | 0 | 0 | 0 | 0 | 0 | 0 | 0 | 0 | 0 | 0 | 0 | 0 | 0 | 0 | 0 | 0 | 0 | 0 | 0 | 0 | 0 | 0 | 0 | 0 | 0 | 0 | 0 | 0 | 0 | 0 | 0 | 0 | 0 | 0 | 0 | 0 | 0 | 0 | 0 | 0 | 0 | 0 | 0 | 0 | 0 | 0 | 0 | 0 | 0 | 0 | 0 | 0 | 0 | 0 | 0 | 0 | 0 | 0 | 0 | 0 | 0 | 0 | 0 | 0 | 0 | 0 | 0 | 0.01296% | 0 | 0 | 0 | 0 | 0 | 0 | 0 | 0 | 0 | 0 | 0 | 0 | 0 | 0 | 0 | 0 | 0 | 0 | 0 | 0 | 0 | 0 | 0 | 0
| IND-Lighting-7P_V2 | M_Input | Council 7th Plan | 2020 | Retro | 2022 | 2045 | PSE | Industrial | Hi Tech - Silicon | Electric | Per Region | NA | NA | Hi Tech - Silicon CA Retrofit -- CO2 Scrub | Hi Tech - Silicon CA Retrofit -- CO2 Scrub | 0 | 10 | 0 | 0 | I-All-Other-Shift3-All-All-S | 0 | 0 | 0 | 0 | 0 | 0 | 0 | 0 | 0 | 0 | 0 | 0 | Comm Flat | CA Retrofit -- CO2 Scrub | CA Retrofit -- CO2 Scrub | IndShift3 | 0.01266% | 100% | 0% | 1 | 1 | 100% | 10% | 85% | 6.8% | 0.2% | 0 | 0 | 0 | 0 | 0 | 0 | 0 | 0 | 0 |  | 0 | 0 | 0 | 01. ($9,999.000) to $0.028 | N/A | 0 | 01. ($9,999.00) to $0.22 | N/A | 0.085 | 0.085 | 0.085 | 0.085 | 0.085 | 0.085 | 0.085 | 0.085 | 0.085 | 0.085 | 0 | 0 | 0 | 0 | 0 | 0 | 0 | 0 | 0 | 0 | 0 | 0 | 0 | 0 | 0 | 0 | 0 | 0 | 0 | 0 | 0 | 0 | 0 | 0 | 0 | 0 | 0 | 0 | 0 | 0 | 0 | 0 | 0 | 0 | 0 | 0 | 0 | 0 | 0 | 0 | 0 | 0 | 0 | 0 | 0 | 0 | 0 | 0 | 0 | 0 | 0 | 0 | 0 | 0 | 0 | 0 | 0 | 0 | 0 | 0 | 0 | 0 | 0 | 0 | 0 | 0 | 0 | 0 | 0 | 0 | 0 | 0 | 0 | 0 | 0 | 0 | 0 | 0 | 0 | 0 | 0 | 0 | 0 | 0 | 0 | 0 | 0 | 0 | 0 | 0 | 0 | 0 | 0 | 0 | 0 | 0 | 0 | 0 | 0 | 0 | 0 | 0 | 0 | 0 | 0 | 0 | 0 | 0 | 0 | 0 | 0 | 0 | 0 | 0 | 0 | 0 | 0 | 0 | 0 | 0 | 0 | 0 | 0 | 0 | 0 | 0 | 0 | 0 | 0 | 0 | 0 | 0 | 0 | 0 | 0 | 0 | 0 | 0 | 0 | 0 | 0 | 0 | 0 | 0 | 0 | 0 | 0 | 0 | 0 | 0 | 0 | 0 | 0 | 0 | 0 | 0 | 0 | 0 | 0 | 0 | 0 | 0 | 0 | 0 | 0 | 0 | 0 | 0 | 0 | 0 | 0 | 0 | 0 | 0 | 0 | 0 | 0 | 0 | 0 | 0 | 0 | 0 | 0 | 0 | 0 | 0 | 0 | 0 | 0 | 0 | 0 | 0 | 0 | 0.01296% | 0 | 0 | 0 | 0 | 0 | 0 | 0 | 0 | 0 | 0 | 0 | 0 | 0 | 0 | 0 | 0 | 0 | 0 | 0 | 0 | 0 | 0 | 0 | 0
| IND-Lighting-7P_V2 | M_Input | Council 7th Plan | 2020 | Retro | 2022 | 2045 | PSE | Industrial | Hi Tech - Silicon | Electric | Per Region | NA | NA | Hi Tech - Silicon CA Retrofit -- Membrane | Hi Tech - Silicon CA Retrofit -- Membrane | 0 | 10 | 0 | 0 | I-All-Other-Shift3-All-All-S | 0 | 0 | 0 | 0 | 0 | 0 | 0 | 0 | 0 | 0 | 0 | 0 | Comm Flat | CA Retrofit -- Membrane | CA Retrofit -- Membrane | IndShift3 | 0.01266% | 100% | 0% | 1 | 1 | 100% | 10% | 85% | 6.8% | 0.2% | 0 | 0 | 0 | 0 | 0 | 0 | 0 | 0 | 0 |  | 0 | 0 | 0 | 01. ($9,999.000) to $0.028 | N/A | 0 | 01. ($9,999.00) to $0.22 | N/A | 0.085 | 0.085 | 0.085 | 0.085 | 0.085 | 0.085 | 0.085 | 0.085 | 0.085 | 0.085 | 0 | 0 | 0 | 0 | 0 | 0 | 0 | 0 | 0 | 0 | 0 | 0 | 0 | 0 | 0 | 0 | 0 | 0 | 0 | 0 | 0 | 0 | 0 | 0 | 0 | 0 | 0 | 0 | 0 | 0 | 0 | 0 | 0 | 0 | 0 | 0 | 0 | 0 | 0 | 0 | 0 | 0 | 0 | 0 | 0 | 0 | 0 | 0 | 0 | 0 | 0 | 0 | 0 | 0 | 0 | 0 | 0 | 0 | 0 | 0 | 0 | 0 | 0 | 0 | 0 | 0 | 0 | 0 | 0 | 0 | 0 | 0 | 0 | 0 | 0 | 0 | 0 | 0 | 0 | 0 | 0 | 0 | 0 | 0 | 0 | 0 | 0 | 0 | 0 | 0 | 0 | 0 | 0 | 0 | 0 | 0 | 0 | 0 | 0 | 0 | 0 | 0 | 0 | 0 | 0 | 0 | 0 | 0 | 0 | 0 | 0 | 0 | 0 | 0 | 0 | 0 | 0 | 0 | 0 | 0 | 0 | 0 | 0 | 0 | 0 | 0 | 0 | 0 | 0 | 0 | 0 | 0 | 0 | 0 | 0 | 0 | 0 | 0 | 0 | 0 | 0 | 0 | 0 | 0 | 0 | 0 | 0 | 0 | 0 | 0 | 0 | 0 | 0 | 0 | 0 | 0 | 0 | 0 | 0 | 0 | 0 | 0 | 0 | 0 | 0 | 0 | 0 | 0 | 0 | 0 | 0 | 0 | 0 | 0 | 0 | 0 | 0 | 0 | 0 | 0 | 0 | 0 | 0 | 0 | 0 | 0 | 0 | 0 | 0 | 0 | 0 | 0 | 0 | 0.01296% | 0 | 0 | 0 | 0 | 0 | 0 | 0 | 0 | 0 | 0 | 0 | 0 | 0 | 0 | 0 | 0 | 0 | 0 | 0 | 0 | 0 | 0 | 0 | 0
| IND-Lighting-7P_V2 | M_Input | Council 7th Plan | 2020 | Retro | 2022 | 2045 | PSE | Industrial | Hi Tech - Silicon | Electric | Per Region | NA | NA | Hi Tech - Silicon Fruit Storage Tuneup | Hi Tech - Silicon Fruit Storage Tuneup | 0 | 3 | 0 | 0 | C-War-Ref-All-All-All-C | 0 | 0 | 0 | 0 | 0 | 0 | 0 | 0 | 0 | 0 | 0 | 0 | Comm Flat | Fruit Storage Tuneup | Fruit Storage Tuneup | IndShift3 | 0.01266% | 100% | 0% | 1 | 1 | 100% | 33.33% | 85% | 6.8% | 0.2% | 0 | 0 | 0 | 0 | 0 | 0 | 0 | 0 | 0 |  | 0 | 0 | 0 | 01. ($9,999.000) to $0.028 | N/A | 0 | 01. ($9,999.00) to $0.22 | N/A | 0.085 | 0.085 | 0.085 | 0.085 | 0.085 | 0.085 | 0.085 | 0.085 | 0.085 | 0.085 | 0 | 0 | 0 | 0 | 0 | 0 | 0 | 0 | 0 | 0 | 0 | 0 | 0 | 0 | 0 | 0 | 0 | 0 | 0 | 0 | 0 | 0 | 0 | 0 | 0 | 0 | 0 | 0 | 0 | 0 | 0 | 0 | 0 | 0 | 0 | 0 | 0 | 0 | 0 | 0 | 0 | 0 | 0 | 0 | 0 | 0 | 0 | 0 | 0 | 0 | 0 | 0 | 0 | 0 | 0 | 0 | 0 | 0 | 0 | 0 | 0 | 0 | 0 | 0 | 0 | 0 | 0 | 0 | 0 | 0 | 0 | 0 | 0 | 0 | 0 | 0 | 0 | 0 | 0 | 0 | 0 | 0 | 0 | 0 | 0 | 0 | 0 | 0 | 0 | 0 | 0 | 0 | 0 | 0 | 0 | 0 | 0 | 0 | 0 | 0 | 0 | 0 | 0 | 0 | 0 | 0 | 0 | 0 | 0 | 0 | 0 | 0 | 0 | 0 | 0 | 0 | 0 | 0 | 0 | 0 | 0 | 0 | 0 | 0 | 0 | 0 | 0 | 0 | 0 | 0 | 0 | 0 | 0 | 0 | 0 | 0 | 0 | 0 | 0 | 0 | 0 | 0 | 0 | 0 | 0 | 0 | 0 | 0 | 0 | 0 | 0 | 0 | 0 | 0 | 0 | 0 | 0 | 0 | 0 | 0 | 0 | 0 | 0 | 0 | 0 | 0 | 0 | 0 | 0 | 0 | 0 | 0 | 0 | 0 | 0 | 0 | 0 | 0 | 0 | 0 | 0 | 0 | 0 | 0 | 0 | 0 | 0 | 0 | 0 | 0 | 0 | 0 | 0 | 0.01296% | 0 | 0 | 0 | 0 | 0 | 0 | 0 | 0 | 0 | 0 | 0 | 0 | 0 | 0 | 0 | 0 | 0 | 0 | 0 | 0 | 0 | 0 | 0 | 0
| IND-Lighting-7P_V2 | M_Input | Council 7th Plan | 2020 | Retro | 2022 | 2045 | PSE | Industrial | Hi Tech - Silicon | Electric | Per Region | NA | NA | Hi Tech - Silicon Groc Dist Retrofit | Hi Tech - Silicon Groc Dist Retrofit | 0 | 10 | 0 | 0 | C-War-Ref-All-All-All-C | 0 | 0 | 0 | 0 | 0 | 0 | 0 | 0 | 0 | 0 | 0 | 0 | Comm Flat | Groc Dist Retrofit | Groc Dist Retrofit | IndShift3 | 0.01266% | 100% | 0% | 1 | 1 | 100% | 10% | 85% | 6.8% | 0.2% | 0 | 0 | 0 | 0 | 0 | 0 | 0 | 0 | 0 |  | 0 | 0 | 0 | 01. ($9,999.000) to $0.028 | N/A | 0 | 01. ($9,999.00) to $0.22 | N/A | 0.085 | 0.085 | 0.085 | 0.085 | 0.085 | 0.085 | 0.085 | 0.085 | 0.085 | 0.085 | 0 | 0 | 0 | 0 | 0 | 0 | 0 | 0 | 0 | 0 | 0 | 0 | 0 | 0 | 0 | 0 | 0 | 0 | 0 | 0 | 0 | 0 | 0 | 0 | 0 | 0 | 0 | 0 | 0 | 0 | 0 | 0 | 0 | 0 | 0 | 0 | 0 | 0 | 0 | 0 | 0 | 0 | 0 | 0 | 0 | 0 | 0 | 0 | 0 | 0 | 0 | 0 | 0 | 0 | 0 | 0 | 0 | 0 | 0 | 0 | 0 | 0 | 0 | 0 | 0 | 0 | 0 | 0 | 0 | 0 | 0 | 0 | 0 | 0 | 0 | 0 | 0 | 0 | 0 | 0 | 0 | 0 | 0 | 0 | 0 | 0 | 0 | 0 | 0 | 0 | 0 | 0 | 0 | 0 | 0 | 0 | 0 | 0 | 0 | 0 | 0 | 0 | 0 | 0 | 0 | 0 | 0 | 0 | 0 | 0 | 0 | 0 | 0 | 0 | 0 | 0 | 0 | 0 | 0 | 0 | 0 | 0 | 0 | 0 | 0 | 0 | 0 | 0 | 0 | 0 | 0 | 0 | 0 | 0 | 0 | 0 | 0 | 0 | 0 | 0 | 0 | 0 | 0 | 0 | 0 | 0 | 0 | 0 | 0 | 0 | 0 | 0 | 0 | 0 | 0 | 0 | 0 | 0 | 0 | 0 | 0 | 0 | 0 | 0 | 0 | 0 | 0 | 0 | 0 | 0 | 0 | 0 | 0 | 0 | 0 | 0 | 0 | 0 | 0 | 0 | 0 | 0 | 0 | 0 | 0 | 0 | 0 | 0 | 0 | 0 | 0 | 0 | 0 | 0.01296% | 0 | 0 | 0 | 0 | 0 | 0 | 0 | 0 | 0 | 0 | 0 | 0 | 0 | 0 | 0 | 0 | 0 | 0 | 0 | 0 | 0 | 0 | 0 | 0
| IND-Lighting-7P_V2 | M_Input | Council 7th Plan | 2020 | Retro | 2022 | 2045 | PSE | Industrial | Hi Tech - Silicon | Electric | Per Region | NA | NA | Hi Tech - Silicon Groc Dist Tuneup | Hi Tech - Silicon Groc Dist Tuneup | 0 | 3 | 0 | 0 | C-War-Ref-All-All-All-C | 0 | 0 | 0 | 0 | 0 | 0 | 0 | 0 | 0 | 0 | 0 | 0 | Comm Flat | Groc Dist Tuneup | Groc Dist Tuneup | IndShift3 | 0.01266% | 100% | 0% | 1 | 1 | 100% | 33.33% | 85% | 6.8% | 0.2% | 0 | 0 | 0 | 0 | 0 | 0 | 0 | 0 | 0 |  | 0 | 0 | 0 | 01. ($9,999.000) to $0.028 | N/A | 0 | 01. ($9,999.00) to $0.22 | N/A | 0.085 | 0.085 | 0.085 | 0.085 | 0.085 | 0.085 | 0.085 | 0.085 | 0.085 | 0.085 | 0 | 0 | 0 | 0 | 0 | 0 | 0 | 0 | 0 | 0 | 0 | 0 | 0 | 0 | 0 | 0 | 0 | 0 | 0 | 0 | 0 | 0 | 0 | 0 | 0 | 0 | 0 | 0 | 0 | 0 | 0 | 0 | 0 | 0 | 0 | 0 | 0 | 0 | 0 | 0 | 0 | 0 | 0 | 0 | 0 | 0 | 0 | 0 | 0 | 0 | 0 | 0 | 0 | 0 | 0 | 0 | 0 | 0 | 0 | 0 | 0 | 0 | 0 | 0 | 0 | 0 | 0 | 0 | 0 | 0 | 0 | 0 | 0 | 0 | 0 | 0 | 0 | 0 | 0 | 0 | 0 | 0 | 0 | 0 | 0 | 0 | 0 | 0 | 0 | 0 | 0 | 0 | 0 | 0 | 0 | 0 | 0 | 0 | 0 | 0 | 0 | 0 | 0 | 0 | 0 | 0 | 0 | 0 | 0 | 0 | 0 | 0 | 0 | 0 | 0 | 0 | 0 | 0 | 0 | 0 | 0 | 0 | 0 | 0 | 0 | 0 | 0 | 0 | 0 | 0 | 0 | 0 | 0 | 0 | 0 | 0 | 0 | 0 | 0 | 0 | 0 | 0 | 0 | 0 | 0 | 0 | 0 | 0 | 0 | 0 | 0 | 0 | 0 | 0 | 0 | 0 | 0 | 0 | 0 | 0 | 0 | 0 | 0 | 0 | 0 | 0 | 0 | 0 | 0 | 0 | 0 | 0 | 0 | 0 | 0 | 0 | 0 | 0 | 0 | 0 | 0 | 0 | 0 | 0 | 0 | 0 | 0 | 0 | 0 | 0 | 0 | 0 | 0 | 0.01296% | 0 | 0 | 0 | 0 | 0 | 0 | 0 | 0 | 0 | 0 | 0 | 0 | 0 | 0 | 0 | 0 | 0 | 0 | 0 | 0 | 0 | 0 | 0 | 0
| IND-Lighting-7P_V2 | M_Input | Council 7th Plan | 2020 | Retro | 2022 | 2045 | PSE | Industrial | Hi Tech - Silicon | Electric | Per Region | NA | NA | Hi Tech - Silicon Plant Energy Management | Hi Tech - Silicon Plant Energy Management | 29888.3477 | 10 | 782.946 | 1071.3379 | I-All-Other-Shift3-All-All-S | 0 | 0 | 0 | 0 | 0 | 0 | 0 | 0 | 0 | 0 | 0 | 0 | Comm Flat | Plant Energy Management | Plant Energy Management | IndShift3 | 0.01266% | 100% | 0% | 1 | 1 | 100% | 10% | 85% | 6.8% | 0.2% | 13973.4325 | 556.9807 | 1453.0413 | 1296.144 | 0 | 0 | 0 | 11948.996 | 0 |  | 0.034247 | 0 | 0.034247 | 02. $0.028 to $0.055 | N/A | 0 | 01. ($9,999.00) to $0.22 | N/A | 0.085 | 0.085 | 0.085 | 0.085 | 0.085 | 0.085 | 0.085 | 0.085 | 0.085 | 0.085 | 0 | 0 | 0 | 0 | 0 | 0 | 0 | 0 | 0 | 0 | 0 | 0 | 0 | 0 | 2540.5096 | 2586.2989 | 2593.1957 | 2564.9179 | 2549.0653 | 2537.573 | 2538.5352 | 2520.9844 | 2517.6657 | 2511.2602 | 0 | 0 | 0 | 0 | 0 | 0 | 0 | 0 | 0 | 0 | 0 | 0 | 0 | 0 | 25460.0057 | 2540.5096 | 5126.8085 | 7720.0042 | 10284.922 | 12833.9873 | 15371.5603 | 17910.0955 | 20431.0799 | 22948.7456 | 25460.0057 | 25460.0057 | 25460.0057 | 25460.0057 | 25460.0057 | 25460.0057 | 25460.0057 | 25460.0057 | 25460.0057 | 25460.0057 | 25460.0057 | 25460.0057 | 25460.0057 | 25460.0057 | 25460.0057 | 0 | 0 | 0 | 0 | 0 | 0 | 0 | 0 | 0 | 0 | 0 | 0 | 0 | 0 | 0 | 0 | 0 | 0 | 0 | 0 | 0 | 0 | 0 | 0 | 0 | 0 | 0 | 0 | 0 | 0 | 0 | 0 | 0 | 0 | 0 | 0 | 0 | 0 | 0 | 0 | 0 | 0 | 0 | 0 | 0 | 0 | 0 | 0 | 0 | 0 | 0 | 0 | 0 | 0 | 0 | 0 | 0 | 0 | 0 | 0 | 0 | 0.32162 | 0.64904 | 0.97732 | 1.302 | 1.6247 | 1.946 | 2.2674 | 2.5865 | 2.9052 | 3.2231 | 3.2231 | 3.2231 | 3.2231 | 3.2231 | 3.2231 | 3.2231 | 3.2231 | 3.2231 | 3.2231 | 3.2231 | 3.2231 | 3.2231 | 3.2231 | 3.2231 | 1015.6647 | 1033.9707 | 1036.7279 | 1025.4228 | 1019.0851 | 1014.4907 | 1014.8753 | 1007.8587 | 1006.5319 | 1003.9711 | 0 | 0 | 0 | 0 | 0 | 0 | 0 | 0 | 0 | 0 | 0 | 0 | 0 | 0 | 10178.599 | 0 | 0 | 0 | 0 | 0 | 0 | 0 | 0 | 0 | 0 | 0 | 0 | 0 | 0 | 0 | 0 | 0 | 0 | 0 | 0 | 0.01296% | 0.32918 | 0.66429 | 1.0003 | 1.3326 | 1.6629 | 1.9917 | 2.3206 | 2.6473 | 2.9735 | 3.2989 | 3.2989 | 3.2989 | 3.2989 | 3.2989 | 3.2989 | 3.2989 | 3.2989 | 3.2989 | 3.2989 | 3.2989 | 3.2989 | 3.2989 | 3.2989 | 3.2989
| IND-Lighting-7P_V2 | M_Input | Council 7th Plan | 2020 | Retro | 2022 | 2045 | PSE | Industrial | Hi Tech - Silicon | Electric | Per Region | NA | NA | Hi Tech - Silicon Energy Project Management | Hi Tech - Silicon Energy Project Management | 0 | 11 | 0 | 0 | I-All-Other-Shift3-All-All-S | 0 | 0 | 0 | 0 | 0 | 0 | 0 | 0 | 0 | 0 | 0 | 0 | Comm Flat | Energy Project Management | Energy Project Management | IndShift3 | 0.01266% | 100% | 0% | 1 | 1 | 100% | 9.091% | 85% | 6.8% | 0.2% | 0 | 0 | 0 | 0 | 0 | 0 | 0 | 0 | 0 |  | 0 | 0 | 0 | 01. ($9,999.000) to $0.028 | N/A | 0 | 01. ($9,999.00) to $0.22 | N/A | 0.085 | 0.085 | 0.085 | 0.085 | 0.085 | 0.085 | 0.085 | 0.085 | 0.085 | 0.085 | 0 | 0 | 0 | 0 | 0 | 0 | 0 | 0 | 0 | 0 | 0 | 0 | 0 | 0 | 0 | 0 | 0 | 0 | 0 | 0 | 0 | 0 | 0 | 0 | 0 | 0 | 0 | 0 | 0 | 0 | 0 | 0 | 0 | 0 | 0 | 0 | 0 | 0 | 0 | 0 | 0 | 0 | 0 | 0 | 0 | 0 | 0 | 0 | 0 | 0 | 0 | 0 | 0 | 0 | 0 | 0 | 0 | 0 | 0 | 0 | 0 | 0 | 0 | 0 | 0 | 0 | 0 | 0 | 0 | 0 | 0 | 0 | 0 | 0 | 0 | 0 | 0 | 0 | 0 | 0 | 0 | 0 | 0 | 0 | 0 | 0 | 0 | 0 | 0 | 0 | 0 | 0 | 0 | 0 | 0 | 0 | 0 | 0 | 0 | 0 | 0 | 0 | 0 | 0 | 0 | 0 | 0 | 0 | 0 | 0 | 0 | 0 | 0 | 0 | 0 | 0 | 0 | 0 | 0 | 0 | 0 | 0 | 0 | 0 | 0 | 0 | 0 | 0 | 0 | 0 | 0 | 0 | 0 | 0 | 0 | 0 | 0 | 0 | 0 | 0 | 0 | 0 | 0 | 0 | 0 | 0 | 0 | 0 | 0 | 0 | 0 | 0 | 0 | 0 | 0 | 0 | 0 | 0 | 0 | 0 | 0 | 0 | 0 | 0 | 0 | 0 | 0 | 0 | 0 | 0 | 0 | 0 | 0 | 0 | 0 | 0 | 0 | 0 | 0 | 0 | 0 | 0 | 0 | 0 | 0 | 0 | 0 | 0 | 0 | 0 | 0 | 0 | 0 | 0.01296% | 0 | 0 | 0 | 0 | 0 | 0 | 0 | 0 | 0 | 0 | 0 | 0 | 0 | 0 | 0 | 0 | 0 | 0 | 0 | 0 | 0 | 0 | 0 | 0
| IND-Lighting-7P_V2 | M_Input | Council 7th Plan | 2020 | Retro | 2022 | 2045 | PSE | Industrial | Hi Tech - Silicon | Electric | Per Region | NA | NA | Hi Tech - Silicon Integrated Plant Energy Management | Hi Tech - Silicon Integrated Plant Energy Management | 0 | 11 | 0 | 0 | I-All-Other-Shift3-All-All-S | 0 | 0 | 0 | 0 | 0 | 0 | 0 | 0 | 0 | 0 | 0 | 0 | Comm Flat | Integrated Plant Energy Management | Integrated Plant Energy Management | IndShift3 | 0.01266% | 100% | 0% | 1 | 1 | 100% | 9.091% | 85% | 6.8% | 0.2% | 0 | 0 | 0 | 0 | 0 | 0 | 0 | 0 | 0 |  | 0 | 0 | 0 | 01. ($9,999.000) to $0.028 | N/A | 0 | 01. ($9,999.00) to $0.22 | N/A | 0.085 | 0.085 | 0.085 | 0.085 | 0.085 | 0.085 | 0.085 | 0.085 | 0.085 | 0.085 | 0 | 0 | 0 | 0 | 0 | 0 | 0 | 0 | 0 | 0 | 0 | 0 | 0 | 0 | 0 | 0 | 0 | 0 | 0 | 0 | 0 | 0 | 0 | 0 | 0 | 0 | 0 | 0 | 0 | 0 | 0 | 0 | 0 | 0 | 0 | 0 | 0 | 0 | 0 | 0 | 0 | 0 | 0 | 0 | 0 | 0 | 0 | 0 | 0 | 0 | 0 | 0 | 0 | 0 | 0 | 0 | 0 | 0 | 0 | 0 | 0 | 0 | 0 | 0 | 0 | 0 | 0 | 0 | 0 | 0 | 0 | 0 | 0 | 0 | 0 | 0 | 0 | 0 | 0 | 0 | 0 | 0 | 0 | 0 | 0 | 0 | 0 | 0 | 0 | 0 | 0 | 0 | 0 | 0 | 0 | 0 | 0 | 0 | 0 | 0 | 0 | 0 | 0 | 0 | 0 | 0 | 0 | 0 | 0 | 0 | 0 | 0 | 0 | 0 | 0 | 0 | 0 | 0 | 0 | 0 | 0 | 0 | 0 | 0 | 0 | 0 | 0 | 0 | 0 | 0 | 0 | 0 | 0 | 0 | 0 | 0 | 0 | 0 | 0 | 0 | 0 | 0 | 0 | 0 | 0 | 0 | 0 | 0 | 0 | 0 | 0 | 0 | 0 | 0 | 0 | 0 | 0 | 0 | 0 | 0 | 0 | 0 | 0 | 0 | 0 | 0 | 0 | 0 | 0 | 0 | 0 | 0 | 0 | 0 | 0 | 0 | 0 | 0 | 0 | 0 | 0 | 0 | 0 | 0 | 0 | 0 | 0 | 0 | 0 | 0 | 0 | 0 | 0 | 0.01296% | 0 | 0 | 0 | 0 | 0 | 0 | 0 | 0 | 0 | 0 | 0 | 0 | 0 | 0 | 0 | 0 | 0 | 0 | 0 | 0 | 0 | 0 | 0 | 0
| IND-Lighting-7P_V2 | M_Input | Council 7th Plan | 2020 | Retro | 2022 | 2045 | PSE | Industrial | Metal Fabrication | Electric | Per Region | NA | NA | Metal Fabrication Air Compressor Demand Reduction | Metal Fabrication Air Compressor Demand Reduction | 106836.5554 | 10 | 10741.3389 | 3335.8195 | I-All-Other-Shift3-All-All-S | 0 | 0 | 0 | 0 | 0 | 0 | 0 | 0 | 0 | 0 | 0 | 0 | Comm Flat | Air Compressor Demand Reduction | Air Compressor Demand Reduction | IndShift3 | 0.01266% | 100% | 0% | 1 | 1 | 100% | 10% | 85% | 6.8% | 0.2% | 49948.3414 | 1990.9398 | 5193.9281 | 17781.9688 | 0 | 0 | 0 | 51686.1266 | 0 |  | 0.041443 | 0 | 0.041443 | 02. $0.028 to $0.055 | N/A | 0 | 01. ($9,999.00) to $0.22 | N/A | 0.085 | 0.085 | 0.085 | 0.085 | 0.085 | 0.085 | 0.085 | 0.085 | 0.085 | 0.085 | 0 | 0 | 0 | 0 | 0 | 0 | 0 | 0 | 0 | 0 | 0 | 0 | 0 | 0 | 9081.1072 | 9244.7824 | 9269.4349 | 9168.3553 | 9111.6898 | 9070.6105 | 9074.0498 | 9011.3141 | 8999.4512 | 8976.5546 | 0 | 0 | 0 | 0 | 0 | 0 | 0 | 0 | 0 | 0 | 0 | 0 | 0 | 0 | 91007.3498 | 9081.1072 | 18325.8896 | 27595.3245 | 36763.6798 | 45875.3696 | 54945.98 | 64020.0299 | 73031.344 | 82030.7952 | 91007.3498 | 91007.3498 | 91007.3498 | 91007.3498 | 91007.3498 | 91007.3498 | 91007.3498 | 91007.3498 | 91007.3498 | 91007.3498 | 91007.3498 | 91007.3498 | 91007.3498 | 91007.3498 | 91007.3498 | 0 | 0 | 0 | 0 | 0 | 0 | 0 | 0 | 0 | 0 | 0 | 0 | 0 | 0 | 0 | 0 | 0 | 0 | 0 | 0 | 0 | 0 | 0 | 0 | 0 | 0 | 0 | 0 | 0 | 0 | 0 | 0 | 0 | 0 | 0 | 0 | 0 | 0 | 0 | 0 | 0 | 0 | 0 | 0 | 0 | 0 | 0 | 0 | 0 | 0 | 0 | 0 | 0 | 0 | 0 | 0 | 0 | 0 | 0 | 0 | 0 | 1.1496 | 2.32 | 3.4935 | 4.6541 | 5.8077 | 6.956 | 8.1047 | 9.2455 | 10.3848 | 11.5212 | 11.5212 | 11.5212 | 11.5212 | 11.5212 | 11.5212 | 11.5212 | 11.5212 | 11.5212 | 11.5212 | 11.5212 | 11.5212 | 11.5212 | 11.5212 | 11.5212 | 4393.3208 | 4472.5047 | 4484.4312 | 4435.5302 | 4408.1162 | 4388.2426 | 4389.9065 | 4359.5558 | 4353.8166 | 4342.7396 | 0 | 0 | 0 | 0 | 0 | 0 | 0 | 0 | 0 | 0 | 0 | 0 | 0 | 0 | 44028.1642 | 0 | 0 | 0 | 0 | 0 | 0 | 0 | 0 | 0 | 0 | 0 | 0 | 0 | 0 | 0 | 0 | 0 | 0 | 0 | 0 | 0.01296% | 1.1767 | 2.3745 | 3.5756 | 4.7635 | 5.9442 | 7.1195 | 8.2952 | 9.4628 | 10.6289 | 11.792 | 11.792 | 11.792 | 11.792 | 11.792 | 11.792 | 11.792 | 11.792 | 11.792 | 11.792 | 11.792 | 11.792 | 11.792 | 11.792 | 11.792
| IND-Lighting-7P_V2 | M_Input | Council 7th Plan | 2020 | Retro | 2022 | 2045 | PSE | Industrial | Metal Fabrication | Electric | Per Region | NA | NA | Metal Fabrication Air Compressor Equipment1 | Metal Fabrication Air Compressor Equipment1 | 0 | 10 | 0 | 0 | I-All-Other-Shift3-All-All-S | 0 | 0 | 0 | 0 | 0 | 0 | 0 | 0 | 0 | 0 | 0 | 0 | Comm Flat | Air Compressor Equipment1 | Air Compressor Equipment1 | IndShift1 | 0.0135% | 100% | 0% | 1 | 1 | 100% | 10% | 85% | 6.8% | 0.2% | 0 | 0 | 0 | 0 | 0 | 0 | 0 | 0 | 0 |  | 0 | 0 | 0 | 01. ($9,999.000) to $0.028 | N/A | 0 | 01. ($9,999.00) to $0.22 | N/A | 0.085 | 0.085 | 0.085 | 0.085 | 0.085 | 0.085 | 0.085 | 0.085 | 0.085 | 0.085 | 0 | 0 | 0 | 0 | 0 | 0 | 0 | 0 | 0 | 0 | 0 | 0 | 0 | 0 | 0 | 0 | 0 | 0 | 0 | 0 | 0 | 0 | 0 | 0 | 0 | 0 | 0 | 0 | 0 | 0 | 0 | 0 | 0 | 0 | 0 | 0 | 0 | 0 | 0 | 0 | 0 | 0 | 0 | 0 | 0 | 0 | 0 | 0 | 0 | 0 | 0 | 0 | 0 | 0 | 0 | 0 | 0 | 0 | 0 | 0 | 0 | 0 | 0 | 0 | 0 | 0 | 0 | 0 | 0 | 0 | 0 | 0 | 0 | 0 | 0 | 0 | 0 | 0 | 0 | 0 | 0 | 0 | 0 | 0 | 0 | 0 | 0 | 0 | 0 | 0 | 0 | 0 | 0 | 0 | 0 | 0 | 0 | 0 | 0 | 0 | 0 | 0 | 0 | 0 | 0 | 0 | 0 | 0 | 0 | 0 | 0 | 0 | 0 | 0 | 0 | 0 | 0 | 0 | 0 | 0 | 0 | 0 | 0 | 0 | 0 | 0 | 0 | 0 | 0 | 0 | 0 | 0 | 0 | 0 | 0 | 0 | 0 | 0 | 0 | 0 | 0 | 0 | 0 | 0 | 0 | 0 | 0 | 0 | 0 | 0 | 0 | 0 | 0 | 0 | 0 | 0 | 0 | 0 | 0 | 0 | 0 | 0 | 0 | 0 | 0 | 0 | 0 | 0 | 0 | 0 | 0 | 0 | 0 | 0 | 0 | 0 | 0 | 0 | 0 | 0 | 0 | 0 | 0 | 0 | 0 | 0 | 0 | 0 | 0 | 0 | 0 | 0 | 0 | 0.01911% | 0 | 0 | 0 | 0 | 0 | 0 | 0 | 0 | 0 | 0 | 0 | 0 | 0 | 0 | 0 | 0 | 0 | 0 | 0 | 0 | 0 | 0 | 0 | 0
| IND-Lighting-7P_V2 | M_Input | Council 7th Plan | 2020 | Retro | 2022 | 2045 | PSE | Industrial | Metal Fabrication | Electric | Per Region | NA | NA | Metal Fabrication Air Compressor Equipment2 | Metal Fabrication Air Compressor Equipment2 | 0 | 10 | 0 | 0 | I-All-Other-Shift3-All-All-S | 0 | 0 | 0 | 0 | 0 | 0 | 0 | 0 | 0 | 0 | 0 | 0 | Comm Flat | Air Compressor Equipment2 | Air Compressor Equipment2 | IndShift2 | 0.01331% | 100% | 0% | 1 | 1 | 100% | 10% | 85% | 6.8% | 0.2% | 0 | 0 | 0 | 0 | 0 | 0 | 0 | 0 | 0 |  | 0 | 0 | 0 | 01. ($9,999.000) to $0.028 | N/A | 0 | 01. ($9,999.00) to $0.22 | N/A | 0.085 | 0.085 | 0.085 | 0.085 | 0.085 | 0.085 | 0.085 | 0.085 | 0.085 | 0.085 | 0 | 0 | 0 | 0 | 0 | 0 | 0 | 0 | 0 | 0 | 0 | 0 | 0 | 0 | 0 | 0 | 0 | 0 | 0 | 0 | 0 | 0 | 0 | 0 | 0 | 0 | 0 | 0 | 0 | 0 | 0 | 0 | 0 | 0 | 0 | 0 | 0 | 0 | 0 | 0 | 0 | 0 | 0 | 0 | 0 | 0 | 0 | 0 | 0 | 0 | 0 | 0 | 0 | 0 | 0 | 0 | 0 | 0 | 0 | 0 | 0 | 0 | 0 | 0 | 0 | 0 | 0 | 0 | 0 | 0 | 0 | 0 | 0 | 0 | 0 | 0 | 0 | 0 | 0 | 0 | 0 | 0 | 0 | 0 | 0 | 0 | 0 | 0 | 0 | 0 | 0 | 0 | 0 | 0 | 0 | 0 | 0 | 0 | 0 | 0 | 0 | 0 | 0 | 0 | 0 | 0 | 0 | 0 | 0 | 0 | 0 | 0 | 0 | 0 | 0 | 0 | 0 | 0 | 0 | 0 | 0 | 0 | 0 | 0 | 0 | 0 | 0 | 0 | 0 | 0 | 0 | 0 | 0 | 0 | 0 | 0 | 0 | 0 | 0 | 0 | 0 | 0 | 0 | 0 | 0 | 0 | 0 | 0 | 0 | 0 | 0 | 0 | 0 | 0 | 0 | 0 | 0 | 0 | 0 | 0 | 0 | 0 | 0 | 0 | 0 | 0 | 0 | 0 | 0 | 0 | 0 | 0 | 0 | 0 | 0 | 0 | 0 | 0 | 0 | 0 | 0 | 0 | 0 | 0 | 0 | 0 | 0 | 0 | 0 | 0 | 0 | 0 | 0 | 0.01847% | 0 | 0 | 0 | 0 | 0 | 0 | 0 | 0 | 0 | 0 | 0 | 0 | 0 | 0 | 0 | 0 | 0 | 0 | 0 | 0 | 0 | 0 | 0 | 0
| IND-Lighting-7P_V2 | M_Input | Council 7th Plan | 2020 | Retro | 2022 | 2045 | PSE | Industrial | Metal Fabrication | Electric | Per Region | NA | NA | Metal Fabrication Air Compressor Optimization | Metal Fabrication Air Compressor Optimization | 0 | 10 | 0 | 0 | I-All-Other-Shift3-All-All-S | 0 | 0 | 0 | 0 | 0 | 0 | 0 | 0 | 0 | 0 | 0 | 0 | Comm Flat | Air Compressor Optimization | Air Compressor Optimization | IndShift3 | 0.01266% | 100% | 0% | 1 | 1 | 100% | 10% | 85% | 6.8% | 0.2% | 0 | 0 | 0 | 0 | 0 | 0 | 0 | 0 | 0 |  | 0 | 0 | 0 | 01. ($9,999.000) to $0.028 | N/A | 0 | 01. ($9,999.00) to $0.22 | N/A | 0.085 | 0.085 | 0.085 | 0.085 | 0.085 | 0.085 | 0.085 | 0.085 | 0.085 | 0.085 | 0 | 0 | 0 | 0 | 0 | 0 | 0 | 0 | 0 | 0 | 0 | 0 | 0 | 0 | 0 | 0 | 0 | 0 | 0 | 0 | 0 | 0 | 0 | 0 | 0 | 0 | 0 | 0 | 0 | 0 | 0 | 0 | 0 | 0 | 0 | 0 | 0 | 0 | 0 | 0 | 0 | 0 | 0 | 0 | 0 | 0 | 0 | 0 | 0 | 0 | 0 | 0 | 0 | 0 | 0 | 0 | 0 | 0 | 0 | 0 | 0 | 0 | 0 | 0 | 0 | 0 | 0 | 0 | 0 | 0 | 0 | 0 | 0 | 0 | 0 | 0 | 0 | 0 | 0 | 0 | 0 | 0 | 0 | 0 | 0 | 0 | 0 | 0 | 0 | 0 | 0 | 0 | 0 | 0 | 0 | 0 | 0 | 0 | 0 | 0 | 0 | 0 | 0 | 0 | 0 | 0 | 0 | 0 | 0 | 0 | 0 | 0 | 0 | 0 | 0 | 0 | 0 | 0 | 0 | 0 | 0 | 0 | 0 | 0 | 0 | 0 | 0 | 0 | 0 | 0 | 0 | 0 | 0 | 0 | 0 | 0 | 0 | 0 | 0 | 0 | 0 | 0 | 0 | 0 | 0 | 0 | 0 | 0 | 0 | 0 | 0 | 0 | 0 | 0 | 0 | 0 | 0 | 0 | 0 | 0 | 0 | 0 | 0 | 0 | 0 | 0 | 0 | 0 | 0 | 0 | 0 | 0 | 0 | 0 | 0 | 0 | 0 | 0 | 0 | 0 | 0 | 0 | 0 | 0 | 0 | 0 | 0 | 0 | 0 | 0 | 0 | 0 | 0 | 0.01296% | 0 | 0 | 0 | 0 | 0 | 0 | 0 | 0 | 0 | 0 | 0 | 0 | 0 | 0 | 0 | 0 | 0 | 0 | 0 | 0 | 0 | 0 | 0 | 0
| IND-Lighting-7P_V2 | M_Input | Council 7th Plan | 2020 | Retro | 2022 | 2045 | PSE | Industrial | Metal Fabrication | Electric | Per Region | NA | NA | Metal Fabrication HighBay Lighting 1 Shift | Metal Fabrication HighBay Lighting 1 Shift | 23656.7202 | 26.5734 | 19246.5978 | -804.9973 | I-All-Other-Shift1-All-All-S | 0 | 0 | 0 | 0 | 0 | 0 | 0 | 0 | 0 | 0 | 0 | 0 | Comm Flat | HighBay Lighting 1 Shift | HighBay Lighting 1 Shift | IndShift1 | 0.0135% | 100% | 0% | 1 | 1 | 100% | 3.763% | 85% | 6.8% | 0.2% | 28400.1071 | 470.058 | 2887.0165 | 19756.098 | 0 | 0 | 0 | 10851.1909 | 0 |  | 0.039294 | 0 | 0.039294 | 02. $0.028 to $0.055 | N/A | 0 | 01. ($9,999.00) to $0.22 | N/A | 0.085 | 0.085 | 0.085 | 0.085 | 0.085 | 0.085 | 0.085 | 0.085 | 0.085 | 0.085 | 0 | 0 | 0 | 0 | 0 | 0 | 0 | 0 | 0 | 0 | 0 | 0 | 0 | 0 | 2010.8212 | 2047.0637 | 2052.5224 | 2030.1405 | 2017.5931 | 2008.4969 | 2009.2585 | 1995.367 | 1992.7402 | 1987.6702 | 0 | 0 | 0 | 0 | 0 | 0 | 0 | 0 | 0 | 0 | 0 | 0 | 0 | 0 | 20151.6738 | 2010.8212 | 4057.8849 | 6110.4073 | 8140.5478 | 10158.1409 | 12166.6378 | 14175.8963 | 16171.2633 | 18164.0035 | 20151.6738 | 20151.6738 | 20151.6738 | 20151.6738 | 20151.6738 | 20151.6738 | 20151.6738 | 20151.6738 | 20151.6738 | 20151.6738 | 20151.6738 | 20151.6738 | 20151.6738 | 20151.6738 | 20151.6738 | 0 | 0 | 0 | 0 | 0 | 0 | 0 | 0 | 0 | 0 | 0 | 0 | 0 | 0 | 0 | 0 | 0 | 0 | 0 | 0 | 0 | 0 | 0 | 0 | 0 | 0 | 0 | 0 | 0 | 0 | 0 | 0 | 0 | 0 | 0 | 0 | 0 | 0 | 0 | 0 | 0 | 0 | 0 | 0 | 0 | 0 | 0 | 0 | 0 | 0 | 0 | 0 | 0 | 0 | 0 | 0 | 0 | 0 | 0 | 0 | 0 | 0.27143 | 0.54775 | 0.8248 | 1.0988 | 1.3712 | 1.6423 | 1.9135 | 2.1829 | 2.4518 | 2.7201 | 2.7201 | 2.7201 | 2.7201 | 2.7201 | 2.7201 | 2.7201 | 2.7201 | 2.7201 | 2.7201 | 2.7201 | 2.7201 | 2.7201 | 2.7201 | 2.7201 | 922.3512 | 938.9754 | 941.4793 | 931.2129 | 925.4574 | 921.2851 | 921.6344 | 915.2625 | 914.0576 | 911.732 | 0 | 0 | 0 | 0 | 0 | 0 | 0 | 0 | 0 | 0 | 0 | 0 | 0 | 0 | 9243.4478 | 0 | 0 | 0 | 0 | 0 | 0 | 0 | 0 | 0 | 0 | 0 | 0 | 0 | 0 | 0 | 0 | 0 | 0 | 0 | 0 | 0.01911% | 0.38431 | 0.77554 | 1.1678 | 1.5558 | 1.9414 | 2.3253 | 2.7093 | 3.0906 | 3.4715 | 3.8514 | 3.8514 | 3.8514 | 3.8514 | 3.8514 | 3.8514 | 3.8514 | 3.8514 | 3.8514 | 3.8514 | 3.8514 | 3.8514 | 3.8514 | 3.8514 | 3.8514
| IND-Lighting-7P_V2 | M_Input | Council 7th Plan | 2020 | Retro | 2022 | 2045 | PSE | Industrial | Metal Fabrication | Electric | Per Region | NA | NA | Metal Fabrication HighBay Lighting 2 Shift | Metal Fabrication HighBay Lighting 2 Shift | 83865.3168 | 15.5483 | 39414.5752 | -2853.7917 | I-All-Other-Shift2-All-All-S | 0 | 0 | 0 | 0 | 0 | 0 | 0 | 0 | 0 | 0 | 0 | 0 | Comm Flat | HighBay Lighting 2 Shift | HighBay Lighting 2 Shift | IndShift2 | 0.01331% | 100% | 0% | 1 | 1 | 100% | 6.432% | 85% | 6.8% | 0.2% | 58651.6925 | 1642.7972 | 6029.449 | 50362.2051 | 0 | 0 | 0 | 17259.0783 | 0 |  | 0.017629 | 0 | 0.017629 | 01. ($9,999.000) to $0.028 | N/A | 0 | 01. ($9,999.00) to $0.22 | N/A | 0.085 | 0.085 | 0.085 | 0.085 | 0.085 | 0.085 | 0.085 | 0.085 | 0.085 | 0.085 | 0 | 0 | 0 | 0 | 0 | 0 | 0 | 0 | 0 | 0 | 0 | 0 | 0 | 0 | 7128.5519 | 7257.0348 | 7276.3867 | 7197.0405 | 7152.5589 | 7120.3121 | 7123.012 | 7073.7653 | 7064.453 | 7046.4795 | 0 | 0 | 0 | 0 | 0 | 0 | 0 | 0 | 0 | 0 | 0 | 0 | 0 | 0 | 71439.5947 | 7128.5519 | 14385.5867 | 21661.9735 | 28859.014 | 36011.5729 | 43131.885 | 50254.897 | 57328.6622 | 64393.1152 | 71439.5947 | 71439.5947 | 71439.5947 | 71439.5947 | 71439.5947 | 71439.5947 | 71439.5947 | 71439.5947 | 71439.5947 | 71439.5947 | 71439.5947 | 71439.5947 | 71439.5947 | 71439.5947 | 71439.5947 | 0 | 0 | 0 | 0 | 0 | 0 | 0 | 0 | 0 | 0 | 0 | 0 | 0 | 0 | 0 | 0 | 0 | 0 | 0 | 0 | 0 | 0 | 0 | 0 | 0 | 0 | 0 | 0 | 0 | 0 | 0 | 0 | 0 | 0 | 0 | 0 | 0 | 0 | 0 | 0 | 0 | 0 | 0 | 0 | 0 | 0 | 0 | 0 | 0 | 0 | 0 | 0 | 0 | 0 | 0 | 0 | 0 | 0 | 0 | 0 | 0 | 0.94861 | 1.9143 | 2.8826 | 3.8403 | 4.7921 | 5.7396 | 6.6875 | 7.6288 | 8.5689 | 9.5066 | 9.5066 | 9.5066 | 9.5066 | 9.5066 | 9.5066 | 9.5066 | 9.5066 | 9.5066 | 9.5066 | 9.5066 | 9.5066 | 9.5066 | 9.5066 | 9.5066 | 1467.0217 | 1493.4628 | 1497.4454 | 1481.1163 | 1471.9622 | 1465.3259 | 1465.8816 | 1455.7468 | 1453.8304 | 1450.1315 | 0 | 0 | 0 | 0 | 0 | 0 | 0 | 0 | 0 | 0 | 0 | 0 | 0 | 0 | 14701.9246 | 0 | 0 | 0 | 0 | 0 | 0 | 0 | 0 | 0 | 0 | 0 | 0 | 0 | 0 | 0 | 0 | 0 | 0 | 0 | 0 | 0.01847% | 1.3165 | 2.6567 | 4.0004 | 5.3296 | 6.6505 | 7.9654 | 9.2809 | 10.5872 | 11.8919 | 13.1932 | 13.1932 | 13.1932 | 13.1932 | 13.1932 | 13.1932 | 13.1932 | 13.1932 | 13.1932 | 13.1932 | 13.1932 | 13.1932 | 13.1932 | 13.1932 | 13.1932
| IND-Lighting-7P_V2 | M_Input | Council 7th Plan | 2020 | Retro | 2022 | 2045 | PSE | Industrial | Metal Fabrication | Electric | Per Region | NA | NA | Metal Fabrication HighBay Lighting 3 Shift | Metal Fabrication HighBay Lighting 3 Shift | 12002.5705 | 8.6758 | 3141.8533 | -408.4267 | I-All-Other-Shift3-All-All-S | 0 | 0 | 0 | 0 | 0 | 0 | 0 | 0 | 0 | 0 | 0 | 0 | Comm Flat | HighBay Lighting 3 Shift | HighBay Lighting 3 Shift | IndShift3 | 0.01266% | 100% | 0% | 1 | 1 | 100% | 11.53% | 85% | 6.8% | 0.2% | 5140.7234 | 223.6725 | 536.4396 | 4072.374 | 0 | 0 | 0 | -827.145 | 0 |  | -0.0059034 | 0 | -0.0059034 | 01. ($9,999.000) to $0.028 | N/A | 0 | 01. ($9,999.00) to $0.22 | N/A | 0.085 | 0.085 | 0.085 | 0.085 | 0.085 | 0.085 | 0.085 | 0.085 | 0.085 | 0.085 | 0 | 0 | 0 | 0 | 0 | 0 | 0 | 0 | 0 | 0 | 0 | 0 | 0 | 0 | 1020.2185 | 1038.6066 | 1041.3762 | 1030.0204 | 1023.6543 | 1019.0392 | 1019.4256 | 1012.3776 | 1011.0448 | 1008.4725 | 0 | 0 | 0 | 0 | 0 | 0 | 0 | 0 | 0 | 0 | 0 | 0 | 0 | 0 | 10224.2358 | 1020.2185 | 2058.8251 | 3100.2013 | 4130.2217 | 5153.876 | 6172.9152 | 7192.3409 | 8204.7184 | 9215.7633 | 10224.2358 | 10224.2358 | 10224.2358 | 10224.2358 | 10224.2358 | 10224.2358 | 10224.2358 | 10224.2358 | 10224.2358 | 10224.2358 | 10224.2358 | 10224.2358 | 10224.2358 | 10224.2358 | 10224.2358 | 0 | 0 | 0 | 0 | 0 | 0 | 0 | 0 | 0 | 0 | 0 | 0 | 0 | 0 | 0 | 0 | 0 | 0 | 0 | 0 | 0 | 0 | 0 | 0 | 0 | 0 | 0 | 0 | 0 | 0 | 0 | 0 | 0 | 0 | 0 | 0 | 0 | 0 | 0 | 0 | 0 | 0 | 0 | 0 | 0 | 0 | 0 | 0 | 0 | 0 | 0 | 0 | 0 | 0 | 0 | 0 | 0 | 0 | 0 | 0 | 0 | 0.12916 | 0.26064 | 0.39247 | 0.52287 | 0.65246 | 0.78147 | 0.91052 | 1.0387 | 1.1667 | 1.2944 | 1.2944 | 1.2944 | 1.2944 | 1.2944 | 1.2944 | 1.2944 | 1.2944 | 1.2944 | 1.2944 | 1.2944 | 1.2944 | 1.2944 | 1.2944 | 1.2944 | 0 | 0 | 0 | 0 | 0 | 0 | 0 | 0 | 0 | 0 | 0 | 0 | 0 | 0 | 0 | 0 | 0 | 0 | 0 | 0 | 0 | 0 | 0 | 0 | 0 | 0 | 0 | 0 | 0 | 0 | 0 | 0 | 0 | 0 | 0 | 0 | 0 | 0 | 0 | 0 | 0 | 0 | 0 | 0 | 0 | 0.01296% | 0.13219 | 0.26677 | 0.4017 | 0.53516 | 0.6678 | 0.79984 | 0.93193 | 1.0631 | 1.1941 | 1.3248 | 1.3248 | 1.3248 | 1.3248 | 1.3248 | 1.3248 | 1.3248 | 1.3248 | 1.3248 | 1.3248 | 1.3248 | 1.3248 | 1.3248 | 1.3248 | 1.3248
| IND-Lighting-7P_V2 | M_Input | Council 7th Plan | 2020 | Retro | 2022 | 2045 | PSE | Industrial | Metal Fabrication | Electric | Per Region | NA | NA | Metal Fabrication Efficient Lighting 1 Shift | Metal Fabrication Efficient Lighting 1 Shift | 20531.6752 | 20.979 | 19308.5752 | -440.7101 | I-All-Other-Shift1-All-All-S | 0 | 0 | 0 | 0 | 0 | 0 | 0 | 0 | 0 | 0 | 0 | 0 | Comm Flat | Efficient Lighting 1 Shift | Efficient Lighting 1 Shift | IndShift1 | 0.0135% | 100% | 0% | 1 | 1 | 100% | 4.767% | 85% | 6.8% | 0.2% | 18835.7285 | 407.9635 | 1924.3692 | 21018.7532 | 0 | 0 | 0 | 17403.4976 | 0 |  | 0.072612 | 0 | 0.072612 | 05. $0.070 to $0.077 | N/A | 0 | 01. ($9,999.00) to $0.22 | N/A | 0.085 | 0.085 | 0.085 | 0.085 | 0.085 | 0.085 | 0.085 | 0.085 | 0.085 | 0.085 | 0 | 0 | 0 | 0 | 0 | 0 | 0 | 0 | 0 | 0 | 0 | 0 | 0 | 0 | 1745.1924 | 1776.6472 | 1781.3849 | 1761.9596 | 1751.0697 | 1743.1751 | 1743.8361 | 1731.7797 | 1729.4999 | 1725.0996 | 0 | 0 | 0 | 0 | 0 | 0 | 0 | 0 | 0 | 0 | 0 | 0 | 0 | 0 | 17489.6442 | 1745.1924 | 3521.8396 | 5303.2245 | 7065.1841 | 8816.2538 | 10559.4289 | 12303.265 | 14035.0447 | 15764.5446 | 17489.6442 | 17489.6442 | 17489.6442 | 17489.6442 | 17489.6442 | 17489.6442 | 17489.6442 | 17489.6442 | 17489.6442 | 17489.6442 | 17489.6442 | 17489.6442 | 17489.6442 | 17489.6442 | 17489.6442 | 0 | 0 | 0 | 0 | 0 | 0 | 0 | 0 | 0 | 0 | 0 | 0 | 0 | 0 | 0 | 0 | 0 | 0 | 0 | 0 | 0 | 0 | 0 | 0 | 0 | 0 | 0 | 0 | 0 | 0 | 0 | 0 | 0 | 0 | 0 | 0 | 0 | 0 | 0 | 0 | 0 | 0 | 0 | 0 | 0 | 0 | 0 | 0 | 0 | 0 | 0 | 0 | 0 | 0 | 0 | 0 | 0 | 0 | 0 | 0 | 0 | 0.23557 | 0.47539 | 0.71585 | 0.95368 | 1.19 | 1.4253 | 1.6607 | 1.8945 | 2.128 | 2.3608 | 2.3608 | 2.3608 | 2.3608 | 2.3608 | 2.3608 | 2.3608 | 2.3608 | 2.3608 | 2.3608 | 2.3608 | 2.3608 | 2.3608 | 2.3608 | 2.3608 | 1479.2973 | 1505.9597 | 1509.9756 | 1493.5099 | 1484.2792 | 1477.5874 | 1478.1477 | 1467.9281 | 1465.9957 | 1462.2658 | 0 | 0 | 0 | 0 | 0 | 0 | 0 | 0 | 0 | 0 | 0 | 0 | 0 | 0 | 14824.9463 | 0 | 0 | 0 | 0 | 0 | 0 | 0 | 0 | 0 | 0 | 0 | 0 | 0 | 0 | 0 | 0 | 0 | 0 | 0 | 0 | 0.01911% | 0.33354 | 0.67309 | 1.0135 | 1.3503 | 1.685 | 2.0181 | 2.3514 | 2.6824 | 3.0129 | 3.3426 | 3.3426 | 3.3426 | 3.3426 | 3.3426 | 3.3426 | 3.3426 | 3.3426 | 3.3426 | 3.3426 | 3.3426 | 3.3426 | 3.3426 | 3.3426 | 3.3426
| IND-Lighting-7P_V2 | M_Input | Council 7th Plan | 2020 | Retro | 2022 | 2045 | PSE | Industrial | Metal Fabrication | Electric | Per Region | NA | NA | Metal Fabrication Efficient Lighting 2 Shift | Metal Fabrication Efficient Lighting 2 Shift | 72648.815 | 12.275 | 39541.497 | -1559.3985 | I-All-Other-Shift2-All-All-S | 0 | 0 | 0 | 0 | 0 | 0 | 0 | 0 | 0 | 0 | 0 | 0 | Comm Flat | Efficient Lighting 2 Shift | Efficient Lighting 2 Shift | IndShift2 | 0.01331% | 100% | 0% | 1 | 1 | 100% | 8.147% | 85% | 6.8% | 0.2% | 39277.8267 | 1423.0826 | 4070.0909 | 58436.2497 | 0 | 0 | 0 | 42647.7052 | 0 |  | 0.050288 | 0 | 0.050288 | 02. $0.028 to $0.055 | N/A | 0 | 01. ($9,999.00) to $0.22 | N/A | 0.085 | 0.085 | 0.085 | 0.085 | 0.085 | 0.085 | 0.085 | 0.085 | 0.085 | 0.085 | 0 | 0 | 0 | 0 | 0 | 0 | 0 | 0 | 0 | 0 | 0 | 0 | 0 | 0 | 6175.1493 | 6286.4483 | 6303.212 | 6234.4779 | 6195.9454 | 6168.0115 | 6170.3503 | 6127.69 | 6119.6232 | 6104.0535 | 0 | 0 | 0 | 0 | 0 | 0 | 0 | 0 | 0 | 0 | 0 | 0 | 0 | 0 | 61884.9615 | 6175.1493 | 12461.5976 | 18764.8096 | 24999.2876 | 31195.233 | 37363.2445 | 43533.5948 | 49661.2848 | 55780.908 | 61884.9615 | 61884.9615 | 61884.9615 | 61884.9615 | 61884.9615 | 61884.9615 | 61884.9615 | 61884.9615 | 61884.9615 | 61884.9615 | 61884.9615 | 61884.9615 | 61884.9615 | 61884.9615 | 61884.9615 | 0 | 0 | 0 | 0 | 0 | 0 | 0 | 0 | 0 | 0 | 0 | 0 | 0 | 0 | 0 | 0 | 0 | 0 | 0 | 0 | 0 | 0 | 0 | 0 | 0 | 0 | 0 | 0 | 0 | 0 | 0 | 0 | 0 | 0 | 0 | 0 | 0 | 0 | 0 | 0 | 0 | 0 | 0 | 0 | 0 | 0 | 0 | 0 | 0 | 0 | 0 | 0 | 0 | 0 | 0 | 0 | 0 | 0 | 0 | 0 | 0 | 0.82174 | 1.6583 | 2.4971 | 3.3267 | 4.1512 | 4.972 | 5.7931 | 6.6085 | 7.4228 | 8.2351 | 8.2351 | 8.2351 | 8.2351 | 8.2351 | 8.2351 | 8.2351 | 8.2351 | 8.2351 | 8.2351 | 8.2351 | 8.2351 | 8.2351 | 8.2351 | 8.2351 | 3625.0549 | 3690.3919 | 3700.2328 | 3659.8832 | 3637.2631 | 3620.8648 | 3622.2377 | 3597.1945 | 3592.459 | 3583.319 | 0 | 0 | 0 | 0 | 0 | 0 | 0 | 0 | 0 | 0 | 0 | 0 | 0 | 0 | 36328.9008 | 0 | 0 | 0 | 0 | 0 | 0 | 0 | 0 | 0 | 0 | 0 | 0 | 0 | 0 | 0 | 0 | 0 | 0 | 0 | 0 | 0.01847% | 1.1404 | 2.3014 | 3.4654 | 4.6168 | 5.761 | 6.9001 | 8.0396 | 9.1712 | 10.3014 | 11.4287 | 11.4287 | 11.4287 | 11.4287 | 11.4287 | 11.4287 | 11.4287 | 11.4287 | 11.4287 | 11.4287 | 11.4287 | 11.4287 | 11.4287 | 11.4287 | 11.4287
| IND-Lighting-7P_V2 | M_Input | Council 7th Plan | 2020 | Retro | 2022 | 2045 | PSE | Industrial | Metal Fabrication | Electric | Per Region | NA | NA | Metal Fabrication Efficient Lighting 3 Shift | Metal Fabrication Efficient Lighting 3 Shift | 10394.5078 | 8.6758 | 3151.9706 | -223.1169 | I-All-Other-Shift3-All-All-S | 0 | 0 | 0 | 0 | 0 | 0 | 0 | 0 | 0 | 0 | 0 | 0 | Comm Flat | Efficient Lighting 3 Shift | Efficient Lighting 3 Shift | IndShift3 | 0.01266% | 100% | 0% | 1 | 1 | 100% | 11.53% | 85% | 6.8% | 0.2% | 4451.9871 | 193.7056 | 464.5693 | 4085.4877 | 0 | 0 | 0 | 1453.0471 | 0 |  | 0.011975 | 0 | 0.011975 | 01. ($9,999.000) to $0.028 | N/A | 0 | 01. ($9,999.00) to $0.22 | N/A | 0.085 | 0.085 | 0.085 | 0.085 | 0.085 | 0.085 | 0.085 | 0.085 | 0.085 | 0.085 | 0 | 0 | 0 | 0 | 0 | 0 | 0 | 0 | 0 | 0 | 0 | 0 | 0 | 0 | 883.5332 | 899.4577 | 901.8562 | 892.0218 | 886.5086 | 882.5119 | 882.8465 | 876.7427 | 875.5886 | 873.3609 | 0 | 0 | 0 | 0 | 0 | 0 | 0 | 0 | 0 | 0 | 0 | 0 | 0 | 0 | 8854.4281 | 883.5332 | 1782.9909 | 2684.8471 | 3576.8689 | 4463.3776 | 5345.8895 | 6228.736 | 7105.4787 | 7981.0673 | 8854.4281 | 8854.4281 | 8854.4281 | 8854.4281 | 8854.4281 | 8854.4281 | 8854.4281 | 8854.4281 | 8854.4281 | 8854.4281 | 8854.4281 | 8854.4281 | 8854.4281 | 8854.4281 | 8854.4281 | 0 | 0 | 0 | 0 | 0 | 0 | 0 | 0 | 0 | 0 | 0 | 0 | 0 | 0 | 0 | 0 | 0 | 0 | 0 | 0 | 0 | 0 | 0 | 0 | 0 | 0 | 0 | 0 | 0 | 0 | 0 | 0 | 0 | 0 | 0 | 0 | 0 | 0 | 0 | 0 | 0 | 0 | 0 | 0 | 0 | 0 | 0 | 0 | 0 | 0 | 0 | 0 | 0 | 0 | 0 | 0 | 0 | 0 | 0 | 0 | 0 | 0.11185 | 0.22572 | 0.33989 | 0.45282 | 0.56505 | 0.67677 | 0.78854 | 0.89953 | 1.0104 | 1.1209 | 1.1209 | 1.1209 | 1.1209 | 1.1209 | 1.1209 | 1.1209 | 1.1209 | 1.1209 | 1.1209 | 1.1209 | 1.1209 | 1.1209 | 1.1209 | 1.1209 | 123.509 | 125.7351 | 126.0704 | 124.6956 | 123.9249 | 123.3662 | 123.413 | 122.5598 | 122.3984 | 122.087 | 0 | 0 | 0 | 0 | 0 | 0 | 0 | 0 | 0 | 0 | 0 | 0 | 0 | 0 | 1237.7595 | 0 | 0 | 0 | 0 | 0 | 0 | 0 | 0 | 0 | 0 | 0 | 0 | 0 | 0 | 0 | 0 | 0 | 0 | 0 | 0 | 0.01296% | 0.11448 | 0.23103 | 0.34788 | 0.46346 | 0.57833 | 0.69268 | 0.80707 | 0.92067 | 1.0341 | 1.1473 | 1.1473 | 1.1473 | 1.1473 | 1.1473 | 1.1473 | 1.1473 | 1.1473 | 1.1473 | 1.1473 | 1.1473 | 1.1473 | 1.1473 | 1.1473 | 1.1473
| IND-Lighting-7P_V2 | M_Input | Council 7th Plan | 2020 | Retro | 2022 | 2045 | PSE | Industrial | Metal Fabrication | Electric | Per Region | NA | NA | Metal Fabrication Lighting Controls | Metal Fabrication Lighting Controls | 144549.7872 | 10 | 151215.9348 | -1630.2262 | I-All-Other-Shift3-All-All-S | 0 | 0 | 0 | 0 | 0 | 0 | 0 | 0 | 0 | 0 | 0 | 0 | Comm Flat | Lighting Controls | Lighting Controls | IndShift3 | 0.01266% | 100% | 0% | 1 | 1 | 100% | 10% | 85% | 6.8% | 0.2% | 67580.0722 | 2693.7402 | 7027.3812 | 250333.5063 | 0 | 0 | 0 | 251825.0928 | 0 |  | 0.14924 | 0 | 0.14924 | 09. $0.130 to $0.150 | N/A | 0 | 01. ($9,999.00) to $0.22 | N/A | 0.085 | 0.085 | 0.085 | 0.085 | 0.085 | 0.085 | 0.085 | 0.085 | 0.085 | 0.085 | 0 | 0 | 0 | 0 | 0 | 0 | 0 | 0 | 0 | 0 | 0 | 0 | 0 | 0 | 12286.7319 | 12508.1843 | 12541.5392 | 12404.7785 | 12328.1101 | 12272.5298 | 12277.1833 | 12192.3019 | 12176.2514 | 12145.2723 | 0 | 0 | 0 | 0 | 0 | 0 | 0 | 0 | 0 | 0 | 0 | 0 | 0 | 0 | 123132.8827 | 12286.7319 | 24794.9162 | 37336.4554 | 49741.2339 | 62069.344 | 74341.8739 | 86619.0571 | 98811.3591 | 110987.6104 | 123132.8827 | 123132.8827 | 123132.8827 | 123132.8827 | 123132.8827 | 123132.8827 | 123132.8827 | 123132.8827 | 123132.8827 | 123132.8827 | 123132.8827 | 123132.8827 | 123132.8827 | 123132.8827 | 123132.8827 | 0 | 0 | 0 | 0 | 0 | 0 | 0 | 0 | 0 | 0 | 0 | 0 | 0 | 0 | 0 | 0 | 0 | 0 | 0 | 0 | 0 | 0 | 0 | 0 | 0 | 0 | 0 | 0 | 0 | 0 | 0 | 0 | 0 | 0 | 0 | 0 | 0 | 0 | 0 | 0 | 0 | 0 | 0 | 0 | 0 | 0 | 0 | 0 | 0 | 0 | 0 | 0 | 0 | 0 | 0 | 0 | 0 | 0 | 0 | 0 | 0 | 1.5555 | 3.1389 | 4.7267 | 6.2971 | 7.8578 | 9.4114 | 10.9657 | 12.5092 | 14.0506 | 15.5882 | 15.5882 | 15.5882 | 15.5882 | 15.5882 | 15.5882 | 15.5882 | 15.5882 | 15.5882 | 15.5882 | 15.5882 | 15.5882 | 15.5882 | 15.5882 | 15.5882 | 21405.1329 | 21790.9326 | 21849.0413 | 21610.7859 | 21477.2193 | 21380.3909 | 21388.4978 | 21240.6232 | 21212.661 | 21158.6912 | 0 | 0 | 0 | 0 | 0 | 0 | 0 | 0 | 0 | 0 | 0 | 0 | 0 | 0 | 214513.9761 | 0 | 0 | 0 | 0 | 0 | 0 | 0 | 0 | 0 | 0 | 0 | 0 | 0 | 0 | 0 | 0 | 0 | 0 | 0 | 0 | 0.01296% | 1.592 | 3.2127 | 4.8378 | 6.4451 | 8.0424 | 9.6326 | 11.2234 | 12.8032 | 14.3809 | 15.9546 | 15.9546 | 15.9546 | 15.9546 | 15.9546 | 15.9546 | 15.9546 | 15.9546 | 15.9546 | 15.9546 | 15.9546 | 15.9546 | 15.9546 | 15.9546 | 15.9546
| IND-Lighting-7P_V2 | M_Input | Council 7th Plan | 2020 | Retro | 2022 | 2045 | PSE | Industrial | Metal Fabrication | Electric | Per Region | NA | NA | Metal Fabrication Motors: Rewind 20-50 HP | Metal Fabrication Motors: Rewind 20-50 HP | 0 | 10 | 0 | 0 | I-All-Other-Shift3-All-All-S | 0 | 0 | 0 | 0 | 0 | 0 | 0 | 0 | 0 | 0 | 0 | 0 | Comm Flat | Motors: Rewind 20-50 HP | Motors: Rewind 20-50 HP | IndShift3 | 0.01266% | 100% | 0% | 1 | 1 | 100% | 10% | 85% | 6.8% | 0.2% | 0 | 0 | 0 | 0 | 0 | 0 | 0 | 0 | 0 |  | 0 | 0 | 0 | 01. ($9,999.000) to $0.028 | N/A | 0 | 01. ($9,999.00) to $0.22 | N/A | 0.085 | 0.085 | 0.085 | 0.085 | 0.085 | 0.085 | 0.085 | 0.085 | 0.085 | 0.085 | 0 | 0 | 0 | 0 | 0 | 0 | 0 | 0 | 0 | 0 | 0 | 0 | 0 | 0 | 0 | 0 | 0 | 0 | 0 | 0 | 0 | 0 | 0 | 0 | 0 | 0 | 0 | 0 | 0 | 0 | 0 | 0 | 0 | 0 | 0 | 0 | 0 | 0 | 0 | 0 | 0 | 0 | 0 | 0 | 0 | 0 | 0 | 0 | 0 | 0 | 0 | 0 | 0 | 0 | 0 | 0 | 0 | 0 | 0 | 0 | 0 | 0 | 0 | 0 | 0 | 0 | 0 | 0 | 0 | 0 | 0 | 0 | 0 | 0 | 0 | 0 | 0 | 0 | 0 | 0 | 0 | 0 | 0 | 0 | 0 | 0 | 0 | 0 | 0 | 0 | 0 | 0 | 0 | 0 | 0 | 0 | 0 | 0 | 0 | 0 | 0 | 0 | 0 | 0 | 0 | 0 | 0 | 0 | 0 | 0 | 0 | 0 | 0 | 0 | 0 | 0 | 0 | 0 | 0 | 0 | 0 | 0 | 0 | 0 | 0 | 0 | 0 | 0 | 0 | 0 | 0 | 0 | 0 | 0 | 0 | 0 | 0 | 0 | 0 | 0 | 0 | 0 | 0 | 0 | 0 | 0 | 0 | 0 | 0 | 0 | 0 | 0 | 0 | 0 | 0 | 0 | 0 | 0 | 0 | 0 | 0 | 0 | 0 | 0 | 0 | 0 | 0 | 0 | 0 | 0 | 0 | 0 | 0 | 0 | 0 | 0 | 0 | 0 | 0 | 0 | 0 | 0 | 0 | 0 | 0 | 0 | 0 | 0 | 0 | 0 | 0 | 0 | 0 | 0.01296% | 0 | 0 | 0 | 0 | 0 | 0 | 0 | 0 | 0 | 0 | 0 | 0 | 0 | 0 | 0 | 0 | 0 | 0 | 0 | 0 | 0 | 0 | 0 | 0
| IND-Lighting-7P_V2 | M_Input | Council 7th Plan | 2020 | Retro | 2022 | 2045 | PSE | Industrial | Metal Fabrication | Electric | Per Region | NA | NA | Metal Fabrication Motors: Rewind 51-100 HP | Metal Fabrication Motors: Rewind 51-100 HP | 0 | 10 | 0 | 0 | I-All-Other-Shift3-All-All-S | 0 | 0 | 0 | 0 | 0 | 0 | 0 | 0 | 0 | 0 | 0 | 0 | Comm Flat | Motors: Rewind 51-100 HP | Motors: Rewind 51-100 HP | IndShift3 | 0.01266% | 100% | 0% | 1 | 1 | 100% | 10% | 85% | 6.8% | 0.2% | 0 | 0 | 0 | 0 | 0 | 0 | 0 | 0 | 0 |  | 0 | 0 | 0 | 01. ($9,999.000) to $0.028 | N/A | 0 | 01. ($9,999.00) to $0.22 | N/A | 0.085 | 0.085 | 0.085 | 0.085 | 0.085 | 0.085 | 0.085 | 0.085 | 0.085 | 0.085 | 0 | 0 | 0 | 0 | 0 | 0 | 0 | 0 | 0 | 0 | 0 | 0 | 0 | 0 | 0 | 0 | 0 | 0 | 0 | 0 | 0 | 0 | 0 | 0 | 0 | 0 | 0 | 0 | 0 | 0 | 0 | 0 | 0 | 0 | 0 | 0 | 0 | 0 | 0 | 0 | 0 | 0 | 0 | 0 | 0 | 0 | 0 | 0 | 0 | 0 | 0 | 0 | 0 | 0 | 0 | 0 | 0 | 0 | 0 | 0 | 0 | 0 | 0 | 0 | 0 | 0 | 0 | 0 | 0 | 0 | 0 | 0 | 0 | 0 | 0 | 0 | 0 | 0 | 0 | 0 | 0 | 0 | 0 | 0 | 0 | 0 | 0 | 0 | 0 | 0 | 0 | 0 | 0 | 0 | 0 | 0 | 0 | 0 | 0 | 0 | 0 | 0 | 0 | 0 | 0 | 0 | 0 | 0 | 0 | 0 | 0 | 0 | 0 | 0 | 0 | 0 | 0 | 0 | 0 | 0 | 0 | 0 | 0 | 0 | 0 | 0 | 0 | 0 | 0 | 0 | 0 | 0 | 0 | 0 | 0 | 0 | 0 | 0 | 0 | 0 | 0 | 0 | 0 | 0 | 0 | 0 | 0 | 0 | 0 | 0 | 0 | 0 | 0 | 0 | 0 | 0 | 0 | 0 | 0 | 0 | 0 | 0 | 0 | 0 | 0 | 0 | 0 | 0 | 0 | 0 | 0 | 0 | 0 | 0 | 0 | 0 | 0 | 0 | 0 | 0 | 0 | 0 | 0 | 0 | 0 | 0 | 0 | 0 | 0 | 0 | 0 | 0 | 0 | 0.01296% | 0 | 0 | 0 | 0 | 0 | 0 | 0 | 0 | 0 | 0 | 0 | 0 | 0 | 0 | 0 | 0 | 0 | 0 | 0 | 0 | 0 | 0 | 0 | 0
| IND-Lighting-7P_V2 | M_Input | Council 7th Plan | 2020 | Retro | 2022 | 2045 | PSE | Industrial | Metal Fabrication | Electric | Per Region | NA | NA | Metal Fabrication Motors: Rewind 101-200 HP | Metal Fabrication Motors: Rewind 101-200 HP | 0 | 10 | 0 | 0 | I-All-Other-Shift3-All-All-S | 0 | 0 | 0 | 0 | 0 | 0 | 0 | 0 | 0 | 0 | 0 | 0 | Comm Flat | Motors: Rewind 101-200 HP | Motors: Rewind 101-200 HP | IndShift3 | 0.01266% | 100% | 0% | 1 | 1 | 100% | 10% | 85% | 6.8% | 0.2% | 0 | 0 | 0 | 0 | 0 | 0 | 0 | 0 | 0 |  | 0 | 0 | 0 | 01. ($9,999.000) to $0.028 | N/A | 0 | 01. ($9,999.00) to $0.22 | N/A | 0.085 | 0.085 | 0.085 | 0.085 | 0.085 | 0.085 | 0.085 | 0.085 | 0.085 | 0.085 | 0 | 0 | 0 | 0 | 0 | 0 | 0 | 0 | 0 | 0 | 0 | 0 | 0 | 0 | 0 | 0 | 0 | 0 | 0 | 0 | 0 | 0 | 0 | 0 | 0 | 0 | 0 | 0 | 0 | 0 | 0 | 0 | 0 | 0 | 0 | 0 | 0 | 0 | 0 | 0 | 0 | 0 | 0 | 0 | 0 | 0 | 0 | 0 | 0 | 0 | 0 | 0 | 0 | 0 | 0 | 0 | 0 | 0 | 0 | 0 | 0 | 0 | 0 | 0 | 0 | 0 | 0 | 0 | 0 | 0 | 0 | 0 | 0 | 0 | 0 | 0 | 0 | 0 | 0 | 0 | 0 | 0 | 0 | 0 | 0 | 0 | 0 | 0 | 0 | 0 | 0 | 0 | 0 | 0 | 0 | 0 | 0 | 0 | 0 | 0 | 0 | 0 | 0 | 0 | 0 | 0 | 0 | 0 | 0 | 0 | 0 | 0 | 0 | 0 | 0 | 0 | 0 | 0 | 0 | 0 | 0 | 0 | 0 | 0 | 0 | 0 | 0 | 0 | 0 | 0 | 0 | 0 | 0 | 0 | 0 | 0 | 0 | 0 | 0 | 0 | 0 | 0 | 0 | 0 | 0 | 0 | 0 | 0 | 0 | 0 | 0 | 0 | 0 | 0 | 0 | 0 | 0 | 0 | 0 | 0 | 0 | 0 | 0 | 0 | 0 | 0 | 0 | 0 | 0 | 0 | 0 | 0 | 0 | 0 | 0 | 0 | 0 | 0 | 0 | 0 | 0 | 0 | 0 | 0 | 0 | 0 | 0 | 0 | 0 | 0 | 0 | 0 | 0 | 0.01296% | 0 | 0 | 0 | 0 | 0 | 0 | 0 | 0 | 0 | 0 | 0 | 0 | 0 | 0 | 0 | 0 | 0 | 0 | 0 | 0 | 0 | 0 | 0 | 0
| IND-Lighting-7P_V2 | M_Input | Council 7th Plan | 2020 | Retro | 2022 | 2045 | PSE | Industrial | Metal Fabrication | Electric | Per Region | NA | NA | Metal Fabrication Motors: Rewind 201-500 HP | Metal Fabrication Motors: Rewind 201-500 HP | 0 | 10 | 0 | 0 | I-All-Other-Shift3-All-All-S | 0 | 0 | 0 | 0 | 0 | 0 | 0 | 0 | 0 | 0 | 0 | 0 | Comm Flat | Motors: Rewind 201-500 HP | Motors: Rewind 201-500 HP | IndShift3 | 0.01266% | 100% | 0% | 1 | 1 | 100% | 10% | 85% | 6.8% | 0.2% | 0 | 0 | 0 | 0 | 0 | 0 | 0 | 0 | 0 |  | 0 | 0 | 0 | 01. ($9,999.000) to $0.028 | N/A | 0 | 01. ($9,999.00) to $0.22 | N/A | 0.085 | 0.085 | 0.085 | 0.085 | 0.085 | 0.085 | 0.085 | 0.085 | 0.085 | 0.085 | 0 | 0 | 0 | 0 | 0 | 0 | 0 | 0 | 0 | 0 | 0 | 0 | 0 | 0 | 0 | 0 | 0 | 0 | 0 | 0 | 0 | 0 | 0 | 0 | 0 | 0 | 0 | 0 | 0 | 0 | 0 | 0 | 0 | 0 | 0 | 0 | 0 | 0 | 0 | 0 | 0 | 0 | 0 | 0 | 0 | 0 | 0 | 0 | 0 | 0 | 0 | 0 | 0 | 0 | 0 | 0 | 0 | 0 | 0 | 0 | 0 | 0 | 0 | 0 | 0 | 0 | 0 | 0 | 0 | 0 | 0 | 0 | 0 | 0 | 0 | 0 | 0 | 0 | 0 | 0 | 0 | 0 | 0 | 0 | 0 | 0 | 0 | 0 | 0 | 0 | 0 | 0 | 0 | 0 | 0 | 0 | 0 | 0 | 0 | 0 | 0 | 0 | 0 | 0 | 0 | 0 | 0 | 0 | 0 | 0 | 0 | 0 | 0 | 0 | 0 | 0 | 0 | 0 | 0 | 0 | 0 | 0 | 0 | 0 | 0 | 0 | 0 | 0 | 0 | 0 | 0 | 0 | 0 | 0 | 0 | 0 | 0 | 0 | 0 | 0 | 0 | 0 | 0 | 0 | 0 | 0 | 0 | 0 | 0 | 0 | 0 | 0 | 0 | 0 | 0 | 0 | 0 | 0 | 0 | 0 | 0 | 0 | 0 | 0 | 0 | 0 | 0 | 0 | 0 | 0 | 0 | 0 | 0 | 0 | 0 | 0 | 0 | 0 | 0 | 0 | 0 | 0 | 0 | 0 | 0 | 0 | 0 | 0 | 0 | 0 | 0 | 0 | 0 | 0.01296% | 0 | 0 | 0 | 0 | 0 | 0 | 0 | 0 | 0 | 0 | 0 | 0 | 0 | 0 | 0 | 0 | 0 | 0 | 0 | 0 | 0 | 0 | 0 | 0
| IND-Lighting-7P_V2 | M_Input | Council 7th Plan | 2020 | Retro | 2022 | 2045 | PSE | Industrial | Metal Fabrication | Electric | Per Region | NA | NA | Metal Fabrication Motors: Rewind 501-5000 HP | Metal Fabrication Motors: Rewind 501-5000 HP | 0 | 10 | 0 | 0 | I-All-Other-Shift3-All-All-S | 0 | 0 | 0 | 0 | 0 | 0 | 0 | 0 | 0 | 0 | 0 | 0 | Comm Flat | Motors: Rewind 501-5000 HP | Motors: Rewind 501-5000 HP | IndShift3 | 0.01266% | 100% | 0% | 1 | 1 | 100% | 10% | 85% | 6.8% | 0.2% | 0 | 0 | 0 | 0 | 0 | 0 | 0 | 0 | 0 |  | 0 | 0 | 0 | 01. ($9,999.000) to $0.028 | N/A | 0 | 01. ($9,999.00) to $0.22 | N/A | 0.085 | 0.085 | 0.085 | 0.085 | 0.085 | 0.085 | 0.085 | 0.085 | 0.085 | 0.085 | 0 | 0 | 0 | 0 | 0 | 0 | 0 | 0 | 0 | 0 | 0 | 0 | 0 | 0 | 0 | 0 | 0 | 0 | 0 | 0 | 0 | 0 | 0 | 0 | 0 | 0 | 0 | 0 | 0 | 0 | 0 | 0 | 0 | 0 | 0 | 0 | 0 | 0 | 0 | 0 | 0 | 0 | 0 | 0 | 0 | 0 | 0 | 0 | 0 | 0 | 0 | 0 | 0 | 0 | 0 | 0 | 0 | 0 | 0 | 0 | 0 | 0 | 0 | 0 | 0 | 0 | 0 | 0 | 0 | 0 | 0 | 0 | 0 | 0 | 0 | 0 | 0 | 0 | 0 | 0 | 0 | 0 | 0 | 0 | 0 | 0 | 0 | 0 | 0 | 0 | 0 | 0 | 0 | 0 | 0 | 0 | 0 | 0 | 0 | 0 | 0 | 0 | 0 | 0 | 0 | 0 | 0 | 0 | 0 | 0 | 0 | 0 | 0 | 0 | 0 | 0 | 0 | 0 | 0 | 0 | 0 | 0 | 0 | 0 | 0 | 0 | 0 | 0 | 0 | 0 | 0 | 0 | 0 | 0 | 0 | 0 | 0 | 0 | 0 | 0 | 0 | 0 | 0 | 0 | 0 | 0 | 0 | 0 | 0 | 0 | 0 | 0 | 0 | 0 | 0 | 0 | 0 | 0 | 0 | 0 | 0 | 0 | 0 | 0 | 0 | 0 | 0 | 0 | 0 | 0 | 0 | 0 | 0 | 0 | 0 | 0 | 0 | 0 | 0 | 0 | 0 | 0 | 0 | 0 | 0 | 0 | 0 | 0 | 0 | 0 | 0 | 0 | 0 | 0.01296% | 0 | 0 | 0 | 0 | 0 | 0 | 0 | 0 | 0 | 0 | 0 | 0 | 0 | 0 | 0 | 0 | 0 | 0 | 0 | 0 | 0 | 0 | 0 | 0
| IND-Lighting-7P_V2 | M_Input | Council 7th Plan | 2020 | Retro | 2022 | 2045 | PSE | Industrial | Metal Fabrication | Electric | Per Region | NA | NA | Metal Fabrication Efficient Centrifugal Fan | Metal Fabrication Efficient Centrifugal Fan | 0 | 10 | 0 | 0 | I-SIC26-Proc-All-All-All-E | 0 | 0 | 0 | 0 | 0 | 0 | 0 | 0 | 0 | 0 | 0 | 0 | Comm Flat | Efficient Centrifugal Fan | Efficient Centrifugal Fan | SIC26 | 0.01095% | 100% | 0% | 1 | 1 | 100% | 10% | 85% | 6.8% | 0.2% | 0 | 0 | 0 | 0 | 0 | 0 | 0 | 0 | 0 |  | 0 | 0 | 0 | 01. ($9,999.000) to $0.028 | N/A | 0 | 01. ($9,999.00) to $0.22 | N/A | 0.085 | 0.085 | 0.085 | 0.085 | 0.085 | 0.085 | 0.085 | 0.085 | 0.085 | 0.085 | 0 | 0 | 0 | 0 | 0 | 0 | 0 | 0 | 0 | 0 | 0 | 0 | 0 | 0 | 0 | 0 | 0 | 0 | 0 | 0 | 0 | 0 | 0 | 0 | 0 | 0 | 0 | 0 | 0 | 0 | 0 | 0 | 0 | 0 | 0 | 0 | 0 | 0 | 0 | 0 | 0 | 0 | 0 | 0 | 0 | 0 | 0 | 0 | 0 | 0 | 0 | 0 | 0 | 0 | 0 | 0 | 0 | 0 | 0 | 0 | 0 | 0 | 0 | 0 | 0 | 0 | 0 | 0 | 0 | 0 | 0 | 0 | 0 | 0 | 0 | 0 | 0 | 0 | 0 | 0 | 0 | 0 | 0 | 0 | 0 | 0 | 0 | 0 | 0 | 0 | 0 | 0 | 0 | 0 | 0 | 0 | 0 | 0 | 0 | 0 | 0 | 0 | 0 | 0 | 0 | 0 | 0 | 0 | 0 | 0 | 0 | 0 | 0 | 0 | 0 | 0 | 0 | 0 | 0 | 0 | 0 | 0 | 0 | 0 | 0 | 0 | 0 | 0 | 0 | 0 | 0 | 0 | 0 | 0 | 0 | 0 | 0 | 0 | 0 | 0 | 0 | 0 | 0 | 0 | 0 | 0 | 0 | 0 | 0 | 0 | 0 | 0 | 0 | 0 | 0 | 0 | 0 | 0 | 0 | 0 | 0 | 0 | 0 | 0 | 0 | 0 | 0 | 0 | 0 | 0 | 0 | 0 | 0 | 0 | 0 | 0 | 0 | 0 | 0 | 0 | 0 | 0 | 0 | 0 | 0 | 0 | 0 | 0 | 0 | 0 | 0 | 0 | 0 | 0.01124% | 0 | 0 | 0 | 0 | 0 | 0 | 0 | 0 | 0 | 0 | 0 | 0 | 0 | 0 | 0 | 0 | 0 | 0 | 0 | 0 | 0 | 0 | 0 | 0
| IND-Lighting-7P_V2 | M_Input | Council 7th Plan | 2020 | Retro | 2022 | 2045 | PSE | Industrial | Metal Fabrication | Electric | Per Region | NA | NA | Metal Fabrication Fan Energy Management | Metal Fabrication Fan Energy Management | 62381.4931 | 10 | 0 | 2337.3281 | I-SIC20-Proc-All-All-All-E | 0 | 0 | 0 | 0 | 0 | 0 | 0 | 0 | 0 | 0 | 0 | 0 | Comm Flat | Fan Energy Management | Fan Energy Management | SIC20 | 0.01146% | 100% | 0% | 1 | 1 | 100% | 10% | 85% | 6.8% | 0.2% | 29164.6628 | 1052.3564 | 3021.7019 | 0 | 0 | 0 | 0 | 23210.7894 | 0 |  | 0.031874 | 0 | 0.031874 | 02. $0.028 to $0.055 | N/A | 0 | 01. ($9,999.00) to $0.22 | N/A | 0.085 | 0.085 | 0.085 | 0.085 | 0.085 | 0.085 | 0.085 | 0.085 | 0.085 | 0.085 | 0 | 0 | 0 | 0 | 0 | 0 | 0 | 0 | 0 | 0 | 0 | 0 | 0 | 0 | 5302.4269 | 5397.9963 | 5412.3908 | 5353.3708 | 5320.284 | 5296.2979 | 5298.3061 | 5261.675 | 5254.7482 | 5241.379 | 0 | 0 | 0 | 0 | 0 | 0 | 0 | 0 | 0 | 0 | 0 | 0 | 0 | 0 | 53138.875 | 5302.4269 | 10700.4232 | 16112.814 | 21466.1847 | 26786.4687 | 32082.7666 | 37381.0727 | 42642.7477 | 47897.496 | 53138.875 | 53138.875 | 53138.875 | 53138.875 | 53138.875 | 53138.875 | 53138.875 | 53138.875 | 53138.875 | 53138.875 | 53138.875 | 53138.875 | 53138.875 | 53138.875 | 53138.875 | 0 | 0 | 0 | 0 | 0 | 0 | 0 | 0 | 0 | 0 | 0 | 0 | 0 | 0 | 0 | 0 | 0 | 0 | 0 | 0 | 0 | 0 | 0 | 0 | 0 | 0 | 0 | 0 | 0 | 0 | 0 | 0 | 0 | 0 | 0 | 0 | 0 | 0 | 0 | 0 | 0 | 0 | 0 | 0 | 0 | 0 | 0 | 0 | 0 | 0 | 0 | 0 | 0 | 0 | 0 | 0 | 0 | 0 | 0 | 0 | 0 | 0.60767 | 1.2263 | 1.8466 | 2.4601 | 3.0698 | 3.6767 | 4.2839 | 4.8869 | 5.4891 | 6.0898 | 6.0898 | 6.0898 | 6.0898 | 6.0898 | 6.0898 | 6.0898 | 6.0898 | 6.0898 | 6.0898 | 6.0898 | 6.0898 | 6.0898 | 6.0898 | 6.0898 | 1972.9171 | 2008.4764 | 2013.8323 | 1991.8722 | 1979.5613 | 1970.6366 | 1971.3838 | 1957.7542 | 1955.1769 | 1950.2025 | 0 | 0 | 0 | 0 | 0 | 0 | 0 | 0 | 0 | 0 | 0 | 0 | 0 | 0 | 19771.8133 | 0 | 0 | 0 | 0 | 0 | 0 | 0 | 0 | 0 | 0 | 0 | 0 | 0 | 0 | 0 | 0 | 0 | 0 | 0 | 0 | 0.01326% | 0.70308 | 1.4188 | 2.1365 | 2.8463 | 3.5518 | 4.2541 | 4.9566 | 5.6543 | 6.351 | 7.046 | 7.046 | 7.046 | 7.046 | 7.046 | 7.046 | 7.046 | 7.046 | 7.046 | 7.046 | 7.046 | 7.046 | 7.046 | 7.046 | 7.046
| IND-Lighting-7P_V2 | M_Input | Council 7th Plan | 2020 | Retro | 2022 | 2045 | PSE | Industrial | Metal Fabrication | Electric | Per Region | NA | NA | Metal Fabrication Fan Equipment Upgrade | Metal Fabrication Fan Equipment Upgrade | 0 | 10 | 0 | 0 | I-All-Other-Shift3-All-All-S | 0 | 0 | 0 | 0 | 0 | 0 | 0 | 0 | 0 | 0 | 0 | 0 | Comm Flat | Fan Equipment Upgrade | Fan Equipment Upgrade | IndShift3 | 0.01266% | 100% | 0% | 1 | 1 | 100% | 10% | 85% | 6.8% | 0.2% | 0 | 0 | 0 | 0 | 0 | 0 | 0 | 0 | 0 |  | 0 | 0 | 0 | 01. ($9,999.000) to $0.028 | N/A | 0 | 01. ($9,999.00) to $0.22 | N/A | 0.085 | 0.085 | 0.085 | 0.085 | 0.085 | 0.085 | 0.085 | 0.085 | 0.085 | 0.085 | 0 | 0 | 0 | 0 | 0 | 0 | 0 | 0 | 0 | 0 | 0 | 0 | 0 | 0 | 0 | 0 | 0 | 0 | 0 | 0 | 0 | 0 | 0 | 0 | 0 | 0 | 0 | 0 | 0 | 0 | 0 | 0 | 0 | 0 | 0 | 0 | 0 | 0 | 0 | 0 | 0 | 0 | 0 | 0 | 0 | 0 | 0 | 0 | 0 | 0 | 0 | 0 | 0 | 0 | 0 | 0 | 0 | 0 | 0 | 0 | 0 | 0 | 0 | 0 | 0 | 0 | 0 | 0 | 0 | 0 | 0 | 0 | 0 | 0 | 0 | 0 | 0 | 0 | 0 | 0 | 0 | 0 | 0 | 0 | 0 | 0 | 0 | 0 | 0 | 0 | 0 | 0 | 0 | 0 | 0 | 0 | 0 | 0 | 0 | 0 | 0 | 0 | 0 | 0 | 0 | 0 | 0 | 0 | 0 | 0 | 0 | 0 | 0 | 0 | 0 | 0 | 0 | 0 | 0 | 0 | 0 | 0 | 0 | 0 | 0 | 0 | 0 | 0 | 0 | 0 | 0 | 0 | 0 | 0 | 0 | 0 | 0 | 0 | 0 | 0 | 0 | 0 | 0 | 0 | 0 | 0 | 0 | 0 | 0 | 0 | 0 | 0 | 0 | 0 | 0 | 0 | 0 | 0 | 0 | 0 | 0 | 0 | 0 | 0 | 0 | 0 | 0 | 0 | 0 | 0 | 0 | 0 | 0 | 0 | 0 | 0 | 0 | 0 | 0 | 0 | 0 | 0 | 0 | 0 | 0 | 0 | 0 | 0 | 0 | 0 | 0 | 0 | 0 | 0.01296% | 0 | 0 | 0 | 0 | 0 | 0 | 0 | 0 | 0 | 0 | 0 | 0 | 0 | 0 | 0 | 0 | 0 | 0 | 0 | 0 | 0 | 0 | 0 | 0
| IND-Lighting-7P_V2 | M_Input | Council 7th Plan | 2020 | Retro | 2022 | 2045 | PSE | Industrial | Metal Fabrication | Electric | Per Region | NA | NA | Metal Fabrication Fan System Optimization | Metal Fabrication Fan System Optimization | 0 | 10 | 0 | 0 | I-SIC24-Proc-All-All-All-E | 0 | 0 | 0 | 0 | 0 | 0 | 0 | 0 | 0 | 0 | 0 | 0 | Comm Flat | Fan System Optimization | Fan System Optimization | SIC24 | 0.01335% | 100% | 0% | 1 | 1 | 100% | 10% | 85% | 6.8% | 0.2% | 0 | 0 | 0 | 0 | 0 | 0 | 0 | 0 | 0 |  | 0 | 0 | 0 | 01. ($9,999.000) to $0.028 | N/A | 0 | 01. ($9,999.00) to $0.22 | N/A | 0.085 | 0.085 | 0.085 | 0.085 | 0.085 | 0.085 | 0.085 | 0.085 | 0.085 | 0.085 | 0 | 0 | 0 | 0 | 0 | 0 | 0 | 0 | 0 | 0 | 0 | 0 | 0 | 0 | 0 | 0 | 0 | 0 | 0 | 0 | 0 | 0 | 0 | 0 | 0 | 0 | 0 | 0 | 0 | 0 | 0 | 0 | 0 | 0 | 0 | 0 | 0 | 0 | 0 | 0 | 0 | 0 | 0 | 0 | 0 | 0 | 0 | 0 | 0 | 0 | 0 | 0 | 0 | 0 | 0 | 0 | 0 | 0 | 0 | 0 | 0 | 0 | 0 | 0 | 0 | 0 | 0 | 0 | 0 | 0 | 0 | 0 | 0 | 0 | 0 | 0 | 0 | 0 | 0 | 0 | 0 | 0 | 0 | 0 | 0 | 0 | 0 | 0 | 0 | 0 | 0 | 0 | 0 | 0 | 0 | 0 | 0 | 0 | 0 | 0 | 0 | 0 | 0 | 0 | 0 | 0 | 0 | 0 | 0 | 0 | 0 | 0 | 0 | 0 | 0 | 0 | 0 | 0 | 0 | 0 | 0 | 0 | 0 | 0 | 0 | 0 | 0 | 0 | 0 | 0 | 0 | 0 | 0 | 0 | 0 | 0 | 0 | 0 | 0 | 0 | 0 | 0 | 0 | 0 | 0 | 0 | 0 | 0 | 0 | 0 | 0 | 0 | 0 | 0 | 0 | 0 | 0 | 0 | 0 | 0 | 0 | 0 | 0 | 0 | 0 | 0 | 0 | 0 | 0 | 0 | 0 | 0 | 0 | 0 | 0 | 0 | 0 | 0 | 0 | 0 | 0 | 0 | 0 | 0 | 0 | 0 | 0 | 0 | 0 | 0 | 0 | 0 | 0 | 0.01209% | 0 | 0 | 0 | 0 | 0 | 0 | 0 | 0 | 0 | 0 | 0 | 0 | 0 | 0 | 0 | 0 | 0 | 0 | 0 | 0 | 0 | 0 | 0 | 0
| IND-Lighting-7P_V2 | M_Input | Council 7th Plan | 2020 | Retro | 2022 | 2045 | PSE | Industrial | Metal Fabrication | Electric | Per Region | NA | NA | Metal Fabrication Pump Energy Management | Metal Fabrication Pump Energy Management | 0 | 10 | 0 | 0 | I-SIC26-Proc-All-All-All-E | 0 | 0 | 0 | 0 | 0 | 0 | 0 | 0 | 0 | 0 | 0 | 0 | Comm Flat | Pump Energy Management | Pump Energy Management | SIC26 | 0.01095% | 100% | 0% | 1 | 1 | 100% | 10% | 85% | 6.8% | 0.2% | 0 | 0 | 0 | 0 | 0 | 0 | 0 | 0 | 0 |  | 0 | 0 | 0 | 01. ($9,999.000) to $0.028 | N/A | 0 | 01. ($9,999.00) to $0.22 | N/A | 0.085 | 0.085 | 0.085 | 0.085 | 0.085 | 0.085 | 0.085 | 0.085 | 0.085 | 0.085 | 0 | 0 | 0 | 0 | 0 | 0 | 0 | 0 | 0 | 0 | 0 | 0 | 0 | 0 | 0 | 0 | 0 | 0 | 0 | 0 | 0 | 0 | 0 | 0 | 0 | 0 | 0 | 0 | 0 | 0 | 0 | 0 | 0 | 0 | 0 | 0 | 0 | 0 | 0 | 0 | 0 | 0 | 0 | 0 | 0 | 0 | 0 | 0 | 0 | 0 | 0 | 0 | 0 | 0 | 0 | 0 | 0 | 0 | 0 | 0 | 0 | 0 | 0 | 0 | 0 | 0 | 0 | 0 | 0 | 0 | 0 | 0 | 0 | 0 | 0 | 0 | 0 | 0 | 0 | 0 | 0 | 0 | 0 | 0 | 0 | 0 | 0 | 0 | 0 | 0 | 0 | 0 | 0 | 0 | 0 | 0 | 0 | 0 | 0 | 0 | 0 | 0 | 0 | 0 | 0 | 0 | 0 | 0 | 0 | 0 | 0 | 0 | 0 | 0 | 0 | 0 | 0 | 0 | 0 | 0 | 0 | 0 | 0 | 0 | 0 | 0 | 0 | 0 | 0 | 0 | 0 | 0 | 0 | 0 | 0 | 0 | 0 | 0 | 0 | 0 | 0 | 0 | 0 | 0 | 0 | 0 | 0 | 0 | 0 | 0 | 0 | 0 | 0 | 0 | 0 | 0 | 0 | 0 | 0 | 0 | 0 | 0 | 0 | 0 | 0 | 0 | 0 | 0 | 0 | 0 | 0 | 0 | 0 | 0 | 0 | 0 | 0 | 0 | 0 | 0 | 0 | 0 | 0 | 0 | 0 | 0 | 0 | 0 | 0 | 0 | 0 | 0 | 0 | 0.01124% | 0 | 0 | 0 | 0 | 0 | 0 | 0 | 0 | 0 | 0 | 0 | 0 | 0 | 0 | 0 | 0 | 0 | 0 | 0 | 0 | 0 | 0 | 0 | 0
| IND-Lighting-7P_V2 | M_Input | Council 7th Plan | 2020 | Retro | 2022 | 2045 | PSE | Industrial | Metal Fabrication | Electric | Per Region | NA | NA | Metal Fabrication Pump Equipment Upgrade | Metal Fabrication Pump Equipment Upgrade | 0 | 10 | 0 | 0 | I-SIC26-Proc-All-All-All-E | 0 | 0 | 0 | 0 | 0 | 0 | 0 | 0 | 0 | 0 | 0 | 0 | Comm Flat | Pump Equipment Upgrade | Pump Equipment Upgrade | SIC26 | 0.01095% | 100% | 0% | 1 | 1 | 100% | 10% | 85% | 6.8% | 0.2% | 0 | 0 | 0 | 0 | 0 | 0 | 0 | 0 | 0 |  | 0 | 0 | 0 | 01. ($9,999.000) to $0.028 | N/A | 0 | 01. ($9,999.00) to $0.22 | N/A | 0.085 | 0.085 | 0.085 | 0.085 | 0.085 | 0.085 | 0.085 | 0.085 | 0.085 | 0.085 | 0 | 0 | 0 | 0 | 0 | 0 | 0 | 0 | 0 | 0 | 0 | 0 | 0 | 0 | 0 | 0 | 0 | 0 | 0 | 0 | 0 | 0 | 0 | 0 | 0 | 0 | 0 | 0 | 0 | 0 | 0 | 0 | 0 | 0 | 0 | 0 | 0 | 0 | 0 | 0 | 0 | 0 | 0 | 0 | 0 | 0 | 0 | 0 | 0 | 0 | 0 | 0 | 0 | 0 | 0 | 0 | 0 | 0 | 0 | 0 | 0 | 0 | 0 | 0 | 0 | 0 | 0 | 0 | 0 | 0 | 0 | 0 | 0 | 0 | 0 | 0 | 0 | 0 | 0 | 0 | 0 | 0 | 0 | 0 | 0 | 0 | 0 | 0 | 0 | 0 | 0 | 0 | 0 | 0 | 0 | 0 | 0 | 0 | 0 | 0 | 0 | 0 | 0 | 0 | 0 | 0 | 0 | 0 | 0 | 0 | 0 | 0 | 0 | 0 | 0 | 0 | 0 | 0 | 0 | 0 | 0 | 0 | 0 | 0 | 0 | 0 | 0 | 0 | 0 | 0 | 0 | 0 | 0 | 0 | 0 | 0 | 0 | 0 | 0 | 0 | 0 | 0 | 0 | 0 | 0 | 0 | 0 | 0 | 0 | 0 | 0 | 0 | 0 | 0 | 0 | 0 | 0 | 0 | 0 | 0 | 0 | 0 | 0 | 0 | 0 | 0 | 0 | 0 | 0 | 0 | 0 | 0 | 0 | 0 | 0 | 0 | 0 | 0 | 0 | 0 | 0 | 0 | 0 | 0 | 0 | 0 | 0 | 0 | 0 | 0 | 0 | 0 | 0 | 0.01124% | 0 | 0 | 0 | 0 | 0 | 0 | 0 | 0 | 0 | 0 | 0 | 0 | 0 | 0 | 0 | 0 | 0 | 0 | 0 | 0 | 0 | 0 | 0 | 0
| IND-Lighting-7P_V2 | M_Input | Council 7th Plan | 2020 | Retro | 2022 | 2045 | PSE | Industrial | Metal Fabrication | Electric | Per Region | NA | NA | Metal Fabrication Pump System Optimization | Metal Fabrication Pump System Optimization | 0 | 12 | 0 | 0 | I-SIC20-Proc-All-All-All-E | 0 | 0 | 0 | 0 | 0 | 0 | 0 | 0 | 0 | 0 | 0 | 0 | Comm Flat | Pump System Optimization | Pump System Optimization | SIC20 | 0.01146% | 100% | 0% | 1 | 1 | 100% | 8.333% | 85% | 6.8% | 0.2% | 0 | 0 | 0 | 0 | 0 | 0 | 0 | 0 | 0 |  | 0 | 0 | 0 | 01. ($9,999.000) to $0.028 | N/A | 0 | 01. ($9,999.00) to $0.22 | N/A | 0.085 | 0.085 | 0.085 | 0.085 | 0.085 | 0.085 | 0.085 | 0.085 | 0.085 | 0.085 | 0 | 0 | 0 | 0 | 0 | 0 | 0 | 0 | 0 | 0 | 0 | 0 | 0 | 0 | 0 | 0 | 0 | 0 | 0 | 0 | 0 | 0 | 0 | 0 | 0 | 0 | 0 | 0 | 0 | 0 | 0 | 0 | 0 | 0 | 0 | 0 | 0 | 0 | 0 | 0 | 0 | 0 | 0 | 0 | 0 | 0 | 0 | 0 | 0 | 0 | 0 | 0 | 0 | 0 | 0 | 0 | 0 | 0 | 0 | 0 | 0 | 0 | 0 | 0 | 0 | 0 | 0 | 0 | 0 | 0 | 0 | 0 | 0 | 0 | 0 | 0 | 0 | 0 | 0 | 0 | 0 | 0 | 0 | 0 | 0 | 0 | 0 | 0 | 0 | 0 | 0 | 0 | 0 | 0 | 0 | 0 | 0 | 0 | 0 | 0 | 0 | 0 | 0 | 0 | 0 | 0 | 0 | 0 | 0 | 0 | 0 | 0 | 0 | 0 | 0 | 0 | 0 | 0 | 0 | 0 | 0 | 0 | 0 | 0 | 0 | 0 | 0 | 0 | 0 | 0 | 0 | 0 | 0 | 0 | 0 | 0 | 0 | 0 | 0 | 0 | 0 | 0 | 0 | 0 | 0 | 0 | 0 | 0 | 0 | 0 | 0 | 0 | 0 | 0 | 0 | 0 | 0 | 0 | 0 | 0 | 0 | 0 | 0 | 0 | 0 | 0 | 0 | 0 | 0 | 0 | 0 | 0 | 0 | 0 | 0 | 0 | 0 | 0 | 0 | 0 | 0 | 0 | 0 | 0 | 0 | 0 | 0 | 0 | 0 | 0 | 0 | 0 | 0 | 0.01326% | 0 | 0 | 0 | 0 | 0 | 0 | 0 | 0 | 0 | 0 | 0 | 0 | 0 | 0 | 0 | 0 | 0 | 0 | 0 | 0 | 0 | 0 | 0 | 0
| IND-Lighting-7P_V2 | M_Input | Council 7th Plan | 2020 | Retro | 2022 | 2045 | PSE | Industrial | Metal Fabrication | Electric | Per Region | NA | NA | Metal Fabrication Transformers-Retrofit | Metal Fabrication Transformers-Retrofit | 0 | 10 | 0 | 0 | I-All-Other-Shift3-All-All-S | 0 | 0 | 0 | 0 | 0 | 0 | 0 | 0 | 0 | 0 | 0 | 0 | Comm Flat | Transformers-Retrofit | Transformers-Retrofit | IndShift3 | 0.01266% | 100% | 0% | 1 | 1 | 100% | 10% | 85% | 6.8% | 0.2% | 0 | 0 | 0 | 0 | 0 | 0 | 0 | 0 | 0 |  | 0 | 0 | 0 | 01. ($9,999.000) to $0.028 | N/A | 0 | 01. ($9,999.00) to $0.22 | N/A | 0.085 | 0.085 | 0.085 | 0.085 | 0.085 | 0.085 | 0.085 | 0.085 | 0.085 | 0.085 | 0 | 0 | 0 | 0 | 0 | 0 | 0 | 0 | 0 | 0 | 0 | 0 | 0 | 0 | 0 | 0 | 0 | 0 | 0 | 0 | 0 | 0 | 0 | 0 | 0 | 0 | 0 | 0 | 0 | 0 | 0 | 0 | 0 | 0 | 0 | 0 | 0 | 0 | 0 | 0 | 0 | 0 | 0 | 0 | 0 | 0 | 0 | 0 | 0 | 0 | 0 | 0 | 0 | 0 | 0 | 0 | 0 | 0 | 0 | 0 | 0 | 0 | 0 | 0 | 0 | 0 | 0 | 0 | 0 | 0 | 0 | 0 | 0 | 0 | 0 | 0 | 0 | 0 | 0 | 0 | 0 | 0 | 0 | 0 | 0 | 0 | 0 | 0 | 0 | 0 | 0 | 0 | 0 | 0 | 0 | 0 | 0 | 0 | 0 | 0 | 0 | 0 | 0 | 0 | 0 | 0 | 0 | 0 | 0 | 0 | 0 | 0 | 0 | 0 | 0 | 0 | 0 | 0 | 0 | 0 | 0 | 0 | 0 | 0 | 0 | 0 | 0 | 0 | 0 | 0 | 0 | 0 | 0 | 0 | 0 | 0 | 0 | 0 | 0 | 0 | 0 | 0 | 0 | 0 | 0 | 0 | 0 | 0 | 0 | 0 | 0 | 0 | 0 | 0 | 0 | 0 | 0 | 0 | 0 | 0 | 0 | 0 | 0 | 0 | 0 | 0 | 0 | 0 | 0 | 0 | 0 | 0 | 0 | 0 | 0 | 0 | 0 | 0 | 0 | 0 | 0 | 0 | 0 | 0 | 0 | 0 | 0 | 0 | 0 | 0 | 0 | 0 | 0 | 0.01296% | 0 | 0 | 0 | 0 | 0 | 0 | 0 | 0 | 0 | 0 | 0 | 0 | 0 | 0 | 0 | 0 | 0 | 0 | 0 | 0 | 0 | 0 | 0 | 0
| IND-Lighting-7P_V2 | M_Input | Council 7th Plan | 2020 | Retro | 2022 | 2045 | PSE | Industrial | Metal Fabrication | Electric | Per Region | NA | NA | Metal Fabrication Transformers-New | Metal Fabrication Transformers-New | 0 | 32 | 0 | 0 | I-All-Other-Shift3-All-All-S | 0 | 0 | 0 | 0 | 0 | 0 | 0 | 0 | 0 | 0 | 0 | 0 | Comm Flat | Transformers-New | Transformers-New | IndShift3 | 0.01266% | 100% | 0% | 1 | 1 | 100% | 3.125% | 85% | 6.8% | 0.2% | 0 | 0 | 0 | 0 | 0 | 0 | 0 | 0 | 0 |  | 0 | 0 | 0 | 01. ($9,999.000) to $0.028 | N/A | 0 | 01. ($9,999.00) to $0.22 | N/A | 0.085 | 0.085 | 0.085 | 0.085 | 0.085 | 0.085 | 0.085 | 0.085 | 0.085 | 0.085 | 0 | 0 | 0 | 0 | 0 | 0 | 0 | 0 | 0 | 0 | 0 | 0 | 0 | 0 | 0 | 0 | 0 | 0 | 0 | 0 | 0 | 0 | 0 | 0 | 0 | 0 | 0 | 0 | 0 | 0 | 0 | 0 | 0 | 0 | 0 | 0 | 0 | 0 | 0 | 0 | 0 | 0 | 0 | 0 | 0 | 0 | 0 | 0 | 0 | 0 | 0 | 0 | 0 | 0 | 0 | 0 | 0 | 0 | 0 | 0 | 0 | 0 | 0 | 0 | 0 | 0 | 0 | 0 | 0 | 0 | 0 | 0 | 0 | 0 | 0 | 0 | 0 | 0 | 0 | 0 | 0 | 0 | 0 | 0 | 0 | 0 | 0 | 0 | 0 | 0 | 0 | 0 | 0 | 0 | 0 | 0 | 0 | 0 | 0 | 0 | 0 | 0 | 0 | 0 | 0 | 0 | 0 | 0 | 0 | 0 | 0 | 0 | 0 | 0 | 0 | 0 | 0 | 0 | 0 | 0 | 0 | 0 | 0 | 0 | 0 | 0 | 0 | 0 | 0 | 0 | 0 | 0 | 0 | 0 | 0 | 0 | 0 | 0 | 0 | 0 | 0 | 0 | 0 | 0 | 0 | 0 | 0 | 0 | 0 | 0 | 0 | 0 | 0 | 0 | 0 | 0 | 0 | 0 | 0 | 0 | 0 | 0 | 0 | 0 | 0 | 0 | 0 | 0 | 0 | 0 | 0 | 0 | 0 | 0 | 0 | 0 | 0 | 0 | 0 | 0 | 0 | 0 | 0 | 0 | 0 | 0 | 0 | 0 | 0 | 0 | 0 | 0 | 0 | 0.01296% | 0 | 0 | 0 | 0 | 0 | 0 | 0 | 0 | 0 | 0 | 0 | 0 | 0 | 0 | 0 | 0 | 0 | 0 | 0 | 0 | 0 | 0 | 0 | 0
| IND-Lighting-7P_V2 | M_Input | Council 7th Plan | 2020 | Retro | 2022 | 2045 | PSE | Industrial | Metal Fabrication | Electric | Per Region | NA | NA | Metal Fabrication Synchronous Belts | Metal Fabrication Synchronous Belts | 0 | 10 | 0 | 0 | I-All-Other-Shift3-All-All-S | 0 | 0 | 0 | 0 | 0 | 0 | 0 | 0 | 0 | 0 | 0 | 0 | Comm Flat | Synchronous Belts | Synchronous Belts | IndShift3 | 0.01266% | 100% | 0% | 1 | 1 | 100% | 10% | 85% | 6.8% | 0.2% | 0 | 0 | 0 | 0 | 0 | 0 | 0 | 0 | 0 |  | 0 | 0 | 0 | 01. ($9,999.000) to $0.028 | N/A | 0 | 01. ($9,999.00) to $0.22 | N/A | 0.085 | 0.085 | 0.085 | 0.085 | 0.085 | 0.085 | 0.085 | 0.085 | 0.085 | 0.085 | 0 | 0 | 0 | 0 | 0 | 0 | 0 | 0 | 0 | 0 | 0 | 0 | 0 | 0 | 0 | 0 | 0 | 0 | 0 | 0 | 0 | 0 | 0 | 0 | 0 | 0 | 0 | 0 | 0 | 0 | 0 | 0 | 0 | 0 | 0 | 0 | 0 | 0 | 0 | 0 | 0 | 0 | 0 | 0 | 0 | 0 | 0 | 0 | 0 | 0 | 0 | 0 | 0 | 0 | 0 | 0 | 0 | 0 | 0 | 0 | 0 | 0 | 0 | 0 | 0 | 0 | 0 | 0 | 0 | 0 | 0 | 0 | 0 | 0 | 0 | 0 | 0 | 0 | 0 | 0 | 0 | 0 | 0 | 0 | 0 | 0 | 0 | 0 | 0 | 0 | 0 | 0 | 0 | 0 | 0 | 0 | 0 | 0 | 0 | 0 | 0 | 0 | 0 | 0 | 0 | 0 | 0 | 0 | 0 | 0 | 0 | 0 | 0 | 0 | 0 | 0 | 0 | 0 | 0 | 0 | 0 | 0 | 0 | 0 | 0 | 0 | 0 | 0 | 0 | 0 | 0 | 0 | 0 | 0 | 0 | 0 | 0 | 0 | 0 | 0 | 0 | 0 | 0 | 0 | 0 | 0 | 0 | 0 | 0 | 0 | 0 | 0 | 0 | 0 | 0 | 0 | 0 | 0 | 0 | 0 | 0 | 0 | 0 | 0 | 0 | 0 | 0 | 0 | 0 | 0 | 0 | 0 | 0 | 0 | 0 | 0 | 0 | 0 | 0 | 0 | 0 | 0 | 0 | 0 | 0 | 0 | 0 | 0 | 0 | 0 | 0 | 0 | 0 | 0.01296% | 0 | 0 | 0 | 0 | 0 | 0 | 0 | 0 | 0 | 0 | 0 | 0 | 0 | 0 | 0 | 0 | 0 | 0 | 0 | 0 | 0 | 0 | 0 | 0
| IND-Lighting-7P_V2 | M_Input | Council 7th Plan | 2020 | Retro | 2022 | 2045 | PSE | Industrial | Metal Fabrication | Electric | Per Region | NA | NA | Metal Fabrication Elec Chip Fab: Eliminate Exhaust | Metal Fabrication Elec Chip Fab: Eliminate Exhaust | 0 | 10 | 0 | 0 | I-All-Other-Shift3-All-All-S | 0 | 0 | 0 | 0 | 0 | 0 | 0 | 0 | 0 | 0 | 0 | 0 | Comm Flat | Elec Chip Fab: Eliminate Exhaust | Elec Chip Fab: Eliminate Exhaust | IndShift3 | 0.01266% | 100% | 0% | 1 | 1 | 100% | 10% | 85% | 6.8% | 0.2% | 0 | 0 | 0 | 0 | 0 | 0 | 0 | 0 | 0 |  | 0 | 0 | 0 | 01. ($9,999.000) to $0.028 | N/A | 0 | 01. ($9,999.00) to $0.22 | N/A | 0.085 | 0.085 | 0.085 | 0.085 | 0.085 | 0.085 | 0.085 | 0.085 | 0.085 | 0.085 | 0 | 0 | 0 | 0 | 0 | 0 | 0 | 0 | 0 | 0 | 0 | 0 | 0 | 0 | 0 | 0 | 0 | 0 | 0 | 0 | 0 | 0 | 0 | 0 | 0 | 0 | 0 | 0 | 0 | 0 | 0 | 0 | 0 | 0 | 0 | 0 | 0 | 0 | 0 | 0 | 0 | 0 | 0 | 0 | 0 | 0 | 0 | 0 | 0 | 0 | 0 | 0 | 0 | 0 | 0 | 0 | 0 | 0 | 0 | 0 | 0 | 0 | 0 | 0 | 0 | 0 | 0 | 0 | 0 | 0 | 0 | 0 | 0 | 0 | 0 | 0 | 0 | 0 | 0 | 0 | 0 | 0 | 0 | 0 | 0 | 0 | 0 | 0 | 0 | 0 | 0 | 0 | 0 | 0 | 0 | 0 | 0 | 0 | 0 | 0 | 0 | 0 | 0 | 0 | 0 | 0 | 0 | 0 | 0 | 0 | 0 | 0 | 0 | 0 | 0 | 0 | 0 | 0 | 0 | 0 | 0 | 0 | 0 | 0 | 0 | 0 | 0 | 0 | 0 | 0 | 0 | 0 | 0 | 0 | 0 | 0 | 0 | 0 | 0 | 0 | 0 | 0 | 0 | 0 | 0 | 0 | 0 | 0 | 0 | 0 | 0 | 0 | 0 | 0 | 0 | 0 | 0 | 0 | 0 | 0 | 0 | 0 | 0 | 0 | 0 | 0 | 0 | 0 | 0 | 0 | 0 | 0 | 0 | 0 | 0 | 0 | 0 | 0 | 0 | 0 | 0 | 0 | 0 | 0 | 0 | 0 | 0 | 0 | 0 | 0 | 0 | 0 | 0 | 0.01296% | 0 | 0 | 0 | 0 | 0 | 0 | 0 | 0 | 0 | 0 | 0 | 0 | 0 | 0 | 0 | 0 | 0 | 0 | 0 | 0 | 0 | 0 | 0 | 0
| IND-Lighting-7P_V2 | M_Input | Council 7th Plan | 2020 | Retro | 2022 | 2045 | PSE | Industrial | Metal Fabrication | Electric | Per Region | NA | NA | Metal Fabrication Elec Chip Fab: Exhaust Injector | Metal Fabrication Elec Chip Fab: Exhaust Injector | 0 | 10 | 0 | 0 | I-All-Other-Shift3-All-All-S | 0 | 0 | 0 | 0 | 0 | 0 | 0 | 0 | 0 | 0 | 0 | 0 | Comm Flat | Elec Chip Fab: Exhaust Injector | Elec Chip Fab: Exhaust Injector | IndShift3 | 0.01266% | 100% | 0% | 1 | 1 | 100% | 10% | 85% | 6.8% | 0.2% | 0 | 0 | 0 | 0 | 0 | 0 | 0 | 0 | 0 |  | 0 | 0 | 0 | 01. ($9,999.000) to $0.028 | N/A | 0 | 01. ($9,999.00) to $0.22 | N/A | 0.085 | 0.085 | 0.085 | 0.085 | 0.085 | 0.085 | 0.085 | 0.085 | 0.085 | 0.085 | 0 | 0 | 0 | 0 | 0 | 0 | 0 | 0 | 0 | 0 | 0 | 0 | 0 | 0 | 0 | 0 | 0 | 0 | 0 | 0 | 0 | 0 | 0 | 0 | 0 | 0 | 0 | 0 | 0 | 0 | 0 | 0 | 0 | 0 | 0 | 0 | 0 | 0 | 0 | 0 | 0 | 0 | 0 | 0 | 0 | 0 | 0 | 0 | 0 | 0 | 0 | 0 | 0 | 0 | 0 | 0 | 0 | 0 | 0 | 0 | 0 | 0 | 0 | 0 | 0 | 0 | 0 | 0 | 0 | 0 | 0 | 0 | 0 | 0 | 0 | 0 | 0 | 0 | 0 | 0 | 0 | 0 | 0 | 0 | 0 | 0 | 0 | 0 | 0 | 0 | 0 | 0 | 0 | 0 | 0 | 0 | 0 | 0 | 0 | 0 | 0 | 0 | 0 | 0 | 0 | 0 | 0 | 0 | 0 | 0 | 0 | 0 | 0 | 0 | 0 | 0 | 0 | 0 | 0 | 0 | 0 | 0 | 0 | 0 | 0 | 0 | 0 | 0 | 0 | 0 | 0 | 0 | 0 | 0 | 0 | 0 | 0 | 0 | 0 | 0 | 0 | 0 | 0 | 0 | 0 | 0 | 0 | 0 | 0 | 0 | 0 | 0 | 0 | 0 | 0 | 0 | 0 | 0 | 0 | 0 | 0 | 0 | 0 | 0 | 0 | 0 | 0 | 0 | 0 | 0 | 0 | 0 | 0 | 0 | 0 | 0 | 0 | 0 | 0 | 0 | 0 | 0 | 0 | 0 | 0 | 0 | 0 | 0 | 0 | 0 | 0 | 0 | 0 | 0.01296% | 0 | 0 | 0 | 0 | 0 | 0 | 0 | 0 | 0 | 0 | 0 | 0 | 0 | 0 | 0 | 0 | 0 | 0 | 0 | 0 | 0 | 0 | 0 | 0
| IND-Lighting-7P_V2 | M_Input | Council 7th Plan | 2020 | Retro | 2022 | 2045 | PSE | Industrial | Metal Fabrication | Electric | Per Region | NA | NA | Metal Fabrication Elec Chip Fab: Solidstate Chiller | Metal Fabrication Elec Chip Fab: Solidstate Chiller | 0 | 10 | 0 | 0 | I-All-Other-Shift3-All-All-S | 0 | 0 | 0 | 0 | 0 | 0 | 0 | 0 | 0 | 0 | 0 | 0 | Comm Flat | Elec Chip Fab: Solidstate Chiller | Elec Chip Fab: Solidstate Chiller | IndShift3 | 0.01266% | 100% | 0% | 1 | 1 | 100% | 10% | 85% | 6.8% | 0.2% | 0 | 0 | 0 | 0 | 0 | 0 | 0 | 0 | 0 |  | 0 | 0 | 0 | 01. ($9,999.000) to $0.028 | N/A | 0 | 01. ($9,999.00) to $0.22 | N/A | 0.085 | 0.085 | 0.085 | 0.085 | 0.085 | 0.085 | 0.085 | 0.085 | 0.085 | 0.085 | 0 | 0 | 0 | 0 | 0 | 0 | 0 | 0 | 0 | 0 | 0 | 0 | 0 | 0 | 0 | 0 | 0 | 0 | 0 | 0 | 0 | 0 | 0 | 0 | 0 | 0 | 0 | 0 | 0 | 0 | 0 | 0 | 0 | 0 | 0 | 0 | 0 | 0 | 0 | 0 | 0 | 0 | 0 | 0 | 0 | 0 | 0 | 0 | 0 | 0 | 0 | 0 | 0 | 0 | 0 | 0 | 0 | 0 | 0 | 0 | 0 | 0 | 0 | 0 | 0 | 0 | 0 | 0 | 0 | 0 | 0 | 0 | 0 | 0 | 0 | 0 | 0 | 0 | 0 | 0 | 0 | 0 | 0 | 0 | 0 | 0 | 0 | 0 | 0 | 0 | 0 | 0 | 0 | 0 | 0 | 0 | 0 | 0 | 0 | 0 | 0 | 0 | 0 | 0 | 0 | 0 | 0 | 0 | 0 | 0 | 0 | 0 | 0 | 0 | 0 | 0 | 0 | 0 | 0 | 0 | 0 | 0 | 0 | 0 | 0 | 0 | 0 | 0 | 0 | 0 | 0 | 0 | 0 | 0 | 0 | 0 | 0 | 0 | 0 | 0 | 0 | 0 | 0 | 0 | 0 | 0 | 0 | 0 | 0 | 0 | 0 | 0 | 0 | 0 | 0 | 0 | 0 | 0 | 0 | 0 | 0 | 0 | 0 | 0 | 0 | 0 | 0 | 0 | 0 | 0 | 0 | 0 | 0 | 0 | 0 | 0 | 0 | 0 | 0 | 0 | 0 | 0 | 0 | 0 | 0 | 0 | 0 | 0 | 0 | 0 | 0 | 0 | 0 | 0.01296% | 0 | 0 | 0 | 0 | 0 | 0 | 0 | 0 | 0 | 0 | 0 | 0 | 0 | 0 | 0 | 0 | 0 | 0 | 0 | 0 | 0 | 0 | 0 | 0
| IND-Lighting-7P_V2 | M_Input | Council 7th Plan | 2020 | Retro | 2022 | 2045 | PSE | Industrial | Metal Fabrication | Electric | Per Region | NA | NA | Metal Fabrication Elec Chip Fab: Reduce Gas Pressure | Metal Fabrication Elec Chip Fab: Reduce Gas Pressure | 0 | 10 | 0 | 0 | I-All-Other-Shift3-All-All-S | 0 | 0 | 0 | 0 | 0 | 0 | 0 | 0 | 0 | 0 | 0 | 0 | Comm Flat | Elec Chip Fab: Reduce Gas Pressure | Elec Chip Fab: Reduce Gas Pressure | IndShift3 | 0.01266% | 100% | 0% | 1 | 1 | 100% | 10% | 85% | 6.8% | 0.2% | 0 | 0 | 0 | 0 | 0 | 0 | 0 | 0 | 0 |  | 0 | 0 | 0 | 01. ($9,999.000) to $0.028 | N/A | 0 | 01. ($9,999.00) to $0.22 | N/A | 0.085 | 0.085 | 0.085 | 0.085 | 0.085 | 0.085 | 0.085 | 0.085 | 0.085 | 0.085 | 0 | 0 | 0 | 0 | 0 | 0 | 0 | 0 | 0 | 0 | 0 | 0 | 0 | 0 | 0 | 0 | 0 | 0 | 0 | 0 | 0 | 0 | 0 | 0 | 0 | 0 | 0 | 0 | 0 | 0 | 0 | 0 | 0 | 0 | 0 | 0 | 0 | 0 | 0 | 0 | 0 | 0 | 0 | 0 | 0 | 0 | 0 | 0 | 0 | 0 | 0 | 0 | 0 | 0 | 0 | 0 | 0 | 0 | 0 | 0 | 0 | 0 | 0 | 0 | 0 | 0 | 0 | 0 | 0 | 0 | 0 | 0 | 0 | 0 | 0 | 0 | 0 | 0 | 0 | 0 | 0 | 0 | 0 | 0 | 0 | 0 | 0 | 0 | 0 | 0 | 0 | 0 | 0 | 0 | 0 | 0 | 0 | 0 | 0 | 0 | 0 | 0 | 0 | 0 | 0 | 0 | 0 | 0 | 0 | 0 | 0 | 0 | 0 | 0 | 0 | 0 | 0 | 0 | 0 | 0 | 0 | 0 | 0 | 0 | 0 | 0 | 0 | 0 | 0 | 0 | 0 | 0 | 0 | 0 | 0 | 0 | 0 | 0 | 0 | 0 | 0 | 0 | 0 | 0 | 0 | 0 | 0 | 0 | 0 | 0 | 0 | 0 | 0 | 0 | 0 | 0 | 0 | 0 | 0 | 0 | 0 | 0 | 0 | 0 | 0 | 0 | 0 | 0 | 0 | 0 | 0 | 0 | 0 | 0 | 0 | 0 | 0 | 0 | 0 | 0 | 0 | 0 | 0 | 0 | 0 | 0 | 0 | 0 | 0 | 0 | 0 | 0 | 0 | 0.01296% | 0 | 0 | 0 | 0 | 0 | 0 | 0 | 0 | 0 | 0 | 0 | 0 | 0 | 0 | 0 | 0 | 0 | 0 | 0 | 0 | 0 | 0 | 0 | 0
| IND-Lighting-7P_V2 | M_Input | Council 7th Plan | 2020 | Retro | 2022 | 2045 | PSE | Industrial | Metal Fabrication | Electric | Per Region | NA | NA | Metal Fabrication Clean Room: Change Filter Strategy | Metal Fabrication Clean Room: Change Filter Strategy | 0 | 1 | 0 | 0 | I-All-Other-Shift3-All-All-S | 0 | 0 | 0 | 0 | 0 | 0 | 0 | 0 | 0 | 0 | 0 | 0 | Comm Flat | Clean Room: Change Filter Strategy | Clean Room: Change Filter Strategy | IndShift3 | 0.01266% | 100% | 0% | 1 | 1 | 100% | 100% | 85% | 6.8% | 0.2% | 0 | 0 | 0 | 0 | 0 | 0 | 0 | 0 | 0 |  | 0 | 0 | 0 | 01. ($9,999.000) to $0.028 | N/A | 0 | 01. ($9,999.00) to $0.22 | N/A | 0.085 | 0.085 | 0.085 | 0.085 | 0.085 | 0.085 | 0.085 | 0.085 | 0.085 | 0.085 | 0 | 0 | 0 | 0 | 0 | 0 | 0 | 0 | 0 | 0 | 0 | 0 | 0 | 0 | 0 | 0 | 0 | 0 | 0 | 0 | 0 | 0 | 0 | 0 | 0 | 0 | 0 | 0 | 0 | 0 | 0 | 0 | 0 | 0 | 0 | 0 | 0 | 0 | 0 | 0 | 0 | 0 | 0 | 0 | 0 | 0 | 0 | 0 | 0 | 0 | 0 | 0 | 0 | 0 | 0 | 0 | 0 | 0 | 0 | 0 | 0 | 0 | 0 | 0 | 0 | 0 | 0 | 0 | 0 | 0 | 0 | 0 | 0 | 0 | 0 | 0 | 0 | 0 | 0 | 0 | 0 | 0 | 0 | 0 | 0 | 0 | 0 | 0 | 0 | 0 | 0 | 0 | 0 | 0 | 0 | 0 | 0 | 0 | 0 | 0 | 0 | 0 | 0 | 0 | 0 | 0 | 0 | 0 | 0 | 0 | 0 | 0 | 0 | 0 | 0 | 0 | 0 | 0 | 0 | 0 | 0 | 0 | 0 | 0 | 0 | 0 | 0 | 0 | 0 | 0 | 0 | 0 | 0 | 0 | 0 | 0 | 0 | 0 | 0 | 0 | 0 | 0 | 0 | 0 | 0 | 0 | 0 | 0 | 0 | 0 | 0 | 0 | 0 | 0 | 0 | 0 | 0 | 0 | 0 | 0 | 0 | 0 | 0 | 0 | 0 | 0 | 0 | 0 | 0 | 0 | 0 | 0 | 0 | 0 | 0 | 0 | 0 | 0 | 0 | 0 | 0 | 0 | 0 | 0 | 0 | 0 | 0 | 0 | 0 | 0 | 0 | 0 | 0 | 0.01296% | 0 | 0 | 0 | 0 | 0 | 0 | 0 | 0 | 0 | 0 | 0 | 0 | 0 | 0 | 0 | 0 | 0 | 0 | 0 | 0 | 0 | 0 | 0 | 0
| IND-Lighting-7P_V2 | M_Input | Council 7th Plan | 2020 | Retro | 2022 | 2045 | PSE | Industrial | Metal Fabrication | Electric | Per Region | NA | NA | Metal Fabrication Clean Room: Clean Room HVAC | Metal Fabrication Clean Room: Clean Room HVAC | 0 | 20 | 0 | 0 | I-All-Other-Shift3-All-All-S | 0 | 0 | 0 | 0 | 0 | 0 | 0 | 0 | 0 | 0 | 0 | 0 | Comm Flat | Clean Room: Clean Room HVAC | Clean Room: Clean Room HVAC | IndShift3 | 0.01266% | 100% | 0% | 1 | 1 | 100% | 5% | 85% | 6.8% | 0.2% | 0 | 0 | 0 | 0 | 0 | 0 | 0 | 0 | 0 |  | 0 | 0 | 0 | 01. ($9,999.000) to $0.028 | N/A | 0 | 01. ($9,999.00) to $0.22 | N/A | 0.085 | 0.085 | 0.085 | 0.085 | 0.085 | 0.085 | 0.085 | 0.085 | 0.085 | 0.085 | 0 | 0 | 0 | 0 | 0 | 0 | 0 | 0 | 0 | 0 | 0 | 0 | 0 | 0 | 0 | 0 | 0 | 0 | 0 | 0 | 0 | 0 | 0 | 0 | 0 | 0 | 0 | 0 | 0 | 0 | 0 | 0 | 0 | 0 | 0 | 0 | 0 | 0 | 0 | 0 | 0 | 0 | 0 | 0 | 0 | 0 | 0 | 0 | 0 | 0 | 0 | 0 | 0 | 0 | 0 | 0 | 0 | 0 | 0 | 0 | 0 | 0 | 0 | 0 | 0 | 0 | 0 | 0 | 0 | 0 | 0 | 0 | 0 | 0 | 0 | 0 | 0 | 0 | 0 | 0 | 0 | 0 | 0 | 0 | 0 | 0 | 0 | 0 | 0 | 0 | 0 | 0 | 0 | 0 | 0 | 0 | 0 | 0 | 0 | 0 | 0 | 0 | 0 | 0 | 0 | 0 | 0 | 0 | 0 | 0 | 0 | 0 | 0 | 0 | 0 | 0 | 0 | 0 | 0 | 0 | 0 | 0 | 0 | 0 | 0 | 0 | 0 | 0 | 0 | 0 | 0 | 0 | 0 | 0 | 0 | 0 | 0 | 0 | 0 | 0 | 0 | 0 | 0 | 0 | 0 | 0 | 0 | 0 | 0 | 0 | 0 | 0 | 0 | 0 | 0 | 0 | 0 | 0 | 0 | 0 | 0 | 0 | 0 | 0 | 0 | 0 | 0 | 0 | 0 | 0 | 0 | 0 | 0 | 0 | 0 | 0 | 0 | 0 | 0 | 0 | 0 | 0 | 0 | 0 | 0 | 0 | 0 | 0 | 0 | 0 | 0 | 0 | 0 | 0.01296% | 0 | 0 | 0 | 0 | 0 | 0 | 0 | 0 | 0 | 0 | 0 | 0 | 0 | 0 | 0 | 0 | 0 | 0 | 0 | 0 | 0 | 0 | 0 | 0
| IND-Lighting-7P_V2 | M_Input | Council 7th Plan | 2020 | Retro | 2022 | 2045 | PSE | Industrial | Metal Fabrication | Electric | Per Region | NA | NA | Metal Fabrication Clean Room: Chiller Optimize | Metal Fabrication Clean Room: Chiller Optimize | 0 | 10 | 0 | 0 | I-All-Other-Shift3-All-All-S | 0 | 0 | 0 | 0 | 0 | 0 | 0 | 0 | 0 | 0 | 0 | 0 | Comm Flat | Clean Room: Chiller Optimize | Clean Room: Chiller Optimize | IndShift3 | 0.01266% | 100% | 0% | 1 | 1 | 100% | 10% | 85% | 6.8% | 0.2% | 0 | 0 | 0 | 0 | 0 | 0 | 0 | 0 | 0 |  | 0 | 0 | 0 | 01. ($9,999.000) to $0.028 | N/A | 0 | 01. ($9,999.00) to $0.22 | N/A | 0.085 | 0.085 | 0.085 | 0.085 | 0.085 | 0.085 | 0.085 | 0.085 | 0.085 | 0.085 | 0 | 0 | 0 | 0 | 0 | 0 | 0 | 0 | 0 | 0 | 0 | 0 | 0 | 0 | 0 | 0 | 0 | 0 | 0 | 0 | 0 | 0 | 0 | 0 | 0 | 0 | 0 | 0 | 0 | 0 | 0 | 0 | 0 | 0 | 0 | 0 | 0 | 0 | 0 | 0 | 0 | 0 | 0 | 0 | 0 | 0 | 0 | 0 | 0 | 0 | 0 | 0 | 0 | 0 | 0 | 0 | 0 | 0 | 0 | 0 | 0 | 0 | 0 | 0 | 0 | 0 | 0 | 0 | 0 | 0 | 0 | 0 | 0 | 0 | 0 | 0 | 0 | 0 | 0 | 0 | 0 | 0 | 0 | 0 | 0 | 0 | 0 | 0 | 0 | 0 | 0 | 0 | 0 | 0 | 0 | 0 | 0 | 0 | 0 | 0 | 0 | 0 | 0 | 0 | 0 | 0 | 0 | 0 | 0 | 0 | 0 | 0 | 0 | 0 | 0 | 0 | 0 | 0 | 0 | 0 | 0 | 0 | 0 | 0 | 0 | 0 | 0 | 0 | 0 | 0 | 0 | 0 | 0 | 0 | 0 | 0 | 0 | 0 | 0 | 0 | 0 | 0 | 0 | 0 | 0 | 0 | 0 | 0 | 0 | 0 | 0 | 0 | 0 | 0 | 0 | 0 | 0 | 0 | 0 | 0 | 0 | 0 | 0 | 0 | 0 | 0 | 0 | 0 | 0 | 0 | 0 | 0 | 0 | 0 | 0 | 0 | 0 | 0 | 0 | 0 | 0 | 0 | 0 | 0 | 0 | 0 | 0 | 0 | 0 | 0 | 0 | 0 | 0 | 0.01296% | 0 | 0 | 0 | 0 | 0 | 0 | 0 | 0 | 0 | 0 | 0 | 0 | 0 | 0 | 0 | 0 | 0 | 0 | 0 | 0 | 0 | 0 | 0 | 0
| IND-Lighting-7P_V2 | M_Input | Council 7th Plan | 2020 | Retro | 2022 | 2045 | PSE | Industrial | Metal Fabrication | Electric | Per Region | NA | NA | Metal Fabrication Food: Cooling and Storage | Metal Fabrication Food: Cooling and Storage | 0 | 10 | 0 | 0 | C-War-Ref-All-All-All-C | 0 | 0 | 0 | 0 | 0 | 0 | 0 | 0 | 0 | 0 | 0 | 0 | Comm Flat | Food: Cooling and Storage | Food: Cooling and Storage | IndShift3 | 0.01266% | 100% | 0% | 1 | 1 | 100% | 10% | 85% | 6.8% | 0.2% | 0 | 0 | 0 | 0 | 0 | 0 | 0 | 0 | 0 |  | 0 | 0 | 0 | 01. ($9,999.000) to $0.028 | N/A | 0 | 01. ($9,999.00) to $0.22 | N/A | 0.085 | 0.085 | 0.085 | 0.085 | 0.085 | 0.085 | 0.085 | 0.085 | 0.085 | 0.085 | 0 | 0 | 0 | 0 | 0 | 0 | 0 | 0 | 0 | 0 | 0 | 0 | 0 | 0 | 0 | 0 | 0 | 0 | 0 | 0 | 0 | 0 | 0 | 0 | 0 | 0 | 0 | 0 | 0 | 0 | 0 | 0 | 0 | 0 | 0 | 0 | 0 | 0 | 0 | 0 | 0 | 0 | 0 | 0 | 0 | 0 | 0 | 0 | 0 | 0 | 0 | 0 | 0 | 0 | 0 | 0 | 0 | 0 | 0 | 0 | 0 | 0 | 0 | 0 | 0 | 0 | 0 | 0 | 0 | 0 | 0 | 0 | 0 | 0 | 0 | 0 | 0 | 0 | 0 | 0 | 0 | 0 | 0 | 0 | 0 | 0 | 0 | 0 | 0 | 0 | 0 | 0 | 0 | 0 | 0 | 0 | 0 | 0 | 0 | 0 | 0 | 0 | 0 | 0 | 0 | 0 | 0 | 0 | 0 | 0 | 0 | 0 | 0 | 0 | 0 | 0 | 0 | 0 | 0 | 0 | 0 | 0 | 0 | 0 | 0 | 0 | 0 | 0 | 0 | 0 | 0 | 0 | 0 | 0 | 0 | 0 | 0 | 0 | 0 | 0 | 0 | 0 | 0 | 0 | 0 | 0 | 0 | 0 | 0 | 0 | 0 | 0 | 0 | 0 | 0 | 0 | 0 | 0 | 0 | 0 | 0 | 0 | 0 | 0 | 0 | 0 | 0 | 0 | 0 | 0 | 0 | 0 | 0 | 0 | 0 | 0 | 0 | 0 | 0 | 0 | 0 | 0 | 0 | 0 | 0 | 0 | 0 | 0 | 0 | 0 | 0 | 0 | 0 | 0.01296% | 0 | 0 | 0 | 0 | 0 | 0 | 0 | 0 | 0 | 0 | 0 | 0 | 0 | 0 | 0 | 0 | 0 | 0 | 0 | 0 | 0 | 0 | 0 | 0
| IND-Lighting-7P_V2 | M_Input | Council 7th Plan | 2020 | Retro | 2022 | 2045 | PSE | Industrial | Metal Fabrication | Electric | Per Region | NA | NA | Metal Fabrication Food: Refrig Storage Tuneup | Metal Fabrication Food: Refrig Storage Tuneup | 0 | 3 | 0 | 0 | C-War-Ref-All-All-All-C | 0 | 0 | 0 | 0 | 0 | 0 | 0 | 0 | 0 | 0 | 0 | 0 | Comm Flat | Food: Refrig Storage Tuneup | Food: Refrig Storage Tuneup | IndShift3 | 0.01266% | 100% | 0% | 1 | 1 | 100% | 33.33% | 85% | 6.8% | 0.2% | 0 | 0 | 0 | 0 | 0 | 0 | 0 | 0 | 0 |  | 0 | 0 | 0 | 01. ($9,999.000) to $0.028 | N/A | 0 | 01. ($9,999.00) to $0.22 | N/A | 0.085 | 0.085 | 0.085 | 0.085 | 0.085 | 0.085 | 0.085 | 0.085 | 0.085 | 0.085 | 0 | 0 | 0 | 0 | 0 | 0 | 0 | 0 | 0 | 0 | 0 | 0 | 0 | 0 | 0 | 0 | 0 | 0 | 0 | 0 | 0 | 0 | 0 | 0 | 0 | 0 | 0 | 0 | 0 | 0 | 0 | 0 | 0 | 0 | 0 | 0 | 0 | 0 | 0 | 0 | 0 | 0 | 0 | 0 | 0 | 0 | 0 | 0 | 0 | 0 | 0 | 0 | 0 | 0 | 0 | 0 | 0 | 0 | 0 | 0 | 0 | 0 | 0 | 0 | 0 | 0 | 0 | 0 | 0 | 0 | 0 | 0 | 0 | 0 | 0 | 0 | 0 | 0 | 0 | 0 | 0 | 0 | 0 | 0 | 0 | 0 | 0 | 0 | 0 | 0 | 0 | 0 | 0 | 0 | 0 | 0 | 0 | 0 | 0 | 0 | 0 | 0 | 0 | 0 | 0 | 0 | 0 | 0 | 0 | 0 | 0 | 0 | 0 | 0 | 0 | 0 | 0 | 0 | 0 | 0 | 0 | 0 | 0 | 0 | 0 | 0 | 0 | 0 | 0 | 0 | 0 | 0 | 0 | 0 | 0 | 0 | 0 | 0 | 0 | 0 | 0 | 0 | 0 | 0 | 0 | 0 | 0 | 0 | 0 | 0 | 0 | 0 | 0 | 0 | 0 | 0 | 0 | 0 | 0 | 0 | 0 | 0 | 0 | 0 | 0 | 0 | 0 | 0 | 0 | 0 | 0 | 0 | 0 | 0 | 0 | 0 | 0 | 0 | 0 | 0 | 0 | 0 | 0 | 0 | 0 | 0 | 0 | 0 | 0 | 0 | 0 | 0 | 0 | 0.01296% | 0 | 0 | 0 | 0 | 0 | 0 | 0 | 0 | 0 | 0 | 0 | 0 | 0 | 0 | 0 | 0 | 0 | 0 | 0 | 0 | 0 | 0 | 0 | 0
| IND-Lighting-7P_V2 | M_Input | Council 7th Plan | 2020 | Retro | 2022 | 2045 | PSE | Industrial | Metal Fabrication | Electric | Per Region | NA | NA | Metal Fabrication Metal: New Arc Furnace | Metal Fabrication Metal: New Arc Furnace | 0 | 10 | 0 | 0 | I-All-Other-Shift3-All-All-S | 0 | 0 | 0 | 0 | 0 | 0 | 0 | 0 | 0 | 0 | 0 | 0 | Comm Flat | Metal: New Arc Furnace | Metal: New Arc Furnace | IndShift3 | 0.01266% | 100% | 0% | 1 | 1 | 100% | 10% | 85% | 6.8% | 0.2% | 0 | 0 | 0 | 0 | 0 | 0 | 0 | 0 | 0 |  | 0 | 0 | 0 | 01. ($9,999.000) to $0.028 | N/A | 0 | 01. ($9,999.00) to $0.22 | N/A | 0.085 | 0.085 | 0.085 | 0.085 | 0.085 | 0.085 | 0.085 | 0.085 | 0.085 | 0.085 | 0 | 0 | 0 | 0 | 0 | 0 | 0 | 0 | 0 | 0 | 0 | 0 | 0 | 0 | 0 | 0 | 0 | 0 | 0 | 0 | 0 | 0 | 0 | 0 | 0 | 0 | 0 | 0 | 0 | 0 | 0 | 0 | 0 | 0 | 0 | 0 | 0 | 0 | 0 | 0 | 0 | 0 | 0 | 0 | 0 | 0 | 0 | 0 | 0 | 0 | 0 | 0 | 0 | 0 | 0 | 0 | 0 | 0 | 0 | 0 | 0 | 0 | 0 | 0 | 0 | 0 | 0 | 0 | 0 | 0 | 0 | 0 | 0 | 0 | 0 | 0 | 0 | 0 | 0 | 0 | 0 | 0 | 0 | 0 | 0 | 0 | 0 | 0 | 0 | 0 | 0 | 0 | 0 | 0 | 0 | 0 | 0 | 0 | 0 | 0 | 0 | 0 | 0 | 0 | 0 | 0 | 0 | 0 | 0 | 0 | 0 | 0 | 0 | 0 | 0 | 0 | 0 | 0 | 0 | 0 | 0 | 0 | 0 | 0 | 0 | 0 | 0 | 0 | 0 | 0 | 0 | 0 | 0 | 0 | 0 | 0 | 0 | 0 | 0 | 0 | 0 | 0 | 0 | 0 | 0 | 0 | 0 | 0 | 0 | 0 | 0 | 0 | 0 | 0 | 0 | 0 | 0 | 0 | 0 | 0 | 0 | 0 | 0 | 0 | 0 | 0 | 0 | 0 | 0 | 0 | 0 | 0 | 0 | 0 | 0 | 0 | 0 | 0 | 0 | 0 | 0 | 0 | 0 | 0 | 0 | 0 | 0 | 0 | 0 | 0 | 0 | 0 | 0 | 0.01296% | 0 | 0 | 0 | 0 | 0 | 0 | 0 | 0 | 0 | 0 | 0 | 0 | 0 | 0 | 0 | 0 | 0 | 0 | 0 | 0 | 0 | 0 | 0 | 0
| IND-Lighting-7P_V2 | M_Input | Council 7th Plan | 2020 | Retro | 2022 | 2045 | PSE | Industrial | Metal Fabrication | Electric | Per Region | NA | NA | Metal Fabrication Mech Pulp: Refiner Replacement | Metal Fabrication Mech Pulp: Refiner Replacement | 0 | 12 | 0 | 0 | I-All-Other-Shift3-All-All-S | 0 | 0 | 0 | 0 | 0 | 0 | 0 | 0 | 0 | 0 | 0 | 0 | Comm Flat | Mech Pulp: Refiner Replacement | Mech Pulp: Refiner Replacement | IndShift3 | 0.01266% | 100% | 0% | 1 | 1 | 100% | 8.333% | 85% | 6.8% | 0.2% | 0 | 0 | 0 | 0 | 0 | 0 | 0 | 0 | 0 |  | 0 | 0 | 0 | 01. ($9,999.000) to $0.028 | N/A | 0 | 01. ($9,999.00) to $0.22 | N/A | 0.085 | 0.085 | 0.085 | 0.085 | 0.085 | 0.085 | 0.085 | 0.085 | 0.085 | 0.085 | 0 | 0 | 0 | 0 | 0 | 0 | 0 | 0 | 0 | 0 | 0 | 0 | 0 | 0 | 0 | 0 | 0 | 0 | 0 | 0 | 0 | 0 | 0 | 0 | 0 | 0 | 0 | 0 | 0 | 0 | 0 | 0 | 0 | 0 | 0 | 0 | 0 | 0 | 0 | 0 | 0 | 0 | 0 | 0 | 0 | 0 | 0 | 0 | 0 | 0 | 0 | 0 | 0 | 0 | 0 | 0 | 0 | 0 | 0 | 0 | 0 | 0 | 0 | 0 | 0 | 0 | 0 | 0 | 0 | 0 | 0 | 0 | 0 | 0 | 0 | 0 | 0 | 0 | 0 | 0 | 0 | 0 | 0 | 0 | 0 | 0 | 0 | 0 | 0 | 0 | 0 | 0 | 0 | 0 | 0 | 0 | 0 | 0 | 0 | 0 | 0 | 0 | 0 | 0 | 0 | 0 | 0 | 0 | 0 | 0 | 0 | 0 | 0 | 0 | 0 | 0 | 0 | 0 | 0 | 0 | 0 | 0 | 0 | 0 | 0 | 0 | 0 | 0 | 0 | 0 | 0 | 0 | 0 | 0 | 0 | 0 | 0 | 0 | 0 | 0 | 0 | 0 | 0 | 0 | 0 | 0 | 0 | 0 | 0 | 0 | 0 | 0 | 0 | 0 | 0 | 0 | 0 | 0 | 0 | 0 | 0 | 0 | 0 | 0 | 0 | 0 | 0 | 0 | 0 | 0 | 0 | 0 | 0 | 0 | 0 | 0 | 0 | 0 | 0 | 0 | 0 | 0 | 0 | 0 | 0 | 0 | 0 | 0 | 0 | 0 | 0 | 0 | 0 | 0.01296% | 0 | 0 | 0 | 0 | 0 | 0 | 0 | 0 | 0 | 0 | 0 | 0 | 0 | 0 | 0 | 0 | 0 | 0 | 0 | 0 | 0 | 0 | 0 | 0
| IND-Lighting-7P_V2 | M_Input | Council 7th Plan | 2020 | Retro | 2022 | 2045 | PSE | Industrial | Metal Fabrication | Electric | Per Region | NA | NA | Metal Fabrication Mech Pulp: Premium Process | Metal Fabrication Mech Pulp: Premium Process | 0 | 5 | 0 | 0 | I-All-Other-Shift3-All-All-S | 0 | 0 | 0 | 0 | 0 | 0 | 0 | 0 | 0 | 0 | 0 | 0 | Comm Flat | Mech Pulp: Premium Process | Mech Pulp: Premium Process | IndShift3 | 0.01266% | 100% | 0% | 1 | 1 | 100% | 20% | 85% | 6.8% | 0.2% | 0 | 0 | 0 | 0 | 0 | 0 | 0 | 0 | 0 |  | 0 | 0 | 0 | 01. ($9,999.000) to $0.028 | N/A | 0 | 01. ($9,999.00) to $0.22 | N/A | 0.085 | 0.085 | 0.085 | 0.085 | 0.085 | 0.085 | 0.085 | 0.085 | 0.085 | 0.085 | 0 | 0 | 0 | 0 | 0 | 0 | 0 | 0 | 0 | 0 | 0 | 0 | 0 | 0 | 0 | 0 | 0 | 0 | 0 | 0 | 0 | 0 | 0 | 0 | 0 | 0 | 0 | 0 | 0 | 0 | 0 | 0 | 0 | 0 | 0 | 0 | 0 | 0 | 0 | 0 | 0 | 0 | 0 | 0 | 0 | 0 | 0 | 0 | 0 | 0 | 0 | 0 | 0 | 0 | 0 | 0 | 0 | 0 | 0 | 0 | 0 | 0 | 0 | 0 | 0 | 0 | 0 | 0 | 0 | 0 | 0 | 0 | 0 | 0 | 0 | 0 | 0 | 0 | 0 | 0 | 0 | 0 | 0 | 0 | 0 | 0 | 0 | 0 | 0 | 0 | 0 | 0 | 0 | 0 | 0 | 0 | 0 | 0 | 0 | 0 | 0 | 0 | 0 | 0 | 0 | 0 | 0 | 0 | 0 | 0 | 0 | 0 | 0 | 0 | 0 | 0 | 0 | 0 | 0 | 0 | 0 | 0 | 0 | 0 | 0 | 0 | 0 | 0 | 0 | 0 | 0 | 0 | 0 | 0 | 0 | 0 | 0 | 0 | 0 | 0 | 0 | 0 | 0 | 0 | 0 | 0 | 0 | 0 | 0 | 0 | 0 | 0 | 0 | 0 | 0 | 0 | 0 | 0 | 0 | 0 | 0 | 0 | 0 | 0 | 0 | 0 | 0 | 0 | 0 | 0 | 0 | 0 | 0 | 0 | 0 | 0 | 0 | 0 | 0 | 0 | 0 | 0 | 0 | 0 | 0 | 0 | 0 | 0 | 0 | 0 | 0 | 0 | 0 | 0.01296% | 0 | 0 | 0 | 0 | 0 | 0 | 0 | 0 | 0 | 0 | 0 | 0 | 0 | 0 | 0 | 0 | 0 | 0 | 0 | 0 | 0 | 0 | 0 | 0
| IND-Lighting-7P_V2 | M_Input | Council 7th Plan | 2020 | Retro | 2022 | 2045 | PSE | Industrial | Metal Fabrication | Electric | Per Region | NA | NA | Metal Fabrication Mech Pulp: Refiner Plate Improvement | Metal Fabrication Mech Pulp: Refiner Plate Improvement | 0 | 1 | 0 | 0 | I-All-Other-Shift3-All-All-S | 0 | 0 | 0 | 0 | 0 | 0 | 0 | 0 | 0 | 0 | 0 | 0 | Comm Flat | Mech Pulp: Refiner Plate Improvement | Mech Pulp: Refiner Plate Improvement | IndShift3 | 0.01266% | 100% | 0% | 1 | 1 | 100% | 100% | 85% | 6.8% | 0.2% | 0 | 0 | 0 | 0 | 0 | 0 | 0 | 0 | 0 |  | 0 | 0 | 0 | 01. ($9,999.000) to $0.028 | N/A | 0 | 01. ($9,999.00) to $0.22 | N/A | 0.085 | 0.085 | 0.085 | 0.085 | 0.085 | 0.085 | 0.085 | 0.085 | 0.085 | 0.085 | 0 | 0 | 0 | 0 | 0 | 0 | 0 | 0 | 0 | 0 | 0 | 0 | 0 | 0 | 0 | 0 | 0 | 0 | 0 | 0 | 0 | 0 | 0 | 0 | 0 | 0 | 0 | 0 | 0 | 0 | 0 | 0 | 0 | 0 | 0 | 0 | 0 | 0 | 0 | 0 | 0 | 0 | 0 | 0 | 0 | 0 | 0 | 0 | 0 | 0 | 0 | 0 | 0 | 0 | 0 | 0 | 0 | 0 | 0 | 0 | 0 | 0 | 0 | 0 | 0 | 0 | 0 | 0 | 0 | 0 | 0 | 0 | 0 | 0 | 0 | 0 | 0 | 0 | 0 | 0 | 0 | 0 | 0 | 0 | 0 | 0 | 0 | 0 | 0 | 0 | 0 | 0 | 0 | 0 | 0 | 0 | 0 | 0 | 0 | 0 | 0 | 0 | 0 | 0 | 0 | 0 | 0 | 0 | 0 | 0 | 0 | 0 | 0 | 0 | 0 | 0 | 0 | 0 | 0 | 0 | 0 | 0 | 0 | 0 | 0 | 0 | 0 | 0 | 0 | 0 | 0 | 0 | 0 | 0 | 0 | 0 | 0 | 0 | 0 | 0 | 0 | 0 | 0 | 0 | 0 | 0 | 0 | 0 | 0 | 0 | 0 | 0 | 0 | 0 | 0 | 0 | 0 | 0 | 0 | 0 | 0 | 0 | 0 | 0 | 0 | 0 | 0 | 0 | 0 | 0 | 0 | 0 | 0 | 0 | 0 | 0 | 0 | 0 | 0 | 0 | 0 | 0 | 0 | 0 | 0 | 0 | 0 | 0 | 0 | 0 | 0 | 0 | 0 | 0.01296% | 0 | 0 | 0 | 0 | 0 | 0 | 0 | 0 | 0 | 0 | 0 | 0 | 0 | 0 | 0 | 0 | 0 | 0 | 0 | 0 | 0 | 0 | 0 | 0
| IND-Lighting-7P_V2 | M_Input | Council 7th Plan | 2020 | Retro | 2022 | 2045 | PSE | Industrial | Metal Fabrication | Electric | Per Region | NA | NA | Metal Fabrication Kraft: Effluent Treatment System | Metal Fabrication Kraft: Effluent Treatment System | 0 | 10 | 0 | 0 | I-All-Other-Shift3-All-All-S | 0 | 0 | 0 | 0 | 0 | 0 | 0 | 0 | 0 | 0 | 0 | 0 | Comm Flat | Kraft: Effluent Treatment System | Kraft: Effluent Treatment System | IndShift3 | 0.01266% | 100% | 0% | 1 | 1 | 100% | 10% | 85% | 6.8% | 0.2% | 0 | 0 | 0 | 0 | 0 | 0 | 0 | 0 | 0 |  | 0 | 0 | 0 | 01. ($9,999.000) to $0.028 | N/A | 0 | 01. ($9,999.00) to $0.22 | N/A | 0.085 | 0.085 | 0.085 | 0.085 | 0.085 | 0.085 | 0.085 | 0.085 | 0.085 | 0.085 | 0 | 0 | 0 | 0 | 0 | 0 | 0 | 0 | 0 | 0 | 0 | 0 | 0 | 0 | 0 | 0 | 0 | 0 | 0 | 0 | 0 | 0 | 0 | 0 | 0 | 0 | 0 | 0 | 0 | 0 | 0 | 0 | 0 | 0 | 0 | 0 | 0 | 0 | 0 | 0 | 0 | 0 | 0 | 0 | 0 | 0 | 0 | 0 | 0 | 0 | 0 | 0 | 0 | 0 | 0 | 0 | 0 | 0 | 0 | 0 | 0 | 0 | 0 | 0 | 0 | 0 | 0 | 0 | 0 | 0 | 0 | 0 | 0 | 0 | 0 | 0 | 0 | 0 | 0 | 0 | 0 | 0 | 0 | 0 | 0 | 0 | 0 | 0 | 0 | 0 | 0 | 0 | 0 | 0 | 0 | 0 | 0 | 0 | 0 | 0 | 0 | 0 | 0 | 0 | 0 | 0 | 0 | 0 | 0 | 0 | 0 | 0 | 0 | 0 | 0 | 0 | 0 | 0 | 0 | 0 | 0 | 0 | 0 | 0 | 0 | 0 | 0 | 0 | 0 | 0 | 0 | 0 | 0 | 0 | 0 | 0 | 0 | 0 | 0 | 0 | 0 | 0 | 0 | 0 | 0 | 0 | 0 | 0 | 0 | 0 | 0 | 0 | 0 | 0 | 0 | 0 | 0 | 0 | 0 | 0 | 0 | 0 | 0 | 0 | 0 | 0 | 0 | 0 | 0 | 0 | 0 | 0 | 0 | 0 | 0 | 0 | 0 | 0 | 0 | 0 | 0 | 0 | 0 | 0 | 0 | 0 | 0 | 0 | 0 | 0 | 0 | 0 | 0 | 0.01296% | 0 | 0 | 0 | 0 | 0 | 0 | 0 | 0 | 0 | 0 | 0 | 0 | 0 | 0 | 0 | 0 | 0 | 0 | 0 | 0 | 0 | 0 | 0 | 0
| IND-Lighting-7P_V2 | M_Input | Council 7th Plan | 2020 | Retro | 2022 | 2045 | PSE | Industrial | Metal Fabrication | Electric | Per Region | NA | NA | Metal Fabrication Kraft: Efficient Agitator | Metal Fabrication Kraft: Efficient Agitator | 0 | 10 | 0 | 0 | I-All-Other-Shift3-All-All-S | 0 | 0 | 0 | 0 | 0 | 0 | 0 | 0 | 0 | 0 | 0 | 0 | Comm Flat | Kraft: Efficient Agitator | Kraft: Efficient Agitator | IndShift3 | 0.01266% | 100% | 0% | 1 | 1 | 100% | 10% | 85% | 6.8% | 0.2% | 0 | 0 | 0 | 0 | 0 | 0 | 0 | 0 | 0 |  | 0 | 0 | 0 | 01. ($9,999.000) to $0.028 | N/A | 0 | 01. ($9,999.00) to $0.22 | N/A | 0.085 | 0.085 | 0.085 | 0.085 | 0.085 | 0.085 | 0.085 | 0.085 | 0.085 | 0.085 | 0 | 0 | 0 | 0 | 0 | 0 | 0 | 0 | 0 | 0 | 0 | 0 | 0 | 0 | 0 | 0 | 0 | 0 | 0 | 0 | 0 | 0 | 0 | 0 | 0 | 0 | 0 | 0 | 0 | 0 | 0 | 0 | 0 | 0 | 0 | 0 | 0 | 0 | 0 | 0 | 0 | 0 | 0 | 0 | 0 | 0 | 0 | 0 | 0 | 0 | 0 | 0 | 0 | 0 | 0 | 0 | 0 | 0 | 0 | 0 | 0 | 0 | 0 | 0 | 0 | 0 | 0 | 0 | 0 | 0 | 0 | 0 | 0 | 0 | 0 | 0 | 0 | 0 | 0 | 0 | 0 | 0 | 0 | 0 | 0 | 0 | 0 | 0 | 0 | 0 | 0 | 0 | 0 | 0 | 0 | 0 | 0 | 0 | 0 | 0 | 0 | 0 | 0 | 0 | 0 | 0 | 0 | 0 | 0 | 0 | 0 | 0 | 0 | 0 | 0 | 0 | 0 | 0 | 0 | 0 | 0 | 0 | 0 | 0 | 0 | 0 | 0 | 0 | 0 | 0 | 0 | 0 | 0 | 0 | 0 | 0 | 0 | 0 | 0 | 0 | 0 | 0 | 0 | 0 | 0 | 0 | 0 | 0 | 0 | 0 | 0 | 0 | 0 | 0 | 0 | 0 | 0 | 0 | 0 | 0 | 0 | 0 | 0 | 0 | 0 | 0 | 0 | 0 | 0 | 0 | 0 | 0 | 0 | 0 | 0 | 0 | 0 | 0 | 0 | 0 | 0 | 0 | 0 | 0 | 0 | 0 | 0 | 0 | 0 | 0 | 0 | 0 | 0 | 0.01296% | 0 | 0 | 0 | 0 | 0 | 0 | 0 | 0 | 0 | 0 | 0 | 0 | 0 | 0 | 0 | 0 | 0 | 0 | 0 | 0 | 0 | 0 | 0 | 0
| IND-Lighting-7P_V2 | M_Input | Council 7th Plan | 2020 | Retro | 2022 | 2045 | PSE | Industrial | Metal Fabrication | Electric | Per Region | NA | NA | Metal Fabrication Paper: Efficient Pulp Screen | Metal Fabrication Paper: Efficient Pulp Screen | 0 | 10 | 0 | 0 | I-All-Other-Shift3-All-All-S | 0 | 0 | 0 | 0 | 0 | 0 | 0 | 0 | 0 | 0 | 0 | 0 | Comm Flat | Paper: Efficient Pulp Screen | Paper: Efficient Pulp Screen | IndShift3 | 0.01266% | 100% | 0% | 1 | 1 | 100% | 10% | 85% | 6.8% | 0.2% | 0 | 0 | 0 | 0 | 0 | 0 | 0 | 0 | 0 |  | 0 | 0 | 0 | 01. ($9,999.000) to $0.028 | N/A | 0 | 01. ($9,999.00) to $0.22 | N/A | 0.085 | 0.085 | 0.085 | 0.085 | 0.085 | 0.085 | 0.085 | 0.085 | 0.085 | 0.085 | 0 | 0 | 0 | 0 | 0 | 0 | 0 | 0 | 0 | 0 | 0 | 0 | 0 | 0 | 0 | 0 | 0 | 0 | 0 | 0 | 0 | 0 | 0 | 0 | 0 | 0 | 0 | 0 | 0 | 0 | 0 | 0 | 0 | 0 | 0 | 0 | 0 | 0 | 0 | 0 | 0 | 0 | 0 | 0 | 0 | 0 | 0 | 0 | 0 | 0 | 0 | 0 | 0 | 0 | 0 | 0 | 0 | 0 | 0 | 0 | 0 | 0 | 0 | 0 | 0 | 0 | 0 | 0 | 0 | 0 | 0 | 0 | 0 | 0 | 0 | 0 | 0 | 0 | 0 | 0 | 0 | 0 | 0 | 0 | 0 | 0 | 0 | 0 | 0 | 0 | 0 | 0 | 0 | 0 | 0 | 0 | 0 | 0 | 0 | 0 | 0 | 0 | 0 | 0 | 0 | 0 | 0 | 0 | 0 | 0 | 0 | 0 | 0 | 0 | 0 | 0 | 0 | 0 | 0 | 0 | 0 | 0 | 0 | 0 | 0 | 0 | 0 | 0 | 0 | 0 | 0 | 0 | 0 | 0 | 0 | 0 | 0 | 0 | 0 | 0 | 0 | 0 | 0 | 0 | 0 | 0 | 0 | 0 | 0 | 0 | 0 | 0 | 0 | 0 | 0 | 0 | 0 | 0 | 0 | 0 | 0 | 0 | 0 | 0 | 0 | 0 | 0 | 0 | 0 | 0 | 0 | 0 | 0 | 0 | 0 | 0 | 0 | 0 | 0 | 0 | 0 | 0 | 0 | 0 | 0 | 0 | 0 | 0 | 0 | 0 | 0 | 0 | 0 | 0.01296% | 0 | 0 | 0 | 0 | 0 | 0 | 0 | 0 | 0 | 0 | 0 | 0 | 0 | 0 | 0 | 0 | 0 | 0 | 0 | 0 | 0 | 0 | 0 | 0
| IND-Lighting-7P_V2 | M_Input | Council 7th Plan | 2020 | Retro | 2022 | 2045 | PSE | Industrial | Metal Fabrication | Electric | Per Region | NA | NA | Metal Fabrication Paper: Premium Fan | Metal Fabrication Paper: Premium Fan | 0 | 10 | 0 | 0 | I-All-Other-Shift3-All-All-S | 0 | 0 | 0 | 0 | 0 | 0 | 0 | 0 | 0 | 0 | 0 | 0 | Comm Flat | Paper: Premium Fan | Paper: Premium Fan | IndShift3 | 0.01266% | 100% | 0% | 1 | 1 | 100% | 10% | 85% | 6.8% | 0.2% | 0 | 0 | 0 | 0 | 0 | 0 | 0 | 0 | 0 |  | 0 | 0 | 0 | 01. ($9,999.000) to $0.028 | N/A | 0 | 01. ($9,999.00) to $0.22 | N/A | 0.085 | 0.085 | 0.085 | 0.085 | 0.085 | 0.085 | 0.085 | 0.085 | 0.085 | 0.085 | 0 | 0 | 0 | 0 | 0 | 0 | 0 | 0 | 0 | 0 | 0 | 0 | 0 | 0 | 0 | 0 | 0 | 0 | 0 | 0 | 0 | 0 | 0 | 0 | 0 | 0 | 0 | 0 | 0 | 0 | 0 | 0 | 0 | 0 | 0 | 0 | 0 | 0 | 0 | 0 | 0 | 0 | 0 | 0 | 0 | 0 | 0 | 0 | 0 | 0 | 0 | 0 | 0 | 0 | 0 | 0 | 0 | 0 | 0 | 0 | 0 | 0 | 0 | 0 | 0 | 0 | 0 | 0 | 0 | 0 | 0 | 0 | 0 | 0 | 0 | 0 | 0 | 0 | 0 | 0 | 0 | 0 | 0 | 0 | 0 | 0 | 0 | 0 | 0 | 0 | 0 | 0 | 0 | 0 | 0 | 0 | 0 | 0 | 0 | 0 | 0 | 0 | 0 | 0 | 0 | 0 | 0 | 0 | 0 | 0 | 0 | 0 | 0 | 0 | 0 | 0 | 0 | 0 | 0 | 0 | 0 | 0 | 0 | 0 | 0 | 0 | 0 | 0 | 0 | 0 | 0 | 0 | 0 | 0 | 0 | 0 | 0 | 0 | 0 | 0 | 0 | 0 | 0 | 0 | 0 | 0 | 0 | 0 | 0 | 0 | 0 | 0 | 0 | 0 | 0 | 0 | 0 | 0 | 0 | 0 | 0 | 0 | 0 | 0 | 0 | 0 | 0 | 0 | 0 | 0 | 0 | 0 | 0 | 0 | 0 | 0 | 0 | 0 | 0 | 0 | 0 | 0 | 0 | 0 | 0 | 0 | 0 | 0 | 0 | 0 | 0 | 0 | 0 | 0.01296% | 0 | 0 | 0 | 0 | 0 | 0 | 0 | 0 | 0 | 0 | 0 | 0 | 0 | 0 | 0 | 0 | 0 | 0 | 0 | 0 | 0 | 0 | 0 | 0
| IND-Lighting-7P_V2 | M_Input | Council 7th Plan | 2020 | Retro | 2022 | 2045 | PSE | Industrial | Metal Fabrication | Electric | Per Region | NA | NA | Metal Fabrication Paper: Material Handling | Metal Fabrication Paper: Material Handling | 0 | 10 | 0 | 0 | I-All-Other-Shift3-All-All-S | 0 | 0 | 0 | 0 | 0 | 0 | 0 | 0 | 0 | 0 | 0 | 0 | Comm Flat | Paper: Material Handling | Paper: Material Handling | SIC24 | 0.01335% | 100% | 0% | 1 | 1 | 100% | 10% | 85% | 6.8% | 0.2% | 0 | 0 | 0 | 0 | 0 | 0 | 0 | 0 | 0 |  | 0 | 0 | 0 | 01. ($9,999.000) to $0.028 | N/A | 0 | 01. ($9,999.00) to $0.22 | N/A | 0.085 | 0.085 | 0.085 | 0.085 | 0.085 | 0.085 | 0.085 | 0.085 | 0.085 | 0.085 | 0 | 0 | 0 | 0 | 0 | 0 | 0 | 0 | 0 | 0 | 0 | 0 | 0 | 0 | 0 | 0 | 0 | 0 | 0 | 0 | 0 | 0 | 0 | 0 | 0 | 0 | 0 | 0 | 0 | 0 | 0 | 0 | 0 | 0 | 0 | 0 | 0 | 0 | 0 | 0 | 0 | 0 | 0 | 0 | 0 | 0 | 0 | 0 | 0 | 0 | 0 | 0 | 0 | 0 | 0 | 0 | 0 | 0 | 0 | 0 | 0 | 0 | 0 | 0 | 0 | 0 | 0 | 0 | 0 | 0 | 0 | 0 | 0 | 0 | 0 | 0 | 0 | 0 | 0 | 0 | 0 | 0 | 0 | 0 | 0 | 0 | 0 | 0 | 0 | 0 | 0 | 0 | 0 | 0 | 0 | 0 | 0 | 0 | 0 | 0 | 0 | 0 | 0 | 0 | 0 | 0 | 0 | 0 | 0 | 0 | 0 | 0 | 0 | 0 | 0 | 0 | 0 | 0 | 0 | 0 | 0 | 0 | 0 | 0 | 0 | 0 | 0 | 0 | 0 | 0 | 0 | 0 | 0 | 0 | 0 | 0 | 0 | 0 | 0 | 0 | 0 | 0 | 0 | 0 | 0 | 0 | 0 | 0 | 0 | 0 | 0 | 0 | 0 | 0 | 0 | 0 | 0 | 0 | 0 | 0 | 0 | 0 | 0 | 0 | 0 | 0 | 0 | 0 | 0 | 0 | 0 | 0 | 0 | 0 | 0 | 0 | 0 | 0 | 0 | 0 | 0 | 0 | 0 | 0 | 0 | 0 | 0 | 0 | 0 | 0 | 0 | 0 | 0 | 0.01209% | 0 | 0 | 0 | 0 | 0 | 0 | 0 | 0 | 0 | 0 | 0 | 0 | 0 | 0 | 0 | 0 | 0 | 0 | 0 | 0 | 0 | 0 | 0 | 0
| IND-Lighting-7P_V2 | M_Input | Council 7th Plan | 2020 | Retro | 2022 | 2045 | PSE | Industrial | Metal Fabrication | Electric | Per Region | NA | NA | Metal Fabrication Paper: Large Material Handling | Metal Fabrication Paper: Large Material Handling | 0 | 10 | 0 | 0 | I-All-Other-Shift3-All-All-S | 0 | 0 | 0 | 0 | 0 | 0 | 0 | 0 | 0 | 0 | 0 | 0 | Comm Flat | Paper: Large Material Handling | Paper: Large Material Handling | SIC24 | 0.01335% | 100% | 0% | 1 | 1 | 100% | 10% | 85% | 6.8% | 0.2% | 0 | 0 | 0 | 0 | 0 | 0 | 0 | 0 | 0 |  | 0 | 0 | 0 | 01. ($9,999.000) to $0.028 | N/A | 0 | 01. ($9,999.00) to $0.22 | N/A | 0.085 | 0.085 | 0.085 | 0.085 | 0.085 | 0.085 | 0.085 | 0.085 | 0.085 | 0.085 | 0 | 0 | 0 | 0 | 0 | 0 | 0 | 0 | 0 | 0 | 0 | 0 | 0 | 0 | 0 | 0 | 0 | 0 | 0 | 0 | 0 | 0 | 0 | 0 | 0 | 0 | 0 | 0 | 0 | 0 | 0 | 0 | 0 | 0 | 0 | 0 | 0 | 0 | 0 | 0 | 0 | 0 | 0 | 0 | 0 | 0 | 0 | 0 | 0 | 0 | 0 | 0 | 0 | 0 | 0 | 0 | 0 | 0 | 0 | 0 | 0 | 0 | 0 | 0 | 0 | 0 | 0 | 0 | 0 | 0 | 0 | 0 | 0 | 0 | 0 | 0 | 0 | 0 | 0 | 0 | 0 | 0 | 0 | 0 | 0 | 0 | 0 | 0 | 0 | 0 | 0 | 0 | 0 | 0 | 0 | 0 | 0 | 0 | 0 | 0 | 0 | 0 | 0 | 0 | 0 | 0 | 0 | 0 | 0 | 0 | 0 | 0 | 0 | 0 | 0 | 0 | 0 | 0 | 0 | 0 | 0 | 0 | 0 | 0 | 0 | 0 | 0 | 0 | 0 | 0 | 0 | 0 | 0 | 0 | 0 | 0 | 0 | 0 | 0 | 0 | 0 | 0 | 0 | 0 | 0 | 0 | 0 | 0 | 0 | 0 | 0 | 0 | 0 | 0 | 0 | 0 | 0 | 0 | 0 | 0 | 0 | 0 | 0 | 0 | 0 | 0 | 0 | 0 | 0 | 0 | 0 | 0 | 0 | 0 | 0 | 0 | 0 | 0 | 0 | 0 | 0 | 0 | 0 | 0 | 0 | 0 | 0 | 0 | 0 | 0 | 0 | 0 | 0 | 0.01209% | 0 | 0 | 0 | 0 | 0 | 0 | 0 | 0 | 0 | 0 | 0 | 0 | 0 | 0 | 0 | 0 | 0 | 0 | 0 | 0 | 0 | 0 | 0 | 0
| IND-Lighting-7P_V2 | M_Input | Council 7th Plan | 2020 | Retro | 2022 | 2045 | PSE | Industrial | Metal Fabrication | Electric | Per Region | NA | NA | Metal Fabrication Paper: Premium Control Large Material | Metal Fabrication Paper: Premium Control Large Material | 0 | 10 | 0 | 0 | I-All-Other-Shift3-All-All-S | 0 | 0 | 0 | 0 | 0 | 0 | 0 | 0 | 0 | 0 | 0 | 0 | Comm Flat | Paper: Premium Control Large Material | Paper: Premium Control Large Material | IndShift3 | 0.01266% | 100% | 0% | 1 | 1 | 100% | 10% | 85% | 6.8% | 0.2% | 0 | 0 | 0 | 0 | 0 | 0 | 0 | 0 | 0 |  | 0 | 0 | 0 | 01. ($9,999.000) to $0.028 | N/A | 0 | 01. ($9,999.00) to $0.22 | N/A | 0.085 | 0.085 | 0.085 | 0.085 | 0.085 | 0.085 | 0.085 | 0.085 | 0.085 | 0.085 | 0 | 0 | 0 | 0 | 0 | 0 | 0 | 0 | 0 | 0 | 0 | 0 | 0 | 0 | 0 | 0 | 0 | 0 | 0 | 0 | 0 | 0 | 0 | 0 | 0 | 0 | 0 | 0 | 0 | 0 | 0 | 0 | 0 | 0 | 0 | 0 | 0 | 0 | 0 | 0 | 0 | 0 | 0 | 0 | 0 | 0 | 0 | 0 | 0 | 0 | 0 | 0 | 0 | 0 | 0 | 0 | 0 | 0 | 0 | 0 | 0 | 0 | 0 | 0 | 0 | 0 | 0 | 0 | 0 | 0 | 0 | 0 | 0 | 0 | 0 | 0 | 0 | 0 | 0 | 0 | 0 | 0 | 0 | 0 | 0 | 0 | 0 | 0 | 0 | 0 | 0 | 0 | 0 | 0 | 0 | 0 | 0 | 0 | 0 | 0 | 0 | 0 | 0 | 0 | 0 | 0 | 0 | 0 | 0 | 0 | 0 | 0 | 0 | 0 | 0 | 0 | 0 | 0 | 0 | 0 | 0 | 0 | 0 | 0 | 0 | 0 | 0 | 0 | 0 | 0 | 0 | 0 | 0 | 0 | 0 | 0 | 0 | 0 | 0 | 0 | 0 | 0 | 0 | 0 | 0 | 0 | 0 | 0 | 0 | 0 | 0 | 0 | 0 | 0 | 0 | 0 | 0 | 0 | 0 | 0 | 0 | 0 | 0 | 0 | 0 | 0 | 0 | 0 | 0 | 0 | 0 | 0 | 0 | 0 | 0 | 0 | 0 | 0 | 0 | 0 | 0 | 0 | 0 | 0 | 0 | 0 | 0 | 0 | 0 | 0 | 0 | 0 | 0 | 0.01296% | 0 | 0 | 0 | 0 | 0 | 0 | 0 | 0 | 0 | 0 | 0 | 0 | 0 | 0 | 0 | 0 | 0 | 0 | 0 | 0 | 0 | 0 | 0 | 0
| IND-Lighting-7P_V2 | M_Input | Council 7th Plan | 2020 | Retro | 2022 | 2045 | PSE | Industrial | Metal Fabrication | Electric | Per Region | NA | NA | Metal Fabrication Material Handling1 | Metal Fabrication Material Handling1 | 0 | 10 | 0 | 0 | I-SIC24-Proc-All-All-All-E | 0 | 0 | 0 | 0 | 0 | 0 | 0 | 0 | 0 | 0 | 0 | 0 | Comm Flat | Material Handling1 | Material Handling1 | SIC24 | 0.01335% | 100% | 0% | 1 | 1 | 100% | 10% | 85% | 6.8% | 0.2% | 0 | 0 | 0 | 0 | 0 | 0 | 0 | 0 | 0 |  | 0 | 0 | 0 | 01. ($9,999.000) to $0.028 | N/A | 0 | 01. ($9,999.00) to $0.22 | N/A | 0.085 | 0.085 | 0.085 | 0.085 | 0.085 | 0.085 | 0.085 | 0.085 | 0.085 | 0.085 | 0 | 0 | 0 | 0 | 0 | 0 | 0 | 0 | 0 | 0 | 0 | 0 | 0 | 0 | 0 | 0 | 0 | 0 | 0 | 0 | 0 | 0 | 0 | 0 | 0 | 0 | 0 | 0 | 0 | 0 | 0 | 0 | 0 | 0 | 0 | 0 | 0 | 0 | 0 | 0 | 0 | 0 | 0 | 0 | 0 | 0 | 0 | 0 | 0 | 0 | 0 | 0 | 0 | 0 | 0 | 0 | 0 | 0 | 0 | 0 | 0 | 0 | 0 | 0 | 0 | 0 | 0 | 0 | 0 | 0 | 0 | 0 | 0 | 0 | 0 | 0 | 0 | 0 | 0 | 0 | 0 | 0 | 0 | 0 | 0 | 0 | 0 | 0 | 0 | 0 | 0 | 0 | 0 | 0 | 0 | 0 | 0 | 0 | 0 | 0 | 0 | 0 | 0 | 0 | 0 | 0 | 0 | 0 | 0 | 0 | 0 | 0 | 0 | 0 | 0 | 0 | 0 | 0 | 0 | 0 | 0 | 0 | 0 | 0 | 0 | 0 | 0 | 0 | 0 | 0 | 0 | 0 | 0 | 0 | 0 | 0 | 0 | 0 | 0 | 0 | 0 | 0 | 0 | 0 | 0 | 0 | 0 | 0 | 0 | 0 | 0 | 0 | 0 | 0 | 0 | 0 | 0 | 0 | 0 | 0 | 0 | 0 | 0 | 0 | 0 | 0 | 0 | 0 | 0 | 0 | 0 | 0 | 0 | 0 | 0 | 0 | 0 | 0 | 0 | 0 | 0 | 0 | 0 | 0 | 0 | 0 | 0 | 0 | 0 | 0 | 0 | 0 | 0 | 0.01209% | 0 | 0 | 0 | 0 | 0 | 0 | 0 | 0 | 0 | 0 | 0 | 0 | 0 | 0 | 0 | 0 | 0 | 0 | 0 | 0 | 0 | 0 | 0 | 0
| IND-Lighting-7P_V2 | M_Input | Council 7th Plan | 2020 | Retro | 2022 | 2045 | PSE | Industrial | Metal Fabrication | Electric | Per Region | NA | NA | Metal Fabrication Material Handling2 | Metal Fabrication Material Handling2 | 0 | 10 | 0 | 0 | I-SIC24-Proc-All-All-All-E | 0 | 0 | 0 | 0 | 0 | 0 | 0 | 0 | 0 | 0 | 0 | 0 | Comm Flat | Material Handling2 | Material Handling2 | SIC24 | 0.01335% | 100% | 0% | 1 | 1 | 100% | 10% | 85% | 6.8% | 0.2% | 0 | 0 | 0 | 0 | 0 | 0 | 0 | 0 | 0 |  | 0 | 0 | 0 | 01. ($9,999.000) to $0.028 | N/A | 0 | 01. ($9,999.00) to $0.22 | N/A | 0.085 | 0.085 | 0.085 | 0.085 | 0.085 | 0.085 | 0.085 | 0.085 | 0.085 | 0.085 | 0 | 0 | 0 | 0 | 0 | 0 | 0 | 0 | 0 | 0 | 0 | 0 | 0 | 0 | 0 | 0 | 0 | 0 | 0 | 0 | 0 | 0 | 0 | 0 | 0 | 0 | 0 | 0 | 0 | 0 | 0 | 0 | 0 | 0 | 0 | 0 | 0 | 0 | 0 | 0 | 0 | 0 | 0 | 0 | 0 | 0 | 0 | 0 | 0 | 0 | 0 | 0 | 0 | 0 | 0 | 0 | 0 | 0 | 0 | 0 | 0 | 0 | 0 | 0 | 0 | 0 | 0 | 0 | 0 | 0 | 0 | 0 | 0 | 0 | 0 | 0 | 0 | 0 | 0 | 0 | 0 | 0 | 0 | 0 | 0 | 0 | 0 | 0 | 0 | 0 | 0 | 0 | 0 | 0 | 0 | 0 | 0 | 0 | 0 | 0 | 0 | 0 | 0 | 0 | 0 | 0 | 0 | 0 | 0 | 0 | 0 | 0 | 0 | 0 | 0 | 0 | 0 | 0 | 0 | 0 | 0 | 0 | 0 | 0 | 0 | 0 | 0 | 0 | 0 | 0 | 0 | 0 | 0 | 0 | 0 | 0 | 0 | 0 | 0 | 0 | 0 | 0 | 0 | 0 | 0 | 0 | 0 | 0 | 0 | 0 | 0 | 0 | 0 | 0 | 0 | 0 | 0 | 0 | 0 | 0 | 0 | 0 | 0 | 0 | 0 | 0 | 0 | 0 | 0 | 0 | 0 | 0 | 0 | 0 | 0 | 0 | 0 | 0 | 0 | 0 | 0 | 0 | 0 | 0 | 0 | 0 | 0 | 0 | 0 | 0 | 0 | 0 | 0 | 0.01209% | 0 | 0 | 0 | 0 | 0 | 0 | 0 | 0 | 0 | 0 | 0 | 0 | 0 | 0 | 0 | 0 | 0 | 0 | 0 | 0 | 0 | 0 | 0 | 0
| IND-Lighting-7P_V2 | M_Input | Council 7th Plan | 2020 | Retro | 2022 | 2045 | PSE | Industrial | Metal Fabrication | Electric | Per Region | NA | NA | Metal Fabrication Material Handling VFD1 | Metal Fabrication Material Handling VFD1 | 0 | 10 | 0 | 0 | I-SIC24-Proc-All-All-All-E | 0 | 0 | 0 | 0 | 0 | 0 | 0 | 0 | 0 | 0 | 0 | 0 | Comm Flat | Material Handling VFD1 | Material Handling VFD1 | SIC24 | 0.01335% | 100% | 0% | 1 | 1 | 100% | 10% | 85% | 6.8% | 0.2% | 0 | 0 | 0 | 0 | 0 | 0 | 0 | 0 | 0 |  | 0 | 0 | 0 | 01. ($9,999.000) to $0.028 | N/A | 0 | 01. ($9,999.00) to $0.22 | N/A | 0.085 | 0.085 | 0.085 | 0.085 | 0.085 | 0.085 | 0.085 | 0.085 | 0.085 | 0.085 | 0 | 0 | 0 | 0 | 0 | 0 | 0 | 0 | 0 | 0 | 0 | 0 | 0 | 0 | 0 | 0 | 0 | 0 | 0 | 0 | 0 | 0 | 0 | 0 | 0 | 0 | 0 | 0 | 0 | 0 | 0 | 0 | 0 | 0 | 0 | 0 | 0 | 0 | 0 | 0 | 0 | 0 | 0 | 0 | 0 | 0 | 0 | 0 | 0 | 0 | 0 | 0 | 0 | 0 | 0 | 0 | 0 | 0 | 0 | 0 | 0 | 0 | 0 | 0 | 0 | 0 | 0 | 0 | 0 | 0 | 0 | 0 | 0 | 0 | 0 | 0 | 0 | 0 | 0 | 0 | 0 | 0 | 0 | 0 | 0 | 0 | 0 | 0 | 0 | 0 | 0 | 0 | 0 | 0 | 0 | 0 | 0 | 0 | 0 | 0 | 0 | 0 | 0 | 0 | 0 | 0 | 0 | 0 | 0 | 0 | 0 | 0 | 0 | 0 | 0 | 0 | 0 | 0 | 0 | 0 | 0 | 0 | 0 | 0 | 0 | 0 | 0 | 0 | 0 | 0 | 0 | 0 | 0 | 0 | 0 | 0 | 0 | 0 | 0 | 0 | 0 | 0 | 0 | 0 | 0 | 0 | 0 | 0 | 0 | 0 | 0 | 0 | 0 | 0 | 0 | 0 | 0 | 0 | 0 | 0 | 0 | 0 | 0 | 0 | 0 | 0 | 0 | 0 | 0 | 0 | 0 | 0 | 0 | 0 | 0 | 0 | 0 | 0 | 0 | 0 | 0 | 0 | 0 | 0 | 0 | 0 | 0 | 0 | 0 | 0 | 0 | 0 | 0 | 0.01209% | 0 | 0 | 0 | 0 | 0 | 0 | 0 | 0 | 0 | 0 | 0 | 0 | 0 | 0 | 0 | 0 | 0 | 0 | 0 | 0 | 0 | 0 | 0 | 0
| IND-Lighting-7P_V2 | M_Input | Council 7th Plan | 2020 | Retro | 2022 | 2045 | PSE | Industrial | Metal Fabrication | Electric | Per Region | NA | NA | Metal Fabrication Material Handling VFD2 | Metal Fabrication Material Handling VFD2 | 0 | 10 | 0 | 0 | I-SIC24-Proc-All-All-All-E | 0 | 0 | 0 | 0 | 0 | 0 | 0 | 0 | 0 | 0 | 0 | 0 | Comm Flat | Material Handling VFD2 | Material Handling VFD2 | SIC24 | 0.01335% | 100% | 0% | 1 | 1 | 100% | 10% | 85% | 6.8% | 0.2% | 0 | 0 | 0 | 0 | 0 | 0 | 0 | 0 | 0 |  | 0 | 0 | 0 | 01. ($9,999.000) to $0.028 | N/A | 0 | 01. ($9,999.00) to $0.22 | N/A | 0.085 | 0.085 | 0.085 | 0.085 | 0.085 | 0.085 | 0.085 | 0.085 | 0.085 | 0.085 | 0 | 0 | 0 | 0 | 0 | 0 | 0 | 0 | 0 | 0 | 0 | 0 | 0 | 0 | 0 | 0 | 0 | 0 | 0 | 0 | 0 | 0 | 0 | 0 | 0 | 0 | 0 | 0 | 0 | 0 | 0 | 0 | 0 | 0 | 0 | 0 | 0 | 0 | 0 | 0 | 0 | 0 | 0 | 0 | 0 | 0 | 0 | 0 | 0 | 0 | 0 | 0 | 0 | 0 | 0 | 0 | 0 | 0 | 0 | 0 | 0 | 0 | 0 | 0 | 0 | 0 | 0 | 0 | 0 | 0 | 0 | 0 | 0 | 0 | 0 | 0 | 0 | 0 | 0 | 0 | 0 | 0 | 0 | 0 | 0 | 0 | 0 | 0 | 0 | 0 | 0 | 0 | 0 | 0 | 0 | 0 | 0 | 0 | 0 | 0 | 0 | 0 | 0 | 0 | 0 | 0 | 0 | 0 | 0 | 0 | 0 | 0 | 0 | 0 | 0 | 0 | 0 | 0 | 0 | 0 | 0 | 0 | 0 | 0 | 0 | 0 | 0 | 0 | 0 | 0 | 0 | 0 | 0 | 0 | 0 | 0 | 0 | 0 | 0 | 0 | 0 | 0 | 0 | 0 | 0 | 0 | 0 | 0 | 0 | 0 | 0 | 0 | 0 | 0 | 0 | 0 | 0 | 0 | 0 | 0 | 0 | 0 | 0 | 0 | 0 | 0 | 0 | 0 | 0 | 0 | 0 | 0 | 0 | 0 | 0 | 0 | 0 | 0 | 0 | 0 | 0 | 0 | 0 | 0 | 0 | 0 | 0 | 0 | 0 | 0 | 0 | 0 | 0 | 0.01209% | 0 | 0 | 0 | 0 | 0 | 0 | 0 | 0 | 0 | 0 | 0 | 0 | 0 | 0 | 0 | 0 | 0 | 0 | 0 | 0 | 0 | 0 | 0 | 0
| IND-Lighting-7P_V2 | M_Input | Council 7th Plan | 2020 | Retro | 2022 | 2045 | PSE | Industrial | Metal Fabrication | Electric | Per Region | NA | NA | Metal Fabrication Wood: Replace Pneumatic Conveyor | Metal Fabrication Wood: Replace Pneumatic Conveyor | 0 | 10 | 0 | 0 | I-SIC24-Proc-All-All-All-E | 0 | 0 | 0 | 0 | 0 | 0 | 0 | 0 | 0 | 0 | 0 | 0 | Comm Flat | Wood: Replace Pneumatic Conveyor | Wood: Replace Pneumatic Conveyor | SIC24 | 0.01335% | 100% | 0% | 1 | 1 | 100% | 10% | 85% | 6.8% | 0.2% | 0 | 0 | 0 | 0 | 0 | 0 | 0 | 0 | 0 |  | 0 | 0 | 0 | 01. ($9,999.000) to $0.028 | N/A | 0 | 01. ($9,999.00) to $0.22 | N/A | 0.085 | 0.085 | 0.085 | 0.085 | 0.085 | 0.085 | 0.085 | 0.085 | 0.085 | 0.085 | 0 | 0 | 0 | 0 | 0 | 0 | 0 | 0 | 0 | 0 | 0 | 0 | 0 | 0 | 0 | 0 | 0 | 0 | 0 | 0 | 0 | 0 | 0 | 0 | 0 | 0 | 0 | 0 | 0 | 0 | 0 | 0 | 0 | 0 | 0 | 0 | 0 | 0 | 0 | 0 | 0 | 0 | 0 | 0 | 0 | 0 | 0 | 0 | 0 | 0 | 0 | 0 | 0 | 0 | 0 | 0 | 0 | 0 | 0 | 0 | 0 | 0 | 0 | 0 | 0 | 0 | 0 | 0 | 0 | 0 | 0 | 0 | 0 | 0 | 0 | 0 | 0 | 0 | 0 | 0 | 0 | 0 | 0 | 0 | 0 | 0 | 0 | 0 | 0 | 0 | 0 | 0 | 0 | 0 | 0 | 0 | 0 | 0 | 0 | 0 | 0 | 0 | 0 | 0 | 0 | 0 | 0 | 0 | 0 | 0 | 0 | 0 | 0 | 0 | 0 | 0 | 0 | 0 | 0 | 0 | 0 | 0 | 0 | 0 | 0 | 0 | 0 | 0 | 0 | 0 | 0 | 0 | 0 | 0 | 0 | 0 | 0 | 0 | 0 | 0 | 0 | 0 | 0 | 0 | 0 | 0 | 0 | 0 | 0 | 0 | 0 | 0 | 0 | 0 | 0 | 0 | 0 | 0 | 0 | 0 | 0 | 0 | 0 | 0 | 0 | 0 | 0 | 0 | 0 | 0 | 0 | 0 | 0 | 0 | 0 | 0 | 0 | 0 | 0 | 0 | 0 | 0 | 0 | 0 | 0 | 0 | 0 | 0 | 0 | 0 | 0 | 0 | 0 | 0.01209% | 0 | 0 | 0 | 0 | 0 | 0 | 0 | 0 | 0 | 0 | 0 | 0 | 0 | 0 | 0 | 0 | 0 | 0 | 0 | 0 | 0 | 0 | 0 | 0
| IND-Lighting-7P_V2 | M_Input | Council 7th Plan | 2020 | Retro | 2022 | 2045 | PSE | Industrial | Metal Fabrication | Electric | Per Region | NA | NA | Metal Fabrication Panel: Hydraulic Press | Metal Fabrication Panel: Hydraulic Press | 0 | 10 | 0 | 0 | I-SIC24-Proc-All-All-All-E | 0 | 0 | 0 | 0 | 0 | 0 | 0 | 0 | 0 | 0 | 0 | 0 | Comm Flat | Panel: Hydraulic Press | Panel: Hydraulic Press | SIC24 | 0.01335% | 100% | 0% | 1 | 1 | 100% | 10% | 85% | 6.8% | 0.2% | 0 | 0 | 0 | 0 | 0 | 0 | 0 | 0 | 0 |  | 0 | 0 | 0 | 01. ($9,999.000) to $0.028 | N/A | 0 | 01. ($9,999.00) to $0.22 | N/A | 0.085 | 0.085 | 0.085 | 0.085 | 0.085 | 0.085 | 0.085 | 0.085 | 0.085 | 0.085 | 0 | 0 | 0 | 0 | 0 | 0 | 0 | 0 | 0 | 0 | 0 | 0 | 0 | 0 | 0 | 0 | 0 | 0 | 0 | 0 | 0 | 0 | 0 | 0 | 0 | 0 | 0 | 0 | 0 | 0 | 0 | 0 | 0 | 0 | 0 | 0 | 0 | 0 | 0 | 0 | 0 | 0 | 0 | 0 | 0 | 0 | 0 | 0 | 0 | 0 | 0 | 0 | 0 | 0 | 0 | 0 | 0 | 0 | 0 | 0 | 0 | 0 | 0 | 0 | 0 | 0 | 0 | 0 | 0 | 0 | 0 | 0 | 0 | 0 | 0 | 0 | 0 | 0 | 0 | 0 | 0 | 0 | 0 | 0 | 0 | 0 | 0 | 0 | 0 | 0 | 0 | 0 | 0 | 0 | 0 | 0 | 0 | 0 | 0 | 0 | 0 | 0 | 0 | 0 | 0 | 0 | 0 | 0 | 0 | 0 | 0 | 0 | 0 | 0 | 0 | 0 | 0 | 0 | 0 | 0 | 0 | 0 | 0 | 0 | 0 | 0 | 0 | 0 | 0 | 0 | 0 | 0 | 0 | 0 | 0 | 0 | 0 | 0 | 0 | 0 | 0 | 0 | 0 | 0 | 0 | 0 | 0 | 0 | 0 | 0 | 0 | 0 | 0 | 0 | 0 | 0 | 0 | 0 | 0 | 0 | 0 | 0 | 0 | 0 | 0 | 0 | 0 | 0 | 0 | 0 | 0 | 0 | 0 | 0 | 0 | 0 | 0 | 0 | 0 | 0 | 0 | 0 | 0 | 0 | 0 | 0 | 0 | 0 | 0 | 0 | 0 | 0 | 0 | 0.01209% | 0 | 0 | 0 | 0 | 0 | 0 | 0 | 0 | 0 | 0 | 0 | 0 | 0 | 0 | 0 | 0 | 0 | 0 | 0 | 0 | 0 | 0 | 0 | 0
| IND-Lighting-7P_V2 | M_Input | Council 7th Plan | 2020 | Retro | 2022 | 2045 | PSE | Industrial | Metal Fabrication | Electric | Per Region | NA | NA | Metal Fabrication Cold Storage Retrofit | Metal Fabrication Cold Storage Retrofit | 0 | 10 | 0 | 0 | C-War-Ref-All-All-All-C | 0 | 0 | 0 | 0 | 0 | 0 | 0 | 0 | 0 | 0 | 0 | 0 | Comm Flat | Cold Storage Retrofit | Cold Storage Retrofit | RefrigWarehouseGroc | 0.01247% | 100% | 0% | 1 | 1 | 100% | 10% | 85% | 6.8% | 0.2% | 0 | 0 | 0 | 0 | 0 | 0 | 0 | 0 | 0 |  | 0 | 0 | 0 | 01. ($9,999.000) to $0.028 | N/A | 0 | 01. ($9,999.00) to $0.22 | N/A | 0.085 | 0.085 | 0.085 | 0.085 | 0.085 | 0.085 | 0.085 | 0.085 | 0.085 | 0.085 | 0 | 0 | 0 | 0 | 0 | 0 | 0 | 0 | 0 | 0 | 0 | 0 | 0 | 0 | 0 | 0 | 0 | 0 | 0 | 0 | 0 | 0 | 0 | 0 | 0 | 0 | 0 | 0 | 0 | 0 | 0 | 0 | 0 | 0 | 0 | 0 | 0 | 0 | 0 | 0 | 0 | 0 | 0 | 0 | 0 | 0 | 0 | 0 | 0 | 0 | 0 | 0 | 0 | 0 | 0 | 0 | 0 | 0 | 0 | 0 | 0 | 0 | 0 | 0 | 0 | 0 | 0 | 0 | 0 | 0 | 0 | 0 | 0 | 0 | 0 | 0 | 0 | 0 | 0 | 0 | 0 | 0 | 0 | 0 | 0 | 0 | 0 | 0 | 0 | 0 | 0 | 0 | 0 | 0 | 0 | 0 | 0 | 0 | 0 | 0 | 0 | 0 | 0 | 0 | 0 | 0 | 0 | 0 | 0 | 0 | 0 | 0 | 0 | 0 | 0 | 0 | 0 | 0 | 0 | 0 | 0 | 0 | 0 | 0 | 0 | 0 | 0 | 0 | 0 | 0 | 0 | 0 | 0 | 0 | 0 | 0 | 0 | 0 | 0 | 0 | 0 | 0 | 0 | 0 | 0 | 0 | 0 | 0 | 0 | 0 | 0 | 0 | 0 | 0 | 0 | 0 | 0 | 0 | 0 | 0 | 0 | 0 | 0 | 0 | 0 | 0 | 0 | 0 | 0 | 0 | 0 | 0 | 0 | 0 | 0 | 0 | 0 | 0 | 0 | 0 | 0 | 0 | 0 | 0 | 0 | 0 | 0 | 0 | 0 | 0 | 0 | 0 | 0 | 0.01116% | 0 | 0 | 0 | 0 | 0 | 0 | 0 | 0 | 0 | 0 | 0 | 0 | 0 | 0 | 0 | 0 | 0 | 0 | 0 | 0 | 0 | 0 | 0 | 0
| IND-Lighting-7P_V2 | M_Input | Council 7th Plan | 2020 | Retro | 2022 | 2045 | PSE | Industrial | Metal Fabrication | Electric | Per Region | NA | NA | Metal Fabrication Cold Storage Tuneup | Metal Fabrication Cold Storage Tuneup | 0 | 3 | 0 | 0 | C-War-Ref-All-All-All-C | 0 | 0 | 0 | 0 | 0 | 0 | 0 | 0 | 0 | 0 | 0 | 0 | Comm Flat | Cold Storage Tuneup | Cold Storage Tuneup | RefrigWarehouseGroc | 0.01247% | 100% | 0% | 1 | 1 | 100% | 33.33% | 85% | 6.8% | 0.2% | 0 | 0 | 0 | 0 | 0 | 0 | 0 | 0 | 0 |  | 0 | 0 | 0 | 01. ($9,999.000) to $0.028 | N/A | 0 | 01. ($9,999.00) to $0.22 | N/A | 0.085 | 0.085 | 0.085 | 0.085 | 0.085 | 0.085 | 0.085 | 0.085 | 0.085 | 0.085 | 0 | 0 | 0 | 0 | 0 | 0 | 0 | 0 | 0 | 0 | 0 | 0 | 0 | 0 | 0 | 0 | 0 | 0 | 0 | 0 | 0 | 0 | 0 | 0 | 0 | 0 | 0 | 0 | 0 | 0 | 0 | 0 | 0 | 0 | 0 | 0 | 0 | 0 | 0 | 0 | 0 | 0 | 0 | 0 | 0 | 0 | 0 | 0 | 0 | 0 | 0 | 0 | 0 | 0 | 0 | 0 | 0 | 0 | 0 | 0 | 0 | 0 | 0 | 0 | 0 | 0 | 0 | 0 | 0 | 0 | 0 | 0 | 0 | 0 | 0 | 0 | 0 | 0 | 0 | 0 | 0 | 0 | 0 | 0 | 0 | 0 | 0 | 0 | 0 | 0 | 0 | 0 | 0 | 0 | 0 | 0 | 0 | 0 | 0 | 0 | 0 | 0 | 0 | 0 | 0 | 0 | 0 | 0 | 0 | 0 | 0 | 0 | 0 | 0 | 0 | 0 | 0 | 0 | 0 | 0 | 0 | 0 | 0 | 0 | 0 | 0 | 0 | 0 | 0 | 0 | 0 | 0 | 0 | 0 | 0 | 0 | 0 | 0 | 0 | 0 | 0 | 0 | 0 | 0 | 0 | 0 | 0 | 0 | 0 | 0 | 0 | 0 | 0 | 0 | 0 | 0 | 0 | 0 | 0 | 0 | 0 | 0 | 0 | 0 | 0 | 0 | 0 | 0 | 0 | 0 | 0 | 0 | 0 | 0 | 0 | 0 | 0 | 0 | 0 | 0 | 0 | 0 | 0 | 0 | 0 | 0 | 0 | 0 | 0 | 0 | 0 | 0 | 0 | 0.01116% | 0 | 0 | 0 | 0 | 0 | 0 | 0 | 0 | 0 | 0 | 0 | 0 | 0 | 0 | 0 | 0 | 0 | 0 | 0 | 0 | 0 | 0 | 0 | 0
| IND-Lighting-7P_V2 | M_Input | Council 7th Plan | 2020 | Retro | 2022 | 2045 | PSE | Industrial | Metal Fabrication | Electric | Per Region | NA | NA | Metal Fabrication Fruit Storage Refer Retrofit | Metal Fabrication Fruit Storage Refer Retrofit | 0 | 10 | 0 | 0 | C-War-Ref-All-All-All-C | 0 | 0 | 0 | 0 | 0 | 0 | 0 | 0 | 0 | 0 | 0 | 0 | Comm Flat | Fruit Storage Refer Retrofit | Fruit Storage Refer Retrofit | IndShift3 | 0.01266% | 100% | 0% | 1 | 1 | 100% | 10% | 85% | 6.8% | 0.2% | 0 | 0 | 0 | 0 | 0 | 0 | 0 | 0 | 0 |  | 0 | 0 | 0 | 01. ($9,999.000) to $0.028 | N/A | 0 | 01. ($9,999.00) to $0.22 | N/A | 0.085 | 0.085 | 0.085 | 0.085 | 0.085 | 0.085 | 0.085 | 0.085 | 0.085 | 0.085 | 0 | 0 | 0 | 0 | 0 | 0 | 0 | 0 | 0 | 0 | 0 | 0 | 0 | 0 | 0 | 0 | 0 | 0 | 0 | 0 | 0 | 0 | 0 | 0 | 0 | 0 | 0 | 0 | 0 | 0 | 0 | 0 | 0 | 0 | 0 | 0 | 0 | 0 | 0 | 0 | 0 | 0 | 0 | 0 | 0 | 0 | 0 | 0 | 0 | 0 | 0 | 0 | 0 | 0 | 0 | 0 | 0 | 0 | 0 | 0 | 0 | 0 | 0 | 0 | 0 | 0 | 0 | 0 | 0 | 0 | 0 | 0 | 0 | 0 | 0 | 0 | 0 | 0 | 0 | 0 | 0 | 0 | 0 | 0 | 0 | 0 | 0 | 0 | 0 | 0 | 0 | 0 | 0 | 0 | 0 | 0 | 0 | 0 | 0 | 0 | 0 | 0 | 0 | 0 | 0 | 0 | 0 | 0 | 0 | 0 | 0 | 0 | 0 | 0 | 0 | 0 | 0 | 0 | 0 | 0 | 0 | 0 | 0 | 0 | 0 | 0 | 0 | 0 | 0 | 0 | 0 | 0 | 0 | 0 | 0 | 0 | 0 | 0 | 0 | 0 | 0 | 0 | 0 | 0 | 0 | 0 | 0 | 0 | 0 | 0 | 0 | 0 | 0 | 0 | 0 | 0 | 0 | 0 | 0 | 0 | 0 | 0 | 0 | 0 | 0 | 0 | 0 | 0 | 0 | 0 | 0 | 0 | 0 | 0 | 0 | 0 | 0 | 0 | 0 | 0 | 0 | 0 | 0 | 0 | 0 | 0 | 0 | 0 | 0 | 0 | 0 | 0 | 0 | 0.01296% | 0 | 0 | 0 | 0 | 0 | 0 | 0 | 0 | 0 | 0 | 0 | 0 | 0 | 0 | 0 | 0 | 0 | 0 | 0 | 0 | 0 | 0 | 0 | 0
| IND-Lighting-7P_V2 | M_Input | Council 7th Plan | 2020 | Retro | 2022 | 2045 | PSE | Industrial | Metal Fabrication | Electric | Per Region | NA | NA | Metal Fabrication CA Retrofit -- CO2 Scrub | Metal Fabrication CA Retrofit -- CO2 Scrub | 0 | 10 | 0 | 0 | I-All-Other-Shift3-All-All-S | 0 | 0 | 0 | 0 | 0 | 0 | 0 | 0 | 0 | 0 | 0 | 0 | Comm Flat | CA Retrofit -- CO2 Scrub | CA Retrofit -- CO2 Scrub | IndShift3 | 0.01266% | 100% | 0% | 1 | 1 | 100% | 10% | 85% | 6.8% | 0.2% | 0 | 0 | 0 | 0 | 0 | 0 | 0 | 0 | 0 |  | 0 | 0 | 0 | 01. ($9,999.000) to $0.028 | N/A | 0 | 01. ($9,999.00) to $0.22 | N/A | 0.085 | 0.085 | 0.085 | 0.085 | 0.085 | 0.085 | 0.085 | 0.085 | 0.085 | 0.085 | 0 | 0 | 0 | 0 | 0 | 0 | 0 | 0 | 0 | 0 | 0 | 0 | 0 | 0 | 0 | 0 | 0 | 0 | 0 | 0 | 0 | 0 | 0 | 0 | 0 | 0 | 0 | 0 | 0 | 0 | 0 | 0 | 0 | 0 | 0 | 0 | 0 | 0 | 0 | 0 | 0 | 0 | 0 | 0 | 0 | 0 | 0 | 0 | 0 | 0 | 0 | 0 | 0 | 0 | 0 | 0 | 0 | 0 | 0 | 0 | 0 | 0 | 0 | 0 | 0 | 0 | 0 | 0 | 0 | 0 | 0 | 0 | 0 | 0 | 0 | 0 | 0 | 0 | 0 | 0 | 0 | 0 | 0 | 0 | 0 | 0 | 0 | 0 | 0 | 0 | 0 | 0 | 0 | 0 | 0 | 0 | 0 | 0 | 0 | 0 | 0 | 0 | 0 | 0 | 0 | 0 | 0 | 0 | 0 | 0 | 0 | 0 | 0 | 0 | 0 | 0 | 0 | 0 | 0 | 0 | 0 | 0 | 0 | 0 | 0 | 0 | 0 | 0 | 0 | 0 | 0 | 0 | 0 | 0 | 0 | 0 | 0 | 0 | 0 | 0 | 0 | 0 | 0 | 0 | 0 | 0 | 0 | 0 | 0 | 0 | 0 | 0 | 0 | 0 | 0 | 0 | 0 | 0 | 0 | 0 | 0 | 0 | 0 | 0 | 0 | 0 | 0 | 0 | 0 | 0 | 0 | 0 | 0 | 0 | 0 | 0 | 0 | 0 | 0 | 0 | 0 | 0 | 0 | 0 | 0 | 0 | 0 | 0 | 0 | 0 | 0 | 0 | 0 | 0.01296% | 0 | 0 | 0 | 0 | 0 | 0 | 0 | 0 | 0 | 0 | 0 | 0 | 0 | 0 | 0 | 0 | 0 | 0 | 0 | 0 | 0 | 0 | 0 | 0
| IND-Lighting-7P_V2 | M_Input | Council 7th Plan | 2020 | Retro | 2022 | 2045 | PSE | Industrial | Metal Fabrication | Electric | Per Region | NA | NA | Metal Fabrication CA Retrofit -- Membrane | Metal Fabrication CA Retrofit -- Membrane | 0 | 10 | 0 | 0 | I-All-Other-Shift3-All-All-S | 0 | 0 | 0 | 0 | 0 | 0 | 0 | 0 | 0 | 0 | 0 | 0 | Comm Flat | CA Retrofit -- Membrane | CA Retrofit -- Membrane | IndShift3 | 0.01266% | 100% | 0% | 1 | 1 | 100% | 10% | 85% | 6.8% | 0.2% | 0 | 0 | 0 | 0 | 0 | 0 | 0 | 0 | 0 |  | 0 | 0 | 0 | 01. ($9,999.000) to $0.028 | N/A | 0 | 01. ($9,999.00) to $0.22 | N/A | 0.085 | 0.085 | 0.085 | 0.085 | 0.085 | 0.085 | 0.085 | 0.085 | 0.085 | 0.085 | 0 | 0 | 0 | 0 | 0 | 0 | 0 | 0 | 0 | 0 | 0 | 0 | 0 | 0 | 0 | 0 | 0 | 0 | 0 | 0 | 0 | 0 | 0 | 0 | 0 | 0 | 0 | 0 | 0 | 0 | 0 | 0 | 0 | 0 | 0 | 0 | 0 | 0 | 0 | 0 | 0 | 0 | 0 | 0 | 0 | 0 | 0 | 0 | 0 | 0 | 0 | 0 | 0 | 0 | 0 | 0 | 0 | 0 | 0 | 0 | 0 | 0 | 0 | 0 | 0 | 0 | 0 | 0 | 0 | 0 | 0 | 0 | 0 | 0 | 0 | 0 | 0 | 0 | 0 | 0 | 0 | 0 | 0 | 0 | 0 | 0 | 0 | 0 | 0 | 0 | 0 | 0 | 0 | 0 | 0 | 0 | 0 | 0 | 0 | 0 | 0 | 0 | 0 | 0 | 0 | 0 | 0 | 0 | 0 | 0 | 0 | 0 | 0 | 0 | 0 | 0 | 0 | 0 | 0 | 0 | 0 | 0 | 0 | 0 | 0 | 0 | 0 | 0 | 0 | 0 | 0 | 0 | 0 | 0 | 0 | 0 | 0 | 0 | 0 | 0 | 0 | 0 | 0 | 0 | 0 | 0 | 0 | 0 | 0 | 0 | 0 | 0 | 0 | 0 | 0 | 0 | 0 | 0 | 0 | 0 | 0 | 0 | 0 | 0 | 0 | 0 | 0 | 0 | 0 | 0 | 0 | 0 | 0 | 0 | 0 | 0 | 0 | 0 | 0 | 0 | 0 | 0 | 0 | 0 | 0 | 0 | 0 | 0 | 0 | 0 | 0 | 0 | 0 | 0.01296% | 0 | 0 | 0 | 0 | 0 | 0 | 0 | 0 | 0 | 0 | 0 | 0 | 0 | 0 | 0 | 0 | 0 | 0 | 0 | 0 | 0 | 0 | 0 | 0
| IND-Lighting-7P_V2 | M_Input | Council 7th Plan | 2020 | Retro | 2022 | 2045 | PSE | Industrial | Metal Fabrication | Electric | Per Region | NA | NA | Metal Fabrication Fruit Storage Tuneup | Metal Fabrication Fruit Storage Tuneup | 0 | 3 | 0 | 0 | C-War-Ref-All-All-All-C | 0 | 0 | 0 | 0 | 0 | 0 | 0 | 0 | 0 | 0 | 0 | 0 | Comm Flat | Fruit Storage Tuneup | Fruit Storage Tuneup | IndShift3 | 0.01266% | 100% | 0% | 1 | 1 | 100% | 33.33% | 85% | 6.8% | 0.2% | 0 | 0 | 0 | 0 | 0 | 0 | 0 | 0 | 0 |  | 0 | 0 | 0 | 01. ($9,999.000) to $0.028 | N/A | 0 | 01. ($9,999.00) to $0.22 | N/A | 0.085 | 0.085 | 0.085 | 0.085 | 0.085 | 0.085 | 0.085 | 0.085 | 0.085 | 0.085 | 0 | 0 | 0 | 0 | 0 | 0 | 0 | 0 | 0 | 0 | 0 | 0 | 0 | 0 | 0 | 0 | 0 | 0 | 0 | 0 | 0 | 0 | 0 | 0 | 0 | 0 | 0 | 0 | 0 | 0 | 0 | 0 | 0 | 0 | 0 | 0 | 0 | 0 | 0 | 0 | 0 | 0 | 0 | 0 | 0 | 0 | 0 | 0 | 0 | 0 | 0 | 0 | 0 | 0 | 0 | 0 | 0 | 0 | 0 | 0 | 0 | 0 | 0 | 0 | 0 | 0 | 0 | 0 | 0 | 0 | 0 | 0 | 0 | 0 | 0 | 0 | 0 | 0 | 0 | 0 | 0 | 0 | 0 | 0 | 0 | 0 | 0 | 0 | 0 | 0 | 0 | 0 | 0 | 0 | 0 | 0 | 0 | 0 | 0 | 0 | 0 | 0 | 0 | 0 | 0 | 0 | 0 | 0 | 0 | 0 | 0 | 0 | 0 | 0 | 0 | 0 | 0 | 0 | 0 | 0 | 0 | 0 | 0 | 0 | 0 | 0 | 0 | 0 | 0 | 0 | 0 | 0 | 0 | 0 | 0 | 0 | 0 | 0 | 0 | 0 | 0 | 0 | 0 | 0 | 0 | 0 | 0 | 0 | 0 | 0 | 0 | 0 | 0 | 0 | 0 | 0 | 0 | 0 | 0 | 0 | 0 | 0 | 0 | 0 | 0 | 0 | 0 | 0 | 0 | 0 | 0 | 0 | 0 | 0 | 0 | 0 | 0 | 0 | 0 | 0 | 0 | 0 | 0 | 0 | 0 | 0 | 0 | 0 | 0 | 0 | 0 | 0 | 0 | 0.01296% | 0 | 0 | 0 | 0 | 0 | 0 | 0 | 0 | 0 | 0 | 0 | 0 | 0 | 0 | 0 | 0 | 0 | 0 | 0 | 0 | 0 | 0 | 0 | 0
| IND-Lighting-7P_V2 | M_Input | Council 7th Plan | 2020 | Retro | 2022 | 2045 | PSE | Industrial | Metal Fabrication | Electric | Per Region | NA | NA | Metal Fabrication Groc Dist Retrofit | Metal Fabrication Groc Dist Retrofit | 0 | 10 | 0 | 0 | C-War-Ref-All-All-All-C | 0 | 0 | 0 | 0 | 0 | 0 | 0 | 0 | 0 | 0 | 0 | 0 | Comm Flat | Groc Dist Retrofit | Groc Dist Retrofit | IndShift3 | 0.01266% | 100% | 0% | 1 | 1 | 100% | 10% | 85% | 6.8% | 0.2% | 0 | 0 | 0 | 0 | 0 | 0 | 0 | 0 | 0 |  | 0 | 0 | 0 | 01. ($9,999.000) to $0.028 | N/A | 0 | 01. ($9,999.00) to $0.22 | N/A | 0.085 | 0.085 | 0.085 | 0.085 | 0.085 | 0.085 | 0.085 | 0.085 | 0.085 | 0.085 | 0 | 0 | 0 | 0 | 0 | 0 | 0 | 0 | 0 | 0 | 0 | 0 | 0 | 0 | 0 | 0 | 0 | 0 | 0 | 0 | 0 | 0 | 0 | 0 | 0 | 0 | 0 | 0 | 0 | 0 | 0 | 0 | 0 | 0 | 0 | 0 | 0 | 0 | 0 | 0 | 0 | 0 | 0 | 0 | 0 | 0 | 0 | 0 | 0 | 0 | 0 | 0 | 0 | 0 | 0 | 0 | 0 | 0 | 0 | 0 | 0 | 0 | 0 | 0 | 0 | 0 | 0 | 0 | 0 | 0 | 0 | 0 | 0 | 0 | 0 | 0 | 0 | 0 | 0 | 0 | 0 | 0 | 0 | 0 | 0 | 0 | 0 | 0 | 0 | 0 | 0 | 0 | 0 | 0 | 0 | 0 | 0 | 0 | 0 | 0 | 0 | 0 | 0 | 0 | 0 | 0 | 0 | 0 | 0 | 0 | 0 | 0 | 0 | 0 | 0 | 0 | 0 | 0 | 0 | 0 | 0 | 0 | 0 | 0 | 0 | 0 | 0 | 0 | 0 | 0 | 0 | 0 | 0 | 0 | 0 | 0 | 0 | 0 | 0 | 0 | 0 | 0 | 0 | 0 | 0 | 0 | 0 | 0 | 0 | 0 | 0 | 0 | 0 | 0 | 0 | 0 | 0 | 0 | 0 | 0 | 0 | 0 | 0 | 0 | 0 | 0 | 0 | 0 | 0 | 0 | 0 | 0 | 0 | 0 | 0 | 0 | 0 | 0 | 0 | 0 | 0 | 0 | 0 | 0 | 0 | 0 | 0 | 0 | 0 | 0 | 0 | 0 | 0 | 0.01296% | 0 | 0 | 0 | 0 | 0 | 0 | 0 | 0 | 0 | 0 | 0 | 0 | 0 | 0 | 0 | 0 | 0 | 0 | 0 | 0 | 0 | 0 | 0 | 0
| IND-Lighting-7P_V2 | M_Input | Council 7th Plan | 2020 | Retro | 2022 | 2045 | PSE | Industrial | Metal Fabrication | Electric | Per Region | NA | NA | Metal Fabrication Groc Dist Tuneup | Metal Fabrication Groc Dist Tuneup | 0 | 3 | 0 | 0 | C-War-Ref-All-All-All-C | 0 | 0 | 0 | 0 | 0 | 0 | 0 | 0 | 0 | 0 | 0 | 0 | Comm Flat | Groc Dist Tuneup | Groc Dist Tuneup | IndShift3 | 0.01266% | 100% | 0% | 1 | 1 | 100% | 33.33% | 85% | 6.8% | 0.2% | 0 | 0 | 0 | 0 | 0 | 0 | 0 | 0 | 0 |  | 0 | 0 | 0 | 01. ($9,999.000) to $0.028 | N/A | 0 | 01. ($9,999.00) to $0.22 | N/A | 0.085 | 0.085 | 0.085 | 0.085 | 0.085 | 0.085 | 0.085 | 0.085 | 0.085 | 0.085 | 0 | 0 | 0 | 0 | 0 | 0 | 0 | 0 | 0 | 0 | 0 | 0 | 0 | 0 | 0 | 0 | 0 | 0 | 0 | 0 | 0 | 0 | 0 | 0 | 0 | 0 | 0 | 0 | 0 | 0 | 0 | 0 | 0 | 0 | 0 | 0 | 0 | 0 | 0 | 0 | 0 | 0 | 0 | 0 | 0 | 0 | 0 | 0 | 0 | 0 | 0 | 0 | 0 | 0 | 0 | 0 | 0 | 0 | 0 | 0 | 0 | 0 | 0 | 0 | 0 | 0 | 0 | 0 | 0 | 0 | 0 | 0 | 0 | 0 | 0 | 0 | 0 | 0 | 0 | 0 | 0 | 0 | 0 | 0 | 0 | 0 | 0 | 0 | 0 | 0 | 0 | 0 | 0 | 0 | 0 | 0 | 0 | 0 | 0 | 0 | 0 | 0 | 0 | 0 | 0 | 0 | 0 | 0 | 0 | 0 | 0 | 0 | 0 | 0 | 0 | 0 | 0 | 0 | 0 | 0 | 0 | 0 | 0 | 0 | 0 | 0 | 0 | 0 | 0 | 0 | 0 | 0 | 0 | 0 | 0 | 0 | 0 | 0 | 0 | 0 | 0 | 0 | 0 | 0 | 0 | 0 | 0 | 0 | 0 | 0 | 0 | 0 | 0 | 0 | 0 | 0 | 0 | 0 | 0 | 0 | 0 | 0 | 0 | 0 | 0 | 0 | 0 | 0 | 0 | 0 | 0 | 0 | 0 | 0 | 0 | 0 | 0 | 0 | 0 | 0 | 0 | 0 | 0 | 0 | 0 | 0 | 0 | 0 | 0 | 0 | 0 | 0 | 0 | 0.01296% | 0 | 0 | 0 | 0 | 0 | 0 | 0 | 0 | 0 | 0 | 0 | 0 | 0 | 0 | 0 | 0 | 0 | 0 | 0 | 0 | 0 | 0 | 0 | 0
| IND-Lighting-7P_V2 | M_Input | Council 7th Plan | 2020 | Retro | 2022 | 2045 | PSE | Industrial | Metal Fabrication | Electric | Per Region | NA | NA | Metal Fabrication Plant Energy Management | Metal Fabrication Plant Energy Management | 779751.3009 | 10 | 20455.5977 | 27949.9264 | I-All-Other-Shift3-All-All-S | 0 | 0 | 0 | 0 | 0 | 0 | 0 | 0 | 0 | 0 | 0 | 0 | Comm Flat | Plant Energy Management | Plant Energy Management | IndShift3 | 0.01266% | 100% | 0% | 1 | 1 | 100% | 10% | 85% | 6.8% | 0.2% | 364550.168 | 14530.9617 | 37908.113 | 33863.6369 | 0 | 0 | 0 | 311789.7206 | 0 |  | 0.034253 | 0 | 0.034253 | 02. $0.028 to $0.055 | N/A | 0 | 01. ($9,999.00) to $0.22 | N/A | 0.085 | 0.085 | 0.085 | 0.085 | 0.085 | 0.085 | 0.085 | 0.085 | 0.085 | 0.085 | 0 | 0 | 0 | 0 | 0 | 0 | 0 | 0 | 0 | 0 | 0 | 0 | 0 | 0 | 66278.8606 | 67473.451 | 67653.3786 | 66915.6445 | 66502.0689 | 66202.2496 | 66227.3518 | 65769.4728 | 65682.8905 | 65515.7786 | 0 | 0 | 0 | 0 | 0 | 0 | 0 | 0 | 0 | 0 | 0 | 0 | 0 | 0 | 664221.1469 | 66278.8606 | 133752.3115 | 201405.6902 | 268321.3347 | 334823.4036 | 401025.6532 | 467253.0051 | 533022.4778 | 598705.3683 | 664221.1469 | 664221.1469 | 664221.1469 | 664221.1469 | 664221.1469 | 664221.1469 | 664221.1469 | 664221.1469 | 664221.1469 | 664221.1469 | 664221.1469 | 664221.1469 | 664221.1469 | 664221.1469 | 664221.1469 | 0 | 0 | 0 | 0 | 0 | 0 | 0 | 0 | 0 | 0 | 0 | 0 | 0 | 0 | 0 | 0 | 0 | 0 | 0 | 0 | 0 | 0 | 0 | 0 | 0 | 0 | 0 | 0 | 0 | 0 | 0 | 0 | 0 | 0 | 0 | 0 | 0 | 0 | 0 | 0 | 0 | 0 | 0 | 0 | 0 | 0 | 0 | 0 | 0 | 0 | 0 | 0 | 0 | 0 | 0 | 0 | 0 | 0 | 0 | 0 | 0 | 8.3907 | 16.9326 | 25.4972 | 33.9685 | 42.3874 | 50.7684 | 59.1525 | 67.4787 | 75.7939 | 84.088 | 84.088 | 84.088 | 84.088 | 84.088 | 84.088 | 84.088 | 84.088 | 84.088 | 84.088 | 84.088 | 84.088 | 84.088 | 84.088 | 84.088 | 26502.1262 | 26979.7927 | 27051.7382 | 26756.7493 | 26591.3779 | 26471.4927 | 26481.5301 | 26298.4435 | 26263.8229 | 26197.0019 | 0 | 0 | 0 | 0 | 0 | 0 | 0 | 0 | 0 | 0 | 0 | 0 | 0 | 0 | 265594.0754 | 0 | 0 | 0 | 0 | 0 | 0 | 0 | 0 | 0 | 0 | 0 | 0 | 0 | 0 | 0 | 0 | 0 | 0 | 0 | 0 | 0.01296% | 8.5879 | 17.3305 | 26.0965 | 34.7669 | 43.3837 | 51.9616 | 60.5428 | 69.0647 | 77.5754 | 86.0644 | 86.0644 | 86.0644 | 86.0644 | 86.0644 | 86.0644 | 86.0644 | 86.0644 | 86.0644 | 86.0644 | 86.0644 | 86.0644 | 86.0644 | 86.0644 | 86.0644
| IND-Lighting-7P_V2 | M_Input | Council 7th Plan | 2020 | Retro | 2022 | 2045 | PSE | Industrial | Metal Fabrication | Electric | Per Region | NA | NA | Metal Fabrication Energy Project Management | Metal Fabrication Energy Project Management | 0 | 11 | 0 | 0 | I-All-Other-Shift3-All-All-S | 0 | 0 | 0 | 0 | 0 | 0 | 0 | 0 | 0 | 0 | 0 | 0 | Comm Flat | Energy Project Management | Energy Project Management | IndShift3 | 0.01266% | 100% | 0% | 1 | 1 | 100% | 9.091% | 85% | 6.8% | 0.2% | 0 | 0 | 0 | 0 | 0 | 0 | 0 | 0 | 0 |  | 0 | 0 | 0 | 01. ($9,999.000) to $0.028 | N/A | 0 | 01. ($9,999.00) to $0.22 | N/A | 0.085 | 0.085 | 0.085 | 0.085 | 0.085 | 0.085 | 0.085 | 0.085 | 0.085 | 0.085 | 0 | 0 | 0 | 0 | 0 | 0 | 0 | 0 | 0 | 0 | 0 | 0 | 0 | 0 | 0 | 0 | 0 | 0 | 0 | 0 | 0 | 0 | 0 | 0 | 0 | 0 | 0 | 0 | 0 | 0 | 0 | 0 | 0 | 0 | 0 | 0 | 0 | 0 | 0 | 0 | 0 | 0 | 0 | 0 | 0 | 0 | 0 | 0 | 0 | 0 | 0 | 0 | 0 | 0 | 0 | 0 | 0 | 0 | 0 | 0 | 0 | 0 | 0 | 0 | 0 | 0 | 0 | 0 | 0 | 0 | 0 | 0 | 0 | 0 | 0 | 0 | 0 | 0 | 0 | 0 | 0 | 0 | 0 | 0 | 0 | 0 | 0 | 0 | 0 | 0 | 0 | 0 | 0 | 0 | 0 | 0 | 0 | 0 | 0 | 0 | 0 | 0 | 0 | 0 | 0 | 0 | 0 | 0 | 0 | 0 | 0 | 0 | 0 | 0 | 0 | 0 | 0 | 0 | 0 | 0 | 0 | 0 | 0 | 0 | 0 | 0 | 0 | 0 | 0 | 0 | 0 | 0 | 0 | 0 | 0 | 0 | 0 | 0 | 0 | 0 | 0 | 0 | 0 | 0 | 0 | 0 | 0 | 0 | 0 | 0 | 0 | 0 | 0 | 0 | 0 | 0 | 0 | 0 | 0 | 0 | 0 | 0 | 0 | 0 | 0 | 0 | 0 | 0 | 0 | 0 | 0 | 0 | 0 | 0 | 0 | 0 | 0 | 0 | 0 | 0 | 0 | 0 | 0 | 0 | 0 | 0 | 0 | 0 | 0 | 0 | 0 | 0 | 0 | 0.01296% | 0 | 0 | 0 | 0 | 0 | 0 | 0 | 0 | 0 | 0 | 0 | 0 | 0 | 0 | 0 | 0 | 0 | 0 | 0 | 0 | 0 | 0 | 0 | 0
| IND-Lighting-7P_V2 | M_Input | Council 7th Plan | 2020 | Retro | 2022 | 2045 | PSE | Industrial | Metal Fabrication | Electric | Per Region | NA | NA | Metal Fabrication Integrated Plant Energy Management | Metal Fabrication Integrated Plant Energy Management | 0 | 11 | 0 | 0 | I-All-Other-Shift3-All-All-S | 0 | 0 | 0 | 0 | 0 | 0 | 0 | 0 | 0 | 0 | 0 | 0 | Comm Flat | Integrated Plant Energy Management | Integrated Plant Energy Management | IndShift3 | 0.01266% | 100% | 0% | 1 | 1 | 100% | 9.091% | 85% | 6.8% | 0.2% | 0 | 0 | 0 | 0 | 0 | 0 | 0 | 0 | 0 |  | 0 | 0 | 0 | 01. ($9,999.000) to $0.028 | N/A | 0 | 01. ($9,999.00) to $0.22 | N/A | 0.085 | 0.085 | 0.085 | 0.085 | 0.085 | 0.085 | 0.085 | 0.085 | 0.085 | 0.085 | 0 | 0 | 0 | 0 | 0 | 0 | 0 | 0 | 0 | 0 | 0 | 0 | 0 | 0 | 0 | 0 | 0 | 0 | 0 | 0 | 0 | 0 | 0 | 0 | 0 | 0 | 0 | 0 | 0 | 0 | 0 | 0 | 0 | 0 | 0 | 0 | 0 | 0 | 0 | 0 | 0 | 0 | 0 | 0 | 0 | 0 | 0 | 0 | 0 | 0 | 0 | 0 | 0 | 0 | 0 | 0 | 0 | 0 | 0 | 0 | 0 | 0 | 0 | 0 | 0 | 0 | 0 | 0 | 0 | 0 | 0 | 0 | 0 | 0 | 0 | 0 | 0 | 0 | 0 | 0 | 0 | 0 | 0 | 0 | 0 | 0 | 0 | 0 | 0 | 0 | 0 | 0 | 0 | 0 | 0 | 0 | 0 | 0 | 0 | 0 | 0 | 0 | 0 | 0 | 0 | 0 | 0 | 0 | 0 | 0 | 0 | 0 | 0 | 0 | 0 | 0 | 0 | 0 | 0 | 0 | 0 | 0 | 0 | 0 | 0 | 0 | 0 | 0 | 0 | 0 | 0 | 0 | 0 | 0 | 0 | 0 | 0 | 0 | 0 | 0 | 0 | 0 | 0 | 0 | 0 | 0 | 0 | 0 | 0 | 0 | 0 | 0 | 0 | 0 | 0 | 0 | 0 | 0 | 0 | 0 | 0 | 0 | 0 | 0 | 0 | 0 | 0 | 0 | 0 | 0 | 0 | 0 | 0 | 0 | 0 | 0 | 0 | 0 | 0 | 0 | 0 | 0 | 0 | 0 | 0 | 0 | 0 | 0 | 0 | 0 | 0 | 0 | 0 | 0.01296% | 0 | 0 | 0 | 0 | 0 | 0 | 0 | 0 | 0 | 0 | 0 | 0 | 0 | 0 | 0 | 0 | 0 | 0 | 0 | 0 | 0 | 0 | 0 | 0
| IND-Lighting-7P_V2 | M_Input | Council 7th Plan | 2020 | Retro | 2022 | 2045 | PSE | Industrial | Transportation Equipment | Electric | Per Region | NA | NA | Transportation Equipment Air Compressor Demand Reduction | Transportation Equipment Air Compressor Demand Reduction | 158110.4117 | 10 | 15896.4085 | 4936.7728 | I-All-Other-Shift3-All-All-S | 0 | 0 | 0 | 0 | 0 | 0 | 0 | 0 | 0 | 0 | 0 | 0 | Comm Flat | Air Compressor Demand Reduction | Air Compressor Demand Reduction | IndShift3 | 0.01266% | 100% | 0% | 1 | 1 | 100% | 10% | 85% | 6.8% | 0.2% | 73919.95 | 2946.4476 | 7686.6398 | 26316.0339 | 0 | 0 | 0 | 76491.7469 | 0 |  | 0.041443 | 0 | 0.041443 | 02. $0.028 to $0.055 | N/A | 0 | 01. ($9,999.00) to $0.22 | N/A | 0.085 | 0.085 | 0.085 | 0.085 | 0.085 | 0.085 | 0.085 | 0.085 | 0.085 | 0.085 | 0 | 0 | 0 | 0 | 0 | 0 | 0 | 0 | 0 | 0 | 0 | 0 | 0 | 0 | 13439.385 | 13681.6125 | 13718.0964 | 13568.5059 | 13484.645 | 13423.8506 | 13428.9405 | 13336.0963 | 13318.5399 | 13284.6546 | 0 | 0 | 0 | 0 | 0 | 0 | 0 | 0 | 0 | 0 | 0 | 0 | 0 | 0 | 134684.3267 | 13439.385 | 27120.9974 | 40839.0939 | 54407.5998 | 67892.2448 | 81316.0953 | 94745.0359 | 108081.1322 | 121399.6721 | 134684.3267 | 134684.3267 | 134684.3267 | 134684.3267 | 134684.3267 | 134684.3267 | 134684.3267 | 134684.3267 | 134684.3267 | 134684.3267 | 134684.3267 | 134684.3267 | 134684.3267 | 134684.3267 | 134684.3267 | 0 | 0 | 0 | 0 | 0 | 0 | 0 | 0 | 0 | 0 | 0 | 0 | 0 | 0 | 0 | 0 | 0 | 0 | 0 | 0 | 0 | 0 | 0 | 0 | 0 | 0 | 0 | 0 | 0 | 0 | 0 | 0 | 0 | 0 | 0 | 0 | 0 | 0 | 0 | 0 | 0 | 0 | 0 | 0 | 0 | 0 | 0 | 0 | 0 | 0 | 0 | 0 | 0 | 0 | 0 | 0 | 0 | 0 | 0 | 0 | 0 | 1.7014 | 3.4334 | 5.1701 | 6.8878 | 8.5949 | 10.2943 | 11.9944 | 13.6827 | 15.3688 | 17.0505 | 17.0505 | 17.0505 | 17.0505 | 17.0505 | 17.0505 | 17.0505 | 17.0505 | 17.0505 | 17.0505 | 17.0505 | 17.0505 | 17.0505 | 17.0505 | 17.0505 | 6501.7985 | 6618.985 | 6636.6354 | 6564.2655 | 6523.6947 | 6494.2831 | 6496.7456 | 6451.8288 | 6443.3352 | 6426.942 | 0 | 0 | 0 | 0 | 0 | 0 | 0 | 0 | 0 | 0 | 0 | 0 | 0 | 0 | 65158.5138 | 0 | 0 | 0 | 0 | 0 | 0 | 0 | 0 | 0 | 0 | 0 | 0 | 0 | 0 | 0 | 0 | 0 | 0 | 0 | 0 | 0.01296% | 1.7414 | 3.5141 | 5.2916 | 7.0497 | 8.7969 | 10.5363 | 12.2763 | 14.0043 | 15.73 | 17.4513 | 17.4513 | 17.4513 | 17.4513 | 17.4513 | 17.4513 | 17.4513 | 17.4513 | 17.4513 | 17.4513 | 17.4513 | 17.4513 | 17.4513 | 17.4513 | 17.4513
| IND-Lighting-7P_V2 | M_Input | Council 7th Plan | 2020 | Retro | 2022 | 2045 | PSE | Industrial | Transportation Equipment | Electric | Per Region | NA | NA | Transportation Equipment Air Compressor Equipment1 | Transportation Equipment Air Compressor Equipment1 | 0 | 10 | 0 | 0 | I-All-Other-Shift3-All-All-S | 0 | 0 | 0 | 0 | 0 | 0 | 0 | 0 | 0 | 0 | 0 | 0 | Comm Flat | Air Compressor Equipment1 | Air Compressor Equipment1 | IndShift3 | 0.01266% | 100% | 0% | 1 | 1 | 100% | 10% | 85% | 6.8% | 0.2% | 0 | 0 | 0 | 0 | 0 | 0 | 0 | 0 | 0 |  | 0 | 0 | 0 | 01. ($9,999.000) to $0.028 | N/A | 0 | 01. ($9,999.00) to $0.22 | N/A | 0.085 | 0.085 | 0.085 | 0.085 | 0.085 | 0.085 | 0.085 | 0.085 | 0.085 | 0.085 | 0 | 0 | 0 | 0 | 0 | 0 | 0 | 0 | 0 | 0 | 0 | 0 | 0 | 0 | 0 | 0 | 0 | 0 | 0 | 0 | 0 | 0 | 0 | 0 | 0 | 0 | 0 | 0 | 0 | 0 | 0 | 0 | 0 | 0 | 0 | 0 | 0 | 0 | 0 | 0 | 0 | 0 | 0 | 0 | 0 | 0 | 0 | 0 | 0 | 0 | 0 | 0 | 0 | 0 | 0 | 0 | 0 | 0 | 0 | 0 | 0 | 0 | 0 | 0 | 0 | 0 | 0 | 0 | 0 | 0 | 0 | 0 | 0 | 0 | 0 | 0 | 0 | 0 | 0 | 0 | 0 | 0 | 0 | 0 | 0 | 0 | 0 | 0 | 0 | 0 | 0 | 0 | 0 | 0 | 0 | 0 | 0 | 0 | 0 | 0 | 0 | 0 | 0 | 0 | 0 | 0 | 0 | 0 | 0 | 0 | 0 | 0 | 0 | 0 | 0 | 0 | 0 | 0 | 0 | 0 | 0 | 0 | 0 | 0 | 0 | 0 | 0 | 0 | 0 | 0 | 0 | 0 | 0 | 0 | 0 | 0 | 0 | 0 | 0 | 0 | 0 | 0 | 0 | 0 | 0 | 0 | 0 | 0 | 0 | 0 | 0 | 0 | 0 | 0 | 0 | 0 | 0 | 0 | 0 | 0 | 0 | 0 | 0 | 0 | 0 | 0 | 0 | 0 | 0 | 0 | 0 | 0 | 0 | 0 | 0 | 0 | 0 | 0 | 0 | 0 | 0 | 0 | 0 | 0 | 0 | 0 | 0 | 0 | 0 | 0 | 0 | 0 | 0 | 0.01296% | 0 | 0 | 0 | 0 | 0 | 0 | 0 | 0 | 0 | 0 | 0 | 0 | 0 | 0 | 0 | 0 | 0 | 0 | 0 | 0 | 0 | 0 | 0 | 0
| IND-Lighting-7P_V2 | M_Input | Council 7th Plan | 2020 | Retro | 2022 | 2045 | PSE | Industrial | Transportation Equipment | Electric | Per Region | NA | NA | Transportation Equipment Air Compressor Equipment2 | Transportation Equipment Air Compressor Equipment2 | 182378.0579 | 10 | 14577.9086 | 5694.4956 | I-All-Other-Shift3-All-All-S | 0 | 0 | 0 | 0 | 0 | 0 | 0 | 0 | 0 | 0 | 0 | 0 | Comm Flat | Air Compressor Equipment2 | Air Compressor Equipment2 | IndShift3 | 0.01266% | 100% | 0% | 1 | 1 | 100% | 10% | 85% | 6.8% | 0.2% | 85265.5861 | 3398.6844 | 8866.427 | 24133.2965 | 0 | 0 | 0 | 81258.5775 | 0 |  | 0.038168 | 0 | 0.038168 | 02. $0.028 to $0.055 | N/A | 0 | 01. ($9,999.00) to $0.22 | N/A | 0.085 | 0.085 | 0.085 | 0.085 | 0.085 | 0.085 | 0.085 | 0.085 | 0.085 | 0.085 | 0 | 0 | 0 | 0 | 0 | 0 | 0 | 0 | 0 | 0 | 0 | 0 | 0 | 0 | 15502.1349 | 15781.5408 | 15823.6245 | 15651.074 | 15554.3417 | 15484.2162 | 15490.0874 | 15382.9929 | 15362.7419 | 15323.6557 | 0 | 0 | 0 | 0 | 0 | 0 | 0 | 0 | 0 | 0 | 0 | 0 | 0 | 0 | 155356.41 | 15502.1349 | 31283.6757 | 47107.3002 | 62758.3742 | 78312.7159 | 93796.9321 | 109287.0195 | 124670.0124 | 140032.7543 | 155356.41 | 155356.41 | 155356.41 | 155356.41 | 155356.41 | 155356.41 | 155356.41 | 155356.41 | 155356.41 | 155356.41 | 155356.41 | 155356.41 | 155356.41 | 155356.41 | 155356.41 | 0 | 0 | 0 | 0 | 0 | 0 | 0 | 0 | 0 | 0 | 0 | 0 | 0 | 0 | 0 | 0 | 0 | 0 | 0 | 0 | 0 | 0 | 0 | 0 | 0 | 0 | 0 | 0 | 0 | 0 | 0 | 0 | 0 | 0 | 0 | 0 | 0 | 0 | 0 | 0 | 0 | 0 | 0 | 0 | 0 | 0 | 0 | 0 | 0 | 0 | 0 | 0 | 0 | 0 | 0 | 0 | 0 | 0 | 0 | 0 | 0 | 1.9625 | 3.9604 | 5.9636 | 7.945 | 9.9141 | 11.8744 | 13.8353 | 15.7828 | 17.7276 | 19.6676 | 19.6676 | 19.6676 | 19.6676 | 19.6676 | 19.6676 | 19.6676 | 19.6676 | 19.6676 | 19.6676 | 19.6676 | 19.6676 | 19.6676 | 19.6676 | 19.6676 | 6906.9791 | 7031.4684 | 7050.2188 | 6973.3389 | 6930.2398 | 6898.9954 | 6901.6113 | 6853.8953 | 6844.8725 | 6827.4576 | 0 | 0 | 0 | 0 | 0 | 0 | 0 | 0 | 0 | 0 | 0 | 0 | 0 | 0 | 69219.0773 | 0 | 0 | 0 | 0 | 0 | 0 | 0 | 0 | 0 | 0 | 0 | 0 | 0 | 0 | 0 | 0 | 0 | 0 | 0 | 0 | 0.01296% | 2.0086 | 4.0535 | 6.1038 | 8.1317 | 10.1471 | 12.1534 | 14.1605 | 16.1537 | 18.1443 | 20.1298 | 20.1298 | 20.1298 | 20.1298 | 20.1298 | 20.1298 | 20.1298 | 20.1298 | 20.1298 | 20.1298 | 20.1298 | 20.1298 | 20.1298 | 20.1298 | 20.1298
| IND-Lighting-7P_V2 | M_Input | Council 7th Plan | 2020 | Retro | 2022 | 2045 | PSE | Industrial | Transportation Equipment | Electric | Per Region | NA | NA | Transportation Equipment Air Compressor Optimization | Transportation Equipment Air Compressor Optimization | 542215.3133 | 10 | 135574.6573 | 16929.9023 | I-All-Other-Shift3-All-All-S | 36568.5889 | 0 | 0 | 0 | 0 | 0 | 0 | 0 | 0 | 0 | 0 | 0 | Comm Flat | Air Compressor Optimization | Air Compressor Optimization | IndShift3 | 0.01266% | 100% | 0% | 1 | 1 | 100% | 10% | 85% | 6.8% | 0.2% | 253497.0873 | 10104.3884 | 26360.1476 | 224439.8343 | 0 | 0 | 0 | -14162.3814 | 0 |  | -0.0022375 | 0 | -0.0022375 | 01. ($9,999.000) to $0.028 | N/A | 0 | 01. ($9,999.00) to $0.22 | N/A | 0.085 | 0.085 | 0.085 | 0.085 | 0.085 | 0.085 | 0.085 | 0.085 | 0.085 | 0.085 | 0 | 0 | 0 | 0 | 0 | 0 | 0 | 0 | 0 | 0 | 0 | 0 | 0 | 0 | 46088.3016 | 46918.9834 | 47044.0996 | 46531.1018 | 46243.5139 | 46035.0287 | 46052.484 | 45734.0889 | 45673.8822 | 45557.6777 | 0 | 0 | 0 | 0 | 0 | 0 | 0 | 0 | 0 | 0 | 0 | 0 | 0 | 0 | 461879.1619 | 46088.3016 | 93007.2851 | 140051.3847 | 186582.4865 | 232826.0004 | 278861.0291 | 324913.5132 | 370647.602 | 416321.4842 | 461879.1619 | 461879.1619 | 461879.1619 | 461879.1619 | 461879.1619 | 461879.1619 | 461879.1619 | 461879.1619 | 461879.1619 | 461879.1619 | 461879.1619 | 461879.1619 | 461879.1619 | 461879.1619 | 461879.1619 | 0 | 0 | 0 | 0 | 0 | 0 | 0 | 0 | 0 | 0 | 0 | 0 | 0 | 0 | 0 | 0 | 0 | 0 | 0 | 0 | 0 | 0 | 0 | 0 | 0 | 0 | 0 | 0 | 0 | 0 | 0 | 0 | 0 | 0 | 0 | 0 | 0 | 0 | 0 | 0 | 0 | 0 | 0 | 0 | 0 | 0 | 0 | 0 | 0 | 0 | 0 | 0 | 0 | 0 | 0 | 0 | 0 | 0 | 0 | 0 | 0 | 5.8346 | 11.7744 | 17.73 | 23.6207 | 29.4749 | 35.3028 | 41.1329 | 46.9226 | 52.7048 | 58.4722 | 58.4722 | 58.4722 | 58.4722 | 58.4722 | 58.4722 | 58.4722 | 58.4722 | 58.4722 | 58.4722 | 58.4722 | 58.4722 | 58.4722 | 58.4722 | 58.4722 | 0 | 0 | 0 | 0 | 0 | 0 | 0 | 0 | 0 | 0 | 0 | 0 | 0 | 0 | 0 | 0 | 0 | 0 | 0 | 0 | 0 | 0 | 0 | 0 | 0 | 0 | 0 | 0 | 0 | 0 | 0 | 0 | 0 | 0 | 0 | 0 | 0 | 0 | 0 | 0 | 0 | 0 | 0 | 0 | 0 | 0.01296% | 5.9717 | 12.0511 | 18.1467 | 24.1758 | 30.1677 | 36.1325 | 42.0997 | 48.0255 | 53.9436 | 59.8466 | 59.8466 | 59.8466 | 59.8466 | 59.8466 | 59.8466 | 59.8466 | 59.8466 | 59.8466 | 59.8466 | 59.8466 | 59.8466 | 59.8466 | 59.8466 | 59.8466
| IND-Lighting-7P_V2 | M_Input | Council 7th Plan | 2020 | Retro | 2022 | 2045 | PSE | Industrial | Transportation Equipment | Electric | Per Region | NA | NA | Transportation Equipment HighBay Lighting 1 Shift | Transportation Equipment HighBay Lighting 1 Shift | 137027.5332 | 26.5734 | 100728.9989 | -2910.9746 | I-All-Other-Shift1-All-All-S | 0 | 0 | 0 | 0 | 0 | 0 | 0 | 0 | 0 | 0 | 0 | 0 | Comm Flat | HighBay Lighting 1 Shift | HighBay Lighting 1 Shift | IndShift1 | 0.0135% | 100% | 0% | 1 | 1 | 100% | 3.763% | 85% | 6.8% | 0.2% | 164502.7961 | 2722.7313 | 16722.5527 | 103395.5196 | 0 | 0 | 0 | 70114.7142 | 0 |  | 0.043833 | 0 | 0.043833 | 02. $0.028 to $0.055 | N/A | 0 | 01. ($9,999.00) to $0.22 | N/A | 0.085 | 0.085 | 0.085 | 0.085 | 0.085 | 0.085 | 0.085 | 0.085 | 0.085 | 0.085 | 0 | 0 | 0 | 0 | 0 | 0 | 0 | 0 | 0 | 0 | 0 | 0 | 0 | 0 | 11647.3403 | 11857.2685 | 11888.8876 | 11759.2439 | 11686.5653 | 11633.8773 | 11638.2886 | 11557.8244 | 11542.6091 | 11513.2421 | 0 | 0 | 0 | 0 | 0 | 0 | 0 | 0 | 0 | 0 | 0 | 0 | 0 | 0 | 116725.1471 | 11647.3403 | 23504.6088 | 35393.4964 | 47152.7403 | 58839.3056 | 70473.1829 | 82111.4714 | 93669.2958 | 105211.9049 | 116725.1471 | 116725.1471 | 116725.1471 | 116725.1471 | 116725.1471 | 116725.1471 | 116725.1471 | 116725.1471 | 116725.1471 | 116725.1471 | 116725.1471 | 116725.1471 | 116725.1471 | 116725.1471 | 116725.1471 | 0 | 0 | 0 | 0 | 0 | 0 | 0 | 0 | 0 | 0 | 0 | 0 | 0 | 0 | 0 | 0 | 0 | 0 | 0 | 0 | 0 | 0 | 0 | 0 | 0 | 0 | 0 | 0 | 0 | 0 | 0 | 0 | 0 | 0 | 0 | 0 | 0 | 0 | 0 | 0 | 0 | 0 | 0 | 0 | 0 | 0 | 0 | 0 | 0 | 0 | 0 | 0 | 0 | 0 | 0 | 0 | 0 | 0 | 0 | 0 | 0 | 1.5722 | 3.1727 | 4.7775 | 6.3648 | 7.9423 | 9.5127 | 11.0837 | 12.6438 | 14.2018 | 15.7559 | 15.7559 | 15.7559 | 15.7559 | 15.7559 | 15.7559 | 15.7559 | 15.7559 | 15.7559 | 15.7559 | 15.7559 | 15.7559 | 15.7559 | 15.7559 | 15.7559 | 5959.7507 | 6067.1675 | 6083.3465 | 6017.0099 | 5979.8215 | 5952.8619 | 5955.1191 | 5913.9469 | 5906.1615 | 5891.1349 | 0 | 0 | 0 | 0 | 0 | 0 | 0 | 0 | 0 | 0 | 0 | 0 | 0 | 0 | 59726.3202 | 0 | 0 | 0 | 0 | 0 | 0 | 0 | 0 | 0 | 0 | 0 | 0 | 0 | 0 | 0 | 0 | 0 | 0 | 0 | 0 | 0.01911% | 2.226 | 4.4922 | 6.7644 | 9.0118 | 11.2453 | 13.4688 | 15.6931 | 17.902 | 20.108 | 22.3084 | 22.3084 | 22.3084 | 22.3084 | 22.3084 | 22.3084 | 22.3084 | 22.3084 | 22.3084 | 22.3084 | 22.3084 | 22.3084 | 22.3084 | 22.3084 | 22.3084
| IND-Lighting-7P_V2 | M_Input | Council 7th Plan | 2020 | Retro | 2022 | 2045 | PSE | Industrial | Transportation Equipment | Electric | Per Region | NA | NA | Transportation Equipment HighBay Lighting 2 Shift | Transportation Equipment HighBay Lighting 2 Shift | 137027.5332 | 15.5483 | 58937.1802 | -2910.9746 | I-All-Other-Shift2-All-All-S | 0 | 0 | 0 | 0 | 0 | 0 | 0 | 0 | 0 | 0 | 0 | 0 | Comm Flat | HighBay Lighting 2 Shift | HighBay Lighting 2 Shift | IndShift2 | 0.01331% | 100% | 0% | 1 | 1 | 100% | 6.432% | 85% | 6.8% | 0.2% | 95830.9949 | 2684.1662 | 9851.5161 | 75307.3283 | 0 | 0 | 0 | 40577.7609 | 0 |  | 0.025368 | 0 | 0.025368 | 01. ($9,999.000) to $0.028 | N/A | 0 | 01. ($9,999.00) to $0.22 | N/A | 0.085 | 0.085 | 0.085 | 0.085 | 0.085 | 0.085 | 0.085 | 0.085 | 0.085 | 0.085 | 0 | 0 | 0 | 0 | 0 | 0 | 0 | 0 | 0 | 0 | 0 | 0 | 0 | 0 | 11647.3403 | 11857.2685 | 11888.8876 | 11759.2439 | 11686.5653 | 11633.8773 | 11638.2886 | 11557.8244 | 11542.6091 | 11513.2421 | 0 | 0 | 0 | 0 | 0 | 0 | 0 | 0 | 0 | 0 | 0 | 0 | 0 | 0 | 116725.1471 | 11647.3403 | 23504.6088 | 35393.4964 | 47152.7403 | 58839.3056 | 70473.1829 | 82111.4714 | 93669.2958 | 105211.9049 | 116725.1471 | 116725.1471 | 116725.1471 | 116725.1471 | 116725.1471 | 116725.1471 | 116725.1471 | 116725.1471 | 116725.1471 | 116725.1471 | 116725.1471 | 116725.1471 | 116725.1471 | 116725.1471 | 116725.1471 | 0 | 0 | 0 | 0 | 0 | 0 | 0 | 0 | 0 | 0 | 0 | 0 | 0 | 0 | 0 | 0 | 0 | 0 | 0 | 0 | 0 | 0 | 0 | 0 | 0 | 0 | 0 | 0 | 0 | 0 | 0 | 0 | 0 | 0 | 0 | 0 | 0 | 0 | 0 | 0 | 0 | 0 | 0 | 0 | 0 | 0 | 0 | 0 | 0 | 0 | 0 | 0 | 0 | 0 | 0 | 0 | 0 | 0 | 0 | 0 | 0 | 1.5499 | 3.1278 | 4.7099 | 6.2747 | 7.8298 | 9.378 | 10.9267 | 12.4647 | 14.0007 | 15.5328 | 15.5328 | 15.5328 | 15.5328 | 15.5328 | 15.5328 | 15.5328 | 15.5328 | 15.5328 | 15.5328 | 15.5328 | 15.5328 | 15.5328 | 15.5328 | 15.5328 | 3449.1097 | 3511.2754 | 3520.6387 | 3482.2475 | 3460.7253 | 3445.1229 | 3446.4292 | 3422.6015 | 3418.0958 | 3409.3994 | 0 | 0 | 0 | 0 | 0 | 0 | 0 | 0 | 0 | 0 | 0 | 0 | 0 | 0 | 34565.6453 | 0 | 0 | 0 | 0 | 0 | 0 | 0 | 0 | 0 | 0 | 0 | 0 | 0 | 0 | 0 | 0 | 0 | 0 | 0 | 0 | 0.01847% | 2.151 | 4.3407 | 6.5363 | 8.708 | 10.8662 | 13.0147 | 15.164 | 17.2985 | 19.4301 | 21.5563 | 21.5563 | 21.5563 | 21.5563 | 21.5563 | 21.5563 | 21.5563 | 21.5563 | 21.5563 | 21.5563 | 21.5563 | 21.5563 | 21.5563 | 21.5563 | 21.5563
| IND-Lighting-7P_V2 | M_Input | Council 7th Plan | 2020 | Retro | 2022 | 2045 | PSE | Industrial | Transportation Equipment | Electric | Per Region | NA | NA | Transportation Equipment HighBay Lighting 3 Shift | Transportation Equipment HighBay Lighting 3 Shift | 68754.1167 | 8.6758 | 16443.2042 | -1460.5932 | I-All-Other-Shift3-All-All-S | 0 | 0 | 0 | 0 | 0 | 0 | 0 | 0 | 0 | 0 | 0 | 0 | Comm Flat | HighBay Lighting 3 Shift | HighBay Lighting 3 Shift | IndShift3 | 0.01266% | 100% | 0% | 1 | 1 | 100% | 11.53% | 85% | 6.8% | 0.2% | 29447.5165 | 1281.2591 | 3072.8776 | 21313.1775 | 0 | 0 | 0 | 3197.4169 | 0 |  | 0.0039838 | 0 | 0.0039838 | 01. ($9,999.000) to $0.028 | N/A | 0 | 01. ($9,999.00) to $0.22 | N/A | 0.085 | 0.085 | 0.085 | 0.085 | 0.085 | 0.085 | 0.085 | 0.085 | 0.085 | 0.085 | 0 | 0 | 0 | 0 | 0 | 0 | 0 | 0 | 0 | 0 | 0 | 0 | 0 | 0 | 5844.0999 | 5949.4322 | 5965.2972 | 5900.248 | 5863.7812 | 5837.3448 | 5839.5582 | 5799.1849 | 5791.5506 | 5776.8156 | 0 | 0 | 0 | 0 | 0 | 0 | 0 | 0 | 0 | 0 | 0 | 0 | 0 | 0 | 58567.3126 | 5844.0999 | 11793.5321 | 17758.8294 | 23659.0774 | 29522.8585 | 35360.2033 | 41199.7615 | 46998.9464 | 52790.497 | 58567.3126 | 58567.3126 | 58567.3126 | 58567.3126 | 58567.3126 | 58567.3126 | 58567.3126 | 58567.3126 | 58567.3126 | 58567.3126 | 58567.3126 | 58567.3126 | 58567.3126 | 58567.3126 | 58567.3126 | 0 | 0 | 0 | 0 | 0 | 0 | 0 | 0 | 0 | 0 | 0 | 0 | 0 | 0 | 0 | 0 | 0 | 0 | 0 | 0 | 0 | 0 | 0 | 0 | 0 | 0 | 0 | 0 | 0 | 0 | 0 | 0 | 0 | 0 | 0 | 0 | 0 | 0 | 0 | 0 | 0 | 0 | 0 | 0 | 0 | 0 | 0 | 0 | 0 | 0 | 0 | 0 | 0 | 0 | 0 | 0 | 0 | 0 | 0 | 0 | 0 | 0.73984 | 1.493 | 2.2482 | 2.9952 | 3.7375 | 4.4765 | 5.2157 | 5.9499 | 6.6831 | 7.4144 | 7.4144 | 7.4144 | 7.4144 | 7.4144 | 7.4144 | 7.4144 | 7.4144 | 7.4144 | 7.4144 | 7.4144 | 7.4144 | 7.4144 | 7.4144 | 7.4144 | 271.7804 | 276.6789 | 277.4167 | 274.3916 | 272.6957 | 271.4663 | 271.5692 | 269.6917 | 269.3366 | 268.6514 | 0 | 0 | 0 | 0 | 0 | 0 | 0 | 0 | 0 | 0 | 0 | 0 | 0 | 0 | 2723.6786 | 0 | 0 | 0 | 0 | 0 | 0 | 0 | 0 | 0 | 0 | 0 | 0 | 0 | 0 | 0 | 0 | 0 | 0 | 0 | 0 | 0.01296% | 0.75723 | 1.5281 | 2.301 | 3.0656 | 3.8253 | 4.5817 | 5.3383 | 6.0897 | 6.8402 | 7.5887 | 7.5887 | 7.5887 | 7.5887 | 7.5887 | 7.5887 | 7.5887 | 7.5887 | 7.5887 | 7.5887 | 7.5887 | 7.5887 | 7.5887 | 7.5887 | 7.5887
| IND-Lighting-7P_V2 | M_Input | Council 7th Plan | 2020 | Retro | 2022 | 2045 | PSE | Industrial | Transportation Equipment | Electric | Per Region | NA | NA | Transportation Equipment Efficient Lighting 1 Shift | Transportation Equipment Efficient Lighting 1 Shift | 60140.7788 | 20.979 | 56114.3344 | -1290.9149 | I-All-Other-Shift1-All-All-S | 0 | 0 | 0 | 0 | 0 | 0 | 0 | 0 | 0 | 0 | 0 | 0 | Comm Flat | Efficient Lighting 1 Shift | Efficient Lighting 1 Shift | IndShift1 | 0.0135% | 100% | 0% | 1 | 1 | 100% | 4.767% | 85% | 6.8% | 0.2% | 55173.0617 | 1194.9947 | 5636.8056 | 61084.4319 | 0 | 0 | 0 | 50405.9765 | 0 |  | 0.071798 | 0 | 0.071798 | 05. $0.070 to $0.077 | N/A | 0 | 01. ($9,999.00) to $0.22 | N/A | 0.085 | 0.085 | 0.085 | 0.085 | 0.085 | 0.085 | 0.085 | 0.085 | 0.085 | 0.085 | 0 | 0 | 0 | 0 | 0 | 0 | 0 | 0 | 0 | 0 | 0 | 0 | 0 | 0 | 5111.9662 | 5204.1027 | 5217.9802 | 5161.0802 | 5129.1818 | 5106.0573 | 5107.9934 | 5072.6781 | 5066.0001 | 5053.1111 | 0 | 0 | 0 | 0 | 0 | 0 | 0 | 0 | 0 | 0 | 0 | 0 | 0 | 0 | 51230.1512 | 5111.9662 | 10316.0689 | 15534.0492 | 20695.1293 | 25824.3112 | 30930.3685 | 36038.362 | 41111.04 | 46177.0401 | 51230.1512 | 51230.1512 | 51230.1512 | 51230.1512 | 51230.1512 | 51230.1512 | 51230.1512 | 51230.1512 | 51230.1512 | 51230.1512 | 51230.1512 | 51230.1512 | 51230.1512 | 51230.1512 | 51230.1512 | 0 | 0 | 0 | 0 | 0 | 0 | 0 | 0 | 0 | 0 | 0 | 0 | 0 | 0 | 0 | 0 | 0 | 0 | 0 | 0 | 0 | 0 | 0 | 0 | 0 | 0 | 0 | 0 | 0 | 0 | 0 | 0 | 0 | 0 | 0 | 0 | 0 | 0 | 0 | 0 | 0 | 0 | 0 | 0 | 0 | 0 | 0 | 0 | 0 | 0 | 0 | 0 | 0 | 0 | 0 | 0 | 0 | 0 | 0 | 0 | 0 | 0.69003 | 1.3925 | 2.0968 | 2.7935 | 3.4859 | 4.1751 | 4.8646 | 5.5493 | 6.2331 | 6.9152 | 6.9152 | 6.9152 | 6.9152 | 6.9152 | 6.9152 | 6.9152 | 6.9152 | 6.9152 | 6.9152 | 6.9152 | 6.9152 | 6.9152 | 6.9152 | 6.9152 | 4284.508 | 4361.7307 | 4373.3619 | 4325.672 | 4298.937 | 4279.5556 | 4281.1783 | 4251.5793 | 4245.9823 | 4235.1796 | 0 | 0 | 0 | 0 | 0 | 0 | 0 | 0 | 0 | 0 | 0 | 0 | 0 | 0 | 42937.6847 | 0 | 0 | 0 | 0 | 0 | 0 | 0 | 0 | 0 | 0 | 0 | 0 | 0 | 0 | 0 | 0 | 0 | 0 | 0 | 0 | 0.01911% | 0.977 | 1.9716 | 2.9689 | 3.9552 | 4.9355 | 5.9114 | 6.8876 | 7.8571 | 8.8253 | 9.7911 | 9.7911 | 9.7911 | 9.7911 | 9.7911 | 9.7911 | 9.7911 | 9.7911 | 9.7911 | 9.7911 | 9.7911 | 9.7911 | 9.7911 | 9.7911 | 9.7911
| IND-Lighting-7P_V2 | M_Input | Council 7th Plan | 2020 | Retro | 2022 | 2045 | PSE | Industrial | Transportation Equipment | Electric | Per Region | NA | NA | Transportation Equipment Efficient Lighting 2 Shift | Transportation Equipment Efficient Lighting 2 Shift | 60324.6801 | 12.275 | 32832.8552 | -1294.8624 | I-All-Other-Shift2-All-All-S | 0 | 0 | 0 | 0 | 0 | 0 | 0 | 0 | 0 | 0 | 0 | 0 | Comm Flat | Efficient Lighting 2 Shift | Efficient Lighting 2 Shift | IndShift2 | 0.01331% | 100% | 0% | 1 | 1 | 100% | 8.147% | 85% | 6.8% | 0.2% | 32614.7416 | 1181.6711 | 3379.6413 | 48521.9091 | 0 | 0 | 0 | 35411.5656 | 0 |  | 0.050286 | 0 | 0.050286 | 02. $0.028 to $0.055 | N/A | 0 | 01. ($9,999.00) to $0.22 | N/A | 0.085 | 0.085 | 0.085 | 0.085 | 0.085 | 0.085 | 0.085 | 0.085 | 0.085 | 0.085 | 0 | 0 | 0 | 0 | 0 | 0 | 0 | 0 | 0 | 0 | 0 | 0 | 0 | 0 | 5127.5978 | 5220.0161 | 5233.936 | 5176.862 | 5144.8661 | 5121.6709 | 5123.6129 | 5088.1895 | 5081.4912 | 5068.5627 | 0 | 0 | 0 | 0 | 0 | 0 | 0 | 0 | 0 | 0 | 0 | 0 | 0 | 0 | 51386.8052 | 5127.5978 | 10347.6139 | 15581.5499 | 20758.4119 | 25903.278 | 31024.9489 | 36148.5618 | 41236.7513 | 46318.2425 | 51386.8052 | 51386.8052 | 51386.8052 | 51386.8052 | 51386.8052 | 51386.8052 | 51386.8052 | 51386.8052 | 51386.8052 | 51386.8052 | 51386.8052 | 51386.8052 | 51386.8052 | 51386.8052 | 51386.8052 | 0 | 0 | 0 | 0 | 0 | 0 | 0 | 0 | 0 | 0 | 0 | 0 | 0 | 0 | 0 | 0 | 0 | 0 | 0 | 0 | 0 | 0 | 0 | 0 | 0 | 0 | 0 | 0 | 0 | 0 | 0 | 0 | 0 | 0 | 0 | 0 | 0 | 0 | 0 | 0 | 0 | 0 | 0 | 0 | 0 | 0 | 0 | 0 | 0 | 0 | 0 | 0 | 0 | 0 | 0 | 0 | 0 | 0 | 0 | 0 | 0 | 0.68234 | 1.377 | 2.0735 | 2.7624 | 3.447 | 4.1285 | 4.8103 | 5.4874 | 6.1636 | 6.8381 | 6.8381 | 6.8381 | 6.8381 | 6.8381 | 6.8381 | 6.8381 | 6.8381 | 6.8381 | 6.8381 | 6.8381 | 6.8381 | 6.8381 | 6.8381 | 6.8381 | 3009.9831 | 3064.2341 | 3072.4053 | 3038.9019 | 3020.1198 | 3006.5039 | 3007.6439 | 2986.8498 | 2982.9177 | 2975.3285 | 0 | 0 | 0 | 0 | 0 | 0 | 0 | 0 | 0 | 0 | 0 | 0 | 0 | 0 | 30164.8881 | 0 | 0 | 0 | 0 | 0 | 0 | 0 | 0 | 0 | 0 | 0 | 0 | 0 | 0 | 0 | 0 | 0 | 0 | 0 | 0 | 0.01847% | 0.94694 | 1.911 | 2.8775 | 3.8336 | 4.7837 | 5.7296 | 6.6758 | 7.6154 | 8.5539 | 9.4899 | 9.4899 | 9.4899 | 9.4899 | 9.4899 | 9.4899 | 9.4899 | 9.4899 | 9.4899 | 9.4899 | 9.4899 | 9.4899 | 9.4899 | 9.4899 | 9.4899
| IND-Lighting-7P_V2 | M_Input | Council 7th Plan | 2020 | Retro | 2022 | 2045 | PSE | Industrial | Transportation Equipment | Electric | Per Region | NA | NA | Transportation Equipment Efficient Lighting 3 Shift | Transportation Equipment Efficient Lighting 3 Shift | 30208.3856 | 8.6758 | 9160.2167 | -648.4195 | I-All-Other-Shift3-All-All-S | 0 | 0 | 0 | 0 | 0 | 0 | 0 | 0 | 0 | 0 | 0 | 0 | Comm Flat | Efficient Lighting 3 Shift | Efficient Lighting 3 Shift | IndShift3 | 0.01266% | 100% | 0% | 1 | 1 | 100% | 11.53% | 85% | 6.8% | 0.2% | 12938.3079 | 562.9447 | 1350.1253 | 11873.1922 | 0 | 0 | 0 | 4222.8268 | 0 |  | 0.011975 | 0 | 0.011975 | 01. ($9,999.000) to $0.028 | N/A | 0 | 01. ($9,999.00) to $0.22 | N/A | 0.085 | 0.085 | 0.085 | 0.085 | 0.085 | 0.085 | 0.085 | 0.085 | 0.085 | 0.085 | 0 | 0 | 0 | 0 | 0 | 0 | 0 | 0 | 0 | 0 | 0 | 0 | 0 | 0 | 2567.7128 | 2613.9925 | 2620.9631 | 2592.3825 | 2576.3601 | 2564.7448 | 2565.7173 | 2547.9786 | 2544.6243 | 2538.1502 | 0 | 0 | 0 | 0 | 0 | 0 | 0 | 0 | 0 | 0 | 0 | 0 | 0 | 0 | 25732.6259 | 2567.7128 | 5181.7052 | 7802.6683 | 10395.0507 | 12971.4108 | 15536.1556 | 18101.8729 | 20649.8515 | 23194.4757 | 25732.6259 | 25732.6259 | 25732.6259 | 25732.6259 | 25732.6259 | 25732.6259 | 25732.6259 | 25732.6259 | 25732.6259 | 25732.6259 | 25732.6259 | 25732.6259 | 25732.6259 | 25732.6259 | 25732.6259 | 0 | 0 | 0 | 0 | 0 | 0 | 0 | 0 | 0 | 0 | 0 | 0 | 0 | 0 | 0 | 0 | 0 | 0 | 0 | 0 | 0 | 0 | 0 | 0 | 0 | 0 | 0 | 0 | 0 | 0 | 0 | 0 | 0 | 0 | 0 | 0 | 0 | 0 | 0 | 0 | 0 | 0 | 0 | 0 | 0 | 0 | 0 | 0 | 0 | 0 | 0 | 0 | 0 | 0 | 0 | 0 | 0 | 0 | 0 | 0 | 0 | 0.32506 | 0.65599 | 0.98779 | 1.316 | 1.6421 | 1.9668 | 2.2916 | 2.6142 | 2.9363 | 3.2577 | 3.2577 | 3.2577 | 3.2577 | 3.2577 | 3.2577 | 3.2577 | 3.2577 | 3.2577 | 3.2577 | 3.2577 | 3.2577 | 3.2577 | 3.2577 | 3.2577 | 358.9403 | 365.4097 | 366.3841 | 362.3888 | 360.1491 | 358.5254 | 358.6613 | 356.1816 | 355.7127 | 354.8077 | 0 | 0 | 0 | 0 | 0 | 0 | 0 | 0 | 0 | 0 | 0 | 0 | 0 | 0 | 3597.1608 | 0 | 0 | 0 | 0 | 0 | 0 | 0 | 0 | 0 | 0 | 0 | 0 | 0 | 0 | 0 | 0 | 0 | 0 | 0 | 0 | 0.01296% | 0.3327 | 0.6714 | 1.011 | 1.3469 | 1.6807 | 2.013 | 2.3455 | 2.6756 | 3.0054 | 3.3342 | 3.3342 | 3.3342 | 3.3342 | 3.3342 | 3.3342 | 3.3342 | 3.3342 | 3.3342 | 3.3342 | 3.3342 | 3.3342 | 3.3342 | 3.3342 | 3.3342
| IND-Lighting-7P_V2 | M_Input | Council 7th Plan | 2020 | Retro | 2022 | 2045 | PSE | Industrial | Transportation Equipment | Electric | Per Region | NA | NA | Transportation Equipment Lighting Controls | Transportation Equipment Lighting Controls | 285444.4856 | 10 | 292974.5446 | -3219.2305 | I-All-Other-Shift3-All-All-S | 0 | 0 | 0 | 0 | 0 | 0 | 0 | 0 | 0 | 0 | 0 | 0 | Comm Flat | Lighting Controls | Lighting Controls | IndShift3 | 0.01266% | 100% | 0% | 1 | 1 | 100% | 10% | 85% | 6.8% | 0.2% | 133451.3134 | 5319.3664 | 13877.068 | 485010.691 | 0 | 0 | 0 | 486829.4124 | 0 |  | 0.1461 | 0 | 0.1461 | 09. $0.130 to $0.150 | N/A | 0 | 01. ($9,999.00) to $0.22 | N/A | 0.085 | 0.085 | 0.085 | 0.085 | 0.085 | 0.085 | 0.085 | 0.085 | 0.085 | 0.085 | 0 | 0 | 0 | 0 | 0 | 0 | 0 | 0 | 0 | 0 | 0 | 0 | 0 | 0 | 24262.7813 | 24700.0864 | 24765.9527 | 24495.8895 | 24344.4914 | 24234.7362 | 24243.9254 | 24076.3091 | 24044.6138 | 23983.439 | 0 | 0 | 0 | 0 | 0 | 0 | 0 | 0 | 0 | 0 | 0 | 0 | 0 | 0 | 243152.2248 | 24262.7813 | 48962.8677 | 73728.8204 | 98224.71 | 122569.2014 | 146803.9376 | 171047.863 | 195124.1721 | 219168.7859 | 243152.2248 | 243152.2248 | 243152.2248 | 243152.2248 | 243152.2248 | 243152.2248 | 243152.2248 | 243152.2248 | 243152.2248 | 243152.2248 | 243152.2248 | 243152.2248 | 243152.2248 | 243152.2248 | 243152.2248 | 0 | 0 | 0 | 0 | 0 | 0 | 0 | 0 | 0 | 0 | 0 | 0 | 0 | 0 | 0 | 0 | 0 | 0 | 0 | 0 | 0 | 0 | 0 | 0 | 0 | 0 | 0 | 0 | 0 | 0 | 0 | 0 | 0 | 0 | 0 | 0 | 0 | 0 | 0 | 0 | 0 | 0 | 0 | 0 | 0 | 0 | 0 | 0 | 0 | 0 | 0 | 0 | 0 | 0 | 0 | 0 | 0 | 0 | 0 | 0 | 0 | 3.0716 | 6.1985 | 9.3338 | 12.4349 | 15.5168 | 18.5848 | 21.654 | 24.702 | 27.746 | 30.7822 | 30.7822 | 30.7822 | 30.7822 | 30.7822 | 30.7822 | 30.7822 | 30.7822 | 30.7822 | 30.7822 | 30.7822 | 30.7822 | 30.7822 | 30.7822 | 30.7822 | 41380.5001 | 42126.3298 | 42238.6657 | 41778.0693 | 41519.8578 | 41332.6688 | 41348.3411 | 41062.4692 | 41008.4125 | 40904.078 | 0 | 0 | 0 | 0 | 0 | 0 | 0 | 0 | 0 | 0 | 0 | 0 | 0 | 0 | 414699.3924 | 0 | 0 | 0 | 0 | 0 | 0 | 0 | 0 | 0 | 0 | 0 | 0 | 0 | 0 | 0 | 0 | 0 | 0 | 0 | 0 | 0.01296% | 3.1438 | 6.3442 | 9.5532 | 12.7272 | 15.8815 | 19.0217 | 22.163 | 25.2826 | 28.3981 | 31.5057 | 31.5057 | 31.5057 | 31.5057 | 31.5057 | 31.5057 | 31.5057 | 31.5057 | 31.5057 | 31.5057 | 31.5057 | 31.5057 | 31.5057 | 31.5057 | 31.5057
| IND-Lighting-7P_V2 | M_Input | Council 7th Plan | 2020 | Retro | 2022 | 2045 | PSE | Industrial | Transportation Equipment | Electric | Per Region | NA | NA | Transportation Equipment Motors: Rewind 20-50 HP | Transportation Equipment Motors: Rewind 20-50 HP | 0 | 10 | 0 | 0 | I-All-Other-Shift3-All-All-S | 0 | 0 | 0 | 0 | 0 | 0 | 0 | 0 | 0 | 0 | 0 | 0 | Comm Flat | Motors: Rewind 20-50 HP | Motors: Rewind 20-50 HP | IndShift3 | 0.01266% | 100% | 0% | 1 | 1 | 100% | 10% | 85% | 6.8% | 0.2% | 0 | 0 | 0 | 0 | 0 | 0 | 0 | 0 | 0 |  | 0 | 0 | 0 | 01. ($9,999.000) to $0.028 | N/A | 0 | 01. ($9,999.00) to $0.22 | N/A | 0.085 | 0.085 | 0.085 | 0.085 | 0.085 | 0.085 | 0.085 | 0.085 | 0.085 | 0.085 | 0 | 0 | 0 | 0 | 0 | 0 | 0 | 0 | 0 | 0 | 0 | 0 | 0 | 0 | 0 | 0 | 0 | 0 | 0 | 0 | 0 | 0 | 0 | 0 | 0 | 0 | 0 | 0 | 0 | 0 | 0 | 0 | 0 | 0 | 0 | 0 | 0 | 0 | 0 | 0 | 0 | 0 | 0 | 0 | 0 | 0 | 0 | 0 | 0 | 0 | 0 | 0 | 0 | 0 | 0 | 0 | 0 | 0 | 0 | 0 | 0 | 0 | 0 | 0 | 0 | 0 | 0 | 0 | 0 | 0 | 0 | 0 | 0 | 0 | 0 | 0 | 0 | 0 | 0 | 0 | 0 | 0 | 0 | 0 | 0 | 0 | 0 | 0 | 0 | 0 | 0 | 0 | 0 | 0 | 0 | 0 | 0 | 0 | 0 | 0 | 0 | 0 | 0 | 0 | 0 | 0 | 0 | 0 | 0 | 0 | 0 | 0 | 0 | 0 | 0 | 0 | 0 | 0 | 0 | 0 | 0 | 0 | 0 | 0 | 0 | 0 | 0 | 0 | 0 | 0 | 0 | 0 | 0 | 0 | 0 | 0 | 0 | 0 | 0 | 0 | 0 | 0 | 0 | 0 | 0 | 0 | 0 | 0 | 0 | 0 | 0 | 0 | 0 | 0 | 0 | 0 | 0 | 0 | 0 | 0 | 0 | 0 | 0 | 0 | 0 | 0 | 0 | 0 | 0 | 0 | 0 | 0 | 0 | 0 | 0 | 0 | 0 | 0 | 0 | 0 | 0 | 0 | 0 | 0 | 0 | 0 | 0 | 0 | 0 | 0 | 0 | 0 | 0 | 0.01296% | 0 | 0 | 0 | 0 | 0 | 0 | 0 | 0 | 0 | 0 | 0 | 0 | 0 | 0 | 0 | 0 | 0 | 0 | 0 | 0 | 0 | 0 | 0 | 0
| IND-Lighting-7P_V2 | M_Input | Council 7th Plan | 2020 | Retro | 2022 | 2045 | PSE | Industrial | Transportation Equipment | Electric | Per Region | NA | NA | Transportation Equipment Motors: Rewind 51-100 HP | Transportation Equipment Motors: Rewind 51-100 HP | 0 | 10 | 0 | 0 | I-All-Other-Shift3-All-All-S | 0 | 0 | 0 | 0 | 0 | 0 | 0 | 0 | 0 | 0 | 0 | 0 | Comm Flat | Motors: Rewind 51-100 HP | Motors: Rewind 51-100 HP | IndShift3 | 0.01266% | 100% | 0% | 1 | 1 | 100% | 10% | 85% | 6.8% | 0.2% | 0 | 0 | 0 | 0 | 0 | 0 | 0 | 0 | 0 |  | 0 | 0 | 0 | 01. ($9,999.000) to $0.028 | N/A | 0 | 01. ($9,999.00) to $0.22 | N/A | 0.085 | 0.085 | 0.085 | 0.085 | 0.085 | 0.085 | 0.085 | 0.085 | 0.085 | 0.085 | 0 | 0 | 0 | 0 | 0 | 0 | 0 | 0 | 0 | 0 | 0 | 0 | 0 | 0 | 0 | 0 | 0 | 0 | 0 | 0 | 0 | 0 | 0 | 0 | 0 | 0 | 0 | 0 | 0 | 0 | 0 | 0 | 0 | 0 | 0 | 0 | 0 | 0 | 0 | 0 | 0 | 0 | 0 | 0 | 0 | 0 | 0 | 0 | 0 | 0 | 0 | 0 | 0 | 0 | 0 | 0 | 0 | 0 | 0 | 0 | 0 | 0 | 0 | 0 | 0 | 0 | 0 | 0 | 0 | 0 | 0 | 0 | 0 | 0 | 0 | 0 | 0 | 0 | 0 | 0 | 0 | 0 | 0 | 0 | 0 | 0 | 0 | 0 | 0 | 0 | 0 | 0 | 0 | 0 | 0 | 0 | 0 | 0 | 0 | 0 | 0 | 0 | 0 | 0 | 0 | 0 | 0 | 0 | 0 | 0 | 0 | 0 | 0 | 0 | 0 | 0 | 0 | 0 | 0 | 0 | 0 | 0 | 0 | 0 | 0 | 0 | 0 | 0 | 0 | 0 | 0 | 0 | 0 | 0 | 0 | 0 | 0 | 0 | 0 | 0 | 0 | 0 | 0 | 0 | 0 | 0 | 0 | 0 | 0 | 0 | 0 | 0 | 0 | 0 | 0 | 0 | 0 | 0 | 0 | 0 | 0 | 0 | 0 | 0 | 0 | 0 | 0 | 0 | 0 | 0 | 0 | 0 | 0 | 0 | 0 | 0 | 0 | 0 | 0 | 0 | 0 | 0 | 0 | 0 | 0 | 0 | 0 | 0 | 0 | 0 | 0 | 0 | 0 | 0.01296% | 0 | 0 | 0 | 0 | 0 | 0 | 0 | 0 | 0 | 0 | 0 | 0 | 0 | 0 | 0 | 0 | 0 | 0 | 0 | 0 | 0 | 0 | 0 | 0
| IND-Lighting-7P_V2 | M_Input | Council 7th Plan | 2020 | Retro | 2022 | 2045 | PSE | Industrial | Transportation Equipment | Electric | Per Region | NA | NA | Transportation Equipment Motors: Rewind 101-200 HP | Transportation Equipment Motors: Rewind 101-200 HP | 0 | 10 | 0 | 0 | I-All-Other-Shift3-All-All-S | 0 | 0 | 0 | 0 | 0 | 0 | 0 | 0 | 0 | 0 | 0 | 0 | Comm Flat | Motors: Rewind 101-200 HP | Motors: Rewind 101-200 HP | IndShift3 | 0.01266% | 100% | 0% | 1 | 1 | 100% | 10% | 85% | 6.8% | 0.2% | 0 | 0 | 0 | 0 | 0 | 0 | 0 | 0 | 0 |  | 0 | 0 | 0 | 01. ($9,999.000) to $0.028 | N/A | 0 | 01. ($9,999.00) to $0.22 | N/A | 0.085 | 0.085 | 0.085 | 0.085 | 0.085 | 0.085 | 0.085 | 0.085 | 0.085 | 0.085 | 0 | 0 | 0 | 0 | 0 | 0 | 0 | 0 | 0 | 0 | 0 | 0 | 0 | 0 | 0 | 0 | 0 | 0 | 0 | 0 | 0 | 0 | 0 | 0 | 0 | 0 | 0 | 0 | 0 | 0 | 0 | 0 | 0 | 0 | 0 | 0 | 0 | 0 | 0 | 0 | 0 | 0 | 0 | 0 | 0 | 0 | 0 | 0 | 0 | 0 | 0 | 0 | 0 | 0 | 0 | 0 | 0 | 0 | 0 | 0 | 0 | 0 | 0 | 0 | 0 | 0 | 0 | 0 | 0 | 0 | 0 | 0 | 0 | 0 | 0 | 0 | 0 | 0 | 0 | 0 | 0 | 0 | 0 | 0 | 0 | 0 | 0 | 0 | 0 | 0 | 0 | 0 | 0 | 0 | 0 | 0 | 0 | 0 | 0 | 0 | 0 | 0 | 0 | 0 | 0 | 0 | 0 | 0 | 0 | 0 | 0 | 0 | 0 | 0 | 0 | 0 | 0 | 0 | 0 | 0 | 0 | 0 | 0 | 0 | 0 | 0 | 0 | 0 | 0 | 0 | 0 | 0 | 0 | 0 | 0 | 0 | 0 | 0 | 0 | 0 | 0 | 0 | 0 | 0 | 0 | 0 | 0 | 0 | 0 | 0 | 0 | 0 | 0 | 0 | 0 | 0 | 0 | 0 | 0 | 0 | 0 | 0 | 0 | 0 | 0 | 0 | 0 | 0 | 0 | 0 | 0 | 0 | 0 | 0 | 0 | 0 | 0 | 0 | 0 | 0 | 0 | 0 | 0 | 0 | 0 | 0 | 0 | 0 | 0 | 0 | 0 | 0 | 0 | 0.01296% | 0 | 0 | 0 | 0 | 0 | 0 | 0 | 0 | 0 | 0 | 0 | 0 | 0 | 0 | 0 | 0 | 0 | 0 | 0 | 0 | 0 | 0 | 0 | 0
| IND-Lighting-7P_V2 | M_Input | Council 7th Plan | 2020 | Retro | 2022 | 2045 | PSE | Industrial | Transportation Equipment | Electric | Per Region | NA | NA | Transportation Equipment Motors: Rewind 201-500 HP | Transportation Equipment Motors: Rewind 201-500 HP | 0 | 10 | 0 | 0 | I-All-Other-Shift3-All-All-S | 0 | 0 | 0 | 0 | 0 | 0 | 0 | 0 | 0 | 0 | 0 | 0 | Comm Flat | Motors: Rewind 201-500 HP | Motors: Rewind 201-500 HP | IndShift3 | 0.01266% | 100% | 0% | 1 | 1 | 100% | 10% | 85% | 6.8% | 0.2% | 0 | 0 | 0 | 0 | 0 | 0 | 0 | 0 | 0 |  | 0 | 0 | 0 | 01. ($9,999.000) to $0.028 | N/A | 0 | 01. ($9,999.00) to $0.22 | N/A | 0.085 | 0.085 | 0.085 | 0.085 | 0.085 | 0.085 | 0.085 | 0.085 | 0.085 | 0.085 | 0 | 0 | 0 | 0 | 0 | 0 | 0 | 0 | 0 | 0 | 0 | 0 | 0 | 0 | 0 | 0 | 0 | 0 | 0 | 0 | 0 | 0 | 0 | 0 | 0 | 0 | 0 | 0 | 0 | 0 | 0 | 0 | 0 | 0 | 0 | 0 | 0 | 0 | 0 | 0 | 0 | 0 | 0 | 0 | 0 | 0 | 0 | 0 | 0 | 0 | 0 | 0 | 0 | 0 | 0 | 0 | 0 | 0 | 0 | 0 | 0 | 0 | 0 | 0 | 0 | 0 | 0 | 0 | 0 | 0 | 0 | 0 | 0 | 0 | 0 | 0 | 0 | 0 | 0 | 0 | 0 | 0 | 0 | 0 | 0 | 0 | 0 | 0 | 0 | 0 | 0 | 0 | 0 | 0 | 0 | 0 | 0 | 0 | 0 | 0 | 0 | 0 | 0 | 0 | 0 | 0 | 0 | 0 | 0 | 0 | 0 | 0 | 0 | 0 | 0 | 0 | 0 | 0 | 0 | 0 | 0 | 0 | 0 | 0 | 0 | 0 | 0 | 0 | 0 | 0 | 0 | 0 | 0 | 0 | 0 | 0 | 0 | 0 | 0 | 0 | 0 | 0 | 0 | 0 | 0 | 0 | 0 | 0 | 0 | 0 | 0 | 0 | 0 | 0 | 0 | 0 | 0 | 0 | 0 | 0 | 0 | 0 | 0 | 0 | 0 | 0 | 0 | 0 | 0 | 0 | 0 | 0 | 0 | 0 | 0 | 0 | 0 | 0 | 0 | 0 | 0 | 0 | 0 | 0 | 0 | 0 | 0 | 0 | 0 | 0 | 0 | 0 | 0 | 0.01296% | 0 | 0 | 0 | 0 | 0 | 0 | 0 | 0 | 0 | 0 | 0 | 0 | 0 | 0 | 0 | 0 | 0 | 0 | 0 | 0 | 0 | 0 | 0 | 0
| IND-Lighting-7P_V2 | M_Input | Council 7th Plan | 2020 | Retro | 2022 | 2045 | PSE | Industrial | Transportation Equipment | Electric | Per Region | NA | NA | Transportation Equipment Motors: Rewind 501-5000 HP | Transportation Equipment Motors: Rewind 501-5000 HP | 0 | 10 | 0 | 0 | I-All-Other-Shift3-All-All-S | 0 | 0 | 0 | 0 | 0 | 0 | 0 | 0 | 0 | 0 | 0 | 0 | Comm Flat | Motors: Rewind 501-5000 HP | Motors: Rewind 501-5000 HP | IndShift3 | 0.01266% | 100% | 0% | 1 | 1 | 100% | 10% | 85% | 6.8% | 0.2% | 0 | 0 | 0 | 0 | 0 | 0 | 0 | 0 | 0 |  | 0 | 0 | 0 | 01. ($9,999.000) to $0.028 | N/A | 0 | 01. ($9,999.00) to $0.22 | N/A | 0.085 | 0.085 | 0.085 | 0.085 | 0.085 | 0.085 | 0.085 | 0.085 | 0.085 | 0.085 | 0 | 0 | 0 | 0 | 0 | 0 | 0 | 0 | 0 | 0 | 0 | 0 | 0 | 0 | 0 | 0 | 0 | 0 | 0 | 0 | 0 | 0 | 0 | 0 | 0 | 0 | 0 | 0 | 0 | 0 | 0 | 0 | 0 | 0 | 0 | 0 | 0 | 0 | 0 | 0 | 0 | 0 | 0 | 0 | 0 | 0 | 0 | 0 | 0 | 0 | 0 | 0 | 0 | 0 | 0 | 0 | 0 | 0 | 0 | 0 | 0 | 0 | 0 | 0 | 0 | 0 | 0 | 0 | 0 | 0 | 0 | 0 | 0 | 0 | 0 | 0 | 0 | 0 | 0 | 0 | 0 | 0 | 0 | 0 | 0 | 0 | 0 | 0 | 0 | 0 | 0 | 0 | 0 | 0 | 0 | 0 | 0 | 0 | 0 | 0 | 0 | 0 | 0 | 0 | 0 | 0 | 0 | 0 | 0 | 0 | 0 | 0 | 0 | 0 | 0 | 0 | 0 | 0 | 0 | 0 | 0 | 0 | 0 | 0 | 0 | 0 | 0 | 0 | 0 | 0 | 0 | 0 | 0 | 0 | 0 | 0 | 0 | 0 | 0 | 0 | 0 | 0 | 0 | 0 | 0 | 0 | 0 | 0 | 0 | 0 | 0 | 0 | 0 | 0 | 0 | 0 | 0 | 0 | 0 | 0 | 0 | 0 | 0 | 0 | 0 | 0 | 0 | 0 | 0 | 0 | 0 | 0 | 0 | 0 | 0 | 0 | 0 | 0 | 0 | 0 | 0 | 0 | 0 | 0 | 0 | 0 | 0 | 0 | 0 | 0 | 0 | 0 | 0 | 0.01296% | 0 | 0 | 0 | 0 | 0 | 0 | 0 | 0 | 0 | 0 | 0 | 0 | 0 | 0 | 0 | 0 | 0 | 0 | 0 | 0 | 0 | 0 | 0 | 0
| IND-Lighting-7P_V2 | M_Input | Council 7th Plan | 2020 | Retro | 2022 | 2045 | PSE | Industrial | Transportation Equipment | Electric | Per Region | NA | NA | Transportation Equipment Efficient Centrifugal Fan | Transportation Equipment Efficient Centrifugal Fan | 0 | 10 | 0 | 0 | I-SIC26-Proc-All-All-All-E | 0 | 0 | 0 | 0 | 0 | 0 | 0 | 0 | 0 | 0 | 0 | 0 | Comm Flat | Efficient Centrifugal Fan | Efficient Centrifugal Fan | SIC26 | 0.01095% | 100% | 0% | 1 | 1 | 100% | 10% | 85% | 6.8% | 0.2% | 0 | 0 | 0 | 0 | 0 | 0 | 0 | 0 | 0 |  | 0 | 0 | 0 | 01. ($9,999.000) to $0.028 | N/A | 0 | 01. ($9,999.00) to $0.22 | N/A | 0.085 | 0.085 | 0.085 | 0.085 | 0.085 | 0.085 | 0.085 | 0.085 | 0.085 | 0.085 | 0 | 0 | 0 | 0 | 0 | 0 | 0 | 0 | 0 | 0 | 0 | 0 | 0 | 0 | 0 | 0 | 0 | 0 | 0 | 0 | 0 | 0 | 0 | 0 | 0 | 0 | 0 | 0 | 0 | 0 | 0 | 0 | 0 | 0 | 0 | 0 | 0 | 0 | 0 | 0 | 0 | 0 | 0 | 0 | 0 | 0 | 0 | 0 | 0 | 0 | 0 | 0 | 0 | 0 | 0 | 0 | 0 | 0 | 0 | 0 | 0 | 0 | 0 | 0 | 0 | 0 | 0 | 0 | 0 | 0 | 0 | 0 | 0 | 0 | 0 | 0 | 0 | 0 | 0 | 0 | 0 | 0 | 0 | 0 | 0 | 0 | 0 | 0 | 0 | 0 | 0 | 0 | 0 | 0 | 0 | 0 | 0 | 0 | 0 | 0 | 0 | 0 | 0 | 0 | 0 | 0 | 0 | 0 | 0 | 0 | 0 | 0 | 0 | 0 | 0 | 0 | 0 | 0 | 0 | 0 | 0 | 0 | 0 | 0 | 0 | 0 | 0 | 0 | 0 | 0 | 0 | 0 | 0 | 0 | 0 | 0 | 0 | 0 | 0 | 0 | 0 | 0 | 0 | 0 | 0 | 0 | 0 | 0 | 0 | 0 | 0 | 0 | 0 | 0 | 0 | 0 | 0 | 0 | 0 | 0 | 0 | 0 | 0 | 0 | 0 | 0 | 0 | 0 | 0 | 0 | 0 | 0 | 0 | 0 | 0 | 0 | 0 | 0 | 0 | 0 | 0 | 0 | 0 | 0 | 0 | 0 | 0 | 0 | 0 | 0 | 0 | 0 | 0 | 0.01124% | 0 | 0 | 0 | 0 | 0 | 0 | 0 | 0 | 0 | 0 | 0 | 0 | 0 | 0 | 0 | 0 | 0 | 0 | 0 | 0 | 0 | 0 | 0 | 0
| IND-Lighting-7P_V2 | M_Input | Council 7th Plan | 2020 | Retro | 2022 | 2045 | PSE | Industrial | Transportation Equipment | Electric | Per Region | NA | NA | Transportation Equipment Fan Energy Management | Transportation Equipment Fan Energy Management | 173569.1702 | 10 | 0 | 6503.3407 | I-SIC20-Proc-All-All-All-E | 0 | 0 | 0 | 0 | 0 | 0 | 0 | 0 | 0 | 0 | 0 | 0 | Comm Flat | Fan Energy Management | Fan Energy Management | SIC20 | 0.01146% | 100% | 0% | 1 | 1 | 100% | 10% | 85% | 6.8% | 0.2% | 81147.2454 | 2928.058 | 8407.5303 | 0 | 0 | 0 | 0 | 64581.2925 | 0 |  | 0.031874 | 0 | 0.031874 | 02. $0.028 to $0.055 | N/A | 0 | 01. ($9,999.00) to $0.22 | N/A | 0.085 | 0.085 | 0.085 | 0.085 | 0.085 | 0.085 | 0.085 | 0.085 | 0.085 | 0.085 | 0 | 0 | 0 | 0 | 0 | 0 | 0 | 0 | 0 | 0 | 0 | 0 | 0 | 0 | 14753.3795 | 15019.29 | 15059.3411 | 14895.1247 | 14803.0647 | 14736.3262 | 14741.9139 | 14639.992 | 14620.7192 | 14583.5208 | 0 | 0 | 0 | 0 | 0 | 0 | 0 | 0 | 0 | 0 | 0 | 0 | 0 | 0 | 147852.672 | 14753.3795 | 29772.6694 | 44832.0105 | 59727.1352 | 74530.1999 | 89266.5261 | 104008.44 | 118648.432 | 133269.1511 | 147852.672 | 147852.672 | 147852.672 | 147852.672 | 147852.672 | 147852.672 | 147852.672 | 147852.672 | 147852.672 | 147852.672 | 147852.672 | 147852.672 | 147852.672 | 147852.672 | 147852.672 | 0 | 0 | 0 | 0 | 0 | 0 | 0 | 0 | 0 | 0 | 0 | 0 | 0 | 0 | 0 | 0 | 0 | 0 | 0 | 0 | 0 | 0 | 0 | 0 | 0 | 0 | 0 | 0 | 0 | 0 | 0 | 0 | 0 | 0 | 0 | 0 | 0 | 0 | 0 | 0 | 0 | 0 | 0 | 0 | 0 | 0 | 0 | 0 | 0 | 0 | 0 | 0 | 0 | 0 | 0 | 0 | 0 | 0 | 0 | 0 | 0 | 1.6908 | 3.412 | 5.1378 | 6.8448 | 8.5413 | 10.2301 | 11.9195 | 13.5973 | 15.2728 | 16.9441 | 16.9441 | 16.9441 | 16.9441 | 16.9441 | 16.9441 | 16.9441 | 16.9441 | 16.9441 | 16.9441 | 16.9441 | 16.9441 | 16.9441 | 16.9441 | 16.9441 | 5489.4099 | 5588.3493 | 5603.2515 | 5542.1502 | 5507.8966 | 5483.0647 | 5485.1438 | 5447.2209 | 5440.0499 | 5426.2092 | 0 | 0 | 0 | 0 | 0 | 0 | 0 | 0 | 0 | 0 | 0 | 0 | 0 | 0 | 55012.7459 | 0 | 0 | 0 | 0 | 0 | 0 | 0 | 0 | 0 | 0 | 0 | 0 | 0 | 0 | 0 | 0 | 0 | 0 | 0 | 0 | 0.01326% | 1.9562 | 3.9478 | 5.9446 | 7.9196 | 9.8824 | 11.8364 | 13.7912 | 15.7324 | 17.671 | 19.6047 | 19.6047 | 19.6047 | 19.6047 | 19.6047 | 19.6047 | 19.6047 | 19.6047 | 19.6047 | 19.6047 | 19.6047 | 19.6047 | 19.6047 | 19.6047 | 19.6047
| IND-Lighting-7P_V2 | M_Input | Council 7th Plan | 2020 | Retro | 2022 | 2045 | PSE | Industrial | Transportation Equipment | Electric | Per Region | NA | NA | Transportation Equipment Fan Equipment Upgrade | Transportation Equipment Fan Equipment Upgrade | 518155.0228 | 10 | 55469.6705 | 19414.3847 | I-All-Other-Shift3-All-All-S | 0 | 0 | 0 | 0 | 0 | 0 | 0 | 0 | 0 | 0 | 0 | 0 | Comm Flat | Fan Equipment Upgrade | Fan Equipment Upgrade | IndShift3 | 0.01266% | 100% | 0% | 1 | 1 | 100% | 10% | 85% | 6.8% | 0.2% | 242248.3943 | 9656.0157 | 25190.441 | 91828.3985 | 0 | 0 | 0 | 294710.0937 | 0 |  | 0.048723 | 0 | 0.048723 | 02. $0.028 to $0.055 | N/A | 0 | 01. ($9,999.00) to $0.22 | N/A | 0.085 | 0.085 | 0.085 | 0.085 | 0.085 | 0.085 | 0.085 | 0.085 | 0.085 | 0.085 | 0 | 0 | 0 | 0 | 0 | 0 | 0 | 0 | 0 | 0 | 0 | 0 | 0 | 0 | 44043.1769 | 44836.998 | 44956.5623 | 44466.3283 | 44191.5018 | 43992.2679 | 44008.9487 | 43704.682 | 43647.1469 | 43536.0989 | 0 | 0 | 0 | 0 | 0 | 0 | 0 | 0 | 0 | 0 | 0 | 0 | 0 | 0 | 441383.7119 | 44043.1769 | 88880.1749 | 133836.7372 | 178303.0655 | 222494.5674 | 266486.8353 | 310495.784 | 354200.466 | 397847.613 | 441383.7119 | 441383.7119 | 441383.7119 | 441383.7119 | 441383.7119 | 441383.7119 | 441383.7119 | 441383.7119 | 441383.7119 | 441383.7119 | 441383.7119 | 441383.7119 | 441383.7119 | 441383.7119 | 441383.7119 | 0 | 0 | 0 | 0 | 0 | 0 | 0 | 0 | 0 | 0 | 0 | 0 | 0 | 0 | 0 | 0 | 0 | 0 | 0 | 0 | 0 | 0 | 0 | 0 | 0 | 0 | 0 | 0 | 0 | 0 | 0 | 0 | 0 | 0 | 0 | 0 | 0 | 0 | 0 | 0 | 0 | 0 | 0 | 0 | 0 | 0 | 0 | 0 | 0 | 0 | 0 | 0 | 0 | 0 | 0 | 0 | 0 | 0 | 0 | 0 | 0 | 5.5757 | 11.2519 | 16.9432 | 22.5725 | 28.167 | 33.7363 | 39.3076 | 44.8405 | 50.3661 | 55.8776 | 55.8776 | 55.8776 | 55.8776 | 55.8776 | 55.8776 | 55.8776 | 55.8776 | 55.8776 | 55.8776 | 55.8776 | 55.8776 | 55.8776 | 55.8776 | 55.8776 | 25050.358 | 25501.8581 | 25569.8625 | 25291.033 | 25134.7205 | 25021.4025 | 25030.89 | 24857.8328 | 24825.1087 | 24761.9481 | 0 | 0 | 0 | 0 | 0 | 0 | 0 | 0 | 0 | 0 | 0 | 0 | 0 | 0 | 251045.0142 | 0 | 0 | 0 | 0 | 0 | 0 | 0 | 0 | 0 | 0 | 0 | 0 | 0 | 0 | 0 | 0 | 0 | 0 | 0 | 0 | 0.01296% | 5.7068 | 11.5164 | 17.3415 | 23.1031 | 28.829 | 34.5292 | 40.2315 | 45.8944 | 51.5499 | 57.1909 | 57.1909 | 57.1909 | 57.1909 | 57.1909 | 57.1909 | 57.1909 | 57.1909 | 57.1909 | 57.1909 | 57.1909 | 57.1909 | 57.1909 | 57.1909 | 57.1909
| IND-Lighting-7P_V2 | M_Input | Council 7th Plan | 2020 | Retro | 2022 | 2045 | PSE | Industrial | Transportation Equipment | Electric | Per Region | NA | NA | Transportation Equipment Fan System Optimization | Transportation Equipment Fan System Optimization | 944420.4849 | 10 | 141543.2972 | 42462.9892 | I-SIC24-Proc-All-All-All-E | 46001.5716 | 0 | 0 | 0 | 0 | 0 | 0 | 0 | 0 | 0 | 0 | 0 | Comm Flat | Fan System Optimization | Fan System Optimization | SIC24 | 0.01335% | 100% | 0% | 1 | 1 | 100% | 10% | 85% | 6.8% | 0.2% | 441536.4823 | 18561.4836 | 46009.7966 | 234320.7409 | 0 | 0 | 0 | 156750.4056 | 0 |  | 0.014218 | 0 | 0.014218 | 01. ($9,999.000) to $0.028 | N/A | 0 | 01. ($9,999.00) to $0.22 | N/A | 0.085 | 0.085 | 0.085 | 0.085 | 0.085 | 0.085 | 0.085 | 0.085 | 0.085 | 0.085 | 0 | 0 | 0 | 0 | 0 | 0 | 0 | 0 | 0 | 0 | 0 | 0 | 0 | 0 | 80275.7412 | 81722.6072 | 81940.5323 | 81047.0023 | 80546.0871 | 80182.9514 | 80213.3548 | 79658.78 | 79553.9131 | 79351.5103 | 0 | 0 | 0 | 0 | 0 | 0 | 0 | 0 | 0 | 0 | 0 | 0 | 0 | 0 | 804492.4797 | 80275.7412 | 161998.3484 | 243938.8807 | 324985.883 | 405531.9701 | 485714.9215 | 565928.2762 | 645587.0563 | 725140.9694 | 804492.4797 | 804492.4797 | 804492.4797 | 804492.4797 | 804492.4797 | 804492.4797 | 804492.4797 | 804492.4797 | 804492.4797 | 804492.4797 | 804492.4797 | 804492.4797 | 804492.4797 | 804492.4797 | 804492.4797 | 0 | 0 | 0 | 0 | 0 | 0 | 0 | 0 | 0 | 0 | 0 | 0 | 0 | 0 | 0 | 0 | 0 | 0 | 0 | 0 | 0 | 0 | 0 | 0 | 0 | 0 | 0 | 0 | 0 | 0 | 0 | 0 | 0 | 0 | 0 | 0 | 0 | 0 | 0 | 0 | 0 | 0 | 0 | 0 | 0 | 0 | 0 | 0 | 0 | 0 | 0 | 0 | 0 | 0 | 0 | 0 | 0 | 0 | 0 | 0 | 0 | 10.718 | 21.6292 | 32.5695 | 43.3905 | 54.1446 | 64.8503 | 75.56 | 86.1956 | 96.8173 | 107.4119 | 107.4119 | 107.4119 | 107.4119 | 107.4119 | 107.4119 | 107.4119 | 107.4119 | 107.4119 | 107.4119 | 107.4119 | 107.4119 | 107.4119 | 107.4119 | 107.4119 | 13323.7845 | 13563.9284 | 13600.0986 | 13451.7947 | 13368.6552 | 13308.3837 | 13313.4299 | 13221.3842 | 13203.9789 | 13170.385 | 0 | 0 | 0 | 0 | 0 | 0 | 0 | 0 | 0 | 0 | 0 | 0 | 0 | 0 | 133525.823 | 0 | 0 | 0 | 0 | 0 | 0 | 0 | 0 | 0 | 0 | 0 | 0 | 0 | 0 | 0 | 0 | 0 | 0 | 0 | 0 | 0.01209% | 9.7052 | 19.5853 | 29.4917 | 39.2901 | 49.028 | 58.722 | 68.4196 | 78.0502 | 87.6681 | 97.2615 | 97.2615 | 97.2615 | 97.2615 | 97.2615 | 97.2615 | 97.2615 | 97.2615 | 97.2615 | 97.2615 | 97.2615 | 97.2615 | 97.2615 | 97.2615 | 97.2615
| IND-Lighting-7P_V2 | M_Input | Council 7th Plan | 2020 | Retro | 2022 | 2045 | PSE | Industrial | Transportation Equipment | Electric | Per Region | NA | NA | Transportation Equipment Pump Energy Management | Transportation Equipment Pump Energy Management | 0 | 10 | 0 | 0 | I-SIC26-Proc-All-All-All-E | 0 | 0 | 0 | 0 | 0 | 0 | 0 | 0 | 0 | 0 | 0 | 0 | Comm Flat | Pump Energy Management | Pump Energy Management | SIC26 | 0.01095% | 100% | 0% | 1 | 1 | 100% | 10% | 85% | 6.8% | 0.2% | 0 | 0 | 0 | 0 | 0 | 0 | 0 | 0 | 0 |  | 0 | 0 | 0 | 01. ($9,999.000) to $0.028 | N/A | 0 | 01. ($9,999.00) to $0.22 | N/A | 0.085 | 0.085 | 0.085 | 0.085 | 0.085 | 0.085 | 0.085 | 0.085 | 0.085 | 0.085 | 0 | 0 | 0 | 0 | 0 | 0 | 0 | 0 | 0 | 0 | 0 | 0 | 0 | 0 | 0 | 0 | 0 | 0 | 0 | 0 | 0 | 0 | 0 | 0 | 0 | 0 | 0 | 0 | 0 | 0 | 0 | 0 | 0 | 0 | 0 | 0 | 0 | 0 | 0 | 0 | 0 | 0 | 0 | 0 | 0 | 0 | 0 | 0 | 0 | 0 | 0 | 0 | 0 | 0 | 0 | 0 | 0 | 0 | 0 | 0 | 0 | 0 | 0 | 0 | 0 | 0 | 0 | 0 | 0 | 0 | 0 | 0 | 0 | 0 | 0 | 0 | 0 | 0 | 0 | 0 | 0 | 0 | 0 | 0 | 0 | 0 | 0 | 0 | 0 | 0 | 0 | 0 | 0 | 0 | 0 | 0 | 0 | 0 | 0 | 0 | 0 | 0 | 0 | 0 | 0 | 0 | 0 | 0 | 0 | 0 | 0 | 0 | 0 | 0 | 0 | 0 | 0 | 0 | 0 | 0 | 0 | 0 | 0 | 0 | 0 | 0 | 0 | 0 | 0 | 0 | 0 | 0 | 0 | 0 | 0 | 0 | 0 | 0 | 0 | 0 | 0 | 0 | 0 | 0 | 0 | 0 | 0 | 0 | 0 | 0 | 0 | 0 | 0 | 0 | 0 | 0 | 0 | 0 | 0 | 0 | 0 | 0 | 0 | 0 | 0 | 0 | 0 | 0 | 0 | 0 | 0 | 0 | 0 | 0 | 0 | 0 | 0 | 0 | 0 | 0 | 0 | 0 | 0 | 0 | 0 | 0 | 0 | 0 | 0 | 0 | 0 | 0 | 0 | 0.01124% | 0 | 0 | 0 | 0 | 0 | 0 | 0 | 0 | 0 | 0 | 0 | 0 | 0 | 0 | 0 | 0 | 0 | 0 | 0 | 0 | 0 | 0 | 0 | 0
| IND-Lighting-7P_V2 | M_Input | Council 7th Plan | 2020 | Retro | 2022 | 2045 | PSE | Industrial | Transportation Equipment | Electric | Per Region | NA | NA | Transportation Equipment Pump Equipment Upgrade | Transportation Equipment Pump Equipment Upgrade | 0 | 10 | 0 | 0 | I-SIC26-Proc-All-All-All-E | 0 | 0 | 0 | 0 | 0 | 0 | 0 | 0 | 0 | 0 | 0 | 0 | Comm Flat | Pump Equipment Upgrade | Pump Equipment Upgrade | SIC26 | 0.01095% | 100% | 0% | 1 | 1 | 100% | 10% | 85% | 6.8% | 0.2% | 0 | 0 | 0 | 0 | 0 | 0 | 0 | 0 | 0 |  | 0 | 0 | 0 | 01. ($9,999.000) to $0.028 | N/A | 0 | 01. ($9,999.00) to $0.22 | N/A | 0.085 | 0.085 | 0.085 | 0.085 | 0.085 | 0.085 | 0.085 | 0.085 | 0.085 | 0.085 | 0 | 0 | 0 | 0 | 0 | 0 | 0 | 0 | 0 | 0 | 0 | 0 | 0 | 0 | 0 | 0 | 0 | 0 | 0 | 0 | 0 | 0 | 0 | 0 | 0 | 0 | 0 | 0 | 0 | 0 | 0 | 0 | 0 | 0 | 0 | 0 | 0 | 0 | 0 | 0 | 0 | 0 | 0 | 0 | 0 | 0 | 0 | 0 | 0 | 0 | 0 | 0 | 0 | 0 | 0 | 0 | 0 | 0 | 0 | 0 | 0 | 0 | 0 | 0 | 0 | 0 | 0 | 0 | 0 | 0 | 0 | 0 | 0 | 0 | 0 | 0 | 0 | 0 | 0 | 0 | 0 | 0 | 0 | 0 | 0 | 0 | 0 | 0 | 0 | 0 | 0 | 0 | 0 | 0 | 0 | 0 | 0 | 0 | 0 | 0 | 0 | 0 | 0 | 0 | 0 | 0 | 0 | 0 | 0 | 0 | 0 | 0 | 0 | 0 | 0 | 0 | 0 | 0 | 0 | 0 | 0 | 0 | 0 | 0 | 0 | 0 | 0 | 0 | 0 | 0 | 0 | 0 | 0 | 0 | 0 | 0 | 0 | 0 | 0 | 0 | 0 | 0 | 0 | 0 | 0 | 0 | 0 | 0 | 0 | 0 | 0 | 0 | 0 | 0 | 0 | 0 | 0 | 0 | 0 | 0 | 0 | 0 | 0 | 0 | 0 | 0 | 0 | 0 | 0 | 0 | 0 | 0 | 0 | 0 | 0 | 0 | 0 | 0 | 0 | 0 | 0 | 0 | 0 | 0 | 0 | 0 | 0 | 0 | 0 | 0 | 0 | 0 | 0 | 0.01124% | 0 | 0 | 0 | 0 | 0 | 0 | 0 | 0 | 0 | 0 | 0 | 0 | 0 | 0 | 0 | 0 | 0 | 0 | 0 | 0 | 0 | 0 | 0 | 0
| IND-Lighting-7P_V2 | M_Input | Council 7th Plan | 2020 | Retro | 2022 | 2045 | PSE | Industrial | Transportation Equipment | Electric | Per Region | NA | NA | Transportation Equipment Pump System Optimization | Transportation Equipment Pump System Optimization | 0 | 12 | 0 | 0 | I-SIC20-Proc-All-All-All-E | 0 | 0 | 0 | 0 | 0 | 0 | 0 | 0 | 0 | 0 | 0 | 0 | Comm Flat | Pump System Optimization | Pump System Optimization | SIC20 | 0.01146% | 100% | 0% | 1 | 1 | 100% | 8.333% | 85% | 6.8% | 0.2% | 0 | 0 | 0 | 0 | 0 | 0 | 0 | 0 | 0 |  | 0 | 0 | 0 | 01. ($9,999.000) to $0.028 | N/A | 0 | 01. ($9,999.00) to $0.22 | N/A | 0.085 | 0.085 | 0.085 | 0.085 | 0.085 | 0.085 | 0.085 | 0.085 | 0.085 | 0.085 | 0 | 0 | 0 | 0 | 0 | 0 | 0 | 0 | 0 | 0 | 0 | 0 | 0 | 0 | 0 | 0 | 0 | 0 | 0 | 0 | 0 | 0 | 0 | 0 | 0 | 0 | 0 | 0 | 0 | 0 | 0 | 0 | 0 | 0 | 0 | 0 | 0 | 0 | 0 | 0 | 0 | 0 | 0 | 0 | 0 | 0 | 0 | 0 | 0 | 0 | 0 | 0 | 0 | 0 | 0 | 0 | 0 | 0 | 0 | 0 | 0 | 0 | 0 | 0 | 0 | 0 | 0 | 0 | 0 | 0 | 0 | 0 | 0 | 0 | 0 | 0 | 0 | 0 | 0 | 0 | 0 | 0 | 0 | 0 | 0 | 0 | 0 | 0 | 0 | 0 | 0 | 0 | 0 | 0 | 0 | 0 | 0 | 0 | 0 | 0 | 0 | 0 | 0 | 0 | 0 | 0 | 0 | 0 | 0 | 0 | 0 | 0 | 0 | 0 | 0 | 0 | 0 | 0 | 0 | 0 | 0 | 0 | 0 | 0 | 0 | 0 | 0 | 0 | 0 | 0 | 0 | 0 | 0 | 0 | 0 | 0 | 0 | 0 | 0 | 0 | 0 | 0 | 0 | 0 | 0 | 0 | 0 | 0 | 0 | 0 | 0 | 0 | 0 | 0 | 0 | 0 | 0 | 0 | 0 | 0 | 0 | 0 | 0 | 0 | 0 | 0 | 0 | 0 | 0 | 0 | 0 | 0 | 0 | 0 | 0 | 0 | 0 | 0 | 0 | 0 | 0 | 0 | 0 | 0 | 0 | 0 | 0 | 0 | 0 | 0 | 0 | 0 | 0 | 0.01326% | 0 | 0 | 0 | 0 | 0 | 0 | 0 | 0 | 0 | 0 | 0 | 0 | 0 | 0 | 0 | 0 | 0 | 0 | 0 | 0 | 0 | 0 | 0 | 0
| IND-Lighting-7P_V2 | M_Input | Council 7th Plan | 2020 | Retro | 2022 | 2045 | PSE | Industrial | Transportation Equipment | Electric | Per Region | NA | NA | Transportation Equipment Transformers-Retrofit | Transportation Equipment Transformers-Retrofit | 0 | 10 | 0 | 0 | I-All-Other-Shift3-All-All-S | 0 | 0 | 0 | 0 | 0 | 0 | 0 | 0 | 0 | 0 | 0 | 0 | Comm Flat | Transformers-Retrofit | Transformers-Retrofit | IndShift3 | 0.01266% | 100% | 0% | 1 | 1 | 100% | 10% | 85% | 6.8% | 0.2% | 0 | 0 | 0 | 0 | 0 | 0 | 0 | 0 | 0 |  | 0 | 0 | 0 | 01. ($9,999.000) to $0.028 | N/A | 0 | 01. ($9,999.00) to $0.22 | N/A | 0.085 | 0.085 | 0.085 | 0.085 | 0.085 | 0.085 | 0.085 | 0.085 | 0.085 | 0.085 | 0 | 0 | 0 | 0 | 0 | 0 | 0 | 0 | 0 | 0 | 0 | 0 | 0 | 0 | 0 | 0 | 0 | 0 | 0 | 0 | 0 | 0 | 0 | 0 | 0 | 0 | 0 | 0 | 0 | 0 | 0 | 0 | 0 | 0 | 0 | 0 | 0 | 0 | 0 | 0 | 0 | 0 | 0 | 0 | 0 | 0 | 0 | 0 | 0 | 0 | 0 | 0 | 0 | 0 | 0 | 0 | 0 | 0 | 0 | 0 | 0 | 0 | 0 | 0 | 0 | 0 | 0 | 0 | 0 | 0 | 0 | 0 | 0 | 0 | 0 | 0 | 0 | 0 | 0 | 0 | 0 | 0 | 0 | 0 | 0 | 0 | 0 | 0 | 0 | 0 | 0 | 0 | 0 | 0 | 0 | 0 | 0 | 0 | 0 | 0 | 0 | 0 | 0 | 0 | 0 | 0 | 0 | 0 | 0 | 0 | 0 | 0 | 0 | 0 | 0 | 0 | 0 | 0 | 0 | 0 | 0 | 0 | 0 | 0 | 0 | 0 | 0 | 0 | 0 | 0 | 0 | 0 | 0 | 0 | 0 | 0 | 0 | 0 | 0 | 0 | 0 | 0 | 0 | 0 | 0 | 0 | 0 | 0 | 0 | 0 | 0 | 0 | 0 | 0 | 0 | 0 | 0 | 0 | 0 | 0 | 0 | 0 | 0 | 0 | 0 | 0 | 0 | 0 | 0 | 0 | 0 | 0 | 0 | 0 | 0 | 0 | 0 | 0 | 0 | 0 | 0 | 0 | 0 | 0 | 0 | 0 | 0 | 0 | 0 | 0 | 0 | 0 | 0 | 0.01296% | 0 | 0 | 0 | 0 | 0 | 0 | 0 | 0 | 0 | 0 | 0 | 0 | 0 | 0 | 0 | 0 | 0 | 0 | 0 | 0 | 0 | 0 | 0 | 0
| IND-Lighting-7P_V2 | M_Input | Council 7th Plan | 2020 | Retro | 2022 | 2045 | PSE | Industrial | Transportation Equipment | Electric | Per Region | NA | NA | Transportation Equipment Transformers-New | Transportation Equipment Transformers-New | 0 | 32 | 0 | 0 | I-All-Other-Shift3-All-All-S | 0 | 0 | 0 | 0 | 0 | 0 | 0 | 0 | 0 | 0 | 0 | 0 | Comm Flat | Transformers-New | Transformers-New | IndShift3 | 0.01266% | 100% | 0% | 1 | 1 | 100% | 3.125% | 85% | 6.8% | 0.2% | 0 | 0 | 0 | 0 | 0 | 0 | 0 | 0 | 0 |  | 0 | 0 | 0 | 01. ($9,999.000) to $0.028 | N/A | 0 | 01. ($9,999.00) to $0.22 | N/A | 0.085 | 0.085 | 0.085 | 0.085 | 0.085 | 0.085 | 0.085 | 0.085 | 0.085 | 0.085 | 0 | 0 | 0 | 0 | 0 | 0 | 0 | 0 | 0 | 0 | 0 | 0 | 0 | 0 | 0 | 0 | 0 | 0 | 0 | 0 | 0 | 0 | 0 | 0 | 0 | 0 | 0 | 0 | 0 | 0 | 0 | 0 | 0 | 0 | 0 | 0 | 0 | 0 | 0 | 0 | 0 | 0 | 0 | 0 | 0 | 0 | 0 | 0 | 0 | 0 | 0 | 0 | 0 | 0 | 0 | 0 | 0 | 0 | 0 | 0 | 0 | 0 | 0 | 0 | 0 | 0 | 0 | 0 | 0 | 0 | 0 | 0 | 0 | 0 | 0 | 0 | 0 | 0 | 0 | 0 | 0 | 0 | 0 | 0 | 0 | 0 | 0 | 0 | 0 | 0 | 0 | 0 | 0 | 0 | 0 | 0 | 0 | 0 | 0 | 0 | 0 | 0 | 0 | 0 | 0 | 0 | 0 | 0 | 0 | 0 | 0 | 0 | 0 | 0 | 0 | 0 | 0 | 0 | 0 | 0 | 0 | 0 | 0 | 0 | 0 | 0 | 0 | 0 | 0 | 0 | 0 | 0 | 0 | 0 | 0 | 0 | 0 | 0 | 0 | 0 | 0 | 0 | 0 | 0 | 0 | 0 | 0 | 0 | 0 | 0 | 0 | 0 | 0 | 0 | 0 | 0 | 0 | 0 | 0 | 0 | 0 | 0 | 0 | 0 | 0 | 0 | 0 | 0 | 0 | 0 | 0 | 0 | 0 | 0 | 0 | 0 | 0 | 0 | 0 | 0 | 0 | 0 | 0 | 0 | 0 | 0 | 0 | 0 | 0 | 0 | 0 | 0 | 0 | 0.01296% | 0 | 0 | 0 | 0 | 0 | 0 | 0 | 0 | 0 | 0 | 0 | 0 | 0 | 0 | 0 | 0 | 0 | 0 | 0 | 0 | 0 | 0 | 0 | 0
| IND-Lighting-7P_V2 | M_Input | Council 7th Plan | 2020 | Retro | 2022 | 2045 | PSE | Industrial | Transportation Equipment | Electric | Per Region | NA | NA | Transportation Equipment Synchronous Belts | Transportation Equipment Synchronous Belts | 0 | 10 | 0 | 0 | I-All-Other-Shift3-All-All-S | 0 | 0 | 0 | 0 | 0 | 0 | 0 | 0 | 0 | 0 | 0 | 0 | Comm Flat | Synchronous Belts | Synchronous Belts | IndShift3 | 0.01266% | 100% | 0% | 1 | 1 | 100% | 10% | 85% | 6.8% | 0.2% | 0 | 0 | 0 | 0 | 0 | 0 | 0 | 0 | 0 |  | 0 | 0 | 0 | 01. ($9,999.000) to $0.028 | N/A | 0 | 01. ($9,999.00) to $0.22 | N/A | 0.085 | 0.085 | 0.085 | 0.085 | 0.085 | 0.085 | 0.085 | 0.085 | 0.085 | 0.085 | 0 | 0 | 0 | 0 | 0 | 0 | 0 | 0 | 0 | 0 | 0 | 0 | 0 | 0 | 0 | 0 | 0 | 0 | 0 | 0 | 0 | 0 | 0 | 0 | 0 | 0 | 0 | 0 | 0 | 0 | 0 | 0 | 0 | 0 | 0 | 0 | 0 | 0 | 0 | 0 | 0 | 0 | 0 | 0 | 0 | 0 | 0 | 0 | 0 | 0 | 0 | 0 | 0 | 0 | 0 | 0 | 0 | 0 | 0 | 0 | 0 | 0 | 0 | 0 | 0 | 0 | 0 | 0 | 0 | 0 | 0 | 0 | 0 | 0 | 0 | 0 | 0 | 0 | 0 | 0 | 0 | 0 | 0 | 0 | 0 | 0 | 0 | 0 | 0 | 0 | 0 | 0 | 0 | 0 | 0 | 0 | 0 | 0 | 0 | 0 | 0 | 0 | 0 | 0 | 0 | 0 | 0 | 0 | 0 | 0 | 0 | 0 | 0 | 0 | 0 | 0 | 0 | 0 | 0 | 0 | 0 | 0 | 0 | 0 | 0 | 0 | 0 | 0 | 0 | 0 | 0 | 0 | 0 | 0 | 0 | 0 | 0 | 0 | 0 | 0 | 0 | 0 | 0 | 0 | 0 | 0 | 0 | 0 | 0 | 0 | 0 | 0 | 0 | 0 | 0 | 0 | 0 | 0 | 0 | 0 | 0 | 0 | 0 | 0 | 0 | 0 | 0 | 0 | 0 | 0 | 0 | 0 | 0 | 0 | 0 | 0 | 0 | 0 | 0 | 0 | 0 | 0 | 0 | 0 | 0 | 0 | 0 | 0 | 0 | 0 | 0 | 0 | 0 | 0.01296% | 0 | 0 | 0 | 0 | 0 | 0 | 0 | 0 | 0 | 0 | 0 | 0 | 0 | 0 | 0 | 0 | 0 | 0 | 0 | 0 | 0 | 0 | 0 | 0
| IND-Lighting-7P_V2 | M_Input | Council 7th Plan | 2020 | Retro | 2022 | 2045 | PSE | Industrial | Transportation Equipment | Electric | Per Region | NA | NA | Transportation Equipment Elec Chip Fab: Eliminate Exhaust | Transportation Equipment Elec Chip Fab: Eliminate Exhaust | 0 | 10 | 0 | 0 | I-All-Other-Shift3-All-All-S | 0 | 0 | 0 | 0 | 0 | 0 | 0 | 0 | 0 | 0 | 0 | 0 | Comm Flat | Elec Chip Fab: Eliminate Exhaust | Elec Chip Fab: Eliminate Exhaust | IndShift3 | 0.01266% | 100% | 0% | 1 | 1 | 100% | 10% | 85% | 6.8% | 0.2% | 0 | 0 | 0 | 0 | 0 | 0 | 0 | 0 | 0 |  | 0 | 0 | 0 | 01. ($9,999.000) to $0.028 | N/A | 0 | 01. ($9,999.00) to $0.22 | N/A | 0.085 | 0.085 | 0.085 | 0.085 | 0.085 | 0.085 | 0.085 | 0.085 | 0.085 | 0.085 | 0 | 0 | 0 | 0 | 0 | 0 | 0 | 0 | 0 | 0 | 0 | 0 | 0 | 0 | 0 | 0 | 0 | 0 | 0 | 0 | 0 | 0 | 0 | 0 | 0 | 0 | 0 | 0 | 0 | 0 | 0 | 0 | 0 | 0 | 0 | 0 | 0 | 0 | 0 | 0 | 0 | 0 | 0 | 0 | 0 | 0 | 0 | 0 | 0 | 0 | 0 | 0 | 0 | 0 | 0 | 0 | 0 | 0 | 0 | 0 | 0 | 0 | 0 | 0 | 0 | 0 | 0 | 0 | 0 | 0 | 0 | 0 | 0 | 0 | 0 | 0 | 0 | 0 | 0 | 0 | 0 | 0 | 0 | 0 | 0 | 0 | 0 | 0 | 0 | 0 | 0 | 0 | 0 | 0 | 0 | 0 | 0 | 0 | 0 | 0 | 0 | 0 | 0 | 0 | 0 | 0 | 0 | 0 | 0 | 0 | 0 | 0 | 0 | 0 | 0 | 0 | 0 | 0 | 0 | 0 | 0 | 0 | 0 | 0 | 0 | 0 | 0 | 0 | 0 | 0 | 0 | 0 | 0 | 0 | 0 | 0 | 0 | 0 | 0 | 0 | 0 | 0 | 0 | 0 | 0 | 0 | 0 | 0 | 0 | 0 | 0 | 0 | 0 | 0 | 0 | 0 | 0 | 0 | 0 | 0 | 0 | 0 | 0 | 0 | 0 | 0 | 0 | 0 | 0 | 0 | 0 | 0 | 0 | 0 | 0 | 0 | 0 | 0 | 0 | 0 | 0 | 0 | 0 | 0 | 0 | 0 | 0 | 0 | 0 | 0 | 0 | 0 | 0 | 0.01296% | 0 | 0 | 0 | 0 | 0 | 0 | 0 | 0 | 0 | 0 | 0 | 0 | 0 | 0 | 0 | 0 | 0 | 0 | 0 | 0 | 0 | 0 | 0 | 0
| IND-Lighting-7P_V2 | M_Input | Council 7th Plan | 2020 | Retro | 2022 | 2045 | PSE | Industrial | Transportation Equipment | Electric | Per Region | NA | NA | Transportation Equipment Elec Chip Fab: Exhaust Injector | Transportation Equipment Elec Chip Fab: Exhaust Injector | 0 | 10 | 0 | 0 | I-All-Other-Shift3-All-All-S | 0 | 0 | 0 | 0 | 0 | 0 | 0 | 0 | 0 | 0 | 0 | 0 | Comm Flat | Elec Chip Fab: Exhaust Injector | Elec Chip Fab: Exhaust Injector | IndShift3 | 0.01266% | 100% | 0% | 1 | 1 | 100% | 10% | 85% | 6.8% | 0.2% | 0 | 0 | 0 | 0 | 0 | 0 | 0 | 0 | 0 |  | 0 | 0 | 0 | 01. ($9,999.000) to $0.028 | N/A | 0 | 01. ($9,999.00) to $0.22 | N/A | 0.085 | 0.085 | 0.085 | 0.085 | 0.085 | 0.085 | 0.085 | 0.085 | 0.085 | 0.085 | 0 | 0 | 0 | 0 | 0 | 0 | 0 | 0 | 0 | 0 | 0 | 0 | 0 | 0 | 0 | 0 | 0 | 0 | 0 | 0 | 0 | 0 | 0 | 0 | 0 | 0 | 0 | 0 | 0 | 0 | 0 | 0 | 0 | 0 | 0 | 0 | 0 | 0 | 0 | 0 | 0 | 0 | 0 | 0 | 0 | 0 | 0 | 0 | 0 | 0 | 0 | 0 | 0 | 0 | 0 | 0 | 0 | 0 | 0 | 0 | 0 | 0 | 0 | 0 | 0 | 0 | 0 | 0 | 0 | 0 | 0 | 0 | 0 | 0 | 0 | 0 | 0 | 0 | 0 | 0 | 0 | 0 | 0 | 0 | 0 | 0 | 0 | 0 | 0 | 0 | 0 | 0 | 0 | 0 | 0 | 0 | 0 | 0 | 0 | 0 | 0 | 0 | 0 | 0 | 0 | 0 | 0 | 0 | 0 | 0 | 0 | 0 | 0 | 0 | 0 | 0 | 0 | 0 | 0 | 0 | 0 | 0 | 0 | 0 | 0 | 0 | 0 | 0 | 0 | 0 | 0 | 0 | 0 | 0 | 0 | 0 | 0 | 0 | 0 | 0 | 0 | 0 | 0 | 0 | 0 | 0 | 0 | 0 | 0 | 0 | 0 | 0 | 0 | 0 | 0 | 0 | 0 | 0 | 0 | 0 | 0 | 0 | 0 | 0 | 0 | 0 | 0 | 0 | 0 | 0 | 0 | 0 | 0 | 0 | 0 | 0 | 0 | 0 | 0 | 0 | 0 | 0 | 0 | 0 | 0 | 0 | 0 | 0 | 0 | 0 | 0 | 0 | 0 | 0.01296% | 0 | 0 | 0 | 0 | 0 | 0 | 0 | 0 | 0 | 0 | 0 | 0 | 0 | 0 | 0 | 0 | 0 | 0 | 0 | 0 | 0 | 0 | 0 | 0
| IND-Lighting-7P_V2 | M_Input | Council 7th Plan | 2020 | Retro | 2022 | 2045 | PSE | Industrial | Transportation Equipment | Electric | Per Region | NA | NA | Transportation Equipment Elec Chip Fab: Solidstate Chiller | Transportation Equipment Elec Chip Fab: Solidstate Chiller | 0 | 10 | 0 | 0 | I-All-Other-Shift3-All-All-S | 0 | 0 | 0 | 0 | 0 | 0 | 0 | 0 | 0 | 0 | 0 | 0 | Comm Flat | Elec Chip Fab: Solidstate Chiller | Elec Chip Fab: Solidstate Chiller | IndShift3 | 0.01266% | 100% | 0% | 1 | 1 | 100% | 10% | 85% | 6.8% | 0.2% | 0 | 0 | 0 | 0 | 0 | 0 | 0 | 0 | 0 |  | 0 | 0 | 0 | 01. ($9,999.000) to $0.028 | N/A | 0 | 01. ($9,999.00) to $0.22 | N/A | 0.085 | 0.085 | 0.085 | 0.085 | 0.085 | 0.085 | 0.085 | 0.085 | 0.085 | 0.085 | 0 | 0 | 0 | 0 | 0 | 0 | 0 | 0 | 0 | 0 | 0 | 0 | 0 | 0 | 0 | 0 | 0 | 0 | 0 | 0 | 0 | 0 | 0 | 0 | 0 | 0 | 0 | 0 | 0 | 0 | 0 | 0 | 0 | 0 | 0 | 0 | 0 | 0 | 0 | 0 | 0 | 0 | 0 | 0 | 0 | 0 | 0 | 0 | 0 | 0 | 0 | 0 | 0 | 0 | 0 | 0 | 0 | 0 | 0 | 0 | 0 | 0 | 0 | 0 | 0 | 0 | 0 | 0 | 0 | 0 | 0 | 0 | 0 | 0 | 0 | 0 | 0 | 0 | 0 | 0 | 0 | 0 | 0 | 0 | 0 | 0 | 0 | 0 | 0 | 0 | 0 | 0 | 0 | 0 | 0 | 0 | 0 | 0 | 0 | 0 | 0 | 0 | 0 | 0 | 0 | 0 | 0 | 0 | 0 | 0 | 0 | 0 | 0 | 0 | 0 | 0 | 0 | 0 | 0 | 0 | 0 | 0 | 0 | 0 | 0 | 0 | 0 | 0 | 0 | 0 | 0 | 0 | 0 | 0 | 0 | 0 | 0 | 0 | 0 | 0 | 0 | 0 | 0 | 0 | 0 | 0 | 0 | 0 | 0 | 0 | 0 | 0 | 0 | 0 | 0 | 0 | 0 | 0 | 0 | 0 | 0 | 0 | 0 | 0 | 0 | 0 | 0 | 0 | 0 | 0 | 0 | 0 | 0 | 0 | 0 | 0 | 0 | 0 | 0 | 0 | 0 | 0 | 0 | 0 | 0 | 0 | 0 | 0 | 0 | 0 | 0 | 0 | 0 | 0.01296% | 0 | 0 | 0 | 0 | 0 | 0 | 0 | 0 | 0 | 0 | 0 | 0 | 0 | 0 | 0 | 0 | 0 | 0 | 0 | 0 | 0 | 0 | 0 | 0
| IND-Lighting-7P_V2 | M_Input | Council 7th Plan | 2020 | Retro | 2022 | 2045 | PSE | Industrial | Transportation Equipment | Electric | Per Region | NA | NA | Transportation Equipment Elec Chip Fab: Reduce Gas Pressure | Transportation Equipment Elec Chip Fab: Reduce Gas Pressure | 0 | 10 | 0 | 0 | I-All-Other-Shift3-All-All-S | 0 | 0 | 0 | 0 | 0 | 0 | 0 | 0 | 0 | 0 | 0 | 0 | Comm Flat | Elec Chip Fab: Reduce Gas Pressure | Elec Chip Fab: Reduce Gas Pressure | IndShift3 | 0.01266% | 100% | 0% | 1 | 1 | 100% | 10% | 85% | 6.8% | 0.2% | 0 | 0 | 0 | 0 | 0 | 0 | 0 | 0 | 0 |  | 0 | 0 | 0 | 01. ($9,999.000) to $0.028 | N/A | 0 | 01. ($9,999.00) to $0.22 | N/A | 0.085 | 0.085 | 0.085 | 0.085 | 0.085 | 0.085 | 0.085 | 0.085 | 0.085 | 0.085 | 0 | 0 | 0 | 0 | 0 | 0 | 0 | 0 | 0 | 0 | 0 | 0 | 0 | 0 | 0 | 0 | 0 | 0 | 0 | 0 | 0 | 0 | 0 | 0 | 0 | 0 | 0 | 0 | 0 | 0 | 0 | 0 | 0 | 0 | 0 | 0 | 0 | 0 | 0 | 0 | 0 | 0 | 0 | 0 | 0 | 0 | 0 | 0 | 0 | 0 | 0 | 0 | 0 | 0 | 0 | 0 | 0 | 0 | 0 | 0 | 0 | 0 | 0 | 0 | 0 | 0 | 0 | 0 | 0 | 0 | 0 | 0 | 0 | 0 | 0 | 0 | 0 | 0 | 0 | 0 | 0 | 0 | 0 | 0 | 0 | 0 | 0 | 0 | 0 | 0 | 0 | 0 | 0 | 0 | 0 | 0 | 0 | 0 | 0 | 0 | 0 | 0 | 0 | 0 | 0 | 0 | 0 | 0 | 0 | 0 | 0 | 0 | 0 | 0 | 0 | 0 | 0 | 0 | 0 | 0 | 0 | 0 | 0 | 0 | 0 | 0 | 0 | 0 | 0 | 0 | 0 | 0 | 0 | 0 | 0 | 0 | 0 | 0 | 0 | 0 | 0 | 0 | 0 | 0 | 0 | 0 | 0 | 0 | 0 | 0 | 0 | 0 | 0 | 0 | 0 | 0 | 0 | 0 | 0 | 0 | 0 | 0 | 0 | 0 | 0 | 0 | 0 | 0 | 0 | 0 | 0 | 0 | 0 | 0 | 0 | 0 | 0 | 0 | 0 | 0 | 0 | 0 | 0 | 0 | 0 | 0 | 0 | 0 | 0 | 0 | 0 | 0 | 0 | 0.01296% | 0 | 0 | 0 | 0 | 0 | 0 | 0 | 0 | 0 | 0 | 0 | 0 | 0 | 0 | 0 | 0 | 0 | 0 | 0 | 0 | 0 | 0 | 0 | 0
| IND-Lighting-7P_V2 | M_Input | Council 7th Plan | 2020 | Retro | 2022 | 2045 | PSE | Industrial | Transportation Equipment | Electric | Per Region | NA | NA | Transportation Equipment Clean Room: Change Filter Strategy | Transportation Equipment Clean Room: Change Filter Strategy | 0 | 1 | 0 | 0 | I-All-Other-Shift3-All-All-S | 0 | 0 | 0 | 0 | 0 | 0 | 0 | 0 | 0 | 0 | 0 | 0 | Comm Flat | Clean Room: Change Filter Strategy | Clean Room: Change Filter Strategy | IndShift3 | 0.01266% | 100% | 0% | 1 | 1 | 100% | 100% | 85% | 6.8% | 0.2% | 0 | 0 | 0 | 0 | 0 | 0 | 0 | 0 | 0 |  | 0 | 0 | 0 | 01. ($9,999.000) to $0.028 | N/A | 0 | 01. ($9,999.00) to $0.22 | N/A | 0.085 | 0.085 | 0.085 | 0.085 | 0.085 | 0.085 | 0.085 | 0.085 | 0.085 | 0.085 | 0 | 0 | 0 | 0 | 0 | 0 | 0 | 0 | 0 | 0 | 0 | 0 | 0 | 0 | 0 | 0 | 0 | 0 | 0 | 0 | 0 | 0 | 0 | 0 | 0 | 0 | 0 | 0 | 0 | 0 | 0 | 0 | 0 | 0 | 0 | 0 | 0 | 0 | 0 | 0 | 0 | 0 | 0 | 0 | 0 | 0 | 0 | 0 | 0 | 0 | 0 | 0 | 0 | 0 | 0 | 0 | 0 | 0 | 0 | 0 | 0 | 0 | 0 | 0 | 0 | 0 | 0 | 0 | 0 | 0 | 0 | 0 | 0 | 0 | 0 | 0 | 0 | 0 | 0 | 0 | 0 | 0 | 0 | 0 | 0 | 0 | 0 | 0 | 0 | 0 | 0 | 0 | 0 | 0 | 0 | 0 | 0 | 0 | 0 | 0 | 0 | 0 | 0 | 0 | 0 | 0 | 0 | 0 | 0 | 0 | 0 | 0 | 0 | 0 | 0 | 0 | 0 | 0 | 0 | 0 | 0 | 0 | 0 | 0 | 0 | 0 | 0 | 0 | 0 | 0 | 0 | 0 | 0 | 0 | 0 | 0 | 0 | 0 | 0 | 0 | 0 | 0 | 0 | 0 | 0 | 0 | 0 | 0 | 0 | 0 | 0 | 0 | 0 | 0 | 0 | 0 | 0 | 0 | 0 | 0 | 0 | 0 | 0 | 0 | 0 | 0 | 0 | 0 | 0 | 0 | 0 | 0 | 0 | 0 | 0 | 0 | 0 | 0 | 0 | 0 | 0 | 0 | 0 | 0 | 0 | 0 | 0 | 0 | 0 | 0 | 0 | 0 | 0 | 0.01296% | 0 | 0 | 0 | 0 | 0 | 0 | 0 | 0 | 0 | 0 | 0 | 0 | 0 | 0 | 0 | 0 | 0 | 0 | 0 | 0 | 0 | 0 | 0 | 0
| IND-Lighting-7P_V2 | M_Input | Council 7th Plan | 2020 | Retro | 2022 | 2045 | PSE | Industrial | Transportation Equipment | Electric | Per Region | NA | NA | Transportation Equipment Clean Room: Clean Room HVAC | Transportation Equipment Clean Room: Clean Room HVAC | 0 | 20 | 0 | 0 | I-All-Other-Shift3-All-All-S | 0 | 0 | 0 | 0 | 0 | 0 | 0 | 0 | 0 | 0 | 0 | 0 | Comm Flat | Clean Room: Clean Room HVAC | Clean Room: Clean Room HVAC | IndShift3 | 0.01266% | 100% | 0% | 1 | 1 | 100% | 5% | 85% | 6.8% | 0.2% | 0 | 0 | 0 | 0 | 0 | 0 | 0 | 0 | 0 |  | 0 | 0 | 0 | 01. ($9,999.000) to $0.028 | N/A | 0 | 01. ($9,999.00) to $0.22 | N/A | 0.085 | 0.085 | 0.085 | 0.085 | 0.085 | 0.085 | 0.085 | 0.085 | 0.085 | 0.085 | 0 | 0 | 0 | 0 | 0 | 0 | 0 | 0 | 0 | 0 | 0 | 0 | 0 | 0 | 0 | 0 | 0 | 0 | 0 | 0 | 0 | 0 | 0 | 0 | 0 | 0 | 0 | 0 | 0 | 0 | 0 | 0 | 0 | 0 | 0 | 0 | 0 | 0 | 0 | 0 | 0 | 0 | 0 | 0 | 0 | 0 | 0 | 0 | 0 | 0 | 0 | 0 | 0 | 0 | 0 | 0 | 0 | 0 | 0 | 0 | 0 | 0 | 0 | 0 | 0 | 0 | 0 | 0 | 0 | 0 | 0 | 0 | 0 | 0 | 0 | 0 | 0 | 0 | 0 | 0 | 0 | 0 | 0 | 0 | 0 | 0 | 0 | 0 | 0 | 0 | 0 | 0 | 0 | 0 | 0 | 0 | 0 | 0 | 0 | 0 | 0 | 0 | 0 | 0 | 0 | 0 | 0 | 0 | 0 | 0 | 0 | 0 | 0 | 0 | 0 | 0 | 0 | 0 | 0 | 0 | 0 | 0 | 0 | 0 | 0 | 0 | 0 | 0 | 0 | 0 | 0 | 0 | 0 | 0 | 0 | 0 | 0 | 0 | 0 | 0 | 0 | 0 | 0 | 0 | 0 | 0 | 0 | 0 | 0 | 0 | 0 | 0 | 0 | 0 | 0 | 0 | 0 | 0 | 0 | 0 | 0 | 0 | 0 | 0 | 0 | 0 | 0 | 0 | 0 | 0 | 0 | 0 | 0 | 0 | 0 | 0 | 0 | 0 | 0 | 0 | 0 | 0 | 0 | 0 | 0 | 0 | 0 | 0 | 0 | 0 | 0 | 0 | 0 | 0.01296% | 0 | 0 | 0 | 0 | 0 | 0 | 0 | 0 | 0 | 0 | 0 | 0 | 0 | 0 | 0 | 0 | 0 | 0 | 0 | 0 | 0 | 0 | 0 | 0
| IND-Lighting-7P_V2 | M_Input | Council 7th Plan | 2020 | Retro | 2022 | 2045 | PSE | Industrial | Transportation Equipment | Electric | Per Region | NA | NA | Transportation Equipment Clean Room: Chiller Optimize | Transportation Equipment Clean Room: Chiller Optimize | 0 | 10 | 0 | 0 | I-All-Other-Shift3-All-All-S | 0 | 0 | 0 | 0 | 0 | 0 | 0 | 0 | 0 | 0 | 0 | 0 | Comm Flat | Clean Room: Chiller Optimize | Clean Room: Chiller Optimize | IndShift3 | 0.01266% | 100% | 0% | 1 | 1 | 100% | 10% | 85% | 6.8% | 0.2% | 0 | 0 | 0 | 0 | 0 | 0 | 0 | 0 | 0 |  | 0 | 0 | 0 | 01. ($9,999.000) to $0.028 | N/A | 0 | 01. ($9,999.00) to $0.22 | N/A | 0.085 | 0.085 | 0.085 | 0.085 | 0.085 | 0.085 | 0.085 | 0.085 | 0.085 | 0.085 | 0 | 0 | 0 | 0 | 0 | 0 | 0 | 0 | 0 | 0 | 0 | 0 | 0 | 0 | 0 | 0 | 0 | 0 | 0 | 0 | 0 | 0 | 0 | 0 | 0 | 0 | 0 | 0 | 0 | 0 | 0 | 0 | 0 | 0 | 0 | 0 | 0 | 0 | 0 | 0 | 0 | 0 | 0 | 0 | 0 | 0 | 0 | 0 | 0 | 0 | 0 | 0 | 0 | 0 | 0 | 0 | 0 | 0 | 0 | 0 | 0 | 0 | 0 | 0 | 0 | 0 | 0 | 0 | 0 | 0 | 0 | 0 | 0 | 0 | 0 | 0 | 0 | 0 | 0 | 0 | 0 | 0 | 0 | 0 | 0 | 0 | 0 | 0 | 0 | 0 | 0 | 0 | 0 | 0 | 0 | 0 | 0 | 0 | 0 | 0 | 0 | 0 | 0 | 0 | 0 | 0 | 0 | 0 | 0 | 0 | 0 | 0 | 0 | 0 | 0 | 0 | 0 | 0 | 0 | 0 | 0 | 0 | 0 | 0 | 0 | 0 | 0 | 0 | 0 | 0 | 0 | 0 | 0 | 0 | 0 | 0 | 0 | 0 | 0 | 0 | 0 | 0 | 0 | 0 | 0 | 0 | 0 | 0 | 0 | 0 | 0 | 0 | 0 | 0 | 0 | 0 | 0 | 0 | 0 | 0 | 0 | 0 | 0 | 0 | 0 | 0 | 0 | 0 | 0 | 0 | 0 | 0 | 0 | 0 | 0 | 0 | 0 | 0 | 0 | 0 | 0 | 0 | 0 | 0 | 0 | 0 | 0 | 0 | 0 | 0 | 0 | 0 | 0 | 0.01296% | 0 | 0 | 0 | 0 | 0 | 0 | 0 | 0 | 0 | 0 | 0 | 0 | 0 | 0 | 0 | 0 | 0 | 0 | 0 | 0 | 0 | 0 | 0 | 0
| IND-Lighting-7P_V2 | M_Input | Council 7th Plan | 2020 | Retro | 2022 | 2045 | PSE | Industrial | Transportation Equipment | Electric | Per Region | NA | NA | Transportation Equipment Food: Cooling and Storage | Transportation Equipment Food: Cooling and Storage | 0 | 10 | 0 | 0 | C-War-Ref-All-All-All-C | 0 | 0 | 0 | 0 | 0 | 0 | 0 | 0 | 0 | 0 | 0 | 0 | Comm Flat | Food: Cooling and Storage | Food: Cooling and Storage | IndShift3 | 0.01266% | 100% | 0% | 1 | 1 | 100% | 10% | 85% | 6.8% | 0.2% | 0 | 0 | 0 | 0 | 0 | 0 | 0 | 0 | 0 |  | 0 | 0 | 0 | 01. ($9,999.000) to $0.028 | N/A | 0 | 01. ($9,999.00) to $0.22 | N/A | 0.085 | 0.085 | 0.085 | 0.085 | 0.085 | 0.085 | 0.085 | 0.085 | 0.085 | 0.085 | 0 | 0 | 0 | 0 | 0 | 0 | 0 | 0 | 0 | 0 | 0 | 0 | 0 | 0 | 0 | 0 | 0 | 0 | 0 | 0 | 0 | 0 | 0 | 0 | 0 | 0 | 0 | 0 | 0 | 0 | 0 | 0 | 0 | 0 | 0 | 0 | 0 | 0 | 0 | 0 | 0 | 0 | 0 | 0 | 0 | 0 | 0 | 0 | 0 | 0 | 0 | 0 | 0 | 0 | 0 | 0 | 0 | 0 | 0 | 0 | 0 | 0 | 0 | 0 | 0 | 0 | 0 | 0 | 0 | 0 | 0 | 0 | 0 | 0 | 0 | 0 | 0 | 0 | 0 | 0 | 0 | 0 | 0 | 0 | 0 | 0 | 0 | 0 | 0 | 0 | 0 | 0 | 0 | 0 | 0 | 0 | 0 | 0 | 0 | 0 | 0 | 0 | 0 | 0 | 0 | 0 | 0 | 0 | 0 | 0 | 0 | 0 | 0 | 0 | 0 | 0 | 0 | 0 | 0 | 0 | 0 | 0 | 0 | 0 | 0 | 0 | 0 | 0 | 0 | 0 | 0 | 0 | 0 | 0 | 0 | 0 | 0 | 0 | 0 | 0 | 0 | 0 | 0 | 0 | 0 | 0 | 0 | 0 | 0 | 0 | 0 | 0 | 0 | 0 | 0 | 0 | 0 | 0 | 0 | 0 | 0 | 0 | 0 | 0 | 0 | 0 | 0 | 0 | 0 | 0 | 0 | 0 | 0 | 0 | 0 | 0 | 0 | 0 | 0 | 0 | 0 | 0 | 0 | 0 | 0 | 0 | 0 | 0 | 0 | 0 | 0 | 0 | 0 | 0.01296% | 0 | 0 | 0 | 0 | 0 | 0 | 0 | 0 | 0 | 0 | 0 | 0 | 0 | 0 | 0 | 0 | 0 | 0 | 0 | 0 | 0 | 0 | 0 | 0
| IND-Lighting-7P_V2 | M_Input | Council 7th Plan | 2020 | Retro | 2022 | 2045 | PSE | Industrial | Transportation Equipment | Electric | Per Region | NA | NA | Transportation Equipment Food: Refrig Storage Tuneup | Transportation Equipment Food: Refrig Storage Tuneup | 0 | 3 | 0 | 0 | C-War-Ref-All-All-All-C | 0 | 0 | 0 | 0 | 0 | 0 | 0 | 0 | 0 | 0 | 0 | 0 | Comm Flat | Food: Refrig Storage Tuneup | Food: Refrig Storage Tuneup | IndShift3 | 0.01266% | 100% | 0% | 1 | 1 | 100% | 33.33% | 85% | 6.8% | 0.2% | 0 | 0 | 0 | 0 | 0 | 0 | 0 | 0 | 0 |  | 0 | 0 | 0 | 01. ($9,999.000) to $0.028 | N/A | 0 | 01. ($9,999.00) to $0.22 | N/A | 0.085 | 0.085 | 0.085 | 0.085 | 0.085 | 0.085 | 0.085 | 0.085 | 0.085 | 0.085 | 0 | 0 | 0 | 0 | 0 | 0 | 0 | 0 | 0 | 0 | 0 | 0 | 0 | 0 | 0 | 0 | 0 | 0 | 0 | 0 | 0 | 0 | 0 | 0 | 0 | 0 | 0 | 0 | 0 | 0 | 0 | 0 | 0 | 0 | 0 | 0 | 0 | 0 | 0 | 0 | 0 | 0 | 0 | 0 | 0 | 0 | 0 | 0 | 0 | 0 | 0 | 0 | 0 | 0 | 0 | 0 | 0 | 0 | 0 | 0 | 0 | 0 | 0 | 0 | 0 | 0 | 0 | 0 | 0 | 0 | 0 | 0 | 0 | 0 | 0 | 0 | 0 | 0 | 0 | 0 | 0 | 0 | 0 | 0 | 0 | 0 | 0 | 0 | 0 | 0 | 0 | 0 | 0 | 0 | 0 | 0 | 0 | 0 | 0 | 0 | 0 | 0 | 0 | 0 | 0 | 0 | 0 | 0 | 0 | 0 | 0 | 0 | 0 | 0 | 0 | 0 | 0 | 0 | 0 | 0 | 0 | 0 | 0 | 0 | 0 | 0 | 0 | 0 | 0 | 0 | 0 | 0 | 0 | 0 | 0 | 0 | 0 | 0 | 0 | 0 | 0 | 0 | 0 | 0 | 0 | 0 | 0 | 0 | 0 | 0 | 0 | 0 | 0 | 0 | 0 | 0 | 0 | 0 | 0 | 0 | 0 | 0 | 0 | 0 | 0 | 0 | 0 | 0 | 0 | 0 | 0 | 0 | 0 | 0 | 0 | 0 | 0 | 0 | 0 | 0 | 0 | 0 | 0 | 0 | 0 | 0 | 0 | 0 | 0 | 0 | 0 | 0 | 0 | 0.01296% | 0 | 0 | 0 | 0 | 0 | 0 | 0 | 0 | 0 | 0 | 0 | 0 | 0 | 0 | 0 | 0 | 0 | 0 | 0 | 0 | 0 | 0 | 0 | 0
| IND-Lighting-7P_V2 | M_Input | Council 7th Plan | 2020 | Retro | 2022 | 2045 | PSE | Industrial | Transportation Equipment | Electric | Per Region | NA | NA | Transportation Equipment Metal: New Arc Furnace | Transportation Equipment Metal: New Arc Furnace | 0 | 10 | 0 | 0 | I-All-Other-Shift3-All-All-S | 0 | 0 | 0 | 0 | 0 | 0 | 0 | 0 | 0 | 0 | 0 | 0 | Comm Flat | Metal: New Arc Furnace | Metal: New Arc Furnace | IndShift3 | 0.01266% | 100% | 0% | 1 | 1 | 100% | 10% | 85% | 6.8% | 0.2% | 0 | 0 | 0 | 0 | 0 | 0 | 0 | 0 | 0 |  | 0 | 0 | 0 | 01. ($9,999.000) to $0.028 | N/A | 0 | 01. ($9,999.00) to $0.22 | N/A | 0.085 | 0.085 | 0.085 | 0.085 | 0.085 | 0.085 | 0.085 | 0.085 | 0.085 | 0.085 | 0 | 0 | 0 | 0 | 0 | 0 | 0 | 0 | 0 | 0 | 0 | 0 | 0 | 0 | 0 | 0 | 0 | 0 | 0 | 0 | 0 | 0 | 0 | 0 | 0 | 0 | 0 | 0 | 0 | 0 | 0 | 0 | 0 | 0 | 0 | 0 | 0 | 0 | 0 | 0 | 0 | 0 | 0 | 0 | 0 | 0 | 0 | 0 | 0 | 0 | 0 | 0 | 0 | 0 | 0 | 0 | 0 | 0 | 0 | 0 | 0 | 0 | 0 | 0 | 0 | 0 | 0 | 0 | 0 | 0 | 0 | 0 | 0 | 0 | 0 | 0 | 0 | 0 | 0 | 0 | 0 | 0 | 0 | 0 | 0 | 0 | 0 | 0 | 0 | 0 | 0 | 0 | 0 | 0 | 0 | 0 | 0 | 0 | 0 | 0 | 0 | 0 | 0 | 0 | 0 | 0 | 0 | 0 | 0 | 0 | 0 | 0 | 0 | 0 | 0 | 0 | 0 | 0 | 0 | 0 | 0 | 0 | 0 | 0 | 0 | 0 | 0 | 0 | 0 | 0 | 0 | 0 | 0 | 0 | 0 | 0 | 0 | 0 | 0 | 0 | 0 | 0 | 0 | 0 | 0 | 0 | 0 | 0 | 0 | 0 | 0 | 0 | 0 | 0 | 0 | 0 | 0 | 0 | 0 | 0 | 0 | 0 | 0 | 0 | 0 | 0 | 0 | 0 | 0 | 0 | 0 | 0 | 0 | 0 | 0 | 0 | 0 | 0 | 0 | 0 | 0 | 0 | 0 | 0 | 0 | 0 | 0 | 0 | 0 | 0 | 0 | 0 | 0 | 0.01296% | 0 | 0 | 0 | 0 | 0 | 0 | 0 | 0 | 0 | 0 | 0 | 0 | 0 | 0 | 0 | 0 | 0 | 0 | 0 | 0 | 0 | 0 | 0 | 0
| IND-Lighting-7P_V2 | M_Input | Council 7th Plan | 2020 | Retro | 2022 | 2045 | PSE | Industrial | Transportation Equipment | Electric | Per Region | NA | NA | Transportation Equipment Mech Pulp: Refiner Replacement | Transportation Equipment Mech Pulp: Refiner Replacement | 0 | 12 | 0 | 0 | I-All-Other-Shift3-All-All-S | 0 | 0 | 0 | 0 | 0 | 0 | 0 | 0 | 0 | 0 | 0 | 0 | Comm Flat | Mech Pulp: Refiner Replacement | Mech Pulp: Refiner Replacement | IndShift3 | 0.01266% | 100% | 0% | 1 | 1 | 100% | 8.333% | 85% | 6.8% | 0.2% | 0 | 0 | 0 | 0 | 0 | 0 | 0 | 0 | 0 |  | 0 | 0 | 0 | 01. ($9,999.000) to $0.028 | N/A | 0 | 01. ($9,999.00) to $0.22 | N/A | 0.085 | 0.085 | 0.085 | 0.085 | 0.085 | 0.085 | 0.085 | 0.085 | 0.085 | 0.085 | 0 | 0 | 0 | 0 | 0 | 0 | 0 | 0 | 0 | 0 | 0 | 0 | 0 | 0 | 0 | 0 | 0 | 0 | 0 | 0 | 0 | 0 | 0 | 0 | 0 | 0 | 0 | 0 | 0 | 0 | 0 | 0 | 0 | 0 | 0 | 0 | 0 | 0 | 0 | 0 | 0 | 0 | 0 | 0 | 0 | 0 | 0 | 0 | 0 | 0 | 0 | 0 | 0 | 0 | 0 | 0 | 0 | 0 | 0 | 0 | 0 | 0 | 0 | 0 | 0 | 0 | 0 | 0 | 0 | 0 | 0 | 0 | 0 | 0 | 0 | 0 | 0 | 0 | 0 | 0 | 0 | 0 | 0 | 0 | 0 | 0 | 0 | 0 | 0 | 0 | 0 | 0 | 0 | 0 | 0 | 0 | 0 | 0 | 0 | 0 | 0 | 0 | 0 | 0 | 0 | 0 | 0 | 0 | 0 | 0 | 0 | 0 | 0 | 0 | 0 | 0 | 0 | 0 | 0 | 0 | 0 | 0 | 0 | 0 | 0 | 0 | 0 | 0 | 0 | 0 | 0 | 0 | 0 | 0 | 0 | 0 | 0 | 0 | 0 | 0 | 0 | 0 | 0 | 0 | 0 | 0 | 0 | 0 | 0 | 0 | 0 | 0 | 0 | 0 | 0 | 0 | 0 | 0 | 0 | 0 | 0 | 0 | 0 | 0 | 0 | 0 | 0 | 0 | 0 | 0 | 0 | 0 | 0 | 0 | 0 | 0 | 0 | 0 | 0 | 0 | 0 | 0 | 0 | 0 | 0 | 0 | 0 | 0 | 0 | 0 | 0 | 0 | 0 | 0.01296% | 0 | 0 | 0 | 0 | 0 | 0 | 0 | 0 | 0 | 0 | 0 | 0 | 0 | 0 | 0 | 0 | 0 | 0 | 0 | 0 | 0 | 0 | 0 | 0
| IND-Lighting-7P_V2 | M_Input | Council 7th Plan | 2020 | Retro | 2022 | 2045 | PSE | Industrial | Transportation Equipment | Electric | Per Region | NA | NA | Transportation Equipment Mech Pulp: Premium Process | Transportation Equipment Mech Pulp: Premium Process | 0 | 5 | 0 | 0 | I-All-Other-Shift3-All-All-S | 0 | 0 | 0 | 0 | 0 | 0 | 0 | 0 | 0 | 0 | 0 | 0 | Comm Flat | Mech Pulp: Premium Process | Mech Pulp: Premium Process | IndShift3 | 0.01266% | 100% | 0% | 1 | 1 | 100% | 20% | 85% | 6.8% | 0.2% | 0 | 0 | 0 | 0 | 0 | 0 | 0 | 0 | 0 |  | 0 | 0 | 0 | 01. ($9,999.000) to $0.028 | N/A | 0 | 01. ($9,999.00) to $0.22 | N/A | 0.085 | 0.085 | 0.085 | 0.085 | 0.085 | 0.085 | 0.085 | 0.085 | 0.085 | 0.085 | 0 | 0 | 0 | 0 | 0 | 0 | 0 | 0 | 0 | 0 | 0 | 0 | 0 | 0 | 0 | 0 | 0 | 0 | 0 | 0 | 0 | 0 | 0 | 0 | 0 | 0 | 0 | 0 | 0 | 0 | 0 | 0 | 0 | 0 | 0 | 0 | 0 | 0 | 0 | 0 | 0 | 0 | 0 | 0 | 0 | 0 | 0 | 0 | 0 | 0 | 0 | 0 | 0 | 0 | 0 | 0 | 0 | 0 | 0 | 0 | 0 | 0 | 0 | 0 | 0 | 0 | 0 | 0 | 0 | 0 | 0 | 0 | 0 | 0 | 0 | 0 | 0 | 0 | 0 | 0 | 0 | 0 | 0 | 0 | 0 | 0 | 0 | 0 | 0 | 0 | 0 | 0 | 0 | 0 | 0 | 0 | 0 | 0 | 0 | 0 | 0 | 0 | 0 | 0 | 0 | 0 | 0 | 0 | 0 | 0 | 0 | 0 | 0 | 0 | 0 | 0 | 0 | 0 | 0 | 0 | 0 | 0 | 0 | 0 | 0 | 0 | 0 | 0 | 0 | 0 | 0 | 0 | 0 | 0 | 0 | 0 | 0 | 0 | 0 | 0 | 0 | 0 | 0 | 0 | 0 | 0 | 0 | 0 | 0 | 0 | 0 | 0 | 0 | 0 | 0 | 0 | 0 | 0 | 0 | 0 | 0 | 0 | 0 | 0 | 0 | 0 | 0 | 0 | 0 | 0 | 0 | 0 | 0 | 0 | 0 | 0 | 0 | 0 | 0 | 0 | 0 | 0 | 0 | 0 | 0 | 0 | 0 | 0 | 0 | 0 | 0 | 0 | 0 | 0.01296% | 0 | 0 | 0 | 0 | 0 | 0 | 0 | 0 | 0 | 0 | 0 | 0 | 0 | 0 | 0 | 0 | 0 | 0 | 0 | 0 | 0 | 0 | 0 | 0
| IND-Lighting-7P_V2 | M_Input | Council 7th Plan | 2020 | Retro | 2022 | 2045 | PSE | Industrial | Transportation Equipment | Electric | Per Region | NA | NA | Transportation Equipment Mech Pulp: Refiner Plate Improvement | Transportation Equipment Mech Pulp: Refiner Plate Improvement | 0 | 1 | 0 | 0 | I-All-Other-Shift3-All-All-S | 0 | 0 | 0 | 0 | 0 | 0 | 0 | 0 | 0 | 0 | 0 | 0 | Comm Flat | Mech Pulp: Refiner Plate Improvement | Mech Pulp: Refiner Plate Improvement | IndShift3 | 0.01266% | 100% | 0% | 1 | 1 | 100% | 100% | 85% | 6.8% | 0.2% | 0 | 0 | 0 | 0 | 0 | 0 | 0 | 0 | 0 |  | 0 | 0 | 0 | 01. ($9,999.000) to $0.028 | N/A | 0 | 01. ($9,999.00) to $0.22 | N/A | 0.085 | 0.085 | 0.085 | 0.085 | 0.085 | 0.085 | 0.085 | 0.085 | 0.085 | 0.085 | 0 | 0 | 0 | 0 | 0 | 0 | 0 | 0 | 0 | 0 | 0 | 0 | 0 | 0 | 0 | 0 | 0 | 0 | 0 | 0 | 0 | 0 | 0 | 0 | 0 | 0 | 0 | 0 | 0 | 0 | 0 | 0 | 0 | 0 | 0 | 0 | 0 | 0 | 0 | 0 | 0 | 0 | 0 | 0 | 0 | 0 | 0 | 0 | 0 | 0 | 0 | 0 | 0 | 0 | 0 | 0 | 0 | 0 | 0 | 0 | 0 | 0 | 0 | 0 | 0 | 0 | 0 | 0 | 0 | 0 | 0 | 0 | 0 | 0 | 0 | 0 | 0 | 0 | 0 | 0 | 0 | 0 | 0 | 0 | 0 | 0 | 0 | 0 | 0 | 0 | 0 | 0 | 0 | 0 | 0 | 0 | 0 | 0 | 0 | 0 | 0 | 0 | 0 | 0 | 0 | 0 | 0 | 0 | 0 | 0 | 0 | 0 | 0 | 0 | 0 | 0 | 0 | 0 | 0 | 0 | 0 | 0 | 0 | 0 | 0 | 0 | 0 | 0 | 0 | 0 | 0 | 0 | 0 | 0 | 0 | 0 | 0 | 0 | 0 | 0 | 0 | 0 | 0 | 0 | 0 | 0 | 0 | 0 | 0 | 0 | 0 | 0 | 0 | 0 | 0 | 0 | 0 | 0 | 0 | 0 | 0 | 0 | 0 | 0 | 0 | 0 | 0 | 0 | 0 | 0 | 0 | 0 | 0 | 0 | 0 | 0 | 0 | 0 | 0 | 0 | 0 | 0 | 0 | 0 | 0 | 0 | 0 | 0 | 0 | 0 | 0 | 0 | 0 | 0.01296% | 0 | 0 | 0 | 0 | 0 | 0 | 0 | 0 | 0 | 0 | 0 | 0 | 0 | 0 | 0 | 0 | 0 | 0 | 0 | 0 | 0 | 0 | 0 | 0
| IND-Lighting-7P_V2 | M_Input | Council 7th Plan | 2020 | Retro | 2022 | 2045 | PSE | Industrial | Transportation Equipment | Electric | Per Region | NA | NA | Transportation Equipment Kraft: Effluent Treatment System | Transportation Equipment Kraft: Effluent Treatment System | 0 | 10 | 0 | 0 | I-All-Other-Shift3-All-All-S | 0 | 0 | 0 | 0 | 0 | 0 | 0 | 0 | 0 | 0 | 0 | 0 | Comm Flat | Kraft: Effluent Treatment System | Kraft: Effluent Treatment System | IndShift3 | 0.01266% | 100% | 0% | 1 | 1 | 100% | 10% | 85% | 6.8% | 0.2% | 0 | 0 | 0 | 0 | 0 | 0 | 0 | 0 | 0 |  | 0 | 0 | 0 | 01. ($9,999.000) to $0.028 | N/A | 0 | 01. ($9,999.00) to $0.22 | N/A | 0.085 | 0.085 | 0.085 | 0.085 | 0.085 | 0.085 | 0.085 | 0.085 | 0.085 | 0.085 | 0 | 0 | 0 | 0 | 0 | 0 | 0 | 0 | 0 | 0 | 0 | 0 | 0 | 0 | 0 | 0 | 0 | 0 | 0 | 0 | 0 | 0 | 0 | 0 | 0 | 0 | 0 | 0 | 0 | 0 | 0 | 0 | 0 | 0 | 0 | 0 | 0 | 0 | 0 | 0 | 0 | 0 | 0 | 0 | 0 | 0 | 0 | 0 | 0 | 0 | 0 | 0 | 0 | 0 | 0 | 0 | 0 | 0 | 0 | 0 | 0 | 0 | 0 | 0 | 0 | 0 | 0 | 0 | 0 | 0 | 0 | 0 | 0 | 0 | 0 | 0 | 0 | 0 | 0 | 0 | 0 | 0 | 0 | 0 | 0 | 0 | 0 | 0 | 0 | 0 | 0 | 0 | 0 | 0 | 0 | 0 | 0 | 0 | 0 | 0 | 0 | 0 | 0 | 0 | 0 | 0 | 0 | 0 | 0 | 0 | 0 | 0 | 0 | 0 | 0 | 0 | 0 | 0 | 0 | 0 | 0 | 0 | 0 | 0 | 0 | 0 | 0 | 0 | 0 | 0 | 0 | 0 | 0 | 0 | 0 | 0 | 0 | 0 | 0 | 0 | 0 | 0 | 0 | 0 | 0 | 0 | 0 | 0 | 0 | 0 | 0 | 0 | 0 | 0 | 0 | 0 | 0 | 0 | 0 | 0 | 0 | 0 | 0 | 0 | 0 | 0 | 0 | 0 | 0 | 0 | 0 | 0 | 0 | 0 | 0 | 0 | 0 | 0 | 0 | 0 | 0 | 0 | 0 | 0 | 0 | 0 | 0 | 0 | 0 | 0 | 0 | 0 | 0 | 0.01296% | 0 | 0 | 0 | 0 | 0 | 0 | 0 | 0 | 0 | 0 | 0 | 0 | 0 | 0 | 0 | 0 | 0 | 0 | 0 | 0 | 0 | 0 | 0 | 0
| IND-Lighting-7P_V2 | M_Input | Council 7th Plan | 2020 | Retro | 2022 | 2045 | PSE | Industrial | Transportation Equipment | Electric | Per Region | NA | NA | Transportation Equipment Kraft: Efficient Agitator | Transportation Equipment Kraft: Efficient Agitator | 0 | 10 | 0 | 0 | I-All-Other-Shift3-All-All-S | 0 | 0 | 0 | 0 | 0 | 0 | 0 | 0 | 0 | 0 | 0 | 0 | Comm Flat | Kraft: Efficient Agitator | Kraft: Efficient Agitator | IndShift3 | 0.01266% | 100% | 0% | 1 | 1 | 100% | 10% | 85% | 6.8% | 0.2% | 0 | 0 | 0 | 0 | 0 | 0 | 0 | 0 | 0 |  | 0 | 0 | 0 | 01. ($9,999.000) to $0.028 | N/A | 0 | 01. ($9,999.00) to $0.22 | N/A | 0.085 | 0.085 | 0.085 | 0.085 | 0.085 | 0.085 | 0.085 | 0.085 | 0.085 | 0.085 | 0 | 0 | 0 | 0 | 0 | 0 | 0 | 0 | 0 | 0 | 0 | 0 | 0 | 0 | 0 | 0 | 0 | 0 | 0 | 0 | 0 | 0 | 0 | 0 | 0 | 0 | 0 | 0 | 0 | 0 | 0 | 0 | 0 | 0 | 0 | 0 | 0 | 0 | 0 | 0 | 0 | 0 | 0 | 0 | 0 | 0 | 0 | 0 | 0 | 0 | 0 | 0 | 0 | 0 | 0 | 0 | 0 | 0 | 0 | 0 | 0 | 0 | 0 | 0 | 0 | 0 | 0 | 0 | 0 | 0 | 0 | 0 | 0 | 0 | 0 | 0 | 0 | 0 | 0 | 0 | 0 | 0 | 0 | 0 | 0 | 0 | 0 | 0 | 0 | 0 | 0 | 0 | 0 | 0 | 0 | 0 | 0 | 0 | 0 | 0 | 0 | 0 | 0 | 0 | 0 | 0 | 0 | 0 | 0 | 0 | 0 | 0 | 0 | 0 | 0 | 0 | 0 | 0 | 0 | 0 | 0 | 0 | 0 | 0 | 0 | 0 | 0 | 0 | 0 | 0 | 0 | 0 | 0 | 0 | 0 | 0 | 0 | 0 | 0 | 0 | 0 | 0 | 0 | 0 | 0 | 0 | 0 | 0 | 0 | 0 | 0 | 0 | 0 | 0 | 0 | 0 | 0 | 0 | 0 | 0 | 0 | 0 | 0 | 0 | 0 | 0 | 0 | 0 | 0 | 0 | 0 | 0 | 0 | 0 | 0 | 0 | 0 | 0 | 0 | 0 | 0 | 0 | 0 | 0 | 0 | 0 | 0 | 0 | 0 | 0 | 0 | 0 | 0 | 0.01296% | 0 | 0 | 0 | 0 | 0 | 0 | 0 | 0 | 0 | 0 | 0 | 0 | 0 | 0 | 0 | 0 | 0 | 0 | 0 | 0 | 0 | 0 | 0 | 0
| IND-Lighting-7P_V2 | M_Input | Council 7th Plan | 2020 | Retro | 2022 | 2045 | PSE | Industrial | Transportation Equipment | Electric | Per Region | NA | NA | Transportation Equipment Paper: Efficient Pulp Screen | Transportation Equipment Paper: Efficient Pulp Screen | 0 | 10 | 0 | 0 | I-All-Other-Shift3-All-All-S | 0 | 0 | 0 | 0 | 0 | 0 | 0 | 0 | 0 | 0 | 0 | 0 | Comm Flat | Paper: Efficient Pulp Screen | Paper: Efficient Pulp Screen | IndShift3 | 0.01266% | 100% | 0% | 1 | 1 | 100% | 10% | 85% | 6.8% | 0.2% | 0 | 0 | 0 | 0 | 0 | 0 | 0 | 0 | 0 |  | 0 | 0 | 0 | 01. ($9,999.000) to $0.028 | N/A | 0 | 01. ($9,999.00) to $0.22 | N/A | 0.085 | 0.085 | 0.085 | 0.085 | 0.085 | 0.085 | 0.085 | 0.085 | 0.085 | 0.085 | 0 | 0 | 0 | 0 | 0 | 0 | 0 | 0 | 0 | 0 | 0 | 0 | 0 | 0 | 0 | 0 | 0 | 0 | 0 | 0 | 0 | 0 | 0 | 0 | 0 | 0 | 0 | 0 | 0 | 0 | 0 | 0 | 0 | 0 | 0 | 0 | 0 | 0 | 0 | 0 | 0 | 0 | 0 | 0 | 0 | 0 | 0 | 0 | 0 | 0 | 0 | 0 | 0 | 0 | 0 | 0 | 0 | 0 | 0 | 0 | 0 | 0 | 0 | 0 | 0 | 0 | 0 | 0 | 0 | 0 | 0 | 0 | 0 | 0 | 0 | 0 | 0 | 0 | 0 | 0 | 0 | 0 | 0 | 0 | 0 | 0 | 0 | 0 | 0 | 0 | 0 | 0 | 0 | 0 | 0 | 0 | 0 | 0 | 0 | 0 | 0 | 0 | 0 | 0 | 0 | 0 | 0 | 0 | 0 | 0 | 0 | 0 | 0 | 0 | 0 | 0 | 0 | 0 | 0 | 0 | 0 | 0 | 0 | 0 | 0 | 0 | 0 | 0 | 0 | 0 | 0 | 0 | 0 | 0 | 0 | 0 | 0 | 0 | 0 | 0 | 0 | 0 | 0 | 0 | 0 | 0 | 0 | 0 | 0 | 0 | 0 | 0 | 0 | 0 | 0 | 0 | 0 | 0 | 0 | 0 | 0 | 0 | 0 | 0 | 0 | 0 | 0 | 0 | 0 | 0 | 0 | 0 | 0 | 0 | 0 | 0 | 0 | 0 | 0 | 0 | 0 | 0 | 0 | 0 | 0 | 0 | 0 | 0 | 0 | 0 | 0 | 0 | 0 | 0.01296% | 0 | 0 | 0 | 0 | 0 | 0 | 0 | 0 | 0 | 0 | 0 | 0 | 0 | 0 | 0 | 0 | 0 | 0 | 0 | 0 | 0 | 0 | 0 | 0
| IND-Lighting-7P_V2 | M_Input | Council 7th Plan | 2020 | Retro | 2022 | 2045 | PSE | Industrial | Transportation Equipment | Electric | Per Region | NA | NA | Transportation Equipment Paper: Premium Fan | Transportation Equipment Paper: Premium Fan | 0 | 10 | 0 | 0 | I-All-Other-Shift3-All-All-S | 0 | 0 | 0 | 0 | 0 | 0 | 0 | 0 | 0 | 0 | 0 | 0 | Comm Flat | Paper: Premium Fan | Paper: Premium Fan | IndShift3 | 0.01266% | 100% | 0% | 1 | 1 | 100% | 10% | 85% | 6.8% | 0.2% | 0 | 0 | 0 | 0 | 0 | 0 | 0 | 0 | 0 |  | 0 | 0 | 0 | 01. ($9,999.000) to $0.028 | N/A | 0 | 01. ($9,999.00) to $0.22 | N/A | 0.085 | 0.085 | 0.085 | 0.085 | 0.085 | 0.085 | 0.085 | 0.085 | 0.085 | 0.085 | 0 | 0 | 0 | 0 | 0 | 0 | 0 | 0 | 0 | 0 | 0 | 0 | 0 | 0 | 0 | 0 | 0 | 0 | 0 | 0 | 0 | 0 | 0 | 0 | 0 | 0 | 0 | 0 | 0 | 0 | 0 | 0 | 0 | 0 | 0 | 0 | 0 | 0 | 0 | 0 | 0 | 0 | 0 | 0 | 0 | 0 | 0 | 0 | 0 | 0 | 0 | 0 | 0 | 0 | 0 | 0 | 0 | 0 | 0 | 0 | 0 | 0 | 0 | 0 | 0 | 0 | 0 | 0 | 0 | 0 | 0 | 0 | 0 | 0 | 0 | 0 | 0 | 0 | 0 | 0 | 0 | 0 | 0 | 0 | 0 | 0 | 0 | 0 | 0 | 0 | 0 | 0 | 0 | 0 | 0 | 0 | 0 | 0 | 0 | 0 | 0 | 0 | 0 | 0 | 0 | 0 | 0 | 0 | 0 | 0 | 0 | 0 | 0 | 0 | 0 | 0 | 0 | 0 | 0 | 0 | 0 | 0 | 0 | 0 | 0 | 0 | 0 | 0 | 0 | 0 | 0 | 0 | 0 | 0 | 0 | 0 | 0 | 0 | 0 | 0 | 0 | 0 | 0 | 0 | 0 | 0 | 0 | 0 | 0 | 0 | 0 | 0 | 0 | 0 | 0 | 0 | 0 | 0 | 0 | 0 | 0 | 0 | 0 | 0 | 0 | 0 | 0 | 0 | 0 | 0 | 0 | 0 | 0 | 0 | 0 | 0 | 0 | 0 | 0 | 0 | 0 | 0 | 0 | 0 | 0 | 0 | 0 | 0 | 0 | 0 | 0 | 0 | 0 | 0.01296% | 0 | 0 | 0 | 0 | 0 | 0 | 0 | 0 | 0 | 0 | 0 | 0 | 0 | 0 | 0 | 0 | 0 | 0 | 0 | 0 | 0 | 0 | 0 | 0
| IND-Lighting-7P_V2 | M_Input | Council 7th Plan | 2020 | Retro | 2022 | 2045 | PSE | Industrial | Transportation Equipment | Electric | Per Region | NA | NA | Transportation Equipment Paper: Material Handling | Transportation Equipment Paper: Material Handling | 0 | 10 | 0 | 0 | I-All-Other-Shift3-All-All-S | 0 | 0 | 0 | 0 | 0 | 0 | 0 | 0 | 0 | 0 | 0 | 0 | Comm Flat | Paper: Material Handling | Paper: Material Handling | SIC24 | 0.01335% | 100% | 0% | 1 | 1 | 100% | 10% | 85% | 6.8% | 0.2% | 0 | 0 | 0 | 0 | 0 | 0 | 0 | 0 | 0 |  | 0 | 0 | 0 | 01. ($9,999.000) to $0.028 | N/A | 0 | 01. ($9,999.00) to $0.22 | N/A | 0.085 | 0.085 | 0.085 | 0.085 | 0.085 | 0.085 | 0.085 | 0.085 | 0.085 | 0.085 | 0 | 0 | 0 | 0 | 0 | 0 | 0 | 0 | 0 | 0 | 0 | 0 | 0 | 0 | 0 | 0 | 0 | 0 | 0 | 0 | 0 | 0 | 0 | 0 | 0 | 0 | 0 | 0 | 0 | 0 | 0 | 0 | 0 | 0 | 0 | 0 | 0 | 0 | 0 | 0 | 0 | 0 | 0 | 0 | 0 | 0 | 0 | 0 | 0 | 0 | 0 | 0 | 0 | 0 | 0 | 0 | 0 | 0 | 0 | 0 | 0 | 0 | 0 | 0 | 0 | 0 | 0 | 0 | 0 | 0 | 0 | 0 | 0 | 0 | 0 | 0 | 0 | 0 | 0 | 0 | 0 | 0 | 0 | 0 | 0 | 0 | 0 | 0 | 0 | 0 | 0 | 0 | 0 | 0 | 0 | 0 | 0 | 0 | 0 | 0 | 0 | 0 | 0 | 0 | 0 | 0 | 0 | 0 | 0 | 0 | 0 | 0 | 0 | 0 | 0 | 0 | 0 | 0 | 0 | 0 | 0 | 0 | 0 | 0 | 0 | 0 | 0 | 0 | 0 | 0 | 0 | 0 | 0 | 0 | 0 | 0 | 0 | 0 | 0 | 0 | 0 | 0 | 0 | 0 | 0 | 0 | 0 | 0 | 0 | 0 | 0 | 0 | 0 | 0 | 0 | 0 | 0 | 0 | 0 | 0 | 0 | 0 | 0 | 0 | 0 | 0 | 0 | 0 | 0 | 0 | 0 | 0 | 0 | 0 | 0 | 0 | 0 | 0 | 0 | 0 | 0 | 0 | 0 | 0 | 0 | 0 | 0 | 0 | 0 | 0 | 0 | 0 | 0 | 0.01209% | 0 | 0 | 0 | 0 | 0 | 0 | 0 | 0 | 0 | 0 | 0 | 0 | 0 | 0 | 0 | 0 | 0 | 0 | 0 | 0 | 0 | 0 | 0 | 0
| IND-Lighting-7P_V2 | M_Input | Council 7th Plan | 2020 | Retro | 2022 | 2045 | PSE | Industrial | Transportation Equipment | Electric | Per Region | NA | NA | Transportation Equipment Paper: Large Material Handling | Transportation Equipment Paper: Large Material Handling | 0 | 10 | 0 | 0 | I-All-Other-Shift3-All-All-S | 0 | 0 | 0 | 0 | 0 | 0 | 0 | 0 | 0 | 0 | 0 | 0 | Comm Flat | Paper: Large Material Handling | Paper: Large Material Handling | SIC24 | 0.01335% | 100% | 0% | 1 | 1 | 100% | 10% | 85% | 6.8% | 0.2% | 0 | 0 | 0 | 0 | 0 | 0 | 0 | 0 | 0 |  | 0 | 0 | 0 | 01. ($9,999.000) to $0.028 | N/A | 0 | 01. ($9,999.00) to $0.22 | N/A | 0.085 | 0.085 | 0.085 | 0.085 | 0.085 | 0.085 | 0.085 | 0.085 | 0.085 | 0.085 | 0 | 0 | 0 | 0 | 0 | 0 | 0 | 0 | 0 | 0 | 0 | 0 | 0 | 0 | 0 | 0 | 0 | 0 | 0 | 0 | 0 | 0 | 0 | 0 | 0 | 0 | 0 | 0 | 0 | 0 | 0 | 0 | 0 | 0 | 0 | 0 | 0 | 0 | 0 | 0 | 0 | 0 | 0 | 0 | 0 | 0 | 0 | 0 | 0 | 0 | 0 | 0 | 0 | 0 | 0 | 0 | 0 | 0 | 0 | 0 | 0 | 0 | 0 | 0 | 0 | 0 | 0 | 0 | 0 | 0 | 0 | 0 | 0 | 0 | 0 | 0 | 0 | 0 | 0 | 0 | 0 | 0 | 0 | 0 | 0 | 0 | 0 | 0 | 0 | 0 | 0 | 0 | 0 | 0 | 0 | 0 | 0 | 0 | 0 | 0 | 0 | 0 | 0 | 0 | 0 | 0 | 0 | 0 | 0 | 0 | 0 | 0 | 0 | 0 | 0 | 0 | 0 | 0 | 0 | 0 | 0 | 0 | 0 | 0 | 0 | 0 | 0 | 0 | 0 | 0 | 0 | 0 | 0 | 0 | 0 | 0 | 0 | 0 | 0 | 0 | 0 | 0 | 0 | 0 | 0 | 0 | 0 | 0 | 0 | 0 | 0 | 0 | 0 | 0 | 0 | 0 | 0 | 0 | 0 | 0 | 0 | 0 | 0 | 0 | 0 | 0 | 0 | 0 | 0 | 0 | 0 | 0 | 0 | 0 | 0 | 0 | 0 | 0 | 0 | 0 | 0 | 0 | 0 | 0 | 0 | 0 | 0 | 0 | 0 | 0 | 0 | 0 | 0 | 0.01209% | 0 | 0 | 0 | 0 | 0 | 0 | 0 | 0 | 0 | 0 | 0 | 0 | 0 | 0 | 0 | 0 | 0 | 0 | 0 | 0 | 0 | 0 | 0 | 0
| IND-Lighting-7P_V2 | M_Input | Council 7th Plan | 2020 | Retro | 2022 | 2045 | PSE | Industrial | Transportation Equipment | Electric | Per Region | NA | NA | Transportation Equipment Paper: Premium Control Large Material | Transportation Equipment Paper: Premium Control Large Material | 0 | 10 | 0 | 0 | I-All-Other-Shift3-All-All-S | 0 | 0 | 0 | 0 | 0 | 0 | 0 | 0 | 0 | 0 | 0 | 0 | Comm Flat | Paper: Premium Control Large Material | Paper: Premium Control Large Material | IndShift3 | 0.01266% | 100% | 0% | 1 | 1 | 100% | 10% | 85% | 6.8% | 0.2% | 0 | 0 | 0 | 0 | 0 | 0 | 0 | 0 | 0 |  | 0 | 0 | 0 | 01. ($9,999.000) to $0.028 | N/A | 0 | 01. ($9,999.00) to $0.22 | N/A | 0.085 | 0.085 | 0.085 | 0.085 | 0.085 | 0.085 | 0.085 | 0.085 | 0.085 | 0.085 | 0 | 0 | 0 | 0 | 0 | 0 | 0 | 0 | 0 | 0 | 0 | 0 | 0 | 0 | 0 | 0 | 0 | 0 | 0 | 0 | 0 | 0 | 0 | 0 | 0 | 0 | 0 | 0 | 0 | 0 | 0 | 0 | 0 | 0 | 0 | 0 | 0 | 0 | 0 | 0 | 0 | 0 | 0 | 0 | 0 | 0 | 0 | 0 | 0 | 0 | 0 | 0 | 0 | 0 | 0 | 0 | 0 | 0 | 0 | 0 | 0 | 0 | 0 | 0 | 0 | 0 | 0 | 0 | 0 | 0 | 0 | 0 | 0 | 0 | 0 | 0 | 0 | 0 | 0 | 0 | 0 | 0 | 0 | 0 | 0 | 0 | 0 | 0 | 0 | 0 | 0 | 0 | 0 | 0 | 0 | 0 | 0 | 0 | 0 | 0 | 0 | 0 | 0 | 0 | 0 | 0 | 0 | 0 | 0 | 0 | 0 | 0 | 0 | 0 | 0 | 0 | 0 | 0 | 0 | 0 | 0 | 0 | 0 | 0 | 0 | 0 | 0 | 0 | 0 | 0 | 0 | 0 | 0 | 0 | 0 | 0 | 0 | 0 | 0 | 0 | 0 | 0 | 0 | 0 | 0 | 0 | 0 | 0 | 0 | 0 | 0 | 0 | 0 | 0 | 0 | 0 | 0 | 0 | 0 | 0 | 0 | 0 | 0 | 0 | 0 | 0 | 0 | 0 | 0 | 0 | 0 | 0 | 0 | 0 | 0 | 0 | 0 | 0 | 0 | 0 | 0 | 0 | 0 | 0 | 0 | 0 | 0 | 0 | 0 | 0 | 0 | 0 | 0 | 0.01296% | 0 | 0 | 0 | 0 | 0 | 0 | 0 | 0 | 0 | 0 | 0 | 0 | 0 | 0 | 0 | 0 | 0 | 0 | 0 | 0 | 0 | 0 | 0 | 0
| IND-Lighting-7P_V2 | M_Input | Council 7th Plan | 2020 | Retro | 2022 | 2045 | PSE | Industrial | Transportation Equipment | Electric | Per Region | NA | NA | Transportation Equipment Material Handling1 | Transportation Equipment Material Handling1 | 0 | 10 | 0 | 0 | I-SIC24-Proc-All-All-All-E | 0 | 0 | 0 | 0 | 0 | 0 | 0 | 0 | 0 | 0 | 0 | 0 | Comm Flat | Material Handling1 | Material Handling1 | SIC24 | 0.01335% | 100% | 0% | 1 | 1 | 100% | 10% | 85% | 6.8% | 0.2% | 0 | 0 | 0 | 0 | 0 | 0 | 0 | 0 | 0 |  | 0 | 0 | 0 | 01. ($9,999.000) to $0.028 | N/A | 0 | 01. ($9,999.00) to $0.22 | N/A | 0.085 | 0.085 | 0.085 | 0.085 | 0.085 | 0.085 | 0.085 | 0.085 | 0.085 | 0.085 | 0 | 0 | 0 | 0 | 0 | 0 | 0 | 0 | 0 | 0 | 0 | 0 | 0 | 0 | 0 | 0 | 0 | 0 | 0 | 0 | 0 | 0 | 0 | 0 | 0 | 0 | 0 | 0 | 0 | 0 | 0 | 0 | 0 | 0 | 0 | 0 | 0 | 0 | 0 | 0 | 0 | 0 | 0 | 0 | 0 | 0 | 0 | 0 | 0 | 0 | 0 | 0 | 0 | 0 | 0 | 0 | 0 | 0 | 0 | 0 | 0 | 0 | 0 | 0 | 0 | 0 | 0 | 0 | 0 | 0 | 0 | 0 | 0 | 0 | 0 | 0 | 0 | 0 | 0 | 0 | 0 | 0 | 0 | 0 | 0 | 0 | 0 | 0 | 0 | 0 | 0 | 0 | 0 | 0 | 0 | 0 | 0 | 0 | 0 | 0 | 0 | 0 | 0 | 0 | 0 | 0 | 0 | 0 | 0 | 0 | 0 | 0 | 0 | 0 | 0 | 0 | 0 | 0 | 0 | 0 | 0 | 0 | 0 | 0 | 0 | 0 | 0 | 0 | 0 | 0 | 0 | 0 | 0 | 0 | 0 | 0 | 0 | 0 | 0 | 0 | 0 | 0 | 0 | 0 | 0 | 0 | 0 | 0 | 0 | 0 | 0 | 0 | 0 | 0 | 0 | 0 | 0 | 0 | 0 | 0 | 0 | 0 | 0 | 0 | 0 | 0 | 0 | 0 | 0 | 0 | 0 | 0 | 0 | 0 | 0 | 0 | 0 | 0 | 0 | 0 | 0 | 0 | 0 | 0 | 0 | 0 | 0 | 0 | 0 | 0 | 0 | 0 | 0 | 0.01209% | 0 | 0 | 0 | 0 | 0 | 0 | 0 | 0 | 0 | 0 | 0 | 0 | 0 | 0 | 0 | 0 | 0 | 0 | 0 | 0 | 0 | 0 | 0 | 0
| IND-Lighting-7P_V2 | M_Input | Council 7th Plan | 2020 | Retro | 2022 | 2045 | PSE | Industrial | Transportation Equipment | Electric | Per Region | NA | NA | Transportation Equipment Material Handling2 | Transportation Equipment Material Handling2 | 0 | 10 | 0 | 0 | I-SIC24-Proc-All-All-All-E | 0 | 0 | 0 | 0 | 0 | 0 | 0 | 0 | 0 | 0 | 0 | 0 | Comm Flat | Material Handling2 | Material Handling2 | SIC24 | 0.01335% | 100% | 0% | 1 | 1 | 100% | 10% | 85% | 6.8% | 0.2% | 0 | 0 | 0 | 0 | 0 | 0 | 0 | 0 | 0 |  | 0 | 0 | 0 | 01. ($9,999.000) to $0.028 | N/A | 0 | 01. ($9,999.00) to $0.22 | N/A | 0.085 | 0.085 | 0.085 | 0.085 | 0.085 | 0.085 | 0.085 | 0.085 | 0.085 | 0.085 | 0 | 0 | 0 | 0 | 0 | 0 | 0 | 0 | 0 | 0 | 0 | 0 | 0 | 0 | 0 | 0 | 0 | 0 | 0 | 0 | 0 | 0 | 0 | 0 | 0 | 0 | 0 | 0 | 0 | 0 | 0 | 0 | 0 | 0 | 0 | 0 | 0 | 0 | 0 | 0 | 0 | 0 | 0 | 0 | 0 | 0 | 0 | 0 | 0 | 0 | 0 | 0 | 0 | 0 | 0 | 0 | 0 | 0 | 0 | 0 | 0 | 0 | 0 | 0 | 0 | 0 | 0 | 0 | 0 | 0 | 0 | 0 | 0 | 0 | 0 | 0 | 0 | 0 | 0 | 0 | 0 | 0 | 0 | 0 | 0 | 0 | 0 | 0 | 0 | 0 | 0 | 0 | 0 | 0 | 0 | 0 | 0 | 0 | 0 | 0 | 0 | 0 | 0 | 0 | 0 | 0 | 0 | 0 | 0 | 0 | 0 | 0 | 0 | 0 | 0 | 0 | 0 | 0 | 0 | 0 | 0 | 0 | 0 | 0 | 0 | 0 | 0 | 0 | 0 | 0 | 0 | 0 | 0 | 0 | 0 | 0 | 0 | 0 | 0 | 0 | 0 | 0 | 0 | 0 | 0 | 0 | 0 | 0 | 0 | 0 | 0 | 0 | 0 | 0 | 0 | 0 | 0 | 0 | 0 | 0 | 0 | 0 | 0 | 0 | 0 | 0 | 0 | 0 | 0 | 0 | 0 | 0 | 0 | 0 | 0 | 0 | 0 | 0 | 0 | 0 | 0 | 0 | 0 | 0 | 0 | 0 | 0 | 0 | 0 | 0 | 0 | 0 | 0 | 0.01209% | 0 | 0 | 0 | 0 | 0 | 0 | 0 | 0 | 0 | 0 | 0 | 0 | 0 | 0 | 0 | 0 | 0 | 0 | 0 | 0 | 0 | 0 | 0 | 0
| IND-Lighting-7P_V2 | M_Input | Council 7th Plan | 2020 | Retro | 2022 | 2045 | PSE | Industrial | Transportation Equipment | Electric | Per Region | NA | NA | Transportation Equipment Material Handling VFD1 | Transportation Equipment Material Handling VFD1 | 0 | 10 | 0 | 0 | I-SIC24-Proc-All-All-All-E | 0 | 0 | 0 | 0 | 0 | 0 | 0 | 0 | 0 | 0 | 0 | 0 | Comm Flat | Material Handling VFD1 | Material Handling VFD1 | SIC24 | 0.01335% | 100% | 0% | 1 | 1 | 100% | 10% | 85% | 6.8% | 0.2% | 0 | 0 | 0 | 0 | 0 | 0 | 0 | 0 | 0 |  | 0 | 0 | 0 | 01. ($9,999.000) to $0.028 | N/A | 0 | 01. ($9,999.00) to $0.22 | N/A | 0.085 | 0.085 | 0.085 | 0.085 | 0.085 | 0.085 | 0.085 | 0.085 | 0.085 | 0.085 | 0 | 0 | 0 | 0 | 0 | 0 | 0 | 0 | 0 | 0 | 0 | 0 | 0 | 0 | 0 | 0 | 0 | 0 | 0 | 0 | 0 | 0 | 0 | 0 | 0 | 0 | 0 | 0 | 0 | 0 | 0 | 0 | 0 | 0 | 0 | 0 | 0 | 0 | 0 | 0 | 0 | 0 | 0 | 0 | 0 | 0 | 0 | 0 | 0 | 0 | 0 | 0 | 0 | 0 | 0 | 0 | 0 | 0 | 0 | 0 | 0 | 0 | 0 | 0 | 0 | 0 | 0 | 0 | 0 | 0 | 0 | 0 | 0 | 0 | 0 | 0 | 0 | 0 | 0 | 0 | 0 | 0 | 0 | 0 | 0 | 0 | 0 | 0 | 0 | 0 | 0 | 0 | 0 | 0 | 0 | 0 | 0 | 0 | 0 | 0 | 0 | 0 | 0 | 0 | 0 | 0 | 0 | 0 | 0 | 0 | 0 | 0 | 0 | 0 | 0 | 0 | 0 | 0 | 0 | 0 | 0 | 0 | 0 | 0 | 0 | 0 | 0 | 0 | 0 | 0 | 0 | 0 | 0 | 0 | 0 | 0 | 0 | 0 | 0 | 0 | 0 | 0 | 0 | 0 | 0 | 0 | 0 | 0 | 0 | 0 | 0 | 0 | 0 | 0 | 0 | 0 | 0 | 0 | 0 | 0 | 0 | 0 | 0 | 0 | 0 | 0 | 0 | 0 | 0 | 0 | 0 | 0 | 0 | 0 | 0 | 0 | 0 | 0 | 0 | 0 | 0 | 0 | 0 | 0 | 0 | 0 | 0 | 0 | 0 | 0 | 0 | 0 | 0 | 0.01209% | 0 | 0 | 0 | 0 | 0 | 0 | 0 | 0 | 0 | 0 | 0 | 0 | 0 | 0 | 0 | 0 | 0 | 0 | 0 | 0 | 0 | 0 | 0 | 0
| IND-Lighting-7P_V2 | M_Input | Council 7th Plan | 2020 | Retro | 2022 | 2045 | PSE | Industrial | Transportation Equipment | Electric | Per Region | NA | NA | Transportation Equipment Material Handling VFD2 | Transportation Equipment Material Handling VFD2 | 0 | 10 | 0 | 0 | I-SIC24-Proc-All-All-All-E | 0 | 0 | 0 | 0 | 0 | 0 | 0 | 0 | 0 | 0 | 0 | 0 | Comm Flat | Material Handling VFD2 | Material Handling VFD2 | SIC24 | 0.01335% | 100% | 0% | 1 | 1 | 100% | 10% | 85% | 6.8% | 0.2% | 0 | 0 | 0 | 0 | 0 | 0 | 0 | 0 | 0 |  | 0 | 0 | 0 | 01. ($9,999.000) to $0.028 | N/A | 0 | 01. ($9,999.00) to $0.22 | N/A | 0.085 | 0.085 | 0.085 | 0.085 | 0.085 | 0.085 | 0.085 | 0.085 | 0.085 | 0.085 | 0 | 0 | 0 | 0 | 0 | 0 | 0 | 0 | 0 | 0 | 0 | 0 | 0 | 0 | 0 | 0 | 0 | 0 | 0 | 0 | 0 | 0 | 0 | 0 | 0 | 0 | 0 | 0 | 0 | 0 | 0 | 0 | 0 | 0 | 0 | 0 | 0 | 0 | 0 | 0 | 0 | 0 | 0 | 0 | 0 | 0 | 0 | 0 | 0 | 0 | 0 | 0 | 0 | 0 | 0 | 0 | 0 | 0 | 0 | 0 | 0 | 0 | 0 | 0 | 0 | 0 | 0 | 0 | 0 | 0 | 0 | 0 | 0 | 0 | 0 | 0 | 0 | 0 | 0 | 0 | 0 | 0 | 0 | 0 | 0 | 0 | 0 | 0 | 0 | 0 | 0 | 0 | 0 | 0 | 0 | 0 | 0 | 0 | 0 | 0 | 0 | 0 | 0 | 0 | 0 | 0 | 0 | 0 | 0 | 0 | 0 | 0 | 0 | 0 | 0 | 0 | 0 | 0 | 0 | 0 | 0 | 0 | 0 | 0 | 0 | 0 | 0 | 0 | 0 | 0 | 0 | 0 | 0 | 0 | 0 | 0 | 0 | 0 | 0 | 0 | 0 | 0 | 0 | 0 | 0 | 0 | 0 | 0 | 0 | 0 | 0 | 0 | 0 | 0 | 0 | 0 | 0 | 0 | 0 | 0 | 0 | 0 | 0 | 0 | 0 | 0 | 0 | 0 | 0 | 0 | 0 | 0 | 0 | 0 | 0 | 0 | 0 | 0 | 0 | 0 | 0 | 0 | 0 | 0 | 0 | 0 | 0 | 0 | 0 | 0 | 0 | 0 | 0 | 0.01209% | 0 | 0 | 0 | 0 | 0 | 0 | 0 | 0 | 0 | 0 | 0 | 0 | 0 | 0 | 0 | 0 | 0 | 0 | 0 | 0 | 0 | 0 | 0 | 0
| IND-Lighting-7P_V2 | M_Input | Council 7th Plan | 2020 | Retro | 2022 | 2045 | PSE | Industrial | Transportation Equipment | Electric | Per Region | NA | NA | Transportation Equipment Wood: Replace Pneumatic Conveyor | Transportation Equipment Wood: Replace Pneumatic Conveyor | 0 | 10 | 0 | 0 | I-SIC24-Proc-All-All-All-E | 0 | 0 | 0 | 0 | 0 | 0 | 0 | 0 | 0 | 0 | 0 | 0 | Comm Flat | Wood: Replace Pneumatic Conveyor | Wood: Replace Pneumatic Conveyor | SIC24 | 0.01335% | 100% | 0% | 1 | 1 | 100% | 10% | 85% | 6.8% | 0.2% | 0 | 0 | 0 | 0 | 0 | 0 | 0 | 0 | 0 |  | 0 | 0 | 0 | 01. ($9,999.000) to $0.028 | N/A | 0 | 01. ($9,999.00) to $0.22 | N/A | 0.085 | 0.085 | 0.085 | 0.085 | 0.085 | 0.085 | 0.085 | 0.085 | 0.085 | 0.085 | 0 | 0 | 0 | 0 | 0 | 0 | 0 | 0 | 0 | 0 | 0 | 0 | 0 | 0 | 0 | 0 | 0 | 0 | 0 | 0 | 0 | 0 | 0 | 0 | 0 | 0 | 0 | 0 | 0 | 0 | 0 | 0 | 0 | 0 | 0 | 0 | 0 | 0 | 0 | 0 | 0 | 0 | 0 | 0 | 0 | 0 | 0 | 0 | 0 | 0 | 0 | 0 | 0 | 0 | 0 | 0 | 0 | 0 | 0 | 0 | 0 | 0 | 0 | 0 | 0 | 0 | 0 | 0 | 0 | 0 | 0 | 0 | 0 | 0 | 0 | 0 | 0 | 0 | 0 | 0 | 0 | 0 | 0 | 0 | 0 | 0 | 0 | 0 | 0 | 0 | 0 | 0 | 0 | 0 | 0 | 0 | 0 | 0 | 0 | 0 | 0 | 0 | 0 | 0 | 0 | 0 | 0 | 0 | 0 | 0 | 0 | 0 | 0 | 0 | 0 | 0 | 0 | 0 | 0 | 0 | 0 | 0 | 0 | 0 | 0 | 0 | 0 | 0 | 0 | 0 | 0 | 0 | 0 | 0 | 0 | 0 | 0 | 0 | 0 | 0 | 0 | 0 | 0 | 0 | 0 | 0 | 0 | 0 | 0 | 0 | 0 | 0 | 0 | 0 | 0 | 0 | 0 | 0 | 0 | 0 | 0 | 0 | 0 | 0 | 0 | 0 | 0 | 0 | 0 | 0 | 0 | 0 | 0 | 0 | 0 | 0 | 0 | 0 | 0 | 0 | 0 | 0 | 0 | 0 | 0 | 0 | 0 | 0 | 0 | 0 | 0 | 0 | 0 | 0.01209% | 0 | 0 | 0 | 0 | 0 | 0 | 0 | 0 | 0 | 0 | 0 | 0 | 0 | 0 | 0 | 0 | 0 | 0 | 0 | 0 | 0 | 0 | 0 | 0
| IND-Lighting-7P_V2 | M_Input | Council 7th Plan | 2020 | Retro | 2022 | 2045 | PSE | Industrial | Transportation Equipment | Electric | Per Region | NA | NA | Transportation Equipment Panel: Hydraulic Press | Transportation Equipment Panel: Hydraulic Press | 0 | 10 | 0 | 0 | I-SIC24-Proc-All-All-All-E | 0 | 0 | 0 | 0 | 0 | 0 | 0 | 0 | 0 | 0 | 0 | 0 | Comm Flat | Panel: Hydraulic Press | Panel: Hydraulic Press | SIC24 | 0.01335% | 100% | 0% | 1 | 1 | 100% | 10% | 85% | 6.8% | 0.2% | 0 | 0 | 0 | 0 | 0 | 0 | 0 | 0 | 0 |  | 0 | 0 | 0 | 01. ($9,999.000) to $0.028 | N/A | 0 | 01. ($9,999.00) to $0.22 | N/A | 0.085 | 0.085 | 0.085 | 0.085 | 0.085 | 0.085 | 0.085 | 0.085 | 0.085 | 0.085 | 0 | 0 | 0 | 0 | 0 | 0 | 0 | 0 | 0 | 0 | 0 | 0 | 0 | 0 | 0 | 0 | 0 | 0 | 0 | 0 | 0 | 0 | 0 | 0 | 0 | 0 | 0 | 0 | 0 | 0 | 0 | 0 | 0 | 0 | 0 | 0 | 0 | 0 | 0 | 0 | 0 | 0 | 0 | 0 | 0 | 0 | 0 | 0 | 0 | 0 | 0 | 0 | 0 | 0 | 0 | 0 | 0 | 0 | 0 | 0 | 0 | 0 | 0 | 0 | 0 | 0 | 0 | 0 | 0 | 0 | 0 | 0 | 0 | 0 | 0 | 0 | 0 | 0 | 0 | 0 | 0 | 0 | 0 | 0 | 0 | 0 | 0 | 0 | 0 | 0 | 0 | 0 | 0 | 0 | 0 | 0 | 0 | 0 | 0 | 0 | 0 | 0 | 0 | 0 | 0 | 0 | 0 | 0 | 0 | 0 | 0 | 0 | 0 | 0 | 0 | 0 | 0 | 0 | 0 | 0 | 0 | 0 | 0 | 0 | 0 | 0 | 0 | 0 | 0 | 0 | 0 | 0 | 0 | 0 | 0 | 0 | 0 | 0 | 0 | 0 | 0 | 0 | 0 | 0 | 0 | 0 | 0 | 0 | 0 | 0 | 0 | 0 | 0 | 0 | 0 | 0 | 0 | 0 | 0 | 0 | 0 | 0 | 0 | 0 | 0 | 0 | 0 | 0 | 0 | 0 | 0 | 0 | 0 | 0 | 0 | 0 | 0 | 0 | 0 | 0 | 0 | 0 | 0 | 0 | 0 | 0 | 0 | 0 | 0 | 0 | 0 | 0 | 0 | 0.01209% | 0 | 0 | 0 | 0 | 0 | 0 | 0 | 0 | 0 | 0 | 0 | 0 | 0 | 0 | 0 | 0 | 0 | 0 | 0 | 0 | 0 | 0 | 0 | 0
| IND-Lighting-7P_V2 | M_Input | Council 7th Plan | 2020 | Retro | 2022 | 2045 | PSE | Industrial | Transportation Equipment | Electric | Per Region | NA | NA | Transportation Equipment Cold Storage Retrofit | Transportation Equipment Cold Storage Retrofit | 0 | 10 | 0 | 0 | C-War-Ref-All-All-All-C | 0 | 0 | 0 | 0 | 0 | 0 | 0 | 0 | 0 | 0 | 0 | 0 | Comm Flat | Cold Storage Retrofit | Cold Storage Retrofit | RefrigWarehouseGroc | 0.01247% | 100% | 0% | 1 | 1 | 100% | 10% | 85% | 6.8% | 0.2% | 0 | 0 | 0 | 0 | 0 | 0 | 0 | 0 | 0 |  | 0 | 0 | 0 | 01. ($9,999.000) to $0.028 | N/A | 0 | 01. ($9,999.00) to $0.22 | N/A | 0.085 | 0.085 | 0.085 | 0.085 | 0.085 | 0.085 | 0.085 | 0.085 | 0.085 | 0.085 | 0 | 0 | 0 | 0 | 0 | 0 | 0 | 0 | 0 | 0 | 0 | 0 | 0 | 0 | 0 | 0 | 0 | 0 | 0 | 0 | 0 | 0 | 0 | 0 | 0 | 0 | 0 | 0 | 0 | 0 | 0 | 0 | 0 | 0 | 0 | 0 | 0 | 0 | 0 | 0 | 0 | 0 | 0 | 0 | 0 | 0 | 0 | 0 | 0 | 0 | 0 | 0 | 0 | 0 | 0 | 0 | 0 | 0 | 0 | 0 | 0 | 0 | 0 | 0 | 0 | 0 | 0 | 0 | 0 | 0 | 0 | 0 | 0 | 0 | 0 | 0 | 0 | 0 | 0 | 0 | 0 | 0 | 0 | 0 | 0 | 0 | 0 | 0 | 0 | 0 | 0 | 0 | 0 | 0 | 0 | 0 | 0 | 0 | 0 | 0 | 0 | 0 | 0 | 0 | 0 | 0 | 0 | 0 | 0 | 0 | 0 | 0 | 0 | 0 | 0 | 0 | 0 | 0 | 0 | 0 | 0 | 0 | 0 | 0 | 0 | 0 | 0 | 0 | 0 | 0 | 0 | 0 | 0 | 0 | 0 | 0 | 0 | 0 | 0 | 0 | 0 | 0 | 0 | 0 | 0 | 0 | 0 | 0 | 0 | 0 | 0 | 0 | 0 | 0 | 0 | 0 | 0 | 0 | 0 | 0 | 0 | 0 | 0 | 0 | 0 | 0 | 0 | 0 | 0 | 0 | 0 | 0 | 0 | 0 | 0 | 0 | 0 | 0 | 0 | 0 | 0 | 0 | 0 | 0 | 0 | 0 | 0 | 0 | 0 | 0 | 0 | 0 | 0 | 0.01116% | 0 | 0 | 0 | 0 | 0 | 0 | 0 | 0 | 0 | 0 | 0 | 0 | 0 | 0 | 0 | 0 | 0 | 0 | 0 | 0 | 0 | 0 | 0 | 0
| IND-Lighting-7P_V2 | M_Input | Council 7th Plan | 2020 | Retro | 2022 | 2045 | PSE | Industrial | Transportation Equipment | Electric | Per Region | NA | NA | Transportation Equipment Cold Storage Tuneup | Transportation Equipment Cold Storage Tuneup | 0 | 3 | 0 | 0 | C-War-Ref-All-All-All-C | 0 | 0 | 0 | 0 | 0 | 0 | 0 | 0 | 0 | 0 | 0 | 0 | Comm Flat | Cold Storage Tuneup | Cold Storage Tuneup | RefrigWarehouseGroc | 0.01247% | 100% | 0% | 1 | 1 | 100% | 33.33% | 85% | 6.8% | 0.2% | 0 | 0 | 0 | 0 | 0 | 0 | 0 | 0 | 0 |  | 0 | 0 | 0 | 01. ($9,999.000) to $0.028 | N/A | 0 | 01. ($9,999.00) to $0.22 | N/A | 0.085 | 0.085 | 0.085 | 0.085 | 0.085 | 0.085 | 0.085 | 0.085 | 0.085 | 0.085 | 0 | 0 | 0 | 0 | 0 | 0 | 0 | 0 | 0 | 0 | 0 | 0 | 0 | 0 | 0 | 0 | 0 | 0 | 0 | 0 | 0 | 0 | 0 | 0 | 0 | 0 | 0 | 0 | 0 | 0 | 0 | 0 | 0 | 0 | 0 | 0 | 0 | 0 | 0 | 0 | 0 | 0 | 0 | 0 | 0 | 0 | 0 | 0 | 0 | 0 | 0 | 0 | 0 | 0 | 0 | 0 | 0 | 0 | 0 | 0 | 0 | 0 | 0 | 0 | 0 | 0 | 0 | 0 | 0 | 0 | 0 | 0 | 0 | 0 | 0 | 0 | 0 | 0 | 0 | 0 | 0 | 0 | 0 | 0 | 0 | 0 | 0 | 0 | 0 | 0 | 0 | 0 | 0 | 0 | 0 | 0 | 0 | 0 | 0 | 0 | 0 | 0 | 0 | 0 | 0 | 0 | 0 | 0 | 0 | 0 | 0 | 0 | 0 | 0 | 0 | 0 | 0 | 0 | 0 | 0 | 0 | 0 | 0 | 0 | 0 | 0 | 0 | 0 | 0 | 0 | 0 | 0 | 0 | 0 | 0 | 0 | 0 | 0 | 0 | 0 | 0 | 0 | 0 | 0 | 0 | 0 | 0 | 0 | 0 | 0 | 0 | 0 | 0 | 0 | 0 | 0 | 0 | 0 | 0 | 0 | 0 | 0 | 0 | 0 | 0 | 0 | 0 | 0 | 0 | 0 | 0 | 0 | 0 | 0 | 0 | 0 | 0 | 0 | 0 | 0 | 0 | 0 | 0 | 0 | 0 | 0 | 0 | 0 | 0 | 0 | 0 | 0 | 0 | 0.01116% | 0 | 0 | 0 | 0 | 0 | 0 | 0 | 0 | 0 | 0 | 0 | 0 | 0 | 0 | 0 | 0 | 0 | 0 | 0 | 0 | 0 | 0 | 0 | 0
| IND-Lighting-7P_V2 | M_Input | Council 7th Plan | 2020 | Retro | 2022 | 2045 | PSE | Industrial | Transportation Equipment | Electric | Per Region | NA | NA | Transportation Equipment Fruit Storage Refer Retrofit | Transportation Equipment Fruit Storage Refer Retrofit | 0 | 10 | 0 | 0 | C-War-Ref-All-All-All-C | 0 | 0 | 0 | 0 | 0 | 0 | 0 | 0 | 0 | 0 | 0 | 0 | Comm Flat | Fruit Storage Refer Retrofit | Fruit Storage Refer Retrofit | IndShift3 | 0.01266% | 100% | 0% | 1 | 1 | 100% | 10% | 85% | 6.8% | 0.2% | 0 | 0 | 0 | 0 | 0 | 0 | 0 | 0 | 0 |  | 0 | 0 | 0 | 01. ($9,999.000) to $0.028 | N/A | 0 | 01. ($9,999.00) to $0.22 | N/A | 0.085 | 0.085 | 0.085 | 0.085 | 0.085 | 0.085 | 0.085 | 0.085 | 0.085 | 0.085 | 0 | 0 | 0 | 0 | 0 | 0 | 0 | 0 | 0 | 0 | 0 | 0 | 0 | 0 | 0 | 0 | 0 | 0 | 0 | 0 | 0 | 0 | 0 | 0 | 0 | 0 | 0 | 0 | 0 | 0 | 0 | 0 | 0 | 0 | 0 | 0 | 0 | 0 | 0 | 0 | 0 | 0 | 0 | 0 | 0 | 0 | 0 | 0 | 0 | 0 | 0 | 0 | 0 | 0 | 0 | 0 | 0 | 0 | 0 | 0 | 0 | 0 | 0 | 0 | 0 | 0 | 0 | 0 | 0 | 0 | 0 | 0 | 0 | 0 | 0 | 0 | 0 | 0 | 0 | 0 | 0 | 0 | 0 | 0 | 0 | 0 | 0 | 0 | 0 | 0 | 0 | 0 | 0 | 0 | 0 | 0 | 0 | 0 | 0 | 0 | 0 | 0 | 0 | 0 | 0 | 0 | 0 | 0 | 0 | 0 | 0 | 0 | 0 | 0 | 0 | 0 | 0 | 0 | 0 | 0 | 0 | 0 | 0 | 0 | 0 | 0 | 0 | 0 | 0 | 0 | 0 | 0 | 0 | 0 | 0 | 0 | 0 | 0 | 0 | 0 | 0 | 0 | 0 | 0 | 0 | 0 | 0 | 0 | 0 | 0 | 0 | 0 | 0 | 0 | 0 | 0 | 0 | 0 | 0 | 0 | 0 | 0 | 0 | 0 | 0 | 0 | 0 | 0 | 0 | 0 | 0 | 0 | 0 | 0 | 0 | 0 | 0 | 0 | 0 | 0 | 0 | 0 | 0 | 0 | 0 | 0 | 0 | 0 | 0 | 0 | 0 | 0 | 0 | 0.01296% | 0 | 0 | 0 | 0 | 0 | 0 | 0 | 0 | 0 | 0 | 0 | 0 | 0 | 0 | 0 | 0 | 0 | 0 | 0 | 0 | 0 | 0 | 0 | 0
| IND-Lighting-7P_V2 | M_Input | Council 7th Plan | 2020 | Retro | 2022 | 2045 | PSE | Industrial | Transportation Equipment | Electric | Per Region | NA | NA | Transportation Equipment CA Retrofit -- CO2 Scrub | Transportation Equipment CA Retrofit -- CO2 Scrub | 0 | 10 | 0 | 0 | I-All-Other-Shift3-All-All-S | 0 | 0 | 0 | 0 | 0 | 0 | 0 | 0 | 0 | 0 | 0 | 0 | Comm Flat | CA Retrofit -- CO2 Scrub | CA Retrofit -- CO2 Scrub | IndShift3 | 0.01266% | 100% | 0% | 1 | 1 | 100% | 10% | 85% | 6.8% | 0.2% | 0 | 0 | 0 | 0 | 0 | 0 | 0 | 0 | 0 |  | 0 | 0 | 0 | 01. ($9,999.000) to $0.028 | N/A | 0 | 01. ($9,999.00) to $0.22 | N/A | 0.085 | 0.085 | 0.085 | 0.085 | 0.085 | 0.085 | 0.085 | 0.085 | 0.085 | 0.085 | 0 | 0 | 0 | 0 | 0 | 0 | 0 | 0 | 0 | 0 | 0 | 0 | 0 | 0 | 0 | 0 | 0 | 0 | 0 | 0 | 0 | 0 | 0 | 0 | 0 | 0 | 0 | 0 | 0 | 0 | 0 | 0 | 0 | 0 | 0 | 0 | 0 | 0 | 0 | 0 | 0 | 0 | 0 | 0 | 0 | 0 | 0 | 0 | 0 | 0 | 0 | 0 | 0 | 0 | 0 | 0 | 0 | 0 | 0 | 0 | 0 | 0 | 0 | 0 | 0 | 0 | 0 | 0 | 0 | 0 | 0 | 0 | 0 | 0 | 0 | 0 | 0 | 0 | 0 | 0 | 0 | 0 | 0 | 0 | 0 | 0 | 0 | 0 | 0 | 0 | 0 | 0 | 0 | 0 | 0 | 0 | 0 | 0 | 0 | 0 | 0 | 0 | 0 | 0 | 0 | 0 | 0 | 0 | 0 | 0 | 0 | 0 | 0 | 0 | 0 | 0 | 0 | 0 | 0 | 0 | 0 | 0 | 0 | 0 | 0 | 0 | 0 | 0 | 0 | 0 | 0 | 0 | 0 | 0 | 0 | 0 | 0 | 0 | 0 | 0 | 0 | 0 | 0 | 0 | 0 | 0 | 0 | 0 | 0 | 0 | 0 | 0 | 0 | 0 | 0 | 0 | 0 | 0 | 0 | 0 | 0 | 0 | 0 | 0 | 0 | 0 | 0 | 0 | 0 | 0 | 0 | 0 | 0 | 0 | 0 | 0 | 0 | 0 | 0 | 0 | 0 | 0 | 0 | 0 | 0 | 0 | 0 | 0 | 0 | 0 | 0 | 0 | 0 | 0.01296% | 0 | 0 | 0 | 0 | 0 | 0 | 0 | 0 | 0 | 0 | 0 | 0 | 0 | 0 | 0 | 0 | 0 | 0 | 0 | 0 | 0 | 0 | 0 | 0
| IND-Lighting-7P_V2 | M_Input | Council 7th Plan | 2020 | Retro | 2022 | 2045 | PSE | Industrial | Transportation Equipment | Electric | Per Region | NA | NA | Transportation Equipment CA Retrofit -- Membrane | Transportation Equipment CA Retrofit -- Membrane | 0 | 10 | 0 | 0 | I-All-Other-Shift3-All-All-S | 0 | 0 | 0 | 0 | 0 | 0 | 0 | 0 | 0 | 0 | 0 | 0 | Comm Flat | CA Retrofit -- Membrane | CA Retrofit -- Membrane | IndShift3 | 0.01266% | 100% | 0% | 1 | 1 | 100% | 10% | 85% | 6.8% | 0.2% | 0 | 0 | 0 | 0 | 0 | 0 | 0 | 0 | 0 |  | 0 | 0 | 0 | 01. ($9,999.000) to $0.028 | N/A | 0 | 01. ($9,999.00) to $0.22 | N/A | 0.085 | 0.085 | 0.085 | 0.085 | 0.085 | 0.085 | 0.085 | 0.085 | 0.085 | 0.085 | 0 | 0 | 0 | 0 | 0 | 0 | 0 | 0 | 0 | 0 | 0 | 0 | 0 | 0 | 0 | 0 | 0 | 0 | 0 | 0 | 0 | 0 | 0 | 0 | 0 | 0 | 0 | 0 | 0 | 0 | 0 | 0 | 0 | 0 | 0 | 0 | 0 | 0 | 0 | 0 | 0 | 0 | 0 | 0 | 0 | 0 | 0 | 0 | 0 | 0 | 0 | 0 | 0 | 0 | 0 | 0 | 0 | 0 | 0 | 0 | 0 | 0 | 0 | 0 | 0 | 0 | 0 | 0 | 0 | 0 | 0 | 0 | 0 | 0 | 0 | 0 | 0 | 0 | 0 | 0 | 0 | 0 | 0 | 0 | 0 | 0 | 0 | 0 | 0 | 0 | 0 | 0 | 0 | 0 | 0 | 0 | 0 | 0 | 0 | 0 | 0 | 0 | 0 | 0 | 0 | 0 | 0 | 0 | 0 | 0 | 0 | 0 | 0 | 0 | 0 | 0 | 0 | 0 | 0 | 0 | 0 | 0 | 0 | 0 | 0 | 0 | 0 | 0 | 0 | 0 | 0 | 0 | 0 | 0 | 0 | 0 | 0 | 0 | 0 | 0 | 0 | 0 | 0 | 0 | 0 | 0 | 0 | 0 | 0 | 0 | 0 | 0 | 0 | 0 | 0 | 0 | 0 | 0 | 0 | 0 | 0 | 0 | 0 | 0 | 0 | 0 | 0 | 0 | 0 | 0 | 0 | 0 | 0 | 0 | 0 | 0 | 0 | 0 | 0 | 0 | 0 | 0 | 0 | 0 | 0 | 0 | 0 | 0 | 0 | 0 | 0 | 0 | 0 | 0.01296% | 0 | 0 | 0 | 0 | 0 | 0 | 0 | 0 | 0 | 0 | 0 | 0 | 0 | 0 | 0 | 0 | 0 | 0 | 0 | 0 | 0 | 0 | 0 | 0
| IND-Lighting-7P_V2 | M_Input | Council 7th Plan | 2020 | Retro | 2022 | 2045 | PSE | Industrial | Transportation Equipment | Electric | Per Region | NA | NA | Transportation Equipment Fruit Storage Tuneup | Transportation Equipment Fruit Storage Tuneup | 0 | 3 | 0 | 0 | C-War-Ref-All-All-All-C | 0 | 0 | 0 | 0 | 0 | 0 | 0 | 0 | 0 | 0 | 0 | 0 | Comm Flat | Fruit Storage Tuneup | Fruit Storage Tuneup | IndShift3 | 0.01266% | 100% | 0% | 1 | 1 | 100% | 33.33% | 85% | 6.8% | 0.2% | 0 | 0 | 0 | 0 | 0 | 0 | 0 | 0 | 0 |  | 0 | 0 | 0 | 01. ($9,999.000) to $0.028 | N/A | 0 | 01. ($9,999.00) to $0.22 | N/A | 0.085 | 0.085 | 0.085 | 0.085 | 0.085 | 0.085 | 0.085 | 0.085 | 0.085 | 0.085 | 0 | 0 | 0 | 0 | 0 | 0 | 0 | 0 | 0 | 0 | 0 | 0 | 0 | 0 | 0 | 0 | 0 | 0 | 0 | 0 | 0 | 0 | 0 | 0 | 0 | 0 | 0 | 0 | 0 | 0 | 0 | 0 | 0 | 0 | 0 | 0 | 0 | 0 | 0 | 0 | 0 | 0 | 0 | 0 | 0 | 0 | 0 | 0 | 0 | 0 | 0 | 0 | 0 | 0 | 0 | 0 | 0 | 0 | 0 | 0 | 0 | 0 | 0 | 0 | 0 | 0 | 0 | 0 | 0 | 0 | 0 | 0 | 0 | 0 | 0 | 0 | 0 | 0 | 0 | 0 | 0 | 0 | 0 | 0 | 0 | 0 | 0 | 0 | 0 | 0 | 0 | 0 | 0 | 0 | 0 | 0 | 0 | 0 | 0 | 0 | 0 | 0 | 0 | 0 | 0 | 0 | 0 | 0 | 0 | 0 | 0 | 0 | 0 | 0 | 0 | 0 | 0 | 0 | 0 | 0 | 0 | 0 | 0 | 0 | 0 | 0 | 0 | 0 | 0 | 0 | 0 | 0 | 0 | 0 | 0 | 0 | 0 | 0 | 0 | 0 | 0 | 0 | 0 | 0 | 0 | 0 | 0 | 0 | 0 | 0 | 0 | 0 | 0 | 0 | 0 | 0 | 0 | 0 | 0 | 0 | 0 | 0 | 0 | 0 | 0 | 0 | 0 | 0 | 0 | 0 | 0 | 0 | 0 | 0 | 0 | 0 | 0 | 0 | 0 | 0 | 0 | 0 | 0 | 0 | 0 | 0 | 0 | 0 | 0 | 0 | 0 | 0 | 0 | 0.01296% | 0 | 0 | 0 | 0 | 0 | 0 | 0 | 0 | 0 | 0 | 0 | 0 | 0 | 0 | 0 | 0 | 0 | 0 | 0 | 0 | 0 | 0 | 0 | 0
| IND-Lighting-7P_V2 | M_Input | Council 7th Plan | 2020 | Retro | 2022 | 2045 | PSE | Industrial | Transportation Equipment | Electric | Per Region | NA | NA | Transportation Equipment Groc Dist Retrofit | Transportation Equipment Groc Dist Retrofit | 0 | 10 | 0 | 0 | C-War-Ref-All-All-All-C | 0 | 0 | 0 | 0 | 0 | 0 | 0 | 0 | 0 | 0 | 0 | 0 | Comm Flat | Groc Dist Retrofit | Groc Dist Retrofit | IndShift3 | 0.01266% | 100% | 0% | 1 | 1 | 100% | 10% | 85% | 6.8% | 0.2% | 0 | 0 | 0 | 0 | 0 | 0 | 0 | 0 | 0 |  | 0 | 0 | 0 | 01. ($9,999.000) to $0.028 | N/A | 0 | 01. ($9,999.00) to $0.22 | N/A | 0.085 | 0.085 | 0.085 | 0.085 | 0.085 | 0.085 | 0.085 | 0.085 | 0.085 | 0.085 | 0 | 0 | 0 | 0 | 0 | 0 | 0 | 0 | 0 | 0 | 0 | 0 | 0 | 0 | 0 | 0 | 0 | 0 | 0 | 0 | 0 | 0 | 0 | 0 | 0 | 0 | 0 | 0 | 0 | 0 | 0 | 0 | 0 | 0 | 0 | 0 | 0 | 0 | 0 | 0 | 0 | 0 | 0 | 0 | 0 | 0 | 0 | 0 | 0 | 0 | 0 | 0 | 0 | 0 | 0 | 0 | 0 | 0 | 0 | 0 | 0 | 0 | 0 | 0 | 0 | 0 | 0 | 0 | 0 | 0 | 0 | 0 | 0 | 0 | 0 | 0 | 0 | 0 | 0 | 0 | 0 | 0 | 0 | 0 | 0 | 0 | 0 | 0 | 0 | 0 | 0 | 0 | 0 | 0 | 0 | 0 | 0 | 0 | 0 | 0 | 0 | 0 | 0 | 0 | 0 | 0 | 0 | 0 | 0 | 0 | 0 | 0 | 0 | 0 | 0 | 0 | 0 | 0 | 0 | 0 | 0 | 0 | 0 | 0 | 0 | 0 | 0 | 0 | 0 | 0 | 0 | 0 | 0 | 0 | 0 | 0 | 0 | 0 | 0 | 0 | 0 | 0 | 0 | 0 | 0 | 0 | 0 | 0 | 0 | 0 | 0 | 0 | 0 | 0 | 0 | 0 | 0 | 0 | 0 | 0 | 0 | 0 | 0 | 0 | 0 | 0 | 0 | 0 | 0 | 0 | 0 | 0 | 0 | 0 | 0 | 0 | 0 | 0 | 0 | 0 | 0 | 0 | 0 | 0 | 0 | 0 | 0 | 0 | 0 | 0 | 0 | 0 | 0 | 0.01296% | 0 | 0 | 0 | 0 | 0 | 0 | 0 | 0 | 0 | 0 | 0 | 0 | 0 | 0 | 0 | 0 | 0 | 0 | 0 | 0 | 0 | 0 | 0 | 0
| IND-Lighting-7P_V2 | M_Input | Council 7th Plan | 2020 | Retro | 2022 | 2045 | PSE | Industrial | Transportation Equipment | Electric | Per Region | NA | NA | Transportation Equipment Groc Dist Tuneup | Transportation Equipment Groc Dist Tuneup | 0 | 3 | 0 | 0 | C-War-Ref-All-All-All-C | 0 | 0 | 0 | 0 | 0 | 0 | 0 | 0 | 0 | 0 | 0 | 0 | Comm Flat | Groc Dist Tuneup | Groc Dist Tuneup | IndShift3 | 0.01266% | 100% | 0% | 1 | 1 | 100% | 33.33% | 85% | 6.8% | 0.2% | 0 | 0 | 0 | 0 | 0 | 0 | 0 | 0 | 0 |  | 0 | 0 | 0 | 01. ($9,999.000) to $0.028 | N/A | 0 | 01. ($9,999.00) to $0.22 | N/A | 0.085 | 0.085 | 0.085 | 0.085 | 0.085 | 0.085 | 0.085 | 0.085 | 0.085 | 0.085 | 0 | 0 | 0 | 0 | 0 | 0 | 0 | 0 | 0 | 0 | 0 | 0 | 0 | 0 | 0 | 0 | 0 | 0 | 0 | 0 | 0 | 0 | 0 | 0 | 0 | 0 | 0 | 0 | 0 | 0 | 0 | 0 | 0 | 0 | 0 | 0 | 0 | 0 | 0 | 0 | 0 | 0 | 0 | 0 | 0 | 0 | 0 | 0 | 0 | 0 | 0 | 0 | 0 | 0 | 0 | 0 | 0 | 0 | 0 | 0 | 0 | 0 | 0 | 0 | 0 | 0 | 0 | 0 | 0 | 0 | 0 | 0 | 0 | 0 | 0 | 0 | 0 | 0 | 0 | 0 | 0 | 0 | 0 | 0 | 0 | 0 | 0 | 0 | 0 | 0 | 0 | 0 | 0 | 0 | 0 | 0 | 0 | 0 | 0 | 0 | 0 | 0 | 0 | 0 | 0 | 0 | 0 | 0 | 0 | 0 | 0 | 0 | 0 | 0 | 0 | 0 | 0 | 0 | 0 | 0 | 0 | 0 | 0 | 0 | 0 | 0 | 0 | 0 | 0 | 0 | 0 | 0 | 0 | 0 | 0 | 0 | 0 | 0 | 0 | 0 | 0 | 0 | 0 | 0 | 0 | 0 | 0 | 0 | 0 | 0 | 0 | 0 | 0 | 0 | 0 | 0 | 0 | 0 | 0 | 0 | 0 | 0 | 0 | 0 | 0 | 0 | 0 | 0 | 0 | 0 | 0 | 0 | 0 | 0 | 0 | 0 | 0 | 0 | 0 | 0 | 0 | 0 | 0 | 0 | 0 | 0 | 0 | 0 | 0 | 0 | 0 | 0 | 0 | 0.01296% | 0 | 0 | 0 | 0 | 0 | 0 | 0 | 0 | 0 | 0 | 0 | 0 | 0 | 0 | 0 | 0 | 0 | 0 | 0 | 0 | 0 | 0 | 0 | 0
| IND-Lighting-7P_V2 | M_Input | Council 7th Plan | 2020 | Retro | 2022 | 2045 | PSE | Industrial | Transportation Equipment | Electric | Per Region | NA | NA | Transportation Equipment Plant Energy Management | Transportation Equipment Plant Energy Management | 1112187.0141 | 10 | 30153.6976 | 39865.9741 | I-All-Other-Shift3-All-All-S | 0 | 0 | 0 | 0 | 0 | 0 | 0 | 0 | 0 | 0 | 0 | 0 | Comm Flat | Plant Energy Management | Plant Energy Management | IndShift3 | 0.01266% | 100% | 0% | 1 | 1 | 100% | 10% | 85% | 6.8% | 0.2% | 519970.8707 | 20726.0275 | 54069.6898 | 49918.5543 | 0 | 0 | 0 | 446529.8427 | 0 |  | 0.034393 | 0 | 0.034393 | 02. $0.028 to $0.055 | N/A | 0 | 01. ($9,999.00) to $0.22 | N/A | 0.085 | 0.085 | 0.085 | 0.085 | 0.085 | 0.085 | 0.085 | 0.085 | 0.085 | 0.085 | 0 | 0 | 0 | 0 | 0 | 0 | 0 | 0 | 0 | 0 | 0 | 0 | 0 | 0 | 94535.8962 | 96239.783 | 96496.4202 | 95444.1638 | 94854.2662 | 94426.6232 | 94462.4275 | 93809.3383 | 93685.8428 | 93447.4852 | 0 | 0 | 0 | 0 | 0 | 0 | 0 | 0 | 0 | 0 | 0 | 0 | 0 | 0 | 947402.2464 | 94535.8962 | 190775.6791 | 287272.0993 | 382716.2631 | 477570.5294 | 571997.1526 | 666459.58 | 760268.9183 | 853954.7611 | 947402.2464 | 947402.2464 | 947402.2464 | 947402.2464 | 947402.2464 | 947402.2464 | 947402.2464 | 947402.2464 | 947402.2464 | 947402.2464 | 947402.2464 | 947402.2464 | 947402.2464 | 947402.2464 | 947402.2464 | 0 | 0 | 0 | 0 | 0 | 0 | 0 | 0 | 0 | 0 | 0 | 0 | 0 | 0 | 0 | 0 | 0 | 0 | 0 | 0 | 0 | 0 | 0 | 0 | 0 | 0 | 0 | 0 | 0 | 0 | 0 | 0 | 0 | 0 | 0 | 0 | 0 | 0 | 0 | 0 | 0 | 0 | 0 | 0 | 0 | 0 | 0 | 0 | 0 | 0 | 0 | 0 | 0 | 0 | 0 | 0 | 0 | 0 | 0 | 0 | 0 | 11.9679 | 24.1515 | 36.3676 | 48.4505 | 60.4587 | 72.4128 | 84.3714 | 96.2473 | 108.1076 | 119.9377 | 119.9377 | 119.9377 | 119.9377 | 119.9377 | 119.9377 | 119.9377 | 119.9377 | 119.9377 | 119.9377 | 119.9377 | 119.9377 | 119.9377 | 119.9377 | 119.9377 | 37955.0366 | 38639.1269 | 38742.1637 | 38319.6953 | 38082.8584 | 37911.1648 | 37925.5398 | 37663.3323 | 37613.7503 | 37518.0526 | 0 | 0 | 0 | 0 | 0 | 0 | 0 | 0 | 0 | 0 | 0 | 0 | 0 | 0 | 380370.7207 | 0 | 0 | 0 | 0 | 0 | 0 | 0 | 0 | 0 | 0 | 0 | 0 | 0 | 0 | 0 | 0 | 0 | 0 | 0 | 0 | 0.01296% | 12.2492 | 24.7192 | 37.2224 | 49.5893 | 61.8797 | 74.1147 | 86.3544 | 98.5095 | 110.6485 | 122.7567 | 122.7567 | 122.7567 | 122.7567 | 122.7567 | 122.7567 | 122.7567 | 122.7567 | 122.7567 | 122.7567 | 122.7567 | 122.7567 | 122.7567 | 122.7567 | 122.7567
| IND-Lighting-7P_V2 | M_Input | Council 7th Plan | 2020 | Retro | 2022 | 2045 | PSE | Industrial | Transportation Equipment | Electric | Per Region | NA | NA | Transportation Equipment Energy Project Management | Transportation Equipment Energy Project Management | 0 | 11 | 0 | 0 | I-All-Other-Shift3-All-All-S | 0 | 0 | 0 | 0 | 0 | 0 | 0 | 0 | 0 | 0 | 0 | 0 | Comm Flat | Energy Project Management | Energy Project Management | IndShift3 | 0.01266% | 100% | 0% | 1 | 1 | 100% | 9.091% | 85% | 6.8% | 0.2% | 0 | 0 | 0 | 0 | 0 | 0 | 0 | 0 | 0 |  | 0 | 0 | 0 | 01. ($9,999.000) to $0.028 | N/A | 0 | 01. ($9,999.00) to $0.22 | N/A | 0.085 | 0.085 | 0.085 | 0.085 | 0.085 | 0.085 | 0.085 | 0.085 | 0.085 | 0.085 | 0 | 0 | 0 | 0 | 0 | 0 | 0 | 0 | 0 | 0 | 0 | 0 | 0 | 0 | 0 | 0 | 0 | 0 | 0 | 0 | 0 | 0 | 0 | 0 | 0 | 0 | 0 | 0 | 0 | 0 | 0 | 0 | 0 | 0 | 0 | 0 | 0 | 0 | 0 | 0 | 0 | 0 | 0 | 0 | 0 | 0 | 0 | 0 | 0 | 0 | 0 | 0 | 0 | 0 | 0 | 0 | 0 | 0 | 0 | 0 | 0 | 0 | 0 | 0 | 0 | 0 | 0 | 0 | 0 | 0 | 0 | 0 | 0 | 0 | 0 | 0 | 0 | 0 | 0 | 0 | 0 | 0 | 0 | 0 | 0 | 0 | 0 | 0 | 0 | 0 | 0 | 0 | 0 | 0 | 0 | 0 | 0 | 0 | 0 | 0 | 0 | 0 | 0 | 0 | 0 | 0 | 0 | 0 | 0 | 0 | 0 | 0 | 0 | 0 | 0 | 0 | 0 | 0 | 0 | 0 | 0 | 0 | 0 | 0 | 0 | 0 | 0 | 0 | 0 | 0 | 0 | 0 | 0 | 0 | 0 | 0 | 0 | 0 | 0 | 0 | 0 | 0 | 0 | 0 | 0 | 0 | 0 | 0 | 0 | 0 | 0 | 0 | 0 | 0 | 0 | 0 | 0 | 0 | 0 | 0 | 0 | 0 | 0 | 0 | 0 | 0 | 0 | 0 | 0 | 0 | 0 | 0 | 0 | 0 | 0 | 0 | 0 | 0 | 0 | 0 | 0 | 0 | 0 | 0 | 0 | 0 | 0 | 0 | 0 | 0 | 0 | 0 | 0 | 0.01296% | 0 | 0 | 0 | 0 | 0 | 0 | 0 | 0 | 0 | 0 | 0 | 0 | 0 | 0 | 0 | 0 | 0 | 0 | 0 | 0 | 0 | 0 | 0 | 0
| IND-Lighting-7P_V2 | M_Input | Council 7th Plan | 2020 | Retro | 2022 | 2045 | PSE | Industrial | Transportation Equipment | Electric | Per Region | NA | NA | Transportation Equipment Integrated Plant Energy Management | Transportation Equipment Integrated Plant Energy Management | 0 | 11 | 0 | 0 | I-All-Other-Shift3-All-All-S | 0 | 0 | 0 | 0 | 0 | 0 | 0 | 0 | 0 | 0 | 0 | 0 | Comm Flat | Integrated Plant Energy Management | Integrated Plant Energy Management | IndShift3 | 0.01266% | 100% | 0% | 1 | 1 | 100% | 9.091% | 85% | 6.8% | 0.2% | 0 | 0 | 0 | 0 | 0 | 0 | 0 | 0 | 0 |  | 0 | 0 | 0 | 01. ($9,999.000) to $0.028 | N/A | 0 | 01. ($9,999.00) to $0.22 | N/A | 0.085 | 0.085 | 0.085 | 0.085 | 0.085 | 0.085 | 0.085 | 0.085 | 0.085 | 0.085 | 0 | 0 | 0 | 0 | 0 | 0 | 0 | 0 | 0 | 0 | 0 | 0 | 0 | 0 | 0 | 0 | 0 | 0 | 0 | 0 | 0 | 0 | 0 | 0 | 0 | 0 | 0 | 0 | 0 | 0 | 0 | 0 | 0 | 0 | 0 | 0 | 0 | 0 | 0 | 0 | 0 | 0 | 0 | 0 | 0 | 0 | 0 | 0 | 0 | 0 | 0 | 0 | 0 | 0 | 0 | 0 | 0 | 0 | 0 | 0 | 0 | 0 | 0 | 0 | 0 | 0 | 0 | 0 | 0 | 0 | 0 | 0 | 0 | 0 | 0 | 0 | 0 | 0 | 0 | 0 | 0 | 0 | 0 | 0 | 0 | 0 | 0 | 0 | 0 | 0 | 0 | 0 | 0 | 0 | 0 | 0 | 0 | 0 | 0 | 0 | 0 | 0 | 0 | 0 | 0 | 0 | 0 | 0 | 0 | 0 | 0 | 0 | 0 | 0 | 0 | 0 | 0 | 0 | 0 | 0 | 0 | 0 | 0 | 0 | 0 | 0 | 0 | 0 | 0 | 0 | 0 | 0 | 0 | 0 | 0 | 0 | 0 | 0 | 0 | 0 | 0 | 0 | 0 | 0 | 0 | 0 | 0 | 0 | 0 | 0 | 0 | 0 | 0 | 0 | 0 | 0 | 0 | 0 | 0 | 0 | 0 | 0 | 0 | 0 | 0 | 0 | 0 | 0 | 0 | 0 | 0 | 0 | 0 | 0 | 0 | 0 | 0 | 0 | 0 | 0 | 0 | 0 | 0 | 0 | 0 | 0 | 0 | 0 | 0 | 0 | 0 | 0 | 0 | 0.01296% | 0 | 0 | 0 | 0 | 0 | 0 | 0 | 0 | 0 | 0 | 0 | 0 | 0 | 0 | 0 | 0 | 0 | 0 | 0 | 0 | 0 | 0 | 0 | 0
| IND-Lighting-7P_V2 | M_Input | Council 7th Plan | 2020 | Retro | 2022 | 2045 | PSE | Industrial | Refinery | Electric | Per Region | NA | NA | Refinery Air Compressor Demand Reduction | Refinery Air Compressor Demand Reduction | 14989.7484 | 10 | 1507.0681 | 468.0336 | I-All-Other-Shift3-All-All-S | 0 | 0 | 0 | 0 | 0 | 0 | 0 | 0 | 0 | 0 | 0 | 0 | Comm Flat | Air Compressor Demand Reduction | Air Compressor Demand Reduction | IndShift3 | 0.01266% | 100% | 0% | 1 | 1 | 100% | 10% | 85% | 6.8% | 0.2% | 7008.0233 | 279.3397 | 728.7363 | 2494.9067 | 0 | 0 | 0 | 7251.844 | 0 |  | 0.041443 | 0 | 0.041443 | 02. $0.028 to $0.055 | N/A | 0 | 01. ($9,999.00) to $0.22 | N/A | 0.085 | 0.085 | 0.085 | 0.085 | 0.085 | 0.085 | 0.085 | 0.085 | 0.085 | 0.085 | 0 | 0 | 0 | 0 | 0 | 0 | 0 | 0 | 0 | 0 | 0 | 0 | 0 | 0 | 1274.1286 | 1297.0931 | 1300.552 | 1286.37 | 1278.4195 | 1272.6559 | 1273.1384 | 1264.3363 | 1262.6718 | 1259.4593 | 0 | 0 | 0 | 0 | 0 | 0 | 0 | 0 | 0 | 0 | 0 | 0 | 0 | 0 | 12768.825 | 1274.1286 | 2571.2217 | 3871.7738 | 5158.1438 | 6436.5633 | 7709.2191 | 8982.3576 | 10246.6938 | 11509.3657 | 12768.825 | 12768.825 | 12768.825 | 12768.825 | 12768.825 | 12768.825 | 12768.825 | 12768.825 | 12768.825 | 12768.825 | 12768.825 | 12768.825 | 12768.825 | 12768.825 | 12768.825 | 0 | 0 | 0 | 0 | 0 | 0 | 0 | 0 | 0 | 0 | 0 | 0 | 0 | 0 | 0 | 0 | 0 | 0 | 0 | 0 | 0 | 0 | 0 | 0 | 0 | 0 | 0 | 0 | 0 | 0 | 0 | 0 | 0 | 0 | 0 | 0 | 0 | 0 | 0 | 0 | 0 | 0 | 0 | 0 | 0 | 0 | 0 | 0 | 0 | 0 | 0 | 0 | 0 | 0 | 0 | 0 | 0 | 0 | 0 | 0 | 0 | 0.1613 | 0.32551 | 0.49015 | 0.653 | 0.81485 | 0.97596 | 1.1371 | 1.2972 | 1.457 | 1.6165 | 1.6165 | 1.6165 | 1.6165 | 1.6165 | 1.6165 | 1.6165 | 1.6165 | 1.6165 | 1.6165 | 1.6165 | 1.6165 | 1.6165 | 1.6165 | 1.6165 | 616.4067 | 627.5167 | 629.19 | 622.329 | 618.4826 | 615.6942 | 615.9277 | 611.6693 | 610.8641 | 609.3099 | 0 | 0 | 0 | 0 | 0 | 0 | 0 | 0 | 0 | 0 | 0 | 0 | 0 | 0 | 6177.3903 | 0 | 0 | 0 | 0 | 0 | 0 | 0 | 0 | 0 | 0 | 0 | 0 | 0 | 0 | 0 | 0 | 0 | 0 | 0 | 0 | 0.01296% | 0.16509 | 0.33316 | 0.50167 | 0.66835 | 0.834 | 0.9989 | 1.1639 | 1.3277 | 1.4913 | 1.6545 | 1.6545 | 1.6545 | 1.6545 | 1.6545 | 1.6545 | 1.6545 | 1.6545 | 1.6545 | 1.6545 | 1.6545 | 1.6545 | 1.6545 | 1.6545 | 1.6545
| IND-Lighting-7P_V2 | M_Input | Council 7th Plan | 2020 | Retro | 2022 | 2045 | PSE | Industrial | Refinery | Electric | Per Region | NA | NA | Refinery Air Compressor Equipment1 | Refinery Air Compressor Equipment1 | 0 | 10 | 0 | 0 | I-All-Other-Shift3-All-All-S | 0 | 0 | 0 | 0 | 0 | 0 | 0 | 0 | 0 | 0 | 0 | 0 | Comm Flat | Air Compressor Equipment1 | Air Compressor Equipment1 | IndShift3 | 0.01266% | 100% | 0% | 1 | 1 | 100% | 10% | 85% | 6.8% | 0.2% | 0 | 0 | 0 | 0 | 0 | 0 | 0 | 0 | 0 |  | 0 | 0 | 0 | 01. ($9,999.000) to $0.028 | N/A | 0 | 01. ($9,999.00) to $0.22 | N/A | 0.085 | 0.085 | 0.085 | 0.085 | 0.085 | 0.085 | 0.085 | 0.085 | 0.085 | 0.085 | 0 | 0 | 0 | 0 | 0 | 0 | 0 | 0 | 0 | 0 | 0 | 0 | 0 | 0 | 0 | 0 | 0 | 0 | 0 | 0 | 0 | 0 | 0 | 0 | 0 | 0 | 0 | 0 | 0 | 0 | 0 | 0 | 0 | 0 | 0 | 0 | 0 | 0 | 0 | 0 | 0 | 0 | 0 | 0 | 0 | 0 | 0 | 0 | 0 | 0 | 0 | 0 | 0 | 0 | 0 | 0 | 0 | 0 | 0 | 0 | 0 | 0 | 0 | 0 | 0 | 0 | 0 | 0 | 0 | 0 | 0 | 0 | 0 | 0 | 0 | 0 | 0 | 0 | 0 | 0 | 0 | 0 | 0 | 0 | 0 | 0 | 0 | 0 | 0 | 0 | 0 | 0 | 0 | 0 | 0 | 0 | 0 | 0 | 0 | 0 | 0 | 0 | 0 | 0 | 0 | 0 | 0 | 0 | 0 | 0 | 0 | 0 | 0 | 0 | 0 | 0 | 0 | 0 | 0 | 0 | 0 | 0 | 0 | 0 | 0 | 0 | 0 | 0 | 0 | 0 | 0 | 0 | 0 | 0 | 0 | 0 | 0 | 0 | 0 | 0 | 0 | 0 | 0 | 0 | 0 | 0 | 0 | 0 | 0 | 0 | 0 | 0 | 0 | 0 | 0 | 0 | 0 | 0 | 0 | 0 | 0 | 0 | 0 | 0 | 0 | 0 | 0 | 0 | 0 | 0 | 0 | 0 | 0 | 0 | 0 | 0 | 0 | 0 | 0 | 0 | 0 | 0 | 0 | 0 | 0 | 0 | 0 | 0 | 0 | 0 | 0 | 0 | 0 | 0.01296% | 0 | 0 | 0 | 0 | 0 | 0 | 0 | 0 | 0 | 0 | 0 | 0 | 0 | 0 | 0 | 0 | 0 | 0 | 0 | 0 | 0 | 0 | 0 | 0
| IND-Lighting-7P_V2 | M_Input | Council 7th Plan | 2020 | Retro | 2022 | 2045 | PSE | Industrial | Refinery | Electric | Per Region | NA | NA | Refinery Air Compressor Equipment2 | Refinery Air Compressor Equipment2 | 16953.5026 | 10 | 1382.067 | 529.349 | I-All-Other-Shift3-All-All-S | 0 | 0 | 0 | 0 | 0 | 0 | 0 | 0 | 0 | 0 | 0 | 0 | Comm Flat | Air Compressor Equipment2 | Air Compressor Equipment2 | IndShift3 | 0.01266% | 100% | 0% | 1 | 1 | 100% | 10% | 85% | 6.8% | 0.2% | 7926.1198 | 315.935 | 824.2055 | 2287.971 | 0 | 0 | 0 | 7603.6106 | 0 |  | 0.03842 | 0 | 0.03842 | 02. $0.028 to $0.055 | N/A | 0 | 01. ($9,999.00) to $0.22 | N/A | 0.085 | 0.085 | 0.085 | 0.085 | 0.085 | 0.085 | 0.085 | 0.085 | 0.085 | 0.085 | 0 | 0 | 0 | 0 | 0 | 0 | 0 | 0 | 0 | 0 | 0 | 0 | 0 | 0 | 1441.0477 | 1467.0207 | 1470.9328 | 1454.8928 | 1445.9008 | 1439.382 | 1439.9278 | 1429.9725 | 1428.09 | 1424.4566 | 0 | 0 | 0 | 0 | 0 | 0 | 0 | 0 | 0 | 0 | 0 | 0 | 0 | 0 | 14441.6238 | 1441.0477 | 2908.0685 | 4379.0012 | 5833.894 | 7279.7948 | 8719.1768 | 10159.1046 | 11589.0771 | 13017.1671 | 14441.6238 | 14441.6238 | 14441.6238 | 14441.6238 | 14441.6238 | 14441.6238 | 14441.6238 | 14441.6238 | 14441.6238 | 14441.6238 | 14441.6238 | 14441.6238 | 14441.6238 | 14441.6238 | 14441.6238 | 0 | 0 | 0 | 0 | 0 | 0 | 0 | 0 | 0 | 0 | 0 | 0 | 0 | 0 | 0 | 0 | 0 | 0 | 0 | 0 | 0 | 0 | 0 | 0 | 0 | 0 | 0 | 0 | 0 | 0 | 0 | 0 | 0 | 0 | 0 | 0 | 0 | 0 | 0 | 0 | 0 | 0 | 0 | 0 | 0 | 0 | 0 | 0 | 0 | 0 | 0 | 0 | 0 | 0 | 0 | 0 | 0 | 0 | 0 | 0 | 0 | 0.18243 | 0.36815 | 0.55437 | 0.73855 | 0.9216 | 1.1038 | 1.2861 | 1.4671 | 1.6479 | 1.8283 | 1.8283 | 1.8283 | 1.8283 | 1.8283 | 1.8283 | 1.8283 | 1.8283 | 1.8283 | 1.8283 | 1.8283 | 1.8283 | 1.8283 | 1.8283 | 1.8283 | 646.3069 | 657.9557 | 659.7103 | 652.5164 | 648.4835 | 645.5598 | 645.8046 | 641.3397 | 640.4954 | 638.8658 | 0 | 0 | 0 | 0 | 0 | 0 | 0 | 0 | 0 | 0 | 0 | 0 | 0 | 0 | 6477.0382 | 0 | 0 | 0 | 0 | 0 | 0 | 0 | 0 | 0 | 0 | 0 | 0 | 0 | 0 | 0 | 0 | 0 | 0 | 0 | 0 | 0.01296% | 0.18672 | 0.3768 | 0.5674 | 0.75591 | 0.94326 | 1.1298 | 1.3163 | 1.5016 | 1.6867 | 1.8712 | 1.8712 | 1.8712 | 1.8712 | 1.8712 | 1.8712 | 1.8712 | 1.8712 | 1.8712 | 1.8712 | 1.8712 | 1.8712 | 1.8712 | 1.8712 | 1.8712
| IND-Lighting-7P_V2 | M_Input | Council 7th Plan | 2020 | Retro | 2022 | 2045 | PSE | Industrial | Refinery | Electric | Per Region | NA | NA | Refinery Air Compressor Optimization | Refinery Air Compressor Optimization | 49270.2473 | 10 | 12853.2333 | 1538.3934 | I-All-Other-Shift3-All-All-S | 3322.9298 | 0 | 0 | 0 | 0 | 0 | 0 | 0 | 0 | 0 | 0 | 0 | Comm Flat | Air Compressor Optimization | Air Compressor Optimization | IndShift3 | 0.01266% | 100% | 0% | 1 | 1 | 100% | 10% | 85% | 6.8% | 0.2% | 23034.8791 | 918.1698 | 2395.3049 | 21278.1474 | 0 | 0 | 0 | -296.5025 | 0 |  | -0.00051552 | 0 | -0.00051552 | 01. ($9,999.000) to $0.028 | N/A | 0 | 01. ($9,999.00) to $0.22 | N/A | 0.085 | 0.085 | 0.085 | 0.085 | 0.085 | 0.085 | 0.085 | 0.085 | 0.085 | 0.085 | 0 | 0 | 0 | 0 | 0 | 0 | 0 | 0 | 0 | 0 | 0 | 0 | 0 | 0 | 4187.971 | 4263.4538 | 4274.8229 | 4228.2076 | 4202.0749 | 4183.1302 | 4184.7163 | 4155.7843 | 4150.3134 | 4139.7541 | 0 | 0 | 0 | 0 | 0 | 0 | 0 | 0 | 0 | 0 | 0 | 0 | 0 | 0 | 41970.2284 | 4187.971 | 8451.4248 | 12726.2477 | 16954.4552 | 21156.5301 | 25339.6603 | 29524.3767 | 33680.1609 | 37830.4743 | 41970.2284 | 41970.2284 | 41970.2284 | 41970.2284 | 41970.2284 | 41970.2284 | 41970.2284 | 41970.2284 | 41970.2284 | 41970.2284 | 41970.2284 | 41970.2284 | 41970.2284 | 41970.2284 | 41970.2284 | 0 | 0 | 0 | 0 | 0 | 0 | 0 | 0 | 0 | 0 | 0 | 0 | 0 | 0 | 0 | 0 | 0 | 0 | 0 | 0 | 0 | 0 | 0 | 0 | 0 | 0 | 0 | 0 | 0 | 0 | 0 | 0 | 0 | 0 | 0 | 0 | 0 | 0 | 0 | 0 | 0 | 0 | 0 | 0 | 0 | 0 | 0 | 0 | 0 | 0 | 0 | 0 | 0 | 0 | 0 | 0 | 0 | 0 | 0 | 0 | 0 | 0.53018 | 1.0699 | 1.6111 | 2.1464 | 2.6783 | 3.2079 | 3.7377 | 4.2638 | 4.7892 | 5.3133 | 5.3133 | 5.3133 | 5.3133 | 5.3133 | 5.3133 | 5.3133 | 5.3133 | 5.3133 | 5.3133 | 5.3133 | 5.3133 | 5.3133 | 5.3133 | 5.3133 | 0 | 0 | 0 | 0 | 0 | 0 | 0 | 0 | 0 | 0 | 0 | 0 | 0 | 0 | 0 | 0 | 0 | 0 | 0 | 0 | 0 | 0 | 0 | 0 | 0 | 0 | 0 | 0 | 0 | 0 | 0 | 0 | 0 | 0 | 0 | 0 | 0 | 0 | 0 | 0 | 0 | 0 | 0 | 0 | 0 | 0.01296% | 0.54264 | 1.0951 | 1.649 | 2.1968 | 2.7413 | 3.2833 | 3.8255 | 4.364 | 4.9018 | 5.4382 | 5.4382 | 5.4382 | 5.4382 | 5.4382 | 5.4382 | 5.4382 | 5.4382 | 5.4382 | 5.4382 | 5.4382 | 5.4382 | 5.4382 | 5.4382 | 5.4382
| IND-Lighting-7P_V2 | M_Input | Council 7th Plan | 2020 | Retro | 2022 | 2045 | PSE | Industrial | Refinery | Electric | Per Region | NA | NA | Refinery HighBay Lighting 1 Shift | Refinery HighBay Lighting 1 Shift | 0 | 26.5734 | 0 | 0 | I-All-Other-Shift1-All-All-S | 0 | 0 | 0 | 0 | 0 | 0 | 0 | 0 | 0 | 0 | 0 | 0 | Comm Flat | HighBay Lighting 1 Shift | HighBay Lighting 1 Shift | IndShift1 | 0.0135% | 100% | 0% | 1 | 1 | 100% | 3.763% | 85% | 6.8% | 0.2% | 0 | 0 | 0 | 0 | 0 | 0 | 0 | 0 | 0 |  | 0 | 0 | 0 | 01. ($9,999.000) to $0.028 | N/A | 0 | 01. ($9,999.00) to $0.22 | N/A | 0.085 | 0.085 | 0.085 | 0.085 | 0.085 | 0.085 | 0.085 | 0.085 | 0.085 | 0.085 | 0 | 0 | 0 | 0 | 0 | 0 | 0 | 0 | 0 | 0 | 0 | 0 | 0 | 0 | 0 | 0 | 0 | 0 | 0 | 0 | 0 | 0 | 0 | 0 | 0 | 0 | 0 | 0 | 0 | 0 | 0 | 0 | 0 | 0 | 0 | 0 | 0 | 0 | 0 | 0 | 0 | 0 | 0 | 0 | 0 | 0 | 0 | 0 | 0 | 0 | 0 | 0 | 0 | 0 | 0 | 0 | 0 | 0 | 0 | 0 | 0 | 0 | 0 | 0 | 0 | 0 | 0 | 0 | 0 | 0 | 0 | 0 | 0 | 0 | 0 | 0 | 0 | 0 | 0 | 0 | 0 | 0 | 0 | 0 | 0 | 0 | 0 | 0 | 0 | 0 | 0 | 0 | 0 | 0 | 0 | 0 | 0 | 0 | 0 | 0 | 0 | 0 | 0 | 0 | 0 | 0 | 0 | 0 | 0 | 0 | 0 | 0 | 0 | 0 | 0 | 0 | 0 | 0 | 0 | 0 | 0 | 0 | 0 | 0 | 0 | 0 | 0 | 0 | 0 | 0 | 0 | 0 | 0 | 0 | 0 | 0 | 0 | 0 | 0 | 0 | 0 | 0 | 0 | 0 | 0 | 0 | 0 | 0 | 0 | 0 | 0 | 0 | 0 | 0 | 0 | 0 | 0 | 0 | 0 | 0 | 0 | 0 | 0 | 0 | 0 | 0 | 0 | 0 | 0 | 0 | 0 | 0 | 0 | 0 | 0 | 0 | 0 | 0 | 0 | 0 | 0 | 0 | 0 | 0 | 0 | 0 | 0 | 0 | 0 | 0 | 0 | 0 | 0 | 0.01911% | 0 | 0 | 0 | 0 | 0 | 0 | 0 | 0 | 0 | 0 | 0 | 0 | 0 | 0 | 0 | 0 | 0 | 0 | 0 | 0 | 0 | 0 | 0 | 0
| IND-Lighting-7P_V2 | M_Input | Council 7th Plan | 2020 | Retro | 2022 | 2045 | PSE | Industrial | Refinery | Electric | Per Region | NA | NA | Refinery HighBay Lighting 2 Shift | Refinery HighBay Lighting 2 Shift | 0 | 15.5483 | 0 | 0 | I-All-Other-Shift2-All-All-S | 0 | 0 | 0 | 0 | 0 | 0 | 0 | 0 | 0 | 0 | 0 | 0 | Comm Flat | HighBay Lighting 2 Shift | HighBay Lighting 2 Shift | IndShift2 | 0.01331% | 100% | 0% | 1 | 1 | 100% | 6.432% | 85% | 6.8% | 0.2% | 0 | 0 | 0 | 0 | 0 | 0 | 0 | 0 | 0 |  | 0 | 0 | 0 | 01. ($9,999.000) to $0.028 | N/A | 0 | 01. ($9,999.00) to $0.22 | N/A | 0.085 | 0.085 | 0.085 | 0.085 | 0.085 | 0.085 | 0.085 | 0.085 | 0.085 | 0.085 | 0 | 0 | 0 | 0 | 0 | 0 | 0 | 0 | 0 | 0 | 0 | 0 | 0 | 0 | 0 | 0 | 0 | 0 | 0 | 0 | 0 | 0 | 0 | 0 | 0 | 0 | 0 | 0 | 0 | 0 | 0 | 0 | 0 | 0 | 0 | 0 | 0 | 0 | 0 | 0 | 0 | 0 | 0 | 0 | 0 | 0 | 0 | 0 | 0 | 0 | 0 | 0 | 0 | 0 | 0 | 0 | 0 | 0 | 0 | 0 | 0 | 0 | 0 | 0 | 0 | 0 | 0 | 0 | 0 | 0 | 0 | 0 | 0 | 0 | 0 | 0 | 0 | 0 | 0 | 0 | 0 | 0 | 0 | 0 | 0 | 0 | 0 | 0 | 0 | 0 | 0 | 0 | 0 | 0 | 0 | 0 | 0 | 0 | 0 | 0 | 0 | 0 | 0 | 0 | 0 | 0 | 0 | 0 | 0 | 0 | 0 | 0 | 0 | 0 | 0 | 0 | 0 | 0 | 0 | 0 | 0 | 0 | 0 | 0 | 0 | 0 | 0 | 0 | 0 | 0 | 0 | 0 | 0 | 0 | 0 | 0 | 0 | 0 | 0 | 0 | 0 | 0 | 0 | 0 | 0 | 0 | 0 | 0 | 0 | 0 | 0 | 0 | 0 | 0 | 0 | 0 | 0 | 0 | 0 | 0 | 0 | 0 | 0 | 0 | 0 | 0 | 0 | 0 | 0 | 0 | 0 | 0 | 0 | 0 | 0 | 0 | 0 | 0 | 0 | 0 | 0 | 0 | 0 | 0 | 0 | 0 | 0 | 0 | 0 | 0 | 0 | 0 | 0 | 0.01847% | 0 | 0 | 0 | 0 | 0 | 0 | 0 | 0 | 0 | 0 | 0 | 0 | 0 | 0 | 0 | 0 | 0 | 0 | 0 | 0 | 0 | 0 | 0 | 0
| IND-Lighting-7P_V2 | M_Input | Council 7th Plan | 2020 | Retro | 2022 | 2045 | PSE | Industrial | Refinery | Electric | Per Region | NA | NA | Refinery HighBay Lighting 3 Shift | Refinery HighBay Lighting 3 Shift | 9849.0154 | 8.6758 | 2685.1686 | -335.145 | I-All-Other-Shift3-All-All-S | 0 | 0 | 0 | 0 | 0 | 0 | 0 | 0 | 0 | 0 | 0 | 0 | Comm Flat | HighBay Lighting 3 Shift | HighBay Lighting 3 Shift | IndShift3 | 0.01266% | 100% | 0% | 1 | 1 | 100% | 11.53% | 85% | 6.8% | 0.2% | 4218.3517 | 183.5401 | 440.1892 | 3480.4332 | 0 | 0 | 0 | -518.5839 | 0 |  | -0.0045105 | 0 | -0.0045105 | 01. ($9,999.000) to $0.028 | N/A | 0 | 01. ($9,999.00) to $0.22 | N/A | 0.085 | 0.085 | 0.085 | 0.085 | 0.085 | 0.085 | 0.085 | 0.085 | 0.085 | 0.085 | 0 | 0 | 0 | 0 | 0 | 0 | 0 | 0 | 0 | 0 | 0 | 0 | 0 | 0 | 837.1663 | 852.2551 | 854.5278 | 845.2095 | 839.9856 | 836.1986 | 836.5157 | 830.7322 | 829.6386 | 827.5278 | 0 | 0 | 0 | 0 | 0 | 0 | 0 | 0 | 0 | 0 | 0 | 0 | 0 | 0 | 8389.7574 | 837.1663 | 1689.4214 | 2543.9492 | 3389.1588 | 4229.1444 | 5065.343 | 5901.8587 | 6732.591 | 7562.2296 | 8389.7574 | 8389.7574 | 8389.7574 | 8389.7574 | 8389.7574 | 8389.7574 | 8389.7574 | 8389.7574 | 8389.7574 | 8389.7574 | 8389.7574 | 8389.7574 | 8389.7574 | 8389.7574 | 8389.7574 | 0 | 0 | 0 | 0 | 0 | 0 | 0 | 0 | 0 | 0 | 0 | 0 | 0 | 0 | 0 | 0 | 0 | 0 | 0 | 0 | 0 | 0 | 0 | 0 | 0 | 0 | 0 | 0 | 0 | 0 | 0 | 0 | 0 | 0 | 0 | 0 | 0 | 0 | 0 | 0 | 0 | 0 | 0 | 0 | 0 | 0 | 0 | 0 | 0 | 0 | 0 | 0 | 0 | 0 | 0 | 0 | 0 | 0 | 0 | 0 | 0 | 0.10598 | 0.21387 | 0.32205 | 0.42906 | 0.53539 | 0.64125 | 0.74715 | 0.85232 | 0.95735 | 1.0621 | 1.0621 | 1.0621 | 1.0621 | 1.0621 | 1.0621 | 1.0621 | 1.0621 | 1.0621 | 1.0621 | 1.0621 | 1.0621 | 1.0621 | 1.0621 | 1.0621 | 0 | 0 | 0 | 0 | 0 | 0 | 0 | 0 | 0 | 0 | 0 | 0 | 0 | 0 | 0 | 0 | 0 | 0 | 0 | 0 | 0 | 0 | 0 | 0 | 0 | 0 | 0 | 0 | 0 | 0 | 0 | 0 | 0 | 0 | 0 | 0 | 0 | 0 | 0 | 0 | 0 | 0 | 0 | 0 | 0 | 0.01296% | 0.10847 | 0.2189 | 0.32962 | 0.43914 | 0.54798 | 0.65633 | 0.76471 | 0.87235 | 0.97985 | 1.0871 | 1.0871 | 1.0871 | 1.0871 | 1.0871 | 1.0871 | 1.0871 | 1.0871 | 1.0871 | 1.0871 | 1.0871 | 1.0871 | 1.0871 | 1.0871 | 1.0871
| IND-Lighting-7P_V2 | M_Input | Council 7th Plan | 2020 | Retro | 2022 | 2045 | PSE | Industrial | Refinery | Electric | Per Region | NA | NA | Refinery Efficient Lighting 1 Shift | Refinery Efficient Lighting 1 Shift | 0 | 20.979 | 0 | 0 | I-All-Other-Shift1-All-All-S | 0 | 0 | 0 | 0 | 0 | 0 | 0 | 0 | 0 | 0 | 0 | 0 | Comm Flat | Efficient Lighting 1 Shift | Efficient Lighting 1 Shift | IndShift1 | 0.0135% | 100% | 0% | 1 | 1 | 100% | 4.767% | 85% | 6.8% | 0.2% | 0 | 0 | 0 | 0 | 0 | 0 | 0 | 0 | 0 |  | 0 | 0 | 0 | 01. ($9,999.000) to $0.028 | N/A | 0 | 01. ($9,999.00) to $0.22 | N/A | 0.085 | 0.085 | 0.085 | 0.085 | 0.085 | 0.085 | 0.085 | 0.085 | 0.085 | 0.085 | 0 | 0 | 0 | 0 | 0 | 0 | 0 | 0 | 0 | 0 | 0 | 0 | 0 | 0 | 0 | 0 | 0 | 0 | 0 | 0 | 0 | 0 | 0 | 0 | 0 | 0 | 0 | 0 | 0 | 0 | 0 | 0 | 0 | 0 | 0 | 0 | 0 | 0 | 0 | 0 | 0 | 0 | 0 | 0 | 0 | 0 | 0 | 0 | 0 | 0 | 0 | 0 | 0 | 0 | 0 | 0 | 0 | 0 | 0 | 0 | 0 | 0 | 0 | 0 | 0 | 0 | 0 | 0 | 0 | 0 | 0 | 0 | 0 | 0 | 0 | 0 | 0 | 0 | 0 | 0 | 0 | 0 | 0 | 0 | 0 | 0 | 0 | 0 | 0 | 0 | 0 | 0 | 0 | 0 | 0 | 0 | 0 | 0 | 0 | 0 | 0 | 0 | 0 | 0 | 0 | 0 | 0 | 0 | 0 | 0 | 0 | 0 | 0 | 0 | 0 | 0 | 0 | 0 | 0 | 0 | 0 | 0 | 0 | 0 | 0 | 0 | 0 | 0 | 0 | 0 | 0 | 0 | 0 | 0 | 0 | 0 | 0 | 0 | 0 | 0 | 0 | 0 | 0 | 0 | 0 | 0 | 0 | 0 | 0 | 0 | 0 | 0 | 0 | 0 | 0 | 0 | 0 | 0 | 0 | 0 | 0 | 0 | 0 | 0 | 0 | 0 | 0 | 0 | 0 | 0 | 0 | 0 | 0 | 0 | 0 | 0 | 0 | 0 | 0 | 0 | 0 | 0 | 0 | 0 | 0 | 0 | 0 | 0 | 0 | 0 | 0 | 0 | 0 | 0.01911% | 0 | 0 | 0 | 0 | 0 | 0 | 0 | 0 | 0 | 0 | 0 | 0 | 0 | 0 | 0 | 0 | 0 | 0 | 0 | 0 | 0 | 0 | 0 | 0
| IND-Lighting-7P_V2 | M_Input | Council 7th Plan | 2020 | Retro | 2022 | 2045 | PSE | Industrial | Refinery | Electric | Per Region | NA | NA | Refinery Efficient Lighting 2 Shift | Refinery Efficient Lighting 2 Shift | 0 | 12.275 | 0 | 0 | I-All-Other-Shift2-All-All-S | 0 | 0 | 0 | 0 | 0 | 0 | 0 | 0 | 0 | 0 | 0 | 0 | Comm Flat | Efficient Lighting 2 Shift | Efficient Lighting 2 Shift | IndShift2 | 0.01331% | 100% | 0% | 1 | 1 | 100% | 8.147% | 85% | 6.8% | 0.2% | 0 | 0 | 0 | 0 | 0 | 0 | 0 | 0 | 0 |  | 0 | 0 | 0 | 01. ($9,999.000) to $0.028 | N/A | 0 | 01. ($9,999.00) to $0.22 | N/A | 0.085 | 0.085 | 0.085 | 0.085 | 0.085 | 0.085 | 0.085 | 0.085 | 0.085 | 0.085 | 0 | 0 | 0 | 0 | 0 | 0 | 0 | 0 | 0 | 0 | 0 | 0 | 0 | 0 | 0 | 0 | 0 | 0 | 0 | 0 | 0 | 0 | 0 | 0 | 0 | 0 | 0 | 0 | 0 | 0 | 0 | 0 | 0 | 0 | 0 | 0 | 0 | 0 | 0 | 0 | 0 | 0 | 0 | 0 | 0 | 0 | 0 | 0 | 0 | 0 | 0 | 0 | 0 | 0 | 0 | 0 | 0 | 0 | 0 | 0 | 0 | 0 | 0 | 0 | 0 | 0 | 0 | 0 | 0 | 0 | 0 | 0 | 0 | 0 | 0 | 0 | 0 | 0 | 0 | 0 | 0 | 0 | 0 | 0 | 0 | 0 | 0 | 0 | 0 | 0 | 0 | 0 | 0 | 0 | 0 | 0 | 0 | 0 | 0 | 0 | 0 | 0 | 0 | 0 | 0 | 0 | 0 | 0 | 0 | 0 | 0 | 0 | 0 | 0 | 0 | 0 | 0 | 0 | 0 | 0 | 0 | 0 | 0 | 0 | 0 | 0 | 0 | 0 | 0 | 0 | 0 | 0 | 0 | 0 | 0 | 0 | 0 | 0 | 0 | 0 | 0 | 0 | 0 | 0 | 0 | 0 | 0 | 0 | 0 | 0 | 0 | 0 | 0 | 0 | 0 | 0 | 0 | 0 | 0 | 0 | 0 | 0 | 0 | 0 | 0 | 0 | 0 | 0 | 0 | 0 | 0 | 0 | 0 | 0 | 0 | 0 | 0 | 0 | 0 | 0 | 0 | 0 | 0 | 0 | 0 | 0 | 0 | 0 | 0 | 0 | 0 | 0 | 0 | 0.01847% | 0 | 0 | 0 | 0 | 0 | 0 | 0 | 0 | 0 | 0 | 0 | 0 | 0 | 0 | 0 | 0 | 0 | 0 | 0 | 0 | 0 | 0 | 0 | 0
| IND-Lighting-7P_V2 | M_Input | Council 7th Plan | 2020 | Retro | 2022 | 2045 | PSE | Industrial | Refinery | Electric | Per Region | NA | NA | Refinery Efficient Lighting 3 Shift | Refinery Efficient Lighting 3 Shift | 8883.612 | 8.6758 | 2693.8153 | -190.6857 | I-All-Other-Shift3-All-All-S | 0 | 0 | 0 | 0 | 0 | 0 | 0 | 0 | 0 | 0 | 0 | 0 | Comm Flat | Efficient Lighting 3 Shift | Efficient Lighting 3 Shift | IndShift3 | 0.01266% | 100% | 0% | 1 | 1 | 100% | 11.53% | 85% | 6.8% | 0.2% | 3804.8676 | 165.5495 | 397.0417 | 3491.6408 | 0 | 0 | 0 | 1241.8391 | 0 |  | 0.011975 | 0 | 0.011975 | 01. ($9,999.000) to $0.028 | N/A | 0 | 01. ($9,999.00) to $0.22 | N/A | 0.085 | 0.085 | 0.085 | 0.085 | 0.085 | 0.085 | 0.085 | 0.085 | 0.085 | 0.085 | 0 | 0 | 0 | 0 | 0 | 0 | 0 | 0 | 0 | 0 | 0 | 0 | 0 | 0 | 755.107 | 768.7168 | 770.7667 | 762.3618 | 757.65 | 754.2342 | 754.5202 | 749.3036 | 748.3172 | 746.4133 | 0 | 0 | 0 | 0 | 0 | 0 | 0 | 0 | 0 | 0 | 0 | 0 | 0 | 0 | 7567.391 | 755.107 | 1523.8239 | 2294.5906 | 3056.9524 | 3814.6024 | 4568.8366 | 5323.3568 | 6072.6604 | 6820.9776 | 7567.391 | 7567.391 | 7567.391 | 7567.391 | 7567.391 | 7567.391 | 7567.391 | 7567.391 | 7567.391 | 7567.391 | 7567.391 | 7567.391 | 7567.391 | 7567.391 | 7567.391 | 0 | 0 | 0 | 0 | 0 | 0 | 0 | 0 | 0 | 0 | 0 | 0 | 0 | 0 | 0 | 0 | 0 | 0 | 0 | 0 | 0 | 0 | 0 | 0 | 0 | 0 | 0 | 0 | 0 | 0 | 0 | 0 | 0 | 0 | 0 | 0 | 0 | 0 | 0 | 0 | 0 | 0 | 0 | 0 | 0 | 0 | 0 | 0 | 0 | 0 | 0 | 0 | 0 | 0 | 0 | 0 | 0 | 0 | 0 | 0 | 0 | 0.095594 | 0.19291 | 0.29049 | 0.387 | 0.48291 | 0.5784 | 0.67392 | 0.76878 | 0.86351 | 0.958 | 0.958 | 0.958 | 0.958 | 0.958 | 0.958 | 0.958 | 0.958 | 0.958 | 0.958 | 0.958 | 0.958 | 0.958 | 0.958 | 0.958 | 105.5563 | 107.4588 | 107.7454 | 106.5705 | 105.9118 | 105.4343 | 105.4743 | 104.7451 | 104.6072 | 104.341 | 0 | 0 | 0 | 0 | 0 | 0 | 0 | 0 | 0 | 0 | 0 | 0 | 0 | 0 | 1057.8447 | 0 | 0 | 0 | 0 | 0 | 0 | 0 | 0 | 0 | 0 | 0 | 0 | 0 | 0 | 0 | 0 | 0 | 0 | 0 | 0 | 0.01296% | 0.097841 | 0.19744 | 0.29731 | 0.3961 | 0.49427 | 0.59199 | 0.68976 | 0.78685 | 0.88381 | 0.98052 | 0.98052 | 0.98052 | 0.98052 | 0.98052 | 0.98052 | 0.98052 | 0.98052 | 0.98052 | 0.98052 | 0.98052 | 0.98052 | 0.98052 | 0.98052 | 0.98052
| IND-Lighting-7P_V2 | M_Input | Council 7th Plan | 2020 | Retro | 2022 | 2045 | PSE | Industrial | Refinery | Electric | Per Region | NA | NA | Refinery Lighting Controls | Refinery Lighting Controls | 11264.1278 | 10 | 12923.5912 | -127.0363 | I-All-Other-Shift3-All-All-S | 0 | 0 | 0 | 0 | 0 | 0 | 0 | 0 | 0 | 0 | 0 | 0 | Comm Flat | Lighting Controls | Lighting Controls | IndShift3 | 0.01266% | 100% | 0% | 1 | 1 | 100% | 10% | 85% | 6.8% | 0.2% | 5266.2172 | 209.9113 | 547.6128 | 21394.6229 | 0 | 0 | 0 | 21738.8557 | 0 |  | 0.16532 | 0 | 0.16532 | 10. $0.150 to $0.175 | N/A | 0 | 01. ($9,999.00) to $0.22 | N/A | 0.085 | 0.085 | 0.085 | 0.085 | 0.085 | 0.085 | 0.085 | 0.085 | 0.085 | 0.085 | 0 | 0 | 0 | 0 | 0 | 0 | 0 | 0 | 0 | 0 | 0 | 0 | 0 | 0 | 957.4509 | 974.7077 | 977.3069 | 966.6497 | 960.6753 | 956.3442 | 956.7068 | 950.0923 | 948.8416 | 946.4275 | 0 | 0 | 0 | 0 | 0 | 0 | 0 | 0 | 0 | 0 | 0 | 0 | 0 | 0 | 9595.2028 | 957.4509 | 1932.1585 | 2909.4654 | 3876.1151 | 4836.7904 | 5793.1345 | 6749.8413 | 7699.9337 | 8648.7753 | 9595.2028 | 9595.2028 | 9595.2028 | 9595.2028 | 9595.2028 | 9595.2028 | 9595.2028 | 9595.2028 | 9595.2028 | 9595.2028 | 9595.2028 | 9595.2028 | 9595.2028 | 9595.2028 | 9595.2028 | 0 | 0 | 0 | 0 | 0 | 0 | 0 | 0 | 0 | 0 | 0 | 0 | 0 | 0 | 0 | 0 | 0 | 0 | 0 | 0 | 0 | 0 | 0 | 0 | 0 | 0 | 0 | 0 | 0 | 0 | 0 | 0 | 0 | 0 | 0 | 0 | 0 | 0 | 0 | 0 | 0 | 0 | 0 | 0 | 0 | 0 | 0 | 0 | 0 | 0 | 0 | 0 | 0 | 0 | 0 | 0 | 0 | 0 | 0 | 0 | 0 | 0.12121 | 0.2446 | 0.36833 | 0.4907 | 0.61232 | 0.73339 | 0.85451 | 0.97478 | 1.0949 | 1.2147 | 1.2147 | 1.2147 | 1.2147 | 1.2147 | 1.2147 | 1.2147 | 1.2147 | 1.2147 | 1.2147 | 1.2147 | 1.2147 | 1.2147 | 1.2147 | 1.2147 | 1847.8027 | 1881.107 | 1886.1232 | 1865.5558 | 1854.0256 | 1845.6669 | 1846.3667 | 1833.6014 | 1831.1876 | 1826.5286 | 0 | 0 | 0 | 0 | 0 | 0 | 0 | 0 | 0 | 0 | 0 | 0 | 0 | 0 | 18517.9654 | 0 | 0 | 0 | 0 | 0 | 0 | 0 | 0 | 0 | 0 | 0 | 0 | 0 | 0 | 0 | 0 | 0 | 0 | 0 | 0 | 0.01296% | 0.12406 | 0.25035 | 0.37698 | 0.50224 | 0.62671 | 0.75063 | 0.87459 | 0.99769 | 1.1206 | 1.2433 | 1.2433 | 1.2433 | 1.2433 | 1.2433 | 1.2433 | 1.2433 | 1.2433 | 1.2433 | 1.2433 | 1.2433 | 1.2433 | 1.2433 | 1.2433 | 1.2433
| IND-Lighting-7P_V2 | M_Input | Council 7th Plan | 2020 | Retro | 2022 | 2045 | PSE | Industrial | Refinery | Electric | Per Region | NA | NA | Refinery Motors: Rewind 20-50 HP | Refinery Motors: Rewind 20-50 HP | 0 | 10 | 0 | 0 | I-All-Other-Shift3-All-All-S | 0 | 0 | 0 | 0 | 0 | 0 | 0 | 0 | 0 | 0 | 0 | 0 | Comm Flat | Motors: Rewind 20-50 HP | Motors: Rewind 20-50 HP | IndShift3 | 0.01266% | 100% | 0% | 1 | 1 | 100% | 10% | 85% | 6.8% | 0.2% | 0 | 0 | 0 | 0 | 0 | 0 | 0 | 0 | 0 |  | 0 | 0 | 0 | 01. ($9,999.000) to $0.028 | N/A | 0 | 01. ($9,999.00) to $0.22 | N/A | 0.085 | 0.085 | 0.085 | 0.085 | 0.085 | 0.085 | 0.085 | 0.085 | 0.085 | 0.085 | 0 | 0 | 0 | 0 | 0 | 0 | 0 | 0 | 0 | 0 | 0 | 0 | 0 | 0 | 0 | 0 | 0 | 0 | 0 | 0 | 0 | 0 | 0 | 0 | 0 | 0 | 0 | 0 | 0 | 0 | 0 | 0 | 0 | 0 | 0 | 0 | 0 | 0 | 0 | 0 | 0 | 0 | 0 | 0 | 0 | 0 | 0 | 0 | 0 | 0 | 0 | 0 | 0 | 0 | 0 | 0 | 0 | 0 | 0 | 0 | 0 | 0 | 0 | 0 | 0 | 0 | 0 | 0 | 0 | 0 | 0 | 0 | 0 | 0 | 0 | 0 | 0 | 0 | 0 | 0 | 0 | 0 | 0 | 0 | 0 | 0 | 0 | 0 | 0 | 0 | 0 | 0 | 0 | 0 | 0 | 0 | 0 | 0 | 0 | 0 | 0 | 0 | 0 | 0 | 0 | 0 | 0 | 0 | 0 | 0 | 0 | 0 | 0 | 0 | 0 | 0 | 0 | 0 | 0 | 0 | 0 | 0 | 0 | 0 | 0 | 0 | 0 | 0 | 0 | 0 | 0 | 0 | 0 | 0 | 0 | 0 | 0 | 0 | 0 | 0 | 0 | 0 | 0 | 0 | 0 | 0 | 0 | 0 | 0 | 0 | 0 | 0 | 0 | 0 | 0 | 0 | 0 | 0 | 0 | 0 | 0 | 0 | 0 | 0 | 0 | 0 | 0 | 0 | 0 | 0 | 0 | 0 | 0 | 0 | 0 | 0 | 0 | 0 | 0 | 0 | 0 | 0 | 0 | 0 | 0 | 0 | 0 | 0 | 0 | 0 | 0 | 0 | 0 | 0.01296% | 0 | 0 | 0 | 0 | 0 | 0 | 0 | 0 | 0 | 0 | 0 | 0 | 0 | 0 | 0 | 0 | 0 | 0 | 0 | 0 | 0 | 0 | 0 | 0
| IND-Lighting-7P_V2 | M_Input | Council 7th Plan | 2020 | Retro | 2022 | 2045 | PSE | Industrial | Refinery | Electric | Per Region | NA | NA | Refinery Motors: Rewind 51-100 HP | Refinery Motors: Rewind 51-100 HP | 0 | 10 | 0 | 0 | I-All-Other-Shift3-All-All-S | 0 | 0 | 0 | 0 | 0 | 0 | 0 | 0 | 0 | 0 | 0 | 0 | Comm Flat | Motors: Rewind 51-100 HP | Motors: Rewind 51-100 HP | IndShift3 | 0.01266% | 100% | 0% | 1 | 1 | 100% | 10% | 85% | 6.8% | 0.2% | 0 | 0 | 0 | 0 | 0 | 0 | 0 | 0 | 0 |  | 0 | 0 | 0 | 01. ($9,999.000) to $0.028 | N/A | 0 | 01. ($9,999.00) to $0.22 | N/A | 0.085 | 0.085 | 0.085 | 0.085 | 0.085 | 0.085 | 0.085 | 0.085 | 0.085 | 0.085 | 0 | 0 | 0 | 0 | 0 | 0 | 0 | 0 | 0 | 0 | 0 | 0 | 0 | 0 | 0 | 0 | 0 | 0 | 0 | 0 | 0 | 0 | 0 | 0 | 0 | 0 | 0 | 0 | 0 | 0 | 0 | 0 | 0 | 0 | 0 | 0 | 0 | 0 | 0 | 0 | 0 | 0 | 0 | 0 | 0 | 0 | 0 | 0 | 0 | 0 | 0 | 0 | 0 | 0 | 0 | 0 | 0 | 0 | 0 | 0 | 0 | 0 | 0 | 0 | 0 | 0 | 0 | 0 | 0 | 0 | 0 | 0 | 0 | 0 | 0 | 0 | 0 | 0 | 0 | 0 | 0 | 0 | 0 | 0 | 0 | 0 | 0 | 0 | 0 | 0 | 0 | 0 | 0 | 0 | 0 | 0 | 0 | 0 | 0 | 0 | 0 | 0 | 0 | 0 | 0 | 0 | 0 | 0 | 0 | 0 | 0 | 0 | 0 | 0 | 0 | 0 | 0 | 0 | 0 | 0 | 0 | 0 | 0 | 0 | 0 | 0 | 0 | 0 | 0 | 0 | 0 | 0 | 0 | 0 | 0 | 0 | 0 | 0 | 0 | 0 | 0 | 0 | 0 | 0 | 0 | 0 | 0 | 0 | 0 | 0 | 0 | 0 | 0 | 0 | 0 | 0 | 0 | 0 | 0 | 0 | 0 | 0 | 0 | 0 | 0 | 0 | 0 | 0 | 0 | 0 | 0 | 0 | 0 | 0 | 0 | 0 | 0 | 0 | 0 | 0 | 0 | 0 | 0 | 0 | 0 | 0 | 0 | 0 | 0 | 0 | 0 | 0 | 0 | 0.01296% | 0 | 0 | 0 | 0 | 0 | 0 | 0 | 0 | 0 | 0 | 0 | 0 | 0 | 0 | 0 | 0 | 0 | 0 | 0 | 0 | 0 | 0 | 0 | 0
| IND-Lighting-7P_V2 | M_Input | Council 7th Plan | 2020 | Retro | 2022 | 2045 | PSE | Industrial | Refinery | Electric | Per Region | NA | NA | Refinery Motors: Rewind 101-200 HP | Refinery Motors: Rewind 101-200 HP | 0 | 10 | 0 | 0 | I-All-Other-Shift3-All-All-S | 0 | 0 | 0 | 0 | 0 | 0 | 0 | 0 | 0 | 0 | 0 | 0 | Comm Flat | Motors: Rewind 101-200 HP | Motors: Rewind 101-200 HP | IndShift3 | 0.01266% | 100% | 0% | 1 | 1 | 100% | 10% | 85% | 6.8% | 0.2% | 0 | 0 | 0 | 0 | 0 | 0 | 0 | 0 | 0 |  | 0 | 0 | 0 | 01. ($9,999.000) to $0.028 | N/A | 0 | 01. ($9,999.00) to $0.22 | N/A | 0.085 | 0.085 | 0.085 | 0.085 | 0.085 | 0.085 | 0.085 | 0.085 | 0.085 | 0.085 | 0 | 0 | 0 | 0 | 0 | 0 | 0 | 0 | 0 | 0 | 0 | 0 | 0 | 0 | 0 | 0 | 0 | 0 | 0 | 0 | 0 | 0 | 0 | 0 | 0 | 0 | 0 | 0 | 0 | 0 | 0 | 0 | 0 | 0 | 0 | 0 | 0 | 0 | 0 | 0 | 0 | 0 | 0 | 0 | 0 | 0 | 0 | 0 | 0 | 0 | 0 | 0 | 0 | 0 | 0 | 0 | 0 | 0 | 0 | 0 | 0 | 0 | 0 | 0 | 0 | 0 | 0 | 0 | 0 | 0 | 0 | 0 | 0 | 0 | 0 | 0 | 0 | 0 | 0 | 0 | 0 | 0 | 0 | 0 | 0 | 0 | 0 | 0 | 0 | 0 | 0 | 0 | 0 | 0 | 0 | 0 | 0 | 0 | 0 | 0 | 0 | 0 | 0 | 0 | 0 | 0 | 0 | 0 | 0 | 0 | 0 | 0 | 0 | 0 | 0 | 0 | 0 | 0 | 0 | 0 | 0 | 0 | 0 | 0 | 0 | 0 | 0 | 0 | 0 | 0 | 0 | 0 | 0 | 0 | 0 | 0 | 0 | 0 | 0 | 0 | 0 | 0 | 0 | 0 | 0 | 0 | 0 | 0 | 0 | 0 | 0 | 0 | 0 | 0 | 0 | 0 | 0 | 0 | 0 | 0 | 0 | 0 | 0 | 0 | 0 | 0 | 0 | 0 | 0 | 0 | 0 | 0 | 0 | 0 | 0 | 0 | 0 | 0 | 0 | 0 | 0 | 0 | 0 | 0 | 0 | 0 | 0 | 0 | 0 | 0 | 0 | 0 | 0 | 0.01296% | 0 | 0 | 0 | 0 | 0 | 0 | 0 | 0 | 0 | 0 | 0 | 0 | 0 | 0 | 0 | 0 | 0 | 0 | 0 | 0 | 0 | 0 | 0 | 0
| IND-Lighting-7P_V2 | M_Input | Council 7th Plan | 2020 | Retro | 2022 | 2045 | PSE | Industrial | Refinery | Electric | Per Region | NA | NA | Refinery Motors: Rewind 201-500 HP | Refinery Motors: Rewind 201-500 HP | 0 | 10 | 0 | 0 | I-All-Other-Shift3-All-All-S | 0 | 0 | 0 | 0 | 0 | 0 | 0 | 0 | 0 | 0 | 0 | 0 | Comm Flat | Motors: Rewind 201-500 HP | Motors: Rewind 201-500 HP | IndShift3 | 0.01266% | 100% | 0% | 1 | 1 | 100% | 10% | 85% | 6.8% | 0.2% | 0 | 0 | 0 | 0 | 0 | 0 | 0 | 0 | 0 |  | 0 | 0 | 0 | 01. ($9,999.000) to $0.028 | N/A | 0 | 01. ($9,999.00) to $0.22 | N/A | 0.085 | 0.085 | 0.085 | 0.085 | 0.085 | 0.085 | 0.085 | 0.085 | 0.085 | 0.085 | 0 | 0 | 0 | 0 | 0 | 0 | 0 | 0 | 0 | 0 | 0 | 0 | 0 | 0 | 0 | 0 | 0 | 0 | 0 | 0 | 0 | 0 | 0 | 0 | 0 | 0 | 0 | 0 | 0 | 0 | 0 | 0 | 0 | 0 | 0 | 0 | 0 | 0 | 0 | 0 | 0 | 0 | 0 | 0 | 0 | 0 | 0 | 0 | 0 | 0 | 0 | 0 | 0 | 0 | 0 | 0 | 0 | 0 | 0 | 0 | 0 | 0 | 0 | 0 | 0 | 0 | 0 | 0 | 0 | 0 | 0 | 0 | 0 | 0 | 0 | 0 | 0 | 0 | 0 | 0 | 0 | 0 | 0 | 0 | 0 | 0 | 0 | 0 | 0 | 0 | 0 | 0 | 0 | 0 | 0 | 0 | 0 | 0 | 0 | 0 | 0 | 0 | 0 | 0 | 0 | 0 | 0 | 0 | 0 | 0 | 0 | 0 | 0 | 0 | 0 | 0 | 0 | 0 | 0 | 0 | 0 | 0 | 0 | 0 | 0 | 0 | 0 | 0 | 0 | 0 | 0 | 0 | 0 | 0 | 0 | 0 | 0 | 0 | 0 | 0 | 0 | 0 | 0 | 0 | 0 | 0 | 0 | 0 | 0 | 0 | 0 | 0 | 0 | 0 | 0 | 0 | 0 | 0 | 0 | 0 | 0 | 0 | 0 | 0 | 0 | 0 | 0 | 0 | 0 | 0 | 0 | 0 | 0 | 0 | 0 | 0 | 0 | 0 | 0 | 0 | 0 | 0 | 0 | 0 | 0 | 0 | 0 | 0 | 0 | 0 | 0 | 0 | 0 | 0.01296% | 0 | 0 | 0 | 0 | 0 | 0 | 0 | 0 | 0 | 0 | 0 | 0 | 0 | 0 | 0 | 0 | 0 | 0 | 0 | 0 | 0 | 0 | 0 | 0
| IND-Lighting-7P_V2 | M_Input | Council 7th Plan | 2020 | Retro | 2022 | 2045 | PSE | Industrial | Refinery | Electric | Per Region | NA | NA | Refinery Motors: Rewind 501-5000 HP | Refinery Motors: Rewind 501-5000 HP | 0 | 10 | 0 | 0 | I-All-Other-Shift3-All-All-S | 0 | 0 | 0 | 0 | 0 | 0 | 0 | 0 | 0 | 0 | 0 | 0 | Comm Flat | Motors: Rewind 501-5000 HP | Motors: Rewind 501-5000 HP | IndShift3 | 0.01266% | 100% | 0% | 1 | 1 | 100% | 10% | 85% | 6.8% | 0.2% | 0 | 0 | 0 | 0 | 0 | 0 | 0 | 0 | 0 |  | 0 | 0 | 0 | 01. ($9,999.000) to $0.028 | N/A | 0 | 01. ($9,999.00) to $0.22 | N/A | 0.085 | 0.085 | 0.085 | 0.085 | 0.085 | 0.085 | 0.085 | 0.085 | 0.085 | 0.085 | 0 | 0 | 0 | 0 | 0 | 0 | 0 | 0 | 0 | 0 | 0 | 0 | 0 | 0 | 0 | 0 | 0 | 0 | 0 | 0 | 0 | 0 | 0 | 0 | 0 | 0 | 0 | 0 | 0 | 0 | 0 | 0 | 0 | 0 | 0 | 0 | 0 | 0 | 0 | 0 | 0 | 0 | 0 | 0 | 0 | 0 | 0 | 0 | 0 | 0 | 0 | 0 | 0 | 0 | 0 | 0 | 0 | 0 | 0 | 0 | 0 | 0 | 0 | 0 | 0 | 0 | 0 | 0 | 0 | 0 | 0 | 0 | 0 | 0 | 0 | 0 | 0 | 0 | 0 | 0 | 0 | 0 | 0 | 0 | 0 | 0 | 0 | 0 | 0 | 0 | 0 | 0 | 0 | 0 | 0 | 0 | 0 | 0 | 0 | 0 | 0 | 0 | 0 | 0 | 0 | 0 | 0 | 0 | 0 | 0 | 0 | 0 | 0 | 0 | 0 | 0 | 0 | 0 | 0 | 0 | 0 | 0 | 0 | 0 | 0 | 0 | 0 | 0 | 0 | 0 | 0 | 0 | 0 | 0 | 0 | 0 | 0 | 0 | 0 | 0 | 0 | 0 | 0 | 0 | 0 | 0 | 0 | 0 | 0 | 0 | 0 | 0 | 0 | 0 | 0 | 0 | 0 | 0 | 0 | 0 | 0 | 0 | 0 | 0 | 0 | 0 | 0 | 0 | 0 | 0 | 0 | 0 | 0 | 0 | 0 | 0 | 0 | 0 | 0 | 0 | 0 | 0 | 0 | 0 | 0 | 0 | 0 | 0 | 0 | 0 | 0 | 0 | 0 | 0.01296% | 0 | 0 | 0 | 0 | 0 | 0 | 0 | 0 | 0 | 0 | 0 | 0 | 0 | 0 | 0 | 0 | 0 | 0 | 0 | 0 | 0 | 0 | 0 | 0
| IND-Lighting-7P_V2 | M_Input | Council 7th Plan | 2020 | Retro | 2022 | 2045 | PSE | Industrial | Refinery | Electric | Per Region | NA | NA | Refinery Efficient Centrifugal Fan | Refinery Efficient Centrifugal Fan | 0 | 10 | 0 | 0 | I-SIC26-Proc-All-All-All-E | 0 | 0 | 0 | 0 | 0 | 0 | 0 | 0 | 0 | 0 | 0 | 0 | Comm Flat | Efficient Centrifugal Fan | Efficient Centrifugal Fan | SIC26 | 0.01095% | 100% | 0% | 1 | 1 | 100% | 10% | 85% | 6.8% | 0.2% | 0 | 0 | 0 | 0 | 0 | 0 | 0 | 0 | 0 |  | 0 | 0 | 0 | 01. ($9,999.000) to $0.028 | N/A | 0 | 01. ($9,999.00) to $0.22 | N/A | 0.085 | 0.085 | 0.085 | 0.085 | 0.085 | 0.085 | 0.085 | 0.085 | 0.085 | 0.085 | 0 | 0 | 0 | 0 | 0 | 0 | 0 | 0 | 0 | 0 | 0 | 0 | 0 | 0 | 0 | 0 | 0 | 0 | 0 | 0 | 0 | 0 | 0 | 0 | 0 | 0 | 0 | 0 | 0 | 0 | 0 | 0 | 0 | 0 | 0 | 0 | 0 | 0 | 0 | 0 | 0 | 0 | 0 | 0 | 0 | 0 | 0 | 0 | 0 | 0 | 0 | 0 | 0 | 0 | 0 | 0 | 0 | 0 | 0 | 0 | 0 | 0 | 0 | 0 | 0 | 0 | 0 | 0 | 0 | 0 | 0 | 0 | 0 | 0 | 0 | 0 | 0 | 0 | 0 | 0 | 0 | 0 | 0 | 0 | 0 | 0 | 0 | 0 | 0 | 0 | 0 | 0 | 0 | 0 | 0 | 0 | 0 | 0 | 0 | 0 | 0 | 0 | 0 | 0 | 0 | 0 | 0 | 0 | 0 | 0 | 0 | 0 | 0 | 0 | 0 | 0 | 0 | 0 | 0 | 0 | 0 | 0 | 0 | 0 | 0 | 0 | 0 | 0 | 0 | 0 | 0 | 0 | 0 | 0 | 0 | 0 | 0 | 0 | 0 | 0 | 0 | 0 | 0 | 0 | 0 | 0 | 0 | 0 | 0 | 0 | 0 | 0 | 0 | 0 | 0 | 0 | 0 | 0 | 0 | 0 | 0 | 0 | 0 | 0 | 0 | 0 | 0 | 0 | 0 | 0 | 0 | 0 | 0 | 0 | 0 | 0 | 0 | 0 | 0 | 0 | 0 | 0 | 0 | 0 | 0 | 0 | 0 | 0 | 0 | 0 | 0 | 0 | 0 | 0.01124% | 0 | 0 | 0 | 0 | 0 | 0 | 0 | 0 | 0 | 0 | 0 | 0 | 0 | 0 | 0 | 0 | 0 | 0 | 0 | 0 | 0 | 0 | 0 | 0
| IND-Lighting-7P_V2 | M_Input | Council 7th Plan | 2020 | Retro | 2022 | 2045 | PSE | Industrial | Refinery | Electric | Per Region | NA | NA | Refinery Fan Energy Management | Refinery Fan Energy Management | 11570.1503 | 10 | 0 | 433.5138 | I-SIC20-Proc-All-All-All-E | 0 | 0 | 0 | 0 | 0 | 0 | 0 | 0 | 0 | 0 | 0 | 0 | Comm Flat | Fan Energy Management | Fan Energy Management | SIC20 | 0.01146% | 100% | 0% | 1 | 1 | 100% | 10% | 85% | 6.8% | 0.2% | 5409.2891 | 195.1848 | 560.4474 | 0 | 0 | 0 | 0 | 4304.9999 | 0 |  | 0.031874 | 0 | 0.031874 | 02. $0.028 to $0.055 | N/A | 0 | 01. ($9,999.00) to $0.22 | N/A | 0.085 | 0.085 | 0.085 | 0.085 | 0.085 | 0.085 | 0.085 | 0.085 | 0.085 | 0.085 | 0 | 0 | 0 | 0 | 0 | 0 | 0 | 0 | 0 | 0 | 0 | 0 | 0 | 0 | 983.4628 | 1001.1884 | 1003.8582 | 992.9115 | 986.7748 | 982.326 | 982.6985 | 975.9044 | 974.6196 | 972.14 | 0 | 0 | 0 | 0 | 0 | 0 | 0 | 0 | 0 | 0 | 0 | 0 | 0 | 0 | 9855.8842 | 983.4628 | 1984.6512 | 2988.5094 | 3981.421 | 4968.1958 | 5950.5218 | 6933.2202 | 7909.1246 | 8883.7442 | 9855.8842 | 9855.8842 | 9855.8842 | 9855.8842 | 9855.8842 | 9855.8842 | 9855.8842 | 9855.8842 | 9855.8842 | 9855.8842 | 9855.8842 | 9855.8842 | 9855.8842 | 9855.8842 | 9855.8842 | 0 | 0 | 0 | 0 | 0 | 0 | 0 | 0 | 0 | 0 | 0 | 0 | 0 | 0 | 0 | 0 | 0 | 0 | 0 | 0 | 0 | 0 | 0 | 0 | 0 | 0 | 0 | 0 | 0 | 0 | 0 | 0 | 0 | 0 | 0 | 0 | 0 | 0 | 0 | 0 | 0 | 0 | 0 | 0 | 0 | 0 | 0 | 0 | 0 | 0 | 0 | 0 | 0 | 0 | 0 | 0 | 0 | 0 | 0 | 0 | 0 | 0.11271 | 0.22744 | 0.34249 | 0.45628 | 0.56936 | 0.68194 | 0.79456 | 0.9064 | 1.0181 | 1.1295 | 1.1295 | 1.1295 | 1.1295 | 1.1295 | 1.1295 | 1.1295 | 1.1295 | 1.1295 | 1.1295 | 1.1295 | 1.1295 | 1.1295 | 1.1295 | 1.1295 | 365.925 | 372.5203 | 373.5137 | 369.4407 | 367.1573 | 365.502 | 365.6406 | 363.1127 | 362.6346 | 361.712 | 0 | 0 | 0 | 0 | 0 | 0 | 0 | 0 | 0 | 0 | 0 | 0 | 0 | 0 | 3667.159 | 0 | 0 | 0 | 0 | 0 | 0 | 0 | 0 | 0 | 0 | 0 | 0 | 0 | 0 | 0 | 0 | 0 | 0 | 0 | 0 | 0.01326% | 0.1304 | 0.26316 | 0.39627 | 0.52792 | 0.65877 | 0.78902 | 0.91932 | 1.0487 | 1.178 | 1.3069 | 1.3069 | 1.3069 | 1.3069 | 1.3069 | 1.3069 | 1.3069 | 1.3069 | 1.3069 | 1.3069 | 1.3069 | 1.3069 | 1.3069 | 1.3069 | 1.3069
| IND-Lighting-7P_V2 | M_Input | Council 7th Plan | 2020 | Retro | 2022 | 2045 | PSE | Industrial | Refinery | Electric | Per Region | NA | NA | Refinery Fan Equipment Upgrade | Refinery Fan Equipment Upgrade | 33709.0072 | 10 | 3697.6176 | 1263.019 | I-All-Other-Shift3-All-All-S | 0 | 0 | 0 | 0 | 0 | 0 | 0 | 0 | 0 | 0 | 0 | 0 | Comm Flat | Fan Equipment Upgrade | Fan Equipment Upgrade | IndShift3 | 0.01266% | 100% | 0% | 1 | 1 | 100% | 10% | 85% | 6.8% | 0.2% | 15759.6714 | 628.1802 | 1638.7852 | 6121.2966 | 0 | 0 | 0 | 19337.7329 | 0 |  | 0.049143 | 0 | 0.049143 | 02. $0.028 to $0.055 | N/A | 0 | 01. ($9,999.00) to $0.22 | N/A | 0.085 | 0.085 | 0.085 | 0.085 | 0.085 | 0.085 | 0.085 | 0.085 | 0.085 | 0.085 | 0 | 0 | 0 | 0 | 0 | 0 | 0 | 0 | 0 | 0 | 0 | 0 | 0 | 0 | 2865.2656 | 2916.9083 | 2924.6867 | 2892.7941 | 2874.915 | 2861.9537 | 2863.0389 | 2843.2445 | 2839.5016 | 2832.2772 | 0 | 0 | 0 | 0 | 0 | 0 | 0 | 0 | 0 | 0 | 0 | 0 | 0 | 0 | 28714.5856 | 2865.2656 | 5782.1739 | 8706.8606 | 11599.6547 | 14474.5697 | 17336.5234 | 20199.5622 | 23042.8068 | 25882.3083 | 28714.5856 | 28714.5856 | 28714.5856 | 28714.5856 | 28714.5856 | 28714.5856 | 28714.5856 | 28714.5856 | 28714.5856 | 28714.5856 | 28714.5856 | 28714.5856 | 28714.5856 | 28714.5856 | 28714.5856 | 0 | 0 | 0 | 0 | 0 | 0 | 0 | 0 | 0 | 0 | 0 | 0 | 0 | 0 | 0 | 0 | 0 | 0 | 0 | 0 | 0 | 0 | 0 | 0 | 0 | 0 | 0 | 0 | 0 | 0 | 0 | 0 | 0 | 0 | 0 | 0 | 0 | 0 | 0 | 0 | 0 | 0 | 0 | 0 | 0 | 0 | 0 | 0 | 0 | 0 | 0 | 0 | 0 | 0 | 0 | 0 | 0 | 0 | 0 | 0 | 0 | 0.36273 | 0.732 | 1.1023 | 1.4685 | 1.8324 | 2.1947 | 2.5572 | 2.9171 | 3.2766 | 3.6352 | 3.6352 | 3.6352 | 3.6352 | 3.6352 | 3.6352 | 3.6352 | 3.6352 | 3.6352 | 3.6352 | 3.6352 | 3.6352 | 3.6352 | 3.6352 | 3.6352 | 1643.7073 | 1673.333 | 1677.7952 | 1659.4995 | 1649.2428 | 1641.8074 | 1642.4299 | 1631.0745 | 1628.9273 | 1624.783 | 0 | 0 | 0 | 0 | 0 | 0 | 0 | 0 | 0 | 0 | 0 | 0 | 0 | 0 | 16472.5998 | 0 | 0 | 0 | 0 | 0 | 0 | 0 | 0 | 0 | 0 | 0 | 0 | 0 | 0 | 0 | 0 | 0 | 0 | 0 | 0 | 0.01296% | 0.37126 | 0.74921 | 1.1282 | 1.503 | 1.8755 | 2.2463 | 2.6173 | 2.9857 | 3.3536 | 3.7206 | 3.7206 | 3.7206 | 3.7206 | 3.7206 | 3.7206 | 3.7206 | 3.7206 | 3.7206 | 3.7206 | 3.7206 | 3.7206 | 3.7206 | 3.7206 | 3.7206
| IND-Lighting-7P_V2 | M_Input | Council 7th Plan | 2020 | Retro | 2022 | 2045 | PSE | Industrial | Refinery | Electric | Per Region | NA | NA | Refinery Fan System Optimization | Refinery Fan System Optimization | 57025.7045 | 10 | 9435.3002 | 2563.987 | I-SIC24-Proc-All-All-All-E | 2777.6526 | 0 | 0 | 0 | 0 | 0 | 0 | 0 | 0 | 0 | 0 | 0 | Comm Flat | Fan System Optimization | Fan System Optimization | SIC24 | 0.01335% | 100% | 0% | 1 | 1 | 100% | 10% | 85% | 6.8% | 0.2% | 26660.7188 | 1120.7737 | 2778.1493 | 15619.8603 | 0 | 0 | 0 | 11113.7678 | 0 |  | 0.016695 | 0 | 0.016695 | 01. ($9,999.000) to $0.028 | N/A | 0 | 01. ($9,999.00) to $0.22 | N/A | 0.085 | 0.085 | 0.085 | 0.085 | 0.085 | 0.085 | 0.085 | 0.085 | 0.085 | 0.085 | 0 | 0 | 0 | 0 | 0 | 0 | 0 | 0 | 0 | 0 | 0 | 0 | 0 | 0 | 4847.1849 | 4934.5491 | 4947.7078 | 4893.7549 | 4863.5088 | 4841.5821 | 4843.4179 | 4809.9317 | 4803.5997 | 4791.3783 | 0 | 0 | 0 | 0 | 0 | 0 | 0 | 0 | 0 | 0 | 0 | 0 | 0 | 0 | 48576.6152 | 4847.1849 | 9781.734 | 14729.4418 | 19623.1967 | 24486.7055 | 29328.2876 | 34171.7055 | 38981.6372 | 43785.2369 | 48576.6152 | 48576.6152 | 48576.6152 | 48576.6152 | 48576.6152 | 48576.6152 | 48576.6152 | 48576.6152 | 48576.6152 | 48576.6152 | 48576.6152 | 48576.6152 | 48576.6152 | 48576.6152 | 48576.6152 | 0 | 0 | 0 | 0 | 0 | 0 | 0 | 0 | 0 | 0 | 0 | 0 | 0 | 0 | 0 | 0 | 0 | 0 | 0 | 0 | 0 | 0 | 0 | 0 | 0 | 0 | 0 | 0 | 0 | 0 | 0 | 0 | 0 | 0 | 0 | 0 | 0 | 0 | 0 | 0 | 0 | 0 | 0 | 0 | 0 | 0 | 0 | 0 | 0 | 0 | 0 | 0 | 0 | 0 | 0 | 0 | 0 | 0 | 0 | 0 | 0 | 0.64717 | 1.306 | 1.9666 | 2.62 | 3.2693 | 3.9158 | 4.5624 | 5.2046 | 5.846 | 6.4857 | 6.4857 | 6.4857 | 6.4857 | 6.4857 | 6.4857 | 6.4857 | 6.4857 | 6.4857 | 6.4857 | 6.4857 | 6.4857 | 6.4857 | 6.4857 | 6.4857 | 944.6703 | 961.6967 | 964.2612 | 953.7463 | 947.8516 | 943.5783 | 943.9361 | 937.41 | 936.1759 | 933.7941 | 0 | 0 | 0 | 0 | 0 | 0 | 0 | 0 | 0 | 0 | 0 | 0 | 0 | 0 | 9467.1206 | 0 | 0 | 0 | 0 | 0 | 0 | 0 | 0 | 0 | 0 | 0 | 0 | 0 | 0 | 0 | 0 | 0 | 0 | 0 | 0 | 0.01209% | 0.58601 | 1.1826 | 1.7808 | 2.3724 | 2.9604 | 3.5457 | 4.1313 | 4.7128 | 5.2935 | 5.8728 | 5.8728 | 5.8728 | 5.8728 | 5.8728 | 5.8728 | 5.8728 | 5.8728 | 5.8728 | 5.8728 | 5.8728 | 5.8728 | 5.8728 | 5.8728 | 5.8728
| IND-Lighting-7P_V2 | M_Input | Council 7th Plan | 2020 | Retro | 2022 | 2045 | PSE | Industrial | Refinery | Electric | Per Region | NA | NA | Refinery Pump Energy Management | Refinery Pump Energy Management | 65985.3515 | 10 | 0 | 2472.3585 | I-SIC26-Proc-All-All-All-E | 0 | 0 | 0 | 0 | 0 | 0 | 0 | 0 | 0 | 0 | 0 | 0 | Comm Flat | Pump Energy Management | Pump Energy Management | SIC26 | 0.01095% | 100% | 0% | 1 | 1 | 100% | 10% | 85% | 6.8% | 0.2% | 30849.5426 | 1063.3769 | 3191.292 | 0 | 0 | 0 | 0 | 24606.4593 | 0 |  | 0.031945 | 0 | 0.031945 | 02. $0.028 to $0.055 | N/A | 0 | 01. ($9,999.00) to $0.22 | N/A | 0.085 | 0.085 | 0.085 | 0.085 | 0.085 | 0.085 | 0.085 | 0.085 | 0.085 | 0.085 | 0 | 0 | 0 | 0 | 0 | 0 | 0 | 0 | 0 | 0 | 0 | 0 | 0 | 0 | 5608.7549 | 5709.8454 | 5725.0715 | 5662.6418 | 5627.6436 | 5602.2718 | 5604.396 | 5565.6487 | 5558.3218 | 5544.1801 | 0 | 0 | 0 | 0 | 0 | 0 | 0 | 0 | 0 | 0 | 0 | 0 | 0 | 0 | 56208.7756 | 5608.7549 | 11318.6003 | 17043.6718 | 22706.3136 | 28333.9572 | 33936.229 | 39540.625 | 45106.2737 | 50664.5954 | 56208.7756 | 56208.7756 | 56208.7756 | 56208.7756 | 56208.7756 | 56208.7756 | 56208.7756 | 56208.7756 | 56208.7756 | 56208.7756 | 56208.7756 | 56208.7756 | 56208.7756 | 56208.7756 | 56208.7756 | 0 | 0 | 0 | 0 | 0 | 0 | 0 | 0 | 0 | 0 | 0 | 0 | 0 | 0 | 0 | 0 | 0 | 0 | 0 | 0 | 0 | 0 | 0 | 0 | 0 | 0 | 0 | 0 | 0 | 0 | 0 | 0 | 0 | 0 | 0 | 0 | 0 | 0 | 0 | 0 | 0 | 0 | 0 | 0 | 0 | 0 | 0 | 0 | 0 | 0 | 0 | 0 | 0 | 0 | 0 | 0 | 0 | 0 | 0 | 0 | 0 | 0.61403 | 1.2391 | 1.8659 | 2.4858 | 3.1019 | 3.7152 | 4.3288 | 4.9381 | 5.5466 | 6.1536 | 6.1536 | 6.1536 | 6.1536 | 6.1536 | 6.1536 | 6.1536 | 6.1536 | 6.1536 | 6.1536 | 6.1536 | 6.1536 | 6.1536 | 6.1536 | 6.1536 | 2091.549 | 2129.2465 | 2134.9244 | 2111.6439 | 2098.5928 | 2089.1314 | 2089.9236 | 2075.4744 | 2072.7421 | 2067.4686 | 0 | 0 | 0 | 0 | 0 | 0 | 0 | 0 | 0 | 0 | 0 | 0 | 0 | 0 | 20960.6968 | 0 | 0 | 0 | 0 | 0 | 0 | 0 | 0 | 0 | 0 | 0 | 0 | 0 | 0 | 0 | 0 | 0 | 0 | 0 | 0 | 0.01124% | 0.63024 | 1.2718 | 1.9151 | 2.5514 | 3.1838 | 3.8133 | 4.443 | 5.0684 | 5.693 | 6.316 | 6.316 | 6.316 | 6.316 | 6.316 | 6.316 | 6.316 | 6.316 | 6.316 | 6.316 | 6.316 | 6.316 | 6.316 | 6.316 | 6.316
| IND-Lighting-7P_V2 | M_Input | Council 7th Plan | 2020 | Retro | 2022 | 2045 | PSE | Industrial | Refinery | Electric | Per Region | NA | NA | Refinery Pump Equipment Upgrade | Refinery Pump Equipment Upgrade | 186153.1001 | 10 | 29730.8111 | 6974.8391 | I-SIC26-Proc-All-All-All-E | 0 | 0 | 0 | 0 | 0 | 0 | 0 | 0 | 0 | 0 | 0 | 0 | Comm Flat | Pump Equipment Upgrade | Pump Equipment Upgrade | SIC26 | 0.01095% | 100% | 0% | 1 | 1 | 100% | 10% | 85% | 6.8% | 0.2% | 87030.4979 | 2999.922 | 9003.042 | 49218.4782 | 0 | 0 | 0 | 124582.6033 | 0 |  | 0.05733 | 0 | 0.05733 | 03. $0.055 to $0.062 | N/A | 0 | 01. ($9,999.00) to $0.22 | N/A | 0.085 | 0.085 | 0.085 | 0.085 | 0.085 | 0.085 | 0.085 | 0.085 | 0.085 | 0.085 | 0 | 0 | 0 | 0 | 0 | 0 | 0 | 0 | 0 | 0 | 0 | 0 | 0 | 0 | 15823.0135 | 16108.2028 | 16151.1576 | 15975.0355 | 15876.3009 | 15804.7239 | 15810.7166 | 15701.4054 | 15680.7352 | 15640.8399 | 0 | 0 | 0 | 0 | 0 | 0 | 0 | 0 | 0 | 0 | 0 | 0 | 0 | 0 | 158572.1313 | 15823.0135 | 31931.2163 | 48082.3739 | 64057.4094 | 79933.7103 | 95738.4342 | 111549.1508 | 127250.5561 | 142931.2914 | 158572.1313 | 158572.1313 | 158572.1313 | 158572.1313 | 158572.1313 | 158572.1313 | 158572.1313 | 158572.1313 | 158572.1313 | 158572.1313 | 158572.1313 | 158572.1313 | 158572.1313 | 158572.1313 | 158572.1313 | 0 | 0 | 0 | 0 | 0 | 0 | 0 | 0 | 0 | 0 | 0 | 0 | 0 | 0 | 0 | 0 | 0 | 0 | 0 | 0 | 0 | 0 | 0 | 0 | 0 | 0 | 0 | 0 | 0 | 0 | 0 | 0 | 0 | 0 | 0 | 0 | 0 | 0 | 0 | 0 | 0 | 0 | 0 | 0 | 0 | 0 | 0 | 0 | 0 | 0 | 0 | 0 | 0 | 0 | 0 | 0 | 0 | 0 | 0 | 0 | 0 | 1.7323 | 3.4957 | 5.2639 | 7.0128 | 8.7509 | 10.4812 | 12.2121 | 13.931 | 15.6477 | 17.36 | 17.36 | 17.36 | 17.36 | 17.36 | 17.36 | 17.36 | 17.36 | 17.36 | 17.36 | 17.36 | 17.36 | 17.36 | 17.36 | 17.36 | 10589.5213 | 10780.3837 | 10809.1311 | 10691.2617 | 10625.1838 | 10577.281 | 10581.2916 | 10508.1353 | 10494.3018 | 10467.602 | 0 | 0 | 0 | 0 | 0 | 0 | 0 | 0 | 0 | 0 | 0 | 0 | 0 | 0 | 106124.0931 | 0 | 0 | 0 | 0 | 0 | 0 | 0 | 0 | 0 | 0 | 0 | 0 | 0 | 0 | 0 | 0 | 0 | 0 | 0 | 0 | 0.01124% | 1.778 | 3.588 | 5.4028 | 7.1979 | 8.9819 | 10.7578 | 12.5344 | 14.2987 | 16.0607 | 17.8182 | 17.8182 | 17.8182 | 17.8182 | 17.8182 | 17.8182 | 17.8182 | 17.8182 | 17.8182 | 17.8182 | 17.8182 | 17.8182 | 17.8182 | 17.8182 | 17.8182
| IND-Lighting-7P_V2 | M_Input | Council 7th Plan | 2020 | Retro | 2022 | 2045 | PSE | Industrial | Refinery | Electric | Per Region | NA | NA | Refinery Pump System Optimization | Refinery Pump System Optimization | 200114.5744 | 12 | 69454.3656 | 10497.1324 | I-SIC20-Proc-All-All-All-E | 25493.0357 | 0 | 0 | 0 | 0 | 0 | 0 | 0 | 0 | 0 | 0 | 0 | Comm Flat | Pump System Optimization | Pump System Optimization | SIC20 | 0.01146% | 100% | 0% | 1 | 1 | 100% | 8.333% | 85% | 6.8% | 0.2% | 108192.619 | 3375.8707 | 11156.849 | 100993.1185 | 0 | 0 | 0 | -74703.7138 | 0 |  | -0.031979 | 0 | -0.031979 | 01. ($9,999.000) to $0.028 | N/A | 0 | 01. ($9,999.00) to $0.22 | N/A | 0.085 | 0.085 | 0.085 | 0.085 | 0.085 | 0.085 | 0.085 | 0.085 | 0.085 | 0.085 | 0 | 0 | 0 | 0 | 0 | 0 | 0 | 0 | 0 | 0 | 0 | 0 | 0 | 0 | 17009.7388 | 17316.3173 | 17362.4937 | 17173.1624 | 17067.0228 | 16990.0775 | 16996.5197 | 16879.0101 | 16856.7897 | 16813.9022 | 0 | 0 | 0 | 0 | 0 | 0 | 0 | 0 | 0 | 0 | 0 | 0 | 0 | 0 | 170465.0341 | 17009.7388 | 34326.0561 | 51688.5498 | 68861.7122 | 85928.735 | 102918.8125 | 119915.3322 | 136794.3422 | 153651.1319 | 170465.0341 | 170465.0341 | 170465.0341 | 170465.0341 | 170465.0341 | 170465.0341 | 170465.0341 | 170465.0341 | 170465.0341 | 170465.0341 | 170465.0341 | 170465.0341 | 170465.0341 | 170465.0341 | 170465.0341 | 0 | 0 | 0 | 0 | 0 | 0 | 0 | 0 | 0 | 0 | 0 | 0 | 0 | 0 | 0 | 0 | 0 | 0 | 0 | 0 | 0 | 0 | 0 | 0 | 0 | 0 | 0 | 0 | 0 | 0 | 0 | 0 | 0 | 0 | 0 | 0 | 0 | 0 | 0 | 0 | 0 | 0 | 0 | 0 | 0 | 0 | 0 | 0 | 0 | 0 | 0 | 0 | 0 | 0 | 0 | 0 | 0 | 0 | 0 | 0 | 0 | 1.9493 | 3.9338 | 5.9236 | 7.8917 | 9.8476 | 11.7946 | 13.7425 | 15.6768 | 17.6086 | 19.5355 | 19.5355 | 19.5355 | 19.5355 | 19.5355 | 19.5355 | 19.5355 | 19.5355 | 19.5355 | 19.5355 | 19.5355 | 19.5355 | 19.5355 | 19.5355 | 19.5355 | 0 | 0 | 0 | 0 | 0 | 0 | 0 | 0 | 0 | 0 | 0 | 0 | 0 | 0 | 0 | 0 | 0 | 0 | 0 | 0 | 0 | 0 | 0 | 0 | 0 | 0 | 0 | 0 | 0 | 0 | 0 | 0 | 0 | 0 | 0 | 0 | 0 | 0 | 0 | 0 | 0 | 0 | 0 | 0 | 0 | 0.01326% | 2.2554 | 4.5515 | 6.8537 | 9.1308 | 11.3938 | 13.6467 | 15.9003 | 18.1384 | 20.3736 | 22.6031 | 22.6031 | 22.6031 | 22.6031 | 22.6031 | 22.6031 | 22.6031 | 22.6031 | 22.6031 | 22.6031 | 22.6031 | 22.6031 | 22.6031 | 22.6031 | 22.6031
| IND-Lighting-7P_V2 | M_Input | Council 7th Plan | 2020 | Retro | 2022 | 2045 | PSE | Industrial | Refinery | Electric | Per Region | NA | NA | Refinery Transformers-Retrofit | Refinery Transformers-Retrofit | 0 | 10 | 0 | 0 | I-All-Other-Shift3-All-All-S | 0 | 0 | 0 | 0 | 0 | 0 | 0 | 0 | 0 | 0 | 0 | 0 | Comm Flat | Transformers-Retrofit | Transformers-Retrofit | IndShift3 | 0.01266% | 100% | 0% | 1 | 1 | 100% | 10% | 85% | 6.8% | 0.2% | 0 | 0 | 0 | 0 | 0 | 0 | 0 | 0 | 0 |  | 0 | 0 | 0 | 01. ($9,999.000) to $0.028 | N/A | 0 | 01. ($9,999.00) to $0.22 | N/A | 0.085 | 0.085 | 0.085 | 0.085 | 0.085 | 0.085 | 0.085 | 0.085 | 0.085 | 0.085 | 0 | 0 | 0 | 0 | 0 | 0 | 0 | 0 | 0 | 0 | 0 | 0 | 0 | 0 | 0 | 0 | 0 | 0 | 0 | 0 | 0 | 0 | 0 | 0 | 0 | 0 | 0 | 0 | 0 | 0 | 0 | 0 | 0 | 0 | 0 | 0 | 0 | 0 | 0 | 0 | 0 | 0 | 0 | 0 | 0 | 0 | 0 | 0 | 0 | 0 | 0 | 0 | 0 | 0 | 0 | 0 | 0 | 0 | 0 | 0 | 0 | 0 | 0 | 0 | 0 | 0 | 0 | 0 | 0 | 0 | 0 | 0 | 0 | 0 | 0 | 0 | 0 | 0 | 0 | 0 | 0 | 0 | 0 | 0 | 0 | 0 | 0 | 0 | 0 | 0 | 0 | 0 | 0 | 0 | 0 | 0 | 0 | 0 | 0 | 0 | 0 | 0 | 0 | 0 | 0 | 0 | 0 | 0 | 0 | 0 | 0 | 0 | 0 | 0 | 0 | 0 | 0 | 0 | 0 | 0 | 0 | 0 | 0 | 0 | 0 | 0 | 0 | 0 | 0 | 0 | 0 | 0 | 0 | 0 | 0 | 0 | 0 | 0 | 0 | 0 | 0 | 0 | 0 | 0 | 0 | 0 | 0 | 0 | 0 | 0 | 0 | 0 | 0 | 0 | 0 | 0 | 0 | 0 | 0 | 0 | 0 | 0 | 0 | 0 | 0 | 0 | 0 | 0 | 0 | 0 | 0 | 0 | 0 | 0 | 0 | 0 | 0 | 0 | 0 | 0 | 0 | 0 | 0 | 0 | 0 | 0 | 0 | 0 | 0 | 0 | 0 | 0 | 0 | 0.01296% | 0 | 0 | 0 | 0 | 0 | 0 | 0 | 0 | 0 | 0 | 0 | 0 | 0 | 0 | 0 | 0 | 0 | 0 | 0 | 0 | 0 | 0 | 0 | 0
| IND-Lighting-7P_V2 | M_Input | Council 7th Plan | 2020 | Retro | 2022 | 2045 | PSE | Industrial | Refinery | Electric | Per Region | NA | NA | Refinery Transformers-New | Refinery Transformers-New | 0 | 32 | 0 | 0 | I-All-Other-Shift3-All-All-S | 0 | 0 | 0 | 0 | 0 | 0 | 0 | 0 | 0 | 0 | 0 | 0 | Comm Flat | Transformers-New | Transformers-New | IndShift3 | 0.01266% | 100% | 0% | 1 | 1 | 100% | 3.125% | 85% | 6.8% | 0.2% | 0 | 0 | 0 | 0 | 0 | 0 | 0 | 0 | 0 |  | 0 | 0 | 0 | 01. ($9,999.000) to $0.028 | N/A | 0 | 01. ($9,999.00) to $0.22 | N/A | 0.085 | 0.085 | 0.085 | 0.085 | 0.085 | 0.085 | 0.085 | 0.085 | 0.085 | 0.085 | 0 | 0 | 0 | 0 | 0 | 0 | 0 | 0 | 0 | 0 | 0 | 0 | 0 | 0 | 0 | 0 | 0 | 0 | 0 | 0 | 0 | 0 | 0 | 0 | 0 | 0 | 0 | 0 | 0 | 0 | 0 | 0 | 0 | 0 | 0 | 0 | 0 | 0 | 0 | 0 | 0 | 0 | 0 | 0 | 0 | 0 | 0 | 0 | 0 | 0 | 0 | 0 | 0 | 0 | 0 | 0 | 0 | 0 | 0 | 0 | 0 | 0 | 0 | 0 | 0 | 0 | 0 | 0 | 0 | 0 | 0 | 0 | 0 | 0 | 0 | 0 | 0 | 0 | 0 | 0 | 0 | 0 | 0 | 0 | 0 | 0 | 0 | 0 | 0 | 0 | 0 | 0 | 0 | 0 | 0 | 0 | 0 | 0 | 0 | 0 | 0 | 0 | 0 | 0 | 0 | 0 | 0 | 0 | 0 | 0 | 0 | 0 | 0 | 0 | 0 | 0 | 0 | 0 | 0 | 0 | 0 | 0 | 0 | 0 | 0 | 0 | 0 | 0 | 0 | 0 | 0 | 0 | 0 | 0 | 0 | 0 | 0 | 0 | 0 | 0 | 0 | 0 | 0 | 0 | 0 | 0 | 0 | 0 | 0 | 0 | 0 | 0 | 0 | 0 | 0 | 0 | 0 | 0 | 0 | 0 | 0 | 0 | 0 | 0 | 0 | 0 | 0 | 0 | 0 | 0 | 0 | 0 | 0 | 0 | 0 | 0 | 0 | 0 | 0 | 0 | 0 | 0 | 0 | 0 | 0 | 0 | 0 | 0 | 0 | 0 | 0 | 0 | 0 | 0.01296% | 0 | 0 | 0 | 0 | 0 | 0 | 0 | 0 | 0 | 0 | 0 | 0 | 0 | 0 | 0 | 0 | 0 | 0 | 0 | 0 | 0 | 0 | 0 | 0
| IND-Lighting-7P_V2 | M_Input | Council 7th Plan | 2020 | Retro | 2022 | 2045 | PSE | Industrial | Refinery | Electric | Per Region | NA | NA | Refinery Synchronous Belts | Refinery Synchronous Belts | 0 | 10 | 0 | 0 | I-All-Other-Shift3-All-All-S | 0 | 0 | 0 | 0 | 0 | 0 | 0 | 0 | 0 | 0 | 0 | 0 | Comm Flat | Synchronous Belts | Synchronous Belts | IndShift3 | 0.01266% | 100% | 0% | 1 | 1 | 100% | 10% | 85% | 6.8% | 0.2% | 0 | 0 | 0 | 0 | 0 | 0 | 0 | 0 | 0 |  | 0 | 0 | 0 | 01. ($9,999.000) to $0.028 | N/A | 0 | 01. ($9,999.00) to $0.22 | N/A | 0.085 | 0.085 | 0.085 | 0.085 | 0.085 | 0.085 | 0.085 | 0.085 | 0.085 | 0.085 | 0 | 0 | 0 | 0 | 0 | 0 | 0 | 0 | 0 | 0 | 0 | 0 | 0 | 0 | 0 | 0 | 0 | 0 | 0 | 0 | 0 | 0 | 0 | 0 | 0 | 0 | 0 | 0 | 0 | 0 | 0 | 0 | 0 | 0 | 0 | 0 | 0 | 0 | 0 | 0 | 0 | 0 | 0 | 0 | 0 | 0 | 0 | 0 | 0 | 0 | 0 | 0 | 0 | 0 | 0 | 0 | 0 | 0 | 0 | 0 | 0 | 0 | 0 | 0 | 0 | 0 | 0 | 0 | 0 | 0 | 0 | 0 | 0 | 0 | 0 | 0 | 0 | 0 | 0 | 0 | 0 | 0 | 0 | 0 | 0 | 0 | 0 | 0 | 0 | 0 | 0 | 0 | 0 | 0 | 0 | 0 | 0 | 0 | 0 | 0 | 0 | 0 | 0 | 0 | 0 | 0 | 0 | 0 | 0 | 0 | 0 | 0 | 0 | 0 | 0 | 0 | 0 | 0 | 0 | 0 | 0 | 0 | 0 | 0 | 0 | 0 | 0 | 0 | 0 | 0 | 0 | 0 | 0 | 0 | 0 | 0 | 0 | 0 | 0 | 0 | 0 | 0 | 0 | 0 | 0 | 0 | 0 | 0 | 0 | 0 | 0 | 0 | 0 | 0 | 0 | 0 | 0 | 0 | 0 | 0 | 0 | 0 | 0 | 0 | 0 | 0 | 0 | 0 | 0 | 0 | 0 | 0 | 0 | 0 | 0 | 0 | 0 | 0 | 0 | 0 | 0 | 0 | 0 | 0 | 0 | 0 | 0 | 0 | 0 | 0 | 0 | 0 | 0 | 0.01296% | 0 | 0 | 0 | 0 | 0 | 0 | 0 | 0 | 0 | 0 | 0 | 0 | 0 | 0 | 0 | 0 | 0 | 0 | 0 | 0 | 0 | 0 | 0 | 0
| IND-Lighting-7P_V2 | M_Input | Council 7th Plan | 2020 | Retro | 2022 | 2045 | PSE | Industrial | Refinery | Electric | Per Region | NA | NA | Refinery Elec Chip Fab: Eliminate Exhaust | Refinery Elec Chip Fab: Eliminate Exhaust | 0 | 10 | 0 | 0 | I-All-Other-Shift3-All-All-S | 0 | 0 | 0 | 0 | 0 | 0 | 0 | 0 | 0 | 0 | 0 | 0 | Comm Flat | Elec Chip Fab: Eliminate Exhaust | Elec Chip Fab: Eliminate Exhaust | IndShift3 | 0.01266% | 100% | 0% | 1 | 1 | 100% | 10% | 85% | 6.8% | 0.2% | 0 | 0 | 0 | 0 | 0 | 0 | 0 | 0 | 0 |  | 0 | 0 | 0 | 01. ($9,999.000) to $0.028 | N/A | 0 | 01. ($9,999.00) to $0.22 | N/A | 0.085 | 0.085 | 0.085 | 0.085 | 0.085 | 0.085 | 0.085 | 0.085 | 0.085 | 0.085 | 0 | 0 | 0 | 0 | 0 | 0 | 0 | 0 | 0 | 0 | 0 | 0 | 0 | 0 | 0 | 0 | 0 | 0 | 0 | 0 | 0 | 0 | 0 | 0 | 0 | 0 | 0 | 0 | 0 | 0 | 0 | 0 | 0 | 0 | 0 | 0 | 0 | 0 | 0 | 0 | 0 | 0 | 0 | 0 | 0 | 0 | 0 | 0 | 0 | 0 | 0 | 0 | 0 | 0 | 0 | 0 | 0 | 0 | 0 | 0 | 0 | 0 | 0 | 0 | 0 | 0 | 0 | 0 | 0 | 0 | 0 | 0 | 0 | 0 | 0 | 0 | 0 | 0 | 0 | 0 | 0 | 0 | 0 | 0 | 0 | 0 | 0 | 0 | 0 | 0 | 0 | 0 | 0 | 0 | 0 | 0 | 0 | 0 | 0 | 0 | 0 | 0 | 0 | 0 | 0 | 0 | 0 | 0 | 0 | 0 | 0 | 0 | 0 | 0 | 0 | 0 | 0 | 0 | 0 | 0 | 0 | 0 | 0 | 0 | 0 | 0 | 0 | 0 | 0 | 0 | 0 | 0 | 0 | 0 | 0 | 0 | 0 | 0 | 0 | 0 | 0 | 0 | 0 | 0 | 0 | 0 | 0 | 0 | 0 | 0 | 0 | 0 | 0 | 0 | 0 | 0 | 0 | 0 | 0 | 0 | 0 | 0 | 0 | 0 | 0 | 0 | 0 | 0 | 0 | 0 | 0 | 0 | 0 | 0 | 0 | 0 | 0 | 0 | 0 | 0 | 0 | 0 | 0 | 0 | 0 | 0 | 0 | 0 | 0 | 0 | 0 | 0 | 0 | 0.01296% | 0 | 0 | 0 | 0 | 0 | 0 | 0 | 0 | 0 | 0 | 0 | 0 | 0 | 0 | 0 | 0 | 0 | 0 | 0 | 0 | 0 | 0 | 0 | 0
| IND-Lighting-7P_V2 | M_Input | Council 7th Plan | 2020 | Retro | 2022 | 2045 | PSE | Industrial | Refinery | Electric | Per Region | NA | NA | Refinery Elec Chip Fab: Exhaust Injector | Refinery Elec Chip Fab: Exhaust Injector | 0 | 10 | 0 | 0 | I-All-Other-Shift3-All-All-S | 0 | 0 | 0 | 0 | 0 | 0 | 0 | 0 | 0 | 0 | 0 | 0 | Comm Flat | Elec Chip Fab: Exhaust Injector | Elec Chip Fab: Exhaust Injector | IndShift3 | 0.01266% | 100% | 0% | 1 | 1 | 100% | 10% | 85% | 6.8% | 0.2% | 0 | 0 | 0 | 0 | 0 | 0 | 0 | 0 | 0 |  | 0 | 0 | 0 | 01. ($9,999.000) to $0.028 | N/A | 0 | 01. ($9,999.00) to $0.22 | N/A | 0.085 | 0.085 | 0.085 | 0.085 | 0.085 | 0.085 | 0.085 | 0.085 | 0.085 | 0.085 | 0 | 0 | 0 | 0 | 0 | 0 | 0 | 0 | 0 | 0 | 0 | 0 | 0 | 0 | 0 | 0 | 0 | 0 | 0 | 0 | 0 | 0 | 0 | 0 | 0 | 0 | 0 | 0 | 0 | 0 | 0 | 0 | 0 | 0 | 0 | 0 | 0 | 0 | 0 | 0 | 0 | 0 | 0 | 0 | 0 | 0 | 0 | 0 | 0 | 0 | 0 | 0 | 0 | 0 | 0 | 0 | 0 | 0 | 0 | 0 | 0 | 0 | 0 | 0 | 0 | 0 | 0 | 0 | 0 | 0 | 0 | 0 | 0 | 0 | 0 | 0 | 0 | 0 | 0 | 0 | 0 | 0 | 0 | 0 | 0 | 0 | 0 | 0 | 0 | 0 | 0 | 0 | 0 | 0 | 0 | 0 | 0 | 0 | 0 | 0 | 0 | 0 | 0 | 0 | 0 | 0 | 0 | 0 | 0 | 0 | 0 | 0 | 0 | 0 | 0 | 0 | 0 | 0 | 0 | 0 | 0 | 0 | 0 | 0 | 0 | 0 | 0 | 0 | 0 | 0 | 0 | 0 | 0 | 0 | 0 | 0 | 0 | 0 | 0 | 0 | 0 | 0 | 0 | 0 | 0 | 0 | 0 | 0 | 0 | 0 | 0 | 0 | 0 | 0 | 0 | 0 | 0 | 0 | 0 | 0 | 0 | 0 | 0 | 0 | 0 | 0 | 0 | 0 | 0 | 0 | 0 | 0 | 0 | 0 | 0 | 0 | 0 | 0 | 0 | 0 | 0 | 0 | 0 | 0 | 0 | 0 | 0 | 0 | 0 | 0 | 0 | 0 | 0 | 0.01296% | 0 | 0 | 0 | 0 | 0 | 0 | 0 | 0 | 0 | 0 | 0 | 0 | 0 | 0 | 0 | 0 | 0 | 0 | 0 | 0 | 0 | 0 | 0 | 0
| IND-Lighting-7P_V2 | M_Input | Council 7th Plan | 2020 | Retro | 2022 | 2045 | PSE | Industrial | Refinery | Electric | Per Region | NA | NA | Refinery Elec Chip Fab: Solidstate Chiller | Refinery Elec Chip Fab: Solidstate Chiller | 0 | 10 | 0 | 0 | I-All-Other-Shift3-All-All-S | 0 | 0 | 0 | 0 | 0 | 0 | 0 | 0 | 0 | 0 | 0 | 0 | Comm Flat | Elec Chip Fab: Solidstate Chiller | Elec Chip Fab: Solidstate Chiller | IndShift3 | 0.01266% | 100% | 0% | 1 | 1 | 100% | 10% | 85% | 6.8% | 0.2% | 0 | 0 | 0 | 0 | 0 | 0 | 0 | 0 | 0 |  | 0 | 0 | 0 | 01. ($9,999.000) to $0.028 | N/A | 0 | 01. ($9,999.00) to $0.22 | N/A | 0.085 | 0.085 | 0.085 | 0.085 | 0.085 | 0.085 | 0.085 | 0.085 | 0.085 | 0.085 | 0 | 0 | 0 | 0 | 0 | 0 | 0 | 0 | 0 | 0 | 0 | 0 | 0 | 0 | 0 | 0 | 0 | 0 | 0 | 0 | 0 | 0 | 0 | 0 | 0 | 0 | 0 | 0 | 0 | 0 | 0 | 0 | 0 | 0 | 0 | 0 | 0 | 0 | 0 | 0 | 0 | 0 | 0 | 0 | 0 | 0 | 0 | 0 | 0 | 0 | 0 | 0 | 0 | 0 | 0 | 0 | 0 | 0 | 0 | 0 | 0 | 0 | 0 | 0 | 0 | 0 | 0 | 0 | 0 | 0 | 0 | 0 | 0 | 0 | 0 | 0 | 0 | 0 | 0 | 0 | 0 | 0 | 0 | 0 | 0 | 0 | 0 | 0 | 0 | 0 | 0 | 0 | 0 | 0 | 0 | 0 | 0 | 0 | 0 | 0 | 0 | 0 | 0 | 0 | 0 | 0 | 0 | 0 | 0 | 0 | 0 | 0 | 0 | 0 | 0 | 0 | 0 | 0 | 0 | 0 | 0 | 0 | 0 | 0 | 0 | 0 | 0 | 0 | 0 | 0 | 0 | 0 | 0 | 0 | 0 | 0 | 0 | 0 | 0 | 0 | 0 | 0 | 0 | 0 | 0 | 0 | 0 | 0 | 0 | 0 | 0 | 0 | 0 | 0 | 0 | 0 | 0 | 0 | 0 | 0 | 0 | 0 | 0 | 0 | 0 | 0 | 0 | 0 | 0 | 0 | 0 | 0 | 0 | 0 | 0 | 0 | 0 | 0 | 0 | 0 | 0 | 0 | 0 | 0 | 0 | 0 | 0 | 0 | 0 | 0 | 0 | 0 | 0 | 0.01296% | 0 | 0 | 0 | 0 | 0 | 0 | 0 | 0 | 0 | 0 | 0 | 0 | 0 | 0 | 0 | 0 | 0 | 0 | 0 | 0 | 0 | 0 | 0 | 0
| IND-Lighting-7P_V2 | M_Input | Council 7th Plan | 2020 | Retro | 2022 | 2045 | PSE | Industrial | Refinery | Electric | Per Region | NA | NA | Refinery Elec Chip Fab: Reduce Gas Pressure | Refinery Elec Chip Fab: Reduce Gas Pressure | 0 | 10 | 0 | 0 | I-All-Other-Shift3-All-All-S | 0 | 0 | 0 | 0 | 0 | 0 | 0 | 0 | 0 | 0 | 0 | 0 | Comm Flat | Elec Chip Fab: Reduce Gas Pressure | Elec Chip Fab: Reduce Gas Pressure | IndShift3 | 0.01266% | 100% | 0% | 1 | 1 | 100% | 10% | 85% | 6.8% | 0.2% | 0 | 0 | 0 | 0 | 0 | 0 | 0 | 0 | 0 |  | 0 | 0 | 0 | 01. ($9,999.000) to $0.028 | N/A | 0 | 01. ($9,999.00) to $0.22 | N/A | 0.085 | 0.085 | 0.085 | 0.085 | 0.085 | 0.085 | 0.085 | 0.085 | 0.085 | 0.085 | 0 | 0 | 0 | 0 | 0 | 0 | 0 | 0 | 0 | 0 | 0 | 0 | 0 | 0 | 0 | 0 | 0 | 0 | 0 | 0 | 0 | 0 | 0 | 0 | 0 | 0 | 0 | 0 | 0 | 0 | 0 | 0 | 0 | 0 | 0 | 0 | 0 | 0 | 0 | 0 | 0 | 0 | 0 | 0 | 0 | 0 | 0 | 0 | 0 | 0 | 0 | 0 | 0 | 0 | 0 | 0 | 0 | 0 | 0 | 0 | 0 | 0 | 0 | 0 | 0 | 0 | 0 | 0 | 0 | 0 | 0 | 0 | 0 | 0 | 0 | 0 | 0 | 0 | 0 | 0 | 0 | 0 | 0 | 0 | 0 | 0 | 0 | 0 | 0 | 0 | 0 | 0 | 0 | 0 | 0 | 0 | 0 | 0 | 0 | 0 | 0 | 0 | 0 | 0 | 0 | 0 | 0 | 0 | 0 | 0 | 0 | 0 | 0 | 0 | 0 | 0 | 0 | 0 | 0 | 0 | 0 | 0 | 0 | 0 | 0 | 0 | 0 | 0 | 0 | 0 | 0 | 0 | 0 | 0 | 0 | 0 | 0 | 0 | 0 | 0 | 0 | 0 | 0 | 0 | 0 | 0 | 0 | 0 | 0 | 0 | 0 | 0 | 0 | 0 | 0 | 0 | 0 | 0 | 0 | 0 | 0 | 0 | 0 | 0 | 0 | 0 | 0 | 0 | 0 | 0 | 0 | 0 | 0 | 0 | 0 | 0 | 0 | 0 | 0 | 0 | 0 | 0 | 0 | 0 | 0 | 0 | 0 | 0 | 0 | 0 | 0 | 0 | 0 | 0.01296% | 0 | 0 | 0 | 0 | 0 | 0 | 0 | 0 | 0 | 0 | 0 | 0 | 0 | 0 | 0 | 0 | 0 | 0 | 0 | 0 | 0 | 0 | 0 | 0
| IND-Lighting-7P_V2 | M_Input | Council 7th Plan | 2020 | Retro | 2022 | 2045 | PSE | Industrial | Refinery | Electric | Per Region | NA | NA | Refinery Clean Room: Change Filter Strategy | Refinery Clean Room: Change Filter Strategy | 0 | 1 | 0 | 0 | I-All-Other-Shift3-All-All-S | 0 | 0 | 0 | 0 | 0 | 0 | 0 | 0 | 0 | 0 | 0 | 0 | Comm Flat | Clean Room: Change Filter Strategy | Clean Room: Change Filter Strategy | IndShift3 | 0.01266% | 100% | 0% | 1 | 1 | 100% | 100% | 85% | 6.8% | 0.2% | 0 | 0 | 0 | 0 | 0 | 0 | 0 | 0 | 0 |  | 0 | 0 | 0 | 01. ($9,999.000) to $0.028 | N/A | 0 | 01. ($9,999.00) to $0.22 | N/A | 0.085 | 0.085 | 0.085 | 0.085 | 0.085 | 0.085 | 0.085 | 0.085 | 0.085 | 0.085 | 0 | 0 | 0 | 0 | 0 | 0 | 0 | 0 | 0 | 0 | 0 | 0 | 0 | 0 | 0 | 0 | 0 | 0 | 0 | 0 | 0 | 0 | 0 | 0 | 0 | 0 | 0 | 0 | 0 | 0 | 0 | 0 | 0 | 0 | 0 | 0 | 0 | 0 | 0 | 0 | 0 | 0 | 0 | 0 | 0 | 0 | 0 | 0 | 0 | 0 | 0 | 0 | 0 | 0 | 0 | 0 | 0 | 0 | 0 | 0 | 0 | 0 | 0 | 0 | 0 | 0 | 0 | 0 | 0 | 0 | 0 | 0 | 0 | 0 | 0 | 0 | 0 | 0 | 0 | 0 | 0 | 0 | 0 | 0 | 0 | 0 | 0 | 0 | 0 | 0 | 0 | 0 | 0 | 0 | 0 | 0 | 0 | 0 | 0 | 0 | 0 | 0 | 0 | 0 | 0 | 0 | 0 | 0 | 0 | 0 | 0 | 0 | 0 | 0 | 0 | 0 | 0 | 0 | 0 | 0 | 0 | 0 | 0 | 0 | 0 | 0 | 0 | 0 | 0 | 0 | 0 | 0 | 0 | 0 | 0 | 0 | 0 | 0 | 0 | 0 | 0 | 0 | 0 | 0 | 0 | 0 | 0 | 0 | 0 | 0 | 0 | 0 | 0 | 0 | 0 | 0 | 0 | 0 | 0 | 0 | 0 | 0 | 0 | 0 | 0 | 0 | 0 | 0 | 0 | 0 | 0 | 0 | 0 | 0 | 0 | 0 | 0 | 0 | 0 | 0 | 0 | 0 | 0 | 0 | 0 | 0 | 0 | 0 | 0 | 0 | 0 | 0 | 0 | 0.01296% | 0 | 0 | 0 | 0 | 0 | 0 | 0 | 0 | 0 | 0 | 0 | 0 | 0 | 0 | 0 | 0 | 0 | 0 | 0 | 0 | 0 | 0 | 0 | 0
| IND-Lighting-7P_V2 | M_Input | Council 7th Plan | 2020 | Retro | 2022 | 2045 | PSE | Industrial | Refinery | Electric | Per Region | NA | NA | Refinery Clean Room: Clean Room HVAC | Refinery Clean Room: Clean Room HVAC | 0 | 20 | 0 | 0 | I-All-Other-Shift3-All-All-S | 0 | 0 | 0 | 0 | 0 | 0 | 0 | 0 | 0 | 0 | 0 | 0 | Comm Flat | Clean Room: Clean Room HVAC | Clean Room: Clean Room HVAC | IndShift3 | 0.01266% | 100% | 0% | 1 | 1 | 100% | 5% | 85% | 6.8% | 0.2% | 0 | 0 | 0 | 0 | 0 | 0 | 0 | 0 | 0 |  | 0 | 0 | 0 | 01. ($9,999.000) to $0.028 | N/A | 0 | 01. ($9,999.00) to $0.22 | N/A | 0.085 | 0.085 | 0.085 | 0.085 | 0.085 | 0.085 | 0.085 | 0.085 | 0.085 | 0.085 | 0 | 0 | 0 | 0 | 0 | 0 | 0 | 0 | 0 | 0 | 0 | 0 | 0 | 0 | 0 | 0 | 0 | 0 | 0 | 0 | 0 | 0 | 0 | 0 | 0 | 0 | 0 | 0 | 0 | 0 | 0 | 0 | 0 | 0 | 0 | 0 | 0 | 0 | 0 | 0 | 0 | 0 | 0 | 0 | 0 | 0 | 0 | 0 | 0 | 0 | 0 | 0 | 0 | 0 | 0 | 0 | 0 | 0 | 0 | 0 | 0 | 0 | 0 | 0 | 0 | 0 | 0 | 0 | 0 | 0 | 0 | 0 | 0 | 0 | 0 | 0 | 0 | 0 | 0 | 0 | 0 | 0 | 0 | 0 | 0 | 0 | 0 | 0 | 0 | 0 | 0 | 0 | 0 | 0 | 0 | 0 | 0 | 0 | 0 | 0 | 0 | 0 | 0 | 0 | 0 | 0 | 0 | 0 | 0 | 0 | 0 | 0 | 0 | 0 | 0 | 0 | 0 | 0 | 0 | 0 | 0 | 0 | 0 | 0 | 0 | 0 | 0 | 0 | 0 | 0 | 0 | 0 | 0 | 0 | 0 | 0 | 0 | 0 | 0 | 0 | 0 | 0 | 0 | 0 | 0 | 0 | 0 | 0 | 0 | 0 | 0 | 0 | 0 | 0 | 0 | 0 | 0 | 0 | 0 | 0 | 0 | 0 | 0 | 0 | 0 | 0 | 0 | 0 | 0 | 0 | 0 | 0 | 0 | 0 | 0 | 0 | 0 | 0 | 0 | 0 | 0 | 0 | 0 | 0 | 0 | 0 | 0 | 0 | 0 | 0 | 0 | 0 | 0 | 0.01296% | 0 | 0 | 0 | 0 | 0 | 0 | 0 | 0 | 0 | 0 | 0 | 0 | 0 | 0 | 0 | 0 | 0 | 0 | 0 | 0 | 0 | 0 | 0 | 0
| IND-Lighting-7P_V2 | M_Input | Council 7th Plan | 2020 | Retro | 2022 | 2045 | PSE | Industrial | Refinery | Electric | Per Region | NA | NA | Refinery Clean Room: Chiller Optimize | Refinery Clean Room: Chiller Optimize | 0 | 10 | 0 | 0 | I-All-Other-Shift3-All-All-S | 0 | 0 | 0 | 0 | 0 | 0 | 0 | 0 | 0 | 0 | 0 | 0 | Comm Flat | Clean Room: Chiller Optimize | Clean Room: Chiller Optimize | IndShift3 | 0.01266% | 100% | 0% | 1 | 1 | 100% | 10% | 85% | 6.8% | 0.2% | 0 | 0 | 0 | 0 | 0 | 0 | 0 | 0 | 0 |  | 0 | 0 | 0 | 01. ($9,999.000) to $0.028 | N/A | 0 | 01. ($9,999.00) to $0.22 | N/A | 0.085 | 0.085 | 0.085 | 0.085 | 0.085 | 0.085 | 0.085 | 0.085 | 0.085 | 0.085 | 0 | 0 | 0 | 0 | 0 | 0 | 0 | 0 | 0 | 0 | 0 | 0 | 0 | 0 | 0 | 0 | 0 | 0 | 0 | 0 | 0 | 0 | 0 | 0 | 0 | 0 | 0 | 0 | 0 | 0 | 0 | 0 | 0 | 0 | 0 | 0 | 0 | 0 | 0 | 0 | 0 | 0 | 0 | 0 | 0 | 0 | 0 | 0 | 0 | 0 | 0 | 0 | 0 | 0 | 0 | 0 | 0 | 0 | 0 | 0 | 0 | 0 | 0 | 0 | 0 | 0 | 0 | 0 | 0 | 0 | 0 | 0 | 0 | 0 | 0 | 0 | 0 | 0 | 0 | 0 | 0 | 0 | 0 | 0 | 0 | 0 | 0 | 0 | 0 | 0 | 0 | 0 | 0 | 0 | 0 | 0 | 0 | 0 | 0 | 0 | 0 | 0 | 0 | 0 | 0 | 0 | 0 | 0 | 0 | 0 | 0 | 0 | 0 | 0 | 0 | 0 | 0 | 0 | 0 | 0 | 0 | 0 | 0 | 0 | 0 | 0 | 0 | 0 | 0 | 0 | 0 | 0 | 0 | 0 | 0 | 0 | 0 | 0 | 0 | 0 | 0 | 0 | 0 | 0 | 0 | 0 | 0 | 0 | 0 | 0 | 0 | 0 | 0 | 0 | 0 | 0 | 0 | 0 | 0 | 0 | 0 | 0 | 0 | 0 | 0 | 0 | 0 | 0 | 0 | 0 | 0 | 0 | 0 | 0 | 0 | 0 | 0 | 0 | 0 | 0 | 0 | 0 | 0 | 0 | 0 | 0 | 0 | 0 | 0 | 0 | 0 | 0 | 0 | 0.01296% | 0 | 0 | 0 | 0 | 0 | 0 | 0 | 0 | 0 | 0 | 0 | 0 | 0 | 0 | 0 | 0 | 0 | 0 | 0 | 0 | 0 | 0 | 0 | 0
| IND-Lighting-7P_V2 | M_Input | Council 7th Plan | 2020 | Retro | 2022 | 2045 | PSE | Industrial | Refinery | Electric | Per Region | NA | NA | Refinery Food: Cooling and Storage | Refinery Food: Cooling and Storage | 0 | 10 | 0 | 0 | C-War-Ref-All-All-All-C | 0 | 0 | 0 | 0 | 0 | 0 | 0 | 0 | 0 | 0 | 0 | 0 | Comm Flat | Food: Cooling and Storage | Food: Cooling and Storage | IndShift3 | 0.01266% | 100% | 0% | 1 | 1 | 100% | 10% | 85% | 6.8% | 0.2% | 0 | 0 | 0 | 0 | 0 | 0 | 0 | 0 | 0 |  | 0 | 0 | 0 | 01. ($9,999.000) to $0.028 | N/A | 0 | 01. ($9,999.00) to $0.22 | N/A | 0.085 | 0.085 | 0.085 | 0.085 | 0.085 | 0.085 | 0.085 | 0.085 | 0.085 | 0.085 | 0 | 0 | 0 | 0 | 0 | 0 | 0 | 0 | 0 | 0 | 0 | 0 | 0 | 0 | 0 | 0 | 0 | 0 | 0 | 0 | 0 | 0 | 0 | 0 | 0 | 0 | 0 | 0 | 0 | 0 | 0 | 0 | 0 | 0 | 0 | 0 | 0 | 0 | 0 | 0 | 0 | 0 | 0 | 0 | 0 | 0 | 0 | 0 | 0 | 0 | 0 | 0 | 0 | 0 | 0 | 0 | 0 | 0 | 0 | 0 | 0 | 0 | 0 | 0 | 0 | 0 | 0 | 0 | 0 | 0 | 0 | 0 | 0 | 0 | 0 | 0 | 0 | 0 | 0 | 0 | 0 | 0 | 0 | 0 | 0 | 0 | 0 | 0 | 0 | 0 | 0 | 0 | 0 | 0 | 0 | 0 | 0 | 0 | 0 | 0 | 0 | 0 | 0 | 0 | 0 | 0 | 0 | 0 | 0 | 0 | 0 | 0 | 0 | 0 | 0 | 0 | 0 | 0 | 0 | 0 | 0 | 0 | 0 | 0 | 0 | 0 | 0 | 0 | 0 | 0 | 0 | 0 | 0 | 0 | 0 | 0 | 0 | 0 | 0 | 0 | 0 | 0 | 0 | 0 | 0 | 0 | 0 | 0 | 0 | 0 | 0 | 0 | 0 | 0 | 0 | 0 | 0 | 0 | 0 | 0 | 0 | 0 | 0 | 0 | 0 | 0 | 0 | 0 | 0 | 0 | 0 | 0 | 0 | 0 | 0 | 0 | 0 | 0 | 0 | 0 | 0 | 0 | 0 | 0 | 0 | 0 | 0 | 0 | 0 | 0 | 0 | 0 | 0 | 0.01296% | 0 | 0 | 0 | 0 | 0 | 0 | 0 | 0 | 0 | 0 | 0 | 0 | 0 | 0 | 0 | 0 | 0 | 0 | 0 | 0 | 0 | 0 | 0 | 0
| IND-Lighting-7P_V2 | M_Input | Council 7th Plan | 2020 | Retro | 2022 | 2045 | PSE | Industrial | Refinery | Electric | Per Region | NA | NA | Refinery Food: Refrig Storage Tuneup | Refinery Food: Refrig Storage Tuneup | 0 | 3 | 0 | 0 | C-War-Ref-All-All-All-C | 0 | 0 | 0 | 0 | 0 | 0 | 0 | 0 | 0 | 0 | 0 | 0 | Comm Flat | Food: Refrig Storage Tuneup | Food: Refrig Storage Tuneup | IndShift3 | 0.01266% | 100% | 0% | 1 | 1 | 100% | 33.33% | 85% | 6.8% | 0.2% | 0 | 0 | 0 | 0 | 0 | 0 | 0 | 0 | 0 |  | 0 | 0 | 0 | 01. ($9,999.000) to $0.028 | N/A | 0 | 01. ($9,999.00) to $0.22 | N/A | 0.085 | 0.085 | 0.085 | 0.085 | 0.085 | 0.085 | 0.085 | 0.085 | 0.085 | 0.085 | 0 | 0 | 0 | 0 | 0 | 0 | 0 | 0 | 0 | 0 | 0 | 0 | 0 | 0 | 0 | 0 | 0 | 0 | 0 | 0 | 0 | 0 | 0 | 0 | 0 | 0 | 0 | 0 | 0 | 0 | 0 | 0 | 0 | 0 | 0 | 0 | 0 | 0 | 0 | 0 | 0 | 0 | 0 | 0 | 0 | 0 | 0 | 0 | 0 | 0 | 0 | 0 | 0 | 0 | 0 | 0 | 0 | 0 | 0 | 0 | 0 | 0 | 0 | 0 | 0 | 0 | 0 | 0 | 0 | 0 | 0 | 0 | 0 | 0 | 0 | 0 | 0 | 0 | 0 | 0 | 0 | 0 | 0 | 0 | 0 | 0 | 0 | 0 | 0 | 0 | 0 | 0 | 0 | 0 | 0 | 0 | 0 | 0 | 0 | 0 | 0 | 0 | 0 | 0 | 0 | 0 | 0 | 0 | 0 | 0 | 0 | 0 | 0 | 0 | 0 | 0 | 0 | 0 | 0 | 0 | 0 | 0 | 0 | 0 | 0 | 0 | 0 | 0 | 0 | 0 | 0 | 0 | 0 | 0 | 0 | 0 | 0 | 0 | 0 | 0 | 0 | 0 | 0 | 0 | 0 | 0 | 0 | 0 | 0 | 0 | 0 | 0 | 0 | 0 | 0 | 0 | 0 | 0 | 0 | 0 | 0 | 0 | 0 | 0 | 0 | 0 | 0 | 0 | 0 | 0 | 0 | 0 | 0 | 0 | 0 | 0 | 0 | 0 | 0 | 0 | 0 | 0 | 0 | 0 | 0 | 0 | 0 | 0 | 0 | 0 | 0 | 0 | 0 | 0.01296% | 0 | 0 | 0 | 0 | 0 | 0 | 0 | 0 | 0 | 0 | 0 | 0 | 0 | 0 | 0 | 0 | 0 | 0 | 0 | 0 | 0 | 0 | 0 | 0
| IND-Lighting-7P_V2 | M_Input | Council 7th Plan | 2020 | Retro | 2022 | 2045 | PSE | Industrial | Refinery | Electric | Per Region | NA | NA | Refinery Metal: New Arc Furnace | Refinery Metal: New Arc Furnace | 0 | 10 | 0 | 0 | I-All-Other-Shift3-All-All-S | 0 | 0 | 0 | 0 | 0 | 0 | 0 | 0 | 0 | 0 | 0 | 0 | Comm Flat | Metal: New Arc Furnace | Metal: New Arc Furnace | IndShift3 | 0.01266% | 100% | 0% | 1 | 1 | 100% | 10% | 85% | 6.8% | 0.2% | 0 | 0 | 0 | 0 | 0 | 0 | 0 | 0 | 0 |  | 0 | 0 | 0 | 01. ($9,999.000) to $0.028 | N/A | 0 | 01. ($9,999.00) to $0.22 | N/A | 0.085 | 0.085 | 0.085 | 0.085 | 0.085 | 0.085 | 0.085 | 0.085 | 0.085 | 0.085 | 0 | 0 | 0 | 0 | 0 | 0 | 0 | 0 | 0 | 0 | 0 | 0 | 0 | 0 | 0 | 0 | 0 | 0 | 0 | 0 | 0 | 0 | 0 | 0 | 0 | 0 | 0 | 0 | 0 | 0 | 0 | 0 | 0 | 0 | 0 | 0 | 0 | 0 | 0 | 0 | 0 | 0 | 0 | 0 | 0 | 0 | 0 | 0 | 0 | 0 | 0 | 0 | 0 | 0 | 0 | 0 | 0 | 0 | 0 | 0 | 0 | 0 | 0 | 0 | 0 | 0 | 0 | 0 | 0 | 0 | 0 | 0 | 0 | 0 | 0 | 0 | 0 | 0 | 0 | 0 | 0 | 0 | 0 | 0 | 0 | 0 | 0 | 0 | 0 | 0 | 0 | 0 | 0 | 0 | 0 | 0 | 0 | 0 | 0 | 0 | 0 | 0 | 0 | 0 | 0 | 0 | 0 | 0 | 0 | 0 | 0 | 0 | 0 | 0 | 0 | 0 | 0 | 0 | 0 | 0 | 0 | 0 | 0 | 0 | 0 | 0 | 0 | 0 | 0 | 0 | 0 | 0 | 0 | 0 | 0 | 0 | 0 | 0 | 0 | 0 | 0 | 0 | 0 | 0 | 0 | 0 | 0 | 0 | 0 | 0 | 0 | 0 | 0 | 0 | 0 | 0 | 0 | 0 | 0 | 0 | 0 | 0 | 0 | 0 | 0 | 0 | 0 | 0 | 0 | 0 | 0 | 0 | 0 | 0 | 0 | 0 | 0 | 0 | 0 | 0 | 0 | 0 | 0 | 0 | 0 | 0 | 0 | 0 | 0 | 0 | 0 | 0 | 0 | 0.01296% | 0 | 0 | 0 | 0 | 0 | 0 | 0 | 0 | 0 | 0 | 0 | 0 | 0 | 0 | 0 | 0 | 0 | 0 | 0 | 0 | 0 | 0 | 0 | 0
| IND-Lighting-7P_V2 | M_Input | Council 7th Plan | 2020 | Retro | 2022 | 2045 | PSE | Industrial | Refinery | Electric | Per Region | NA | NA | Refinery Mech Pulp: Refiner Replacement | Refinery Mech Pulp: Refiner Replacement | 0 | 12 | 0 | 0 | I-All-Other-Shift3-All-All-S | 0 | 0 | 0 | 0 | 0 | 0 | 0 | 0 | 0 | 0 | 0 | 0 | Comm Flat | Mech Pulp: Refiner Replacement | Mech Pulp: Refiner Replacement | IndShift3 | 0.01266% | 100% | 0% | 1 | 1 | 100% | 8.333% | 85% | 6.8% | 0.2% | 0 | 0 | 0 | 0 | 0 | 0 | 0 | 0 | 0 |  | 0 | 0 | 0 | 01. ($9,999.000) to $0.028 | N/A | 0 | 01. ($9,999.00) to $0.22 | N/A | 0.085 | 0.085 | 0.085 | 0.085 | 0.085 | 0.085 | 0.085 | 0.085 | 0.085 | 0.085 | 0 | 0 | 0 | 0 | 0 | 0 | 0 | 0 | 0 | 0 | 0 | 0 | 0 | 0 | 0 | 0 | 0 | 0 | 0 | 0 | 0 | 0 | 0 | 0 | 0 | 0 | 0 | 0 | 0 | 0 | 0 | 0 | 0 | 0 | 0 | 0 | 0 | 0 | 0 | 0 | 0 | 0 | 0 | 0 | 0 | 0 | 0 | 0 | 0 | 0 | 0 | 0 | 0 | 0 | 0 | 0 | 0 | 0 | 0 | 0 | 0 | 0 | 0 | 0 | 0 | 0 | 0 | 0 | 0 | 0 | 0 | 0 | 0 | 0 | 0 | 0 | 0 | 0 | 0 | 0 | 0 | 0 | 0 | 0 | 0 | 0 | 0 | 0 | 0 | 0 | 0 | 0 | 0 | 0 | 0 | 0 | 0 | 0 | 0 | 0 | 0 | 0 | 0 | 0 | 0 | 0 | 0 | 0 | 0 | 0 | 0 | 0 | 0 | 0 | 0 | 0 | 0 | 0 | 0 | 0 | 0 | 0 | 0 | 0 | 0 | 0 | 0 | 0 | 0 | 0 | 0 | 0 | 0 | 0 | 0 | 0 | 0 | 0 | 0 | 0 | 0 | 0 | 0 | 0 | 0 | 0 | 0 | 0 | 0 | 0 | 0 | 0 | 0 | 0 | 0 | 0 | 0 | 0 | 0 | 0 | 0 | 0 | 0 | 0 | 0 | 0 | 0 | 0 | 0 | 0 | 0 | 0 | 0 | 0 | 0 | 0 | 0 | 0 | 0 | 0 | 0 | 0 | 0 | 0 | 0 | 0 | 0 | 0 | 0 | 0 | 0 | 0 | 0 | 0.01296% | 0 | 0 | 0 | 0 | 0 | 0 | 0 | 0 | 0 | 0 | 0 | 0 | 0 | 0 | 0 | 0 | 0 | 0 | 0 | 0 | 0 | 0 | 0 | 0
| IND-Lighting-7P_V2 | M_Input | Council 7th Plan | 2020 | Retro | 2022 | 2045 | PSE | Industrial | Refinery | Electric | Per Region | NA | NA | Refinery Mech Pulp: Premium Process | Refinery Mech Pulp: Premium Process | 0 | 5 | 0 | 0 | I-All-Other-Shift3-All-All-S | 0 | 0 | 0 | 0 | 0 | 0 | 0 | 0 | 0 | 0 | 0 | 0 | Comm Flat | Mech Pulp: Premium Process | Mech Pulp: Premium Process | IndShift3 | 0.01266% | 100% | 0% | 1 | 1 | 100% | 20% | 85% | 6.8% | 0.2% | 0 | 0 | 0 | 0 | 0 | 0 | 0 | 0 | 0 |  | 0 | 0 | 0 | 01. ($9,999.000) to $0.028 | N/A | 0 | 01. ($9,999.00) to $0.22 | N/A | 0.085 | 0.085 | 0.085 | 0.085 | 0.085 | 0.085 | 0.085 | 0.085 | 0.085 | 0.085 | 0 | 0 | 0 | 0 | 0 | 0 | 0 | 0 | 0 | 0 | 0 | 0 | 0 | 0 | 0 | 0 | 0 | 0 | 0 | 0 | 0 | 0 | 0 | 0 | 0 | 0 | 0 | 0 | 0 | 0 | 0 | 0 | 0 | 0 | 0 | 0 | 0 | 0 | 0 | 0 | 0 | 0 | 0 | 0 | 0 | 0 | 0 | 0 | 0 | 0 | 0 | 0 | 0 | 0 | 0 | 0 | 0 | 0 | 0 | 0 | 0 | 0 | 0 | 0 | 0 | 0 | 0 | 0 | 0 | 0 | 0 | 0 | 0 | 0 | 0 | 0 | 0 | 0 | 0 | 0 | 0 | 0 | 0 | 0 | 0 | 0 | 0 | 0 | 0 | 0 | 0 | 0 | 0 | 0 | 0 | 0 | 0 | 0 | 0 | 0 | 0 | 0 | 0 | 0 | 0 | 0 | 0 | 0 | 0 | 0 | 0 | 0 | 0 | 0 | 0 | 0 | 0 | 0 | 0 | 0 | 0 | 0 | 0 | 0 | 0 | 0 | 0 | 0 | 0 | 0 | 0 | 0 | 0 | 0 | 0 | 0 | 0 | 0 | 0 | 0 | 0 | 0 | 0 | 0 | 0 | 0 | 0 | 0 | 0 | 0 | 0 | 0 | 0 | 0 | 0 | 0 | 0 | 0 | 0 | 0 | 0 | 0 | 0 | 0 | 0 | 0 | 0 | 0 | 0 | 0 | 0 | 0 | 0 | 0 | 0 | 0 | 0 | 0 | 0 | 0 | 0 | 0 | 0 | 0 | 0 | 0 | 0 | 0 | 0 | 0 | 0 | 0 | 0 | 0.01296% | 0 | 0 | 0 | 0 | 0 | 0 | 0 | 0 | 0 | 0 | 0 | 0 | 0 | 0 | 0 | 0 | 0 | 0 | 0 | 0 | 0 | 0 | 0 | 0
| IND-Lighting-7P_V2 | M_Input | Council 7th Plan | 2020 | Retro | 2022 | 2045 | PSE | Industrial | Refinery | Electric | Per Region | NA | NA | Refinery Mech Pulp: Refiner Plate Improvement | Refinery Mech Pulp: Refiner Plate Improvement | 0 | 1 | 0 | 0 | I-All-Other-Shift3-All-All-S | 0 | 0 | 0 | 0 | 0 | 0 | 0 | 0 | 0 | 0 | 0 | 0 | Comm Flat | Mech Pulp: Refiner Plate Improvement | Mech Pulp: Refiner Plate Improvement | IndShift3 | 0.01266% | 100% | 0% | 1 | 1 | 100% | 100% | 85% | 6.8% | 0.2% | 0 | 0 | 0 | 0 | 0 | 0 | 0 | 0 | 0 |  | 0 | 0 | 0 | 01. ($9,999.000) to $0.028 | N/A | 0 | 01. ($9,999.00) to $0.22 | N/A | 0.085 | 0.085 | 0.085 | 0.085 | 0.085 | 0.085 | 0.085 | 0.085 | 0.085 | 0.085 | 0 | 0 | 0 | 0 | 0 | 0 | 0 | 0 | 0 | 0 | 0 | 0 | 0 | 0 | 0 | 0 | 0 | 0 | 0 | 0 | 0 | 0 | 0 | 0 | 0 | 0 | 0 | 0 | 0 | 0 | 0 | 0 | 0 | 0 | 0 | 0 | 0 | 0 | 0 | 0 | 0 | 0 | 0 | 0 | 0 | 0 | 0 | 0 | 0 | 0 | 0 | 0 | 0 | 0 | 0 | 0 | 0 | 0 | 0 | 0 | 0 | 0 | 0 | 0 | 0 | 0 | 0 | 0 | 0 | 0 | 0 | 0 | 0 | 0 | 0 | 0 | 0 | 0 | 0 | 0 | 0 | 0 | 0 | 0 | 0 | 0 | 0 | 0 | 0 | 0 | 0 | 0 | 0 | 0 | 0 | 0 | 0 | 0 | 0 | 0 | 0 | 0 | 0 | 0 | 0 | 0 | 0 | 0 | 0 | 0 | 0 | 0 | 0 | 0 | 0 | 0 | 0 | 0 | 0 | 0 | 0 | 0 | 0 | 0 | 0 | 0 | 0 | 0 | 0 | 0 | 0 | 0 | 0 | 0 | 0 | 0 | 0 | 0 | 0 | 0 | 0 | 0 | 0 | 0 | 0 | 0 | 0 | 0 | 0 | 0 | 0 | 0 | 0 | 0 | 0 | 0 | 0 | 0 | 0 | 0 | 0 | 0 | 0 | 0 | 0 | 0 | 0 | 0 | 0 | 0 | 0 | 0 | 0 | 0 | 0 | 0 | 0 | 0 | 0 | 0 | 0 | 0 | 0 | 0 | 0 | 0 | 0 | 0 | 0 | 0 | 0 | 0 | 0 | 0.01296% | 0 | 0 | 0 | 0 | 0 | 0 | 0 | 0 | 0 | 0 | 0 | 0 | 0 | 0 | 0 | 0 | 0 | 0 | 0 | 0 | 0 | 0 | 0 | 0
| IND-Lighting-7P_V2 | M_Input | Council 7th Plan | 2020 | Retro | 2022 | 2045 | PSE | Industrial | Refinery | Electric | Per Region | NA | NA | Refinery Kraft: Effluent Treatment System | Refinery Kraft: Effluent Treatment System | 0 | 10 | 0 | 0 | I-All-Other-Shift3-All-All-S | 0 | 0 | 0 | 0 | 0 | 0 | 0 | 0 | 0 | 0 | 0 | 0 | Comm Flat | Kraft: Effluent Treatment System | Kraft: Effluent Treatment System | IndShift3 | 0.01266% | 100% | 0% | 1 | 1 | 100% | 10% | 85% | 6.8% | 0.2% | 0 | 0 | 0 | 0 | 0 | 0 | 0 | 0 | 0 |  | 0 | 0 | 0 | 01. ($9,999.000) to $0.028 | N/A | 0 | 01. ($9,999.00) to $0.22 | N/A | 0.085 | 0.085 | 0.085 | 0.085 | 0.085 | 0.085 | 0.085 | 0.085 | 0.085 | 0.085 | 0 | 0 | 0 | 0 | 0 | 0 | 0 | 0 | 0 | 0 | 0 | 0 | 0 | 0 | 0 | 0 | 0 | 0 | 0 | 0 | 0 | 0 | 0 | 0 | 0 | 0 | 0 | 0 | 0 | 0 | 0 | 0 | 0 | 0 | 0 | 0 | 0 | 0 | 0 | 0 | 0 | 0 | 0 | 0 | 0 | 0 | 0 | 0 | 0 | 0 | 0 | 0 | 0 | 0 | 0 | 0 | 0 | 0 | 0 | 0 | 0 | 0 | 0 | 0 | 0 | 0 | 0 | 0 | 0 | 0 | 0 | 0 | 0 | 0 | 0 | 0 | 0 | 0 | 0 | 0 | 0 | 0 | 0 | 0 | 0 | 0 | 0 | 0 | 0 | 0 | 0 | 0 | 0 | 0 | 0 | 0 | 0 | 0 | 0 | 0 | 0 | 0 | 0 | 0 | 0 | 0 | 0 | 0 | 0 | 0 | 0 | 0 | 0 | 0 | 0 | 0 | 0 | 0 | 0 | 0 | 0 | 0 | 0 | 0 | 0 | 0 | 0 | 0 | 0 | 0 | 0 | 0 | 0 | 0 | 0 | 0 | 0 | 0 | 0 | 0 | 0 | 0 | 0 | 0 | 0 | 0 | 0 | 0 | 0 | 0 | 0 | 0 | 0 | 0 | 0 | 0 | 0 | 0 | 0 | 0 | 0 | 0 | 0 | 0 | 0 | 0 | 0 | 0 | 0 | 0 | 0 | 0 | 0 | 0 | 0 | 0 | 0 | 0 | 0 | 0 | 0 | 0 | 0 | 0 | 0 | 0 | 0 | 0 | 0 | 0 | 0 | 0 | 0 | 0.01296% | 0 | 0 | 0 | 0 | 0 | 0 | 0 | 0 | 0 | 0 | 0 | 0 | 0 | 0 | 0 | 0 | 0 | 0 | 0 | 0 | 0 | 0 | 0 | 0
| IND-Lighting-7P_V2 | M_Input | Council 7th Plan | 2020 | Retro | 2022 | 2045 | PSE | Industrial | Refinery | Electric | Per Region | NA | NA | Refinery Kraft: Efficient Agitator | Refinery Kraft: Efficient Agitator | 0 | 10 | 0 | 0 | I-All-Other-Shift3-All-All-S | 0 | 0 | 0 | 0 | 0 | 0 | 0 | 0 | 0 | 0 | 0 | 0 | Comm Flat | Kraft: Efficient Agitator | Kraft: Efficient Agitator | IndShift3 | 0.01266% | 100% | 0% | 1 | 1 | 100% | 10% | 85% | 6.8% | 0.2% | 0 | 0 | 0 | 0 | 0 | 0 | 0 | 0 | 0 |  | 0 | 0 | 0 | 01. ($9,999.000) to $0.028 | N/A | 0 | 01. ($9,999.00) to $0.22 | N/A | 0.085 | 0.085 | 0.085 | 0.085 | 0.085 | 0.085 | 0.085 | 0.085 | 0.085 | 0.085 | 0 | 0 | 0 | 0 | 0 | 0 | 0 | 0 | 0 | 0 | 0 | 0 | 0 | 0 | 0 | 0 | 0 | 0 | 0 | 0 | 0 | 0 | 0 | 0 | 0 | 0 | 0 | 0 | 0 | 0 | 0 | 0 | 0 | 0 | 0 | 0 | 0 | 0 | 0 | 0 | 0 | 0 | 0 | 0 | 0 | 0 | 0 | 0 | 0 | 0 | 0 | 0 | 0 | 0 | 0 | 0 | 0 | 0 | 0 | 0 | 0 | 0 | 0 | 0 | 0 | 0 | 0 | 0 | 0 | 0 | 0 | 0 | 0 | 0 | 0 | 0 | 0 | 0 | 0 | 0 | 0 | 0 | 0 | 0 | 0 | 0 | 0 | 0 | 0 | 0 | 0 | 0 | 0 | 0 | 0 | 0 | 0 | 0 | 0 | 0 | 0 | 0 | 0 | 0 | 0 | 0 | 0 | 0 | 0 | 0 | 0 | 0 | 0 | 0 | 0 | 0 | 0 | 0 | 0 | 0 | 0 | 0 | 0 | 0 | 0 | 0 | 0 | 0 | 0 | 0 | 0 | 0 | 0 | 0 | 0 | 0 | 0 | 0 | 0 | 0 | 0 | 0 | 0 | 0 | 0 | 0 | 0 | 0 | 0 | 0 | 0 | 0 | 0 | 0 | 0 | 0 | 0 | 0 | 0 | 0 | 0 | 0 | 0 | 0 | 0 | 0 | 0 | 0 | 0 | 0 | 0 | 0 | 0 | 0 | 0 | 0 | 0 | 0 | 0 | 0 | 0 | 0 | 0 | 0 | 0 | 0 | 0 | 0 | 0 | 0 | 0 | 0 | 0 | 0.01296% | 0 | 0 | 0 | 0 | 0 | 0 | 0 | 0 | 0 | 0 | 0 | 0 | 0 | 0 | 0 | 0 | 0 | 0 | 0 | 0 | 0 | 0 | 0 | 0
| IND-Lighting-7P_V2 | M_Input | Council 7th Plan | 2020 | Retro | 2022 | 2045 | PSE | Industrial | Refinery | Electric | Per Region | NA | NA | Refinery Paper: Efficient Pulp Screen | Refinery Paper: Efficient Pulp Screen | 0 | 10 | 0 | 0 | I-All-Other-Shift3-All-All-S | 0 | 0 | 0 | 0 | 0 | 0 | 0 | 0 | 0 | 0 | 0 | 0 | Comm Flat | Paper: Efficient Pulp Screen | Paper: Efficient Pulp Screen | IndShift3 | 0.01266% | 100% | 0% | 1 | 1 | 100% | 10% | 85% | 6.8% | 0.2% | 0 | 0 | 0 | 0 | 0 | 0 | 0 | 0 | 0 |  | 0 | 0 | 0 | 01. ($9,999.000) to $0.028 | N/A | 0 | 01. ($9,999.00) to $0.22 | N/A | 0.085 | 0.085 | 0.085 | 0.085 | 0.085 | 0.085 | 0.085 | 0.085 | 0.085 | 0.085 | 0 | 0 | 0 | 0 | 0 | 0 | 0 | 0 | 0 | 0 | 0 | 0 | 0 | 0 | 0 | 0 | 0 | 0 | 0 | 0 | 0 | 0 | 0 | 0 | 0 | 0 | 0 | 0 | 0 | 0 | 0 | 0 | 0 | 0 | 0 | 0 | 0 | 0 | 0 | 0 | 0 | 0 | 0 | 0 | 0 | 0 | 0 | 0 | 0 | 0 | 0 | 0 | 0 | 0 | 0 | 0 | 0 | 0 | 0 | 0 | 0 | 0 | 0 | 0 | 0 | 0 | 0 | 0 | 0 | 0 | 0 | 0 | 0 | 0 | 0 | 0 | 0 | 0 | 0 | 0 | 0 | 0 | 0 | 0 | 0 | 0 | 0 | 0 | 0 | 0 | 0 | 0 | 0 | 0 | 0 | 0 | 0 | 0 | 0 | 0 | 0 | 0 | 0 | 0 | 0 | 0 | 0 | 0 | 0 | 0 | 0 | 0 | 0 | 0 | 0 | 0 | 0 | 0 | 0 | 0 | 0 | 0 | 0 | 0 | 0 | 0 | 0 | 0 | 0 | 0 | 0 | 0 | 0 | 0 | 0 | 0 | 0 | 0 | 0 | 0 | 0 | 0 | 0 | 0 | 0 | 0 | 0 | 0 | 0 | 0 | 0 | 0 | 0 | 0 | 0 | 0 | 0 | 0 | 0 | 0 | 0 | 0 | 0 | 0 | 0 | 0 | 0 | 0 | 0 | 0 | 0 | 0 | 0 | 0 | 0 | 0 | 0 | 0 | 0 | 0 | 0 | 0 | 0 | 0 | 0 | 0 | 0 | 0 | 0 | 0 | 0 | 0 | 0 | 0.01296% | 0 | 0 | 0 | 0 | 0 | 0 | 0 | 0 | 0 | 0 | 0 | 0 | 0 | 0 | 0 | 0 | 0 | 0 | 0 | 0 | 0 | 0 | 0 | 0
| IND-Lighting-7P_V2 | M_Input | Council 7th Plan | 2020 | Retro | 2022 | 2045 | PSE | Industrial | Refinery | Electric | Per Region | NA | NA | Refinery Paper: Premium Fan | Refinery Paper: Premium Fan | 0 | 10 | 0 | 0 | I-All-Other-Shift3-All-All-S | 0 | 0 | 0 | 0 | 0 | 0 | 0 | 0 | 0 | 0 | 0 | 0 | Comm Flat | Paper: Premium Fan | Paper: Premium Fan | IndShift3 | 0.01266% | 100% | 0% | 1 | 1 | 100% | 10% | 85% | 6.8% | 0.2% | 0 | 0 | 0 | 0 | 0 | 0 | 0 | 0 | 0 |  | 0 | 0 | 0 | 01. ($9,999.000) to $0.028 | N/A | 0 | 01. ($9,999.00) to $0.22 | N/A | 0.085 | 0.085 | 0.085 | 0.085 | 0.085 | 0.085 | 0.085 | 0.085 | 0.085 | 0.085 | 0 | 0 | 0 | 0 | 0 | 0 | 0 | 0 | 0 | 0 | 0 | 0 | 0 | 0 | 0 | 0 | 0 | 0 | 0 | 0 | 0 | 0 | 0 | 0 | 0 | 0 | 0 | 0 | 0 | 0 | 0 | 0 | 0 | 0 | 0 | 0 | 0 | 0 | 0 | 0 | 0 | 0 | 0 | 0 | 0 | 0 | 0 | 0 | 0 | 0 | 0 | 0 | 0 | 0 | 0 | 0 | 0 | 0 | 0 | 0 | 0 | 0 | 0 | 0 | 0 | 0 | 0 | 0 | 0 | 0 | 0 | 0 | 0 | 0 | 0 | 0 | 0 | 0 | 0 | 0 | 0 | 0 | 0 | 0 | 0 | 0 | 0 | 0 | 0 | 0 | 0 | 0 | 0 | 0 | 0 | 0 | 0 | 0 | 0 | 0 | 0 | 0 | 0 | 0 | 0 | 0 | 0 | 0 | 0 | 0 | 0 | 0 | 0 | 0 | 0 | 0 | 0 | 0 | 0 | 0 | 0 | 0 | 0 | 0 | 0 | 0 | 0 | 0 | 0 | 0 | 0 | 0 | 0 | 0 | 0 | 0 | 0 | 0 | 0 | 0 | 0 | 0 | 0 | 0 | 0 | 0 | 0 | 0 | 0 | 0 | 0 | 0 | 0 | 0 | 0 | 0 | 0 | 0 | 0 | 0 | 0 | 0 | 0 | 0 | 0 | 0 | 0 | 0 | 0 | 0 | 0 | 0 | 0 | 0 | 0 | 0 | 0 | 0 | 0 | 0 | 0 | 0 | 0 | 0 | 0 | 0 | 0 | 0 | 0 | 0 | 0 | 0 | 0 | 0.01296% | 0 | 0 | 0 | 0 | 0 | 0 | 0 | 0 | 0 | 0 | 0 | 0 | 0 | 0 | 0 | 0 | 0 | 0 | 0 | 0 | 0 | 0 | 0 | 0
| IND-Lighting-7P_V2 | M_Input | Council 7th Plan | 2020 | Retro | 2022 | 2045 | PSE | Industrial | Refinery | Electric | Per Region | NA | NA | Refinery Paper: Material Handling | Refinery Paper: Material Handling | 0 | 10 | 0 | 0 | I-All-Other-Shift3-All-All-S | 0 | 0 | 0 | 0 | 0 | 0 | 0 | 0 | 0 | 0 | 0 | 0 | Comm Flat | Paper: Material Handling | Paper: Material Handling | SIC24 | 0.01335% | 100% | 0% | 1 | 1 | 100% | 10% | 85% | 6.8% | 0.2% | 0 | 0 | 0 | 0 | 0 | 0 | 0 | 0 | 0 |  | 0 | 0 | 0 | 01. ($9,999.000) to $0.028 | N/A | 0 | 01. ($9,999.00) to $0.22 | N/A | 0.085 | 0.085 | 0.085 | 0.085 | 0.085 | 0.085 | 0.085 | 0.085 | 0.085 | 0.085 | 0 | 0 | 0 | 0 | 0 | 0 | 0 | 0 | 0 | 0 | 0 | 0 | 0 | 0 | 0 | 0 | 0 | 0 | 0 | 0 | 0 | 0 | 0 | 0 | 0 | 0 | 0 | 0 | 0 | 0 | 0 | 0 | 0 | 0 | 0 | 0 | 0 | 0 | 0 | 0 | 0 | 0 | 0 | 0 | 0 | 0 | 0 | 0 | 0 | 0 | 0 | 0 | 0 | 0 | 0 | 0 | 0 | 0 | 0 | 0 | 0 | 0 | 0 | 0 | 0 | 0 | 0 | 0 | 0 | 0 | 0 | 0 | 0 | 0 | 0 | 0 | 0 | 0 | 0 | 0 | 0 | 0 | 0 | 0 | 0 | 0 | 0 | 0 | 0 | 0 | 0 | 0 | 0 | 0 | 0 | 0 | 0 | 0 | 0 | 0 | 0 | 0 | 0 | 0 | 0 | 0 | 0 | 0 | 0 | 0 | 0 | 0 | 0 | 0 | 0 | 0 | 0 | 0 | 0 | 0 | 0 | 0 | 0 | 0 | 0 | 0 | 0 | 0 | 0 | 0 | 0 | 0 | 0 | 0 | 0 | 0 | 0 | 0 | 0 | 0 | 0 | 0 | 0 | 0 | 0 | 0 | 0 | 0 | 0 | 0 | 0 | 0 | 0 | 0 | 0 | 0 | 0 | 0 | 0 | 0 | 0 | 0 | 0 | 0 | 0 | 0 | 0 | 0 | 0 | 0 | 0 | 0 | 0 | 0 | 0 | 0 | 0 | 0 | 0 | 0 | 0 | 0 | 0 | 0 | 0 | 0 | 0 | 0 | 0 | 0 | 0 | 0 | 0 | 0.01209% | 0 | 0 | 0 | 0 | 0 | 0 | 0 | 0 | 0 | 0 | 0 | 0 | 0 | 0 | 0 | 0 | 0 | 0 | 0 | 0 | 0 | 0 | 0 | 0
| IND-Lighting-7P_V2 | M_Input | Council 7th Plan | 2020 | Retro | 2022 | 2045 | PSE | Industrial | Refinery | Electric | Per Region | NA | NA | Refinery Paper: Large Material Handling | Refinery Paper: Large Material Handling | 0 | 10 | 0 | 0 | I-All-Other-Shift3-All-All-S | 0 | 0 | 0 | 0 | 0 | 0 | 0 | 0 | 0 | 0 | 0 | 0 | Comm Flat | Paper: Large Material Handling | Paper: Large Material Handling | SIC24 | 0.01335% | 100% | 0% | 1 | 1 | 100% | 10% | 85% | 6.8% | 0.2% | 0 | 0 | 0 | 0 | 0 | 0 | 0 | 0 | 0 |  | 0 | 0 | 0 | 01. ($9,999.000) to $0.028 | N/A | 0 | 01. ($9,999.00) to $0.22 | N/A | 0.085 | 0.085 | 0.085 | 0.085 | 0.085 | 0.085 | 0.085 | 0.085 | 0.085 | 0.085 | 0 | 0 | 0 | 0 | 0 | 0 | 0 | 0 | 0 | 0 | 0 | 0 | 0 | 0 | 0 | 0 | 0 | 0 | 0 | 0 | 0 | 0 | 0 | 0 | 0 | 0 | 0 | 0 | 0 | 0 | 0 | 0 | 0 | 0 | 0 | 0 | 0 | 0 | 0 | 0 | 0 | 0 | 0 | 0 | 0 | 0 | 0 | 0 | 0 | 0 | 0 | 0 | 0 | 0 | 0 | 0 | 0 | 0 | 0 | 0 | 0 | 0 | 0 | 0 | 0 | 0 | 0 | 0 | 0 | 0 | 0 | 0 | 0 | 0 | 0 | 0 | 0 | 0 | 0 | 0 | 0 | 0 | 0 | 0 | 0 | 0 | 0 | 0 | 0 | 0 | 0 | 0 | 0 | 0 | 0 | 0 | 0 | 0 | 0 | 0 | 0 | 0 | 0 | 0 | 0 | 0 | 0 | 0 | 0 | 0 | 0 | 0 | 0 | 0 | 0 | 0 | 0 | 0 | 0 | 0 | 0 | 0 | 0 | 0 | 0 | 0 | 0 | 0 | 0 | 0 | 0 | 0 | 0 | 0 | 0 | 0 | 0 | 0 | 0 | 0 | 0 | 0 | 0 | 0 | 0 | 0 | 0 | 0 | 0 | 0 | 0 | 0 | 0 | 0 | 0 | 0 | 0 | 0 | 0 | 0 | 0 | 0 | 0 | 0 | 0 | 0 | 0 | 0 | 0 | 0 | 0 | 0 | 0 | 0 | 0 | 0 | 0 | 0 | 0 | 0 | 0 | 0 | 0 | 0 | 0 | 0 | 0 | 0 | 0 | 0 | 0 | 0 | 0 | 0.01209% | 0 | 0 | 0 | 0 | 0 | 0 | 0 | 0 | 0 | 0 | 0 | 0 | 0 | 0 | 0 | 0 | 0 | 0 | 0 | 0 | 0 | 0 | 0 | 0
| IND-Lighting-7P_V2 | M_Input | Council 7th Plan | 2020 | Retro | 2022 | 2045 | PSE | Industrial | Refinery | Electric | Per Region | NA | NA | Refinery Paper: Premium Control Large Material | Refinery Paper: Premium Control Large Material | 0 | 10 | 0 | 0 | I-All-Other-Shift3-All-All-S | 0 | 0 | 0 | 0 | 0 | 0 | 0 | 0 | 0 | 0 | 0 | 0 | Comm Flat | Paper: Premium Control Large Material | Paper: Premium Control Large Material | IndShift3 | 0.01266% | 100% | 0% | 1 | 1 | 100% | 10% | 85% | 6.8% | 0.2% | 0 | 0 | 0 | 0 | 0 | 0 | 0 | 0 | 0 |  | 0 | 0 | 0 | 01. ($9,999.000) to $0.028 | N/A | 0 | 01. ($9,999.00) to $0.22 | N/A | 0.085 | 0.085 | 0.085 | 0.085 | 0.085 | 0.085 | 0.085 | 0.085 | 0.085 | 0.085 | 0 | 0 | 0 | 0 | 0 | 0 | 0 | 0 | 0 | 0 | 0 | 0 | 0 | 0 | 0 | 0 | 0 | 0 | 0 | 0 | 0 | 0 | 0 | 0 | 0 | 0 | 0 | 0 | 0 | 0 | 0 | 0 | 0 | 0 | 0 | 0 | 0 | 0 | 0 | 0 | 0 | 0 | 0 | 0 | 0 | 0 | 0 | 0 | 0 | 0 | 0 | 0 | 0 | 0 | 0 | 0 | 0 | 0 | 0 | 0 | 0 | 0 | 0 | 0 | 0 | 0 | 0 | 0 | 0 | 0 | 0 | 0 | 0 | 0 | 0 | 0 | 0 | 0 | 0 | 0 | 0 | 0 | 0 | 0 | 0 | 0 | 0 | 0 | 0 | 0 | 0 | 0 | 0 | 0 | 0 | 0 | 0 | 0 | 0 | 0 | 0 | 0 | 0 | 0 | 0 | 0 | 0 | 0 | 0 | 0 | 0 | 0 | 0 | 0 | 0 | 0 | 0 | 0 | 0 | 0 | 0 | 0 | 0 | 0 | 0 | 0 | 0 | 0 | 0 | 0 | 0 | 0 | 0 | 0 | 0 | 0 | 0 | 0 | 0 | 0 | 0 | 0 | 0 | 0 | 0 | 0 | 0 | 0 | 0 | 0 | 0 | 0 | 0 | 0 | 0 | 0 | 0 | 0 | 0 | 0 | 0 | 0 | 0 | 0 | 0 | 0 | 0 | 0 | 0 | 0 | 0 | 0 | 0 | 0 | 0 | 0 | 0 | 0 | 0 | 0 | 0 | 0 | 0 | 0 | 0 | 0 | 0 | 0 | 0 | 0 | 0 | 0 | 0 | 0.01296% | 0 | 0 | 0 | 0 | 0 | 0 | 0 | 0 | 0 | 0 | 0 | 0 | 0 | 0 | 0 | 0 | 0 | 0 | 0 | 0 | 0 | 0 | 0 | 0
| IND-Lighting-7P_V2 | M_Input | Council 7th Plan | 2020 | Retro | 2022 | 2045 | PSE | Industrial | Refinery | Electric | Per Region | NA | NA | Refinery Material Handling1 | Refinery Material Handling1 | 0 | 10 | 0 | 0 | I-SIC24-Proc-All-All-All-E | 0 | 0 | 0 | 0 | 0 | 0 | 0 | 0 | 0 | 0 | 0 | 0 | Comm Flat | Material Handling1 | Material Handling1 | SIC24 | 0.01335% | 100% | 0% | 1 | 1 | 100% | 10% | 85% | 6.8% | 0.2% | 0 | 0 | 0 | 0 | 0 | 0 | 0 | 0 | 0 |  | 0 | 0 | 0 | 01. ($9,999.000) to $0.028 | N/A | 0 | 01. ($9,999.00) to $0.22 | N/A | 0.085 | 0.085 | 0.085 | 0.085 | 0.085 | 0.085 | 0.085 | 0.085 | 0.085 | 0.085 | 0 | 0 | 0 | 0 | 0 | 0 | 0 | 0 | 0 | 0 | 0 | 0 | 0 | 0 | 0 | 0 | 0 | 0 | 0 | 0 | 0 | 0 | 0 | 0 | 0 | 0 | 0 | 0 | 0 | 0 | 0 | 0 | 0 | 0 | 0 | 0 | 0 | 0 | 0 | 0 | 0 | 0 | 0 | 0 | 0 | 0 | 0 | 0 | 0 | 0 | 0 | 0 | 0 | 0 | 0 | 0 | 0 | 0 | 0 | 0 | 0 | 0 | 0 | 0 | 0 | 0 | 0 | 0 | 0 | 0 | 0 | 0 | 0 | 0 | 0 | 0 | 0 | 0 | 0 | 0 | 0 | 0 | 0 | 0 | 0 | 0 | 0 | 0 | 0 | 0 | 0 | 0 | 0 | 0 | 0 | 0 | 0 | 0 | 0 | 0 | 0 | 0 | 0 | 0 | 0 | 0 | 0 | 0 | 0 | 0 | 0 | 0 | 0 | 0 | 0 | 0 | 0 | 0 | 0 | 0 | 0 | 0 | 0 | 0 | 0 | 0 | 0 | 0 | 0 | 0 | 0 | 0 | 0 | 0 | 0 | 0 | 0 | 0 | 0 | 0 | 0 | 0 | 0 | 0 | 0 | 0 | 0 | 0 | 0 | 0 | 0 | 0 | 0 | 0 | 0 | 0 | 0 | 0 | 0 | 0 | 0 | 0 | 0 | 0 | 0 | 0 | 0 | 0 | 0 | 0 | 0 | 0 | 0 | 0 | 0 | 0 | 0 | 0 | 0 | 0 | 0 | 0 | 0 | 0 | 0 | 0 | 0 | 0 | 0 | 0 | 0 | 0 | 0 | 0.01209% | 0 | 0 | 0 | 0 | 0 | 0 | 0 | 0 | 0 | 0 | 0 | 0 | 0 | 0 | 0 | 0 | 0 | 0 | 0 | 0 | 0 | 0 | 0 | 0
| IND-Lighting-7P_V2 | M_Input | Council 7th Plan | 2020 | Retro | 2022 | 2045 | PSE | Industrial | Refinery | Electric | Per Region | NA | NA | Refinery Material Handling2 | Refinery Material Handling2 | 0 | 10 | 0 | 0 | I-SIC24-Proc-All-All-All-E | 0 | 0 | 0 | 0 | 0 | 0 | 0 | 0 | 0 | 0 | 0 | 0 | Comm Flat | Material Handling2 | Material Handling2 | SIC24 | 0.01335% | 100% | 0% | 1 | 1 | 100% | 10% | 85% | 6.8% | 0.2% | 0 | 0 | 0 | 0 | 0 | 0 | 0 | 0 | 0 |  | 0 | 0 | 0 | 01. ($9,999.000) to $0.028 | N/A | 0 | 01. ($9,999.00) to $0.22 | N/A | 0.085 | 0.085 | 0.085 | 0.085 | 0.085 | 0.085 | 0.085 | 0.085 | 0.085 | 0.085 | 0 | 0 | 0 | 0 | 0 | 0 | 0 | 0 | 0 | 0 | 0 | 0 | 0 | 0 | 0 | 0 | 0 | 0 | 0 | 0 | 0 | 0 | 0 | 0 | 0 | 0 | 0 | 0 | 0 | 0 | 0 | 0 | 0 | 0 | 0 | 0 | 0 | 0 | 0 | 0 | 0 | 0 | 0 | 0 | 0 | 0 | 0 | 0 | 0 | 0 | 0 | 0 | 0 | 0 | 0 | 0 | 0 | 0 | 0 | 0 | 0 | 0 | 0 | 0 | 0 | 0 | 0 | 0 | 0 | 0 | 0 | 0 | 0 | 0 | 0 | 0 | 0 | 0 | 0 | 0 | 0 | 0 | 0 | 0 | 0 | 0 | 0 | 0 | 0 | 0 | 0 | 0 | 0 | 0 | 0 | 0 | 0 | 0 | 0 | 0 | 0 | 0 | 0 | 0 | 0 | 0 | 0 | 0 | 0 | 0 | 0 | 0 | 0 | 0 | 0 | 0 | 0 | 0 | 0 | 0 | 0 | 0 | 0 | 0 | 0 | 0 | 0 | 0 | 0 | 0 | 0 | 0 | 0 | 0 | 0 | 0 | 0 | 0 | 0 | 0 | 0 | 0 | 0 | 0 | 0 | 0 | 0 | 0 | 0 | 0 | 0 | 0 | 0 | 0 | 0 | 0 | 0 | 0 | 0 | 0 | 0 | 0 | 0 | 0 | 0 | 0 | 0 | 0 | 0 | 0 | 0 | 0 | 0 | 0 | 0 | 0 | 0 | 0 | 0 | 0 | 0 | 0 | 0 | 0 | 0 | 0 | 0 | 0 | 0 | 0 | 0 | 0 | 0 | 0.01209% | 0 | 0 | 0 | 0 | 0 | 0 | 0 | 0 | 0 | 0 | 0 | 0 | 0 | 0 | 0 | 0 | 0 | 0 | 0 | 0 | 0 | 0 | 0 | 0
| IND-Lighting-7P_V2 | M_Input | Council 7th Plan | 2020 | Retro | 2022 | 2045 | PSE | Industrial | Refinery | Electric | Per Region | NA | NA | Refinery Material Handling VFD1 | Refinery Material Handling VFD1 | 0 | 10 | 0 | 0 | I-SIC24-Proc-All-All-All-E | 0 | 0 | 0 | 0 | 0 | 0 | 0 | 0 | 0 | 0 | 0 | 0 | Comm Flat | Material Handling VFD1 | Material Handling VFD1 | SIC24 | 0.01335% | 100% | 0% | 1 | 1 | 100% | 10% | 85% | 6.8% | 0.2% | 0 | 0 | 0 | 0 | 0 | 0 | 0 | 0 | 0 |  | 0 | 0 | 0 | 01. ($9,999.000) to $0.028 | N/A | 0 | 01. ($9,999.00) to $0.22 | N/A | 0.085 | 0.085 | 0.085 | 0.085 | 0.085 | 0.085 | 0.085 | 0.085 | 0.085 | 0.085 | 0 | 0 | 0 | 0 | 0 | 0 | 0 | 0 | 0 | 0 | 0 | 0 | 0 | 0 | 0 | 0 | 0 | 0 | 0 | 0 | 0 | 0 | 0 | 0 | 0 | 0 | 0 | 0 | 0 | 0 | 0 | 0 | 0 | 0 | 0 | 0 | 0 | 0 | 0 | 0 | 0 | 0 | 0 | 0 | 0 | 0 | 0 | 0 | 0 | 0 | 0 | 0 | 0 | 0 | 0 | 0 | 0 | 0 | 0 | 0 | 0 | 0 | 0 | 0 | 0 | 0 | 0 | 0 | 0 | 0 | 0 | 0 | 0 | 0 | 0 | 0 | 0 | 0 | 0 | 0 | 0 | 0 | 0 | 0 | 0 | 0 | 0 | 0 | 0 | 0 | 0 | 0 | 0 | 0 | 0 | 0 | 0 | 0 | 0 | 0 | 0 | 0 | 0 | 0 | 0 | 0 | 0 | 0 | 0 | 0 | 0 | 0 | 0 | 0 | 0 | 0 | 0 | 0 | 0 | 0 | 0 | 0 | 0 | 0 | 0 | 0 | 0 | 0 | 0 | 0 | 0 | 0 | 0 | 0 | 0 | 0 | 0 | 0 | 0 | 0 | 0 | 0 | 0 | 0 | 0 | 0 | 0 | 0 | 0 | 0 | 0 | 0 | 0 | 0 | 0 | 0 | 0 | 0 | 0 | 0 | 0 | 0 | 0 | 0 | 0 | 0 | 0 | 0 | 0 | 0 | 0 | 0 | 0 | 0 | 0 | 0 | 0 | 0 | 0 | 0 | 0 | 0 | 0 | 0 | 0 | 0 | 0 | 0 | 0 | 0 | 0 | 0 | 0 | 0.01209% | 0 | 0 | 0 | 0 | 0 | 0 | 0 | 0 | 0 | 0 | 0 | 0 | 0 | 0 | 0 | 0 | 0 | 0 | 0 | 0 | 0 | 0 | 0 | 0
| IND-Lighting-7P_V2 | M_Input | Council 7th Plan | 2020 | Retro | 2022 | 2045 | PSE | Industrial | Refinery | Electric | Per Region | NA | NA | Refinery Material Handling VFD2 | Refinery Material Handling VFD2 | 0 | 10 | 0 | 0 | I-SIC24-Proc-All-All-All-E | 0 | 0 | 0 | 0 | 0 | 0 | 0 | 0 | 0 | 0 | 0 | 0 | Comm Flat | Material Handling VFD2 | Material Handling VFD2 | SIC24 | 0.01335% | 100% | 0% | 1 | 1 | 100% | 10% | 85% | 6.8% | 0.2% | 0 | 0 | 0 | 0 | 0 | 0 | 0 | 0 | 0 |  | 0 | 0 | 0 | 01. ($9,999.000) to $0.028 | N/A | 0 | 01. ($9,999.00) to $0.22 | N/A | 0.085 | 0.085 | 0.085 | 0.085 | 0.085 | 0.085 | 0.085 | 0.085 | 0.085 | 0.085 | 0 | 0 | 0 | 0 | 0 | 0 | 0 | 0 | 0 | 0 | 0 | 0 | 0 | 0 | 0 | 0 | 0 | 0 | 0 | 0 | 0 | 0 | 0 | 0 | 0 | 0 | 0 | 0 | 0 | 0 | 0 | 0 | 0 | 0 | 0 | 0 | 0 | 0 | 0 | 0 | 0 | 0 | 0 | 0 | 0 | 0 | 0 | 0 | 0 | 0 | 0 | 0 | 0 | 0 | 0 | 0 | 0 | 0 | 0 | 0 | 0 | 0 | 0 | 0 | 0 | 0 | 0 | 0 | 0 | 0 | 0 | 0 | 0 | 0 | 0 | 0 | 0 | 0 | 0 | 0 | 0 | 0 | 0 | 0 | 0 | 0 | 0 | 0 | 0 | 0 | 0 | 0 | 0 | 0 | 0 | 0 | 0 | 0 | 0 | 0 | 0 | 0 | 0 | 0 | 0 | 0 | 0 | 0 | 0 | 0 | 0 | 0 | 0 | 0 | 0 | 0 | 0 | 0 | 0 | 0 | 0 | 0 | 0 | 0 | 0 | 0 | 0 | 0 | 0 | 0 | 0 | 0 | 0 | 0 | 0 | 0 | 0 | 0 | 0 | 0 | 0 | 0 | 0 | 0 | 0 | 0 | 0 | 0 | 0 | 0 | 0 | 0 | 0 | 0 | 0 | 0 | 0 | 0 | 0 | 0 | 0 | 0 | 0 | 0 | 0 | 0 | 0 | 0 | 0 | 0 | 0 | 0 | 0 | 0 | 0 | 0 | 0 | 0 | 0 | 0 | 0 | 0 | 0 | 0 | 0 | 0 | 0 | 0 | 0 | 0 | 0 | 0 | 0 | 0.01209% | 0 | 0 | 0 | 0 | 0 | 0 | 0 | 0 | 0 | 0 | 0 | 0 | 0 | 0 | 0 | 0 | 0 | 0 | 0 | 0 | 0 | 0 | 0 | 0
| IND-Lighting-7P_V2 | M_Input | Council 7th Plan | 2020 | Retro | 2022 | 2045 | PSE | Industrial | Refinery | Electric | Per Region | NA | NA | Refinery Wood: Replace Pneumatic Conveyor | Refinery Wood: Replace Pneumatic Conveyor | 0 | 10 | 0 | 0 | I-SIC24-Proc-All-All-All-E | 0 | 0 | 0 | 0 | 0 | 0 | 0 | 0 | 0 | 0 | 0 | 0 | Comm Flat | Wood: Replace Pneumatic Conveyor | Wood: Replace Pneumatic Conveyor | SIC24 | 0.01335% | 100% | 0% | 1 | 1 | 100% | 10% | 85% | 6.8% | 0.2% | 0 | 0 | 0 | 0 | 0 | 0 | 0 | 0 | 0 |  | 0 | 0 | 0 | 01. ($9,999.000) to $0.028 | N/A | 0 | 01. ($9,999.00) to $0.22 | N/A | 0.085 | 0.085 | 0.085 | 0.085 | 0.085 | 0.085 | 0.085 | 0.085 | 0.085 | 0.085 | 0 | 0 | 0 | 0 | 0 | 0 | 0 | 0 | 0 | 0 | 0 | 0 | 0 | 0 | 0 | 0 | 0 | 0 | 0 | 0 | 0 | 0 | 0 | 0 | 0 | 0 | 0 | 0 | 0 | 0 | 0 | 0 | 0 | 0 | 0 | 0 | 0 | 0 | 0 | 0 | 0 | 0 | 0 | 0 | 0 | 0 | 0 | 0 | 0 | 0 | 0 | 0 | 0 | 0 | 0 | 0 | 0 | 0 | 0 | 0 | 0 | 0 | 0 | 0 | 0 | 0 | 0 | 0 | 0 | 0 | 0 | 0 | 0 | 0 | 0 | 0 | 0 | 0 | 0 | 0 | 0 | 0 | 0 | 0 | 0 | 0 | 0 | 0 | 0 | 0 | 0 | 0 | 0 | 0 | 0 | 0 | 0 | 0 | 0 | 0 | 0 | 0 | 0 | 0 | 0 | 0 | 0 | 0 | 0 | 0 | 0 | 0 | 0 | 0 | 0 | 0 | 0 | 0 | 0 | 0 | 0 | 0 | 0 | 0 | 0 | 0 | 0 | 0 | 0 | 0 | 0 | 0 | 0 | 0 | 0 | 0 | 0 | 0 | 0 | 0 | 0 | 0 | 0 | 0 | 0 | 0 | 0 | 0 | 0 | 0 | 0 | 0 | 0 | 0 | 0 | 0 | 0 | 0 | 0 | 0 | 0 | 0 | 0 | 0 | 0 | 0 | 0 | 0 | 0 | 0 | 0 | 0 | 0 | 0 | 0 | 0 | 0 | 0 | 0 | 0 | 0 | 0 | 0 | 0 | 0 | 0 | 0 | 0 | 0 | 0 | 0 | 0 | 0 | 0.01209% | 0 | 0 | 0 | 0 | 0 | 0 | 0 | 0 | 0 | 0 | 0 | 0 | 0 | 0 | 0 | 0 | 0 | 0 | 0 | 0 | 0 | 0 | 0 | 0
| IND-Lighting-7P_V2 | M_Input | Council 7th Plan | 2020 | Retro | 2022 | 2045 | PSE | Industrial | Refinery | Electric | Per Region | NA | NA | Refinery Panel: Hydraulic Press | Refinery Panel: Hydraulic Press | 0 | 10 | 0 | 0 | I-SIC24-Proc-All-All-All-E | 0 | 0 | 0 | 0 | 0 | 0 | 0 | 0 | 0 | 0 | 0 | 0 | Comm Flat | Panel: Hydraulic Press | Panel: Hydraulic Press | SIC24 | 0.01335% | 100% | 0% | 1 | 1 | 100% | 10% | 85% | 6.8% | 0.2% | 0 | 0 | 0 | 0 | 0 | 0 | 0 | 0 | 0 |  | 0 | 0 | 0 | 01. ($9,999.000) to $0.028 | N/A | 0 | 01. ($9,999.00) to $0.22 | N/A | 0.085 | 0.085 | 0.085 | 0.085 | 0.085 | 0.085 | 0.085 | 0.085 | 0.085 | 0.085 | 0 | 0 | 0 | 0 | 0 | 0 | 0 | 0 | 0 | 0 | 0 | 0 | 0 | 0 | 0 | 0 | 0 | 0 | 0 | 0 | 0 | 0 | 0 | 0 | 0 | 0 | 0 | 0 | 0 | 0 | 0 | 0 | 0 | 0 | 0 | 0 | 0 | 0 | 0 | 0 | 0 | 0 | 0 | 0 | 0 | 0 | 0 | 0 | 0 | 0 | 0 | 0 | 0 | 0 | 0 | 0 | 0 | 0 | 0 | 0 | 0 | 0 | 0 | 0 | 0 | 0 | 0 | 0 | 0 | 0 | 0 | 0 | 0 | 0 | 0 | 0 | 0 | 0 | 0 | 0 | 0 | 0 | 0 | 0 | 0 | 0 | 0 | 0 | 0 | 0 | 0 | 0 | 0 | 0 | 0 | 0 | 0 | 0 | 0 | 0 | 0 | 0 | 0 | 0 | 0 | 0 | 0 | 0 | 0 | 0 | 0 | 0 | 0 | 0 | 0 | 0 | 0 | 0 | 0 | 0 | 0 | 0 | 0 | 0 | 0 | 0 | 0 | 0 | 0 | 0 | 0 | 0 | 0 | 0 | 0 | 0 | 0 | 0 | 0 | 0 | 0 | 0 | 0 | 0 | 0 | 0 | 0 | 0 | 0 | 0 | 0 | 0 | 0 | 0 | 0 | 0 | 0 | 0 | 0 | 0 | 0 | 0 | 0 | 0 | 0 | 0 | 0 | 0 | 0 | 0 | 0 | 0 | 0 | 0 | 0 | 0 | 0 | 0 | 0 | 0 | 0 | 0 | 0 | 0 | 0 | 0 | 0 | 0 | 0 | 0 | 0 | 0 | 0 | 0.01209% | 0 | 0 | 0 | 0 | 0 | 0 | 0 | 0 | 0 | 0 | 0 | 0 | 0 | 0 | 0 | 0 | 0 | 0 | 0 | 0 | 0 | 0 | 0 | 0
| IND-Lighting-7P_V2 | M_Input | Council 7th Plan | 2020 | Retro | 2022 | 2045 | PSE | Industrial | Refinery | Electric | Per Region | NA | NA | Refinery Cold Storage Retrofit | Refinery Cold Storage Retrofit | 0 | 10 | 0 | 0 | C-War-Ref-All-All-All-C | 0 | 0 | 0 | 0 | 0 | 0 | 0 | 0 | 0 | 0 | 0 | 0 | Comm Flat | Cold Storage Retrofit | Cold Storage Retrofit | RefrigWarehouseGroc | 0.01247% | 100% | 0% | 1 | 1 | 100% | 10% | 85% | 6.8% | 0.2% | 0 | 0 | 0 | 0 | 0 | 0 | 0 | 0 | 0 |  | 0 | 0 | 0 | 01. ($9,999.000) to $0.028 | N/A | 0 | 01. ($9,999.00) to $0.22 | N/A | 0.085 | 0.085 | 0.085 | 0.085 | 0.085 | 0.085 | 0.085 | 0.085 | 0.085 | 0.085 | 0 | 0 | 0 | 0 | 0 | 0 | 0 | 0 | 0 | 0 | 0 | 0 | 0 | 0 | 0 | 0 | 0 | 0 | 0 | 0 | 0 | 0 | 0 | 0 | 0 | 0 | 0 | 0 | 0 | 0 | 0 | 0 | 0 | 0 | 0 | 0 | 0 | 0 | 0 | 0 | 0 | 0 | 0 | 0 | 0 | 0 | 0 | 0 | 0 | 0 | 0 | 0 | 0 | 0 | 0 | 0 | 0 | 0 | 0 | 0 | 0 | 0 | 0 | 0 | 0 | 0 | 0 | 0 | 0 | 0 | 0 | 0 | 0 | 0 | 0 | 0 | 0 | 0 | 0 | 0 | 0 | 0 | 0 | 0 | 0 | 0 | 0 | 0 | 0 | 0 | 0 | 0 | 0 | 0 | 0 | 0 | 0 | 0 | 0 | 0 | 0 | 0 | 0 | 0 | 0 | 0 | 0 | 0 | 0 | 0 | 0 | 0 | 0 | 0 | 0 | 0 | 0 | 0 | 0 | 0 | 0 | 0 | 0 | 0 | 0 | 0 | 0 | 0 | 0 | 0 | 0 | 0 | 0 | 0 | 0 | 0 | 0 | 0 | 0 | 0 | 0 | 0 | 0 | 0 | 0 | 0 | 0 | 0 | 0 | 0 | 0 | 0 | 0 | 0 | 0 | 0 | 0 | 0 | 0 | 0 | 0 | 0 | 0 | 0 | 0 | 0 | 0 | 0 | 0 | 0 | 0 | 0 | 0 | 0 | 0 | 0 | 0 | 0 | 0 | 0 | 0 | 0 | 0 | 0 | 0 | 0 | 0 | 0 | 0 | 0 | 0 | 0 | 0 | 0.01116% | 0 | 0 | 0 | 0 | 0 | 0 | 0 | 0 | 0 | 0 | 0 | 0 | 0 | 0 | 0 | 0 | 0 | 0 | 0 | 0 | 0 | 0 | 0 | 0
| IND-Lighting-7P_V2 | M_Input | Council 7th Plan | 2020 | Retro | 2022 | 2045 | PSE | Industrial | Refinery | Electric | Per Region | NA | NA | Refinery Cold Storage Tuneup | Refinery Cold Storage Tuneup | 0 | 3 | 0 | 0 | C-War-Ref-All-All-All-C | 0 | 0 | 0 | 0 | 0 | 0 | 0 | 0 | 0 | 0 | 0 | 0 | Comm Flat | Cold Storage Tuneup | Cold Storage Tuneup | RefrigWarehouseGroc | 0.01247% | 100% | 0% | 1 | 1 | 100% | 33.33% | 85% | 6.8% | 0.2% | 0 | 0 | 0 | 0 | 0 | 0 | 0 | 0 | 0 |  | 0 | 0 | 0 | 01. ($9,999.000) to $0.028 | N/A | 0 | 01. ($9,999.00) to $0.22 | N/A | 0.085 | 0.085 | 0.085 | 0.085 | 0.085 | 0.085 | 0.085 | 0.085 | 0.085 | 0.085 | 0 | 0 | 0 | 0 | 0 | 0 | 0 | 0 | 0 | 0 | 0 | 0 | 0 | 0 | 0 | 0 | 0 | 0 | 0 | 0 | 0 | 0 | 0 | 0 | 0 | 0 | 0 | 0 | 0 | 0 | 0 | 0 | 0 | 0 | 0 | 0 | 0 | 0 | 0 | 0 | 0 | 0 | 0 | 0 | 0 | 0 | 0 | 0 | 0 | 0 | 0 | 0 | 0 | 0 | 0 | 0 | 0 | 0 | 0 | 0 | 0 | 0 | 0 | 0 | 0 | 0 | 0 | 0 | 0 | 0 | 0 | 0 | 0 | 0 | 0 | 0 | 0 | 0 | 0 | 0 | 0 | 0 | 0 | 0 | 0 | 0 | 0 | 0 | 0 | 0 | 0 | 0 | 0 | 0 | 0 | 0 | 0 | 0 | 0 | 0 | 0 | 0 | 0 | 0 | 0 | 0 | 0 | 0 | 0 | 0 | 0 | 0 | 0 | 0 | 0 | 0 | 0 | 0 | 0 | 0 | 0 | 0 | 0 | 0 | 0 | 0 | 0 | 0 | 0 | 0 | 0 | 0 | 0 | 0 | 0 | 0 | 0 | 0 | 0 | 0 | 0 | 0 | 0 | 0 | 0 | 0 | 0 | 0 | 0 | 0 | 0 | 0 | 0 | 0 | 0 | 0 | 0 | 0 | 0 | 0 | 0 | 0 | 0 | 0 | 0 | 0 | 0 | 0 | 0 | 0 | 0 | 0 | 0 | 0 | 0 | 0 | 0 | 0 | 0 | 0 | 0 | 0 | 0 | 0 | 0 | 0 | 0 | 0 | 0 | 0 | 0 | 0 | 0 | 0.01116% | 0 | 0 | 0 | 0 | 0 | 0 | 0 | 0 | 0 | 0 | 0 | 0 | 0 | 0 | 0 | 0 | 0 | 0 | 0 | 0 | 0 | 0 | 0 | 0
| IND-Lighting-7P_V2 | M_Input | Council 7th Plan | 2020 | Retro | 2022 | 2045 | PSE | Industrial | Refinery | Electric | Per Region | NA | NA | Refinery Fruit Storage Refer Retrofit | Refinery Fruit Storage Refer Retrofit | 0 | 10 | 0 | 0 | C-War-Ref-All-All-All-C | 0 | 0 | 0 | 0 | 0 | 0 | 0 | 0 | 0 | 0 | 0 | 0 | Comm Flat | Fruit Storage Refer Retrofit | Fruit Storage Refer Retrofit | IndShift3 | 0.01266% | 100% | 0% | 1 | 1 | 100% | 10% | 85% | 6.8% | 0.2% | 0 | 0 | 0 | 0 | 0 | 0 | 0 | 0 | 0 |  | 0 | 0 | 0 | 01. ($9,999.000) to $0.028 | N/A | 0 | 01. ($9,999.00) to $0.22 | N/A | 0.085 | 0.085 | 0.085 | 0.085 | 0.085 | 0.085 | 0.085 | 0.085 | 0.085 | 0.085 | 0 | 0 | 0 | 0 | 0 | 0 | 0 | 0 | 0 | 0 | 0 | 0 | 0 | 0 | 0 | 0 | 0 | 0 | 0 | 0 | 0 | 0 | 0 | 0 | 0 | 0 | 0 | 0 | 0 | 0 | 0 | 0 | 0 | 0 | 0 | 0 | 0 | 0 | 0 | 0 | 0 | 0 | 0 | 0 | 0 | 0 | 0 | 0 | 0 | 0 | 0 | 0 | 0 | 0 | 0 | 0 | 0 | 0 | 0 | 0 | 0 | 0 | 0 | 0 | 0 | 0 | 0 | 0 | 0 | 0 | 0 | 0 | 0 | 0 | 0 | 0 | 0 | 0 | 0 | 0 | 0 | 0 | 0 | 0 | 0 | 0 | 0 | 0 | 0 | 0 | 0 | 0 | 0 | 0 | 0 | 0 | 0 | 0 | 0 | 0 | 0 | 0 | 0 | 0 | 0 | 0 | 0 | 0 | 0 | 0 | 0 | 0 | 0 | 0 | 0 | 0 | 0 | 0 | 0 | 0 | 0 | 0 | 0 | 0 | 0 | 0 | 0 | 0 | 0 | 0 | 0 | 0 | 0 | 0 | 0 | 0 | 0 | 0 | 0 | 0 | 0 | 0 | 0 | 0 | 0 | 0 | 0 | 0 | 0 | 0 | 0 | 0 | 0 | 0 | 0 | 0 | 0 | 0 | 0 | 0 | 0 | 0 | 0 | 0 | 0 | 0 | 0 | 0 | 0 | 0 | 0 | 0 | 0 | 0 | 0 | 0 | 0 | 0 | 0 | 0 | 0 | 0 | 0 | 0 | 0 | 0 | 0 | 0 | 0 | 0 | 0 | 0 | 0 | 0.01296% | 0 | 0 | 0 | 0 | 0 | 0 | 0 | 0 | 0 | 0 | 0 | 0 | 0 | 0 | 0 | 0 | 0 | 0 | 0 | 0 | 0 | 0 | 0 | 0
| IND-Lighting-7P_V2 | M_Input | Council 7th Plan | 2020 | Retro | 2022 | 2045 | PSE | Industrial | Refinery | Electric | Per Region | NA | NA | Refinery CA Retrofit -- CO2 Scrub | Refinery CA Retrofit -- CO2 Scrub | 0 | 10 | 0 | 0 | I-All-Other-Shift3-All-All-S | 0 | 0 | 0 | 0 | 0 | 0 | 0 | 0 | 0 | 0 | 0 | 0 | Comm Flat | CA Retrofit -- CO2 Scrub | CA Retrofit -- CO2 Scrub | IndShift3 | 0.01266% | 100% | 0% | 1 | 1 | 100% | 10% | 85% | 6.8% | 0.2% | 0 | 0 | 0 | 0 | 0 | 0 | 0 | 0 | 0 |  | 0 | 0 | 0 | 01. ($9,999.000) to $0.028 | N/A | 0 | 01. ($9,999.00) to $0.22 | N/A | 0.085 | 0.085 | 0.085 | 0.085 | 0.085 | 0.085 | 0.085 | 0.085 | 0.085 | 0.085 | 0 | 0 | 0 | 0 | 0 | 0 | 0 | 0 | 0 | 0 | 0 | 0 | 0 | 0 | 0 | 0 | 0 | 0 | 0 | 0 | 0 | 0 | 0 | 0 | 0 | 0 | 0 | 0 | 0 | 0 | 0 | 0 | 0 | 0 | 0 | 0 | 0 | 0 | 0 | 0 | 0 | 0 | 0 | 0 | 0 | 0 | 0 | 0 | 0 | 0 | 0 | 0 | 0 | 0 | 0 | 0 | 0 | 0 | 0 | 0 | 0 | 0 | 0 | 0 | 0 | 0 | 0 | 0 | 0 | 0 | 0 | 0 | 0 | 0 | 0 | 0 | 0 | 0 | 0 | 0 | 0 | 0 | 0 | 0 | 0 | 0 | 0 | 0 | 0 | 0 | 0 | 0 | 0 | 0 | 0 | 0 | 0 | 0 | 0 | 0 | 0 | 0 | 0 | 0 | 0 | 0 | 0 | 0 | 0 | 0 | 0 | 0 | 0 | 0 | 0 | 0 | 0 | 0 | 0 | 0 | 0 | 0 | 0 | 0 | 0 | 0 | 0 | 0 | 0 | 0 | 0 | 0 | 0 | 0 | 0 | 0 | 0 | 0 | 0 | 0 | 0 | 0 | 0 | 0 | 0 | 0 | 0 | 0 | 0 | 0 | 0 | 0 | 0 | 0 | 0 | 0 | 0 | 0 | 0 | 0 | 0 | 0 | 0 | 0 | 0 | 0 | 0 | 0 | 0 | 0 | 0 | 0 | 0 | 0 | 0 | 0 | 0 | 0 | 0 | 0 | 0 | 0 | 0 | 0 | 0 | 0 | 0 | 0 | 0 | 0 | 0 | 0 | 0 | 0.01296% | 0 | 0 | 0 | 0 | 0 | 0 | 0 | 0 | 0 | 0 | 0 | 0 | 0 | 0 | 0 | 0 | 0 | 0 | 0 | 0 | 0 | 0 | 0 | 0
| IND-Lighting-7P_V2 | M_Input | Council 7th Plan | 2020 | Retro | 2022 | 2045 | PSE | Industrial | Refinery | Electric | Per Region | NA | NA | Refinery CA Retrofit -- Membrane | Refinery CA Retrofit -- Membrane | 0 | 10 | 0 | 0 | I-All-Other-Shift3-All-All-S | 0 | 0 | 0 | 0 | 0 | 0 | 0 | 0 | 0 | 0 | 0 | 0 | Comm Flat | CA Retrofit -- Membrane | CA Retrofit -- Membrane | IndShift3 | 0.01266% | 100% | 0% | 1 | 1 | 100% | 10% | 85% | 6.8% | 0.2% | 0 | 0 | 0 | 0 | 0 | 0 | 0 | 0 | 0 |  | 0 | 0 | 0 | 01. ($9,999.000) to $0.028 | N/A | 0 | 01. ($9,999.00) to $0.22 | N/A | 0.085 | 0.085 | 0.085 | 0.085 | 0.085 | 0.085 | 0.085 | 0.085 | 0.085 | 0.085 | 0 | 0 | 0 | 0 | 0 | 0 | 0 | 0 | 0 | 0 | 0 | 0 | 0 | 0 | 0 | 0 | 0 | 0 | 0 | 0 | 0 | 0 | 0 | 0 | 0 | 0 | 0 | 0 | 0 | 0 | 0 | 0 | 0 | 0 | 0 | 0 | 0 | 0 | 0 | 0 | 0 | 0 | 0 | 0 | 0 | 0 | 0 | 0 | 0 | 0 | 0 | 0 | 0 | 0 | 0 | 0 | 0 | 0 | 0 | 0 | 0 | 0 | 0 | 0 | 0 | 0 | 0 | 0 | 0 | 0 | 0 | 0 | 0 | 0 | 0 | 0 | 0 | 0 | 0 | 0 | 0 | 0 | 0 | 0 | 0 | 0 | 0 | 0 | 0 | 0 | 0 | 0 | 0 | 0 | 0 | 0 | 0 | 0 | 0 | 0 | 0 | 0 | 0 | 0 | 0 | 0 | 0 | 0 | 0 | 0 | 0 | 0 | 0 | 0 | 0 | 0 | 0 | 0 | 0 | 0 | 0 | 0 | 0 | 0 | 0 | 0 | 0 | 0 | 0 | 0 | 0 | 0 | 0 | 0 | 0 | 0 | 0 | 0 | 0 | 0 | 0 | 0 | 0 | 0 | 0 | 0 | 0 | 0 | 0 | 0 | 0 | 0 | 0 | 0 | 0 | 0 | 0 | 0 | 0 | 0 | 0 | 0 | 0 | 0 | 0 | 0 | 0 | 0 | 0 | 0 | 0 | 0 | 0 | 0 | 0 | 0 | 0 | 0 | 0 | 0 | 0 | 0 | 0 | 0 | 0 | 0 | 0 | 0 | 0 | 0 | 0 | 0 | 0 | 0.01296% | 0 | 0 | 0 | 0 | 0 | 0 | 0 | 0 | 0 | 0 | 0 | 0 | 0 | 0 | 0 | 0 | 0 | 0 | 0 | 0 | 0 | 0 | 0 | 0
| IND-Lighting-7P_V2 | M_Input | Council 7th Plan | 2020 | Retro | 2022 | 2045 | PSE | Industrial | Refinery | Electric | Per Region | NA | NA | Refinery Fruit Storage Tuneup | Refinery Fruit Storage Tuneup | 0 | 3 | 0 | 0 | C-War-Ref-All-All-All-C | 0 | 0 | 0 | 0 | 0 | 0 | 0 | 0 | 0 | 0 | 0 | 0 | Comm Flat | Fruit Storage Tuneup | Fruit Storage Tuneup | IndShift3 | 0.01266% | 100% | 0% | 1 | 1 | 100% | 33.33% | 85% | 6.8% | 0.2% | 0 | 0 | 0 | 0 | 0 | 0 | 0 | 0 | 0 |  | 0 | 0 | 0 | 01. ($9,999.000) to $0.028 | N/A | 0 | 01. ($9,999.00) to $0.22 | N/A | 0.085 | 0.085 | 0.085 | 0.085 | 0.085 | 0.085 | 0.085 | 0.085 | 0.085 | 0.085 | 0 | 0 | 0 | 0 | 0 | 0 | 0 | 0 | 0 | 0 | 0 | 0 | 0 | 0 | 0 | 0 | 0 | 0 | 0 | 0 | 0 | 0 | 0 | 0 | 0 | 0 | 0 | 0 | 0 | 0 | 0 | 0 | 0 | 0 | 0 | 0 | 0 | 0 | 0 | 0 | 0 | 0 | 0 | 0 | 0 | 0 | 0 | 0 | 0 | 0 | 0 | 0 | 0 | 0 | 0 | 0 | 0 | 0 | 0 | 0 | 0 | 0 | 0 | 0 | 0 | 0 | 0 | 0 | 0 | 0 | 0 | 0 | 0 | 0 | 0 | 0 | 0 | 0 | 0 | 0 | 0 | 0 | 0 | 0 | 0 | 0 | 0 | 0 | 0 | 0 | 0 | 0 | 0 | 0 | 0 | 0 | 0 | 0 | 0 | 0 | 0 | 0 | 0 | 0 | 0 | 0 | 0 | 0 | 0 | 0 | 0 | 0 | 0 | 0 | 0 | 0 | 0 | 0 | 0 | 0 | 0 | 0 | 0 | 0 | 0 | 0 | 0 | 0 | 0 | 0 | 0 | 0 | 0 | 0 | 0 | 0 | 0 | 0 | 0 | 0 | 0 | 0 | 0 | 0 | 0 | 0 | 0 | 0 | 0 | 0 | 0 | 0 | 0 | 0 | 0 | 0 | 0 | 0 | 0 | 0 | 0 | 0 | 0 | 0 | 0 | 0 | 0 | 0 | 0 | 0 | 0 | 0 | 0 | 0 | 0 | 0 | 0 | 0 | 0 | 0 | 0 | 0 | 0 | 0 | 0 | 0 | 0 | 0 | 0 | 0 | 0 | 0 | 0 | 0.01296% | 0 | 0 | 0 | 0 | 0 | 0 | 0 | 0 | 0 | 0 | 0 | 0 | 0 | 0 | 0 | 0 | 0 | 0 | 0 | 0 | 0 | 0 | 0 | 0
| IND-Lighting-7P_V2 | M_Input | Council 7th Plan | 2020 | Retro | 2022 | 2045 | PSE | Industrial | Refinery | Electric | Per Region | NA | NA | Refinery Groc Dist Retrofit | Refinery Groc Dist Retrofit | 0 | 10 | 0 | 0 | C-War-Ref-All-All-All-C | 0 | 0 | 0 | 0 | 0 | 0 | 0 | 0 | 0 | 0 | 0 | 0 | Comm Flat | Groc Dist Retrofit | Groc Dist Retrofit | IndShift3 | 0.01266% | 100% | 0% | 1 | 1 | 100% | 10% | 85% | 6.8% | 0.2% | 0 | 0 | 0 | 0 | 0 | 0 | 0 | 0 | 0 |  | 0 | 0 | 0 | 01. ($9,999.000) to $0.028 | N/A | 0 | 01. ($9,999.00) to $0.22 | N/A | 0.085 | 0.085 | 0.085 | 0.085 | 0.085 | 0.085 | 0.085 | 0.085 | 0.085 | 0.085 | 0 | 0 | 0 | 0 | 0 | 0 | 0 | 0 | 0 | 0 | 0 | 0 | 0 | 0 | 0 | 0 | 0 | 0 | 0 | 0 | 0 | 0 | 0 | 0 | 0 | 0 | 0 | 0 | 0 | 0 | 0 | 0 | 0 | 0 | 0 | 0 | 0 | 0 | 0 | 0 | 0 | 0 | 0 | 0 | 0 | 0 | 0 | 0 | 0 | 0 | 0 | 0 | 0 | 0 | 0 | 0 | 0 | 0 | 0 | 0 | 0 | 0 | 0 | 0 | 0 | 0 | 0 | 0 | 0 | 0 | 0 | 0 | 0 | 0 | 0 | 0 | 0 | 0 | 0 | 0 | 0 | 0 | 0 | 0 | 0 | 0 | 0 | 0 | 0 | 0 | 0 | 0 | 0 | 0 | 0 | 0 | 0 | 0 | 0 | 0 | 0 | 0 | 0 | 0 | 0 | 0 | 0 | 0 | 0 | 0 | 0 | 0 | 0 | 0 | 0 | 0 | 0 | 0 | 0 | 0 | 0 | 0 | 0 | 0 | 0 | 0 | 0 | 0 | 0 | 0 | 0 | 0 | 0 | 0 | 0 | 0 | 0 | 0 | 0 | 0 | 0 | 0 | 0 | 0 | 0 | 0 | 0 | 0 | 0 | 0 | 0 | 0 | 0 | 0 | 0 | 0 | 0 | 0 | 0 | 0 | 0 | 0 | 0 | 0 | 0 | 0 | 0 | 0 | 0 | 0 | 0 | 0 | 0 | 0 | 0 | 0 | 0 | 0 | 0 | 0 | 0 | 0 | 0 | 0 | 0 | 0 | 0 | 0 | 0 | 0 | 0 | 0 | 0 | 0.01296% | 0 | 0 | 0 | 0 | 0 | 0 | 0 | 0 | 0 | 0 | 0 | 0 | 0 | 0 | 0 | 0 | 0 | 0 | 0 | 0 | 0 | 0 | 0 | 0
| IND-Lighting-7P_V2 | M_Input | Council 7th Plan | 2020 | Retro | 2022 | 2045 | PSE | Industrial | Refinery | Electric | Per Region | NA | NA | Refinery Groc Dist Tuneup | Refinery Groc Dist Tuneup | 0 | 3 | 0 | 0 | C-War-Ref-All-All-All-C | 0 | 0 | 0 | 0 | 0 | 0 | 0 | 0 | 0 | 0 | 0 | 0 | Comm Flat | Groc Dist Tuneup | Groc Dist Tuneup | IndShift3 | 0.01266% | 100% | 0% | 1 | 1 | 100% | 33.33% | 85% | 6.8% | 0.2% | 0 | 0 | 0 | 0 | 0 | 0 | 0 | 0 | 0 |  | 0 | 0 | 0 | 01. ($9,999.000) to $0.028 | N/A | 0 | 01. ($9,999.00) to $0.22 | N/A | 0.085 | 0.085 | 0.085 | 0.085 | 0.085 | 0.085 | 0.085 | 0.085 | 0.085 | 0.085 | 0 | 0 | 0 | 0 | 0 | 0 | 0 | 0 | 0 | 0 | 0 | 0 | 0 | 0 | 0 | 0 | 0 | 0 | 0 | 0 | 0 | 0 | 0 | 0 | 0 | 0 | 0 | 0 | 0 | 0 | 0 | 0 | 0 | 0 | 0 | 0 | 0 | 0 | 0 | 0 | 0 | 0 | 0 | 0 | 0 | 0 | 0 | 0 | 0 | 0 | 0 | 0 | 0 | 0 | 0 | 0 | 0 | 0 | 0 | 0 | 0 | 0 | 0 | 0 | 0 | 0 | 0 | 0 | 0 | 0 | 0 | 0 | 0 | 0 | 0 | 0 | 0 | 0 | 0 | 0 | 0 | 0 | 0 | 0 | 0 | 0 | 0 | 0 | 0 | 0 | 0 | 0 | 0 | 0 | 0 | 0 | 0 | 0 | 0 | 0 | 0 | 0 | 0 | 0 | 0 | 0 | 0 | 0 | 0 | 0 | 0 | 0 | 0 | 0 | 0 | 0 | 0 | 0 | 0 | 0 | 0 | 0 | 0 | 0 | 0 | 0 | 0 | 0 | 0 | 0 | 0 | 0 | 0 | 0 | 0 | 0 | 0 | 0 | 0 | 0 | 0 | 0 | 0 | 0 | 0 | 0 | 0 | 0 | 0 | 0 | 0 | 0 | 0 | 0 | 0 | 0 | 0 | 0 | 0 | 0 | 0 | 0 | 0 | 0 | 0 | 0 | 0 | 0 | 0 | 0 | 0 | 0 | 0 | 0 | 0 | 0 | 0 | 0 | 0 | 0 | 0 | 0 | 0 | 0 | 0 | 0 | 0 | 0 | 0 | 0 | 0 | 0 | 0 | 0.01296% | 0 | 0 | 0 | 0 | 0 | 0 | 0 | 0 | 0 | 0 | 0 | 0 | 0 | 0 | 0 | 0 | 0 | 0 | 0 | 0 | 0 | 0 | 0 | 0
| IND-Lighting-7P_V2 | M_Input | Council 7th Plan | 2020 | Retro | 2022 | 2045 | PSE | Industrial | Refinery | Electric | Per Region | NA | NA | Refinery Plant Energy Management | Refinery Plant Energy Management | 75257.4334 | 10 | 2240.0343 | 2697.5777 | I-All-Other-Shift3-All-All-S | 0 | 0 | 0 | 0 | 0 | 0 | 0 | 0 | 0 | 0 | 0 | 0 | Comm Flat | Plant Energy Management | Plant Energy Management | IndShift3 | 0.01266% | 100% | 0% | 1 | 1 | 100% | 10% | 85% | 6.8% | 0.2% | 35184.4363 | 1402.4509 | 3658.6887 | 3708.3105 | 0 | 0 | 0 | 30585.4064 | 0 |  | 0.034815 | 0 | 0.034815 | 02. $0.028 to $0.055 | N/A | 0 | 01. ($9,999.00) to $0.22 | N/A | 0.085 | 0.085 | 0.085 | 0.085 | 0.085 | 0.085 | 0.085 | 0.085 | 0.085 | 0.085 | 0 | 0 | 0 | 0 | 0 | 0 | 0 | 0 | 0 | 0 | 0 | 0 | 0 | 0 | 6396.8818 | 6512.1773 | 6529.543 | 6458.3408 | 6418.4247 | 6389.4878 | 6391.9105 | 6347.7184 | 6339.362 | 6323.2332 | 0 | 0 | 0 | 0 | 0 | 0 | 0 | 0 | 0 | 0 | 0 | 0 | 0 | 0 | 64107.0796 | 6396.8818 | 12909.0592 | 19438.6021 | 25896.943 | 32315.3677 | 38704.8554 | 45096.7659 | 51444.4844 | 57783.8464 | 64107.0796 | 64107.0796 | 64107.0796 | 64107.0796 | 64107.0796 | 64107.0796 | 64107.0796 | 64107.0796 | 64107.0796 | 64107.0796 | 64107.0796 | 64107.0796 | 64107.0796 | 64107.0796 | 64107.0796 | 0 | 0 | 0 | 0 | 0 | 0 | 0 | 0 | 0 | 0 | 0 | 0 | 0 | 0 | 0 | 0 | 0 | 0 | 0 | 0 | 0 | 0 | 0 | 0 | 0 | 0 | 0 | 0 | 0 | 0 | 0 | 0 | 0 | 0 | 0 | 0 | 0 | 0 | 0 | 0 | 0 | 0 | 0 | 0 | 0 | 0 | 0 | 0 | 0 | 0 | 0 | 0 | 0 | 0 | 0 | 0 | 0 | 0 | 0 | 0 | 0 | 0.80982 | 1.6342 | 2.4609 | 3.2785 | 4.091 | 4.8999 | 5.7091 | 6.5127 | 7.3152 | 8.1157 | 8.1157 | 8.1157 | 8.1157 | 8.1157 | 8.1157 | 8.1157 | 8.1157 | 8.1157 | 8.1157 | 8.1157 | 8.1157 | 8.1157 | 8.1157 | 8.1157 | 2599.7595 | 2646.6168 | 2653.6744 | 2624.7371 | 2608.5148 | 2596.7545 | 2597.7391 | 2579.779 | 2576.3829 | 2569.828 | 0 | 0 | 0 | 0 | 0 | 0 | 0 | 0 | 0 | 0 | 0 | 0 | 0 | 0 | 26053.7862 | 0 | 0 | 0 | 0 | 0 | 0 | 0 | 0 | 0 | 0 | 0 | 0 | 0 | 0 | 0 | 0 | 0 | 0 | 0 | 0 | 0.01296% | 0.82886 | 1.6727 | 2.5187 | 3.3555 | 4.1872 | 5.0151 | 5.8433 | 6.6658 | 7.4872 | 8.3065 | 8.3065 | 8.3065 | 8.3065 | 8.3065 | 8.3065 | 8.3065 | 8.3065 | 8.3065 | 8.3065 | 8.3065 | 8.3065 | 8.3065 | 8.3065 | 8.3065
| IND-Lighting-7P_V2 | M_Input | Council 7th Plan | 2020 | Retro | 2022 | 2045 | PSE | Industrial | Refinery | Electric | Per Region | NA | NA | Refinery Energy Project Management | Refinery Energy Project Management | 268330.5337 | 11 | 47754.1566 | 9718.7577 | I-All-Other-Shift3-All-All-S | 0 | 0 | 0 | 0 | 0 | 0 | 0 | 0 | 0 | 0 | 0 | 0 | Comm Flat | Energy Project Management | Energy Project Management | IndShift3 | 0.01266% | 100% | 0% | 1 | 1 | 100% | 9.091% | 85% | 6.8% | 0.2% | 135252.5735 | 5000.4414 | 14025.3015 | 73785.0071 | 0 | 0 | 0 | 177762.2131 | 0 |  | 0.05675 | 0 | 0.05675 | 03. $0.055 to $0.062 | N/A | 0 | 01. ($9,999.00) to $0.22 | N/A | 0.085 | 0.085 | 0.085 | 0.085 | 0.085 | 0.085 | 0.085 | 0.085 | 0.085 | 0.085 | 0 | 0 | 0 | 0 | 0 | 0 | 0 | 0 | 0 | 0 | 0 | 0 | 0 | 0 | 22808.0954 | 23219.1817 | 23281.099 | 23027.2275 | 22884.9065 | 22781.7317 | 22790.37 | 22632.8032 | 22603.0082 | 22545.5011 | 0 | 0 | 0 | 0 | 0 | 0 | 0 | 0 | 0 | 0 | 0 | 0 | 0 | 0 | 228573.9243 | 22808.0954 | 46027.277 | 69308.376 | 92335.6035 | 115220.51 | 138002.2418 | 160792.6118 | 183425.415 | 206028.4232 | 228573.9243 | 228573.9243 | 228573.9243 | 228573.9243 | 228573.9243 | 228573.9243 | 228573.9243 | 228573.9243 | 228573.9243 | 228573.9243 | 228573.9243 | 228573.9243 | 228573.9243 | 228573.9243 | 228573.9243 | 0 | 0 | 0 | 0 | 0 | 0 | 0 | 0 | 0 | 0 | 0 | 0 | 0 | 0 | 0 | 0 | 0 | 0 | 0 | 0 | 0 | 0 | 0 | 0 | 0 | 0 | 0 | 0 | 0 | 0 | 0 | 0 | 0 | 0 | 0 | 0 | 0 | 0 | 0 | 0 | 0 | 0 | 0 | 0 | 0 | 0 | 0 | 0 | 0 | 0 | 0 | 0 | 0 | 0 | 0 | 0 | 0 | 0 | 0 | 0 | 0 | 2.8874 | 5.8269 | 8.7742 | 11.6894 | 14.5865 | 17.4706 | 20.3558 | 23.221 | 26.0825 | 28.9366 | 28.9366 | 28.9366 | 28.9366 | 28.9366 | 28.9366 | 28.9366 | 28.9366 | 28.9366 | 28.9366 | 28.9366 | 28.9366 | 28.9366 | 28.9366 | 28.9366 | 15109.7881 | 15382.1224 | 15423.1411 | 15254.9576 | 15160.6736 | 15092.3229 | 15098.0455 | 14993.6615 | 14973.923 | 14935.8261 | 0 | 0 | 0 | 0 | 0 | 0 | 0 | 0 | 0 | 0 | 0 | 0 | 0 | 0 | 151424.4618 | 0 | 0 | 0 | 0 | 0 | 0 | 0 | 0 | 0 | 0 | 0 | 0 | 0 | 0 | 0 | 0 | 0 | 0 | 0 | 0 | 0.01296% | 2.9553 | 5.9638 | 8.9804 | 11.9641 | 14.9293 | 17.8812 | 20.8342 | 23.7668 | 26.6955 | 29.6168 | 29.6168 | 29.6168 | 29.6168 | 29.6168 | 29.6168 | 29.6168 | 29.6168 | 29.6168 | 29.6168 | 29.6168 | 29.6168 | 29.6168 | 29.6168 | 29.6168
| IND-Lighting-7P_V2 | M_Input | Council 7th Plan | 2020 | Retro | 2022 | 2045 | PSE | Industrial | Refinery | Electric | Per Region | NA | NA | Refinery Integrated Plant Energy Management | Refinery Integrated Plant Energy Management | 236357.5662 | 11 | 71629.223 | 10627.0977 | I-All-Other-Shift3-All-All-S | 20459.1159 | 0 | 0 | 0 | 0 | 0 | 0 | 0 | 0 | 0 | 0 | 0 | Comm Flat | Integrated Plant Energy Management | Integrated Plant Energy Management | IndShift3 | 0.01266% | 100% | 0% | 1 | 1 | 100% | 9.091% | 85% | 6.8% | 0.2% | 119136.5316 | 4404.613 | 12354.1145 | 110674.402 | 0 | 0 | 0 | -6532.7471 | 0 |  | -0.0023677 | 0 | -0.0023677 | 01. ($9,999.000) to $0.028 | N/A | 0 | 01. ($9,999.00) to $0.22 | N/A | 0.085 | 0.085 | 0.085 | 0.085 | 0.085 | 0.085 | 0.085 | 0.085 | 0.085 | 0.085 | 0 | 0 | 0 | 0 | 0 | 0 | 0 | 0 | 0 | 0 | 0 | 0 | 0 | 0 | 20090.3931 | 20452.4964 | 20507.0359 | 20283.4146 | 20158.0519 | 20067.1709 | 20074.7798 | 19935.9879 | 19909.7432 | 19859.0884 | 0 | 0 | 0 | 0 | 0 | 0 | 0 | 0 | 0 | 0 | 0 | 0 | 0 | 0 | 201338.1619 | 20090.3931 | 40542.8895 | 61049.9254 | 81333.3399 | 101491.3918 | 121558.5627 | 141633.3425 | 161569.3304 | 181479.0736 | 201338.1619 | 201338.1619 | 201338.1619 | 201338.1619 | 201338.1619 | 201338.1619 | 201338.1619 | 201338.1619 | 201338.1619 | 201338.1619 | 201338.1619 | 201338.1619 | 201338.1619 | 201338.1619 | 201338.1619 | 0 | 0 | 0 | 0 | 0 | 0 | 0 | 0 | 0 | 0 | 0 | 0 | 0 | 0 | 0 | 0 | 0 | 0 | 0 | 0 | 0 | 0 | 0 | 0 | 0 | 0 | 0 | 0 | 0 | 0 | 0 | 0 | 0 | 0 | 0 | 0 | 0 | 0 | 0 | 0 | 0 | 0 | 0 | 0 | 0 | 0 | 0 | 0 | 0 | 0 | 0 | 0 | 0 | 0 | 0 | 0 | 0 | 0 | 0 | 0 | 0 | 2.5434 | 5.1326 | 7.7287 | 10.2965 | 12.8484 | 15.3889 | 17.9303 | 20.4541 | 22.9746 | 25.4887 | 25.4887 | 25.4887 | 25.4887 | 25.4887 | 25.4887 | 25.4887 | 25.4887 | 25.4887 | 25.4887 | 25.4887 | 25.4887 | 25.4887 | 25.4887 | 25.4887 | 0 | 0 | 0 | 0 | 0 | 0 | 0 | 0 | 0 | 0 | 0 | 0 | 0 | 0 | 0 | 0 | 0 | 0 | 0 | 0 | 0 | 0 | 0 | 0 | 0 | 0 | 0 | 0 | 0 | 0 | 0 | 0 | 0 | 0 | 0 | 0 | 0 | 0 | 0 | 0 | 0 | 0 | 0 | 0 | 0 | 0.01296% | 2.6031 | 5.2532 | 7.9104 | 10.5385 | 13.1504 | 15.7506 | 18.3517 | 20.9348 | 23.5146 | 26.0878 | 26.0878 | 26.0878 | 26.0878 | 26.0878 | 26.0878 | 26.0878 | 26.0878 | 26.0878 | 26.0878 | 26.0878 | 26.0878 | 26.0878 | 26.0878 | 26.0878
| IND-Lighting-7P_V2 | M_Input | Council 7th Plan | 2020 | Retro | 2022 | 2045 | PSE | Industrial | Cold Storage | Electric | Per Region | NA | NA | Cold Storage Air Compressor Demand Reduction | Cold Storage Air Compressor Demand Reduction | 0 | 10 | 0 | 0 | I-All-Other-Shift3-All-All-S | 0 | 0 | 0 | 0 | 0 | 0 | 0 | 0 | 0 | 0 | 0 | 0 | Comm Flat | Air Compressor Demand Reduction | Air Compressor Demand Reduction | RefrigWarehouseGroc | 0.01247% | 100% | 0% | 1 | 1 | 100% | 10% | 85% | 6.8% | 0.2% | 0 | 0 | 0 | 0 | 0 | 0 | 0 | 0 | 0 |  | 0 | 0 | 0 | 01. ($9,999.000) to $0.028 | N/A | 0 | 01. ($9,999.00) to $0.22 | N/A | 0.085 | 0.085 | 0.085 | 0.085 | 0.085 | 0.085 | 0.085 | 0.085 | 0.085 | 0.085 | 0 | 0 | 0 | 0 | 0 | 0 | 0 | 0 | 0 | 0 | 0 | 0 | 0 | 0 | 0 | 0 | 0 | 0 | 0 | 0 | 0 | 0 | 0 | 0 | 0 | 0 | 0 | 0 | 0 | 0 | 0 | 0 | 0 | 0 | 0 | 0 | 0 | 0 | 0 | 0 | 0 | 0 | 0 | 0 | 0 | 0 | 0 | 0 | 0 | 0 | 0 | 0 | 0 | 0 | 0 | 0 | 0 | 0 | 0 | 0 | 0 | 0 | 0 | 0 | 0 | 0 | 0 | 0 | 0 | 0 | 0 | 0 | 0 | 0 | 0 | 0 | 0 | 0 | 0 | 0 | 0 | 0 | 0 | 0 | 0 | 0 | 0 | 0 | 0 | 0 | 0 | 0 | 0 | 0 | 0 | 0 | 0 | 0 | 0 | 0 | 0 | 0 | 0 | 0 | 0 | 0 | 0 | 0 | 0 | 0 | 0 | 0 | 0 | 0 | 0 | 0 | 0 | 0 | 0 | 0 | 0 | 0 | 0 | 0 | 0 | 0 | 0 | 0 | 0 | 0 | 0 | 0 | 0 | 0 | 0 | 0 | 0 | 0 | 0 | 0 | 0 | 0 | 0 | 0 | 0 | 0 | 0 | 0 | 0 | 0 | 0 | 0 | 0 | 0 | 0 | 0 | 0 | 0 | 0 | 0 | 0 | 0 | 0 | 0 | 0 | 0 | 0 | 0 | 0 | 0 | 0 | 0 | 0 | 0 | 0 | 0 | 0 | 0 | 0 | 0 | 0 | 0 | 0 | 0 | 0 | 0 | 0 | 0 | 0 | 0 | 0 | 0 | 0 | 0.01116% | 0 | 0 | 0 | 0 | 0 | 0 | 0 | 0 | 0 | 0 | 0 | 0 | 0 | 0 | 0 | 0 | 0 | 0 | 0 | 0 | 0 | 0 | 0 | 0
| IND-Lighting-7P_V2 | M_Input | Council 7th Plan | 2020 | Retro | 2022 | 2045 | PSE | Industrial | Cold Storage | Electric | Per Region | NA | NA | Cold Storage Air Compressor Equipment1 | Cold Storage Air Compressor Equipment1 | 0 | 10 | 0 | 0 | I-All-Other-Shift3-All-All-S | 0 | 0 | 0 | 0 | 0 | 0 | 0 | 0 | 0 | 0 | 0 | 0 | Comm Flat | Air Compressor Equipment1 | Air Compressor Equipment1 | IndShift1 | 0.0135% | 100% | 0% | 1 | 1 | 100% | 10% | 85% | 6.8% | 0.2% | 0 | 0 | 0 | 0 | 0 | 0 | 0 | 0 | 0 |  | 0 | 0 | 0 | 01. ($9,999.000) to $0.028 | N/A | 0 | 01. ($9,999.00) to $0.22 | N/A | 0.085 | 0.085 | 0.085 | 0.085 | 0.085 | 0.085 | 0.085 | 0.085 | 0.085 | 0.085 | 0 | 0 | 0 | 0 | 0 | 0 | 0 | 0 | 0 | 0 | 0 | 0 | 0 | 0 | 0 | 0 | 0 | 0 | 0 | 0 | 0 | 0 | 0 | 0 | 0 | 0 | 0 | 0 | 0 | 0 | 0 | 0 | 0 | 0 | 0 | 0 | 0 | 0 | 0 | 0 | 0 | 0 | 0 | 0 | 0 | 0 | 0 | 0 | 0 | 0 | 0 | 0 | 0 | 0 | 0 | 0 | 0 | 0 | 0 | 0 | 0 | 0 | 0 | 0 | 0 | 0 | 0 | 0 | 0 | 0 | 0 | 0 | 0 | 0 | 0 | 0 | 0 | 0 | 0 | 0 | 0 | 0 | 0 | 0 | 0 | 0 | 0 | 0 | 0 | 0 | 0 | 0 | 0 | 0 | 0 | 0 | 0 | 0 | 0 | 0 | 0 | 0 | 0 | 0 | 0 | 0 | 0 | 0 | 0 | 0 | 0 | 0 | 0 | 0 | 0 | 0 | 0 | 0 | 0 | 0 | 0 | 0 | 0 | 0 | 0 | 0 | 0 | 0 | 0 | 0 | 0 | 0 | 0 | 0 | 0 | 0 | 0 | 0 | 0 | 0 | 0 | 0 | 0 | 0 | 0 | 0 | 0 | 0 | 0 | 0 | 0 | 0 | 0 | 0 | 0 | 0 | 0 | 0 | 0 | 0 | 0 | 0 | 0 | 0 | 0 | 0 | 0 | 0 | 0 | 0 | 0 | 0 | 0 | 0 | 0 | 0 | 0 | 0 | 0 | 0 | 0 | 0 | 0 | 0 | 0 | 0 | 0 | 0 | 0 | 0 | 0 | 0 | 0 | 0.01911% | 0 | 0 | 0 | 0 | 0 | 0 | 0 | 0 | 0 | 0 | 0 | 0 | 0 | 0 | 0 | 0 | 0 | 0 | 0 | 0 | 0 | 0 | 0 | 0
| IND-Lighting-7P_V2 | M_Input | Council 7th Plan | 2020 | Retro | 2022 | 2045 | PSE | Industrial | Cold Storage | Electric | Per Region | NA | NA | Cold Storage Air Compressor Equipment2 | Cold Storage Air Compressor Equipment2 | 0 | 10 | 0 | 0 | I-All-Other-Shift3-All-All-S | 0 | 0 | 0 | 0 | 0 | 0 | 0 | 0 | 0 | 0 | 0 | 0 | Comm Flat | Air Compressor Equipment2 | Air Compressor Equipment2 | IndShift2 | 0.01331% | 100% | 0% | 1 | 1 | 100% | 10% | 85% | 6.8% | 0.2% | 0 | 0 | 0 | 0 | 0 | 0 | 0 | 0 | 0 |  | 0 | 0 | 0 | 01. ($9,999.000) to $0.028 | N/A | 0 | 01. ($9,999.00) to $0.22 | N/A | 0.085 | 0.085 | 0.085 | 0.085 | 0.085 | 0.085 | 0.085 | 0.085 | 0.085 | 0.085 | 0 | 0 | 0 | 0 | 0 | 0 | 0 | 0 | 0 | 0 | 0 | 0 | 0 | 0 | 0 | 0 | 0 | 0 | 0 | 0 | 0 | 0 | 0 | 0 | 0 | 0 | 0 | 0 | 0 | 0 | 0 | 0 | 0 | 0 | 0 | 0 | 0 | 0 | 0 | 0 | 0 | 0 | 0 | 0 | 0 | 0 | 0 | 0 | 0 | 0 | 0 | 0 | 0 | 0 | 0 | 0 | 0 | 0 | 0 | 0 | 0 | 0 | 0 | 0 | 0 | 0 | 0 | 0 | 0 | 0 | 0 | 0 | 0 | 0 | 0 | 0 | 0 | 0 | 0 | 0 | 0 | 0 | 0 | 0 | 0 | 0 | 0 | 0 | 0 | 0 | 0 | 0 | 0 | 0 | 0 | 0 | 0 | 0 | 0 | 0 | 0 | 0 | 0 | 0 | 0 | 0 | 0 | 0 | 0 | 0 | 0 | 0 | 0 | 0 | 0 | 0 | 0 | 0 | 0 | 0 | 0 | 0 | 0 | 0 | 0 | 0 | 0 | 0 | 0 | 0 | 0 | 0 | 0 | 0 | 0 | 0 | 0 | 0 | 0 | 0 | 0 | 0 | 0 | 0 | 0 | 0 | 0 | 0 | 0 | 0 | 0 | 0 | 0 | 0 | 0 | 0 | 0 | 0 | 0 | 0 | 0 | 0 | 0 | 0 | 0 | 0 | 0 | 0 | 0 | 0 | 0 | 0 | 0 | 0 | 0 | 0 | 0 | 0 | 0 | 0 | 0 | 0 | 0 | 0 | 0 | 0 | 0 | 0 | 0 | 0 | 0 | 0 | 0 | 0.01847% | 0 | 0 | 0 | 0 | 0 | 0 | 0 | 0 | 0 | 0 | 0 | 0 | 0 | 0 | 0 | 0 | 0 | 0 | 0 | 0 | 0 | 0 | 0 | 0
| IND-Lighting-7P_V2 | M_Input | Council 7th Plan | 2020 | Retro | 2022 | 2045 | PSE | Industrial | Cold Storage | Electric | Per Region | NA | NA | Cold Storage Air Compressor Optimization | Cold Storage Air Compressor Optimization | 0 | 10 | 0 | 0 | I-All-Other-Shift3-All-All-S | 0 | 0 | 0 | 0 | 0 | 0 | 0 | 0 | 0 | 0 | 0 | 0 | Comm Flat | Air Compressor Optimization | Air Compressor Optimization | RefrigWarehouseGroc | 0.01247% | 100% | 0% | 1 | 1 | 100% | 10% | 85% | 6.8% | 0.2% | 0 | 0 | 0 | 0 | 0 | 0 | 0 | 0 | 0 |  | 0 | 0 | 0 | 01. ($9,999.000) to $0.028 | N/A | 0 | 01. ($9,999.00) to $0.22 | N/A | 0.085 | 0.085 | 0.085 | 0.085 | 0.085 | 0.085 | 0.085 | 0.085 | 0.085 | 0.085 | 0 | 0 | 0 | 0 | 0 | 0 | 0 | 0 | 0 | 0 | 0 | 0 | 0 | 0 | 0 | 0 | 0 | 0 | 0 | 0 | 0 | 0 | 0 | 0 | 0 | 0 | 0 | 0 | 0 | 0 | 0 | 0 | 0 | 0 | 0 | 0 | 0 | 0 | 0 | 0 | 0 | 0 | 0 | 0 | 0 | 0 | 0 | 0 | 0 | 0 | 0 | 0 | 0 | 0 | 0 | 0 | 0 | 0 | 0 | 0 | 0 | 0 | 0 | 0 | 0 | 0 | 0 | 0 | 0 | 0 | 0 | 0 | 0 | 0 | 0 | 0 | 0 | 0 | 0 | 0 | 0 | 0 | 0 | 0 | 0 | 0 | 0 | 0 | 0 | 0 | 0 | 0 | 0 | 0 | 0 | 0 | 0 | 0 | 0 | 0 | 0 | 0 | 0 | 0 | 0 | 0 | 0 | 0 | 0 | 0 | 0 | 0 | 0 | 0 | 0 | 0 | 0 | 0 | 0 | 0 | 0 | 0 | 0 | 0 | 0 | 0 | 0 | 0 | 0 | 0 | 0 | 0 | 0 | 0 | 0 | 0 | 0 | 0 | 0 | 0 | 0 | 0 | 0 | 0 | 0 | 0 | 0 | 0 | 0 | 0 | 0 | 0 | 0 | 0 | 0 | 0 | 0 | 0 | 0 | 0 | 0 | 0 | 0 | 0 | 0 | 0 | 0 | 0 | 0 | 0 | 0 | 0 | 0 | 0 | 0 | 0 | 0 | 0 | 0 | 0 | 0 | 0 | 0 | 0 | 0 | 0 | 0 | 0 | 0 | 0 | 0 | 0 | 0 | 0.01116% | 0 | 0 | 0 | 0 | 0 | 0 | 0 | 0 | 0 | 0 | 0 | 0 | 0 | 0 | 0 | 0 | 0 | 0 | 0 | 0 | 0 | 0 | 0 | 0
| IND-Lighting-7P_V2 | M_Input | Council 7th Plan | 2020 | Retro | 2022 | 2045 | PSE | Industrial | Cold Storage | Electric | Per Region | NA | NA | Cold Storage HighBay Lighting 1 Shift | Cold Storage HighBay Lighting 1 Shift | 3154.402 | 26.5734 | 2495.6495 | -107.3388 | I-All-Other-Shift1-All-All-S | 0 | 0 | 0 | 0 | 0 | 0 | 0 | 0 | 0 | 0 | 0 | 0 | Comm Flat | HighBay Lighting 1 Shift | HighBay Lighting 1 Shift | IndShift1 | 0.0135% | 100% | 0% | 1 | 1 | 100% | 3.763% | 85% | 6.8% | 0.2% | 3786.8882 | 62.6778 | 384.9566 | 2561.7149 | 0 | 0 | 0 | 1360.1881 | 0 |  | 0.036939 | 0 | 0.036939 | 02. $0.028 to $0.055 | N/A | 0 | 01. ($9,999.00) to $0.22 | N/A | 0.085 | 0.085 | 0.085 | 0.085 | 0.085 | 0.085 | 0.085 | 0.085 | 0.085 | 0.085 | 0 | 0 | 0 | 0 | 0 | 0 | 0 | 0 | 0 | 0 | 0 | 0 | 0 | 0 | 268.1242 | 272.9568 | 273.6846 | 270.7002 | 269.0271 | 267.8143 | 267.9158 | 266.0635 | 265.7132 | 265.0372 | 0 | 0 | 0 | 0 | 0 | 0 | 0 | 0 | 0 | 0 | 0 | 0 | 0 | 0 | 2687.0369 | 268.1242 | 541.0809 | 814.7656 | 1085.4658 | 1354.4929 | 1622.3072 | 1890.223 | 2156.2865 | 2421.9997 | 2687.0369 | 2687.0369 | 2687.0369 | 2687.0369 | 2687.0369 | 2687.0369 | 2687.0369 | 2687.0369 | 2687.0369 | 2687.0369 | 2687.0369 | 2687.0369 | 2687.0369 | 2687.0369 | 2687.0369 | 0 | 0 | 0 | 0 | 0 | 0 | 0 | 0 | 0 | 0 | 0 | 0 | 0 | 0 | 0 | 0 | 0 | 0 | 0 | 0 | 0 | 0 | 0 | 0 | 0 | 0 | 0 | 0 | 0 | 0 | 0 | 0 | 0 | 0 | 0 | 0 | 0 | 0 | 0 | 0 | 0 | 0 | 0 | 0 | 0 | 0 | 0 | 0 | 0 | 0 | 0 | 0 | 0 | 0 | 0 | 0 | 0 | 0 | 0 | 0 | 0 | 0.036192 | 0.073037 | 0.10998 | 0.14652 | 0.18283 | 0.21898 | 0.25515 | 0.29106 | 0.32693 | 0.36271 | 0.36271 | 0.36271 | 0.36271 | 0.36271 | 0.36271 | 0.36271 | 0.36271 | 0.36271 | 0.36271 | 0.36271 | 0.36271 | 0.36271 | 0.36271 | 0.36271 | 115.616 | 117.6998 | 118.0137 | 116.7268 | 116.0054 | 115.4823 | 115.5261 | 114.7274 | 114.5764 | 114.2849 | 0 | 0 | 0 | 0 | 0 | 0 | 0 | 0 | 0 | 0 | 0 | 0 | 0 | 0 | 1158.6588 | 0 | 0 | 0 | 0 | 0 | 0 | 0 | 0 | 0 | 0 | 0 | 0 | 0 | 0 | 0 | 0 | 0 | 0 | 0 | 0 | 0.01911% | 0.051244 | 0.10341 | 0.15572 | 0.20745 | 0.25887 | 0.31005 | 0.36126 | 0.41211 | 0.46289 | 0.51354 | 0.51354 | 0.51354 | 0.51354 | 0.51354 | 0.51354 | 0.51354 | 0.51354 | 0.51354 | 0.51354 | 0.51354 | 0.51354 | 0.51354 | 0.51354 | 0.51354
| IND-Lighting-7P_V2 | M_Input | Council 7th Plan | 2020 | Retro | 2022 | 2045 | PSE | Industrial | Cold Storage | Electric | Per Region | NA | NA | Cold Storage HighBay Lighting 2 Shift | Cold Storage HighBay Lighting 2 Shift | 0 | 15.5483 | 0 | 0 | I-All-Other-Shift2-All-All-S | 0 | 0 | 0 | 0 | 0 | 0 | 0 | 0 | 0 | 0 | 0 | 0 | Comm Flat | HighBay Lighting 2 Shift | HighBay Lighting 2 Shift | IndShift2 | 0.01331% | 100% | 0% | 1 | 1 | 100% | 6.432% | 85% | 6.8% | 0.2% | 0 | 0 | 0 | 0 | 0 | 0 | 0 | 0 | 0 |  | 0 | 0 | 0 | 01. ($9,999.000) to $0.028 | N/A | 0 | 01. ($9,999.00) to $0.22 | N/A | 0.085 | 0.085 | 0.085 | 0.085 | 0.085 | 0.085 | 0.085 | 0.085 | 0.085 | 0.085 | 0 | 0 | 0 | 0 | 0 | 0 | 0 | 0 | 0 | 0 | 0 | 0 | 0 | 0 | 0 | 0 | 0 | 0 | 0 | 0 | 0 | 0 | 0 | 0 | 0 | 0 | 0 | 0 | 0 | 0 | 0 | 0 | 0 | 0 | 0 | 0 | 0 | 0 | 0 | 0 | 0 | 0 | 0 | 0 | 0 | 0 | 0 | 0 | 0 | 0 | 0 | 0 | 0 | 0 | 0 | 0 | 0 | 0 | 0 | 0 | 0 | 0 | 0 | 0 | 0 | 0 | 0 | 0 | 0 | 0 | 0 | 0 | 0 | 0 | 0 | 0 | 0 | 0 | 0 | 0 | 0 | 0 | 0 | 0 | 0 | 0 | 0 | 0 | 0 | 0 | 0 | 0 | 0 | 0 | 0 | 0 | 0 | 0 | 0 | 0 | 0 | 0 | 0 | 0 | 0 | 0 | 0 | 0 | 0 | 0 | 0 | 0 | 0 | 0 | 0 | 0 | 0 | 0 | 0 | 0 | 0 | 0 | 0 | 0 | 0 | 0 | 0 | 0 | 0 | 0 | 0 | 0 | 0 | 0 | 0 | 0 | 0 | 0 | 0 | 0 | 0 | 0 | 0 | 0 | 0 | 0 | 0 | 0 | 0 | 0 | 0 | 0 | 0 | 0 | 0 | 0 | 0 | 0 | 0 | 0 | 0 | 0 | 0 | 0 | 0 | 0 | 0 | 0 | 0 | 0 | 0 | 0 | 0 | 0 | 0 | 0 | 0 | 0 | 0 | 0 | 0 | 0 | 0 | 0 | 0 | 0 | 0 | 0 | 0 | 0 | 0 | 0 | 0 | 0.01847% | 0 | 0 | 0 | 0 | 0 | 0 | 0 | 0 | 0 | 0 | 0 | 0 | 0 | 0 | 0 | 0 | 0 | 0 | 0 | 0 | 0 | 0 | 0 | 0
| IND-Lighting-7P_V2 | M_Input | Council 7th Plan | 2020 | Retro | 2022 | 2045 | PSE | Industrial | Cold Storage | Electric | Per Region | NA | NA | Cold Storage HighBay Lighting 3 Shift | Cold Storage HighBay Lighting 3 Shift | 28389.6183 | 8.6758 | 7333.107 | -966.0496 | I-All-Other-Shift3-All-All-S | 0 | 0 | 0 | 0 | 0 | 0 | 0 | 0 | 0 | 0 | 0 | 0 | Comm Flat | HighBay Lighting 3 Shift | HighBay Lighting 3 Shift | IndShift3 | 0.01266% | 100% | 0% | 1 | 1 | 100% | 11.53% | 85% | 6.8% | 0.2% | 12159.3265 | 529.0513 | 1268.8378 | 9504.9486 | 0 | 0 | 0 | -2103.519 | 0 |  | -0.0063472 | 0 | -0.0063472 | 01. ($9,999.000) to $0.028 | N/A | 0 | 01. ($9,999.00) to $0.22 | N/A | 0.085 | 0.085 | 0.085 | 0.085 | 0.085 | 0.085 | 0.085 | 0.085 | 0.085 | 0.085 | 0 | 0 | 0 | 0 | 0 | 0 | 0 | 0 | 0 | 0 | 0 | 0 | 0 | 0 | 2413.1176 | 2456.6109 | 2463.1618 | 2436.3019 | 2421.2443 | 2410.3283 | 2411.2422 | 2394.5715 | 2391.4191 | 2385.3348 | 0 | 0 | 0 | 0 | 0 | 0 | 0 | 0 | 0 | 0 | 0 | 0 | 0 | 0 | 24183.3323 | 2413.1176 | 4869.7284 | 7332.8902 | 9769.1921 | 12190.4364 | 14600.7647 | 17012.0069 | 19406.5783 | 21797.9975 | 24183.3323 | 24183.3323 | 24183.3323 | 24183.3323 | 24183.3323 | 24183.3323 | 24183.3323 | 24183.3323 | 24183.3323 | 24183.3323 | 24183.3323 | 24183.3323 | 24183.3323 | 24183.3323 | 24183.3323 | 0 | 0 | 0 | 0 | 0 | 0 | 0 | 0 | 0 | 0 | 0 | 0 | 0 | 0 | 0 | 0 | 0 | 0 | 0 | 0 | 0 | 0 | 0 | 0 | 0 | 0 | 0 | 0 | 0 | 0 | 0 | 0 | 0 | 0 | 0 | 0 | 0 | 0 | 0 | 0 | 0 | 0 | 0 | 0 | 0 | 0 | 0 | 0 | 0 | 0 | 0 | 0 | 0 | 0 | 0 | 0 | 0 | 0 | 0 | 0 | 0 | 0.30549 | 0.61649 | 0.92832 | 1.2367 | 1.5433 | 1.8484 | 2.1537 | 2.4568 | 2.7595 | 3.0615 | 3.0615 | 3.0615 | 3.0615 | 3.0615 | 3.0615 | 3.0615 | 3.0615 | 3.0615 | 3.0615 | 3.0615 | 3.0615 | 3.0615 | 3.0615 | 3.0615 | 0 | 0 | 0 | 0 | 0 | 0 | 0 | 0 | 0 | 0 | 0 | 0 | 0 | 0 | 0 | 0 | 0 | 0 | 0 | 0 | 0 | 0 | 0 | 0 | 0 | 0 | 0 | 0 | 0 | 0 | 0 | 0 | 0 | 0 | 0 | 0 | 0 | 0 | 0 | 0 | 0 | 0 | 0 | 0 | 0 | 0.01296% | 0.31267 | 0.63098 | 0.95014 | 1.2658 | 1.5795 | 1.8918 | 2.2043 | 2.5145 | 2.8244 | 3.1335 | 3.1335 | 3.1335 | 3.1335 | 3.1335 | 3.1335 | 3.1335 | 3.1335 | 3.1335 | 3.1335 | 3.1335 | 3.1335 | 3.1335 | 3.1335 | 3.1335
| IND-Lighting-7P_V2 | M_Input | Council 7th Plan | 2020 | Retro | 2022 | 2045 | PSE | Industrial | Cold Storage | Electric | Per Region | NA | NA | Cold Storage Efficient Lighting 1 Shift | Cold Storage Efficient Lighting 1 Shift | 2689.6097 | 20.979 | 2503.6859 | -57.7322 | I-All-Other-Shift1-All-All-S | 0 | 0 | 0 | 0 | 0 | 0 | 0 | 0 | 0 | 0 | 0 | 0 | Comm Flat | Efficient Lighting 1 Shift | Efficient Lighting 1 Shift | IndShift1 | 0.0135% | 100% | 0% | 1 | 1 | 100% | 4.767% | 85% | 6.8% | 0.2% | 2467.4439 | 53.4424 | 252.0886 | 2725.4396 | 0 | 0 | 0 | 2246.7081 | 0 |  | 0.071558 | 0 | 0.071558 | 05. $0.070 to $0.077 | N/A | 0 | 01. ($9,999.00) to $0.22 | N/A | 0.085 | 0.085 | 0.085 | 0.085 | 0.085 | 0.085 | 0.085 | 0.085 | 0.085 | 0.085 | 0 | 0 | 0 | 0 | 0 | 0 | 0 | 0 | 0 | 0 | 0 | 0 | 0 | 0 | 228.6168 | 232.7373 | 233.358 | 230.8133 | 229.3867 | 228.3526 | 228.4392 | 226.8598 | 226.5611 | 225.9847 | 0 | 0 | 0 | 0 | 0 | 0 | 0 | 0 | 0 | 0 | 0 | 0 | 0 | 0 | 2291.1095 | 228.6168 | 461.3542 | 694.7121 | 925.5254 | 1154.9122 | 1383.2647 | 1611.7039 | 1838.5637 | 2065.1248 | 2291.1095 | 2291.1095 | 2291.1095 | 2291.1095 | 2291.1095 | 2291.1095 | 2291.1095 | 2291.1095 | 2291.1095 | 2291.1095 | 2291.1095 | 2291.1095 | 2291.1095 | 2291.1095 | 2291.1095 | 0 | 0 | 0 | 0 | 0 | 0 | 0 | 0 | 0 | 0 | 0 | 0 | 0 | 0 | 0 | 0 | 0 | 0 | 0 | 0 | 0 | 0 | 0 | 0 | 0 | 0 | 0 | 0 | 0 | 0 | 0 | 0 | 0 | 0 | 0 | 0 | 0 | 0 | 0 | 0 | 0 | 0 | 0 | 0 | 0 | 0 | 0 | 0 | 0 | 0 | 0 | 0 | 0 | 0 | 0 | 0 | 0 | 0 | 0 | 0 | 0 | 0.030859 | 0.062275 | 0.093775 | 0.12493 | 0.15589 | 0.18672 | 0.21755 | 0.24818 | 0.27876 | 0.30926 | 0.30926 | 0.30926 | 0.30926 | 0.30926 | 0.30926 | 0.30926 | 0.30926 | 0.30926 | 0.30926 | 0.30926 | 0.30926 | 0.30926 | 0.30926 | 0.30926 | 190.9702 | 194.4122 | 194.9306 | 192.805 | 191.6133 | 190.7495 | 190.8218 | 189.5025 | 189.253 | 188.7715 | 0 | 0 | 0 | 0 | 0 | 0 | 0 | 0 | 0 | 0 | 0 | 0 | 0 | 0 | 1913.8295 | 0 | 0 | 0 | 0 | 0 | 0 | 0 | 0 | 0 | 0 | 0 | 0 | 0 | 0 | 0 | 0 | 0 | 0 | 0 | 0 | 0.01911% | 0.043693 | 0.088174 | 0.13277 | 0.17689 | 0.22073 | 0.26437 | 0.30803 | 0.35139 | 0.39469 | 0.43788 | 0.43788 | 0.43788 | 0.43788 | 0.43788 | 0.43788 | 0.43788 | 0.43788 | 0.43788 | 0.43788 | 0.43788 | 0.43788 | 0.43788 | 0.43788 | 0.43788
| IND-Lighting-7P_V2 | M_Input | Council 7th Plan | 2020 | Retro | 2022 | 2045 | PSE | Industrial | Cold Storage | Electric | Per Region | NA | NA | Cold Storage Efficient Lighting 2 Shift | Cold Storage Efficient Lighting 2 Shift | 0 | 12.275 | 0 | 0 | I-All-Other-Shift2-All-All-S | 0 | 0 | 0 | 0 | 0 | 0 | 0 | 0 | 0 | 0 | 0 | 0 | Comm Flat | Efficient Lighting 2 Shift | Efficient Lighting 2 Shift | IndShift2 | 0.01331% | 100% | 0% | 1 | 1 | 100% | 8.147% | 85% | 6.8% | 0.2% | 0 | 0 | 0 | 0 | 0 | 0 | 0 | 0 | 0 |  | 0 | 0 | 0 | 01. ($9,999.000) to $0.028 | N/A | 0 | 01. ($9,999.00) to $0.22 | N/A | 0.085 | 0.085 | 0.085 | 0.085 | 0.085 | 0.085 | 0.085 | 0.085 | 0.085 | 0.085 | 0 | 0 | 0 | 0 | 0 | 0 | 0 | 0 | 0 | 0 | 0 | 0 | 0 | 0 | 0 | 0 | 0 | 0 | 0 | 0 | 0 | 0 | 0 | 0 | 0 | 0 | 0 | 0 | 0 | 0 | 0 | 0 | 0 | 0 | 0 | 0 | 0 | 0 | 0 | 0 | 0 | 0 | 0 | 0 | 0 | 0 | 0 | 0 | 0 | 0 | 0 | 0 | 0 | 0 | 0 | 0 | 0 | 0 | 0 | 0 | 0 | 0 | 0 | 0 | 0 | 0 | 0 | 0 | 0 | 0 | 0 | 0 | 0 | 0 | 0 | 0 | 0 | 0 | 0 | 0 | 0 | 0 | 0 | 0 | 0 | 0 | 0 | 0 | 0 | 0 | 0 | 0 | 0 | 0 | 0 | 0 | 0 | 0 | 0 | 0 | 0 | 0 | 0 | 0 | 0 | 0 | 0 | 0 | 0 | 0 | 0 | 0 | 0 | 0 | 0 | 0 | 0 | 0 | 0 | 0 | 0 | 0 | 0 | 0 | 0 | 0 | 0 | 0 | 0 | 0 | 0 | 0 | 0 | 0 | 0 | 0 | 0 | 0 | 0 | 0 | 0 | 0 | 0 | 0 | 0 | 0 | 0 | 0 | 0 | 0 | 0 | 0 | 0 | 0 | 0 | 0 | 0 | 0 | 0 | 0 | 0 | 0 | 0 | 0 | 0 | 0 | 0 | 0 | 0 | 0 | 0 | 0 | 0 | 0 | 0 | 0 | 0 | 0 | 0 | 0 | 0 | 0 | 0 | 0 | 0 | 0 | 0 | 0 | 0 | 0 | 0 | 0 | 0 | 0.01847% | 0 | 0 | 0 | 0 | 0 | 0 | 0 | 0 | 0 | 0 | 0 | 0 | 0 | 0 | 0 | 0 | 0 | 0 | 0 | 0 | 0 | 0 | 0 | 0
| IND-Lighting-7P_V2 | M_Input | Council 7th Plan | 2020 | Retro | 2022 | 2045 | PSE | Industrial | Cold Storage | Electric | Per Region | NA | NA | Cold Storage Efficient Lighting 3 Shift | Cold Storage Efficient Lighting 3 Shift | 24260.852 | 8.6758 | 7356.7209 | -520.7564 | I-All-Other-Shift3-All-All-S | 0 | 0 | 0 | 0 | 0 | 0 | 0 | 0 | 0 | 0 | 0 | 0 | Comm Flat | Efficient Lighting 3 Shift | Efficient Lighting 3 Shift | IndShift3 | 0.01266% | 100% | 0% | 1 | 1 | 100% | 11.53% | 85% | 6.8% | 0.2% | 10390.9682 | 452.1102 | 1084.3078 | 9535.5562 | 0 | 0 | 0 | 3391.4217 | 0 |  | 0.011975 | 0 | 0.011975 | 01. ($9,999.000) to $0.028 | N/A | 0 | 01. ($9,999.00) to $0.22 | N/A | 0.085 | 0.085 | 0.085 | 0.085 | 0.085 | 0.085 | 0.085 | 0.085 | 0.085 | 0.085 | 0 | 0 | 0 | 0 | 0 | 0 | 0 | 0 | 0 | 0 | 0 | 0 | 0 | 0 | 2062.1724 | 2099.3404 | 2104.9386 | 2081.985 | 2069.1172 | 2059.7888 | 2060.5698 | 2046.3235 | 2043.6297 | 2038.4302 | 0 | 0 | 0 | 0 | 0 | 0 | 0 | 0 | 0 | 0 | 0 | 0 | 0 | 0 | 20666.2956 | 2062.1724 | 4161.5128 | 6266.4514 | 8348.4364 | 10417.5537 | 12477.3424 | 14537.9122 | 16584.2358 | 18627.8654 | 20666.2956 | 20666.2956 | 20666.2956 | 20666.2956 | 20666.2956 | 20666.2956 | 20666.2956 | 20666.2956 | 20666.2956 | 20666.2956 | 20666.2956 | 20666.2956 | 20666.2956 | 20666.2956 | 20666.2956 | 0 | 0 | 0 | 0 | 0 | 0 | 0 | 0 | 0 | 0 | 0 | 0 | 0 | 0 | 0 | 0 | 0 | 0 | 0 | 0 | 0 | 0 | 0 | 0 | 0 | 0 | 0 | 0 | 0 | 0 | 0 | 0 | 0 | 0 | 0 | 0 | 0 | 0 | 0 | 0 | 0 | 0 | 0 | 0 | 0 | 0 | 0 | 0 | 0 | 0 | 0 | 0 | 0 | 0 | 0 | 0 | 0 | 0 | 0 | 0 | 0 | 0.26106 | 0.52683 | 0.79331 | 1.0569 | 1.3188 | 1.5796 | 1.8404 | 2.0995 | 2.3582 | 2.6163 | 2.6163 | 2.6163 | 2.6163 | 2.6163 | 2.6163 | 2.6163 | 2.6163 | 2.6163 | 2.6163 | 2.6163 | 2.6163 | 2.6163 | 2.6163 | 2.6163 | 288.2708 | 293.4666 | 294.2491 | 291.0405 | 289.2417 | 287.9376 | 288.0468 | 286.0553 | 285.6788 | 284.9519 | 0 | 0 | 0 | 0 | 0 | 0 | 0 | 0 | 0 | 0 | 0 | 0 | 0 | 0 | 2888.9391 | 0 | 0 | 0 | 0 | 0 | 0 | 0 | 0 | 0 | 0 | 0 | 0 | 0 | 0 | 0 | 0 | 0 | 0 | 0 | 0 | 0.01296% | 0.2672 | 0.53922 | 0.81196 | 1.0817 | 1.3498 | 1.6167 | 1.8837 | 2.1489 | 2.4136 | 2.6778 | 2.6778 | 2.6778 | 2.6778 | 2.6778 | 2.6778 | 2.6778 | 2.6778 | 2.6778 | 2.6778 | 2.6778 | 2.6778 | 2.6778 | 2.6778 | 2.6778
| IND-Lighting-7P_V2 | M_Input | Council 7th Plan | 2020 | Retro | 2022 | 2045 | PSE | Industrial | Cold Storage | Electric | Per Region | NA | NA | Cold Storage Lighting Controls | Cold Storage Lighting Controls | 38548.7201 | 10 | 39215.447 | -434.7508 | I-All-Other-Shift3-All-All-S | 0 | 0 | 0 | 0 | 0 | 0 | 0 | 0 | 0 | 0 | 0 | 0 | Comm Flat | Lighting Controls | Lighting Controls | IndShift3 | 0.01266% | 100% | 0% | 1 | 1 | 100% | 10% | 85% | 6.8% | 0.2% | 18022.3392 | 718.37 | 1874.0709 | 64920.0122 | 0 | 0 | 0 | 65095.5884 | 0 |  | 0.14466 | 0 | 0.14466 | 09. $0.130 to $0.150 | N/A | 0 | 01. ($9,999.00) to $0.22 | N/A | 0.085 | 0.085 | 0.085 | 0.085 | 0.085 | 0.085 | 0.085 | 0.085 | 0.085 | 0.085 | 0 | 0 | 0 | 0 | 0 | 0 | 0 | 0 | 0 | 0 | 0 | 0 | 0 | 0 | 3276.6412 | 3335.6984 | 3344.5935 | 3308.122 | 3287.676 | 3272.8538 | 3274.0948 | 3251.4585 | 3247.1781 | 3238.9166 | 0 | 0 | 0 | 0 | 0 | 0 | 0 | 0 | 0 | 0 | 0 | 0 | 0 | 0 | 32837.2329 | 3276.6412 | 6612.3396 | 9956.9332 | 13265.0552 | 16552.7312 | 19825.585 | 23099.6797 | 26351.1382 | 29598.3164 | 32837.2329 | 32837.2329 | 32837.2329 | 32837.2329 | 32837.2329 | 32837.2329 | 32837.2329 | 32837.2329 | 32837.2329 | 32837.2329 | 32837.2329 | 32837.2329 | 32837.2329 | 32837.2329 | 32837.2329 | 0 | 0 | 0 | 0 | 0 | 0 | 0 | 0 | 0 | 0 | 0 | 0 | 0 | 0 | 0 | 0 | 0 | 0 | 0 | 0 | 0 | 0 | 0 | 0 | 0 | 0 | 0 | 0 | 0 | 0 | 0 | 0 | 0 | 0 | 0 | 0 | 0 | 0 | 0 | 0 | 0 | 0 | 0 | 0 | 0 | 0 | 0 | 0 | 0 | 0 | 0 | 0 | 0 | 0 | 0 | 0 | 0 | 0 | 0 | 0 | 0 | 0.41481 | 0.8371 | 1.2605 | 1.6793 | 2.0955 | 2.5098 | 2.9243 | 3.336 | 3.747 | 4.1571 | 4.1571 | 4.1571 | 4.1571 | 4.1571 | 4.1571 | 4.1571 | 4.1571 | 4.1571 | 4.1571 | 4.1571 | 4.1571 | 4.1571 | 4.1571 | 4.1571 | 5533.125 | 5632.8524 | 5647.8732 | 5586.2853 | 5551.759 | 5526.7293 | 5528.8249 | 5490.6 | 5483.3719 | 5469.421 | 0 | 0 | 0 | 0 | 0 | 0 | 0 | 0 | 0 | 0 | 0 | 0 | 0 | 0 | 55450.8423 | 0 | 0 | 0 | 0 | 0 | 0 | 0 | 0 | 0 | 0 | 0 | 0 | 0 | 0 | 0 | 0 | 0 | 0 | 0 | 0 | 0.01296% | 0.42456 | 0.85677 | 1.2901 | 1.7188 | 2.1448 | 2.5688 | 2.9931 | 3.4144 | 3.8351 | 4.2548 | 4.2548 | 4.2548 | 4.2548 | 4.2548 | 4.2548 | 4.2548 | 4.2548 | 4.2548 | 4.2548 | 4.2548 | 4.2548 | 4.2548 | 4.2548 | 4.2548
| IND-Lighting-7P_V2 | M_Input | Council 7th Plan | 2020 | Retro | 2022 | 2045 | PSE | Industrial | Cold Storage | Electric | Per Region | NA | NA | Cold Storage Motors: Rewind 20-50 HP | Cold Storage Motors: Rewind 20-50 HP | 0 | 10 | 0 | 0 | I-All-Other-Shift3-All-All-S | 0 | 0 | 0 | 0 | 0 | 0 | 0 | 0 | 0 | 0 | 0 | 0 | Comm Flat | Motors: Rewind 20-50 HP | Motors: Rewind 20-50 HP | RefrigWarehouseGroc | 0.01247% | 100% | 0% | 1 | 1 | 100% | 10% | 85% | 6.8% | 0.2% | 0 | 0 | 0 | 0 | 0 | 0 | 0 | 0 | 0 |  | 0 | 0 | 0 | 01. ($9,999.000) to $0.028 | N/A | 0 | 01. ($9,999.00) to $0.22 | N/A | 0.085 | 0.085 | 0.085 | 0.085 | 0.085 | 0.085 | 0.085 | 0.085 | 0.085 | 0.085 | 0 | 0 | 0 | 0 | 0 | 0 | 0 | 0 | 0 | 0 | 0 | 0 | 0 | 0 | 0 | 0 | 0 | 0 | 0 | 0 | 0 | 0 | 0 | 0 | 0 | 0 | 0 | 0 | 0 | 0 | 0 | 0 | 0 | 0 | 0 | 0 | 0 | 0 | 0 | 0 | 0 | 0 | 0 | 0 | 0 | 0 | 0 | 0 | 0 | 0 | 0 | 0 | 0 | 0 | 0 | 0 | 0 | 0 | 0 | 0 | 0 | 0 | 0 | 0 | 0 | 0 | 0 | 0 | 0 | 0 | 0 | 0 | 0 | 0 | 0 | 0 | 0 | 0 | 0 | 0 | 0 | 0 | 0 | 0 | 0 | 0 | 0 | 0 | 0 | 0 | 0 | 0 | 0 | 0 | 0 | 0 | 0 | 0 | 0 | 0 | 0 | 0 | 0 | 0 | 0 | 0 | 0 | 0 | 0 | 0 | 0 | 0 | 0 | 0 | 0 | 0 | 0 | 0 | 0 | 0 | 0 | 0 | 0 | 0 | 0 | 0 | 0 | 0 | 0 | 0 | 0 | 0 | 0 | 0 | 0 | 0 | 0 | 0 | 0 | 0 | 0 | 0 | 0 | 0 | 0 | 0 | 0 | 0 | 0 | 0 | 0 | 0 | 0 | 0 | 0 | 0 | 0 | 0 | 0 | 0 | 0 | 0 | 0 | 0 | 0 | 0 | 0 | 0 | 0 | 0 | 0 | 0 | 0 | 0 | 0 | 0 | 0 | 0 | 0 | 0 | 0 | 0 | 0 | 0 | 0 | 0 | 0 | 0 | 0 | 0 | 0 | 0 | 0 | 0.01116% | 0 | 0 | 0 | 0 | 0 | 0 | 0 | 0 | 0 | 0 | 0 | 0 | 0 | 0 | 0 | 0 | 0 | 0 | 0 | 0 | 0 | 0 | 0 | 0
| IND-Lighting-7P_V2 | M_Input | Council 7th Plan | 2020 | Retro | 2022 | 2045 | PSE | Industrial | Cold Storage | Electric | Per Region | NA | NA | Cold Storage Motors: Rewind 51-100 HP | Cold Storage Motors: Rewind 51-100 HP | 0 | 10 | 0 | 0 | I-All-Other-Shift3-All-All-S | 0 | 0 | 0 | 0 | 0 | 0 | 0 | 0 | 0 | 0 | 0 | 0 | Comm Flat | Motors: Rewind 51-100 HP | Motors: Rewind 51-100 HP | RefrigWarehouseGroc | 0.01247% | 100% | 0% | 1 | 1 | 100% | 10% | 85% | 6.8% | 0.2% | 0 | 0 | 0 | 0 | 0 | 0 | 0 | 0 | 0 |  | 0 | 0 | 0 | 01. ($9,999.000) to $0.028 | N/A | 0 | 01. ($9,999.00) to $0.22 | N/A | 0.085 | 0.085 | 0.085 | 0.085 | 0.085 | 0.085 | 0.085 | 0.085 | 0.085 | 0.085 | 0 | 0 | 0 | 0 | 0 | 0 | 0 | 0 | 0 | 0 | 0 | 0 | 0 | 0 | 0 | 0 | 0 | 0 | 0 | 0 | 0 | 0 | 0 | 0 | 0 | 0 | 0 | 0 | 0 | 0 | 0 | 0 | 0 | 0 | 0 | 0 | 0 | 0 | 0 | 0 | 0 | 0 | 0 | 0 | 0 | 0 | 0 | 0 | 0 | 0 | 0 | 0 | 0 | 0 | 0 | 0 | 0 | 0 | 0 | 0 | 0 | 0 | 0 | 0 | 0 | 0 | 0 | 0 | 0 | 0 | 0 | 0 | 0 | 0 | 0 | 0 | 0 | 0 | 0 | 0 | 0 | 0 | 0 | 0 | 0 | 0 | 0 | 0 | 0 | 0 | 0 | 0 | 0 | 0 | 0 | 0 | 0 | 0 | 0 | 0 | 0 | 0 | 0 | 0 | 0 | 0 | 0 | 0 | 0 | 0 | 0 | 0 | 0 | 0 | 0 | 0 | 0 | 0 | 0 | 0 | 0 | 0 | 0 | 0 | 0 | 0 | 0 | 0 | 0 | 0 | 0 | 0 | 0 | 0 | 0 | 0 | 0 | 0 | 0 | 0 | 0 | 0 | 0 | 0 | 0 | 0 | 0 | 0 | 0 | 0 | 0 | 0 | 0 | 0 | 0 | 0 | 0 | 0 | 0 | 0 | 0 | 0 | 0 | 0 | 0 | 0 | 0 | 0 | 0 | 0 | 0 | 0 | 0 | 0 | 0 | 0 | 0 | 0 | 0 | 0 | 0 | 0 | 0 | 0 | 0 | 0 | 0 | 0 | 0 | 0 | 0 | 0 | 0 | 0.01116% | 0 | 0 | 0 | 0 | 0 | 0 | 0 | 0 | 0 | 0 | 0 | 0 | 0 | 0 | 0 | 0 | 0 | 0 | 0 | 0 | 0 | 0 | 0 | 0
| IND-Lighting-7P_V2 | M_Input | Council 7th Plan | 2020 | Retro | 2022 | 2045 | PSE | Industrial | Cold Storage | Electric | Per Region | NA | NA | Cold Storage Motors: Rewind 101-200 HP | Cold Storage Motors: Rewind 101-200 HP | 0 | 10 | 0 | 0 | I-All-Other-Shift3-All-All-S | 0 | 0 | 0 | 0 | 0 | 0 | 0 | 0 | 0 | 0 | 0 | 0 | Comm Flat | Motors: Rewind 101-200 HP | Motors: Rewind 101-200 HP | RefrigWarehouseGroc | 0.01247% | 100% | 0% | 1 | 1 | 100% | 10% | 85% | 6.8% | 0.2% | 0 | 0 | 0 | 0 | 0 | 0 | 0 | 0 | 0 |  | 0 | 0 | 0 | 01. ($9,999.000) to $0.028 | N/A | 0 | 01. ($9,999.00) to $0.22 | N/A | 0.085 | 0.085 | 0.085 | 0.085 | 0.085 | 0.085 | 0.085 | 0.085 | 0.085 | 0.085 | 0 | 0 | 0 | 0 | 0 | 0 | 0 | 0 | 0 | 0 | 0 | 0 | 0 | 0 | 0 | 0 | 0 | 0 | 0 | 0 | 0 | 0 | 0 | 0 | 0 | 0 | 0 | 0 | 0 | 0 | 0 | 0 | 0 | 0 | 0 | 0 | 0 | 0 | 0 | 0 | 0 | 0 | 0 | 0 | 0 | 0 | 0 | 0 | 0 | 0 | 0 | 0 | 0 | 0 | 0 | 0 | 0 | 0 | 0 | 0 | 0 | 0 | 0 | 0 | 0 | 0 | 0 | 0 | 0 | 0 | 0 | 0 | 0 | 0 | 0 | 0 | 0 | 0 | 0 | 0 | 0 | 0 | 0 | 0 | 0 | 0 | 0 | 0 | 0 | 0 | 0 | 0 | 0 | 0 | 0 | 0 | 0 | 0 | 0 | 0 | 0 | 0 | 0 | 0 | 0 | 0 | 0 | 0 | 0 | 0 | 0 | 0 | 0 | 0 | 0 | 0 | 0 | 0 | 0 | 0 | 0 | 0 | 0 | 0 | 0 | 0 | 0 | 0 | 0 | 0 | 0 | 0 | 0 | 0 | 0 | 0 | 0 | 0 | 0 | 0 | 0 | 0 | 0 | 0 | 0 | 0 | 0 | 0 | 0 | 0 | 0 | 0 | 0 | 0 | 0 | 0 | 0 | 0 | 0 | 0 | 0 | 0 | 0 | 0 | 0 | 0 | 0 | 0 | 0 | 0 | 0 | 0 | 0 | 0 | 0 | 0 | 0 | 0 | 0 | 0 | 0 | 0 | 0 | 0 | 0 | 0 | 0 | 0 | 0 | 0 | 0 | 0 | 0 | 0.01116% | 0 | 0 | 0 | 0 | 0 | 0 | 0 | 0 | 0 | 0 | 0 | 0 | 0 | 0 | 0 | 0 | 0 | 0 | 0 | 0 | 0 | 0 | 0 | 0
| IND-Lighting-7P_V2 | M_Input | Council 7th Plan | 2020 | Retro | 2022 | 2045 | PSE | Industrial | Cold Storage | Electric | Per Region | NA | NA | Cold Storage Motors: Rewind 201-500 HP | Cold Storage Motors: Rewind 201-500 HP | 0 | 10 | 0 | 0 | I-All-Other-Shift3-All-All-S | 0 | 0 | 0 | 0 | 0 | 0 | 0 | 0 | 0 | 0 | 0 | 0 | Comm Flat | Motors: Rewind 201-500 HP | Motors: Rewind 201-500 HP | RefrigWarehouseGroc | 0.01247% | 100% | 0% | 1 | 1 | 100% | 10% | 85% | 6.8% | 0.2% | 0 | 0 | 0 | 0 | 0 | 0 | 0 | 0 | 0 |  | 0 | 0 | 0 | 01. ($9,999.000) to $0.028 | N/A | 0 | 01. ($9,999.00) to $0.22 | N/A | 0.085 | 0.085 | 0.085 | 0.085 | 0.085 | 0.085 | 0.085 | 0.085 | 0.085 | 0.085 | 0 | 0 | 0 | 0 | 0 | 0 | 0 | 0 | 0 | 0 | 0 | 0 | 0 | 0 | 0 | 0 | 0 | 0 | 0 | 0 | 0 | 0 | 0 | 0 | 0 | 0 | 0 | 0 | 0 | 0 | 0 | 0 | 0 | 0 | 0 | 0 | 0 | 0 | 0 | 0 | 0 | 0 | 0 | 0 | 0 | 0 | 0 | 0 | 0 | 0 | 0 | 0 | 0 | 0 | 0 | 0 | 0 | 0 | 0 | 0 | 0 | 0 | 0 | 0 | 0 | 0 | 0 | 0 | 0 | 0 | 0 | 0 | 0 | 0 | 0 | 0 | 0 | 0 | 0 | 0 | 0 | 0 | 0 | 0 | 0 | 0 | 0 | 0 | 0 | 0 | 0 | 0 | 0 | 0 | 0 | 0 | 0 | 0 | 0 | 0 | 0 | 0 | 0 | 0 | 0 | 0 | 0 | 0 | 0 | 0 | 0 | 0 | 0 | 0 | 0 | 0 | 0 | 0 | 0 | 0 | 0 | 0 | 0 | 0 | 0 | 0 | 0 | 0 | 0 | 0 | 0 | 0 | 0 | 0 | 0 | 0 | 0 | 0 | 0 | 0 | 0 | 0 | 0 | 0 | 0 | 0 | 0 | 0 | 0 | 0 | 0 | 0 | 0 | 0 | 0 | 0 | 0 | 0 | 0 | 0 | 0 | 0 | 0 | 0 | 0 | 0 | 0 | 0 | 0 | 0 | 0 | 0 | 0 | 0 | 0 | 0 | 0 | 0 | 0 | 0 | 0 | 0 | 0 | 0 | 0 | 0 | 0 | 0 | 0 | 0 | 0 | 0 | 0 | 0.01116% | 0 | 0 | 0 | 0 | 0 | 0 | 0 | 0 | 0 | 0 | 0 | 0 | 0 | 0 | 0 | 0 | 0 | 0 | 0 | 0 | 0 | 0 | 0 | 0
| IND-Lighting-7P_V2 | M_Input | Council 7th Plan | 2020 | Retro | 2022 | 2045 | PSE | Industrial | Cold Storage | Electric | Per Region | NA | NA | Cold Storage Motors: Rewind 501-5000 HP | Cold Storage Motors: Rewind 501-5000 HP | 0 | 10 | 0 | 0 | I-All-Other-Shift3-All-All-S | 0 | 0 | 0 | 0 | 0 | 0 | 0 | 0 | 0 | 0 | 0 | 0 | Comm Flat | Motors: Rewind 501-5000 HP | Motors: Rewind 501-5000 HP | RefrigWarehouseGroc | 0.01247% | 100% | 0% | 1 | 1 | 100% | 10% | 85% | 6.8% | 0.2% | 0 | 0 | 0 | 0 | 0 | 0 | 0 | 0 | 0 |  | 0 | 0 | 0 | 01. ($9,999.000) to $0.028 | N/A | 0 | 01. ($9,999.00) to $0.22 | N/A | 0.085 | 0.085 | 0.085 | 0.085 | 0.085 | 0.085 | 0.085 | 0.085 | 0.085 | 0.085 | 0 | 0 | 0 | 0 | 0 | 0 | 0 | 0 | 0 | 0 | 0 | 0 | 0 | 0 | 0 | 0 | 0 | 0 | 0 | 0 | 0 | 0 | 0 | 0 | 0 | 0 | 0 | 0 | 0 | 0 | 0 | 0 | 0 | 0 | 0 | 0 | 0 | 0 | 0 | 0 | 0 | 0 | 0 | 0 | 0 | 0 | 0 | 0 | 0 | 0 | 0 | 0 | 0 | 0 | 0 | 0 | 0 | 0 | 0 | 0 | 0 | 0 | 0 | 0 | 0 | 0 | 0 | 0 | 0 | 0 | 0 | 0 | 0 | 0 | 0 | 0 | 0 | 0 | 0 | 0 | 0 | 0 | 0 | 0 | 0 | 0 | 0 | 0 | 0 | 0 | 0 | 0 | 0 | 0 | 0 | 0 | 0 | 0 | 0 | 0 | 0 | 0 | 0 | 0 | 0 | 0 | 0 | 0 | 0 | 0 | 0 | 0 | 0 | 0 | 0 | 0 | 0 | 0 | 0 | 0 | 0 | 0 | 0 | 0 | 0 | 0 | 0 | 0 | 0 | 0 | 0 | 0 | 0 | 0 | 0 | 0 | 0 | 0 | 0 | 0 | 0 | 0 | 0 | 0 | 0 | 0 | 0 | 0 | 0 | 0 | 0 | 0 | 0 | 0 | 0 | 0 | 0 | 0 | 0 | 0 | 0 | 0 | 0 | 0 | 0 | 0 | 0 | 0 | 0 | 0 | 0 | 0 | 0 | 0 | 0 | 0 | 0 | 0 | 0 | 0 | 0 | 0 | 0 | 0 | 0 | 0 | 0 | 0 | 0 | 0 | 0 | 0 | 0 | 0.01116% | 0 | 0 | 0 | 0 | 0 | 0 | 0 | 0 | 0 | 0 | 0 | 0 | 0 | 0 | 0 | 0 | 0 | 0 | 0 | 0 | 0 | 0 | 0 | 0
| IND-Lighting-7P_V2 | M_Input | Council 7th Plan | 2020 | Retro | 2022 | 2045 | PSE | Industrial | Cold Storage | Electric | Per Region | NA | NA | Cold Storage Efficient Centrifugal Fan | Cold Storage Efficient Centrifugal Fan | 0 | 10 | 0 | 0 | I-SIC26-Proc-All-All-All-E | 0 | 0 | 0 | 0 | 0 | 0 | 0 | 0 | 0 | 0 | 0 | 0 | Comm Flat | Efficient Centrifugal Fan | Efficient Centrifugal Fan | SIC26 | 0.01095% | 100% | 0% | 1 | 1 | 100% | 10% | 85% | 6.8% | 0.2% | 0 | 0 | 0 | 0 | 0 | 0 | 0 | 0 | 0 |  | 0 | 0 | 0 | 01. ($9,999.000) to $0.028 | N/A | 0 | 01. ($9,999.00) to $0.22 | N/A | 0.085 | 0.085 | 0.085 | 0.085 | 0.085 | 0.085 | 0.085 | 0.085 | 0.085 | 0.085 | 0 | 0 | 0 | 0 | 0 | 0 | 0 | 0 | 0 | 0 | 0 | 0 | 0 | 0 | 0 | 0 | 0 | 0 | 0 | 0 | 0 | 0 | 0 | 0 | 0 | 0 | 0 | 0 | 0 | 0 | 0 | 0 | 0 | 0 | 0 | 0 | 0 | 0 | 0 | 0 | 0 | 0 | 0 | 0 | 0 | 0 | 0 | 0 | 0 | 0 | 0 | 0 | 0 | 0 | 0 | 0 | 0 | 0 | 0 | 0 | 0 | 0 | 0 | 0 | 0 | 0 | 0 | 0 | 0 | 0 | 0 | 0 | 0 | 0 | 0 | 0 | 0 | 0 | 0 | 0 | 0 | 0 | 0 | 0 | 0 | 0 | 0 | 0 | 0 | 0 | 0 | 0 | 0 | 0 | 0 | 0 | 0 | 0 | 0 | 0 | 0 | 0 | 0 | 0 | 0 | 0 | 0 | 0 | 0 | 0 | 0 | 0 | 0 | 0 | 0 | 0 | 0 | 0 | 0 | 0 | 0 | 0 | 0 | 0 | 0 | 0 | 0 | 0 | 0 | 0 | 0 | 0 | 0 | 0 | 0 | 0 | 0 | 0 | 0 | 0 | 0 | 0 | 0 | 0 | 0 | 0 | 0 | 0 | 0 | 0 | 0 | 0 | 0 | 0 | 0 | 0 | 0 | 0 | 0 | 0 | 0 | 0 | 0 | 0 | 0 | 0 | 0 | 0 | 0 | 0 | 0 | 0 | 0 | 0 | 0 | 0 | 0 | 0 | 0 | 0 | 0 | 0 | 0 | 0 | 0 | 0 | 0 | 0 | 0 | 0 | 0 | 0 | 0 | 0.01124% | 0 | 0 | 0 | 0 | 0 | 0 | 0 | 0 | 0 | 0 | 0 | 0 | 0 | 0 | 0 | 0 | 0 | 0 | 0 | 0 | 0 | 0 | 0 | 0
| IND-Lighting-7P_V2 | M_Input | Council 7th Plan | 2020 | Retro | 2022 | 2045 | PSE | Industrial | Cold Storage | Electric | Per Region | NA | NA | Cold Storage Fan Energy Management | Cold Storage Fan Energy Management | 0 | 10 | 0 | 0 | I-SIC20-Proc-All-All-All-E | 0 | 0 | 0 | 0 | 0 | 0 | 0 | 0 | 0 | 0 | 0 | 0 | Comm Flat | Fan Energy Management | Fan Energy Management | SIC20 | 0.01146% | 100% | 0% | 1 | 1 | 100% | 10% | 85% | 6.8% | 0.2% | 0 | 0 | 0 | 0 | 0 | 0 | 0 | 0 | 0 |  | 0 | 0 | 0 | 01. ($9,999.000) to $0.028 | N/A | 0 | 01. ($9,999.00) to $0.22 | N/A | 0.085 | 0.085 | 0.085 | 0.085 | 0.085 | 0.085 | 0.085 | 0.085 | 0.085 | 0.085 | 0 | 0 | 0 | 0 | 0 | 0 | 0 | 0 | 0 | 0 | 0 | 0 | 0 | 0 | 0 | 0 | 0 | 0 | 0 | 0 | 0 | 0 | 0 | 0 | 0 | 0 | 0 | 0 | 0 | 0 | 0 | 0 | 0 | 0 | 0 | 0 | 0 | 0 | 0 | 0 | 0 | 0 | 0 | 0 | 0 | 0 | 0 | 0 | 0 | 0 | 0 | 0 | 0 | 0 | 0 | 0 | 0 | 0 | 0 | 0 | 0 | 0 | 0 | 0 | 0 | 0 | 0 | 0 | 0 | 0 | 0 | 0 | 0 | 0 | 0 | 0 | 0 | 0 | 0 | 0 | 0 | 0 | 0 | 0 | 0 | 0 | 0 | 0 | 0 | 0 | 0 | 0 | 0 | 0 | 0 | 0 | 0 | 0 | 0 | 0 | 0 | 0 | 0 | 0 | 0 | 0 | 0 | 0 | 0 | 0 | 0 | 0 | 0 | 0 | 0 | 0 | 0 | 0 | 0 | 0 | 0 | 0 | 0 | 0 | 0 | 0 | 0 | 0 | 0 | 0 | 0 | 0 | 0 | 0 | 0 | 0 | 0 | 0 | 0 | 0 | 0 | 0 | 0 | 0 | 0 | 0 | 0 | 0 | 0 | 0 | 0 | 0 | 0 | 0 | 0 | 0 | 0 | 0 | 0 | 0 | 0 | 0 | 0 | 0 | 0 | 0 | 0 | 0 | 0 | 0 | 0 | 0 | 0 | 0 | 0 | 0 | 0 | 0 | 0 | 0 | 0 | 0 | 0 | 0 | 0 | 0 | 0 | 0 | 0 | 0 | 0 | 0 | 0 | 0.01326% | 0 | 0 | 0 | 0 | 0 | 0 | 0 | 0 | 0 | 0 | 0 | 0 | 0 | 0 | 0 | 0 | 0 | 0 | 0 | 0 | 0 | 0 | 0 | 0
| IND-Lighting-7P_V2 | M_Input | Council 7th Plan | 2020 | Retro | 2022 | 2045 | PSE | Industrial | Cold Storage | Electric | Per Region | NA | NA | Cold Storage Fan Equipment Upgrade | Cold Storage Fan Equipment Upgrade | 0 | 10 | 0 | 0 | I-All-Other-Shift3-All-All-S | 0 | 0 | 0 | 0 | 0 | 0 | 0 | 0 | 0 | 0 | 0 | 0 | Comm Flat | Fan Equipment Upgrade | Fan Equipment Upgrade | RefrigWarehouseGroc | 0.01247% | 100% | 0% | 1 | 1 | 100% | 10% | 85% | 6.8% | 0.2% | 0 | 0 | 0 | 0 | 0 | 0 | 0 | 0 | 0 |  | 0 | 0 | 0 | 01. ($9,999.000) to $0.028 | N/A | 0 | 01. ($9,999.00) to $0.22 | N/A | 0.085 | 0.085 | 0.085 | 0.085 | 0.085 | 0.085 | 0.085 | 0.085 | 0.085 | 0.085 | 0 | 0 | 0 | 0 | 0 | 0 | 0 | 0 | 0 | 0 | 0 | 0 | 0 | 0 | 0 | 0 | 0 | 0 | 0 | 0 | 0 | 0 | 0 | 0 | 0 | 0 | 0 | 0 | 0 | 0 | 0 | 0 | 0 | 0 | 0 | 0 | 0 | 0 | 0 | 0 | 0 | 0 | 0 | 0 | 0 | 0 | 0 | 0 | 0 | 0 | 0 | 0 | 0 | 0 | 0 | 0 | 0 | 0 | 0 | 0 | 0 | 0 | 0 | 0 | 0 | 0 | 0 | 0 | 0 | 0 | 0 | 0 | 0 | 0 | 0 | 0 | 0 | 0 | 0 | 0 | 0 | 0 | 0 | 0 | 0 | 0 | 0 | 0 | 0 | 0 | 0 | 0 | 0 | 0 | 0 | 0 | 0 | 0 | 0 | 0 | 0 | 0 | 0 | 0 | 0 | 0 | 0 | 0 | 0 | 0 | 0 | 0 | 0 | 0 | 0 | 0 | 0 | 0 | 0 | 0 | 0 | 0 | 0 | 0 | 0 | 0 | 0 | 0 | 0 | 0 | 0 | 0 | 0 | 0 | 0 | 0 | 0 | 0 | 0 | 0 | 0 | 0 | 0 | 0 | 0 | 0 | 0 | 0 | 0 | 0 | 0 | 0 | 0 | 0 | 0 | 0 | 0 | 0 | 0 | 0 | 0 | 0 | 0 | 0 | 0 | 0 | 0 | 0 | 0 | 0 | 0 | 0 | 0 | 0 | 0 | 0 | 0 | 0 | 0 | 0 | 0 | 0 | 0 | 0 | 0 | 0 | 0 | 0 | 0 | 0 | 0 | 0 | 0 | 0.01116% | 0 | 0 | 0 | 0 | 0 | 0 | 0 | 0 | 0 | 0 | 0 | 0 | 0 | 0 | 0 | 0 | 0 | 0 | 0 | 0 | 0 | 0 | 0 | 0
| IND-Lighting-7P_V2 | M_Input | Council 7th Plan | 2020 | Retro | 2022 | 2045 | PSE | Industrial | Cold Storage | Electric | Per Region | NA | NA | Cold Storage Fan System Optimization | Cold Storage Fan System Optimization | 0 | 10 | 0 | 0 | I-SIC24-Proc-All-All-All-E | 0 | 0 | 0 | 0 | 0 | 0 | 0 | 0 | 0 | 0 | 0 | 0 | Comm Flat | Fan System Optimization | Fan System Optimization | RefrigWarehouseGroc | 0.01247% | 100% | 0% | 1 | 1 | 100% | 10% | 85% | 6.8% | 0.2% | 0 | 0 | 0 | 0 | 0 | 0 | 0 | 0 | 0 |  | 0 | 0 | 0 | 01. ($9,999.000) to $0.028 | N/A | 0 | 01. ($9,999.00) to $0.22 | N/A | 0.085 | 0.085 | 0.085 | 0.085 | 0.085 | 0.085 | 0.085 | 0.085 | 0.085 | 0.085 | 0 | 0 | 0 | 0 | 0 | 0 | 0 | 0 | 0 | 0 | 0 | 0 | 0 | 0 | 0 | 0 | 0 | 0 | 0 | 0 | 0 | 0 | 0 | 0 | 0 | 0 | 0 | 0 | 0 | 0 | 0 | 0 | 0 | 0 | 0 | 0 | 0 | 0 | 0 | 0 | 0 | 0 | 0 | 0 | 0 | 0 | 0 | 0 | 0 | 0 | 0 | 0 | 0 | 0 | 0 | 0 | 0 | 0 | 0 | 0 | 0 | 0 | 0 | 0 | 0 | 0 | 0 | 0 | 0 | 0 | 0 | 0 | 0 | 0 | 0 | 0 | 0 | 0 | 0 | 0 | 0 | 0 | 0 | 0 | 0 | 0 | 0 | 0 | 0 | 0 | 0 | 0 | 0 | 0 | 0 | 0 | 0 | 0 | 0 | 0 | 0 | 0 | 0 | 0 | 0 | 0 | 0 | 0 | 0 | 0 | 0 | 0 | 0 | 0 | 0 | 0 | 0 | 0 | 0 | 0 | 0 | 0 | 0 | 0 | 0 | 0 | 0 | 0 | 0 | 0 | 0 | 0 | 0 | 0 | 0 | 0 | 0 | 0 | 0 | 0 | 0 | 0 | 0 | 0 | 0 | 0 | 0 | 0 | 0 | 0 | 0 | 0 | 0 | 0 | 0 | 0 | 0 | 0 | 0 | 0 | 0 | 0 | 0 | 0 | 0 | 0 | 0 | 0 | 0 | 0 | 0 | 0 | 0 | 0 | 0 | 0 | 0 | 0 | 0 | 0 | 0 | 0 | 0 | 0 | 0 | 0 | 0 | 0 | 0 | 0 | 0 | 0 | 0 | 0.01116% | 0 | 0 | 0 | 0 | 0 | 0 | 0 | 0 | 0 | 0 | 0 | 0 | 0 | 0 | 0 | 0 | 0 | 0 | 0 | 0 | 0 | 0 | 0 | 0
| IND-Lighting-7P_V2 | M_Input | Council 7th Plan | 2020 | Retro | 2022 | 2045 | PSE | Industrial | Cold Storage | Electric | Per Region | NA | NA | Cold Storage Pump Energy Management | Cold Storage Pump Energy Management | 0 | 10 | 0 | 0 | I-SIC26-Proc-All-All-All-E | 0 | 0 | 0 | 0 | 0 | 0 | 0 | 0 | 0 | 0 | 0 | 0 | Comm Flat | Pump Energy Management | Pump Energy Management | SIC26 | 0.01095% | 100% | 0% | 1 | 1 | 100% | 10% | 85% | 6.8% | 0.2% | 0 | 0 | 0 | 0 | 0 | 0 | 0 | 0 | 0 |  | 0 | 0 | 0 | 01. ($9,999.000) to $0.028 | N/A | 0 | 01. ($9,999.00) to $0.22 | N/A | 0.085 | 0.085 | 0.085 | 0.085 | 0.085 | 0.085 | 0.085 | 0.085 | 0.085 | 0.085 | 0 | 0 | 0 | 0 | 0 | 0 | 0 | 0 | 0 | 0 | 0 | 0 | 0 | 0 | 0 | 0 | 0 | 0 | 0 | 0 | 0 | 0 | 0 | 0 | 0 | 0 | 0 | 0 | 0 | 0 | 0 | 0 | 0 | 0 | 0 | 0 | 0 | 0 | 0 | 0 | 0 | 0 | 0 | 0 | 0 | 0 | 0 | 0 | 0 | 0 | 0 | 0 | 0 | 0 | 0 | 0 | 0 | 0 | 0 | 0 | 0 | 0 | 0 | 0 | 0 | 0 | 0 | 0 | 0 | 0 | 0 | 0 | 0 | 0 | 0 | 0 | 0 | 0 | 0 | 0 | 0 | 0 | 0 | 0 | 0 | 0 | 0 | 0 | 0 | 0 | 0 | 0 | 0 | 0 | 0 | 0 | 0 | 0 | 0 | 0 | 0 | 0 | 0 | 0 | 0 | 0 | 0 | 0 | 0 | 0 | 0 | 0 | 0 | 0 | 0 | 0 | 0 | 0 | 0 | 0 | 0 | 0 | 0 | 0 | 0 | 0 | 0 | 0 | 0 | 0 | 0 | 0 | 0 | 0 | 0 | 0 | 0 | 0 | 0 | 0 | 0 | 0 | 0 | 0 | 0 | 0 | 0 | 0 | 0 | 0 | 0 | 0 | 0 | 0 | 0 | 0 | 0 | 0 | 0 | 0 | 0 | 0 | 0 | 0 | 0 | 0 | 0 | 0 | 0 | 0 | 0 | 0 | 0 | 0 | 0 | 0 | 0 | 0 | 0 | 0 | 0 | 0 | 0 | 0 | 0 | 0 | 0 | 0 | 0 | 0 | 0 | 0 | 0 | 0.01124% | 0 | 0 | 0 | 0 | 0 | 0 | 0 | 0 | 0 | 0 | 0 | 0 | 0 | 0 | 0 | 0 | 0 | 0 | 0 | 0 | 0 | 0 | 0 | 0
| IND-Lighting-7P_V2 | M_Input | Council 7th Plan | 2020 | Retro | 2022 | 2045 | PSE | Industrial | Cold Storage | Electric | Per Region | NA | NA | Cold Storage Pump Equipment Upgrade | Cold Storage Pump Equipment Upgrade | 0 | 10 | 0 | 0 | I-SIC26-Proc-All-All-All-E | 0 | 0 | 0 | 0 | 0 | 0 | 0 | 0 | 0 | 0 | 0 | 0 | Comm Flat | Pump Equipment Upgrade | Pump Equipment Upgrade | RefrigWarehouseGroc | 0.01247% | 100% | 0% | 1 | 1 | 100% | 10% | 85% | 6.8% | 0.2% | 0 | 0 | 0 | 0 | 0 | 0 | 0 | 0 | 0 |  | 0 | 0 | 0 | 01. ($9,999.000) to $0.028 | N/A | 0 | 01. ($9,999.00) to $0.22 | N/A | 0.085 | 0.085 | 0.085 | 0.085 | 0.085 | 0.085 | 0.085 | 0.085 | 0.085 | 0.085 | 0 | 0 | 0 | 0 | 0 | 0 | 0 | 0 | 0 | 0 | 0 | 0 | 0 | 0 | 0 | 0 | 0 | 0 | 0 | 0 | 0 | 0 | 0 | 0 | 0 | 0 | 0 | 0 | 0 | 0 | 0 | 0 | 0 | 0 | 0 | 0 | 0 | 0 | 0 | 0 | 0 | 0 | 0 | 0 | 0 | 0 | 0 | 0 | 0 | 0 | 0 | 0 | 0 | 0 | 0 | 0 | 0 | 0 | 0 | 0 | 0 | 0 | 0 | 0 | 0 | 0 | 0 | 0 | 0 | 0 | 0 | 0 | 0 | 0 | 0 | 0 | 0 | 0 | 0 | 0 | 0 | 0 | 0 | 0 | 0 | 0 | 0 | 0 | 0 | 0 | 0 | 0 | 0 | 0 | 0 | 0 | 0 | 0 | 0 | 0 | 0 | 0 | 0 | 0 | 0 | 0 | 0 | 0 | 0 | 0 | 0 | 0 | 0 | 0 | 0 | 0 | 0 | 0 | 0 | 0 | 0 | 0 | 0 | 0 | 0 | 0 | 0 | 0 | 0 | 0 | 0 | 0 | 0 | 0 | 0 | 0 | 0 | 0 | 0 | 0 | 0 | 0 | 0 | 0 | 0 | 0 | 0 | 0 | 0 | 0 | 0 | 0 | 0 | 0 | 0 | 0 | 0 | 0 | 0 | 0 | 0 | 0 | 0 | 0 | 0 | 0 | 0 | 0 | 0 | 0 | 0 | 0 | 0 | 0 | 0 | 0 | 0 | 0 | 0 | 0 | 0 | 0 | 0 | 0 | 0 | 0 | 0 | 0 | 0 | 0 | 0 | 0 | 0 | 0.01116% | 0 | 0 | 0 | 0 | 0 | 0 | 0 | 0 | 0 | 0 | 0 | 0 | 0 | 0 | 0 | 0 | 0 | 0 | 0 | 0 | 0 | 0 | 0 | 0
| IND-Lighting-7P_V2 | M_Input | Council 7th Plan | 2020 | Retro | 2022 | 2045 | PSE | Industrial | Cold Storage | Electric | Per Region | NA | NA | Cold Storage Pump System Optimization | Cold Storage Pump System Optimization | 0 | 12 | 0 | 0 | I-SIC20-Proc-All-All-All-E | 0 | 0 | 0 | 0 | 0 | 0 | 0 | 0 | 0 | 0 | 0 | 0 | Comm Flat | Pump System Optimization | Pump System Optimization | RefrigWarehouseGroc | 0.01247% | 100% | 0% | 1 | 1 | 100% | 8.333% | 85% | 6.8% | 0.2% | 0 | 0 | 0 | 0 | 0 | 0 | 0 | 0 | 0 |  | 0 | 0 | 0 | 01. ($9,999.000) to $0.028 | N/A | 0 | 01. ($9,999.00) to $0.22 | N/A | 0.085 | 0.085 | 0.085 | 0.085 | 0.085 | 0.085 | 0.085 | 0.085 | 0.085 | 0.085 | 0 | 0 | 0 | 0 | 0 | 0 | 0 | 0 | 0 | 0 | 0 | 0 | 0 | 0 | 0 | 0 | 0 | 0 | 0 | 0 | 0 | 0 | 0 | 0 | 0 | 0 | 0 | 0 | 0 | 0 | 0 | 0 | 0 | 0 | 0 | 0 | 0 | 0 | 0 | 0 | 0 | 0 | 0 | 0 | 0 | 0 | 0 | 0 | 0 | 0 | 0 | 0 | 0 | 0 | 0 | 0 | 0 | 0 | 0 | 0 | 0 | 0 | 0 | 0 | 0 | 0 | 0 | 0 | 0 | 0 | 0 | 0 | 0 | 0 | 0 | 0 | 0 | 0 | 0 | 0 | 0 | 0 | 0 | 0 | 0 | 0 | 0 | 0 | 0 | 0 | 0 | 0 | 0 | 0 | 0 | 0 | 0 | 0 | 0 | 0 | 0 | 0 | 0 | 0 | 0 | 0 | 0 | 0 | 0 | 0 | 0 | 0 | 0 | 0 | 0 | 0 | 0 | 0 | 0 | 0 | 0 | 0 | 0 | 0 | 0 | 0 | 0 | 0 | 0 | 0 | 0 | 0 | 0 | 0 | 0 | 0 | 0 | 0 | 0 | 0 | 0 | 0 | 0 | 0 | 0 | 0 | 0 | 0 | 0 | 0 | 0 | 0 | 0 | 0 | 0 | 0 | 0 | 0 | 0 | 0 | 0 | 0 | 0 | 0 | 0 | 0 | 0 | 0 | 0 | 0 | 0 | 0 | 0 | 0 | 0 | 0 | 0 | 0 | 0 | 0 | 0 | 0 | 0 | 0 | 0 | 0 | 0 | 0 | 0 | 0 | 0 | 0 | 0 | 0.01116% | 0 | 0 | 0 | 0 | 0 | 0 | 0 | 0 | 0 | 0 | 0 | 0 | 0 | 0 | 0 | 0 | 0 | 0 | 0 | 0 | 0 | 0 | 0 | 0
| IND-Lighting-7P_V2 | M_Input | Council 7th Plan | 2020 | Retro | 2022 | 2045 | PSE | Industrial | Cold Storage | Electric | Per Region | NA | NA | Cold Storage Transformers-Retrofit | Cold Storage Transformers-Retrofit | 0 | 10 | 0 | 0 | I-All-Other-Shift3-All-All-S | 0 | 0 | 0 | 0 | 0 | 0 | 0 | 0 | 0 | 0 | 0 | 0 | Comm Flat | Transformers-Retrofit | Transformers-Retrofit | RefrigWarehouseGroc | 0.01247% | 100% | 0% | 1 | 1 | 100% | 10% | 85% | 6.8% | 0.2% | 0 | 0 | 0 | 0 | 0 | 0 | 0 | 0 | 0 |  | 0 | 0 | 0 | 01. ($9,999.000) to $0.028 | N/A | 0 | 01. ($9,999.00) to $0.22 | N/A | 0.085 | 0.085 | 0.085 | 0.085 | 0.085 | 0.085 | 0.085 | 0.085 | 0.085 | 0.085 | 0 | 0 | 0 | 0 | 0 | 0 | 0 | 0 | 0 | 0 | 0 | 0 | 0 | 0 | 0 | 0 | 0 | 0 | 0 | 0 | 0 | 0 | 0 | 0 | 0 | 0 | 0 | 0 | 0 | 0 | 0 | 0 | 0 | 0 | 0 | 0 | 0 | 0 | 0 | 0 | 0 | 0 | 0 | 0 | 0 | 0 | 0 | 0 | 0 | 0 | 0 | 0 | 0 | 0 | 0 | 0 | 0 | 0 | 0 | 0 | 0 | 0 | 0 | 0 | 0 | 0 | 0 | 0 | 0 | 0 | 0 | 0 | 0 | 0 | 0 | 0 | 0 | 0 | 0 | 0 | 0 | 0 | 0 | 0 | 0 | 0 | 0 | 0 | 0 | 0 | 0 | 0 | 0 | 0 | 0 | 0 | 0 | 0 | 0 | 0 | 0 | 0 | 0 | 0 | 0 | 0 | 0 | 0 | 0 | 0 | 0 | 0 | 0 | 0 | 0 | 0 | 0 | 0 | 0 | 0 | 0 | 0 | 0 | 0 | 0 | 0 | 0 | 0 | 0 | 0 | 0 | 0 | 0 | 0 | 0 | 0 | 0 | 0 | 0 | 0 | 0 | 0 | 0 | 0 | 0 | 0 | 0 | 0 | 0 | 0 | 0 | 0 | 0 | 0 | 0 | 0 | 0 | 0 | 0 | 0 | 0 | 0 | 0 | 0 | 0 | 0 | 0 | 0 | 0 | 0 | 0 | 0 | 0 | 0 | 0 | 0 | 0 | 0 | 0 | 0 | 0 | 0 | 0 | 0 | 0 | 0 | 0 | 0 | 0 | 0 | 0 | 0 | 0 | 0.01116% | 0 | 0 | 0 | 0 | 0 | 0 | 0 | 0 | 0 | 0 | 0 | 0 | 0 | 0 | 0 | 0 | 0 | 0 | 0 | 0 | 0 | 0 | 0 | 0
| IND-Lighting-7P_V2 | M_Input | Council 7th Plan | 2020 | Retro | 2022 | 2045 | PSE | Industrial | Cold Storage | Electric | Per Region | NA | NA | Cold Storage Transformers-New | Cold Storage Transformers-New | 0 | 32 | 0 | 0 | I-All-Other-Shift3-All-All-S | 0 | 0 | 0 | 0 | 0 | 0 | 0 | 0 | 0 | 0 | 0 | 0 | Comm Flat | Transformers-New | Transformers-New | RefrigWarehouseGroc | 0.01247% | 100% | 0% | 1 | 1 | 100% | 3.125% | 85% | 6.8% | 0.2% | 0 | 0 | 0 | 0 | 0 | 0 | 0 | 0 | 0 |  | 0 | 0 | 0 | 01. ($9,999.000) to $0.028 | N/A | 0 | 01. ($9,999.00) to $0.22 | N/A | 0.085 | 0.085 | 0.085 | 0.085 | 0.085 | 0.085 | 0.085 | 0.085 | 0.085 | 0.085 | 0 | 0 | 0 | 0 | 0 | 0 | 0 | 0 | 0 | 0 | 0 | 0 | 0 | 0 | 0 | 0 | 0 | 0 | 0 | 0 | 0 | 0 | 0 | 0 | 0 | 0 | 0 | 0 | 0 | 0 | 0 | 0 | 0 | 0 | 0 | 0 | 0 | 0 | 0 | 0 | 0 | 0 | 0 | 0 | 0 | 0 | 0 | 0 | 0 | 0 | 0 | 0 | 0 | 0 | 0 | 0 | 0 | 0 | 0 | 0 | 0 | 0 | 0 | 0 | 0 | 0 | 0 | 0 | 0 | 0 | 0 | 0 | 0 | 0 | 0 | 0 | 0 | 0 | 0 | 0 | 0 | 0 | 0 | 0 | 0 | 0 | 0 | 0 | 0 | 0 | 0 | 0 | 0 | 0 | 0 | 0 | 0 | 0 | 0 | 0 | 0 | 0 | 0 | 0 | 0 | 0 | 0 | 0 | 0 | 0 | 0 | 0 | 0 | 0 | 0 | 0 | 0 | 0 | 0 | 0 | 0 | 0 | 0 | 0 | 0 | 0 | 0 | 0 | 0 | 0 | 0 | 0 | 0 | 0 | 0 | 0 | 0 | 0 | 0 | 0 | 0 | 0 | 0 | 0 | 0 | 0 | 0 | 0 | 0 | 0 | 0 | 0 | 0 | 0 | 0 | 0 | 0 | 0 | 0 | 0 | 0 | 0 | 0 | 0 | 0 | 0 | 0 | 0 | 0 | 0 | 0 | 0 | 0 | 0 | 0 | 0 | 0 | 0 | 0 | 0 | 0 | 0 | 0 | 0 | 0 | 0 | 0 | 0 | 0 | 0 | 0 | 0 | 0 | 0.01116% | 0 | 0 | 0 | 0 | 0 | 0 | 0 | 0 | 0 | 0 | 0 | 0 | 0 | 0 | 0 | 0 | 0 | 0 | 0 | 0 | 0 | 0 | 0 | 0
| IND-Lighting-7P_V2 | M_Input | Council 7th Plan | 2020 | Retro | 2022 | 2045 | PSE | Industrial | Cold Storage | Electric | Per Region | NA | NA | Cold Storage Synchronous Belts | Cold Storage Synchronous Belts | 0 | 10 | 0 | 0 | I-All-Other-Shift3-All-All-S | 0 | 0 | 0 | 0 | 0 | 0 | 0 | 0 | 0 | 0 | 0 | 0 | Comm Flat | Synchronous Belts | Synchronous Belts | RefrigWarehouseGroc | 0.01247% | 100% | 0% | 1 | 1 | 100% | 10% | 85% | 6.8% | 0.2% | 0 | 0 | 0 | 0 | 0 | 0 | 0 | 0 | 0 |  | 0 | 0 | 0 | 01. ($9,999.000) to $0.028 | N/A | 0 | 01. ($9,999.00) to $0.22 | N/A | 0.085 | 0.085 | 0.085 | 0.085 | 0.085 | 0.085 | 0.085 | 0.085 | 0.085 | 0.085 | 0 | 0 | 0 | 0 | 0 | 0 | 0 | 0 | 0 | 0 | 0 | 0 | 0 | 0 | 0 | 0 | 0 | 0 | 0 | 0 | 0 | 0 | 0 | 0 | 0 | 0 | 0 | 0 | 0 | 0 | 0 | 0 | 0 | 0 | 0 | 0 | 0 | 0 | 0 | 0 | 0 | 0 | 0 | 0 | 0 | 0 | 0 | 0 | 0 | 0 | 0 | 0 | 0 | 0 | 0 | 0 | 0 | 0 | 0 | 0 | 0 | 0 | 0 | 0 | 0 | 0 | 0 | 0 | 0 | 0 | 0 | 0 | 0 | 0 | 0 | 0 | 0 | 0 | 0 | 0 | 0 | 0 | 0 | 0 | 0 | 0 | 0 | 0 | 0 | 0 | 0 | 0 | 0 | 0 | 0 | 0 | 0 | 0 | 0 | 0 | 0 | 0 | 0 | 0 | 0 | 0 | 0 | 0 | 0 | 0 | 0 | 0 | 0 | 0 | 0 | 0 | 0 | 0 | 0 | 0 | 0 | 0 | 0 | 0 | 0 | 0 | 0 | 0 | 0 | 0 | 0 | 0 | 0 | 0 | 0 | 0 | 0 | 0 | 0 | 0 | 0 | 0 | 0 | 0 | 0 | 0 | 0 | 0 | 0 | 0 | 0 | 0 | 0 | 0 | 0 | 0 | 0 | 0 | 0 | 0 | 0 | 0 | 0 | 0 | 0 | 0 | 0 | 0 | 0 | 0 | 0 | 0 | 0 | 0 | 0 | 0 | 0 | 0 | 0 | 0 | 0 | 0 | 0 | 0 | 0 | 0 | 0 | 0 | 0 | 0 | 0 | 0 | 0 | 0.01116% | 0 | 0 | 0 | 0 | 0 | 0 | 0 | 0 | 0 | 0 | 0 | 0 | 0 | 0 | 0 | 0 | 0 | 0 | 0 | 0 | 0 | 0 | 0 | 0
| IND-Lighting-7P_V2 | M_Input | Council 7th Plan | 2020 | Retro | 2022 | 2045 | PSE | Industrial | Cold Storage | Electric | Per Region | NA | NA | Cold Storage Elec Chip Fab: Eliminate Exhaust | Cold Storage Elec Chip Fab: Eliminate Exhaust | 0 | 10 | 0 | 0 | I-All-Other-Shift3-All-All-S | 0 | 0 | 0 | 0 | 0 | 0 | 0 | 0 | 0 | 0 | 0 | 0 | Comm Flat | Elec Chip Fab: Eliminate Exhaust | Elec Chip Fab: Eliminate Exhaust | RefrigWarehouseGroc | 0.01247% | 100% | 0% | 1 | 1 | 100% | 10% | 85% | 6.8% | 0.2% | 0 | 0 | 0 | 0 | 0 | 0 | 0 | 0 | 0 |  | 0 | 0 | 0 | 01. ($9,999.000) to $0.028 | N/A | 0 | 01. ($9,999.00) to $0.22 | N/A | 0.085 | 0.085 | 0.085 | 0.085 | 0.085 | 0.085 | 0.085 | 0.085 | 0.085 | 0.085 | 0 | 0 | 0 | 0 | 0 | 0 | 0 | 0 | 0 | 0 | 0 | 0 | 0 | 0 | 0 | 0 | 0 | 0 | 0 | 0 | 0 | 0 | 0 | 0 | 0 | 0 | 0 | 0 | 0 | 0 | 0 | 0 | 0 | 0 | 0 | 0 | 0 | 0 | 0 | 0 | 0 | 0 | 0 | 0 | 0 | 0 | 0 | 0 | 0 | 0 | 0 | 0 | 0 | 0 | 0 | 0 | 0 | 0 | 0 | 0 | 0 | 0 | 0 | 0 | 0 | 0 | 0 | 0 | 0 | 0 | 0 | 0 | 0 | 0 | 0 | 0 | 0 | 0 | 0 | 0 | 0 | 0 | 0 | 0 | 0 | 0 | 0 | 0 | 0 | 0 | 0 | 0 | 0 | 0 | 0 | 0 | 0 | 0 | 0 | 0 | 0 | 0 | 0 | 0 | 0 | 0 | 0 | 0 | 0 | 0 | 0 | 0 | 0 | 0 | 0 | 0 | 0 | 0 | 0 | 0 | 0 | 0 | 0 | 0 | 0 | 0 | 0 | 0 | 0 | 0 | 0 | 0 | 0 | 0 | 0 | 0 | 0 | 0 | 0 | 0 | 0 | 0 | 0 | 0 | 0 | 0 | 0 | 0 | 0 | 0 | 0 | 0 | 0 | 0 | 0 | 0 | 0 | 0 | 0 | 0 | 0 | 0 | 0 | 0 | 0 | 0 | 0 | 0 | 0 | 0 | 0 | 0 | 0 | 0 | 0 | 0 | 0 | 0 | 0 | 0 | 0 | 0 | 0 | 0 | 0 | 0 | 0 | 0 | 0 | 0 | 0 | 0 | 0 | 0.01116% | 0 | 0 | 0 | 0 | 0 | 0 | 0 | 0 | 0 | 0 | 0 | 0 | 0 | 0 | 0 | 0 | 0 | 0 | 0 | 0 | 0 | 0 | 0 | 0
| IND-Lighting-7P_V2 | M_Input | Council 7th Plan | 2020 | Retro | 2022 | 2045 | PSE | Industrial | Cold Storage | Electric | Per Region | NA | NA | Cold Storage Elec Chip Fab: Exhaust Injector | Cold Storage Elec Chip Fab: Exhaust Injector | 0 | 10 | 0 | 0 | I-All-Other-Shift3-All-All-S | 0 | 0 | 0 | 0 | 0 | 0 | 0 | 0 | 0 | 0 | 0 | 0 | Comm Flat | Elec Chip Fab: Exhaust Injector | Elec Chip Fab: Exhaust Injector | RefrigWarehouseGroc | 0.01247% | 100% | 0% | 1 | 1 | 100% | 10% | 85% | 6.8% | 0.2% | 0 | 0 | 0 | 0 | 0 | 0 | 0 | 0 | 0 |  | 0 | 0 | 0 | 01. ($9,999.000) to $0.028 | N/A | 0 | 01. ($9,999.00) to $0.22 | N/A | 0.085 | 0.085 | 0.085 | 0.085 | 0.085 | 0.085 | 0.085 | 0.085 | 0.085 | 0.085 | 0 | 0 | 0 | 0 | 0 | 0 | 0 | 0 | 0 | 0 | 0 | 0 | 0 | 0 | 0 | 0 | 0 | 0 | 0 | 0 | 0 | 0 | 0 | 0 | 0 | 0 | 0 | 0 | 0 | 0 | 0 | 0 | 0 | 0 | 0 | 0 | 0 | 0 | 0 | 0 | 0 | 0 | 0 | 0 | 0 | 0 | 0 | 0 | 0 | 0 | 0 | 0 | 0 | 0 | 0 | 0 | 0 | 0 | 0 | 0 | 0 | 0 | 0 | 0 | 0 | 0 | 0 | 0 | 0 | 0 | 0 | 0 | 0 | 0 | 0 | 0 | 0 | 0 | 0 | 0 | 0 | 0 | 0 | 0 | 0 | 0 | 0 | 0 | 0 | 0 | 0 | 0 | 0 | 0 | 0 | 0 | 0 | 0 | 0 | 0 | 0 | 0 | 0 | 0 | 0 | 0 | 0 | 0 | 0 | 0 | 0 | 0 | 0 | 0 | 0 | 0 | 0 | 0 | 0 | 0 | 0 | 0 | 0 | 0 | 0 | 0 | 0 | 0 | 0 | 0 | 0 | 0 | 0 | 0 | 0 | 0 | 0 | 0 | 0 | 0 | 0 | 0 | 0 | 0 | 0 | 0 | 0 | 0 | 0 | 0 | 0 | 0 | 0 | 0 | 0 | 0 | 0 | 0 | 0 | 0 | 0 | 0 | 0 | 0 | 0 | 0 | 0 | 0 | 0 | 0 | 0 | 0 | 0 | 0 | 0 | 0 | 0 | 0 | 0 | 0 | 0 | 0 | 0 | 0 | 0 | 0 | 0 | 0 | 0 | 0 | 0 | 0 | 0 | 0.01116% | 0 | 0 | 0 | 0 | 0 | 0 | 0 | 0 | 0 | 0 | 0 | 0 | 0 | 0 | 0 | 0 | 0 | 0 | 0 | 0 | 0 | 0 | 0 | 0
| IND-Lighting-7P_V2 | M_Input | Council 7th Plan | 2020 | Retro | 2022 | 2045 | PSE | Industrial | Cold Storage | Electric | Per Region | NA | NA | Cold Storage Elec Chip Fab: Solidstate Chiller | Cold Storage Elec Chip Fab: Solidstate Chiller | 0 | 10 | 0 | 0 | I-All-Other-Shift3-All-All-S | 0 | 0 | 0 | 0 | 0 | 0 | 0 | 0 | 0 | 0 | 0 | 0 | Comm Flat | Elec Chip Fab: Solidstate Chiller | Elec Chip Fab: Solidstate Chiller | RefrigWarehouseGroc | 0.01247% | 100% | 0% | 1 | 1 | 100% | 10% | 85% | 6.8% | 0.2% | 0 | 0 | 0 | 0 | 0 | 0 | 0 | 0 | 0 |  | 0 | 0 | 0 | 01. ($9,999.000) to $0.028 | N/A | 0 | 01. ($9,999.00) to $0.22 | N/A | 0.085 | 0.085 | 0.085 | 0.085 | 0.085 | 0.085 | 0.085 | 0.085 | 0.085 | 0.085 | 0 | 0 | 0 | 0 | 0 | 0 | 0 | 0 | 0 | 0 | 0 | 0 | 0 | 0 | 0 | 0 | 0 | 0 | 0 | 0 | 0 | 0 | 0 | 0 | 0 | 0 | 0 | 0 | 0 | 0 | 0 | 0 | 0 | 0 | 0 | 0 | 0 | 0 | 0 | 0 | 0 | 0 | 0 | 0 | 0 | 0 | 0 | 0 | 0 | 0 | 0 | 0 | 0 | 0 | 0 | 0 | 0 | 0 | 0 | 0 | 0 | 0 | 0 | 0 | 0 | 0 | 0 | 0 | 0 | 0 | 0 | 0 | 0 | 0 | 0 | 0 | 0 | 0 | 0 | 0 | 0 | 0 | 0 | 0 | 0 | 0 | 0 | 0 | 0 | 0 | 0 | 0 | 0 | 0 | 0 | 0 | 0 | 0 | 0 | 0 | 0 | 0 | 0 | 0 | 0 | 0 | 0 | 0 | 0 | 0 | 0 | 0 | 0 | 0 | 0 | 0 | 0 | 0 | 0 | 0 | 0 | 0 | 0 | 0 | 0 | 0 | 0 | 0 | 0 | 0 | 0 | 0 | 0 | 0 | 0 | 0 | 0 | 0 | 0 | 0 | 0 | 0 | 0 | 0 | 0 | 0 | 0 | 0 | 0 | 0 | 0 | 0 | 0 | 0 | 0 | 0 | 0 | 0 | 0 | 0 | 0 | 0 | 0 | 0 | 0 | 0 | 0 | 0 | 0 | 0 | 0 | 0 | 0 | 0 | 0 | 0 | 0 | 0 | 0 | 0 | 0 | 0 | 0 | 0 | 0 | 0 | 0 | 0 | 0 | 0 | 0 | 0 | 0 | 0.01116% | 0 | 0 | 0 | 0 | 0 | 0 | 0 | 0 | 0 | 0 | 0 | 0 | 0 | 0 | 0 | 0 | 0 | 0 | 0 | 0 | 0 | 0 | 0 | 0
| IND-Lighting-7P_V2 | M_Input | Council 7th Plan | 2020 | Retro | 2022 | 2045 | PSE | Industrial | Cold Storage | Electric | Per Region | NA | NA | Cold Storage Elec Chip Fab: Reduce Gas Pressure | Cold Storage Elec Chip Fab: Reduce Gas Pressure | 0 | 10 | 0 | 0 | I-All-Other-Shift3-All-All-S | 0 | 0 | 0 | 0 | 0 | 0 | 0 | 0 | 0 | 0 | 0 | 0 | Comm Flat | Elec Chip Fab: Reduce Gas Pressure | Elec Chip Fab: Reduce Gas Pressure | RefrigWarehouseGroc | 0.01247% | 100% | 0% | 1 | 1 | 100% | 10% | 85% | 6.8% | 0.2% | 0 | 0 | 0 | 0 | 0 | 0 | 0 | 0 | 0 |  | 0 | 0 | 0 | 01. ($9,999.000) to $0.028 | N/A | 0 | 01. ($9,999.00) to $0.22 | N/A | 0.085 | 0.085 | 0.085 | 0.085 | 0.085 | 0.085 | 0.085 | 0.085 | 0.085 | 0.085 | 0 | 0 | 0 | 0 | 0 | 0 | 0 | 0 | 0 | 0 | 0 | 0 | 0 | 0 | 0 | 0 | 0 | 0 | 0 | 0 | 0 | 0 | 0 | 0 | 0 | 0 | 0 | 0 | 0 | 0 | 0 | 0 | 0 | 0 | 0 | 0 | 0 | 0 | 0 | 0 | 0 | 0 | 0 | 0 | 0 | 0 | 0 | 0 | 0 | 0 | 0 | 0 | 0 | 0 | 0 | 0 | 0 | 0 | 0 | 0 | 0 | 0 | 0 | 0 | 0 | 0 | 0 | 0 | 0 | 0 | 0 | 0 | 0 | 0 | 0 | 0 | 0 | 0 | 0 | 0 | 0 | 0 | 0 | 0 | 0 | 0 | 0 | 0 | 0 | 0 | 0 | 0 | 0 | 0 | 0 | 0 | 0 | 0 | 0 | 0 | 0 | 0 | 0 | 0 | 0 | 0 | 0 | 0 | 0 | 0 | 0 | 0 | 0 | 0 | 0 | 0 | 0 | 0 | 0 | 0 | 0 | 0 | 0 | 0 | 0 | 0 | 0 | 0 | 0 | 0 | 0 | 0 | 0 | 0 | 0 | 0 | 0 | 0 | 0 | 0 | 0 | 0 | 0 | 0 | 0 | 0 | 0 | 0 | 0 | 0 | 0 | 0 | 0 | 0 | 0 | 0 | 0 | 0 | 0 | 0 | 0 | 0 | 0 | 0 | 0 | 0 | 0 | 0 | 0 | 0 | 0 | 0 | 0 | 0 | 0 | 0 | 0 | 0 | 0 | 0 | 0 | 0 | 0 | 0 | 0 | 0 | 0 | 0 | 0 | 0 | 0 | 0 | 0 | 0.01116% | 0 | 0 | 0 | 0 | 0 | 0 | 0 | 0 | 0 | 0 | 0 | 0 | 0 | 0 | 0 | 0 | 0 | 0 | 0 | 0 | 0 | 0 | 0 | 0
| IND-Lighting-7P_V2 | M_Input | Council 7th Plan | 2020 | Retro | 2022 | 2045 | PSE | Industrial | Cold Storage | Electric | Per Region | NA | NA | Cold Storage Clean Room: Change Filter Strategy | Cold Storage Clean Room: Change Filter Strategy | 0 | 1 | 0 | 0 | I-All-Other-Shift3-All-All-S | 0 | 0 | 0 | 0 | 0 | 0 | 0 | 0 | 0 | 0 | 0 | 0 | Comm Flat | Clean Room: Change Filter Strategy | Clean Room: Change Filter Strategy | RefrigWarehouseGroc | 0.01247% | 100% | 0% | 1 | 1 | 100% | 100% | 85% | 6.8% | 0.2% | 0 | 0 | 0 | 0 | 0 | 0 | 0 | 0 | 0 |  | 0 | 0 | 0 | 01. ($9,999.000) to $0.028 | N/A | 0 | 01. ($9,999.00) to $0.22 | N/A | 0.085 | 0.085 | 0.085 | 0.085 | 0.085 | 0.085 | 0.085 | 0.085 | 0.085 | 0.085 | 0 | 0 | 0 | 0 | 0 | 0 | 0 | 0 | 0 | 0 | 0 | 0 | 0 | 0 | 0 | 0 | 0 | 0 | 0 | 0 | 0 | 0 | 0 | 0 | 0 | 0 | 0 | 0 | 0 | 0 | 0 | 0 | 0 | 0 | 0 | 0 | 0 | 0 | 0 | 0 | 0 | 0 | 0 | 0 | 0 | 0 | 0 | 0 | 0 | 0 | 0 | 0 | 0 | 0 | 0 | 0 | 0 | 0 | 0 | 0 | 0 | 0 | 0 | 0 | 0 | 0 | 0 | 0 | 0 | 0 | 0 | 0 | 0 | 0 | 0 | 0 | 0 | 0 | 0 | 0 | 0 | 0 | 0 | 0 | 0 | 0 | 0 | 0 | 0 | 0 | 0 | 0 | 0 | 0 | 0 | 0 | 0 | 0 | 0 | 0 | 0 | 0 | 0 | 0 | 0 | 0 | 0 | 0 | 0 | 0 | 0 | 0 | 0 | 0 | 0 | 0 | 0 | 0 | 0 | 0 | 0 | 0 | 0 | 0 | 0 | 0 | 0 | 0 | 0 | 0 | 0 | 0 | 0 | 0 | 0 | 0 | 0 | 0 | 0 | 0 | 0 | 0 | 0 | 0 | 0 | 0 | 0 | 0 | 0 | 0 | 0 | 0 | 0 | 0 | 0 | 0 | 0 | 0 | 0 | 0 | 0 | 0 | 0 | 0 | 0 | 0 | 0 | 0 | 0 | 0 | 0 | 0 | 0 | 0 | 0 | 0 | 0 | 0 | 0 | 0 | 0 | 0 | 0 | 0 | 0 | 0 | 0 | 0 | 0 | 0 | 0 | 0 | 0 | 0.01116% | 0 | 0 | 0 | 0 | 0 | 0 | 0 | 0 | 0 | 0 | 0 | 0 | 0 | 0 | 0 | 0 | 0 | 0 | 0 | 0 | 0 | 0 | 0 | 0
| IND-Lighting-7P_V2 | M_Input | Council 7th Plan | 2020 | Retro | 2022 | 2045 | PSE | Industrial | Cold Storage | Electric | Per Region | NA | NA | Cold Storage Clean Room: Clean Room HVAC | Cold Storage Clean Room: Clean Room HVAC | 0 | 20 | 0 | 0 | I-All-Other-Shift3-All-All-S | 0 | 0 | 0 | 0 | 0 | 0 | 0 | 0 | 0 | 0 | 0 | 0 | Comm Flat | Clean Room: Clean Room HVAC | Clean Room: Clean Room HVAC | RefrigWarehouseGroc | 0.01247% | 100% | 0% | 1 | 1 | 100% | 5% | 85% | 6.8% | 0.2% | 0 | 0 | 0 | 0 | 0 | 0 | 0 | 0 | 0 |  | 0 | 0 | 0 | 01. ($9,999.000) to $0.028 | N/A | 0 | 01. ($9,999.00) to $0.22 | N/A | 0.085 | 0.085 | 0.085 | 0.085 | 0.085 | 0.085 | 0.085 | 0.085 | 0.085 | 0.085 | 0 | 0 | 0 | 0 | 0 | 0 | 0 | 0 | 0 | 0 | 0 | 0 | 0 | 0 | 0 | 0 | 0 | 0 | 0 | 0 | 0 | 0 | 0 | 0 | 0 | 0 | 0 | 0 | 0 | 0 | 0 | 0 | 0 | 0 | 0 | 0 | 0 | 0 | 0 | 0 | 0 | 0 | 0 | 0 | 0 | 0 | 0 | 0 | 0 | 0 | 0 | 0 | 0 | 0 | 0 | 0 | 0 | 0 | 0 | 0 | 0 | 0 | 0 | 0 | 0 | 0 | 0 | 0 | 0 | 0 | 0 | 0 | 0 | 0 | 0 | 0 | 0 | 0 | 0 | 0 | 0 | 0 | 0 | 0 | 0 | 0 | 0 | 0 | 0 | 0 | 0 | 0 | 0 | 0 | 0 | 0 | 0 | 0 | 0 | 0 | 0 | 0 | 0 | 0 | 0 | 0 | 0 | 0 | 0 | 0 | 0 | 0 | 0 | 0 | 0 | 0 | 0 | 0 | 0 | 0 | 0 | 0 | 0 | 0 | 0 | 0 | 0 | 0 | 0 | 0 | 0 | 0 | 0 | 0 | 0 | 0 | 0 | 0 | 0 | 0 | 0 | 0 | 0 | 0 | 0 | 0 | 0 | 0 | 0 | 0 | 0 | 0 | 0 | 0 | 0 | 0 | 0 | 0 | 0 | 0 | 0 | 0 | 0 | 0 | 0 | 0 | 0 | 0 | 0 | 0 | 0 | 0 | 0 | 0 | 0 | 0 | 0 | 0 | 0 | 0 | 0 | 0 | 0 | 0 | 0 | 0 | 0 | 0 | 0 | 0 | 0 | 0 | 0 | 0.01116% | 0 | 0 | 0 | 0 | 0 | 0 | 0 | 0 | 0 | 0 | 0 | 0 | 0 | 0 | 0 | 0 | 0 | 0 | 0 | 0 | 0 | 0 | 0 | 0
| IND-Lighting-7P_V2 | M_Input | Council 7th Plan | 2020 | Retro | 2022 | 2045 | PSE | Industrial | Cold Storage | Electric | Per Region | NA | NA | Cold Storage Clean Room: Chiller Optimize | Cold Storage Clean Room: Chiller Optimize | 0 | 10 | 0 | 0 | I-All-Other-Shift3-All-All-S | 0 | 0 | 0 | 0 | 0 | 0 | 0 | 0 | 0 | 0 | 0 | 0 | Comm Flat | Clean Room: Chiller Optimize | Clean Room: Chiller Optimize | RefrigWarehouseGroc | 0.01247% | 100% | 0% | 1 | 1 | 100% | 10% | 85% | 6.8% | 0.2% | 0 | 0 | 0 | 0 | 0 | 0 | 0 | 0 | 0 |  | 0 | 0 | 0 | 01. ($9,999.000) to $0.028 | N/A | 0 | 01. ($9,999.00) to $0.22 | N/A | 0.085 | 0.085 | 0.085 | 0.085 | 0.085 | 0.085 | 0.085 | 0.085 | 0.085 | 0.085 | 0 | 0 | 0 | 0 | 0 | 0 | 0 | 0 | 0 | 0 | 0 | 0 | 0 | 0 | 0 | 0 | 0 | 0 | 0 | 0 | 0 | 0 | 0 | 0 | 0 | 0 | 0 | 0 | 0 | 0 | 0 | 0 | 0 | 0 | 0 | 0 | 0 | 0 | 0 | 0 | 0 | 0 | 0 | 0 | 0 | 0 | 0 | 0 | 0 | 0 | 0 | 0 | 0 | 0 | 0 | 0 | 0 | 0 | 0 | 0 | 0 | 0 | 0 | 0 | 0 | 0 | 0 | 0 | 0 | 0 | 0 | 0 | 0 | 0 | 0 | 0 | 0 | 0 | 0 | 0 | 0 | 0 | 0 | 0 | 0 | 0 | 0 | 0 | 0 | 0 | 0 | 0 | 0 | 0 | 0 | 0 | 0 | 0 | 0 | 0 | 0 | 0 | 0 | 0 | 0 | 0 | 0 | 0 | 0 | 0 | 0 | 0 | 0 | 0 | 0 | 0 | 0 | 0 | 0 | 0 | 0 | 0 | 0 | 0 | 0 | 0 | 0 | 0 | 0 | 0 | 0 | 0 | 0 | 0 | 0 | 0 | 0 | 0 | 0 | 0 | 0 | 0 | 0 | 0 | 0 | 0 | 0 | 0 | 0 | 0 | 0 | 0 | 0 | 0 | 0 | 0 | 0 | 0 | 0 | 0 | 0 | 0 | 0 | 0 | 0 | 0 | 0 | 0 | 0 | 0 | 0 | 0 | 0 | 0 | 0 | 0 | 0 | 0 | 0 | 0 | 0 | 0 | 0 | 0 | 0 | 0 | 0 | 0 | 0 | 0 | 0 | 0 | 0 | 0.01116% | 0 | 0 | 0 | 0 | 0 | 0 | 0 | 0 | 0 | 0 | 0 | 0 | 0 | 0 | 0 | 0 | 0 | 0 | 0 | 0 | 0 | 0 | 0 | 0
| IND-Lighting-7P_V2 | M_Input | Council 7th Plan | 2020 | Retro | 2022 | 2045 | PSE | Industrial | Cold Storage | Electric | Per Region | NA | NA | Cold Storage Food: Cooling and Storage | Cold Storage Food: Cooling and Storage | 0 | 10 | 0 | 0 | C-War-Ref-All-All-All-C | 0 | 0 | 0 | 0 | 0 | 0 | 0 | 0 | 0 | 0 | 0 | 0 | Comm Flat | Food: Cooling and Storage | Food: Cooling and Storage | RefrigWarehouseGroc | 0.01247% | 100% | 0% | 1 | 1 | 100% | 10% | 85% | 6.8% | 0.2% | 0 | 0 | 0 | 0 | 0 | 0 | 0 | 0 | 0 |  | 0 | 0 | 0 | 01. ($9,999.000) to $0.028 | N/A | 0 | 01. ($9,999.00) to $0.22 | N/A | 0.085 | 0.085 | 0.085 | 0.085 | 0.085 | 0.085 | 0.085 | 0.085 | 0.085 | 0.085 | 0 | 0 | 0 | 0 | 0 | 0 | 0 | 0 | 0 | 0 | 0 | 0 | 0 | 0 | 0 | 0 | 0 | 0 | 0 | 0 | 0 | 0 | 0 | 0 | 0 | 0 | 0 | 0 | 0 | 0 | 0 | 0 | 0 | 0 | 0 | 0 | 0 | 0 | 0 | 0 | 0 | 0 | 0 | 0 | 0 | 0 | 0 | 0 | 0 | 0 | 0 | 0 | 0 | 0 | 0 | 0 | 0 | 0 | 0 | 0 | 0 | 0 | 0 | 0 | 0 | 0 | 0 | 0 | 0 | 0 | 0 | 0 | 0 | 0 | 0 | 0 | 0 | 0 | 0 | 0 | 0 | 0 | 0 | 0 | 0 | 0 | 0 | 0 | 0 | 0 | 0 | 0 | 0 | 0 | 0 | 0 | 0 | 0 | 0 | 0 | 0 | 0 | 0 | 0 | 0 | 0 | 0 | 0 | 0 | 0 | 0 | 0 | 0 | 0 | 0 | 0 | 0 | 0 | 0 | 0 | 0 | 0 | 0 | 0 | 0 | 0 | 0 | 0 | 0 | 0 | 0 | 0 | 0 | 0 | 0 | 0 | 0 | 0 | 0 | 0 | 0 | 0 | 0 | 0 | 0 | 0 | 0 | 0 | 0 | 0 | 0 | 0 | 0 | 0 | 0 | 0 | 0 | 0 | 0 | 0 | 0 | 0 | 0 | 0 | 0 | 0 | 0 | 0 | 0 | 0 | 0 | 0 | 0 | 0 | 0 | 0 | 0 | 0 | 0 | 0 | 0 | 0 | 0 | 0 | 0 | 0 | 0 | 0 | 0 | 0 | 0 | 0 | 0 | 0.01116% | 0 | 0 | 0 | 0 | 0 | 0 | 0 | 0 | 0 | 0 | 0 | 0 | 0 | 0 | 0 | 0 | 0 | 0 | 0 | 0 | 0 | 0 | 0 | 0
| IND-Lighting-7P_V2 | M_Input | Council 7th Plan | 2020 | Retro | 2022 | 2045 | PSE | Industrial | Cold Storage | Electric | Per Region | NA | NA | Cold Storage Food: Refrig Storage Tuneup | Cold Storage Food: Refrig Storage Tuneup | 0 | 3 | 0 | 0 | C-War-Ref-All-All-All-C | 0 | 0 | 0 | 0 | 0 | 0 | 0 | 0 | 0 | 0 | 0 | 0 | Comm Flat | Food: Refrig Storage Tuneup | Food: Refrig Storage Tuneup | RefrigWarehouseGroc | 0.01247% | 100% | 0% | 1 | 1 | 100% | 33.33% | 85% | 6.8% | 0.2% | 0 | 0 | 0 | 0 | 0 | 0 | 0 | 0 | 0 |  | 0 | 0 | 0 | 01. ($9,999.000) to $0.028 | N/A | 0 | 01. ($9,999.00) to $0.22 | N/A | 0.085 | 0.085 | 0.085 | 0.085 | 0.085 | 0.085 | 0.085 | 0.085 | 0.085 | 0.085 | 0 | 0 | 0 | 0 | 0 | 0 | 0 | 0 | 0 | 0 | 0 | 0 | 0 | 0 | 0 | 0 | 0 | 0 | 0 | 0 | 0 | 0 | 0 | 0 | 0 | 0 | 0 | 0 | 0 | 0 | 0 | 0 | 0 | 0 | 0 | 0 | 0 | 0 | 0 | 0 | 0 | 0 | 0 | 0 | 0 | 0 | 0 | 0 | 0 | 0 | 0 | 0 | 0 | 0 | 0 | 0 | 0 | 0 | 0 | 0 | 0 | 0 | 0 | 0 | 0 | 0 | 0 | 0 | 0 | 0 | 0 | 0 | 0 | 0 | 0 | 0 | 0 | 0 | 0 | 0 | 0 | 0 | 0 | 0 | 0 | 0 | 0 | 0 | 0 | 0 | 0 | 0 | 0 | 0 | 0 | 0 | 0 | 0 | 0 | 0 | 0 | 0 | 0 | 0 | 0 | 0 | 0 | 0 | 0 | 0 | 0 | 0 | 0 | 0 | 0 | 0 | 0 | 0 | 0 | 0 | 0 | 0 | 0 | 0 | 0 | 0 | 0 | 0 | 0 | 0 | 0 | 0 | 0 | 0 | 0 | 0 | 0 | 0 | 0 | 0 | 0 | 0 | 0 | 0 | 0 | 0 | 0 | 0 | 0 | 0 | 0 | 0 | 0 | 0 | 0 | 0 | 0 | 0 | 0 | 0 | 0 | 0 | 0 | 0 | 0 | 0 | 0 | 0 | 0 | 0 | 0 | 0 | 0 | 0 | 0 | 0 | 0 | 0 | 0 | 0 | 0 | 0 | 0 | 0 | 0 | 0 | 0 | 0 | 0 | 0 | 0 | 0 | 0 | 0.01116% | 0 | 0 | 0 | 0 | 0 | 0 | 0 | 0 | 0 | 0 | 0 | 0 | 0 | 0 | 0 | 0 | 0 | 0 | 0 | 0 | 0 | 0 | 0 | 0
| IND-Lighting-7P_V2 | M_Input | Council 7th Plan | 2020 | Retro | 2022 | 2045 | PSE | Industrial | Cold Storage | Electric | Per Region | NA | NA | Cold Storage Metal: New Arc Furnace | Cold Storage Metal: New Arc Furnace | 0 | 10 | 0 | 0 | I-All-Other-Shift3-All-All-S | 0 | 0 | 0 | 0 | 0 | 0 | 0 | 0 | 0 | 0 | 0 | 0 | Comm Flat | Metal: New Arc Furnace | Metal: New Arc Furnace | RefrigWarehouseGroc | 0.01247% | 100% | 0% | 1 | 1 | 100% | 10% | 85% | 6.8% | 0.2% | 0 | 0 | 0 | 0 | 0 | 0 | 0 | 0 | 0 |  | 0 | 0 | 0 | 01. ($9,999.000) to $0.028 | N/A | 0 | 01. ($9,999.00) to $0.22 | N/A | 0.085 | 0.085 | 0.085 | 0.085 | 0.085 | 0.085 | 0.085 | 0.085 | 0.085 | 0.085 | 0 | 0 | 0 | 0 | 0 | 0 | 0 | 0 | 0 | 0 | 0 | 0 | 0 | 0 | 0 | 0 | 0 | 0 | 0 | 0 | 0 | 0 | 0 | 0 | 0 | 0 | 0 | 0 | 0 | 0 | 0 | 0 | 0 | 0 | 0 | 0 | 0 | 0 | 0 | 0 | 0 | 0 | 0 | 0 | 0 | 0 | 0 | 0 | 0 | 0 | 0 | 0 | 0 | 0 | 0 | 0 | 0 | 0 | 0 | 0 | 0 | 0 | 0 | 0 | 0 | 0 | 0 | 0 | 0 | 0 | 0 | 0 | 0 | 0 | 0 | 0 | 0 | 0 | 0 | 0 | 0 | 0 | 0 | 0 | 0 | 0 | 0 | 0 | 0 | 0 | 0 | 0 | 0 | 0 | 0 | 0 | 0 | 0 | 0 | 0 | 0 | 0 | 0 | 0 | 0 | 0 | 0 | 0 | 0 | 0 | 0 | 0 | 0 | 0 | 0 | 0 | 0 | 0 | 0 | 0 | 0 | 0 | 0 | 0 | 0 | 0 | 0 | 0 | 0 | 0 | 0 | 0 | 0 | 0 | 0 | 0 | 0 | 0 | 0 | 0 | 0 | 0 | 0 | 0 | 0 | 0 | 0 | 0 | 0 | 0 | 0 | 0 | 0 | 0 | 0 | 0 | 0 | 0 | 0 | 0 | 0 | 0 | 0 | 0 | 0 | 0 | 0 | 0 | 0 | 0 | 0 | 0 | 0 | 0 | 0 | 0 | 0 | 0 | 0 | 0 | 0 | 0 | 0 | 0 | 0 | 0 | 0 | 0 | 0 | 0 | 0 | 0 | 0 | 0.01116% | 0 | 0 | 0 | 0 | 0 | 0 | 0 | 0 | 0 | 0 | 0 | 0 | 0 | 0 | 0 | 0 | 0 | 0 | 0 | 0 | 0 | 0 | 0 | 0
| IND-Lighting-7P_V2 | M_Input | Council 7th Plan | 2020 | Retro | 2022 | 2045 | PSE | Industrial | Cold Storage | Electric | Per Region | NA | NA | Cold Storage Mech Pulp: Refiner Replacement | Cold Storage Mech Pulp: Refiner Replacement | 0 | 12 | 0 | 0 | I-All-Other-Shift3-All-All-S | 0 | 0 | 0 | 0 | 0 | 0 | 0 | 0 | 0 | 0 | 0 | 0 | Comm Flat | Mech Pulp: Refiner Replacement | Mech Pulp: Refiner Replacement | RefrigWarehouseGroc | 0.01247% | 100% | 0% | 1 | 1 | 100% | 8.333% | 85% | 6.8% | 0.2% | 0 | 0 | 0 | 0 | 0 | 0 | 0 | 0 | 0 |  | 0 | 0 | 0 | 01. ($9,999.000) to $0.028 | N/A | 0 | 01. ($9,999.00) to $0.22 | N/A | 0.085 | 0.085 | 0.085 | 0.085 | 0.085 | 0.085 | 0.085 | 0.085 | 0.085 | 0.085 | 0 | 0 | 0 | 0 | 0 | 0 | 0 | 0 | 0 | 0 | 0 | 0 | 0 | 0 | 0 | 0 | 0 | 0 | 0 | 0 | 0 | 0 | 0 | 0 | 0 | 0 | 0 | 0 | 0 | 0 | 0 | 0 | 0 | 0 | 0 | 0 | 0 | 0 | 0 | 0 | 0 | 0 | 0 | 0 | 0 | 0 | 0 | 0 | 0 | 0 | 0 | 0 | 0 | 0 | 0 | 0 | 0 | 0 | 0 | 0 | 0 | 0 | 0 | 0 | 0 | 0 | 0 | 0 | 0 | 0 | 0 | 0 | 0 | 0 | 0 | 0 | 0 | 0 | 0 | 0 | 0 | 0 | 0 | 0 | 0 | 0 | 0 | 0 | 0 | 0 | 0 | 0 | 0 | 0 | 0 | 0 | 0 | 0 | 0 | 0 | 0 | 0 | 0 | 0 | 0 | 0 | 0 | 0 | 0 | 0 | 0 | 0 | 0 | 0 | 0 | 0 | 0 | 0 | 0 | 0 | 0 | 0 | 0 | 0 | 0 | 0 | 0 | 0 | 0 | 0 | 0 | 0 | 0 | 0 | 0 | 0 | 0 | 0 | 0 | 0 | 0 | 0 | 0 | 0 | 0 | 0 | 0 | 0 | 0 | 0 | 0 | 0 | 0 | 0 | 0 | 0 | 0 | 0 | 0 | 0 | 0 | 0 | 0 | 0 | 0 | 0 | 0 | 0 | 0 | 0 | 0 | 0 | 0 | 0 | 0 | 0 | 0 | 0 | 0 | 0 | 0 | 0 | 0 | 0 | 0 | 0 | 0 | 0 | 0 | 0 | 0 | 0 | 0 | 0.01116% | 0 | 0 | 0 | 0 | 0 | 0 | 0 | 0 | 0 | 0 | 0 | 0 | 0 | 0 | 0 | 0 | 0 | 0 | 0 | 0 | 0 | 0 | 0 | 0
| IND-Lighting-7P_V2 | M_Input | Council 7th Plan | 2020 | Retro | 2022 | 2045 | PSE | Industrial | Cold Storage | Electric | Per Region | NA | NA | Cold Storage Mech Pulp: Premium Process | Cold Storage Mech Pulp: Premium Process | 0 | 5 | 0 | 0 | I-All-Other-Shift3-All-All-S | 0 | 0 | 0 | 0 | 0 | 0 | 0 | 0 | 0 | 0 | 0 | 0 | Comm Flat | Mech Pulp: Premium Process | Mech Pulp: Premium Process | RefrigWarehouseGroc | 0.01247% | 100% | 0% | 1 | 1 | 100% | 20% | 85% | 6.8% | 0.2% | 0 | 0 | 0 | 0 | 0 | 0 | 0 | 0 | 0 |  | 0 | 0 | 0 | 01. ($9,999.000) to $0.028 | N/A | 0 | 01. ($9,999.00) to $0.22 | N/A | 0.085 | 0.085 | 0.085 | 0.085 | 0.085 | 0.085 | 0.085 | 0.085 | 0.085 | 0.085 | 0 | 0 | 0 | 0 | 0 | 0 | 0 | 0 | 0 | 0 | 0 | 0 | 0 | 0 | 0 | 0 | 0 | 0 | 0 | 0 | 0 | 0 | 0 | 0 | 0 | 0 | 0 | 0 | 0 | 0 | 0 | 0 | 0 | 0 | 0 | 0 | 0 | 0 | 0 | 0 | 0 | 0 | 0 | 0 | 0 | 0 | 0 | 0 | 0 | 0 | 0 | 0 | 0 | 0 | 0 | 0 | 0 | 0 | 0 | 0 | 0 | 0 | 0 | 0 | 0 | 0 | 0 | 0 | 0 | 0 | 0 | 0 | 0 | 0 | 0 | 0 | 0 | 0 | 0 | 0 | 0 | 0 | 0 | 0 | 0 | 0 | 0 | 0 | 0 | 0 | 0 | 0 | 0 | 0 | 0 | 0 | 0 | 0 | 0 | 0 | 0 | 0 | 0 | 0 | 0 | 0 | 0 | 0 | 0 | 0 | 0 | 0 | 0 | 0 | 0 | 0 | 0 | 0 | 0 | 0 | 0 | 0 | 0 | 0 | 0 | 0 | 0 | 0 | 0 | 0 | 0 | 0 | 0 | 0 | 0 | 0 | 0 | 0 | 0 | 0 | 0 | 0 | 0 | 0 | 0 | 0 | 0 | 0 | 0 | 0 | 0 | 0 | 0 | 0 | 0 | 0 | 0 | 0 | 0 | 0 | 0 | 0 | 0 | 0 | 0 | 0 | 0 | 0 | 0 | 0 | 0 | 0 | 0 | 0 | 0 | 0 | 0 | 0 | 0 | 0 | 0 | 0 | 0 | 0 | 0 | 0 | 0 | 0 | 0 | 0 | 0 | 0 | 0 | 0.01116% | 0 | 0 | 0 | 0 | 0 | 0 | 0 | 0 | 0 | 0 | 0 | 0 | 0 | 0 | 0 | 0 | 0 | 0 | 0 | 0 | 0 | 0 | 0 | 0
| IND-Lighting-7P_V2 | M_Input | Council 7th Plan | 2020 | Retro | 2022 | 2045 | PSE | Industrial | Cold Storage | Electric | Per Region | NA | NA | Cold Storage Mech Pulp: Refiner Plate Improvement | Cold Storage Mech Pulp: Refiner Plate Improvement | 0 | 1 | 0 | 0 | I-All-Other-Shift3-All-All-S | 0 | 0 | 0 | 0 | 0 | 0 | 0 | 0 | 0 | 0 | 0 | 0 | Comm Flat | Mech Pulp: Refiner Plate Improvement | Mech Pulp: Refiner Plate Improvement | RefrigWarehouseGroc | 0.01247% | 100% | 0% | 1 | 1 | 100% | 100% | 85% | 6.8% | 0.2% | 0 | 0 | 0 | 0 | 0 | 0 | 0 | 0 | 0 |  | 0 | 0 | 0 | 01. ($9,999.000) to $0.028 | N/A | 0 | 01. ($9,999.00) to $0.22 | N/A | 0.085 | 0.085 | 0.085 | 0.085 | 0.085 | 0.085 | 0.085 | 0.085 | 0.085 | 0.085 | 0 | 0 | 0 | 0 | 0 | 0 | 0 | 0 | 0 | 0 | 0 | 0 | 0 | 0 | 0 | 0 | 0 | 0 | 0 | 0 | 0 | 0 | 0 | 0 | 0 | 0 | 0 | 0 | 0 | 0 | 0 | 0 | 0 | 0 | 0 | 0 | 0 | 0 | 0 | 0 | 0 | 0 | 0 | 0 | 0 | 0 | 0 | 0 | 0 | 0 | 0 | 0 | 0 | 0 | 0 | 0 | 0 | 0 | 0 | 0 | 0 | 0 | 0 | 0 | 0 | 0 | 0 | 0 | 0 | 0 | 0 | 0 | 0 | 0 | 0 | 0 | 0 | 0 | 0 | 0 | 0 | 0 | 0 | 0 | 0 | 0 | 0 | 0 | 0 | 0 | 0 | 0 | 0 | 0 | 0 | 0 | 0 | 0 | 0 | 0 | 0 | 0 | 0 | 0 | 0 | 0 | 0 | 0 | 0 | 0 | 0 | 0 | 0 | 0 | 0 | 0 | 0 | 0 | 0 | 0 | 0 | 0 | 0 | 0 | 0 | 0 | 0 | 0 | 0 | 0 | 0 | 0 | 0 | 0 | 0 | 0 | 0 | 0 | 0 | 0 | 0 | 0 | 0 | 0 | 0 | 0 | 0 | 0 | 0 | 0 | 0 | 0 | 0 | 0 | 0 | 0 | 0 | 0 | 0 | 0 | 0 | 0 | 0 | 0 | 0 | 0 | 0 | 0 | 0 | 0 | 0 | 0 | 0 | 0 | 0 | 0 | 0 | 0 | 0 | 0 | 0 | 0 | 0 | 0 | 0 | 0 | 0 | 0 | 0 | 0 | 0 | 0 | 0 | 0.01116% | 0 | 0 | 0 | 0 | 0 | 0 | 0 | 0 | 0 | 0 | 0 | 0 | 0 | 0 | 0 | 0 | 0 | 0 | 0 | 0 | 0 | 0 | 0 | 0
| IND-Lighting-7P_V2 | M_Input | Council 7th Plan | 2020 | Retro | 2022 | 2045 | PSE | Industrial | Cold Storage | Electric | Per Region | NA | NA | Cold Storage Kraft: Effluent Treatment System | Cold Storage Kraft: Effluent Treatment System | 0 | 10 | 0 | 0 | I-All-Other-Shift3-All-All-S | 0 | 0 | 0 | 0 | 0 | 0 | 0 | 0 | 0 | 0 | 0 | 0 | Comm Flat | Kraft: Effluent Treatment System | Kraft: Effluent Treatment System | RefrigWarehouseGroc | 0.01247% | 100% | 0% | 1 | 1 | 100% | 10% | 85% | 6.8% | 0.2% | 0 | 0 | 0 | 0 | 0 | 0 | 0 | 0 | 0 |  | 0 | 0 | 0 | 01. ($9,999.000) to $0.028 | N/A | 0 | 01. ($9,999.00) to $0.22 | N/A | 0.085 | 0.085 | 0.085 | 0.085 | 0.085 | 0.085 | 0.085 | 0.085 | 0.085 | 0.085 | 0 | 0 | 0 | 0 | 0 | 0 | 0 | 0 | 0 | 0 | 0 | 0 | 0 | 0 | 0 | 0 | 0 | 0 | 0 | 0 | 0 | 0 | 0 | 0 | 0 | 0 | 0 | 0 | 0 | 0 | 0 | 0 | 0 | 0 | 0 | 0 | 0 | 0 | 0 | 0 | 0 | 0 | 0 | 0 | 0 | 0 | 0 | 0 | 0 | 0 | 0 | 0 | 0 | 0 | 0 | 0 | 0 | 0 | 0 | 0 | 0 | 0 | 0 | 0 | 0 | 0 | 0 | 0 | 0 | 0 | 0 | 0 | 0 | 0 | 0 | 0 | 0 | 0 | 0 | 0 | 0 | 0 | 0 | 0 | 0 | 0 | 0 | 0 | 0 | 0 | 0 | 0 | 0 | 0 | 0 | 0 | 0 | 0 | 0 | 0 | 0 | 0 | 0 | 0 | 0 | 0 | 0 | 0 | 0 | 0 | 0 | 0 | 0 | 0 | 0 | 0 | 0 | 0 | 0 | 0 | 0 | 0 | 0 | 0 | 0 | 0 | 0 | 0 | 0 | 0 | 0 | 0 | 0 | 0 | 0 | 0 | 0 | 0 | 0 | 0 | 0 | 0 | 0 | 0 | 0 | 0 | 0 | 0 | 0 | 0 | 0 | 0 | 0 | 0 | 0 | 0 | 0 | 0 | 0 | 0 | 0 | 0 | 0 | 0 | 0 | 0 | 0 | 0 | 0 | 0 | 0 | 0 | 0 | 0 | 0 | 0 | 0 | 0 | 0 | 0 | 0 | 0 | 0 | 0 | 0 | 0 | 0 | 0 | 0 | 0 | 0 | 0 | 0 | 0.01116% | 0 | 0 | 0 | 0 | 0 | 0 | 0 | 0 | 0 | 0 | 0 | 0 | 0 | 0 | 0 | 0 | 0 | 0 | 0 | 0 | 0 | 0 | 0 | 0
| IND-Lighting-7P_V2 | M_Input | Council 7th Plan | 2020 | Retro | 2022 | 2045 | PSE | Industrial | Cold Storage | Electric | Per Region | NA | NA | Cold Storage Kraft: Efficient Agitator | Cold Storage Kraft: Efficient Agitator | 0 | 10 | 0 | 0 | I-All-Other-Shift3-All-All-S | 0 | 0 | 0 | 0 | 0 | 0 | 0 | 0 | 0 | 0 | 0 | 0 | Comm Flat | Kraft: Efficient Agitator | Kraft: Efficient Agitator | RefrigWarehouseGroc | 0.01247% | 100% | 0% | 1 | 1 | 100% | 10% | 85% | 6.8% | 0.2% | 0 | 0 | 0 | 0 | 0 | 0 | 0 | 0 | 0 |  | 0 | 0 | 0 | 01. ($9,999.000) to $0.028 | N/A | 0 | 01. ($9,999.00) to $0.22 | N/A | 0.085 | 0.085 | 0.085 | 0.085 | 0.085 | 0.085 | 0.085 | 0.085 | 0.085 | 0.085 | 0 | 0 | 0 | 0 | 0 | 0 | 0 | 0 | 0 | 0 | 0 | 0 | 0 | 0 | 0 | 0 | 0 | 0 | 0 | 0 | 0 | 0 | 0 | 0 | 0 | 0 | 0 | 0 | 0 | 0 | 0 | 0 | 0 | 0 | 0 | 0 | 0 | 0 | 0 | 0 | 0 | 0 | 0 | 0 | 0 | 0 | 0 | 0 | 0 | 0 | 0 | 0 | 0 | 0 | 0 | 0 | 0 | 0 | 0 | 0 | 0 | 0 | 0 | 0 | 0 | 0 | 0 | 0 | 0 | 0 | 0 | 0 | 0 | 0 | 0 | 0 | 0 | 0 | 0 | 0 | 0 | 0 | 0 | 0 | 0 | 0 | 0 | 0 | 0 | 0 | 0 | 0 | 0 | 0 | 0 | 0 | 0 | 0 | 0 | 0 | 0 | 0 | 0 | 0 | 0 | 0 | 0 | 0 | 0 | 0 | 0 | 0 | 0 | 0 | 0 | 0 | 0 | 0 | 0 | 0 | 0 | 0 | 0 | 0 | 0 | 0 | 0 | 0 | 0 | 0 | 0 | 0 | 0 | 0 | 0 | 0 | 0 | 0 | 0 | 0 | 0 | 0 | 0 | 0 | 0 | 0 | 0 | 0 | 0 | 0 | 0 | 0 | 0 | 0 | 0 | 0 | 0 | 0 | 0 | 0 | 0 | 0 | 0 | 0 | 0 | 0 | 0 | 0 | 0 | 0 | 0 | 0 | 0 | 0 | 0 | 0 | 0 | 0 | 0 | 0 | 0 | 0 | 0 | 0 | 0 | 0 | 0 | 0 | 0 | 0 | 0 | 0 | 0 | 0.01116% | 0 | 0 | 0 | 0 | 0 | 0 | 0 | 0 | 0 | 0 | 0 | 0 | 0 | 0 | 0 | 0 | 0 | 0 | 0 | 0 | 0 | 0 | 0 | 0
| IND-Lighting-7P_V2 | M_Input | Council 7th Plan | 2020 | Retro | 2022 | 2045 | PSE | Industrial | Cold Storage | Electric | Per Region | NA | NA | Cold Storage Paper: Efficient Pulp Screen | Cold Storage Paper: Efficient Pulp Screen | 0 | 10 | 0 | 0 | I-All-Other-Shift3-All-All-S | 0 | 0 | 0 | 0 | 0 | 0 | 0 | 0 | 0 | 0 | 0 | 0 | Comm Flat | Paper: Efficient Pulp Screen | Paper: Efficient Pulp Screen | RefrigWarehouseGroc | 0.01247% | 100% | 0% | 1 | 1 | 100% | 10% | 85% | 6.8% | 0.2% | 0 | 0 | 0 | 0 | 0 | 0 | 0 | 0 | 0 |  | 0 | 0 | 0 | 01. ($9,999.000) to $0.028 | N/A | 0 | 01. ($9,999.00) to $0.22 | N/A | 0.085 | 0.085 | 0.085 | 0.085 | 0.085 | 0.085 | 0.085 | 0.085 | 0.085 | 0.085 | 0 | 0 | 0 | 0 | 0 | 0 | 0 | 0 | 0 | 0 | 0 | 0 | 0 | 0 | 0 | 0 | 0 | 0 | 0 | 0 | 0 | 0 | 0 | 0 | 0 | 0 | 0 | 0 | 0 | 0 | 0 | 0 | 0 | 0 | 0 | 0 | 0 | 0 | 0 | 0 | 0 | 0 | 0 | 0 | 0 | 0 | 0 | 0 | 0 | 0 | 0 | 0 | 0 | 0 | 0 | 0 | 0 | 0 | 0 | 0 | 0 | 0 | 0 | 0 | 0 | 0 | 0 | 0 | 0 | 0 | 0 | 0 | 0 | 0 | 0 | 0 | 0 | 0 | 0 | 0 | 0 | 0 | 0 | 0 | 0 | 0 | 0 | 0 | 0 | 0 | 0 | 0 | 0 | 0 | 0 | 0 | 0 | 0 | 0 | 0 | 0 | 0 | 0 | 0 | 0 | 0 | 0 | 0 | 0 | 0 | 0 | 0 | 0 | 0 | 0 | 0 | 0 | 0 | 0 | 0 | 0 | 0 | 0 | 0 | 0 | 0 | 0 | 0 | 0 | 0 | 0 | 0 | 0 | 0 | 0 | 0 | 0 | 0 | 0 | 0 | 0 | 0 | 0 | 0 | 0 | 0 | 0 | 0 | 0 | 0 | 0 | 0 | 0 | 0 | 0 | 0 | 0 | 0 | 0 | 0 | 0 | 0 | 0 | 0 | 0 | 0 | 0 | 0 | 0 | 0 | 0 | 0 | 0 | 0 | 0 | 0 | 0 | 0 | 0 | 0 | 0 | 0 | 0 | 0 | 0 | 0 | 0 | 0 | 0 | 0 | 0 | 0 | 0 | 0.01116% | 0 | 0 | 0 | 0 | 0 | 0 | 0 | 0 | 0 | 0 | 0 | 0 | 0 | 0 | 0 | 0 | 0 | 0 | 0 | 0 | 0 | 0 | 0 | 0
| IND-Lighting-7P_V2 | M_Input | Council 7th Plan | 2020 | Retro | 2022 | 2045 | PSE | Industrial | Cold Storage | Electric | Per Region | NA | NA | Cold Storage Paper: Premium Fan | Cold Storage Paper: Premium Fan | 0 | 10 | 0 | 0 | I-All-Other-Shift3-All-All-S | 0 | 0 | 0 | 0 | 0 | 0 | 0 | 0 | 0 | 0 | 0 | 0 | Comm Flat | Paper: Premium Fan | Paper: Premium Fan | RefrigWarehouseGroc | 0.01247% | 100% | 0% | 1 | 1 | 100% | 10% | 85% | 6.8% | 0.2% | 0 | 0 | 0 | 0 | 0 | 0 | 0 | 0 | 0 |  | 0 | 0 | 0 | 01. ($9,999.000) to $0.028 | N/A | 0 | 01. ($9,999.00) to $0.22 | N/A | 0.085 | 0.085 | 0.085 | 0.085 | 0.085 | 0.085 | 0.085 | 0.085 | 0.085 | 0.085 | 0 | 0 | 0 | 0 | 0 | 0 | 0 | 0 | 0 | 0 | 0 | 0 | 0 | 0 | 0 | 0 | 0 | 0 | 0 | 0 | 0 | 0 | 0 | 0 | 0 | 0 | 0 | 0 | 0 | 0 | 0 | 0 | 0 | 0 | 0 | 0 | 0 | 0 | 0 | 0 | 0 | 0 | 0 | 0 | 0 | 0 | 0 | 0 | 0 | 0 | 0 | 0 | 0 | 0 | 0 | 0 | 0 | 0 | 0 | 0 | 0 | 0 | 0 | 0 | 0 | 0 | 0 | 0 | 0 | 0 | 0 | 0 | 0 | 0 | 0 | 0 | 0 | 0 | 0 | 0 | 0 | 0 | 0 | 0 | 0 | 0 | 0 | 0 | 0 | 0 | 0 | 0 | 0 | 0 | 0 | 0 | 0 | 0 | 0 | 0 | 0 | 0 | 0 | 0 | 0 | 0 | 0 | 0 | 0 | 0 | 0 | 0 | 0 | 0 | 0 | 0 | 0 | 0 | 0 | 0 | 0 | 0 | 0 | 0 | 0 | 0 | 0 | 0 | 0 | 0 | 0 | 0 | 0 | 0 | 0 | 0 | 0 | 0 | 0 | 0 | 0 | 0 | 0 | 0 | 0 | 0 | 0 | 0 | 0 | 0 | 0 | 0 | 0 | 0 | 0 | 0 | 0 | 0 | 0 | 0 | 0 | 0 | 0 | 0 | 0 | 0 | 0 | 0 | 0 | 0 | 0 | 0 | 0 | 0 | 0 | 0 | 0 | 0 | 0 | 0 | 0 | 0 | 0 | 0 | 0 | 0 | 0 | 0 | 0 | 0 | 0 | 0 | 0 | 0.01116% | 0 | 0 | 0 | 0 | 0 | 0 | 0 | 0 | 0 | 0 | 0 | 0 | 0 | 0 | 0 | 0 | 0 | 0 | 0 | 0 | 0 | 0 | 0 | 0
| IND-Lighting-7P_V2 | M_Input | Council 7th Plan | 2020 | Retro | 2022 | 2045 | PSE | Industrial | Cold Storage | Electric | Per Region | NA | NA | Cold Storage Paper: Material Handling | Cold Storage Paper: Material Handling | 0 | 10 | 0 | 0 | I-All-Other-Shift3-All-All-S | 0 | 0 | 0 | 0 | 0 | 0 | 0 | 0 | 0 | 0 | 0 | 0 | Comm Flat | Paper: Material Handling | Paper: Material Handling | SIC24 | 0.01335% | 100% | 0% | 1 | 1 | 100% | 10% | 85% | 6.8% | 0.2% | 0 | 0 | 0 | 0 | 0 | 0 | 0 | 0 | 0 |  | 0 | 0 | 0 | 01. ($9,999.000) to $0.028 | N/A | 0 | 01. ($9,999.00) to $0.22 | N/A | 0.085 | 0.085 | 0.085 | 0.085 | 0.085 | 0.085 | 0.085 | 0.085 | 0.085 | 0.085 | 0 | 0 | 0 | 0 | 0 | 0 | 0 | 0 | 0 | 0 | 0 | 0 | 0 | 0 | 0 | 0 | 0 | 0 | 0 | 0 | 0 | 0 | 0 | 0 | 0 | 0 | 0 | 0 | 0 | 0 | 0 | 0 | 0 | 0 | 0 | 0 | 0 | 0 | 0 | 0 | 0 | 0 | 0 | 0 | 0 | 0 | 0 | 0 | 0 | 0 | 0 | 0 | 0 | 0 | 0 | 0 | 0 | 0 | 0 | 0 | 0 | 0 | 0 | 0 | 0 | 0 | 0 | 0 | 0 | 0 | 0 | 0 | 0 | 0 | 0 | 0 | 0 | 0 | 0 | 0 | 0 | 0 | 0 | 0 | 0 | 0 | 0 | 0 | 0 | 0 | 0 | 0 | 0 | 0 | 0 | 0 | 0 | 0 | 0 | 0 | 0 | 0 | 0 | 0 | 0 | 0 | 0 | 0 | 0 | 0 | 0 | 0 | 0 | 0 | 0 | 0 | 0 | 0 | 0 | 0 | 0 | 0 | 0 | 0 | 0 | 0 | 0 | 0 | 0 | 0 | 0 | 0 | 0 | 0 | 0 | 0 | 0 | 0 | 0 | 0 | 0 | 0 | 0 | 0 | 0 | 0 | 0 | 0 | 0 | 0 | 0 | 0 | 0 | 0 | 0 | 0 | 0 | 0 | 0 | 0 | 0 | 0 | 0 | 0 | 0 | 0 | 0 | 0 | 0 | 0 | 0 | 0 | 0 | 0 | 0 | 0 | 0 | 0 | 0 | 0 | 0 | 0 | 0 | 0 | 0 | 0 | 0 | 0 | 0 | 0 | 0 | 0 | 0 | 0.01209% | 0 | 0 | 0 | 0 | 0 | 0 | 0 | 0 | 0 | 0 | 0 | 0 | 0 | 0 | 0 | 0 | 0 | 0 | 0 | 0 | 0 | 0 | 0 | 0
| IND-Lighting-7P_V2 | M_Input | Council 7th Plan | 2020 | Retro | 2022 | 2045 | PSE | Industrial | Cold Storage | Electric | Per Region | NA | NA | Cold Storage Paper: Large Material Handling | Cold Storage Paper: Large Material Handling | 0 | 10 | 0 | 0 | I-All-Other-Shift3-All-All-S | 0 | 0 | 0 | 0 | 0 | 0 | 0 | 0 | 0 | 0 | 0 | 0 | Comm Flat | Paper: Large Material Handling | Paper: Large Material Handling | SIC24 | 0.01335% | 100% | 0% | 1 | 1 | 100% | 10% | 85% | 6.8% | 0.2% | 0 | 0 | 0 | 0 | 0 | 0 | 0 | 0 | 0 |  | 0 | 0 | 0 | 01. ($9,999.000) to $0.028 | N/A | 0 | 01. ($9,999.00) to $0.22 | N/A | 0.085 | 0.085 | 0.085 | 0.085 | 0.085 | 0.085 | 0.085 | 0.085 | 0.085 | 0.085 | 0 | 0 | 0 | 0 | 0 | 0 | 0 | 0 | 0 | 0 | 0 | 0 | 0 | 0 | 0 | 0 | 0 | 0 | 0 | 0 | 0 | 0 | 0 | 0 | 0 | 0 | 0 | 0 | 0 | 0 | 0 | 0 | 0 | 0 | 0 | 0 | 0 | 0 | 0 | 0 | 0 | 0 | 0 | 0 | 0 | 0 | 0 | 0 | 0 | 0 | 0 | 0 | 0 | 0 | 0 | 0 | 0 | 0 | 0 | 0 | 0 | 0 | 0 | 0 | 0 | 0 | 0 | 0 | 0 | 0 | 0 | 0 | 0 | 0 | 0 | 0 | 0 | 0 | 0 | 0 | 0 | 0 | 0 | 0 | 0 | 0 | 0 | 0 | 0 | 0 | 0 | 0 | 0 | 0 | 0 | 0 | 0 | 0 | 0 | 0 | 0 | 0 | 0 | 0 | 0 | 0 | 0 | 0 | 0 | 0 | 0 | 0 | 0 | 0 | 0 | 0 | 0 | 0 | 0 | 0 | 0 | 0 | 0 | 0 | 0 | 0 | 0 | 0 | 0 | 0 | 0 | 0 | 0 | 0 | 0 | 0 | 0 | 0 | 0 | 0 | 0 | 0 | 0 | 0 | 0 | 0 | 0 | 0 | 0 | 0 | 0 | 0 | 0 | 0 | 0 | 0 | 0 | 0 | 0 | 0 | 0 | 0 | 0 | 0 | 0 | 0 | 0 | 0 | 0 | 0 | 0 | 0 | 0 | 0 | 0 | 0 | 0 | 0 | 0 | 0 | 0 | 0 | 0 | 0 | 0 | 0 | 0 | 0 | 0 | 0 | 0 | 0 | 0 | 0.01209% | 0 | 0 | 0 | 0 | 0 | 0 | 0 | 0 | 0 | 0 | 0 | 0 | 0 | 0 | 0 | 0 | 0 | 0 | 0 | 0 | 0 | 0 | 0 | 0
| IND-Lighting-7P_V2 | M_Input | Council 7th Plan | 2020 | Retro | 2022 | 2045 | PSE | Industrial | Cold Storage | Electric | Per Region | NA | NA | Cold Storage Paper: Premium Control Large Material | Cold Storage Paper: Premium Control Large Material | 0 | 10 | 0 | 0 | I-All-Other-Shift3-All-All-S | 0 | 0 | 0 | 0 | 0 | 0 | 0 | 0 | 0 | 0 | 0 | 0 | Comm Flat | Paper: Premium Control Large Material | Paper: Premium Control Large Material | RefrigWarehouseGroc | 0.01247% | 100% | 0% | 1 | 1 | 100% | 10% | 85% | 6.8% | 0.2% | 0 | 0 | 0 | 0 | 0 | 0 | 0 | 0 | 0 |  | 0 | 0 | 0 | 01. ($9,999.000) to $0.028 | N/A | 0 | 01. ($9,999.00) to $0.22 | N/A | 0.085 | 0.085 | 0.085 | 0.085 | 0.085 | 0.085 | 0.085 | 0.085 | 0.085 | 0.085 | 0 | 0 | 0 | 0 | 0 | 0 | 0 | 0 | 0 | 0 | 0 | 0 | 0 | 0 | 0 | 0 | 0 | 0 | 0 | 0 | 0 | 0 | 0 | 0 | 0 | 0 | 0 | 0 | 0 | 0 | 0 | 0 | 0 | 0 | 0 | 0 | 0 | 0 | 0 | 0 | 0 | 0 | 0 | 0 | 0 | 0 | 0 | 0 | 0 | 0 | 0 | 0 | 0 | 0 | 0 | 0 | 0 | 0 | 0 | 0 | 0 | 0 | 0 | 0 | 0 | 0 | 0 | 0 | 0 | 0 | 0 | 0 | 0 | 0 | 0 | 0 | 0 | 0 | 0 | 0 | 0 | 0 | 0 | 0 | 0 | 0 | 0 | 0 | 0 | 0 | 0 | 0 | 0 | 0 | 0 | 0 | 0 | 0 | 0 | 0 | 0 | 0 | 0 | 0 | 0 | 0 | 0 | 0 | 0 | 0 | 0 | 0 | 0 | 0 | 0 | 0 | 0 | 0 | 0 | 0 | 0 | 0 | 0 | 0 | 0 | 0 | 0 | 0 | 0 | 0 | 0 | 0 | 0 | 0 | 0 | 0 | 0 | 0 | 0 | 0 | 0 | 0 | 0 | 0 | 0 | 0 | 0 | 0 | 0 | 0 | 0 | 0 | 0 | 0 | 0 | 0 | 0 | 0 | 0 | 0 | 0 | 0 | 0 | 0 | 0 | 0 | 0 | 0 | 0 | 0 | 0 | 0 | 0 | 0 | 0 | 0 | 0 | 0 | 0 | 0 | 0 | 0 | 0 | 0 | 0 | 0 | 0 | 0 | 0 | 0 | 0 | 0 | 0 | 0.01116% | 0 | 0 | 0 | 0 | 0 | 0 | 0 | 0 | 0 | 0 | 0 | 0 | 0 | 0 | 0 | 0 | 0 | 0 | 0 | 0 | 0 | 0 | 0 | 0
| IND-Lighting-7P_V2 | M_Input | Council 7th Plan | 2020 | Retro | 2022 | 2045 | PSE | Industrial | Cold Storage | Electric | Per Region | NA | NA | Cold Storage Material Handling1 | Cold Storage Material Handling1 | 0 | 10 | 0 | 0 | I-SIC24-Proc-All-All-All-E | 0 | 0 | 0 | 0 | 0 | 0 | 0 | 0 | 0 | 0 | 0 | 0 | Comm Flat | Material Handling1 | Material Handling1 | SIC24 | 0.01335% | 100% | 0% | 1 | 1 | 100% | 10% | 85% | 6.8% | 0.2% | 0 | 0 | 0 | 0 | 0 | 0 | 0 | 0 | 0 |  | 0 | 0 | 0 | 01. ($9,999.000) to $0.028 | N/A | 0 | 01. ($9,999.00) to $0.22 | N/A | 0.085 | 0.085 | 0.085 | 0.085 | 0.085 | 0.085 | 0.085 | 0.085 | 0.085 | 0.085 | 0 | 0 | 0 | 0 | 0 | 0 | 0 | 0 | 0 | 0 | 0 | 0 | 0 | 0 | 0 | 0 | 0 | 0 | 0 | 0 | 0 | 0 | 0 | 0 | 0 | 0 | 0 | 0 | 0 | 0 | 0 | 0 | 0 | 0 | 0 | 0 | 0 | 0 | 0 | 0 | 0 | 0 | 0 | 0 | 0 | 0 | 0 | 0 | 0 | 0 | 0 | 0 | 0 | 0 | 0 | 0 | 0 | 0 | 0 | 0 | 0 | 0 | 0 | 0 | 0 | 0 | 0 | 0 | 0 | 0 | 0 | 0 | 0 | 0 | 0 | 0 | 0 | 0 | 0 | 0 | 0 | 0 | 0 | 0 | 0 | 0 | 0 | 0 | 0 | 0 | 0 | 0 | 0 | 0 | 0 | 0 | 0 | 0 | 0 | 0 | 0 | 0 | 0 | 0 | 0 | 0 | 0 | 0 | 0 | 0 | 0 | 0 | 0 | 0 | 0 | 0 | 0 | 0 | 0 | 0 | 0 | 0 | 0 | 0 | 0 | 0 | 0 | 0 | 0 | 0 | 0 | 0 | 0 | 0 | 0 | 0 | 0 | 0 | 0 | 0 | 0 | 0 | 0 | 0 | 0 | 0 | 0 | 0 | 0 | 0 | 0 | 0 | 0 | 0 | 0 | 0 | 0 | 0 | 0 | 0 | 0 | 0 | 0 | 0 | 0 | 0 | 0 | 0 | 0 | 0 | 0 | 0 | 0 | 0 | 0 | 0 | 0 | 0 | 0 | 0 | 0 | 0 | 0 | 0 | 0 | 0 | 0 | 0 | 0 | 0 | 0 | 0 | 0 | 0.01209% | 0 | 0 | 0 | 0 | 0 | 0 | 0 | 0 | 0 | 0 | 0 | 0 | 0 | 0 | 0 | 0 | 0 | 0 | 0 | 0 | 0 | 0 | 0 | 0
| IND-Lighting-7P_V2 | M_Input | Council 7th Plan | 2020 | Retro | 2022 | 2045 | PSE | Industrial | Cold Storage | Electric | Per Region | NA | NA | Cold Storage Material Handling2 | Cold Storage Material Handling2 | 0 | 10 | 0 | 0 | I-SIC24-Proc-All-All-All-E | 0 | 0 | 0 | 0 | 0 | 0 | 0 | 0 | 0 | 0 | 0 | 0 | Comm Flat | Material Handling2 | Material Handling2 | SIC24 | 0.01335% | 100% | 0% | 1 | 1 | 100% | 10% | 85% | 6.8% | 0.2% | 0 | 0 | 0 | 0 | 0 | 0 | 0 | 0 | 0 |  | 0 | 0 | 0 | 01. ($9,999.000) to $0.028 | N/A | 0 | 01. ($9,999.00) to $0.22 | N/A | 0.085 | 0.085 | 0.085 | 0.085 | 0.085 | 0.085 | 0.085 | 0.085 | 0.085 | 0.085 | 0 | 0 | 0 | 0 | 0 | 0 | 0 | 0 | 0 | 0 | 0 | 0 | 0 | 0 | 0 | 0 | 0 | 0 | 0 | 0 | 0 | 0 | 0 | 0 | 0 | 0 | 0 | 0 | 0 | 0 | 0 | 0 | 0 | 0 | 0 | 0 | 0 | 0 | 0 | 0 | 0 | 0 | 0 | 0 | 0 | 0 | 0 | 0 | 0 | 0 | 0 | 0 | 0 | 0 | 0 | 0 | 0 | 0 | 0 | 0 | 0 | 0 | 0 | 0 | 0 | 0 | 0 | 0 | 0 | 0 | 0 | 0 | 0 | 0 | 0 | 0 | 0 | 0 | 0 | 0 | 0 | 0 | 0 | 0 | 0 | 0 | 0 | 0 | 0 | 0 | 0 | 0 | 0 | 0 | 0 | 0 | 0 | 0 | 0 | 0 | 0 | 0 | 0 | 0 | 0 | 0 | 0 | 0 | 0 | 0 | 0 | 0 | 0 | 0 | 0 | 0 | 0 | 0 | 0 | 0 | 0 | 0 | 0 | 0 | 0 | 0 | 0 | 0 | 0 | 0 | 0 | 0 | 0 | 0 | 0 | 0 | 0 | 0 | 0 | 0 | 0 | 0 | 0 | 0 | 0 | 0 | 0 | 0 | 0 | 0 | 0 | 0 | 0 | 0 | 0 | 0 | 0 | 0 | 0 | 0 | 0 | 0 | 0 | 0 | 0 | 0 | 0 | 0 | 0 | 0 | 0 | 0 | 0 | 0 | 0 | 0 | 0 | 0 | 0 | 0 | 0 | 0 | 0 | 0 | 0 | 0 | 0 | 0 | 0 | 0 | 0 | 0 | 0 | 0.01209% | 0 | 0 | 0 | 0 | 0 | 0 | 0 | 0 | 0 | 0 | 0 | 0 | 0 | 0 | 0 | 0 | 0 | 0 | 0 | 0 | 0 | 0 | 0 | 0
| IND-Lighting-7P_V2 | M_Input | Council 7th Plan | 2020 | Retro | 2022 | 2045 | PSE | Industrial | Cold Storage | Electric | Per Region | NA | NA | Cold Storage Material Handling VFD1 | Cold Storage Material Handling VFD1 | 0 | 10 | 0 | 0 | I-SIC24-Proc-All-All-All-E | 0 | 0 | 0 | 0 | 0 | 0 | 0 | 0 | 0 | 0 | 0 | 0 | Comm Flat | Material Handling VFD1 | Material Handling VFD1 | SIC24 | 0.01335% | 100% | 0% | 1 | 1 | 100% | 10% | 85% | 6.8% | 0.2% | 0 | 0 | 0 | 0 | 0 | 0 | 0 | 0 | 0 |  | 0 | 0 | 0 | 01. ($9,999.000) to $0.028 | N/A | 0 | 01. ($9,999.00) to $0.22 | N/A | 0.085 | 0.085 | 0.085 | 0.085 | 0.085 | 0.085 | 0.085 | 0.085 | 0.085 | 0.085 | 0 | 0 | 0 | 0 | 0 | 0 | 0 | 0 | 0 | 0 | 0 | 0 | 0 | 0 | 0 | 0 | 0 | 0 | 0 | 0 | 0 | 0 | 0 | 0 | 0 | 0 | 0 | 0 | 0 | 0 | 0 | 0 | 0 | 0 | 0 | 0 | 0 | 0 | 0 | 0 | 0 | 0 | 0 | 0 | 0 | 0 | 0 | 0 | 0 | 0 | 0 | 0 | 0 | 0 | 0 | 0 | 0 | 0 | 0 | 0 | 0 | 0 | 0 | 0 | 0 | 0 | 0 | 0 | 0 | 0 | 0 | 0 | 0 | 0 | 0 | 0 | 0 | 0 | 0 | 0 | 0 | 0 | 0 | 0 | 0 | 0 | 0 | 0 | 0 | 0 | 0 | 0 | 0 | 0 | 0 | 0 | 0 | 0 | 0 | 0 | 0 | 0 | 0 | 0 | 0 | 0 | 0 | 0 | 0 | 0 | 0 | 0 | 0 | 0 | 0 | 0 | 0 | 0 | 0 | 0 | 0 | 0 | 0 | 0 | 0 | 0 | 0 | 0 | 0 | 0 | 0 | 0 | 0 | 0 | 0 | 0 | 0 | 0 | 0 | 0 | 0 | 0 | 0 | 0 | 0 | 0 | 0 | 0 | 0 | 0 | 0 | 0 | 0 | 0 | 0 | 0 | 0 | 0 | 0 | 0 | 0 | 0 | 0 | 0 | 0 | 0 | 0 | 0 | 0 | 0 | 0 | 0 | 0 | 0 | 0 | 0 | 0 | 0 | 0 | 0 | 0 | 0 | 0 | 0 | 0 | 0 | 0 | 0 | 0 | 0 | 0 | 0 | 0 | 0.01209% | 0 | 0 | 0 | 0 | 0 | 0 | 0 | 0 | 0 | 0 | 0 | 0 | 0 | 0 | 0 | 0 | 0 | 0 | 0 | 0 | 0 | 0 | 0 | 0
| IND-Lighting-7P_V2 | M_Input | Council 7th Plan | 2020 | Retro | 2022 | 2045 | PSE | Industrial | Cold Storage | Electric | Per Region | NA | NA | Cold Storage Material Handling VFD2 | Cold Storage Material Handling VFD2 | 0 | 10 | 0 | 0 | I-SIC24-Proc-All-All-All-E | 0 | 0 | 0 | 0 | 0 | 0 | 0 | 0 | 0 | 0 | 0 | 0 | Comm Flat | Material Handling VFD2 | Material Handling VFD2 | SIC24 | 0.01335% | 100% | 0% | 1 | 1 | 100% | 10% | 85% | 6.8% | 0.2% | 0 | 0 | 0 | 0 | 0 | 0 | 0 | 0 | 0 |  | 0 | 0 | 0 | 01. ($9,999.000) to $0.028 | N/A | 0 | 01. ($9,999.00) to $0.22 | N/A | 0.085 | 0.085 | 0.085 | 0.085 | 0.085 | 0.085 | 0.085 | 0.085 | 0.085 | 0.085 | 0 | 0 | 0 | 0 | 0 | 0 | 0 | 0 | 0 | 0 | 0 | 0 | 0 | 0 | 0 | 0 | 0 | 0 | 0 | 0 | 0 | 0 | 0 | 0 | 0 | 0 | 0 | 0 | 0 | 0 | 0 | 0 | 0 | 0 | 0 | 0 | 0 | 0 | 0 | 0 | 0 | 0 | 0 | 0 | 0 | 0 | 0 | 0 | 0 | 0 | 0 | 0 | 0 | 0 | 0 | 0 | 0 | 0 | 0 | 0 | 0 | 0 | 0 | 0 | 0 | 0 | 0 | 0 | 0 | 0 | 0 | 0 | 0 | 0 | 0 | 0 | 0 | 0 | 0 | 0 | 0 | 0 | 0 | 0 | 0 | 0 | 0 | 0 | 0 | 0 | 0 | 0 | 0 | 0 | 0 | 0 | 0 | 0 | 0 | 0 | 0 | 0 | 0 | 0 | 0 | 0 | 0 | 0 | 0 | 0 | 0 | 0 | 0 | 0 | 0 | 0 | 0 | 0 | 0 | 0 | 0 | 0 | 0 | 0 | 0 | 0 | 0 | 0 | 0 | 0 | 0 | 0 | 0 | 0 | 0 | 0 | 0 | 0 | 0 | 0 | 0 | 0 | 0 | 0 | 0 | 0 | 0 | 0 | 0 | 0 | 0 | 0 | 0 | 0 | 0 | 0 | 0 | 0 | 0 | 0 | 0 | 0 | 0 | 0 | 0 | 0 | 0 | 0 | 0 | 0 | 0 | 0 | 0 | 0 | 0 | 0 | 0 | 0 | 0 | 0 | 0 | 0 | 0 | 0 | 0 | 0 | 0 | 0 | 0 | 0 | 0 | 0 | 0 | 0.01209% | 0 | 0 | 0 | 0 | 0 | 0 | 0 | 0 | 0 | 0 | 0 | 0 | 0 | 0 | 0 | 0 | 0 | 0 | 0 | 0 | 0 | 0 | 0 | 0
| IND-Lighting-7P_V2 | M_Input | Council 7th Plan | 2020 | Retro | 2022 | 2045 | PSE | Industrial | Cold Storage | Electric | Per Region | NA | NA | Cold Storage Wood: Replace Pneumatic Conveyor | Cold Storage Wood: Replace Pneumatic Conveyor | 0 | 10 | 0 | 0 | I-SIC24-Proc-All-All-All-E | 0 | 0 | 0 | 0 | 0 | 0 | 0 | 0 | 0 | 0 | 0 | 0 | Comm Flat | Wood: Replace Pneumatic Conveyor | Wood: Replace Pneumatic Conveyor | SIC24 | 0.01335% | 100% | 0% | 1 | 1 | 100% | 10% | 85% | 6.8% | 0.2% | 0 | 0 | 0 | 0 | 0 | 0 | 0 | 0 | 0 |  | 0 | 0 | 0 | 01. ($9,999.000) to $0.028 | N/A | 0 | 01. ($9,999.00) to $0.22 | N/A | 0.085 | 0.085 | 0.085 | 0.085 | 0.085 | 0.085 | 0.085 | 0.085 | 0.085 | 0.085 | 0 | 0 | 0 | 0 | 0 | 0 | 0 | 0 | 0 | 0 | 0 | 0 | 0 | 0 | 0 | 0 | 0 | 0 | 0 | 0 | 0 | 0 | 0 | 0 | 0 | 0 | 0 | 0 | 0 | 0 | 0 | 0 | 0 | 0 | 0 | 0 | 0 | 0 | 0 | 0 | 0 | 0 | 0 | 0 | 0 | 0 | 0 | 0 | 0 | 0 | 0 | 0 | 0 | 0 | 0 | 0 | 0 | 0 | 0 | 0 | 0 | 0 | 0 | 0 | 0 | 0 | 0 | 0 | 0 | 0 | 0 | 0 | 0 | 0 | 0 | 0 | 0 | 0 | 0 | 0 | 0 | 0 | 0 | 0 | 0 | 0 | 0 | 0 | 0 | 0 | 0 | 0 | 0 | 0 | 0 | 0 | 0 | 0 | 0 | 0 | 0 | 0 | 0 | 0 | 0 | 0 | 0 | 0 | 0 | 0 | 0 | 0 | 0 | 0 | 0 | 0 | 0 | 0 | 0 | 0 | 0 | 0 | 0 | 0 | 0 | 0 | 0 | 0 | 0 | 0 | 0 | 0 | 0 | 0 | 0 | 0 | 0 | 0 | 0 | 0 | 0 | 0 | 0 | 0 | 0 | 0 | 0 | 0 | 0 | 0 | 0 | 0 | 0 | 0 | 0 | 0 | 0 | 0 | 0 | 0 | 0 | 0 | 0 | 0 | 0 | 0 | 0 | 0 | 0 | 0 | 0 | 0 | 0 | 0 | 0 | 0 | 0 | 0 | 0 | 0 | 0 | 0 | 0 | 0 | 0 | 0 | 0 | 0 | 0 | 0 | 0 | 0 | 0 | 0.01209% | 0 | 0 | 0 | 0 | 0 | 0 | 0 | 0 | 0 | 0 | 0 | 0 | 0 | 0 | 0 | 0 | 0 | 0 | 0 | 0 | 0 | 0 | 0 | 0
| IND-Lighting-7P_V2 | M_Input | Council 7th Plan | 2020 | Retro | 2022 | 2045 | PSE | Industrial | Cold Storage | Electric | Per Region | NA | NA | Cold Storage Panel: Hydraulic Press | Cold Storage Panel: Hydraulic Press | 0 | 10 | 0 | 0 | I-SIC24-Proc-All-All-All-E | 0 | 0 | 0 | 0 | 0 | 0 | 0 | 0 | 0 | 0 | 0 | 0 | Comm Flat | Panel: Hydraulic Press | Panel: Hydraulic Press | RefrigWarehouseGroc | 0.01247% | 100% | 0% | 1 | 1 | 100% | 10% | 85% | 6.8% | 0.2% | 0 | 0 | 0 | 0 | 0 | 0 | 0 | 0 | 0 |  | 0 | 0 | 0 | 01. ($9,999.000) to $0.028 | N/A | 0 | 01. ($9,999.00) to $0.22 | N/A | 0.085 | 0.085 | 0.085 | 0.085 | 0.085 | 0.085 | 0.085 | 0.085 | 0.085 | 0.085 | 0 | 0 | 0 | 0 | 0 | 0 | 0 | 0 | 0 | 0 | 0 | 0 | 0 | 0 | 0 | 0 | 0 | 0 | 0 | 0 | 0 | 0 | 0 | 0 | 0 | 0 | 0 | 0 | 0 | 0 | 0 | 0 | 0 | 0 | 0 | 0 | 0 | 0 | 0 | 0 | 0 | 0 | 0 | 0 | 0 | 0 | 0 | 0 | 0 | 0 | 0 | 0 | 0 | 0 | 0 | 0 | 0 | 0 | 0 | 0 | 0 | 0 | 0 | 0 | 0 | 0 | 0 | 0 | 0 | 0 | 0 | 0 | 0 | 0 | 0 | 0 | 0 | 0 | 0 | 0 | 0 | 0 | 0 | 0 | 0 | 0 | 0 | 0 | 0 | 0 | 0 | 0 | 0 | 0 | 0 | 0 | 0 | 0 | 0 | 0 | 0 | 0 | 0 | 0 | 0 | 0 | 0 | 0 | 0 | 0 | 0 | 0 | 0 | 0 | 0 | 0 | 0 | 0 | 0 | 0 | 0 | 0 | 0 | 0 | 0 | 0 | 0 | 0 | 0 | 0 | 0 | 0 | 0 | 0 | 0 | 0 | 0 | 0 | 0 | 0 | 0 | 0 | 0 | 0 | 0 | 0 | 0 | 0 | 0 | 0 | 0 | 0 | 0 | 0 | 0 | 0 | 0 | 0 | 0 | 0 | 0 | 0 | 0 | 0 | 0 | 0 | 0 | 0 | 0 | 0 | 0 | 0 | 0 | 0 | 0 | 0 | 0 | 0 | 0 | 0 | 0 | 0 | 0 | 0 | 0 | 0 | 0 | 0 | 0 | 0 | 0 | 0 | 0 | 0.01116% | 0 | 0 | 0 | 0 | 0 | 0 | 0 | 0 | 0 | 0 | 0 | 0 | 0 | 0 | 0 | 0 | 0 | 0 | 0 | 0 | 0 | 0 | 0 | 0
| IND-Lighting-7P_V2 | M_Input | Council 7th Plan | 2020 | Retro | 2022 | 2045 | PSE | Industrial | Cold Storage | Electric | Per Region | NA | NA | Cold Storage Cold Storage Retrofit | Cold Storage Cold Storage Retrofit | 618832.4999 | 10 | 222268.8877 | 0 | C-War-Ref-All-All-All-C | 0 | 0 | 0 | 0 | 0 | 0 | 0 | 0 | 0 | 0 | 0 | 0 | Comm Flat | Retrofit | Retrofit | RefrigWarehouseGroc | 0.01247% | 100% | 0% | 1 | 1 | 100% | 10% | 85% | 6.8% | 0.2% | 289317.2369 | 11355.9085 | 30067.3145 | 367959.5677 | 0 | 0 | 0 | 370990.1222 | 0 |  | 0.051356 | 0 | 0.051356 | 02. $0.028 to $0.055 | N/A | 0 | 01. ($9,999.00) to $0.22 | N/A | 0.085 | 0.085 | 0.085 | 0.085 | 0.085 | 0.085 | 0.085 | 0.085 | 0.085 | 0.085 | 0 | 0 | 0 | 0 | 0 | 0 | 0 | 0 | 0 | 0 | 0 | 0 | 0 | 0 | 52600.7625 | 53548.8229 | 53691.6186 | 53106.1321 | 52777.9069 | 52539.9619 | 52559.8837 | 52196.498 | 52127.7839 | 51995.1592 | 0 | 0 | 0 | 0 | 0 | 0 | 0 | 0 | 0 | 0 | 0 | 0 | 0 | 0 | 527144.5298 | 52600.7625 | 106149.5854 | 159841.204 | 212947.3361 | 265725.243 | 318265.2049 | 370825.0886 | 423021.5866 | 475149.3705 | 527144.5298 | 527144.5298 | 527144.5298 | 527144.5298 | 527144.5298 | 527144.5298 | 527144.5298 | 527144.5298 | 527144.5298 | 527144.5298 | 527144.5298 | 527144.5298 | 527144.5298 | 527144.5298 | 527144.5298 | 0 | 0 | 0 | 0 | 0 | 0 | 0 | 0 | 0 | 0 | 0 | 0 | 0 | 0 | 0 | 0 | 0 | 0 | 0 | 0 | 0 | 0 | 0 | 0 | 0 | 0 | 0 | 0 | 0 | 0 | 0 | 0 | 0 | 0 | 0 | 0 | 0 | 0 | 0 | 0 | 0 | 0 | 0 | 0 | 0 | 0 | 0 | 0 | 0 | 0 | 0 | 0 | 0 | 0 | 0 | 0 | 0 | 0 | 0 | 0 | 0 | 6.5573 | 13.2328 | 19.926 | 26.5463 | 33.1257 | 39.6754 | 46.2276 | 52.7344 | 59.2328 | 65.7145 | 65.7145 | 65.7145 | 65.7145 | 65.7145 | 65.7145 | 65.7145 | 65.7145 | 65.7145 | 65.7145 | 65.7145 | 65.7145 | 65.7145 | 65.7145 | 65.7145 | 31534.1604 | 32102.5227 | 32188.1287 | 31837.1295 | 31640.3585 | 31497.7104 | 31509.6536 | 31291.8038 | 31250.6097 | 31171.1012 | 0 | 0 | 0 | 0 | 0 | 0 | 0 | 0 | 0 | 0 | 0 | 0 | 0 | 0 | 316023.1784 | 0 | 0 | 0 | 0 | 0 | 0 | 0 | 0 | 0 | 0 | 0 | 0 | 0 | 0 | 0 | 0 | 0 | 0 | 0 | 0 | 0.01116% | 5.8724 | 11.8506 | 17.8447 | 23.7735 | 29.6656 | 35.5312 | 41.399 | 47.2263 | 53.0458 | 58.8506 | 58.8506 | 58.8506 | 58.8506 | 58.8506 | 58.8506 | 58.8506 | 58.8506 | 58.8506 | 58.8506 | 58.8506 | 58.8506 | 58.8506 | 58.8506 | 58.8506
| IND-Lighting-7P_V2 | M_Input | Council 7th Plan | 2020 | Retro | 2022 | 2045 | PSE | Industrial | Cold Storage | Electric | Per Region | NA | NA | Cold Storage Cold Storage Tuneup | Cold Storage Cold Storage Tuneup | 410740.965 | 3 | 35909.4475 | 0 | C-War-Ref-All-All-All-C | 0 | 0 | 0 | 0 | 0 | 0 | 0 | 0 | 0 | 0 | 0 | 0 | Comm Flat | Tuneup | Tuneup | RefrigWarehouseGroc | 0.01247% | 100% | 0% | 1 | 1 | 100% | 33.33% | 85% | 6.8% | 0.2% | 64192.6698 | 7537.3172 | 7172.9987 | 159149.5826 | 0 | 0 | 0 | 151621.1562 | 0 |  | 0.031622 | 0 | 0.031622 | 02. $0.028 to $0.055 | N/A | 0 | 01. ($9,999.00) to $0.22 | N/A | 0.085 | 0.085 | 0.085 | 0.085 | 0.085 | 0.085 | 0.085 | 0.085 | 0.085 | 0.085 | 0 | 0 | 0 | 0 | 0 | 0 | 0 | 0 | 0 | 0 | 0 | 0 | 0 | 0 | 34912.982 | 35542.2432 | 35637.0217 | 35248.4137 | 35030.559 | 34872.6265 | 34885.8493 | 34644.6574 | 34599.0494 | 34511.0218 | 0 | 0 | 0 | 0 | 0 | 0 | 0 | 0 | 0 | 0 | 0 | 0 | 0 | 0 | 349884.4241 | 34912.982 | 70455.2252 | 106092.2469 | 141340.6606 | 176371.2196 | 211243.8461 | 246129.6954 | 280774.3529 | 315373.4023 | 349884.4241 | 349884.4241 | 349884.4241 | 349884.4241 | 349884.4241 | 349884.4241 | 349884.4241 | 349884.4241 | 349884.4241 | 349884.4241 | 349884.4241 | 349884.4241 | 349884.4241 | 349884.4241 | 349884.4241 | 0 | 0 | 0 | 0 | 0 | 0 | 0 | 0 | 0 | 0 | 0 | 0 | 0 | 0 | 0 | 0 | 0 | 0 | 0 | 0 | 0 | 0 | 0 | 0 | 0 | 0 | 0 | 0 | 0 | 0 | 0 | 0 | 0 | 0 | 0 | 0 | 0 | 0 | 0 | 0 | 0 | 0 | 0 | 0 | 0 | 0 | 0 | 0 | 0 | 0 | 0 | 0 | 0 | 0 | 0 | 0 | 0 | 0 | 0 | 0 | 0 | 4.3523 | 8.783 | 13.2256 | 17.6197 | 21.9867 | 26.3339 | 30.6829 | 35.0017 | 39.3149 | 43.6171 | 43.6171 | 43.6171 | 43.6171 | 43.6171 | 43.6171 | 43.6171 | 43.6171 | 43.6171 | 43.6171 | 43.6171 | 43.6171 | 43.6171 | 43.6171 | 43.6171 | 12887.7983 | 13120.0841 | 13155.0707 | 13011.6197 | 12931.2007 | 12872.9014 | 12877.7825 | 12788.7488 | 12771.913 | 12739.4184 | 0 | 0 | 0 | 0 | 0 | 0 | 0 | 0 | 0 | 0 | 0 | 0 | 0 | 0 | 129156.5377 | 0 | 0 | 0 | 0 | 0 | 0 | 0 | 0 | 0 | 0 | 0 | 0 | 0 | 0 | 0 | 0 | 0 | 0 | 0 | 0 | 0.01116% | 3.8977 | 7.8656 | 11.8442 | 15.7793 | 19.6901 | 23.5833 | 27.478 | 31.3457 | 35.2084 | 39.0612 | 39.0612 | 39.0612 | 39.0612 | 39.0612 | 39.0612 | 39.0612 | 39.0612 | 39.0612 | 39.0612 | 39.0612 | 39.0612 | 39.0612 | 39.0612 | 39.0612
| IND-Lighting-7P_V2 | M_Input | Council 7th Plan | 2020 | Retro | 2022 | 2045 | PSE | Industrial | Cold Storage | Electric | Per Region | NA | NA | Cold Storage Fruit Storage Refer Retrofit | Cold Storage Fruit Storage Refer Retrofit | 0 | 10 | 0 | 0 | C-War-Ref-All-All-All-C | 0 | 0 | 0 | 0 | 0 | 0 | 0 | 0 | 0 | 0 | 0 | 0 | Comm Flat | Fruit Storage Refer Retrofit | Fruit Storage Refer Retrofit | RefrigWarehouseGroc | 0.01247% | 100% | 0% | 1 | 1 | 100% | 10% | 85% | 6.8% | 0.2% | 0 | 0 | 0 | 0 | 0 | 0 | 0 | 0 | 0 |  | 0 | 0 | 0 | 01. ($9,999.000) to $0.028 | N/A | 0 | 01. ($9,999.00) to $0.22 | N/A | 0.085 | 0.085 | 0.085 | 0.085 | 0.085 | 0.085 | 0.085 | 0.085 | 0.085 | 0.085 | 0 | 0 | 0 | 0 | 0 | 0 | 0 | 0 | 0 | 0 | 0 | 0 | 0 | 0 | 0 | 0 | 0 | 0 | 0 | 0 | 0 | 0 | 0 | 0 | 0 | 0 | 0 | 0 | 0 | 0 | 0 | 0 | 0 | 0 | 0 | 0 | 0 | 0 | 0 | 0 | 0 | 0 | 0 | 0 | 0 | 0 | 0 | 0 | 0 | 0 | 0 | 0 | 0 | 0 | 0 | 0 | 0 | 0 | 0 | 0 | 0 | 0 | 0 | 0 | 0 | 0 | 0 | 0 | 0 | 0 | 0 | 0 | 0 | 0 | 0 | 0 | 0 | 0 | 0 | 0 | 0 | 0 | 0 | 0 | 0 | 0 | 0 | 0 | 0 | 0 | 0 | 0 | 0 | 0 | 0 | 0 | 0 | 0 | 0 | 0 | 0 | 0 | 0 | 0 | 0 | 0 | 0 | 0 | 0 | 0 | 0 | 0 | 0 | 0 | 0 | 0 | 0 | 0 | 0 | 0 | 0 | 0 | 0 | 0 | 0 | 0 | 0 | 0 | 0 | 0 | 0 | 0 | 0 | 0 | 0 | 0 | 0 | 0 | 0 | 0 | 0 | 0 | 0 | 0 | 0 | 0 | 0 | 0 | 0 | 0 | 0 | 0 | 0 | 0 | 0 | 0 | 0 | 0 | 0 | 0 | 0 | 0 | 0 | 0 | 0 | 0 | 0 | 0 | 0 | 0 | 0 | 0 | 0 | 0 | 0 | 0 | 0 | 0 | 0 | 0 | 0 | 0 | 0 | 0 | 0 | 0 | 0 | 0 | 0 | 0 | 0 | 0 | 0 | 0.01116% | 0 | 0 | 0 | 0 | 0 | 0 | 0 | 0 | 0 | 0 | 0 | 0 | 0 | 0 | 0 | 0 | 0 | 0 | 0 | 0 | 0 | 0 | 0 | 0
| IND-Lighting-7P_V2 | M_Input | Council 7th Plan | 2020 | Retro | 2022 | 2045 | PSE | Industrial | Cold Storage | Electric | Per Region | NA | NA | Cold Storage CA Retrofit -- CO2 Scrub | Cold Storage CA Retrofit -- CO2 Scrub | 0 | 10 | 0 | 0 | I-All-Other-Shift3-All-All-S | 0 | 0 | 0 | 0 | 0 | 0 | 0 | 0 | 0 | 0 | 0 | 0 | Comm Flat | CA Retrofit -- CO2 Scrub | CA Retrofit -- CO2 Scrub | RefrigWarehouseGroc | 0.01247% | 100% | 0% | 1 | 1 | 100% | 10% | 85% | 6.8% | 0.2% | 0 | 0 | 0 | 0 | 0 | 0 | 0 | 0 | 0 |  | 0 | 0 | 0 | 01. ($9,999.000) to $0.028 | N/A | 0 | 01. ($9,999.00) to $0.22 | N/A | 0.085 | 0.085 | 0.085 | 0.085 | 0.085 | 0.085 | 0.085 | 0.085 | 0.085 | 0.085 | 0 | 0 | 0 | 0 | 0 | 0 | 0 | 0 | 0 | 0 | 0 | 0 | 0 | 0 | 0 | 0 | 0 | 0 | 0 | 0 | 0 | 0 | 0 | 0 | 0 | 0 | 0 | 0 | 0 | 0 | 0 | 0 | 0 | 0 | 0 | 0 | 0 | 0 | 0 | 0 | 0 | 0 | 0 | 0 | 0 | 0 | 0 | 0 | 0 | 0 | 0 | 0 | 0 | 0 | 0 | 0 | 0 | 0 | 0 | 0 | 0 | 0 | 0 | 0 | 0 | 0 | 0 | 0 | 0 | 0 | 0 | 0 | 0 | 0 | 0 | 0 | 0 | 0 | 0 | 0 | 0 | 0 | 0 | 0 | 0 | 0 | 0 | 0 | 0 | 0 | 0 | 0 | 0 | 0 | 0 | 0 | 0 | 0 | 0 | 0 | 0 | 0 | 0 | 0 | 0 | 0 | 0 | 0 | 0 | 0 | 0 | 0 | 0 | 0 | 0 | 0 | 0 | 0 | 0 | 0 | 0 | 0 | 0 | 0 | 0 | 0 | 0 | 0 | 0 | 0 | 0 | 0 | 0 | 0 | 0 | 0 | 0 | 0 | 0 | 0 | 0 | 0 | 0 | 0 | 0 | 0 | 0 | 0 | 0 | 0 | 0 | 0 | 0 | 0 | 0 | 0 | 0 | 0 | 0 | 0 | 0 | 0 | 0 | 0 | 0 | 0 | 0 | 0 | 0 | 0 | 0 | 0 | 0 | 0 | 0 | 0 | 0 | 0 | 0 | 0 | 0 | 0 | 0 | 0 | 0 | 0 | 0 | 0 | 0 | 0 | 0 | 0 | 0 | 0.01116% | 0 | 0 | 0 | 0 | 0 | 0 | 0 | 0 | 0 | 0 | 0 | 0 | 0 | 0 | 0 | 0 | 0 | 0 | 0 | 0 | 0 | 0 | 0 | 0
| IND-Lighting-7P_V2 | M_Input | Council 7th Plan | 2020 | Retro | 2022 | 2045 | PSE | Industrial | Cold Storage | Electric | Per Region | NA | NA | Cold Storage CA Retrofit -- Membrane | Cold Storage CA Retrofit -- Membrane | 0 | 10 | 0 | 0 | I-All-Other-Shift3-All-All-S | 0 | 0 | 0 | 0 | 0 | 0 | 0 | 0 | 0 | 0 | 0 | 0 | Comm Flat | CA Retrofit -- Membrane | CA Retrofit -- Membrane | RefrigWarehouseGroc | 0.01247% | 100% | 0% | 1 | 1 | 100% | 10% | 85% | 6.8% | 0.2% | 0 | 0 | 0 | 0 | 0 | 0 | 0 | 0 | 0 |  | 0 | 0 | 0 | 01. ($9,999.000) to $0.028 | N/A | 0 | 01. ($9,999.00) to $0.22 | N/A | 0.085 | 0.085 | 0.085 | 0.085 | 0.085 | 0.085 | 0.085 | 0.085 | 0.085 | 0.085 | 0 | 0 | 0 | 0 | 0 | 0 | 0 | 0 | 0 | 0 | 0 | 0 | 0 | 0 | 0 | 0 | 0 | 0 | 0 | 0 | 0 | 0 | 0 | 0 | 0 | 0 | 0 | 0 | 0 | 0 | 0 | 0 | 0 | 0 | 0 | 0 | 0 | 0 | 0 | 0 | 0 | 0 | 0 | 0 | 0 | 0 | 0 | 0 | 0 | 0 | 0 | 0 | 0 | 0 | 0 | 0 | 0 | 0 | 0 | 0 | 0 | 0 | 0 | 0 | 0 | 0 | 0 | 0 | 0 | 0 | 0 | 0 | 0 | 0 | 0 | 0 | 0 | 0 | 0 | 0 | 0 | 0 | 0 | 0 | 0 | 0 | 0 | 0 | 0 | 0 | 0 | 0 | 0 | 0 | 0 | 0 | 0 | 0 | 0 | 0 | 0 | 0 | 0 | 0 | 0 | 0 | 0 | 0 | 0 | 0 | 0 | 0 | 0 | 0 | 0 | 0 | 0 | 0 | 0 | 0 | 0 | 0 | 0 | 0 | 0 | 0 | 0 | 0 | 0 | 0 | 0 | 0 | 0 | 0 | 0 | 0 | 0 | 0 | 0 | 0 | 0 | 0 | 0 | 0 | 0 | 0 | 0 | 0 | 0 | 0 | 0 | 0 | 0 | 0 | 0 | 0 | 0 | 0 | 0 | 0 | 0 | 0 | 0 | 0 | 0 | 0 | 0 | 0 | 0 | 0 | 0 | 0 | 0 | 0 | 0 | 0 | 0 | 0 | 0 | 0 | 0 | 0 | 0 | 0 | 0 | 0 | 0 | 0 | 0 | 0 | 0 | 0 | 0 | 0.01116% | 0 | 0 | 0 | 0 | 0 | 0 | 0 | 0 | 0 | 0 | 0 | 0 | 0 | 0 | 0 | 0 | 0 | 0 | 0 | 0 | 0 | 0 | 0 | 0
| IND-Lighting-7P_V2 | M_Input | Council 7th Plan | 2020 | Retro | 2022 | 2045 | PSE | Industrial | Cold Storage | Electric | Per Region | NA | NA | Cold Storage Fruit Storage Tuneup | Cold Storage Fruit Storage Tuneup | 0 | 3 | 0 | 0 | C-War-Ref-All-All-All-C | 0 | 0 | 0 | 0 | 0 | 0 | 0 | 0 | 0 | 0 | 0 | 0 | Comm Flat | Fruit Storage Tuneup | Fruit Storage Tuneup | RefrigWarehouseGroc | 0.01247% | 100% | 0% | 1 | 1 | 100% | 33.33% | 85% | 6.8% | 0.2% | 0 | 0 | 0 | 0 | 0 | 0 | 0 | 0 | 0 |  | 0 | 0 | 0 | 01. ($9,999.000) to $0.028 | N/A | 0 | 01. ($9,999.00) to $0.22 | N/A | 0.085 | 0.085 | 0.085 | 0.085 | 0.085 | 0.085 | 0.085 | 0.085 | 0.085 | 0.085 | 0 | 0 | 0 | 0 | 0 | 0 | 0 | 0 | 0 | 0 | 0 | 0 | 0 | 0 | 0 | 0 | 0 | 0 | 0 | 0 | 0 | 0 | 0 | 0 | 0 | 0 | 0 | 0 | 0 | 0 | 0 | 0 | 0 | 0 | 0 | 0 | 0 | 0 | 0 | 0 | 0 | 0 | 0 | 0 | 0 | 0 | 0 | 0 | 0 | 0 | 0 | 0 | 0 | 0 | 0 | 0 | 0 | 0 | 0 | 0 | 0 | 0 | 0 | 0 | 0 | 0 | 0 | 0 | 0 | 0 | 0 | 0 | 0 | 0 | 0 | 0 | 0 | 0 | 0 | 0 | 0 | 0 | 0 | 0 | 0 | 0 | 0 | 0 | 0 | 0 | 0 | 0 | 0 | 0 | 0 | 0 | 0 | 0 | 0 | 0 | 0 | 0 | 0 | 0 | 0 | 0 | 0 | 0 | 0 | 0 | 0 | 0 | 0 | 0 | 0 | 0 | 0 | 0 | 0 | 0 | 0 | 0 | 0 | 0 | 0 | 0 | 0 | 0 | 0 | 0 | 0 | 0 | 0 | 0 | 0 | 0 | 0 | 0 | 0 | 0 | 0 | 0 | 0 | 0 | 0 | 0 | 0 | 0 | 0 | 0 | 0 | 0 | 0 | 0 | 0 | 0 | 0 | 0 | 0 | 0 | 0 | 0 | 0 | 0 | 0 | 0 | 0 | 0 | 0 | 0 | 0 | 0 | 0 | 0 | 0 | 0 | 0 | 0 | 0 | 0 | 0 | 0 | 0 | 0 | 0 | 0 | 0 | 0 | 0 | 0 | 0 | 0 | 0 | 0.01116% | 0 | 0 | 0 | 0 | 0 | 0 | 0 | 0 | 0 | 0 | 0 | 0 | 0 | 0 | 0 | 0 | 0 | 0 | 0 | 0 | 0 | 0 | 0 | 0
| IND-Lighting-7P_V2 | M_Input | Council 7th Plan | 2020 | Retro | 2022 | 2045 | PSE | Industrial | Cold Storage | Electric | Per Region | NA | NA | Cold Storage Groc Dist Retrofit | Cold Storage Groc Dist Retrofit | 169162.7031 | 10 | 63382.3788 | 0 | C-War-Ref-All-All-All-C | 0 | 0 | 0 | 0 | 0 | 0 | 0 | 0 | 0 | 0 | 0 | 0 | Comm Flat | Groc Dist Retrofit | Groc Dist Retrofit | RefrigWarehouseGroc | 0.01247% | 100% | 0% | 1 | 1 | 100% | 10% | 85% | 6.8% | 0.2% | 79087.1292 | 3104.2264 | 8219.1356 | 104927.6529 | 0 | 0 | 0 | 106280.7667 | 0 |  | 0.053821 | 0 | 0.053821 | 02. $0.028 to $0.055 | N/A | 0 | 01. ($9,999.00) to $0.22 | N/A | 0.085 | 0.085 | 0.085 | 0.085 | 0.085 | 0.085 | 0.085 | 0.085 | 0.085 | 0.085 | 0 | 0 | 0 | 0 | 0 | 0 | 0 | 0 | 0 | 0 | 0 | 0 | 0 | 0 | 14378.8298 | 14637.9895 | 14677.0238 | 14516.9765 | 14427.2536 | 14362.2094 | 14367.6552 | 14268.3209 | 14249.5374 | 14213.2834 | 0 | 0 | 0 | 0 | 0 | 0 | 0 | 0 | 0 | 0 | 0 | 0 | 0 | 0 | 144099.0795 | 14378.8298 | 29016.8193 | 43693.8431 | 58210.8196 | 72638.0732 | 87000.2826 | 101367.9378 | 115636.2588 | 129885.7961 | 144099.0795 | 144099.0795 | 144099.0795 | 144099.0795 | 144099.0795 | 144099.0795 | 144099.0795 | 144099.0795 | 144099.0795 | 144099.0795 | 144099.0795 | 144099.0795 | 144099.0795 | 144099.0795 | 144099.0795 | 0 | 0 | 0 | 0 | 0 | 0 | 0 | 0 | 0 | 0 | 0 | 0 | 0 | 0 | 0 | 0 | 0 | 0 | 0 | 0 | 0 | 0 | 0 | 0 | 0 | 0 | 0 | 0 | 0 | 0 | 0 | 0 | 0 | 0 | 0 | 0 | 0 | 0 | 0 | 0 | 0 | 0 | 0 | 0 | 0 | 0 | 0 | 0 | 0 | 0 | 0 | 0 | 0 | 0 | 0 | 0 | 0 | 0 | 0 | 0 | 0 | 1.7925 | 3.6173 | 5.4469 | 7.2566 | 9.0552 | 10.8456 | 12.6367 | 14.4154 | 16.1917 | 17.9636 | 17.9636 | 17.9636 | 17.9636 | 17.9636 | 17.9636 | 17.9636 | 17.9636 | 17.9636 | 17.9636 | 17.9636 | 17.9636 | 17.9636 | 17.9636 | 17.9636 | 9033.8652 | 9196.6889 | 9221.2132 | 9120.6594 | 9064.2887 | 9023.423 | 9026.8445 | 8964.4352 | 8952.6339 | 8929.8564 | 0 | 0 | 0 | 0 | 0 | 0 | 0 | 0 | 0 | 0 | 0 | 0 | 0 | 0 | 90533.9083 | 0 | 0 | 0 | 0 | 0 | 0 | 0 | 0 | 0 | 0 | 0 | 0 | 0 | 0 | 0 | 0 | 0 | 0 | 0 | 0 | 0.01116% | 1.6053 | 3.2394 | 4.878 | 6.4987 | 8.1093 | 9.7127 | 11.3167 | 12.9097 | 14.5005 | 16.0873 | 16.0873 | 16.0873 | 16.0873 | 16.0873 | 16.0873 | 16.0873 | 16.0873 | 16.0873 | 16.0873 | 16.0873 | 16.0873 | 16.0873 | 16.0873 | 16.0873
| IND-Lighting-7P_V2 | M_Input | Council 7th Plan | 2020 | Retro | 2022 | 2045 | PSE | Industrial | Cold Storage | Electric | Per Region | NA | NA | Cold Storage Groc Dist Tuneup | Cold Storage Groc Dist Tuneup | 208634.0006 | 3 | 18240.0401 | 0 | C-War-Ref-All-All-All-C | 0 | 0 | 0 | 0 | 0 | 0 | 0 | 0 | 0 | 0 | 0 | 0 | Comm Flat | Groc Dist Tuneup | Groc Dist Tuneup | RefrigWarehouseGroc | 0.01247% | 100% | 0% | 1 | 1 | 100% | 33.33% | 85% | 6.8% | 0.2% | 32606.374 | 3828.5459 | 3643.492 | 80839.3049 | 0 | 0 | 0 | 77015.275 | 0 |  | 0.031622 | 0 | 0.031622 | 02. $0.028 to $0.055 | N/A | 0 | 01. ($9,999.00) to $0.22 | N/A | 0.085 | 0.085 | 0.085 | 0.085 | 0.085 | 0.085 | 0.085 | 0.085 | 0.085 | 0.085 | 0 | 0 | 0 | 0 | 0 | 0 | 0 | 0 | 0 | 0 | 0 | 0 | 0 | 0 | 17733.89 | 18053.5204 | 18101.6627 | 17904.271 | 17793.6127 | 17713.3916 | 17720.1081 | 17597.5958 | 17574.4294 | 17529.7162 | 0 | 0 | 0 | 0 | 0 | 0 | 0 | 0 | 0 | 0 | 0 | 0 | 0 | 0 | 177722.1981 | 17733.89 | 35787.4104 | 53889.0731 | 71793.3441 | 89586.9569 | 107300.3485 | 125020.4567 | 142618.0525 | 160192.4819 | 177722.1981 | 177722.1981 | 177722.1981 | 177722.1981 | 177722.1981 | 177722.1981 | 177722.1981 | 177722.1981 | 177722.1981 | 177722.1981 | 177722.1981 | 177722.1981 | 177722.1981 | 177722.1981 | 177722.1981 | 0 | 0 | 0 | 0 | 0 | 0 | 0 | 0 | 0 | 0 | 0 | 0 | 0 | 0 | 0 | 0 | 0 | 0 | 0 | 0 | 0 | 0 | 0 | 0 | 0 | 0 | 0 | 0 | 0 | 0 | 0 | 0 | 0 | 0 | 0 | 0 | 0 | 0 | 0 | 0 | 0 | 0 | 0 | 0 | 0 | 0 | 0 | 0 | 0 | 0 | 0 | 0 | 0 | 0 | 0 | 0 | 0 | 0 | 0 | 0 | 0 | 2.2107 | 4.4613 | 6.7179 | 8.9499 | 11.168 | 13.3762 | 15.5852 | 17.779 | 19.9698 | 22.1551 | 22.1551 | 22.1551 | 22.1551 | 22.1551 | 22.1551 | 22.1551 | 22.1551 | 22.1551 | 22.1551 | 22.1551 | 22.1551 | 22.1551 | 22.1551 | 22.1551 | 6546.2984 | 6664.2869 | 6682.0582 | 6609.1929 | 6568.3445 | 6538.7316 | 6541.2109 | 6495.9866 | 6487.435 | 6470.9295 | 0 | 0 | 0 | 0 | 0 | 0 | 0 | 0 | 0 | 0 | 0 | 0 | 0 | 0 | 65604.4745 | 0 | 0 | 0 | 0 | 0 | 0 | 0 | 0 | 0 | 0 | 0 | 0 | 0 | 0 | 0 | 0 | 0 | 0 | 0 | 0 | 0.01116% | 1.9798 | 3.9953 | 6.0162 | 8.015 | 10.0015 | 11.979 | 13.9573 | 15.9219 | 17.8839 | 19.841 | 19.841 | 19.841 | 19.841 | 19.841 | 19.841 | 19.841 | 19.841 | 19.841 | 19.841 | 19.841 | 19.841 | 19.841 | 19.841 | 19.841
| IND-Lighting-7P_V2 | M_Input | Council 7th Plan | 2020 | Retro | 2022 | 2045 | PSE | Industrial | Cold Storage | Electric | Per Region | NA | NA | Cold Storage Plant Energy Management | Cold Storage Plant Energy Management | 0 | 10 | 0 | 0 | I-All-Other-Shift3-All-All-S | 0 | 0 | 0 | 0 | 0 | 0 | 0 | 0 | 0 | 0 | 0 | 0 | Comm Flat | Plant Energy Management | Plant Energy Management | IndShift3 | 0.01266% | 100% | 0% | 1 | 1 | 100% | 10% | 85% | 6.8% | 0.2% | 0 | 0 | 0 | 0 | 0 | 0 | 0 | 0 | 0 |  | 0 | 0 | 0 | 01. ($9,999.000) to $0.028 | N/A | 0 | 01. ($9,999.00) to $0.22 | N/A | 0.085 | 0.085 | 0.085 | 0.085 | 0.085 | 0.085 | 0.085 | 0.085 | 0.085 | 0.085 | 0 | 0 | 0 | 0 | 0 | 0 | 0 | 0 | 0 | 0 | 0 | 0 | 0 | 0 | 0 | 0 | 0 | 0 | 0 | 0 | 0 | 0 | 0 | 0 | 0 | 0 | 0 | 0 | 0 | 0 | 0 | 0 | 0 | 0 | 0 | 0 | 0 | 0 | 0 | 0 | 0 | 0 | 0 | 0 | 0 | 0 | 0 | 0 | 0 | 0 | 0 | 0 | 0 | 0 | 0 | 0 | 0 | 0 | 0 | 0 | 0 | 0 | 0 | 0 | 0 | 0 | 0 | 0 | 0 | 0 | 0 | 0 | 0 | 0 | 0 | 0 | 0 | 0 | 0 | 0 | 0 | 0 | 0 | 0 | 0 | 0 | 0 | 0 | 0 | 0 | 0 | 0 | 0 | 0 | 0 | 0 | 0 | 0 | 0 | 0 | 0 | 0 | 0 | 0 | 0 | 0 | 0 | 0 | 0 | 0 | 0 | 0 | 0 | 0 | 0 | 0 | 0 | 0 | 0 | 0 | 0 | 0 | 0 | 0 | 0 | 0 | 0 | 0 | 0 | 0 | 0 | 0 | 0 | 0 | 0 | 0 | 0 | 0 | 0 | 0 | 0 | 0 | 0 | 0 | 0 | 0 | 0 | 0 | 0 | 0 | 0 | 0 | 0 | 0 | 0 | 0 | 0 | 0 | 0 | 0 | 0 | 0 | 0 | 0 | 0 | 0 | 0 | 0 | 0 | 0 | 0 | 0 | 0 | 0 | 0 | 0 | 0 | 0 | 0 | 0 | 0 | 0 | 0 | 0 | 0 | 0 | 0 | 0 | 0 | 0 | 0 | 0 | 0 | 0.01296% | 0 | 0 | 0 | 0 | 0 | 0 | 0 | 0 | 0 | 0 | 0 | 0 | 0 | 0 | 0 | 0 | 0 | 0 | 0 | 0 | 0 | 0 | 0 | 0
| IND-Lighting-7P_V2 | M_Input | Council 7th Plan | 2020 | Retro | 2022 | 2045 | PSE | Industrial | Cold Storage | Electric | Per Region | NA | NA | Cold Storage Energy Project Management | Cold Storage Energy Project Management | 0 | 11 | 0 | 0 | I-All-Other-Shift3-All-All-S | 0 | 0 | 0 | 0 | 0 | 0 | 0 | 0 | 0 | 0 | 0 | 0 | Comm Flat | Energy Project Management | Energy Project Management | RefrigWarehouseGroc | 0.01247% | 100% | 0% | 1 | 1 | 100% | 9.091% | 85% | 6.8% | 0.2% | 0 | 0 | 0 | 0 | 0 | 0 | 0 | 0 | 0 |  | 0 | 0 | 0 | 01. ($9,999.000) to $0.028 | N/A | 0 | 01. ($9,999.00) to $0.22 | N/A | 0.085 | 0.085 | 0.085 | 0.085 | 0.085 | 0.085 | 0.085 | 0.085 | 0.085 | 0.085 | 0 | 0 | 0 | 0 | 0 | 0 | 0 | 0 | 0 | 0 | 0 | 0 | 0 | 0 | 0 | 0 | 0 | 0 | 0 | 0 | 0 | 0 | 0 | 0 | 0 | 0 | 0 | 0 | 0 | 0 | 0 | 0 | 0 | 0 | 0 | 0 | 0 | 0 | 0 | 0 | 0 | 0 | 0 | 0 | 0 | 0 | 0 | 0 | 0 | 0 | 0 | 0 | 0 | 0 | 0 | 0 | 0 | 0 | 0 | 0 | 0 | 0 | 0 | 0 | 0 | 0 | 0 | 0 | 0 | 0 | 0 | 0 | 0 | 0 | 0 | 0 | 0 | 0 | 0 | 0 | 0 | 0 | 0 | 0 | 0 | 0 | 0 | 0 | 0 | 0 | 0 | 0 | 0 | 0 | 0 | 0 | 0 | 0 | 0 | 0 | 0 | 0 | 0 | 0 | 0 | 0 | 0 | 0 | 0 | 0 | 0 | 0 | 0 | 0 | 0 | 0 | 0 | 0 | 0 | 0 | 0 | 0 | 0 | 0 | 0 | 0 | 0 | 0 | 0 | 0 | 0 | 0 | 0 | 0 | 0 | 0 | 0 | 0 | 0 | 0 | 0 | 0 | 0 | 0 | 0 | 0 | 0 | 0 | 0 | 0 | 0 | 0 | 0 | 0 | 0 | 0 | 0 | 0 | 0 | 0 | 0 | 0 | 0 | 0 | 0 | 0 | 0 | 0 | 0 | 0 | 0 | 0 | 0 | 0 | 0 | 0 | 0 | 0 | 0 | 0 | 0 | 0 | 0 | 0 | 0 | 0 | 0 | 0 | 0 | 0 | 0 | 0 | 0 | 0.01116% | 0 | 0 | 0 | 0 | 0 | 0 | 0 | 0 | 0 | 0 | 0 | 0 | 0 | 0 | 0 | 0 | 0 | 0 | 0 | 0 | 0 | 0 | 0 | 0
| IND-Lighting-7P_V2 | M_Input | Council 7th Plan | 2020 | Retro | 2022 | 2045 | PSE | Industrial | Cold Storage | Electric | Per Region | NA | NA | Cold Storage Integrated Plant Energy Management | Cold Storage Integrated Plant Energy Management | 0 | 11 | 0 | 0 | I-All-Other-Shift3-All-All-S | 0 | 0 | 0 | 0 | 0 | 0 | 0 | 0 | 0 | 0 | 0 | 0 | Comm Flat | Integrated Plant Energy Management | Integrated Plant Energy Management | IndShift3 | 0.01266% | 100% | 0% | 1 | 1 | 100% | 9.091% | 85% | 6.8% | 0.2% | 0 | 0 | 0 | 0 | 0 | 0 | 0 | 0 | 0 |  | 0 | 0 | 0 | 01. ($9,999.000) to $0.028 | N/A | 0 | 01. ($9,999.00) to $0.22 | N/A | 0.085 | 0.085 | 0.085 | 0.085 | 0.085 | 0.085 | 0.085 | 0.085 | 0.085 | 0.085 | 0 | 0 | 0 | 0 | 0 | 0 | 0 | 0 | 0 | 0 | 0 | 0 | 0 | 0 | 0 | 0 | 0 | 0 | 0 | 0 | 0 | 0 | 0 | 0 | 0 | 0 | 0 | 0 | 0 | 0 | 0 | 0 | 0 | 0 | 0 | 0 | 0 | 0 | 0 | 0 | 0 | 0 | 0 | 0 | 0 | 0 | 0 | 0 | 0 | 0 | 0 | 0 | 0 | 0 | 0 | 0 | 0 | 0 | 0 | 0 | 0 | 0 | 0 | 0 | 0 | 0 | 0 | 0 | 0 | 0 | 0 | 0 | 0 | 0 | 0 | 0 | 0 | 0 | 0 | 0 | 0 | 0 | 0 | 0 | 0 | 0 | 0 | 0 | 0 | 0 | 0 | 0 | 0 | 0 | 0 | 0 | 0 | 0 | 0 | 0 | 0 | 0 | 0 | 0 | 0 | 0 | 0 | 0 | 0 | 0 | 0 | 0 | 0 | 0 | 0 | 0 | 0 | 0 | 0 | 0 | 0 | 0 | 0 | 0 | 0 | 0 | 0 | 0 | 0 | 0 | 0 | 0 | 0 | 0 | 0 | 0 | 0 | 0 | 0 | 0 | 0 | 0 | 0 | 0 | 0 | 0 | 0 | 0 | 0 | 0 | 0 | 0 | 0 | 0 | 0 | 0 | 0 | 0 | 0 | 0 | 0 | 0 | 0 | 0 | 0 | 0 | 0 | 0 | 0 | 0 | 0 | 0 | 0 | 0 | 0 | 0 | 0 | 0 | 0 | 0 | 0 | 0 | 0 | 0 | 0 | 0 | 0 | 0 | 0 | 0 | 0 | 0 | 0 | 0.01296% | 0 | 0 | 0 | 0 | 0 | 0 | 0 | 0 | 0 | 0 | 0 | 0 | 0 | 0 | 0 | 0 | 0 | 0 | 0 | 0 | 0 | 0 | 0 | 0
| IND-Lighting-7P_V2 | M_Input | Council 7th Plan | 2020 | Retro | 2022 | 2045 | PSE | Industrial | Fruit Storage | Electric | Per Region | NA | NA | Fruit Storage Air Compressor Demand Reduction | Fruit Storage Air Compressor Demand Reduction | 0 | 10 | 0 | 0 | I-All-Other-Shift3-All-All-S | 0 | 0 | 0 | 0 | 0 | 0 | 0 | 0 | 0 | 0 | 0 | 0 | Comm Flat | Air Compressor Demand Reduction | Air Compressor Demand Reduction | IndShift3 | 0.01266% | 100% | 0% | 1 | 1 | 100% | 10% | 85% | 6.8% | 0.2% | 0 | 0 | 0 | 0 | 0 | 0 | 0 | 0 | 0 |  | 0 | 0 | 0 | 01. ($9,999.000) to $0.028 | N/A | 0 | 01. ($9,999.00) to $0.22 | N/A | 0.085 | 0.085 | 0.085 | 0.085 | 0.085 | 0.085 | 0.085 | 0.085 | 0.085 | 0.085 | 0 | 0 | 0 | 0 | 0 | 0 | 0 | 0 | 0 | 0 | 0 | 0 | 0 | 0 | 0 | 0 | 0 | 0 | 0 | 0 | 0 | 0 | 0 | 0 | 0 | 0 | 0 | 0 | 0 | 0 | 0 | 0 | 0 | 0 | 0 | 0 | 0 | 0 | 0 | 0 | 0 | 0 | 0 | 0 | 0 | 0 | 0 | 0 | 0 | 0 | 0 | 0 | 0 | 0 | 0 | 0 | 0 | 0 | 0 | 0 | 0 | 0 | 0 | 0 | 0 | 0 | 0 | 0 | 0 | 0 | 0 | 0 | 0 | 0 | 0 | 0 | 0 | 0 | 0 | 0 | 0 | 0 | 0 | 0 | 0 | 0 | 0 | 0 | 0 | 0 | 0 | 0 | 0 | 0 | 0 | 0 | 0 | 0 | 0 | 0 | 0 | 0 | 0 | 0 | 0 | 0 | 0 | 0 | 0 | 0 | 0 | 0 | 0 | 0 | 0 | 0 | 0 | 0 | 0 | 0 | 0 | 0 | 0 | 0 | 0 | 0 | 0 | 0 | 0 | 0 | 0 | 0 | 0 | 0 | 0 | 0 | 0 | 0 | 0 | 0 | 0 | 0 | 0 | 0 | 0 | 0 | 0 | 0 | 0 | 0 | 0 | 0 | 0 | 0 | 0 | 0 | 0 | 0 | 0 | 0 | 0 | 0 | 0 | 0 | 0 | 0 | 0 | 0 | 0 | 0 | 0 | 0 | 0 | 0 | 0 | 0 | 0 | 0 | 0 | 0 | 0 | 0 | 0 | 0 | 0 | 0 | 0 | 0 | 0 | 0 | 0 | 0 | 0 | 0.01296% | 0 | 0 | 0 | 0 | 0 | 0 | 0 | 0 | 0 | 0 | 0 | 0 | 0 | 0 | 0 | 0 | 0 | 0 | 0 | 0 | 0 | 0 | 0 | 0
| IND-Lighting-7P_V2 | M_Input | Council 7th Plan | 2020 | Retro | 2022 | 2045 | PSE | Industrial | Fruit Storage | Electric | Per Region | NA | NA | Fruit Storage Air Compressor Equipment1 | Fruit Storage Air Compressor Equipment1 | 0 | 10 | 0 | 0 | I-All-Other-Shift3-All-All-S | 0 | 0 | 0 | 0 | 0 | 0 | 0 | 0 | 0 | 0 | 0 | 0 | Comm Flat | Air Compressor Equipment1 | Air Compressor Equipment1 | IndShift3 | 0.01266% | 100% | 0% | 1 | 1 | 100% | 10% | 85% | 6.8% | 0.2% | 0 | 0 | 0 | 0 | 0 | 0 | 0 | 0 | 0 |  | 0 | 0 | 0 | 01. ($9,999.000) to $0.028 | N/A | 0 | 01. ($9,999.00) to $0.22 | N/A | 0.085 | 0.085 | 0.085 | 0.085 | 0.085 | 0.085 | 0.085 | 0.085 | 0.085 | 0.085 | 0 | 0 | 0 | 0 | 0 | 0 | 0 | 0 | 0 | 0 | 0 | 0 | 0 | 0 | 0 | 0 | 0 | 0 | 0 | 0 | 0 | 0 | 0 | 0 | 0 | 0 | 0 | 0 | 0 | 0 | 0 | 0 | 0 | 0 | 0 | 0 | 0 | 0 | 0 | 0 | 0 | 0 | 0 | 0 | 0 | 0 | 0 | 0 | 0 | 0 | 0 | 0 | 0 | 0 | 0 | 0 | 0 | 0 | 0 | 0 | 0 | 0 | 0 | 0 | 0 | 0 | 0 | 0 | 0 | 0 | 0 | 0 | 0 | 0 | 0 | 0 | 0 | 0 | 0 | 0 | 0 | 0 | 0 | 0 | 0 | 0 | 0 | 0 | 0 | 0 | 0 | 0 | 0 | 0 | 0 | 0 | 0 | 0 | 0 | 0 | 0 | 0 | 0 | 0 | 0 | 0 | 0 | 0 | 0 | 0 | 0 | 0 | 0 | 0 | 0 | 0 | 0 | 0 | 0 | 0 | 0 | 0 | 0 | 0 | 0 | 0 | 0 | 0 | 0 | 0 | 0 | 0 | 0 | 0 | 0 | 0 | 0 | 0 | 0 | 0 | 0 | 0 | 0 | 0 | 0 | 0 | 0 | 0 | 0 | 0 | 0 | 0 | 0 | 0 | 0 | 0 | 0 | 0 | 0 | 0 | 0 | 0 | 0 | 0 | 0 | 0 | 0 | 0 | 0 | 0 | 0 | 0 | 0 | 0 | 0 | 0 | 0 | 0 | 0 | 0 | 0 | 0 | 0 | 0 | 0 | 0 | 0 | 0 | 0 | 0 | 0 | 0 | 0 | 0.01296% | 0 | 0 | 0 | 0 | 0 | 0 | 0 | 0 | 0 | 0 | 0 | 0 | 0 | 0 | 0 | 0 | 0 | 0 | 0 | 0 | 0 | 0 | 0 | 0
| IND-Lighting-7P_V2 | M_Input | Council 7th Plan | 2020 | Retro | 2022 | 2045 | PSE | Industrial | Fruit Storage | Electric | Per Region | NA | NA | Fruit Storage Air Compressor Equipment2 | Fruit Storage Air Compressor Equipment2 | 0 | 10 | 0 | 0 | I-All-Other-Shift3-All-All-S | 0 | 0 | 0 | 0 | 0 | 0 | 0 | 0 | 0 | 0 | 0 | 0 | Comm Flat | Air Compressor Equipment2 | Air Compressor Equipment2 | IndShift3 | 0.01266% | 100% | 0% | 1 | 1 | 100% | 10% | 85% | 6.8% | 0.2% | 0 | 0 | 0 | 0 | 0 | 0 | 0 | 0 | 0 |  | 0 | 0 | 0 | 01. ($9,999.000) to $0.028 | N/A | 0 | 01. ($9,999.00) to $0.22 | N/A | 0.085 | 0.085 | 0.085 | 0.085 | 0.085 | 0.085 | 0.085 | 0.085 | 0.085 | 0.085 | 0 | 0 | 0 | 0 | 0 | 0 | 0 | 0 | 0 | 0 | 0 | 0 | 0 | 0 | 0 | 0 | 0 | 0 | 0 | 0 | 0 | 0 | 0 | 0 | 0 | 0 | 0 | 0 | 0 | 0 | 0 | 0 | 0 | 0 | 0 | 0 | 0 | 0 | 0 | 0 | 0 | 0 | 0 | 0 | 0 | 0 | 0 | 0 | 0 | 0 | 0 | 0 | 0 | 0 | 0 | 0 | 0 | 0 | 0 | 0 | 0 | 0 | 0 | 0 | 0 | 0 | 0 | 0 | 0 | 0 | 0 | 0 | 0 | 0 | 0 | 0 | 0 | 0 | 0 | 0 | 0 | 0 | 0 | 0 | 0 | 0 | 0 | 0 | 0 | 0 | 0 | 0 | 0 | 0 | 0 | 0 | 0 | 0 | 0 | 0 | 0 | 0 | 0 | 0 | 0 | 0 | 0 | 0 | 0 | 0 | 0 | 0 | 0 | 0 | 0 | 0 | 0 | 0 | 0 | 0 | 0 | 0 | 0 | 0 | 0 | 0 | 0 | 0 | 0 | 0 | 0 | 0 | 0 | 0 | 0 | 0 | 0 | 0 | 0 | 0 | 0 | 0 | 0 | 0 | 0 | 0 | 0 | 0 | 0 | 0 | 0 | 0 | 0 | 0 | 0 | 0 | 0 | 0 | 0 | 0 | 0 | 0 | 0 | 0 | 0 | 0 | 0 | 0 | 0 | 0 | 0 | 0 | 0 | 0 | 0 | 0 | 0 | 0 | 0 | 0 | 0 | 0 | 0 | 0 | 0 | 0 | 0 | 0 | 0 | 0 | 0 | 0 | 0 | 0.01296% | 0 | 0 | 0 | 0 | 0 | 0 | 0 | 0 | 0 | 0 | 0 | 0 | 0 | 0 | 0 | 0 | 0 | 0 | 0 | 0 | 0 | 0 | 0 | 0
| IND-Lighting-7P_V2 | M_Input | Council 7th Plan | 2020 | Retro | 2022 | 2045 | PSE | Industrial | Fruit Storage | Electric | Per Region | NA | NA | Fruit Storage Air Compressor Optimization | Fruit Storage Air Compressor Optimization | 0 | 10 | 0 | 0 | I-All-Other-Shift3-All-All-S | 0 | 0 | 0 | 0 | 0 | 0 | 0 | 0 | 0 | 0 | 0 | 0 | Comm Flat | Air Compressor Optimization | Air Compressor Optimization | IndShift3 | 0.01266% | 100% | 0% | 1 | 1 | 100% | 10% | 85% | 6.8% | 0.2% | 0 | 0 | 0 | 0 | 0 | 0 | 0 | 0 | 0 |  | 0 | 0 | 0 | 01. ($9,999.000) to $0.028 | N/A | 0 | 01. ($9,999.00) to $0.22 | N/A | 0.085 | 0.085 | 0.085 | 0.085 | 0.085 | 0.085 | 0.085 | 0.085 | 0.085 | 0.085 | 0 | 0 | 0 | 0 | 0 | 0 | 0 | 0 | 0 | 0 | 0 | 0 | 0 | 0 | 0 | 0 | 0 | 0 | 0 | 0 | 0 | 0 | 0 | 0 | 0 | 0 | 0 | 0 | 0 | 0 | 0 | 0 | 0 | 0 | 0 | 0 | 0 | 0 | 0 | 0 | 0 | 0 | 0 | 0 | 0 | 0 | 0 | 0 | 0 | 0 | 0 | 0 | 0 | 0 | 0 | 0 | 0 | 0 | 0 | 0 | 0 | 0 | 0 | 0 | 0 | 0 | 0 | 0 | 0 | 0 | 0 | 0 | 0 | 0 | 0 | 0 | 0 | 0 | 0 | 0 | 0 | 0 | 0 | 0 | 0 | 0 | 0 | 0 | 0 | 0 | 0 | 0 | 0 | 0 | 0 | 0 | 0 | 0 | 0 | 0 | 0 | 0 | 0 | 0 | 0 | 0 | 0 | 0 | 0 | 0 | 0 | 0 | 0 | 0 | 0 | 0 | 0 | 0 | 0 | 0 | 0 | 0 | 0 | 0 | 0 | 0 | 0 | 0 | 0 | 0 | 0 | 0 | 0 | 0 | 0 | 0 | 0 | 0 | 0 | 0 | 0 | 0 | 0 | 0 | 0 | 0 | 0 | 0 | 0 | 0 | 0 | 0 | 0 | 0 | 0 | 0 | 0 | 0 | 0 | 0 | 0 | 0 | 0 | 0 | 0 | 0 | 0 | 0 | 0 | 0 | 0 | 0 | 0 | 0 | 0 | 0 | 0 | 0 | 0 | 0 | 0 | 0 | 0 | 0 | 0 | 0 | 0 | 0 | 0 | 0 | 0 | 0 | 0 | 0.01296% | 0 | 0 | 0 | 0 | 0 | 0 | 0 | 0 | 0 | 0 | 0 | 0 | 0 | 0 | 0 | 0 | 0 | 0 | 0 | 0 | 0 | 0 | 0 | 0
| IND-Lighting-7P_V2 | M_Input | Council 7th Plan | 2020 | Retro | 2022 | 2045 | PSE | Industrial | Fruit Storage | Electric | Per Region | NA | NA | Fruit Storage HighBay Lighting 1 Shift | Fruit Storage HighBay Lighting 1 Shift | 0.11187 | 26.5734 | 0.08989 | -0.0038067 | I-All-Other-Shift1-All-All-S | 0 | 0 | 0 | 0 | 0 | 0 | 0 | 0 | 0 | 0 | 0 | 0 | Comm Flat | HighBay Lighting 1 Shift | HighBay Lighting 1 Shift | IndShift1 | 0.0135% | 100% | 0% | 1 | 1 | 100% | 3.763% | 85% | 6.8% | 0.2% | 0.1343 | 0.0022229 | 0.013652 | 0.092269 | 0 | 0 | 0 | 0.049934 | 0 |  | 0.038237 | 0 | 0.038237 | 02. $0.028 to $0.055 | N/A | 0 | 01. ($9,999.00) to $0.22 | N/A | 0.085 | 0.085 | 0.085 | 0.085 | 0.085 | 0.085 | 0.085 | 0.085 | 0.085 | 0.085 | 0 | 0 | 0 | 0 | 0 | 0 | 0 | 0 | 0 | 0 | 0 | 0 | 0 | 0 | 0.009509 | 0.0096803 | 0.0097062 | 0.0096003 | 0.009541 | 0.009498 | 0.0095016 | 0.0094359 | 0.0094235 | 0.0093995 | 0 | 0 | 0 | 0 | 0 | 0 | 0 | 0 | 0 | 0 | 0 | 0 | 0 | 0 | 0.095295 | 0.009509 | 0.019189 | 0.028895 | 0.038496 | 0.048037 | 0.057535 | 0.067036 | 0.076472 | 0.085896 | 0.095295 | 0.095295 | 0.095295 | 0.095295 | 0.095295 | 0.095295 | 0.095295 | 0.095295 | 0.095295 | 0.095295 | 0.095295 | 0.095295 | 0.095295 | 0.095295 | 0.095295 | 0 | 0 | 0 | 0 | 0 | 0 | 0 | 0 | 0 | 0 | 0 | 0 | 0 | 0 | 0 | 0 | 0 | 0 | 0 | 0 | 0 | 0 | 0 | 0 | 0 | 0 | 0 | 0 | 0 | 0 | 0 | 0 | 0 | 0 | 0 | 0 | 0 | 0 | 0 | 0 | 0 | 0 | 0 | 0 | 0 | 0 | 0 | 0 | 0 | 0 | 0 | 0 | 0 | 0 | 0 | 0 | 0 | 0 | 0 | 0 | 0 | 1.2835e-06 | 2.5902e-06 | 3.9004e-06 | 5.1963e-06 | 6.4842e-06 | 7.7662e-06 | 9.0488e-06 | 1.0322e-05 | 1.1594e-05 | 1.2863e-05 | 1.2863e-05 | 1.2863e-05 | 1.2863e-05 | 1.2863e-05 | 1.2863e-05 | 1.2863e-05 | 1.2863e-05 | 1.2863e-05 | 1.2863e-05 | 1.2863e-05 | 1.2863e-05 | 1.2863e-05 | 1.2863e-05 | 1.2863e-05 | 0.0042444 | 0.0043209 | 0.0043324 | 0.0042851 | 0.0042587 | 0.0042395 | 0.0042411 | 0.0042117 | 0.0042062 | 0.0041955 | 0 | 0 | 0 | 0 | 0 | 0 | 0 | 0 | 0 | 0 | 0 | 0 | 0 | 0 | 0.042535 | 0 | 0 | 0 | 0 | 0 | 0 | 0 | 0 | 0 | 0 | 0 | 0 | 0 | 0 | 0 | 0 | 0 | 0 | 0 | 0 | 0.01911% | 1.8173e-06 | 3.6674e-06 | 5.5225e-06 | 7.3573e-06 | 9.1808e-06 | 1.0996e-05 | 1.2812e-05 | 1.4615e-05 | 1.6416e-05 | 1.8213e-05 | 1.8213e-05 | 1.8213e-05 | 1.8213e-05 | 1.8213e-05 | 1.8213e-05 | 1.8213e-05 | 1.8213e-05 | 1.8213e-05 | 1.8213e-05 | 1.8213e-05 | 1.8213e-05 | 1.8213e-05 | 1.8213e-05 | 1.8213e-05
| IND-Lighting-7P_V2 | M_Input | Council 7th Plan | 2020 | Retro | 2022 | 2045 | PSE | Industrial | Fruit Storage | Electric | Per Region | NA | NA | Fruit Storage HighBay Lighting 2 Shift | Fruit Storage HighBay Lighting 2 Shift | 0 | 15.5483 | 0 | 0 | I-All-Other-Shift2-All-All-S | 0 | 0 | 0 | 0 | 0 | 0 | 0 | 0 | 0 | 0 | 0 | 0 | Comm Flat | HighBay Lighting 2 Shift | HighBay Lighting 2 Shift | IndShift2 | 0.01331% | 100% | 0% | 1 | 1 | 100% | 6.432% | 85% | 6.8% | 0.2% | 0 | 0 | 0 | 0 | 0 | 0 | 0 | 0 | 0 |  | 0 | 0 | 0 | 01. ($9,999.000) to $0.028 | N/A | 0 | 01. ($9,999.00) to $0.22 | N/A | 0.085 | 0.085 | 0.085 | 0.085 | 0.085 | 0.085 | 0.085 | 0.085 | 0.085 | 0.085 | 0 | 0 | 0 | 0 | 0 | 0 | 0 | 0 | 0 | 0 | 0 | 0 | 0 | 0 | 0 | 0 | 0 | 0 | 0 | 0 | 0 | 0 | 0 | 0 | 0 | 0 | 0 | 0 | 0 | 0 | 0 | 0 | 0 | 0 | 0 | 0 | 0 | 0 | 0 | 0 | 0 | 0 | 0 | 0 | 0 | 0 | 0 | 0 | 0 | 0 | 0 | 0 | 0 | 0 | 0 | 0 | 0 | 0 | 0 | 0 | 0 | 0 | 0 | 0 | 0 | 0 | 0 | 0 | 0 | 0 | 0 | 0 | 0 | 0 | 0 | 0 | 0 | 0 | 0 | 0 | 0 | 0 | 0 | 0 | 0 | 0 | 0 | 0 | 0 | 0 | 0 | 0 | 0 | 0 | 0 | 0 | 0 | 0 | 0 | 0 | 0 | 0 | 0 | 0 | 0 | 0 | 0 | 0 | 0 | 0 | 0 | 0 | 0 | 0 | 0 | 0 | 0 | 0 | 0 | 0 | 0 | 0 | 0 | 0 | 0 | 0 | 0 | 0 | 0 | 0 | 0 | 0 | 0 | 0 | 0 | 0 | 0 | 0 | 0 | 0 | 0 | 0 | 0 | 0 | 0 | 0 | 0 | 0 | 0 | 0 | 0 | 0 | 0 | 0 | 0 | 0 | 0 | 0 | 0 | 0 | 0 | 0 | 0 | 0 | 0 | 0 | 0 | 0 | 0 | 0 | 0 | 0 | 0 | 0 | 0 | 0 | 0 | 0 | 0 | 0 | 0 | 0 | 0 | 0 | 0 | 0 | 0 | 0 | 0 | 0 | 0 | 0 | 0 | 0.01847% | 0 | 0 | 0 | 0 | 0 | 0 | 0 | 0 | 0 | 0 | 0 | 0 | 0 | 0 | 0 | 0 | 0 | 0 | 0 | 0 | 0 | 0 | 0 | 0
| IND-Lighting-7P_V2 | M_Input | Council 7th Plan | 2020 | Retro | 2022 | 2045 | PSE | Industrial | Fruit Storage | Electric | Per Region | NA | NA | Fruit Storage HighBay Lighting 3 Shift | Fruit Storage HighBay Lighting 3 Shift | 1.016 | 8.6758 | 0.26413 | -0.034574 | I-All-Other-Shift3-All-All-S | 0 | 0 | 0 | 0 | 0 | 0 | 0 | 0 | 0 | 0 | 0 | 0 | Comm Flat | HighBay Lighting 3 Shift | HighBay Lighting 3 Shift | IndShift3 | 0.01266% | 100% | 0% | 1 | 1 | 100% | 11.53% | 85% | 6.8% | 0.2% | 0.43517 | 0.018934 | 0.045411 | 0.34235 | 0 | 0 | 0 | -0.07277 | 0 |  | -0.0061353 | 0 | -0.0061353 | 01. ($9,999.000) to $0.028 | N/A | 0 | 01. ($9,999.00) to $0.22 | N/A | 0.085 | 0.085 | 0.085 | 0.085 | 0.085 | 0.085 | 0.085 | 0.085 | 0.085 | 0.085 | 0 | 0 | 0 | 0 | 0 | 0 | 0 | 0 | 0 | 0 | 0 | 0 | 0 | 0 | 0.086364 | 0.087921 | 0.088155 | 0.087194 | 0.086655 | 0.086264 | 0.086297 | 0.0857 | 0.085587 | 0.08537 | 0 | 0 | 0 | 0 | 0 | 0 | 0 | 0 | 0 | 0 | 0 | 0 | 0 | 0 | 0.86551 | 0.086364 | 0.17428 | 0.26244 | 0.34963 | 0.43629 | 0.52255 | 0.60885 | 0.69455 | 0.78014 | 0.86551 | 0.86551 | 0.86551 | 0.86551 | 0.86551 | 0.86551 | 0.86551 | 0.86551 | 0.86551 | 0.86551 | 0.86551 | 0.86551 | 0.86551 | 0.86551 | 0.86551 | 0 | 0 | 0 | 0 | 0 | 0 | 0 | 0 | 0 | 0 | 0 | 0 | 0 | 0 | 0 | 0 | 0 | 0 | 0 | 0 | 0 | 0 | 0 | 0 | 0 | 0 | 0 | 0 | 0 | 0 | 0 | 0 | 0 | 0 | 0 | 0 | 0 | 0 | 0 | 0 | 0 | 0 | 0 | 0 | 0 | 0 | 0 | 0 | 0 | 0 | 0 | 0 | 0 | 0 | 0 | 0 | 0 | 0 | 0 | 0 | 0 | 1.0933e-05 | 2.2064e-05 | 3.3224e-05 | 4.4262e-05 | 5.5233e-05 | 6.6153e-05 | 7.7078e-05 | 8.7927e-05 | 9.8763e-05 | 0.00010957 | 0.00010957 | 0.00010957 | 0.00010957 | 0.00010957 | 0.00010957 | 0.00010957 | 0.00010957 | 0.00010957 | 0.00010957 | 0.00010957 | 0.00010957 | 0.00010957 | 0.00010957 | 0.00010957 | 0 | 0 | 0 | 0 | 0 | 0 | 0 | 0 | 0 | 0 | 0 | 0 | 0 | 0 | 0 | 0 | 0 | 0 | 0 | 0 | 0 | 0 | 0 | 0 | 0 | 0 | 0 | 0 | 0 | 0 | 0 | 0 | 0 | 0 | 0 | 0 | 0 | 0 | 0 | 0 | 0 | 0 | 0 | 0 | 0 | 0.01296% | 1.119e-05 | 2.2582e-05 | 3.4005e-05 | 4.5303e-05 | 5.6531e-05 | 6.7708e-05 | 7.889e-05 | 8.9994e-05 | 0.00010108 | 0.00011215 | 0.00011215 | 0.00011215 | 0.00011215 | 0.00011215 | 0.00011215 | 0.00011215 | 0.00011215 | 0.00011215 | 0.00011215 | 0.00011215 | 0.00011215 | 0.00011215 | 0.00011215 | 0.00011215
| IND-Lighting-7P_V2 | M_Input | Council 7th Plan | 2020 | Retro | 2022 | 2045 | PSE | Industrial | Fruit Storage | Electric | Per Region | NA | NA | Fruit Storage Efficient Lighting 1 Shift | Fruit Storage Efficient Lighting 1 Shift | 0.096342 | 20.979 | 0.090179 | -0.002068 | I-All-Other-Shift1-All-All-S | 0 | 0 | 0 | 0 | 0 | 0 | 0 | 0 | 0 | 0 | 0 | 0 | Comm Flat | Efficient Lighting 1 Shift | Efficient Lighting 1 Shift | IndShift1 | 0.0135% | 100% | 0% | 1 | 1 | 100% | 4.767% | 85% | 6.8% | 0.2% | 0.088384 | 0.0019143 | 0.0090299 | 0.098166 | 0 | 0 | 0 | 0.081117 | 0 |  | 0.072126 | 0 | 0.072126 | 05. $0.070 to $0.077 | N/A | 0 | 01. ($9,999.00) to $0.22 | N/A | 0.085 | 0.085 | 0.085 | 0.085 | 0.085 | 0.085 | 0.085 | 0.085 | 0.085 | 0.085 | 0 | 0 | 0 | 0 | 0 | 0 | 0 | 0 | 0 | 0 | 0 | 0 | 0 | 0 | 0.0081891 | 0.0083367 | 0.0083589 | 0.0082678 | 0.0082167 | 0.0081796 | 0.0081827 | 0.0081262 | 0.0081155 | 0.0080948 | 0 | 0 | 0 | 0 | 0 | 0 | 0 | 0 | 0 | 0 | 0 | 0 | 0 | 0 | 0.082068 | 0.0081891 | 0.016526 | 0.024885 | 0.033152 | 0.041369 | 0.049549 | 0.057732 | 0.065858 | 0.073973 | 0.082068 | 0.082068 | 0.082068 | 0.082068 | 0.082068 | 0.082068 | 0.082068 | 0.082068 | 0.082068 | 0.082068 | 0.082068 | 0.082068 | 0.082068 | 0.082068 | 0.082068 | 0 | 0 | 0 | 0 | 0 | 0 | 0 | 0 | 0 | 0 | 0 | 0 | 0 | 0 | 0 | 0 | 0 | 0 | 0 | 0 | 0 | 0 | 0 | 0 | 0 | 0 | 0 | 0 | 0 | 0 | 0 | 0 | 0 | 0 | 0 | 0 | 0 | 0 | 0 | 0 | 0 | 0 | 0 | 0 | 0 | 0 | 0 | 0 | 0 | 0 | 0 | 0 | 0 | 0 | 0 | 0 | 0 | 0 | 0 | 0 | 0 | 1.1054e-06 | 2.2307e-06 | 3.359e-06 | 4.475e-06 | 5.5841e-06 | 6.6883e-06 | 7.7928e-06 | 8.8897e-06 | 9.9851e-06 | 1.1078e-05 | 1.1078e-05 | 1.1078e-05 | 1.1078e-05 | 1.1078e-05 | 1.1078e-05 | 1.1078e-05 | 1.1078e-05 | 1.1078e-05 | 1.1078e-05 | 1.1078e-05 | 1.1078e-05 | 1.1078e-05 | 1.1078e-05 | 1.1078e-05 | 0.006895 | 0.0070192 | 0.007038 | 0.0069612 | 0.0069182 | 0.006887 | 0.0068896 | 0.006842 | 0.006833 | 0.0068156 | 0 | 0 | 0 | 0 | 0 | 0 | 0 | 0 | 0 | 0 | 0 | 0 | 0 | 0 | 0.069099 | 0 | 0 | 0 | 0 | 0 | 0 | 0 | 0 | 0 | 0 | 0 | 0 | 0 | 0 | 0 | 0 | 0 | 0 | 0 | 0 | 0.01911% | 1.5651e-06 | 3.1584e-06 | 4.756e-06 | 6.3361e-06 | 7.9064e-06 | 9.4697e-06 | 1.1034e-05 | 1.2587e-05 | 1.4138e-05 | 1.5685e-05 | 1.5685e-05 | 1.5685e-05 | 1.5685e-05 | 1.5685e-05 | 1.5685e-05 | 1.5685e-05 | 1.5685e-05 | 1.5685e-05 | 1.5685e-05 | 1.5685e-05 | 1.5685e-05 | 1.5685e-05 | 1.5685e-05 | 1.5685e-05
| IND-Lighting-7P_V2 | M_Input | Council 7th Plan | 2020 | Retro | 2022 | 2045 | PSE | Industrial | Fruit Storage | Electric | Per Region | NA | NA | Fruit Storage Efficient Lighting 2 Shift | Fruit Storage Efficient Lighting 2 Shift | 0 | 12.275 | 0 | 0 | I-All-Other-Shift2-All-All-S | 0 | 0 | 0 | 0 | 0 | 0 | 0 | 0 | 0 | 0 | 0 | 0 | Comm Flat | Efficient Lighting 2 Shift | Efficient Lighting 2 Shift | IndShift2 | 0.01331% | 100% | 0% | 1 | 1 | 100% | 8.147% | 85% | 6.8% | 0.2% | 0 | 0 | 0 | 0 | 0 | 0 | 0 | 0 | 0 |  | 0 | 0 | 0 | 01. ($9,999.000) to $0.028 | N/A | 0 | 01. ($9,999.00) to $0.22 | N/A | 0.085 | 0.085 | 0.085 | 0.085 | 0.085 | 0.085 | 0.085 | 0.085 | 0.085 | 0.085 | 0 | 0 | 0 | 0 | 0 | 0 | 0 | 0 | 0 | 0 | 0 | 0 | 0 | 0 | 0 | 0 | 0 | 0 | 0 | 0 | 0 | 0 | 0 | 0 | 0 | 0 | 0 | 0 | 0 | 0 | 0 | 0 | 0 | 0 | 0 | 0 | 0 | 0 | 0 | 0 | 0 | 0 | 0 | 0 | 0 | 0 | 0 | 0 | 0 | 0 | 0 | 0 | 0 | 0 | 0 | 0 | 0 | 0 | 0 | 0 | 0 | 0 | 0 | 0 | 0 | 0 | 0 | 0 | 0 | 0 | 0 | 0 | 0 | 0 | 0 | 0 | 0 | 0 | 0 | 0 | 0 | 0 | 0 | 0 | 0 | 0 | 0 | 0 | 0 | 0 | 0 | 0 | 0 | 0 | 0 | 0 | 0 | 0 | 0 | 0 | 0 | 0 | 0 | 0 | 0 | 0 | 0 | 0 | 0 | 0 | 0 | 0 | 0 | 0 | 0 | 0 | 0 | 0 | 0 | 0 | 0 | 0 | 0 | 0 | 0 | 0 | 0 | 0 | 0 | 0 | 0 | 0 | 0 | 0 | 0 | 0 | 0 | 0 | 0 | 0 | 0 | 0 | 0 | 0 | 0 | 0 | 0 | 0 | 0 | 0 | 0 | 0 | 0 | 0 | 0 | 0 | 0 | 0 | 0 | 0 | 0 | 0 | 0 | 0 | 0 | 0 | 0 | 0 | 0 | 0 | 0 | 0 | 0 | 0 | 0 | 0 | 0 | 0 | 0 | 0 | 0 | 0 | 0 | 0 | 0 | 0 | 0 | 0 | 0 | 0 | 0 | 0 | 0 | 0.01847% | 0 | 0 | 0 | 0 | 0 | 0 | 0 | 0 | 0 | 0 | 0 | 0 | 0 | 0 | 0 | 0 | 0 | 0 | 0 | 0 | 0 | 0 | 0 | 0
| IND-Lighting-7P_V2 | M_Input | Council 7th Plan | 2020 | Retro | 2022 | 2045 | PSE | Industrial | Fruit Storage | Electric | Per Region | NA | NA | Fruit Storage Efficient Lighting 3 Shift | Fruit Storage Efficient Lighting 3 Shift | 0.87384 | 8.6758 | 0.26498 | -0.018757 | I-All-Other-Shift3-All-All-S | 0 | 0 | 0 | 0 | 0 | 0 | 0 | 0 | 0 | 0 | 0 | 0 | Comm Flat | Efficient Lighting 3 Shift | Efficient Lighting 3 Shift | IndShift3 | 0.01266% | 100% | 0% | 1 | 1 | 100% | 11.53% | 85% | 6.8% | 0.2% | 0.37427 | 0.016284 | 0.039055 | 0.34346 | 0 | 0 | 0 | 0.12215 | 0 |  | 0.011975 | 0 | 0.011975 | 01. ($9,999.000) to $0.028 | N/A | 0 | 01. ($9,999.00) to $0.22 | N/A | 0.085 | 0.085 | 0.085 | 0.085 | 0.085 | 0.085 | 0.085 | 0.085 | 0.085 | 0.085 | 0 | 0 | 0 | 0 | 0 | 0 | 0 | 0 | 0 | 0 | 0 | 0 | 0 | 0 | 0.074276 | 0.075615 | 0.075817 | 0.07499 | 0.074527 | 0.074191 | 0.074219 | 0.073706 | 0.073608 | 0.073421 | 0 | 0 | 0 | 0 | 0 | 0 | 0 | 0 | 0 | 0 | 0 | 0 | 0 | 0 | 0.74437 | 0.074276 | 0.14989 | 0.22571 | 0.3007 | 0.37522 | 0.44942 | 0.52363 | 0.59734 | 0.67095 | 0.74437 | 0.74437 | 0.74437 | 0.74437 | 0.74437 | 0.74437 | 0.74437 | 0.74437 | 0.74437 | 0.74437 | 0.74437 | 0.74437 | 0.74437 | 0.74437 | 0.74437 | 0 | 0 | 0 | 0 | 0 | 0 | 0 | 0 | 0 | 0 | 0 | 0 | 0 | 0 | 0 | 0 | 0 | 0 | 0 | 0 | 0 | 0 | 0 | 0 | 0 | 0 | 0 | 0 | 0 | 0 | 0 | 0 | 0 | 0 | 0 | 0 | 0 | 0 | 0 | 0 | 0 | 0 | 0 | 0 | 0 | 0 | 0 | 0 | 0 | 0 | 0 | 0 | 0 | 0 | 0 | 0 | 0 | 0 | 0 | 0 | 0 | 9.4031e-06 | 1.8976e-05 | 2.8574e-05 | 3.8067e-05 | 4.7502e-05 | 5.6894e-05 | 6.629e-05 | 7.5621e-05 | 8.494e-05 | 9.4234e-05 | 9.4234e-05 | 9.4234e-05 | 9.4234e-05 | 9.4234e-05 | 9.4234e-05 | 9.4234e-05 | 9.4234e-05 | 9.4234e-05 | 9.4234e-05 | 9.4234e-05 | 9.4234e-05 | 9.4234e-05 | 9.4234e-05 | 9.4234e-05 | 0.010383 | 0.01057 | 0.010598 | 0.010483 | 0.010418 | 0.010371 | 0.010375 | 0.010303 | 0.01029 | 0.010264 | 0 | 0 | 0 | 0 | 0 | 0 | 0 | 0 | 0 | 0 | 0 | 0 | 0 | 0 | 0.10406 | 0 | 0 | 0 | 0 | 0 | 0 | 0 | 0 | 0 | 0 | 0 | 0 | 0 | 0 | 0 | 0 | 0 | 0 | 0 | 0 | 0.01296% | 9.6241e-06 | 1.9422e-05 | 2.9245e-05 | 3.8962e-05 | 4.8619e-05 | 5.8232e-05 | 6.7848e-05 | 7.7398e-05 | 8.6936e-05 | 9.6449e-05 | 9.6449e-05 | 9.6449e-05 | 9.6449e-05 | 9.6449e-05 | 9.6449e-05 | 9.6449e-05 | 9.6449e-05 | 9.6449e-05 | 9.6449e-05 | 9.6449e-05 | 9.6449e-05 | 9.6449e-05 | 9.6449e-05 | 9.6449e-05
| IND-Lighting-7P_V2 | M_Input | Council 7th Plan | 2020 | Retro | 2022 | 2045 | PSE | Industrial | Fruit Storage | Electric | Per Region | NA | NA | Fruit Storage Lighting Controls | Fruit Storage Lighting Controls | 1.3671 | 10 | 1.4125 | -0.015418 | I-All-Other-Shift3-All-All-S | 0 | 0 | 0 | 0 | 0 | 0 | 0 | 0 | 0 | 0 | 0 | 0 | Comm Flat | Lighting Controls | Lighting Controls | IndShift3 | 0.01266% | 100% | 0% | 1 | 1 | 100% | 10% | 85% | 6.8% | 0.2% | 0.63916 | 0.025477 | 0.066463 | 2.3383 | 0 | 0 | 0 | 2.3489 | 0 |  | 0.14718 | 0 | 0.14718 | 09. $0.130 to $0.150 | N/A | 0 | 01. ($9,999.00) to $0.22 | N/A | 0.085 | 0.085 | 0.085 | 0.085 | 0.085 | 0.085 | 0.085 | 0.085 | 0.085 | 0.085 | 0 | 0 | 0 | 0 | 0 | 0 | 0 | 0 | 0 | 0 | 0 | 0 | 0 | 0 | 0.11621 | 0.1183 | 0.11862 | 0.11732 | 0.1166 | 0.11607 | 0.11611 | 0.11531 | 0.11516 | 0.11487 | 0 | 0 | 0 | 0 | 0 | 0 | 0 | 0 | 0 | 0 | 0 | 0 | 0 | 0 | 1.1646 | 0.11621 | 0.2345 | 0.35312 | 0.47044 | 0.58704 | 0.70311 | 0.81922 | 0.93454 | 1.0497 | 1.1646 | 1.1646 | 1.1646 | 1.1646 | 1.1646 | 1.1646 | 1.1646 | 1.1646 | 1.1646 | 1.1646 | 1.1646 | 1.1646 | 1.1646 | 1.1646 | 1.1646 | 0 | 0 | 0 | 0 | 0 | 0 | 0 | 0 | 0 | 0 | 0 | 0 | 0 | 0 | 0 | 0 | 0 | 0 | 0 | 0 | 0 | 0 | 0 | 0 | 0 | 0 | 0 | 0 | 0 | 0 | 0 | 0 | 0 | 0 | 0 | 0 | 0 | 0 | 0 | 0 | 0 | 0 | 0 | 0 | 0 | 0 | 0 | 0 | 0 | 0 | 0 | 0 | 0 | 0 | 0 | 0 | 0 | 0 | 0 | 0 | 0 | 1.4711e-05 | 2.9687e-05 | 4.4704e-05 | 5.9556e-05 | 7.4317e-05 | 8.9011e-05 | 0.00010371 | 0.00011831 | 0.00013289 | 0.00014743 | 0.00014743 | 0.00014743 | 0.00014743 | 0.00014743 | 0.00014743 | 0.00014743 | 0.00014743 | 0.00014743 | 0.00014743 | 0.00014743 | 0.00014743 | 0.00014743 | 0.00014743 | 0.00014743 | 0.19966 | 0.20325 | 0.2038 | 0.20157 | 0.20033 | 0.19943 | 0.1995 | 0.19812 | 0.19786 | 0.19736 | 0 | 0 | 0 | 0 | 0 | 0 | 0 | 0 | 0 | 0 | 0 | 0 | 0 | 0 | 2.0009 | 0 | 0 | 0 | 0 | 0 | 0 | 0 | 0 | 0 | 0 | 0 | 0 | 0 | 0 | 0 | 0 | 0 | 0 | 0 | 0 | 0.01296% | 1.5057e-05 | 3.0385e-05 | 4.5754e-05 | 6.0956e-05 | 7.6064e-05 | 9.1103e-05 | 0.00010615 | 0.00012109 | 0.00013601 | 0.00015089 | 0.00015089 | 0.00015089 | 0.00015089 | 0.00015089 | 0.00015089 | 0.00015089 | 0.00015089 | 0.00015089 | 0.00015089 | 0.00015089 | 0.00015089 | 0.00015089 | 0.00015089 | 0.00015089
| IND-Lighting-7P_V2 | M_Input | Council 7th Plan | 2020 | Retro | 2022 | 2045 | PSE | Industrial | Fruit Storage | Electric | Per Region | NA | NA | Fruit Storage Motors: Rewind 20-50 HP | Fruit Storage Motors: Rewind 20-50 HP | 0 | 10 | 0 | 0 | I-All-Other-Shift3-All-All-S | 0 | 0 | 0 | 0 | 0 | 0 | 0 | 0 | 0 | 0 | 0 | 0 | Comm Flat | Motors: Rewind 20-50 HP | Motors: Rewind 20-50 HP | IndShift3 | 0.01266% | 100% | 0% | 1 | 1 | 100% | 10% | 85% | 6.8% | 0.2% | 0 | 0 | 0 | 0 | 0 | 0 | 0 | 0 | 0 |  | 0 | 0 | 0 | 01. ($9,999.000) to $0.028 | N/A | 0 | 01. ($9,999.00) to $0.22 | N/A | 0.085 | 0.085 | 0.085 | 0.085 | 0.085 | 0.085 | 0.085 | 0.085 | 0.085 | 0.085 | 0 | 0 | 0 | 0 | 0 | 0 | 0 | 0 | 0 | 0 | 0 | 0 | 0 | 0 | 0 | 0 | 0 | 0 | 0 | 0 | 0 | 0 | 0 | 0 | 0 | 0 | 0 | 0 | 0 | 0 | 0 | 0 | 0 | 0 | 0 | 0 | 0 | 0 | 0 | 0 | 0 | 0 | 0 | 0 | 0 | 0 | 0 | 0 | 0 | 0 | 0 | 0 | 0 | 0 | 0 | 0 | 0 | 0 | 0 | 0 | 0 | 0 | 0 | 0 | 0 | 0 | 0 | 0 | 0 | 0 | 0 | 0 | 0 | 0 | 0 | 0 | 0 | 0 | 0 | 0 | 0 | 0 | 0 | 0 | 0 | 0 | 0 | 0 | 0 | 0 | 0 | 0 | 0 | 0 | 0 | 0 | 0 | 0 | 0 | 0 | 0 | 0 | 0 | 0 | 0 | 0 | 0 | 0 | 0 | 0 | 0 | 0 | 0 | 0 | 0 | 0 | 0 | 0 | 0 | 0 | 0 | 0 | 0 | 0 | 0 | 0 | 0 | 0 | 0 | 0 | 0 | 0 | 0 | 0 | 0 | 0 | 0 | 0 | 0 | 0 | 0 | 0 | 0 | 0 | 0 | 0 | 0 | 0 | 0 | 0 | 0 | 0 | 0 | 0 | 0 | 0 | 0 | 0 | 0 | 0 | 0 | 0 | 0 | 0 | 0 | 0 | 0 | 0 | 0 | 0 | 0 | 0 | 0 | 0 | 0 | 0 | 0 | 0 | 0 | 0 | 0 | 0 | 0 | 0 | 0 | 0 | 0 | 0 | 0 | 0 | 0 | 0 | 0 | 0.01296% | 0 | 0 | 0 | 0 | 0 | 0 | 0 | 0 | 0 | 0 | 0 | 0 | 0 | 0 | 0 | 0 | 0 | 0 | 0 | 0 | 0 | 0 | 0 | 0
| IND-Lighting-7P_V2 | M_Input | Council 7th Plan | 2020 | Retro | 2022 | 2045 | PSE | Industrial | Fruit Storage | Electric | Per Region | NA | NA | Fruit Storage Motors: Rewind 51-100 HP | Fruit Storage Motors: Rewind 51-100 HP | 0 | 10 | 0 | 0 | I-All-Other-Shift3-All-All-S | 0 | 0 | 0 | 0 | 0 | 0 | 0 | 0 | 0 | 0 | 0 | 0 | Comm Flat | Motors: Rewind 51-100 HP | Motors: Rewind 51-100 HP | IndShift3 | 0.01266% | 100% | 0% | 1 | 1 | 100% | 10% | 85% | 6.8% | 0.2% | 0 | 0 | 0 | 0 | 0 | 0 | 0 | 0 | 0 |  | 0 | 0 | 0 | 01. ($9,999.000) to $0.028 | N/A | 0 | 01. ($9,999.00) to $0.22 | N/A | 0.085 | 0.085 | 0.085 | 0.085 | 0.085 | 0.085 | 0.085 | 0.085 | 0.085 | 0.085 | 0 | 0 | 0 | 0 | 0 | 0 | 0 | 0 | 0 | 0 | 0 | 0 | 0 | 0 | 0 | 0 | 0 | 0 | 0 | 0 | 0 | 0 | 0 | 0 | 0 | 0 | 0 | 0 | 0 | 0 | 0 | 0 | 0 | 0 | 0 | 0 | 0 | 0 | 0 | 0 | 0 | 0 | 0 | 0 | 0 | 0 | 0 | 0 | 0 | 0 | 0 | 0 | 0 | 0 | 0 | 0 | 0 | 0 | 0 | 0 | 0 | 0 | 0 | 0 | 0 | 0 | 0 | 0 | 0 | 0 | 0 | 0 | 0 | 0 | 0 | 0 | 0 | 0 | 0 | 0 | 0 | 0 | 0 | 0 | 0 | 0 | 0 | 0 | 0 | 0 | 0 | 0 | 0 | 0 | 0 | 0 | 0 | 0 | 0 | 0 | 0 | 0 | 0 | 0 | 0 | 0 | 0 | 0 | 0 | 0 | 0 | 0 | 0 | 0 | 0 | 0 | 0 | 0 | 0 | 0 | 0 | 0 | 0 | 0 | 0 | 0 | 0 | 0 | 0 | 0 | 0 | 0 | 0 | 0 | 0 | 0 | 0 | 0 | 0 | 0 | 0 | 0 | 0 | 0 | 0 | 0 | 0 | 0 | 0 | 0 | 0 | 0 | 0 | 0 | 0 | 0 | 0 | 0 | 0 | 0 | 0 | 0 | 0 | 0 | 0 | 0 | 0 | 0 | 0 | 0 | 0 | 0 | 0 | 0 | 0 | 0 | 0 | 0 | 0 | 0 | 0 | 0 | 0 | 0 | 0 | 0 | 0 | 0 | 0 | 0 | 0 | 0 | 0 | 0.01296% | 0 | 0 | 0 | 0 | 0 | 0 | 0 | 0 | 0 | 0 | 0 | 0 | 0 | 0 | 0 | 0 | 0 | 0 | 0 | 0 | 0 | 0 | 0 | 0
| IND-Lighting-7P_V2 | M_Input | Council 7th Plan | 2020 | Retro | 2022 | 2045 | PSE | Industrial | Fruit Storage | Electric | Per Region | NA | NA | Fruit Storage Motors: Rewind 101-200 HP | Fruit Storage Motors: Rewind 101-200 HP | 0 | 10 | 0 | 0 | I-All-Other-Shift3-All-All-S | 0 | 0 | 0 | 0 | 0 | 0 | 0 | 0 | 0 | 0 | 0 | 0 | Comm Flat | Motors: Rewind 101-200 HP | Motors: Rewind 101-200 HP | IndShift3 | 0.01266% | 100% | 0% | 1 | 1 | 100% | 10% | 85% | 6.8% | 0.2% | 0 | 0 | 0 | 0 | 0 | 0 | 0 | 0 | 0 |  | 0 | 0 | 0 | 01. ($9,999.000) to $0.028 | N/A | 0 | 01. ($9,999.00) to $0.22 | N/A | 0.085 | 0.085 | 0.085 | 0.085 | 0.085 | 0.085 | 0.085 | 0.085 | 0.085 | 0.085 | 0 | 0 | 0 | 0 | 0 | 0 | 0 | 0 | 0 | 0 | 0 | 0 | 0 | 0 | 0 | 0 | 0 | 0 | 0 | 0 | 0 | 0 | 0 | 0 | 0 | 0 | 0 | 0 | 0 | 0 | 0 | 0 | 0 | 0 | 0 | 0 | 0 | 0 | 0 | 0 | 0 | 0 | 0 | 0 | 0 | 0 | 0 | 0 | 0 | 0 | 0 | 0 | 0 | 0 | 0 | 0 | 0 | 0 | 0 | 0 | 0 | 0 | 0 | 0 | 0 | 0 | 0 | 0 | 0 | 0 | 0 | 0 | 0 | 0 | 0 | 0 | 0 | 0 | 0 | 0 | 0 | 0 | 0 | 0 | 0 | 0 | 0 | 0 | 0 | 0 | 0 | 0 | 0 | 0 | 0 | 0 | 0 | 0 | 0 | 0 | 0 | 0 | 0 | 0 | 0 | 0 | 0 | 0 | 0 | 0 | 0 | 0 | 0 | 0 | 0 | 0 | 0 | 0 | 0 | 0 | 0 | 0 | 0 | 0 | 0 | 0 | 0 | 0 | 0 | 0 | 0 | 0 | 0 | 0 | 0 | 0 | 0 | 0 | 0 | 0 | 0 | 0 | 0 | 0 | 0 | 0 | 0 | 0 | 0 | 0 | 0 | 0 | 0 | 0 | 0 | 0 | 0 | 0 | 0 | 0 | 0 | 0 | 0 | 0 | 0 | 0 | 0 | 0 | 0 | 0 | 0 | 0 | 0 | 0 | 0 | 0 | 0 | 0 | 0 | 0 | 0 | 0 | 0 | 0 | 0 | 0 | 0 | 0 | 0 | 0 | 0 | 0 | 0 | 0.01296% | 0 | 0 | 0 | 0 | 0 | 0 | 0 | 0 | 0 | 0 | 0 | 0 | 0 | 0 | 0 | 0 | 0 | 0 | 0 | 0 | 0 | 0 | 0 | 0
| IND-Lighting-7P_V2 | M_Input | Council 7th Plan | 2020 | Retro | 2022 | 2045 | PSE | Industrial | Fruit Storage | Electric | Per Region | NA | NA | Fruit Storage Motors: Rewind 201-500 HP | Fruit Storage Motors: Rewind 201-500 HP | 0 | 10 | 0 | 0 | I-All-Other-Shift3-All-All-S | 0 | 0 | 0 | 0 | 0 | 0 | 0 | 0 | 0 | 0 | 0 | 0 | Comm Flat | Motors: Rewind 201-500 HP | Motors: Rewind 201-500 HP | IndShift3 | 0.01266% | 100% | 0% | 1 | 1 | 100% | 10% | 85% | 6.8% | 0.2% | 0 | 0 | 0 | 0 | 0 | 0 | 0 | 0 | 0 |  | 0 | 0 | 0 | 01. ($9,999.000) to $0.028 | N/A | 0 | 01. ($9,999.00) to $0.22 | N/A | 0.085 | 0.085 | 0.085 | 0.085 | 0.085 | 0.085 | 0.085 | 0.085 | 0.085 | 0.085 | 0 | 0 | 0 | 0 | 0 | 0 | 0 | 0 | 0 | 0 | 0 | 0 | 0 | 0 | 0 | 0 | 0 | 0 | 0 | 0 | 0 | 0 | 0 | 0 | 0 | 0 | 0 | 0 | 0 | 0 | 0 | 0 | 0 | 0 | 0 | 0 | 0 | 0 | 0 | 0 | 0 | 0 | 0 | 0 | 0 | 0 | 0 | 0 | 0 | 0 | 0 | 0 | 0 | 0 | 0 | 0 | 0 | 0 | 0 | 0 | 0 | 0 | 0 | 0 | 0 | 0 | 0 | 0 | 0 | 0 | 0 | 0 | 0 | 0 | 0 | 0 | 0 | 0 | 0 | 0 | 0 | 0 | 0 | 0 | 0 | 0 | 0 | 0 | 0 | 0 | 0 | 0 | 0 | 0 | 0 | 0 | 0 | 0 | 0 | 0 | 0 | 0 | 0 | 0 | 0 | 0 | 0 | 0 | 0 | 0 | 0 | 0 | 0 | 0 | 0 | 0 | 0 | 0 | 0 | 0 | 0 | 0 | 0 | 0 | 0 | 0 | 0 | 0 | 0 | 0 | 0 | 0 | 0 | 0 | 0 | 0 | 0 | 0 | 0 | 0 | 0 | 0 | 0 | 0 | 0 | 0 | 0 | 0 | 0 | 0 | 0 | 0 | 0 | 0 | 0 | 0 | 0 | 0 | 0 | 0 | 0 | 0 | 0 | 0 | 0 | 0 | 0 | 0 | 0 | 0 | 0 | 0 | 0 | 0 | 0 | 0 | 0 | 0 | 0 | 0 | 0 | 0 | 0 | 0 | 0 | 0 | 0 | 0 | 0 | 0 | 0 | 0 | 0 | 0.01296% | 0 | 0 | 0 | 0 | 0 | 0 | 0 | 0 | 0 | 0 | 0 | 0 | 0 | 0 | 0 | 0 | 0 | 0 | 0 | 0 | 0 | 0 | 0 | 0
| IND-Lighting-7P_V2 | M_Input | Council 7th Plan | 2020 | Retro | 2022 | 2045 | PSE | Industrial | Fruit Storage | Electric | Per Region | NA | NA | Fruit Storage Motors: Rewind 501-5000 HP | Fruit Storage Motors: Rewind 501-5000 HP | 0 | 10 | 0 | 0 | I-All-Other-Shift3-All-All-S | 0 | 0 | 0 | 0 | 0 | 0 | 0 | 0 | 0 | 0 | 0 | 0 | Comm Flat | Motors: Rewind 501-5000 HP | Motors: Rewind 501-5000 HP | IndShift3 | 0.01266% | 100% | 0% | 1 | 1 | 100% | 10% | 85% | 6.8% | 0.2% | 0 | 0 | 0 | 0 | 0 | 0 | 0 | 0 | 0 |  | 0 | 0 | 0 | 01. ($9,999.000) to $0.028 | N/A | 0 | 01. ($9,999.00) to $0.22 | N/A | 0.085 | 0.085 | 0.085 | 0.085 | 0.085 | 0.085 | 0.085 | 0.085 | 0.085 | 0.085 | 0 | 0 | 0 | 0 | 0 | 0 | 0 | 0 | 0 | 0 | 0 | 0 | 0 | 0 | 0 | 0 | 0 | 0 | 0 | 0 | 0 | 0 | 0 | 0 | 0 | 0 | 0 | 0 | 0 | 0 | 0 | 0 | 0 | 0 | 0 | 0 | 0 | 0 | 0 | 0 | 0 | 0 | 0 | 0 | 0 | 0 | 0 | 0 | 0 | 0 | 0 | 0 | 0 | 0 | 0 | 0 | 0 | 0 | 0 | 0 | 0 | 0 | 0 | 0 | 0 | 0 | 0 | 0 | 0 | 0 | 0 | 0 | 0 | 0 | 0 | 0 | 0 | 0 | 0 | 0 | 0 | 0 | 0 | 0 | 0 | 0 | 0 | 0 | 0 | 0 | 0 | 0 | 0 | 0 | 0 | 0 | 0 | 0 | 0 | 0 | 0 | 0 | 0 | 0 | 0 | 0 | 0 | 0 | 0 | 0 | 0 | 0 | 0 | 0 | 0 | 0 | 0 | 0 | 0 | 0 | 0 | 0 | 0 | 0 | 0 | 0 | 0 | 0 | 0 | 0 | 0 | 0 | 0 | 0 | 0 | 0 | 0 | 0 | 0 | 0 | 0 | 0 | 0 | 0 | 0 | 0 | 0 | 0 | 0 | 0 | 0 | 0 | 0 | 0 | 0 | 0 | 0 | 0 | 0 | 0 | 0 | 0 | 0 | 0 | 0 | 0 | 0 | 0 | 0 | 0 | 0 | 0 | 0 | 0 | 0 | 0 | 0 | 0 | 0 | 0 | 0 | 0 | 0 | 0 | 0 | 0 | 0 | 0 | 0 | 0 | 0 | 0 | 0 | 0.01296% | 0 | 0 | 0 | 0 | 0 | 0 | 0 | 0 | 0 | 0 | 0 | 0 | 0 | 0 | 0 | 0 | 0 | 0 | 0 | 0 | 0 | 0 | 0 | 0
| IND-Lighting-7P_V2 | M_Input | Council 7th Plan | 2020 | Retro | 2022 | 2045 | PSE | Industrial | Fruit Storage | Electric | Per Region | NA | NA | Fruit Storage Efficient Centrifugal Fan | Fruit Storage Efficient Centrifugal Fan | 0 | 10 | 0 | 0 | I-SIC26-Proc-All-All-All-E | 0 | 0 | 0 | 0 | 0 | 0 | 0 | 0 | 0 | 0 | 0 | 0 | Comm Flat | Efficient Centrifugal Fan | Efficient Centrifugal Fan | SIC26 | 0.01095% | 100% | 0% | 1 | 1 | 100% | 10% | 85% | 6.8% | 0.2% | 0 | 0 | 0 | 0 | 0 | 0 | 0 | 0 | 0 |  | 0 | 0 | 0 | 01. ($9,999.000) to $0.028 | N/A | 0 | 01. ($9,999.00) to $0.22 | N/A | 0.085 | 0.085 | 0.085 | 0.085 | 0.085 | 0.085 | 0.085 | 0.085 | 0.085 | 0.085 | 0 | 0 | 0 | 0 | 0 | 0 | 0 | 0 | 0 | 0 | 0 | 0 | 0 | 0 | 0 | 0 | 0 | 0 | 0 | 0 | 0 | 0 | 0 | 0 | 0 | 0 | 0 | 0 | 0 | 0 | 0 | 0 | 0 | 0 | 0 | 0 | 0 | 0 | 0 | 0 | 0 | 0 | 0 | 0 | 0 | 0 | 0 | 0 | 0 | 0 | 0 | 0 | 0 | 0 | 0 | 0 | 0 | 0 | 0 | 0 | 0 | 0 | 0 | 0 | 0 | 0 | 0 | 0 | 0 | 0 | 0 | 0 | 0 | 0 | 0 | 0 | 0 | 0 | 0 | 0 | 0 | 0 | 0 | 0 | 0 | 0 | 0 | 0 | 0 | 0 | 0 | 0 | 0 | 0 | 0 | 0 | 0 | 0 | 0 | 0 | 0 | 0 | 0 | 0 | 0 | 0 | 0 | 0 | 0 | 0 | 0 | 0 | 0 | 0 | 0 | 0 | 0 | 0 | 0 | 0 | 0 | 0 | 0 | 0 | 0 | 0 | 0 | 0 | 0 | 0 | 0 | 0 | 0 | 0 | 0 | 0 | 0 | 0 | 0 | 0 | 0 | 0 | 0 | 0 | 0 | 0 | 0 | 0 | 0 | 0 | 0 | 0 | 0 | 0 | 0 | 0 | 0 | 0 | 0 | 0 | 0 | 0 | 0 | 0 | 0 | 0 | 0 | 0 | 0 | 0 | 0 | 0 | 0 | 0 | 0 | 0 | 0 | 0 | 0 | 0 | 0 | 0 | 0 | 0 | 0 | 0 | 0 | 0 | 0 | 0 | 0 | 0 | 0 | 0.01124% | 0 | 0 | 0 | 0 | 0 | 0 | 0 | 0 | 0 | 0 | 0 | 0 | 0 | 0 | 0 | 0 | 0 | 0 | 0 | 0 | 0 | 0 | 0 | 0
| IND-Lighting-7P_V2 | M_Input | Council 7th Plan | 2020 | Retro | 2022 | 2045 | PSE | Industrial | Fruit Storage | Electric | Per Region | NA | NA | Fruit Storage Fan Energy Management | Fruit Storage Fan Energy Management | 0 | 10 | 0 | 0 | I-SIC20-Proc-All-All-All-E | 0 | 0 | 0 | 0 | 0 | 0 | 0 | 0 | 0 | 0 | 0 | 0 | Comm Flat | Fan Energy Management | Fan Energy Management | SIC20 | 0.01146% | 100% | 0% | 1 | 1 | 100% | 10% | 85% | 6.8% | 0.2% | 0 | 0 | 0 | 0 | 0 | 0 | 0 | 0 | 0 |  | 0 | 0 | 0 | 01. ($9,999.000) to $0.028 | N/A | 0 | 01. ($9,999.00) to $0.22 | N/A | 0.085 | 0.085 | 0.085 | 0.085 | 0.085 | 0.085 | 0.085 | 0.085 | 0.085 | 0.085 | 0 | 0 | 0 | 0 | 0 | 0 | 0 | 0 | 0 | 0 | 0 | 0 | 0 | 0 | 0 | 0 | 0 | 0 | 0 | 0 | 0 | 0 | 0 | 0 | 0 | 0 | 0 | 0 | 0 | 0 | 0 | 0 | 0 | 0 | 0 | 0 | 0 | 0 | 0 | 0 | 0 | 0 | 0 | 0 | 0 | 0 | 0 | 0 | 0 | 0 | 0 | 0 | 0 | 0 | 0 | 0 | 0 | 0 | 0 | 0 | 0 | 0 | 0 | 0 | 0 | 0 | 0 | 0 | 0 | 0 | 0 | 0 | 0 | 0 | 0 | 0 | 0 | 0 | 0 | 0 | 0 | 0 | 0 | 0 | 0 | 0 | 0 | 0 | 0 | 0 | 0 | 0 | 0 | 0 | 0 | 0 | 0 | 0 | 0 | 0 | 0 | 0 | 0 | 0 | 0 | 0 | 0 | 0 | 0 | 0 | 0 | 0 | 0 | 0 | 0 | 0 | 0 | 0 | 0 | 0 | 0 | 0 | 0 | 0 | 0 | 0 | 0 | 0 | 0 | 0 | 0 | 0 | 0 | 0 | 0 | 0 | 0 | 0 | 0 | 0 | 0 | 0 | 0 | 0 | 0 | 0 | 0 | 0 | 0 | 0 | 0 | 0 | 0 | 0 | 0 | 0 | 0 | 0 | 0 | 0 | 0 | 0 | 0 | 0 | 0 | 0 | 0 | 0 | 0 | 0 | 0 | 0 | 0 | 0 | 0 | 0 | 0 | 0 | 0 | 0 | 0 | 0 | 0 | 0 | 0 | 0 | 0 | 0 | 0 | 0 | 0 | 0 | 0 | 0.01326% | 0 | 0 | 0 | 0 | 0 | 0 | 0 | 0 | 0 | 0 | 0 | 0 | 0 | 0 | 0 | 0 | 0 | 0 | 0 | 0 | 0 | 0 | 0 | 0
| IND-Lighting-7P_V2 | M_Input | Council 7th Plan | 2020 | Retro | 2022 | 2045 | PSE | Industrial | Fruit Storage | Electric | Per Region | NA | NA | Fruit Storage Fan Equipment Upgrade | Fruit Storage Fan Equipment Upgrade | 0 | 10 | 0 | 0 | I-All-Other-Shift3-All-All-S | 0 | 0 | 0 | 0 | 0 | 0 | 0 | 0 | 0 | 0 | 0 | 0 | Comm Flat | Fan Equipment Upgrade | Fan Equipment Upgrade | IndShift3 | 0.01266% | 100% | 0% | 1 | 1 | 100% | 10% | 85% | 6.8% | 0.2% | 0 | 0 | 0 | 0 | 0 | 0 | 0 | 0 | 0 |  | 0 | 0 | 0 | 01. ($9,999.000) to $0.028 | N/A | 0 | 01. ($9,999.00) to $0.22 | N/A | 0.085 | 0.085 | 0.085 | 0.085 | 0.085 | 0.085 | 0.085 | 0.085 | 0.085 | 0.085 | 0 | 0 | 0 | 0 | 0 | 0 | 0 | 0 | 0 | 0 | 0 | 0 | 0 | 0 | 0 | 0 | 0 | 0 | 0 | 0 | 0 | 0 | 0 | 0 | 0 | 0 | 0 | 0 | 0 | 0 | 0 | 0 | 0 | 0 | 0 | 0 | 0 | 0 | 0 | 0 | 0 | 0 | 0 | 0 | 0 | 0 | 0 | 0 | 0 | 0 | 0 | 0 | 0 | 0 | 0 | 0 | 0 | 0 | 0 | 0 | 0 | 0 | 0 | 0 | 0 | 0 | 0 | 0 | 0 | 0 | 0 | 0 | 0 | 0 | 0 | 0 | 0 | 0 | 0 | 0 | 0 | 0 | 0 | 0 | 0 | 0 | 0 | 0 | 0 | 0 | 0 | 0 | 0 | 0 | 0 | 0 | 0 | 0 | 0 | 0 | 0 | 0 | 0 | 0 | 0 | 0 | 0 | 0 | 0 | 0 | 0 | 0 | 0 | 0 | 0 | 0 | 0 | 0 | 0 | 0 | 0 | 0 | 0 | 0 | 0 | 0 | 0 | 0 | 0 | 0 | 0 | 0 | 0 | 0 | 0 | 0 | 0 | 0 | 0 | 0 | 0 | 0 | 0 | 0 | 0 | 0 | 0 | 0 | 0 | 0 | 0 | 0 | 0 | 0 | 0 | 0 | 0 | 0 | 0 | 0 | 0 | 0 | 0 | 0 | 0 | 0 | 0 | 0 | 0 | 0 | 0 | 0 | 0 | 0 | 0 | 0 | 0 | 0 | 0 | 0 | 0 | 0 | 0 | 0 | 0 | 0 | 0 | 0 | 0 | 0 | 0 | 0 | 0 | 0.01296% | 0 | 0 | 0 | 0 | 0 | 0 | 0 | 0 | 0 | 0 | 0 | 0 | 0 | 0 | 0 | 0 | 0 | 0 | 0 | 0 | 0 | 0 | 0 | 0
| IND-Lighting-7P_V2 | M_Input | Council 7th Plan | 2020 | Retro | 2022 | 2045 | PSE | Industrial | Fruit Storage | Electric | Per Region | NA | NA | Fruit Storage Fan System Optimization | Fruit Storage Fan System Optimization | 0 | 10 | 0 | 0 | I-SIC24-Proc-All-All-All-E | 0 | 0 | 0 | 0 | 0 | 0 | 0 | 0 | 0 | 0 | 0 | 0 | Comm Flat | Fan System Optimization | Fan System Optimization | SIC24 | 0.01335% | 100% | 0% | 1 | 1 | 100% | 10% | 85% | 6.8% | 0.2% | 0 | 0 | 0 | 0 | 0 | 0 | 0 | 0 | 0 |  | 0 | 0 | 0 | 01. ($9,999.000) to $0.028 | N/A | 0 | 01. ($9,999.00) to $0.22 | N/A | 0.085 | 0.085 | 0.085 | 0.085 | 0.085 | 0.085 | 0.085 | 0.085 | 0.085 | 0.085 | 0 | 0 | 0 | 0 | 0 | 0 | 0 | 0 | 0 | 0 | 0 | 0 | 0 | 0 | 0 | 0 | 0 | 0 | 0 | 0 | 0 | 0 | 0 | 0 | 0 | 0 | 0 | 0 | 0 | 0 | 0 | 0 | 0 | 0 | 0 | 0 | 0 | 0 | 0 | 0 | 0 | 0 | 0 | 0 | 0 | 0 | 0 | 0 | 0 | 0 | 0 | 0 | 0 | 0 | 0 | 0 | 0 | 0 | 0 | 0 | 0 | 0 | 0 | 0 | 0 | 0 | 0 | 0 | 0 | 0 | 0 | 0 | 0 | 0 | 0 | 0 | 0 | 0 | 0 | 0 | 0 | 0 | 0 | 0 | 0 | 0 | 0 | 0 | 0 | 0 | 0 | 0 | 0 | 0 | 0 | 0 | 0 | 0 | 0 | 0 | 0 | 0 | 0 | 0 | 0 | 0 | 0 | 0 | 0 | 0 | 0 | 0 | 0 | 0 | 0 | 0 | 0 | 0 | 0 | 0 | 0 | 0 | 0 | 0 | 0 | 0 | 0 | 0 | 0 | 0 | 0 | 0 | 0 | 0 | 0 | 0 | 0 | 0 | 0 | 0 | 0 | 0 | 0 | 0 | 0 | 0 | 0 | 0 | 0 | 0 | 0 | 0 | 0 | 0 | 0 | 0 | 0 | 0 | 0 | 0 | 0 | 0 | 0 | 0 | 0 | 0 | 0 | 0 | 0 | 0 | 0 | 0 | 0 | 0 | 0 | 0 | 0 | 0 | 0 | 0 | 0 | 0 | 0 | 0 | 0 | 0 | 0 | 0 | 0 | 0 | 0 | 0 | 0 | 0.01209% | 0 | 0 | 0 | 0 | 0 | 0 | 0 | 0 | 0 | 0 | 0 | 0 | 0 | 0 | 0 | 0 | 0 | 0 | 0 | 0 | 0 | 0 | 0 | 0
| IND-Lighting-7P_V2 | M_Input | Council 7th Plan | 2020 | Retro | 2022 | 2045 | PSE | Industrial | Fruit Storage | Electric | Per Region | NA | NA | Fruit Storage Pump Energy Management | Fruit Storage Pump Energy Management | 0 | 10 | 0 | 0 | I-SIC26-Proc-All-All-All-E | 0 | 0 | 0 | 0 | 0 | 0 | 0 | 0 | 0 | 0 | 0 | 0 | Comm Flat | Pump Energy Management | Pump Energy Management | SIC26 | 0.01095% | 100% | 0% | 1 | 1 | 100% | 10% | 85% | 6.8% | 0.2% | 0 | 0 | 0 | 0 | 0 | 0 | 0 | 0 | 0 |  | 0 | 0 | 0 | 01. ($9,999.000) to $0.028 | N/A | 0 | 01. ($9,999.00) to $0.22 | N/A | 0.085 | 0.085 | 0.085 | 0.085 | 0.085 | 0.085 | 0.085 | 0.085 | 0.085 | 0.085 | 0 | 0 | 0 | 0 | 0 | 0 | 0 | 0 | 0 | 0 | 0 | 0 | 0 | 0 | 0 | 0 | 0 | 0 | 0 | 0 | 0 | 0 | 0 | 0 | 0 | 0 | 0 | 0 | 0 | 0 | 0 | 0 | 0 | 0 | 0 | 0 | 0 | 0 | 0 | 0 | 0 | 0 | 0 | 0 | 0 | 0 | 0 | 0 | 0 | 0 | 0 | 0 | 0 | 0 | 0 | 0 | 0 | 0 | 0 | 0 | 0 | 0 | 0 | 0 | 0 | 0 | 0 | 0 | 0 | 0 | 0 | 0 | 0 | 0 | 0 | 0 | 0 | 0 | 0 | 0 | 0 | 0 | 0 | 0 | 0 | 0 | 0 | 0 | 0 | 0 | 0 | 0 | 0 | 0 | 0 | 0 | 0 | 0 | 0 | 0 | 0 | 0 | 0 | 0 | 0 | 0 | 0 | 0 | 0 | 0 | 0 | 0 | 0 | 0 | 0 | 0 | 0 | 0 | 0 | 0 | 0 | 0 | 0 | 0 | 0 | 0 | 0 | 0 | 0 | 0 | 0 | 0 | 0 | 0 | 0 | 0 | 0 | 0 | 0 | 0 | 0 | 0 | 0 | 0 | 0 | 0 | 0 | 0 | 0 | 0 | 0 | 0 | 0 | 0 | 0 | 0 | 0 | 0 | 0 | 0 | 0 | 0 | 0 | 0 | 0 | 0 | 0 | 0 | 0 | 0 | 0 | 0 | 0 | 0 | 0 | 0 | 0 | 0 | 0 | 0 | 0 | 0 | 0 | 0 | 0 | 0 | 0 | 0 | 0 | 0 | 0 | 0 | 0 | 0.01124% | 0 | 0 | 0 | 0 | 0 | 0 | 0 | 0 | 0 | 0 | 0 | 0 | 0 | 0 | 0 | 0 | 0 | 0 | 0 | 0 | 0 | 0 | 0 | 0
| IND-Lighting-7P_V2 | M_Input | Council 7th Plan | 2020 | Retro | 2022 | 2045 | PSE | Industrial | Fruit Storage | Electric | Per Region | NA | NA | Fruit Storage Pump Equipment Upgrade | Fruit Storage Pump Equipment Upgrade | 0 | 10 | 0 | 0 | I-SIC26-Proc-All-All-All-E | 0 | 0 | 0 | 0 | 0 | 0 | 0 | 0 | 0 | 0 | 0 | 0 | Comm Flat | Pump Equipment Upgrade | Pump Equipment Upgrade | SIC26 | 0.01095% | 100% | 0% | 1 | 1 | 100% | 10% | 85% | 6.8% | 0.2% | 0 | 0 | 0 | 0 | 0 | 0 | 0 | 0 | 0 |  | 0 | 0 | 0 | 01. ($9,999.000) to $0.028 | N/A | 0 | 01. ($9,999.00) to $0.22 | N/A | 0.085 | 0.085 | 0.085 | 0.085 | 0.085 | 0.085 | 0.085 | 0.085 | 0.085 | 0.085 | 0 | 0 | 0 | 0 | 0 | 0 | 0 | 0 | 0 | 0 | 0 | 0 | 0 | 0 | 0 | 0 | 0 | 0 | 0 | 0 | 0 | 0 | 0 | 0 | 0 | 0 | 0 | 0 | 0 | 0 | 0 | 0 | 0 | 0 | 0 | 0 | 0 | 0 | 0 | 0 | 0 | 0 | 0 | 0 | 0 | 0 | 0 | 0 | 0 | 0 | 0 | 0 | 0 | 0 | 0 | 0 | 0 | 0 | 0 | 0 | 0 | 0 | 0 | 0 | 0 | 0 | 0 | 0 | 0 | 0 | 0 | 0 | 0 | 0 | 0 | 0 | 0 | 0 | 0 | 0 | 0 | 0 | 0 | 0 | 0 | 0 | 0 | 0 | 0 | 0 | 0 | 0 | 0 | 0 | 0 | 0 | 0 | 0 | 0 | 0 | 0 | 0 | 0 | 0 | 0 | 0 | 0 | 0 | 0 | 0 | 0 | 0 | 0 | 0 | 0 | 0 | 0 | 0 | 0 | 0 | 0 | 0 | 0 | 0 | 0 | 0 | 0 | 0 | 0 | 0 | 0 | 0 | 0 | 0 | 0 | 0 | 0 | 0 | 0 | 0 | 0 | 0 | 0 | 0 | 0 | 0 | 0 | 0 | 0 | 0 | 0 | 0 | 0 | 0 | 0 | 0 | 0 | 0 | 0 | 0 | 0 | 0 | 0 | 0 | 0 | 0 | 0 | 0 | 0 | 0 | 0 | 0 | 0 | 0 | 0 | 0 | 0 | 0 | 0 | 0 | 0 | 0 | 0 | 0 | 0 | 0 | 0 | 0 | 0 | 0 | 0 | 0 | 0 | 0.01124% | 0 | 0 | 0 | 0 | 0 | 0 | 0 | 0 | 0 | 0 | 0 | 0 | 0 | 0 | 0 | 0 | 0 | 0 | 0 | 0 | 0 | 0 | 0 | 0
| IND-Lighting-7P_V2 | M_Input | Council 7th Plan | 2020 | Retro | 2022 | 2045 | PSE | Industrial | Fruit Storage | Electric | Per Region | NA | NA | Fruit Storage Pump System Optimization | Fruit Storage Pump System Optimization | 0 | 12 | 0 | 0 | I-SIC20-Proc-All-All-All-E | 0 | 0 | 0 | 0 | 0 | 0 | 0 | 0 | 0 | 0 | 0 | 0 | Comm Flat | Pump System Optimization | Pump System Optimization | SIC20 | 0.01146% | 100% | 0% | 1 | 1 | 100% | 8.333% | 85% | 6.8% | 0.2% | 0 | 0 | 0 | 0 | 0 | 0 | 0 | 0 | 0 |  | 0 | 0 | 0 | 01. ($9,999.000) to $0.028 | N/A | 0 | 01. ($9,999.00) to $0.22 | N/A | 0.085 | 0.085 | 0.085 | 0.085 | 0.085 | 0.085 | 0.085 | 0.085 | 0.085 | 0.085 | 0 | 0 | 0 | 0 | 0 | 0 | 0 | 0 | 0 | 0 | 0 | 0 | 0 | 0 | 0 | 0 | 0 | 0 | 0 | 0 | 0 | 0 | 0 | 0 | 0 | 0 | 0 | 0 | 0 | 0 | 0 | 0 | 0 | 0 | 0 | 0 | 0 | 0 | 0 | 0 | 0 | 0 | 0 | 0 | 0 | 0 | 0 | 0 | 0 | 0 | 0 | 0 | 0 | 0 | 0 | 0 | 0 | 0 | 0 | 0 | 0 | 0 | 0 | 0 | 0 | 0 | 0 | 0 | 0 | 0 | 0 | 0 | 0 | 0 | 0 | 0 | 0 | 0 | 0 | 0 | 0 | 0 | 0 | 0 | 0 | 0 | 0 | 0 | 0 | 0 | 0 | 0 | 0 | 0 | 0 | 0 | 0 | 0 | 0 | 0 | 0 | 0 | 0 | 0 | 0 | 0 | 0 | 0 | 0 | 0 | 0 | 0 | 0 | 0 | 0 | 0 | 0 | 0 | 0 | 0 | 0 | 0 | 0 | 0 | 0 | 0 | 0 | 0 | 0 | 0 | 0 | 0 | 0 | 0 | 0 | 0 | 0 | 0 | 0 | 0 | 0 | 0 | 0 | 0 | 0 | 0 | 0 | 0 | 0 | 0 | 0 | 0 | 0 | 0 | 0 | 0 | 0 | 0 | 0 | 0 | 0 | 0 | 0 | 0 | 0 | 0 | 0 | 0 | 0 | 0 | 0 | 0 | 0 | 0 | 0 | 0 | 0 | 0 | 0 | 0 | 0 | 0 | 0 | 0 | 0 | 0 | 0 | 0 | 0 | 0 | 0 | 0 | 0 | 0.01326% | 0 | 0 | 0 | 0 | 0 | 0 | 0 | 0 | 0 | 0 | 0 | 0 | 0 | 0 | 0 | 0 | 0 | 0 | 0 | 0 | 0 | 0 | 0 | 0
| IND-Lighting-7P_V2 | M_Input | Council 7th Plan | 2020 | Retro | 2022 | 2045 | PSE | Industrial | Fruit Storage | Electric | Per Region | NA | NA | Fruit Storage Transformers-Retrofit | Fruit Storage Transformers-Retrofit | 0 | 10 | 0 | 0 | I-All-Other-Shift3-All-All-S | 0 | 0 | 0 | 0 | 0 | 0 | 0 | 0 | 0 | 0 | 0 | 0 | Comm Flat | Transformers-Retrofit | Transformers-Retrofit | IndShift3 | 0.01266% | 100% | 0% | 1 | 1 | 100% | 10% | 85% | 6.8% | 0.2% | 0 | 0 | 0 | 0 | 0 | 0 | 0 | 0 | 0 |  | 0 | 0 | 0 | 01. ($9,999.000) to $0.028 | N/A | 0 | 01. ($9,999.00) to $0.22 | N/A | 0.085 | 0.085 | 0.085 | 0.085 | 0.085 | 0.085 | 0.085 | 0.085 | 0.085 | 0.085 | 0 | 0 | 0 | 0 | 0 | 0 | 0 | 0 | 0 | 0 | 0 | 0 | 0 | 0 | 0 | 0 | 0 | 0 | 0 | 0 | 0 | 0 | 0 | 0 | 0 | 0 | 0 | 0 | 0 | 0 | 0 | 0 | 0 | 0 | 0 | 0 | 0 | 0 | 0 | 0 | 0 | 0 | 0 | 0 | 0 | 0 | 0 | 0 | 0 | 0 | 0 | 0 | 0 | 0 | 0 | 0 | 0 | 0 | 0 | 0 | 0 | 0 | 0 | 0 | 0 | 0 | 0 | 0 | 0 | 0 | 0 | 0 | 0 | 0 | 0 | 0 | 0 | 0 | 0 | 0 | 0 | 0 | 0 | 0 | 0 | 0 | 0 | 0 | 0 | 0 | 0 | 0 | 0 | 0 | 0 | 0 | 0 | 0 | 0 | 0 | 0 | 0 | 0 | 0 | 0 | 0 | 0 | 0 | 0 | 0 | 0 | 0 | 0 | 0 | 0 | 0 | 0 | 0 | 0 | 0 | 0 | 0 | 0 | 0 | 0 | 0 | 0 | 0 | 0 | 0 | 0 | 0 | 0 | 0 | 0 | 0 | 0 | 0 | 0 | 0 | 0 | 0 | 0 | 0 | 0 | 0 | 0 | 0 | 0 | 0 | 0 | 0 | 0 | 0 | 0 | 0 | 0 | 0 | 0 | 0 | 0 | 0 | 0 | 0 | 0 | 0 | 0 | 0 | 0 | 0 | 0 | 0 | 0 | 0 | 0 | 0 | 0 | 0 | 0 | 0 | 0 | 0 | 0 | 0 | 0 | 0 | 0 | 0 | 0 | 0 | 0 | 0 | 0 | 0.01296% | 0 | 0 | 0 | 0 | 0 | 0 | 0 | 0 | 0 | 0 | 0 | 0 | 0 | 0 | 0 | 0 | 0 | 0 | 0 | 0 | 0 | 0 | 0 | 0
| IND-Lighting-7P_V2 | M_Input | Council 7th Plan | 2020 | Retro | 2022 | 2045 | PSE | Industrial | Fruit Storage | Electric | Per Region | NA | NA | Fruit Storage Transformers-New | Fruit Storage Transformers-New | 0 | 32 | 0 | 0 | I-All-Other-Shift3-All-All-S | 0 | 0 | 0 | 0 | 0 | 0 | 0 | 0 | 0 | 0 | 0 | 0 | Comm Flat | Transformers-New | Transformers-New | IndShift3 | 0.01266% | 100% | 0% | 1 | 1 | 100% | 3.125% | 85% | 6.8% | 0.2% | 0 | 0 | 0 | 0 | 0 | 0 | 0 | 0 | 0 |  | 0 | 0 | 0 | 01. ($9,999.000) to $0.028 | N/A | 0 | 01. ($9,999.00) to $0.22 | N/A | 0.085 | 0.085 | 0.085 | 0.085 | 0.085 | 0.085 | 0.085 | 0.085 | 0.085 | 0.085 | 0 | 0 | 0 | 0 | 0 | 0 | 0 | 0 | 0 | 0 | 0 | 0 | 0 | 0 | 0 | 0 | 0 | 0 | 0 | 0 | 0 | 0 | 0 | 0 | 0 | 0 | 0 | 0 | 0 | 0 | 0 | 0 | 0 | 0 | 0 | 0 | 0 | 0 | 0 | 0 | 0 | 0 | 0 | 0 | 0 | 0 | 0 | 0 | 0 | 0 | 0 | 0 | 0 | 0 | 0 | 0 | 0 | 0 | 0 | 0 | 0 | 0 | 0 | 0 | 0 | 0 | 0 | 0 | 0 | 0 | 0 | 0 | 0 | 0 | 0 | 0 | 0 | 0 | 0 | 0 | 0 | 0 | 0 | 0 | 0 | 0 | 0 | 0 | 0 | 0 | 0 | 0 | 0 | 0 | 0 | 0 | 0 | 0 | 0 | 0 | 0 | 0 | 0 | 0 | 0 | 0 | 0 | 0 | 0 | 0 | 0 | 0 | 0 | 0 | 0 | 0 | 0 | 0 | 0 | 0 | 0 | 0 | 0 | 0 | 0 | 0 | 0 | 0 | 0 | 0 | 0 | 0 | 0 | 0 | 0 | 0 | 0 | 0 | 0 | 0 | 0 | 0 | 0 | 0 | 0 | 0 | 0 | 0 | 0 | 0 | 0 | 0 | 0 | 0 | 0 | 0 | 0 | 0 | 0 | 0 | 0 | 0 | 0 | 0 | 0 | 0 | 0 | 0 | 0 | 0 | 0 | 0 | 0 | 0 | 0 | 0 | 0 | 0 | 0 | 0 | 0 | 0 | 0 | 0 | 0 | 0 | 0 | 0 | 0 | 0 | 0 | 0 | 0 | 0.01296% | 0 | 0 | 0 | 0 | 0 | 0 | 0 | 0 | 0 | 0 | 0 | 0 | 0 | 0 | 0 | 0 | 0 | 0 | 0 | 0 | 0 | 0 | 0 | 0
| IND-Lighting-7P_V2 | M_Input | Council 7th Plan | 2020 | Retro | 2022 | 2045 | PSE | Industrial | Fruit Storage | Electric | Per Region | NA | NA | Fruit Storage Synchronous Belts | Fruit Storage Synchronous Belts | 0 | 10 | 0 | 0 | I-All-Other-Shift3-All-All-S | 0 | 0 | 0 | 0 | 0 | 0 | 0 | 0 | 0 | 0 | 0 | 0 | Comm Flat | Synchronous Belts | Synchronous Belts | IndShift3 | 0.01266% | 100% | 0% | 1 | 1 | 100% | 10% | 85% | 6.8% | 0.2% | 0 | 0 | 0 | 0 | 0 | 0 | 0 | 0 | 0 |  | 0 | 0 | 0 | 01. ($9,999.000) to $0.028 | N/A | 0 | 01. ($9,999.00) to $0.22 | N/A | 0.085 | 0.085 | 0.085 | 0.085 | 0.085 | 0.085 | 0.085 | 0.085 | 0.085 | 0.085 | 0 | 0 | 0 | 0 | 0 | 0 | 0 | 0 | 0 | 0 | 0 | 0 | 0 | 0 | 0 | 0 | 0 | 0 | 0 | 0 | 0 | 0 | 0 | 0 | 0 | 0 | 0 | 0 | 0 | 0 | 0 | 0 | 0 | 0 | 0 | 0 | 0 | 0 | 0 | 0 | 0 | 0 | 0 | 0 | 0 | 0 | 0 | 0 | 0 | 0 | 0 | 0 | 0 | 0 | 0 | 0 | 0 | 0 | 0 | 0 | 0 | 0 | 0 | 0 | 0 | 0 | 0 | 0 | 0 | 0 | 0 | 0 | 0 | 0 | 0 | 0 | 0 | 0 | 0 | 0 | 0 | 0 | 0 | 0 | 0 | 0 | 0 | 0 | 0 | 0 | 0 | 0 | 0 | 0 | 0 | 0 | 0 | 0 | 0 | 0 | 0 | 0 | 0 | 0 | 0 | 0 | 0 | 0 | 0 | 0 | 0 | 0 | 0 | 0 | 0 | 0 | 0 | 0 | 0 | 0 | 0 | 0 | 0 | 0 | 0 | 0 | 0 | 0 | 0 | 0 | 0 | 0 | 0 | 0 | 0 | 0 | 0 | 0 | 0 | 0 | 0 | 0 | 0 | 0 | 0 | 0 | 0 | 0 | 0 | 0 | 0 | 0 | 0 | 0 | 0 | 0 | 0 | 0 | 0 | 0 | 0 | 0 | 0 | 0 | 0 | 0 | 0 | 0 | 0 | 0 | 0 | 0 | 0 | 0 | 0 | 0 | 0 | 0 | 0 | 0 | 0 | 0 | 0 | 0 | 0 | 0 | 0 | 0 | 0 | 0 | 0 | 0 | 0 | 0.01296% | 0 | 0 | 0 | 0 | 0 | 0 | 0 | 0 | 0 | 0 | 0 | 0 | 0 | 0 | 0 | 0 | 0 | 0 | 0 | 0 | 0 | 0 | 0 | 0
| IND-Lighting-7P_V2 | M_Input | Council 7th Plan | 2020 | Retro | 2022 | 2045 | PSE | Industrial | Fruit Storage | Electric | Per Region | NA | NA | Fruit Storage Elec Chip Fab: Eliminate Exhaust | Fruit Storage Elec Chip Fab: Eliminate Exhaust | 0 | 10 | 0 | 0 | I-All-Other-Shift3-All-All-S | 0 | 0 | 0 | 0 | 0 | 0 | 0 | 0 | 0 | 0 | 0 | 0 | Comm Flat | Elec Chip Fab: Eliminate Exhaust | Elec Chip Fab: Eliminate Exhaust | IndShift3 | 0.01266% | 100% | 0% | 1 | 1 | 100% | 10% | 85% | 6.8% | 0.2% | 0 | 0 | 0 | 0 | 0 | 0 | 0 | 0 | 0 |  | 0 | 0 | 0 | 01. ($9,999.000) to $0.028 | N/A | 0 | 01. ($9,999.00) to $0.22 | N/A | 0.085 | 0.085 | 0.085 | 0.085 | 0.085 | 0.085 | 0.085 | 0.085 | 0.085 | 0.085 | 0 | 0 | 0 | 0 | 0 | 0 | 0 | 0 | 0 | 0 | 0 | 0 | 0 | 0 | 0 | 0 | 0 | 0 | 0 | 0 | 0 | 0 | 0 | 0 | 0 | 0 | 0 | 0 | 0 | 0 | 0 | 0 | 0 | 0 | 0 | 0 | 0 | 0 | 0 | 0 | 0 | 0 | 0 | 0 | 0 | 0 | 0 | 0 | 0 | 0 | 0 | 0 | 0 | 0 | 0 | 0 | 0 | 0 | 0 | 0 | 0 | 0 | 0 | 0 | 0 | 0 | 0 | 0 | 0 | 0 | 0 | 0 | 0 | 0 | 0 | 0 | 0 | 0 | 0 | 0 | 0 | 0 | 0 | 0 | 0 | 0 | 0 | 0 | 0 | 0 | 0 | 0 | 0 | 0 | 0 | 0 | 0 | 0 | 0 | 0 | 0 | 0 | 0 | 0 | 0 | 0 | 0 | 0 | 0 | 0 | 0 | 0 | 0 | 0 | 0 | 0 | 0 | 0 | 0 | 0 | 0 | 0 | 0 | 0 | 0 | 0 | 0 | 0 | 0 | 0 | 0 | 0 | 0 | 0 | 0 | 0 | 0 | 0 | 0 | 0 | 0 | 0 | 0 | 0 | 0 | 0 | 0 | 0 | 0 | 0 | 0 | 0 | 0 | 0 | 0 | 0 | 0 | 0 | 0 | 0 | 0 | 0 | 0 | 0 | 0 | 0 | 0 | 0 | 0 | 0 | 0 | 0 | 0 | 0 | 0 | 0 | 0 | 0 | 0 | 0 | 0 | 0 | 0 | 0 | 0 | 0 | 0 | 0 | 0 | 0 | 0 | 0 | 0 | 0.01296% | 0 | 0 | 0 | 0 | 0 | 0 | 0 | 0 | 0 | 0 | 0 | 0 | 0 | 0 | 0 | 0 | 0 | 0 | 0 | 0 | 0 | 0 | 0 | 0
| IND-Lighting-7P_V2 | M_Input | Council 7th Plan | 2020 | Retro | 2022 | 2045 | PSE | Industrial | Fruit Storage | Electric | Per Region | NA | NA | Fruit Storage Elec Chip Fab: Exhaust Injector | Fruit Storage Elec Chip Fab: Exhaust Injector | 0 | 10 | 0 | 0 | I-All-Other-Shift3-All-All-S | 0 | 0 | 0 | 0 | 0 | 0 | 0 | 0 | 0 | 0 | 0 | 0 | Comm Flat | Elec Chip Fab: Exhaust Injector | Elec Chip Fab: Exhaust Injector | IndShift3 | 0.01266% | 100% | 0% | 1 | 1 | 100% | 10% | 85% | 6.8% | 0.2% | 0 | 0 | 0 | 0 | 0 | 0 | 0 | 0 | 0 |  | 0 | 0 | 0 | 01. ($9,999.000) to $0.028 | N/A | 0 | 01. ($9,999.00) to $0.22 | N/A | 0.085 | 0.085 | 0.085 | 0.085 | 0.085 | 0.085 | 0.085 | 0.085 | 0.085 | 0.085 | 0 | 0 | 0 | 0 | 0 | 0 | 0 | 0 | 0 | 0 | 0 | 0 | 0 | 0 | 0 | 0 | 0 | 0 | 0 | 0 | 0 | 0 | 0 | 0 | 0 | 0 | 0 | 0 | 0 | 0 | 0 | 0 | 0 | 0 | 0 | 0 | 0 | 0 | 0 | 0 | 0 | 0 | 0 | 0 | 0 | 0 | 0 | 0 | 0 | 0 | 0 | 0 | 0 | 0 | 0 | 0 | 0 | 0 | 0 | 0 | 0 | 0 | 0 | 0 | 0 | 0 | 0 | 0 | 0 | 0 | 0 | 0 | 0 | 0 | 0 | 0 | 0 | 0 | 0 | 0 | 0 | 0 | 0 | 0 | 0 | 0 | 0 | 0 | 0 | 0 | 0 | 0 | 0 | 0 | 0 | 0 | 0 | 0 | 0 | 0 | 0 | 0 | 0 | 0 | 0 | 0 | 0 | 0 | 0 | 0 | 0 | 0 | 0 | 0 | 0 | 0 | 0 | 0 | 0 | 0 | 0 | 0 | 0 | 0 | 0 | 0 | 0 | 0 | 0 | 0 | 0 | 0 | 0 | 0 | 0 | 0 | 0 | 0 | 0 | 0 | 0 | 0 | 0 | 0 | 0 | 0 | 0 | 0 | 0 | 0 | 0 | 0 | 0 | 0 | 0 | 0 | 0 | 0 | 0 | 0 | 0 | 0 | 0 | 0 | 0 | 0 | 0 | 0 | 0 | 0 | 0 | 0 | 0 | 0 | 0 | 0 | 0 | 0 | 0 | 0 | 0 | 0 | 0 | 0 | 0 | 0 | 0 | 0 | 0 | 0 | 0 | 0 | 0 | 0.01296% | 0 | 0 | 0 | 0 | 0 | 0 | 0 | 0 | 0 | 0 | 0 | 0 | 0 | 0 | 0 | 0 | 0 | 0 | 0 | 0 | 0 | 0 | 0 | 0
| IND-Lighting-7P_V2 | M_Input | Council 7th Plan | 2020 | Retro | 2022 | 2045 | PSE | Industrial | Fruit Storage | Electric | Per Region | NA | NA | Fruit Storage Elec Chip Fab: Solidstate Chiller | Fruit Storage Elec Chip Fab: Solidstate Chiller | 0 | 10 | 0 | 0 | I-All-Other-Shift3-All-All-S | 0 | 0 | 0 | 0 | 0 | 0 | 0 | 0 | 0 | 0 | 0 | 0 | Comm Flat | Elec Chip Fab: Solidstate Chiller | Elec Chip Fab: Solidstate Chiller | IndShift3 | 0.01266% | 100% | 0% | 1 | 1 | 100% | 10% | 85% | 6.8% | 0.2% | 0 | 0 | 0 | 0 | 0 | 0 | 0 | 0 | 0 |  | 0 | 0 | 0 | 01. ($9,999.000) to $0.028 | N/A | 0 | 01. ($9,999.00) to $0.22 | N/A | 0.085 | 0.085 | 0.085 | 0.085 | 0.085 | 0.085 | 0.085 | 0.085 | 0.085 | 0.085 | 0 | 0 | 0 | 0 | 0 | 0 | 0 | 0 | 0 | 0 | 0 | 0 | 0 | 0 | 0 | 0 | 0 | 0 | 0 | 0 | 0 | 0 | 0 | 0 | 0 | 0 | 0 | 0 | 0 | 0 | 0 | 0 | 0 | 0 | 0 | 0 | 0 | 0 | 0 | 0 | 0 | 0 | 0 | 0 | 0 | 0 | 0 | 0 | 0 | 0 | 0 | 0 | 0 | 0 | 0 | 0 | 0 | 0 | 0 | 0 | 0 | 0 | 0 | 0 | 0 | 0 | 0 | 0 | 0 | 0 | 0 | 0 | 0 | 0 | 0 | 0 | 0 | 0 | 0 | 0 | 0 | 0 | 0 | 0 | 0 | 0 | 0 | 0 | 0 | 0 | 0 | 0 | 0 | 0 | 0 | 0 | 0 | 0 | 0 | 0 | 0 | 0 | 0 | 0 | 0 | 0 | 0 | 0 | 0 | 0 | 0 | 0 | 0 | 0 | 0 | 0 | 0 | 0 | 0 | 0 | 0 | 0 | 0 | 0 | 0 | 0 | 0 | 0 | 0 | 0 | 0 | 0 | 0 | 0 | 0 | 0 | 0 | 0 | 0 | 0 | 0 | 0 | 0 | 0 | 0 | 0 | 0 | 0 | 0 | 0 | 0 | 0 | 0 | 0 | 0 | 0 | 0 | 0 | 0 | 0 | 0 | 0 | 0 | 0 | 0 | 0 | 0 | 0 | 0 | 0 | 0 | 0 | 0 | 0 | 0 | 0 | 0 | 0 | 0 | 0 | 0 | 0 | 0 | 0 | 0 | 0 | 0 | 0 | 0 | 0 | 0 | 0 | 0 | 0.01296% | 0 | 0 | 0 | 0 | 0 | 0 | 0 | 0 | 0 | 0 | 0 | 0 | 0 | 0 | 0 | 0 | 0 | 0 | 0 | 0 | 0 | 0 | 0 | 0
| IND-Lighting-7P_V2 | M_Input | Council 7th Plan | 2020 | Retro | 2022 | 2045 | PSE | Industrial | Fruit Storage | Electric | Per Region | NA | NA | Fruit Storage Elec Chip Fab: Reduce Gas Pressure | Fruit Storage Elec Chip Fab: Reduce Gas Pressure | 0 | 10 | 0 | 0 | I-All-Other-Shift3-All-All-S | 0 | 0 | 0 | 0 | 0 | 0 | 0 | 0 | 0 | 0 | 0 | 0 | Comm Flat | Elec Chip Fab: Reduce Gas Pressure | Elec Chip Fab: Reduce Gas Pressure | IndShift3 | 0.01266% | 100% | 0% | 1 | 1 | 100% | 10% | 85% | 6.8% | 0.2% | 0 | 0 | 0 | 0 | 0 | 0 | 0 | 0 | 0 |  | 0 | 0 | 0 | 01. ($9,999.000) to $0.028 | N/A | 0 | 01. ($9,999.00) to $0.22 | N/A | 0.085 | 0.085 | 0.085 | 0.085 | 0.085 | 0.085 | 0.085 | 0.085 | 0.085 | 0.085 | 0 | 0 | 0 | 0 | 0 | 0 | 0 | 0 | 0 | 0 | 0 | 0 | 0 | 0 | 0 | 0 | 0 | 0 | 0 | 0 | 0 | 0 | 0 | 0 | 0 | 0 | 0 | 0 | 0 | 0 | 0 | 0 | 0 | 0 | 0 | 0 | 0 | 0 | 0 | 0 | 0 | 0 | 0 | 0 | 0 | 0 | 0 | 0 | 0 | 0 | 0 | 0 | 0 | 0 | 0 | 0 | 0 | 0 | 0 | 0 | 0 | 0 | 0 | 0 | 0 | 0 | 0 | 0 | 0 | 0 | 0 | 0 | 0 | 0 | 0 | 0 | 0 | 0 | 0 | 0 | 0 | 0 | 0 | 0 | 0 | 0 | 0 | 0 | 0 | 0 | 0 | 0 | 0 | 0 | 0 | 0 | 0 | 0 | 0 | 0 | 0 | 0 | 0 | 0 | 0 | 0 | 0 | 0 | 0 | 0 | 0 | 0 | 0 | 0 | 0 | 0 | 0 | 0 | 0 | 0 | 0 | 0 | 0 | 0 | 0 | 0 | 0 | 0 | 0 | 0 | 0 | 0 | 0 | 0 | 0 | 0 | 0 | 0 | 0 | 0 | 0 | 0 | 0 | 0 | 0 | 0 | 0 | 0 | 0 | 0 | 0 | 0 | 0 | 0 | 0 | 0 | 0 | 0 | 0 | 0 | 0 | 0 | 0 | 0 | 0 | 0 | 0 | 0 | 0 | 0 | 0 | 0 | 0 | 0 | 0 | 0 | 0 | 0 | 0 | 0 | 0 | 0 | 0 | 0 | 0 | 0 | 0 | 0 | 0 | 0 | 0 | 0 | 0 | 0.01296% | 0 | 0 | 0 | 0 | 0 | 0 | 0 | 0 | 0 | 0 | 0 | 0 | 0 | 0 | 0 | 0 | 0 | 0 | 0 | 0 | 0 | 0 | 0 | 0
| IND-Lighting-7P_V2 | M_Input | Council 7th Plan | 2020 | Retro | 2022 | 2045 | PSE | Industrial | Fruit Storage | Electric | Per Region | NA | NA | Fruit Storage Clean Room: Change Filter Strategy | Fruit Storage Clean Room: Change Filter Strategy | 0 | 1 | 0 | 0 | I-All-Other-Shift3-All-All-S | 0 | 0 | 0 | 0 | 0 | 0 | 0 | 0 | 0 | 0 | 0 | 0 | Comm Flat | Clean Room: Change Filter Strategy | Clean Room: Change Filter Strategy | IndShift3 | 0.01266% | 100% | 0% | 1 | 1 | 100% | 100% | 85% | 6.8% | 0.2% | 0 | 0 | 0 | 0 | 0 | 0 | 0 | 0 | 0 |  | 0 | 0 | 0 | 01. ($9,999.000) to $0.028 | N/A | 0 | 01. ($9,999.00) to $0.22 | N/A | 0.085 | 0.085 | 0.085 | 0.085 | 0.085 | 0.085 | 0.085 | 0.085 | 0.085 | 0.085 | 0 | 0 | 0 | 0 | 0 | 0 | 0 | 0 | 0 | 0 | 0 | 0 | 0 | 0 | 0 | 0 | 0 | 0 | 0 | 0 | 0 | 0 | 0 | 0 | 0 | 0 | 0 | 0 | 0 | 0 | 0 | 0 | 0 | 0 | 0 | 0 | 0 | 0 | 0 | 0 | 0 | 0 | 0 | 0 | 0 | 0 | 0 | 0 | 0 | 0 | 0 | 0 | 0 | 0 | 0 | 0 | 0 | 0 | 0 | 0 | 0 | 0 | 0 | 0 | 0 | 0 | 0 | 0 | 0 | 0 | 0 | 0 | 0 | 0 | 0 | 0 | 0 | 0 | 0 | 0 | 0 | 0 | 0 | 0 | 0 | 0 | 0 | 0 | 0 | 0 | 0 | 0 | 0 | 0 | 0 | 0 | 0 | 0 | 0 | 0 | 0 | 0 | 0 | 0 | 0 | 0 | 0 | 0 | 0 | 0 | 0 | 0 | 0 | 0 | 0 | 0 | 0 | 0 | 0 | 0 | 0 | 0 | 0 | 0 | 0 | 0 | 0 | 0 | 0 | 0 | 0 | 0 | 0 | 0 | 0 | 0 | 0 | 0 | 0 | 0 | 0 | 0 | 0 | 0 | 0 | 0 | 0 | 0 | 0 | 0 | 0 | 0 | 0 | 0 | 0 | 0 | 0 | 0 | 0 | 0 | 0 | 0 | 0 | 0 | 0 | 0 | 0 | 0 | 0 | 0 | 0 | 0 | 0 | 0 | 0 | 0 | 0 | 0 | 0 | 0 | 0 | 0 | 0 | 0 | 0 | 0 | 0 | 0 | 0 | 0 | 0 | 0 | 0 | 0.01296% | 0 | 0 | 0 | 0 | 0 | 0 | 0 | 0 | 0 | 0 | 0 | 0 | 0 | 0 | 0 | 0 | 0 | 0 | 0 | 0 | 0 | 0 | 0 | 0
| IND-Lighting-7P_V2 | M_Input | Council 7th Plan | 2020 | Retro | 2022 | 2045 | PSE | Industrial | Fruit Storage | Electric | Per Region | NA | NA | Fruit Storage Clean Room: Clean Room HVAC | Fruit Storage Clean Room: Clean Room HVAC | 0 | 20 | 0 | 0 | I-All-Other-Shift3-All-All-S | 0 | 0 | 0 | 0 | 0 | 0 | 0 | 0 | 0 | 0 | 0 | 0 | Comm Flat | Clean Room: Clean Room HVAC | Clean Room: Clean Room HVAC | IndShift3 | 0.01266% | 100% | 0% | 1 | 1 | 100% | 5% | 85% | 6.8% | 0.2% | 0 | 0 | 0 | 0 | 0 | 0 | 0 | 0 | 0 |  | 0 | 0 | 0 | 01. ($9,999.000) to $0.028 | N/A | 0 | 01. ($9,999.00) to $0.22 | N/A | 0.085 | 0.085 | 0.085 | 0.085 | 0.085 | 0.085 | 0.085 | 0.085 | 0.085 | 0.085 | 0 | 0 | 0 | 0 | 0 | 0 | 0 | 0 | 0 | 0 | 0 | 0 | 0 | 0 | 0 | 0 | 0 | 0 | 0 | 0 | 0 | 0 | 0 | 0 | 0 | 0 | 0 | 0 | 0 | 0 | 0 | 0 | 0 | 0 | 0 | 0 | 0 | 0 | 0 | 0 | 0 | 0 | 0 | 0 | 0 | 0 | 0 | 0 | 0 | 0 | 0 | 0 | 0 | 0 | 0 | 0 | 0 | 0 | 0 | 0 | 0 | 0 | 0 | 0 | 0 | 0 | 0 | 0 | 0 | 0 | 0 | 0 | 0 | 0 | 0 | 0 | 0 | 0 | 0 | 0 | 0 | 0 | 0 | 0 | 0 | 0 | 0 | 0 | 0 | 0 | 0 | 0 | 0 | 0 | 0 | 0 | 0 | 0 | 0 | 0 | 0 | 0 | 0 | 0 | 0 | 0 | 0 | 0 | 0 | 0 | 0 | 0 | 0 | 0 | 0 | 0 | 0 | 0 | 0 | 0 | 0 | 0 | 0 | 0 | 0 | 0 | 0 | 0 | 0 | 0 | 0 | 0 | 0 | 0 | 0 | 0 | 0 | 0 | 0 | 0 | 0 | 0 | 0 | 0 | 0 | 0 | 0 | 0 | 0 | 0 | 0 | 0 | 0 | 0 | 0 | 0 | 0 | 0 | 0 | 0 | 0 | 0 | 0 | 0 | 0 | 0 | 0 | 0 | 0 | 0 | 0 | 0 | 0 | 0 | 0 | 0 | 0 | 0 | 0 | 0 | 0 | 0 | 0 | 0 | 0 | 0 | 0 | 0 | 0 | 0 | 0 | 0 | 0 | 0.01296% | 0 | 0 | 0 | 0 | 0 | 0 | 0 | 0 | 0 | 0 | 0 | 0 | 0 | 0 | 0 | 0 | 0 | 0 | 0 | 0 | 0 | 0 | 0 | 0
| IND-Lighting-7P_V2 | M_Input | Council 7th Plan | 2020 | Retro | 2022 | 2045 | PSE | Industrial | Fruit Storage | Electric | Per Region | NA | NA | Fruit Storage Clean Room: Chiller Optimize | Fruit Storage Clean Room: Chiller Optimize | 0 | 10 | 0 | 0 | I-All-Other-Shift3-All-All-S | 0 | 0 | 0 | 0 | 0 | 0 | 0 | 0 | 0 | 0 | 0 | 0 | Comm Flat | Clean Room: Chiller Optimize | Clean Room: Chiller Optimize | IndShift3 | 0.01266% | 100% | 0% | 1 | 1 | 100% | 10% | 85% | 6.8% | 0.2% | 0 | 0 | 0 | 0 | 0 | 0 | 0 | 0 | 0 |  | 0 | 0 | 0 | 01. ($9,999.000) to $0.028 | N/A | 0 | 01. ($9,999.00) to $0.22 | N/A | 0.085 | 0.085 | 0.085 | 0.085 | 0.085 | 0.085 | 0.085 | 0.085 | 0.085 | 0.085 | 0 | 0 | 0 | 0 | 0 | 0 | 0 | 0 | 0 | 0 | 0 | 0 | 0 | 0 | 0 | 0 | 0 | 0 | 0 | 0 | 0 | 0 | 0 | 0 | 0 | 0 | 0 | 0 | 0 | 0 | 0 | 0 | 0 | 0 | 0 | 0 | 0 | 0 | 0 | 0 | 0 | 0 | 0 | 0 | 0 | 0 | 0 | 0 | 0 | 0 | 0 | 0 | 0 | 0 | 0 | 0 | 0 | 0 | 0 | 0 | 0 | 0 | 0 | 0 | 0 | 0 | 0 | 0 | 0 | 0 | 0 | 0 | 0 | 0 | 0 | 0 | 0 | 0 | 0 | 0 | 0 | 0 | 0 | 0 | 0 | 0 | 0 | 0 | 0 | 0 | 0 | 0 | 0 | 0 | 0 | 0 | 0 | 0 | 0 | 0 | 0 | 0 | 0 | 0 | 0 | 0 | 0 | 0 | 0 | 0 | 0 | 0 | 0 | 0 | 0 | 0 | 0 | 0 | 0 | 0 | 0 | 0 | 0 | 0 | 0 | 0 | 0 | 0 | 0 | 0 | 0 | 0 | 0 | 0 | 0 | 0 | 0 | 0 | 0 | 0 | 0 | 0 | 0 | 0 | 0 | 0 | 0 | 0 | 0 | 0 | 0 | 0 | 0 | 0 | 0 | 0 | 0 | 0 | 0 | 0 | 0 | 0 | 0 | 0 | 0 | 0 | 0 | 0 | 0 | 0 | 0 | 0 | 0 | 0 | 0 | 0 | 0 | 0 | 0 | 0 | 0 | 0 | 0 | 0 | 0 | 0 | 0 | 0 | 0 | 0 | 0 | 0 | 0 | 0.01296% | 0 | 0 | 0 | 0 | 0 | 0 | 0 | 0 | 0 | 0 | 0 | 0 | 0 | 0 | 0 | 0 | 0 | 0 | 0 | 0 | 0 | 0 | 0 | 0
| IND-Lighting-7P_V2 | M_Input | Council 7th Plan | 2020 | Retro | 2022 | 2045 | PSE | Industrial | Fruit Storage | Electric | Per Region | NA | NA | Fruit Storage Food: Cooling and Storage | Fruit Storage Food: Cooling and Storage | 0 | 10 | 0 | 0 | C-War-Ref-All-All-All-C | 0 | 0 | 0 | 0 | 0 | 0 | 0 | 0 | 0 | 0 | 0 | 0 | Comm Flat | Food: Cooling and Storage | Food: Cooling and Storage | IndShift3 | 0.01266% | 100% | 0% | 1 | 1 | 100% | 10% | 85% | 6.8% | 0.2% | 0 | 0 | 0 | 0 | 0 | 0 | 0 | 0 | 0 |  | 0 | 0 | 0 | 01. ($9,999.000) to $0.028 | N/A | 0 | 01. ($9,999.00) to $0.22 | N/A | 0.085 | 0.085 | 0.085 | 0.085 | 0.085 | 0.085 | 0.085 | 0.085 | 0.085 | 0.085 | 0 | 0 | 0 | 0 | 0 | 0 | 0 | 0 | 0 | 0 | 0 | 0 | 0 | 0 | 0 | 0 | 0 | 0 | 0 | 0 | 0 | 0 | 0 | 0 | 0 | 0 | 0 | 0 | 0 | 0 | 0 | 0 | 0 | 0 | 0 | 0 | 0 | 0 | 0 | 0 | 0 | 0 | 0 | 0 | 0 | 0 | 0 | 0 | 0 | 0 | 0 | 0 | 0 | 0 | 0 | 0 | 0 | 0 | 0 | 0 | 0 | 0 | 0 | 0 | 0 | 0 | 0 | 0 | 0 | 0 | 0 | 0 | 0 | 0 | 0 | 0 | 0 | 0 | 0 | 0 | 0 | 0 | 0 | 0 | 0 | 0 | 0 | 0 | 0 | 0 | 0 | 0 | 0 | 0 | 0 | 0 | 0 | 0 | 0 | 0 | 0 | 0 | 0 | 0 | 0 | 0 | 0 | 0 | 0 | 0 | 0 | 0 | 0 | 0 | 0 | 0 | 0 | 0 | 0 | 0 | 0 | 0 | 0 | 0 | 0 | 0 | 0 | 0 | 0 | 0 | 0 | 0 | 0 | 0 | 0 | 0 | 0 | 0 | 0 | 0 | 0 | 0 | 0 | 0 | 0 | 0 | 0 | 0 | 0 | 0 | 0 | 0 | 0 | 0 | 0 | 0 | 0 | 0 | 0 | 0 | 0 | 0 | 0 | 0 | 0 | 0 | 0 | 0 | 0 | 0 | 0 | 0 | 0 | 0 | 0 | 0 | 0 | 0 | 0 | 0 | 0 | 0 | 0 | 0 | 0 | 0 | 0 | 0 | 0 | 0 | 0 | 0 | 0 | 0.01296% | 0 | 0 | 0 | 0 | 0 | 0 | 0 | 0 | 0 | 0 | 0 | 0 | 0 | 0 | 0 | 0 | 0 | 0 | 0 | 0 | 0 | 0 | 0 | 0
| IND-Lighting-7P_V2 | M_Input | Council 7th Plan | 2020 | Retro | 2022 | 2045 | PSE | Industrial | Fruit Storage | Electric | Per Region | NA | NA | Fruit Storage Food: Refrig Storage Tuneup | Fruit Storage Food: Refrig Storage Tuneup | 0 | 3 | 0 | 0 | C-War-Ref-All-All-All-C | 0 | 0 | 0 | 0 | 0 | 0 | 0 | 0 | 0 | 0 | 0 | 0 | Comm Flat | Food: Refrig Storage Tuneup | Food: Refrig Storage Tuneup | IndShift3 | 0.01266% | 100% | 0% | 1 | 1 | 100% | 33.33% | 85% | 6.8% | 0.2% | 0 | 0 | 0 | 0 | 0 | 0 | 0 | 0 | 0 |  | 0 | 0 | 0 | 01. ($9,999.000) to $0.028 | N/A | 0 | 01. ($9,999.00) to $0.22 | N/A | 0.085 | 0.085 | 0.085 | 0.085 | 0.085 | 0.085 | 0.085 | 0.085 | 0.085 | 0.085 | 0 | 0 | 0 | 0 | 0 | 0 | 0 | 0 | 0 | 0 | 0 | 0 | 0 | 0 | 0 | 0 | 0 | 0 | 0 | 0 | 0 | 0 | 0 | 0 | 0 | 0 | 0 | 0 | 0 | 0 | 0 | 0 | 0 | 0 | 0 | 0 | 0 | 0 | 0 | 0 | 0 | 0 | 0 | 0 | 0 | 0 | 0 | 0 | 0 | 0 | 0 | 0 | 0 | 0 | 0 | 0 | 0 | 0 | 0 | 0 | 0 | 0 | 0 | 0 | 0 | 0 | 0 | 0 | 0 | 0 | 0 | 0 | 0 | 0 | 0 | 0 | 0 | 0 | 0 | 0 | 0 | 0 | 0 | 0 | 0 | 0 | 0 | 0 | 0 | 0 | 0 | 0 | 0 | 0 | 0 | 0 | 0 | 0 | 0 | 0 | 0 | 0 | 0 | 0 | 0 | 0 | 0 | 0 | 0 | 0 | 0 | 0 | 0 | 0 | 0 | 0 | 0 | 0 | 0 | 0 | 0 | 0 | 0 | 0 | 0 | 0 | 0 | 0 | 0 | 0 | 0 | 0 | 0 | 0 | 0 | 0 | 0 | 0 | 0 | 0 | 0 | 0 | 0 | 0 | 0 | 0 | 0 | 0 | 0 | 0 | 0 | 0 | 0 | 0 | 0 | 0 | 0 | 0 | 0 | 0 | 0 | 0 | 0 | 0 | 0 | 0 | 0 | 0 | 0 | 0 | 0 | 0 | 0 | 0 | 0 | 0 | 0 | 0 | 0 | 0 | 0 | 0 | 0 | 0 | 0 | 0 | 0 | 0 | 0 | 0 | 0 | 0 | 0 | 0.01296% | 0 | 0 | 0 | 0 | 0 | 0 | 0 | 0 | 0 | 0 | 0 | 0 | 0 | 0 | 0 | 0 | 0 | 0 | 0 | 0 | 0 | 0 | 0 | 0
| IND-Lighting-7P_V2 | M_Input | Council 7th Plan | 2020 | Retro | 2022 | 2045 | PSE | Industrial | Fruit Storage | Electric | Per Region | NA | NA | Fruit Storage Metal: New Arc Furnace | Fruit Storage Metal: New Arc Furnace | 0 | 10 | 0 | 0 | I-All-Other-Shift3-All-All-S | 0 | 0 | 0 | 0 | 0 | 0 | 0 | 0 | 0 | 0 | 0 | 0 | Comm Flat | Metal: New Arc Furnace | Metal: New Arc Furnace | IndShift3 | 0.01266% | 100% | 0% | 1 | 1 | 100% | 10% | 85% | 6.8% | 0.2% | 0 | 0 | 0 | 0 | 0 | 0 | 0 | 0 | 0 |  | 0 | 0 | 0 | 01. ($9,999.000) to $0.028 | N/A | 0 | 01. ($9,999.00) to $0.22 | N/A | 0.085 | 0.085 | 0.085 | 0.085 | 0.085 | 0.085 | 0.085 | 0.085 | 0.085 | 0.085 | 0 | 0 | 0 | 0 | 0 | 0 | 0 | 0 | 0 | 0 | 0 | 0 | 0 | 0 | 0 | 0 | 0 | 0 | 0 | 0 | 0 | 0 | 0 | 0 | 0 | 0 | 0 | 0 | 0 | 0 | 0 | 0 | 0 | 0 | 0 | 0 | 0 | 0 | 0 | 0 | 0 | 0 | 0 | 0 | 0 | 0 | 0 | 0 | 0 | 0 | 0 | 0 | 0 | 0 | 0 | 0 | 0 | 0 | 0 | 0 | 0 | 0 | 0 | 0 | 0 | 0 | 0 | 0 | 0 | 0 | 0 | 0 | 0 | 0 | 0 | 0 | 0 | 0 | 0 | 0 | 0 | 0 | 0 | 0 | 0 | 0 | 0 | 0 | 0 | 0 | 0 | 0 | 0 | 0 | 0 | 0 | 0 | 0 | 0 | 0 | 0 | 0 | 0 | 0 | 0 | 0 | 0 | 0 | 0 | 0 | 0 | 0 | 0 | 0 | 0 | 0 | 0 | 0 | 0 | 0 | 0 | 0 | 0 | 0 | 0 | 0 | 0 | 0 | 0 | 0 | 0 | 0 | 0 | 0 | 0 | 0 | 0 | 0 | 0 | 0 | 0 | 0 | 0 | 0 | 0 | 0 | 0 | 0 | 0 | 0 | 0 | 0 | 0 | 0 | 0 | 0 | 0 | 0 | 0 | 0 | 0 | 0 | 0 | 0 | 0 | 0 | 0 | 0 | 0 | 0 | 0 | 0 | 0 | 0 | 0 | 0 | 0 | 0 | 0 | 0 | 0 | 0 | 0 | 0 | 0 | 0 | 0 | 0 | 0 | 0 | 0 | 0 | 0 | 0.01296% | 0 | 0 | 0 | 0 | 0 | 0 | 0 | 0 | 0 | 0 | 0 | 0 | 0 | 0 | 0 | 0 | 0 | 0 | 0 | 0 | 0 | 0 | 0 | 0
| IND-Lighting-7P_V2 | M_Input | Council 7th Plan | 2020 | Retro | 2022 | 2045 | PSE | Industrial | Fruit Storage | Electric | Per Region | NA | NA | Fruit Storage Mech Pulp: Refiner Replacement | Fruit Storage Mech Pulp: Refiner Replacement | 0 | 12 | 0 | 0 | I-All-Other-Shift3-All-All-S | 0 | 0 | 0 | 0 | 0 | 0 | 0 | 0 | 0 | 0 | 0 | 0 | Comm Flat | Mech Pulp: Refiner Replacement | Mech Pulp: Refiner Replacement | IndShift3 | 0.01266% | 100% | 0% | 1 | 1 | 100% | 8.333% | 85% | 6.8% | 0.2% | 0 | 0 | 0 | 0 | 0 | 0 | 0 | 0 | 0 |  | 0 | 0 | 0 | 01. ($9,999.000) to $0.028 | N/A | 0 | 01. ($9,999.00) to $0.22 | N/A | 0.085 | 0.085 | 0.085 | 0.085 | 0.085 | 0.085 | 0.085 | 0.085 | 0.085 | 0.085 | 0 | 0 | 0 | 0 | 0 | 0 | 0 | 0 | 0 | 0 | 0 | 0 | 0 | 0 | 0 | 0 | 0 | 0 | 0 | 0 | 0 | 0 | 0 | 0 | 0 | 0 | 0 | 0 | 0 | 0 | 0 | 0 | 0 | 0 | 0 | 0 | 0 | 0 | 0 | 0 | 0 | 0 | 0 | 0 | 0 | 0 | 0 | 0 | 0 | 0 | 0 | 0 | 0 | 0 | 0 | 0 | 0 | 0 | 0 | 0 | 0 | 0 | 0 | 0 | 0 | 0 | 0 | 0 | 0 | 0 | 0 | 0 | 0 | 0 | 0 | 0 | 0 | 0 | 0 | 0 | 0 | 0 | 0 | 0 | 0 | 0 | 0 | 0 | 0 | 0 | 0 | 0 | 0 | 0 | 0 | 0 | 0 | 0 | 0 | 0 | 0 | 0 | 0 | 0 | 0 | 0 | 0 | 0 | 0 | 0 | 0 | 0 | 0 | 0 | 0 | 0 | 0 | 0 | 0 | 0 | 0 | 0 | 0 | 0 | 0 | 0 | 0 | 0 | 0 | 0 | 0 | 0 | 0 | 0 | 0 | 0 | 0 | 0 | 0 | 0 | 0 | 0 | 0 | 0 | 0 | 0 | 0 | 0 | 0 | 0 | 0 | 0 | 0 | 0 | 0 | 0 | 0 | 0 | 0 | 0 | 0 | 0 | 0 | 0 | 0 | 0 | 0 | 0 | 0 | 0 | 0 | 0 | 0 | 0 | 0 | 0 | 0 | 0 | 0 | 0 | 0 | 0 | 0 | 0 | 0 | 0 | 0 | 0 | 0 | 0 | 0 | 0 | 0 | 0.01296% | 0 | 0 | 0 | 0 | 0 | 0 | 0 | 0 | 0 | 0 | 0 | 0 | 0 | 0 | 0 | 0 | 0 | 0 | 0 | 0 | 0 | 0 | 0 | 0
| IND-Lighting-7P_V2 | M_Input | Council 7th Plan | 2020 | Retro | 2022 | 2045 | PSE | Industrial | Fruit Storage | Electric | Per Region | NA | NA | Fruit Storage Mech Pulp: Premium Process | Fruit Storage Mech Pulp: Premium Process | 0 | 5 | 0 | 0 | I-All-Other-Shift3-All-All-S | 0 | 0 | 0 | 0 | 0 | 0 | 0 | 0 | 0 | 0 | 0 | 0 | Comm Flat | Mech Pulp: Premium Process | Mech Pulp: Premium Process | IndShift3 | 0.01266% | 100% | 0% | 1 | 1 | 100% | 20% | 85% | 6.8% | 0.2% | 0 | 0 | 0 | 0 | 0 | 0 | 0 | 0 | 0 |  | 0 | 0 | 0 | 01. ($9,999.000) to $0.028 | N/A | 0 | 01. ($9,999.00) to $0.22 | N/A | 0.085 | 0.085 | 0.085 | 0.085 | 0.085 | 0.085 | 0.085 | 0.085 | 0.085 | 0.085 | 0 | 0 | 0 | 0 | 0 | 0 | 0 | 0 | 0 | 0 | 0 | 0 | 0 | 0 | 0 | 0 | 0 | 0 | 0 | 0 | 0 | 0 | 0 | 0 | 0 | 0 | 0 | 0 | 0 | 0 | 0 | 0 | 0 | 0 | 0 | 0 | 0 | 0 | 0 | 0 | 0 | 0 | 0 | 0 | 0 | 0 | 0 | 0 | 0 | 0 | 0 | 0 | 0 | 0 | 0 | 0 | 0 | 0 | 0 | 0 | 0 | 0 | 0 | 0 | 0 | 0 | 0 | 0 | 0 | 0 | 0 | 0 | 0 | 0 | 0 | 0 | 0 | 0 | 0 | 0 | 0 | 0 | 0 | 0 | 0 | 0 | 0 | 0 | 0 | 0 | 0 | 0 | 0 | 0 | 0 | 0 | 0 | 0 | 0 | 0 | 0 | 0 | 0 | 0 | 0 | 0 | 0 | 0 | 0 | 0 | 0 | 0 | 0 | 0 | 0 | 0 | 0 | 0 | 0 | 0 | 0 | 0 | 0 | 0 | 0 | 0 | 0 | 0 | 0 | 0 | 0 | 0 | 0 | 0 | 0 | 0 | 0 | 0 | 0 | 0 | 0 | 0 | 0 | 0 | 0 | 0 | 0 | 0 | 0 | 0 | 0 | 0 | 0 | 0 | 0 | 0 | 0 | 0 | 0 | 0 | 0 | 0 | 0 | 0 | 0 | 0 | 0 | 0 | 0 | 0 | 0 | 0 | 0 | 0 | 0 | 0 | 0 | 0 | 0 | 0 | 0 | 0 | 0 | 0 | 0 | 0 | 0 | 0 | 0 | 0 | 0 | 0 | 0 | 0.01296% | 0 | 0 | 0 | 0 | 0 | 0 | 0 | 0 | 0 | 0 | 0 | 0 | 0 | 0 | 0 | 0 | 0 | 0 | 0 | 0 | 0 | 0 | 0 | 0
| IND-Lighting-7P_V2 | M_Input | Council 7th Plan | 2020 | Retro | 2022 | 2045 | PSE | Industrial | Fruit Storage | Electric | Per Region | NA | NA | Fruit Storage Mech Pulp: Refiner Plate Improvement | Fruit Storage Mech Pulp: Refiner Plate Improvement | 0 | 1 | 0 | 0 | I-All-Other-Shift3-All-All-S | 0 | 0 | 0 | 0 | 0 | 0 | 0 | 0 | 0 | 0 | 0 | 0 | Comm Flat | Mech Pulp: Refiner Plate Improvement | Mech Pulp: Refiner Plate Improvement | IndShift3 | 0.01266% | 100% | 0% | 1 | 1 | 100% | 100% | 85% | 6.8% | 0.2% | 0 | 0 | 0 | 0 | 0 | 0 | 0 | 0 | 0 |  | 0 | 0 | 0 | 01. ($9,999.000) to $0.028 | N/A | 0 | 01. ($9,999.00) to $0.22 | N/A | 0.085 | 0.085 | 0.085 | 0.085 | 0.085 | 0.085 | 0.085 | 0.085 | 0.085 | 0.085 | 0 | 0 | 0 | 0 | 0 | 0 | 0 | 0 | 0 | 0 | 0 | 0 | 0 | 0 | 0 | 0 | 0 | 0 | 0 | 0 | 0 | 0 | 0 | 0 | 0 | 0 | 0 | 0 | 0 | 0 | 0 | 0 | 0 | 0 | 0 | 0 | 0 | 0 | 0 | 0 | 0 | 0 | 0 | 0 | 0 | 0 | 0 | 0 | 0 | 0 | 0 | 0 | 0 | 0 | 0 | 0 | 0 | 0 | 0 | 0 | 0 | 0 | 0 | 0 | 0 | 0 | 0 | 0 | 0 | 0 | 0 | 0 | 0 | 0 | 0 | 0 | 0 | 0 | 0 | 0 | 0 | 0 | 0 | 0 | 0 | 0 | 0 | 0 | 0 | 0 | 0 | 0 | 0 | 0 | 0 | 0 | 0 | 0 | 0 | 0 | 0 | 0 | 0 | 0 | 0 | 0 | 0 | 0 | 0 | 0 | 0 | 0 | 0 | 0 | 0 | 0 | 0 | 0 | 0 | 0 | 0 | 0 | 0 | 0 | 0 | 0 | 0 | 0 | 0 | 0 | 0 | 0 | 0 | 0 | 0 | 0 | 0 | 0 | 0 | 0 | 0 | 0 | 0 | 0 | 0 | 0 | 0 | 0 | 0 | 0 | 0 | 0 | 0 | 0 | 0 | 0 | 0 | 0 | 0 | 0 | 0 | 0 | 0 | 0 | 0 | 0 | 0 | 0 | 0 | 0 | 0 | 0 | 0 | 0 | 0 | 0 | 0 | 0 | 0 | 0 | 0 | 0 | 0 | 0 | 0 | 0 | 0 | 0 | 0 | 0 | 0 | 0 | 0 | 0.01296% | 0 | 0 | 0 | 0 | 0 | 0 | 0 | 0 | 0 | 0 | 0 | 0 | 0 | 0 | 0 | 0 | 0 | 0 | 0 | 0 | 0 | 0 | 0 | 0
| IND-Lighting-7P_V2 | M_Input | Council 7th Plan | 2020 | Retro | 2022 | 2045 | PSE | Industrial | Fruit Storage | Electric | Per Region | NA | NA | Fruit Storage Kraft: Effluent Treatment System | Fruit Storage Kraft: Effluent Treatment System | 0 | 10 | 0 | 0 | I-All-Other-Shift3-All-All-S | 0 | 0 | 0 | 0 | 0 | 0 | 0 | 0 | 0 | 0 | 0 | 0 | Comm Flat | Kraft: Effluent Treatment System | Kraft: Effluent Treatment System | IndShift3 | 0.01266% | 100% | 0% | 1 | 1 | 100% | 10% | 85% | 6.8% | 0.2% | 0 | 0 | 0 | 0 | 0 | 0 | 0 | 0 | 0 |  | 0 | 0 | 0 | 01. ($9,999.000) to $0.028 | N/A | 0 | 01. ($9,999.00) to $0.22 | N/A | 0.085 | 0.085 | 0.085 | 0.085 | 0.085 | 0.085 | 0.085 | 0.085 | 0.085 | 0.085 | 0 | 0 | 0 | 0 | 0 | 0 | 0 | 0 | 0 | 0 | 0 | 0 | 0 | 0 | 0 | 0 | 0 | 0 | 0 | 0 | 0 | 0 | 0 | 0 | 0 | 0 | 0 | 0 | 0 | 0 | 0 | 0 | 0 | 0 | 0 | 0 | 0 | 0 | 0 | 0 | 0 | 0 | 0 | 0 | 0 | 0 | 0 | 0 | 0 | 0 | 0 | 0 | 0 | 0 | 0 | 0 | 0 | 0 | 0 | 0 | 0 | 0 | 0 | 0 | 0 | 0 | 0 | 0 | 0 | 0 | 0 | 0 | 0 | 0 | 0 | 0 | 0 | 0 | 0 | 0 | 0 | 0 | 0 | 0 | 0 | 0 | 0 | 0 | 0 | 0 | 0 | 0 | 0 | 0 | 0 | 0 | 0 | 0 | 0 | 0 | 0 | 0 | 0 | 0 | 0 | 0 | 0 | 0 | 0 | 0 | 0 | 0 | 0 | 0 | 0 | 0 | 0 | 0 | 0 | 0 | 0 | 0 | 0 | 0 | 0 | 0 | 0 | 0 | 0 | 0 | 0 | 0 | 0 | 0 | 0 | 0 | 0 | 0 | 0 | 0 | 0 | 0 | 0 | 0 | 0 | 0 | 0 | 0 | 0 | 0 | 0 | 0 | 0 | 0 | 0 | 0 | 0 | 0 | 0 | 0 | 0 | 0 | 0 | 0 | 0 | 0 | 0 | 0 | 0 | 0 | 0 | 0 | 0 | 0 | 0 | 0 | 0 | 0 | 0 | 0 | 0 | 0 | 0 | 0 | 0 | 0 | 0 | 0 | 0 | 0 | 0 | 0 | 0 | 0.01296% | 0 | 0 | 0 | 0 | 0 | 0 | 0 | 0 | 0 | 0 | 0 | 0 | 0 | 0 | 0 | 0 | 0 | 0 | 0 | 0 | 0 | 0 | 0 | 0
| IND-Lighting-7P_V2 | M_Input | Council 7th Plan | 2020 | Retro | 2022 | 2045 | PSE | Industrial | Fruit Storage | Electric | Per Region | NA | NA | Fruit Storage Kraft: Efficient Agitator | Fruit Storage Kraft: Efficient Agitator | 0 | 10 | 0 | 0 | I-All-Other-Shift3-All-All-S | 0 | 0 | 0 | 0 | 0 | 0 | 0 | 0 | 0 | 0 | 0 | 0 | Comm Flat | Kraft: Efficient Agitator | Kraft: Efficient Agitator | IndShift3 | 0.01266% | 100% | 0% | 1 | 1 | 100% | 10% | 85% | 6.8% | 0.2% | 0 | 0 | 0 | 0 | 0 | 0 | 0 | 0 | 0 |  | 0 | 0 | 0 | 01. ($9,999.000) to $0.028 | N/A | 0 | 01. ($9,999.00) to $0.22 | N/A | 0.085 | 0.085 | 0.085 | 0.085 | 0.085 | 0.085 | 0.085 | 0.085 | 0.085 | 0.085 | 0 | 0 | 0 | 0 | 0 | 0 | 0 | 0 | 0 | 0 | 0 | 0 | 0 | 0 | 0 | 0 | 0 | 0 | 0 | 0 | 0 | 0 | 0 | 0 | 0 | 0 | 0 | 0 | 0 | 0 | 0 | 0 | 0 | 0 | 0 | 0 | 0 | 0 | 0 | 0 | 0 | 0 | 0 | 0 | 0 | 0 | 0 | 0 | 0 | 0 | 0 | 0 | 0 | 0 | 0 | 0 | 0 | 0 | 0 | 0 | 0 | 0 | 0 | 0 | 0 | 0 | 0 | 0 | 0 | 0 | 0 | 0 | 0 | 0 | 0 | 0 | 0 | 0 | 0 | 0 | 0 | 0 | 0 | 0 | 0 | 0 | 0 | 0 | 0 | 0 | 0 | 0 | 0 | 0 | 0 | 0 | 0 | 0 | 0 | 0 | 0 | 0 | 0 | 0 | 0 | 0 | 0 | 0 | 0 | 0 | 0 | 0 | 0 | 0 | 0 | 0 | 0 | 0 | 0 | 0 | 0 | 0 | 0 | 0 | 0 | 0 | 0 | 0 | 0 | 0 | 0 | 0 | 0 | 0 | 0 | 0 | 0 | 0 | 0 | 0 | 0 | 0 | 0 | 0 | 0 | 0 | 0 | 0 | 0 | 0 | 0 | 0 | 0 | 0 | 0 | 0 | 0 | 0 | 0 | 0 | 0 | 0 | 0 | 0 | 0 | 0 | 0 | 0 | 0 | 0 | 0 | 0 | 0 | 0 | 0 | 0 | 0 | 0 | 0 | 0 | 0 | 0 | 0 | 0 | 0 | 0 | 0 | 0 | 0 | 0 | 0 | 0 | 0 | 0.01296% | 0 | 0 | 0 | 0 | 0 | 0 | 0 | 0 | 0 | 0 | 0 | 0 | 0 | 0 | 0 | 0 | 0 | 0 | 0 | 0 | 0 | 0 | 0 | 0
| IND-Lighting-7P_V2 | M_Input | Council 7th Plan | 2020 | Retro | 2022 | 2045 | PSE | Industrial | Fruit Storage | Electric | Per Region | NA | NA | Fruit Storage Paper: Efficient Pulp Screen | Fruit Storage Paper: Efficient Pulp Screen | 0 | 10 | 0 | 0 | I-All-Other-Shift3-All-All-S | 0 | 0 | 0 | 0 | 0 | 0 | 0 | 0 | 0 | 0 | 0 | 0 | Comm Flat | Paper: Efficient Pulp Screen | Paper: Efficient Pulp Screen | IndShift3 | 0.01266% | 100% | 0% | 1 | 1 | 100% | 10% | 85% | 6.8% | 0.2% | 0 | 0 | 0 | 0 | 0 | 0 | 0 | 0 | 0 |  | 0 | 0 | 0 | 01. ($9,999.000) to $0.028 | N/A | 0 | 01. ($9,999.00) to $0.22 | N/A | 0.085 | 0.085 | 0.085 | 0.085 | 0.085 | 0.085 | 0.085 | 0.085 | 0.085 | 0.085 | 0 | 0 | 0 | 0 | 0 | 0 | 0 | 0 | 0 | 0 | 0 | 0 | 0 | 0 | 0 | 0 | 0 | 0 | 0 | 0 | 0 | 0 | 0 | 0 | 0 | 0 | 0 | 0 | 0 | 0 | 0 | 0 | 0 | 0 | 0 | 0 | 0 | 0 | 0 | 0 | 0 | 0 | 0 | 0 | 0 | 0 | 0 | 0 | 0 | 0 | 0 | 0 | 0 | 0 | 0 | 0 | 0 | 0 | 0 | 0 | 0 | 0 | 0 | 0 | 0 | 0 | 0 | 0 | 0 | 0 | 0 | 0 | 0 | 0 | 0 | 0 | 0 | 0 | 0 | 0 | 0 | 0 | 0 | 0 | 0 | 0 | 0 | 0 | 0 | 0 | 0 | 0 | 0 | 0 | 0 | 0 | 0 | 0 | 0 | 0 | 0 | 0 | 0 | 0 | 0 | 0 | 0 | 0 | 0 | 0 | 0 | 0 | 0 | 0 | 0 | 0 | 0 | 0 | 0 | 0 | 0 | 0 | 0 | 0 | 0 | 0 | 0 | 0 | 0 | 0 | 0 | 0 | 0 | 0 | 0 | 0 | 0 | 0 | 0 | 0 | 0 | 0 | 0 | 0 | 0 | 0 | 0 | 0 | 0 | 0 | 0 | 0 | 0 | 0 | 0 | 0 | 0 | 0 | 0 | 0 | 0 | 0 | 0 | 0 | 0 | 0 | 0 | 0 | 0 | 0 | 0 | 0 | 0 | 0 | 0 | 0 | 0 | 0 | 0 | 0 | 0 | 0 | 0 | 0 | 0 | 0 | 0 | 0 | 0 | 0 | 0 | 0 | 0 | 0.01296% | 0 | 0 | 0 | 0 | 0 | 0 | 0 | 0 | 0 | 0 | 0 | 0 | 0 | 0 | 0 | 0 | 0 | 0 | 0 | 0 | 0 | 0 | 0 | 0
| IND-Lighting-7P_V2 | M_Input | Council 7th Plan | 2020 | Retro | 2022 | 2045 | PSE | Industrial | Fruit Storage | Electric | Per Region | NA | NA | Fruit Storage Paper: Premium Fan | Fruit Storage Paper: Premium Fan | 0 | 10 | 0 | 0 | I-All-Other-Shift3-All-All-S | 0 | 0 | 0 | 0 | 0 | 0 | 0 | 0 | 0 | 0 | 0 | 0 | Comm Flat | Paper: Premium Fan | Paper: Premium Fan | IndShift3 | 0.01266% | 100% | 0% | 1 | 1 | 100% | 10% | 85% | 6.8% | 0.2% | 0 | 0 | 0 | 0 | 0 | 0 | 0 | 0 | 0 |  | 0 | 0 | 0 | 01. ($9,999.000) to $0.028 | N/A | 0 | 01. ($9,999.00) to $0.22 | N/A | 0.085 | 0.085 | 0.085 | 0.085 | 0.085 | 0.085 | 0.085 | 0.085 | 0.085 | 0.085 | 0 | 0 | 0 | 0 | 0 | 0 | 0 | 0 | 0 | 0 | 0 | 0 | 0 | 0 | 0 | 0 | 0 | 0 | 0 | 0 | 0 | 0 | 0 | 0 | 0 | 0 | 0 | 0 | 0 | 0 | 0 | 0 | 0 | 0 | 0 | 0 | 0 | 0 | 0 | 0 | 0 | 0 | 0 | 0 | 0 | 0 | 0 | 0 | 0 | 0 | 0 | 0 | 0 | 0 | 0 | 0 | 0 | 0 | 0 | 0 | 0 | 0 | 0 | 0 | 0 | 0 | 0 | 0 | 0 | 0 | 0 | 0 | 0 | 0 | 0 | 0 | 0 | 0 | 0 | 0 | 0 | 0 | 0 | 0 | 0 | 0 | 0 | 0 | 0 | 0 | 0 | 0 | 0 | 0 | 0 | 0 | 0 | 0 | 0 | 0 | 0 | 0 | 0 | 0 | 0 | 0 | 0 | 0 | 0 | 0 | 0 | 0 | 0 | 0 | 0 | 0 | 0 | 0 | 0 | 0 | 0 | 0 | 0 | 0 | 0 | 0 | 0 | 0 | 0 | 0 | 0 | 0 | 0 | 0 | 0 | 0 | 0 | 0 | 0 | 0 | 0 | 0 | 0 | 0 | 0 | 0 | 0 | 0 | 0 | 0 | 0 | 0 | 0 | 0 | 0 | 0 | 0 | 0 | 0 | 0 | 0 | 0 | 0 | 0 | 0 | 0 | 0 | 0 | 0 | 0 | 0 | 0 | 0 | 0 | 0 | 0 | 0 | 0 | 0 | 0 | 0 | 0 | 0 | 0 | 0 | 0 | 0 | 0 | 0 | 0 | 0 | 0 | 0 | 0.01296% | 0 | 0 | 0 | 0 | 0 | 0 | 0 | 0 | 0 | 0 | 0 | 0 | 0 | 0 | 0 | 0 | 0 | 0 | 0 | 0 | 0 | 0 | 0 | 0
| IND-Lighting-7P_V2 | M_Input | Council 7th Plan | 2020 | Retro | 2022 | 2045 | PSE | Industrial | Fruit Storage | Electric | Per Region | NA | NA | Fruit Storage Paper: Material Handling | Fruit Storage Paper: Material Handling | 0 | 10 | 0 | 0 | I-All-Other-Shift3-All-All-S | 0 | 0 | 0 | 0 | 0 | 0 | 0 | 0 | 0 | 0 | 0 | 0 | Comm Flat | Paper: Material Handling | Paper: Material Handling | SIC24 | 0.01335% | 100% | 0% | 1 | 1 | 100% | 10% | 85% | 6.8% | 0.2% | 0 | 0 | 0 | 0 | 0 | 0 | 0 | 0 | 0 |  | 0 | 0 | 0 | 01. ($9,999.000) to $0.028 | N/A | 0 | 01. ($9,999.00) to $0.22 | N/A | 0.085 | 0.085 | 0.085 | 0.085 | 0.085 | 0.085 | 0.085 | 0.085 | 0.085 | 0.085 | 0 | 0 | 0 | 0 | 0 | 0 | 0 | 0 | 0 | 0 | 0 | 0 | 0 | 0 | 0 | 0 | 0 | 0 | 0 | 0 | 0 | 0 | 0 | 0 | 0 | 0 | 0 | 0 | 0 | 0 | 0 | 0 | 0 | 0 | 0 | 0 | 0 | 0 | 0 | 0 | 0 | 0 | 0 | 0 | 0 | 0 | 0 | 0 | 0 | 0 | 0 | 0 | 0 | 0 | 0 | 0 | 0 | 0 | 0 | 0 | 0 | 0 | 0 | 0 | 0 | 0 | 0 | 0 | 0 | 0 | 0 | 0 | 0 | 0 | 0 | 0 | 0 | 0 | 0 | 0 | 0 | 0 | 0 | 0 | 0 | 0 | 0 | 0 | 0 | 0 | 0 | 0 | 0 | 0 | 0 | 0 | 0 | 0 | 0 | 0 | 0 | 0 | 0 | 0 | 0 | 0 | 0 | 0 | 0 | 0 | 0 | 0 | 0 | 0 | 0 | 0 | 0 | 0 | 0 | 0 | 0 | 0 | 0 | 0 | 0 | 0 | 0 | 0 | 0 | 0 | 0 | 0 | 0 | 0 | 0 | 0 | 0 | 0 | 0 | 0 | 0 | 0 | 0 | 0 | 0 | 0 | 0 | 0 | 0 | 0 | 0 | 0 | 0 | 0 | 0 | 0 | 0 | 0 | 0 | 0 | 0 | 0 | 0 | 0 | 0 | 0 | 0 | 0 | 0 | 0 | 0 | 0 | 0 | 0 | 0 | 0 | 0 | 0 | 0 | 0 | 0 | 0 | 0 | 0 | 0 | 0 | 0 | 0 | 0 | 0 | 0 | 0 | 0 | 0.01209% | 0 | 0 | 0 | 0 | 0 | 0 | 0 | 0 | 0 | 0 | 0 | 0 | 0 | 0 | 0 | 0 | 0 | 0 | 0 | 0 | 0 | 0 | 0 | 0
| IND-Lighting-7P_V2 | M_Input | Council 7th Plan | 2020 | Retro | 2022 | 2045 | PSE | Industrial | Fruit Storage | Electric | Per Region | NA | NA | Fruit Storage Paper: Large Material Handling | Fruit Storage Paper: Large Material Handling | 0 | 10 | 0 | 0 | I-All-Other-Shift3-All-All-S | 0 | 0 | 0 | 0 | 0 | 0 | 0 | 0 | 0 | 0 | 0 | 0 | Comm Flat | Paper: Large Material Handling | Paper: Large Material Handling | SIC24 | 0.01335% | 100% | 0% | 1 | 1 | 100% | 10% | 85% | 6.8% | 0.2% | 0 | 0 | 0 | 0 | 0 | 0 | 0 | 0 | 0 |  | 0 | 0 | 0 | 01. ($9,999.000) to $0.028 | N/A | 0 | 01. ($9,999.00) to $0.22 | N/A | 0.085 | 0.085 | 0.085 | 0.085 | 0.085 | 0.085 | 0.085 | 0.085 | 0.085 | 0.085 | 0 | 0 | 0 | 0 | 0 | 0 | 0 | 0 | 0 | 0 | 0 | 0 | 0 | 0 | 0 | 0 | 0 | 0 | 0 | 0 | 0 | 0 | 0 | 0 | 0 | 0 | 0 | 0 | 0 | 0 | 0 | 0 | 0 | 0 | 0 | 0 | 0 | 0 | 0 | 0 | 0 | 0 | 0 | 0 | 0 | 0 | 0 | 0 | 0 | 0 | 0 | 0 | 0 | 0 | 0 | 0 | 0 | 0 | 0 | 0 | 0 | 0 | 0 | 0 | 0 | 0 | 0 | 0 | 0 | 0 | 0 | 0 | 0 | 0 | 0 | 0 | 0 | 0 | 0 | 0 | 0 | 0 | 0 | 0 | 0 | 0 | 0 | 0 | 0 | 0 | 0 | 0 | 0 | 0 | 0 | 0 | 0 | 0 | 0 | 0 | 0 | 0 | 0 | 0 | 0 | 0 | 0 | 0 | 0 | 0 | 0 | 0 | 0 | 0 | 0 | 0 | 0 | 0 | 0 | 0 | 0 | 0 | 0 | 0 | 0 | 0 | 0 | 0 | 0 | 0 | 0 | 0 | 0 | 0 | 0 | 0 | 0 | 0 | 0 | 0 | 0 | 0 | 0 | 0 | 0 | 0 | 0 | 0 | 0 | 0 | 0 | 0 | 0 | 0 | 0 | 0 | 0 | 0 | 0 | 0 | 0 | 0 | 0 | 0 | 0 | 0 | 0 | 0 | 0 | 0 | 0 | 0 | 0 | 0 | 0 | 0 | 0 | 0 | 0 | 0 | 0 | 0 | 0 | 0 | 0 | 0 | 0 | 0 | 0 | 0 | 0 | 0 | 0 | 0.01209% | 0 | 0 | 0 | 0 | 0 | 0 | 0 | 0 | 0 | 0 | 0 | 0 | 0 | 0 | 0 | 0 | 0 | 0 | 0 | 0 | 0 | 0 | 0 | 0
| IND-Lighting-7P_V2 | M_Input | Council 7th Plan | 2020 | Retro | 2022 | 2045 | PSE | Industrial | Fruit Storage | Electric | Per Region | NA | NA | Fruit Storage Paper: Premium Control Large Material | Fruit Storage Paper: Premium Control Large Material | 0 | 10 | 0 | 0 | I-All-Other-Shift3-All-All-S | 0 | 0 | 0 | 0 | 0 | 0 | 0 | 0 | 0 | 0 | 0 | 0 | Comm Flat | Paper: Premium Control Large Material | Paper: Premium Control Large Material | IndShift3 | 0.01266% | 100% | 0% | 1 | 1 | 100% | 10% | 85% | 6.8% | 0.2% | 0 | 0 | 0 | 0 | 0 | 0 | 0 | 0 | 0 |  | 0 | 0 | 0 | 01. ($9,999.000) to $0.028 | N/A | 0 | 01. ($9,999.00) to $0.22 | N/A | 0.085 | 0.085 | 0.085 | 0.085 | 0.085 | 0.085 | 0.085 | 0.085 | 0.085 | 0.085 | 0 | 0 | 0 | 0 | 0 | 0 | 0 | 0 | 0 | 0 | 0 | 0 | 0 | 0 | 0 | 0 | 0 | 0 | 0 | 0 | 0 | 0 | 0 | 0 | 0 | 0 | 0 | 0 | 0 | 0 | 0 | 0 | 0 | 0 | 0 | 0 | 0 | 0 | 0 | 0 | 0 | 0 | 0 | 0 | 0 | 0 | 0 | 0 | 0 | 0 | 0 | 0 | 0 | 0 | 0 | 0 | 0 | 0 | 0 | 0 | 0 | 0 | 0 | 0 | 0 | 0 | 0 | 0 | 0 | 0 | 0 | 0 | 0 | 0 | 0 | 0 | 0 | 0 | 0 | 0 | 0 | 0 | 0 | 0 | 0 | 0 | 0 | 0 | 0 | 0 | 0 | 0 | 0 | 0 | 0 | 0 | 0 | 0 | 0 | 0 | 0 | 0 | 0 | 0 | 0 | 0 | 0 | 0 | 0 | 0 | 0 | 0 | 0 | 0 | 0 | 0 | 0 | 0 | 0 | 0 | 0 | 0 | 0 | 0 | 0 | 0 | 0 | 0 | 0 | 0 | 0 | 0 | 0 | 0 | 0 | 0 | 0 | 0 | 0 | 0 | 0 | 0 | 0 | 0 | 0 | 0 | 0 | 0 | 0 | 0 | 0 | 0 | 0 | 0 | 0 | 0 | 0 | 0 | 0 | 0 | 0 | 0 | 0 | 0 | 0 | 0 | 0 | 0 | 0 | 0 | 0 | 0 | 0 | 0 | 0 | 0 | 0 | 0 | 0 | 0 | 0 | 0 | 0 | 0 | 0 | 0 | 0 | 0 | 0 | 0 | 0 | 0 | 0 | 0.01296% | 0 | 0 | 0 | 0 | 0 | 0 | 0 | 0 | 0 | 0 | 0 | 0 | 0 | 0 | 0 | 0 | 0 | 0 | 0 | 0 | 0 | 0 | 0 | 0
| IND-Lighting-7P_V2 | M_Input | Council 7th Plan | 2020 | Retro | 2022 | 2045 | PSE | Industrial | Fruit Storage | Electric | Per Region | NA | NA | Fruit Storage Material Handling1 | Fruit Storage Material Handling1 | 0 | 10 | 0 | 0 | I-SIC24-Proc-All-All-All-E | 0 | 0 | 0 | 0 | 0 | 0 | 0 | 0 | 0 | 0 | 0 | 0 | Comm Flat | Material Handling1 | Material Handling1 | SIC24 | 0.01335% | 100% | 0% | 1 | 1 | 100% | 10% | 85% | 6.8% | 0.2% | 0 | 0 | 0 | 0 | 0 | 0 | 0 | 0 | 0 |  | 0 | 0 | 0 | 01. ($9,999.000) to $0.028 | N/A | 0 | 01. ($9,999.00) to $0.22 | N/A | 0.085 | 0.085 | 0.085 | 0.085 | 0.085 | 0.085 | 0.085 | 0.085 | 0.085 | 0.085 | 0 | 0 | 0 | 0 | 0 | 0 | 0 | 0 | 0 | 0 | 0 | 0 | 0 | 0 | 0 | 0 | 0 | 0 | 0 | 0 | 0 | 0 | 0 | 0 | 0 | 0 | 0 | 0 | 0 | 0 | 0 | 0 | 0 | 0 | 0 | 0 | 0 | 0 | 0 | 0 | 0 | 0 | 0 | 0 | 0 | 0 | 0 | 0 | 0 | 0 | 0 | 0 | 0 | 0 | 0 | 0 | 0 | 0 | 0 | 0 | 0 | 0 | 0 | 0 | 0 | 0 | 0 | 0 | 0 | 0 | 0 | 0 | 0 | 0 | 0 | 0 | 0 | 0 | 0 | 0 | 0 | 0 | 0 | 0 | 0 | 0 | 0 | 0 | 0 | 0 | 0 | 0 | 0 | 0 | 0 | 0 | 0 | 0 | 0 | 0 | 0 | 0 | 0 | 0 | 0 | 0 | 0 | 0 | 0 | 0 | 0 | 0 | 0 | 0 | 0 | 0 | 0 | 0 | 0 | 0 | 0 | 0 | 0 | 0 | 0 | 0 | 0 | 0 | 0 | 0 | 0 | 0 | 0 | 0 | 0 | 0 | 0 | 0 | 0 | 0 | 0 | 0 | 0 | 0 | 0 | 0 | 0 | 0 | 0 | 0 | 0 | 0 | 0 | 0 | 0 | 0 | 0 | 0 | 0 | 0 | 0 | 0 | 0 | 0 | 0 | 0 | 0 | 0 | 0 | 0 | 0 | 0 | 0 | 0 | 0 | 0 | 0 | 0 | 0 | 0 | 0 | 0 | 0 | 0 | 0 | 0 | 0 | 0 | 0 | 0 | 0 | 0 | 0 | 0.01209% | 0 | 0 | 0 | 0 | 0 | 0 | 0 | 0 | 0 | 0 | 0 | 0 | 0 | 0 | 0 | 0 | 0 | 0 | 0 | 0 | 0 | 0 | 0 | 0
| IND-Lighting-7P_V2 | M_Input | Council 7th Plan | 2020 | Retro | 2022 | 2045 | PSE | Industrial | Fruit Storage | Electric | Per Region | NA | NA | Fruit Storage Material Handling2 | Fruit Storage Material Handling2 | 0 | 10 | 0 | 0 | I-SIC24-Proc-All-All-All-E | 0 | 0 | 0 | 0 | 0 | 0 | 0 | 0 | 0 | 0 | 0 | 0 | Comm Flat | Material Handling2 | Material Handling2 | SIC24 | 0.01335% | 100% | 0% | 1 | 1 | 100% | 10% | 85% | 6.8% | 0.2% | 0 | 0 | 0 | 0 | 0 | 0 | 0 | 0 | 0 |  | 0 | 0 | 0 | 01. ($9,999.000) to $0.028 | N/A | 0 | 01. ($9,999.00) to $0.22 | N/A | 0.085 | 0.085 | 0.085 | 0.085 | 0.085 | 0.085 | 0.085 | 0.085 | 0.085 | 0.085 | 0 | 0 | 0 | 0 | 0 | 0 | 0 | 0 | 0 | 0 | 0 | 0 | 0 | 0 | 0 | 0 | 0 | 0 | 0 | 0 | 0 | 0 | 0 | 0 | 0 | 0 | 0 | 0 | 0 | 0 | 0 | 0 | 0 | 0 | 0 | 0 | 0 | 0 | 0 | 0 | 0 | 0 | 0 | 0 | 0 | 0 | 0 | 0 | 0 | 0 | 0 | 0 | 0 | 0 | 0 | 0 | 0 | 0 | 0 | 0 | 0 | 0 | 0 | 0 | 0 | 0 | 0 | 0 | 0 | 0 | 0 | 0 | 0 | 0 | 0 | 0 | 0 | 0 | 0 | 0 | 0 | 0 | 0 | 0 | 0 | 0 | 0 | 0 | 0 | 0 | 0 | 0 | 0 | 0 | 0 | 0 | 0 | 0 | 0 | 0 | 0 | 0 | 0 | 0 | 0 | 0 | 0 | 0 | 0 | 0 | 0 | 0 | 0 | 0 | 0 | 0 | 0 | 0 | 0 | 0 | 0 | 0 | 0 | 0 | 0 | 0 | 0 | 0 | 0 | 0 | 0 | 0 | 0 | 0 | 0 | 0 | 0 | 0 | 0 | 0 | 0 | 0 | 0 | 0 | 0 | 0 | 0 | 0 | 0 | 0 | 0 | 0 | 0 | 0 | 0 | 0 | 0 | 0 | 0 | 0 | 0 | 0 | 0 | 0 | 0 | 0 | 0 | 0 | 0 | 0 | 0 | 0 | 0 | 0 | 0 | 0 | 0 | 0 | 0 | 0 | 0 | 0 | 0 | 0 | 0 | 0 | 0 | 0 | 0 | 0 | 0 | 0 | 0 | 0.01209% | 0 | 0 | 0 | 0 | 0 | 0 | 0 | 0 | 0 | 0 | 0 | 0 | 0 | 0 | 0 | 0 | 0 | 0 | 0 | 0 | 0 | 0 | 0 | 0
| IND-Lighting-7P_V2 | M_Input | Council 7th Plan | 2020 | Retro | 2022 | 2045 | PSE | Industrial | Fruit Storage | Electric | Per Region | NA | NA | Fruit Storage Material Handling VFD1 | Fruit Storage Material Handling VFD1 | 0 | 10 | 0 | 0 | I-SIC24-Proc-All-All-All-E | 0 | 0 | 0 | 0 | 0 | 0 | 0 | 0 | 0 | 0 | 0 | 0 | Comm Flat | Material Handling VFD1 | Material Handling VFD1 | SIC24 | 0.01335% | 100% | 0% | 1 | 1 | 100% | 10% | 85% | 6.8% | 0.2% | 0 | 0 | 0 | 0 | 0 | 0 | 0 | 0 | 0 |  | 0 | 0 | 0 | 01. ($9,999.000) to $0.028 | N/A | 0 | 01. ($9,999.00) to $0.22 | N/A | 0.085 | 0.085 | 0.085 | 0.085 | 0.085 | 0.085 | 0.085 | 0.085 | 0.085 | 0.085 | 0 | 0 | 0 | 0 | 0 | 0 | 0 | 0 | 0 | 0 | 0 | 0 | 0 | 0 | 0 | 0 | 0 | 0 | 0 | 0 | 0 | 0 | 0 | 0 | 0 | 0 | 0 | 0 | 0 | 0 | 0 | 0 | 0 | 0 | 0 | 0 | 0 | 0 | 0 | 0 | 0 | 0 | 0 | 0 | 0 | 0 | 0 | 0 | 0 | 0 | 0 | 0 | 0 | 0 | 0 | 0 | 0 | 0 | 0 | 0 | 0 | 0 | 0 | 0 | 0 | 0 | 0 | 0 | 0 | 0 | 0 | 0 | 0 | 0 | 0 | 0 | 0 | 0 | 0 | 0 | 0 | 0 | 0 | 0 | 0 | 0 | 0 | 0 | 0 | 0 | 0 | 0 | 0 | 0 | 0 | 0 | 0 | 0 | 0 | 0 | 0 | 0 | 0 | 0 | 0 | 0 | 0 | 0 | 0 | 0 | 0 | 0 | 0 | 0 | 0 | 0 | 0 | 0 | 0 | 0 | 0 | 0 | 0 | 0 | 0 | 0 | 0 | 0 | 0 | 0 | 0 | 0 | 0 | 0 | 0 | 0 | 0 | 0 | 0 | 0 | 0 | 0 | 0 | 0 | 0 | 0 | 0 | 0 | 0 | 0 | 0 | 0 | 0 | 0 | 0 | 0 | 0 | 0 | 0 | 0 | 0 | 0 | 0 | 0 | 0 | 0 | 0 | 0 | 0 | 0 | 0 | 0 | 0 | 0 | 0 | 0 | 0 | 0 | 0 | 0 | 0 | 0 | 0 | 0 | 0 | 0 | 0 | 0 | 0 | 0 | 0 | 0 | 0 | 0.01209% | 0 | 0 | 0 | 0 | 0 | 0 | 0 | 0 | 0 | 0 | 0 | 0 | 0 | 0 | 0 | 0 | 0 | 0 | 0 | 0 | 0 | 0 | 0 | 0
| IND-Lighting-7P_V2 | M_Input | Council 7th Plan | 2020 | Retro | 2022 | 2045 | PSE | Industrial | Fruit Storage | Electric | Per Region | NA | NA | Fruit Storage Material Handling VFD2 | Fruit Storage Material Handling VFD2 | 0 | 10 | 0 | 0 | I-SIC24-Proc-All-All-All-E | 0 | 0 | 0 | 0 | 0 | 0 | 0 | 0 | 0 | 0 | 0 | 0 | Comm Flat | Material Handling VFD2 | Material Handling VFD2 | SIC24 | 0.01335% | 100% | 0% | 1 | 1 | 100% | 10% | 85% | 6.8% | 0.2% | 0 | 0 | 0 | 0 | 0 | 0 | 0 | 0 | 0 |  | 0 | 0 | 0 | 01. ($9,999.000) to $0.028 | N/A | 0 | 01. ($9,999.00) to $0.22 | N/A | 0.085 | 0.085 | 0.085 | 0.085 | 0.085 | 0.085 | 0.085 | 0.085 | 0.085 | 0.085 | 0 | 0 | 0 | 0 | 0 | 0 | 0 | 0 | 0 | 0 | 0 | 0 | 0 | 0 | 0 | 0 | 0 | 0 | 0 | 0 | 0 | 0 | 0 | 0 | 0 | 0 | 0 | 0 | 0 | 0 | 0 | 0 | 0 | 0 | 0 | 0 | 0 | 0 | 0 | 0 | 0 | 0 | 0 | 0 | 0 | 0 | 0 | 0 | 0 | 0 | 0 | 0 | 0 | 0 | 0 | 0 | 0 | 0 | 0 | 0 | 0 | 0 | 0 | 0 | 0 | 0 | 0 | 0 | 0 | 0 | 0 | 0 | 0 | 0 | 0 | 0 | 0 | 0 | 0 | 0 | 0 | 0 | 0 | 0 | 0 | 0 | 0 | 0 | 0 | 0 | 0 | 0 | 0 | 0 | 0 | 0 | 0 | 0 | 0 | 0 | 0 | 0 | 0 | 0 | 0 | 0 | 0 | 0 | 0 | 0 | 0 | 0 | 0 | 0 | 0 | 0 | 0 | 0 | 0 | 0 | 0 | 0 | 0 | 0 | 0 | 0 | 0 | 0 | 0 | 0 | 0 | 0 | 0 | 0 | 0 | 0 | 0 | 0 | 0 | 0 | 0 | 0 | 0 | 0 | 0 | 0 | 0 | 0 | 0 | 0 | 0 | 0 | 0 | 0 | 0 | 0 | 0 | 0 | 0 | 0 | 0 | 0 | 0 | 0 | 0 | 0 | 0 | 0 | 0 | 0 | 0 | 0 | 0 | 0 | 0 | 0 | 0 | 0 | 0 | 0 | 0 | 0 | 0 | 0 | 0 | 0 | 0 | 0 | 0 | 0 | 0 | 0 | 0 | 0.01209% | 0 | 0 | 0 | 0 | 0 | 0 | 0 | 0 | 0 | 0 | 0 | 0 | 0 | 0 | 0 | 0 | 0 | 0 | 0 | 0 | 0 | 0 | 0 | 0
| IND-Lighting-7P_V2 | M_Input | Council 7th Plan | 2020 | Retro | 2022 | 2045 | PSE | Industrial | Fruit Storage | Electric | Per Region | NA | NA | Fruit Storage Wood: Replace Pneumatic Conveyor | Fruit Storage Wood: Replace Pneumatic Conveyor | 0 | 10 | 0 | 0 | I-SIC24-Proc-All-All-All-E | 0 | 0 | 0 | 0 | 0 | 0 | 0 | 0 | 0 | 0 | 0 | 0 | Comm Flat | Wood: Replace Pneumatic Conveyor | Wood: Replace Pneumatic Conveyor | SIC24 | 0.01335% | 100% | 0% | 1 | 1 | 100% | 10% | 85% | 6.8% | 0.2% | 0 | 0 | 0 | 0 | 0 | 0 | 0 | 0 | 0 |  | 0 | 0 | 0 | 01. ($9,999.000) to $0.028 | N/A | 0 | 01. ($9,999.00) to $0.22 | N/A | 0.085 | 0.085 | 0.085 | 0.085 | 0.085 | 0.085 | 0.085 | 0.085 | 0.085 | 0.085 | 0 | 0 | 0 | 0 | 0 | 0 | 0 | 0 | 0 | 0 | 0 | 0 | 0 | 0 | 0 | 0 | 0 | 0 | 0 | 0 | 0 | 0 | 0 | 0 | 0 | 0 | 0 | 0 | 0 | 0 | 0 | 0 | 0 | 0 | 0 | 0 | 0 | 0 | 0 | 0 | 0 | 0 | 0 | 0 | 0 | 0 | 0 | 0 | 0 | 0 | 0 | 0 | 0 | 0 | 0 | 0 | 0 | 0 | 0 | 0 | 0 | 0 | 0 | 0 | 0 | 0 | 0 | 0 | 0 | 0 | 0 | 0 | 0 | 0 | 0 | 0 | 0 | 0 | 0 | 0 | 0 | 0 | 0 | 0 | 0 | 0 | 0 | 0 | 0 | 0 | 0 | 0 | 0 | 0 | 0 | 0 | 0 | 0 | 0 | 0 | 0 | 0 | 0 | 0 | 0 | 0 | 0 | 0 | 0 | 0 | 0 | 0 | 0 | 0 | 0 | 0 | 0 | 0 | 0 | 0 | 0 | 0 | 0 | 0 | 0 | 0 | 0 | 0 | 0 | 0 | 0 | 0 | 0 | 0 | 0 | 0 | 0 | 0 | 0 | 0 | 0 | 0 | 0 | 0 | 0 | 0 | 0 | 0 | 0 | 0 | 0 | 0 | 0 | 0 | 0 | 0 | 0 | 0 | 0 | 0 | 0 | 0 | 0 | 0 | 0 | 0 | 0 | 0 | 0 | 0 | 0 | 0 | 0 | 0 | 0 | 0 | 0 | 0 | 0 | 0 | 0 | 0 | 0 | 0 | 0 | 0 | 0 | 0 | 0 | 0 | 0 | 0 | 0 | 0.01209% | 0 | 0 | 0 | 0 | 0 | 0 | 0 | 0 | 0 | 0 | 0 | 0 | 0 | 0 | 0 | 0 | 0 | 0 | 0 | 0 | 0 | 0 | 0 | 0
| IND-Lighting-7P_V2 | M_Input | Council 7th Plan | 2020 | Retro | 2022 | 2045 | PSE | Industrial | Fruit Storage | Electric | Per Region | NA | NA | Fruit Storage Panel: Hydraulic Press | Fruit Storage Panel: Hydraulic Press | 0 | 10 | 0 | 0 | I-SIC24-Proc-All-All-All-E | 0 | 0 | 0 | 0 | 0 | 0 | 0 | 0 | 0 | 0 | 0 | 0 | Comm Flat | Panel: Hydraulic Press | Panel: Hydraulic Press | SIC24 | 0.01335% | 100% | 0% | 1 | 1 | 100% | 10% | 85% | 6.8% | 0.2% | 0 | 0 | 0 | 0 | 0 | 0 | 0 | 0 | 0 |  | 0 | 0 | 0 | 01. ($9,999.000) to $0.028 | N/A | 0 | 01. ($9,999.00) to $0.22 | N/A | 0.085 | 0.085 | 0.085 | 0.085 | 0.085 | 0.085 | 0.085 | 0.085 | 0.085 | 0.085 | 0 | 0 | 0 | 0 | 0 | 0 | 0 | 0 | 0 | 0 | 0 | 0 | 0 | 0 | 0 | 0 | 0 | 0 | 0 | 0 | 0 | 0 | 0 | 0 | 0 | 0 | 0 | 0 | 0 | 0 | 0 | 0 | 0 | 0 | 0 | 0 | 0 | 0 | 0 | 0 | 0 | 0 | 0 | 0 | 0 | 0 | 0 | 0 | 0 | 0 | 0 | 0 | 0 | 0 | 0 | 0 | 0 | 0 | 0 | 0 | 0 | 0 | 0 | 0 | 0 | 0 | 0 | 0 | 0 | 0 | 0 | 0 | 0 | 0 | 0 | 0 | 0 | 0 | 0 | 0 | 0 | 0 | 0 | 0 | 0 | 0 | 0 | 0 | 0 | 0 | 0 | 0 | 0 | 0 | 0 | 0 | 0 | 0 | 0 | 0 | 0 | 0 | 0 | 0 | 0 | 0 | 0 | 0 | 0 | 0 | 0 | 0 | 0 | 0 | 0 | 0 | 0 | 0 | 0 | 0 | 0 | 0 | 0 | 0 | 0 | 0 | 0 | 0 | 0 | 0 | 0 | 0 | 0 | 0 | 0 | 0 | 0 | 0 | 0 | 0 | 0 | 0 | 0 | 0 | 0 | 0 | 0 | 0 | 0 | 0 | 0 | 0 | 0 | 0 | 0 | 0 | 0 | 0 | 0 | 0 | 0 | 0 | 0 | 0 | 0 | 0 | 0 | 0 | 0 | 0 | 0 | 0 | 0 | 0 | 0 | 0 | 0 | 0 | 0 | 0 | 0 | 0 | 0 | 0 | 0 | 0 | 0 | 0 | 0 | 0 | 0 | 0 | 0 | 0.01209% | 0 | 0 | 0 | 0 | 0 | 0 | 0 | 0 | 0 | 0 | 0 | 0 | 0 | 0 | 0 | 0 | 0 | 0 | 0 | 0 | 0 | 0 | 0 | 0
| IND-Lighting-7P_V2 | M_Input | Council 7th Plan | 2020 | Retro | 2022 | 2045 | PSE | Industrial | Fruit Storage | Electric | Per Region | NA | NA | Fruit Storage Cold Storage Retrofit | Fruit Storage Cold Storage Retrofit | 0 | 10 | 0 | 0 | C-War-Ref-All-All-All-C | 0 | 0 | 0 | 0 | 0 | 0 | 0 | 0 | 0 | 0 | 0 | 0 | Comm Flat | Cold Storage Retrofit | Cold Storage Retrofit | RefrigWarehouseGroc | 0.01247% | 100% | 0% | 1 | 1 | 100% | 10% | 85% | 6.8% | 0.2% | 0 | 0 | 0 | 0 | 0 | 0 | 0 | 0 | 0 |  | 0 | 0 | 0 | 01. ($9,999.000) to $0.028 | N/A | 0 | 01. ($9,999.00) to $0.22 | N/A | 0.085 | 0.085 | 0.085 | 0.085 | 0.085 | 0.085 | 0.085 | 0.085 | 0.085 | 0.085 | 0 | 0 | 0 | 0 | 0 | 0 | 0 | 0 | 0 | 0 | 0 | 0 | 0 | 0 | 0 | 0 | 0 | 0 | 0 | 0 | 0 | 0 | 0 | 0 | 0 | 0 | 0 | 0 | 0 | 0 | 0 | 0 | 0 | 0 | 0 | 0 | 0 | 0 | 0 | 0 | 0 | 0 | 0 | 0 | 0 | 0 | 0 | 0 | 0 | 0 | 0 | 0 | 0 | 0 | 0 | 0 | 0 | 0 | 0 | 0 | 0 | 0 | 0 | 0 | 0 | 0 | 0 | 0 | 0 | 0 | 0 | 0 | 0 | 0 | 0 | 0 | 0 | 0 | 0 | 0 | 0 | 0 | 0 | 0 | 0 | 0 | 0 | 0 | 0 | 0 | 0 | 0 | 0 | 0 | 0 | 0 | 0 | 0 | 0 | 0 | 0 | 0 | 0 | 0 | 0 | 0 | 0 | 0 | 0 | 0 | 0 | 0 | 0 | 0 | 0 | 0 | 0 | 0 | 0 | 0 | 0 | 0 | 0 | 0 | 0 | 0 | 0 | 0 | 0 | 0 | 0 | 0 | 0 | 0 | 0 | 0 | 0 | 0 | 0 | 0 | 0 | 0 | 0 | 0 | 0 | 0 | 0 | 0 | 0 | 0 | 0 | 0 | 0 | 0 | 0 | 0 | 0 | 0 | 0 | 0 | 0 | 0 | 0 | 0 | 0 | 0 | 0 | 0 | 0 | 0 | 0 | 0 | 0 | 0 | 0 | 0 | 0 | 0 | 0 | 0 | 0 | 0 | 0 | 0 | 0 | 0 | 0 | 0 | 0 | 0 | 0 | 0 | 0 | 0.01116% | 0 | 0 | 0 | 0 | 0 | 0 | 0 | 0 | 0 | 0 | 0 | 0 | 0 | 0 | 0 | 0 | 0 | 0 | 0 | 0 | 0 | 0 | 0 | 0
| IND-Lighting-7P_V2 | M_Input | Council 7th Plan | 2020 | Retro | 2022 | 2045 | PSE | Industrial | Fruit Storage | Electric | Per Region | NA | NA | Fruit Storage Cold Storage Tuneup | Fruit Storage Cold Storage Tuneup | 0 | 3 | 0 | 0 | C-War-Ref-All-All-All-C | 0 | 0 | 0 | 0 | 0 | 0 | 0 | 0 | 0 | 0 | 0 | 0 | Comm Flat | Cold Storage Tuneup | Cold Storage Tuneup | RefrigWarehouseGroc | 0.01247% | 100% | 0% | 1 | 1 | 100% | 33.33% | 85% | 6.8% | 0.2% | 0 | 0 | 0 | 0 | 0 | 0 | 0 | 0 | 0 |  | 0 | 0 | 0 | 01. ($9,999.000) to $0.028 | N/A | 0 | 01. ($9,999.00) to $0.22 | N/A | 0.085 | 0.085 | 0.085 | 0.085 | 0.085 | 0.085 | 0.085 | 0.085 | 0.085 | 0.085 | 0 | 0 | 0 | 0 | 0 | 0 | 0 | 0 | 0 | 0 | 0 | 0 | 0 | 0 | 0 | 0 | 0 | 0 | 0 | 0 | 0 | 0 | 0 | 0 | 0 | 0 | 0 | 0 | 0 | 0 | 0 | 0 | 0 | 0 | 0 | 0 | 0 | 0 | 0 | 0 | 0 | 0 | 0 | 0 | 0 | 0 | 0 | 0 | 0 | 0 | 0 | 0 | 0 | 0 | 0 | 0 | 0 | 0 | 0 | 0 | 0 | 0 | 0 | 0 | 0 | 0 | 0 | 0 | 0 | 0 | 0 | 0 | 0 | 0 | 0 | 0 | 0 | 0 | 0 | 0 | 0 | 0 | 0 | 0 | 0 | 0 | 0 | 0 | 0 | 0 | 0 | 0 | 0 | 0 | 0 | 0 | 0 | 0 | 0 | 0 | 0 | 0 | 0 | 0 | 0 | 0 | 0 | 0 | 0 | 0 | 0 | 0 | 0 | 0 | 0 | 0 | 0 | 0 | 0 | 0 | 0 | 0 | 0 | 0 | 0 | 0 | 0 | 0 | 0 | 0 | 0 | 0 | 0 | 0 | 0 | 0 | 0 | 0 | 0 | 0 | 0 | 0 | 0 | 0 | 0 | 0 | 0 | 0 | 0 | 0 | 0 | 0 | 0 | 0 | 0 | 0 | 0 | 0 | 0 | 0 | 0 | 0 | 0 | 0 | 0 | 0 | 0 | 0 | 0 | 0 | 0 | 0 | 0 | 0 | 0 | 0 | 0 | 0 | 0 | 0 | 0 | 0 | 0 | 0 | 0 | 0 | 0 | 0 | 0 | 0 | 0 | 0 | 0 | 0.01116% | 0 | 0 | 0 | 0 | 0 | 0 | 0 | 0 | 0 | 0 | 0 | 0 | 0 | 0 | 0 | 0 | 0 | 0 | 0 | 0 | 0 | 0 | 0 | 0
| IND-Lighting-7P_V2 | M_Input | Council 7th Plan | 2020 | Retro | 2022 | 2045 | PSE | Industrial | Fruit Storage | Electric | Per Region | NA | NA | Fruit Storage Fruit Storage Refer Retrofit | Fruit Storage Fruit Storage Refer Retrofit | 68.3785 | 10 | 21.0463 | 0 | C-War-Ref-All-All-All-C | 0 | 0 | 0 | 0 | 0 | 0 | 0 | 0 | 0 | 0 | 0 | 0 | Comm Flat | Refer Retrofit | Refer Retrofit | RefrigWarehouseGroc | 0.01247% | 100% | 0% | 1 | 1 | 100% | 10% | 85% | 6.8% | 0.2% | 31.9684 | 1.2548 | 3.3223 | 34.8416 | 0 | 0 | 0 | 34.4738 | 0 |  | 0.043188 | 0 | 0.043188 | 02. $0.028 to $0.055 | N/A | 0 | 01. ($9,999.00) to $0.22 | N/A | 0.085 | 0.085 | 0.085 | 0.085 | 0.085 | 0.085 | 0.085 | 0.085 | 0.085 | 0.085 | 0 | 0 | 0 | 0 | 0 | 0 | 0 | 0 | 0 | 0 | 0 | 0 | 0 | 0 | 5.8122 | 5.9169 | 5.9327 | 5.868 | 5.8317 | 5.8055 | 5.8077 | 5.7675 | 5.7599 | 5.7453 | 0 | 0 | 0 | 0 | 0 | 0 | 0 | 0 | 0 | 0 | 0 | 0 | 0 | 0 | 58.2474 | 5.8122 | 11.7291 | 17.6618 | 23.5298 | 29.3616 | 35.167 | 40.9747 | 46.7422 | 52.5021 | 58.2474 | 58.2474 | 58.2474 | 58.2474 | 58.2474 | 58.2474 | 58.2474 | 58.2474 | 58.2474 | 58.2474 | 58.2474 | 58.2474 | 58.2474 | 58.2474 | 58.2474 | 0 | 0 | 0 | 0 | 0 | 0 | 0 | 0 | 0 | 0 | 0 | 0 | 0 | 0 | 0 | 0 | 0 | 0 | 0 | 0 | 0 | 0 | 0 | 0 | 0 | 0 | 0 | 0 | 0 | 0 | 0 | 0 | 0 | 0 | 0 | 0 | 0 | 0 | 0 | 0 | 0 | 0 | 0 | 0 | 0 | 0 | 0 | 0 | 0 | 0 | 0 | 0 | 0 | 0 | 0 | 0 | 0 | 0 | 0 | 0 | 0 | 0.00072455 | 0.0014622 | 0.0022017 | 0.0029333 | 0.0036603 | 0.004384 | 0.005108 | 0.0058269 | 0.006545 | 0.0072612 | 0.0072612 | 0.0072612 | 0.0072612 | 0.0072612 | 0.0072612 | 0.0072612 | 0.0072612 | 0.0072612 | 0.0072612 | 0.0072612 | 0.0072612 | 0.0072612 | 0.0072612 | 0.0072612 | 2.9303 | 2.9831 | 2.991 | 2.9584 | 2.9401 | 2.9269 | 2.928 | 2.9077 | 2.9039 | 2.8965 | 0 | 0 | 0 | 0 | 0 | 0 | 0 | 0 | 0 | 0 | 0 | 0 | 0 | 0 | 29.366 | 0 | 0 | 0 | 0 | 0 | 0 | 0 | 0 | 0 | 0 | 0 | 0 | 0 | 0 | 0 | 0 | 0 | 0 | 0 | 0 | 0.01116% | 0.00064887 | 0.0013094 | 0.0019718 | 0.0026269 | 0.0032779 | 0.0039261 | 0.0045744 | 0.0052183 | 0.0058614 | 0.0065028 | 0.0065028 | 0.0065028 | 0.0065028 | 0.0065028 | 0.0065028 | 0.0065028 | 0.0065028 | 0.0065028 | 0.0065028 | 0.0065028 | 0.0065028 | 0.0065028 | 0.0065028 | 0.0065028
| IND-Lighting-7P_V2 | M_Input | Council 7th Plan | 2020 | Retro | 2022 | 2045 | PSE | Industrial | Fruit Storage | Electric | Per Region | NA | NA | Fruit Storage CA Retrofit -- CO2 Scrub | Fruit Storage CA Retrofit -- CO2 Scrub | 0 | 10 | 0 | 0 | I-All-Other-Shift3-All-All-S | 0 | 0 | 0 | 0 | 0 | 0 | 0 | 0 | 0 | 0 | 0 | 0 | Comm Flat | CA Retrofit -- CO2 Scrub | CA Retrofit -- CO2 Scrub | IndShift3 | 0.01266% | 100% | 0% | 1 | 1 | 100% | 10% | 85% | 6.8% | 0.2% | 0 | 0 | 0 | 0 | 0 | 0 | 0 | 0 | 0 |  | 0 | 0 | 0 | 01. ($9,999.000) to $0.028 | N/A | 0 | 01. ($9,999.00) to $0.22 | N/A | 0.085 | 0.085 | 0.085 | 0.085 | 0.085 | 0.085 | 0.085 | 0.085 | 0.085 | 0.085 | 0 | 0 | 0 | 0 | 0 | 0 | 0 | 0 | 0 | 0 | 0 | 0 | 0 | 0 | 0 | 0 | 0 | 0 | 0 | 0 | 0 | 0 | 0 | 0 | 0 | 0 | 0 | 0 | 0 | 0 | 0 | 0 | 0 | 0 | 0 | 0 | 0 | 0 | 0 | 0 | 0 | 0 | 0 | 0 | 0 | 0 | 0 | 0 | 0 | 0 | 0 | 0 | 0 | 0 | 0 | 0 | 0 | 0 | 0 | 0 | 0 | 0 | 0 | 0 | 0 | 0 | 0 | 0 | 0 | 0 | 0 | 0 | 0 | 0 | 0 | 0 | 0 | 0 | 0 | 0 | 0 | 0 | 0 | 0 | 0 | 0 | 0 | 0 | 0 | 0 | 0 | 0 | 0 | 0 | 0 | 0 | 0 | 0 | 0 | 0 | 0 | 0 | 0 | 0 | 0 | 0 | 0 | 0 | 0 | 0 | 0 | 0 | 0 | 0 | 0 | 0 | 0 | 0 | 0 | 0 | 0 | 0 | 0 | 0 | 0 | 0 | 0 | 0 | 0 | 0 | 0 | 0 | 0 | 0 | 0 | 0 | 0 | 0 | 0 | 0 | 0 | 0 | 0 | 0 | 0 | 0 | 0 | 0 | 0 | 0 | 0 | 0 | 0 | 0 | 0 | 0 | 0 | 0 | 0 | 0 | 0 | 0 | 0 | 0 | 0 | 0 | 0 | 0 | 0 | 0 | 0 | 0 | 0 | 0 | 0 | 0 | 0 | 0 | 0 | 0 | 0 | 0 | 0 | 0 | 0 | 0 | 0 | 0 | 0 | 0 | 0 | 0 | 0 | 0.01296% | 0 | 0 | 0 | 0 | 0 | 0 | 0 | 0 | 0 | 0 | 0 | 0 | 0 | 0 | 0 | 0 | 0 | 0 | 0 | 0 | 0 | 0 | 0 | 0
| IND-Lighting-7P_V2 | M_Input | Council 7th Plan | 2020 | Retro | 2022 | 2045 | PSE | Industrial | Fruit Storage | Electric | Per Region | NA | NA | Fruit Storage CA Retrofit -- Membrane | Fruit Storage CA Retrofit -- Membrane | 0 | 10 | 0 | 0 | I-All-Other-Shift3-All-All-S | 0 | 0 | 0 | 0 | 0 | 0 | 0 | 0 | 0 | 0 | 0 | 0 | Comm Flat | CA Retrofit -- Membrane | CA Retrofit -- Membrane | IndShift3 | 0.01266% | 100% | 0% | 1 | 1 | 100% | 10% | 85% | 6.8% | 0.2% | 0 | 0 | 0 | 0 | 0 | 0 | 0 | 0 | 0 |  | 0 | 0 | 0 | 01. ($9,999.000) to $0.028 | N/A | 0 | 01. ($9,999.00) to $0.22 | N/A | 0.085 | 0.085 | 0.085 | 0.085 | 0.085 | 0.085 | 0.085 | 0.085 | 0.085 | 0.085 | 0 | 0 | 0 | 0 | 0 | 0 | 0 | 0 | 0 | 0 | 0 | 0 | 0 | 0 | 0 | 0 | 0 | 0 | 0 | 0 | 0 | 0 | 0 | 0 | 0 | 0 | 0 | 0 | 0 | 0 | 0 | 0 | 0 | 0 | 0 | 0 | 0 | 0 | 0 | 0 | 0 | 0 | 0 | 0 | 0 | 0 | 0 | 0 | 0 | 0 | 0 | 0 | 0 | 0 | 0 | 0 | 0 | 0 | 0 | 0 | 0 | 0 | 0 | 0 | 0 | 0 | 0 | 0 | 0 | 0 | 0 | 0 | 0 | 0 | 0 | 0 | 0 | 0 | 0 | 0 | 0 | 0 | 0 | 0 | 0 | 0 | 0 | 0 | 0 | 0 | 0 | 0 | 0 | 0 | 0 | 0 | 0 | 0 | 0 | 0 | 0 | 0 | 0 | 0 | 0 | 0 | 0 | 0 | 0 | 0 | 0 | 0 | 0 | 0 | 0 | 0 | 0 | 0 | 0 | 0 | 0 | 0 | 0 | 0 | 0 | 0 | 0 | 0 | 0 | 0 | 0 | 0 | 0 | 0 | 0 | 0 | 0 | 0 | 0 | 0 | 0 | 0 | 0 | 0 | 0 | 0 | 0 | 0 | 0 | 0 | 0 | 0 | 0 | 0 | 0 | 0 | 0 | 0 | 0 | 0 | 0 | 0 | 0 | 0 | 0 | 0 | 0 | 0 | 0 | 0 | 0 | 0 | 0 | 0 | 0 | 0 | 0 | 0 | 0 | 0 | 0 | 0 | 0 | 0 | 0 | 0 | 0 | 0 | 0 | 0 | 0 | 0 | 0 | 0.01296% | 0 | 0 | 0 | 0 | 0 | 0 | 0 | 0 | 0 | 0 | 0 | 0 | 0 | 0 | 0 | 0 | 0 | 0 | 0 | 0 | 0 | 0 | 0 | 0
| IND-Lighting-7P_V2 | M_Input | Council 7th Plan | 2020 | Retro | 2022 | 2045 | PSE | Industrial | Fruit Storage | Electric | Per Region | NA | NA | Fruit Storage Fruit Storage Tuneup | Fruit Storage Fruit Storage Tuneup | 22.309 | 3 | 1.9504 | 0 | C-War-Ref-All-All-All-C | 0 | 0 | 0 | 0 | 0 | 0 | 0 | 0 | 0 | 0 | 0 | 0 | Comm Flat | Tuneup | Tuneup | RefrigWarehouseGroc | 0.01247% | 100% | 0% | 1 | 1 | 100% | 33.33% | 85% | 6.8% | 0.2% | 3.4866 | 0.40938 | 0.38959 | 8.644 | 0 | 0 | 0 | 8.2351 | 0 |  | 0.031622 | 0 | 0.031622 | 02. $0.028 to $0.055 | N/A | 0 | 01. ($9,999.00) to $0.22 | N/A | 0.085 | 0.085 | 0.085 | 0.085 | 0.085 | 0.085 | 0.085 | 0.085 | 0.085 | 0.085 | 0 | 0 | 0 | 0 | 0 | 0 | 0 | 0 | 0 | 0 | 0 | 0 | 0 | 0 | 1.8963 | 1.9304 | 1.9356 | 1.9145 | 1.9026 | 1.8941 | 1.8948 | 1.8817 | 1.8792 | 1.8744 | 0 | 0 | 0 | 0 | 0 | 0 | 0 | 0 | 0 | 0 | 0 | 0 | 0 | 0 | 19.0036 | 1.8963 | 3.8267 | 5.7623 | 7.6768 | 9.5794 | 11.4735 | 13.3683 | 15.25 | 17.1292 | 19.0036 | 19.0036 | 19.0036 | 19.0036 | 19.0036 | 19.0036 | 19.0036 | 19.0036 | 19.0036 | 19.0036 | 19.0036 | 19.0036 | 19.0036 | 19.0036 | 19.0036 | 0 | 0 | 0 | 0 | 0 | 0 | 0 | 0 | 0 | 0 | 0 | 0 | 0 | 0 | 0 | 0 | 0 | 0 | 0 | 0 | 0 | 0 | 0 | 0 | 0 | 0 | 0 | 0 | 0 | 0 | 0 | 0 | 0 | 0 | 0 | 0 | 0 | 0 | 0 | 0 | 0 | 0 | 0 | 0 | 0 | 0 | 0 | 0 | 0 | 0 | 0 | 0 | 0 | 0 | 0 | 0 | 0 | 0 | 0 | 0 | 0 | 0.00023639 | 0.00047704 | 0.00071833 | 0.000957 | 0.0011942 | 0.0014303 | 0.0016665 | 0.0019011 | 0.0021353 | 0.002369 | 0.002369 | 0.002369 | 0.002369 | 0.002369 | 0.002369 | 0.002369 | 0.002369 | 0.002369 | 0.002369 | 0.002369 | 0.002369 | 0.002369 | 0.002369 | 0.002369 | 0.69999 | 0.7126 | 0.7145 | 0.70671 | 0.70234 | 0.69918 | 0.69944 | 0.69461 | 0.69369 | 0.69193 | 0 | 0 | 0 | 0 | 0 | 0 | 0 | 0 | 0 | 0 | 0 | 0 | 0 | 0 | 7.015 | 0 | 0 | 0 | 0 | 0 | 0 | 0 | 0 | 0 | 0 | 0 | 0 | 0 | 0 | 0 | 0 | 0 | 0 | 0 | 0 | 0.01116% | 0.0002117 | 0.00042721 | 0.0006433 | 0.00085704 | 0.0010694 | 0.0012809 | 0.0014924 | 0.0017025 | 0.0019123 | 0.0021216 | 0.0021216 | 0.0021216 | 0.0021216 | 0.0021216 | 0.0021216 | 0.0021216 | 0.0021216 | 0.0021216 | 0.0021216 | 0.0021216 | 0.0021216 | 0.0021216 | 0.0021216 | 0.0021216
| IND-Lighting-7P_V2 | M_Input | Council 7th Plan | 2020 | Retro | 2022 | 2045 | PSE | Industrial | Fruit Storage | Electric | Per Region | NA | NA | Fruit Storage Groc Dist Retrofit | Fruit Storage Groc Dist Retrofit | 0 | 10 | 0 | 0 | C-War-Ref-All-All-All-C | 0 | 0 | 0 | 0 | 0 | 0 | 0 | 0 | 0 | 0 | 0 | 0 | Comm Flat | Groc Dist Retrofit | Groc Dist Retrofit | IndShift3 | 0.01266% | 100% | 0% | 1 | 1 | 100% | 10% | 85% | 6.8% | 0.2% | 0 | 0 | 0 | 0 | 0 | 0 | 0 | 0 | 0 |  | 0 | 0 | 0 | 01. ($9,999.000) to $0.028 | N/A | 0 | 01. ($9,999.00) to $0.22 | N/A | 0.085 | 0.085 | 0.085 | 0.085 | 0.085 | 0.085 | 0.085 | 0.085 | 0.085 | 0.085 | 0 | 0 | 0 | 0 | 0 | 0 | 0 | 0 | 0 | 0 | 0 | 0 | 0 | 0 | 0 | 0 | 0 | 0 | 0 | 0 | 0 | 0 | 0 | 0 | 0 | 0 | 0 | 0 | 0 | 0 | 0 | 0 | 0 | 0 | 0 | 0 | 0 | 0 | 0 | 0 | 0 | 0 | 0 | 0 | 0 | 0 | 0 | 0 | 0 | 0 | 0 | 0 | 0 | 0 | 0 | 0 | 0 | 0 | 0 | 0 | 0 | 0 | 0 | 0 | 0 | 0 | 0 | 0 | 0 | 0 | 0 | 0 | 0 | 0 | 0 | 0 | 0 | 0 | 0 | 0 | 0 | 0 | 0 | 0 | 0 | 0 | 0 | 0 | 0 | 0 | 0 | 0 | 0 | 0 | 0 | 0 | 0 | 0 | 0 | 0 | 0 | 0 | 0 | 0 | 0 | 0 | 0 | 0 | 0 | 0 | 0 | 0 | 0 | 0 | 0 | 0 | 0 | 0 | 0 | 0 | 0 | 0 | 0 | 0 | 0 | 0 | 0 | 0 | 0 | 0 | 0 | 0 | 0 | 0 | 0 | 0 | 0 | 0 | 0 | 0 | 0 | 0 | 0 | 0 | 0 | 0 | 0 | 0 | 0 | 0 | 0 | 0 | 0 | 0 | 0 | 0 | 0 | 0 | 0 | 0 | 0 | 0 | 0 | 0 | 0 | 0 | 0 | 0 | 0 | 0 | 0 | 0 | 0 | 0 | 0 | 0 | 0 | 0 | 0 | 0 | 0 | 0 | 0 | 0 | 0 | 0 | 0 | 0 | 0 | 0 | 0 | 0 | 0 | 0.01296% | 0 | 0 | 0 | 0 | 0 | 0 | 0 | 0 | 0 | 0 | 0 | 0 | 0 | 0 | 0 | 0 | 0 | 0 | 0 | 0 | 0 | 0 | 0 | 0
| IND-Lighting-7P_V2 | M_Input | Council 7th Plan | 2020 | Retro | 2022 | 2045 | PSE | Industrial | Fruit Storage | Electric | Per Region | NA | NA | Fruit Storage Groc Dist Tuneup | Fruit Storage Groc Dist Tuneup | 0 | 3 | 0 | 0 | C-War-Ref-All-All-All-C | 0 | 0 | 0 | 0 | 0 | 0 | 0 | 0 | 0 | 0 | 0 | 0 | Comm Flat | Groc Dist Tuneup | Groc Dist Tuneup | IndShift3 | 0.01266% | 100% | 0% | 1 | 1 | 100% | 33.33% | 85% | 6.8% | 0.2% | 0 | 0 | 0 | 0 | 0 | 0 | 0 | 0 | 0 |  | 0 | 0 | 0 | 01. ($9,999.000) to $0.028 | N/A | 0 | 01. ($9,999.00) to $0.22 | N/A | 0.085 | 0.085 | 0.085 | 0.085 | 0.085 | 0.085 | 0.085 | 0.085 | 0.085 | 0.085 | 0 | 0 | 0 | 0 | 0 | 0 | 0 | 0 | 0 | 0 | 0 | 0 | 0 | 0 | 0 | 0 | 0 | 0 | 0 | 0 | 0 | 0 | 0 | 0 | 0 | 0 | 0 | 0 | 0 | 0 | 0 | 0 | 0 | 0 | 0 | 0 | 0 | 0 | 0 | 0 | 0 | 0 | 0 | 0 | 0 | 0 | 0 | 0 | 0 | 0 | 0 | 0 | 0 | 0 | 0 | 0 | 0 | 0 | 0 | 0 | 0 | 0 | 0 | 0 | 0 | 0 | 0 | 0 | 0 | 0 | 0 | 0 | 0 | 0 | 0 | 0 | 0 | 0 | 0 | 0 | 0 | 0 | 0 | 0 | 0 | 0 | 0 | 0 | 0 | 0 | 0 | 0 | 0 | 0 | 0 | 0 | 0 | 0 | 0 | 0 | 0 | 0 | 0 | 0 | 0 | 0 | 0 | 0 | 0 | 0 | 0 | 0 | 0 | 0 | 0 | 0 | 0 | 0 | 0 | 0 | 0 | 0 | 0 | 0 | 0 | 0 | 0 | 0 | 0 | 0 | 0 | 0 | 0 | 0 | 0 | 0 | 0 | 0 | 0 | 0 | 0 | 0 | 0 | 0 | 0 | 0 | 0 | 0 | 0 | 0 | 0 | 0 | 0 | 0 | 0 | 0 | 0 | 0 | 0 | 0 | 0 | 0 | 0 | 0 | 0 | 0 | 0 | 0 | 0 | 0 | 0 | 0 | 0 | 0 | 0 | 0 | 0 | 0 | 0 | 0 | 0 | 0 | 0 | 0 | 0 | 0 | 0 | 0 | 0 | 0 | 0 | 0 | 0 | 0.01296% | 0 | 0 | 0 | 0 | 0 | 0 | 0 | 0 | 0 | 0 | 0 | 0 | 0 | 0 | 0 | 0 | 0 | 0 | 0 | 0 | 0 | 0 | 0 | 0
| IND-Lighting-7P_V2 | M_Input | Council 7th Plan | 2020 | Retro | 2022 | 2045 | PSE | Industrial | Fruit Storage | Electric | Per Region | NA | NA | Fruit Storage Plant Energy Management | Fruit Storage Plant Energy Management | 0 | 10 | 0 | 0 | I-All-Other-Shift3-All-All-S | 0 | 0 | 0 | 0 | 0 | 0 | 0 | 0 | 0 | 0 | 0 | 0 | Comm Flat | Plant Energy Management | Plant Energy Management | IndShift3 | 0.01266% | 100% | 0% | 1 | 1 | 100% | 10% | 85% | 6.8% | 0.2% | 0 | 0 | 0 | 0 | 0 | 0 | 0 | 0 | 0 |  | 0 | 0 | 0 | 01. ($9,999.000) to $0.028 | N/A | 0 | 01. ($9,999.00) to $0.22 | N/A | 0.085 | 0.085 | 0.085 | 0.085 | 0.085 | 0.085 | 0.085 | 0.085 | 0.085 | 0.085 | 0 | 0 | 0 | 0 | 0 | 0 | 0 | 0 | 0 | 0 | 0 | 0 | 0 | 0 | 0 | 0 | 0 | 0 | 0 | 0 | 0 | 0 | 0 | 0 | 0 | 0 | 0 | 0 | 0 | 0 | 0 | 0 | 0 | 0 | 0 | 0 | 0 | 0 | 0 | 0 | 0 | 0 | 0 | 0 | 0 | 0 | 0 | 0 | 0 | 0 | 0 | 0 | 0 | 0 | 0 | 0 | 0 | 0 | 0 | 0 | 0 | 0 | 0 | 0 | 0 | 0 | 0 | 0 | 0 | 0 | 0 | 0 | 0 | 0 | 0 | 0 | 0 | 0 | 0 | 0 | 0 | 0 | 0 | 0 | 0 | 0 | 0 | 0 | 0 | 0 | 0 | 0 | 0 | 0 | 0 | 0 | 0 | 0 | 0 | 0 | 0 | 0 | 0 | 0 | 0 | 0 | 0 | 0 | 0 | 0 | 0 | 0 | 0 | 0 | 0 | 0 | 0 | 0 | 0 | 0 | 0 | 0 | 0 | 0 | 0 | 0 | 0 | 0 | 0 | 0 | 0 | 0 | 0 | 0 | 0 | 0 | 0 | 0 | 0 | 0 | 0 | 0 | 0 | 0 | 0 | 0 | 0 | 0 | 0 | 0 | 0 | 0 | 0 | 0 | 0 | 0 | 0 | 0 | 0 | 0 | 0 | 0 | 0 | 0 | 0 | 0 | 0 | 0 | 0 | 0 | 0 | 0 | 0 | 0 | 0 | 0 | 0 | 0 | 0 | 0 | 0 | 0 | 0 | 0 | 0 | 0 | 0 | 0 | 0 | 0 | 0 | 0 | 0 | 0.01296% | 0 | 0 | 0 | 0 | 0 | 0 | 0 | 0 | 0 | 0 | 0 | 0 | 0 | 0 | 0 | 0 | 0 | 0 | 0 | 0 | 0 | 0 | 0 | 0
| IND-Lighting-7P_V2 | M_Input | Council 7th Plan | 2020 | Retro | 2022 | 2045 | PSE | Industrial | Fruit Storage | Electric | Per Region | NA | NA | Fruit Storage Energy Project Management | Fruit Storage Energy Project Management | 0 | 11 | 0 | 0 | I-All-Other-Shift3-All-All-S | 0 | 0 | 0 | 0 | 0 | 0 | 0 | 0 | 0 | 0 | 0 | 0 | Comm Flat | Energy Project Management | Energy Project Management | IndShift3 | 0.01266% | 100% | 0% | 1 | 1 | 100% | 9.091% | 85% | 6.8% | 0.2% | 0 | 0 | 0 | 0 | 0 | 0 | 0 | 0 | 0 |  | 0 | 0 | 0 | 01. ($9,999.000) to $0.028 | N/A | 0 | 01. ($9,999.00) to $0.22 | N/A | 0.085 | 0.085 | 0.085 | 0.085 | 0.085 | 0.085 | 0.085 | 0.085 | 0.085 | 0.085 | 0 | 0 | 0 | 0 | 0 | 0 | 0 | 0 | 0 | 0 | 0 | 0 | 0 | 0 | 0 | 0 | 0 | 0 | 0 | 0 | 0 | 0 | 0 | 0 | 0 | 0 | 0 | 0 | 0 | 0 | 0 | 0 | 0 | 0 | 0 | 0 | 0 | 0 | 0 | 0 | 0 | 0 | 0 | 0 | 0 | 0 | 0 | 0 | 0 | 0 | 0 | 0 | 0 | 0 | 0 | 0 | 0 | 0 | 0 | 0 | 0 | 0 | 0 | 0 | 0 | 0 | 0 | 0 | 0 | 0 | 0 | 0 | 0 | 0 | 0 | 0 | 0 | 0 | 0 | 0 | 0 | 0 | 0 | 0 | 0 | 0 | 0 | 0 | 0 | 0 | 0 | 0 | 0 | 0 | 0 | 0 | 0 | 0 | 0 | 0 | 0 | 0 | 0 | 0 | 0 | 0 | 0 | 0 | 0 | 0 | 0 | 0 | 0 | 0 | 0 | 0 | 0 | 0 | 0 | 0 | 0 | 0 | 0 | 0 | 0 | 0 | 0 | 0 | 0 | 0 | 0 | 0 | 0 | 0 | 0 | 0 | 0 | 0 | 0 | 0 | 0 | 0 | 0 | 0 | 0 | 0 | 0 | 0 | 0 | 0 | 0 | 0 | 0 | 0 | 0 | 0 | 0 | 0 | 0 | 0 | 0 | 0 | 0 | 0 | 0 | 0 | 0 | 0 | 0 | 0 | 0 | 0 | 0 | 0 | 0 | 0 | 0 | 0 | 0 | 0 | 0 | 0 | 0 | 0 | 0 | 0 | 0 | 0 | 0 | 0 | 0 | 0 | 0 | 0.01296% | 0 | 0 | 0 | 0 | 0 | 0 | 0 | 0 | 0 | 0 | 0 | 0 | 0 | 0 | 0 | 0 | 0 | 0 | 0 | 0 | 0 | 0 | 0 | 0
| IND-Lighting-7P_V2 | M_Input | Council 7th Plan | 2020 | Retro | 2022 | 2045 | PSE | Industrial | Fruit Storage | Electric | Per Region | NA | NA | Fruit Storage Integrated Plant Energy Management | Fruit Storage Integrated Plant Energy Management | 0 | 11 | 0 | 0 | I-All-Other-Shift3-All-All-S | 0 | 0 | 0 | 0 | 0 | 0 | 0 | 0 | 0 | 0 | 0 | 0 | Comm Flat | Integrated Plant Energy Management | Integrated Plant Energy Management | IndShift3 | 0.01266% | 100% | 0% | 1 | 1 | 100% | 9.091% | 85% | 6.8% | 0.2% | 0 | 0 | 0 | 0 | 0 | 0 | 0 | 0 | 0 |  | 0 | 0 | 0 | 01. ($9,999.000) to $0.028 | N/A | 0 | 01. ($9,999.00) to $0.22 | N/A | 0.085 | 0.085 | 0.085 | 0.085 | 0.085 | 0.085 | 0.085 | 0.085 | 0.085 | 0.085 | 0 | 0 | 0 | 0 | 0 | 0 | 0 | 0 | 0 | 0 | 0 | 0 | 0 | 0 | 0 | 0 | 0 | 0 | 0 | 0 | 0 | 0 | 0 | 0 | 0 | 0 | 0 | 0 | 0 | 0 | 0 | 0 | 0 | 0 | 0 | 0 | 0 | 0 | 0 | 0 | 0 | 0 | 0 | 0 | 0 | 0 | 0 | 0 | 0 | 0 | 0 | 0 | 0 | 0 | 0 | 0 | 0 | 0 | 0 | 0 | 0 | 0 | 0 | 0 | 0 | 0 | 0 | 0 | 0 | 0 | 0 | 0 | 0 | 0 | 0 | 0 | 0 | 0 | 0 | 0 | 0 | 0 | 0 | 0 | 0 | 0 | 0 | 0 | 0 | 0 | 0 | 0 | 0 | 0 | 0 | 0 | 0 | 0 | 0 | 0 | 0 | 0 | 0 | 0 | 0 | 0 | 0 | 0 | 0 | 0 | 0 | 0 | 0 | 0 | 0 | 0 | 0 | 0 | 0 | 0 | 0 | 0 | 0 | 0 | 0 | 0 | 0 | 0 | 0 | 0 | 0 | 0 | 0 | 0 | 0 | 0 | 0 | 0 | 0 | 0 | 0 | 0 | 0 | 0 | 0 | 0 | 0 | 0 | 0 | 0 | 0 | 0 | 0 | 0 | 0 | 0 | 0 | 0 | 0 | 0 | 0 | 0 | 0 | 0 | 0 | 0 | 0 | 0 | 0 | 0 | 0 | 0 | 0 | 0 | 0 | 0 | 0 | 0 | 0 | 0 | 0 | 0 | 0 | 0 | 0 | 0 | 0 | 0 | 0 | 0 | 0 | 0 | 0 | 0.01296% | 0 | 0 | 0 | 0 | 0 | 0 | 0 | 0 | 0 | 0 | 0 | 0 | 0 | 0 | 0 | 0 | 0 | 0 | 0 | 0 | 0 | 0 | 0 | 0
| IND-Lighting-7P_V2 | M_Input | Council 7th Plan | 2020 | Retro | 2022 | 2045 | PSE | Industrial | Chemical | Electric | Per Region | NA | NA | Chemical Air Compressor Demand Reduction | Chemical Air Compressor Demand Reduction | 148678.6516 | 10 | 14948.14 | 4642.2795 | I-All-Other-Shift3-All-All-S | 0 | 0 | 0 | 0 | 0 | 0 | 0 | 0 | 0 | 0 | 0 | 0 | Comm Flat | Air Compressor Demand Reduction | Air Compressor Demand Reduction | IndShift3 | 0.01266% | 100% | 0% | 1 | 1 | 100% | 10% | 85% | 6.8% | 0.2% | 69510.4033 | 2770.6832 | 7228.1086 | 24746.2036 | 0 | 0 | 0 | 71928.7849 | 0 |  | 0.041443 | 0 | 0.041443 | 02. $0.028 to $0.055 | N/A | 0 | 01. ($9,999.00) to $0.22 | N/A | 0.085 | 0.085 | 0.085 | 0.085 | 0.085 | 0.085 | 0.085 | 0.085 | 0.085 | 0.085 | 0 | 0 | 0 | 0 | 0 | 0 | 0 | 0 | 0 | 0 | 0 | 0 | 0 | 0 | 12637.6854 | 12865.4632 | 12899.7709 | 12759.1038 | 12680.2455 | 12623.0776 | 12627.864 | 12540.5581 | 12524.0491 | 12492.1851 | 0 | 0 | 0 | 0 | 0 | 0 | 0 | 0 | 0 | 0 | 0 | 0 | 0 | 0 | 126650.0028 | 12637.6854 | 25503.1486 | 38402.9195 | 51162.0233 | 63842.2688 | 76465.3464 | 89093.2104 | 101633.7686 | 114157.8177 | 126650.0028 | 126650.0028 | 126650.0028 | 126650.0028 | 126650.0028 | 126650.0028 | 126650.0028 | 126650.0028 | 126650.0028 | 126650.0028 | 126650.0028 | 126650.0028 | 126650.0028 | 126650.0028 | 126650.0028 | 0 | 0 | 0 | 0 | 0 | 0 | 0 | 0 | 0 | 0 | 0 | 0 | 0 | 0 | 0 | 0 | 0 | 0 | 0 | 0 | 0 | 0 | 0 | 0 | 0 | 0 | 0 | 0 | 0 | 0 | 0 | 0 | 0 | 0 | 0 | 0 | 0 | 0 | 0 | 0 | 0 | 0 | 0 | 0 | 0 | 0 | 0 | 0 | 0 | 0 | 0 | 0 | 0 | 0 | 0 | 0 | 0 | 0 | 0 | 0 | 0 | 1.5999 | 3.2286 | 4.8617 | 6.4769 | 8.0822 | 9.6802 | 11.2789 | 12.8665 | 14.452 | 16.0334 | 16.0334 | 16.0334 | 16.0334 | 16.0334 | 16.0334 | 16.0334 | 16.0334 | 16.0334 | 16.0334 | 16.0334 | 16.0334 | 16.0334 | 16.0334 | 16.0334 | 6113.9467 | 6224.1427 | 6240.7402 | 6172.6874 | 6134.5367 | 6106.8797 | 6109.1953 | 6066.9578 | 6058.971 | 6043.5556 | 0 | 0 | 0 | 0 | 0 | 0 | 0 | 0 | 0 | 0 | 0 | 0 | 0 | 0 | 61271.6131 | 0 | 0 | 0 | 0 | 0 | 0 | 0 | 0 | 0 | 0 | 0 | 0 | 0 | 0 | 0 | 0 | 0 | 0 | 0 | 0 | 0.01296% | 1.6375 | 3.3045 | 4.9759 | 6.6292 | 8.2722 | 9.9078 | 11.544 | 13.1689 | 14.7916 | 16.4103 | 16.4103 | 16.4103 | 16.4103 | 16.4103 | 16.4103 | 16.4103 | 16.4103 | 16.4103 | 16.4103 | 16.4103 | 16.4103 | 16.4103 | 16.4103 | 16.4103
| IND-Lighting-7P_V2 | M_Input | Council 7th Plan | 2020 | Retro | 2022 | 2045 | PSE | Industrial | Chemical | Electric | Per Region | NA | NA | Chemical Air Compressor Equipment1 | Chemical Air Compressor Equipment1 | 0 | 10 | 0 | 0 | I-All-Other-Shift3-All-All-S | 0 | 0 | 0 | 0 | 0 | 0 | 0 | 0 | 0 | 0 | 0 | 0 | Comm Flat | Air Compressor Equipment1 | Air Compressor Equipment1 | IndShift1 | 0.0135% | 100% | 0% | 1 | 1 | 100% | 10% | 85% | 6.8% | 0.2% | 0 | 0 | 0 | 0 | 0 | 0 | 0 | 0 | 0 |  | 0 | 0 | 0 | 01. ($9,999.000) to $0.028 | N/A | 0 | 01. ($9,999.00) to $0.22 | N/A | 0.085 | 0.085 | 0.085 | 0.085 | 0.085 | 0.085 | 0.085 | 0.085 | 0.085 | 0.085 | 0 | 0 | 0 | 0 | 0 | 0 | 0 | 0 | 0 | 0 | 0 | 0 | 0 | 0 | 0 | 0 | 0 | 0 | 0 | 0 | 0 | 0 | 0 | 0 | 0 | 0 | 0 | 0 | 0 | 0 | 0 | 0 | 0 | 0 | 0 | 0 | 0 | 0 | 0 | 0 | 0 | 0 | 0 | 0 | 0 | 0 | 0 | 0 | 0 | 0 | 0 | 0 | 0 | 0 | 0 | 0 | 0 | 0 | 0 | 0 | 0 | 0 | 0 | 0 | 0 | 0 | 0 | 0 | 0 | 0 | 0 | 0 | 0 | 0 | 0 | 0 | 0 | 0 | 0 | 0 | 0 | 0 | 0 | 0 | 0 | 0 | 0 | 0 | 0 | 0 | 0 | 0 | 0 | 0 | 0 | 0 | 0 | 0 | 0 | 0 | 0 | 0 | 0 | 0 | 0 | 0 | 0 | 0 | 0 | 0 | 0 | 0 | 0 | 0 | 0 | 0 | 0 | 0 | 0 | 0 | 0 | 0 | 0 | 0 | 0 | 0 | 0 | 0 | 0 | 0 | 0 | 0 | 0 | 0 | 0 | 0 | 0 | 0 | 0 | 0 | 0 | 0 | 0 | 0 | 0 | 0 | 0 | 0 | 0 | 0 | 0 | 0 | 0 | 0 | 0 | 0 | 0 | 0 | 0 | 0 | 0 | 0 | 0 | 0 | 0 | 0 | 0 | 0 | 0 | 0 | 0 | 0 | 0 | 0 | 0 | 0 | 0 | 0 | 0 | 0 | 0 | 0 | 0 | 0 | 0 | 0 | 0 | 0 | 0 | 0 | 0 | 0 | 0 | 0.01911% | 0 | 0 | 0 | 0 | 0 | 0 | 0 | 0 | 0 | 0 | 0 | 0 | 0 | 0 | 0 | 0 | 0 | 0 | 0 | 0 | 0 | 0 | 0 | 0
| IND-Lighting-7P_V2 | M_Input | Council 7th Plan | 2020 | Retro | 2022 | 2045 | PSE | Industrial | Chemical | Electric | Per Region | NA | NA | Chemical Air Compressor Equipment2 | Chemical Air Compressor Equipment2 | 0 | 10 | 0 | 0 | I-All-Other-Shift3-All-All-S | 0 | 0 | 0 | 0 | 0 | 0 | 0 | 0 | 0 | 0 | 0 | 0 | Comm Flat | Air Compressor Equipment2 | Air Compressor Equipment2 | IndShift2 | 0.01331% | 100% | 0% | 1 | 1 | 100% | 10% | 85% | 6.8% | 0.2% | 0 | 0 | 0 | 0 | 0 | 0 | 0 | 0 | 0 |  | 0 | 0 | 0 | 01. ($9,999.000) to $0.028 | N/A | 0 | 01. ($9,999.00) to $0.22 | N/A | 0.085 | 0.085 | 0.085 | 0.085 | 0.085 | 0.085 | 0.085 | 0.085 | 0.085 | 0.085 | 0 | 0 | 0 | 0 | 0 | 0 | 0 | 0 | 0 | 0 | 0 | 0 | 0 | 0 | 0 | 0 | 0 | 0 | 0 | 0 | 0 | 0 | 0 | 0 | 0 | 0 | 0 | 0 | 0 | 0 | 0 | 0 | 0 | 0 | 0 | 0 | 0 | 0 | 0 | 0 | 0 | 0 | 0 | 0 | 0 | 0 | 0 | 0 | 0 | 0 | 0 | 0 | 0 | 0 | 0 | 0 | 0 | 0 | 0 | 0 | 0 | 0 | 0 | 0 | 0 | 0 | 0 | 0 | 0 | 0 | 0 | 0 | 0 | 0 | 0 | 0 | 0 | 0 | 0 | 0 | 0 | 0 | 0 | 0 | 0 | 0 | 0 | 0 | 0 | 0 | 0 | 0 | 0 | 0 | 0 | 0 | 0 | 0 | 0 | 0 | 0 | 0 | 0 | 0 | 0 | 0 | 0 | 0 | 0 | 0 | 0 | 0 | 0 | 0 | 0 | 0 | 0 | 0 | 0 | 0 | 0 | 0 | 0 | 0 | 0 | 0 | 0 | 0 | 0 | 0 | 0 | 0 | 0 | 0 | 0 | 0 | 0 | 0 | 0 | 0 | 0 | 0 | 0 | 0 | 0 | 0 | 0 | 0 | 0 | 0 | 0 | 0 | 0 | 0 | 0 | 0 | 0 | 0 | 0 | 0 | 0 | 0 | 0 | 0 | 0 | 0 | 0 | 0 | 0 | 0 | 0 | 0 | 0 | 0 | 0 | 0 | 0 | 0 | 0 | 0 | 0 | 0 | 0 | 0 | 0 | 0 | 0 | 0 | 0 | 0 | 0 | 0 | 0 | 0.01847% | 0 | 0 | 0 | 0 | 0 | 0 | 0 | 0 | 0 | 0 | 0 | 0 | 0 | 0 | 0 | 0 | 0 | 0 | 0 | 0 | 0 | 0 | 0 | 0
| IND-Lighting-7P_V2 | M_Input | Council 7th Plan | 2020 | Retro | 2022 | 2045 | PSE | Industrial | Chemical | Electric | Per Region | NA | NA | Chemical Air Compressor Optimization | Chemical Air Compressor Optimization | 0 | 10 | 0 | 0 | I-All-Other-Shift3-All-All-S | 0 | 0 | 0 | 0 | 0 | 0 | 0 | 0 | 0 | 0 | 0 | 0 | Comm Flat | Air Compressor Optimization | Air Compressor Optimization | IndShift3 | 0.01266% | 100% | 0% | 1 | 1 | 100% | 10% | 85% | 6.8% | 0.2% | 0 | 0 | 0 | 0 | 0 | 0 | 0 | 0 | 0 |  | 0 | 0 | 0 | 01. ($9,999.000) to $0.028 | N/A | 0 | 01. ($9,999.00) to $0.22 | N/A | 0.085 | 0.085 | 0.085 | 0.085 | 0.085 | 0.085 | 0.085 | 0.085 | 0.085 | 0.085 | 0 | 0 | 0 | 0 | 0 | 0 | 0 | 0 | 0 | 0 | 0 | 0 | 0 | 0 | 0 | 0 | 0 | 0 | 0 | 0 | 0 | 0 | 0 | 0 | 0 | 0 | 0 | 0 | 0 | 0 | 0 | 0 | 0 | 0 | 0 | 0 | 0 | 0 | 0 | 0 | 0 | 0 | 0 | 0 | 0 | 0 | 0 | 0 | 0 | 0 | 0 | 0 | 0 | 0 | 0 | 0 | 0 | 0 | 0 | 0 | 0 | 0 | 0 | 0 | 0 | 0 | 0 | 0 | 0 | 0 | 0 | 0 | 0 | 0 | 0 | 0 | 0 | 0 | 0 | 0 | 0 | 0 | 0 | 0 | 0 | 0 | 0 | 0 | 0 | 0 | 0 | 0 | 0 | 0 | 0 | 0 | 0 | 0 | 0 | 0 | 0 | 0 | 0 | 0 | 0 | 0 | 0 | 0 | 0 | 0 | 0 | 0 | 0 | 0 | 0 | 0 | 0 | 0 | 0 | 0 | 0 | 0 | 0 | 0 | 0 | 0 | 0 | 0 | 0 | 0 | 0 | 0 | 0 | 0 | 0 | 0 | 0 | 0 | 0 | 0 | 0 | 0 | 0 | 0 | 0 | 0 | 0 | 0 | 0 | 0 | 0 | 0 | 0 | 0 | 0 | 0 | 0 | 0 | 0 | 0 | 0 | 0 | 0 | 0 | 0 | 0 | 0 | 0 | 0 | 0 | 0 | 0 | 0 | 0 | 0 | 0 | 0 | 0 | 0 | 0 | 0 | 0 | 0 | 0 | 0 | 0 | 0 | 0 | 0 | 0 | 0 | 0 | 0 | 0.01296% | 0 | 0 | 0 | 0 | 0 | 0 | 0 | 0 | 0 | 0 | 0 | 0 | 0 | 0 | 0 | 0 | 0 | 0 | 0 | 0 | 0 | 0 | 0 | 0
| IND-Lighting-7P_V2 | M_Input | Council 7th Plan | 2020 | Retro | 2022 | 2045 | PSE | Industrial | Chemical | Electric | Per Region | NA | NA | Chemical HighBay Lighting 1 Shift | Chemical HighBay Lighting 1 Shift | 7145.5633 | 26.5734 | 6118.8972 | -243.1512 | I-All-Other-Shift1-All-All-S | 0 | 0 | 0 | 0 | 0 | 0 | 0 | 0 | 0 | 0 | 0 | 0 | Comm Flat | HighBay Lighting 1 Shift | HighBay Lighting 1 Shift | IndShift1 | 0.0135% | 100% | 0% | 1 | 1 | 100% | 3.763% | 85% | 6.8% | 0.2% | 8578.3136 | 141.982 | 872.0296 | 6280.878 | 0 | 0 | 0 | 3652.2158 | 0 |  | 0.043784 | 0 | 0.043784 | 02. $0.028 to $0.055 | N/A | 0 | 01. ($9,999.00) to $0.22 | N/A | 0.085 | 0.085 | 0.085 | 0.085 | 0.085 | 0.085 | 0.085 | 0.085 | 0.085 | 0.085 | 0 | 0 | 0 | 0 | 0 | 0 | 0 | 0 | 0 | 0 | 0 | 0 | 0 | 0 | 607.3729 | 618.32 | 619.9688 | 613.2083 | 609.4183 | 606.6708 | 606.9009 | 602.7049 | 601.9115 | 600.3801 | 0 | 0 | 0 | 0 | 0 | 0 | 0 | 0 | 0 | 0 | 0 | 0 | 0 | 0 | 6086.8565 | 607.3729 | 1225.6929 | 1845.6617 | 2458.87 | 3068.2883 | 3674.9592 | 4281.86 | 4884.5649 | 5486.4764 | 6086.8565 | 6086.8565 | 6086.8565 | 6086.8565 | 6086.8565 | 6086.8565 | 6086.8565 | 6086.8565 | 6086.8565 | 6086.8565 | 6086.8565 | 6086.8565 | 6086.8565 | 6086.8565 | 6086.8565 | 0 | 0 | 0 | 0 | 0 | 0 | 0 | 0 | 0 | 0 | 0 | 0 | 0 | 0 | 0 | 0 | 0 | 0 | 0 | 0 | 0 | 0 | 0 | 0 | 0 | 0 | 0 | 0 | 0 | 0 | 0 | 0 | 0 | 0 | 0 | 0 | 0 | 0 | 0 | 0 | 0 | 0 | 0 | 0 | 0 | 0 | 0 | 0 | 0 | 0 | 0 | 0 | 0 | 0 | 0 | 0 | 0 | 0 | 0 | 0 | 0 | 0.081985 | 0.16545 | 0.24913 | 0.33191 | 0.41417 | 0.49606 | 0.57798 | 0.65933 | 0.74058 | 0.82162 | 0.82162 | 0.82162 | 0.82162 | 0.82162 | 0.82162 | 0.82162 | 0.82162 | 0.82162 | 0.82162 | 0.82162 | 0.82162 | 0.82162 | 0.82162 | 0.82162 | 310.4383 | 316.0336 | 316.8763 | 313.4209 | 311.4838 | 310.0795 | 310.1971 | 308.0525 | 307.6469 | 306.8642 | 0 | 0 | 0 | 0 | 0 | 0 | 0 | 0 | 0 | 0 | 0 | 0 | 0 | 0 | 3111.0932 | 0 | 0 | 0 | 0 | 0 | 0 | 0 | 0 | 0 | 0 | 0 | 0 | 0 | 0 | 0 | 0 | 0 | 0 | 0 | 0 | 0.01911% | 0.11608 | 0.23425 | 0.35274 | 0.46994 | 0.58641 | 0.70236 | 0.81835 | 0.93353 | 1.0486 | 1.1633 | 1.1633 | 1.1633 | 1.1633 | 1.1633 | 1.1633 | 1.1633 | 1.1633 | 1.1633 | 1.1633 | 1.1633 | 1.1633 | 1.1633 | 1.1633 | 1.1633
| IND-Lighting-7P_V2 | M_Input | Council 7th Plan | 2020 | Retro | 2022 | 2045 | PSE | Industrial | Chemical | Electric | Per Region | NA | NA | Chemical HighBay Lighting 2 Shift | Chemical HighBay Lighting 2 Shift | 21736.3549 | 15.5483 | 10740.6175 | -739.6506 | I-All-Other-Shift2-All-All-S | 0 | 0 | 0 | 0 | 0 | 0 | 0 | 0 | 0 | 0 | 0 | 0 | Comm Flat | HighBay Lighting 2 Shift | HighBay Lighting 2 Shift | IndShift2 | 0.01331% | 100% | 0% | 1 | 1 | 100% | 6.432% | 85% | 6.8% | 0.2% | 15201.4451 | 425.783 | 1562.7228 | 13723.8871 | 0 | 0 | 0 | 5249.1788 | 0 |  | 0.020687 | 0 | 0.020687 | 01. ($9,999.000) to $0.028 | N/A | 0 | 01. ($9,999.00) to $0.22 | N/A | 0.085 | 0.085 | 0.085 | 0.085 | 0.085 | 0.085 | 0.085 | 0.085 | 0.085 | 0.085 | 0 | 0 | 0 | 0 | 0 | 0 | 0 | 0 | 0 | 0 | 0 | 0 | 0 | 0 | 1847.5902 | 1880.8906 | 1885.9062 | 1865.3412 | 1853.8123 | 1845.4546 | 1846.1543 | 1833.3905 | 1830.9769 | 1826.3185 | 0 | 0 | 0 | 0 | 0 | 0 | 0 | 0 | 0 | 0 | 0 | 0 | 0 | 0 | 18515.8352 | 1847.5902 | 3728.4808 | 5614.387 | 7479.7282 | 9333.5405 | 11178.9951 | 13025.1494 | 14858.5398 | 16689.5167 | 18515.8352 | 18515.8352 | 18515.8352 | 18515.8352 | 18515.8352 | 18515.8352 | 18515.8352 | 18515.8352 | 18515.8352 | 18515.8352 | 18515.8352 | 18515.8352 | 18515.8352 | 18515.8352 | 18515.8352 | 0 | 0 | 0 | 0 | 0 | 0 | 0 | 0 | 0 | 0 | 0 | 0 | 0 | 0 | 0 | 0 | 0 | 0 | 0 | 0 | 0 | 0 | 0 | 0 | 0 | 0 | 0 | 0 | 0 | 0 | 0 | 0 | 0 | 0 | 0 | 0 | 0 | 0 | 0 | 0 | 0 | 0 | 0 | 0 | 0 | 0 | 0 | 0 | 0 | 0 | 0 | 0 | 0 | 0 | 0 | 0 | 0 | 0 | 0 | 0 | 0 | 0.24586 | 0.49615 | 0.74711 | 0.99534 | 1.242 | 1.4876 | 1.7333 | 1.9772 | 2.2209 | 2.4639 | 2.4639 | 2.4639 | 2.4639 | 2.4639 | 2.4639 | 2.4639 | 2.4639 | 2.4639 | 2.4639 | 2.4639 | 2.4639 | 2.4639 | 2.4639 | 2.4639 | 446.1802 | 454.222 | 455.4333 | 450.4669 | 447.6828 | 445.6645 | 445.8334 | 442.7511 | 442.1682 | 441.0432 | 0 | 0 | 0 | 0 | 0 | 0 | 0 | 0 | 0 | 0 | 0 | 0 | 0 | 0 | 4471.4456 | 0 | 0 | 0 | 0 | 0 | 0 | 0 | 0 | 0 | 0 | 0 | 0 | 0 | 0 | 0 | 0 | 0 | 0 | 0 | 0 | 0.01847% | 0.34121 | 0.68856 | 1.0368 | 1.3813 | 1.7237 | 2.0645 | 2.4054 | 2.744 | 3.0822 | 3.4194 | 3.4194 | 3.4194 | 3.4194 | 3.4194 | 3.4194 | 3.4194 | 3.4194 | 3.4194 | 3.4194 | 3.4194 | 3.4194 | 3.4194 | 3.4194 | 3.4194
| IND-Lighting-7P_V2 | M_Input | Council 7th Plan | 2020 | Retro | 2022 | 2045 | PSE | Industrial | Chemical | Electric | Per Region | NA | NA | Chemical HighBay Lighting 3 Shift | Chemical HighBay Lighting 3 Shift | 44705.3572 | 8.6758 | 11986.3329 | -1521.246 | I-All-Other-Shift3-All-All-S | 0 | 0 | 0 | 0 | 0 | 0 | 0 | 0 | 0 | 0 | 0 | 0 | Comm Flat | HighBay Lighting 3 Shift | HighBay Lighting 3 Shift | IndShift3 | 0.01266% | 100% | 0% | 1 | 1 | 100% | 11.53% | 85% | 6.8% | 0.2% | 19147.3879 | 833.1013 | 1998.0489 | 15536.3175 | 0 | 0 | 0 | -2655.8623 | 0 |  | -0.0050891 | 0 | -0.0050891 | 01. ($9,999.000) to $0.028 | N/A | 0 | 01. ($9,999.00) to $0.22 | N/A | 0.085 | 0.085 | 0.085 | 0.085 | 0.085 | 0.085 | 0.085 | 0.085 | 0.085 | 0.085 | 0 | 0 | 0 | 0 | 0 | 0 | 0 | 0 | 0 | 0 | 0 | 0 | 0 | 0 | 3799.9554 | 3868.4446 | 3878.7604 | 3836.464 | 3812.7525 | 3795.563 | 3797.0022 | 3770.7507 | 3765.7867 | 3756.2057 | 0 | 0 | 0 | 0 | 0 | 0 | 0 | 0 | 0 | 0 | 0 | 0 | 0 | 0 | 38081.6853 | 3799.9554 | 7668.4 | 11547.1604 | 15383.6244 | 19196.3769 | 22991.9399 | 26788.9421 | 30559.6929 | 34325.4796 | 38081.6853 | 38081.6853 | 38081.6853 | 38081.6853 | 38081.6853 | 38081.6853 | 38081.6853 | 38081.6853 | 38081.6853 | 38081.6853 | 38081.6853 | 38081.6853 | 38081.6853 | 38081.6853 | 38081.6853 | 0 | 0 | 0 | 0 | 0 | 0 | 0 | 0 | 0 | 0 | 0 | 0 | 0 | 0 | 0 | 0 | 0 | 0 | 0 | 0 | 0 | 0 | 0 | 0 | 0 | 0 | 0 | 0 | 0 | 0 | 0 | 0 | 0 | 0 | 0 | 0 | 0 | 0 | 0 | 0 | 0 | 0 | 0 | 0 | 0 | 0 | 0 | 0 | 0 | 0 | 0 | 0 | 0 | 0 | 0 | 0 | 0 | 0 | 0 | 0 | 0 | 0.48106 | 0.97079 | 1.4618 | 1.9475 | 2.4302 | 2.9107 | 3.3914 | 3.8687 | 4.3455 | 4.821 | 4.821 | 4.821 | 4.821 | 4.821 | 4.821 | 4.821 | 4.821 | 4.821 | 4.821 | 4.821 | 4.821 | 4.821 | 4.821 | 4.821 | 0 | 0 | 0 | 0 | 0 | 0 | 0 | 0 | 0 | 0 | 0 | 0 | 0 | 0 | 0 | 0 | 0 | 0 | 0 | 0 | 0 | 0 | 0 | 0 | 0 | 0 | 0 | 0 | 0 | 0 | 0 | 0 | 0 | 0 | 0 | 0 | 0 | 0 | 0 | 0 | 0 | 0 | 0 | 0 | 0 | 0.01296% | 0.49237 | 0.99361 | 1.4962 | 1.9933 | 2.4873 | 2.9791 | 3.4711 | 3.9597 | 4.4476 | 4.9343 | 4.9343 | 4.9343 | 4.9343 | 4.9343 | 4.9343 | 4.9343 | 4.9343 | 4.9343 | 4.9343 | 4.9343 | 4.9343 | 4.9343 | 4.9343 | 4.9343
| IND-Lighting-7P_V2 | M_Input | Council 7th Plan | 2020 | Retro | 2022 | 2045 | PSE | Industrial | Chemical | Electric | Per Region | NA | NA | Chemical Efficient Lighting 1 Shift | Chemical Efficient Lighting 1 Shift | 6378.0156 | 20.979 | 6138.6011 | -136.9034 | I-All-Other-Shift1-All-All-S | 0 | 0 | 0 | 0 | 0 | 0 | 0 | 0 | 0 | 0 | 0 | 0 | Comm Flat | Efficient Lighting 1 Shift | Efficient Lighting 1 Shift | IndShift1 | 0.0135% | 100% | 0% | 1 | 1 | 100% | 4.767% | 85% | 6.8% | 0.2% | 5851.1821 | 126.7309 | 597.7913 | 6682.3026 | 0 | 0 | 0 | 5587.3563 | 0 |  | 0.075045 | 0 | 0.075045 | 05. $0.070 to $0.077 | N/A | 0 | 01. ($9,999.00) to $0.22 | N/A | 0.085 | 0.085 | 0.085 | 0.085 | 0.085 | 0.085 | 0.085 | 0.085 | 0.085 | 0.085 | 0 | 0 | 0 | 0 | 0 | 0 | 0 | 0 | 0 | 0 | 0 | 0 | 0 | 0 | 542.1313 | 551.9025 | 553.3743 | 547.3399 | 543.9571 | 541.5047 | 541.71 | 537.9648 | 537.2566 | 535.8897 | 0 | 0 | 0 | 0 | 0 | 0 | 0 | 0 | 0 | 0 | 0 | 0 | 0 | 0 | 5433.0308 | 542.1313 | 1094.0339 | 1647.4081 | 2194.7481 | 2738.7051 | 3280.2098 | 3821.9198 | 4359.8846 | 4897.1412 | 5433.0308 | 5433.0308 | 5433.0308 | 5433.0308 | 5433.0308 | 5433.0308 | 5433.0308 | 5433.0308 | 5433.0308 | 5433.0308 | 5433.0308 | 5433.0308 | 5433.0308 | 5433.0308 | 5433.0308 | 0 | 0 | 0 | 0 | 0 | 0 | 0 | 0 | 0 | 0 | 0 | 0 | 0 | 0 | 0 | 0 | 0 | 0 | 0 | 0 | 0 | 0 | 0 | 0 | 0 | 0 | 0 | 0 | 0 | 0 | 0 | 0 | 0 | 0 | 0 | 0 | 0 | 0 | 0 | 0 | 0 | 0 | 0 | 0 | 0 | 0 | 0 | 0 | 0 | 0 | 0 | 0 | 0 | 0 | 0 | 0 | 0 | 0 | 0 | 0 | 0 | 0.073179 | 0.14768 | 0.22237 | 0.29625 | 0.36968 | 0.44277 | 0.5159 | 0.58851 | 0.66103 | 0.73337 | 0.73337 | 0.73337 | 0.73337 | 0.73337 | 0.73337 | 0.73337 | 0.73337 | 0.73337 | 0.73337 | 0.73337 | 0.73337 | 0.73337 | 0.73337 | 0.73337 | 474.9253 | 483.4852 | 484.7745 | 479.4882 | 476.5247 | 474.3763 | 474.5562 | 471.2752 | 470.6548 | 469.4574 | 0 | 0 | 0 | 0 | 0 | 0 | 0 | 0 | 0 | 0 | 0 | 0 | 0 | 0 | 4759.5178 | 0 | 0 | 0 | 0 | 0 | 0 | 0 | 0 | 0 | 0 | 0 | 0 | 0 | 0 | 0 | 0 | 0 | 0 | 0 | 0 | 0.01911% | 0.10361 | 0.20909 | 0.31485 | 0.41946 | 0.52342 | 0.62691 | 0.73044 | 0.83326 | 0.93594 | 1.0384 | 1.0384 | 1.0384 | 1.0384 | 1.0384 | 1.0384 | 1.0384 | 1.0384 | 1.0384 | 1.0384 | 1.0384 | 1.0384 | 1.0384 | 1.0384 | 1.0384
| IND-Lighting-7P_V2 | M_Input | Council 7th Plan | 2020 | Retro | 2022 | 2045 | PSE | Industrial | Chemical | Electric | Per Region | NA | NA | Chemical Efficient Lighting 2 Shift | Chemical Efficient Lighting 2 Shift | 19361.6424 | 12.275 | 10775.2041 | -415.5954 | I-All-Other-Shift2-All-All-S | 0 | 0 | 0 | 0 | 0 | 0 | 0 | 0 | 0 | 0 | 0 | 0 | Comm Flat | Efficient Lighting 2 Shift | Efficient Lighting 2 Shift | IndShift2 | 0.01331% | 100% | 0% | 1 | 1 | 100% | 8.147% | 85% | 6.8% | 0.2% | 10467.9372 | 379.2659 | 1084.7203 | 15924.0941 | 0 | 0 | 0 | 11763.6869 | 0 |  | 0.052047 | 0 | 0.052047 | 02. $0.028 to $0.055 | N/A | 0 | 01. ($9,999.00) to $0.22 | N/A | 0.085 | 0.085 | 0.085 | 0.085 | 0.085 | 0.085 | 0.085 | 0.085 | 0.085 | 0.085 | 0 | 0 | 0 | 0 | 0 | 0 | 0 | 0 | 0 | 0 | 0 | 0 | 0 | 0 | 1645.7396 | 1675.4019 | 1679.8696 | 1661.5513 | 1651.282 | 1643.8373 | 1644.4606 | 1633.0912 | 1630.9413 | 1626.7919 | 0 | 0 | 0 | 0 | 0 | 0 | 0 | 0 | 0 | 0 | 0 | 0 | 0 | 0 | 16492.9668 | 1645.7396 | 3321.1415 | 5001.0111 | 6662.5624 | 8313.8444 | 9957.6817 | 11602.1423 | 13235.2336 | 14866.1749 | 16492.9668 | 16492.9668 | 16492.9668 | 16492.9668 | 16492.9668 | 16492.9668 | 16492.9668 | 16492.9668 | 16492.9668 | 16492.9668 | 16492.9668 | 16492.9668 | 16492.9668 | 16492.9668 | 16492.9668 | 0 | 0 | 0 | 0 | 0 | 0 | 0 | 0 | 0 | 0 | 0 | 0 | 0 | 0 | 0 | 0 | 0 | 0 | 0 | 0 | 0 | 0 | 0 | 0 | 0 | 0 | 0 | 0 | 0 | 0 | 0 | 0 | 0 | 0 | 0 | 0 | 0 | 0 | 0 | 0 | 0 | 0 | 0 | 0 | 0 | 0 | 0 | 0 | 0 | 0 | 0 | 0 | 0 | 0 | 0 | 0 | 0 | 0 | 0 | 0 | 0 | 0.219 | 0.44195 | 0.66549 | 0.8866 | 1.1063 | 1.3251 | 1.5439 | 1.7612 | 1.9783 | 2.1947 | 2.1947 | 2.1947 | 2.1947 | 2.1947 | 2.1947 | 2.1947 | 2.1947 | 2.1947 | 2.1947 | 2.1947 | 2.1947 | 2.1947 | 2.1947 | 2.1947 | 999.9134 | 1017.9355 | 1020.65 | 1009.5202 | 1003.2808 | 998.7576 | 999.1363 | 992.2285 | 990.9223 | 988.4012 | 0 | 0 | 0 | 0 | 0 | 0 | 0 | 0 | 0 | 0 | 0 | 0 | 0 | 0 | 10020.7458 | 0 | 0 | 0 | 0 | 0 | 0 | 0 | 0 | 0 | 0 | 0 | 0 | 0 | 0 | 0 | 0 | 0 | 0 | 0 | 0 | 0.01847% | 0.30393 | 0.61333 | 0.92357 | 1.2304 | 1.5354 | 1.8389 | 2.1426 | 2.4442 | 2.7454 | 3.0459 | 3.0459 | 3.0459 | 3.0459 | 3.0459 | 3.0459 | 3.0459 | 3.0459 | 3.0459 | 3.0459 | 3.0459 | 3.0459 | 3.0459 | 3.0459 | 3.0459
| IND-Lighting-7P_V2 | M_Input | Council 7th Plan | 2020 | Retro | 2022 | 2045 | PSE | Industrial | Chemical | Electric | Per Region | NA | NA | Chemical Efficient Lighting 3 Shift | Chemical Efficient Lighting 3 Shift | 39655.5851 | 8.6758 | 12024.931 | -851.2026 | I-All-Other-Shift3-All-All-S | 0 | 0 | 0 | 0 | 0 | 0 | 0 | 0 | 0 | 0 | 0 | 0 | Comm Flat | Efficient Lighting 3 Shift | Efficient Lighting 3 Shift | IndShift3 | 0.01266% | 100% | 0% | 1 | 1 | 100% | 11.53% | 85% | 6.8% | 0.2% | 16984.5611 | 738.9969 | 1772.3558 | 15586.3471 | 0 | 0 | 0 | 5543.4497 | 0 |  | 0.011975 | 0 | 0.011975 | 01. ($9,999.000) to $0.028 | N/A | 0 | 01. ($9,999.00) to $0.22 | N/A | 0.085 | 0.085 | 0.085 | 0.085 | 0.085 | 0.085 | 0.085 | 0.085 | 0.085 | 0.085 | 0 | 0 | 0 | 0 | 0 | 0 | 0 | 0 | 0 | 0 | 0 | 0 | 0 | 0 | 3370.7247 | 3431.4777 | 3440.6282 | 3403.1095 | 3382.0764 | 3366.8285 | 3368.1052 | 3344.8189 | 3340.4157 | 3331.9169 | 0 | 0 | 0 | 0 | 0 | 0 | 0 | 0 | 0 | 0 | 0 | 0 | 0 | 0 | 33780.1016 | 3370.7247 | 6802.2024 | 10242.8306 | 13645.9401 | 17028.0164 | 20394.845 | 23762.9502 | 27107.7691 | 30448.1847 | 33780.1016 | 33780.1016 | 33780.1016 | 33780.1016 | 33780.1016 | 33780.1016 | 33780.1016 | 33780.1016 | 33780.1016 | 33780.1016 | 33780.1016 | 33780.1016 | 33780.1016 | 33780.1016 | 33780.1016 | 0 | 0 | 0 | 0 | 0 | 0 | 0 | 0 | 0 | 0 | 0 | 0 | 0 | 0 | 0 | 0 | 0 | 0 | 0 | 0 | 0 | 0 | 0 | 0 | 0 | 0 | 0 | 0 | 0 | 0 | 0 | 0 | 0 | 0 | 0 | 0 | 0 | 0 | 0 | 0 | 0 | 0 | 0 | 0 | 0 | 0 | 0 | 0 | 0 | 0 | 0 | 0 | 0 | 0 | 0 | 0 | 0 | 0 | 0 | 0 | 0 | 0.42672 | 0.86113 | 1.2967 | 1.7275 | 2.1557 | 2.5819 | 3.0083 | 3.4317 | 3.8546 | 4.2764 | 4.2764 | 4.2764 | 4.2764 | 4.2764 | 4.2764 | 4.2764 | 4.2764 | 4.2764 | 4.2764 | 4.2764 | 4.2764 | 4.2764 | 4.2764 | 4.2764 | 471.1932 | 479.6859 | 480.965 | 475.7203 | 472.7801 | 470.6486 | 470.827 | 467.5719 | 466.9563 | 465.7683 | 0 | 0 | 0 | 0 | 0 | 0 | 0 | 0 | 0 | 0 | 0 | 0 | 0 | 0 | 4722.1166 | 0 | 0 | 0 | 0 | 0 | 0 | 0 | 0 | 0 | 0 | 0 | 0 | 0 | 0 | 0 | 0 | 0 | 0 | 0 | 0 | 0.01296% | 0.43675 | 0.88137 | 1.3272 | 1.7681 | 2.2064 | 2.6426 | 3.079 | 3.5124 | 3.9452 | 4.377 | 4.377 | 4.377 | 4.377 | 4.377 | 4.377 | 4.377 | 4.377 | 4.377 | 4.377 | 4.377 | 4.377 | 4.377 | 4.377 | 4.377
| IND-Lighting-7P_V2 | M_Input | Council 7th Plan | 2020 | Retro | 2022 | 2045 | PSE | Industrial | Chemical | Electric | Per Region | NA | NA | Chemical Lighting Controls | Chemical Lighting Controls | 87323.1495 | 10 | 96149.4363 | -984.8267 | I-All-Other-Shift3-All-All-S | 0 | 0 | 0 | 0 | 0 | 0 | 0 | 0 | 0 | 0 | 0 | 0 | Comm Flat | Lighting Controls | Lighting Controls | IndShift3 | 0.01266% | 100% | 0% | 1 | 1 | 100% | 10% | 85% | 6.8% | 0.2% | 40825.4129 | 1627.3001 | 4245.2713 | 159172.5471 | 0 | 0 | 0 | 161033.4686 | 0 |  | 0.15797 | 0 | 0.15797 | 10. $0.150 to $0.175 | N/A | 0 | 01. ($9,999.00) to $0.22 | N/A | 0.085 | 0.085 | 0.085 | 0.085 | 0.085 | 0.085 | 0.085 | 0.085 | 0.085 | 0.085 | 0 | 0 | 0 | 0 | 0 | 0 | 0 | 0 | 0 | 0 | 0 | 0 | 0 | 0 | 7422.4677 | 7556.248 | 7576.3979 | 7493.7802 | 7447.4645 | 7413.8882 | 7416.6993 | 7365.4222 | 7355.7259 | 7337.0113 | 0 | 0 | 0 | 0 | 0 | 0 | 0 | 0 | 0 | 0 | 0 | 0 | 0 | 0 | 74385.1052 | 7422.4677 | 14978.7158 | 22555.1136 | 30048.8938 | 37496.3583 | 44910.2464 | 52326.9458 | 59692.3679 | 67048.0938 | 74385.1052 | 74385.1052 | 74385.1052 | 74385.1052 | 74385.1052 | 74385.1052 | 74385.1052 | 74385.1052 | 74385.1052 | 74385.1052 | 74385.1052 | 74385.1052 | 74385.1052 | 74385.1052 | 74385.1052 | 0 | 0 | 0 | 0 | 0 | 0 | 0 | 0 | 0 | 0 | 0 | 0 | 0 | 0 | 0 | 0 | 0 | 0 | 0 | 0 | 0 | 0 | 0 | 0 | 0 | 0 | 0 | 0 | 0 | 0 | 0 | 0 | 0 | 0 | 0 | 0 | 0 | 0 | 0 | 0 | 0 | 0 | 0 | 0 | 0 | 0 | 0 | 0 | 0 | 0 | 0 | 0 | 0 | 0 | 0 | 0 | 0 | 0 | 0 | 0 | 0 | 0.93966 | 1.8963 | 2.8554 | 3.8041 | 4.7469 | 5.6855 | 6.6244 | 7.5568 | 8.488 | 9.4169 | 9.4169 | 9.4169 | 9.4169 | 9.4169 | 9.4169 | 9.4169 | 9.4169 | 9.4169 | 9.4169 | 9.4169 | 9.4169 | 9.4169 | 9.4169 | 9.4169 | 13687.8448 | 13934.5505 | 13971.7089 | 13819.3528 | 13733.9416 | 13672.0232 | 13677.2073 | 13582.6466 | 13564.7657 | 13530.2539 | 0 | 0 | 0 | 0 | 0 | 0 | 0 | 0 | 0 | 0 | 0 | 0 | 0 | 0 | 137174.2953 | 0 | 0 | 0 | 0 | 0 | 0 | 0 | 0 | 0 | 0 | 0 | 0 | 0 | 0 | 0 | 0 | 0 | 0 | 0 | 0 | 0.01296% | 0.96174 | 1.9408 | 2.9225 | 3.8935 | 4.8585 | 5.8191 | 6.7801 | 7.7345 | 8.6875 | 9.6382 | 9.6382 | 9.6382 | 9.6382 | 9.6382 | 9.6382 | 9.6382 | 9.6382 | 9.6382 | 9.6382 | 9.6382 | 9.6382 | 9.6382 | 9.6382 | 9.6382
| IND-Lighting-7P_V2 | M_Input | Council 7th Plan | 2020 | Retro | 2022 | 2045 | PSE | Industrial | Chemical | Electric | Per Region | NA | NA | Chemical Motors: Rewind 20-50 HP | Chemical Motors: Rewind 20-50 HP | 0 | 10 | 0 | 0 | I-All-Other-Shift3-All-All-S | 0 | 0 | 0 | 0 | 0 | 0 | 0 | 0 | 0 | 0 | 0 | 0 | Comm Flat | Motors: Rewind 20-50 HP | Motors: Rewind 20-50 HP | IndShift3 | 0.01266% | 100% | 0% | 1 | 1 | 100% | 10% | 85% | 6.8% | 0.2% | 0 | 0 | 0 | 0 | 0 | 0 | 0 | 0 | 0 |  | 0 | 0 | 0 | 01. ($9,999.000) to $0.028 | N/A | 0 | 01. ($9,999.00) to $0.22 | N/A | 0.085 | 0.085 | 0.085 | 0.085 | 0.085 | 0.085 | 0.085 | 0.085 | 0.085 | 0.085 | 0 | 0 | 0 | 0 | 0 | 0 | 0 | 0 | 0 | 0 | 0 | 0 | 0 | 0 | 0 | 0 | 0 | 0 | 0 | 0 | 0 | 0 | 0 | 0 | 0 | 0 | 0 | 0 | 0 | 0 | 0 | 0 | 0 | 0 | 0 | 0 | 0 | 0 | 0 | 0 | 0 | 0 | 0 | 0 | 0 | 0 | 0 | 0 | 0 | 0 | 0 | 0 | 0 | 0 | 0 | 0 | 0 | 0 | 0 | 0 | 0 | 0 | 0 | 0 | 0 | 0 | 0 | 0 | 0 | 0 | 0 | 0 | 0 | 0 | 0 | 0 | 0 | 0 | 0 | 0 | 0 | 0 | 0 | 0 | 0 | 0 | 0 | 0 | 0 | 0 | 0 | 0 | 0 | 0 | 0 | 0 | 0 | 0 | 0 | 0 | 0 | 0 | 0 | 0 | 0 | 0 | 0 | 0 | 0 | 0 | 0 | 0 | 0 | 0 | 0 | 0 | 0 | 0 | 0 | 0 | 0 | 0 | 0 | 0 | 0 | 0 | 0 | 0 | 0 | 0 | 0 | 0 | 0 | 0 | 0 | 0 | 0 | 0 | 0 | 0 | 0 | 0 | 0 | 0 | 0 | 0 | 0 | 0 | 0 | 0 | 0 | 0 | 0 | 0 | 0 | 0 | 0 | 0 | 0 | 0 | 0 | 0 | 0 | 0 | 0 | 0 | 0 | 0 | 0 | 0 | 0 | 0 | 0 | 0 | 0 | 0 | 0 | 0 | 0 | 0 | 0 | 0 | 0 | 0 | 0 | 0 | 0 | 0 | 0 | 0 | 0 | 0 | 0 | 0.01296% | 0 | 0 | 0 | 0 | 0 | 0 | 0 | 0 | 0 | 0 | 0 | 0 | 0 | 0 | 0 | 0 | 0 | 0 | 0 | 0 | 0 | 0 | 0 | 0
| IND-Lighting-7P_V2 | M_Input | Council 7th Plan | 2020 | Retro | 2022 | 2045 | PSE | Industrial | Chemical | Electric | Per Region | NA | NA | Chemical Motors: Rewind 51-100 HP | Chemical Motors: Rewind 51-100 HP | 0 | 10 | 0 | 0 | I-All-Other-Shift3-All-All-S | 0 | 0 | 0 | 0 | 0 | 0 | 0 | 0 | 0 | 0 | 0 | 0 | Comm Flat | Motors: Rewind 51-100 HP | Motors: Rewind 51-100 HP | IndShift3 | 0.01266% | 100% | 0% | 1 | 1 | 100% | 10% | 85% | 6.8% | 0.2% | 0 | 0 | 0 | 0 | 0 | 0 | 0 | 0 | 0 |  | 0 | 0 | 0 | 01. ($9,999.000) to $0.028 | N/A | 0 | 01. ($9,999.00) to $0.22 | N/A | 0.085 | 0.085 | 0.085 | 0.085 | 0.085 | 0.085 | 0.085 | 0.085 | 0.085 | 0.085 | 0 | 0 | 0 | 0 | 0 | 0 | 0 | 0 | 0 | 0 | 0 | 0 | 0 | 0 | 0 | 0 | 0 | 0 | 0 | 0 | 0 | 0 | 0 | 0 | 0 | 0 | 0 | 0 | 0 | 0 | 0 | 0 | 0 | 0 | 0 | 0 | 0 | 0 | 0 | 0 | 0 | 0 | 0 | 0 | 0 | 0 | 0 | 0 | 0 | 0 | 0 | 0 | 0 | 0 | 0 | 0 | 0 | 0 | 0 | 0 | 0 | 0 | 0 | 0 | 0 | 0 | 0 | 0 | 0 | 0 | 0 | 0 | 0 | 0 | 0 | 0 | 0 | 0 | 0 | 0 | 0 | 0 | 0 | 0 | 0 | 0 | 0 | 0 | 0 | 0 | 0 | 0 | 0 | 0 | 0 | 0 | 0 | 0 | 0 | 0 | 0 | 0 | 0 | 0 | 0 | 0 | 0 | 0 | 0 | 0 | 0 | 0 | 0 | 0 | 0 | 0 | 0 | 0 | 0 | 0 | 0 | 0 | 0 | 0 | 0 | 0 | 0 | 0 | 0 | 0 | 0 | 0 | 0 | 0 | 0 | 0 | 0 | 0 | 0 | 0 | 0 | 0 | 0 | 0 | 0 | 0 | 0 | 0 | 0 | 0 | 0 | 0 | 0 | 0 | 0 | 0 | 0 | 0 | 0 | 0 | 0 | 0 | 0 | 0 | 0 | 0 | 0 | 0 | 0 | 0 | 0 | 0 | 0 | 0 | 0 | 0 | 0 | 0 | 0 | 0 | 0 | 0 | 0 | 0 | 0 | 0 | 0 | 0 | 0 | 0 | 0 | 0 | 0 | 0.01296% | 0 | 0 | 0 | 0 | 0 | 0 | 0 | 0 | 0 | 0 | 0 | 0 | 0 | 0 | 0 | 0 | 0 | 0 | 0 | 0 | 0 | 0 | 0 | 0
| IND-Lighting-7P_V2 | M_Input | Council 7th Plan | 2020 | Retro | 2022 | 2045 | PSE | Industrial | Chemical | Electric | Per Region | NA | NA | Chemical Motors: Rewind 101-200 HP | Chemical Motors: Rewind 101-200 HP | 0 | 10 | 0 | 0 | I-All-Other-Shift3-All-All-S | 0 | 0 | 0 | 0 | 0 | 0 | 0 | 0 | 0 | 0 | 0 | 0 | Comm Flat | Motors: Rewind 101-200 HP | Motors: Rewind 101-200 HP | IndShift3 | 0.01266% | 100% | 0% | 1 | 1 | 100% | 10% | 85% | 6.8% | 0.2% | 0 | 0 | 0 | 0 | 0 | 0 | 0 | 0 | 0 |  | 0 | 0 | 0 | 01. ($9,999.000) to $0.028 | N/A | 0 | 01. ($9,999.00) to $0.22 | N/A | 0.085 | 0.085 | 0.085 | 0.085 | 0.085 | 0.085 | 0.085 | 0.085 | 0.085 | 0.085 | 0 | 0 | 0 | 0 | 0 | 0 | 0 | 0 | 0 | 0 | 0 | 0 | 0 | 0 | 0 | 0 | 0 | 0 | 0 | 0 | 0 | 0 | 0 | 0 | 0 | 0 | 0 | 0 | 0 | 0 | 0 | 0 | 0 | 0 | 0 | 0 | 0 | 0 | 0 | 0 | 0 | 0 | 0 | 0 | 0 | 0 | 0 | 0 | 0 | 0 | 0 | 0 | 0 | 0 | 0 | 0 | 0 | 0 | 0 | 0 | 0 | 0 | 0 | 0 | 0 | 0 | 0 | 0 | 0 | 0 | 0 | 0 | 0 | 0 | 0 | 0 | 0 | 0 | 0 | 0 | 0 | 0 | 0 | 0 | 0 | 0 | 0 | 0 | 0 | 0 | 0 | 0 | 0 | 0 | 0 | 0 | 0 | 0 | 0 | 0 | 0 | 0 | 0 | 0 | 0 | 0 | 0 | 0 | 0 | 0 | 0 | 0 | 0 | 0 | 0 | 0 | 0 | 0 | 0 | 0 | 0 | 0 | 0 | 0 | 0 | 0 | 0 | 0 | 0 | 0 | 0 | 0 | 0 | 0 | 0 | 0 | 0 | 0 | 0 | 0 | 0 | 0 | 0 | 0 | 0 | 0 | 0 | 0 | 0 | 0 | 0 | 0 | 0 | 0 | 0 | 0 | 0 | 0 | 0 | 0 | 0 | 0 | 0 | 0 | 0 | 0 | 0 | 0 | 0 | 0 | 0 | 0 | 0 | 0 | 0 | 0 | 0 | 0 | 0 | 0 | 0 | 0 | 0 | 0 | 0 | 0 | 0 | 0 | 0 | 0 | 0 | 0 | 0 | 0.01296% | 0 | 0 | 0 | 0 | 0 | 0 | 0 | 0 | 0 | 0 | 0 | 0 | 0 | 0 | 0 | 0 | 0 | 0 | 0 | 0 | 0 | 0 | 0 | 0
| IND-Lighting-7P_V2 | M_Input | Council 7th Plan | 2020 | Retro | 2022 | 2045 | PSE | Industrial | Chemical | Electric | Per Region | NA | NA | Chemical Motors: Rewind 201-500 HP | Chemical Motors: Rewind 201-500 HP | 0 | 10 | 0 | 0 | I-All-Other-Shift3-All-All-S | 0 | 0 | 0 | 0 | 0 | 0 | 0 | 0 | 0 | 0 | 0 | 0 | Comm Flat | Motors: Rewind 201-500 HP | Motors: Rewind 201-500 HP | IndShift3 | 0.01266% | 100% | 0% | 1 | 1 | 100% | 10% | 85% | 6.8% | 0.2% | 0 | 0 | 0 | 0 | 0 | 0 | 0 | 0 | 0 |  | 0 | 0 | 0 | 01. ($9,999.000) to $0.028 | N/A | 0 | 01. ($9,999.00) to $0.22 | N/A | 0.085 | 0.085 | 0.085 | 0.085 | 0.085 | 0.085 | 0.085 | 0.085 | 0.085 | 0.085 | 0 | 0 | 0 | 0 | 0 | 0 | 0 | 0 | 0 | 0 | 0 | 0 | 0 | 0 | 0 | 0 | 0 | 0 | 0 | 0 | 0 | 0 | 0 | 0 | 0 | 0 | 0 | 0 | 0 | 0 | 0 | 0 | 0 | 0 | 0 | 0 | 0 | 0 | 0 | 0 | 0 | 0 | 0 | 0 | 0 | 0 | 0 | 0 | 0 | 0 | 0 | 0 | 0 | 0 | 0 | 0 | 0 | 0 | 0 | 0 | 0 | 0 | 0 | 0 | 0 | 0 | 0 | 0 | 0 | 0 | 0 | 0 | 0 | 0 | 0 | 0 | 0 | 0 | 0 | 0 | 0 | 0 | 0 | 0 | 0 | 0 | 0 | 0 | 0 | 0 | 0 | 0 | 0 | 0 | 0 | 0 | 0 | 0 | 0 | 0 | 0 | 0 | 0 | 0 | 0 | 0 | 0 | 0 | 0 | 0 | 0 | 0 | 0 | 0 | 0 | 0 | 0 | 0 | 0 | 0 | 0 | 0 | 0 | 0 | 0 | 0 | 0 | 0 | 0 | 0 | 0 | 0 | 0 | 0 | 0 | 0 | 0 | 0 | 0 | 0 | 0 | 0 | 0 | 0 | 0 | 0 | 0 | 0 | 0 | 0 | 0 | 0 | 0 | 0 | 0 | 0 | 0 | 0 | 0 | 0 | 0 | 0 | 0 | 0 | 0 | 0 | 0 | 0 | 0 | 0 | 0 | 0 | 0 | 0 | 0 | 0 | 0 | 0 | 0 | 0 | 0 | 0 | 0 | 0 | 0 | 0 | 0 | 0 | 0 | 0 | 0 | 0 | 0 | 0.01296% | 0 | 0 | 0 | 0 | 0 | 0 | 0 | 0 | 0 | 0 | 0 | 0 | 0 | 0 | 0 | 0 | 0 | 0 | 0 | 0 | 0 | 0 | 0 | 0
| IND-Lighting-7P_V2 | M_Input | Council 7th Plan | 2020 | Retro | 2022 | 2045 | PSE | Industrial | Chemical | Electric | Per Region | NA | NA | Chemical Motors: Rewind 501-5000 HP | Chemical Motors: Rewind 501-5000 HP | 0 | 10 | 0 | 0 | I-All-Other-Shift3-All-All-S | 0 | 0 | 0 | 0 | 0 | 0 | 0 | 0 | 0 | 0 | 0 | 0 | Comm Flat | Motors: Rewind 501-5000 HP | Motors: Rewind 501-5000 HP | IndShift3 | 0.01266% | 100% | 0% | 1 | 1 | 100% | 10% | 85% | 6.8% | 0.2% | 0 | 0 | 0 | 0 | 0 | 0 | 0 | 0 | 0 |  | 0 | 0 | 0 | 01. ($9,999.000) to $0.028 | N/A | 0 | 01. ($9,999.00) to $0.22 | N/A | 0.085 | 0.085 | 0.085 | 0.085 | 0.085 | 0.085 | 0.085 | 0.085 | 0.085 | 0.085 | 0 | 0 | 0 | 0 | 0 | 0 | 0 | 0 | 0 | 0 | 0 | 0 | 0 | 0 | 0 | 0 | 0 | 0 | 0 | 0 | 0 | 0 | 0 | 0 | 0 | 0 | 0 | 0 | 0 | 0 | 0 | 0 | 0 | 0 | 0 | 0 | 0 | 0 | 0 | 0 | 0 | 0 | 0 | 0 | 0 | 0 | 0 | 0 | 0 | 0 | 0 | 0 | 0 | 0 | 0 | 0 | 0 | 0 | 0 | 0 | 0 | 0 | 0 | 0 | 0 | 0 | 0 | 0 | 0 | 0 | 0 | 0 | 0 | 0 | 0 | 0 | 0 | 0 | 0 | 0 | 0 | 0 | 0 | 0 | 0 | 0 | 0 | 0 | 0 | 0 | 0 | 0 | 0 | 0 | 0 | 0 | 0 | 0 | 0 | 0 | 0 | 0 | 0 | 0 | 0 | 0 | 0 | 0 | 0 | 0 | 0 | 0 | 0 | 0 | 0 | 0 | 0 | 0 | 0 | 0 | 0 | 0 | 0 | 0 | 0 | 0 | 0 | 0 | 0 | 0 | 0 | 0 | 0 | 0 | 0 | 0 | 0 | 0 | 0 | 0 | 0 | 0 | 0 | 0 | 0 | 0 | 0 | 0 | 0 | 0 | 0 | 0 | 0 | 0 | 0 | 0 | 0 | 0 | 0 | 0 | 0 | 0 | 0 | 0 | 0 | 0 | 0 | 0 | 0 | 0 | 0 | 0 | 0 | 0 | 0 | 0 | 0 | 0 | 0 | 0 | 0 | 0 | 0 | 0 | 0 | 0 | 0 | 0 | 0 | 0 | 0 | 0 | 0 | 0.01296% | 0 | 0 | 0 | 0 | 0 | 0 | 0 | 0 | 0 | 0 | 0 | 0 | 0 | 0 | 0 | 0 | 0 | 0 | 0 | 0 | 0 | 0 | 0 | 0
| IND-Lighting-7P_V2 | M_Input | Council 7th Plan | 2020 | Retro | 2022 | 2045 | PSE | Industrial | Chemical | Electric | Per Region | NA | NA | Chemical Efficient Centrifugal Fan | Chemical Efficient Centrifugal Fan | 0 | 10 | 0 | 0 | I-SIC26-Proc-All-All-All-E | 0 | 0 | 0 | 0 | 0 | 0 | 0 | 0 | 0 | 0 | 0 | 0 | Comm Flat | Efficient Centrifugal Fan | Efficient Centrifugal Fan | SIC26 | 0.01095% | 100% | 0% | 1 | 1 | 100% | 10% | 85% | 6.8% | 0.2% | 0 | 0 | 0 | 0 | 0 | 0 | 0 | 0 | 0 |  | 0 | 0 | 0 | 01. ($9,999.000) to $0.028 | N/A | 0 | 01. ($9,999.00) to $0.22 | N/A | 0.085 | 0.085 | 0.085 | 0.085 | 0.085 | 0.085 | 0.085 | 0.085 | 0.085 | 0.085 | 0 | 0 | 0 | 0 | 0 | 0 | 0 | 0 | 0 | 0 | 0 | 0 | 0 | 0 | 0 | 0 | 0 | 0 | 0 | 0 | 0 | 0 | 0 | 0 | 0 | 0 | 0 | 0 | 0 | 0 | 0 | 0 | 0 | 0 | 0 | 0 | 0 | 0 | 0 | 0 | 0 | 0 | 0 | 0 | 0 | 0 | 0 | 0 | 0 | 0 | 0 | 0 | 0 | 0 | 0 | 0 | 0 | 0 | 0 | 0 | 0 | 0 | 0 | 0 | 0 | 0 | 0 | 0 | 0 | 0 | 0 | 0 | 0 | 0 | 0 | 0 | 0 | 0 | 0 | 0 | 0 | 0 | 0 | 0 | 0 | 0 | 0 | 0 | 0 | 0 | 0 | 0 | 0 | 0 | 0 | 0 | 0 | 0 | 0 | 0 | 0 | 0 | 0 | 0 | 0 | 0 | 0 | 0 | 0 | 0 | 0 | 0 | 0 | 0 | 0 | 0 | 0 | 0 | 0 | 0 | 0 | 0 | 0 | 0 | 0 | 0 | 0 | 0 | 0 | 0 | 0 | 0 | 0 | 0 | 0 | 0 | 0 | 0 | 0 | 0 | 0 | 0 | 0 | 0 | 0 | 0 | 0 | 0 | 0 | 0 | 0 | 0 | 0 | 0 | 0 | 0 | 0 | 0 | 0 | 0 | 0 | 0 | 0 | 0 | 0 | 0 | 0 | 0 | 0 | 0 | 0 | 0 | 0 | 0 | 0 | 0 | 0 | 0 | 0 | 0 | 0 | 0 | 0 | 0 | 0 | 0 | 0 | 0 | 0 | 0 | 0 | 0 | 0 | 0.01124% | 0 | 0 | 0 | 0 | 0 | 0 | 0 | 0 | 0 | 0 | 0 | 0 | 0 | 0 | 0 | 0 | 0 | 0 | 0 | 0 | 0 | 0 | 0 | 0
| IND-Lighting-7P_V2 | M_Input | Council 7th Plan | 2020 | Retro | 2022 | 2045 | PSE | Industrial | Chemical | Electric | Per Region | NA | NA | Chemical Fan Energy Management | Chemical Fan Energy Management | 79184.898 | 10 | 0 | 2966.923 | I-SIC20-Proc-All-All-All-E | 0 | 0 | 0 | 0 | 0 | 0 | 0 | 0 | 0 | 0 | 0 | 0 | Comm Flat | Fan Energy Management | Fan Energy Management | SIC20 | 0.01146% | 100% | 0% | 1 | 1 | 100% | 10% | 85% | 6.8% | 0.2% | 37020.6088 | 1335.8246 | 3835.6433 | 0 | 0 | 0 | 0 | 29462.9689 | 0 |  | 0.031874 | 0 | 0.031874 | 02. $0.028 to $0.055 | N/A | 0 | 01. ($9,999.00) to $0.22 | N/A | 0.085 | 0.085 | 0.085 | 0.085 | 0.085 | 0.085 | 0.085 | 0.085 | 0.085 | 0.085 | 0 | 0 | 0 | 0 | 0 | 0 | 0 | 0 | 0 | 0 | 0 | 0 | 0 | 0 | 6730.7163 | 6852.0288 | 6870.3007 | 6795.3827 | 6753.3835 | 6722.9364 | 6725.4855 | 6678.9872 | 6670.1947 | 6653.2242 | 0 | 0 | 0 | 0 | 0 | 0 | 0 | 0 | 0 | 0 | 0 | 0 | 0 | 0 | 67452.64 | 6730.7163 | 13582.7451 | 20453.0458 | 27248.4285 | 34001.8119 | 40724.7483 | 47450.2338 | 54129.2211 | 60799.4158 | 67452.64 | 67452.64 | 67452.64 | 67452.64 | 67452.64 | 67452.64 | 67452.64 | 67452.64 | 67452.64 | 67452.64 | 67452.64 | 67452.64 | 67452.64 | 67452.64 | 67452.64 | 0 | 0 | 0 | 0 | 0 | 0 | 0 | 0 | 0 | 0 | 0 | 0 | 0 | 0 | 0 | 0 | 0 | 0 | 0 | 0 | 0 | 0 | 0 | 0 | 0 | 0 | 0 | 0 | 0 | 0 | 0 | 0 | 0 | 0 | 0 | 0 | 0 | 0 | 0 | 0 | 0 | 0 | 0 | 0 | 0 | 0 | 0 | 0 | 0 | 0 | 0 | 0 | 0 | 0 | 0 | 0 | 0 | 0 | 0 | 0 | 0 | 0.77135 | 1.5566 | 2.3439 | 3.1227 | 3.8967 | 4.6671 | 5.4379 | 6.2033 | 6.9677 | 7.7302 | 7.7302 | 7.7302 | 7.7302 | 7.7302 | 7.7302 | 7.7302 | 7.7302 | 7.7302 | 7.7302 | 7.7302 | 7.7302 | 7.7302 | 7.7302 | 7.7302 | 2504.3524 | 2549.4901 | 2556.2886 | 2528.4133 | 2512.7863 | 2501.4576 | 2502.4061 | 2485.1051 | 2481.8336 | 2475.5192 | 0 | 0 | 0 | 0 | 0 | 0 | 0 | 0 | 0 | 0 | 0 | 0 | 0 | 0 | 25097.6523 | 0 | 0 | 0 | 0 | 0 | 0 | 0 | 0 | 0 | 0 | 0 | 0 | 0 | 0 | 0 | 0 | 0 | 0 | 0 | 0 | 0.01326% | 0.89247 | 1.801 | 2.712 | 3.613 | 4.5085 | 5.4 | 6.2917 | 7.1773 | 8.0618 | 8.944 | 8.944 | 8.944 | 8.944 | 8.944 | 8.944 | 8.944 | 8.944 | 8.944 | 8.944 | 8.944 | 8.944 | 8.944 | 8.944 | 8.944
| IND-Lighting-7P_V2 | M_Input | Council 7th Plan | 2020 | Retro | 2022 | 2045 | PSE | Industrial | Chemical | Electric | Per Region | NA | NA | Chemical Fan Equipment Upgrade | Chemical Fan Equipment Upgrade | 230700.9179 | 10 | 25306.1082 | 8643.9698 | I-All-Other-Shift3-All-All-S | 0 | 0 | 0 | 0 | 0 | 0 | 0 | 0 | 0 | 0 | 0 | 0 | Comm Flat | Fan Equipment Upgrade | Fan Equipment Upgrade | IndShift3 | 0.01266% | 100% | 0% | 1 | 1 | 100% | 10% | 85% | 6.8% | 0.2% | 107857.5416 | 4299.1993 | 11215.6741 | 41893.5135 | 0 | 0 | 0 | 132345.4205 | 0 |  | 0.049143 | 0 | 0.049143 | 02. $0.028 to $0.055 | N/A | 0 | 01. ($9,999.00) to $0.22 | N/A | 0.085 | 0.085 | 0.085 | 0.085 | 0.085 | 0.085 | 0.085 | 0.085 | 0.085 | 0.085 | 0 | 0 | 0 | 0 | 0 | 0 | 0 | 0 | 0 | 0 | 0 | 0 | 0 | 0 | 19609.578 | 19963.0152 | 20016.2495 | 19797.9799 | 19675.6175 | 19586.9115 | 19594.3384 | 19458.8681 | 19433.2515 | 19383.809 | 0 | 0 | 0 | 0 | 0 | 0 | 0 | 0 | 0 | 0 | 0 | 0 | 0 | 0 | 196519.6187 | 19609.578 | 39572.5932 | 59588.8427 | 79386.8226 | 99062.4401 | 118649.3517 | 138243.6901 | 157702.5582 | 177135.8097 | 196519.6187 | 196519.6187 | 196519.6187 | 196519.6187 | 196519.6187 | 196519.6187 | 196519.6187 | 196519.6187 | 196519.6187 | 196519.6187 | 196519.6187 | 196519.6187 | 196519.6187 | 196519.6187 | 196519.6187 | 0 | 0 | 0 | 0 | 0 | 0 | 0 | 0 | 0 | 0 | 0 | 0 | 0 | 0 | 0 | 0 | 0 | 0 | 0 | 0 | 0 | 0 | 0 | 0 | 0 | 0 | 0 | 0 | 0 | 0 | 0 | 0 | 0 | 0 | 0 | 0 | 0 | 0 | 0 | 0 | 0 | 0 | 0 | 0 | 0 | 0 | 0 | 0 | 0 | 0 | 0 | 0 | 0 | 0 | 0 | 0 | 0 | 0 | 0 | 0 | 0 | 2.4825 | 5.0097 | 7.5437 | 10.0501 | 12.5409 | 15.0206 | 17.5012 | 19.9646 | 22.4248 | 24.8787 | 24.8787 | 24.8787 | 24.8787 | 24.8787 | 24.8787 | 24.8787 | 24.8787 | 24.8787 | 24.8787 | 24.8787 | 24.8787 | 24.8787 | 24.8787 | 24.8787 | 11249.3607 | 11452.1159 | 11482.6546 | 11357.4406 | 11287.2454 | 11236.3577 | 11240.6183 | 11162.9035 | 11148.2081 | 11119.8446 | 0 | 0 | 0 | 0 | 0 | 0 | 0 | 0 | 0 | 0 | 0 | 0 | 0 | 0 | 112736.7494 | 0 | 0 | 0 | 0 | 0 | 0 | 0 | 0 | 0 | 0 | 0 | 0 | 0 | 0 | 0 | 0 | 0 | 0 | 0 | 0 | 0.01296% | 2.5408 | 5.1275 | 7.721 | 10.2863 | 12.8357 | 15.3736 | 17.9125 | 20.4338 | 22.9518 | 25.4634 | 25.4634 | 25.4634 | 25.4634 | 25.4634 | 25.4634 | 25.4634 | 25.4634 | 25.4634 | 25.4634 | 25.4634 | 25.4634 | 25.4634 | 25.4634 | 25.4634
| IND-Lighting-7P_V2 | M_Input | Council 7th Plan | 2020 | Retro | 2022 | 2045 | PSE | Industrial | Chemical | Electric | Per Region | NA | NA | Chemical Fan System Optimization | Chemical Fan System Optimization | 0 | 10 | 0 | 0 | I-SIC24-Proc-All-All-All-E | 0 | 0 | 0 | 0 | 0 | 0 | 0 | 0 | 0 | 0 | 0 | 0 | Comm Flat | Fan System Optimization | Fan System Optimization | SIC24 | 0.01335% | 100% | 0% | 1 | 1 | 100% | 10% | 85% | 6.8% | 0.2% | 0 | 0 | 0 | 0 | 0 | 0 | 0 | 0 | 0 |  | 0 | 0 | 0 | 01. ($9,999.000) to $0.028 | N/A | 0 | 01. ($9,999.00) to $0.22 | N/A | 0.085 | 0.085 | 0.085 | 0.085 | 0.085 | 0.085 | 0.085 | 0.085 | 0.085 | 0.085 | 0 | 0 | 0 | 0 | 0 | 0 | 0 | 0 | 0 | 0 | 0 | 0 | 0 | 0 | 0 | 0 | 0 | 0 | 0 | 0 | 0 | 0 | 0 | 0 | 0 | 0 | 0 | 0 | 0 | 0 | 0 | 0 | 0 | 0 | 0 | 0 | 0 | 0 | 0 | 0 | 0 | 0 | 0 | 0 | 0 | 0 | 0 | 0 | 0 | 0 | 0 | 0 | 0 | 0 | 0 | 0 | 0 | 0 | 0 | 0 | 0 | 0 | 0 | 0 | 0 | 0 | 0 | 0 | 0 | 0 | 0 | 0 | 0 | 0 | 0 | 0 | 0 | 0 | 0 | 0 | 0 | 0 | 0 | 0 | 0 | 0 | 0 | 0 | 0 | 0 | 0 | 0 | 0 | 0 | 0 | 0 | 0 | 0 | 0 | 0 | 0 | 0 | 0 | 0 | 0 | 0 | 0 | 0 | 0 | 0 | 0 | 0 | 0 | 0 | 0 | 0 | 0 | 0 | 0 | 0 | 0 | 0 | 0 | 0 | 0 | 0 | 0 | 0 | 0 | 0 | 0 | 0 | 0 | 0 | 0 | 0 | 0 | 0 | 0 | 0 | 0 | 0 | 0 | 0 | 0 | 0 | 0 | 0 | 0 | 0 | 0 | 0 | 0 | 0 | 0 | 0 | 0 | 0 | 0 | 0 | 0 | 0 | 0 | 0 | 0 | 0 | 0 | 0 | 0 | 0 | 0 | 0 | 0 | 0 | 0 | 0 | 0 | 0 | 0 | 0 | 0 | 0 | 0 | 0 | 0 | 0 | 0 | 0 | 0 | 0 | 0 | 0 | 0 | 0.01209% | 0 | 0 | 0 | 0 | 0 | 0 | 0 | 0 | 0 | 0 | 0 | 0 | 0 | 0 | 0 | 0 | 0 | 0 | 0 | 0 | 0 | 0 | 0 | 0
| IND-Lighting-7P_V2 | M_Input | Council 7th Plan | 2020 | Retro | 2022 | 2045 | PSE | Industrial | Chemical | Electric | Per Region | NA | NA | Chemical Pump Energy Management | Chemical Pump Energy Management | 162012.6466 | 10 | 0 | 6070.3375 | I-SIC26-Proc-All-All-All-E | 0 | 0 | 0 | 0 | 0 | 0 | 0 | 0 | 0 | 0 | 0 | 0 | Comm Flat | Pump Energy Management | Pump Energy Management | SIC26 | 0.01095% | 100% | 0% | 1 | 1 | 100% | 10% | 85% | 6.8% | 0.2% | 75744.327 | 2610.8902 | 7835.5217 | 0 | 0 | 0 | 0 | 60415.7969 | 0 |  | 0.031945 | 0 | 0.031945 | 02. $0.028 to $0.055 | N/A | 0 | 01. ($9,999.00) to $0.22 | N/A | 0.085 | 0.085 | 0.085 | 0.085 | 0.085 | 0.085 | 0.085 | 0.085 | 0.085 | 0.085 | 0 | 0 | 0 | 0 | 0 | 0 | 0 | 0 | 0 | 0 | 0 | 0 | 0 | 0 | 13771.075 | 14019.2807 | 14056.6651 | 13903.3826 | 13817.452 | 13755.1571 | 13760.3727 | 13665.237 | 13647.2474 | 13612.5258 | 0 | 0 | 0 | 0 | 0 | 0 | 0 | 0 | 0 | 0 | 0 | 0 | 0 | 0 | 138008.3955 | 13771.075 | 27790.3557 | 41847.0208 | 55750.4034 | 69567.8554 | 83323.0126 | 97083.3853 | 110748.6223 | 124395.8697 | 138008.3955 | 138008.3955 | 138008.3955 | 138008.3955 | 138008.3955 | 138008.3955 | 138008.3955 | 138008.3955 | 138008.3955 | 138008.3955 | 138008.3955 | 138008.3955 | 138008.3955 | 138008.3955 | 138008.3955 | 0 | 0 | 0 | 0 | 0 | 0 | 0 | 0 | 0 | 0 | 0 | 0 | 0 | 0 | 0 | 0 | 0 | 0 | 0 | 0 | 0 | 0 | 0 | 0 | 0 | 0 | 0 | 0 | 0 | 0 | 0 | 0 | 0 | 0 | 0 | 0 | 0 | 0 | 0 | 0 | 0 | 0 | 0 | 0 | 0 | 0 | 0 | 0 | 0 | 0 | 0 | 0 | 0 | 0 | 0 | 0 | 0 | 0 | 0 | 0 | 0 | 1.5076 | 3.0424 | 4.5813 | 6.1034 | 7.6161 | 9.122 | 10.6284 | 12.1244 | 13.6185 | 15.1087 | 15.1087 | 15.1087 | 15.1087 | 15.1087 | 15.1087 | 15.1087 | 15.1087 | 15.1087 | 15.1087 | 15.1087 | 15.1087 | 15.1087 | 15.1087 | 15.1087 | 5135.3427 | 5227.9006 | 5241.8416 | 5184.6813 | 5152.6371 | 5129.4069 | 5131.3518 | 5095.8749 | 5089.1665 | 5076.2185 | 0 | 0 | 0 | 0 | 0 | 0 | 0 | 0 | 0 | 0 | 0 | 0 | 0 | 0 | 51464.4219 | 0 | 0 | 0 | 0 | 0 | 0 | 0 | 0 | 0 | 0 | 0 | 0 | 0 | 0 | 0 | 0 | 0 | 0 | 0 | 0 | 0.01124% | 1.5474 | 3.1227 | 4.7022 | 6.2645 | 7.8171 | 9.3627 | 10.9089 | 12.4444 | 13.9779 | 15.5075 | 15.5075 | 15.5075 | 15.5075 | 15.5075 | 15.5075 | 15.5075 | 15.5075 | 15.5075 | 15.5075 | 15.5075 | 15.5075 | 15.5075 | 15.5075 | 15.5075
| IND-Lighting-7P_V2 | M_Input | Council 7th Plan | 2020 | Retro | 2022 | 2045 | PSE | Industrial | Chemical | Electric | Per Region | NA | NA | Chemical Pump Equipment Upgrade | Chemical Pump Equipment Upgrade | 457058.358 | 10 | 72997.5257 | 17125.1969 | I-SIC26-Proc-All-All-All-E | 0 | 0 | 0 | 0 | 0 | 0 | 0 | 0 | 0 | 0 | 0 | 0 | Comm Flat | Pump Equipment Upgrade | Pump Equipment Upgrade | SIC26 | 0.01095% | 100% | 0% | 1 | 1 | 100% | 10% | 85% | 6.8% | 0.2% | 213684.4158 | 7365.6546 | 22105.007 | 120845.2442 | 0 | 0 | 0 | 305885.4249 | 0 |  | 0.05733 | 0 | 0.05733 | 03. $0.055 to $0.062 | N/A | 0 | 01. ($9,999.00) to $0.22 | N/A | 0.085 | 0.085 | 0.085 | 0.085 | 0.085 | 0.085 | 0.085 | 0.085 | 0.085 | 0.085 | 0 | 0 | 0 | 0 | 0 | 0 | 0 | 0 | 0 | 0 | 0 | 0 | 0 | 0 | 38849.9604 | 39550.1805 | 39655.6468 | 39223.2172 | 38980.7961 | 38805.0542 | 38819.7681 | 38551.3781 | 38500.6271 | 38402.673 | 0 | 0 | 0 | 0 | 0 | 0 | 0 | 0 | 0 | 0 | 0 | 0 | 0 | 0 | 389339.3014 | 38849.9604 | 78400.141 | 118055.7877 | 157279.0049 | 196259.801 | 235064.8552 | 273884.6233 | 312436.0014 | 350936.6285 | 389339.3014 | 389339.3014 | 389339.3014 | 389339.3014 | 389339.3014 | 389339.3014 | 389339.3014 | 389339.3014 | 389339.3014 | 389339.3014 | 389339.3014 | 389339.3014 | 389339.3014 | 389339.3014 | 389339.3014 | 0 | 0 | 0 | 0 | 0 | 0 | 0 | 0 | 0 | 0 | 0 | 0 | 0 | 0 | 0 | 0 | 0 | 0 | 0 | 0 | 0 | 0 | 0 | 0 | 0 | 0 | 0 | 0 | 0 | 0 | 0 | 0 | 0 | 0 | 0 | 0 | 0 | 0 | 0 | 0 | 0 | 0 | 0 | 0 | 0 | 0 | 0 | 0 | 0 | 0 | 0 | 0 | 0 | 0 | 0 | 0 | 0 | 0 | 0 | 0 | 0 | 4.2532 | 8.583 | 12.9244 | 17.2184 | 21.4859 | 25.7342 | 29.9841 | 34.2045 | 38.4195 | 42.6237 | 42.6237 | 42.6237 | 42.6237 | 42.6237 | 42.6237 | 42.6237 | 42.6237 | 42.6237 | 42.6237 | 42.6237 | 42.6237 | 42.6237 | 42.6237 | 42.6237 | 26000.2611 | 26468.8821 | 26539.4651 | 26250.0625 | 26087.8226 | 25970.2077 | 25980.055 | 25800.4355 | 25766.4705 | 25700.9148 | 0 | 0 | 0 | 0 | 0 | 0 | 0 | 0 | 0 | 0 | 0 | 0 | 0 | 0 | 260564.5768 | 0 | 0 | 0 | 0 | 0 | 0 | 0 | 0 | 0 | 0 | 0 | 0 | 0 | 0 | 0 | 0 | 0 | 0 | 0 | 0 | 0.01124% | 4.3654 | 8.8095 | 13.2655 | 17.6729 | 22.053 | 26.4134 | 30.7754 | 35.1073 | 39.4335 | 43.7486 | 43.7486 | 43.7486 | 43.7486 | 43.7486 | 43.7486 | 43.7486 | 43.7486 | 43.7486 | 43.7486 | 43.7486 | 43.7486 | 43.7486 | 43.7486 | 43.7486
| IND-Lighting-7P_V2 | M_Input | Council 7th Plan | 2020 | Retro | 2022 | 2045 | PSE | Industrial | Chemical | Electric | Per Region | NA | NA | Chemical Pump System Optimization | Chemical Pump System Optimization | 491337.7147 | 12 | 170530.0544 | 25773.4203 | I-SIC20-Proc-All-All-All-E | 62592.5921 | 0 | 0 | 0 | 0 | 0 | 0 | 0 | 0 | 0 | 0 | 0 | Comm Flat | Pump System Optimization | Pump System Optimization | SIC20 | 0.01146% | 100% | 0% | 1 | 1 | 100% | 8.333% | 85% | 6.8% | 0.2% | 265643.3912 | 8288.7147 | 27393.2106 | 247966.5871 | 0 | 0 | 0 | -183418.6845 | 0 |  | -0.031979 | 0 | -0.031979 | 01. ($9,999.000) to $0.028 | N/A | 0 | 01. ($9,999.00) to $0.22 | N/A | 0.085 | 0.085 | 0.085 | 0.085 | 0.085 | 0.085 | 0.085 | 0.085 | 0.085 | 0.085 | 0 | 0 | 0 | 0 | 0 | 0 | 0 | 0 | 0 | 0 | 0 | 0 | 0 | 0 | 41763.7057 | 42516.4423 | 42629.8185 | 42164.9567 | 41904.354 | 41715.4316 | 41731.249 | 41442.7298 | 41388.1724 | 41282.8717 | 0 | 0 | 0 | 0 | 0 | 0 | 0 | 0 | 0 | 0 | 0 | 0 | 0 | 0 | 418539.7318 | 41763.7057 | 84280.1481 | 126909.9666 | 169074.9233 | 210979.2773 | 252694.7089 | 294425.9579 | 335868.6877 | 377256.8601 | 418539.7318 | 418539.7318 | 418539.7318 | 418539.7318 | 418539.7318 | 418539.7318 | 418539.7318 | 418539.7318 | 418539.7318 | 418539.7318 | 418539.7318 | 418539.7318 | 418539.7318 | 418539.7318 | 418539.7318 | 0 | 0 | 0 | 0 | 0 | 0 | 0 | 0 | 0 | 0 | 0 | 0 | 0 | 0 | 0 | 0 | 0 | 0 | 0 | 0 | 0 | 0 | 0 | 0 | 0 | 0 | 0 | 0 | 0 | 0 | 0 | 0 | 0 | 0 | 0 | 0 | 0 | 0 | 0 | 0 | 0 | 0 | 0 | 0 | 0 | 0 | 0 | 0 | 0 | 0 | 0 | 0 | 0 | 0 | 0 | 0 | 0 | 0 | 0 | 0 | 0 | 4.7862 | 9.6586 | 14.5441 | 19.3762 | 24.1785 | 28.9592 | 33.7416 | 38.491 | 43.2342 | 47.9653 | 47.9653 | 47.9653 | 47.9653 | 47.9653 | 47.9653 | 47.9653 | 47.9653 | 47.9653 | 47.9653 | 47.9653 | 47.9653 | 47.9653 | 47.9653 | 47.9653 | 0 | 0 | 0 | 0 | 0 | 0 | 0 | 0 | 0 | 0 | 0 | 0 | 0 | 0 | 0 | 0 | 0 | 0 | 0 | 0 | 0 | 0 | 0 | 0 | 0 | 0 | 0 | 0 | 0 | 0 | 0 | 0 | 0 | 0 | 0 | 0 | 0 | 0 | 0 | 0 | 0 | 0 | 0 | 0 | 0 | 0.01326% | 5.5377 | 11.1753 | 16.8278 | 22.4187 | 27.9751 | 33.5064 | 39.0398 | 44.535 | 50.0229 | 55.4969 | 55.4969 | 55.4969 | 55.4969 | 55.4969 | 55.4969 | 55.4969 | 55.4969 | 55.4969 | 55.4969 | 55.4969 | 55.4969 | 55.4969 | 55.4969 | 55.4969
| IND-Lighting-7P_V2 | M_Input | Council 7th Plan | 2020 | Retro | 2022 | 2045 | PSE | Industrial | Chemical | Electric | Per Region | NA | NA | Chemical Transformers-Retrofit | Chemical Transformers-Retrofit | 0 | 10 | 0 | 0 | I-All-Other-Shift3-All-All-S | 0 | 0 | 0 | 0 | 0 | 0 | 0 | 0 | 0 | 0 | 0 | 0 | Comm Flat | Transformers-Retrofit | Transformers-Retrofit | IndShift3 | 0.01266% | 100% | 0% | 1 | 1 | 100% | 10% | 85% | 6.8% | 0.2% | 0 | 0 | 0 | 0 | 0 | 0 | 0 | 0 | 0 |  | 0 | 0 | 0 | 01. ($9,999.000) to $0.028 | N/A | 0 | 01. ($9,999.00) to $0.22 | N/A | 0.085 | 0.085 | 0.085 | 0.085 | 0.085 | 0.085 | 0.085 | 0.085 | 0.085 | 0.085 | 0 | 0 | 0 | 0 | 0 | 0 | 0 | 0 | 0 | 0 | 0 | 0 | 0 | 0 | 0 | 0 | 0 | 0 | 0 | 0 | 0 | 0 | 0 | 0 | 0 | 0 | 0 | 0 | 0 | 0 | 0 | 0 | 0 | 0 | 0 | 0 | 0 | 0 | 0 | 0 | 0 | 0 | 0 | 0 | 0 | 0 | 0 | 0 | 0 | 0 | 0 | 0 | 0 | 0 | 0 | 0 | 0 | 0 | 0 | 0 | 0 | 0 | 0 | 0 | 0 | 0 | 0 | 0 | 0 | 0 | 0 | 0 | 0 | 0 | 0 | 0 | 0 | 0 | 0 | 0 | 0 | 0 | 0 | 0 | 0 | 0 | 0 | 0 | 0 | 0 | 0 | 0 | 0 | 0 | 0 | 0 | 0 | 0 | 0 | 0 | 0 | 0 | 0 | 0 | 0 | 0 | 0 | 0 | 0 | 0 | 0 | 0 | 0 | 0 | 0 | 0 | 0 | 0 | 0 | 0 | 0 | 0 | 0 | 0 | 0 | 0 | 0 | 0 | 0 | 0 | 0 | 0 | 0 | 0 | 0 | 0 | 0 | 0 | 0 | 0 | 0 | 0 | 0 | 0 | 0 | 0 | 0 | 0 | 0 | 0 | 0 | 0 | 0 | 0 | 0 | 0 | 0 | 0 | 0 | 0 | 0 | 0 | 0 | 0 | 0 | 0 | 0 | 0 | 0 | 0 | 0 | 0 | 0 | 0 | 0 | 0 | 0 | 0 | 0 | 0 | 0 | 0 | 0 | 0 | 0 | 0 | 0 | 0 | 0 | 0 | 0 | 0 | 0 | 0.01296% | 0 | 0 | 0 | 0 | 0 | 0 | 0 | 0 | 0 | 0 | 0 | 0 | 0 | 0 | 0 | 0 | 0 | 0 | 0 | 0 | 0 | 0 | 0 | 0
| IND-Lighting-7P_V2 | M_Input | Council 7th Plan | 2020 | Retro | 2022 | 2045 | PSE | Industrial | Chemical | Electric | Per Region | NA | NA | Chemical Transformers-New | Chemical Transformers-New | 0 | 32 | 0 | 0 | I-All-Other-Shift3-All-All-S | 0 | 0 | 0 | 0 | 0 | 0 | 0 | 0 | 0 | 0 | 0 | 0 | Comm Flat | Transformers-New | Transformers-New | IndShift3 | 0.01266% | 100% | 0% | 1 | 1 | 100% | 3.125% | 85% | 6.8% | 0.2% | 0 | 0 | 0 | 0 | 0 | 0 | 0 | 0 | 0 |  | 0 | 0 | 0 | 01. ($9,999.000) to $0.028 | N/A | 0 | 01. ($9,999.00) to $0.22 | N/A | 0.085 | 0.085 | 0.085 | 0.085 | 0.085 | 0.085 | 0.085 | 0.085 | 0.085 | 0.085 | 0 | 0 | 0 | 0 | 0 | 0 | 0 | 0 | 0 | 0 | 0 | 0 | 0 | 0 | 0 | 0 | 0 | 0 | 0 | 0 | 0 | 0 | 0 | 0 | 0 | 0 | 0 | 0 | 0 | 0 | 0 | 0 | 0 | 0 | 0 | 0 | 0 | 0 | 0 | 0 | 0 | 0 | 0 | 0 | 0 | 0 | 0 | 0 | 0 | 0 | 0 | 0 | 0 | 0 | 0 | 0 | 0 | 0 | 0 | 0 | 0 | 0 | 0 | 0 | 0 | 0 | 0 | 0 | 0 | 0 | 0 | 0 | 0 | 0 | 0 | 0 | 0 | 0 | 0 | 0 | 0 | 0 | 0 | 0 | 0 | 0 | 0 | 0 | 0 | 0 | 0 | 0 | 0 | 0 | 0 | 0 | 0 | 0 | 0 | 0 | 0 | 0 | 0 | 0 | 0 | 0 | 0 | 0 | 0 | 0 | 0 | 0 | 0 | 0 | 0 | 0 | 0 | 0 | 0 | 0 | 0 | 0 | 0 | 0 | 0 | 0 | 0 | 0 | 0 | 0 | 0 | 0 | 0 | 0 | 0 | 0 | 0 | 0 | 0 | 0 | 0 | 0 | 0 | 0 | 0 | 0 | 0 | 0 | 0 | 0 | 0 | 0 | 0 | 0 | 0 | 0 | 0 | 0 | 0 | 0 | 0 | 0 | 0 | 0 | 0 | 0 | 0 | 0 | 0 | 0 | 0 | 0 | 0 | 0 | 0 | 0 | 0 | 0 | 0 | 0 | 0 | 0 | 0 | 0 | 0 | 0 | 0 | 0 | 0 | 0 | 0 | 0 | 0 | 0.01296% | 0 | 0 | 0 | 0 | 0 | 0 | 0 | 0 | 0 | 0 | 0 | 0 | 0 | 0 | 0 | 0 | 0 | 0 | 0 | 0 | 0 | 0 | 0 | 0
| IND-Lighting-7P_V2 | M_Input | Council 7th Plan | 2020 | Retro | 2022 | 2045 | PSE | Industrial | Chemical | Electric | Per Region | NA | NA | Chemical Synchronous Belts | Chemical Synchronous Belts | 0 | 10 | 0 | 0 | I-All-Other-Shift3-All-All-S | 0 | 0 | 0 | 0 | 0 | 0 | 0 | 0 | 0 | 0 | 0 | 0 | Comm Flat | Synchronous Belts | Synchronous Belts | IndShift3 | 0.01266% | 100% | 0% | 1 | 1 | 100% | 10% | 85% | 6.8% | 0.2% | 0 | 0 | 0 | 0 | 0 | 0 | 0 | 0 | 0 |  | 0 | 0 | 0 | 01. ($9,999.000) to $0.028 | N/A | 0 | 01. ($9,999.00) to $0.22 | N/A | 0.085 | 0.085 | 0.085 | 0.085 | 0.085 | 0.085 | 0.085 | 0.085 | 0.085 | 0.085 | 0 | 0 | 0 | 0 | 0 | 0 | 0 | 0 | 0 | 0 | 0 | 0 | 0 | 0 | 0 | 0 | 0 | 0 | 0 | 0 | 0 | 0 | 0 | 0 | 0 | 0 | 0 | 0 | 0 | 0 | 0 | 0 | 0 | 0 | 0 | 0 | 0 | 0 | 0 | 0 | 0 | 0 | 0 | 0 | 0 | 0 | 0 | 0 | 0 | 0 | 0 | 0 | 0 | 0 | 0 | 0 | 0 | 0 | 0 | 0 | 0 | 0 | 0 | 0 | 0 | 0 | 0 | 0 | 0 | 0 | 0 | 0 | 0 | 0 | 0 | 0 | 0 | 0 | 0 | 0 | 0 | 0 | 0 | 0 | 0 | 0 | 0 | 0 | 0 | 0 | 0 | 0 | 0 | 0 | 0 | 0 | 0 | 0 | 0 | 0 | 0 | 0 | 0 | 0 | 0 | 0 | 0 | 0 | 0 | 0 | 0 | 0 | 0 | 0 | 0 | 0 | 0 | 0 | 0 | 0 | 0 | 0 | 0 | 0 | 0 | 0 | 0 | 0 | 0 | 0 | 0 | 0 | 0 | 0 | 0 | 0 | 0 | 0 | 0 | 0 | 0 | 0 | 0 | 0 | 0 | 0 | 0 | 0 | 0 | 0 | 0 | 0 | 0 | 0 | 0 | 0 | 0 | 0 | 0 | 0 | 0 | 0 | 0 | 0 | 0 | 0 | 0 | 0 | 0 | 0 | 0 | 0 | 0 | 0 | 0 | 0 | 0 | 0 | 0 | 0 | 0 | 0 | 0 | 0 | 0 | 0 | 0 | 0 | 0 | 0 | 0 | 0 | 0 | 0.01296% | 0 | 0 | 0 | 0 | 0 | 0 | 0 | 0 | 0 | 0 | 0 | 0 | 0 | 0 | 0 | 0 | 0 | 0 | 0 | 0 | 0 | 0 | 0 | 0
| IND-Lighting-7P_V2 | M_Input | Council 7th Plan | 2020 | Retro | 2022 | 2045 | PSE | Industrial | Chemical | Electric | Per Region | NA | NA | Chemical Elec Chip Fab: Eliminate Exhaust | Chemical Elec Chip Fab: Eliminate Exhaust | 0 | 10 | 0 | 0 | I-All-Other-Shift3-All-All-S | 0 | 0 | 0 | 0 | 0 | 0 | 0 | 0 | 0 | 0 | 0 | 0 | Comm Flat | Elec Chip Fab: Eliminate Exhaust | Elec Chip Fab: Eliminate Exhaust | IndShift3 | 0.01266% | 100% | 0% | 1 | 1 | 100% | 10% | 85% | 6.8% | 0.2% | 0 | 0 | 0 | 0 | 0 | 0 | 0 | 0 | 0 |  | 0 | 0 | 0 | 01. ($9,999.000) to $0.028 | N/A | 0 | 01. ($9,999.00) to $0.22 | N/A | 0.085 | 0.085 | 0.085 | 0.085 | 0.085 | 0.085 | 0.085 | 0.085 | 0.085 | 0.085 | 0 | 0 | 0 | 0 | 0 | 0 | 0 | 0 | 0 | 0 | 0 | 0 | 0 | 0 | 0 | 0 | 0 | 0 | 0 | 0 | 0 | 0 | 0 | 0 | 0 | 0 | 0 | 0 | 0 | 0 | 0 | 0 | 0 | 0 | 0 | 0 | 0 | 0 | 0 | 0 | 0 | 0 | 0 | 0 | 0 | 0 | 0 | 0 | 0 | 0 | 0 | 0 | 0 | 0 | 0 | 0 | 0 | 0 | 0 | 0 | 0 | 0 | 0 | 0 | 0 | 0 | 0 | 0 | 0 | 0 | 0 | 0 | 0 | 0 | 0 | 0 | 0 | 0 | 0 | 0 | 0 | 0 | 0 | 0 | 0 | 0 | 0 | 0 | 0 | 0 | 0 | 0 | 0 | 0 | 0 | 0 | 0 | 0 | 0 | 0 | 0 | 0 | 0 | 0 | 0 | 0 | 0 | 0 | 0 | 0 | 0 | 0 | 0 | 0 | 0 | 0 | 0 | 0 | 0 | 0 | 0 | 0 | 0 | 0 | 0 | 0 | 0 | 0 | 0 | 0 | 0 | 0 | 0 | 0 | 0 | 0 | 0 | 0 | 0 | 0 | 0 | 0 | 0 | 0 | 0 | 0 | 0 | 0 | 0 | 0 | 0 | 0 | 0 | 0 | 0 | 0 | 0 | 0 | 0 | 0 | 0 | 0 | 0 | 0 | 0 | 0 | 0 | 0 | 0 | 0 | 0 | 0 | 0 | 0 | 0 | 0 | 0 | 0 | 0 | 0 | 0 | 0 | 0 | 0 | 0 | 0 | 0 | 0 | 0 | 0 | 0 | 0 | 0 | 0.01296% | 0 | 0 | 0 | 0 | 0 | 0 | 0 | 0 | 0 | 0 | 0 | 0 | 0 | 0 | 0 | 0 | 0 | 0 | 0 | 0 | 0 | 0 | 0 | 0
| IND-Lighting-7P_V2 | M_Input | Council 7th Plan | 2020 | Retro | 2022 | 2045 | PSE | Industrial | Chemical | Electric | Per Region | NA | NA | Chemical Elec Chip Fab: Exhaust Injector | Chemical Elec Chip Fab: Exhaust Injector | 0 | 10 | 0 | 0 | I-All-Other-Shift3-All-All-S | 0 | 0 | 0 | 0 | 0 | 0 | 0 | 0 | 0 | 0 | 0 | 0 | Comm Flat | Elec Chip Fab: Exhaust Injector | Elec Chip Fab: Exhaust Injector | IndShift3 | 0.01266% | 100% | 0% | 1 | 1 | 100% | 10% | 85% | 6.8% | 0.2% | 0 | 0 | 0 | 0 | 0 | 0 | 0 | 0 | 0 |  | 0 | 0 | 0 | 01. ($9,999.000) to $0.028 | N/A | 0 | 01. ($9,999.00) to $0.22 | N/A | 0.085 | 0.085 | 0.085 | 0.085 | 0.085 | 0.085 | 0.085 | 0.085 | 0.085 | 0.085 | 0 | 0 | 0 | 0 | 0 | 0 | 0 | 0 | 0 | 0 | 0 | 0 | 0 | 0 | 0 | 0 | 0 | 0 | 0 | 0 | 0 | 0 | 0 | 0 | 0 | 0 | 0 | 0 | 0 | 0 | 0 | 0 | 0 | 0 | 0 | 0 | 0 | 0 | 0 | 0 | 0 | 0 | 0 | 0 | 0 | 0 | 0 | 0 | 0 | 0 | 0 | 0 | 0 | 0 | 0 | 0 | 0 | 0 | 0 | 0 | 0 | 0 | 0 | 0 | 0 | 0 | 0 | 0 | 0 | 0 | 0 | 0 | 0 | 0 | 0 | 0 | 0 | 0 | 0 | 0 | 0 | 0 | 0 | 0 | 0 | 0 | 0 | 0 | 0 | 0 | 0 | 0 | 0 | 0 | 0 | 0 | 0 | 0 | 0 | 0 | 0 | 0 | 0 | 0 | 0 | 0 | 0 | 0 | 0 | 0 | 0 | 0 | 0 | 0 | 0 | 0 | 0 | 0 | 0 | 0 | 0 | 0 | 0 | 0 | 0 | 0 | 0 | 0 | 0 | 0 | 0 | 0 | 0 | 0 | 0 | 0 | 0 | 0 | 0 | 0 | 0 | 0 | 0 | 0 | 0 | 0 | 0 | 0 | 0 | 0 | 0 | 0 | 0 | 0 | 0 | 0 | 0 | 0 | 0 | 0 | 0 | 0 | 0 | 0 | 0 | 0 | 0 | 0 | 0 | 0 | 0 | 0 | 0 | 0 | 0 | 0 | 0 | 0 | 0 | 0 | 0 | 0 | 0 | 0 | 0 | 0 | 0 | 0 | 0 | 0 | 0 | 0 | 0 | 0.01296% | 0 | 0 | 0 | 0 | 0 | 0 | 0 | 0 | 0 | 0 | 0 | 0 | 0 | 0 | 0 | 0 | 0 | 0 | 0 | 0 | 0 | 0 | 0 | 0
| IND-Lighting-7P_V2 | M_Input | Council 7th Plan | 2020 | Retro | 2022 | 2045 | PSE | Industrial | Chemical | Electric | Per Region | NA | NA | Chemical Elec Chip Fab: Solidstate Chiller | Chemical Elec Chip Fab: Solidstate Chiller | 0 | 10 | 0 | 0 | I-All-Other-Shift3-All-All-S | 0 | 0 | 0 | 0 | 0 | 0 | 0 | 0 | 0 | 0 | 0 | 0 | Comm Flat | Elec Chip Fab: Solidstate Chiller | Elec Chip Fab: Solidstate Chiller | IndShift3 | 0.01266% | 100% | 0% | 1 | 1 | 100% | 10% | 85% | 6.8% | 0.2% | 0 | 0 | 0 | 0 | 0 | 0 | 0 | 0 | 0 |  | 0 | 0 | 0 | 01. ($9,999.000) to $0.028 | N/A | 0 | 01. ($9,999.00) to $0.22 | N/A | 0.085 | 0.085 | 0.085 | 0.085 | 0.085 | 0.085 | 0.085 | 0.085 | 0.085 | 0.085 | 0 | 0 | 0 | 0 | 0 | 0 | 0 | 0 | 0 | 0 | 0 | 0 | 0 | 0 | 0 | 0 | 0 | 0 | 0 | 0 | 0 | 0 | 0 | 0 | 0 | 0 | 0 | 0 | 0 | 0 | 0 | 0 | 0 | 0 | 0 | 0 | 0 | 0 | 0 | 0 | 0 | 0 | 0 | 0 | 0 | 0 | 0 | 0 | 0 | 0 | 0 | 0 | 0 | 0 | 0 | 0 | 0 | 0 | 0 | 0 | 0 | 0 | 0 | 0 | 0 | 0 | 0 | 0 | 0 | 0 | 0 | 0 | 0 | 0 | 0 | 0 | 0 | 0 | 0 | 0 | 0 | 0 | 0 | 0 | 0 | 0 | 0 | 0 | 0 | 0 | 0 | 0 | 0 | 0 | 0 | 0 | 0 | 0 | 0 | 0 | 0 | 0 | 0 | 0 | 0 | 0 | 0 | 0 | 0 | 0 | 0 | 0 | 0 | 0 | 0 | 0 | 0 | 0 | 0 | 0 | 0 | 0 | 0 | 0 | 0 | 0 | 0 | 0 | 0 | 0 | 0 | 0 | 0 | 0 | 0 | 0 | 0 | 0 | 0 | 0 | 0 | 0 | 0 | 0 | 0 | 0 | 0 | 0 | 0 | 0 | 0 | 0 | 0 | 0 | 0 | 0 | 0 | 0 | 0 | 0 | 0 | 0 | 0 | 0 | 0 | 0 | 0 | 0 | 0 | 0 | 0 | 0 | 0 | 0 | 0 | 0 | 0 | 0 | 0 | 0 | 0 | 0 | 0 | 0 | 0 | 0 | 0 | 0 | 0 | 0 | 0 | 0 | 0 | 0.01296% | 0 | 0 | 0 | 0 | 0 | 0 | 0 | 0 | 0 | 0 | 0 | 0 | 0 | 0 | 0 | 0 | 0 | 0 | 0 | 0 | 0 | 0 | 0 | 0
| IND-Lighting-7P_V2 | M_Input | Council 7th Plan | 2020 | Retro | 2022 | 2045 | PSE | Industrial | Chemical | Electric | Per Region | NA | NA | Chemical Elec Chip Fab: Reduce Gas Pressure | Chemical Elec Chip Fab: Reduce Gas Pressure | 0 | 10 | 0 | 0 | I-All-Other-Shift3-All-All-S | 0 | 0 | 0 | 0 | 0 | 0 | 0 | 0 | 0 | 0 | 0 | 0 | Comm Flat | Elec Chip Fab: Reduce Gas Pressure | Elec Chip Fab: Reduce Gas Pressure | IndShift3 | 0.01266% | 100% | 0% | 1 | 1 | 100% | 10% | 85% | 6.8% | 0.2% | 0 | 0 | 0 | 0 | 0 | 0 | 0 | 0 | 0 |  | 0 | 0 | 0 | 01. ($9,999.000) to $0.028 | N/A | 0 | 01. ($9,999.00) to $0.22 | N/A | 0.085 | 0.085 | 0.085 | 0.085 | 0.085 | 0.085 | 0.085 | 0.085 | 0.085 | 0.085 | 0 | 0 | 0 | 0 | 0 | 0 | 0 | 0 | 0 | 0 | 0 | 0 | 0 | 0 | 0 | 0 | 0 | 0 | 0 | 0 | 0 | 0 | 0 | 0 | 0 | 0 | 0 | 0 | 0 | 0 | 0 | 0 | 0 | 0 | 0 | 0 | 0 | 0 | 0 | 0 | 0 | 0 | 0 | 0 | 0 | 0 | 0 | 0 | 0 | 0 | 0 | 0 | 0 | 0 | 0 | 0 | 0 | 0 | 0 | 0 | 0 | 0 | 0 | 0 | 0 | 0 | 0 | 0 | 0 | 0 | 0 | 0 | 0 | 0 | 0 | 0 | 0 | 0 | 0 | 0 | 0 | 0 | 0 | 0 | 0 | 0 | 0 | 0 | 0 | 0 | 0 | 0 | 0 | 0 | 0 | 0 | 0 | 0 | 0 | 0 | 0 | 0 | 0 | 0 | 0 | 0 | 0 | 0 | 0 | 0 | 0 | 0 | 0 | 0 | 0 | 0 | 0 | 0 | 0 | 0 | 0 | 0 | 0 | 0 | 0 | 0 | 0 | 0 | 0 | 0 | 0 | 0 | 0 | 0 | 0 | 0 | 0 | 0 | 0 | 0 | 0 | 0 | 0 | 0 | 0 | 0 | 0 | 0 | 0 | 0 | 0 | 0 | 0 | 0 | 0 | 0 | 0 | 0 | 0 | 0 | 0 | 0 | 0 | 0 | 0 | 0 | 0 | 0 | 0 | 0 | 0 | 0 | 0 | 0 | 0 | 0 | 0 | 0 | 0 | 0 | 0 | 0 | 0 | 0 | 0 | 0 | 0 | 0 | 0 | 0 | 0 | 0 | 0 | 0.01296% | 0 | 0 | 0 | 0 | 0 | 0 | 0 | 0 | 0 | 0 | 0 | 0 | 0 | 0 | 0 | 0 | 0 | 0 | 0 | 0 | 0 | 0 | 0 | 0
| IND-Lighting-7P_V2 | M_Input | Council 7th Plan | 2020 | Retro | 2022 | 2045 | PSE | Industrial | Chemical | Electric | Per Region | NA | NA | Chemical Clean Room: Change Filter Strategy | Chemical Clean Room: Change Filter Strategy | 0 | 1 | 0 | 0 | I-All-Other-Shift3-All-All-S | 0 | 0 | 0 | 0 | 0 | 0 | 0 | 0 | 0 | 0 | 0 | 0 | Comm Flat | Clean Room: Change Filter Strategy | Clean Room: Change Filter Strategy | IndShift3 | 0.01266% | 100% | 0% | 1 | 1 | 100% | 100% | 85% | 6.8% | 0.2% | 0 | 0 | 0 | 0 | 0 | 0 | 0 | 0 | 0 |  | 0 | 0 | 0 | 01. ($9,999.000) to $0.028 | N/A | 0 | 01. ($9,999.00) to $0.22 | N/A | 0.085 | 0.085 | 0.085 | 0.085 | 0.085 | 0.085 | 0.085 | 0.085 | 0.085 | 0.085 | 0 | 0 | 0 | 0 | 0 | 0 | 0 | 0 | 0 | 0 | 0 | 0 | 0 | 0 | 0 | 0 | 0 | 0 | 0 | 0 | 0 | 0 | 0 | 0 | 0 | 0 | 0 | 0 | 0 | 0 | 0 | 0 | 0 | 0 | 0 | 0 | 0 | 0 | 0 | 0 | 0 | 0 | 0 | 0 | 0 | 0 | 0 | 0 | 0 | 0 | 0 | 0 | 0 | 0 | 0 | 0 | 0 | 0 | 0 | 0 | 0 | 0 | 0 | 0 | 0 | 0 | 0 | 0 | 0 | 0 | 0 | 0 | 0 | 0 | 0 | 0 | 0 | 0 | 0 | 0 | 0 | 0 | 0 | 0 | 0 | 0 | 0 | 0 | 0 | 0 | 0 | 0 | 0 | 0 | 0 | 0 | 0 | 0 | 0 | 0 | 0 | 0 | 0 | 0 | 0 | 0 | 0 | 0 | 0 | 0 | 0 | 0 | 0 | 0 | 0 | 0 | 0 | 0 | 0 | 0 | 0 | 0 | 0 | 0 | 0 | 0 | 0 | 0 | 0 | 0 | 0 | 0 | 0 | 0 | 0 | 0 | 0 | 0 | 0 | 0 | 0 | 0 | 0 | 0 | 0 | 0 | 0 | 0 | 0 | 0 | 0 | 0 | 0 | 0 | 0 | 0 | 0 | 0 | 0 | 0 | 0 | 0 | 0 | 0 | 0 | 0 | 0 | 0 | 0 | 0 | 0 | 0 | 0 | 0 | 0 | 0 | 0 | 0 | 0 | 0 | 0 | 0 | 0 | 0 | 0 | 0 | 0 | 0 | 0 | 0 | 0 | 0 | 0 | 0.01296% | 0 | 0 | 0 | 0 | 0 | 0 | 0 | 0 | 0 | 0 | 0 | 0 | 0 | 0 | 0 | 0 | 0 | 0 | 0 | 0 | 0 | 0 | 0 | 0
| IND-Lighting-7P_V2 | M_Input | Council 7th Plan | 2020 | Retro | 2022 | 2045 | PSE | Industrial | Chemical | Electric | Per Region | NA | NA | Chemical Clean Room: Clean Room HVAC | Chemical Clean Room: Clean Room HVAC | 0 | 20 | 0 | 0 | I-All-Other-Shift3-All-All-S | 0 | 0 | 0 | 0 | 0 | 0 | 0 | 0 | 0 | 0 | 0 | 0 | Comm Flat | Clean Room: Clean Room HVAC | Clean Room: Clean Room HVAC | IndShift3 | 0.01266% | 100% | 0% | 1 | 1 | 100% | 5% | 85% | 6.8% | 0.2% | 0 | 0 | 0 | 0 | 0 | 0 | 0 | 0 | 0 |  | 0 | 0 | 0 | 01. ($9,999.000) to $0.028 | N/A | 0 | 01. ($9,999.00) to $0.22 | N/A | 0.085 | 0.085 | 0.085 | 0.085 | 0.085 | 0.085 | 0.085 | 0.085 | 0.085 | 0.085 | 0 | 0 | 0 | 0 | 0 | 0 | 0 | 0 | 0 | 0 | 0 | 0 | 0 | 0 | 0 | 0 | 0 | 0 | 0 | 0 | 0 | 0 | 0 | 0 | 0 | 0 | 0 | 0 | 0 | 0 | 0 | 0 | 0 | 0 | 0 | 0 | 0 | 0 | 0 | 0 | 0 | 0 | 0 | 0 | 0 | 0 | 0 | 0 | 0 | 0 | 0 | 0 | 0 | 0 | 0 | 0 | 0 | 0 | 0 | 0 | 0 | 0 | 0 | 0 | 0 | 0 | 0 | 0 | 0 | 0 | 0 | 0 | 0 | 0 | 0 | 0 | 0 | 0 | 0 | 0 | 0 | 0 | 0 | 0 | 0 | 0 | 0 | 0 | 0 | 0 | 0 | 0 | 0 | 0 | 0 | 0 | 0 | 0 | 0 | 0 | 0 | 0 | 0 | 0 | 0 | 0 | 0 | 0 | 0 | 0 | 0 | 0 | 0 | 0 | 0 | 0 | 0 | 0 | 0 | 0 | 0 | 0 | 0 | 0 | 0 | 0 | 0 | 0 | 0 | 0 | 0 | 0 | 0 | 0 | 0 | 0 | 0 | 0 | 0 | 0 | 0 | 0 | 0 | 0 | 0 | 0 | 0 | 0 | 0 | 0 | 0 | 0 | 0 | 0 | 0 | 0 | 0 | 0 | 0 | 0 | 0 | 0 | 0 | 0 | 0 | 0 | 0 | 0 | 0 | 0 | 0 | 0 | 0 | 0 | 0 | 0 | 0 | 0 | 0 | 0 | 0 | 0 | 0 | 0 | 0 | 0 | 0 | 0 | 0 | 0 | 0 | 0 | 0 | 0.01296% | 0 | 0 | 0 | 0 | 0 | 0 | 0 | 0 | 0 | 0 | 0 | 0 | 0 | 0 | 0 | 0 | 0 | 0 | 0 | 0 | 0 | 0 | 0 | 0
| IND-Lighting-7P_V2 | M_Input | Council 7th Plan | 2020 | Retro | 2022 | 2045 | PSE | Industrial | Chemical | Electric | Per Region | NA | NA | Chemical Clean Room: Chiller Optimize | Chemical Clean Room: Chiller Optimize | 0 | 10 | 0 | 0 | I-All-Other-Shift3-All-All-S | 0 | 0 | 0 | 0 | 0 | 0 | 0 | 0 | 0 | 0 | 0 | 0 | Comm Flat | Clean Room: Chiller Optimize | Clean Room: Chiller Optimize | IndShift3 | 0.01266% | 100% | 0% | 1 | 1 | 100% | 10% | 85% | 6.8% | 0.2% | 0 | 0 | 0 | 0 | 0 | 0 | 0 | 0 | 0 |  | 0 | 0 | 0 | 01. ($9,999.000) to $0.028 | N/A | 0 | 01. ($9,999.00) to $0.22 | N/A | 0.085 | 0.085 | 0.085 | 0.085 | 0.085 | 0.085 | 0.085 | 0.085 | 0.085 | 0.085 | 0 | 0 | 0 | 0 | 0 | 0 | 0 | 0 | 0 | 0 | 0 | 0 | 0 | 0 | 0 | 0 | 0 | 0 | 0 | 0 | 0 | 0 | 0 | 0 | 0 | 0 | 0 | 0 | 0 | 0 | 0 | 0 | 0 | 0 | 0 | 0 | 0 | 0 | 0 | 0 | 0 | 0 | 0 | 0 | 0 | 0 | 0 | 0 | 0 | 0 | 0 | 0 | 0 | 0 | 0 | 0 | 0 | 0 | 0 | 0 | 0 | 0 | 0 | 0 | 0 | 0 | 0 | 0 | 0 | 0 | 0 | 0 | 0 | 0 | 0 | 0 | 0 | 0 | 0 | 0 | 0 | 0 | 0 | 0 | 0 | 0 | 0 | 0 | 0 | 0 | 0 | 0 | 0 | 0 | 0 | 0 | 0 | 0 | 0 | 0 | 0 | 0 | 0 | 0 | 0 | 0 | 0 | 0 | 0 | 0 | 0 | 0 | 0 | 0 | 0 | 0 | 0 | 0 | 0 | 0 | 0 | 0 | 0 | 0 | 0 | 0 | 0 | 0 | 0 | 0 | 0 | 0 | 0 | 0 | 0 | 0 | 0 | 0 | 0 | 0 | 0 | 0 | 0 | 0 | 0 | 0 | 0 | 0 | 0 | 0 | 0 | 0 | 0 | 0 | 0 | 0 | 0 | 0 | 0 | 0 | 0 | 0 | 0 | 0 | 0 | 0 | 0 | 0 | 0 | 0 | 0 | 0 | 0 | 0 | 0 | 0 | 0 | 0 | 0 | 0 | 0 | 0 | 0 | 0 | 0 | 0 | 0 | 0 | 0 | 0 | 0 | 0 | 0 | 0.01296% | 0 | 0 | 0 | 0 | 0 | 0 | 0 | 0 | 0 | 0 | 0 | 0 | 0 | 0 | 0 | 0 | 0 | 0 | 0 | 0 | 0 | 0 | 0 | 0
| IND-Lighting-7P_V2 | M_Input | Council 7th Plan | 2020 | Retro | 2022 | 2045 | PSE | Industrial | Chemical | Electric | Per Region | NA | NA | Chemical Food: Cooling and Storage | Chemical Food: Cooling and Storage | 0 | 10 | 0 | 0 | C-War-Ref-All-All-All-C | 0 | 0 | 0 | 0 | 0 | 0 | 0 | 0 | 0 | 0 | 0 | 0 | Comm Flat | Food: Cooling and Storage | Food: Cooling and Storage | IndShift3 | 0.01266% | 100% | 0% | 1 | 1 | 100% | 10% | 85% | 6.8% | 0.2% | 0 | 0 | 0 | 0 | 0 | 0 | 0 | 0 | 0 |  | 0 | 0 | 0 | 01. ($9,999.000) to $0.028 | N/A | 0 | 01. ($9,999.00) to $0.22 | N/A | 0.085 | 0.085 | 0.085 | 0.085 | 0.085 | 0.085 | 0.085 | 0.085 | 0.085 | 0.085 | 0 | 0 | 0 | 0 | 0 | 0 | 0 | 0 | 0 | 0 | 0 | 0 | 0 | 0 | 0 | 0 | 0 | 0 | 0 | 0 | 0 | 0 | 0 | 0 | 0 | 0 | 0 | 0 | 0 | 0 | 0 | 0 | 0 | 0 | 0 | 0 | 0 | 0 | 0 | 0 | 0 | 0 | 0 | 0 | 0 | 0 | 0 | 0 | 0 | 0 | 0 | 0 | 0 | 0 | 0 | 0 | 0 | 0 | 0 | 0 | 0 | 0 | 0 | 0 | 0 | 0 | 0 | 0 | 0 | 0 | 0 | 0 | 0 | 0 | 0 | 0 | 0 | 0 | 0 | 0 | 0 | 0 | 0 | 0 | 0 | 0 | 0 | 0 | 0 | 0 | 0 | 0 | 0 | 0 | 0 | 0 | 0 | 0 | 0 | 0 | 0 | 0 | 0 | 0 | 0 | 0 | 0 | 0 | 0 | 0 | 0 | 0 | 0 | 0 | 0 | 0 | 0 | 0 | 0 | 0 | 0 | 0 | 0 | 0 | 0 | 0 | 0 | 0 | 0 | 0 | 0 | 0 | 0 | 0 | 0 | 0 | 0 | 0 | 0 | 0 | 0 | 0 | 0 | 0 | 0 | 0 | 0 | 0 | 0 | 0 | 0 | 0 | 0 | 0 | 0 | 0 | 0 | 0 | 0 | 0 | 0 | 0 | 0 | 0 | 0 | 0 | 0 | 0 | 0 | 0 | 0 | 0 | 0 | 0 | 0 | 0 | 0 | 0 | 0 | 0 | 0 | 0 | 0 | 0 | 0 | 0 | 0 | 0 | 0 | 0 | 0 | 0 | 0 | 0.01296% | 0 | 0 | 0 | 0 | 0 | 0 | 0 | 0 | 0 | 0 | 0 | 0 | 0 | 0 | 0 | 0 | 0 | 0 | 0 | 0 | 0 | 0 | 0 | 0
| IND-Lighting-7P_V2 | M_Input | Council 7th Plan | 2020 | Retro | 2022 | 2045 | PSE | Industrial | Chemical | Electric | Per Region | NA | NA | Chemical Food: Refrig Storage Tuneup | Chemical Food: Refrig Storage Tuneup | 0 | 3 | 0 | 0 | C-War-Ref-All-All-All-C | 0 | 0 | 0 | 0 | 0 | 0 | 0 | 0 | 0 | 0 | 0 | 0 | Comm Flat | Food: Refrig Storage Tuneup | Food: Refrig Storage Tuneup | IndShift3 | 0.01266% | 100% | 0% | 1 | 1 | 100% | 33.33% | 85% | 6.8% | 0.2% | 0 | 0 | 0 | 0 | 0 | 0 | 0 | 0 | 0 |  | 0 | 0 | 0 | 01. ($9,999.000) to $0.028 | N/A | 0 | 01. ($9,999.00) to $0.22 | N/A | 0.085 | 0.085 | 0.085 | 0.085 | 0.085 | 0.085 | 0.085 | 0.085 | 0.085 | 0.085 | 0 | 0 | 0 | 0 | 0 | 0 | 0 | 0 | 0 | 0 | 0 | 0 | 0 | 0 | 0 | 0 | 0 | 0 | 0 | 0 | 0 | 0 | 0 | 0 | 0 | 0 | 0 | 0 | 0 | 0 | 0 | 0 | 0 | 0 | 0 | 0 | 0 | 0 | 0 | 0 | 0 | 0 | 0 | 0 | 0 | 0 | 0 | 0 | 0 | 0 | 0 | 0 | 0 | 0 | 0 | 0 | 0 | 0 | 0 | 0 | 0 | 0 | 0 | 0 | 0 | 0 | 0 | 0 | 0 | 0 | 0 | 0 | 0 | 0 | 0 | 0 | 0 | 0 | 0 | 0 | 0 | 0 | 0 | 0 | 0 | 0 | 0 | 0 | 0 | 0 | 0 | 0 | 0 | 0 | 0 | 0 | 0 | 0 | 0 | 0 | 0 | 0 | 0 | 0 | 0 | 0 | 0 | 0 | 0 | 0 | 0 | 0 | 0 | 0 | 0 | 0 | 0 | 0 | 0 | 0 | 0 | 0 | 0 | 0 | 0 | 0 | 0 | 0 | 0 | 0 | 0 | 0 | 0 | 0 | 0 | 0 | 0 | 0 | 0 | 0 | 0 | 0 | 0 | 0 | 0 | 0 | 0 | 0 | 0 | 0 | 0 | 0 | 0 | 0 | 0 | 0 | 0 | 0 | 0 | 0 | 0 | 0 | 0 | 0 | 0 | 0 | 0 | 0 | 0 | 0 | 0 | 0 | 0 | 0 | 0 | 0 | 0 | 0 | 0 | 0 | 0 | 0 | 0 | 0 | 0 | 0 | 0 | 0 | 0 | 0 | 0 | 0 | 0 | 0.01296% | 0 | 0 | 0 | 0 | 0 | 0 | 0 | 0 | 0 | 0 | 0 | 0 | 0 | 0 | 0 | 0 | 0 | 0 | 0 | 0 | 0 | 0 | 0 | 0
| IND-Lighting-7P_V2 | M_Input | Council 7th Plan | 2020 | Retro | 2022 | 2045 | PSE | Industrial | Chemical | Electric | Per Region | NA | NA | Chemical Metal: New Arc Furnace | Chemical Metal: New Arc Furnace | 0 | 10 | 0 | 0 | I-All-Other-Shift3-All-All-S | 0 | 0 | 0 | 0 | 0 | 0 | 0 | 0 | 0 | 0 | 0 | 0 | Comm Flat | Metal: New Arc Furnace | Metal: New Arc Furnace | IndShift3 | 0.01266% | 100% | 0% | 1 | 1 | 100% | 10% | 85% | 6.8% | 0.2% | 0 | 0 | 0 | 0 | 0 | 0 | 0 | 0 | 0 |  | 0 | 0 | 0 | 01. ($9,999.000) to $0.028 | N/A | 0 | 01. ($9,999.00) to $0.22 | N/A | 0.085 | 0.085 | 0.085 | 0.085 | 0.085 | 0.085 | 0.085 | 0.085 | 0.085 | 0.085 | 0 | 0 | 0 | 0 | 0 | 0 | 0 | 0 | 0 | 0 | 0 | 0 | 0 | 0 | 0 | 0 | 0 | 0 | 0 | 0 | 0 | 0 | 0 | 0 | 0 | 0 | 0 | 0 | 0 | 0 | 0 | 0 | 0 | 0 | 0 | 0 | 0 | 0 | 0 | 0 | 0 | 0 | 0 | 0 | 0 | 0 | 0 | 0 | 0 | 0 | 0 | 0 | 0 | 0 | 0 | 0 | 0 | 0 | 0 | 0 | 0 | 0 | 0 | 0 | 0 | 0 | 0 | 0 | 0 | 0 | 0 | 0 | 0 | 0 | 0 | 0 | 0 | 0 | 0 | 0 | 0 | 0 | 0 | 0 | 0 | 0 | 0 | 0 | 0 | 0 | 0 | 0 | 0 | 0 | 0 | 0 | 0 | 0 | 0 | 0 | 0 | 0 | 0 | 0 | 0 | 0 | 0 | 0 | 0 | 0 | 0 | 0 | 0 | 0 | 0 | 0 | 0 | 0 | 0 | 0 | 0 | 0 | 0 | 0 | 0 | 0 | 0 | 0 | 0 | 0 | 0 | 0 | 0 | 0 | 0 | 0 | 0 | 0 | 0 | 0 | 0 | 0 | 0 | 0 | 0 | 0 | 0 | 0 | 0 | 0 | 0 | 0 | 0 | 0 | 0 | 0 | 0 | 0 | 0 | 0 | 0 | 0 | 0 | 0 | 0 | 0 | 0 | 0 | 0 | 0 | 0 | 0 | 0 | 0 | 0 | 0 | 0 | 0 | 0 | 0 | 0 | 0 | 0 | 0 | 0 | 0 | 0 | 0 | 0 | 0 | 0 | 0 | 0 | 0.01296% | 0 | 0 | 0 | 0 | 0 | 0 | 0 | 0 | 0 | 0 | 0 | 0 | 0 | 0 | 0 | 0 | 0 | 0 | 0 | 0 | 0 | 0 | 0 | 0
| IND-Lighting-7P_V2 | M_Input | Council 7th Plan | 2020 | Retro | 2022 | 2045 | PSE | Industrial | Chemical | Electric | Per Region | NA | NA | Chemical Mech Pulp: Refiner Replacement | Chemical Mech Pulp: Refiner Replacement | 0 | 12 | 0 | 0 | I-All-Other-Shift3-All-All-S | 0 | 0 | 0 | 0 | 0 | 0 | 0 | 0 | 0 | 0 | 0 | 0 | Comm Flat | Mech Pulp: Refiner Replacement | Mech Pulp: Refiner Replacement | IndShift3 | 0.01266% | 100% | 0% | 1 | 1 | 100% | 8.333% | 85% | 6.8% | 0.2% | 0 | 0 | 0 | 0 | 0 | 0 | 0 | 0 | 0 |  | 0 | 0 | 0 | 01. ($9,999.000) to $0.028 | N/A | 0 | 01. ($9,999.00) to $0.22 | N/A | 0.085 | 0.085 | 0.085 | 0.085 | 0.085 | 0.085 | 0.085 | 0.085 | 0.085 | 0.085 | 0 | 0 | 0 | 0 | 0 | 0 | 0 | 0 | 0 | 0 | 0 | 0 | 0 | 0 | 0 | 0 | 0 | 0 | 0 | 0 | 0 | 0 | 0 | 0 | 0 | 0 | 0 | 0 | 0 | 0 | 0 | 0 | 0 | 0 | 0 | 0 | 0 | 0 | 0 | 0 | 0 | 0 | 0 | 0 | 0 | 0 | 0 | 0 | 0 | 0 | 0 | 0 | 0 | 0 | 0 | 0 | 0 | 0 | 0 | 0 | 0 | 0 | 0 | 0 | 0 | 0 | 0 | 0 | 0 | 0 | 0 | 0 | 0 | 0 | 0 | 0 | 0 | 0 | 0 | 0 | 0 | 0 | 0 | 0 | 0 | 0 | 0 | 0 | 0 | 0 | 0 | 0 | 0 | 0 | 0 | 0 | 0 | 0 | 0 | 0 | 0 | 0 | 0 | 0 | 0 | 0 | 0 | 0 | 0 | 0 | 0 | 0 | 0 | 0 | 0 | 0 | 0 | 0 | 0 | 0 | 0 | 0 | 0 | 0 | 0 | 0 | 0 | 0 | 0 | 0 | 0 | 0 | 0 | 0 | 0 | 0 | 0 | 0 | 0 | 0 | 0 | 0 | 0 | 0 | 0 | 0 | 0 | 0 | 0 | 0 | 0 | 0 | 0 | 0 | 0 | 0 | 0 | 0 | 0 | 0 | 0 | 0 | 0 | 0 | 0 | 0 | 0 | 0 | 0 | 0 | 0 | 0 | 0 | 0 | 0 | 0 | 0 | 0 | 0 | 0 | 0 | 0 | 0 | 0 | 0 | 0 | 0 | 0 | 0 | 0 | 0 | 0 | 0 | 0.01296% | 0 | 0 | 0 | 0 | 0 | 0 | 0 | 0 | 0 | 0 | 0 | 0 | 0 | 0 | 0 | 0 | 0 | 0 | 0 | 0 | 0 | 0 | 0 | 0
| IND-Lighting-7P_V2 | M_Input | Council 7th Plan | 2020 | Retro | 2022 | 2045 | PSE | Industrial | Chemical | Electric | Per Region | NA | NA | Chemical Mech Pulp: Premium Process | Chemical Mech Pulp: Premium Process | 0 | 5 | 0 | 0 | I-All-Other-Shift3-All-All-S | 0 | 0 | 0 | 0 | 0 | 0 | 0 | 0 | 0 | 0 | 0 | 0 | Comm Flat | Mech Pulp: Premium Process | Mech Pulp: Premium Process | IndShift3 | 0.01266% | 100% | 0% | 1 | 1 | 100% | 20% | 85% | 6.8% | 0.2% | 0 | 0 | 0 | 0 | 0 | 0 | 0 | 0 | 0 |  | 0 | 0 | 0 | 01. ($9,999.000) to $0.028 | N/A | 0 | 01. ($9,999.00) to $0.22 | N/A | 0.085 | 0.085 | 0.085 | 0.085 | 0.085 | 0.085 | 0.085 | 0.085 | 0.085 | 0.085 | 0 | 0 | 0 | 0 | 0 | 0 | 0 | 0 | 0 | 0 | 0 | 0 | 0 | 0 | 0 | 0 | 0 | 0 | 0 | 0 | 0 | 0 | 0 | 0 | 0 | 0 | 0 | 0 | 0 | 0 | 0 | 0 | 0 | 0 | 0 | 0 | 0 | 0 | 0 | 0 | 0 | 0 | 0 | 0 | 0 | 0 | 0 | 0 | 0 | 0 | 0 | 0 | 0 | 0 | 0 | 0 | 0 | 0 | 0 | 0 | 0 | 0 | 0 | 0 | 0 | 0 | 0 | 0 | 0 | 0 | 0 | 0 | 0 | 0 | 0 | 0 | 0 | 0 | 0 | 0 | 0 | 0 | 0 | 0 | 0 | 0 | 0 | 0 | 0 | 0 | 0 | 0 | 0 | 0 | 0 | 0 | 0 | 0 | 0 | 0 | 0 | 0 | 0 | 0 | 0 | 0 | 0 | 0 | 0 | 0 | 0 | 0 | 0 | 0 | 0 | 0 | 0 | 0 | 0 | 0 | 0 | 0 | 0 | 0 | 0 | 0 | 0 | 0 | 0 | 0 | 0 | 0 | 0 | 0 | 0 | 0 | 0 | 0 | 0 | 0 | 0 | 0 | 0 | 0 | 0 | 0 | 0 | 0 | 0 | 0 | 0 | 0 | 0 | 0 | 0 | 0 | 0 | 0 | 0 | 0 | 0 | 0 | 0 | 0 | 0 | 0 | 0 | 0 | 0 | 0 | 0 | 0 | 0 | 0 | 0 | 0 | 0 | 0 | 0 | 0 | 0 | 0 | 0 | 0 | 0 | 0 | 0 | 0 | 0 | 0 | 0 | 0 | 0 | 0.01296% | 0 | 0 | 0 | 0 | 0 | 0 | 0 | 0 | 0 | 0 | 0 | 0 | 0 | 0 | 0 | 0 | 0 | 0 | 0 | 0 | 0 | 0 | 0 | 0
| IND-Lighting-7P_V2 | M_Input | Council 7th Plan | 2020 | Retro | 2022 | 2045 | PSE | Industrial | Chemical | Electric | Per Region | NA | NA | Chemical Mech Pulp: Refiner Plate Improvement | Chemical Mech Pulp: Refiner Plate Improvement | 0 | 1 | 0 | 0 | I-All-Other-Shift3-All-All-S | 0 | 0 | 0 | 0 | 0 | 0 | 0 | 0 | 0 | 0 | 0 | 0 | Comm Flat | Mech Pulp: Refiner Plate Improvement | Mech Pulp: Refiner Plate Improvement | IndShift3 | 0.01266% | 100% | 0% | 1 | 1 | 100% | 100% | 85% | 6.8% | 0.2% | 0 | 0 | 0 | 0 | 0 | 0 | 0 | 0 | 0 |  | 0 | 0 | 0 | 01. ($9,999.000) to $0.028 | N/A | 0 | 01. ($9,999.00) to $0.22 | N/A | 0.085 | 0.085 | 0.085 | 0.085 | 0.085 | 0.085 | 0.085 | 0.085 | 0.085 | 0.085 | 0 | 0 | 0 | 0 | 0 | 0 | 0 | 0 | 0 | 0 | 0 | 0 | 0 | 0 | 0 | 0 | 0 | 0 | 0 | 0 | 0 | 0 | 0 | 0 | 0 | 0 | 0 | 0 | 0 | 0 | 0 | 0 | 0 | 0 | 0 | 0 | 0 | 0 | 0 | 0 | 0 | 0 | 0 | 0 | 0 | 0 | 0 | 0 | 0 | 0 | 0 | 0 | 0 | 0 | 0 | 0 | 0 | 0 | 0 | 0 | 0 | 0 | 0 | 0 | 0 | 0 | 0 | 0 | 0 | 0 | 0 | 0 | 0 | 0 | 0 | 0 | 0 | 0 | 0 | 0 | 0 | 0 | 0 | 0 | 0 | 0 | 0 | 0 | 0 | 0 | 0 | 0 | 0 | 0 | 0 | 0 | 0 | 0 | 0 | 0 | 0 | 0 | 0 | 0 | 0 | 0 | 0 | 0 | 0 | 0 | 0 | 0 | 0 | 0 | 0 | 0 | 0 | 0 | 0 | 0 | 0 | 0 | 0 | 0 | 0 | 0 | 0 | 0 | 0 | 0 | 0 | 0 | 0 | 0 | 0 | 0 | 0 | 0 | 0 | 0 | 0 | 0 | 0 | 0 | 0 | 0 | 0 | 0 | 0 | 0 | 0 | 0 | 0 | 0 | 0 | 0 | 0 | 0 | 0 | 0 | 0 | 0 | 0 | 0 | 0 | 0 | 0 | 0 | 0 | 0 | 0 | 0 | 0 | 0 | 0 | 0 | 0 | 0 | 0 | 0 | 0 | 0 | 0 | 0 | 0 | 0 | 0 | 0 | 0 | 0 | 0 | 0 | 0 | 0.01296% | 0 | 0 | 0 | 0 | 0 | 0 | 0 | 0 | 0 | 0 | 0 | 0 | 0 | 0 | 0 | 0 | 0 | 0 | 0 | 0 | 0 | 0 | 0 | 0
| IND-Lighting-7P_V2 | M_Input | Council 7th Plan | 2020 | Retro | 2022 | 2045 | PSE | Industrial | Chemical | Electric | Per Region | NA | NA | Chemical Kraft: Effluent Treatment System | Chemical Kraft: Effluent Treatment System | 0 | 10 | 0 | 0 | I-All-Other-Shift3-All-All-S | 0 | 0 | 0 | 0 | 0 | 0 | 0 | 0 | 0 | 0 | 0 | 0 | Comm Flat | Kraft: Effluent Treatment System | Kraft: Effluent Treatment System | IndShift3 | 0.01266% | 100% | 0% | 1 | 1 | 100% | 10% | 85% | 6.8% | 0.2% | 0 | 0 | 0 | 0 | 0 | 0 | 0 | 0 | 0 |  | 0 | 0 | 0 | 01. ($9,999.000) to $0.028 | N/A | 0 | 01. ($9,999.00) to $0.22 | N/A | 0.085 | 0.085 | 0.085 | 0.085 | 0.085 | 0.085 | 0.085 | 0.085 | 0.085 | 0.085 | 0 | 0 | 0 | 0 | 0 | 0 | 0 | 0 | 0 | 0 | 0 | 0 | 0 | 0 | 0 | 0 | 0 | 0 | 0 | 0 | 0 | 0 | 0 | 0 | 0 | 0 | 0 | 0 | 0 | 0 | 0 | 0 | 0 | 0 | 0 | 0 | 0 | 0 | 0 | 0 | 0 | 0 | 0 | 0 | 0 | 0 | 0 | 0 | 0 | 0 | 0 | 0 | 0 | 0 | 0 | 0 | 0 | 0 | 0 | 0 | 0 | 0 | 0 | 0 | 0 | 0 | 0 | 0 | 0 | 0 | 0 | 0 | 0 | 0 | 0 | 0 | 0 | 0 | 0 | 0 | 0 | 0 | 0 | 0 | 0 | 0 | 0 | 0 | 0 | 0 | 0 | 0 | 0 | 0 | 0 | 0 | 0 | 0 | 0 | 0 | 0 | 0 | 0 | 0 | 0 | 0 | 0 | 0 | 0 | 0 | 0 | 0 | 0 | 0 | 0 | 0 | 0 | 0 | 0 | 0 | 0 | 0 | 0 | 0 | 0 | 0 | 0 | 0 | 0 | 0 | 0 | 0 | 0 | 0 | 0 | 0 | 0 | 0 | 0 | 0 | 0 | 0 | 0 | 0 | 0 | 0 | 0 | 0 | 0 | 0 | 0 | 0 | 0 | 0 | 0 | 0 | 0 | 0 | 0 | 0 | 0 | 0 | 0 | 0 | 0 | 0 | 0 | 0 | 0 | 0 | 0 | 0 | 0 | 0 | 0 | 0 | 0 | 0 | 0 | 0 | 0 | 0 | 0 | 0 | 0 | 0 | 0 | 0 | 0 | 0 | 0 | 0 | 0 | 0.01296% | 0 | 0 | 0 | 0 | 0 | 0 | 0 | 0 | 0 | 0 | 0 | 0 | 0 | 0 | 0 | 0 | 0 | 0 | 0 | 0 | 0 | 0 | 0 | 0
| IND-Lighting-7P_V2 | M_Input | Council 7th Plan | 2020 | Retro | 2022 | 2045 | PSE | Industrial | Chemical | Electric | Per Region | NA | NA | Chemical Kraft: Efficient Agitator | Chemical Kraft: Efficient Agitator | 0 | 10 | 0 | 0 | I-All-Other-Shift3-All-All-S | 0 | 0 | 0 | 0 | 0 | 0 | 0 | 0 | 0 | 0 | 0 | 0 | Comm Flat | Kraft: Efficient Agitator | Kraft: Efficient Agitator | IndShift3 | 0.01266% | 100% | 0% | 1 | 1 | 100% | 10% | 85% | 6.8% | 0.2% | 0 | 0 | 0 | 0 | 0 | 0 | 0 | 0 | 0 |  | 0 | 0 | 0 | 01. ($9,999.000) to $0.028 | N/A | 0 | 01. ($9,999.00) to $0.22 | N/A | 0.085 | 0.085 | 0.085 | 0.085 | 0.085 | 0.085 | 0.085 | 0.085 | 0.085 | 0.085 | 0 | 0 | 0 | 0 | 0 | 0 | 0 | 0 | 0 | 0 | 0 | 0 | 0 | 0 | 0 | 0 | 0 | 0 | 0 | 0 | 0 | 0 | 0 | 0 | 0 | 0 | 0 | 0 | 0 | 0 | 0 | 0 | 0 | 0 | 0 | 0 | 0 | 0 | 0 | 0 | 0 | 0 | 0 | 0 | 0 | 0 | 0 | 0 | 0 | 0 | 0 | 0 | 0 | 0 | 0 | 0 | 0 | 0 | 0 | 0 | 0 | 0 | 0 | 0 | 0 | 0 | 0 | 0 | 0 | 0 | 0 | 0 | 0 | 0 | 0 | 0 | 0 | 0 | 0 | 0 | 0 | 0 | 0 | 0 | 0 | 0 | 0 | 0 | 0 | 0 | 0 | 0 | 0 | 0 | 0 | 0 | 0 | 0 | 0 | 0 | 0 | 0 | 0 | 0 | 0 | 0 | 0 | 0 | 0 | 0 | 0 | 0 | 0 | 0 | 0 | 0 | 0 | 0 | 0 | 0 | 0 | 0 | 0 | 0 | 0 | 0 | 0 | 0 | 0 | 0 | 0 | 0 | 0 | 0 | 0 | 0 | 0 | 0 | 0 | 0 | 0 | 0 | 0 | 0 | 0 | 0 | 0 | 0 | 0 | 0 | 0 | 0 | 0 | 0 | 0 | 0 | 0 | 0 | 0 | 0 | 0 | 0 | 0 | 0 | 0 | 0 | 0 | 0 | 0 | 0 | 0 | 0 | 0 | 0 | 0 | 0 | 0 | 0 | 0 | 0 | 0 | 0 | 0 | 0 | 0 | 0 | 0 | 0 | 0 | 0 | 0 | 0 | 0 | 0.01296% | 0 | 0 | 0 | 0 | 0 | 0 | 0 | 0 | 0 | 0 | 0 | 0 | 0 | 0 | 0 | 0 | 0 | 0 | 0 | 0 | 0 | 0 | 0 | 0
| IND-Lighting-7P_V2 | M_Input | Council 7th Plan | 2020 | Retro | 2022 | 2045 | PSE | Industrial | Chemical | Electric | Per Region | NA | NA | Chemical Paper: Efficient Pulp Screen | Chemical Paper: Efficient Pulp Screen | 0 | 10 | 0 | 0 | I-All-Other-Shift3-All-All-S | 0 | 0 | 0 | 0 | 0 | 0 | 0 | 0 | 0 | 0 | 0 | 0 | Comm Flat | Paper: Efficient Pulp Screen | Paper: Efficient Pulp Screen | IndShift3 | 0.01266% | 100% | 0% | 1 | 1 | 100% | 10% | 85% | 6.8% | 0.2% | 0 | 0 | 0 | 0 | 0 | 0 | 0 | 0 | 0 |  | 0 | 0 | 0 | 01. ($9,999.000) to $0.028 | N/A | 0 | 01. ($9,999.00) to $0.22 | N/A | 0.085 | 0.085 | 0.085 | 0.085 | 0.085 | 0.085 | 0.085 | 0.085 | 0.085 | 0.085 | 0 | 0 | 0 | 0 | 0 | 0 | 0 | 0 | 0 | 0 | 0 | 0 | 0 | 0 | 0 | 0 | 0 | 0 | 0 | 0 | 0 | 0 | 0 | 0 | 0 | 0 | 0 | 0 | 0 | 0 | 0 | 0 | 0 | 0 | 0 | 0 | 0 | 0 | 0 | 0 | 0 | 0 | 0 | 0 | 0 | 0 | 0 | 0 | 0 | 0 | 0 | 0 | 0 | 0 | 0 | 0 | 0 | 0 | 0 | 0 | 0 | 0 | 0 | 0 | 0 | 0 | 0 | 0 | 0 | 0 | 0 | 0 | 0 | 0 | 0 | 0 | 0 | 0 | 0 | 0 | 0 | 0 | 0 | 0 | 0 | 0 | 0 | 0 | 0 | 0 | 0 | 0 | 0 | 0 | 0 | 0 | 0 | 0 | 0 | 0 | 0 | 0 | 0 | 0 | 0 | 0 | 0 | 0 | 0 | 0 | 0 | 0 | 0 | 0 | 0 | 0 | 0 | 0 | 0 | 0 | 0 | 0 | 0 | 0 | 0 | 0 | 0 | 0 | 0 | 0 | 0 | 0 | 0 | 0 | 0 | 0 | 0 | 0 | 0 | 0 | 0 | 0 | 0 | 0 | 0 | 0 | 0 | 0 | 0 | 0 | 0 | 0 | 0 | 0 | 0 | 0 | 0 | 0 | 0 | 0 | 0 | 0 | 0 | 0 | 0 | 0 | 0 | 0 | 0 | 0 | 0 | 0 | 0 | 0 | 0 | 0 | 0 | 0 | 0 | 0 | 0 | 0 | 0 | 0 | 0 | 0 | 0 | 0 | 0 | 0 | 0 | 0 | 0 | 0.01296% | 0 | 0 | 0 | 0 | 0 | 0 | 0 | 0 | 0 | 0 | 0 | 0 | 0 | 0 | 0 | 0 | 0 | 0 | 0 | 0 | 0 | 0 | 0 | 0
| IND-Lighting-7P_V2 | M_Input | Council 7th Plan | 2020 | Retro | 2022 | 2045 | PSE | Industrial | Chemical | Electric | Per Region | NA | NA | Chemical Paper: Premium Fan | Chemical Paper: Premium Fan | 0 | 10 | 0 | 0 | I-All-Other-Shift3-All-All-S | 0 | 0 | 0 | 0 | 0 | 0 | 0 | 0 | 0 | 0 | 0 | 0 | Comm Flat | Paper: Premium Fan | Paper: Premium Fan | IndShift3 | 0.01266% | 100% | 0% | 1 | 1 | 100% | 10% | 85% | 6.8% | 0.2% | 0 | 0 | 0 | 0 | 0 | 0 | 0 | 0 | 0 |  | 0 | 0 | 0 | 01. ($9,999.000) to $0.028 | N/A | 0 | 01. ($9,999.00) to $0.22 | N/A | 0.085 | 0.085 | 0.085 | 0.085 | 0.085 | 0.085 | 0.085 | 0.085 | 0.085 | 0.085 | 0 | 0 | 0 | 0 | 0 | 0 | 0 | 0 | 0 | 0 | 0 | 0 | 0 | 0 | 0 | 0 | 0 | 0 | 0 | 0 | 0 | 0 | 0 | 0 | 0 | 0 | 0 | 0 | 0 | 0 | 0 | 0 | 0 | 0 | 0 | 0 | 0 | 0 | 0 | 0 | 0 | 0 | 0 | 0 | 0 | 0 | 0 | 0 | 0 | 0 | 0 | 0 | 0 | 0 | 0 | 0 | 0 | 0 | 0 | 0 | 0 | 0 | 0 | 0 | 0 | 0 | 0 | 0 | 0 | 0 | 0 | 0 | 0 | 0 | 0 | 0 | 0 | 0 | 0 | 0 | 0 | 0 | 0 | 0 | 0 | 0 | 0 | 0 | 0 | 0 | 0 | 0 | 0 | 0 | 0 | 0 | 0 | 0 | 0 | 0 | 0 | 0 | 0 | 0 | 0 | 0 | 0 | 0 | 0 | 0 | 0 | 0 | 0 | 0 | 0 | 0 | 0 | 0 | 0 | 0 | 0 | 0 | 0 | 0 | 0 | 0 | 0 | 0 | 0 | 0 | 0 | 0 | 0 | 0 | 0 | 0 | 0 | 0 | 0 | 0 | 0 | 0 | 0 | 0 | 0 | 0 | 0 | 0 | 0 | 0 | 0 | 0 | 0 | 0 | 0 | 0 | 0 | 0 | 0 | 0 | 0 | 0 | 0 | 0 | 0 | 0 | 0 | 0 | 0 | 0 | 0 | 0 | 0 | 0 | 0 | 0 | 0 | 0 | 0 | 0 | 0 | 0 | 0 | 0 | 0 | 0 | 0 | 0 | 0 | 0 | 0 | 0 | 0 | 0.01296% | 0 | 0 | 0 | 0 | 0 | 0 | 0 | 0 | 0 | 0 | 0 | 0 | 0 | 0 | 0 | 0 | 0 | 0 | 0 | 0 | 0 | 0 | 0 | 0
| IND-Lighting-7P_V2 | M_Input | Council 7th Plan | 2020 | Retro | 2022 | 2045 | PSE | Industrial | Chemical | Electric | Per Region | NA | NA | Chemical Paper: Material Handling | Chemical Paper: Material Handling | 0 | 10 | 0 | 0 | I-All-Other-Shift3-All-All-S | 0 | 0 | 0 | 0 | 0 | 0 | 0 | 0 | 0 | 0 | 0 | 0 | Comm Flat | Paper: Material Handling | Paper: Material Handling | SIC24 | 0.01335% | 100% | 0% | 1 | 1 | 100% | 10% | 85% | 6.8% | 0.2% | 0 | 0 | 0 | 0 | 0 | 0 | 0 | 0 | 0 |  | 0 | 0 | 0 | 01. ($9,999.000) to $0.028 | N/A | 0 | 01. ($9,999.00) to $0.22 | N/A | 0.085 | 0.085 | 0.085 | 0.085 | 0.085 | 0.085 | 0.085 | 0.085 | 0.085 | 0.085 | 0 | 0 | 0 | 0 | 0 | 0 | 0 | 0 | 0 | 0 | 0 | 0 | 0 | 0 | 0 | 0 | 0 | 0 | 0 | 0 | 0 | 0 | 0 | 0 | 0 | 0 | 0 | 0 | 0 | 0 | 0 | 0 | 0 | 0 | 0 | 0 | 0 | 0 | 0 | 0 | 0 | 0 | 0 | 0 | 0 | 0 | 0 | 0 | 0 | 0 | 0 | 0 | 0 | 0 | 0 | 0 | 0 | 0 | 0 | 0 | 0 | 0 | 0 | 0 | 0 | 0 | 0 | 0 | 0 | 0 | 0 | 0 | 0 | 0 | 0 | 0 | 0 | 0 | 0 | 0 | 0 | 0 | 0 | 0 | 0 | 0 | 0 | 0 | 0 | 0 | 0 | 0 | 0 | 0 | 0 | 0 | 0 | 0 | 0 | 0 | 0 | 0 | 0 | 0 | 0 | 0 | 0 | 0 | 0 | 0 | 0 | 0 | 0 | 0 | 0 | 0 | 0 | 0 | 0 | 0 | 0 | 0 | 0 | 0 | 0 | 0 | 0 | 0 | 0 | 0 | 0 | 0 | 0 | 0 | 0 | 0 | 0 | 0 | 0 | 0 | 0 | 0 | 0 | 0 | 0 | 0 | 0 | 0 | 0 | 0 | 0 | 0 | 0 | 0 | 0 | 0 | 0 | 0 | 0 | 0 | 0 | 0 | 0 | 0 | 0 | 0 | 0 | 0 | 0 | 0 | 0 | 0 | 0 | 0 | 0 | 0 | 0 | 0 | 0 | 0 | 0 | 0 | 0 | 0 | 0 | 0 | 0 | 0 | 0 | 0 | 0 | 0 | 0 | 0.01209% | 0 | 0 | 0 | 0 | 0 | 0 | 0 | 0 | 0 | 0 | 0 | 0 | 0 | 0 | 0 | 0 | 0 | 0 | 0 | 0 | 0 | 0 | 0 | 0
| IND-Lighting-7P_V2 | M_Input | Council 7th Plan | 2020 | Retro | 2022 | 2045 | PSE | Industrial | Chemical | Electric | Per Region | NA | NA | Chemical Paper: Large Material Handling | Chemical Paper: Large Material Handling | 0 | 10 | 0 | 0 | I-All-Other-Shift3-All-All-S | 0 | 0 | 0 | 0 | 0 | 0 | 0 | 0 | 0 | 0 | 0 | 0 | Comm Flat | Paper: Large Material Handling | Paper: Large Material Handling | SIC24 | 0.01335% | 100% | 0% | 1 | 1 | 100% | 10% | 85% | 6.8% | 0.2% | 0 | 0 | 0 | 0 | 0 | 0 | 0 | 0 | 0 |  | 0 | 0 | 0 | 01. ($9,999.000) to $0.028 | N/A | 0 | 01. ($9,999.00) to $0.22 | N/A | 0.085 | 0.085 | 0.085 | 0.085 | 0.085 | 0.085 | 0.085 | 0.085 | 0.085 | 0.085 | 0 | 0 | 0 | 0 | 0 | 0 | 0 | 0 | 0 | 0 | 0 | 0 | 0 | 0 | 0 | 0 | 0 | 0 | 0 | 0 | 0 | 0 | 0 | 0 | 0 | 0 | 0 | 0 | 0 | 0 | 0 | 0 | 0 | 0 | 0 | 0 | 0 | 0 | 0 | 0 | 0 | 0 | 0 | 0 | 0 | 0 | 0 | 0 | 0 | 0 | 0 | 0 | 0 | 0 | 0 | 0 | 0 | 0 | 0 | 0 | 0 | 0 | 0 | 0 | 0 | 0 | 0 | 0 | 0 | 0 | 0 | 0 | 0 | 0 | 0 | 0 | 0 | 0 | 0 | 0 | 0 | 0 | 0 | 0 | 0 | 0 | 0 | 0 | 0 | 0 | 0 | 0 | 0 | 0 | 0 | 0 | 0 | 0 | 0 | 0 | 0 | 0 | 0 | 0 | 0 | 0 | 0 | 0 | 0 | 0 | 0 | 0 | 0 | 0 | 0 | 0 | 0 | 0 | 0 | 0 | 0 | 0 | 0 | 0 | 0 | 0 | 0 | 0 | 0 | 0 | 0 | 0 | 0 | 0 | 0 | 0 | 0 | 0 | 0 | 0 | 0 | 0 | 0 | 0 | 0 | 0 | 0 | 0 | 0 | 0 | 0 | 0 | 0 | 0 | 0 | 0 | 0 | 0 | 0 | 0 | 0 | 0 | 0 | 0 | 0 | 0 | 0 | 0 | 0 | 0 | 0 | 0 | 0 | 0 | 0 | 0 | 0 | 0 | 0 | 0 | 0 | 0 | 0 | 0 | 0 | 0 | 0 | 0 | 0 | 0 | 0 | 0 | 0 | 0.01209% | 0 | 0 | 0 | 0 | 0 | 0 | 0 | 0 | 0 | 0 | 0 | 0 | 0 | 0 | 0 | 0 | 0 | 0 | 0 | 0 | 0 | 0 | 0 | 0
| IND-Lighting-7P_V2 | M_Input | Council 7th Plan | 2020 | Retro | 2022 | 2045 | PSE | Industrial | Chemical | Electric | Per Region | NA | NA | Chemical Paper: Premium Control Large Material | Chemical Paper: Premium Control Large Material | 0 | 10 | 0 | 0 | I-All-Other-Shift3-All-All-S | 0 | 0 | 0 | 0 | 0 | 0 | 0 | 0 | 0 | 0 | 0 | 0 | Comm Flat | Paper: Premium Control Large Material | Paper: Premium Control Large Material | IndShift3 | 0.01266% | 100% | 0% | 1 | 1 | 100% | 10% | 85% | 6.8% | 0.2% | 0 | 0 | 0 | 0 | 0 | 0 | 0 | 0 | 0 |  | 0 | 0 | 0 | 01. ($9,999.000) to $0.028 | N/A | 0 | 01. ($9,999.00) to $0.22 | N/A | 0.085 | 0.085 | 0.085 | 0.085 | 0.085 | 0.085 | 0.085 | 0.085 | 0.085 | 0.085 | 0 | 0 | 0 | 0 | 0 | 0 | 0 | 0 | 0 | 0 | 0 | 0 | 0 | 0 | 0 | 0 | 0 | 0 | 0 | 0 | 0 | 0 | 0 | 0 | 0 | 0 | 0 | 0 | 0 | 0 | 0 | 0 | 0 | 0 | 0 | 0 | 0 | 0 | 0 | 0 | 0 | 0 | 0 | 0 | 0 | 0 | 0 | 0 | 0 | 0 | 0 | 0 | 0 | 0 | 0 | 0 | 0 | 0 | 0 | 0 | 0 | 0 | 0 | 0 | 0 | 0 | 0 | 0 | 0 | 0 | 0 | 0 | 0 | 0 | 0 | 0 | 0 | 0 | 0 | 0 | 0 | 0 | 0 | 0 | 0 | 0 | 0 | 0 | 0 | 0 | 0 | 0 | 0 | 0 | 0 | 0 | 0 | 0 | 0 | 0 | 0 | 0 | 0 | 0 | 0 | 0 | 0 | 0 | 0 | 0 | 0 | 0 | 0 | 0 | 0 | 0 | 0 | 0 | 0 | 0 | 0 | 0 | 0 | 0 | 0 | 0 | 0 | 0 | 0 | 0 | 0 | 0 | 0 | 0 | 0 | 0 | 0 | 0 | 0 | 0 | 0 | 0 | 0 | 0 | 0 | 0 | 0 | 0 | 0 | 0 | 0 | 0 | 0 | 0 | 0 | 0 | 0 | 0 | 0 | 0 | 0 | 0 | 0 | 0 | 0 | 0 | 0 | 0 | 0 | 0 | 0 | 0 | 0 | 0 | 0 | 0 | 0 | 0 | 0 | 0 | 0 | 0 | 0 | 0 | 0 | 0 | 0 | 0 | 0 | 0 | 0 | 0 | 0 | 0.01296% | 0 | 0 | 0 | 0 | 0 | 0 | 0 | 0 | 0 | 0 | 0 | 0 | 0 | 0 | 0 | 0 | 0 | 0 | 0 | 0 | 0 | 0 | 0 | 0
| IND-Lighting-7P_V2 | M_Input | Council 7th Plan | 2020 | Retro | 2022 | 2045 | PSE | Industrial | Chemical | Electric | Per Region | NA | NA | Chemical Material Handling1 | Chemical Material Handling1 | 0 | 10 | 0 | 0 | I-SIC24-Proc-All-All-All-E | 0 | 0 | 0 | 0 | 0 | 0 | 0 | 0 | 0 | 0 | 0 | 0 | Comm Flat | Material Handling1 | Material Handling1 | SIC24 | 0.01335% | 100% | 0% | 1 | 1 | 100% | 10% | 85% | 6.8% | 0.2% | 0 | 0 | 0 | 0 | 0 | 0 | 0 | 0 | 0 |  | 0 | 0 | 0 | 01. ($9,999.000) to $0.028 | N/A | 0 | 01. ($9,999.00) to $0.22 | N/A | 0.085 | 0.085 | 0.085 | 0.085 | 0.085 | 0.085 | 0.085 | 0.085 | 0.085 | 0.085 | 0 | 0 | 0 | 0 | 0 | 0 | 0 | 0 | 0 | 0 | 0 | 0 | 0 | 0 | 0 | 0 | 0 | 0 | 0 | 0 | 0 | 0 | 0 | 0 | 0 | 0 | 0 | 0 | 0 | 0 | 0 | 0 | 0 | 0 | 0 | 0 | 0 | 0 | 0 | 0 | 0 | 0 | 0 | 0 | 0 | 0 | 0 | 0 | 0 | 0 | 0 | 0 | 0 | 0 | 0 | 0 | 0 | 0 | 0 | 0 | 0 | 0 | 0 | 0 | 0 | 0 | 0 | 0 | 0 | 0 | 0 | 0 | 0 | 0 | 0 | 0 | 0 | 0 | 0 | 0 | 0 | 0 | 0 | 0 | 0 | 0 | 0 | 0 | 0 | 0 | 0 | 0 | 0 | 0 | 0 | 0 | 0 | 0 | 0 | 0 | 0 | 0 | 0 | 0 | 0 | 0 | 0 | 0 | 0 | 0 | 0 | 0 | 0 | 0 | 0 | 0 | 0 | 0 | 0 | 0 | 0 | 0 | 0 | 0 | 0 | 0 | 0 | 0 | 0 | 0 | 0 | 0 | 0 | 0 | 0 | 0 | 0 | 0 | 0 | 0 | 0 | 0 | 0 | 0 | 0 | 0 | 0 | 0 | 0 | 0 | 0 | 0 | 0 | 0 | 0 | 0 | 0 | 0 | 0 | 0 | 0 | 0 | 0 | 0 | 0 | 0 | 0 | 0 | 0 | 0 | 0 | 0 | 0 | 0 | 0 | 0 | 0 | 0 | 0 | 0 | 0 | 0 | 0 | 0 | 0 | 0 | 0 | 0 | 0 | 0 | 0 | 0 | 0 | 0.01209% | 0 | 0 | 0 | 0 | 0 | 0 | 0 | 0 | 0 | 0 | 0 | 0 | 0 | 0 | 0 | 0 | 0 | 0 | 0 | 0 | 0 | 0 | 0 | 0
| IND-Lighting-7P_V2 | M_Input | Council 7th Plan | 2020 | Retro | 2022 | 2045 | PSE | Industrial | Chemical | Electric | Per Region | NA | NA | Chemical Material Handling2 | Chemical Material Handling2 | 0 | 10 | 0 | 0 | I-SIC24-Proc-All-All-All-E | 0 | 0 | 0 | 0 | 0 | 0 | 0 | 0 | 0 | 0 | 0 | 0 | Comm Flat | Material Handling2 | Material Handling2 | SIC24 | 0.01335% | 100% | 0% | 1 | 1 | 100% | 10% | 85% | 6.8% | 0.2% | 0 | 0 | 0 | 0 | 0 | 0 | 0 | 0 | 0 |  | 0 | 0 | 0 | 01. ($9,999.000) to $0.028 | N/A | 0 | 01. ($9,999.00) to $0.22 | N/A | 0.085 | 0.085 | 0.085 | 0.085 | 0.085 | 0.085 | 0.085 | 0.085 | 0.085 | 0.085 | 0 | 0 | 0 | 0 | 0 | 0 | 0 | 0 | 0 | 0 | 0 | 0 | 0 | 0 | 0 | 0 | 0 | 0 | 0 | 0 | 0 | 0 | 0 | 0 | 0 | 0 | 0 | 0 | 0 | 0 | 0 | 0 | 0 | 0 | 0 | 0 | 0 | 0 | 0 | 0 | 0 | 0 | 0 | 0 | 0 | 0 | 0 | 0 | 0 | 0 | 0 | 0 | 0 | 0 | 0 | 0 | 0 | 0 | 0 | 0 | 0 | 0 | 0 | 0 | 0 | 0 | 0 | 0 | 0 | 0 | 0 | 0 | 0 | 0 | 0 | 0 | 0 | 0 | 0 | 0 | 0 | 0 | 0 | 0 | 0 | 0 | 0 | 0 | 0 | 0 | 0 | 0 | 0 | 0 | 0 | 0 | 0 | 0 | 0 | 0 | 0 | 0 | 0 | 0 | 0 | 0 | 0 | 0 | 0 | 0 | 0 | 0 | 0 | 0 | 0 | 0 | 0 | 0 | 0 | 0 | 0 | 0 | 0 | 0 | 0 | 0 | 0 | 0 | 0 | 0 | 0 | 0 | 0 | 0 | 0 | 0 | 0 | 0 | 0 | 0 | 0 | 0 | 0 | 0 | 0 | 0 | 0 | 0 | 0 | 0 | 0 | 0 | 0 | 0 | 0 | 0 | 0 | 0 | 0 | 0 | 0 | 0 | 0 | 0 | 0 | 0 | 0 | 0 | 0 | 0 | 0 | 0 | 0 | 0 | 0 | 0 | 0 | 0 | 0 | 0 | 0 | 0 | 0 | 0 | 0 | 0 | 0 | 0 | 0 | 0 | 0 | 0 | 0 | 0.01209% | 0 | 0 | 0 | 0 | 0 | 0 | 0 | 0 | 0 | 0 | 0 | 0 | 0 | 0 | 0 | 0 | 0 | 0 | 0 | 0 | 0 | 0 | 0 | 0
| IND-Lighting-7P_V2 | M_Input | Council 7th Plan | 2020 | Retro | 2022 | 2045 | PSE | Industrial | Chemical | Electric | Per Region | NA | NA | Chemical Material Handling VFD1 | Chemical Material Handling VFD1 | 0 | 10 | 0 | 0 | I-SIC24-Proc-All-All-All-E | 0 | 0 | 0 | 0 | 0 | 0 | 0 | 0 | 0 | 0 | 0 | 0 | Comm Flat | Material Handling VFD1 | Material Handling VFD1 | SIC24 | 0.01335% | 100% | 0% | 1 | 1 | 100% | 10% | 85% | 6.8% | 0.2% | 0 | 0 | 0 | 0 | 0 | 0 | 0 | 0 | 0 |  | 0 | 0 | 0 | 01. ($9,999.000) to $0.028 | N/A | 0 | 01. ($9,999.00) to $0.22 | N/A | 0.085 | 0.085 | 0.085 | 0.085 | 0.085 | 0.085 | 0.085 | 0.085 | 0.085 | 0.085 | 0 | 0 | 0 | 0 | 0 | 0 | 0 | 0 | 0 | 0 | 0 | 0 | 0 | 0 | 0 | 0 | 0 | 0 | 0 | 0 | 0 | 0 | 0 | 0 | 0 | 0 | 0 | 0 | 0 | 0 | 0 | 0 | 0 | 0 | 0 | 0 | 0 | 0 | 0 | 0 | 0 | 0 | 0 | 0 | 0 | 0 | 0 | 0 | 0 | 0 | 0 | 0 | 0 | 0 | 0 | 0 | 0 | 0 | 0 | 0 | 0 | 0 | 0 | 0 | 0 | 0 | 0 | 0 | 0 | 0 | 0 | 0 | 0 | 0 | 0 | 0 | 0 | 0 | 0 | 0 | 0 | 0 | 0 | 0 | 0 | 0 | 0 | 0 | 0 | 0 | 0 | 0 | 0 | 0 | 0 | 0 | 0 | 0 | 0 | 0 | 0 | 0 | 0 | 0 | 0 | 0 | 0 | 0 | 0 | 0 | 0 | 0 | 0 | 0 | 0 | 0 | 0 | 0 | 0 | 0 | 0 | 0 | 0 | 0 | 0 | 0 | 0 | 0 | 0 | 0 | 0 | 0 | 0 | 0 | 0 | 0 | 0 | 0 | 0 | 0 | 0 | 0 | 0 | 0 | 0 | 0 | 0 | 0 | 0 | 0 | 0 | 0 | 0 | 0 | 0 | 0 | 0 | 0 | 0 | 0 | 0 | 0 | 0 | 0 | 0 | 0 | 0 | 0 | 0 | 0 | 0 | 0 | 0 | 0 | 0 | 0 | 0 | 0 | 0 | 0 | 0 | 0 | 0 | 0 | 0 | 0 | 0 | 0 | 0 | 0 | 0 | 0 | 0 | 0.01209% | 0 | 0 | 0 | 0 | 0 | 0 | 0 | 0 | 0 | 0 | 0 | 0 | 0 | 0 | 0 | 0 | 0 | 0 | 0 | 0 | 0 | 0 | 0 | 0
| IND-Lighting-7P_V2 | M_Input | Council 7th Plan | 2020 | Retro | 2022 | 2045 | PSE | Industrial | Chemical | Electric | Per Region | NA | NA | Chemical Material Handling VFD2 | Chemical Material Handling VFD2 | 0 | 10 | 0 | 0 | I-SIC24-Proc-All-All-All-E | 0 | 0 | 0 | 0 | 0 | 0 | 0 | 0 | 0 | 0 | 0 | 0 | Comm Flat | Material Handling VFD2 | Material Handling VFD2 | SIC24 | 0.01335% | 100% | 0% | 1 | 1 | 100% | 10% | 85% | 6.8% | 0.2% | 0 | 0 | 0 | 0 | 0 | 0 | 0 | 0 | 0 |  | 0 | 0 | 0 | 01. ($9,999.000) to $0.028 | N/A | 0 | 01. ($9,999.00) to $0.22 | N/A | 0.085 | 0.085 | 0.085 | 0.085 | 0.085 | 0.085 | 0.085 | 0.085 | 0.085 | 0.085 | 0 | 0 | 0 | 0 | 0 | 0 | 0 | 0 | 0 | 0 | 0 | 0 | 0 | 0 | 0 | 0 | 0 | 0 | 0 | 0 | 0 | 0 | 0 | 0 | 0 | 0 | 0 | 0 | 0 | 0 | 0 | 0 | 0 | 0 | 0 | 0 | 0 | 0 | 0 | 0 | 0 | 0 | 0 | 0 | 0 | 0 | 0 | 0 | 0 | 0 | 0 | 0 | 0 | 0 | 0 | 0 | 0 | 0 | 0 | 0 | 0 | 0 | 0 | 0 | 0 | 0 | 0 | 0 | 0 | 0 | 0 | 0 | 0 | 0 | 0 | 0 | 0 | 0 | 0 | 0 | 0 | 0 | 0 | 0 | 0 | 0 | 0 | 0 | 0 | 0 | 0 | 0 | 0 | 0 | 0 | 0 | 0 | 0 | 0 | 0 | 0 | 0 | 0 | 0 | 0 | 0 | 0 | 0 | 0 | 0 | 0 | 0 | 0 | 0 | 0 | 0 | 0 | 0 | 0 | 0 | 0 | 0 | 0 | 0 | 0 | 0 | 0 | 0 | 0 | 0 | 0 | 0 | 0 | 0 | 0 | 0 | 0 | 0 | 0 | 0 | 0 | 0 | 0 | 0 | 0 | 0 | 0 | 0 | 0 | 0 | 0 | 0 | 0 | 0 | 0 | 0 | 0 | 0 | 0 | 0 | 0 | 0 | 0 | 0 | 0 | 0 | 0 | 0 | 0 | 0 | 0 | 0 | 0 | 0 | 0 | 0 | 0 | 0 | 0 | 0 | 0 | 0 | 0 | 0 | 0 | 0 | 0 | 0 | 0 | 0 | 0 | 0 | 0 | 0.01209% | 0 | 0 | 0 | 0 | 0 | 0 | 0 | 0 | 0 | 0 | 0 | 0 | 0 | 0 | 0 | 0 | 0 | 0 | 0 | 0 | 0 | 0 | 0 | 0
| IND-Lighting-7P_V2 | M_Input | Council 7th Plan | 2020 | Retro | 2022 | 2045 | PSE | Industrial | Chemical | Electric | Per Region | NA | NA | Chemical Wood: Replace Pneumatic Conveyor | Chemical Wood: Replace Pneumatic Conveyor | 0 | 10 | 0 | 0 | I-SIC24-Proc-All-All-All-E | 0 | 0 | 0 | 0 | 0 | 0 | 0 | 0 | 0 | 0 | 0 | 0 | Comm Flat | Wood: Replace Pneumatic Conveyor | Wood: Replace Pneumatic Conveyor | SIC24 | 0.01335% | 100% | 0% | 1 | 1 | 100% | 10% | 85% | 6.8% | 0.2% | 0 | 0 | 0 | 0 | 0 | 0 | 0 | 0 | 0 |  | 0 | 0 | 0 | 01. ($9,999.000) to $0.028 | N/A | 0 | 01. ($9,999.00) to $0.22 | N/A | 0.085 | 0.085 | 0.085 | 0.085 | 0.085 | 0.085 | 0.085 | 0.085 | 0.085 | 0.085 | 0 | 0 | 0 | 0 | 0 | 0 | 0 | 0 | 0 | 0 | 0 | 0 | 0 | 0 | 0 | 0 | 0 | 0 | 0 | 0 | 0 | 0 | 0 | 0 | 0 | 0 | 0 | 0 | 0 | 0 | 0 | 0 | 0 | 0 | 0 | 0 | 0 | 0 | 0 | 0 | 0 | 0 | 0 | 0 | 0 | 0 | 0 | 0 | 0 | 0 | 0 | 0 | 0 | 0 | 0 | 0 | 0 | 0 | 0 | 0 | 0 | 0 | 0 | 0 | 0 | 0 | 0 | 0 | 0 | 0 | 0 | 0 | 0 | 0 | 0 | 0 | 0 | 0 | 0 | 0 | 0 | 0 | 0 | 0 | 0 | 0 | 0 | 0 | 0 | 0 | 0 | 0 | 0 | 0 | 0 | 0 | 0 | 0 | 0 | 0 | 0 | 0 | 0 | 0 | 0 | 0 | 0 | 0 | 0 | 0 | 0 | 0 | 0 | 0 | 0 | 0 | 0 | 0 | 0 | 0 | 0 | 0 | 0 | 0 | 0 | 0 | 0 | 0 | 0 | 0 | 0 | 0 | 0 | 0 | 0 | 0 | 0 | 0 | 0 | 0 | 0 | 0 | 0 | 0 | 0 | 0 | 0 | 0 | 0 | 0 | 0 | 0 | 0 | 0 | 0 | 0 | 0 | 0 | 0 | 0 | 0 | 0 | 0 | 0 | 0 | 0 | 0 | 0 | 0 | 0 | 0 | 0 | 0 | 0 | 0 | 0 | 0 | 0 | 0 | 0 | 0 | 0 | 0 | 0 | 0 | 0 | 0 | 0 | 0 | 0 | 0 | 0 | 0 | 0.01209% | 0 | 0 | 0 | 0 | 0 | 0 | 0 | 0 | 0 | 0 | 0 | 0 | 0 | 0 | 0 | 0 | 0 | 0 | 0 | 0 | 0 | 0 | 0 | 0
| IND-Lighting-7P_V2 | M_Input | Council 7th Plan | 2020 | Retro | 2022 | 2045 | PSE | Industrial | Chemical | Electric | Per Region | NA | NA | Chemical Panel: Hydraulic Press | Chemical Panel: Hydraulic Press | 0 | 10 | 0 | 0 | I-SIC24-Proc-All-All-All-E | 0 | 0 | 0 | 0 | 0 | 0 | 0 | 0 | 0 | 0 | 0 | 0 | Comm Flat | Panel: Hydraulic Press | Panel: Hydraulic Press | SIC24 | 0.01335% | 100% | 0% | 1 | 1 | 100% | 10% | 85% | 6.8% | 0.2% | 0 | 0 | 0 | 0 | 0 | 0 | 0 | 0 | 0 |  | 0 | 0 | 0 | 01. ($9,999.000) to $0.028 | N/A | 0 | 01. ($9,999.00) to $0.22 | N/A | 0.085 | 0.085 | 0.085 | 0.085 | 0.085 | 0.085 | 0.085 | 0.085 | 0.085 | 0.085 | 0 | 0 | 0 | 0 | 0 | 0 | 0 | 0 | 0 | 0 | 0 | 0 | 0 | 0 | 0 | 0 | 0 | 0 | 0 | 0 | 0 | 0 | 0 | 0 | 0 | 0 | 0 | 0 | 0 | 0 | 0 | 0 | 0 | 0 | 0 | 0 | 0 | 0 | 0 | 0 | 0 | 0 | 0 | 0 | 0 | 0 | 0 | 0 | 0 | 0 | 0 | 0 | 0 | 0 | 0 | 0 | 0 | 0 | 0 | 0 | 0 | 0 | 0 | 0 | 0 | 0 | 0 | 0 | 0 | 0 | 0 | 0 | 0 | 0 | 0 | 0 | 0 | 0 | 0 | 0 | 0 | 0 | 0 | 0 | 0 | 0 | 0 | 0 | 0 | 0 | 0 | 0 | 0 | 0 | 0 | 0 | 0 | 0 | 0 | 0 | 0 | 0 | 0 | 0 | 0 | 0 | 0 | 0 | 0 | 0 | 0 | 0 | 0 | 0 | 0 | 0 | 0 | 0 | 0 | 0 | 0 | 0 | 0 | 0 | 0 | 0 | 0 | 0 | 0 | 0 | 0 | 0 | 0 | 0 | 0 | 0 | 0 | 0 | 0 | 0 | 0 | 0 | 0 | 0 | 0 | 0 | 0 | 0 | 0 | 0 | 0 | 0 | 0 | 0 | 0 | 0 | 0 | 0 | 0 | 0 | 0 | 0 | 0 | 0 | 0 | 0 | 0 | 0 | 0 | 0 | 0 | 0 | 0 | 0 | 0 | 0 | 0 | 0 | 0 | 0 | 0 | 0 | 0 | 0 | 0 | 0 | 0 | 0 | 0 | 0 | 0 | 0 | 0 | 0.01209% | 0 | 0 | 0 | 0 | 0 | 0 | 0 | 0 | 0 | 0 | 0 | 0 | 0 | 0 | 0 | 0 | 0 | 0 | 0 | 0 | 0 | 0 | 0 | 0
| IND-Lighting-7P_V2 | M_Input | Council 7th Plan | 2020 | Retro | 2022 | 2045 | PSE | Industrial | Chemical | Electric | Per Region | NA | NA | Chemical Cold Storage Retrofit | Chemical Cold Storage Retrofit | 0 | 10 | 0 | 0 | C-War-Ref-All-All-All-C | 0 | 0 | 0 | 0 | 0 | 0 | 0 | 0 | 0 | 0 | 0 | 0 | Comm Flat | Cold Storage Retrofit | Cold Storage Retrofit | RefrigWarehouseGroc | 0.01247% | 100% | 0% | 1 | 1 | 100% | 10% | 85% | 6.8% | 0.2% | 0 | 0 | 0 | 0 | 0 | 0 | 0 | 0 | 0 |  | 0 | 0 | 0 | 01. ($9,999.000) to $0.028 | N/A | 0 | 01. ($9,999.00) to $0.22 | N/A | 0.085 | 0.085 | 0.085 | 0.085 | 0.085 | 0.085 | 0.085 | 0.085 | 0.085 | 0.085 | 0 | 0 | 0 | 0 | 0 | 0 | 0 | 0 | 0 | 0 | 0 | 0 | 0 | 0 | 0 | 0 | 0 | 0 | 0 | 0 | 0 | 0 | 0 | 0 | 0 | 0 | 0 | 0 | 0 | 0 | 0 | 0 | 0 | 0 | 0 | 0 | 0 | 0 | 0 | 0 | 0 | 0 | 0 | 0 | 0 | 0 | 0 | 0 | 0 | 0 | 0 | 0 | 0 | 0 | 0 | 0 | 0 | 0 | 0 | 0 | 0 | 0 | 0 | 0 | 0 | 0 | 0 | 0 | 0 | 0 | 0 | 0 | 0 | 0 | 0 | 0 | 0 | 0 | 0 | 0 | 0 | 0 | 0 | 0 | 0 | 0 | 0 | 0 | 0 | 0 | 0 | 0 | 0 | 0 | 0 | 0 | 0 | 0 | 0 | 0 | 0 | 0 | 0 | 0 | 0 | 0 | 0 | 0 | 0 | 0 | 0 | 0 | 0 | 0 | 0 | 0 | 0 | 0 | 0 | 0 | 0 | 0 | 0 | 0 | 0 | 0 | 0 | 0 | 0 | 0 | 0 | 0 | 0 | 0 | 0 | 0 | 0 | 0 | 0 | 0 | 0 | 0 | 0 | 0 | 0 | 0 | 0 | 0 | 0 | 0 | 0 | 0 | 0 | 0 | 0 | 0 | 0 | 0 | 0 | 0 | 0 | 0 | 0 | 0 | 0 | 0 | 0 | 0 | 0 | 0 | 0 | 0 | 0 | 0 | 0 | 0 | 0 | 0 | 0 | 0 | 0 | 0 | 0 | 0 | 0 | 0 | 0 | 0 | 0 | 0 | 0 | 0 | 0 | 0.01116% | 0 | 0 | 0 | 0 | 0 | 0 | 0 | 0 | 0 | 0 | 0 | 0 | 0 | 0 | 0 | 0 | 0 | 0 | 0 | 0 | 0 | 0 | 0 | 0
| IND-Lighting-7P_V2 | M_Input | Council 7th Plan | 2020 | Retro | 2022 | 2045 | PSE | Industrial | Chemical | Electric | Per Region | NA | NA | Chemical Cold Storage Tuneup | Chemical Cold Storage Tuneup | 0 | 3 | 0 | 0 | C-War-Ref-All-All-All-C | 0 | 0 | 0 | 0 | 0 | 0 | 0 | 0 | 0 | 0 | 0 | 0 | Comm Flat | Cold Storage Tuneup | Cold Storage Tuneup | RefrigWarehouseGroc | 0.01247% | 100% | 0% | 1 | 1 | 100% | 33.33% | 85% | 6.8% | 0.2% | 0 | 0 | 0 | 0 | 0 | 0 | 0 | 0 | 0 |  | 0 | 0 | 0 | 01. ($9,999.000) to $0.028 | N/A | 0 | 01. ($9,999.00) to $0.22 | N/A | 0.085 | 0.085 | 0.085 | 0.085 | 0.085 | 0.085 | 0.085 | 0.085 | 0.085 | 0.085 | 0 | 0 | 0 | 0 | 0 | 0 | 0 | 0 | 0 | 0 | 0 | 0 | 0 | 0 | 0 | 0 | 0 | 0 | 0 | 0 | 0 | 0 | 0 | 0 | 0 | 0 | 0 | 0 | 0 | 0 | 0 | 0 | 0 | 0 | 0 | 0 | 0 | 0 | 0 | 0 | 0 | 0 | 0 | 0 | 0 | 0 | 0 | 0 | 0 | 0 | 0 | 0 | 0 | 0 | 0 | 0 | 0 | 0 | 0 | 0 | 0 | 0 | 0 | 0 | 0 | 0 | 0 | 0 | 0 | 0 | 0 | 0 | 0 | 0 | 0 | 0 | 0 | 0 | 0 | 0 | 0 | 0 | 0 | 0 | 0 | 0 | 0 | 0 | 0 | 0 | 0 | 0 | 0 | 0 | 0 | 0 | 0 | 0 | 0 | 0 | 0 | 0 | 0 | 0 | 0 | 0 | 0 | 0 | 0 | 0 | 0 | 0 | 0 | 0 | 0 | 0 | 0 | 0 | 0 | 0 | 0 | 0 | 0 | 0 | 0 | 0 | 0 | 0 | 0 | 0 | 0 | 0 | 0 | 0 | 0 | 0 | 0 | 0 | 0 | 0 | 0 | 0 | 0 | 0 | 0 | 0 | 0 | 0 | 0 | 0 | 0 | 0 | 0 | 0 | 0 | 0 | 0 | 0 | 0 | 0 | 0 | 0 | 0 | 0 | 0 | 0 | 0 | 0 | 0 | 0 | 0 | 0 | 0 | 0 | 0 | 0 | 0 | 0 | 0 | 0 | 0 | 0 | 0 | 0 | 0 | 0 | 0 | 0 | 0 | 0 | 0 | 0 | 0 | 0.01116% | 0 | 0 | 0 | 0 | 0 | 0 | 0 | 0 | 0 | 0 | 0 | 0 | 0 | 0 | 0 | 0 | 0 | 0 | 0 | 0 | 0 | 0 | 0 | 0
| IND-Lighting-7P_V2 | M_Input | Council 7th Plan | 2020 | Retro | 2022 | 2045 | PSE | Industrial | Chemical | Electric | Per Region | NA | NA | Chemical Fruit Storage Refer Retrofit | Chemical Fruit Storage Refer Retrofit | 0 | 10 | 0 | 0 | C-War-Ref-All-All-All-C | 0 | 0 | 0 | 0 | 0 | 0 | 0 | 0 | 0 | 0 | 0 | 0 | Comm Flat | Fruit Storage Refer Retrofit | Fruit Storage Refer Retrofit | IndShift3 | 0.01266% | 100% | 0% | 1 | 1 | 100% | 10% | 85% | 6.8% | 0.2% | 0 | 0 | 0 | 0 | 0 | 0 | 0 | 0 | 0 |  | 0 | 0 | 0 | 01. ($9,999.000) to $0.028 | N/A | 0 | 01. ($9,999.00) to $0.22 | N/A | 0.085 | 0.085 | 0.085 | 0.085 | 0.085 | 0.085 | 0.085 | 0.085 | 0.085 | 0.085 | 0 | 0 | 0 | 0 | 0 | 0 | 0 | 0 | 0 | 0 | 0 | 0 | 0 | 0 | 0 | 0 | 0 | 0 | 0 | 0 | 0 | 0 | 0 | 0 | 0 | 0 | 0 | 0 | 0 | 0 | 0 | 0 | 0 | 0 | 0 | 0 | 0 | 0 | 0 | 0 | 0 | 0 | 0 | 0 | 0 | 0 | 0 | 0 | 0 | 0 | 0 | 0 | 0 | 0 | 0 | 0 | 0 | 0 | 0 | 0 | 0 | 0 | 0 | 0 | 0 | 0 | 0 | 0 | 0 | 0 | 0 | 0 | 0 | 0 | 0 | 0 | 0 | 0 | 0 | 0 | 0 | 0 | 0 | 0 | 0 | 0 | 0 | 0 | 0 | 0 | 0 | 0 | 0 | 0 | 0 | 0 | 0 | 0 | 0 | 0 | 0 | 0 | 0 | 0 | 0 | 0 | 0 | 0 | 0 | 0 | 0 | 0 | 0 | 0 | 0 | 0 | 0 | 0 | 0 | 0 | 0 | 0 | 0 | 0 | 0 | 0 | 0 | 0 | 0 | 0 | 0 | 0 | 0 | 0 | 0 | 0 | 0 | 0 | 0 | 0 | 0 | 0 | 0 | 0 | 0 | 0 | 0 | 0 | 0 | 0 | 0 | 0 | 0 | 0 | 0 | 0 | 0 | 0 | 0 | 0 | 0 | 0 | 0 | 0 | 0 | 0 | 0 | 0 | 0 | 0 | 0 | 0 | 0 | 0 | 0 | 0 | 0 | 0 | 0 | 0 | 0 | 0 | 0 | 0 | 0 | 0 | 0 | 0 | 0 | 0 | 0 | 0 | 0 | 0.01296% | 0 | 0 | 0 | 0 | 0 | 0 | 0 | 0 | 0 | 0 | 0 | 0 | 0 | 0 | 0 | 0 | 0 | 0 | 0 | 0 | 0 | 0 | 0 | 0
| IND-Lighting-7P_V2 | M_Input | Council 7th Plan | 2020 | Retro | 2022 | 2045 | PSE | Industrial | Chemical | Electric | Per Region | NA | NA | Chemical CA Retrofit -- CO2 Scrub | Chemical CA Retrofit -- CO2 Scrub | 0 | 10 | 0 | 0 | I-All-Other-Shift3-All-All-S | 0 | 0 | 0 | 0 | 0 | 0 | 0 | 0 | 0 | 0 | 0 | 0 | Comm Flat | CA Retrofit -- CO2 Scrub | CA Retrofit -- CO2 Scrub | IndShift3 | 0.01266% | 100% | 0% | 1 | 1 | 100% | 10% | 85% | 6.8% | 0.2% | 0 | 0 | 0 | 0 | 0 | 0 | 0 | 0 | 0 |  | 0 | 0 | 0 | 01. ($9,999.000) to $0.028 | N/A | 0 | 01. ($9,999.00) to $0.22 | N/A | 0.085 | 0.085 | 0.085 | 0.085 | 0.085 | 0.085 | 0.085 | 0.085 | 0.085 | 0.085 | 0 | 0 | 0 | 0 | 0 | 0 | 0 | 0 | 0 | 0 | 0 | 0 | 0 | 0 | 0 | 0 | 0 | 0 | 0 | 0 | 0 | 0 | 0 | 0 | 0 | 0 | 0 | 0 | 0 | 0 | 0 | 0 | 0 | 0 | 0 | 0 | 0 | 0 | 0 | 0 | 0 | 0 | 0 | 0 | 0 | 0 | 0 | 0 | 0 | 0 | 0 | 0 | 0 | 0 | 0 | 0 | 0 | 0 | 0 | 0 | 0 | 0 | 0 | 0 | 0 | 0 | 0 | 0 | 0 | 0 | 0 | 0 | 0 | 0 | 0 | 0 | 0 | 0 | 0 | 0 | 0 | 0 | 0 | 0 | 0 | 0 | 0 | 0 | 0 | 0 | 0 | 0 | 0 | 0 | 0 | 0 | 0 | 0 | 0 | 0 | 0 | 0 | 0 | 0 | 0 | 0 | 0 | 0 | 0 | 0 | 0 | 0 | 0 | 0 | 0 | 0 | 0 | 0 | 0 | 0 | 0 | 0 | 0 | 0 | 0 | 0 | 0 | 0 | 0 | 0 | 0 | 0 | 0 | 0 | 0 | 0 | 0 | 0 | 0 | 0 | 0 | 0 | 0 | 0 | 0 | 0 | 0 | 0 | 0 | 0 | 0 | 0 | 0 | 0 | 0 | 0 | 0 | 0 | 0 | 0 | 0 | 0 | 0 | 0 | 0 | 0 | 0 | 0 | 0 | 0 | 0 | 0 | 0 | 0 | 0 | 0 | 0 | 0 | 0 | 0 | 0 | 0 | 0 | 0 | 0 | 0 | 0 | 0 | 0 | 0 | 0 | 0 | 0 | 0.01296% | 0 | 0 | 0 | 0 | 0 | 0 | 0 | 0 | 0 | 0 | 0 | 0 | 0 | 0 | 0 | 0 | 0 | 0 | 0 | 0 | 0 | 0 | 0 | 0
| IND-Lighting-7P_V2 | M_Input | Council 7th Plan | 2020 | Retro | 2022 | 2045 | PSE | Industrial | Chemical | Electric | Per Region | NA | NA | Chemical CA Retrofit -- Membrane | Chemical CA Retrofit -- Membrane | 0 | 10 | 0 | 0 | I-All-Other-Shift3-All-All-S | 0 | 0 | 0 | 0 | 0 | 0 | 0 | 0 | 0 | 0 | 0 | 0 | Comm Flat | CA Retrofit -- Membrane | CA Retrofit -- Membrane | IndShift3 | 0.01266% | 100% | 0% | 1 | 1 | 100% | 10% | 85% | 6.8% | 0.2% | 0 | 0 | 0 | 0 | 0 | 0 | 0 | 0 | 0 |  | 0 | 0 | 0 | 01. ($9,999.000) to $0.028 | N/A | 0 | 01. ($9,999.00) to $0.22 | N/A | 0.085 | 0.085 | 0.085 | 0.085 | 0.085 | 0.085 | 0.085 | 0.085 | 0.085 | 0.085 | 0 | 0 | 0 | 0 | 0 | 0 | 0 | 0 | 0 | 0 | 0 | 0 | 0 | 0 | 0 | 0 | 0 | 0 | 0 | 0 | 0 | 0 | 0 | 0 | 0 | 0 | 0 | 0 | 0 | 0 | 0 | 0 | 0 | 0 | 0 | 0 | 0 | 0 | 0 | 0 | 0 | 0 | 0 | 0 | 0 | 0 | 0 | 0 | 0 | 0 | 0 | 0 | 0 | 0 | 0 | 0 | 0 | 0 | 0 | 0 | 0 | 0 | 0 | 0 | 0 | 0 | 0 | 0 | 0 | 0 | 0 | 0 | 0 | 0 | 0 | 0 | 0 | 0 | 0 | 0 | 0 | 0 | 0 | 0 | 0 | 0 | 0 | 0 | 0 | 0 | 0 | 0 | 0 | 0 | 0 | 0 | 0 | 0 | 0 | 0 | 0 | 0 | 0 | 0 | 0 | 0 | 0 | 0 | 0 | 0 | 0 | 0 | 0 | 0 | 0 | 0 | 0 | 0 | 0 | 0 | 0 | 0 | 0 | 0 | 0 | 0 | 0 | 0 | 0 | 0 | 0 | 0 | 0 | 0 | 0 | 0 | 0 | 0 | 0 | 0 | 0 | 0 | 0 | 0 | 0 | 0 | 0 | 0 | 0 | 0 | 0 | 0 | 0 | 0 | 0 | 0 | 0 | 0 | 0 | 0 | 0 | 0 | 0 | 0 | 0 | 0 | 0 | 0 | 0 | 0 | 0 | 0 | 0 | 0 | 0 | 0 | 0 | 0 | 0 | 0 | 0 | 0 | 0 | 0 | 0 | 0 | 0 | 0 | 0 | 0 | 0 | 0 | 0 | 0.01296% | 0 | 0 | 0 | 0 | 0 | 0 | 0 | 0 | 0 | 0 | 0 | 0 | 0 | 0 | 0 | 0 | 0 | 0 | 0 | 0 | 0 | 0 | 0 | 0
| IND-Lighting-7P_V2 | M_Input | Council 7th Plan | 2020 | Retro | 2022 | 2045 | PSE | Industrial | Chemical | Electric | Per Region | NA | NA | Chemical Fruit Storage Tuneup | Chemical Fruit Storage Tuneup | 0 | 3 | 0 | 0 | C-War-Ref-All-All-All-C | 0 | 0 | 0 | 0 | 0 | 0 | 0 | 0 | 0 | 0 | 0 | 0 | Comm Flat | Fruit Storage Tuneup | Fruit Storage Tuneup | IndShift3 | 0.01266% | 100% | 0% | 1 | 1 | 100% | 33.33% | 85% | 6.8% | 0.2% | 0 | 0 | 0 | 0 | 0 | 0 | 0 | 0 | 0 |  | 0 | 0 | 0 | 01. ($9,999.000) to $0.028 | N/A | 0 | 01. ($9,999.00) to $0.22 | N/A | 0.085 | 0.085 | 0.085 | 0.085 | 0.085 | 0.085 | 0.085 | 0.085 | 0.085 | 0.085 | 0 | 0 | 0 | 0 | 0 | 0 | 0 | 0 | 0 | 0 | 0 | 0 | 0 | 0 | 0 | 0 | 0 | 0 | 0 | 0 | 0 | 0 | 0 | 0 | 0 | 0 | 0 | 0 | 0 | 0 | 0 | 0 | 0 | 0 | 0 | 0 | 0 | 0 | 0 | 0 | 0 | 0 | 0 | 0 | 0 | 0 | 0 | 0 | 0 | 0 | 0 | 0 | 0 | 0 | 0 | 0 | 0 | 0 | 0 | 0 | 0 | 0 | 0 | 0 | 0 | 0 | 0 | 0 | 0 | 0 | 0 | 0 | 0 | 0 | 0 | 0 | 0 | 0 | 0 | 0 | 0 | 0 | 0 | 0 | 0 | 0 | 0 | 0 | 0 | 0 | 0 | 0 | 0 | 0 | 0 | 0 | 0 | 0 | 0 | 0 | 0 | 0 | 0 | 0 | 0 | 0 | 0 | 0 | 0 | 0 | 0 | 0 | 0 | 0 | 0 | 0 | 0 | 0 | 0 | 0 | 0 | 0 | 0 | 0 | 0 | 0 | 0 | 0 | 0 | 0 | 0 | 0 | 0 | 0 | 0 | 0 | 0 | 0 | 0 | 0 | 0 | 0 | 0 | 0 | 0 | 0 | 0 | 0 | 0 | 0 | 0 | 0 | 0 | 0 | 0 | 0 | 0 | 0 | 0 | 0 | 0 | 0 | 0 | 0 | 0 | 0 | 0 | 0 | 0 | 0 | 0 | 0 | 0 | 0 | 0 | 0 | 0 | 0 | 0 | 0 | 0 | 0 | 0 | 0 | 0 | 0 | 0 | 0 | 0 | 0 | 0 | 0 | 0 | 0.01296% | 0 | 0 | 0 | 0 | 0 | 0 | 0 | 0 | 0 | 0 | 0 | 0 | 0 | 0 | 0 | 0 | 0 | 0 | 0 | 0 | 0 | 0 | 0 | 0
| IND-Lighting-7P_V2 | M_Input | Council 7th Plan | 2020 | Retro | 2022 | 2045 | PSE | Industrial | Chemical | Electric | Per Region | NA | NA | Chemical Groc Dist Retrofit | Chemical Groc Dist Retrofit | 0 | 10 | 0 | 0 | C-War-Ref-All-All-All-C | 0 | 0 | 0 | 0 | 0 | 0 | 0 | 0 | 0 | 0 | 0 | 0 | Comm Flat | Groc Dist Retrofit | Groc Dist Retrofit | IndShift3 | 0.01266% | 100% | 0% | 1 | 1 | 100% | 10% | 85% | 6.8% | 0.2% | 0 | 0 | 0 | 0 | 0 | 0 | 0 | 0 | 0 |  | 0 | 0 | 0 | 01. ($9,999.000) to $0.028 | N/A | 0 | 01. ($9,999.00) to $0.22 | N/A | 0.085 | 0.085 | 0.085 | 0.085 | 0.085 | 0.085 | 0.085 | 0.085 | 0.085 | 0.085 | 0 | 0 | 0 | 0 | 0 | 0 | 0 | 0 | 0 | 0 | 0 | 0 | 0 | 0 | 0 | 0 | 0 | 0 | 0 | 0 | 0 | 0 | 0 | 0 | 0 | 0 | 0 | 0 | 0 | 0 | 0 | 0 | 0 | 0 | 0 | 0 | 0 | 0 | 0 | 0 | 0 | 0 | 0 | 0 | 0 | 0 | 0 | 0 | 0 | 0 | 0 | 0 | 0 | 0 | 0 | 0 | 0 | 0 | 0 | 0 | 0 | 0 | 0 | 0 | 0 | 0 | 0 | 0 | 0 | 0 | 0 | 0 | 0 | 0 | 0 | 0 | 0 | 0 | 0 | 0 | 0 | 0 | 0 | 0 | 0 | 0 | 0 | 0 | 0 | 0 | 0 | 0 | 0 | 0 | 0 | 0 | 0 | 0 | 0 | 0 | 0 | 0 | 0 | 0 | 0 | 0 | 0 | 0 | 0 | 0 | 0 | 0 | 0 | 0 | 0 | 0 | 0 | 0 | 0 | 0 | 0 | 0 | 0 | 0 | 0 | 0 | 0 | 0 | 0 | 0 | 0 | 0 | 0 | 0 | 0 | 0 | 0 | 0 | 0 | 0 | 0 | 0 | 0 | 0 | 0 | 0 | 0 | 0 | 0 | 0 | 0 | 0 | 0 | 0 | 0 | 0 | 0 | 0 | 0 | 0 | 0 | 0 | 0 | 0 | 0 | 0 | 0 | 0 | 0 | 0 | 0 | 0 | 0 | 0 | 0 | 0 | 0 | 0 | 0 | 0 | 0 | 0 | 0 | 0 | 0 | 0 | 0 | 0 | 0 | 0 | 0 | 0 | 0 | 0.01296% | 0 | 0 | 0 | 0 | 0 | 0 | 0 | 0 | 0 | 0 | 0 | 0 | 0 | 0 | 0 | 0 | 0 | 0 | 0 | 0 | 0 | 0 | 0 | 0
| IND-Lighting-7P_V2 | M_Input | Council 7th Plan | 2020 | Retro | 2022 | 2045 | PSE | Industrial | Chemical | Electric | Per Region | NA | NA | Chemical Groc Dist Tuneup | Chemical Groc Dist Tuneup | 0 | 3 | 0 | 0 | C-War-Ref-All-All-All-C | 0 | 0 | 0 | 0 | 0 | 0 | 0 | 0 | 0 | 0 | 0 | 0 | Comm Flat | Groc Dist Tuneup | Groc Dist Tuneup | IndShift3 | 0.01266% | 100% | 0% | 1 | 1 | 100% | 33.33% | 85% | 6.8% | 0.2% | 0 | 0 | 0 | 0 | 0 | 0 | 0 | 0 | 0 |  | 0 | 0 | 0 | 01. ($9,999.000) to $0.028 | N/A | 0 | 01. ($9,999.00) to $0.22 | N/A | 0.085 | 0.085 | 0.085 | 0.085 | 0.085 | 0.085 | 0.085 | 0.085 | 0.085 | 0.085 | 0 | 0 | 0 | 0 | 0 | 0 | 0 | 0 | 0 | 0 | 0 | 0 | 0 | 0 | 0 | 0 | 0 | 0 | 0 | 0 | 0 | 0 | 0 | 0 | 0 | 0 | 0 | 0 | 0 | 0 | 0 | 0 | 0 | 0 | 0 | 0 | 0 | 0 | 0 | 0 | 0 | 0 | 0 | 0 | 0 | 0 | 0 | 0 | 0 | 0 | 0 | 0 | 0 | 0 | 0 | 0 | 0 | 0 | 0 | 0 | 0 | 0 | 0 | 0 | 0 | 0 | 0 | 0 | 0 | 0 | 0 | 0 | 0 | 0 | 0 | 0 | 0 | 0 | 0 | 0 | 0 | 0 | 0 | 0 | 0 | 0 | 0 | 0 | 0 | 0 | 0 | 0 | 0 | 0 | 0 | 0 | 0 | 0 | 0 | 0 | 0 | 0 | 0 | 0 | 0 | 0 | 0 | 0 | 0 | 0 | 0 | 0 | 0 | 0 | 0 | 0 | 0 | 0 | 0 | 0 | 0 | 0 | 0 | 0 | 0 | 0 | 0 | 0 | 0 | 0 | 0 | 0 | 0 | 0 | 0 | 0 | 0 | 0 | 0 | 0 | 0 | 0 | 0 | 0 | 0 | 0 | 0 | 0 | 0 | 0 | 0 | 0 | 0 | 0 | 0 | 0 | 0 | 0 | 0 | 0 | 0 | 0 | 0 | 0 | 0 | 0 | 0 | 0 | 0 | 0 | 0 | 0 | 0 | 0 | 0 | 0 | 0 | 0 | 0 | 0 | 0 | 0 | 0 | 0 | 0 | 0 | 0 | 0 | 0 | 0 | 0 | 0 | 0 | 0.01296% | 0 | 0 | 0 | 0 | 0 | 0 | 0 | 0 | 0 | 0 | 0 | 0 | 0 | 0 | 0 | 0 | 0 | 0 | 0 | 0 | 0 | 0 | 0 | 0
| IND-Lighting-7P_V2 | M_Input | Council 7th Plan | 2020 | Retro | 2022 | 2045 | PSE | Industrial | Chemical | Electric | Per Region | NA | NA | Chemical Plant Energy Management | Chemical Plant Energy Management | 419689.3563 | 10 | 11653.3298 | 15043.6256 | I-All-Other-Shift3-All-All-S | 0 | 0 | 0 | 0 | 0 | 0 | 0 | 0 | 0 | 0 | 0 | 0 | Comm Flat | Plant Energy Management | Plant Energy Management | IndShift3 | 0.01266% | 100% | 0% | 1 | 1 | 100% | 10% | 85% | 6.8% | 0.2% | 196213.6199 | 7821.0706 | 20403.469 | 19291.7427 | 0 | 0 | 0 | 169009.9407 | 0 |  | 0.034497 | 0 | 0.034497 | 02. $0.028 to $0.055 | N/A | 0 | 01. ($9,999.00) to $0.22 | N/A | 0.085 | 0.085 | 0.085 | 0.085 | 0.085 | 0.085 | 0.085 | 0.085 | 0.085 | 0.085 | 0 | 0 | 0 | 0 | 0 | 0 | 0 | 0 | 0 | 0 | 0 | 0 | 0 | 0 | 35673.5953 | 36316.5655 | 36413.4089 | 36016.3346 | 35793.7338 | 35632.3606 | 35645.8715 | 35399.425 | 35352.8234 | 35262.8779 | 0 | 0 | 0 | 0 | 0 | 0 | 0 | 0 | 0 | 0 | 0 | 0 | 0 | 0 | 357506.9965 | 35673.5953 | 71990.1608 | 108403.5697 | 144419.9043 | 180213.6381 | 215845.9987 | 251491.8702 | 286891.2952 | 322244.1185 | 357506.9965 | 357506.9965 | 357506.9965 | 357506.9965 | 357506.9965 | 357506.9965 | 357506.9965 | 357506.9965 | 357506.9965 | 357506.9965 | 357506.9965 | 357506.9965 | 357506.9965 | 357506.9965 | 357506.9965 | 0 | 0 | 0 | 0 | 0 | 0 | 0 | 0 | 0 | 0 | 0 | 0 | 0 | 0 | 0 | 0 | 0 | 0 | 0 | 0 | 0 | 0 | 0 | 0 | 0 | 0 | 0 | 0 | 0 | 0 | 0 | 0 | 0 | 0 | 0 | 0 | 0 | 0 | 0 | 0 | 0 | 0 | 0 | 0 | 0 | 0 | 0 | 0 | 0 | 0 | 0 | 0 | 0 | 0 | 0 | 0 | 0 | 0 | 0 | 0 | 0 | 4.5161 | 9.1137 | 13.7235 | 18.283 | 22.8144 | 27.3253 | 31.838 | 36.3194 | 40.7949 | 45.2591 | 45.2591 | 45.2591 | 45.2591 | 45.2591 | 45.2591 | 45.2591 | 45.2591 | 45.2591 | 45.2591 | 45.2591 | 45.2591 | 45.2591 | 45.2591 | 45.2591 | 14365.845 | 14624.7707 | 14663.7697 | 14503.8669 | 14414.225 | 14349.2396 | 14354.6805 | 14255.4359 | 14236.6693 | 14200.4481 | 0 | 0 | 0 | 0 | 0 | 0 | 0 | 0 | 0 | 0 | 0 | 0 | 0 | 0 | 143968.9507 | 0 | 0 | 0 | 0 | 0 | 0 | 0 | 0 | 0 | 0 | 0 | 0 | 0 | 0 | 0 | 0 | 0 | 0 | 0 | 0 | 0.01296% | 4.6223 | 9.3279 | 14.0461 | 18.7128 | 23.3506 | 27.9676 | 32.5863 | 37.173 | 41.7538 | 46.3229 | 46.3229 | 46.3229 | 46.3229 | 46.3229 | 46.3229 | 46.3229 | 46.3229 | 46.3229 | 46.3229 | 46.3229 | 46.3229 | 46.3229 | 46.3229 | 46.3229
| IND-Lighting-7P_V2 | M_Input | Council 7th Plan | 2020 | Retro | 2022 | 2045 | PSE | Industrial | Chemical | Electric | Per Region | NA | NA | Chemical Energy Project Management | Chemical Energy Project Management | 0 | 11 | 0 | 0 | I-All-Other-Shift3-All-All-S | 0 | 0 | 0 | 0 | 0 | 0 | 0 | 0 | 0 | 0 | 0 | 0 | Comm Flat | Energy Project Management | Energy Project Management | IndShift3 | 0.01266% | 100% | 0% | 1 | 1 | 100% | 9.091% | 85% | 6.8% | 0.2% | 0 | 0 | 0 | 0 | 0 | 0 | 0 | 0 | 0 |  | 0 | 0 | 0 | 01. ($9,999.000) to $0.028 | N/A | 0 | 01. ($9,999.00) to $0.22 | N/A | 0.085 | 0.085 | 0.085 | 0.085 | 0.085 | 0.085 | 0.085 | 0.085 | 0.085 | 0.085 | 0 | 0 | 0 | 0 | 0 | 0 | 0 | 0 | 0 | 0 | 0 | 0 | 0 | 0 | 0 | 0 | 0 | 0 | 0 | 0 | 0 | 0 | 0 | 0 | 0 | 0 | 0 | 0 | 0 | 0 | 0 | 0 | 0 | 0 | 0 | 0 | 0 | 0 | 0 | 0 | 0 | 0 | 0 | 0 | 0 | 0 | 0 | 0 | 0 | 0 | 0 | 0 | 0 | 0 | 0 | 0 | 0 | 0 | 0 | 0 | 0 | 0 | 0 | 0 | 0 | 0 | 0 | 0 | 0 | 0 | 0 | 0 | 0 | 0 | 0 | 0 | 0 | 0 | 0 | 0 | 0 | 0 | 0 | 0 | 0 | 0 | 0 | 0 | 0 | 0 | 0 | 0 | 0 | 0 | 0 | 0 | 0 | 0 | 0 | 0 | 0 | 0 | 0 | 0 | 0 | 0 | 0 | 0 | 0 | 0 | 0 | 0 | 0 | 0 | 0 | 0 | 0 | 0 | 0 | 0 | 0 | 0 | 0 | 0 | 0 | 0 | 0 | 0 | 0 | 0 | 0 | 0 | 0 | 0 | 0 | 0 | 0 | 0 | 0 | 0 | 0 | 0 | 0 | 0 | 0 | 0 | 0 | 0 | 0 | 0 | 0 | 0 | 0 | 0 | 0 | 0 | 0 | 0 | 0 | 0 | 0 | 0 | 0 | 0 | 0 | 0 | 0 | 0 | 0 | 0 | 0 | 0 | 0 | 0 | 0 | 0 | 0 | 0 | 0 | 0 | 0 | 0 | 0 | 0 | 0 | 0 | 0 | 0 | 0 | 0 | 0 | 0 | 0 | 0.01296% | 0 | 0 | 0 | 0 | 0 | 0 | 0 | 0 | 0 | 0 | 0 | 0 | 0 | 0 | 0 | 0 | 0 | 0 | 0 | 0 | 0 | 0 | 0 | 0
| IND-Lighting-7P_V2 | M_Input | Council 7th Plan | 2020 | Retro | 2022 | 2045 | PSE | Industrial | Chemical | Electric | Per Region | NA | NA | Chemical Integrated Plant Energy Management | Chemical Integrated Plant Energy Management | 0 | 11 | 0 | 0 | I-All-Other-Shift3-All-All-S | 0 | 0 | 0 | 0 | 0 | 0 | 0 | 0 | 0 | 0 | 0 | 0 | Comm Flat | Integrated Plant Energy Management | Integrated Plant Energy Management | IndShift3 | 0.01266% | 100% | 0% | 1 | 1 | 100% | 9.091% | 85% | 6.8% | 0.2% | 0 | 0 | 0 | 0 | 0 | 0 | 0 | 0 | 0 |  | 0 | 0 | 0 | 01. ($9,999.000) to $0.028 | N/A | 0 | 01. ($9,999.00) to $0.22 | N/A | 0.085 | 0.085 | 0.085 | 0.085 | 0.085 | 0.085 | 0.085 | 0.085 | 0.085 | 0.085 | 0 | 0 | 0 | 0 | 0 | 0 | 0 | 0 | 0 | 0 | 0 | 0 | 0 | 0 | 0 | 0 | 0 | 0 | 0 | 0 | 0 | 0 | 0 | 0 | 0 | 0 | 0 | 0 | 0 | 0 | 0 | 0 | 0 | 0 | 0 | 0 | 0 | 0 | 0 | 0 | 0 | 0 | 0 | 0 | 0 | 0 | 0 | 0 | 0 | 0 | 0 | 0 | 0 | 0 | 0 | 0 | 0 | 0 | 0 | 0 | 0 | 0 | 0 | 0 | 0 | 0 | 0 | 0 | 0 | 0 | 0 | 0 | 0 | 0 | 0 | 0 | 0 | 0 | 0 | 0 | 0 | 0 | 0 | 0 | 0 | 0 | 0 | 0 | 0 | 0 | 0 | 0 | 0 | 0 | 0 | 0 | 0 | 0 | 0 | 0 | 0 | 0 | 0 | 0 | 0 | 0 | 0 | 0 | 0 | 0 | 0 | 0 | 0 | 0 | 0 | 0 | 0 | 0 | 0 | 0 | 0 | 0 | 0 | 0 | 0 | 0 | 0 | 0 | 0 | 0 | 0 | 0 | 0 | 0 | 0 | 0 | 0 | 0 | 0 | 0 | 0 | 0 | 0 | 0 | 0 | 0 | 0 | 0 | 0 | 0 | 0 | 0 | 0 | 0 | 0 | 0 | 0 | 0 | 0 | 0 | 0 | 0 | 0 | 0 | 0 | 0 | 0 | 0 | 0 | 0 | 0 | 0 | 0 | 0 | 0 | 0 | 0 | 0 | 0 | 0 | 0 | 0 | 0 | 0 | 0 | 0 | 0 | 0 | 0 | 0 | 0 | 0 | 0 | 0.01296% | 0 | 0 | 0 | 0 | 0 | 0 | 0 | 0 | 0 | 0 | 0 | 0 | 0 | 0 | 0 | 0 | 0 | 0 | 0 | 0 | 0 | 0 | 0 | 0
| IND-Lighting-7P_V2 | M_Input | Council 7th Plan | 2020 | Retro | 2022 | 2045 | PSE | Industrial | Miscellaneous Manufacturing | Electric | Per Region | NA | NA | Miscellaneous Manufacturing Air Compressor Demand Reduction | Miscellaneous Manufacturing Air Compressor Demand Reduction | 720348.6674 | 10 | 72423.7988 | 22491.863 | I-All-Other-Shift3-All-All-S | 0 | 0 | 0 | 0 | 0 | 0 | 0 | 0 | 0 | 0 | 0 | 0 | Comm Flat | Air Compressor Demand Reduction | Air Compressor Demand Reduction | IndShift3 | 0.01266% | 100% | 0% | 1 | 1 | 100% | 10% | 85% | 6.8% | 0.2% | 336778.1848 | 13423.9711 | 35020.2156 | 119895.4563 | 0 | 0 | 0 | 348495.2533 | 0 |  | 0.041443 | 0 | 0.041443 | 02. $0.028 to $0.055 | N/A | 0 | 01. ($9,999.00) to $0.22 | N/A | 0.085 | 0.085 | 0.085 | 0.085 | 0.085 | 0.085 | 0.085 | 0.085 | 0.085 | 0.085 | 0 | 0 | 0 | 0 | 0 | 0 | 0 | 0 | 0 | 0 | 0 | 0 | 0 | 0 | 61229.6367 | 62333.2214 | 62499.4419 | 61817.9095 | 61435.8407 | 61158.8621 | 61182.052 | 60759.0549 | 60679.0685 | 60524.6875 | 0 | 0 | 0 | 0 | 0 | 0 | 0 | 0 | 0 | 0 | 0 | 0 | 0 | 0 | 613619.7753 | 61229.6367 | 123562.8581 | 186062.3001 | 247880.2096 | 309316.0503 | 370474.9124 | 431656.9644 | 492416.0193 | 553095.0878 | 613619.7753 | 613619.7753 | 613619.7753 | 613619.7753 | 613619.7753 | 613619.7753 | 613619.7753 | 613619.7753 | 613619.7753 | 613619.7753 | 613619.7753 | 613619.7753 | 613619.7753 | 613619.7753 | 613619.7753 | 0 | 0 | 0 | 0 | 0 | 0 | 0 | 0 | 0 | 0 | 0 | 0 | 0 | 0 | 0 | 0 | 0 | 0 | 0 | 0 | 0 | 0 | 0 | 0 | 0 | 0 | 0 | 0 | 0 | 0 | 0 | 0 | 0 | 0 | 0 | 0 | 0 | 0 | 0 | 0 | 0 | 0 | 0 | 0 | 0 | 0 | 0 | 0 | 0 | 0 | 0 | 0 | 0 | 0 | 0 | 0 | 0 | 0 | 0 | 0 | 0 | 7.7515 | 15.6426 | 23.5548 | 31.3807 | 39.1583 | 46.9008 | 54.6462 | 62.3381 | 70.0198 | 77.682 | 77.682 | 77.682 | 77.682 | 77.682 | 77.682 | 77.682 | 77.682 | 77.682 | 77.682 | 77.682 | 77.682 | 77.682 | 77.682 | 77.682 | 29622.0965 | 30155.9964 | 30236.4117 | 29906.6952 | 29721.8553 | 29587.8567 | 29599.0757 | 29394.4352 | 29355.7388 | 29281.0513 | 0 | 0 | 0 | 0 | 0 | 0 | 0 | 0 | 0 | 0 | 0 | 0 | 0 | 0 | 296861.2128 | 0 | 0 | 0 | 0 | 0 | 0 | 0 | 0 | 0 | 0 | 0 | 0 | 0 | 0 | 0 | 0 | 0 | 0 | 0 | 0 | 0.01296% | 7.9336 | 16.0103 | 24.1084 | 32.1183 | 40.0787 | 48.0031 | 55.9306 | 63.8033 | 71.6656 | 79.5079 | 79.5079 | 79.5079 | 79.5079 | 79.5079 | 79.5079 | 79.5079 | 79.5079 | 79.5079 | 79.5079 | 79.5079 | 79.5079 | 79.5079 | 79.5079 | 79.5079
| IND-Lighting-7P_V2 | M_Input | Council 7th Plan | 2020 | Retro | 2022 | 2045 | PSE | Industrial | Miscellaneous Manufacturing | Electric | Per Region | NA | NA | Miscellaneous Manufacturing Air Compressor Equipment1 | Miscellaneous Manufacturing Air Compressor Equipment1 | 0 | 10 | 0 | 0 | I-All-Other-Shift3-All-All-S | 0 | 0 | 0 | 0 | 0 | 0 | 0 | 0 | 0 | 0 | 0 | 0 | Comm Flat | Air Compressor Equipment1 | Air Compressor Equipment1 | IndShift3 | 0.01266% | 100% | 0% | 1 | 1 | 100% | 10% | 85% | 6.8% | 0.2% | 0 | 0 | 0 | 0 | 0 | 0 | 0 | 0 | 0 |  | 0 | 0 | 0 | 01. ($9,999.000) to $0.028 | N/A | 0 | 01. ($9,999.00) to $0.22 | N/A | 0.085 | 0.085 | 0.085 | 0.085 | 0.085 | 0.085 | 0.085 | 0.085 | 0.085 | 0.085 | 0 | 0 | 0 | 0 | 0 | 0 | 0 | 0 | 0 | 0 | 0 | 0 | 0 | 0 | 0 | 0 | 0 | 0 | 0 | 0 | 0 | 0 | 0 | 0 | 0 | 0 | 0 | 0 | 0 | 0 | 0 | 0 | 0 | 0 | 0 | 0 | 0 | 0 | 0 | 0 | 0 | 0 | 0 | 0 | 0 | 0 | 0 | 0 | 0 | 0 | 0 | 0 | 0 | 0 | 0 | 0 | 0 | 0 | 0 | 0 | 0 | 0 | 0 | 0 | 0 | 0 | 0 | 0 | 0 | 0 | 0 | 0 | 0 | 0 | 0 | 0 | 0 | 0 | 0 | 0 | 0 | 0 | 0 | 0 | 0 | 0 | 0 | 0 | 0 | 0 | 0 | 0 | 0 | 0 | 0 | 0 | 0 | 0 | 0 | 0 | 0 | 0 | 0 | 0 | 0 | 0 | 0 | 0 | 0 | 0 | 0 | 0 | 0 | 0 | 0 | 0 | 0 | 0 | 0 | 0 | 0 | 0 | 0 | 0 | 0 | 0 | 0 | 0 | 0 | 0 | 0 | 0 | 0 | 0 | 0 | 0 | 0 | 0 | 0 | 0 | 0 | 0 | 0 | 0 | 0 | 0 | 0 | 0 | 0 | 0 | 0 | 0 | 0 | 0 | 0 | 0 | 0 | 0 | 0 | 0 | 0 | 0 | 0 | 0 | 0 | 0 | 0 | 0 | 0 | 0 | 0 | 0 | 0 | 0 | 0 | 0 | 0 | 0 | 0 | 0 | 0 | 0 | 0 | 0 | 0 | 0 | 0 | 0 | 0 | 0 | 0 | 0 | 0 | 0.01296% | 0 | 0 | 0 | 0 | 0 | 0 | 0 | 0 | 0 | 0 | 0 | 0 | 0 | 0 | 0 | 0 | 0 | 0 | 0 | 0 | 0 | 0 | 0 | 0
| IND-Lighting-7P_V2 | M_Input | Council 7th Plan | 2020 | Retro | 2022 | 2045 | PSE | Industrial | Miscellaneous Manufacturing | Electric | Per Region | NA | NA | Miscellaneous Manufacturing Air Compressor Equipment2 | Miscellaneous Manufacturing Air Compressor Equipment2 | 0 | 10 | 0 | 0 | I-All-Other-Shift3-All-All-S | 0 | 0 | 0 | 0 | 0 | 0 | 0 | 0 | 0 | 0 | 0 | 0 | Comm Flat | Air Compressor Equipment2 | Air Compressor Equipment2 | IndShift3 | 0.01266% | 100% | 0% | 1 | 1 | 100% | 10% | 85% | 6.8% | 0.2% | 0 | 0 | 0 | 0 | 0 | 0 | 0 | 0 | 0 |  | 0 | 0 | 0 | 01. ($9,999.000) to $0.028 | N/A | 0 | 01. ($9,999.00) to $0.22 | N/A | 0.085 | 0.085 | 0.085 | 0.085 | 0.085 | 0.085 | 0.085 | 0.085 | 0.085 | 0.085 | 0 | 0 | 0 | 0 | 0 | 0 | 0 | 0 | 0 | 0 | 0 | 0 | 0 | 0 | 0 | 0 | 0 | 0 | 0 | 0 | 0 | 0 | 0 | 0 | 0 | 0 | 0 | 0 | 0 | 0 | 0 | 0 | 0 | 0 | 0 | 0 | 0 | 0 | 0 | 0 | 0 | 0 | 0 | 0 | 0 | 0 | 0 | 0 | 0 | 0 | 0 | 0 | 0 | 0 | 0 | 0 | 0 | 0 | 0 | 0 | 0 | 0 | 0 | 0 | 0 | 0 | 0 | 0 | 0 | 0 | 0 | 0 | 0 | 0 | 0 | 0 | 0 | 0 | 0 | 0 | 0 | 0 | 0 | 0 | 0 | 0 | 0 | 0 | 0 | 0 | 0 | 0 | 0 | 0 | 0 | 0 | 0 | 0 | 0 | 0 | 0 | 0 | 0 | 0 | 0 | 0 | 0 | 0 | 0 | 0 | 0 | 0 | 0 | 0 | 0 | 0 | 0 | 0 | 0 | 0 | 0 | 0 | 0 | 0 | 0 | 0 | 0 | 0 | 0 | 0 | 0 | 0 | 0 | 0 | 0 | 0 | 0 | 0 | 0 | 0 | 0 | 0 | 0 | 0 | 0 | 0 | 0 | 0 | 0 | 0 | 0 | 0 | 0 | 0 | 0 | 0 | 0 | 0 | 0 | 0 | 0 | 0 | 0 | 0 | 0 | 0 | 0 | 0 | 0 | 0 | 0 | 0 | 0 | 0 | 0 | 0 | 0 | 0 | 0 | 0 | 0 | 0 | 0 | 0 | 0 | 0 | 0 | 0 | 0 | 0 | 0 | 0 | 0 | 0.01296% | 0 | 0 | 0 | 0 | 0 | 0 | 0 | 0 | 0 | 0 | 0 | 0 | 0 | 0 | 0 | 0 | 0 | 0 | 0 | 0 | 0 | 0 | 0 | 0
| IND-Lighting-7P_V2 | M_Input | Council 7th Plan | 2020 | Retro | 2022 | 2045 | PSE | Industrial | Miscellaneous Manufacturing | Electric | Per Region | NA | NA | Miscellaneous Manufacturing Air Compressor Optimization | Miscellaneous Manufacturing Air Compressor Optimization | 0 | 10 | 0 | 0 | I-All-Other-Shift3-All-All-S | 0 | 0 | 0 | 0 | 0 | 0 | 0 | 0 | 0 | 0 | 0 | 0 | Comm Flat | Air Compressor Optimization | Air Compressor Optimization | IndShift3 | 0.01266% | 100% | 0% | 1 | 1 | 100% | 10% | 85% | 6.8% | 0.2% | 0 | 0 | 0 | 0 | 0 | 0 | 0 | 0 | 0 |  | 0 | 0 | 0 | 01. ($9,999.000) to $0.028 | N/A | 0 | 01. ($9,999.00) to $0.22 | N/A | 0.085 | 0.085 | 0.085 | 0.085 | 0.085 | 0.085 | 0.085 | 0.085 | 0.085 | 0.085 | 0 | 0 | 0 | 0 | 0 | 0 | 0 | 0 | 0 | 0 | 0 | 0 | 0 | 0 | 0 | 0 | 0 | 0 | 0 | 0 | 0 | 0 | 0 | 0 | 0 | 0 | 0 | 0 | 0 | 0 | 0 | 0 | 0 | 0 | 0 | 0 | 0 | 0 | 0 | 0 | 0 | 0 | 0 | 0 | 0 | 0 | 0 | 0 | 0 | 0 | 0 | 0 | 0 | 0 | 0 | 0 | 0 | 0 | 0 | 0 | 0 | 0 | 0 | 0 | 0 | 0 | 0 | 0 | 0 | 0 | 0 | 0 | 0 | 0 | 0 | 0 | 0 | 0 | 0 | 0 | 0 | 0 | 0 | 0 | 0 | 0 | 0 | 0 | 0 | 0 | 0 | 0 | 0 | 0 | 0 | 0 | 0 | 0 | 0 | 0 | 0 | 0 | 0 | 0 | 0 | 0 | 0 | 0 | 0 | 0 | 0 | 0 | 0 | 0 | 0 | 0 | 0 | 0 | 0 | 0 | 0 | 0 | 0 | 0 | 0 | 0 | 0 | 0 | 0 | 0 | 0 | 0 | 0 | 0 | 0 | 0 | 0 | 0 | 0 | 0 | 0 | 0 | 0 | 0 | 0 | 0 | 0 | 0 | 0 | 0 | 0 | 0 | 0 | 0 | 0 | 0 | 0 | 0 | 0 | 0 | 0 | 0 | 0 | 0 | 0 | 0 | 0 | 0 | 0 | 0 | 0 | 0 | 0 | 0 | 0 | 0 | 0 | 0 | 0 | 0 | 0 | 0 | 0 | 0 | 0 | 0 | 0 | 0 | 0 | 0 | 0 | 0 | 0 | 0.01296% | 0 | 0 | 0 | 0 | 0 | 0 | 0 | 0 | 0 | 0 | 0 | 0 | 0 | 0 | 0 | 0 | 0 | 0 | 0 | 0 | 0 | 0 | 0 | 0
| IND-Lighting-7P_V2 | M_Input | Council 7th Plan | 2020 | Retro | 2022 | 2045 | PSE | Industrial | Miscellaneous Manufacturing | Electric | Per Region | NA | NA | Miscellaneous Manufacturing HighBay Lighting 1 Shift | Miscellaneous Manufacturing HighBay Lighting 1 Shift | 268347.7359 | 26.5734 | 217167.0153 | -9131.4093 | I-All-Other-Shift1-All-All-S | 0 | 0 | 0 | 0 | 0 | 0 | 0 | 0 | 0 | 0 | 0 | 0 | Comm Flat | HighBay Lighting 1 Shift | HighBay Lighting 1 Shift | IndShift1 | 0.0135% | 100% | 0% | 1 | 1 | 100% | 3.763% | 85% | 6.8% | 0.2% | 322153.8901 | 5332.0582 | 32748.5948 | 222915.9095 | 0 | 0 | 0 | 121672.9658 | 0 |  | 0.038841 | 0 | 0.038841 | 02. $0.028 to $0.055 | N/A | 0 | 01. ($9,999.00) to $0.22 | N/A | 0.085 | 0.085 | 0.085 | 0.085 | 0.085 | 0.085 | 0.085 | 0.085 | 0.085 | 0.085 | 0 | 0 | 0 | 0 | 0 | 0 | 0 | 0 | 0 | 0 | 0 | 0 | 0 | 0 | 22809.5575 | 23220.6702 | 23282.5915 | 23028.7037 | 22886.3737 | 22783.1922 | 22791.8311 | 22634.2541 | 22604.4572 | 22546.9465 | 0 | 0 | 0 | 0 | 0 | 0 | 0 | 0 | 0 | 0 | 0 | 0 | 0 | 0 | 228588.5778 | 22809.5575 | 46030.2277 | 69312.8192 | 92341.523 | 115227.8966 | 138011.0888 | 160802.9199 | 183437.174 | 206041.6313 | 228588.5778 | 228588.5778 | 228588.5778 | 228588.5778 | 228588.5778 | 228588.5778 | 228588.5778 | 228588.5778 | 228588.5778 | 228588.5778 | 228588.5778 | 228588.5778 | 228588.5778 | 228588.5778 | 228588.5778 | 0 | 0 | 0 | 0 | 0 | 0 | 0 | 0 | 0 | 0 | 0 | 0 | 0 | 0 | 0 | 0 | 0 | 0 | 0 | 0 | 0 | 0 | 0 | 0 | 0 | 0 | 0 | 0 | 0 | 0 | 0 | 0 | 0 | 0 | 0 | 0 | 0 | 0 | 0 | 0 | 0 | 0 | 0 | 0 | 0 | 0 | 0 | 0 | 0 | 0 | 0 | 0 | 0 | 0 | 0 | 0 | 0 | 0 | 0 | 0 | 0 | 3.0789 | 6.2133 | 9.3561 | 12.4646 | 15.5538 | 18.6292 | 21.7057 | 24.761 | 27.8122 | 30.8556 | 30.8556 | 30.8556 | 30.8556 | 30.8556 | 30.8556 | 30.8556 | 30.8556 | 30.8556 | 30.8556 | 30.8556 | 30.8556 | 30.8556 | 30.8556 | 30.8556 | 10342.2021 | 10528.6069 | 10556.6829 | 10441.5663 | 10377.0317 | 10330.2477 | 10334.1646 | 10262.7169 | 10249.2065 | 10223.1302 | 0 | 0 | 0 | 0 | 0 | 0 | 0 | 0 | 0 | 0 | 0 | 0 | 0 | 0 | 103645.5557 | 0 | 0 | 0 | 0 | 0 | 0 | 0 | 0 | 0 | 0 | 0 | 0 | 0 | 0 | 0 | 0 | 0 | 0 | 0 | 0 | 0.01911% | 4.3593 | 8.7973 | 13.247 | 17.6483 | 22.0223 | 26.3766 | 30.7326 | 35.0584 | 39.3785 | 43.6877 | 43.6877 | 43.6877 | 43.6877 | 43.6877 | 43.6877 | 43.6877 | 43.6877 | 43.6877 | 43.6877 | 43.6877 | 43.6877 | 43.6877 | 43.6877 | 43.6877
| IND-Lighting-7P_V2 | M_Input | Council 7th Plan | 2020 | Retro | 2022 | 2045 | PSE | Industrial | Miscellaneous Manufacturing | Electric | Per Region | NA | NA | Miscellaneous Manufacturing HighBay Lighting 2 Shift | Miscellaneous Manufacturing HighBay Lighting 2 Shift | 450847.394 | 15.5483 | 211776.3447 | -15341.557 | I-All-Other-Shift2-All-All-S | 0 | 0 | 0 | 0 | 0 | 0 | 0 | 0 | 0 | 0 | 0 | 0 | Comm Flat | HighBay Lighting 2 Shift | HighBay Lighting 2 Shift | IndShift2 | 0.01331% | 100% | 0% | 1 | 1 | 100% | 6.432% | 85% | 6.8% | 0.2% | 315302.7227 | 8831.4321 | 32413.4155 | 270598.469 | 0 | 0 | 0 | 92618.9101 | 0 |  | 0.017598 | 0 | 0.017598 | 01. ($9,999.000) to $0.028 | N/A | 0 | 01. ($9,999.00) to $0.22 | N/A | 0.085 | 0.085 | 0.085 | 0.085 | 0.085 | 0.085 | 0.085 | 0.085 | 0.085 | 0.085 | 0 | 0 | 0 | 0 | 0 | 0 | 0 | 0 | 0 | 0 | 0 | 0 | 0 | 0 | 38322.0285 | 39012.7333 | 39116.7664 | 38690.2131 | 38451.0862 | 38277.7325 | 38292.2465 | 38027.5036 | 37977.4422 | 37880.8192 | 0 | 0 | 0 | 0 | 0 | 0 | 0 | 0 | 0 | 0 | 0 | 0 | 0 | 0 | 384048.5714 | 38322.0285 | 77334.7618 | 116451.5281 | 155141.7412 | 193592.8274 | 231870.5599 | 270162.8063 | 308190.3099 | 346167.7522 | 384048.5714 | 384048.5714 | 384048.5714 | 384048.5714 | 384048.5714 | 384048.5714 | 384048.5714 | 384048.5714 | 384048.5714 | 384048.5714 | 384048.5714 | 384048.5714 | 384048.5714 | 384048.5714 | 384048.5714 | 0 | 0 | 0 | 0 | 0 | 0 | 0 | 0 | 0 | 0 | 0 | 0 | 0 | 0 | 0 | 0 | 0 | 0 | 0 | 0 | 0 | 0 | 0 | 0 | 0 | 0 | 0 | 0 | 0 | 0 | 0 | 0 | 0 | 0 | 0 | 0 | 0 | 0 | 0 | 0 | 0 | 0 | 0 | 0 | 0 | 0 | 0 | 0 | 0 | 0 | 0 | 0 | 0 | 0 | 0 | 0 | 0 | 0 | 0 | 0 | 0 | 5.0996 | 10.291 | 15.4964 | 20.6449 | 25.7617 | 30.8553 | 35.9509 | 41.0113 | 46.065 | 51.1059 | 51.1059 | 51.1059 | 51.1059 | 51.1059 | 51.1059 | 51.1059 | 51.1059 | 51.1059 | 51.1059 | 51.1059 | 51.1059 | 51.1059 | 51.1059 | 51.1059 | 7872.6074 | 8014.5009 | 8035.8727 | 7948.2446 | 7899.1201 | 7863.5075 | 7866.4891 | 7812.1022 | 7801.818 | 7781.9684 | 0 | 0 | 0 | 0 | 0 | 0 | 0 | 0 | 0 | 0 | 0 | 0 | 0 | 0 | 78896.2309 | 0 | 0 | 0 | 0 | 0 | 0 | 0 | 0 | 0 | 0 | 0 | 0 | 0 | 0 | 0 | 0 | 0 | 0 | 0 | 0 | 0.01847% | 7.0772 | 14.2819 | 21.5058 | 28.6509 | 35.7519 | 42.8209 | 49.8926 | 56.9153 | 63.9289 | 70.9245 | 70.9245 | 70.9245 | 70.9245 | 70.9245 | 70.9245 | 70.9245 | 70.9245 | 70.9245 | 70.9245 | 70.9245 | 70.9245 | 70.9245 | 70.9245 | 70.9245
| IND-Lighting-7P_V2 | M_Input | Council 7th Plan | 2020 | Retro | 2022 | 2045 | PSE | Industrial | Miscellaneous Manufacturing | Electric | Per Region | NA | NA | Miscellaneous Manufacturing HighBay Lighting 3 Shift | Miscellaneous Manufacturing HighBay Lighting 3 Shift | 180916.9912 | 8.6758 | 47267.7065 | -6156.2923 | I-All-Other-Shift3-All-All-S | 0 | 0 | 0 | 0 | 0 | 0 | 0 | 0 | 0 | 0 | 0 | 0 | Comm Flat | HighBay Lighting 3 Shift | HighBay Lighting 3 Shift | IndShift3 | 0.01266% | 100% | 0% | 1 | 1 | 100% | 11.53% | 85% | 6.8% | 0.2% | 77487.085 | 3371.4569 | 8085.8542 | 61266.9531 | 0 | 0 | 0 | -12602.4209 | 0 |  | -0.0059672 | 0 | -0.0059672 | 01. ($9,999.000) to $0.028 | N/A | 0 | 01. ($9,999.00) to $0.22 | N/A | 0.085 | 0.085 | 0.085 | 0.085 | 0.085 | 0.085 | 0.085 | 0.085 | 0.085 | 0.085 | 0 | 0 | 0 | 0 | 0 | 0 | 0 | 0 | 0 | 0 | 0 | 0 | 0 | 0 | 15377.9443 | 15655.1117 | 15696.8583 | 15525.6901 | 15429.7328 | 15360.1691 | 15365.9933 | 15259.7567 | 15239.668 | 15200.8949 | 0 | 0 | 0 | 0 | 0 | 0 | 0 | 0 | 0 | 0 | 0 | 0 | 0 | 0 | 154111.8191 | 15377.9443 | 31033.056 | 46729.9143 | 62255.6045 | 77685.3373 | 93045.5063 | 108411.4996 | 123671.2563 | 138910.9242 | 154111.8191 | 154111.8191 | 154111.8191 | 154111.8191 | 154111.8191 | 154111.8191 | 154111.8191 | 154111.8191 | 154111.8191 | 154111.8191 | 154111.8191 | 154111.8191 | 154111.8191 | 154111.8191 | 154111.8191 | 0 | 0 | 0 | 0 | 0 | 0 | 0 | 0 | 0 | 0 | 0 | 0 | 0 | 0 | 0 | 0 | 0 | 0 | 0 | 0 | 0 | 0 | 0 | 0 | 0 | 0 | 0 | 0 | 0 | 0 | 0 | 0 | 0 | 0 | 0 | 0 | 0 | 0 | 0 | 0 | 0 | 0 | 0 | 0 | 0 | 0 | 0 | 0 | 0 | 0 | 0 | 0 | 0 | 0 | 0 | 0 | 0 | 0 | 0 | 0 | 0 | 1.9468 | 3.9287 | 5.9158 | 7.8813 | 9.8347 | 11.7792 | 13.7245 | 15.6563 | 17.5856 | 19.51 | 19.51 | 19.51 | 19.51 | 19.51 | 19.51 | 19.51 | 19.51 | 19.51 | 19.51 | 19.51 | 19.51 | 19.51 | 19.51 | 19.51 | 0 | 0 | 0 | 0 | 0 | 0 | 0 | 0 | 0 | 0 | 0 | 0 | 0 | 0 | 0 | 0 | 0 | 0 | 0 | 0 | 0 | 0 | 0 | 0 | 0 | 0 | 0 | 0 | 0 | 0 | 0 | 0 | 0 | 0 | 0 | 0 | 0 | 0 | 0 | 0 | 0 | 0 | 0 | 0 | 0 | 0.01296% | 1.9925 | 4.021 | 6.0549 | 8.0666 | 10.0658 | 12.0561 | 14.0471 | 16.0243 | 17.9989 | 19.9686 | 19.9686 | 19.9686 | 19.9686 | 19.9686 | 19.9686 | 19.9686 | 19.9686 | 19.9686 | 19.9686 | 19.9686 | 19.9686 | 19.9686 | 19.9686 | 19.9686
| IND-Lighting-7P_V2 | M_Input | Council 7th Plan | 2020 | Retro | 2022 | 2045 | PSE | Industrial | Miscellaneous Manufacturing | Electric | Per Region | NA | NA | Miscellaneous Manufacturing Efficient Lighting 1 Shift | Miscellaneous Manufacturing Efficient Lighting 1 Shift | 232338.4828 | 20.979 | 217866.331 | -4987.1189 | I-All-Other-Shift1-All-All-S | 0 | 0 | 0 | 0 | 0 | 0 | 0 | 0 | 0 | 0 | 0 | 0 | Comm Flat | Efficient Lighting 1 Shift | Efficient Lighting 1 Shift | IndShift1 | 0.0135% | 100% | 0% | 1 | 1 | 100% | 4.767% | 85% | 6.8% | 0.2% | 213146.9813 | 4616.5558 | 21776.3537 | 237162.9498 | 0 | 0 | 0 | 196126.0713 | 0 |  | 0.072312 | 0 | 0.072312 | 05. $0.070 to $0.077 | N/A | 0 | 01. ($9,999.00) to $0.22 | N/A | 0.085 | 0.085 | 0.085 | 0.085 | 0.085 | 0.085 | 0.085 | 0.085 | 0.085 | 0.085 | 0 | 0 | 0 | 0 | 0 | 0 | 0 | 0 | 0 | 0 | 0 | 0 | 0 | 0 | 19748.771 | 20104.717 | 20158.3291 | 19938.5103 | 19815.2793 | 19725.9437 | 19733.4232 | 19596.9914 | 19571.1929 | 19521.3994 | 0 | 0 | 0 | 0 | 0 | 0 | 0 | 0 | 0 | 0 | 0 | 0 | 0 | 0 | 197914.5573 | 19748.771 | 39853.488 | 60011.8171 | 79950.3274 | 99765.6067 | 119491.5504 | 139224.9736 | 158821.965 | 178393.1579 | 197914.5573 | 197914.5573 | 197914.5573 | 197914.5573 | 197914.5573 | 197914.5573 | 197914.5573 | 197914.5573 | 197914.5573 | 197914.5573 | 197914.5573 | 197914.5573 | 197914.5573 | 197914.5573 | 197914.5573 | 0 | 0 | 0 | 0 | 0 | 0 | 0 | 0 | 0 | 0 | 0 | 0 | 0 | 0 | 0 | 0 | 0 | 0 | 0 | 0 | 0 | 0 | 0 | 0 | 0 | 0 | 0 | 0 | 0 | 0 | 0 | 0 | 0 | 0 | 0 | 0 | 0 | 0 | 0 | 0 | 0 | 0 | 0 | 0 | 0 | 0 | 0 | 0 | 0 | 0 | 0 | 0 | 0 | 0 | 0 | 0 | 0 | 0 | 0 | 0 | 0 | 2.6658 | 5.3796 | 8.1006 | 10.792 | 13.4667 | 16.1294 | 18.793 | 21.4383 | 24.0801 | 26.7152 | 26.7152 | 26.7152 | 26.7152 | 26.7152 | 26.7152 | 26.7152 | 26.7152 | 26.7152 | 26.7152 | 26.7152 | 26.7152 | 26.7152 | 26.7152 | 26.7152 | 16670.7161 | 16971.1841 | 17016.4402 | 16830.8824 | 16726.8583 | 16651.4466 | 16657.7604 | 16542.5929 | 16520.8153 | 16478.7827 | 0 | 0 | 0 | 0 | 0 | 0 | 0 | 0 | 0 | 0 | 0 | 0 | 0 | 0 | 167067.4789 | 0 | 0 | 0 | 0 | 0 | 0 | 0 | 0 | 0 | 0 | 0 | 0 | 0 | 0 | 0 | 0 | 0 | 0 | 0 | 0 | 0.01911% | 3.7744 | 7.6168 | 11.4694 | 15.2801 | 19.0671 | 22.8371 | 26.6086 | 30.354 | 34.0944 | 37.8253 | 37.8253 | 37.8253 | 37.8253 | 37.8253 | 37.8253 | 37.8253 | 37.8253 | 37.8253 | 37.8253 | 37.8253 | 37.8253 | 37.8253 | 37.8253 | 37.8253
| IND-Lighting-7P_V2 | M_Input | Council 7th Plan | 2020 | Retro | 2022 | 2045 | PSE | Industrial | Miscellaneous Manufacturing | Electric | Per Region | NA | NA | Miscellaneous Manufacturing Efficient Lighting 2 Shift | Miscellaneous Manufacturing Efficient Lighting 2 Shift | 389886.1671 | 12.275 | 212458.3015 | -8368.8619 | I-All-Other-Shift2-All-All-S | 0 | 0 | 0 | 0 | 0 | 0 | 0 | 0 | 0 | 0 | 0 | 0 | Comm Flat | Efficient Lighting 2 Shift | Efficient Lighting 2 Shift | IndShift2 | 0.01331% | 100% | 0% | 1 | 1 | 100% | 8.147% | 85% | 6.8% | 0.2% | 210793.2701 | 7637.2921 | 21843.0562 | 313980.6859 | 0 | 0 | 0 | 229297.9165 | 0 |  | 0.05038 | 0 | 0.05038 | 02. $0.028 to $0.055 | N/A | 0 | 01. ($9,999.00) to $0.22 | N/A | 0.085 | 0.085 | 0.085 | 0.085 | 0.085 | 0.085 | 0.085 | 0.085 | 0.085 | 0.085 | 0 | 0 | 0 | 0 | 0 | 0 | 0 | 0 | 0 | 0 | 0 | 0 | 0 | 0 | 33140.3242 | 33737.6355 | 33827.6018 | 33458.7248 | 33251.9314 | 33102.0177 | 33114.5691 | 32885.6234 | 32842.3311 | 32758.7729 | 0 | 0 | 0 | 0 | 0 | 0 | 0 | 0 | 0 | 0 | 0 | 0 | 0 | 0 | 332119.5319 | 33140.3242 | 66877.9597 | 100705.5615 | 134164.2862 | 167416.2176 | 200518.2353 | 233632.8045 | 266518.4279 | 299360.759 | 332119.5319 | 332119.5319 | 332119.5319 | 332119.5319 | 332119.5319 | 332119.5319 | 332119.5319 | 332119.5319 | 332119.5319 | 332119.5319 | 332119.5319 | 332119.5319 | 332119.5319 | 332119.5319 | 332119.5319 | 0 | 0 | 0 | 0 | 0 | 0 | 0 | 0 | 0 | 0 | 0 | 0 | 0 | 0 | 0 | 0 | 0 | 0 | 0 | 0 | 0 | 0 | 0 | 0 | 0 | 0 | 0 | 0 | 0 | 0 | 0 | 0 | 0 | 0 | 0 | 0 | 0 | 0 | 0 | 0 | 0 | 0 | 0 | 0 | 0 | 0 | 0 | 0 | 0 | 0 | 0 | 0 | 0 | 0 | 0 | 0 | 0 | 0 | 0 | 0 | 0 | 4.41 | 8.8995 | 13.401 | 17.8534 | 22.2783 | 26.6832 | 31.0898 | 35.466 | 39.8363 | 44.1956 | 44.1956 | 44.1956 | 44.1956 | 44.1956 | 44.1956 | 44.1956 | 44.1956 | 44.1956 | 44.1956 | 44.1956 | 44.1956 | 44.1956 | 44.1956 | 44.1956 | 19490.3229 | 19841.6107 | 19894.5212 | 19677.5791 | 19555.9608 | 19467.7943 | 19475.176 | 19340.5295 | 19315.0687 | 19265.9269 | 0 | 0 | 0 | 0 | 0 | 0 | 0 | 0 | 0 | 0 | 0 | 0 | 0 | 0 | 195324.4898 | 0 | 0 | 0 | 0 | 0 | 0 | 0 | 0 | 0 | 0 | 0 | 0 | 0 | 0 | 0 | 0 | 0 | 0 | 0 | 0 | 0.01847% | 6.1202 | 12.3508 | 18.5979 | 24.7769 | 30.9177 | 37.0309 | 43.1464 | 49.2195 | 55.2847 | 61.3345 | 61.3345 | 61.3345 | 61.3345 | 61.3345 | 61.3345 | 61.3345 | 61.3345 | 61.3345 | 61.3345 | 61.3345 | 61.3345 | 61.3345 | 61.3345 | 61.3345
| IND-Lighting-7P_V2 | M_Input | Council 7th Plan | 2020 | Retro | 2022 | 2045 | PSE | Industrial | Miscellaneous Manufacturing | Electric | Per Region | NA | NA | Miscellaneous Manufacturing Efficient Lighting 3 Shift | Miscellaneous Manufacturing Efficient Lighting 3 Shift | 156380.4854 | 8.6758 | 47419.9168 | -3356.6892 | I-All-Other-Shift3-All-All-S | 0 | 0 | 0 | 0 | 0 | 0 | 0 | 0 | 0 | 0 | 0 | 0 | Comm Flat | Efficient Lighting 3 Shift | Efficient Lighting 3 Shift | IndShift3 | 0.01266% | 100% | 0% | 1 | 1 | 100% | 11.53% | 85% | 6.8% | 0.2% | 66978.0538 | 2914.2098 | 6989.2264 | 61464.2434 | 0 | 0 | 0 | 21860.4102 | 0 |  | 0.011975 | 0 | 0.011975 | 01. ($9,999.000) to $0.028 | N/A | 0 | 01. ($9,999.00) to $0.22 | N/A | 0.085 | 0.085 | 0.085 | 0.085 | 0.085 | 0.085 | 0.085 | 0.085 | 0.085 | 0.085 | 0 | 0 | 0 | 0 | 0 | 0 | 0 | 0 | 0 | 0 | 0 | 0 | 0 | 0 | 13292.3413 | 13531.9184 | 13568.0033 | 13420.0494 | 13337.1061 | 13276.9768 | 13282.0111 | 13190.1826 | 13172.8184 | 13139.3038 | 0 | 0 | 0 | 0 | 0 | 0 | 0 | 0 | 0 | 0 | 0 | 0 | 0 | 0 | 133210.7112 | 13292.3413 | 26824.2597 | 40392.263 | 53812.3124 | 67149.4184 | 80426.3952 | 93708.4063 | 106898.589 | 120071.4074 | 133210.7112 | 133210.7112 | 133210.7112 | 133210.7112 | 133210.7112 | 133210.7112 | 133210.7112 | 133210.7112 | 133210.7112 | 133210.7112 | 133210.7112 | 133210.7112 | 133210.7112 | 133210.7112 | 133210.7112 | 0 | 0 | 0 | 0 | 0 | 0 | 0 | 0 | 0 | 0 | 0 | 0 | 0 | 0 | 0 | 0 | 0 | 0 | 0 | 0 | 0 | 0 | 0 | 0 | 0 | 0 | 0 | 0 | 0 | 0 | 0 | 0 | 0 | 0 | 0 | 0 | 0 | 0 | 0 | 0 | 0 | 0 | 0 | 0 | 0 | 0 | 0 | 0 | 0 | 0 | 0 | 0 | 0 | 0 | 0 | 0 | 0 | 0 | 0 | 0 | 0 | 1.6828 | 3.3959 | 5.1135 | 6.8124 | 8.5009 | 10.1817 | 11.8631 | 13.533 | 15.2006 | 16.864 | 16.864 | 16.864 | 16.864 | 16.864 | 16.864 | 16.864 | 16.864 | 16.864 | 16.864 | 16.864 | 16.864 | 16.864 | 16.864 | 16.864 | 1858.1349 | 1891.6253 | 1896.6696 | 1875.9872 | 1864.3925 | 1855.9871 | 1856.6908 | 1843.8541 | 1841.4268 | 1836.7418 | 0 | 0 | 0 | 0 | 0 | 0 | 0 | 0 | 0 | 0 | 0 | 0 | 0 | 0 | 18621.5101 | 0 | 0 | 0 | 0 | 0 | 0 | 0 | 0 | 0 | 0 | 0 | 0 | 0 | 0 | 0 | 0 | 0 | 0 | 0 | 0 | 0.01296% | 1.7223 | 3.4757 | 5.2337 | 6.9726 | 8.7007 | 10.421 | 12.142 | 13.8511 | 15.5579 | 17.2604 | 17.2604 | 17.2604 | 17.2604 | 17.2604 | 17.2604 | 17.2604 | 17.2604 | 17.2604 | 17.2604 | 17.2604 | 17.2604 | 17.2604 | 17.2604 | 17.2604
| IND-Lighting-7P_V2 | M_Input | Council 7th Plan | 2020 | Retro | 2022 | 2045 | PSE | Industrial | Miscellaneous Manufacturing | Electric | Per Region | NA | NA | Miscellaneous Manufacturing Lighting Controls | Miscellaneous Manufacturing Lighting Controls | 1087885.5944 | 10 | 1137486.3454 | -12269.1264 | I-All-Other-Shift3-All-All-S | 0 | 0 | 0 | 0 | 0 | 0 | 0 | 0 | 0 | 0 | 0 | 0 | Comm Flat | Lighting Controls | Lighting Controls | IndShift3 | 0.01266% | 100% | 0% | 1 | 1 | 100% | 10% | 85% | 6.8% | 0.2% | 508609.4448 | 20273.1614 | 52888.2606 | 1883074.9924 | 0 | 0 | 0 | 1894186.9411 | 0 |  | 0.14915 | 0 | 0.14915 | 09. $0.130 to $0.150 | N/A | 0 | 01. ($9,999.00) to $0.22 | N/A | 0.085 | 0.085 | 0.085 | 0.085 | 0.085 | 0.085 | 0.085 | 0.085 | 0.085 | 0.085 | 0 | 0 | 0 | 0 | 0 | 0 | 0 | 0 | 0 | 0 | 0 | 0 | 0 | 0 | 92470.2755 | 94136.9321 | 94387.9618 | 93358.6974 | 92781.6891 | 92363.3902 | 92398.4121 | 91759.593 | 91638.7959 | 91405.6465 | 0 | 0 | 0 | 0 | 0 | 0 | 0 | 0 | 0 | 0 | 0 | 0 | 0 | 0 | 926701.3936 | 92470.2755 | 186607.2077 | 280995.1695 | 374353.8669 | 467135.556 | 559498.9462 | 651897.3583 | 743656.9512 | 835295.7472 | 926701.3936 | 926701.3936 | 926701.3936 | 926701.3936 | 926701.3936 | 926701.3936 | 926701.3936 | 926701.3936 | 926701.3936 | 926701.3936 | 926701.3936 | 926701.3936 | 926701.3936 | 926701.3936 | 926701.3936 | 0 | 0 | 0 | 0 | 0 | 0 | 0 | 0 | 0 | 0 | 0 | 0 | 0 | 0 | 0 | 0 | 0 | 0 | 0 | 0 | 0 | 0 | 0 | 0 | 0 | 0 | 0 | 0 | 0 | 0 | 0 | 0 | 0 | 0 | 0 | 0 | 0 | 0 | 0 | 0 | 0 | 0 | 0 | 0 | 0 | 0 | 0 | 0 | 0 | 0 | 0 | 0 | 0 | 0 | 0 | 0 | 0 | 0 | 0 | 0 | 0 | 11.7064 | 23.6238 | 35.573 | 47.3918 | 59.1377 | 70.8305 | 82.5279 | 94.1443 | 105.7454 | 117.317 | 117.317 | 117.317 | 117.317 | 117.317 | 117.317 | 117.317 | 117.317 | 117.317 | 117.317 | 117.317 | 117.317 | 117.317 | 117.317 | 117.317 | 161005.89 | 163907.8121 | 164344.8958 | 162552.7779 | 161548.1121 | 160819.7851 | 160880.764 | 159768.4753 | 159558.1479 | 159152.1965 | 0 | 0 | 0 | 0 | 0 | 0 | 0 | 0 | 0 | 0 | 0 | 0 | 0 | 0 | 1613538.8566 | 0 | 0 | 0 | 0 | 0 | 0 | 0 | 0 | 0 | 0 | 0 | 0 | 0 | 0 | 0 | 0 | 0 | 0 | 0 | 0 | 0.01296% | 11.9815 | 24.179 | 36.4091 | 48.5057 | 60.5276 | 72.4953 | 84.4676 | 96.357 | 108.2308 | 120.0744 | 120.0744 | 120.0744 | 120.0744 | 120.0744 | 120.0744 | 120.0744 | 120.0744 | 120.0744 | 120.0744 | 120.0744 | 120.0744 | 120.0744 | 120.0744 | 120.0744
| IND-Lighting-7P_V2 | M_Input | Council 7th Plan | 2020 | Retro | 2022 | 2045 | PSE | Industrial | Miscellaneous Manufacturing | Electric | Per Region | NA | NA | Miscellaneous Manufacturing Motors: Rewind 20-50 HP | Miscellaneous Manufacturing Motors: Rewind 20-50 HP | 0 | 10 | 0 | 0 | I-All-Other-Shift3-All-All-S | 0 | 0 | 0 | 0 | 0 | 0 | 0 | 0 | 0 | 0 | 0 | 0 | Comm Flat | Motors: Rewind 20-50 HP | Motors: Rewind 20-50 HP | IndShift3 | 0.01266% | 100% | 0% | 1 | 1 | 100% | 10% | 85% | 6.8% | 0.2% | 0 | 0 | 0 | 0 | 0 | 0 | 0 | 0 | 0 |  | 0 | 0 | 0 | 01. ($9,999.000) to $0.028 | N/A | 0 | 01. ($9,999.00) to $0.22 | N/A | 0.085 | 0.085 | 0.085 | 0.085 | 0.085 | 0.085 | 0.085 | 0.085 | 0.085 | 0.085 | 0 | 0 | 0 | 0 | 0 | 0 | 0 | 0 | 0 | 0 | 0 | 0 | 0 | 0 | 0 | 0 | 0 | 0 | 0 | 0 | 0 | 0 | 0 | 0 | 0 | 0 | 0 | 0 | 0 | 0 | 0 | 0 | 0 | 0 | 0 | 0 | 0 | 0 | 0 | 0 | 0 | 0 | 0 | 0 | 0 | 0 | 0 | 0 | 0 | 0 | 0 | 0 | 0 | 0 | 0 | 0 | 0 | 0 | 0 | 0 | 0 | 0 | 0 | 0 | 0 | 0 | 0 | 0 | 0 | 0 | 0 | 0 | 0 | 0 | 0 | 0 | 0 | 0 | 0 | 0 | 0 | 0 | 0 | 0 | 0 | 0 | 0 | 0 | 0 | 0 | 0 | 0 | 0 | 0 | 0 | 0 | 0 | 0 | 0 | 0 | 0 | 0 | 0 | 0 | 0 | 0 | 0 | 0 | 0 | 0 | 0 | 0 | 0 | 0 | 0 | 0 | 0 | 0 | 0 | 0 | 0 | 0 | 0 | 0 | 0 | 0 | 0 | 0 | 0 | 0 | 0 | 0 | 0 | 0 | 0 | 0 | 0 | 0 | 0 | 0 | 0 | 0 | 0 | 0 | 0 | 0 | 0 | 0 | 0 | 0 | 0 | 0 | 0 | 0 | 0 | 0 | 0 | 0 | 0 | 0 | 0 | 0 | 0 | 0 | 0 | 0 | 0 | 0 | 0 | 0 | 0 | 0 | 0 | 0 | 0 | 0 | 0 | 0 | 0 | 0 | 0 | 0 | 0 | 0 | 0 | 0 | 0 | 0 | 0 | 0 | 0 | 0 | 0 | 0.01296% | 0 | 0 | 0 | 0 | 0 | 0 | 0 | 0 | 0 | 0 | 0 | 0 | 0 | 0 | 0 | 0 | 0 | 0 | 0 | 0 | 0 | 0 | 0 | 0
| IND-Lighting-7P_V2 | M_Input | Council 7th Plan | 2020 | Retro | 2022 | 2045 | PSE | Industrial | Miscellaneous Manufacturing | Electric | Per Region | NA | NA | Miscellaneous Manufacturing Motors: Rewind 51-100 HP | Miscellaneous Manufacturing Motors: Rewind 51-100 HP | 0 | 10 | 0 | 0 | I-All-Other-Shift3-All-All-S | 0 | 0 | 0 | 0 | 0 | 0 | 0 | 0 | 0 | 0 | 0 | 0 | Comm Flat | Motors: Rewind 51-100 HP | Motors: Rewind 51-100 HP | IndShift3 | 0.01266% | 100% | 0% | 1 | 1 | 100% | 10% | 85% | 6.8% | 0.2% | 0 | 0 | 0 | 0 | 0 | 0 | 0 | 0 | 0 |  | 0 | 0 | 0 | 01. ($9,999.000) to $0.028 | N/A | 0 | 01. ($9,999.00) to $0.22 | N/A | 0.085 | 0.085 | 0.085 | 0.085 | 0.085 | 0.085 | 0.085 | 0.085 | 0.085 | 0.085 | 0 | 0 | 0 | 0 | 0 | 0 | 0 | 0 | 0 | 0 | 0 | 0 | 0 | 0 | 0 | 0 | 0 | 0 | 0 | 0 | 0 | 0 | 0 | 0 | 0 | 0 | 0 | 0 | 0 | 0 | 0 | 0 | 0 | 0 | 0 | 0 | 0 | 0 | 0 | 0 | 0 | 0 | 0 | 0 | 0 | 0 | 0 | 0 | 0 | 0 | 0 | 0 | 0 | 0 | 0 | 0 | 0 | 0 | 0 | 0 | 0 | 0 | 0 | 0 | 0 | 0 | 0 | 0 | 0 | 0 | 0 | 0 | 0 | 0 | 0 | 0 | 0 | 0 | 0 | 0 | 0 | 0 | 0 | 0 | 0 | 0 | 0 | 0 | 0 | 0 | 0 | 0 | 0 | 0 | 0 | 0 | 0 | 0 | 0 | 0 | 0 | 0 | 0 | 0 | 0 | 0 | 0 | 0 | 0 | 0 | 0 | 0 | 0 | 0 | 0 | 0 | 0 | 0 | 0 | 0 | 0 | 0 | 0 | 0 | 0 | 0 | 0 | 0 | 0 | 0 | 0 | 0 | 0 | 0 | 0 | 0 | 0 | 0 | 0 | 0 | 0 | 0 | 0 | 0 | 0 | 0 | 0 | 0 | 0 | 0 | 0 | 0 | 0 | 0 | 0 | 0 | 0 | 0 | 0 | 0 | 0 | 0 | 0 | 0 | 0 | 0 | 0 | 0 | 0 | 0 | 0 | 0 | 0 | 0 | 0 | 0 | 0 | 0 | 0 | 0 | 0 | 0 | 0 | 0 | 0 | 0 | 0 | 0 | 0 | 0 | 0 | 0 | 0 | 0.01296% | 0 | 0 | 0 | 0 | 0 | 0 | 0 | 0 | 0 | 0 | 0 | 0 | 0 | 0 | 0 | 0 | 0 | 0 | 0 | 0 | 0 | 0 | 0 | 0
| IND-Lighting-7P_V2 | M_Input | Council 7th Plan | 2020 | Retro | 2022 | 2045 | PSE | Industrial | Miscellaneous Manufacturing | Electric | Per Region | NA | NA | Miscellaneous Manufacturing Motors: Rewind 101-200 HP | Miscellaneous Manufacturing Motors: Rewind 101-200 HP | 0 | 10 | 0 | 0 | I-All-Other-Shift3-All-All-S | 0 | 0 | 0 | 0 | 0 | 0 | 0 | 0 | 0 | 0 | 0 | 0 | Comm Flat | Motors: Rewind 101-200 HP | Motors: Rewind 101-200 HP | IndShift3 | 0.01266% | 100% | 0% | 1 | 1 | 100% | 10% | 85% | 6.8% | 0.2% | 0 | 0 | 0 | 0 | 0 | 0 | 0 | 0 | 0 |  | 0 | 0 | 0 | 01. ($9,999.000) to $0.028 | N/A | 0 | 01. ($9,999.00) to $0.22 | N/A | 0.085 | 0.085 | 0.085 | 0.085 | 0.085 | 0.085 | 0.085 | 0.085 | 0.085 | 0.085 | 0 | 0 | 0 | 0 | 0 | 0 | 0 | 0 | 0 | 0 | 0 | 0 | 0 | 0 | 0 | 0 | 0 | 0 | 0 | 0 | 0 | 0 | 0 | 0 | 0 | 0 | 0 | 0 | 0 | 0 | 0 | 0 | 0 | 0 | 0 | 0 | 0 | 0 | 0 | 0 | 0 | 0 | 0 | 0 | 0 | 0 | 0 | 0 | 0 | 0 | 0 | 0 | 0 | 0 | 0 | 0 | 0 | 0 | 0 | 0 | 0 | 0 | 0 | 0 | 0 | 0 | 0 | 0 | 0 | 0 | 0 | 0 | 0 | 0 | 0 | 0 | 0 | 0 | 0 | 0 | 0 | 0 | 0 | 0 | 0 | 0 | 0 | 0 | 0 | 0 | 0 | 0 | 0 | 0 | 0 | 0 | 0 | 0 | 0 | 0 | 0 | 0 | 0 | 0 | 0 | 0 | 0 | 0 | 0 | 0 | 0 | 0 | 0 | 0 | 0 | 0 | 0 | 0 | 0 | 0 | 0 | 0 | 0 | 0 | 0 | 0 | 0 | 0 | 0 | 0 | 0 | 0 | 0 | 0 | 0 | 0 | 0 | 0 | 0 | 0 | 0 | 0 | 0 | 0 | 0 | 0 | 0 | 0 | 0 | 0 | 0 | 0 | 0 | 0 | 0 | 0 | 0 | 0 | 0 | 0 | 0 | 0 | 0 | 0 | 0 | 0 | 0 | 0 | 0 | 0 | 0 | 0 | 0 | 0 | 0 | 0 | 0 | 0 | 0 | 0 | 0 | 0 | 0 | 0 | 0 | 0 | 0 | 0 | 0 | 0 | 0 | 0 | 0 | 0.01296% | 0 | 0 | 0 | 0 | 0 | 0 | 0 | 0 | 0 | 0 | 0 | 0 | 0 | 0 | 0 | 0 | 0 | 0 | 0 | 0 | 0 | 0 | 0 | 0
| IND-Lighting-7P_V2 | M_Input | Council 7th Plan | 2020 | Retro | 2022 | 2045 | PSE | Industrial | Miscellaneous Manufacturing | Electric | Per Region | NA | NA | Miscellaneous Manufacturing Motors: Rewind 201-500 HP | Miscellaneous Manufacturing Motors: Rewind 201-500 HP | 0 | 10 | 0 | 0 | I-All-Other-Shift3-All-All-S | 0 | 0 | 0 | 0 | 0 | 0 | 0 | 0 | 0 | 0 | 0 | 0 | Comm Flat | Motors: Rewind 201-500 HP | Motors: Rewind 201-500 HP | IndShift3 | 0.01266% | 100% | 0% | 1 | 1 | 100% | 10% | 85% | 6.8% | 0.2% | 0 | 0 | 0 | 0 | 0 | 0 | 0 | 0 | 0 |  | 0 | 0 | 0 | 01. ($9,999.000) to $0.028 | N/A | 0 | 01. ($9,999.00) to $0.22 | N/A | 0.085 | 0.085 | 0.085 | 0.085 | 0.085 | 0.085 | 0.085 | 0.085 | 0.085 | 0.085 | 0 | 0 | 0 | 0 | 0 | 0 | 0 | 0 | 0 | 0 | 0 | 0 | 0 | 0 | 0 | 0 | 0 | 0 | 0 | 0 | 0 | 0 | 0 | 0 | 0 | 0 | 0 | 0 | 0 | 0 | 0 | 0 | 0 | 0 | 0 | 0 | 0 | 0 | 0 | 0 | 0 | 0 | 0 | 0 | 0 | 0 | 0 | 0 | 0 | 0 | 0 | 0 | 0 | 0 | 0 | 0 | 0 | 0 | 0 | 0 | 0 | 0 | 0 | 0 | 0 | 0 | 0 | 0 | 0 | 0 | 0 | 0 | 0 | 0 | 0 | 0 | 0 | 0 | 0 | 0 | 0 | 0 | 0 | 0 | 0 | 0 | 0 | 0 | 0 | 0 | 0 | 0 | 0 | 0 | 0 | 0 | 0 | 0 | 0 | 0 | 0 | 0 | 0 | 0 | 0 | 0 | 0 | 0 | 0 | 0 | 0 | 0 | 0 | 0 | 0 | 0 | 0 | 0 | 0 | 0 | 0 | 0 | 0 | 0 | 0 | 0 | 0 | 0 | 0 | 0 | 0 | 0 | 0 | 0 | 0 | 0 | 0 | 0 | 0 | 0 | 0 | 0 | 0 | 0 | 0 | 0 | 0 | 0 | 0 | 0 | 0 | 0 | 0 | 0 | 0 | 0 | 0 | 0 | 0 | 0 | 0 | 0 | 0 | 0 | 0 | 0 | 0 | 0 | 0 | 0 | 0 | 0 | 0 | 0 | 0 | 0 | 0 | 0 | 0 | 0 | 0 | 0 | 0 | 0 | 0 | 0 | 0 | 0 | 0 | 0 | 0 | 0 | 0 | 0.01296% | 0 | 0 | 0 | 0 | 0 | 0 | 0 | 0 | 0 | 0 | 0 | 0 | 0 | 0 | 0 | 0 | 0 | 0 | 0 | 0 | 0 | 0 | 0 | 0
| IND-Lighting-7P_V2 | M_Input | Council 7th Plan | 2020 | Retro | 2022 | 2045 | PSE | Industrial | Miscellaneous Manufacturing | Electric | Per Region | NA | NA | Miscellaneous Manufacturing Motors: Rewind 501-5000 HP | Miscellaneous Manufacturing Motors: Rewind 501-5000 HP | 0 | 10 | 0 | 0 | I-All-Other-Shift3-All-All-S | 0 | 0 | 0 | 0 | 0 | 0 | 0 | 0 | 0 | 0 | 0 | 0 | Comm Flat | Motors: Rewind 501-5000 HP | Motors: Rewind 501-5000 HP | IndShift3 | 0.01266% | 100% | 0% | 1 | 1 | 100% | 10% | 85% | 6.8% | 0.2% | 0 | 0 | 0 | 0 | 0 | 0 | 0 | 0 | 0 |  | 0 | 0 | 0 | 01. ($9,999.000) to $0.028 | N/A | 0 | 01. ($9,999.00) to $0.22 | N/A | 0.085 | 0.085 | 0.085 | 0.085 | 0.085 | 0.085 | 0.085 | 0.085 | 0.085 | 0.085 | 0 | 0 | 0 | 0 | 0 | 0 | 0 | 0 | 0 | 0 | 0 | 0 | 0 | 0 | 0 | 0 | 0 | 0 | 0 | 0 | 0 | 0 | 0 | 0 | 0 | 0 | 0 | 0 | 0 | 0 | 0 | 0 | 0 | 0 | 0 | 0 | 0 | 0 | 0 | 0 | 0 | 0 | 0 | 0 | 0 | 0 | 0 | 0 | 0 | 0 | 0 | 0 | 0 | 0 | 0 | 0 | 0 | 0 | 0 | 0 | 0 | 0 | 0 | 0 | 0 | 0 | 0 | 0 | 0 | 0 | 0 | 0 | 0 | 0 | 0 | 0 | 0 | 0 | 0 | 0 | 0 | 0 | 0 | 0 | 0 | 0 | 0 | 0 | 0 | 0 | 0 | 0 | 0 | 0 | 0 | 0 | 0 | 0 | 0 | 0 | 0 | 0 | 0 | 0 | 0 | 0 | 0 | 0 | 0 | 0 | 0 | 0 | 0 | 0 | 0 | 0 | 0 | 0 | 0 | 0 | 0 | 0 | 0 | 0 | 0 | 0 | 0 | 0 | 0 | 0 | 0 | 0 | 0 | 0 | 0 | 0 | 0 | 0 | 0 | 0 | 0 | 0 | 0 | 0 | 0 | 0 | 0 | 0 | 0 | 0 | 0 | 0 | 0 | 0 | 0 | 0 | 0 | 0 | 0 | 0 | 0 | 0 | 0 | 0 | 0 | 0 | 0 | 0 | 0 | 0 | 0 | 0 | 0 | 0 | 0 | 0 | 0 | 0 | 0 | 0 | 0 | 0 | 0 | 0 | 0 | 0 | 0 | 0 | 0 | 0 | 0 | 0 | 0 | 0.01296% | 0 | 0 | 0 | 0 | 0 | 0 | 0 | 0 | 0 | 0 | 0 | 0 | 0 | 0 | 0 | 0 | 0 | 0 | 0 | 0 | 0 | 0 | 0 | 0
| IND-Lighting-7P_V2 | M_Input | Council 7th Plan | 2020 | Retro | 2022 | 2045 | PSE | Industrial | Miscellaneous Manufacturing | Electric | Per Region | NA | NA | Miscellaneous Manufacturing Efficient Centrifugal Fan | Miscellaneous Manufacturing Efficient Centrifugal Fan | 0 | 10 | 0 | 0 | I-SIC26-Proc-All-All-All-E | 0 | 0 | 0 | 0 | 0 | 0 | 0 | 0 | 0 | 0 | 0 | 0 | Comm Flat | Efficient Centrifugal Fan | Efficient Centrifugal Fan | SIC26 | 0.01095% | 100% | 0% | 1 | 1 | 100% | 10% | 85% | 6.8% | 0.2% | 0 | 0 | 0 | 0 | 0 | 0 | 0 | 0 | 0 |  | 0 | 0 | 0 | 01. ($9,999.000) to $0.028 | N/A | 0 | 01. ($9,999.00) to $0.22 | N/A | 0.085 | 0.085 | 0.085 | 0.085 | 0.085 | 0.085 | 0.085 | 0.085 | 0.085 | 0.085 | 0 | 0 | 0 | 0 | 0 | 0 | 0 | 0 | 0 | 0 | 0 | 0 | 0 | 0 | 0 | 0 | 0 | 0 | 0 | 0 | 0 | 0 | 0 | 0 | 0 | 0 | 0 | 0 | 0 | 0 | 0 | 0 | 0 | 0 | 0 | 0 | 0 | 0 | 0 | 0 | 0 | 0 | 0 | 0 | 0 | 0 | 0 | 0 | 0 | 0 | 0 | 0 | 0 | 0 | 0 | 0 | 0 | 0 | 0 | 0 | 0 | 0 | 0 | 0 | 0 | 0 | 0 | 0 | 0 | 0 | 0 | 0 | 0 | 0 | 0 | 0 | 0 | 0 | 0 | 0 | 0 | 0 | 0 | 0 | 0 | 0 | 0 | 0 | 0 | 0 | 0 | 0 | 0 | 0 | 0 | 0 | 0 | 0 | 0 | 0 | 0 | 0 | 0 | 0 | 0 | 0 | 0 | 0 | 0 | 0 | 0 | 0 | 0 | 0 | 0 | 0 | 0 | 0 | 0 | 0 | 0 | 0 | 0 | 0 | 0 | 0 | 0 | 0 | 0 | 0 | 0 | 0 | 0 | 0 | 0 | 0 | 0 | 0 | 0 | 0 | 0 | 0 | 0 | 0 | 0 | 0 | 0 | 0 | 0 | 0 | 0 | 0 | 0 | 0 | 0 | 0 | 0 | 0 | 0 | 0 | 0 | 0 | 0 | 0 | 0 | 0 | 0 | 0 | 0 | 0 | 0 | 0 | 0 | 0 | 0 | 0 | 0 | 0 | 0 | 0 | 0 | 0 | 0 | 0 | 0 | 0 | 0 | 0 | 0 | 0 | 0 | 0 | 0 | 0.01124% | 0 | 0 | 0 | 0 | 0 | 0 | 0 | 0 | 0 | 0 | 0 | 0 | 0 | 0 | 0 | 0 | 0 | 0 | 0 | 0 | 0 | 0 | 0 | 0
| IND-Lighting-7P_V2 | M_Input | Council 7th Plan | 2020 | Retro | 2022 | 2045 | PSE | Industrial | Miscellaneous Manufacturing | Electric | Per Region | NA | NA | Miscellaneous Manufacturing Fan Energy Management | Miscellaneous Manufacturing Fan Energy Management | 841759.2329 | 10 | 0 | 31539.2823 | I-SIC20-Proc-All-All-All-E | 0 | 0 | 0 | 0 | 0 | 0 | 0 | 0 | 0 | 0 | 0 | 0 | Comm Flat | Fan Energy Management | Fan Energy Management | SIC20 | 0.01146% | 100% | 0% | 1 | 1 | 100% | 10% | 85% | 6.8% | 0.2% | 393540.1832 | 14200.2169 | 40774.04 | 0 | 0 | 0 | 0 | 313200.2024 | 0 |  | 0.031874 | 0 | 0.031874 | 02. $0.028 to $0.055 | N/A | 0 | 01. ($9,999.00) to $0.22 | N/A | 0.085 | 0.085 | 0.085 | 0.085 | 0.085 | 0.085 | 0.085 | 0.085 | 0.085 | 0.085 | 0 | 0 | 0 | 0 | 0 | 0 | 0 | 0 | 0 | 0 | 0 | 0 | 0 | 0 | 71549.5348 | 72839.1222 | 73033.3582 | 72236.9575 | 71790.4933 | 71466.8315 | 71493.9299 | 70999.6391 | 70906.1715 | 70725.7705 | 0 | 0 | 0 | 0 | 0 | 0 | 0 | 0 | 0 | 0 | 0 | 0 | 0 | 0 | 717041.8087 | 71549.5348 | 144388.657 | 217422.0153 | 289658.9728 | 361449.4661 | 432916.2976 | 504410.2276 | 575409.8667 | 646316.0382 | 717041.8087 | 717041.8087 | 717041.8087 | 717041.8087 | 717041.8087 | 717041.8087 | 717041.8087 | 717041.8087 | 717041.8087 | 717041.8087 | 717041.8087 | 717041.8087 | 717041.8087 | 717041.8087 | 717041.8087 | 0 | 0 | 0 | 0 | 0 | 0 | 0 | 0 | 0 | 0 | 0 | 0 | 0 | 0 | 0 | 0 | 0 | 0 | 0 | 0 | 0 | 0 | 0 | 0 | 0 | 0 | 0 | 0 | 0 | 0 | 0 | 0 | 0 | 0 | 0 | 0 | 0 | 0 | 0 | 0 | 0 | 0 | 0 | 0 | 0 | 0 | 0 | 0 | 0 | 0 | 0 | 0 | 0 | 0 | 0 | 0 | 0 | 0 | 0 | 0 | 0 | 8.1997 | 16.5472 | 24.9169 | 33.1953 | 41.4226 | 49.6128 | 57.8061 | 65.9428 | 74.0688 | 82.174 | 82.174 | 82.174 | 82.174 | 82.174 | 82.174 | 82.174 | 82.174 | 82.174 | 82.174 | 82.174 | 82.174 | 82.174 | 82.174 | 82.174 | 26622.0172 | 27101.8445 | 27174.1155 | 26877.7922 | 26711.6726 | 26591.2451 | 26601.3279 | 26417.413 | 26382.6358 | 26315.5125 | 0 | 0 | 0 | 0 | 0 | 0 | 0 | 0 | 0 | 0 | 0 | 0 | 0 | 0 | 266795.5763 | 0 | 0 | 0 | 0 | 0 | 0 | 0 | 0 | 0 | 0 | 0 | 0 | 0 | 0 | 0 | 0 | 0 | 0 | 0 | 0 | 0.01326% | 9.4872 | 19.1454 | 28.8294 | 38.4078 | 47.9269 | 57.4032 | 66.883 | 76.2973 | 85.6992 | 95.0772 | 95.0772 | 95.0772 | 95.0772 | 95.0772 | 95.0772 | 95.0772 | 95.0772 | 95.0772 | 95.0772 | 95.0772 | 95.0772 | 95.0772 | 95.0772 | 95.0772
| IND-Lighting-7P_V2 | M_Input | Council 7th Plan | 2020 | Retro | 2022 | 2045 | PSE | Industrial | Miscellaneous Manufacturing | Electric | Per Region | NA | NA | Miscellaneous Manufacturing Fan Equipment Upgrade | Miscellaneous Manufacturing Fan Equipment Upgrade | 2452420.0006 | 10 | 269011.5258 | 91887.9934 | I-All-Other-Shift3-All-All-S | 0 | 0 | 0 | 0 | 0 | 0 | 0 | 0 | 0 | 0 | 0 | 0 | Comm Flat | Fan Equipment Upgrade | Fan Equipment Upgrade | IndShift3 | 0.01266% | 100% | 0% | 1 | 1 | 100% | 10% | 85% | 6.8% | 0.2% | 1146558.0401 | 45701.7784 | 119225.9819 | 445340.6223 | 0 | 0 | 0 | 1406871.5425 | 0 |  | 0.049143 | 0 | 0.049143 | 02. $0.028 to $0.055 | N/A | 0 | 01. ($9,999.00) to $0.22 | N/A | 0.085 | 0.085 | 0.085 | 0.085 | 0.085 | 0.085 | 0.085 | 0.085 | 0.085 | 0.085 | 0 | 0 | 0 | 0 | 0 | 0 | 0 | 0 | 0 | 0 | 0 | 0 | 0 | 0 | 208455.7 | 212212.8433 | 212778.7394 | 210458.469 | 209157.7196 | 208214.7485 | 208293.6983 | 206853.6087 | 206581.296 | 206055.7073 | 0 | 0 | 0 | 0 | 0 | 0 | 0 | 0 | 0 | 0 | 0 | 0 | 0 | 0 | 2089062.5301 | 208455.7 | 420668.5434 | 633447.2828 | 843905.7518 | 1053063.4714 | 1261278.2199 | 1469571.9182 | 1676425.5269 | 1883006.8229 | 2089062.5301 | 2089062.5301 | 2089062.5301 | 2089062.5301 | 2089062.5301 | 2089062.5301 | 2089062.5301 | 2089062.5301 | 2089062.5301 | 2089062.5301 | 2089062.5301 | 2089062.5301 | 2089062.5301 | 2089062.5301 | 2089062.5301 | 0 | 0 | 0 | 0 | 0 | 0 | 0 | 0 | 0 | 0 | 0 | 0 | 0 | 0 | 0 | 0 | 0 | 0 | 0 | 0 | 0 | 0 | 0 | 0 | 0 | 0 | 0 | 0 | 0 | 0 | 0 | 0 | 0 | 0 | 0 | 0 | 0 | 0 | 0 | 0 | 0 | 0 | 0 | 0 | 0 | 0 | 0 | 0 | 0 | 0 | 0 | 0 | 0 | 0 | 0 | 0 | 0 | 0 | 0 | 0 | 0 | 26.3897 | 53.2551 | 80.1921 | 106.8354 | 133.314 | 159.6733 | 186.0425 | 212.2294 | 238.3819 | 264.4678 | 264.4678 | 264.4678 | 264.4678 | 264.4678 | 264.4678 | 264.4678 | 264.4678 | 264.4678 | 264.4678 | 264.4678 | 264.4678 | 264.4678 | 264.4678 | 264.4678 | 119584.0811 | 121739.4289 | 122064.0646 | 120733.0029 | 119986.8063 | 119445.8552 | 119491.1461 | 118665.0147 | 118508.798 | 118207.2853 | 0 | 0 | 0 | 0 | 0 | 0 | 0 | 0 | 0 | 0 | 0 | 0 | 0 | 0 | 1198425.4832 | 0 | 0 | 0 | 0 | 0 | 0 | 0 | 0 | 0 | 0 | 0 | 0 | 0 | 0 | 0 | 0 | 0 | 0 | 0 | 0 | 0.01296% | 27.01 | 54.5068 | 82.077 | 109.3465 | 136.4474 | 163.4262 | 190.4152 | 217.2176 | 243.9847 | 270.6838 | 270.6838 | 270.6838 | 270.6838 | 270.6838 | 270.6838 | 270.6838 | 270.6838 | 270.6838 | 270.6838 | 270.6838 | 270.6838 | 270.6838 | 270.6838 | 270.6838
| IND-Lighting-7P_V2 | M_Input | Council 7th Plan | 2020 | Retro | 2022 | 2045 | PSE | Industrial | Miscellaneous Manufacturing | Electric | Per Region | NA | NA | Miscellaneous Manufacturing Fan System Optimization | Miscellaneous Manufacturing Fan System Optimization | 4148771.7924 | 10 | 686443.2037 | 186536.881 | I-SIC24-Proc-All-All-All-E | 202081.6211 | 0 | 0 | 0 | 0 | 0 | 0 | 0 | 0 | 0 | 0 | 0 | Comm Flat | Fan System Optimization | Fan System Optimization | SIC24 | 0.01335% | 100% | 0% | 1 | 1 | 100% | 10% | 85% | 6.8% | 0.2% | 1939638.2569 | 81539.273 | 202117.753 | 1136386.4154 | 0 | 0 | 0 | 808556.1879 | 0 |  | 0.016695 | 0 | 0.016695 | 01. ($9,999.000) to $0.028 | N/A | 0 | 01. ($9,999.00) to $0.22 | N/A | 0.085 | 0.085 | 0.085 | 0.085 | 0.085 | 0.085 | 0.085 | 0.085 | 0.085 | 0.085 | 0 | 0 | 0 | 0 | 0 | 0 | 0 | 0 | 0 | 0 | 0 | 0 | 0 | 0 | 352645.6024 | 359001.5814 | 359958.9107 | 356033.6972 | 353833.2125 | 352237.9833 | 352371.5432 | 349935.336 | 349474.6632 | 348585.522 | 0 | 0 | 0 | 0 | 0 | 0 | 0 | 0 | 0 | 0 | 0 | 0 | 0 | 0 | 3534078.0517 | 352645.6024 | 711647.1837 | 1071606.0944 | 1427639.7916 | 1781473.0041 | 2133710.9875 | 2486082.5307 | 2836017.8666 | 3185492.5298 | 3534078.0517 | 3534078.0517 | 3534078.0517 | 3534078.0517 | 3534078.0517 | 3534078.0517 | 3534078.0517 | 3534078.0517 | 3534078.0517 | 3534078.0517 | 3534078.0517 | 3534078.0517 | 3534078.0517 | 3534078.0517 | 3534078.0517 | 0 | 0 | 0 | 0 | 0 | 0 | 0 | 0 | 0 | 0 | 0 | 0 | 0 | 0 | 0 | 0 | 0 | 0 | 0 | 0 | 0 | 0 | 0 | 0 | 0 | 0 | 0 | 0 | 0 | 0 | 0 | 0 | 0 | 0 | 0 | 0 | 0 | 0 | 0 | 0 | 0 | 0 | 0 | 0 | 0 | 0 | 0 | 0 | 0 | 0 | 0 | 0 | 0 | 0 | 0 | 0 | 0 | 0 | 0 | 0 | 0 | 47.0835 | 95.0156 | 143.0756 | 190.6115 | 237.8535 | 284.8826 | 331.9295 | 378.6512 | 425.3113 | 471.8527 | 471.8527 | 471.8527 | 471.8527 | 471.8527 | 471.8527 | 471.8527 | 471.8527 | 471.8527 | 471.8527 | 471.8527 | 471.8527 | 471.8527 | 471.8527 | 471.8527 | 68727.276 | 69965.9959 | 70152.5703 | 69387.5834 | 68958.7299 | 68647.8349 | 68673.8645 | 68199.0708 | 68109.2901 | 67936.0049 | 0 | 0 | 0 | 0 | 0 | 0 | 0 | 0 | 0 | 0 | 0 | 0 | 0 | 0 | 688758.2206 | 0 | 0 | 0 | 0 | 0 | 0 | 0 | 0 | 0 | 0 | 0 | 0 | 0 | 0 | 0 | 0 | 0 | 0 | 0 | 0 | 0.01209% | 42.6341 | 86.0367 | 129.555 | 172.5988 | 215.3765 | 257.9614 | 300.5624 | 342.8689 | 385.1197 | 427.263 | 427.263 | 427.263 | 427.263 | 427.263 | 427.263 | 427.263 | 427.263 | 427.263 | 427.263 | 427.263 | 427.263 | 427.263 | 427.263 | 427.263
| IND-Lighting-7P_V2 | M_Input | Council 7th Plan | 2020 | Retro | 2022 | 2045 | PSE | Industrial | Miscellaneous Manufacturing | Electric | Per Region | NA | NA | Miscellaneous Manufacturing Pump Energy Management | Miscellaneous Manufacturing Pump Energy Management | 1187087.9103 | 10 | 0 | 44478.1587 | I-SIC26-Proc-All-All-All-E | 0 | 0 | 0 | 0 | 0 | 0 | 0 | 0 | 0 | 0 | 0 | 0 | Comm Flat | Pump Energy Management | Pump Energy Management | SIC26 | 0.01095% | 100% | 0% | 1 | 1 | 100% | 10% | 85% | 6.8% | 0.2% | 554988.6184 | 19130.3351 | 57411.8954 | 0 | 0 | 0 | 0 | 442674.4676 | 0 |  | 0.031945 | 0 | 0.031945 | 02. $0.028 to $0.055 | N/A | 0 | 01. ($9,999.00) to $0.22 | N/A | 0.085 | 0.085 | 0.085 | 0.085 | 0.085 | 0.085 | 0.085 | 0.085 | 0.085 | 0.085 | 0 | 0 | 0 | 0 | 0 | 0 | 0 | 0 | 0 | 0 | 0 | 0 | 0 | 0 | 100902.4724 | 102721.1084 | 102995.029 | 101871.9078 | 101242.2832 | 100785.8404 | 100824.0558 | 100126.984 | 99995.1717 | 99740.7617 | 0 | 0 | 0 | 0 | 0 | 0 | 0 | 0 | 0 | 0 | 0 | 0 | 0 | 0 | 1011205.6144 | 100902.4724 | 203623.5808 | 306618.6098 | 408490.5176 | 509732.8008 | 610518.6412 | 711342.697 | 811469.681 | 911464.8527 | 1011205.6144 | 1011205.6144 | 1011205.6144 | 1011205.6144 | 1011205.6144 | 1011205.6144 | 1011205.6144 | 1011205.6144 | 1011205.6144 | 1011205.6144 | 1011205.6144 | 1011205.6144 | 1011205.6144 | 1011205.6144 | 1011205.6144 | 0 | 0 | 0 | 0 | 0 | 0 | 0 | 0 | 0 | 0 | 0 | 0 | 0 | 0 | 0 | 0 | 0 | 0 | 0 | 0 | 0 | 0 | 0 | 0 | 0 | 0 | 0 | 0 | 0 | 0 | 0 | 0 | 0 | 0 | 0 | 0 | 0 | 0 | 0 | 0 | 0 | 0 | 0 | 0 | 0 | 0 | 0 | 0 | 0 | 0 | 0 | 0 | 0 | 0 | 0 | 0 | 0 | 0 | 0 | 0 | 0 | 11.0465 | 22.2921 | 33.5677 | 44.7203 | 55.804 | 66.8377 | 77.8756 | 88.8372 | 99.7844 | 110.7037 | 110.7037 | 110.7037 | 110.7037 | 110.7037 | 110.7037 | 110.7037 | 110.7037 | 110.7037 | 110.7037 | 110.7037 | 110.7037 | 110.7037 | 110.7037 | 110.7037 | 37627.3297 | 38305.5135 | 38407.6607 | 37988.8399 | 37754.0479 | 37583.8367 | 37598.0876 | 37338.144 | 37288.9901 | 37194.1187 | 0 | 0 | 0 | 0 | 0 | 0 | 0 | 0 | 0 | 0 | 0 | 0 | 0 | 0 | 377086.5689 | 0 | 0 | 0 | 0 | 0 | 0 | 0 | 0 | 0 | 0 | 0 | 0 | 0 | 0 | 0 | 0 | 0 | 0 | 0 | 0 | 0.01124% | 11.338 | 22.8804 | 34.4536 | 45.9006 | 57.2768 | 68.6017 | 79.9309 | 91.1818 | 102.4179 | 113.6254 | 113.6254 | 113.6254 | 113.6254 | 113.6254 | 113.6254 | 113.6254 | 113.6254 | 113.6254 | 113.6254 | 113.6254 | 113.6254 | 113.6254 | 113.6254 | 113.6254
| IND-Lighting-7P_V2 | M_Input | Council 7th Plan | 2020 | Retro | 2022 | 2045 | PSE | Industrial | Miscellaneous Manufacturing | Electric | Per Region | NA | NA | Miscellaneous Manufacturing Pump Equipment Upgrade | Miscellaneous Manufacturing Pump Equipment Upgrade | 3348926.5344 | 10 | 534862.4449 | 125478.5637 | I-SIC26-Proc-All-All-All-E | 0 | 0 | 0 | 0 | 0 | 0 | 0 | 0 | 0 | 0 | 0 | 0 | Comm Flat | Pump Equipment Upgrade | Pump Equipment Upgrade | SIC26 | 0.01095% | 100% | 0% | 1 | 1 | 100% | 10% | 85% | 6.8% | 0.2% | 1565693.7404 | 53969.1175 | 161966.2858 | 885448.9537 | 0 | 0 | 0 | 2241262.6261 | 0 |  | 0.05733 | 0 | 0.05733 | 03. $0.055 to $0.062 | N/A | 0 | 01. ($9,999.00) to $0.22 | N/A | 0.085 | 0.085 | 0.085 | 0.085 | 0.085 | 0.085 | 0.085 | 0.085 | 0.085 | 0.085 | 0 | 0 | 0 | 0 | 0 | 0 | 0 | 0 | 0 | 0 | 0 | 0 | 0 | 0 | 284658.7554 | 289789.3598 | 290562.1248 | 287393.6565 | 285617.4052 | 284329.7216 | 284437.5324 | 282471.0036 | 282099.1443 | 281381.4214 | 0 | 0 | 0 | 0 | 0 | 0 | 0 | 0 | 0 | 0 | 0 | 0 | 0 | 0 | 2852740.1251 | 284658.7554 | 574448.1152 | 865010.2401 | 1152403.8966 | 1438021.3018 | 1722351.0234 | 2006788.5558 | 2289259.5594 | 2571358.7037 | 2852740.1251 | 2852740.1251 | 2852740.1251 | 2852740.1251 | 2852740.1251 | 2852740.1251 | 2852740.1251 | 2852740.1251 | 2852740.1251 | 2852740.1251 | 2852740.1251 | 2852740.1251 | 2852740.1251 | 2852740.1251 | 2852740.1251 | 0 | 0 | 0 | 0 | 0 | 0 | 0 | 0 | 0 | 0 | 0 | 0 | 0 | 0 | 0 | 0 | 0 | 0 | 0 | 0 | 0 | 0 | 0 | 0 | 0 | 0 | 0 | 0 | 0 | 0 | 0 | 0 | 0 | 0 | 0 | 0 | 0 | 0 | 0 | 0 | 0 | 0 | 0 | 0 | 0 | 0 | 0 | 0 | 0 | 0 | 0 | 0 | 0 | 0 | 0 | 0 | 0 | 0 | 0 | 0 | 0 | 31.1636 | 62.8888 | 94.6987 | 126.1617 | 157.4302 | 188.5578 | 219.6971 | 250.6212 | 281.5046 | 312.3093 | 312.3093 | 312.3093 | 312.3093 | 312.3093 | 312.3093 | 312.3093 | 312.3093 | 312.3093 | 312.3093 | 312.3093 | 312.3093 | 312.3093 | 312.3093 | 312.3093 | 190507.3232 | 193940.9703 | 194458.1418 | 192337.6505 | 191148.8977 | 190287.118 | 190359.2701 | 189043.1745 | 188794.3084 | 188313.9737 | 0 | 0 | 0 | 0 | 0 | 0 | 0 | 0 | 0 | 0 | 0 | 0 | 0 | 0 | 1909190.8284 | 0 | 0 | 0 | 0 | 0 | 0 | 0 | 0 | 0 | 0 | 0 | 0 | 0 | 0 | 0 | 0 | 0 | 0 | 0 | 0 | 0.01124% | 31.9861 | 64.5486 | 97.198 | 129.4914 | 161.5851 | 193.5342 | 225.4954 | 257.2356 | 288.9341 | 320.5519 | 320.5519 | 320.5519 | 320.5519 | 320.5519 | 320.5519 | 320.5519 | 320.5519 | 320.5519 | 320.5519 | 320.5519 | 320.5519 | 320.5519 | 320.5519 | 320.5519
| IND-Lighting-7P_V2 | M_Input | Council 7th Plan | 2020 | Retro | 2022 | 2045 | PSE | Industrial | Miscellaneous Manufacturing | Electric | Per Region | NA | NA | Miscellaneous Manufacturing Pump System Optimization | Miscellaneous Manufacturing Pump System Optimization | 3600095.8763 | 12 | 1249496.0746 | 188845.2305 | I-SIC20-Proc-All-All-All-E | 458624.1313 | 0 | 0 | 0 | 0 | 0 | 0 | 0 | 0 | 0 | 0 | 0 | Comm Flat | Pump System Optimization | Pump System Optimization | SIC20 | 0.01146% | 100% | 0% | 1 | 1 | 100% | 8.333% | 85% | 6.8% | 0.2% | 1946403.9678 | 60732.4994 | 200713.6467 | 1816883.7053 | 0 | 0 | 0 | -1343932.7578 | 0 |  | -0.031979 | 0 | -0.031979 | 01. ($9,999.000) to $0.028 | N/A | 0 | 01. ($9,999.00) to $0.22 | N/A | 0.085 | 0.085 | 0.085 | 0.085 | 0.085 | 0.085 | 0.085 | 0.085 | 0.085 | 0.085 | 0 | 0 | 0 | 0 | 0 | 0 | 0 | 0 | 0 | 0 | 0 | 0 | 0 | 0 | 306008.1495 | 311523.549 | 312354.2713 | 308948.1681 | 307038.698 | 305654.4381 | 305770.3347 | 303656.3164 | 303256.5676 | 302485.0155 | 0 | 0 | 0 | 0 | 0 | 0 | 0 | 0 | 0 | 0 | 0 | 0 | 0 | 0 | 3066695.5082 | 306008.1495 | 617531.6985 | 929885.9698 | 1238834.1379 | 1545872.8358 | 1851527.2739 | 2157297.6087 | 2460953.925 | 2764210.4927 | 3066695.5082 | 3066695.5082 | 3066695.5082 | 3066695.5082 | 3066695.5082 | 3066695.5082 | 3066695.5082 | 3066695.5082 | 3066695.5082 | 3066695.5082 | 3066695.5082 | 3066695.5082 | 3066695.5082 | 3066695.5082 | 3066695.5082 | 0 | 0 | 0 | 0 | 0 | 0 | 0 | 0 | 0 | 0 | 0 | 0 | 0 | 0 | 0 | 0 | 0 | 0 | 0 | 0 | 0 | 0 | 0 | 0 | 0 | 0 | 0 | 0 | 0 | 0 | 0 | 0 | 0 | 0 | 0 | 0 | 0 | 0 | 0 | 0 | 0 | 0 | 0 | 0 | 0 | 0 | 0 | 0 | 0 | 0 | 0 | 0 | 0 | 0 | 0 | 0 | 0 | 0 | 0 | 0 | 0 | 35.069 | 70.77 | 106.5663 | 141.9722 | 177.1593 | 212.1877 | 247.2295 | 282.0289 | 316.7826 | 351.4478 | 351.4478 | 351.4478 | 351.4478 | 351.4478 | 351.4478 | 351.4478 | 351.4478 | 351.4478 | 351.4478 | 351.4478 | 351.4478 | 351.4478 | 351.4478 | 351.4478 | 0 | 0 | 0 | 0 | 0 | 0 | 0 | 0 | 0 | 0 | 0 | 0 | 0 | 0 | 0 | 0 | 0 | 0 | 0 | 0 | 0 | 0 | 0 | 0 | 0 | 0 | 0 | 0 | 0 | 0 | 0 | 0 | 0 | 0 | 0 | 0 | 0 | 0 | 0 | 0 | 0 | 0 | 0 | 0 | 0 | 0.01326% | 40.5756 | 81.8825 | 123.2996 | 164.265 | 204.9773 | 245.506 | 286.05 | 326.3138 | 366.5246 | 406.633 | 406.633 | 406.633 | 406.633 | 406.633 | 406.633 | 406.633 | 406.633 | 406.633 | 406.633 | 406.633 | 406.633 | 406.633 | 406.633 | 406.633
| IND-Lighting-7P_V2 | M_Input | Council 7th Plan | 2020 | Retro | 2022 | 2045 | PSE | Industrial | Miscellaneous Manufacturing | Electric | Per Region | NA | NA | Miscellaneous Manufacturing Transformers-Retrofit | Miscellaneous Manufacturing Transformers-Retrofit | 0 | 10 | 0 | 0 | I-All-Other-Shift3-All-All-S | 0 | 0 | 0 | 0 | 0 | 0 | 0 | 0 | 0 | 0 | 0 | 0 | Comm Flat | Transformers-Retrofit | Transformers-Retrofit | IndShift3 | 0.01266% | 100% | 0% | 1 | 1 | 100% | 10% | 85% | 6.8% | 0.2% | 0 | 0 | 0 | 0 | 0 | 0 | 0 | 0 | 0 |  | 0 | 0 | 0 | 01. ($9,999.000) to $0.028 | N/A | 0 | 01. ($9,999.00) to $0.22 | N/A | 0.085 | 0.085 | 0.085 | 0.085 | 0.085 | 0.085 | 0.085 | 0.085 | 0.085 | 0.085 | 0 | 0 | 0 | 0 | 0 | 0 | 0 | 0 | 0 | 0 | 0 | 0 | 0 | 0 | 0 | 0 | 0 | 0 | 0 | 0 | 0 | 0 | 0 | 0 | 0 | 0 | 0 | 0 | 0 | 0 | 0 | 0 | 0 | 0 | 0 | 0 | 0 | 0 | 0 | 0 | 0 | 0 | 0 | 0 | 0 | 0 | 0 | 0 | 0 | 0 | 0 | 0 | 0 | 0 | 0 | 0 | 0 | 0 | 0 | 0 | 0 | 0 | 0 | 0 | 0 | 0 | 0 | 0 | 0 | 0 | 0 | 0 | 0 | 0 | 0 | 0 | 0 | 0 | 0 | 0 | 0 | 0 | 0 | 0 | 0 | 0 | 0 | 0 | 0 | 0 | 0 | 0 | 0 | 0 | 0 | 0 | 0 | 0 | 0 | 0 | 0 | 0 | 0 | 0 | 0 | 0 | 0 | 0 | 0 | 0 | 0 | 0 | 0 | 0 | 0 | 0 | 0 | 0 | 0 | 0 | 0 | 0 | 0 | 0 | 0 | 0 | 0 | 0 | 0 | 0 | 0 | 0 | 0 | 0 | 0 | 0 | 0 | 0 | 0 | 0 | 0 | 0 | 0 | 0 | 0 | 0 | 0 | 0 | 0 | 0 | 0 | 0 | 0 | 0 | 0 | 0 | 0 | 0 | 0 | 0 | 0 | 0 | 0 | 0 | 0 | 0 | 0 | 0 | 0 | 0 | 0 | 0 | 0 | 0 | 0 | 0 | 0 | 0 | 0 | 0 | 0 | 0 | 0 | 0 | 0 | 0 | 0 | 0 | 0 | 0 | 0 | 0 | 0 | 0.01296% | 0 | 0 | 0 | 0 | 0 | 0 | 0 | 0 | 0 | 0 | 0 | 0 | 0 | 0 | 0 | 0 | 0 | 0 | 0 | 0 | 0 | 0 | 0 | 0
| IND-Lighting-7P_V2 | M_Input | Council 7th Plan | 2020 | Retro | 2022 | 2045 | PSE | Industrial | Miscellaneous Manufacturing | Electric | Per Region | NA | NA | Miscellaneous Manufacturing Transformers-New | Miscellaneous Manufacturing Transformers-New | 0 | 32 | 0 | 0 | I-All-Other-Shift3-All-All-S | 0 | 0 | 0 | 0 | 0 | 0 | 0 | 0 | 0 | 0 | 0 | 0 | Comm Flat | Transformers-New | Transformers-New | IndShift3 | 0.01266% | 100% | 0% | 1 | 1 | 100% | 3.125% | 85% | 6.8% | 0.2% | 0 | 0 | 0 | 0 | 0 | 0 | 0 | 0 | 0 |  | 0 | 0 | 0 | 01. ($9,999.000) to $0.028 | N/A | 0 | 01. ($9,999.00) to $0.22 | N/A | 0.085 | 0.085 | 0.085 | 0.085 | 0.085 | 0.085 | 0.085 | 0.085 | 0.085 | 0.085 | 0 | 0 | 0 | 0 | 0 | 0 | 0 | 0 | 0 | 0 | 0 | 0 | 0 | 0 | 0 | 0 | 0 | 0 | 0 | 0 | 0 | 0 | 0 | 0 | 0 | 0 | 0 | 0 | 0 | 0 | 0 | 0 | 0 | 0 | 0 | 0 | 0 | 0 | 0 | 0 | 0 | 0 | 0 | 0 | 0 | 0 | 0 | 0 | 0 | 0 | 0 | 0 | 0 | 0 | 0 | 0 | 0 | 0 | 0 | 0 | 0 | 0 | 0 | 0 | 0 | 0 | 0 | 0 | 0 | 0 | 0 | 0 | 0 | 0 | 0 | 0 | 0 | 0 | 0 | 0 | 0 | 0 | 0 | 0 | 0 | 0 | 0 | 0 | 0 | 0 | 0 | 0 | 0 | 0 | 0 | 0 | 0 | 0 | 0 | 0 | 0 | 0 | 0 | 0 | 0 | 0 | 0 | 0 | 0 | 0 | 0 | 0 | 0 | 0 | 0 | 0 | 0 | 0 | 0 | 0 | 0 | 0 | 0 | 0 | 0 | 0 | 0 | 0 | 0 | 0 | 0 | 0 | 0 | 0 | 0 | 0 | 0 | 0 | 0 | 0 | 0 | 0 | 0 | 0 | 0 | 0 | 0 | 0 | 0 | 0 | 0 | 0 | 0 | 0 | 0 | 0 | 0 | 0 | 0 | 0 | 0 | 0 | 0 | 0 | 0 | 0 | 0 | 0 | 0 | 0 | 0 | 0 | 0 | 0 | 0 | 0 | 0 | 0 | 0 | 0 | 0 | 0 | 0 | 0 | 0 | 0 | 0 | 0 | 0 | 0 | 0 | 0 | 0 | 0.01296% | 0 | 0 | 0 | 0 | 0 | 0 | 0 | 0 | 0 | 0 | 0 | 0 | 0 | 0 | 0 | 0 | 0 | 0 | 0 | 0 | 0 | 0 | 0 | 0
| IND-Lighting-7P_V2 | M_Input | Council 7th Plan | 2020 | Retro | 2022 | 2045 | PSE | Industrial | Miscellaneous Manufacturing | Electric | Per Region | NA | NA | Miscellaneous Manufacturing Synchronous Belts | Miscellaneous Manufacturing Synchronous Belts | 0 | 10 | 0 | 0 | I-All-Other-Shift3-All-All-S | 0 | 0 | 0 | 0 | 0 | 0 | 0 | 0 | 0 | 0 | 0 | 0 | Comm Flat | Synchronous Belts | Synchronous Belts | IndShift3 | 0.01266% | 100% | 0% | 1 | 1 | 100% | 10% | 85% | 6.8% | 0.2% | 0 | 0 | 0 | 0 | 0 | 0 | 0 | 0 | 0 |  | 0 | 0 | 0 | 01. ($9,999.000) to $0.028 | N/A | 0 | 01. ($9,999.00) to $0.22 | N/A | 0.085 | 0.085 | 0.085 | 0.085 | 0.085 | 0.085 | 0.085 | 0.085 | 0.085 | 0.085 | 0 | 0 | 0 | 0 | 0 | 0 | 0 | 0 | 0 | 0 | 0 | 0 | 0 | 0 | 0 | 0 | 0 | 0 | 0 | 0 | 0 | 0 | 0 | 0 | 0 | 0 | 0 | 0 | 0 | 0 | 0 | 0 | 0 | 0 | 0 | 0 | 0 | 0 | 0 | 0 | 0 | 0 | 0 | 0 | 0 | 0 | 0 | 0 | 0 | 0 | 0 | 0 | 0 | 0 | 0 | 0 | 0 | 0 | 0 | 0 | 0 | 0 | 0 | 0 | 0 | 0 | 0 | 0 | 0 | 0 | 0 | 0 | 0 | 0 | 0 | 0 | 0 | 0 | 0 | 0 | 0 | 0 | 0 | 0 | 0 | 0 | 0 | 0 | 0 | 0 | 0 | 0 | 0 | 0 | 0 | 0 | 0 | 0 | 0 | 0 | 0 | 0 | 0 | 0 | 0 | 0 | 0 | 0 | 0 | 0 | 0 | 0 | 0 | 0 | 0 | 0 | 0 | 0 | 0 | 0 | 0 | 0 | 0 | 0 | 0 | 0 | 0 | 0 | 0 | 0 | 0 | 0 | 0 | 0 | 0 | 0 | 0 | 0 | 0 | 0 | 0 | 0 | 0 | 0 | 0 | 0 | 0 | 0 | 0 | 0 | 0 | 0 | 0 | 0 | 0 | 0 | 0 | 0 | 0 | 0 | 0 | 0 | 0 | 0 | 0 | 0 | 0 | 0 | 0 | 0 | 0 | 0 | 0 | 0 | 0 | 0 | 0 | 0 | 0 | 0 | 0 | 0 | 0 | 0 | 0 | 0 | 0 | 0 | 0 | 0 | 0 | 0 | 0 | 0.01296% | 0 | 0 | 0 | 0 | 0 | 0 | 0 | 0 | 0 | 0 | 0 | 0 | 0 | 0 | 0 | 0 | 0 | 0 | 0 | 0 | 0 | 0 | 0 | 0
| IND-Lighting-7P_V2 | M_Input | Council 7th Plan | 2020 | Retro | 2022 | 2045 | PSE | Industrial | Miscellaneous Manufacturing | Electric | Per Region | NA | NA | Miscellaneous Manufacturing Elec Chip Fab: Eliminate Exhaust | Miscellaneous Manufacturing Elec Chip Fab: Eliminate Exhaust | 0 | 10 | 0 | 0 | I-All-Other-Shift3-All-All-S | 0 | 0 | 0 | 0 | 0 | 0 | 0 | 0 | 0 | 0 | 0 | 0 | Comm Flat | Elec Chip Fab: Eliminate Exhaust | Elec Chip Fab: Eliminate Exhaust | IndShift3 | 0.01266% | 100% | 0% | 1 | 1 | 100% | 10% | 85% | 6.8% | 0.2% | 0 | 0 | 0 | 0 | 0 | 0 | 0 | 0 | 0 |  | 0 | 0 | 0 | 01. ($9,999.000) to $0.028 | N/A | 0 | 01. ($9,999.00) to $0.22 | N/A | 0.085 | 0.085 | 0.085 | 0.085 | 0.085 | 0.085 | 0.085 | 0.085 | 0.085 | 0.085 | 0 | 0 | 0 | 0 | 0 | 0 | 0 | 0 | 0 | 0 | 0 | 0 | 0 | 0 | 0 | 0 | 0 | 0 | 0 | 0 | 0 | 0 | 0 | 0 | 0 | 0 | 0 | 0 | 0 | 0 | 0 | 0 | 0 | 0 | 0 | 0 | 0 | 0 | 0 | 0 | 0 | 0 | 0 | 0 | 0 | 0 | 0 | 0 | 0 | 0 | 0 | 0 | 0 | 0 | 0 | 0 | 0 | 0 | 0 | 0 | 0 | 0 | 0 | 0 | 0 | 0 | 0 | 0 | 0 | 0 | 0 | 0 | 0 | 0 | 0 | 0 | 0 | 0 | 0 | 0 | 0 | 0 | 0 | 0 | 0 | 0 | 0 | 0 | 0 | 0 | 0 | 0 | 0 | 0 | 0 | 0 | 0 | 0 | 0 | 0 | 0 | 0 | 0 | 0 | 0 | 0 | 0 | 0 | 0 | 0 | 0 | 0 | 0 | 0 | 0 | 0 | 0 | 0 | 0 | 0 | 0 | 0 | 0 | 0 | 0 | 0 | 0 | 0 | 0 | 0 | 0 | 0 | 0 | 0 | 0 | 0 | 0 | 0 | 0 | 0 | 0 | 0 | 0 | 0 | 0 | 0 | 0 | 0 | 0 | 0 | 0 | 0 | 0 | 0 | 0 | 0 | 0 | 0 | 0 | 0 | 0 | 0 | 0 | 0 | 0 | 0 | 0 | 0 | 0 | 0 | 0 | 0 | 0 | 0 | 0 | 0 | 0 | 0 | 0 | 0 | 0 | 0 | 0 | 0 | 0 | 0 | 0 | 0 | 0 | 0 | 0 | 0 | 0 | 0.01296% | 0 | 0 | 0 | 0 | 0 | 0 | 0 | 0 | 0 | 0 | 0 | 0 | 0 | 0 | 0 | 0 | 0 | 0 | 0 | 0 | 0 | 0 | 0 | 0
| IND-Lighting-7P_V2 | M_Input | Council 7th Plan | 2020 | Retro | 2022 | 2045 | PSE | Industrial | Miscellaneous Manufacturing | Electric | Per Region | NA | NA | Miscellaneous Manufacturing Elec Chip Fab: Exhaust Injector | Miscellaneous Manufacturing Elec Chip Fab: Exhaust Injector | 0 | 10 | 0 | 0 | I-All-Other-Shift3-All-All-S | 0 | 0 | 0 | 0 | 0 | 0 | 0 | 0 | 0 | 0 | 0 | 0 | Comm Flat | Elec Chip Fab: Exhaust Injector | Elec Chip Fab: Exhaust Injector | IndShift3 | 0.01266% | 100% | 0% | 1 | 1 | 100% | 10% | 85% | 6.8% | 0.2% | 0 | 0 | 0 | 0 | 0 | 0 | 0 | 0 | 0 |  | 0 | 0 | 0 | 01. ($9,999.000) to $0.028 | N/A | 0 | 01. ($9,999.00) to $0.22 | N/A | 0.085 | 0.085 | 0.085 | 0.085 | 0.085 | 0.085 | 0.085 | 0.085 | 0.085 | 0.085 | 0 | 0 | 0 | 0 | 0 | 0 | 0 | 0 | 0 | 0 | 0 | 0 | 0 | 0 | 0 | 0 | 0 | 0 | 0 | 0 | 0 | 0 | 0 | 0 | 0 | 0 | 0 | 0 | 0 | 0 | 0 | 0 | 0 | 0 | 0 | 0 | 0 | 0 | 0 | 0 | 0 | 0 | 0 | 0 | 0 | 0 | 0 | 0 | 0 | 0 | 0 | 0 | 0 | 0 | 0 | 0 | 0 | 0 | 0 | 0 | 0 | 0 | 0 | 0 | 0 | 0 | 0 | 0 | 0 | 0 | 0 | 0 | 0 | 0 | 0 | 0 | 0 | 0 | 0 | 0 | 0 | 0 | 0 | 0 | 0 | 0 | 0 | 0 | 0 | 0 | 0 | 0 | 0 | 0 | 0 | 0 | 0 | 0 | 0 | 0 | 0 | 0 | 0 | 0 | 0 | 0 | 0 | 0 | 0 | 0 | 0 | 0 | 0 | 0 | 0 | 0 | 0 | 0 | 0 | 0 | 0 | 0 | 0 | 0 | 0 | 0 | 0 | 0 | 0 | 0 | 0 | 0 | 0 | 0 | 0 | 0 | 0 | 0 | 0 | 0 | 0 | 0 | 0 | 0 | 0 | 0 | 0 | 0 | 0 | 0 | 0 | 0 | 0 | 0 | 0 | 0 | 0 | 0 | 0 | 0 | 0 | 0 | 0 | 0 | 0 | 0 | 0 | 0 | 0 | 0 | 0 | 0 | 0 | 0 | 0 | 0 | 0 | 0 | 0 | 0 | 0 | 0 | 0 | 0 | 0 | 0 | 0 | 0 | 0 | 0 | 0 | 0 | 0 | 0.01296% | 0 | 0 | 0 | 0 | 0 | 0 | 0 | 0 | 0 | 0 | 0 | 0 | 0 | 0 | 0 | 0 | 0 | 0 | 0 | 0 | 0 | 0 | 0 | 0
| IND-Lighting-7P_V2 | M_Input | Council 7th Plan | 2020 | Retro | 2022 | 2045 | PSE | Industrial | Miscellaneous Manufacturing | Electric | Per Region | NA | NA | Miscellaneous Manufacturing Elec Chip Fab: Solidstate Chiller | Miscellaneous Manufacturing Elec Chip Fab: Solidstate Chiller | 0 | 10 | 0 | 0 | I-All-Other-Shift3-All-All-S | 0 | 0 | 0 | 0 | 0 | 0 | 0 | 0 | 0 | 0 | 0 | 0 | Comm Flat | Elec Chip Fab: Solidstate Chiller | Elec Chip Fab: Solidstate Chiller | IndShift3 | 0.01266% | 100% | 0% | 1 | 1 | 100% | 10% | 85% | 6.8% | 0.2% | 0 | 0 | 0 | 0 | 0 | 0 | 0 | 0 | 0 |  | 0 | 0 | 0 | 01. ($9,999.000) to $0.028 | N/A | 0 | 01. ($9,999.00) to $0.22 | N/A | 0.085 | 0.085 | 0.085 | 0.085 | 0.085 | 0.085 | 0.085 | 0.085 | 0.085 | 0.085 | 0 | 0 | 0 | 0 | 0 | 0 | 0 | 0 | 0 | 0 | 0 | 0 | 0 | 0 | 0 | 0 | 0 | 0 | 0 | 0 | 0 | 0 | 0 | 0 | 0 | 0 | 0 | 0 | 0 | 0 | 0 | 0 | 0 | 0 | 0 | 0 | 0 | 0 | 0 | 0 | 0 | 0 | 0 | 0 | 0 | 0 | 0 | 0 | 0 | 0 | 0 | 0 | 0 | 0 | 0 | 0 | 0 | 0 | 0 | 0 | 0 | 0 | 0 | 0 | 0 | 0 | 0 | 0 | 0 | 0 | 0 | 0 | 0 | 0 | 0 | 0 | 0 | 0 | 0 | 0 | 0 | 0 | 0 | 0 | 0 | 0 | 0 | 0 | 0 | 0 | 0 | 0 | 0 | 0 | 0 | 0 | 0 | 0 | 0 | 0 | 0 | 0 | 0 | 0 | 0 | 0 | 0 | 0 | 0 | 0 | 0 | 0 | 0 | 0 | 0 | 0 | 0 | 0 | 0 | 0 | 0 | 0 | 0 | 0 | 0 | 0 | 0 | 0 | 0 | 0 | 0 | 0 | 0 | 0 | 0 | 0 | 0 | 0 | 0 | 0 | 0 | 0 | 0 | 0 | 0 | 0 | 0 | 0 | 0 | 0 | 0 | 0 | 0 | 0 | 0 | 0 | 0 | 0 | 0 | 0 | 0 | 0 | 0 | 0 | 0 | 0 | 0 | 0 | 0 | 0 | 0 | 0 | 0 | 0 | 0 | 0 | 0 | 0 | 0 | 0 | 0 | 0 | 0 | 0 | 0 | 0 | 0 | 0 | 0 | 0 | 0 | 0 | 0 | 0.01296% | 0 | 0 | 0 | 0 | 0 | 0 | 0 | 0 | 0 | 0 | 0 | 0 | 0 | 0 | 0 | 0 | 0 | 0 | 0 | 0 | 0 | 0 | 0 | 0
| IND-Lighting-7P_V2 | M_Input | Council 7th Plan | 2020 | Retro | 2022 | 2045 | PSE | Industrial | Miscellaneous Manufacturing | Electric | Per Region | NA | NA | Miscellaneous Manufacturing Elec Chip Fab: Reduce Gas Pressure | Miscellaneous Manufacturing Elec Chip Fab: Reduce Gas Pressure | 0 | 10 | 0 | 0 | I-All-Other-Shift3-All-All-S | 0 | 0 | 0 | 0 | 0 | 0 | 0 | 0 | 0 | 0 | 0 | 0 | Comm Flat | Elec Chip Fab: Reduce Gas Pressure | Elec Chip Fab: Reduce Gas Pressure | IndShift3 | 0.01266% | 100% | 0% | 1 | 1 | 100% | 10% | 85% | 6.8% | 0.2% | 0 | 0 | 0 | 0 | 0 | 0 | 0 | 0 | 0 |  | 0 | 0 | 0 | 01. ($9,999.000) to $0.028 | N/A | 0 | 01. ($9,999.00) to $0.22 | N/A | 0.085 | 0.085 | 0.085 | 0.085 | 0.085 | 0.085 | 0.085 | 0.085 | 0.085 | 0.085 | 0 | 0 | 0 | 0 | 0 | 0 | 0 | 0 | 0 | 0 | 0 | 0 | 0 | 0 | 0 | 0 | 0 | 0 | 0 | 0 | 0 | 0 | 0 | 0 | 0 | 0 | 0 | 0 | 0 | 0 | 0 | 0 | 0 | 0 | 0 | 0 | 0 | 0 | 0 | 0 | 0 | 0 | 0 | 0 | 0 | 0 | 0 | 0 | 0 | 0 | 0 | 0 | 0 | 0 | 0 | 0 | 0 | 0 | 0 | 0 | 0 | 0 | 0 | 0 | 0 | 0 | 0 | 0 | 0 | 0 | 0 | 0 | 0 | 0 | 0 | 0 | 0 | 0 | 0 | 0 | 0 | 0 | 0 | 0 | 0 | 0 | 0 | 0 | 0 | 0 | 0 | 0 | 0 | 0 | 0 | 0 | 0 | 0 | 0 | 0 | 0 | 0 | 0 | 0 | 0 | 0 | 0 | 0 | 0 | 0 | 0 | 0 | 0 | 0 | 0 | 0 | 0 | 0 | 0 | 0 | 0 | 0 | 0 | 0 | 0 | 0 | 0 | 0 | 0 | 0 | 0 | 0 | 0 | 0 | 0 | 0 | 0 | 0 | 0 | 0 | 0 | 0 | 0 | 0 | 0 | 0 | 0 | 0 | 0 | 0 | 0 | 0 | 0 | 0 | 0 | 0 | 0 | 0 | 0 | 0 | 0 | 0 | 0 | 0 | 0 | 0 | 0 | 0 | 0 | 0 | 0 | 0 | 0 | 0 | 0 | 0 | 0 | 0 | 0 | 0 | 0 | 0 | 0 | 0 | 0 | 0 | 0 | 0 | 0 | 0 | 0 | 0 | 0 | 0.01296% | 0 | 0 | 0 | 0 | 0 | 0 | 0 | 0 | 0 | 0 | 0 | 0 | 0 | 0 | 0 | 0 | 0 | 0 | 0 | 0 | 0 | 0 | 0 | 0
| IND-Lighting-7P_V2 | M_Input | Council 7th Plan | 2020 | Retro | 2022 | 2045 | PSE | Industrial | Miscellaneous Manufacturing | Electric | Per Region | NA | NA | Miscellaneous Manufacturing Clean Room: Change Filter Strategy | Miscellaneous Manufacturing Clean Room: Change Filter Strategy | 2366447.1194 | 1 | 19172.5617 | 0 | I-All-Other-Shift3-All-All-S | 0 | 0 | 0 | 0 | 0 | 0 | 0 | 0 | 0 | 0 | 0 | 0 | Comm Flat | Clean Room: Change Filter Strategy | Clean Room: Change Filter Strategy | IndShift3 | 0.01266% | 100% | 0% | 1 | 1 | 100% | 100% | 85% | 6.8% | 0.2% | 129293.3747 | 44099.6411 | 17339.3016 | 0 | 0 | 0 | 0 | -57604.4304 | 0 |  | -0.0020852 | 0 | -0.0020852 | 01. ($9,999.000) to $0.028 | N/A | 0 | 01. ($9,999.00) to $0.22 | N/A | 0.085 | 0.085 | 0.085 | 0.085 | 0.085 | 0.085 | 0.085 | 0.085 | 0.085 | 0.085 | 0 | 0 | 0 | 0 | 0 | 0 | 0 | 0 | 0 | 0 | 0 | 0 | 0 | 0 | 201148.0052 | 204773.4367 | 205319.4945 | 203080.5644 | 201825.4145 | 200915.5005 | 200991.6826 | 199602.0772 | 199339.3108 | 198832.1473 | 0 | 0 | 0 | 0 | 0 | 0 | 0 | 0 | 0 | 0 | 0 | 0 | 0 | 0 | 2015827.6338 | 201148.0052 | 405921.4419 | 611240.9364 | 814321.5008 | 1016146.9153 | 1217062.4157 | 1418054.0983 | 1617656.1756 | 1816995.4864 | 2015827.6338 | 2015827.6338 | 2015827.6338 | 2015827.6338 | 2015827.6338 | 2015827.6338 | 2015827.6338 | 2015827.6338 | 2015827.6338 | 2015827.6338 | 2015827.6338 | 2015827.6338 | 2015827.6338 | 2015827.6338 | 2015827.6338 | 0 | 0 | 0 | 0 | 0 | 0 | 0 | 0 | 0 | 0 | 0 | 0 | 0 | 0 | 0 | 0 | 0 | 0 | 0 | 0 | 0 | 0 | 0 | 0 | 0 | 0 | 0 | 0 | 0 | 0 | 0 | 0 | 0 | 0 | 0 | 0 | 0 | 0 | 0 | 0 | 0 | 0 | 0 | 0 | 0 | 0 | 0 | 0 | 0 | 0 | 0 | 0 | 0 | 0 | 0 | 0 | 0 | 0 | 0 | 0 | 0 | 25.4646 | 51.3882 | 77.3809 | 103.0902 | 128.6405 | 154.0757 | 179.5205 | 204.7894 | 230.0251 | 255.1965 | 255.1965 | 255.1965 | 255.1965 | 255.1965 | 255.1965 | 255.1965 | 255.1965 | 255.1965 | 255.1965 | 255.1965 | 255.1965 | 255.1965 | 255.1965 | 255.1965 | 0 | 0 | 0 | 0 | 0 | 0 | 0 | 0 | 0 | 0 | 0 | 0 | 0 | 0 | 0 | 0 | 0 | 0 | 0 | 0 | 0 | 0 | 0 | 0 | 0 | 0 | 0 | 0 | 0 | 0 | 0 | 0 | 0 | 0 | 0 | 0 | 0 | 0 | 0 | 0 | 0 | 0 | 0 | 0 | 0 | 0.01296% | 26.0631 | 52.596 | 79.1996 | 105.5132 | 131.6641 | 157.6971 | 183.7399 | 209.6028 | 235.4315 | 261.1946 | 261.1946 | 261.1946 | 261.1946 | 261.1946 | 261.1946 | 261.1946 | 261.1946 | 261.1946 | 261.1946 | 261.1946 | 261.1946 | 261.1946 | 261.1946 | 261.1946
| IND-Lighting-7P_V2 | M_Input | Council 7th Plan | 2020 | Retro | 2022 | 2045 | PSE | Industrial | Miscellaneous Manufacturing | Electric | Per Region | NA | NA | Miscellaneous Manufacturing Clean Room: Clean Room HVAC | Miscellaneous Manufacturing Clean Room: Clean Room HVAC | 639405.6487 | 20 | 134578.326 | 0 | I-All-Other-Shift3-All-All-S | 0 | 0 | 0 | 0 | 0 | 0 | 0 | 0 | 0 | 0 | 0 | 0 | Comm Flat | Clean Room: Clean Room HVAC | Clean Room: Clean Room HVAC | IndShift3 | 0.01266% | 100% | 0% | 1 | 1 | 100% | 5% | 85% | 6.8% | 0.2% | 557767.3 | 11915.5672 | 56968.2867 | 146770.6453 | 0 | 0 | 0 | 104802.4565 | 0 |  | 0.014041 | 0 | 0.014041 | 01. ($9,999.000) to $0.028 | N/A | 0 | 01. ($9,999.00) to $0.22 | N/A | 0.085 | 0.085 | 0.085 | 0.085 | 0.085 | 0.085 | 0.085 | 0.085 | 0.085 | 0.085 | 0 | 0 | 0 | 0 | 0 | 0 | 0 | 0 | 0 | 0 | 0 | 0 | 0 | 0 | 54349.4801 | 55329.0589 | 55476.6018 | 54871.6508 | 54532.5137 | 54286.6582 | 54307.2423 | 53931.7759 | 53860.7773 | 53723.7435 | 0 | 0 | 0 | 0 | 0 | 0 | 0 | 0 | 0 | 0 | 0 | 0 | 0 | 0 | 544669.5028 | 54349.4801 | 109678.5391 | 165155.1409 | 220026.7917 | 274559.3055 | 328845.9637 | 383153.206 | 437084.9819 | 490945.7592 | 544669.5028 | 544669.5028 | 544669.5028 | 544669.5028 | 544669.5028 | 544669.5028 | 544669.5028 | 544669.5028 | 544669.5028 | 544669.5028 | 544669.5028 | 544669.5028 | 544669.5028 | 544669.5028 | 544669.5028 | 0 | 0 | 0 | 0 | 0 | 0 | 0 | 0 | 0 | 0 | 0 | 0 | 0 | 0 | 0 | 0 | 0 | 0 | 0 | 0 | 0 | 0 | 0 | 0 | 0 | 0 | 0 | 0 | 0 | 0 | 0 | 0 | 0 | 0 | 0 | 0 | 0 | 0 | 0 | 0 | 0 | 0 | 0 | 0 | 0 | 0 | 0 | 0 | 0 | 0 | 0 | 0 | 0 | 0 | 0 | 0 | 0 | 0 | 0 | 0 | 0 | 6.8804 | 13.8849 | 20.908 | 27.8546 | 34.7582 | 41.6307 | 48.5058 | 55.3334 | 62.152 | 68.9532 | 68.9532 | 68.9532 | 68.9532 | 68.9532 | 68.9532 | 68.9532 | 68.9532 | 68.9532 | 68.9532 | 68.9532 | 68.9532 | 68.9532 | 68.9532 | 68.9532 | 8908.2088 | 9068.7677 | 9092.9509 | 8993.7957 | 8938.2091 | 8897.9119 | 8901.2858 | 8839.7446 | 8828.1075 | 8805.6468 | 0 | 0 | 0 | 0 | 0 | 0 | 0 | 0 | 0 | 0 | 0 | 0 | 0 | 0 | 89274.6287 | 0 | 0 | 0 | 0 | 0 | 0 | 0 | 0 | 0 | 0 | 0 | 0 | 0 | 0 | 0 | 0 | 0 | 0 | 0 | 0 | 0.01296% | 7.0422 | 14.2113 | 21.3995 | 28.5093 | 35.5752 | 42.6092 | 49.6459 | 56.6339 | 63.6128 | 70.5739 | 70.5739 | 70.5739 | 70.5739 | 70.5739 | 70.5739 | 70.5739 | 70.5739 | 70.5739 | 70.5739 | 70.5739 | 70.5739 | 70.5739 | 70.5739 | 70.5739
| IND-Lighting-7P_V2 | M_Input | Council 7th Plan | 2020 | Retro | 2022 | 2045 | PSE | Industrial | Miscellaneous Manufacturing | Electric | Per Region | NA | NA | Miscellaneous Manufacturing Clean Room: Chiller Optimize | Miscellaneous Manufacturing Clean Room: Chiller Optimize | 1007085.2914 | 10 | 105330.9608 | 0 | I-All-Other-Shift3-All-All-S | 0 | 0 | 0 | 0 | 0 | 0 | 0 | 0 | 0 | 0 | 0 | 0 | Comm Flat | Clean Room: Chiller Optimize | Clean Room: Chiller Optimize | IndShift3 | 0.01266% | 100% | 0% | 1 | 1 | 100% | 10% | 85% | 6.8% | 0.2% | 470833.6001 | 18767.417 | 48960.1017 | 174372.2894 | 0 | 0 | 0 | 127710.9629 | 0 |  | 0.010863 | 0 | 0.010863 | 01. ($9,999.000) to $0.028 | N/A | 0 | 01. ($9,999.00) to $0.22 | N/A | 0.085 | 0.085 | 0.085 | 0.085 | 0.085 | 0.085 | 0.085 | 0.085 | 0.085 | 0.085 | 0 | 0 | 0 | 0 | 0 | 0 | 0 | 0 | 0 | 0 | 0 | 0 | 0 | 0 | 85602.2498 | 87145.1191 | 87377.5041 | 86424.6861 | 85890.5338 | 85503.3031 | 85535.7238 | 84944.3516 | 84832.5265 | 84616.6937 | 0 | 0 | 0 | 0 | 0 | 0 | 0 | 0 | 0 | 0 | 0 | 0 | 0 | 0 | 857872.6916 | 85602.2498 | 172747.3689 | 260124.8731 | 346549.5591 | 432440.0929 | 517943.396 | 603479.1199 | 688423.4714 | 773255.9979 | 857872.6916 | 857872.6916 | 857872.6916 | 857872.6916 | 857872.6916 | 857872.6916 | 857872.6916 | 857872.6916 | 857872.6916 | 857872.6916 | 857872.6916 | 857872.6916 | 857872.6916 | 857872.6916 | 857872.6916 | 0 | 0 | 0 | 0 | 0 | 0 | 0 | 0 | 0 | 0 | 0 | 0 | 0 | 0 | 0 | 0 | 0 | 0 | 0 | 0 | 0 | 0 | 0 | 0 | 0 | 0 | 0 | 0 | 0 | 0 | 0 | 0 | 0 | 0 | 0 | 0 | 0 | 0 | 0 | 0 | 0 | 0 | 0 | 0 | 0 | 0 | 0 | 0 | 0 | 0 | 0 | 0 | 0 | 0 | 0 | 0 | 0 | 0 | 0 | 0 | 0 | 10.8369 | 21.8692 | 32.9309 | 43.8719 | 54.7454 | 65.5698 | 76.3983 | 87.1519 | 97.8914 | 108.6036 | 108.6036 | 108.6036 | 108.6036 | 108.6036 | 108.6036 | 108.6036 | 108.6036 | 108.6036 | 108.6036 | 108.6036 | 108.6036 | 108.6036 | 108.6036 | 108.6036 | 10855.4318 | 11051.0869 | 11080.5562 | 10959.727 | 10891.9899 | 10842.8842 | 10846.9955 | 10772.0022 | 10757.8213 | 10730.4511 | 0 | 0 | 0 | 0 | 0 | 0 | 0 | 0 | 0 | 0 | 0 | 0 | 0 | 0 | 108788.9461 | 0 | 0 | 0 | 0 | 0 | 0 | 0 | 0 | 0 | 0 | 0 | 0 | 0 | 0 | 0 | 0 | 0 | 0 | 0 | 0 | 0.01296% | 11.0916 | 22.3832 | 33.7049 | 44.9031 | 56.0321 | 67.1109 | 78.1939 | 89.2003 | 100.1922 | 111.1562 | 111.1562 | 111.1562 | 111.1562 | 111.1562 | 111.1562 | 111.1562 | 111.1562 | 111.1562 | 111.1562 | 111.1562 | 111.1562 | 111.1562 | 111.1562 | 111.1562
| IND-Lighting-7P_V2 | M_Input | Council 7th Plan | 2020 | Retro | 2022 | 2045 | PSE | Industrial | Miscellaneous Manufacturing | Electric | Per Region | NA | NA | Miscellaneous Manufacturing Food: Cooling and Storage | Miscellaneous Manufacturing Food: Cooling and Storage | 0 | 10 | 0 | 0 | C-War-Ref-All-All-All-C | 0 | 0 | 0 | 0 | 0 | 0 | 0 | 0 | 0 | 0 | 0 | 0 | Comm Flat | Food: Cooling and Storage | Food: Cooling and Storage | IndShift3 | 0.01266% | 100% | 0% | 1 | 1 | 100% | 10% | 85% | 6.8% | 0.2% | 0 | 0 | 0 | 0 | 0 | 0 | 0 | 0 | 0 |  | 0 | 0 | 0 | 01. ($9,999.000) to $0.028 | N/A | 0 | 01. ($9,999.00) to $0.22 | N/A | 0.085 | 0.085 | 0.085 | 0.085 | 0.085 | 0.085 | 0.085 | 0.085 | 0.085 | 0.085 | 0 | 0 | 0 | 0 | 0 | 0 | 0 | 0 | 0 | 0 | 0 | 0 | 0 | 0 | 0 | 0 | 0 | 0 | 0 | 0 | 0 | 0 | 0 | 0 | 0 | 0 | 0 | 0 | 0 | 0 | 0 | 0 | 0 | 0 | 0 | 0 | 0 | 0 | 0 | 0 | 0 | 0 | 0 | 0 | 0 | 0 | 0 | 0 | 0 | 0 | 0 | 0 | 0 | 0 | 0 | 0 | 0 | 0 | 0 | 0 | 0 | 0 | 0 | 0 | 0 | 0 | 0 | 0 | 0 | 0 | 0 | 0 | 0 | 0 | 0 | 0 | 0 | 0 | 0 | 0 | 0 | 0 | 0 | 0 | 0 | 0 | 0 | 0 | 0 | 0 | 0 | 0 | 0 | 0 | 0 | 0 | 0 | 0 | 0 | 0 | 0 | 0 | 0 | 0 | 0 | 0 | 0 | 0 | 0 | 0 | 0 | 0 | 0 | 0 | 0 | 0 | 0 | 0 | 0 | 0 | 0 | 0 | 0 | 0 | 0 | 0 | 0 | 0 | 0 | 0 | 0 | 0 | 0 | 0 | 0 | 0 | 0 | 0 | 0 | 0 | 0 | 0 | 0 | 0 | 0 | 0 | 0 | 0 | 0 | 0 | 0 | 0 | 0 | 0 | 0 | 0 | 0 | 0 | 0 | 0 | 0 | 0 | 0 | 0 | 0 | 0 | 0 | 0 | 0 | 0 | 0 | 0 | 0 | 0 | 0 | 0 | 0 | 0 | 0 | 0 | 0 | 0 | 0 | 0 | 0 | 0 | 0 | 0 | 0 | 0 | 0 | 0 | 0 | 0.01296% | 0 | 0 | 0 | 0 | 0 | 0 | 0 | 0 | 0 | 0 | 0 | 0 | 0 | 0 | 0 | 0 | 0 | 0 | 0 | 0 | 0 | 0 | 0 | 0
| IND-Lighting-7P_V2 | M_Input | Council 7th Plan | 2020 | Retro | 2022 | 2045 | PSE | Industrial | Miscellaneous Manufacturing | Electric | Per Region | NA | NA | Miscellaneous Manufacturing Food: Refrig Storage Tuneup | Miscellaneous Manufacturing Food: Refrig Storage Tuneup | 0 | 3 | 0 | 0 | C-War-Ref-All-All-All-C | 0 | 0 | 0 | 0 | 0 | 0 | 0 | 0 | 0 | 0 | 0 | 0 | Comm Flat | Food: Refrig Storage Tuneup | Food: Refrig Storage Tuneup | IndShift3 | 0.01266% | 100% | 0% | 1 | 1 | 100% | 33.33% | 85% | 6.8% | 0.2% | 0 | 0 | 0 | 0 | 0 | 0 | 0 | 0 | 0 |  | 0 | 0 | 0 | 01. ($9,999.000) to $0.028 | N/A | 0 | 01. ($9,999.00) to $0.22 | N/A | 0.085 | 0.085 | 0.085 | 0.085 | 0.085 | 0.085 | 0.085 | 0.085 | 0.085 | 0.085 | 0 | 0 | 0 | 0 | 0 | 0 | 0 | 0 | 0 | 0 | 0 | 0 | 0 | 0 | 0 | 0 | 0 | 0 | 0 | 0 | 0 | 0 | 0 | 0 | 0 | 0 | 0 | 0 | 0 | 0 | 0 | 0 | 0 | 0 | 0 | 0 | 0 | 0 | 0 | 0 | 0 | 0 | 0 | 0 | 0 | 0 | 0 | 0 | 0 | 0 | 0 | 0 | 0 | 0 | 0 | 0 | 0 | 0 | 0 | 0 | 0 | 0 | 0 | 0 | 0 | 0 | 0 | 0 | 0 | 0 | 0 | 0 | 0 | 0 | 0 | 0 | 0 | 0 | 0 | 0 | 0 | 0 | 0 | 0 | 0 | 0 | 0 | 0 | 0 | 0 | 0 | 0 | 0 | 0 | 0 | 0 | 0 | 0 | 0 | 0 | 0 | 0 | 0 | 0 | 0 | 0 | 0 | 0 | 0 | 0 | 0 | 0 | 0 | 0 | 0 | 0 | 0 | 0 | 0 | 0 | 0 | 0 | 0 | 0 | 0 | 0 | 0 | 0 | 0 | 0 | 0 | 0 | 0 | 0 | 0 | 0 | 0 | 0 | 0 | 0 | 0 | 0 | 0 | 0 | 0 | 0 | 0 | 0 | 0 | 0 | 0 | 0 | 0 | 0 | 0 | 0 | 0 | 0 | 0 | 0 | 0 | 0 | 0 | 0 | 0 | 0 | 0 | 0 | 0 | 0 | 0 | 0 | 0 | 0 | 0 | 0 | 0 | 0 | 0 | 0 | 0 | 0 | 0 | 0 | 0 | 0 | 0 | 0 | 0 | 0 | 0 | 0 | 0 | 0.01296% | 0 | 0 | 0 | 0 | 0 | 0 | 0 | 0 | 0 | 0 | 0 | 0 | 0 | 0 | 0 | 0 | 0 | 0 | 0 | 0 | 0 | 0 | 0 | 0
| IND-Lighting-7P_V2 | M_Input | Council 7th Plan | 2020 | Retro | 2022 | 2045 | PSE | Industrial | Miscellaneous Manufacturing | Electric | Per Region | NA | NA | Miscellaneous Manufacturing Metal: New Arc Furnace | Miscellaneous Manufacturing Metal: New Arc Furnace | 0 | 10 | 0 | 0 | I-All-Other-Shift3-All-All-S | 0 | 0 | 0 | 0 | 0 | 0 | 0 | 0 | 0 | 0 | 0 | 0 | Comm Flat | Metal: New Arc Furnace | Metal: New Arc Furnace | IndShift3 | 0.01266% | 100% | 0% | 1 | 1 | 100% | 10% | 85% | 6.8% | 0.2% | 0 | 0 | 0 | 0 | 0 | 0 | 0 | 0 | 0 |  | 0 | 0 | 0 | 01. ($9,999.000) to $0.028 | N/A | 0 | 01. ($9,999.00) to $0.22 | N/A | 0.085 | 0.085 | 0.085 | 0.085 | 0.085 | 0.085 | 0.085 | 0.085 | 0.085 | 0.085 | 0 | 0 | 0 | 0 | 0 | 0 | 0 | 0 | 0 | 0 | 0 | 0 | 0 | 0 | 0 | 0 | 0 | 0 | 0 | 0 | 0 | 0 | 0 | 0 | 0 | 0 | 0 | 0 | 0 | 0 | 0 | 0 | 0 | 0 | 0 | 0 | 0 | 0 | 0 | 0 | 0 | 0 | 0 | 0 | 0 | 0 | 0 | 0 | 0 | 0 | 0 | 0 | 0 | 0 | 0 | 0 | 0 | 0 | 0 | 0 | 0 | 0 | 0 | 0 | 0 | 0 | 0 | 0 | 0 | 0 | 0 | 0 | 0 | 0 | 0 | 0 | 0 | 0 | 0 | 0 | 0 | 0 | 0 | 0 | 0 | 0 | 0 | 0 | 0 | 0 | 0 | 0 | 0 | 0 | 0 | 0 | 0 | 0 | 0 | 0 | 0 | 0 | 0 | 0 | 0 | 0 | 0 | 0 | 0 | 0 | 0 | 0 | 0 | 0 | 0 | 0 | 0 | 0 | 0 | 0 | 0 | 0 | 0 | 0 | 0 | 0 | 0 | 0 | 0 | 0 | 0 | 0 | 0 | 0 | 0 | 0 | 0 | 0 | 0 | 0 | 0 | 0 | 0 | 0 | 0 | 0 | 0 | 0 | 0 | 0 | 0 | 0 | 0 | 0 | 0 | 0 | 0 | 0 | 0 | 0 | 0 | 0 | 0 | 0 | 0 | 0 | 0 | 0 | 0 | 0 | 0 | 0 | 0 | 0 | 0 | 0 | 0 | 0 | 0 | 0 | 0 | 0 | 0 | 0 | 0 | 0 | 0 | 0 | 0 | 0 | 0 | 0 | 0 | 0.01296% | 0 | 0 | 0 | 0 | 0 | 0 | 0 | 0 | 0 | 0 | 0 | 0 | 0 | 0 | 0 | 0 | 0 | 0 | 0 | 0 | 0 | 0 | 0 | 0
| IND-Lighting-7P_V2 | M_Input | Council 7th Plan | 2020 | Retro | 2022 | 2045 | PSE | Industrial | Miscellaneous Manufacturing | Electric | Per Region | NA | NA | Miscellaneous Manufacturing Mech Pulp: Refiner Replacement | Miscellaneous Manufacturing Mech Pulp: Refiner Replacement | 0 | 12 | 0 | 0 | I-All-Other-Shift3-All-All-S | 0 | 0 | 0 | 0 | 0 | 0 | 0 | 0 | 0 | 0 | 0 | 0 | Comm Flat | Mech Pulp: Refiner Replacement | Mech Pulp: Refiner Replacement | IndShift3 | 0.01266% | 100% | 0% | 1 | 1 | 100% | 8.333% | 85% | 6.8% | 0.2% | 0 | 0 | 0 | 0 | 0 | 0 | 0 | 0 | 0 |  | 0 | 0 | 0 | 01. ($9,999.000) to $0.028 | N/A | 0 | 01. ($9,999.00) to $0.22 | N/A | 0.085 | 0.085 | 0.085 | 0.085 | 0.085 | 0.085 | 0.085 | 0.085 | 0.085 | 0.085 | 0 | 0 | 0 | 0 | 0 | 0 | 0 | 0 | 0 | 0 | 0 | 0 | 0 | 0 | 0 | 0 | 0 | 0 | 0 | 0 | 0 | 0 | 0 | 0 | 0 | 0 | 0 | 0 | 0 | 0 | 0 | 0 | 0 | 0 | 0 | 0 | 0 | 0 | 0 | 0 | 0 | 0 | 0 | 0 | 0 | 0 | 0 | 0 | 0 | 0 | 0 | 0 | 0 | 0 | 0 | 0 | 0 | 0 | 0 | 0 | 0 | 0 | 0 | 0 | 0 | 0 | 0 | 0 | 0 | 0 | 0 | 0 | 0 | 0 | 0 | 0 | 0 | 0 | 0 | 0 | 0 | 0 | 0 | 0 | 0 | 0 | 0 | 0 | 0 | 0 | 0 | 0 | 0 | 0 | 0 | 0 | 0 | 0 | 0 | 0 | 0 | 0 | 0 | 0 | 0 | 0 | 0 | 0 | 0 | 0 | 0 | 0 | 0 | 0 | 0 | 0 | 0 | 0 | 0 | 0 | 0 | 0 | 0 | 0 | 0 | 0 | 0 | 0 | 0 | 0 | 0 | 0 | 0 | 0 | 0 | 0 | 0 | 0 | 0 | 0 | 0 | 0 | 0 | 0 | 0 | 0 | 0 | 0 | 0 | 0 | 0 | 0 | 0 | 0 | 0 | 0 | 0 | 0 | 0 | 0 | 0 | 0 | 0 | 0 | 0 | 0 | 0 | 0 | 0 | 0 | 0 | 0 | 0 | 0 | 0 | 0 | 0 | 0 | 0 | 0 | 0 | 0 | 0 | 0 | 0 | 0 | 0 | 0 | 0 | 0 | 0 | 0 | 0 | 0.01296% | 0 | 0 | 0 | 0 | 0 | 0 | 0 | 0 | 0 | 0 | 0 | 0 | 0 | 0 | 0 | 0 | 0 | 0 | 0 | 0 | 0 | 0 | 0 | 0
| IND-Lighting-7P_V2 | M_Input | Council 7th Plan | 2020 | Retro | 2022 | 2045 | PSE | Industrial | Miscellaneous Manufacturing | Electric | Per Region | NA | NA | Miscellaneous Manufacturing Mech Pulp: Premium Process | Miscellaneous Manufacturing Mech Pulp: Premium Process | 0 | 5 | 0 | 0 | I-All-Other-Shift3-All-All-S | 0 | 0 | 0 | 0 | 0 | 0 | 0 | 0 | 0 | 0 | 0 | 0 | Comm Flat | Mech Pulp: Premium Process | Mech Pulp: Premium Process | IndShift3 | 0.01266% | 100% | 0% | 1 | 1 | 100% | 20% | 85% | 6.8% | 0.2% | 0 | 0 | 0 | 0 | 0 | 0 | 0 | 0 | 0 |  | 0 | 0 | 0 | 01. ($9,999.000) to $0.028 | N/A | 0 | 01. ($9,999.00) to $0.22 | N/A | 0.085 | 0.085 | 0.085 | 0.085 | 0.085 | 0.085 | 0.085 | 0.085 | 0.085 | 0.085 | 0 | 0 | 0 | 0 | 0 | 0 | 0 | 0 | 0 | 0 | 0 | 0 | 0 | 0 | 0 | 0 | 0 | 0 | 0 | 0 | 0 | 0 | 0 | 0 | 0 | 0 | 0 | 0 | 0 | 0 | 0 | 0 | 0 | 0 | 0 | 0 | 0 | 0 | 0 | 0 | 0 | 0 | 0 | 0 | 0 | 0 | 0 | 0 | 0 | 0 | 0 | 0 | 0 | 0 | 0 | 0 | 0 | 0 | 0 | 0 | 0 | 0 | 0 | 0 | 0 | 0 | 0 | 0 | 0 | 0 | 0 | 0 | 0 | 0 | 0 | 0 | 0 | 0 | 0 | 0 | 0 | 0 | 0 | 0 | 0 | 0 | 0 | 0 | 0 | 0 | 0 | 0 | 0 | 0 | 0 | 0 | 0 | 0 | 0 | 0 | 0 | 0 | 0 | 0 | 0 | 0 | 0 | 0 | 0 | 0 | 0 | 0 | 0 | 0 | 0 | 0 | 0 | 0 | 0 | 0 | 0 | 0 | 0 | 0 | 0 | 0 | 0 | 0 | 0 | 0 | 0 | 0 | 0 | 0 | 0 | 0 | 0 | 0 | 0 | 0 | 0 | 0 | 0 | 0 | 0 | 0 | 0 | 0 | 0 | 0 | 0 | 0 | 0 | 0 | 0 | 0 | 0 | 0 | 0 | 0 | 0 | 0 | 0 | 0 | 0 | 0 | 0 | 0 | 0 | 0 | 0 | 0 | 0 | 0 | 0 | 0 | 0 | 0 | 0 | 0 | 0 | 0 | 0 | 0 | 0 | 0 | 0 | 0 | 0 | 0 | 0 | 0 | 0 | 0.01296% | 0 | 0 | 0 | 0 | 0 | 0 | 0 | 0 | 0 | 0 | 0 | 0 | 0 | 0 | 0 | 0 | 0 | 0 | 0 | 0 | 0 | 0 | 0 | 0
| IND-Lighting-7P_V2 | M_Input | Council 7th Plan | 2020 | Retro | 2022 | 2045 | PSE | Industrial | Miscellaneous Manufacturing | Electric | Per Region | NA | NA | Miscellaneous Manufacturing Mech Pulp: Refiner Plate Improvement | Miscellaneous Manufacturing Mech Pulp: Refiner Plate Improvement | 0 | 1 | 0 | 0 | I-All-Other-Shift3-All-All-S | 0 | 0 | 0 | 0 | 0 | 0 | 0 | 0 | 0 | 0 | 0 | 0 | Comm Flat | Mech Pulp: Refiner Plate Improvement | Mech Pulp: Refiner Plate Improvement | IndShift3 | 0.01266% | 100% | 0% | 1 | 1 | 100% | 100% | 85% | 6.8% | 0.2% | 0 | 0 | 0 | 0 | 0 | 0 | 0 | 0 | 0 |  | 0 | 0 | 0 | 01. ($9,999.000) to $0.028 | N/A | 0 | 01. ($9,999.00) to $0.22 | N/A | 0.085 | 0.085 | 0.085 | 0.085 | 0.085 | 0.085 | 0.085 | 0.085 | 0.085 | 0.085 | 0 | 0 | 0 | 0 | 0 | 0 | 0 | 0 | 0 | 0 | 0 | 0 | 0 | 0 | 0 | 0 | 0 | 0 | 0 | 0 | 0 | 0 | 0 | 0 | 0 | 0 | 0 | 0 | 0 | 0 | 0 | 0 | 0 | 0 | 0 | 0 | 0 | 0 | 0 | 0 | 0 | 0 | 0 | 0 | 0 | 0 | 0 | 0 | 0 | 0 | 0 | 0 | 0 | 0 | 0 | 0 | 0 | 0 | 0 | 0 | 0 | 0 | 0 | 0 | 0 | 0 | 0 | 0 | 0 | 0 | 0 | 0 | 0 | 0 | 0 | 0 | 0 | 0 | 0 | 0 | 0 | 0 | 0 | 0 | 0 | 0 | 0 | 0 | 0 | 0 | 0 | 0 | 0 | 0 | 0 | 0 | 0 | 0 | 0 | 0 | 0 | 0 | 0 | 0 | 0 | 0 | 0 | 0 | 0 | 0 | 0 | 0 | 0 | 0 | 0 | 0 | 0 | 0 | 0 | 0 | 0 | 0 | 0 | 0 | 0 | 0 | 0 | 0 | 0 | 0 | 0 | 0 | 0 | 0 | 0 | 0 | 0 | 0 | 0 | 0 | 0 | 0 | 0 | 0 | 0 | 0 | 0 | 0 | 0 | 0 | 0 | 0 | 0 | 0 | 0 | 0 | 0 | 0 | 0 | 0 | 0 | 0 | 0 | 0 | 0 | 0 | 0 | 0 | 0 | 0 | 0 | 0 | 0 | 0 | 0 | 0 | 0 | 0 | 0 | 0 | 0 | 0 | 0 | 0 | 0 | 0 | 0 | 0 | 0 | 0 | 0 | 0 | 0 | 0.01296% | 0 | 0 | 0 | 0 | 0 | 0 | 0 | 0 | 0 | 0 | 0 | 0 | 0 | 0 | 0 | 0 | 0 | 0 | 0 | 0 | 0 | 0 | 0 | 0
| IND-Lighting-7P_V2 | M_Input | Council 7th Plan | 2020 | Retro | 2022 | 2045 | PSE | Industrial | Miscellaneous Manufacturing | Electric | Per Region | NA | NA | Miscellaneous Manufacturing Kraft: Effluent Treatment System | Miscellaneous Manufacturing Kraft: Effluent Treatment System | 0 | 10 | 0 | 0 | I-All-Other-Shift3-All-All-S | 0 | 0 | 0 | 0 | 0 | 0 | 0 | 0 | 0 | 0 | 0 | 0 | Comm Flat | Kraft: Effluent Treatment System | Kraft: Effluent Treatment System | IndShift3 | 0.01266% | 100% | 0% | 1 | 1 | 100% | 10% | 85% | 6.8% | 0.2% | 0 | 0 | 0 | 0 | 0 | 0 | 0 | 0 | 0 |  | 0 | 0 | 0 | 01. ($9,999.000) to $0.028 | N/A | 0 | 01. ($9,999.00) to $0.22 | N/A | 0.085 | 0.085 | 0.085 | 0.085 | 0.085 | 0.085 | 0.085 | 0.085 | 0.085 | 0.085 | 0 | 0 | 0 | 0 | 0 | 0 | 0 | 0 | 0 | 0 | 0 | 0 | 0 | 0 | 0 | 0 | 0 | 0 | 0 | 0 | 0 | 0 | 0 | 0 | 0 | 0 | 0 | 0 | 0 | 0 | 0 | 0 | 0 | 0 | 0 | 0 | 0 | 0 | 0 | 0 | 0 | 0 | 0 | 0 | 0 | 0 | 0 | 0 | 0 | 0 | 0 | 0 | 0 | 0 | 0 | 0 | 0 | 0 | 0 | 0 | 0 | 0 | 0 | 0 | 0 | 0 | 0 | 0 | 0 | 0 | 0 | 0 | 0 | 0 | 0 | 0 | 0 | 0 | 0 | 0 | 0 | 0 | 0 | 0 | 0 | 0 | 0 | 0 | 0 | 0 | 0 | 0 | 0 | 0 | 0 | 0 | 0 | 0 | 0 | 0 | 0 | 0 | 0 | 0 | 0 | 0 | 0 | 0 | 0 | 0 | 0 | 0 | 0 | 0 | 0 | 0 | 0 | 0 | 0 | 0 | 0 | 0 | 0 | 0 | 0 | 0 | 0 | 0 | 0 | 0 | 0 | 0 | 0 | 0 | 0 | 0 | 0 | 0 | 0 | 0 | 0 | 0 | 0 | 0 | 0 | 0 | 0 | 0 | 0 | 0 | 0 | 0 | 0 | 0 | 0 | 0 | 0 | 0 | 0 | 0 | 0 | 0 | 0 | 0 | 0 | 0 | 0 | 0 | 0 | 0 | 0 | 0 | 0 | 0 | 0 | 0 | 0 | 0 | 0 | 0 | 0 | 0 | 0 | 0 | 0 | 0 | 0 | 0 | 0 | 0 | 0 | 0 | 0 | 0.01296% | 0 | 0 | 0 | 0 | 0 | 0 | 0 | 0 | 0 | 0 | 0 | 0 | 0 | 0 | 0 | 0 | 0 | 0 | 0 | 0 | 0 | 0 | 0 | 0
| IND-Lighting-7P_V2 | M_Input | Council 7th Plan | 2020 | Retro | 2022 | 2045 | PSE | Industrial | Miscellaneous Manufacturing | Electric | Per Region | NA | NA | Miscellaneous Manufacturing Kraft: Efficient Agitator | Miscellaneous Manufacturing Kraft: Efficient Agitator | 0 | 10 | 0 | 0 | I-All-Other-Shift3-All-All-S | 0 | 0 | 0 | 0 | 0 | 0 | 0 | 0 | 0 | 0 | 0 | 0 | Comm Flat | Kraft: Efficient Agitator | Kraft: Efficient Agitator | IndShift3 | 0.01266% | 100% | 0% | 1 | 1 | 100% | 10% | 85% | 6.8% | 0.2% | 0 | 0 | 0 | 0 | 0 | 0 | 0 | 0 | 0 |  | 0 | 0 | 0 | 01. ($9,999.000) to $0.028 | N/A | 0 | 01. ($9,999.00) to $0.22 | N/A | 0.085 | 0.085 | 0.085 | 0.085 | 0.085 | 0.085 | 0.085 | 0.085 | 0.085 | 0.085 | 0 | 0 | 0 | 0 | 0 | 0 | 0 | 0 | 0 | 0 | 0 | 0 | 0 | 0 | 0 | 0 | 0 | 0 | 0 | 0 | 0 | 0 | 0 | 0 | 0 | 0 | 0 | 0 | 0 | 0 | 0 | 0 | 0 | 0 | 0 | 0 | 0 | 0 | 0 | 0 | 0 | 0 | 0 | 0 | 0 | 0 | 0 | 0 | 0 | 0 | 0 | 0 | 0 | 0 | 0 | 0 | 0 | 0 | 0 | 0 | 0 | 0 | 0 | 0 | 0 | 0 | 0 | 0 | 0 | 0 | 0 | 0 | 0 | 0 | 0 | 0 | 0 | 0 | 0 | 0 | 0 | 0 | 0 | 0 | 0 | 0 | 0 | 0 | 0 | 0 | 0 | 0 | 0 | 0 | 0 | 0 | 0 | 0 | 0 | 0 | 0 | 0 | 0 | 0 | 0 | 0 | 0 | 0 | 0 | 0 | 0 | 0 | 0 | 0 | 0 | 0 | 0 | 0 | 0 | 0 | 0 | 0 | 0 | 0 | 0 | 0 | 0 | 0 | 0 | 0 | 0 | 0 | 0 | 0 | 0 | 0 | 0 | 0 | 0 | 0 | 0 | 0 | 0 | 0 | 0 | 0 | 0 | 0 | 0 | 0 | 0 | 0 | 0 | 0 | 0 | 0 | 0 | 0 | 0 | 0 | 0 | 0 | 0 | 0 | 0 | 0 | 0 | 0 | 0 | 0 | 0 | 0 | 0 | 0 | 0 | 0 | 0 | 0 | 0 | 0 | 0 | 0 | 0 | 0 | 0 | 0 | 0 | 0 | 0 | 0 | 0 | 0 | 0 | 0.01296% | 0 | 0 | 0 | 0 | 0 | 0 | 0 | 0 | 0 | 0 | 0 | 0 | 0 | 0 | 0 | 0 | 0 | 0 | 0 | 0 | 0 | 0 | 0 | 0
| IND-Lighting-7P_V2 | M_Input | Council 7th Plan | 2020 | Retro | 2022 | 2045 | PSE | Industrial | Miscellaneous Manufacturing | Electric | Per Region | NA | NA | Miscellaneous Manufacturing Paper: Efficient Pulp Screen | Miscellaneous Manufacturing Paper: Efficient Pulp Screen | 0 | 10 | 0 | 0 | I-All-Other-Shift3-All-All-S | 0 | 0 | 0 | 0 | 0 | 0 | 0 | 0 | 0 | 0 | 0 | 0 | Comm Flat | Paper: Efficient Pulp Screen | Paper: Efficient Pulp Screen | IndShift3 | 0.01266% | 100% | 0% | 1 | 1 | 100% | 10% | 85% | 6.8% | 0.2% | 0 | 0 | 0 | 0 | 0 | 0 | 0 | 0 | 0 |  | 0 | 0 | 0 | 01. ($9,999.000) to $0.028 | N/A | 0 | 01. ($9,999.00) to $0.22 | N/A | 0.085 | 0.085 | 0.085 | 0.085 | 0.085 | 0.085 | 0.085 | 0.085 | 0.085 | 0.085 | 0 | 0 | 0 | 0 | 0 | 0 | 0 | 0 | 0 | 0 | 0 | 0 | 0 | 0 | 0 | 0 | 0 | 0 | 0 | 0 | 0 | 0 | 0 | 0 | 0 | 0 | 0 | 0 | 0 | 0 | 0 | 0 | 0 | 0 | 0 | 0 | 0 | 0 | 0 | 0 | 0 | 0 | 0 | 0 | 0 | 0 | 0 | 0 | 0 | 0 | 0 | 0 | 0 | 0 | 0 | 0 | 0 | 0 | 0 | 0 | 0 | 0 | 0 | 0 | 0 | 0 | 0 | 0 | 0 | 0 | 0 | 0 | 0 | 0 | 0 | 0 | 0 | 0 | 0 | 0 | 0 | 0 | 0 | 0 | 0 | 0 | 0 | 0 | 0 | 0 | 0 | 0 | 0 | 0 | 0 | 0 | 0 | 0 | 0 | 0 | 0 | 0 | 0 | 0 | 0 | 0 | 0 | 0 | 0 | 0 | 0 | 0 | 0 | 0 | 0 | 0 | 0 | 0 | 0 | 0 | 0 | 0 | 0 | 0 | 0 | 0 | 0 | 0 | 0 | 0 | 0 | 0 | 0 | 0 | 0 | 0 | 0 | 0 | 0 | 0 | 0 | 0 | 0 | 0 | 0 | 0 | 0 | 0 | 0 | 0 | 0 | 0 | 0 | 0 | 0 | 0 | 0 | 0 | 0 | 0 | 0 | 0 | 0 | 0 | 0 | 0 | 0 | 0 | 0 | 0 | 0 | 0 | 0 | 0 | 0 | 0 | 0 | 0 | 0 | 0 | 0 | 0 | 0 | 0 | 0 | 0 | 0 | 0 | 0 | 0 | 0 | 0 | 0 | 0.01296% | 0 | 0 | 0 | 0 | 0 | 0 | 0 | 0 | 0 | 0 | 0 | 0 | 0 | 0 | 0 | 0 | 0 | 0 | 0 | 0 | 0 | 0 | 0 | 0
| IND-Lighting-7P_V2 | M_Input | Council 7th Plan | 2020 | Retro | 2022 | 2045 | PSE | Industrial | Miscellaneous Manufacturing | Electric | Per Region | NA | NA | Miscellaneous Manufacturing Paper: Premium Fan | Miscellaneous Manufacturing Paper: Premium Fan | 0 | 10 | 0 | 0 | I-All-Other-Shift3-All-All-S | 0 | 0 | 0 | 0 | 0 | 0 | 0 | 0 | 0 | 0 | 0 | 0 | Comm Flat | Paper: Premium Fan | Paper: Premium Fan | IndShift3 | 0.01266% | 100% | 0% | 1 | 1 | 100% | 10% | 85% | 6.8% | 0.2% | 0 | 0 | 0 | 0 | 0 | 0 | 0 | 0 | 0 |  | 0 | 0 | 0 | 01. ($9,999.000) to $0.028 | N/A | 0 | 01. ($9,999.00) to $0.22 | N/A | 0.085 | 0.085 | 0.085 | 0.085 | 0.085 | 0.085 | 0.085 | 0.085 | 0.085 | 0.085 | 0 | 0 | 0 | 0 | 0 | 0 | 0 | 0 | 0 | 0 | 0 | 0 | 0 | 0 | 0 | 0 | 0 | 0 | 0 | 0 | 0 | 0 | 0 | 0 | 0 | 0 | 0 | 0 | 0 | 0 | 0 | 0 | 0 | 0 | 0 | 0 | 0 | 0 | 0 | 0 | 0 | 0 | 0 | 0 | 0 | 0 | 0 | 0 | 0 | 0 | 0 | 0 | 0 | 0 | 0 | 0 | 0 | 0 | 0 | 0 | 0 | 0 | 0 | 0 | 0 | 0 | 0 | 0 | 0 | 0 | 0 | 0 | 0 | 0 | 0 | 0 | 0 | 0 | 0 | 0 | 0 | 0 | 0 | 0 | 0 | 0 | 0 | 0 | 0 | 0 | 0 | 0 | 0 | 0 | 0 | 0 | 0 | 0 | 0 | 0 | 0 | 0 | 0 | 0 | 0 | 0 | 0 | 0 | 0 | 0 | 0 | 0 | 0 | 0 | 0 | 0 | 0 | 0 | 0 | 0 | 0 | 0 | 0 | 0 | 0 | 0 | 0 | 0 | 0 | 0 | 0 | 0 | 0 | 0 | 0 | 0 | 0 | 0 | 0 | 0 | 0 | 0 | 0 | 0 | 0 | 0 | 0 | 0 | 0 | 0 | 0 | 0 | 0 | 0 | 0 | 0 | 0 | 0 | 0 | 0 | 0 | 0 | 0 | 0 | 0 | 0 | 0 | 0 | 0 | 0 | 0 | 0 | 0 | 0 | 0 | 0 | 0 | 0 | 0 | 0 | 0 | 0 | 0 | 0 | 0 | 0 | 0 | 0 | 0 | 0 | 0 | 0 | 0 | 0.01296% | 0 | 0 | 0 | 0 | 0 | 0 | 0 | 0 | 0 | 0 | 0 | 0 | 0 | 0 | 0 | 0 | 0 | 0 | 0 | 0 | 0 | 0 | 0 | 0
| IND-Lighting-7P_V2 | M_Input | Council 7th Plan | 2020 | Retro | 2022 | 2045 | PSE | Industrial | Miscellaneous Manufacturing | Electric | Per Region | NA | NA | Miscellaneous Manufacturing Paper: Material Handling | Miscellaneous Manufacturing Paper: Material Handling | 0 | 10 | 0 | 0 | I-All-Other-Shift3-All-All-S | 0 | 0 | 0 | 0 | 0 | 0 | 0 | 0 | 0 | 0 | 0 | 0 | Comm Flat | Paper: Material Handling | Paper: Material Handling | SIC24 | 0.01335% | 100% | 0% | 1 | 1 | 100% | 10% | 85% | 6.8% | 0.2% | 0 | 0 | 0 | 0 | 0 | 0 | 0 | 0 | 0 |  | 0 | 0 | 0 | 01. ($9,999.000) to $0.028 | N/A | 0 | 01. ($9,999.00) to $0.22 | N/A | 0.085 | 0.085 | 0.085 | 0.085 | 0.085 | 0.085 | 0.085 | 0.085 | 0.085 | 0.085 | 0 | 0 | 0 | 0 | 0 | 0 | 0 | 0 | 0 | 0 | 0 | 0 | 0 | 0 | 0 | 0 | 0 | 0 | 0 | 0 | 0 | 0 | 0 | 0 | 0 | 0 | 0 | 0 | 0 | 0 | 0 | 0 | 0 | 0 | 0 | 0 | 0 | 0 | 0 | 0 | 0 | 0 | 0 | 0 | 0 | 0 | 0 | 0 | 0 | 0 | 0 | 0 | 0 | 0 | 0 | 0 | 0 | 0 | 0 | 0 | 0 | 0 | 0 | 0 | 0 | 0 | 0 | 0 | 0 | 0 | 0 | 0 | 0 | 0 | 0 | 0 | 0 | 0 | 0 | 0 | 0 | 0 | 0 | 0 | 0 | 0 | 0 | 0 | 0 | 0 | 0 | 0 | 0 | 0 | 0 | 0 | 0 | 0 | 0 | 0 | 0 | 0 | 0 | 0 | 0 | 0 | 0 | 0 | 0 | 0 | 0 | 0 | 0 | 0 | 0 | 0 | 0 | 0 | 0 | 0 | 0 | 0 | 0 | 0 | 0 | 0 | 0 | 0 | 0 | 0 | 0 | 0 | 0 | 0 | 0 | 0 | 0 | 0 | 0 | 0 | 0 | 0 | 0 | 0 | 0 | 0 | 0 | 0 | 0 | 0 | 0 | 0 | 0 | 0 | 0 | 0 | 0 | 0 | 0 | 0 | 0 | 0 | 0 | 0 | 0 | 0 | 0 | 0 | 0 | 0 | 0 | 0 | 0 | 0 | 0 | 0 | 0 | 0 | 0 | 0 | 0 | 0 | 0 | 0 | 0 | 0 | 0 | 0 | 0 | 0 | 0 | 0 | 0 | 0.01209% | 0 | 0 | 0 | 0 | 0 | 0 | 0 | 0 | 0 | 0 | 0 | 0 | 0 | 0 | 0 | 0 | 0 | 0 | 0 | 0 | 0 | 0 | 0 | 0
| IND-Lighting-7P_V2 | M_Input | Council 7th Plan | 2020 | Retro | 2022 | 2045 | PSE | Industrial | Miscellaneous Manufacturing | Electric | Per Region | NA | NA | Miscellaneous Manufacturing Paper: Large Material Handling | Miscellaneous Manufacturing Paper: Large Material Handling | 0 | 10 | 0 | 0 | I-All-Other-Shift3-All-All-S | 0 | 0 | 0 | 0 | 0 | 0 | 0 | 0 | 0 | 0 | 0 | 0 | Comm Flat | Paper: Large Material Handling | Paper: Large Material Handling | SIC24 | 0.01335% | 100% | 0% | 1 | 1 | 100% | 10% | 85% | 6.8% | 0.2% | 0 | 0 | 0 | 0 | 0 | 0 | 0 | 0 | 0 |  | 0 | 0 | 0 | 01. ($9,999.000) to $0.028 | N/A | 0 | 01. ($9,999.00) to $0.22 | N/A | 0.085 | 0.085 | 0.085 | 0.085 | 0.085 | 0.085 | 0.085 | 0.085 | 0.085 | 0.085 | 0 | 0 | 0 | 0 | 0 | 0 | 0 | 0 | 0 | 0 | 0 | 0 | 0 | 0 | 0 | 0 | 0 | 0 | 0 | 0 | 0 | 0 | 0 | 0 | 0 | 0 | 0 | 0 | 0 | 0 | 0 | 0 | 0 | 0 | 0 | 0 | 0 | 0 | 0 | 0 | 0 | 0 | 0 | 0 | 0 | 0 | 0 | 0 | 0 | 0 | 0 | 0 | 0 | 0 | 0 | 0 | 0 | 0 | 0 | 0 | 0 | 0 | 0 | 0 | 0 | 0 | 0 | 0 | 0 | 0 | 0 | 0 | 0 | 0 | 0 | 0 | 0 | 0 | 0 | 0 | 0 | 0 | 0 | 0 | 0 | 0 | 0 | 0 | 0 | 0 | 0 | 0 | 0 | 0 | 0 | 0 | 0 | 0 | 0 | 0 | 0 | 0 | 0 | 0 | 0 | 0 | 0 | 0 | 0 | 0 | 0 | 0 | 0 | 0 | 0 | 0 | 0 | 0 | 0 | 0 | 0 | 0 | 0 | 0 | 0 | 0 | 0 | 0 | 0 | 0 | 0 | 0 | 0 | 0 | 0 | 0 | 0 | 0 | 0 | 0 | 0 | 0 | 0 | 0 | 0 | 0 | 0 | 0 | 0 | 0 | 0 | 0 | 0 | 0 | 0 | 0 | 0 | 0 | 0 | 0 | 0 | 0 | 0 | 0 | 0 | 0 | 0 | 0 | 0 | 0 | 0 | 0 | 0 | 0 | 0 | 0 | 0 | 0 | 0 | 0 | 0 | 0 | 0 | 0 | 0 | 0 | 0 | 0 | 0 | 0 | 0 | 0 | 0 | 0.01209% | 0 | 0 | 0 | 0 | 0 | 0 | 0 | 0 | 0 | 0 | 0 | 0 | 0 | 0 | 0 | 0 | 0 | 0 | 0 | 0 | 0 | 0 | 0 | 0
| IND-Lighting-7P_V2 | M_Input | Council 7th Plan | 2020 | Retro | 2022 | 2045 | PSE | Industrial | Miscellaneous Manufacturing | Electric | Per Region | NA | NA | Miscellaneous Manufacturing Paper: Premium Control Large Material | Miscellaneous Manufacturing Paper: Premium Control Large Material | 0 | 10 | 0 | 0 | I-All-Other-Shift3-All-All-S | 0 | 0 | 0 | 0 | 0 | 0 | 0 | 0 | 0 | 0 | 0 | 0 | Comm Flat | Paper: Premium Control Large Material | Paper: Premium Control Large Material | IndShift3 | 0.01266% | 100% | 0% | 1 | 1 | 100% | 10% | 85% | 6.8% | 0.2% | 0 | 0 | 0 | 0 | 0 | 0 | 0 | 0 | 0 |  | 0 | 0 | 0 | 01. ($9,999.000) to $0.028 | N/A | 0 | 01. ($9,999.00) to $0.22 | N/A | 0.085 | 0.085 | 0.085 | 0.085 | 0.085 | 0.085 | 0.085 | 0.085 | 0.085 | 0.085 | 0 | 0 | 0 | 0 | 0 | 0 | 0 | 0 | 0 | 0 | 0 | 0 | 0 | 0 | 0 | 0 | 0 | 0 | 0 | 0 | 0 | 0 | 0 | 0 | 0 | 0 | 0 | 0 | 0 | 0 | 0 | 0 | 0 | 0 | 0 | 0 | 0 | 0 | 0 | 0 | 0 | 0 | 0 | 0 | 0 | 0 | 0 | 0 | 0 | 0 | 0 | 0 | 0 | 0 | 0 | 0 | 0 | 0 | 0 | 0 | 0 | 0 | 0 | 0 | 0 | 0 | 0 | 0 | 0 | 0 | 0 | 0 | 0 | 0 | 0 | 0 | 0 | 0 | 0 | 0 | 0 | 0 | 0 | 0 | 0 | 0 | 0 | 0 | 0 | 0 | 0 | 0 | 0 | 0 | 0 | 0 | 0 | 0 | 0 | 0 | 0 | 0 | 0 | 0 | 0 | 0 | 0 | 0 | 0 | 0 | 0 | 0 | 0 | 0 | 0 | 0 | 0 | 0 | 0 | 0 | 0 | 0 | 0 | 0 | 0 | 0 | 0 | 0 | 0 | 0 | 0 | 0 | 0 | 0 | 0 | 0 | 0 | 0 | 0 | 0 | 0 | 0 | 0 | 0 | 0 | 0 | 0 | 0 | 0 | 0 | 0 | 0 | 0 | 0 | 0 | 0 | 0 | 0 | 0 | 0 | 0 | 0 | 0 | 0 | 0 | 0 | 0 | 0 | 0 | 0 | 0 | 0 | 0 | 0 | 0 | 0 | 0 | 0 | 0 | 0 | 0 | 0 | 0 | 0 | 0 | 0 | 0 | 0 | 0 | 0 | 0 | 0 | 0 | 0.01296% | 0 | 0 | 0 | 0 | 0 | 0 | 0 | 0 | 0 | 0 | 0 | 0 | 0 | 0 | 0 | 0 | 0 | 0 | 0 | 0 | 0 | 0 | 0 | 0
| IND-Lighting-7P_V2 | M_Input | Council 7th Plan | 2020 | Retro | 2022 | 2045 | PSE | Industrial | Miscellaneous Manufacturing | Electric | Per Region | NA | NA | Miscellaneous Manufacturing Material Handling1 | Miscellaneous Manufacturing Material Handling1 | 0 | 10 | 0 | 0 | I-SIC24-Proc-All-All-All-E | 0 | 0 | 0 | 0 | 0 | 0 | 0 | 0 | 0 | 0 | 0 | 0 | Comm Flat | Material Handling1 | Material Handling1 | SIC24 | 0.01335% | 100% | 0% | 1 | 1 | 100% | 10% | 85% | 6.8% | 0.2% | 0 | 0 | 0 | 0 | 0 | 0 | 0 | 0 | 0 |  | 0 | 0 | 0 | 01. ($9,999.000) to $0.028 | N/A | 0 | 01. ($9,999.00) to $0.22 | N/A | 0.085 | 0.085 | 0.085 | 0.085 | 0.085 | 0.085 | 0.085 | 0.085 | 0.085 | 0.085 | 0 | 0 | 0 | 0 | 0 | 0 | 0 | 0 | 0 | 0 | 0 | 0 | 0 | 0 | 0 | 0 | 0 | 0 | 0 | 0 | 0 | 0 | 0 | 0 | 0 | 0 | 0 | 0 | 0 | 0 | 0 | 0 | 0 | 0 | 0 | 0 | 0 | 0 | 0 | 0 | 0 | 0 | 0 | 0 | 0 | 0 | 0 | 0 | 0 | 0 | 0 | 0 | 0 | 0 | 0 | 0 | 0 | 0 | 0 | 0 | 0 | 0 | 0 | 0 | 0 | 0 | 0 | 0 | 0 | 0 | 0 | 0 | 0 | 0 | 0 | 0 | 0 | 0 | 0 | 0 | 0 | 0 | 0 | 0 | 0 | 0 | 0 | 0 | 0 | 0 | 0 | 0 | 0 | 0 | 0 | 0 | 0 | 0 | 0 | 0 | 0 | 0 | 0 | 0 | 0 | 0 | 0 | 0 | 0 | 0 | 0 | 0 | 0 | 0 | 0 | 0 | 0 | 0 | 0 | 0 | 0 | 0 | 0 | 0 | 0 | 0 | 0 | 0 | 0 | 0 | 0 | 0 | 0 | 0 | 0 | 0 | 0 | 0 | 0 | 0 | 0 | 0 | 0 | 0 | 0 | 0 | 0 | 0 | 0 | 0 | 0 | 0 | 0 | 0 | 0 | 0 | 0 | 0 | 0 | 0 | 0 | 0 | 0 | 0 | 0 | 0 | 0 | 0 | 0 | 0 | 0 | 0 | 0 | 0 | 0 | 0 | 0 | 0 | 0 | 0 | 0 | 0 | 0 | 0 | 0 | 0 | 0 | 0 | 0 | 0 | 0 | 0 | 0 | 0.01209% | 0 | 0 | 0 | 0 | 0 | 0 | 0 | 0 | 0 | 0 | 0 | 0 | 0 | 0 | 0 | 0 | 0 | 0 | 0 | 0 | 0 | 0 | 0 | 0
| IND-Lighting-7P_V2 | M_Input | Council 7th Plan | 2020 | Retro | 2022 | 2045 | PSE | Industrial | Miscellaneous Manufacturing | Electric | Per Region | NA | NA | Miscellaneous Manufacturing Material Handling2 | Miscellaneous Manufacturing Material Handling2 | 0 | 10 | 0 | 0 | I-SIC24-Proc-All-All-All-E | 0 | 0 | 0 | 0 | 0 | 0 | 0 | 0 | 0 | 0 | 0 | 0 | Comm Flat | Material Handling2 | Material Handling2 | SIC24 | 0.01335% | 100% | 0% | 1 | 1 | 100% | 10% | 85% | 6.8% | 0.2% | 0 | 0 | 0 | 0 | 0 | 0 | 0 | 0 | 0 |  | 0 | 0 | 0 | 01. ($9,999.000) to $0.028 | N/A | 0 | 01. ($9,999.00) to $0.22 | N/A | 0.085 | 0.085 | 0.085 | 0.085 | 0.085 | 0.085 | 0.085 | 0.085 | 0.085 | 0.085 | 0 | 0 | 0 | 0 | 0 | 0 | 0 | 0 | 0 | 0 | 0 | 0 | 0 | 0 | 0 | 0 | 0 | 0 | 0 | 0 | 0 | 0 | 0 | 0 | 0 | 0 | 0 | 0 | 0 | 0 | 0 | 0 | 0 | 0 | 0 | 0 | 0 | 0 | 0 | 0 | 0 | 0 | 0 | 0 | 0 | 0 | 0 | 0 | 0 | 0 | 0 | 0 | 0 | 0 | 0 | 0 | 0 | 0 | 0 | 0 | 0 | 0 | 0 | 0 | 0 | 0 | 0 | 0 | 0 | 0 | 0 | 0 | 0 | 0 | 0 | 0 | 0 | 0 | 0 | 0 | 0 | 0 | 0 | 0 | 0 | 0 | 0 | 0 | 0 | 0 | 0 | 0 | 0 | 0 | 0 | 0 | 0 | 0 | 0 | 0 | 0 | 0 | 0 | 0 | 0 | 0 | 0 | 0 | 0 | 0 | 0 | 0 | 0 | 0 | 0 | 0 | 0 | 0 | 0 | 0 | 0 | 0 | 0 | 0 | 0 | 0 | 0 | 0 | 0 | 0 | 0 | 0 | 0 | 0 | 0 | 0 | 0 | 0 | 0 | 0 | 0 | 0 | 0 | 0 | 0 | 0 | 0 | 0 | 0 | 0 | 0 | 0 | 0 | 0 | 0 | 0 | 0 | 0 | 0 | 0 | 0 | 0 | 0 | 0 | 0 | 0 | 0 | 0 | 0 | 0 | 0 | 0 | 0 | 0 | 0 | 0 | 0 | 0 | 0 | 0 | 0 | 0 | 0 | 0 | 0 | 0 | 0 | 0 | 0 | 0 | 0 | 0 | 0 | 0.01209% | 0 | 0 | 0 | 0 | 0 | 0 | 0 | 0 | 0 | 0 | 0 | 0 | 0 | 0 | 0 | 0 | 0 | 0 | 0 | 0 | 0 | 0 | 0 | 0
| IND-Lighting-7P_V2 | M_Input | Council 7th Plan | 2020 | Retro | 2022 | 2045 | PSE | Industrial | Miscellaneous Manufacturing | Electric | Per Region | NA | NA | Miscellaneous Manufacturing Material Handling VFD1 | Miscellaneous Manufacturing Material Handling VFD1 | 0 | 10 | 0 | 0 | I-SIC24-Proc-All-All-All-E | 0 | 0 | 0 | 0 | 0 | 0 | 0 | 0 | 0 | 0 | 0 | 0 | Comm Flat | Material Handling VFD1 | Material Handling VFD1 | SIC24 | 0.01335% | 100% | 0% | 1 | 1 | 100% | 10% | 85% | 6.8% | 0.2% | 0 | 0 | 0 | 0 | 0 | 0 | 0 | 0 | 0 |  | 0 | 0 | 0 | 01. ($9,999.000) to $0.028 | N/A | 0 | 01. ($9,999.00) to $0.22 | N/A | 0.085 | 0.085 | 0.085 | 0.085 | 0.085 | 0.085 | 0.085 | 0.085 | 0.085 | 0.085 | 0 | 0 | 0 | 0 | 0 | 0 | 0 | 0 | 0 | 0 | 0 | 0 | 0 | 0 | 0 | 0 | 0 | 0 | 0 | 0 | 0 | 0 | 0 | 0 | 0 | 0 | 0 | 0 | 0 | 0 | 0 | 0 | 0 | 0 | 0 | 0 | 0 | 0 | 0 | 0 | 0 | 0 | 0 | 0 | 0 | 0 | 0 | 0 | 0 | 0 | 0 | 0 | 0 | 0 | 0 | 0 | 0 | 0 | 0 | 0 | 0 | 0 | 0 | 0 | 0 | 0 | 0 | 0 | 0 | 0 | 0 | 0 | 0 | 0 | 0 | 0 | 0 | 0 | 0 | 0 | 0 | 0 | 0 | 0 | 0 | 0 | 0 | 0 | 0 | 0 | 0 | 0 | 0 | 0 | 0 | 0 | 0 | 0 | 0 | 0 | 0 | 0 | 0 | 0 | 0 | 0 | 0 | 0 | 0 | 0 | 0 | 0 | 0 | 0 | 0 | 0 | 0 | 0 | 0 | 0 | 0 | 0 | 0 | 0 | 0 | 0 | 0 | 0 | 0 | 0 | 0 | 0 | 0 | 0 | 0 | 0 | 0 | 0 | 0 | 0 | 0 | 0 | 0 | 0 | 0 | 0 | 0 | 0 | 0 | 0 | 0 | 0 | 0 | 0 | 0 | 0 | 0 | 0 | 0 | 0 | 0 | 0 | 0 | 0 | 0 | 0 | 0 | 0 | 0 | 0 | 0 | 0 | 0 | 0 | 0 | 0 | 0 | 0 | 0 | 0 | 0 | 0 | 0 | 0 | 0 | 0 | 0 | 0 | 0 | 0 | 0 | 0 | 0 | 0.01209% | 0 | 0 | 0 | 0 | 0 | 0 | 0 | 0 | 0 | 0 | 0 | 0 | 0 | 0 | 0 | 0 | 0 | 0 | 0 | 0 | 0 | 0 | 0 | 0
| IND-Lighting-7P_V2 | M_Input | Council 7th Plan | 2020 | Retro | 2022 | 2045 | PSE | Industrial | Miscellaneous Manufacturing | Electric | Per Region | NA | NA | Miscellaneous Manufacturing Material Handling VFD2 | Miscellaneous Manufacturing Material Handling VFD2 | 0 | 10 | 0 | 0 | I-SIC24-Proc-All-All-All-E | 0 | 0 | 0 | 0 | 0 | 0 | 0 | 0 | 0 | 0 | 0 | 0 | Comm Flat | Material Handling VFD2 | Material Handling VFD2 | SIC24 | 0.01335% | 100% | 0% | 1 | 1 | 100% | 10% | 85% | 6.8% | 0.2% | 0 | 0 | 0 | 0 | 0 | 0 | 0 | 0 | 0 |  | 0 | 0 | 0 | 01. ($9,999.000) to $0.028 | N/A | 0 | 01. ($9,999.00) to $0.22 | N/A | 0.085 | 0.085 | 0.085 | 0.085 | 0.085 | 0.085 | 0.085 | 0.085 | 0.085 | 0.085 | 0 | 0 | 0 | 0 | 0 | 0 | 0 | 0 | 0 | 0 | 0 | 0 | 0 | 0 | 0 | 0 | 0 | 0 | 0 | 0 | 0 | 0 | 0 | 0 | 0 | 0 | 0 | 0 | 0 | 0 | 0 | 0 | 0 | 0 | 0 | 0 | 0 | 0 | 0 | 0 | 0 | 0 | 0 | 0 | 0 | 0 | 0 | 0 | 0 | 0 | 0 | 0 | 0 | 0 | 0 | 0 | 0 | 0 | 0 | 0 | 0 | 0 | 0 | 0 | 0 | 0 | 0 | 0 | 0 | 0 | 0 | 0 | 0 | 0 | 0 | 0 | 0 | 0 | 0 | 0 | 0 | 0 | 0 | 0 | 0 | 0 | 0 | 0 | 0 | 0 | 0 | 0 | 0 | 0 | 0 | 0 | 0 | 0 | 0 | 0 | 0 | 0 | 0 | 0 | 0 | 0 | 0 | 0 | 0 | 0 | 0 | 0 | 0 | 0 | 0 | 0 | 0 | 0 | 0 | 0 | 0 | 0 | 0 | 0 | 0 | 0 | 0 | 0 | 0 | 0 | 0 | 0 | 0 | 0 | 0 | 0 | 0 | 0 | 0 | 0 | 0 | 0 | 0 | 0 | 0 | 0 | 0 | 0 | 0 | 0 | 0 | 0 | 0 | 0 | 0 | 0 | 0 | 0 | 0 | 0 | 0 | 0 | 0 | 0 | 0 | 0 | 0 | 0 | 0 | 0 | 0 | 0 | 0 | 0 | 0 | 0 | 0 | 0 | 0 | 0 | 0 | 0 | 0 | 0 | 0 | 0 | 0 | 0 | 0 | 0 | 0 | 0 | 0 | 0.01209% | 0 | 0 | 0 | 0 | 0 | 0 | 0 | 0 | 0 | 0 | 0 | 0 | 0 | 0 | 0 | 0 | 0 | 0 | 0 | 0 | 0 | 0 | 0 | 0
| IND-Lighting-7P_V2 | M_Input | Council 7th Plan | 2020 | Retro | 2022 | 2045 | PSE | Industrial | Miscellaneous Manufacturing | Electric | Per Region | NA | NA | Miscellaneous Manufacturing Wood: Replace Pneumatic Conveyor | Miscellaneous Manufacturing Wood: Replace Pneumatic Conveyor | 0 | 10 | 0 | 0 | I-SIC24-Proc-All-All-All-E | 0 | 0 | 0 | 0 | 0 | 0 | 0 | 0 | 0 | 0 | 0 | 0 | Comm Flat | Wood: Replace Pneumatic Conveyor | Wood: Replace Pneumatic Conveyor | SIC24 | 0.01335% | 100% | 0% | 1 | 1 | 100% | 10% | 85% | 6.8% | 0.2% | 0 | 0 | 0 | 0 | 0 | 0 | 0 | 0 | 0 |  | 0 | 0 | 0 | 01. ($9,999.000) to $0.028 | N/A | 0 | 01. ($9,999.00) to $0.22 | N/A | 0.085 | 0.085 | 0.085 | 0.085 | 0.085 | 0.085 | 0.085 | 0.085 | 0.085 | 0.085 | 0 | 0 | 0 | 0 | 0 | 0 | 0 | 0 | 0 | 0 | 0 | 0 | 0 | 0 | 0 | 0 | 0 | 0 | 0 | 0 | 0 | 0 | 0 | 0 | 0 | 0 | 0 | 0 | 0 | 0 | 0 | 0 | 0 | 0 | 0 | 0 | 0 | 0 | 0 | 0 | 0 | 0 | 0 | 0 | 0 | 0 | 0 | 0 | 0 | 0 | 0 | 0 | 0 | 0 | 0 | 0 | 0 | 0 | 0 | 0 | 0 | 0 | 0 | 0 | 0 | 0 | 0 | 0 | 0 | 0 | 0 | 0 | 0 | 0 | 0 | 0 | 0 | 0 | 0 | 0 | 0 | 0 | 0 | 0 | 0 | 0 | 0 | 0 | 0 | 0 | 0 | 0 | 0 | 0 | 0 | 0 | 0 | 0 | 0 | 0 | 0 | 0 | 0 | 0 | 0 | 0 | 0 | 0 | 0 | 0 | 0 | 0 | 0 | 0 | 0 | 0 | 0 | 0 | 0 | 0 | 0 | 0 | 0 | 0 | 0 | 0 | 0 | 0 | 0 | 0 | 0 | 0 | 0 | 0 | 0 | 0 | 0 | 0 | 0 | 0 | 0 | 0 | 0 | 0 | 0 | 0 | 0 | 0 | 0 | 0 | 0 | 0 | 0 | 0 | 0 | 0 | 0 | 0 | 0 | 0 | 0 | 0 | 0 | 0 | 0 | 0 | 0 | 0 | 0 | 0 | 0 | 0 | 0 | 0 | 0 | 0 | 0 | 0 | 0 | 0 | 0 | 0 | 0 | 0 | 0 | 0 | 0 | 0 | 0 | 0 | 0 | 0 | 0 | 0.01209% | 0 | 0 | 0 | 0 | 0 | 0 | 0 | 0 | 0 | 0 | 0 | 0 | 0 | 0 | 0 | 0 | 0 | 0 | 0 | 0 | 0 | 0 | 0 | 0
| IND-Lighting-7P_V2 | M_Input | Council 7th Plan | 2020 | Retro | 2022 | 2045 | PSE | Industrial | Miscellaneous Manufacturing | Electric | Per Region | NA | NA | Miscellaneous Manufacturing Panel: Hydraulic Press | Miscellaneous Manufacturing Panel: Hydraulic Press | 0 | 10 | 0 | 0 | I-SIC24-Proc-All-All-All-E | 0 | 0 | 0 | 0 | 0 | 0 | 0 | 0 | 0 | 0 | 0 | 0 | Comm Flat | Panel: Hydraulic Press | Panel: Hydraulic Press | SIC24 | 0.01335% | 100% | 0% | 1 | 1 | 100% | 10% | 85% | 6.8% | 0.2% | 0 | 0 | 0 | 0 | 0 | 0 | 0 | 0 | 0 |  | 0 | 0 | 0 | 01. ($9,999.000) to $0.028 | N/A | 0 | 01. ($9,999.00) to $0.22 | N/A | 0.085 | 0.085 | 0.085 | 0.085 | 0.085 | 0.085 | 0.085 | 0.085 | 0.085 | 0.085 | 0 | 0 | 0 | 0 | 0 | 0 | 0 | 0 | 0 | 0 | 0 | 0 | 0 | 0 | 0 | 0 | 0 | 0 | 0 | 0 | 0 | 0 | 0 | 0 | 0 | 0 | 0 | 0 | 0 | 0 | 0 | 0 | 0 | 0 | 0 | 0 | 0 | 0 | 0 | 0 | 0 | 0 | 0 | 0 | 0 | 0 | 0 | 0 | 0 | 0 | 0 | 0 | 0 | 0 | 0 | 0 | 0 | 0 | 0 | 0 | 0 | 0 | 0 | 0 | 0 | 0 | 0 | 0 | 0 | 0 | 0 | 0 | 0 | 0 | 0 | 0 | 0 | 0 | 0 | 0 | 0 | 0 | 0 | 0 | 0 | 0 | 0 | 0 | 0 | 0 | 0 | 0 | 0 | 0 | 0 | 0 | 0 | 0 | 0 | 0 | 0 | 0 | 0 | 0 | 0 | 0 | 0 | 0 | 0 | 0 | 0 | 0 | 0 | 0 | 0 | 0 | 0 | 0 | 0 | 0 | 0 | 0 | 0 | 0 | 0 | 0 | 0 | 0 | 0 | 0 | 0 | 0 | 0 | 0 | 0 | 0 | 0 | 0 | 0 | 0 | 0 | 0 | 0 | 0 | 0 | 0 | 0 | 0 | 0 | 0 | 0 | 0 | 0 | 0 | 0 | 0 | 0 | 0 | 0 | 0 | 0 | 0 | 0 | 0 | 0 | 0 | 0 | 0 | 0 | 0 | 0 | 0 | 0 | 0 | 0 | 0 | 0 | 0 | 0 | 0 | 0 | 0 | 0 | 0 | 0 | 0 | 0 | 0 | 0 | 0 | 0 | 0 | 0 | 0.01209% | 0 | 0 | 0 | 0 | 0 | 0 | 0 | 0 | 0 | 0 | 0 | 0 | 0 | 0 | 0 | 0 | 0 | 0 | 0 | 0 | 0 | 0 | 0 | 0
| IND-Lighting-7P_V2 | M_Input | Council 7th Plan | 2020 | Retro | 2022 | 2045 | PSE | Industrial | Miscellaneous Manufacturing | Electric | Per Region | NA | NA | Miscellaneous Manufacturing Cold Storage Retrofit | Miscellaneous Manufacturing Cold Storage Retrofit | 0 | 10 | 0 | 0 | C-War-Ref-All-All-All-C | 0 | 0 | 0 | 0 | 0 | 0 | 0 | 0 | 0 | 0 | 0 | 0 | Comm Flat | Cold Storage Retrofit | Cold Storage Retrofit | RefrigWarehouseGroc | 0.01247% | 100% | 0% | 1 | 1 | 100% | 10% | 85% | 6.8% | 0.2% | 0 | 0 | 0 | 0 | 0 | 0 | 0 | 0 | 0 |  | 0 | 0 | 0 | 01. ($9,999.000) to $0.028 | N/A | 0 | 01. ($9,999.00) to $0.22 | N/A | 0.085 | 0.085 | 0.085 | 0.085 | 0.085 | 0.085 | 0.085 | 0.085 | 0.085 | 0.085 | 0 | 0 | 0 | 0 | 0 | 0 | 0 | 0 | 0 | 0 | 0 | 0 | 0 | 0 | 0 | 0 | 0 | 0 | 0 | 0 | 0 | 0 | 0 | 0 | 0 | 0 | 0 | 0 | 0 | 0 | 0 | 0 | 0 | 0 | 0 | 0 | 0 | 0 | 0 | 0 | 0 | 0 | 0 | 0 | 0 | 0 | 0 | 0 | 0 | 0 | 0 | 0 | 0 | 0 | 0 | 0 | 0 | 0 | 0 | 0 | 0 | 0 | 0 | 0 | 0 | 0 | 0 | 0 | 0 | 0 | 0 | 0 | 0 | 0 | 0 | 0 | 0 | 0 | 0 | 0 | 0 | 0 | 0 | 0 | 0 | 0 | 0 | 0 | 0 | 0 | 0 | 0 | 0 | 0 | 0 | 0 | 0 | 0 | 0 | 0 | 0 | 0 | 0 | 0 | 0 | 0 | 0 | 0 | 0 | 0 | 0 | 0 | 0 | 0 | 0 | 0 | 0 | 0 | 0 | 0 | 0 | 0 | 0 | 0 | 0 | 0 | 0 | 0 | 0 | 0 | 0 | 0 | 0 | 0 | 0 | 0 | 0 | 0 | 0 | 0 | 0 | 0 | 0 | 0 | 0 | 0 | 0 | 0 | 0 | 0 | 0 | 0 | 0 | 0 | 0 | 0 | 0 | 0 | 0 | 0 | 0 | 0 | 0 | 0 | 0 | 0 | 0 | 0 | 0 | 0 | 0 | 0 | 0 | 0 | 0 | 0 | 0 | 0 | 0 | 0 | 0 | 0 | 0 | 0 | 0 | 0 | 0 | 0 | 0 | 0 | 0 | 0 | 0 | 0.01116% | 0 | 0 | 0 | 0 | 0 | 0 | 0 | 0 | 0 | 0 | 0 | 0 | 0 | 0 | 0 | 0 | 0 | 0 | 0 | 0 | 0 | 0 | 0 | 0
| IND-Lighting-7P_V2 | M_Input | Council 7th Plan | 2020 | Retro | 2022 | 2045 | PSE | Industrial | Miscellaneous Manufacturing | Electric | Per Region | NA | NA | Miscellaneous Manufacturing Cold Storage Tuneup | Miscellaneous Manufacturing Cold Storage Tuneup | 0 | 3 | 0 | 0 | C-War-Ref-All-All-All-C | 0 | 0 | 0 | 0 | 0 | 0 | 0 | 0 | 0 | 0 | 0 | 0 | Comm Flat | Cold Storage Tuneup | Cold Storage Tuneup | RefrigWarehouseGroc | 0.01247% | 100% | 0% | 1 | 1 | 100% | 33.33% | 85% | 6.8% | 0.2% | 0 | 0 | 0 | 0 | 0 | 0 | 0 | 0 | 0 |  | 0 | 0 | 0 | 01. ($9,999.000) to $0.028 | N/A | 0 | 01. ($9,999.00) to $0.22 | N/A | 0.085 | 0.085 | 0.085 | 0.085 | 0.085 | 0.085 | 0.085 | 0.085 | 0.085 | 0.085 | 0 | 0 | 0 | 0 | 0 | 0 | 0 | 0 | 0 | 0 | 0 | 0 | 0 | 0 | 0 | 0 | 0 | 0 | 0 | 0 | 0 | 0 | 0 | 0 | 0 | 0 | 0 | 0 | 0 | 0 | 0 | 0 | 0 | 0 | 0 | 0 | 0 | 0 | 0 | 0 | 0 | 0 | 0 | 0 | 0 | 0 | 0 | 0 | 0 | 0 | 0 | 0 | 0 | 0 | 0 | 0 | 0 | 0 | 0 | 0 | 0 | 0 | 0 | 0 | 0 | 0 | 0 | 0 | 0 | 0 | 0 | 0 | 0 | 0 | 0 | 0 | 0 | 0 | 0 | 0 | 0 | 0 | 0 | 0 | 0 | 0 | 0 | 0 | 0 | 0 | 0 | 0 | 0 | 0 | 0 | 0 | 0 | 0 | 0 | 0 | 0 | 0 | 0 | 0 | 0 | 0 | 0 | 0 | 0 | 0 | 0 | 0 | 0 | 0 | 0 | 0 | 0 | 0 | 0 | 0 | 0 | 0 | 0 | 0 | 0 | 0 | 0 | 0 | 0 | 0 | 0 | 0 | 0 | 0 | 0 | 0 | 0 | 0 | 0 | 0 | 0 | 0 | 0 | 0 | 0 | 0 | 0 | 0 | 0 | 0 | 0 | 0 | 0 | 0 | 0 | 0 | 0 | 0 | 0 | 0 | 0 | 0 | 0 | 0 | 0 | 0 | 0 | 0 | 0 | 0 | 0 | 0 | 0 | 0 | 0 | 0 | 0 | 0 | 0 | 0 | 0 | 0 | 0 | 0 | 0 | 0 | 0 | 0 | 0 | 0 | 0 | 0 | 0 | 0.01116% | 0 | 0 | 0 | 0 | 0 | 0 | 0 | 0 | 0 | 0 | 0 | 0 | 0 | 0 | 0 | 0 | 0 | 0 | 0 | 0 | 0 | 0 | 0 | 0
| IND-Lighting-7P_V2 | M_Input | Council 7th Plan | 2020 | Retro | 2022 | 2045 | PSE | Industrial | Miscellaneous Manufacturing | Electric | Per Region | NA | NA | Miscellaneous Manufacturing Fruit Storage Refer Retrofit | Miscellaneous Manufacturing Fruit Storage Refer Retrofit | 0 | 10 | 0 | 0 | C-War-Ref-All-All-All-C | 0 | 0 | 0 | 0 | 0 | 0 | 0 | 0 | 0 | 0 | 0 | 0 | Comm Flat | Fruit Storage Refer Retrofit | Fruit Storage Refer Retrofit | IndShift3 | 0.01266% | 100% | 0% | 1 | 1 | 100% | 10% | 85% | 6.8% | 0.2% | 0 | 0 | 0 | 0 | 0 | 0 | 0 | 0 | 0 |  | 0 | 0 | 0 | 01. ($9,999.000) to $0.028 | N/A | 0 | 01. ($9,999.00) to $0.22 | N/A | 0.085 | 0.085 | 0.085 | 0.085 | 0.085 | 0.085 | 0.085 | 0.085 | 0.085 | 0.085 | 0 | 0 | 0 | 0 | 0 | 0 | 0 | 0 | 0 | 0 | 0 | 0 | 0 | 0 | 0 | 0 | 0 | 0 | 0 | 0 | 0 | 0 | 0 | 0 | 0 | 0 | 0 | 0 | 0 | 0 | 0 | 0 | 0 | 0 | 0 | 0 | 0 | 0 | 0 | 0 | 0 | 0 | 0 | 0 | 0 | 0 | 0 | 0 | 0 | 0 | 0 | 0 | 0 | 0 | 0 | 0 | 0 | 0 | 0 | 0 | 0 | 0 | 0 | 0 | 0 | 0 | 0 | 0 | 0 | 0 | 0 | 0 | 0 | 0 | 0 | 0 | 0 | 0 | 0 | 0 | 0 | 0 | 0 | 0 | 0 | 0 | 0 | 0 | 0 | 0 | 0 | 0 | 0 | 0 | 0 | 0 | 0 | 0 | 0 | 0 | 0 | 0 | 0 | 0 | 0 | 0 | 0 | 0 | 0 | 0 | 0 | 0 | 0 | 0 | 0 | 0 | 0 | 0 | 0 | 0 | 0 | 0 | 0 | 0 | 0 | 0 | 0 | 0 | 0 | 0 | 0 | 0 | 0 | 0 | 0 | 0 | 0 | 0 | 0 | 0 | 0 | 0 | 0 | 0 | 0 | 0 | 0 | 0 | 0 | 0 | 0 | 0 | 0 | 0 | 0 | 0 | 0 | 0 | 0 | 0 | 0 | 0 | 0 | 0 | 0 | 0 | 0 | 0 | 0 | 0 | 0 | 0 | 0 | 0 | 0 | 0 | 0 | 0 | 0 | 0 | 0 | 0 | 0 | 0 | 0 | 0 | 0 | 0 | 0 | 0 | 0 | 0 | 0 | 0.01296% | 0 | 0 | 0 | 0 | 0 | 0 | 0 | 0 | 0 | 0 | 0 | 0 | 0 | 0 | 0 | 0 | 0 | 0 | 0 | 0 | 0 | 0 | 0 | 0
| IND-Lighting-7P_V2 | M_Input | Council 7th Plan | 2020 | Retro | 2022 | 2045 | PSE | Industrial | Miscellaneous Manufacturing | Electric | Per Region | NA | NA | Miscellaneous Manufacturing CA Retrofit -- CO2 Scrub | Miscellaneous Manufacturing CA Retrofit -- CO2 Scrub | 0 | 10 | 0 | 0 | I-All-Other-Shift3-All-All-S | 0 | 0 | 0 | 0 | 0 | 0 | 0 | 0 | 0 | 0 | 0 | 0 | Comm Flat | CA Retrofit -- CO2 Scrub | CA Retrofit -- CO2 Scrub | IndShift3 | 0.01266% | 100% | 0% | 1 | 1 | 100% | 10% | 85% | 6.8% | 0.2% | 0 | 0 | 0 | 0 | 0 | 0 | 0 | 0 | 0 |  | 0 | 0 | 0 | 01. ($9,999.000) to $0.028 | N/A | 0 | 01. ($9,999.00) to $0.22 | N/A | 0.085 | 0.085 | 0.085 | 0.085 | 0.085 | 0.085 | 0.085 | 0.085 | 0.085 | 0.085 | 0 | 0 | 0 | 0 | 0 | 0 | 0 | 0 | 0 | 0 | 0 | 0 | 0 | 0 | 0 | 0 | 0 | 0 | 0 | 0 | 0 | 0 | 0 | 0 | 0 | 0 | 0 | 0 | 0 | 0 | 0 | 0 | 0 | 0 | 0 | 0 | 0 | 0 | 0 | 0 | 0 | 0 | 0 | 0 | 0 | 0 | 0 | 0 | 0 | 0 | 0 | 0 | 0 | 0 | 0 | 0 | 0 | 0 | 0 | 0 | 0 | 0 | 0 | 0 | 0 | 0 | 0 | 0 | 0 | 0 | 0 | 0 | 0 | 0 | 0 | 0 | 0 | 0 | 0 | 0 | 0 | 0 | 0 | 0 | 0 | 0 | 0 | 0 | 0 | 0 | 0 | 0 | 0 | 0 | 0 | 0 | 0 | 0 | 0 | 0 | 0 | 0 | 0 | 0 | 0 | 0 | 0 | 0 | 0 | 0 | 0 | 0 | 0 | 0 | 0 | 0 | 0 | 0 | 0 | 0 | 0 | 0 | 0 | 0 | 0 | 0 | 0 | 0 | 0 | 0 | 0 | 0 | 0 | 0 | 0 | 0 | 0 | 0 | 0 | 0 | 0 | 0 | 0 | 0 | 0 | 0 | 0 | 0 | 0 | 0 | 0 | 0 | 0 | 0 | 0 | 0 | 0 | 0 | 0 | 0 | 0 | 0 | 0 | 0 | 0 | 0 | 0 | 0 | 0 | 0 | 0 | 0 | 0 | 0 | 0 | 0 | 0 | 0 | 0 | 0 | 0 | 0 | 0 | 0 | 0 | 0 | 0 | 0 | 0 | 0 | 0 | 0 | 0 | 0.01296% | 0 | 0 | 0 | 0 | 0 | 0 | 0 | 0 | 0 | 0 | 0 | 0 | 0 | 0 | 0 | 0 | 0 | 0 | 0 | 0 | 0 | 0 | 0 | 0
| IND-Lighting-7P_V2 | M_Input | Council 7th Plan | 2020 | Retro | 2022 | 2045 | PSE | Industrial | Miscellaneous Manufacturing | Electric | Per Region | NA | NA | Miscellaneous Manufacturing CA Retrofit -- Membrane | Miscellaneous Manufacturing CA Retrofit -- Membrane | 0 | 10 | 0 | 0 | I-All-Other-Shift3-All-All-S | 0 | 0 | 0 | 0 | 0 | 0 | 0 | 0 | 0 | 0 | 0 | 0 | Comm Flat | CA Retrofit -- Membrane | CA Retrofit -- Membrane | IndShift3 | 0.01266% | 100% | 0% | 1 | 1 | 100% | 10% | 85% | 6.8% | 0.2% | 0 | 0 | 0 | 0 | 0 | 0 | 0 | 0 | 0 |  | 0 | 0 | 0 | 01. ($9,999.000) to $0.028 | N/A | 0 | 01. ($9,999.00) to $0.22 | N/A | 0.085 | 0.085 | 0.085 | 0.085 | 0.085 | 0.085 | 0.085 | 0.085 | 0.085 | 0.085 | 0 | 0 | 0 | 0 | 0 | 0 | 0 | 0 | 0 | 0 | 0 | 0 | 0 | 0 | 0 | 0 | 0 | 0 | 0 | 0 | 0 | 0 | 0 | 0 | 0 | 0 | 0 | 0 | 0 | 0 | 0 | 0 | 0 | 0 | 0 | 0 | 0 | 0 | 0 | 0 | 0 | 0 | 0 | 0 | 0 | 0 | 0 | 0 | 0 | 0 | 0 | 0 | 0 | 0 | 0 | 0 | 0 | 0 | 0 | 0 | 0 | 0 | 0 | 0 | 0 | 0 | 0 | 0 | 0 | 0 | 0 | 0 | 0 | 0 | 0 | 0 | 0 | 0 | 0 | 0 | 0 | 0 | 0 | 0 | 0 | 0 | 0 | 0 | 0 | 0 | 0 | 0 | 0 | 0 | 0 | 0 | 0 | 0 | 0 | 0 | 0 | 0 | 0 | 0 | 0 | 0 | 0 | 0 | 0 | 0 | 0 | 0 | 0 | 0 | 0 | 0 | 0 | 0 | 0 | 0 | 0 | 0 | 0 | 0 | 0 | 0 | 0 | 0 | 0 | 0 | 0 | 0 | 0 | 0 | 0 | 0 | 0 | 0 | 0 | 0 | 0 | 0 | 0 | 0 | 0 | 0 | 0 | 0 | 0 | 0 | 0 | 0 | 0 | 0 | 0 | 0 | 0 | 0 | 0 | 0 | 0 | 0 | 0 | 0 | 0 | 0 | 0 | 0 | 0 | 0 | 0 | 0 | 0 | 0 | 0 | 0 | 0 | 0 | 0 | 0 | 0 | 0 | 0 | 0 | 0 | 0 | 0 | 0 | 0 | 0 | 0 | 0 | 0 | 0.01296% | 0 | 0 | 0 | 0 | 0 | 0 | 0 | 0 | 0 | 0 | 0 | 0 | 0 | 0 | 0 | 0 | 0 | 0 | 0 | 0 | 0 | 0 | 0 | 0
| IND-Lighting-7P_V2 | M_Input | Council 7th Plan | 2020 | Retro | 2022 | 2045 | PSE | Industrial | Miscellaneous Manufacturing | Electric | Per Region | NA | NA | Miscellaneous Manufacturing Fruit Storage Tuneup | Miscellaneous Manufacturing Fruit Storage Tuneup | 0 | 3 | 0 | 0 | C-War-Ref-All-All-All-C | 0 | 0 | 0 | 0 | 0 | 0 | 0 | 0 | 0 | 0 | 0 | 0 | Comm Flat | Fruit Storage Tuneup | Fruit Storage Tuneup | IndShift3 | 0.01266% | 100% | 0% | 1 | 1 | 100% | 33.33% | 85% | 6.8% | 0.2% | 0 | 0 | 0 | 0 | 0 | 0 | 0 | 0 | 0 |  | 0 | 0 | 0 | 01. ($9,999.000) to $0.028 | N/A | 0 | 01. ($9,999.00) to $0.22 | N/A | 0.085 | 0.085 | 0.085 | 0.085 | 0.085 | 0.085 | 0.085 | 0.085 | 0.085 | 0.085 | 0 | 0 | 0 | 0 | 0 | 0 | 0 | 0 | 0 | 0 | 0 | 0 | 0 | 0 | 0 | 0 | 0 | 0 | 0 | 0 | 0 | 0 | 0 | 0 | 0 | 0 | 0 | 0 | 0 | 0 | 0 | 0 | 0 | 0 | 0 | 0 | 0 | 0 | 0 | 0 | 0 | 0 | 0 | 0 | 0 | 0 | 0 | 0 | 0 | 0 | 0 | 0 | 0 | 0 | 0 | 0 | 0 | 0 | 0 | 0 | 0 | 0 | 0 | 0 | 0 | 0 | 0 | 0 | 0 | 0 | 0 | 0 | 0 | 0 | 0 | 0 | 0 | 0 | 0 | 0 | 0 | 0 | 0 | 0 | 0 | 0 | 0 | 0 | 0 | 0 | 0 | 0 | 0 | 0 | 0 | 0 | 0 | 0 | 0 | 0 | 0 | 0 | 0 | 0 | 0 | 0 | 0 | 0 | 0 | 0 | 0 | 0 | 0 | 0 | 0 | 0 | 0 | 0 | 0 | 0 | 0 | 0 | 0 | 0 | 0 | 0 | 0 | 0 | 0 | 0 | 0 | 0 | 0 | 0 | 0 | 0 | 0 | 0 | 0 | 0 | 0 | 0 | 0 | 0 | 0 | 0 | 0 | 0 | 0 | 0 | 0 | 0 | 0 | 0 | 0 | 0 | 0 | 0 | 0 | 0 | 0 | 0 | 0 | 0 | 0 | 0 | 0 | 0 | 0 | 0 | 0 | 0 | 0 | 0 | 0 | 0 | 0 | 0 | 0 | 0 | 0 | 0 | 0 | 0 | 0 | 0 | 0 | 0 | 0 | 0 | 0 | 0 | 0 | 0.01296% | 0 | 0 | 0 | 0 | 0 | 0 | 0 | 0 | 0 | 0 | 0 | 0 | 0 | 0 | 0 | 0 | 0 | 0 | 0 | 0 | 0 | 0 | 0 | 0
| IND-Lighting-7P_V2 | M_Input | Council 7th Plan | 2020 | Retro | 2022 | 2045 | PSE | Industrial | Miscellaneous Manufacturing | Electric | Per Region | NA | NA | Miscellaneous Manufacturing Groc Dist Retrofit | Miscellaneous Manufacturing Groc Dist Retrofit | 0 | 10 | 0 | 0 | C-War-Ref-All-All-All-C | 0 | 0 | 0 | 0 | 0 | 0 | 0 | 0 | 0 | 0 | 0 | 0 | Comm Flat | Groc Dist Retrofit | Groc Dist Retrofit | IndShift3 | 0.01266% | 100% | 0% | 1 | 1 | 100% | 10% | 85% | 6.8% | 0.2% | 0 | 0 | 0 | 0 | 0 | 0 | 0 | 0 | 0 |  | 0 | 0 | 0 | 01. ($9,999.000) to $0.028 | N/A | 0 | 01. ($9,999.00) to $0.22 | N/A | 0.085 | 0.085 | 0.085 | 0.085 | 0.085 | 0.085 | 0.085 | 0.085 | 0.085 | 0.085 | 0 | 0 | 0 | 0 | 0 | 0 | 0 | 0 | 0 | 0 | 0 | 0 | 0 | 0 | 0 | 0 | 0 | 0 | 0 | 0 | 0 | 0 | 0 | 0 | 0 | 0 | 0 | 0 | 0 | 0 | 0 | 0 | 0 | 0 | 0 | 0 | 0 | 0 | 0 | 0 | 0 | 0 | 0 | 0 | 0 | 0 | 0 | 0 | 0 | 0 | 0 | 0 | 0 | 0 | 0 | 0 | 0 | 0 | 0 | 0 | 0 | 0 | 0 | 0 | 0 | 0 | 0 | 0 | 0 | 0 | 0 | 0 | 0 | 0 | 0 | 0 | 0 | 0 | 0 | 0 | 0 | 0 | 0 | 0 | 0 | 0 | 0 | 0 | 0 | 0 | 0 | 0 | 0 | 0 | 0 | 0 | 0 | 0 | 0 | 0 | 0 | 0 | 0 | 0 | 0 | 0 | 0 | 0 | 0 | 0 | 0 | 0 | 0 | 0 | 0 | 0 | 0 | 0 | 0 | 0 | 0 | 0 | 0 | 0 | 0 | 0 | 0 | 0 | 0 | 0 | 0 | 0 | 0 | 0 | 0 | 0 | 0 | 0 | 0 | 0 | 0 | 0 | 0 | 0 | 0 | 0 | 0 | 0 | 0 | 0 | 0 | 0 | 0 | 0 | 0 | 0 | 0 | 0 | 0 | 0 | 0 | 0 | 0 | 0 | 0 | 0 | 0 | 0 | 0 | 0 | 0 | 0 | 0 | 0 | 0 | 0 | 0 | 0 | 0 | 0 | 0 | 0 | 0 | 0 | 0 | 0 | 0 | 0 | 0 | 0 | 0 | 0 | 0 | 0.01296% | 0 | 0 | 0 | 0 | 0 | 0 | 0 | 0 | 0 | 0 | 0 | 0 | 0 | 0 | 0 | 0 | 0 | 0 | 0 | 0 | 0 | 0 | 0 | 0
| IND-Lighting-7P_V2 | M_Input | Council 7th Plan | 2020 | Retro | 2022 | 2045 | PSE | Industrial | Miscellaneous Manufacturing | Electric | Per Region | NA | NA | Miscellaneous Manufacturing Groc Dist Tuneup | Miscellaneous Manufacturing Groc Dist Tuneup | 0 | 3 | 0 | 0 | C-War-Ref-All-All-All-C | 0 | 0 | 0 | 0 | 0 | 0 | 0 | 0 | 0 | 0 | 0 | 0 | Comm Flat | Groc Dist Tuneup | Groc Dist Tuneup | IndShift3 | 0.01266% | 100% | 0% | 1 | 1 | 100% | 33.33% | 85% | 6.8% | 0.2% | 0 | 0 | 0 | 0 | 0 | 0 | 0 | 0 | 0 |  | 0 | 0 | 0 | 01. ($9,999.000) to $0.028 | N/A | 0 | 01. ($9,999.00) to $0.22 | N/A | 0.085 | 0.085 | 0.085 | 0.085 | 0.085 | 0.085 | 0.085 | 0.085 | 0.085 | 0.085 | 0 | 0 | 0 | 0 | 0 | 0 | 0 | 0 | 0 | 0 | 0 | 0 | 0 | 0 | 0 | 0 | 0 | 0 | 0 | 0 | 0 | 0 | 0 | 0 | 0 | 0 | 0 | 0 | 0 | 0 | 0 | 0 | 0 | 0 | 0 | 0 | 0 | 0 | 0 | 0 | 0 | 0 | 0 | 0 | 0 | 0 | 0 | 0 | 0 | 0 | 0 | 0 | 0 | 0 | 0 | 0 | 0 | 0 | 0 | 0 | 0 | 0 | 0 | 0 | 0 | 0 | 0 | 0 | 0 | 0 | 0 | 0 | 0 | 0 | 0 | 0 | 0 | 0 | 0 | 0 | 0 | 0 | 0 | 0 | 0 | 0 | 0 | 0 | 0 | 0 | 0 | 0 | 0 | 0 | 0 | 0 | 0 | 0 | 0 | 0 | 0 | 0 | 0 | 0 | 0 | 0 | 0 | 0 | 0 | 0 | 0 | 0 | 0 | 0 | 0 | 0 | 0 | 0 | 0 | 0 | 0 | 0 | 0 | 0 | 0 | 0 | 0 | 0 | 0 | 0 | 0 | 0 | 0 | 0 | 0 | 0 | 0 | 0 | 0 | 0 | 0 | 0 | 0 | 0 | 0 | 0 | 0 | 0 | 0 | 0 | 0 | 0 | 0 | 0 | 0 | 0 | 0 | 0 | 0 | 0 | 0 | 0 | 0 | 0 | 0 | 0 | 0 | 0 | 0 | 0 | 0 | 0 | 0 | 0 | 0 | 0 | 0 | 0 | 0 | 0 | 0 | 0 | 0 | 0 | 0 | 0 | 0 | 0 | 0 | 0 | 0 | 0 | 0 | 0.01296% | 0 | 0 | 0 | 0 | 0 | 0 | 0 | 0 | 0 | 0 | 0 | 0 | 0 | 0 | 0 | 0 | 0 | 0 | 0 | 0 | 0 | 0 | 0 | 0
| IND-Lighting-7P_V2 | M_Input | Council 7th Plan | 2020 | Retro | 2022 | 2045 | PSE | Industrial | Miscellaneous Manufacturing | Electric | Per Region | NA | NA | Miscellaneous Manufacturing Plant Energy Management | Miscellaneous Manufacturing Plant Energy Management | 5012514.2236 | 10 | 136585.4033 | 179671.9074 | I-All-Other-Shift3-All-All-S | 0 | 0 | 0 | 0 | 0 | 0 | 0 | 0 | 0 | 0 | 0 | 0 | Comm Flat | Plant Energy Management | Plant Energy Management | IndShift3 | 0.01266% | 100% | 0% | 1 | 1 | 100% | 10% | 85% | 6.8% | 0.2% | 2343456.0486 | 93410.1069 | 243686.6156 | 226113.0943 | 0 | 0 | 0 | 2013737.1487 | 0 |  | 0.034415 | 0 | 0.034415 | 02. $0.028 to $0.055 | N/A | 0 | 01. ($9,999.00) to $0.22 | N/A | 0.085 | 0.085 | 0.085 | 0.085 | 0.085 | 0.085 | 0.085 | 0.085 | 0.085 | 0.085 | 0 | 0 | 0 | 0 | 0 | 0 | 0 | 0 | 0 | 0 | 0 | 0 | 0 | 0 | 426063.709 | 433742.954 | 434899.592 | 430157.1791 | 427498.5705 | 425571.2268 | 425732.5929 | 422789.186 | 422232.6046 | 421158.351 | 0 | 0 | 0 | 0 | 0 | 0 | 0 | 0 | 0 | 0 | 0 | 0 | 0 | 0 | 4269845.966 | 426063.709 | 859806.663 | 1294706.2551 | 1724863.4342 | 2152362.0047 | 2577933.2315 | 3003665.8244 | 3426455.0103 | 3848687.6149 | 4269845.966 | 4269845.966 | 4269845.966 | 4269845.966 | 4269845.966 | 4269845.966 | 4269845.966 | 4269845.966 | 4269845.966 | 4269845.966 | 4269845.966 | 4269845.966 | 4269845.966 | 4269845.966 | 4269845.966 | 0 | 0 | 0 | 0 | 0 | 0 | 0 | 0 | 0 | 0 | 0 | 0 | 0 | 0 | 0 | 0 | 0 | 0 | 0 | 0 | 0 | 0 | 0 | 0 | 0 | 0 | 0 | 0 | 0 | 0 | 0 | 0 | 0 | 0 | 0 | 0 | 0 | 0 | 0 | 0 | 0 | 0 | 0 | 0 | 0 | 0 | 0 | 0 | 0 | 0 | 0 | 0 | 0 | 0 | 0 | 0 | 0 | 0 | 0 | 0 | 0 | 53.9381 | 108.8484 | 163.9051 | 218.3615 | 272.4813 | 326.357 | 380.2532 | 433.7768 | 487.2299 | 540.5471 | 540.5471 | 540.5471 | 540.5471 | 540.5471 | 540.5471 | 540.5471 | 540.5471 | 540.5471 | 540.5471 | 540.5471 | 540.5471 | 540.5471 | 540.5471 | 540.5471 | 171167.6576 | 174252.7324 | 174717.4024 | 172812.1762 | 171744.1017 | 170969.8069 | 171034.6344 | 169852.1444 | 169628.5424 | 169196.9697 | 0 | 0 | 0 | 0 | 0 | 0 | 0 | 0 | 0 | 0 | 0 | 0 | 0 | 0 | 1715376.168 | 0 | 0 | 0 | 0 | 0 | 0 | 0 | 0 | 0 | 0 | 0 | 0 | 0 | 0 | 0 | 0 | 0 | 0 | 0 | 0 | 0.01296% | 55.2059 | 111.4068 | 167.7575 | 223.4938 | 278.8856 | 334.0277 | 389.1906 | 443.9722 | 498.6817 | 553.252 | 553.252 | 553.252 | 553.252 | 553.252 | 553.252 | 553.252 | 553.252 | 553.252 | 553.252 | 553.252 | 553.252 | 553.252 | 553.252 | 553.252
| IND-Lighting-7P_V2 | M_Input | Council 7th Plan | 2020 | Retro | 2022 | 2045 | PSE | Industrial | Miscellaneous Manufacturing | Electric | Per Region | NA | NA | Miscellaneous Manufacturing Energy Project Management | Miscellaneous Manufacturing Energy Project Management | 0 | 11 | 0 | 0 | I-All-Other-Shift3-All-All-S | 0 | 0 | 0 | 0 | 0 | 0 | 0 | 0 | 0 | 0 | 0 | 0 | Comm Flat | Energy Project Management | Energy Project Management | IndShift3 | 0.01266% | 100% | 0% | 1 | 1 | 100% | 9.091% | 85% | 6.8% | 0.2% | 0 | 0 | 0 | 0 | 0 | 0 | 0 | 0 | 0 |  | 0 | 0 | 0 | 01. ($9,999.000) to $0.028 | N/A | 0 | 01. ($9,999.00) to $0.22 | N/A | 0.085 | 0.085 | 0.085 | 0.085 | 0.085 | 0.085 | 0.085 | 0.085 | 0.085 | 0.085 | 0 | 0 | 0 | 0 | 0 | 0 | 0 | 0 | 0 | 0 | 0 | 0 | 0 | 0 | 0 | 0 | 0 | 0 | 0 | 0 | 0 | 0 | 0 | 0 | 0 | 0 | 0 | 0 | 0 | 0 | 0 | 0 | 0 | 0 | 0 | 0 | 0 | 0 | 0 | 0 | 0 | 0 | 0 | 0 | 0 | 0 | 0 | 0 | 0 | 0 | 0 | 0 | 0 | 0 | 0 | 0 | 0 | 0 | 0 | 0 | 0 | 0 | 0 | 0 | 0 | 0 | 0 | 0 | 0 | 0 | 0 | 0 | 0 | 0 | 0 | 0 | 0 | 0 | 0 | 0 | 0 | 0 | 0 | 0 | 0 | 0 | 0 | 0 | 0 | 0 | 0 | 0 | 0 | 0 | 0 | 0 | 0 | 0 | 0 | 0 | 0 | 0 | 0 | 0 | 0 | 0 | 0 | 0 | 0 | 0 | 0 | 0 | 0 | 0 | 0 | 0 | 0 | 0 | 0 | 0 | 0 | 0 | 0 | 0 | 0 | 0 | 0 | 0 | 0 | 0 | 0 | 0 | 0 | 0 | 0 | 0 | 0 | 0 | 0 | 0 | 0 | 0 | 0 | 0 | 0 | 0 | 0 | 0 | 0 | 0 | 0 | 0 | 0 | 0 | 0 | 0 | 0 | 0 | 0 | 0 | 0 | 0 | 0 | 0 | 0 | 0 | 0 | 0 | 0 | 0 | 0 | 0 | 0 | 0 | 0 | 0 | 0 | 0 | 0 | 0 | 0 | 0 | 0 | 0 | 0 | 0 | 0 | 0 | 0 | 0 | 0 | 0 | 0 | 0.01296% | 0 | 0 | 0 | 0 | 0 | 0 | 0 | 0 | 0 | 0 | 0 | 0 | 0 | 0 | 0 | 0 | 0 | 0 | 0 | 0 | 0 | 0 | 0 | 0
| IND-Lighting-7P_V2 | M_Input | Council 7th Plan | 2020 | Retro | 2022 | 2045 | PSE | Industrial | Miscellaneous Manufacturing | Electric | Per Region | NA | NA | Miscellaneous Manufacturing Integrated Plant Energy Management | Miscellaneous Manufacturing Integrated Plant Energy Management | 0 | 11 | 0 | 0 | I-All-Other-Shift3-All-All-S | 0 | 0 | 0 | 0 | 0 | 0 | 0 | 0 | 0 | 0 | 0 | 0 | Comm Flat | Integrated Plant Energy Management | Integrated Plant Energy Management | IndShift3 | 0.01266% | 100% | 0% | 1 | 1 | 100% | 9.091% | 85% | 6.8% | 0.2% | 0 | 0 | 0 | 0 | 0 | 0 | 0 | 0 | 0 |  | 0 | 0 | 0 | 01. ($9,999.000) to $0.028 | N/A | 0 | 01. ($9,999.00) to $0.22 | N/A | 0.085 | 0.085 | 0.085 | 0.085 | 0.085 | 0.085 | 0.085 | 0.085 | 0.085 | 0.085 | 0 | 0 | 0 | 0 | 0 | 0 | 0 | 0 | 0 | 0 | 0 | 0 | 0 | 0 | 0 | 0 | 0 | 0 | 0 | 0 | 0 | 0 | 0 | 0 | 0 | 0 | 0 | 0 | 0 | 0 | 0 | 0 | 0 | 0 | 0 | 0 | 0 | 0 | 0 | 0 | 0 | 0 | 0 | 0 | 0 | 0 | 0 | 0 | 0 | 0 | 0 | 0 | 0 | 0 | 0 | 0 | 0 | 0 | 0 | 0 | 0 | 0 | 0 | 0 | 0 | 0 | 0 | 0 | 0 | 0 | 0 | 0 | 0 | 0 | 0 | 0 | 0 | 0 | 0 | 0 | 0 | 0 | 0 | 0 | 0 | 0 | 0 | 0 | 0 | 0 | 0 | 0 | 0 | 0 | 0 | 0 | 0 | 0 | 0 | 0 | 0 | 0 | 0 | 0 | 0 | 0 | 0 | 0 | 0 | 0 | 0 | 0 | 0 | 0 | 0 | 0 | 0 | 0 | 0 | 0 | 0 | 0 | 0 | 0 | 0 | 0 | 0 | 0 | 0 | 0 | 0 | 0 | 0 | 0 | 0 | 0 | 0 | 0 | 0 | 0 | 0 | 0 | 0 | 0 | 0 | 0 | 0 | 0 | 0 | 0 | 0 | 0 | 0 | 0 | 0 | 0 | 0 | 0 | 0 | 0 | 0 | 0 | 0 | 0 | 0 | 0 | 0 | 0 | 0 | 0 | 0 | 0 | 0 | 0 | 0 | 0 | 0 | 0 | 0 | 0 | 0 | 0 | 0 | 0 | 0 | 0 | 0 | 0 | 0 | 0 | 0 | 0 | 0 | 0.01296% | 0 | 0 | 0 | 0 | 0 | 0 | 0 | 0 | 0 | 0 | 0 | 0 | 0 | 0 | 0 | 0 | 0 | 0 | 0 | 0 | 0 | 0 | 0 | 0
| Industrial_tool_Gas | M_Input | 2000-2018 Industrial Assessment Center | 2020 | Retro | 2022 | 2041 | PSE | Industrial | Mechanical Pulp | Gas | Per Region | NA | NA | Mechanical Pulp Building Envelope Infiltration Improvements | Mechanical Pulp Building Envelope Infiltration Improvements | 0 | 20 | 907.422 | 0 | I-All-Other-Shift3-All-All-S | 0 | 0 | 0 | 0 | 0 | 0 | 0 | 898.879 | I-All-Other-Shift3-All-All-S | 0 | 0 | 0 | Comm Flat | Building Envelope Infiltration Improvements | Building Envelope Infiltration Improvements | IndShift3 | 0.01266% | 0% | 100% | 1 | 1 | 100% | 5% | 85% | 6.8% | 0.2% | 12312.5016 | 46.3106 | 1235.8812 | 0 | 907.422 | 0 | 0 | 0 | -193.2854 |  | 0 | -0.019983 | 0 | 01. ($9,999.000) to $0.028 | N/A | -0.019983 | 01. ($9,999.00) to $0.22 | N/A | 0 | 0 | 0 | 0 | 0 | 0 | 0 | 0 | 0 | 0 | 0 | 0 | 0 | 0 | 0 | 0 | 0 | 0 | 0 | 0 | 0 | 0 | 0 | 0 | 0 | 0 | 0 | 0 | 0 | 0 | 0 | 0 | 0 | 0 | 0 | 0 | 0 | 0 | 0 | 0 | 0 | 0 | 0 | 0 | 0 | 0 | 0 | 0 | 0 | 0 | 0 | 0 | 0 | 0 | 0 | 0 | 0 | 0 | 0 | 0 | 0 | 0 | 0 | 0 | 0 | 0 | 0 | 0 | 0 | 0 | 0 | 0 | 0 | 0.085 | 0.085 | 0.085 | 0.085 | 0.085 | 0.085 | 0.085 | 0.085 | 0.085 | 0.085 | 0 | 0 | 0 | 0 | 0 | 0 | 0 | 0 | 0 | 0 | 76.4047 | 75.9316 | 75.3233 | 74.8046 | 74.2235 | 73.6454 | 73.0114 | 72.5036 | 71.9361 | 71.3659 | 0 | 0 | 0 | 0 | 0 | 0 | 0 | 0 | 0 | 0 | 739.1501 | 76.4047 | 152.3363 | 227.6595 | 302.4641 | 376.6877 | 450.333 | 523.3444 | 595.8481 | 667.7841 | 739.1501 | 739.1501 | 739.1501 | 739.1501 | 739.1501 | 739.1501 | 739.1501 | 739.1501 | 739.1501 | 739.1501 | 739.1501 | 0 | 0 | 0 | 0 | 0 | 0 | 0 | 0 | 0 | 0 | 0 | 0 | 0 | 0 | 0 | 0 | 0 | 0 | 0 | 0 | 0 | 0 | 0 | 0 | 0 | 0 | 0 | 0 | 0 | 0 | 0 | 0 | 0 | 0 | 0 | 0 | 0 | 0 | 0 | 0 | 0 | 0 | 0 | 0 | 0 | 0 | 0 | 0 | 0 | 0 | 0 | 0 | 0 | 0 | 0 | 0 | 0 | 0 | 0 | 0 | 0 | 0 | 0 | 0 | 0 | 0 | 0 | 0 | 0 | 0.01296% | 0 | 0 | 0 | 0 | 0 | 0 | 0 | 0 | 0 | 0 | 0 | 0 | 0 | 0 | 0 | 0 | 0 | 0 | 0 | 0 | 0 | 0 | 0 | 0
| Industrial_tool_Gas | M_Input | 2000-2018 Industrial Assessment Center | 2020 | Retro | 2022 | 2041 | PSE | Industrial | Mechanical Pulp | Gas | Per Region | NA | NA | Mechanical Pulp Building Envelope Insulation and Window/Door Improvements | Mechanical Pulp Building Envelope Insulation and Window/Door Improvements | 0 | 20 | 3236.1472 | 0 | I-All-Other-Shift3-All-All-S | 0 | 0 | 0 | 0 | 0 | 0 | 0 | 875.3716 | I-All-Other-Shift3-All-All-S | 0 | 0 | 0 | Comm Flat | Building Envelope Insulation and Window/Door Improvements | Building Envelope Insulation and Window/Door Improvements | IndShift3 | 0.01266% | 0% | 100% | 1 | 1 | 100% | 5% | 85% | 6.8% | 0.2% | 11990.5066 | 45.0995 | 1203.5606 | 0 | 3236.1472 | 0 | 0 | 0 | 2634.7165 |  | 0 | 0.27971 | 0 | 01. ($9,999.000) to $0.028 | N/A | 0.27971 | 02. $0.22 to $0.30 | N/A | 0 | 0 | 0 | 0 | 0 | 0 | 0 | 0 | 0 | 0 | 0 | 0 | 0 | 0 | 0 | 0 | 0 | 0 | 0 | 0 | 0 | 0 | 0 | 0 | 0 | 0 | 0 | 0 | 0 | 0 | 0 | 0 | 0 | 0 | 0 | 0 | 0 | 0 | 0 | 0 | 0 | 0 | 0 | 0 | 0 | 0 | 0 | 0 | 0 | 0 | 0 | 0 | 0 | 0 | 0 | 0 | 0 | 0 | 0 | 0 | 0 | 0 | 0 | 0 | 0 | 0 | 0 | 0 | 0 | 0 | 0 | 0 | 0 | 0.085 | 0.085 | 0.085 | 0.085 | 0.085 | 0.085 | 0.085 | 0.085 | 0.085 | 0.085 | 0 | 0 | 0 | 0 | 0 | 0 | 0 | 0 | 0 | 0 | 74.4066 | 73.9458 | 73.3534 | 72.8483 | 72.2825 | 71.7194 | 71.102 | 70.6075 | 70.0548 | 69.4996 | 0 | 0 | 0 | 0 | 0 | 0 | 0 | 0 | 0 | 0 | 719.8199 | 74.4066 | 148.3524 | 221.7058 | 294.5541 | 366.8366 | 438.556 | 509.658 | 580.2655 | 650.3203 | 719.8199 | 719.8199 | 719.8199 | 719.8199 | 719.8199 | 719.8199 | 719.8199 | 719.8199 | 719.8199 | 719.8199 | 719.8199 | 0 | 0 | 0 | 0 | 0 | 0 | 0 | 0 | 0 | 0 | 0 | 0 | 0 | 0 | 0 | 0 | 0 | 0 | 0 | 0 | 0 | 0 | 0 | 0 | 0 | 0 | 0 | 0 | 0 | 0 | 0 | 0 | 0 | 0 | 0 | 0 | 0 | 0 | 0 | 0 | 0 | 0 | 0 | 0 | 0 | 0 | 0 | 0 | 0 | 223.9509 | 222.564 | 220.781 | 219.2607 | 217.5577 | 215.863 | 214.0047 | 212.5164 | 210.8528 | 209.1817 | 0 | 0 | 0 | 0 | 0 | 0 | 0 | 0 | 0 | 0 | 0.01296% | 0 | 0 | 0 | 0 | 0 | 0 | 0 | 0 | 0 | 0 | 0 | 0 | 0 | 0 | 0 | 0 | 0 | 0 | 0 | 0 | 0 | 0 | 0 | 0
| Industrial_tool_Gas | M_Input | 2000-2018 Industrial Assessment Center | 2020 | Retro | 2022 | 2041 | PSE | Industrial | Mechanical Pulp | Gas | Per Region | NA | NA | Mechanical Pulp Equipment Upgrade - Replace Existing HVAC Unit With High Efficiency Model | Mechanical Pulp Equipment Upgrade - Replace Existing HVAC Unit With High Efficiency Model | 0 | 20 | 3539.4675 | 0 | I-All-Other-Shift3-All-All-S | 0 | 0 | 0 | 0 | 0 | 0 | 0 | 2731.7059 | I-All-Other-Shift3-All-All-S | 0 | 0 | 0 | Comm Flat | Equipment Upgrade - Replace Existing HVAC Unit With High Efficiency Model | Equipment Upgrade - Replace Existing HVAC Unit With High Efficiency Model | IndShift3 | 0.01266% | 0% | 100% | 1 | 1 | 100% | 5% | 85% | 6.8% | 0.2% | 37417.8665 | 140.7387 | 3755.8605 | 0 | 3539.4675 | 0 | 0 | 0 | 350.7618 |  | 0 | 0.011933 | 0 | 01. ($9,999.000) to $0.028 | N/A | 0.011933 | 01. ($9,999.00) to $0.22 | N/A | 0 | 0 | 0 | 0 | 0 | 0 | 0 | 0 | 0 | 0 | 0 | 0 | 0 | 0 | 0 | 0 | 0 | 0 | 0 | 0 | 0 | 0 | 0 | 0 | 0 | 0 | 0 | 0 | 0 | 0 | 0 | 0 | 0 | 0 | 0 | 0 | 0 | 0 | 0 | 0 | 0 | 0 | 0 | 0 | 0 | 0 | 0 | 0 | 0 | 0 | 0 | 0 | 0 | 0 | 0 | 0 | 0 | 0 | 0 | 0 | 0 | 0 | 0 | 0 | 0 | 0 | 0 | 0 | 0 | 0 | 0 | 0 | 0 | 0.085 | 0.085 | 0.085 | 0.085 | 0.085 | 0.085 | 0.085 | 0.085 | 0.085 | 0.085 | 0 | 0 | 0 | 0 | 0 | 0 | 0 | 0 | 0 | 0 | 232.195 | 230.7571 | 228.9084 | 227.3322 | 225.5664 | 223.8094 | 221.8827 | 220.3395 | 218.6147 | 216.8821 | 0 | 0 | 0 | 0 | 0 | 0 | 0 | 0 | 0 | 0 | 2246.2875 | 232.195 | 462.9521 | 691.8605 | 919.1927 | 1144.7591 | 1368.5685 | 1590.4511 | 1810.7907 | 2029.4054 | 2246.2875 | 2246.2875 | 2246.2875 | 2246.2875 | 2246.2875 | 2246.2875 | 2246.2875 | 2246.2875 | 2246.2875 | 2246.2875 | 2246.2875 | 0 | 0 | 0 | 0 | 0 | 0 | 0 | 0 | 0 | 0 | 0 | 0 | 0 | 0 | 0 | 0 | 0 | 0 | 0 | 0 | 0 | 0 | 0 | 0 | 0 | 0 | 0 | 0 | 0 | 0 | 0 | 0 | 0 | 0 | 0 | 0 | 0 | 0 | 0 | 0 | 0 | 0 | 0 | 0 | 0 | 0 | 0 | 0 | 0 | 29.8148 | 29.6301 | 29.3928 | 29.1904 | 28.9636 | 28.738 | 28.4906 | 28.2925 | 28.071 | 27.8485 | 0 | 0 | 0 | 0 | 0 | 0 | 0 | 0 | 0 | 0 | 0.01296% | 0 | 0 | 0 | 0 | 0 | 0 | 0 | 0 | 0 | 0 | 0 | 0 | 0 | 0 | 0 | 0 | 0 | 0 | 0 | 0 | 0 | 0 | 0 | 0
| Industrial_tool_Gas | M_Input | 2000-2018 Industrial Assessment Center | 2020 | Retro | 2022 | 2041 | PSE | Industrial | Mechanical Pulp | Gas | Per Region | NA | NA | Mechanical Pulp HVAC Equipment Scheduling Improvements - HVAC Controls, Timers Or Thermostats | Mechanical Pulp HVAC Equipment Scheduling Improvements - HVAC Controls, Timers Or Thermostats | 0 | 15 | 2082.9178 | 0 | I-All-Other-Shift3-All-All-S | 0 | 0 | 0 | 0 | 0 | 0 | 0 | 1591.2445 | I-All-Other-Shift3-All-All-S | 0 | 0 | 0 | Comm Flat | HVAC Equipment Scheduling Improvements - HVAC Controls, Timers Or Thermostats | HVAC Equipment Scheduling Improvements - HVAC Controls, Timers Or Thermostats | IndShift3 | 0.01266% | 0% | 100% | 1 | 1 | 100% | 6.667% | 85% | 6.8% | 0.2% | 16884.0831 | 81.9816 | 1696.6065 | 0 | 2453.5004 | 0 | 0 | 0 | 1091.4958 |  | 0 | 0.063745 | 0 | 01. ($9,999.000) to $0.028 | N/A | 0.063745 | 01. ($9,999.00) to $0.22 | N/A | 0 | 0 | 0 | 0 | 0 | 0 | 0 | 0 | 0 | 0 | 0 | 0 | 0 | 0 | 0 | 0 | 0 | 0 | 0 | 0 | 0 | 0 | 0 | 0 | 0 | 0 | 0 | 0 | 0 | 0 | 0 | 0 | 0 | 0 | 0 | 0 | 0 | 0 | 0 | 0 | 0 | 0 | 0 | 0 | 0 | 0 | 0 | 0 | 0 | 0 | 0 | 0 | 0 | 0 | 0 | 0 | 0 | 0 | 0 | 0 | 0 | 0 | 0 | 0 | 0 | 0 | 0 | 0 | 0 | 0 | 0 | 0 | 0 | 0.085 | 0.085 | 0.085 | 0.085 | 0.085 | 0.085 | 0.085 | 0.085 | 0.085 | 0.085 | 0 | 0 | 0 | 0 | 0 | 0 | 0 | 0 | 0 | 0 | 135.2558 | 134.4182 | 133.3413 | 132.4231 | 131.3946 | 130.3711 | 129.2487 | 128.3499 | 127.3451 | 126.3359 | 0 | 0 | 0 | 0 | 0 | 0 | 0 | 0 | 0 | 0 | 1308.4837 | 135.2558 | 269.674 | 403.0153 | 535.4384 | 666.833 | 797.2041 | 926.4528 | 1054.8027 | 1182.1478 | 1308.4837 | 1308.4837 | 1308.4837 | 1308.4837 | 1308.4837 | 1308.4837 | 1308.4837 | 1308.4837 | 1308.4837 | 1308.4837 | 1308.4837 | 0 | 0 | 0 | 0 | 0 | 0 | 0 | 0 | 0 | 0 | 0 | 0 | 0 | 0 | 0 | 0 | 0 | 0 | 0 | 0 | 0 | 0 | 0 | 0 | 0 | 0 | 0 | 0 | 0 | 0 | 0 | 0 | 0 | 0 | 0 | 0 | 0 | 0 | 0 | 0 | 0 | 0 | 0 | 0 | 0 | 0 | 0 | 0 | 0 | 92.7771 | 92.2026 | 91.464 | 90.8341 | 90.1286 | 89.4265 | 88.6567 | 88.0401 | 87.3509 | 86.6586 | 0 | 0 | 0 | 0 | 0 | 0 | 0 | 0 | 0 | 0 | 0.01296% | 0 | 0 | 0 | 0 | 0 | 0 | 0 | 0 | 0 | 0 | 0 | 0 | 0 | 0 | 0 | 0 | 0 | 0 | 0 | 0 | 0 | 0 | 0 | 0
| Industrial_tool_Gas | M_Input | 2000-2018 Industrial Assessment Center | 2020 | Retro | 2022 | 2041 | PSE | Industrial | Mechanical Pulp | Gas | Per Region | NA | NA | Mechanical Pulp Optimize Ventilation System | Mechanical Pulp Optimize Ventilation System | 0 | 5 | 1877.5909 | 0 | I-All-Other-Shift3-All-All-S | 0 | 0 | 0 | 0 | 0 | 0 | 0 | 1300.3206 | I-All-Other-Shift3-All-All-S | 0 | 0 | 0 | Comm Flat | Optimize Ventilation System | Optimize Ventilation System | IndShift3 | 0.01266% | 0% | 100% | 1 | 1 | 100% | 20% | 85% | 6.8% | 0.2% | 4996.4003 | 66.9931 | 506.3393 | 0 | 4901.2601 | 0 | 0 | 0 | 4703.4459 |  | 0 | 0.33614 | 0 | 01. ($9,999.000) to $0.028 | N/A | 0.45 | 04. $0.45 to $0.50 | N/A | 0 | 0 | 0 | 0 | 0 | 0 | 0 | 0 | 0 | 0 | 0 | 0 | 0 | 0 | 0 | 0 | 0 | 0 | 0 | 0 | 0 | 0 | 0 | 0 | 0 | 0 | 0 | 0 | 0 | 0 | 0 | 0 | 0 | 0 | 0 | 0 | 0 | 0 | 0 | 0 | 0 | 0 | 0 | 0 | 0 | 0 | 0 | 0 | 0 | 0 | 0 | 0 | 0 | 0 | 0 | 0 | 0 | 0 | 0 | 0 | 0 | 0 | 0 | 0 | 0 | 0 | 0 | 0 | 0 | 0 | 0 | 0 | 0 | 0.085 | 0.085 | 0.085 | 0.085 | 0.085 | 0.085 | 0.085 | 0.085 | 0.085 | 0.085 | 0 | 0 | 0 | 0 | 0 | 0 | 0 | 0 | 0 | 0 | 110.5273 | 109.8428 | 108.9628 | 108.2125 | 107.372 | 106.5356 | 105.6185 | 104.8839 | 104.0629 | 103.2382 | 0 | 0 | 0 | 0 | 0 | 0 | 0 | 0 | 0 | 0 | 1069.2564 | 110.5273 | 220.37 | 329.3329 | 437.5454 | 544.9173 | 651.4529 | 757.0714 | 861.9553 | 966.0182 | 1069.2564 | 1069.2564 | 1069.2564 | 1069.2564 | 1069.2564 | 1069.2564 | 1069.2564 | 1069.2564 | 1069.2564 | 1069.2564 | 1069.2564 | 0 | 0 | 0 | 0 | 0 | 0 | 0 | 0 | 0 | 0 | 0 | 0 | 0 | 0 | 0 | 0 | 0 | 0 | 0 | 0 | 0 | 0 | 0 | 0 | 0 | 0 | 0 | 0 | 0 | 0 | 0 | 0 | 0 | 0 | 0 | 0 | 0 | 0 | 0 | 0 | 0 | 0 | 0 | 0 | 0 | 0 | 0 | 0 | 0 | 399.7929 | 397.3171 | 394.1341 | 391.4201 | 388.3798 | 385.3545 | 382.0371 | 379.3802 | 376.4104 | 373.4272 | 0 | 0 | 0 | 0 | 0 | 0 | 0 | 0 | 0 | 0 | 0.01296% | 0 | 0 | 0 | 0 | 0 | 0 | 0 | 0 | 0 | 0 | 0 | 0 | 0 | 0 | 0 | 0 | 0 | 0 | 0 | 0 | 0 | 0 | 0 | 0
| Industrial_tool_Gas | M_Input | 2000-2018 Industrial Assessment Center | 2020 | Retro | 2022 | 2041 | PSE | Industrial | Mechanical Pulp | Gas | Per Region | NA | NA | Mechanical Pulp Analyze Flue Gas For Proper Air/Fuel Ratio | Mechanical Pulp Analyze Flue Gas For Proper Air/Fuel Ratio | 0 | 5 | 6050.7417 | 0 | I-All-Other-Shift3-All-All-S | 0 | 0 | 0 | 0 | 0 | 0 | 0 | 16975.9489 | I-All-Other-Shift3-All-All-S | 0 | 0 | 0 | Comm Flat | Analyze Flue Gas For Proper Air/Fuel Ratio | Analyze Flue Gas For Proper Air/Fuel Ratio | IndShift3 | 0.01266% | 0% | 100% | 1 | 1 | 100% | 20% | 85% | 6.8% | 0.2% | 65229.0164 | 874.6082 | 6610.3625 | 0 | 15794.846 | 0 | 0 | 0 | 9520.0237 |  | 0 | 0.052115 | 0 | 01. ($9,999.000) to $0.028 | N/A | 0.052115 | 01. ($9,999.00) to $0.22 | N/A | 0 | 0 | 0 | 0 | 0 | 0 | 0 | 0 | 0 | 0 | 0 | 0 | 0 | 0 | 0 | 0 | 0 | 0 | 0 | 0 | 0 | 0 | 0 | 0 | 0 | 0 | 0 | 0 | 0 | 0 | 0 | 0 | 0 | 0 | 0 | 0 | 0 | 0 | 0 | 0 | 0 | 0 | 0 | 0 | 0 | 0 | 0 | 0 | 0 | 0 | 0 | 0 | 0 | 0 | 0 | 0 | 0 | 0 | 0 | 0 | 0 | 0 | 0 | 0 | 0 | 0 | 0 | 0 | 0 | 0 | 0 | 0 | 0 | 0.085 | 0.085 | 0.085 | 0.085 | 0.085 | 0.085 | 0.085 | 0.085 | 0.085 | 0.085 | 0 | 0 | 0 | 0 | 0 | 0 | 0 | 0 | 0 | 0 | 1442.9557 | 1434.0198 | 1422.5316 | 1412.7361 | 1401.7628 | 1390.8439 | 1378.8704 | 1369.2809 | 1358.5623 | 1347.7951 | 0 | 0 | 0 | 0 | 0 | 0 | 0 | 0 | 0 | 0 | 13959.3587 | 1442.9557 | 2876.9754 | 4299.5071 | 5712.2432 | 7114.006 | 8504.8499 | 9883.7203 | 11253.0013 | 12611.5636 | 13959.3587 | 13959.3587 | 13959.3587 | 13959.3587 | 13959.3587 | 13959.3587 | 13959.3587 | 13959.3587 | 13959.3587 | 13959.3587 | 13959.3587 | 0 | 0 | 0 | 0 | 0 | 0 | 0 | 0 | 0 | 0 | 0 | 0 | 0 | 0 | 0 | 0 | 0 | 0 | 0 | 0 | 0 | 0 | 0 | 0 | 0 | 0 | 0 | 0 | 0 | 0 | 0 | 0 | 0 | 0 | 0 | 0 | 0 | 0 | 0 | 0 | 0 | 0 | 0 | 0 | 0 | 0 | 0 | 0 | 0 | 809.202 | 804.1908 | 797.7483 | 792.2551 | 786.1013 | 779.978 | 773.2634 | 767.8856 | 761.8746 | 755.8365 | 0 | 0 | 0 | 0 | 0 | 0 | 0 | 0 | 0 | 0 | 0.01296% | 0 | 0 | 0 | 0 | 0 | 0 | 0 | 0 | 0 | 0 | 0 | 0 | 0 | 0 | 0 | 0 | 0 | 0 | 0 | 0 | 0 | 0 | 0 | 0
| Industrial_tool_Gas | M_Input | 2000-2018 Industrial Assessment Center | 2020 | Retro | 2022 | 2041 | PSE | Industrial | Mechanical Pulp | Gas | Per Region | NA | NA | Mechanical Pulp Boiler - Operation, Maintenance, And Scheduling | Mechanical Pulp Boiler - Operation, Maintenance, And Scheduling | 0 | 5 | 7178.4119 | 0 | I-All-Other-Shift3-All-All-S | 0 | 0 | 0 | 0 | 0 | 0 | 0 | 17877.1666 | I-All-Other-Shift3-All-All-S | 0 | 0 | 0 | Comm Flat | Boiler - Operation, Maintenance, And Scheduling | Boiler - Operation, Maintenance, And Scheduling | IndShift3 | 0.01266% | 0% | 100% | 1 | 1 | 100% | 20% | 85% | 6.8% | 0.2% | 68691.8888 | 921.0393 | 6961.2928 | 0 | 18738.5145 | 0 | 0 | 0 | 12291.8647 |  | 0 | 0.063897 | 0 | 01. ($9,999.000) to $0.028 | N/A | 0.063897 | 01. ($9,999.00) to $0.22 | N/A | 0 | 0 | 0 | 0 | 0 | 0 | 0 | 0 | 0 | 0 | 0 | 0 | 0 | 0 | 0 | 0 | 0 | 0 | 0 | 0 | 0 | 0 | 0 | 0 | 0 | 0 | 0 | 0 | 0 | 0 | 0 | 0 | 0 | 0 | 0 | 0 | 0 | 0 | 0 | 0 | 0 | 0 | 0 | 0 | 0 | 0 | 0 | 0 | 0 | 0 | 0 | 0 | 0 | 0 | 0 | 0 | 0 | 0 | 0 | 0 | 0 | 0 | 0 | 0 | 0 | 0 | 0 | 0 | 0 | 0 | 0 | 0 | 0 | 0.085 | 0.085 | 0.085 | 0.085 | 0.085 | 0.085 | 0.085 | 0.085 | 0.085 | 0.085 | 0 | 0 | 0 | 0 | 0 | 0 | 0 | 0 | 0 | 0 | 1519.5592 | 1510.1489 | 1498.0509 | 1487.7354 | 1476.1795 | 1464.6809 | 1452.0718 | 1441.9732 | 1430.6855 | 1419.3467 | 0 | 0 | 0 | 0 | 0 | 0 | 0 | 0 | 0 | 0 | 14700.4319 | 1519.5592 | 3029.708 | 4527.7589 | 6015.4943 | 7491.6738 | 8956.3546 | 10408.4264 | 11850.3997 | 13281.0852 | 14700.4319 | 14700.4319 | 14700.4319 | 14700.4319 | 14700.4319 | 14700.4319 | 14700.4319 | 14700.4319 | 14700.4319 | 14700.4319 | 14700.4319 | 0 | 0 | 0 | 0 | 0 | 0 | 0 | 0 | 0 | 0 | 0 | 0 | 0 | 0 | 0 | 0 | 0 | 0 | 0 | 0 | 0 | 0 | 0 | 0 | 0 | 0 | 0 | 0 | 0 | 0 | 0 | 0 | 0 | 0 | 0 | 0 | 0 | 0 | 0 | 0 | 0 | 0 | 0 | 0 | 0 | 0 | 0 | 0 | 0 | 1044.8085 | 1038.3382 | 1030.02 | 1022.9273 | 1014.9818 | 1007.0756 | 998.406 | 991.4625 | 983.7013 | 975.9051 | 0 | 0 | 0 | 0 | 0 | 0 | 0 | 0 | 0 | 0 | 0.01296% | 0 | 0 | 0 | 0 | 0 | 0 | 0 | 0 | 0 | 0 | 0 | 0 | 0 | 0 | 0 | 0 | 0 | 0 | 0 | 0 | 0 | 0 | 0 | 0
| Industrial_tool_Gas | M_Input | 2000-2018 Industrial Assessment Center | 2020 | Retro | 2022 | 2041 | PSE | Industrial | Mechanical Pulp | Gas | Per Region | NA | NA | Mechanical Pulp Equipment Upgrade - Boiler Replacement | Mechanical Pulp Equipment Upgrade - Boiler Replacement | 0 | 20 | 45847.7454 | 0 | I-All-Other-Shift3-All-All-S | 0 | 0 | 0 | 0 | 0 | 0 | 0 | 24694.6911 | I-All-Other-Shift3-All-All-S | 0 | 0 | 0 | Comm Flat | Equipment Upgrade - Boiler Replacement | Equipment Upgrade - Boiler Replacement | IndShift3 | 0.01266% | 0% | 100% | 1 | 1 | 100% | 5% | 85% | 6.8% | 0.2% | 338258.4673 | 1272.2811 | 33953.0748 | 0 | 45847.7454 | 0 | 0 | 0 | 19791.9385 |  | 0 | 0.074481 | 0 | 01. ($9,999.000) to $0.028 | N/A | 0.074481 | 01. ($9,999.00) to $0.22 | N/A | 0 | 0 | 0 | 0 | 0 | 0 | 0 | 0 | 0 | 0 | 0 | 0 | 0 | 0 | 0 | 0 | 0 | 0 | 0 | 0 | 0 | 0 | 0 | 0 | 0 | 0 | 0 | 0 | 0 | 0 | 0 | 0 | 0 | 0 | 0 | 0 | 0 | 0 | 0 | 0 | 0 | 0 | 0 | 0 | 0 | 0 | 0 | 0 | 0 | 0 | 0 | 0 | 0 | 0 | 0 | 0 | 0 | 0 | 0 | 0 | 0 | 0 | 0 | 0 | 0 | 0 | 0 | 0 | 0 | 0 | 0 | 0 | 0 | 0.085 | 0.085 | 0.085 | 0.085 | 0.085 | 0.085 | 0.085 | 0.085 | 0.085 | 0.085 | 0 | 0 | 0 | 0 | 0 | 0 | 0 | 0 | 0 | 0 | 2099.0487 | 2086.0498 | 2069.3382 | 2055.0888 | 2039.1261 | 2023.2424 | 2005.8248 | 1991.8751 | 1976.2828 | 1960.6199 | 0 | 0 | 0 | 0 | 0 | 0 | 0 | 0 | 0 | 0 | 20306.4967 | 2099.0487 | 4185.0986 | 6254.4367 | 8309.5256 | 10348.6517 | 12371.8941 | 14377.7189 | 16369.594 | 18345.8768 | 20306.4967 | 20306.4967 | 20306.4967 | 20306.4967 | 20306.4967 | 20306.4967 | 20306.4967 | 20306.4967 | 20306.4967 | 20306.4967 | 20306.4967 | 0 | 0 | 0 | 0 | 0 | 0 | 0 | 0 | 0 | 0 | 0 | 0 | 0 | 0 | 0 | 0 | 0 | 0 | 0 | 0 | 0 | 0 | 0 | 0 | 0 | 0 | 0 | 0 | 0 | 0 | 0 | 0 | 0 | 0 | 0 | 0 | 0 | 0 | 0 | 0 | 0 | 0 | 0 | 0 | 0 | 0 | 0 | 0 | 0 | 1682.3148 | 1671.8966 | 1658.5028 | 1647.0824 | 1634.2888 | 1621.5586 | 1607.599 | 1596.4188 | 1583.9221 | 1571.3689 | 0 | 0 | 0 | 0 | 0 | 0 | 0 | 0 | 0 | 0 | 0.01296% | 0 | 0 | 0 | 0 | 0 | 0 | 0 | 0 | 0 | 0 | 0 | 0 | 0 | 0 | 0 | 0 | 0 | 0 | 0 | 0 | 0 | 0 | 0 | 0
| Industrial_tool_Gas | M_Input | 2000-2018 Industrial Assessment Center | 2020 | Retro | 2022 | 2041 | PSE | Industrial | Mechanical Pulp | Gas | Per Region | NA | NA | Mechanical Pulp Equipment Upgrade - Boiler Turbulators | Mechanical Pulp Equipment Upgrade - Boiler Turbulators | 0 | 20 | 4257.5301 | 0 | I-All-Other-Shift3-All-All-S | 0 | 0 | 0 | 0 | 0 | 0 | 0 | 16177.5168 | I-All-Other-Shift3-All-All-S | 0 | 0 | 0 | Comm Flat | Equipment Upgrade - Boiler Turbulators | Equipment Upgrade - Boiler Turbulators | IndShift3 | 0.01266% | 0% | 100% | 1 | 1 | 100% | 5% | 85% | 6.8% | 0.2% | 221593.4586 | 833.4726 | 22242.6931 | 0 | 4257.5301 | 0 | 0 | 0 | -17967.1297 |  | 0 | -0.10321 | 0 | 01. ($9,999.000) to $0.028 | N/A | -0.10321 | 01. ($9,999.00) to $0.22 | N/A | 0 | 0 | 0 | 0 | 0 | 0 | 0 | 0 | 0 | 0 | 0 | 0 | 0 | 0 | 0 | 0 | 0 | 0 | 0 | 0 | 0 | 0 | 0 | 0 | 0 | 0 | 0 | 0 | 0 | 0 | 0 | 0 | 0 | 0 | 0 | 0 | 0 | 0 | 0 | 0 | 0 | 0 | 0 | 0 | 0 | 0 | 0 | 0 | 0 | 0 | 0 | 0 | 0 | 0 | 0 | 0 | 0 | 0 | 0 | 0 | 0 | 0 | 0 | 0 | 0 | 0 | 0 | 0 | 0 | 0 | 0 | 0 | 0 | 0.085 | 0.085 | 0.085 | 0.085 | 0.085 | 0.085 | 0.085 | 0.085 | 0.085 | 0.085 | 0 | 0 | 0 | 0 | 0 | 0 | 0 | 0 | 0 | 0 | 1375.0889 | 1366.5733 | 1355.6255 | 1346.2907 | 1335.8335 | 1325.4281 | 1314.0178 | 1304.8794 | 1294.6648 | 1284.4041 | 0 | 0 | 0 | 0 | 0 | 0 | 0 | 0 | 0 | 0 | 13302.8062 | 1375.0889 | 2741.6622 | 4097.2877 | 5443.5785 | 6779.412 | 8104.8401 | 9418.8579 | 10723.7373 | 12018.4021 | 13302.8062 | 13302.8062 | 13302.8062 | 13302.8062 | 13302.8062 | 13302.8062 | 13302.8062 | 13302.8062 | 13302.8062 | 13302.8062 | 13302.8062 | 0 | 0 | 0 | 0 | 0 | 0 | 0 | 0 | 0 | 0 | 0 | 0 | 0 | 0 | 0 | 0 | 0 | 0 | 0 | 0 | 0 | 0 | 0 | 0 | 0 | 0 | 0 | 0 | 0 | 0 | 0 | 0 | 0 | 0 | 0 | 0 | 0 | 0 | 0 | 0 | 0 | 0 | 0 | 0 | 0 | 0 | 0 | 0 | 0 | 0 | 0 | 0 | 0 | 0 | 0 | 0 | 0 | 0 | 0 | 0 | 0 | 0 | 0 | 0 | 0 | 0 | 0 | 0 | 0 | 0.01296% | 0 | 0 | 0 | 0 | 0 | 0 | 0 | 0 | 0 | 0 | 0 | 0 | 0 | 0 | 0 | 0 | 0 | 0 | 0 | 0 | 0 | 0 | 0 | 0
| Industrial_tool_Gas | M_Input | 2000-2018 Industrial Assessment Center | 2020 | Retro | 2022 | 2041 | PSE | Industrial | Mechanical Pulp | Gas | Per Region | NA | NA | Mechanical Pulp Improve Combustion Control Capability And Air Flow | Mechanical Pulp Improve Combustion Control Capability And Air Flow | 0 | 15 | 26836.7165 | 0 | I-All-Other-Shift3-All-All-S | 0 | 0 | 0 | 0 | 0 | 0 | 0 | 47527.1518 | I-All-Other-Shift3-All-All-S | 0 | 0 | 0 | Comm Flat | Improve Combustion Control Capability And Air Flow | Improve Combustion Control Capability And Air Flow | IndShift3 | 0.01266% | 0% | 100% | 1 | 1 | 100% | 6.667% | 85% | 6.8% | 0.2% | 504292.3284 | 2448.6193 | 50674.0948 | 0 | 31611.3745 | 0 | 0 | 0 | -16143.9963 |  | 0 | -0.031567 | 0 | 01. ($9,999.000) to $0.028 | N/A | -0.031567 | 01. ($9,999.00) to $0.22 | N/A | 0 | 0 | 0 | 0 | 0 | 0 | 0 | 0 | 0 | 0 | 0 | 0 | 0 | 0 | 0 | 0 | 0 | 0 | 0 | 0 | 0 | 0 | 0 | 0 | 0 | 0 | 0 | 0 | 0 | 0 | 0 | 0 | 0 | 0 | 0 | 0 | 0 | 0 | 0 | 0 | 0 | 0 | 0 | 0 | 0 | 0 | 0 | 0 | 0 | 0 | 0 | 0 | 0 | 0 | 0 | 0 | 0 | 0 | 0 | 0 | 0 | 0 | 0 | 0 | 0 | 0 | 0 | 0 | 0 | 0 | 0 | 0 | 0 | 0.085 | 0.085 | 0.085 | 0.085 | 0.085 | 0.085 | 0.085 | 0.085 | 0.085 | 0.085 | 0 | 0 | 0 | 0 | 0 | 0 | 0 | 0 | 0 | 0 | 4039.8079 | 4014.7903 | 3982.6272 | 3955.2031 | 3924.4814 | 3893.9118 | 3860.3901 | 3833.5426 | 3803.5338 | 3773.3892 | 0 | 0 | 0 | 0 | 0 | 0 | 0 | 0 | 0 | 0 | 39081.6773 | 4039.8079 | 8054.5982 | 12037.2255 | 15992.4285 | 19916.9099 | 23810.8217 | 27671.2117 | 31504.7543 | 35308.2882 | 39081.6773 | 39081.6773 | 39081.6773 | 39081.6773 | 39081.6773 | 39081.6773 | 39081.6773 | 39081.6773 | 39081.6773 | 39081.6773 | 39081.6773 | 0 | 0 | 0 | 0 | 0 | 0 | 0 | 0 | 0 | 0 | 0 | 0 | 0 | 0 | 0 | 0 | 0 | 0 | 0 | 0 | 0 | 0 | 0 | 0 | 0 | 0 | 0 | 0 | 0 | 0 | 0 | 0 | 0 | 0 | 0 | 0 | 0 | 0 | 0 | 0 | 0 | 0 | 0 | 0 | 0 | 0 | 0 | 0 | 0 | 0 | 0 | 0 | 0 | 0 | 0 | 0 | 0 | 0 | 0 | 0 | 0 | 0 | 0 | 0 | 0 | 0 | 0 | 0 | 0 | 0.01296% | 0 | 0 | 0 | 0 | 0 | 0 | 0 | 0 | 0 | 0 | 0 | 0 | 0 | 0 | 0 | 0 | 0 | 0 | 0 | 0 | 0 | 0 | 0 | 0
| Industrial_tool_Gas | M_Input | 2000-2018 Industrial Assessment Center | 2020 | Retro | 2022 | 2041 | PSE | Industrial | Mechanical Pulp | Gas | Per Region | NA | NA | Mechanical Pulp Install Or Repair Insulation On Condensate Lines And Optimize Condensate | Mechanical Pulp Install Or Repair Insulation On Condensate Lines And Optimize Condensate | 0 | 10 | 12261.7501 | 0 | I-All-Other-Shift3-All-All-S | 0 | 0 | 0 | 0 | 0 | 0 | 0 | 37931.5442 | I-All-Other-Shift3-All-All-S | 0 | 0 | 0 | Comm Flat | Install Or Repair Insulation On Condensate Lines And Optimize Condensate | Install Or Repair Insulation On Condensate Lines And Optimize Condensate | IndShift3 | 0.01266% | 0% | 100% | 1 | 1 | 100% | 10% | 85% | 6.8% | 0.2% | 280131.1273 | 1954.2495 | 28208.5377 | 0 | 18612.7183 | 0 | 0 | 0 | -9097.7189 |  | 0 | -0.022289 | 0 | 01. ($9,999.000) to $0.028 | N/A | -0.022289 | 01. ($9,999.00) to $0.22 | N/A | 0 | 0 | 0 | 0 | 0 | 0 | 0 | 0 | 0 | 0 | 0 | 0 | 0 | 0 | 0 | 0 | 0 | 0 | 0 | 0 | 0 | 0 | 0 | 0 | 0 | 0 | 0 | 0 | 0 | 0 | 0 | 0 | 0 | 0 | 0 | 0 | 0 | 0 | 0 | 0 | 0 | 0 | 0 | 0 | 0 | 0 | 0 | 0 | 0 | 0 | 0 | 0 | 0 | 0 | 0 | 0 | 0 | 0 | 0 | 0 | 0 | 0 | 0 | 0 | 0 | 0 | 0 | 0 | 0 | 0 | 0 | 0 | 0 | 0.085 | 0.085 | 0.085 | 0.085 | 0.085 | 0.085 | 0.085 | 0.085 | 0.085 | 0.085 | 0 | 0 | 0 | 0 | 0 | 0 | 0 | 0 | 0 | 0 | 3224.1813 | 3204.2146 | 3178.5452 | 3156.6579 | 3132.1389 | 3107.7412 | 3080.9874 | 3059.5604 | 3035.6103 | 3011.5518 | 0 | 0 | 0 | 0 | 0 | 0 | 0 | 0 | 0 | 0 | 31191.1889 | 3224.1813 | 6428.3959 | 9606.9411 | 12763.599 | 15895.7379 | 19003.4791 | 22084.4665 | 25144.0269 | 28179.6372 | 31191.1889 | 31191.1889 | 31191.1889 | 31191.1889 | 31191.1889 | 31191.1889 | 31191.1889 | 31191.1889 | 31191.1889 | 31191.1889 | 31191.1889 | 0 | 0 | 0 | 0 | 0 | 0 | 0 | 0 | 0 | 0 | 0 | 0 | 0 | 0 | 0 | 0 | 0 | 0 | 0 | 0 | 0 | 0 | 0 | 0 | 0 | 0 | 0 | 0 | 0 | 0 | 0 | 0 | 0 | 0 | 0 | 0 | 0 | 0 | 0 | 0 | 0 | 0 | 0 | 0 | 0 | 0 | 0 | 0 | 0 | 0 | 0 | 0 | 0 | 0 | 0 | 0 | 0 | 0 | 0 | 0 | 0 | 0 | 0 | 0 | 0 | 0 | 0 | 0 | 0 | 0.01296% | 0 | 0 | 0 | 0 | 0 | 0 | 0 | 0 | 0 | 0 | 0 | 0 | 0 | 0 | 0 | 0 | 0 | 0 | 0 | 0 | 0 | 0 | 0 | 0
| Industrial_tool_Gas | M_Input | 2000-2018 Industrial Assessment Center | 2020 | Retro | 2022 | 2041 | PSE | Industrial | Mechanical Pulp | Gas | Per Region | NA | NA | Mechanical Pulp Insulate Steam, Hot Water Lines Or Feedwater Tank | Mechanical Pulp Insulate Steam, Hot Water Lines Or Feedwater Tank | 0 | 15 | 1284.9408 | 0 | I-All-Other-Shift3-All-All-S | 0 | 0 | 0 | 0 | 0 | 0 | 0 | 2837.2685 | I-All-Other-Shift3-All-All-S | 0 | 0 | 0 | Comm Flat | Insulate Steam, Hot Water Lines Or Feedwater Tank | Insulate Steam, Hot Water Lines Or Feedwater Tank | IndShift3 | 0.01266% | 0% | 100% | 1 | 1 | 100% | 6.667% | 85% | 6.8% | 0.2% | 30105.1646 | 146.1773 | 3025.1342 | 0 | 1513.5512 | 0 | 0 | 0 | -1400.7721 |  | 0 | -0.04588 | 0 | 01. ($9,999.000) to $0.028 | N/A | -0.04588 | 01. ($9,999.00) to $0.22 | N/A | 0 | 0 | 0 | 0 | 0 | 0 | 0 | 0 | 0 | 0 | 0 | 0 | 0 | 0 | 0 | 0 | 0 | 0 | 0 | 0 | 0 | 0 | 0 | 0 | 0 | 0 | 0 | 0 | 0 | 0 | 0 | 0 | 0 | 0 | 0 | 0 | 0 | 0 | 0 | 0 | 0 | 0 | 0 | 0 | 0 | 0 | 0 | 0 | 0 | 0 | 0 | 0 | 0 | 0 | 0 | 0 | 0 | 0 | 0 | 0 | 0 | 0 | 0 | 0 | 0 | 0 | 0 | 0 | 0 | 0 | 0 | 0 | 0 | 0.085 | 0.085 | 0.085 | 0.085 | 0.085 | 0.085 | 0.085 | 0.085 | 0.085 | 0.085 | 0 | 0 | 0 | 0 | 0 | 0 | 0 | 0 | 0 | 0 | 241.1678 | 239.6743 | 237.7543 | 236.1171 | 234.2831 | 232.4581 | 230.457 | 228.8542 | 227.0628 | 225.2632 | 0 | 0 | 0 | 0 | 0 | 0 | 0 | 0 | 0 | 0 | 2333.0919 | 241.1678 | 480.8421 | 718.5964 | 954.7135 | 1188.9966 | 1421.4547 | 1651.9117 | 1880.7659 | 2107.8287 | 2333.0919 | 2333.0919 | 2333.0919 | 2333.0919 | 2333.0919 | 2333.0919 | 2333.0919 | 2333.0919 | 2333.0919 | 2333.0919 | 2333.0919 | 0 | 0 | 0 | 0 | 0 | 0 | 0 | 0 | 0 | 0 | 0 | 0 | 0 | 0 | 0 | 0 | 0 | 0 | 0 | 0 | 0 | 0 | 0 | 0 | 0 | 0 | 0 | 0 | 0 | 0 | 0 | 0 | 0 | 0 | 0 | 0 | 0 | 0 | 0 | 0 | 0 | 0 | 0 | 0 | 0 | 0 | 0 | 0 | 0 | 0 | 0 | 0 | 0 | 0 | 0 | 0 | 0 | 0 | 0 | 0 | 0 | 0 | 0 | 0 | 0 | 0 | 0 | 0 | 0 | 0.01296% | 0 | 0 | 0 | 0 | 0 | 0 | 0 | 0 | 0 | 0 | 0 | 0 | 0 | 0 | 0 | 0 | 0 | 0 | 0 | 0 | 0 | 0 | 0 | 0
| Industrial_tool_Gas | M_Input | 2000-2018 Industrial Assessment Center | 2020 | Retro | 2022 | 2041 | PSE | Industrial | Mechanical Pulp | Gas | Per Region | NA | NA | Mechanical Pulp Minimize Boiler Blowdown | Mechanical Pulp Minimize Boiler Blowdown | 0 | 5 | 1678.1814 | 0 | I-All-Other-Shift3-All-All-S | 0 | 0 | 0 | 0 | 0 | 0 | 0 | 2137.644 | I-All-Other-Shift3-All-All-S | 0 | 0 | 0 | Comm Flat | Minimize Boiler Blowdown | Minimize Boiler Blowdown | IndShift3 | 0.01266% | 0% | 100% | 1 | 1 | 100% | 20% | 85% | 6.8% | 0.2% | 8213.7625 | 110.1323 | 832.3895 | 0 | 4380.7219 | 0 | 0 | 0 | 3773.8364 |  | 0 | 0.16406 | 0 | 01. ($9,999.000) to $0.028 | N/A | 0.16406 | 01. ($9,999.00) to $0.22 | N/A | 0 | 0 | 0 | 0 | 0 | 0 | 0 | 0 | 0 | 0 | 0 | 0 | 0 | 0 | 0 | 0 | 0 | 0 | 0 | 0 | 0 | 0 | 0 | 0 | 0 | 0 | 0 | 0 | 0 | 0 | 0 | 0 | 0 | 0 | 0 | 0 | 0 | 0 | 0 | 0 | 0 | 0 | 0 | 0 | 0 | 0 | 0 | 0 | 0 | 0 | 0 | 0 | 0 | 0 | 0 | 0 | 0 | 0 | 0 | 0 | 0 | 0 | 0 | 0 | 0 | 0 | 0 | 0 | 0 | 0 | 0 | 0 | 0 | 0.085 | 0.085 | 0.085 | 0.085 | 0.085 | 0.085 | 0.085 | 0.085 | 0.085 | 0.085 | 0 | 0 | 0 | 0 | 0 | 0 | 0 | 0 | 0 | 0 | 181.6997 | 180.5745 | 179.1279 | 177.8944 | 176.5127 | 175.1377 | 173.63 | 172.4225 | 171.0728 | 169.7169 | 0 | 0 | 0 | 0 | 0 | 0 | 0 | 0 | 0 | 0 | 1757.7891 | 181.6997 | 362.2742 | 541.4022 | 719.2966 | 895.8092 | 1070.947 | 1244.577 | 1416.9994 | 1588.0722 | 1757.7891 | 1757.7891 | 1757.7891 | 1757.7891 | 1757.7891 | 1757.7891 | 1757.7891 | 1757.7891 | 1757.7891 | 1757.7891 | 1757.7891 | 0 | 0 | 0 | 0 | 0 | 0 | 0 | 0 | 0 | 0 | 0 | 0 | 0 | 0 | 0 | 0 | 0 | 0 | 0 | 0 | 0 | 0 | 0 | 0 | 0 | 0 | 0 | 0 | 0 | 0 | 0 | 0 | 0 | 0 | 0 | 0 | 0 | 0 | 0 | 0 | 0 | 0 | 0 | 0 | 0 | 0 | 0 | 0 | 0 | 320.7761 | 318.7896 | 316.2357 | 314.0581 | 311.6187 | 309.1914 | 306.5296 | 304.3978 | 302.015 | 299.6214 | 0 | 0 | 0 | 0 | 0 | 0 | 0 | 0 | 0 | 0 | 0.01296% | 0 | 0 | 0 | 0 | 0 | 0 | 0 | 0 | 0 | 0 | 0 | 0 | 0 | 0 | 0 | 0 | 0 | 0 | 0 | 0 | 0 | 0 | 0 | 0
| Industrial_tool_Gas | M_Input | 2000-2018 Industrial Assessment Center | 2020 | Retro | 2022 | 2041 | PSE | Industrial | Mechanical Pulp | Gas | Per Region | NA | NA | Mechanical Pulp Optimize Heating System To Improve Burner Efficiency, Reduce Energy Requirements And Heat Treatment Process | Mechanical Pulp Optimize Heating System To Improve Burner Efficiency, Reduce Energy Requirements And Heat Treatment Process | 0 | 20 | 16370.2952 | 0 | I-All-Other-Shift3-All-All-S | 0 | 0 | 0 | 0 | 0 | 0 | 0 | 24689.4383 | I-All-Other-Shift3-All-All-S | 0 | 0 | 0 | Comm Flat | Optimize Heating System To Improve Burner Efficiency, Reduce Energy Requirements And Heat Treatment Process | Optimize Heating System To Improve Burner Efficiency, Reduce Energy Requirements And Heat Treatment Process | IndShift3 | 0.01266% | 0% | 100% | 1 | 1 | 100% | 5% | 85% | 6.8% | 0.2% | 338186.5159 | 1272.0105 | 33945.8526 | 0 | 16370.2952 | 0 | 0 | 0 | -15573.5089 |  | 0 | -0.058618 | 0 | 01. ($9,999.000) to $0.028 | N/A | -0.058618 | 01. ($9,999.00) to $0.22 | N/A | 0 | 0 | 0 | 0 | 0 | 0 | 0 | 0 | 0 | 0 | 0 | 0 | 0 | 0 | 0 | 0 | 0 | 0 | 0 | 0 | 0 | 0 | 0 | 0 | 0 | 0 | 0 | 0 | 0 | 0 | 0 | 0 | 0 | 0 | 0 | 0 | 0 | 0 | 0 | 0 | 0 | 0 | 0 | 0 | 0 | 0 | 0 | 0 | 0 | 0 | 0 | 0 | 0 | 0 | 0 | 0 | 0 | 0 | 0 | 0 | 0 | 0 | 0 | 0 | 0 | 0 | 0 | 0 | 0 | 0 | 0 | 0 | 0 | 0.085 | 0.085 | 0.085 | 0.085 | 0.085 | 0.085 | 0.085 | 0.085 | 0.085 | 0.085 | 0 | 0 | 0 | 0 | 0 | 0 | 0 | 0 | 0 | 0 | 2098.6023 | 2085.6061 | 2068.898 | 2054.6517 | 2038.6924 | 2022.812 | 2005.3982 | 1991.4514 | 1975.8624 | 1960.2029 | 0 | 0 | 0 | 0 | 0 | 0 | 0 | 0 | 0 | 0 | 20302.1773 | 2098.6023 | 4184.2084 | 6253.1064 | 8307.758 | 10346.4504 | 12369.2624 | 14374.6606 | 16366.112 | 18341.9744 | 20302.1773 | 20302.1773 | 20302.1773 | 20302.1773 | 20302.1773 | 20302.1773 | 20302.1773 | 20302.1773 | 20302.1773 | 20302.1773 | 20302.1773 | 0 | 0 | 0 | 0 | 0 | 0 | 0 | 0 | 0 | 0 | 0 | 0 | 0 | 0 | 0 | 0 | 0 | 0 | 0 | 0 | 0 | 0 | 0 | 0 | 0 | 0 | 0 | 0 | 0 | 0 | 0 | 0 | 0 | 0 | 0 | 0 | 0 | 0 | 0 | 0 | 0 | 0 | 0 | 0 | 0 | 0 | 0 | 0 | 0 | 0 | 0 | 0 | 0 | 0 | 0 | 0 | 0 | 0 | 0 | 0 | 0 | 0 | 0 | 0 | 0 | 0 | 0 | 0 | 0 | 0.01296% | 0 | 0 | 0 | 0 | 0 | 0 | 0 | 0 | 0 | 0 | 0 | 0 | 0 | 0 | 0 | 0 | 0 | 0 | 0 | 0 | 0 | 0 | 0 | 0
| Industrial_tool_Gas | M_Input | 2000-2018 Industrial Assessment Center | 2020 | Retro | 2022 | 2041 | PSE | Industrial | Mechanical Pulp | Gas | Per Region | NA | NA | Mechanical Pulp Repair And Eliminate Steam Leaks | Mechanical Pulp Repair And Eliminate Steam Leaks | 0 | 6 | 2872.3901 | 0 | I-All-Other-Shift3-All-All-S | 0 | 0 | 0 | 0 | 0 | 0 | 0 | 18254.0653 | I-All-Other-Shift3-All-All-S | 0 | 0 | 0 | Comm Flat | Repair And Eliminate Steam Leaks | Repair And Eliminate Steam Leaks | IndShift3 | 0.01266% | 0% | 100% | 1 | 1 | 100% | 16.67% | 85% | 6.8% | 0.2% | 83590.72 | 940.4573 | 8453.1177 | 0 | 6467.179 | 0 | 0 | 0 | -2351.918 |  | 0 | -0.011974 | 0 | 01. ($9,999.000) to $0.028 | N/A | -0.011974 | 01. ($9,999.00) to $0.22 | N/A | 0 | 0 | 0 | 0 | 0 | 0 | 0 | 0 | 0 | 0 | 0 | 0 | 0 | 0 | 0 | 0 | 0 | 0 | 0 | 0 | 0 | 0 | 0 | 0 | 0 | 0 | 0 | 0 | 0 | 0 | 0 | 0 | 0 | 0 | 0 | 0 | 0 | 0 | 0 | 0 | 0 | 0 | 0 | 0 | 0 | 0 | 0 | 0 | 0 | 0 | 0 | 0 | 0 | 0 | 0 | 0 | 0 | 0 | 0 | 0 | 0 | 0 | 0 | 0 | 0 | 0 | 0 | 0 | 0 | 0 | 0 | 0 | 0 | 0.085 | 0.085 | 0.085 | 0.085 | 0.085 | 0.085 | 0.085 | 0.085 | 0.085 | 0.085 | 0 | 0 | 0 | 0 | 0 | 0 | 0 | 0 | 0 | 0 | 1551.5955 | 1541.9869 | 1529.6338 | 1519.1008 | 1507.3013 | 1495.5603 | 1482.6854 | 1472.3739 | 1460.8482 | 1449.2704 | 0 | 0 | 0 | 0 | 0 | 0 | 0 | 0 | 0 | 0 | 15010.3564 | 1551.5955 | 3093.5824 | 4623.2162 | 6142.317 | 7649.6184 | 9145.1786 | 10627.864 | 12100.2379 | 13561.0861 | 15010.3564 | 15010.3564 | 15010.3564 | 15010.3564 | 15010.3564 | 15010.3564 | 15010.3564 | 15010.3564 | 15010.3564 | 15010.3564 | 15010.3564 | 0 | 0 | 0 | 0 | 0 | 0 | 0 | 0 | 0 | 0 | 0 | 0 | 0 | 0 | 0 | 0 | 0 | 0 | 0 | 0 | 0 | 0 | 0 | 0 | 0 | 0 | 0 | 0 | 0 | 0 | 0 | 0 | 0 | 0 | 0 | 0 | 0 | 0 | 0 | 0 | 0 | 0 | 0 | 0 | 0 | 0 | 0 | 0 | 0 | 0 | 0 | 0 | 0 | 0 | 0 | 0 | 0 | 0 | 0 | 0 | 0 | 0 | 0 | 0 | 0 | 0 | 0 | 0 | 0 | 0.01296% | 0 | 0 | 0 | 0 | 0 | 0 | 0 | 0 | 0 | 0 | 0 | 0 | 0 | 0 | 0 | 0 | 0 | 0 | 0 | 0 | 0 | 0 | 0 | 0
| Industrial_tool_Gas | M_Input | 2000-2018 Industrial Assessment Center | 2020 | Retro | 2022 | 2041 | PSE | Industrial | Mechanical Pulp | Gas | Per Region | NA | NA | Mechanical Pulp Replace Steam Traps | Mechanical Pulp Replace Steam Traps | 0 | 6 | 2376.8285 | 0 | I-All-Other-Shift3-All-All-S | 0 | 0 | 0 | 0 | 0 | 0 | 0 | 20175.5667 | I-All-Other-Shift3-All-All-S | 0 | 0 | 0 | Comm Flat | Replace Steam Traps | Replace Steam Traps | IndShift3 | 0.01266% | 0% | 100% | 1 | 1 | 100% | 16.67% | 85% | 6.8% | 0.2% | 92389.839 | 1039.4539 | 9342.9293 | 0 | 5351.4234 | 0 | 0 | 0 | -4555.594 |  | 0 | -0.020984 | 0 | 01. ($9,999.000) to $0.028 | N/A | -0.020984 | 01. ($9,999.00) to $0.22 | N/A | 0 | 0 | 0 | 0 | 0 | 0 | 0 | 0 | 0 | 0 | 0 | 0 | 0 | 0 | 0 | 0 | 0 | 0 | 0 | 0 | 0 | 0 | 0 | 0 | 0 | 0 | 0 | 0 | 0 | 0 | 0 | 0 | 0 | 0 | 0 | 0 | 0 | 0 | 0 | 0 | 0 | 0 | 0 | 0 | 0 | 0 | 0 | 0 | 0 | 0 | 0 | 0 | 0 | 0 | 0 | 0 | 0 | 0 | 0 | 0 | 0 | 0 | 0 | 0 | 0 | 0 | 0 | 0 | 0 | 0 | 0 | 0 | 0 | 0.085 | 0.085 | 0.085 | 0.085 | 0.085 | 0.085 | 0.085 | 0.085 | 0.085 | 0.085 | 0 | 0 | 0 | 0 | 0 | 0 | 0 | 0 | 0 | 0 | 1714.9232 | 1704.303 | 1690.6496 | 1679.0079 | 1665.9664 | 1652.9894 | 1638.7592 | 1627.3623 | 1614.6234 | 1601.8268 | 0 | 0 | 0 | 0 | 0 | 0 | 0 | 0 | 0 | 0 | 16590.4111 | 1714.9232 | 3419.2262 | 5109.8759 | 6788.8838 | 8454.8501 | 10107.8395 | 11746.5987 | 13373.961 | 14988.5843 | 16590.4111 | 16590.4111 | 16590.4111 | 16590.4111 | 16590.4111 | 16590.4111 | 16590.4111 | 16590.4111 | 16590.4111 | 16590.4111 | 16590.4111 | 0 | 0 | 0 | 0 | 0 | 0 | 0 | 0 | 0 | 0 | 0 | 0 | 0 | 0 | 0 | 0 | 0 | 0 | 0 | 0 | 0 | 0 | 0 | 0 | 0 | 0 | 0 | 0 | 0 | 0 | 0 | 0 | 0 | 0 | 0 | 0 | 0 | 0 | 0 | 0 | 0 | 0 | 0 | 0 | 0 | 0 | 0 | 0 | 0 | 0 | 0 | 0 | 0 | 0 | 0 | 0 | 0 | 0 | 0 | 0 | 0 | 0 | 0 | 0 | 0 | 0 | 0 | 0 | 0 | 0.01296% | 0 | 0 | 0 | 0 | 0 | 0 | 0 | 0 | 0 | 0 | 0 | 0 | 0 | 0 | 0 | 0 | 0 | 0 | 0 | 0 | 0 | 0 | 0 | 0
| Industrial_tool_Gas | M_Input | 2000-2018 Industrial Assessment Center | 2020 | Retro | 2022 | 2041 | PSE | Industrial | Mechanical Pulp | Gas | Per Region | NA | NA | Mechanical Pulp Other Plant Operations Improvements To Reduce Energy Requirements | Mechanical Pulp Other Plant Operations Improvements To Reduce Energy Requirements | 0 | 10 | 17684.0974 | 0 | I-All-Other-Shift3-All-All-S | 0 | 0 | 0 | 0 | 0 | 0 | 0 | 3010.7532 | I-All-Other-Shift3-All-All-S | 0 | 0 | 0 | Comm Flat | Other Plant Operations Improvements To Reduce Energy Requirements | Other Plant Operations Improvements To Reduce Energy Requirements | IndShift3 | 0.01266% | 0% | 100% | 1 | 1 | 100% | 10% | 85% | 6.8% | 0.2% | 22234.9423 | 155.1153 | 2239.0058 | 0 | 26843.568 | 0 | 0 | 0 | 27986.2664 |  | 0 | 0.86383 | 0 | 01. ($9,999.000) to $0.028 | N/A | 0.86383 | 09. $0.85 to $0.95 | N/A | 0 | 0 | 0 | 0 | 0 | 0 | 0 | 0 | 0 | 0 | 0 | 0 | 0 | 0 | 0 | 0 | 0 | 0 | 0 | 0 | 0 | 0 | 0 | 0 | 0 | 0 | 0 | 0 | 0 | 0 | 0 | 0 | 0 | 0 | 0 | 0 | 0 | 0 | 0 | 0 | 0 | 0 | 0 | 0 | 0 | 0 | 0 | 0 | 0 | 0 | 0 | 0 | 0 | 0 | 0 | 0 | 0 | 0 | 0 | 0 | 0 | 0 | 0 | 0 | 0 | 0 | 0 | 0 | 0 | 0 | 0 | 0 | 0 | 0.085 | 0.085 | 0.085 | 0.085 | 0.085 | 0.085 | 0.085 | 0.085 | 0.085 | 0.085 | 0 | 0 | 0 | 0 | 0 | 0 | 0 | 0 | 0 | 0 | 255.914 | 254.3292 | 252.2917 | 250.5545 | 248.6083 | 246.6718 | 244.5483 | 242.8475 | 240.9465 | 239.0369 | 0 | 0 | 0 | 0 | 0 | 0 | 0 | 0 | 0 | 0 | 2475.7487 | 255.914 | 510.2432 | 762.535 | 1013.0894 | 1261.6978 | 1508.3695 | 1752.9178 | 1995.7653 | 2236.7118 | 2475.7487 | 2475.7487 | 2475.7487 | 2475.7487 | 2475.7487 | 2475.7487 | 2475.7487 | 2475.7487 | 2475.7487 | 2475.7487 | 2475.7487 | 0 | 0 | 0 | 0 | 0 | 0 | 0 | 0 | 0 | 0 | 0 | 0 | 0 | 0 | 0 | 0 | 0 | 0 | 0 | 0 | 0 | 0 | 0 | 0 | 0 | 0 | 0 | 0 | 0 | 0 | 0 | 0 | 0 | 0 | 0 | 0 | 0 | 0 | 0 | 0 | 0 | 0 | 0 | 0 | 0 | 0 | 0 | 0 | 0 | 2378.8326 | 2364.1011 | 2345.1619 | 2329.0133 | 2310.9229 | 2292.922 | 2273.1828 | 2257.3737 | 2239.7031 | 2221.9525 | 0 | 0 | 0 | 0 | 0 | 0 | 0 | 0 | 0 | 0 | 0.01296% | 0 | 0 | 0 | 0 | 0 | 0 | 0 | 0 | 0 | 0 | 0 | 0 | 0 | 0 | 0 | 0 | 0 | 0 | 0 | 0 | 0 | 0 | 0 | 0
| Industrial_tool_Gas | M_Input | 2000-2018 Industrial Assessment Center | 2020 | Retro | 2022 | 2041 | PSE | Industrial | Mechanical Pulp | Gas | Per Region | NA | NA | Mechanical Pulp Heat Recovery And Waste Heat For Process | Mechanical Pulp Heat Recovery And Waste Heat For Process | 0 | 14 | 8439.8671 | 0 | I-All-Other-Shift3-All-All-S | 0 | 0 | 0 | 0 | 0 | 0 | 0 | 10107.6208 | I-All-Other-Shift3-All-All-S | 0 | 0 | 0 | Comm Flat | Heat Recovery And Waste Heat For Process | Heat Recovery And Waste Heat For Process | IndShift3 | 0.01266% | 0% | 100% | 1 | 1 | 100% | 7.143% | 85% | 6.8% | 0.2% | 100835.0354 | 520.749 | 10135.5784 | 0 | 10384.287 | 0 | 0 | 0 | 1415.933 |  | 0 | 0.013018 | 0 | 01. ($9,999.000) to $0.028 | N/A | 0.013018 | 01. ($9,999.00) to $0.22 | N/A | 0 | 0 | 0 | 0 | 0 | 0 | 0 | 0 | 0 | 0 | 0 | 0 | 0 | 0 | 0 | 0 | 0 | 0 | 0 | 0 | 0 | 0 | 0 | 0 | 0 | 0 | 0 | 0 | 0 | 0 | 0 | 0 | 0 | 0 | 0 | 0 | 0 | 0 | 0 | 0 | 0 | 0 | 0 | 0 | 0 | 0 | 0 | 0 | 0 | 0 | 0 | 0 | 0 | 0 | 0 | 0 | 0 | 0 | 0 | 0 | 0 | 0 | 0 | 0 | 0 | 0 | 0 | 0 | 0 | 0 | 0 | 0 | 0 | 0.085 | 0.085 | 0.085 | 0.085 | 0.085 | 0.085 | 0.085 | 0.085 | 0.085 | 0.085 | 0 | 0 | 0 | 0 | 0 | 0 | 0 | 0 | 0 | 0 | 859.1478 | 853.8273 | 846.9871 | 841.1548 | 834.6212 | 828.12 | 820.9909 | 815.2812 | 808.8993 | 802.4884 | 0 | 0 | 0 | 0 | 0 | 0 | 0 | 0 | 0 | 0 | 8311.5179 | 859.1478 | 1712.975 | 2559.9622 | 3401.117 | 4235.7382 | 5063.8582 | 5884.8491 | 6700.1303 | 7509.0295 | 8311.5179 | 8311.5179 | 8311.5179 | 8311.5179 | 8311.5179 | 8311.5179 | 8311.5179 | 8311.5179 | 8311.5179 | 8311.5179 | 8311.5179 | 0 | 0 | 0 | 0 | 0 | 0 | 0 | 0 | 0 | 0 | 0 | 0 | 0 | 0 | 0 | 0 | 0 | 0 | 0 | 0 | 0 | 0 | 0 | 0 | 0 | 0 | 0 | 0 | 0 | 0 | 0 | 0 | 0 | 0 | 0 | 0 | 0 | 0 | 0 | 0 | 0 | 0 | 0 | 0 | 0 | 0 | 0 | 0 | 0 | 120.3543 | 119.609 | 118.6508 | 117.8337 | 116.9185 | 116.0078 | 115.0091 | 114.2092 | 113.3152 | 112.4171 | 0 | 0 | 0 | 0 | 0 | 0 | 0 | 0 | 0 | 0 | 0.01296% | 0 | 0 | 0 | 0 | 0 | 0 | 0 | 0 | 0 | 0 | 0 | 0 | 0 | 0 | 0 | 0 | 0 | 0 | 0 | 0 | 0 | 0 | 0 | 0
| Industrial_tool_Gas | M_Input | 2000-2018 Industrial Assessment Center | 2020 | Retro | 2022 | 2041 | PSE | Industrial | Mechanical Pulp | Gas | Per Region | NA | NA | Mechanical Pulp Process Improvements To Reduce Energy Requirements | Mechanical Pulp Process Improvements To Reduce Energy Requirements | 0 | 15 | 20614.9926 | 0 | I-All-Other-Shift3-All-All-S | 0 | 0 | 0 | 0 | 0 | 0 | 0 | 23397.5427 | I-All-Other-Shift3-All-All-S | 0 | 0 | 0 | Comm Flat | Process Improvements To Reduce Energy Requirements | Process Improvements To Reduce Energy Requirements | IndShift3 | 0.01266% | 0% | 100% | 1 | 1 | 100% | 6.667% | 85% | 6.8% | 0.2% | 248262.3266 | 1205.4515 | 24946.7778 | 0 | 24282.7117 | 0 | 0 | 0 | 2253.481 |  | 0 | 0.0089504 | 0 | 01. ($9,999.000) to $0.028 | N/A | 0.0089504 | 01. ($9,999.00) to $0.22 | N/A | 0 | 0 | 0 | 0 | 0 | 0 | 0 | 0 | 0 | 0 | 0 | 0 | 0 | 0 | 0 | 0 | 0 | 0 | 0 | 0 | 0 | 0 | 0 | 0 | 0 | 0 | 0 | 0 | 0 | 0 | 0 | 0 | 0 | 0 | 0 | 0 | 0 | 0 | 0 | 0 | 0 | 0 | 0 | 0 | 0 | 0 | 0 | 0 | 0 | 0 | 0 | 0 | 0 | 0 | 0 | 0 | 0 | 0 | 0 | 0 | 0 | 0 | 0 | 0 | 0 | 0 | 0 | 0 | 0 | 0 | 0 | 0 | 0 | 0.085 | 0.085 | 0.085 | 0.085 | 0.085 | 0.085 | 0.085 | 0.085 | 0.085 | 0.085 | 0 | 0 | 0 | 0 | 0 | 0 | 0 | 0 | 0 | 0 | 1988.7911 | 1976.475 | 1960.6412 | 1947.1403 | 1932.0161 | 1916.9667 | 1900.464 | 1887.247 | 1872.4738 | 1857.6336 | 0 | 0 | 0 | 0 | 0 | 0 | 0 | 0 | 0 | 0 | 19239.8488 | 1988.7911 | 3965.2661 | 5925.9073 | 7873.0476 | 9805.0637 | 11722.0304 | 13622.4944 | 15509.7414 | 17382.2152 | 19239.8488 | 19239.8488 | 19239.8488 | 19239.8488 | 19239.8488 | 19239.8488 | 19239.8488 | 19239.8488 | 19239.8488 | 19239.8488 | 19239.8488 | 0 | 0 | 0 | 0 | 0 | 0 | 0 | 0 | 0 | 0 | 0 | 0 | 0 | 0 | 0 | 0 | 0 | 0 | 0 | 0 | 0 | 0 | 0 | 0 | 0 | 0 | 0 | 0 | 0 | 0 | 0 | 0 | 0 | 0 | 0 | 0 | 0 | 0 | 0 | 0 | 0 | 0 | 0 | 0 | 0 | 0 | 0 | 0 | 0 | 191.5459 | 190.3597 | 188.8347 | 187.5344 | 186.0777 | 184.6283 | 183.0389 | 181.7659 | 180.343 | 178.9137 | 0 | 0 | 0 | 0 | 0 | 0 | 0 | 0 | 0 | 0 | 0.01296% | 0 | 0 | 0 | 0 | 0 | 0 | 0 | 0 | 0 | 0 | 0 | 0 | 0 | 0 | 0 | 0 | 0 | 0 | 0 | 0 | 0 | 0 | 0 | 0
| Industrial_tool_Gas | M_Input | 2000-2018 Industrial Assessment Center | 2020 | Retro | 2022 | 2041 | PSE | Industrial | Mechanical Pulp | Gas | Per Region | NA | NA | Mechanical Pulp Thermal Systems Add Insulation To Equipment | Mechanical Pulp Thermal Systems Add Insulation To Equipment | 0 | 10 | 1508.7237 | 0 | I-All-Other-Shift3-All-All-S | 0 | 0 | 0 | 0 | 0 | 0 | 0 | 3220.6364 | I-All-Other-Shift3-All-All-S | 0 | 0 | 0 | Comm Flat | Thermal Systems Add Insulation To Equipment | Thermal Systems Add Insulation To Equipment | IndShift3 | 0.01266% | 0% | 100% | 1 | 1 | 100% | 10% | 85% | 6.8% | 0.2% | 23784.9666 | 165.9286 | 2395.0895 | 0 | 2290.1665 | 0 | 0 | 0 | 30.8932 |  | 0 | 0.00089142 | 0 | 01. ($9,999.000) to $0.028 | N/A | 0.00089142 | 01. ($9,999.00) to $0.22 | N/A | 0 | 0 | 0 | 0 | 0 | 0 | 0 | 0 | 0 | 0 | 0 | 0 | 0 | 0 | 0 | 0 | 0 | 0 | 0 | 0 | 0 | 0 | 0 | 0 | 0 | 0 | 0 | 0 | 0 | 0 | 0 | 0 | 0 | 0 | 0 | 0 | 0 | 0 | 0 | 0 | 0 | 0 | 0 | 0 | 0 | 0 | 0 | 0 | 0 | 0 | 0 | 0 | 0 | 0 | 0 | 0 | 0 | 0 | 0 | 0 | 0 | 0 | 0 | 0 | 0 | 0 | 0 | 0 | 0 | 0 | 0 | 0 | 0 | 0.085 | 0.085 | 0.085 | 0.085 | 0.085 | 0.085 | 0.085 | 0.085 | 0.085 | 0.085 | 0 | 0 | 0 | 0 | 0 | 0 | 0 | 0 | 0 | 0 | 273.7541 | 272.0588 | 269.8793 | 268.0209 | 265.9391 | 263.8676 | 261.596 | 259.7767 | 257.7432 | 255.7005 | 0 | 0 | 0 | 0 | 0 | 0 | 0 | 0 | 0 | 0 | 2648.3361 | 273.7541 | 545.8129 | 815.6922 | 1083.7131 | 1349.6522 | 1613.5198 | 1875.1158 | 2134.8925 | 2392.6357 | 2648.3361 | 2648.3361 | 2648.3361 | 2648.3361 | 2648.3361 | 2648.3361 | 2648.3361 | 2648.3361 | 2648.3361 | 2648.3361 | 2648.3361 | 0 | 0 | 0 | 0 | 0 | 0 | 0 | 0 | 0 | 0 | 0 | 0 | 0 | 0 | 0 | 0 | 0 | 0 | 0 | 0 | 0 | 0 | 0 | 0 | 0 | 0 | 0 | 0 | 0 | 0 | 0 | 0 | 0 | 0 | 0 | 0 | 0 | 0 | 0 | 0 | 0 | 0 | 0 | 0 | 0 | 0 | 0 | 0 | 0 | 2.6259 | 2.6097 | 2.5888 | 2.5709 | 2.551 | 2.5311 | 2.5093 | 2.4918 | 2.4723 | 2.4527 | 0 | 0 | 0 | 0 | 0 | 0 | 0 | 0 | 0 | 0 | 0.01296% | 0 | 0 | 0 | 0 | 0 | 0 | 0 | 0 | 0 | 0 | 0 | 0 | 0 | 0 | 0 | 0 | 0 | 0 | 0 | 0 | 0 | 0 | 0 | 0
| Industrial_tool_Gas | M_Input | 2000-2018 Industrial Assessment Center | 2020 | Retro | 2022 | 2041 | PSE | Industrial | Mechanical Pulp | Gas | Per Region | NA | NA | Mechanical Pulp Thermal Systems Reduce Infiltration; Isolate Hot Or Cold Equipment | Mechanical Pulp Thermal Systems Reduce Infiltration; Isolate Hot Or Cold Equipment | 0 | 10 | 4336.4737 | 0 | I-All-Other-Shift3-All-All-S | 0 | 0 | 0 | 0 | 0 | 0 | 0 | 7979.2738 | I-All-Other-Shift3-All-All-S | 0 | 0 | 0 | Comm Flat | Thermal Systems Reduce Infiltration; Isolate Hot Or Cold Equipment | Thermal Systems Reduce Infiltration; Isolate Hot Or Cold Equipment | IndShift3 | 0.01266% | 0% | 100% | 1 | 1 | 100% | 10% | 85% | 6.8% | 0.2% | 58928.3409 | 411.0956 | 5933.9437 | 0 | 6582.5483 | 0 | 0 | 0 | 1104.8038 |  | 0 | 0.012867 | 0 | 01. ($9,999.000) to $0.028 | N/A | 0.012867 | 01. ($9,999.00) to $0.22 | N/A | 0 | 0 | 0 | 0 | 0 | 0 | 0 | 0 | 0 | 0 | 0 | 0 | 0 | 0 | 0 | 0 | 0 | 0 | 0 | 0 | 0 | 0 | 0 | 0 | 0 | 0 | 0 | 0 | 0 | 0 | 0 | 0 | 0 | 0 | 0 | 0 | 0 | 0 | 0 | 0 | 0 | 0 | 0 | 0 | 0 | 0 | 0 | 0 | 0 | 0 | 0 | 0 | 0 | 0 | 0 | 0 | 0 | 0 | 0 | 0 | 0 | 0 | 0 | 0 | 0 | 0 | 0 | 0 | 0 | 0 | 0 | 0 | 0 | 0.085 | 0.085 | 0.085 | 0.085 | 0.085 | 0.085 | 0.085 | 0.085 | 0.085 | 0.085 | 0 | 0 | 0 | 0 | 0 | 0 | 0 | 0 | 0 | 0 | 678.2383 | 674.0381 | 668.6383 | 664.0341 | 658.8762 | 653.744 | 648.116 | 643.6087 | 638.5705 | 633.5096 | 0 | 0 | 0 | 0 | 0 | 0 | 0 | 0 | 0 | 0 | 6561.3737 | 678.2383 | 1352.2764 | 2020.9147 | 2684.9487 | 3343.825 | 3997.5689 | 4645.685 | 5289.2936 | 5927.8641 | 6561.3737 | 6561.3737 | 6561.3737 | 6561.3737 | 6561.3737 | 6561.3737 | 6561.3737 | 6561.3737 | 6561.3737 | 6561.3737 | 6561.3737 | 0 | 0 | 0 | 0 | 0 | 0 | 0 | 0 | 0 | 0 | 0 | 0 | 0 | 0 | 0 | 0 | 0 | 0 | 0 | 0 | 0 | 0 | 0 | 0 | 0 | 0 | 0 | 0 | 0 | 0 | 0 | 0 | 0 | 0 | 0 | 0 | 0 | 0 | 0 | 0 | 0 | 0 | 0 | 0 | 0 | 0 | 0 | 0 | 0 | 93.9083 | 93.3268 | 92.5791 | 91.9416 | 91.2275 | 90.5169 | 89.7376 | 89.1135 | 88.416 | 87.7152 | 0 | 0 | 0 | 0 | 0 | 0 | 0 | 0 | 0 | 0 | 0.01296% | 0 | 0 | 0 | 0 | 0 | 0 | 0 | 0 | 0 | 0 | 0 | 0 | 0 | 0 | 0 | 0 | 0 | 0 | 0 | 0 | 0 | 0 | 0 | 0
| Industrial_tool_Gas | M_Input | 2000-2018 Industrial Assessment Center | 2020 | Retro | 2022 | 2041 | PSE | Industrial | Mechanical Pulp | Gas | Per Region | NA | NA | Mechanical Pulp Waste Heat From Hot Flue Gases To Preheat | Mechanical Pulp Waste Heat From Hot Flue Gases To Preheat | 0 | 14 | 9418.2313 | 0 | I-All-Other-Shift3-All-All-S | 0 | 0 | 0 | 0 | 0 | 0 | 0 | 11628.4844 | I-All-Other-Shift3-All-All-S | 0 | 0 | 0 | Comm Flat | Waste Heat From Hot Flue Gases To Preheat | Waste Heat From Hot Flue Gases To Preheat | IndShift3 | 0.01266% | 0% | 100% | 1 | 1 | 100% | 7.143% | 85% | 6.8% | 0.2% | 116007.3831 | 599.1045 | 11660.6488 | 0 | 11588.0518 | 0 | 0 | 0 | 1211.9448 |  | 0 | 0.0096854 | 0 | 01. ($9,999.000) to $0.028 | N/A | 0.0096854 | 01. ($9,999.00) to $0.22 | N/A | 0 | 0 | 0 | 0 | 0 | 0 | 0 | 0 | 0 | 0 | 0 | 0 | 0 | 0 | 0 | 0 | 0 | 0 | 0 | 0 | 0 | 0 | 0 | 0 | 0 | 0 | 0 | 0 | 0 | 0 | 0 | 0 | 0 | 0 | 0 | 0 | 0 | 0 | 0 | 0 | 0 | 0 | 0 | 0 | 0 | 0 | 0 | 0 | 0 | 0 | 0 | 0 | 0 | 0 | 0 | 0 | 0 | 0 | 0 | 0 | 0 | 0 | 0 | 0 | 0 | 0 | 0 | 0 | 0 | 0 | 0 | 0 | 0 | 0.085 | 0.085 | 0.085 | 0.085 | 0.085 | 0.085 | 0.085 | 0.085 | 0.085 | 0.085 | 0 | 0 | 0 | 0 | 0 | 0 | 0 | 0 | 0 | 0 | 988.4212 | 982.3001 | 974.4308 | 967.7209 | 960.2042 | 952.7247 | 944.523 | 937.9542 | 930.6119 | 923.2364 | 0 | 0 | 0 | 0 | 0 | 0 | 0 | 0 | 0 | 0 | 9562.1273 | 988.4212 | 1970.7213 | 2945.152 | 3912.8729 | 4873.0771 | 5825.8018 | 6770.3248 | 7708.279 | 8638.8909 | 9562.1273 | 9562.1273 | 9562.1273 | 9562.1273 | 9562.1273 | 9562.1273 | 9562.1273 | 9562.1273 | 9562.1273 | 9562.1273 | 9562.1273 | 0 | 0 | 0 | 0 | 0 | 0 | 0 | 0 | 0 | 0 | 0 | 0 | 0 | 0 | 0 | 0 | 0 | 0 | 0 | 0 | 0 | 0 | 0 | 0 | 0 | 0 | 0 | 0 | 0 | 0 | 0 | 0 | 0 | 0 | 0 | 0 | 0 | 0 | 0 | 0 | 0 | 0 | 0 | 0 | 0 | 0 | 0 | 0 | 0 | 103.0153 | 102.3774 | 101.5572 | 100.8579 | 100.0745 | 99.2949 | 98.4401 | 97.7555 | 96.9903 | 96.2216 | 0 | 0 | 0 | 0 | 0 | 0 | 0 | 0 | 0 | 0 | 0.01296% | 0 | 0 | 0 | 0 | 0 | 0 | 0 | 0 | 0 | 0 | 0 | 0 | 0 | 0 | 0 | 0 | 0 | 0 | 0 | 0 | 0 | 0 | 0 | 0
| Industrial_tool_Gas | M_Input | 2000-2018 Industrial Assessment Center | 2020 | Retro | 2022 | 2041 | PSE | Industrial | Mechanical Pulp | Gas | Per Region | NA | NA | Mechanical Pulp Plant Operations - Equipment Scheduling Improvements | Mechanical Pulp Plant Operations - Equipment Scheduling Improvements | 0 | 10 | 9027.7365 | 0 | I-All-Other-Shift3-All-All-S | 0 | 0 | 0 | 0 | 0 | 0 | 0 | 3491.245 | I-All-Other-Shift3-All-All-S | 0 | 0 | 0 | Comm Flat | Plant Operations - Equipment Scheduling Improvements | Plant Operations - Equipment Scheduling Improvements | IndShift3 | 0.01266% | 0% | 100% | 1 | 1 | 100% | 10% | 85% | 6.8% | 0.2% | 25783.4585 | 179.8704 | 2596.3329 | 0 | 13703.6487 | 0 | 0 | 0 | 12732.9927 |  | 0 | 0.33893 | 0 | 01. ($9,999.000) to $0.028 | N/A | 0.33893 | 03. $0.30 to $0.45 | N/A | 0 | 0 | 0 | 0 | 0 | 0 | 0 | 0 | 0 | 0 | 0 | 0 | 0 | 0 | 0 | 0 | 0 | 0 | 0 | 0 | 0 | 0 | 0 | 0 | 0 | 0 | 0 | 0 | 0 | 0 | 0 | 0 | 0 | 0 | 0 | 0 | 0 | 0 | 0 | 0 | 0 | 0 | 0 | 0 | 0 | 0 | 0 | 0 | 0 | 0 | 0 | 0 | 0 | 0 | 0 | 0 | 0 | 0 | 0 | 0 | 0 | 0 | 0 | 0 | 0 | 0 | 0 | 0 | 0 | 0 | 0 | 0 | 0 | 0.085 | 0.085 | 0.085 | 0.085 | 0.085 | 0.085 | 0.085 | 0.085 | 0.085 | 0.085 | 0 | 0 | 0 | 0 | 0 | 0 | 0 | 0 | 0 | 0 | 296.7558 | 294.9181 | 292.5555 | 290.5409 | 288.2842 | 286.0386 | 283.5762 | 281.604 | 279.3996 | 277.1853 | 0 | 0 | 0 | 0 | 0 | 0 | 0 | 0 | 0 | 0 | 2870.8581 | 296.7558 | 591.6739 | 884.2294 | 1174.7703 | 1463.0545 | 1749.0931 | 2032.6692 | 2314.2732 | 2593.6729 | 2870.8581 | 2870.8581 | 2870.8581 | 2870.8581 | 2870.8581 | 2870.8581 | 2870.8581 | 2870.8581 | 2870.8581 | 2870.8581 | 2870.8581 | 0 | 0 | 0 | 0 | 0 | 0 | 0 | 0 | 0 | 0 | 0 | 0 | 0 | 0 | 0 | 0 | 0 | 0 | 0 | 0 | 0 | 0 | 0 | 0 | 0 | 0 | 0 | 0 | 0 | 0 | 0 | 0 | 0 | 0 | 0 | 0 | 0 | 0 | 0 | 0 | 0 | 0 | 0 | 0 | 0 | 0 | 0 | 0 | 0 | 1082.3044 | 1075.6019 | 1066.9851 | 1059.6379 | 1051.4073 | 1043.2174 | 1034.2366 | 1027.0439 | 1019.0042 | 1010.9282 | 0 | 0 | 0 | 0 | 0 | 0 | 0 | 0 | 0 | 0 | 0.01296% | 0 | 0 | 0 | 0 | 0 | 0 | 0 | 0 | 0 | 0 | 0 | 0 | 0 | 0 | 0 | 0 | 0 | 0 | 0 | 0 | 0 | 0 | 0 | 0
| Industrial_tool_Gas | M_Input | 2000-2018 Industrial Assessment Center | 2020 | Retro | 2022 | 2041 | PSE | Industrial | Kraft Pulp | Gas | Per Region | NA | NA | Kraft Pulp Building Envelope Infiltration Improvements | Kraft Pulp Building Envelope Infiltration Improvements | 0 | 20 | 0 | 0 | I-All-Other-Shift3-All-All-S | 0 | 0 | 0 | 0 | 0 | 0 | 0 | 0 | I-All-Other-Shift3-All-All-S | 0 | 0 | 0 | Comm Flat | Building Envelope Infiltration Improvements | Building Envelope Infiltration Improvements | IndShift3 | 0.01266% | 0% | 100% | 1 | 1 | 100% | 5% | 85% | 6.8% | 0.2% | 0 | 0 | 0 | 0 | 0 | 0 | 0 | 0 | 0 |  | 0 | 0 | 0 | 01. ($9,999.000) to $0.028 | N/A | 0 | 01. ($9,999.00) to $0.22 | N/A | 0 | 0 | 0 | 0 | 0 | 0 | 0 | 0 | 0 | 0 | 0 | 0 | 0 | 0 | 0 | 0 | 0 | 0 | 0 | 0 | 0 | 0 | 0 | 0 | 0 | 0 | 0 | 0 | 0 | 0 | 0 | 0 | 0 | 0 | 0 | 0 | 0 | 0 | 0 | 0 | 0 | 0 | 0 | 0 | 0 | 0 | 0 | 0 | 0 | 0 | 0 | 0 | 0 | 0 | 0 | 0 | 0 | 0 | 0 | 0 | 0 | 0 | 0 | 0 | 0 | 0 | 0 | 0 | 0 | 0 | 0 | 0 | 0 | 0.085 | 0.085 | 0.085 | 0.085 | 0.085 | 0.085 | 0.085 | 0.085 | 0.085 | 0.085 | 0 | 0 | 0 | 0 | 0 | 0 | 0 | 0 | 0 | 0 | 0 | 0 | 0 | 0 | 0 | 0 | 0 | 0 | 0 | 0 | 0 | 0 | 0 | 0 | 0 | 0 | 0 | 0 | 0 | 0 | 0 | 0 | 0 | 0 | 0 | 0 | 0 | 0 | 0 | 0 | 0 | 0 | 0 | 0 | 0 | 0 | 0 | 0 | 0 | 0 | 0 | 0 | 0 | 0 | 0 | 0 | 0 | 0 | 0 | 0 | 0 | 0 | 0 | 0 | 0 | 0 | 0 | 0 | 0 | 0 | 0 | 0 | 0 | 0 | 0 | 0 | 0 | 0 | 0 | 0 | 0 | 0 | 0 | 0 | 0 | 0 | 0 | 0 | 0 | 0 | 0 | 0 | 0 | 0 | 0 | 0 | 0 | 0 | 0 | 0 | 0 | 0 | 0 | 0 | 0 | 0 | 0 | 0 | 0 | 0 | 0 | 0 | 0 | 0 | 0 | 0 | 0 | 0 | 0 | 0 | 0.01296% | 0 | 0 | 0 | 0 | 0 | 0 | 0 | 0 | 0 | 0 | 0 | 0 | 0 | 0 | 0 | 0 | 0 | 0 | 0 | 0 | 0 | 0 | 0 | 0
| Industrial_tool_Gas | M_Input | 2000-2018 Industrial Assessment Center | 2020 | Retro | 2022 | 2041 | PSE | Industrial | Kraft Pulp | Gas | Per Region | NA | NA | Kraft Pulp Building Envelope Insulation and Window/Door Improvements | Kraft Pulp Building Envelope Insulation and Window/Door Improvements | 0 | 20 | 0 | 0 | I-All-Other-Shift3-All-All-S | 0 | 0 | 0 | 0 | 0 | 0 | 0 | 0 | I-All-Other-Shift3-All-All-S | 0 | 0 | 0 | Comm Flat | Building Envelope Insulation and Window/Door Improvements | Building Envelope Insulation and Window/Door Improvements | IndShift3 | 0.01266% | 0% | 100% | 1 | 1 | 100% | 5% | 85% | 6.8% | 0.2% | 0 | 0 | 0 | 0 | 0 | 0 | 0 | 0 | 0 |  | 0 | 0 | 0 | 01. ($9,999.000) to $0.028 | N/A | 0 | 01. ($9,999.00) to $0.22 | N/A | 0 | 0 | 0 | 0 | 0 | 0 | 0 | 0 | 0 | 0 | 0 | 0 | 0 | 0 | 0 | 0 | 0 | 0 | 0 | 0 | 0 | 0 | 0 | 0 | 0 | 0 | 0 | 0 | 0 | 0 | 0 | 0 | 0 | 0 | 0 | 0 | 0 | 0 | 0 | 0 | 0 | 0 | 0 | 0 | 0 | 0 | 0 | 0 | 0 | 0 | 0 | 0 | 0 | 0 | 0 | 0 | 0 | 0 | 0 | 0 | 0 | 0 | 0 | 0 | 0 | 0 | 0 | 0 | 0 | 0 | 0 | 0 | 0 | 0.085 | 0.085 | 0.085 | 0.085 | 0.085 | 0.085 | 0.085 | 0.085 | 0.085 | 0.085 | 0 | 0 | 0 | 0 | 0 | 0 | 0 | 0 | 0 | 0 | 0 | 0 | 0 | 0 | 0 | 0 | 0 | 0 | 0 | 0 | 0 | 0 | 0 | 0 | 0 | 0 | 0 | 0 | 0 | 0 | 0 | 0 | 0 | 0 | 0 | 0 | 0 | 0 | 0 | 0 | 0 | 0 | 0 | 0 | 0 | 0 | 0 | 0 | 0 | 0 | 0 | 0 | 0 | 0 | 0 | 0 | 0 | 0 | 0 | 0 | 0 | 0 | 0 | 0 | 0 | 0 | 0 | 0 | 0 | 0 | 0 | 0 | 0 | 0 | 0 | 0 | 0 | 0 | 0 | 0 | 0 | 0 | 0 | 0 | 0 | 0 | 0 | 0 | 0 | 0 | 0 | 0 | 0 | 0 | 0 | 0 | 0 | 0 | 0 | 0 | 0 | 0 | 0 | 0 | 0 | 0 | 0 | 0 | 0 | 0 | 0 | 0 | 0 | 0 | 0 | 0 | 0 | 0 | 0 | 0 | 0.01296% | 0 | 0 | 0 | 0 | 0 | 0 | 0 | 0 | 0 | 0 | 0 | 0 | 0 | 0 | 0 | 0 | 0 | 0 | 0 | 0 | 0 | 0 | 0 | 0
| Industrial_tool_Gas | M_Input | 2000-2018 Industrial Assessment Center | 2020 | Retro | 2022 | 2041 | PSE | Industrial | Kraft Pulp | Gas | Per Region | NA | NA | Kraft Pulp Equipment Upgrade - Replace Existing HVAC Unit With High Efficiency Model | Kraft Pulp Equipment Upgrade - Replace Existing HVAC Unit With High Efficiency Model | 0 | 20 | 0 | 0 | I-All-Other-Shift3-All-All-S | 0 | 0 | 0 | 0 | 0 | 0 | 0 | 0 | I-All-Other-Shift3-All-All-S | 0 | 0 | 0 | Comm Flat | Equipment Upgrade - Replace Existing HVAC Unit With High Efficiency Model | Equipment Upgrade - Replace Existing HVAC Unit With High Efficiency Model | IndShift3 | 0.01266% | 0% | 100% | 1 | 1 | 100% | 5% | 85% | 6.8% | 0.2% | 0 | 0 | 0 | 0 | 0 | 0 | 0 | 0 | 0 |  | 0 | 0 | 0 | 01. ($9,999.000) to $0.028 | N/A | 0 | 01. ($9,999.00) to $0.22 | N/A | 0 | 0 | 0 | 0 | 0 | 0 | 0 | 0 | 0 | 0 | 0 | 0 | 0 | 0 | 0 | 0 | 0 | 0 | 0 | 0 | 0 | 0 | 0 | 0 | 0 | 0 | 0 | 0 | 0 | 0 | 0 | 0 | 0 | 0 | 0 | 0 | 0 | 0 | 0 | 0 | 0 | 0 | 0 | 0 | 0 | 0 | 0 | 0 | 0 | 0 | 0 | 0 | 0 | 0 | 0 | 0 | 0 | 0 | 0 | 0 | 0 | 0 | 0 | 0 | 0 | 0 | 0 | 0 | 0 | 0 | 0 | 0 | 0 | 0.085 | 0.085 | 0.085 | 0.085 | 0.085 | 0.085 | 0.085 | 0.085 | 0.085 | 0.085 | 0 | 0 | 0 | 0 | 0 | 0 | 0 | 0 | 0 | 0 | 0 | 0 | 0 | 0 | 0 | 0 | 0 | 0 | 0 | 0 | 0 | 0 | 0 | 0 | 0 | 0 | 0 | 0 | 0 | 0 | 0 | 0 | 0 | 0 | 0 | 0 | 0 | 0 | 0 | 0 | 0 | 0 | 0 | 0 | 0 | 0 | 0 | 0 | 0 | 0 | 0 | 0 | 0 | 0 | 0 | 0 | 0 | 0 | 0 | 0 | 0 | 0 | 0 | 0 | 0 | 0 | 0 | 0 | 0 | 0 | 0 | 0 | 0 | 0 | 0 | 0 | 0 | 0 | 0 | 0 | 0 | 0 | 0 | 0 | 0 | 0 | 0 | 0 | 0 | 0 | 0 | 0 | 0 | 0 | 0 | 0 | 0 | 0 | 0 | 0 | 0 | 0 | 0 | 0 | 0 | 0 | 0 | 0 | 0 | 0 | 0 | 0 | 0 | 0 | 0 | 0 | 0 | 0 | 0 | 0 | 0.01296% | 0 | 0 | 0 | 0 | 0 | 0 | 0 | 0 | 0 | 0 | 0 | 0 | 0 | 0 | 0 | 0 | 0 | 0 | 0 | 0 | 0 | 0 | 0 | 0
| Industrial_tool_Gas | M_Input | 2000-2018 Industrial Assessment Center | 2020 | Retro | 2022 | 2041 | PSE | Industrial | Kraft Pulp | Gas | Per Region | NA | NA | Kraft Pulp HVAC Equipment Scheduling Improvements - HVAC Controls, Timers Or Thermostats | Kraft Pulp HVAC Equipment Scheduling Improvements - HVAC Controls, Timers Or Thermostats | 0 | 15 | 0 | 0 | I-All-Other-Shift3-All-All-S | 0 | 0 | 0 | 0 | 0 | 0 | 0 | 0 | I-All-Other-Shift3-All-All-S | 0 | 0 | 0 | Comm Flat | HVAC Equipment Scheduling Improvements - HVAC Controls, Timers Or Thermostats | HVAC Equipment Scheduling Improvements - HVAC Controls, Timers Or Thermostats | IndShift3 | 0.01266% | 0% | 100% | 1 | 1 | 100% | 6.667% | 85% | 6.8% | 0.2% | 0 | 0 | 0 | 0 | 0 | 0 | 0 | 0 | 0 |  | 0 | 0 | 0 | 01. ($9,999.000) to $0.028 | N/A | 0 | 01. ($9,999.00) to $0.22 | N/A | 0 | 0 | 0 | 0 | 0 | 0 | 0 | 0 | 0 | 0 | 0 | 0 | 0 | 0 | 0 | 0 | 0 | 0 | 0 | 0 | 0 | 0 | 0 | 0 | 0 | 0 | 0 | 0 | 0 | 0 | 0 | 0 | 0 | 0 | 0 | 0 | 0 | 0 | 0 | 0 | 0 | 0 | 0 | 0 | 0 | 0 | 0 | 0 | 0 | 0 | 0 | 0 | 0 | 0 | 0 | 0 | 0 | 0 | 0 | 0 | 0 | 0 | 0 | 0 | 0 | 0 | 0 | 0 | 0 | 0 | 0 | 0 | 0 | 0.085 | 0.085 | 0.085 | 0.085 | 0.085 | 0.085 | 0.085 | 0.085 | 0.085 | 0.085 | 0 | 0 | 0 | 0 | 0 | 0 | 0 | 0 | 0 | 0 | 0 | 0 | 0 | 0 | 0 | 0 | 0 | 0 | 0 | 0 | 0 | 0 | 0 | 0 | 0 | 0 | 0 | 0 | 0 | 0 | 0 | 0 | 0 | 0 | 0 | 0 | 0 | 0 | 0 | 0 | 0 | 0 | 0 | 0 | 0 | 0 | 0 | 0 | 0 | 0 | 0 | 0 | 0 | 0 | 0 | 0 | 0 | 0 | 0 | 0 | 0 | 0 | 0 | 0 | 0 | 0 | 0 | 0 | 0 | 0 | 0 | 0 | 0 | 0 | 0 | 0 | 0 | 0 | 0 | 0 | 0 | 0 | 0 | 0 | 0 | 0 | 0 | 0 | 0 | 0 | 0 | 0 | 0 | 0 | 0 | 0 | 0 | 0 | 0 | 0 | 0 | 0 | 0 | 0 | 0 | 0 | 0 | 0 | 0 | 0 | 0 | 0 | 0 | 0 | 0 | 0 | 0 | 0 | 0 | 0 | 0.01296% | 0 | 0 | 0 | 0 | 0 | 0 | 0 | 0 | 0 | 0 | 0 | 0 | 0 | 0 | 0 | 0 | 0 | 0 | 0 | 0 | 0 | 0 | 0 | 0
| Industrial_tool_Gas | M_Input | 2000-2018 Industrial Assessment Center | 2020 | Retro | 2022 | 2041 | PSE | Industrial | Kraft Pulp | Gas | Per Region | NA | NA | Kraft Pulp Optimize Ventilation System | Kraft Pulp Optimize Ventilation System | 0 | 5 | 0 | 0 | I-All-Other-Shift3-All-All-S | 0 | 0 | 0 | 0 | 0 | 0 | 0 | 0 | I-All-Other-Shift3-All-All-S | 0 | 0 | 0 | Comm Flat | Optimize Ventilation System | Optimize Ventilation System | IndShift3 | 0.01266% | 0% | 100% | 1 | 1 | 100% | 20% | 85% | 6.8% | 0.2% | 0 | 0 | 0 | 0 | 0 | 0 | 0 | 0 | 0 |  | 0 | 0 | 0 | 01. ($9,999.000) to $0.028 | N/A | 0 | 01. ($9,999.00) to $0.22 | N/A | 0 | 0 | 0 | 0 | 0 | 0 | 0 | 0 | 0 | 0 | 0 | 0 | 0 | 0 | 0 | 0 | 0 | 0 | 0 | 0 | 0 | 0 | 0 | 0 | 0 | 0 | 0 | 0 | 0 | 0 | 0 | 0 | 0 | 0 | 0 | 0 | 0 | 0 | 0 | 0 | 0 | 0 | 0 | 0 | 0 | 0 | 0 | 0 | 0 | 0 | 0 | 0 | 0 | 0 | 0 | 0 | 0 | 0 | 0 | 0 | 0 | 0 | 0 | 0 | 0 | 0 | 0 | 0 | 0 | 0 | 0 | 0 | 0 | 0.085 | 0.085 | 0.085 | 0.085 | 0.085 | 0.085 | 0.085 | 0.085 | 0.085 | 0.085 | 0 | 0 | 0 | 0 | 0 | 0 | 0 | 0 | 0 | 0 | 0 | 0 | 0 | 0 | 0 | 0 | 0 | 0 | 0 | 0 | 0 | 0 | 0 | 0 | 0 | 0 | 0 | 0 | 0 | 0 | 0 | 0 | 0 | 0 | 0 | 0 | 0 | 0 | 0 | 0 | 0 | 0 | 0 | 0 | 0 | 0 | 0 | 0 | 0 | 0 | 0 | 0 | 0 | 0 | 0 | 0 | 0 | 0 | 0 | 0 | 0 | 0 | 0 | 0 | 0 | 0 | 0 | 0 | 0 | 0 | 0 | 0 | 0 | 0 | 0 | 0 | 0 | 0 | 0 | 0 | 0 | 0 | 0 | 0 | 0 | 0 | 0 | 0 | 0 | 0 | 0 | 0 | 0 | 0 | 0 | 0 | 0 | 0 | 0 | 0 | 0 | 0 | 0 | 0 | 0 | 0 | 0 | 0 | 0 | 0 | 0 | 0 | 0 | 0 | 0 | 0 | 0 | 0 | 0 | 0 | 0.01296% | 0 | 0 | 0 | 0 | 0 | 0 | 0 | 0 | 0 | 0 | 0 | 0 | 0 | 0 | 0 | 0 | 0 | 0 | 0 | 0 | 0 | 0 | 0 | 0
| Industrial_tool_Gas | M_Input | 2000-2018 Industrial Assessment Center | 2020 | Retro | 2022 | 2041 | PSE | Industrial | Kraft Pulp | Gas | Per Region | NA | NA | Kraft Pulp Analyze Flue Gas For Proper Air/Fuel Ratio | Kraft Pulp Analyze Flue Gas For Proper Air/Fuel Ratio | 0 | 5 | 0 | 0 | I-All-Other-Shift3-All-All-S | 0 | 0 | 0 | 0 | 0 | 0 | 0 | 0 | I-All-Other-Shift3-All-All-S | 0 | 0 | 0 | Comm Flat | Analyze Flue Gas For Proper Air/Fuel Ratio | Analyze Flue Gas For Proper Air/Fuel Ratio | IndShift3 | 0.01266% | 0% | 100% | 1 | 1 | 100% | 20% | 85% | 6.8% | 0.2% | 0 | 0 | 0 | 0 | 0 | 0 | 0 | 0 | 0 |  | 0 | 0 | 0 | 01. ($9,999.000) to $0.028 | N/A | 0 | 01. ($9,999.00) to $0.22 | N/A | 0 | 0 | 0 | 0 | 0 | 0 | 0 | 0 | 0 | 0 | 0 | 0 | 0 | 0 | 0 | 0 | 0 | 0 | 0 | 0 | 0 | 0 | 0 | 0 | 0 | 0 | 0 | 0 | 0 | 0 | 0 | 0 | 0 | 0 | 0 | 0 | 0 | 0 | 0 | 0 | 0 | 0 | 0 | 0 | 0 | 0 | 0 | 0 | 0 | 0 | 0 | 0 | 0 | 0 | 0 | 0 | 0 | 0 | 0 | 0 | 0 | 0 | 0 | 0 | 0 | 0 | 0 | 0 | 0 | 0 | 0 | 0 | 0 | 0.085 | 0.085 | 0.085 | 0.085 | 0.085 | 0.085 | 0.085 | 0.085 | 0.085 | 0.085 | 0 | 0 | 0 | 0 | 0 | 0 | 0 | 0 | 0 | 0 | 0 | 0 | 0 | 0 | 0 | 0 | 0 | 0 | 0 | 0 | 0 | 0 | 0 | 0 | 0 | 0 | 0 | 0 | 0 | 0 | 0 | 0 | 0 | 0 | 0 | 0 | 0 | 0 | 0 | 0 | 0 | 0 | 0 | 0 | 0 | 0 | 0 | 0 | 0 | 0 | 0 | 0 | 0 | 0 | 0 | 0 | 0 | 0 | 0 | 0 | 0 | 0 | 0 | 0 | 0 | 0 | 0 | 0 | 0 | 0 | 0 | 0 | 0 | 0 | 0 | 0 | 0 | 0 | 0 | 0 | 0 | 0 | 0 | 0 | 0 | 0 | 0 | 0 | 0 | 0 | 0 | 0 | 0 | 0 | 0 | 0 | 0 | 0 | 0 | 0 | 0 | 0 | 0 | 0 | 0 | 0 | 0 | 0 | 0 | 0 | 0 | 0 | 0 | 0 | 0 | 0 | 0 | 0 | 0 | 0 | 0.01296% | 0 | 0 | 0 | 0 | 0 | 0 | 0 | 0 | 0 | 0 | 0 | 0 | 0 | 0 | 0 | 0 | 0 | 0 | 0 | 0 | 0 | 0 | 0 | 0
| Industrial_tool_Gas | M_Input | 2000-2018 Industrial Assessment Center | 2020 | Retro | 2022 | 2041 | PSE | Industrial | Kraft Pulp | Gas | Per Region | NA | NA | Kraft Pulp Boiler - Operation, Maintenance, And Scheduling | Kraft Pulp Boiler - Operation, Maintenance, And Scheduling | 0 | 5 | 0 | 0 | I-All-Other-Shift3-All-All-S | 0 | 0 | 0 | 0 | 0 | 0 | 0 | 0 | I-All-Other-Shift3-All-All-S | 0 | 0 | 0 | Comm Flat | Boiler - Operation, Maintenance, And Scheduling | Boiler - Operation, Maintenance, And Scheduling | IndShift3 | 0.01266% | 0% | 100% | 1 | 1 | 100% | 20% | 85% | 6.8% | 0.2% | 0 | 0 | 0 | 0 | 0 | 0 | 0 | 0 | 0 |  | 0 | 0 | 0 | 01. ($9,999.000) to $0.028 | N/A | 0 | 01. ($9,999.00) to $0.22 | N/A | 0 | 0 | 0 | 0 | 0 | 0 | 0 | 0 | 0 | 0 | 0 | 0 | 0 | 0 | 0 | 0 | 0 | 0 | 0 | 0 | 0 | 0 | 0 | 0 | 0 | 0 | 0 | 0 | 0 | 0 | 0 | 0 | 0 | 0 | 0 | 0 | 0 | 0 | 0 | 0 | 0 | 0 | 0 | 0 | 0 | 0 | 0 | 0 | 0 | 0 | 0 | 0 | 0 | 0 | 0 | 0 | 0 | 0 | 0 | 0 | 0 | 0 | 0 | 0 | 0 | 0 | 0 | 0 | 0 | 0 | 0 | 0 | 0 | 0.085 | 0.085 | 0.085 | 0.085 | 0.085 | 0.085 | 0.085 | 0.085 | 0.085 | 0.085 | 0 | 0 | 0 | 0 | 0 | 0 | 0 | 0 | 0 | 0 | 0 | 0 | 0 | 0 | 0 | 0 | 0 | 0 | 0 | 0 | 0 | 0 | 0 | 0 | 0 | 0 | 0 | 0 | 0 | 0 | 0 | 0 | 0 | 0 | 0 | 0 | 0 | 0 | 0 | 0 | 0 | 0 | 0 | 0 | 0 | 0 | 0 | 0 | 0 | 0 | 0 | 0 | 0 | 0 | 0 | 0 | 0 | 0 | 0 | 0 | 0 | 0 | 0 | 0 | 0 | 0 | 0 | 0 | 0 | 0 | 0 | 0 | 0 | 0 | 0 | 0 | 0 | 0 | 0 | 0 | 0 | 0 | 0 | 0 | 0 | 0 | 0 | 0 | 0 | 0 | 0 | 0 | 0 | 0 | 0 | 0 | 0 | 0 | 0 | 0 | 0 | 0 | 0 | 0 | 0 | 0 | 0 | 0 | 0 | 0 | 0 | 0 | 0 | 0 | 0 | 0 | 0 | 0 | 0 | 0 | 0.01296% | 0 | 0 | 0 | 0 | 0 | 0 | 0 | 0 | 0 | 0 | 0 | 0 | 0 | 0 | 0 | 0 | 0 | 0 | 0 | 0 | 0 | 0 | 0 | 0
| Industrial_tool_Gas | M_Input | 2000-2018 Industrial Assessment Center | 2020 | Retro | 2022 | 2041 | PSE | Industrial | Kraft Pulp | Gas | Per Region | NA | NA | Kraft Pulp Equipment Upgrade - Boiler Replacement | Kraft Pulp Equipment Upgrade - Boiler Replacement | 0 | 20 | 0 | 0 | I-All-Other-Shift3-All-All-S | 0 | 0 | 0 | 0 | 0 | 0 | 0 | 0 | I-All-Other-Shift3-All-All-S | 0 | 0 | 0 | Comm Flat | Equipment Upgrade - Boiler Replacement | Equipment Upgrade - Boiler Replacement | IndShift3 | 0.01266% | 0% | 100% | 1 | 1 | 100% | 5% | 85% | 6.8% | 0.2% | 0 | 0 | 0 | 0 | 0 | 0 | 0 | 0 | 0 |  | 0 | 0 | 0 | 01. ($9,999.000) to $0.028 | N/A | 0 | 01. ($9,999.00) to $0.22 | N/A | 0 | 0 | 0 | 0 | 0 | 0 | 0 | 0 | 0 | 0 | 0 | 0 | 0 | 0 | 0 | 0 | 0 | 0 | 0 | 0 | 0 | 0 | 0 | 0 | 0 | 0 | 0 | 0 | 0 | 0 | 0 | 0 | 0 | 0 | 0 | 0 | 0 | 0 | 0 | 0 | 0 | 0 | 0 | 0 | 0 | 0 | 0 | 0 | 0 | 0 | 0 | 0 | 0 | 0 | 0 | 0 | 0 | 0 | 0 | 0 | 0 | 0 | 0 | 0 | 0 | 0 | 0 | 0 | 0 | 0 | 0 | 0 | 0 | 0.085 | 0.085 | 0.085 | 0.085 | 0.085 | 0.085 | 0.085 | 0.085 | 0.085 | 0.085 | 0 | 0 | 0 | 0 | 0 | 0 | 0 | 0 | 0 | 0 | 0 | 0 | 0 | 0 | 0 | 0 | 0 | 0 | 0 | 0 | 0 | 0 | 0 | 0 | 0 | 0 | 0 | 0 | 0 | 0 | 0 | 0 | 0 | 0 | 0 | 0 | 0 | 0 | 0 | 0 | 0 | 0 | 0 | 0 | 0 | 0 | 0 | 0 | 0 | 0 | 0 | 0 | 0 | 0 | 0 | 0 | 0 | 0 | 0 | 0 | 0 | 0 | 0 | 0 | 0 | 0 | 0 | 0 | 0 | 0 | 0 | 0 | 0 | 0 | 0 | 0 | 0 | 0 | 0 | 0 | 0 | 0 | 0 | 0 | 0 | 0 | 0 | 0 | 0 | 0 | 0 | 0 | 0 | 0 | 0 | 0 | 0 | 0 | 0 | 0 | 0 | 0 | 0 | 0 | 0 | 0 | 0 | 0 | 0 | 0 | 0 | 0 | 0 | 0 | 0 | 0 | 0 | 0 | 0 | 0 | 0.01296% | 0 | 0 | 0 | 0 | 0 | 0 | 0 | 0 | 0 | 0 | 0 | 0 | 0 | 0 | 0 | 0 | 0 | 0 | 0 | 0 | 0 | 0 | 0 | 0
| Industrial_tool_Gas | M_Input | 2000-2018 Industrial Assessment Center | 2020 | Retro | 2022 | 2041 | PSE | Industrial | Kraft Pulp | Gas | Per Region | NA | NA | Kraft Pulp Equipment Upgrade - Boiler Turbulators | Kraft Pulp Equipment Upgrade - Boiler Turbulators | 0 | 20 | 0 | 0 | I-All-Other-Shift3-All-All-S | 0 | 0 | 0 | 0 | 0 | 0 | 0 | 0 | I-All-Other-Shift3-All-All-S | 0 | 0 | 0 | Comm Flat | Equipment Upgrade - Boiler Turbulators | Equipment Upgrade - Boiler Turbulators | IndShift3 | 0.01266% | 0% | 100% | 1 | 1 | 100% | 5% | 85% | 6.8% | 0.2% | 0 | 0 | 0 | 0 | 0 | 0 | 0 | 0 | 0 |  | 0 | 0 | 0 | 01. ($9,999.000) to $0.028 | N/A | 0 | 01. ($9,999.00) to $0.22 | N/A | 0 | 0 | 0 | 0 | 0 | 0 | 0 | 0 | 0 | 0 | 0 | 0 | 0 | 0 | 0 | 0 | 0 | 0 | 0 | 0 | 0 | 0 | 0 | 0 | 0 | 0 | 0 | 0 | 0 | 0 | 0 | 0 | 0 | 0 | 0 | 0 | 0 | 0 | 0 | 0 | 0 | 0 | 0 | 0 | 0 | 0 | 0 | 0 | 0 | 0 | 0 | 0 | 0 | 0 | 0 | 0 | 0 | 0 | 0 | 0 | 0 | 0 | 0 | 0 | 0 | 0 | 0 | 0 | 0 | 0 | 0 | 0 | 0 | 0.085 | 0.085 | 0.085 | 0.085 | 0.085 | 0.085 | 0.085 | 0.085 | 0.085 | 0.085 | 0 | 0 | 0 | 0 | 0 | 0 | 0 | 0 | 0 | 0 | 0 | 0 | 0 | 0 | 0 | 0 | 0 | 0 | 0 | 0 | 0 | 0 | 0 | 0 | 0 | 0 | 0 | 0 | 0 | 0 | 0 | 0 | 0 | 0 | 0 | 0 | 0 | 0 | 0 | 0 | 0 | 0 | 0 | 0 | 0 | 0 | 0 | 0 | 0 | 0 | 0 | 0 | 0 | 0 | 0 | 0 | 0 | 0 | 0 | 0 | 0 | 0 | 0 | 0 | 0 | 0 | 0 | 0 | 0 | 0 | 0 | 0 | 0 | 0 | 0 | 0 | 0 | 0 | 0 | 0 | 0 | 0 | 0 | 0 | 0 | 0 | 0 | 0 | 0 | 0 | 0 | 0 | 0 | 0 | 0 | 0 | 0 | 0 | 0 | 0 | 0 | 0 | 0 | 0 | 0 | 0 | 0 | 0 | 0 | 0 | 0 | 0 | 0 | 0 | 0 | 0 | 0 | 0 | 0 | 0 | 0.01296% | 0 | 0 | 0 | 0 | 0 | 0 | 0 | 0 | 0 | 0 | 0 | 0 | 0 | 0 | 0 | 0 | 0 | 0 | 0 | 0 | 0 | 0 | 0 | 0
| Industrial_tool_Gas | M_Input | 2000-2018 Industrial Assessment Center | 2020 | Retro | 2022 | 2041 | PSE | Industrial | Kraft Pulp | Gas | Per Region | NA | NA | Kraft Pulp Improve Combustion Control Capability And Air Flow | Kraft Pulp Improve Combustion Control Capability And Air Flow | 0 | 15 | 0 | 0 | I-All-Other-Shift3-All-All-S | 0 | 0 | 0 | 0 | 0 | 0 | 0 | 0 | I-All-Other-Shift3-All-All-S | 0 | 0 | 0 | Comm Flat | Improve Combustion Control Capability And Air Flow | Improve Combustion Control Capability And Air Flow | IndShift3 | 0.01266% | 0% | 100% | 1 | 1 | 100% | 6.667% | 85% | 6.8% | 0.2% | 0 | 0 | 0 | 0 | 0 | 0 | 0 | 0 | 0 |  | 0 | 0 | 0 | 01. ($9,999.000) to $0.028 | N/A | 0 | 01. ($9,999.00) to $0.22 | N/A | 0 | 0 | 0 | 0 | 0 | 0 | 0 | 0 | 0 | 0 | 0 | 0 | 0 | 0 | 0 | 0 | 0 | 0 | 0 | 0 | 0 | 0 | 0 | 0 | 0 | 0 | 0 | 0 | 0 | 0 | 0 | 0 | 0 | 0 | 0 | 0 | 0 | 0 | 0 | 0 | 0 | 0 | 0 | 0 | 0 | 0 | 0 | 0 | 0 | 0 | 0 | 0 | 0 | 0 | 0 | 0 | 0 | 0 | 0 | 0 | 0 | 0 | 0 | 0 | 0 | 0 | 0 | 0 | 0 | 0 | 0 | 0 | 0 | 0.085 | 0.085 | 0.085 | 0.085 | 0.085 | 0.085 | 0.085 | 0.085 | 0.085 | 0.085 | 0 | 0 | 0 | 0 | 0 | 0 | 0 | 0 | 0 | 0 | 0 | 0 | 0 | 0 | 0 | 0 | 0 | 0 | 0 | 0 | 0 | 0 | 0 | 0 | 0 | 0 | 0 | 0 | 0 | 0 | 0 | 0 | 0 | 0 | 0 | 0 | 0 | 0 | 0 | 0 | 0 | 0 | 0 | 0 | 0 | 0 | 0 | 0 | 0 | 0 | 0 | 0 | 0 | 0 | 0 | 0 | 0 | 0 | 0 | 0 | 0 | 0 | 0 | 0 | 0 | 0 | 0 | 0 | 0 | 0 | 0 | 0 | 0 | 0 | 0 | 0 | 0 | 0 | 0 | 0 | 0 | 0 | 0 | 0 | 0 | 0 | 0 | 0 | 0 | 0 | 0 | 0 | 0 | 0 | 0 | 0 | 0 | 0 | 0 | 0 | 0 | 0 | 0 | 0 | 0 | 0 | 0 | 0 | 0 | 0 | 0 | 0 | 0 | 0 | 0 | 0 | 0 | 0 | 0 | 0 | 0.01296% | 0 | 0 | 0 | 0 | 0 | 0 | 0 | 0 | 0 | 0 | 0 | 0 | 0 | 0 | 0 | 0 | 0 | 0 | 0 | 0 | 0 | 0 | 0 | 0
| Industrial_tool_Gas | M_Input | 2000-2018 Industrial Assessment Center | 2020 | Retro | 2022 | 2041 | PSE | Industrial | Kraft Pulp | Gas | Per Region | NA | NA | Kraft Pulp Install Or Repair Insulation On Condensate Lines And Optimize Condensate | Kraft Pulp Install Or Repair Insulation On Condensate Lines And Optimize Condensate | 0 | 10 | 0 | 0 | I-All-Other-Shift3-All-All-S | 0 | 0 | 0 | 0 | 0 | 0 | 0 | 0 | I-All-Other-Shift3-All-All-S | 0 | 0 | 0 | Comm Flat | Install Or Repair Insulation On Condensate Lines And Optimize Condensate | Install Or Repair Insulation On Condensate Lines And Optimize Condensate | IndShift3 | 0.01266% | 0% | 100% | 1 | 1 | 100% | 10% | 85% | 6.8% | 0.2% | 0 | 0 | 0 | 0 | 0 | 0 | 0 | 0 | 0 |  | 0 | 0 | 0 | 01. ($9,999.000) to $0.028 | N/A | 0 | 01. ($9,999.00) to $0.22 | N/A | 0 | 0 | 0 | 0 | 0 | 0 | 0 | 0 | 0 | 0 | 0 | 0 | 0 | 0 | 0 | 0 | 0 | 0 | 0 | 0 | 0 | 0 | 0 | 0 | 0 | 0 | 0 | 0 | 0 | 0 | 0 | 0 | 0 | 0 | 0 | 0 | 0 | 0 | 0 | 0 | 0 | 0 | 0 | 0 | 0 | 0 | 0 | 0 | 0 | 0 | 0 | 0 | 0 | 0 | 0 | 0 | 0 | 0 | 0 | 0 | 0 | 0 | 0 | 0 | 0 | 0 | 0 | 0 | 0 | 0 | 0 | 0 | 0 | 0.085 | 0.085 | 0.085 | 0.085 | 0.085 | 0.085 | 0.085 | 0.085 | 0.085 | 0.085 | 0 | 0 | 0 | 0 | 0 | 0 | 0 | 0 | 0 | 0 | 0 | 0 | 0 | 0 | 0 | 0 | 0 | 0 | 0 | 0 | 0 | 0 | 0 | 0 | 0 | 0 | 0 | 0 | 0 | 0 | 0 | 0 | 0 | 0 | 0 | 0 | 0 | 0 | 0 | 0 | 0 | 0 | 0 | 0 | 0 | 0 | 0 | 0 | 0 | 0 | 0 | 0 | 0 | 0 | 0 | 0 | 0 | 0 | 0 | 0 | 0 | 0 | 0 | 0 | 0 | 0 | 0 | 0 | 0 | 0 | 0 | 0 | 0 | 0 | 0 | 0 | 0 | 0 | 0 | 0 | 0 | 0 | 0 | 0 | 0 | 0 | 0 | 0 | 0 | 0 | 0 | 0 | 0 | 0 | 0 | 0 | 0 | 0 | 0 | 0 | 0 | 0 | 0 | 0 | 0 | 0 | 0 | 0 | 0 | 0 | 0 | 0 | 0 | 0 | 0 | 0 | 0 | 0 | 0 | 0 | 0.01296% | 0 | 0 | 0 | 0 | 0 | 0 | 0 | 0 | 0 | 0 | 0 | 0 | 0 | 0 | 0 | 0 | 0 | 0 | 0 | 0 | 0 | 0 | 0 | 0
| Industrial_tool_Gas | M_Input | 2000-2018 Industrial Assessment Center | 2020 | Retro | 2022 | 2041 | PSE | Industrial | Kraft Pulp | Gas | Per Region | NA | NA | Kraft Pulp Insulate Steam, Hot Water Lines Or Feedwater Tank | Kraft Pulp Insulate Steam, Hot Water Lines Or Feedwater Tank | 0 | 15 | 0 | 0 | I-All-Other-Shift3-All-All-S | 0 | 0 | 0 | 0 | 0 | 0 | 0 | 0 | I-All-Other-Shift3-All-All-S | 0 | 0 | 0 | Comm Flat | Insulate Steam, Hot Water Lines Or Feedwater Tank | Insulate Steam, Hot Water Lines Or Feedwater Tank | IndShift3 | 0.01266% | 0% | 100% | 1 | 1 | 100% | 6.667% | 85% | 6.8% | 0.2% | 0 | 0 | 0 | 0 | 0 | 0 | 0 | 0 | 0 |  | 0 | 0 | 0 | 01. ($9,999.000) to $0.028 | N/A | 0 | 01. ($9,999.00) to $0.22 | N/A | 0 | 0 | 0 | 0 | 0 | 0 | 0 | 0 | 0 | 0 | 0 | 0 | 0 | 0 | 0 | 0 | 0 | 0 | 0 | 0 | 0 | 0 | 0 | 0 | 0 | 0 | 0 | 0 | 0 | 0 | 0 | 0 | 0 | 0 | 0 | 0 | 0 | 0 | 0 | 0 | 0 | 0 | 0 | 0 | 0 | 0 | 0 | 0 | 0 | 0 | 0 | 0 | 0 | 0 | 0 | 0 | 0 | 0 | 0 | 0 | 0 | 0 | 0 | 0 | 0 | 0 | 0 | 0 | 0 | 0 | 0 | 0 | 0 | 0.085 | 0.085 | 0.085 | 0.085 | 0.085 | 0.085 | 0.085 | 0.085 | 0.085 | 0.085 | 0 | 0 | 0 | 0 | 0 | 0 | 0 | 0 | 0 | 0 | 0 | 0 | 0 | 0 | 0 | 0 | 0 | 0 | 0 | 0 | 0 | 0 | 0 | 0 | 0 | 0 | 0 | 0 | 0 | 0 | 0 | 0 | 0 | 0 | 0 | 0 | 0 | 0 | 0 | 0 | 0 | 0 | 0 | 0 | 0 | 0 | 0 | 0 | 0 | 0 | 0 | 0 | 0 | 0 | 0 | 0 | 0 | 0 | 0 | 0 | 0 | 0 | 0 | 0 | 0 | 0 | 0 | 0 | 0 | 0 | 0 | 0 | 0 | 0 | 0 | 0 | 0 | 0 | 0 | 0 | 0 | 0 | 0 | 0 | 0 | 0 | 0 | 0 | 0 | 0 | 0 | 0 | 0 | 0 | 0 | 0 | 0 | 0 | 0 | 0 | 0 | 0 | 0 | 0 | 0 | 0 | 0 | 0 | 0 | 0 | 0 | 0 | 0 | 0 | 0 | 0 | 0 | 0 | 0 | 0 | 0.01296% | 0 | 0 | 0 | 0 | 0 | 0 | 0 | 0 | 0 | 0 | 0 | 0 | 0 | 0 | 0 | 0 | 0 | 0 | 0 | 0 | 0 | 0 | 0 | 0
| Industrial_tool_Gas | M_Input | 2000-2018 Industrial Assessment Center | 2020 | Retro | 2022 | 2041 | PSE | Industrial | Kraft Pulp | Gas | Per Region | NA | NA | Kraft Pulp Minimize Boiler Blowdown | Kraft Pulp Minimize Boiler Blowdown | 0 | 5 | 0 | 0 | I-All-Other-Shift3-All-All-S | 0 | 0 | 0 | 0 | 0 | 0 | 0 | 0 | I-All-Other-Shift3-All-All-S | 0 | 0 | 0 | Comm Flat | Minimize Boiler Blowdown | Minimize Boiler Blowdown | IndShift3 | 0.01266% | 0% | 100% | 1 | 1 | 100% | 20% | 85% | 6.8% | 0.2% | 0 | 0 | 0 | 0 | 0 | 0 | 0 | 0 | 0 |  | 0 | 0 | 0 | 01. ($9,999.000) to $0.028 | N/A | 0 | 01. ($9,999.00) to $0.22 | N/A | 0 | 0 | 0 | 0 | 0 | 0 | 0 | 0 | 0 | 0 | 0 | 0 | 0 | 0 | 0 | 0 | 0 | 0 | 0 | 0 | 0 | 0 | 0 | 0 | 0 | 0 | 0 | 0 | 0 | 0 | 0 | 0 | 0 | 0 | 0 | 0 | 0 | 0 | 0 | 0 | 0 | 0 | 0 | 0 | 0 | 0 | 0 | 0 | 0 | 0 | 0 | 0 | 0 | 0 | 0 | 0 | 0 | 0 | 0 | 0 | 0 | 0 | 0 | 0 | 0 | 0 | 0 | 0 | 0 | 0 | 0 | 0 | 0 | 0.085 | 0.085 | 0.085 | 0.085 | 0.085 | 0.085 | 0.085 | 0.085 | 0.085 | 0.085 | 0 | 0 | 0 | 0 | 0 | 0 | 0 | 0 | 0 | 0 | 0 | 0 | 0 | 0 | 0 | 0 | 0 | 0 | 0 | 0 | 0 | 0 | 0 | 0 | 0 | 0 | 0 | 0 | 0 | 0 | 0 | 0 | 0 | 0 | 0 | 0 | 0 | 0 | 0 | 0 | 0 | 0 | 0 | 0 | 0 | 0 | 0 | 0 | 0 | 0 | 0 | 0 | 0 | 0 | 0 | 0 | 0 | 0 | 0 | 0 | 0 | 0 | 0 | 0 | 0 | 0 | 0 | 0 | 0 | 0 | 0 | 0 | 0 | 0 | 0 | 0 | 0 | 0 | 0 | 0 | 0 | 0 | 0 | 0 | 0 | 0 | 0 | 0 | 0 | 0 | 0 | 0 | 0 | 0 | 0 | 0 | 0 | 0 | 0 | 0 | 0 | 0 | 0 | 0 | 0 | 0 | 0 | 0 | 0 | 0 | 0 | 0 | 0 | 0 | 0 | 0 | 0 | 0 | 0 | 0 | 0.01296% | 0 | 0 | 0 | 0 | 0 | 0 | 0 | 0 | 0 | 0 | 0 | 0 | 0 | 0 | 0 | 0 | 0 | 0 | 0 | 0 | 0 | 0 | 0 | 0
| Industrial_tool_Gas | M_Input | 2000-2018 Industrial Assessment Center | 2020 | Retro | 2022 | 2041 | PSE | Industrial | Kraft Pulp | Gas | Per Region | NA | NA | Kraft Pulp Optimize Heating System To Improve Burner Efficiency, Reduce Energy Requirements And Heat Treatment Process | Kraft Pulp Optimize Heating System To Improve Burner Efficiency, Reduce Energy Requirements And Heat Treatment Process | 0 | 20 | 0 | 0 | I-All-Other-Shift3-All-All-S | 0 | 0 | 0 | 0 | 0 | 0 | 0 | 0 | I-All-Other-Shift3-All-All-S | 0 | 0 | 0 | Comm Flat | Optimize Heating System To Improve Burner Efficiency, Reduce Energy Requirements And Heat Treatment Process | Optimize Heating System To Improve Burner Efficiency, Reduce Energy Requirements And Heat Treatment Process | IndShift3 | 0.01266% | 0% | 100% | 1 | 1 | 100% | 5% | 85% | 6.8% | 0.2% | 0 | 0 | 0 | 0 | 0 | 0 | 0 | 0 | 0 |  | 0 | 0 | 0 | 01. ($9,999.000) to $0.028 | N/A | 0 | 01. ($9,999.00) to $0.22 | N/A | 0 | 0 | 0 | 0 | 0 | 0 | 0 | 0 | 0 | 0 | 0 | 0 | 0 | 0 | 0 | 0 | 0 | 0 | 0 | 0 | 0 | 0 | 0 | 0 | 0 | 0 | 0 | 0 | 0 | 0 | 0 | 0 | 0 | 0 | 0 | 0 | 0 | 0 | 0 | 0 | 0 | 0 | 0 | 0 | 0 | 0 | 0 | 0 | 0 | 0 | 0 | 0 | 0 | 0 | 0 | 0 | 0 | 0 | 0 | 0 | 0 | 0 | 0 | 0 | 0 | 0 | 0 | 0 | 0 | 0 | 0 | 0 | 0 | 0.085 | 0.085 | 0.085 | 0.085 | 0.085 | 0.085 | 0.085 | 0.085 | 0.085 | 0.085 | 0 | 0 | 0 | 0 | 0 | 0 | 0 | 0 | 0 | 0 | 0 | 0 | 0 | 0 | 0 | 0 | 0 | 0 | 0 | 0 | 0 | 0 | 0 | 0 | 0 | 0 | 0 | 0 | 0 | 0 | 0 | 0 | 0 | 0 | 0 | 0 | 0 | 0 | 0 | 0 | 0 | 0 | 0 | 0 | 0 | 0 | 0 | 0 | 0 | 0 | 0 | 0 | 0 | 0 | 0 | 0 | 0 | 0 | 0 | 0 | 0 | 0 | 0 | 0 | 0 | 0 | 0 | 0 | 0 | 0 | 0 | 0 | 0 | 0 | 0 | 0 | 0 | 0 | 0 | 0 | 0 | 0 | 0 | 0 | 0 | 0 | 0 | 0 | 0 | 0 | 0 | 0 | 0 | 0 | 0 | 0 | 0 | 0 | 0 | 0 | 0 | 0 | 0 | 0 | 0 | 0 | 0 | 0 | 0 | 0 | 0 | 0 | 0 | 0 | 0 | 0 | 0 | 0 | 0 | 0 | 0.01296% | 0 | 0 | 0 | 0 | 0 | 0 | 0 | 0 | 0 | 0 | 0 | 0 | 0 | 0 | 0 | 0 | 0 | 0 | 0 | 0 | 0 | 0 | 0 | 0
| Industrial_tool_Gas | M_Input | 2000-2018 Industrial Assessment Center | 2020 | Retro | 2022 | 2041 | PSE | Industrial | Kraft Pulp | Gas | Per Region | NA | NA | Kraft Pulp Repair And Eliminate Steam Leaks | Kraft Pulp Repair And Eliminate Steam Leaks | 0 | 6 | 0 | 0 | I-All-Other-Shift3-All-All-S | 0 | 0 | 0 | 0 | 0 | 0 | 0 | 0 | I-All-Other-Shift3-All-All-S | 0 | 0 | 0 | Comm Flat | Repair And Eliminate Steam Leaks | Repair And Eliminate Steam Leaks | IndShift3 | 0.01266% | 0% | 100% | 1 | 1 | 100% | 16.67% | 85% | 6.8% | 0.2% | 0 | 0 | 0 | 0 | 0 | 0 | 0 | 0 | 0 |  | 0 | 0 | 0 | 01. ($9,999.000) to $0.028 | N/A | 0 | 01. ($9,999.00) to $0.22 | N/A | 0 | 0 | 0 | 0 | 0 | 0 | 0 | 0 | 0 | 0 | 0 | 0 | 0 | 0 | 0 | 0 | 0 | 0 | 0 | 0 | 0 | 0 | 0 | 0 | 0 | 0 | 0 | 0 | 0 | 0 | 0 | 0 | 0 | 0 | 0 | 0 | 0 | 0 | 0 | 0 | 0 | 0 | 0 | 0 | 0 | 0 | 0 | 0 | 0 | 0 | 0 | 0 | 0 | 0 | 0 | 0 | 0 | 0 | 0 | 0 | 0 | 0 | 0 | 0 | 0 | 0 | 0 | 0 | 0 | 0 | 0 | 0 | 0 | 0.085 | 0.085 | 0.085 | 0.085 | 0.085 | 0.085 | 0.085 | 0.085 | 0.085 | 0.085 | 0 | 0 | 0 | 0 | 0 | 0 | 0 | 0 | 0 | 0 | 0 | 0 | 0 | 0 | 0 | 0 | 0 | 0 | 0 | 0 | 0 | 0 | 0 | 0 | 0 | 0 | 0 | 0 | 0 | 0 | 0 | 0 | 0 | 0 | 0 | 0 | 0 | 0 | 0 | 0 | 0 | 0 | 0 | 0 | 0 | 0 | 0 | 0 | 0 | 0 | 0 | 0 | 0 | 0 | 0 | 0 | 0 | 0 | 0 | 0 | 0 | 0 | 0 | 0 | 0 | 0 | 0 | 0 | 0 | 0 | 0 | 0 | 0 | 0 | 0 | 0 | 0 | 0 | 0 | 0 | 0 | 0 | 0 | 0 | 0 | 0 | 0 | 0 | 0 | 0 | 0 | 0 | 0 | 0 | 0 | 0 | 0 | 0 | 0 | 0 | 0 | 0 | 0 | 0 | 0 | 0 | 0 | 0 | 0 | 0 | 0 | 0 | 0 | 0 | 0 | 0 | 0 | 0 | 0 | 0 | 0.01296% | 0 | 0 | 0 | 0 | 0 | 0 | 0 | 0 | 0 | 0 | 0 | 0 | 0 | 0 | 0 | 0 | 0 | 0 | 0 | 0 | 0 | 0 | 0 | 0
| Industrial_tool_Gas | M_Input | 2000-2018 Industrial Assessment Center | 2020 | Retro | 2022 | 2041 | PSE | Industrial | Kraft Pulp | Gas | Per Region | NA | NA | Kraft Pulp Replace Steam Traps | Kraft Pulp Replace Steam Traps | 0 | 6 | 0 | 0 | I-All-Other-Shift3-All-All-S | 0 | 0 | 0 | 0 | 0 | 0 | 0 | 0 | I-All-Other-Shift3-All-All-S | 0 | 0 | 0 | Comm Flat | Replace Steam Traps | Replace Steam Traps | IndShift3 | 0.01266% | 0% | 100% | 1 | 1 | 100% | 16.67% | 85% | 6.8% | 0.2% | 0 | 0 | 0 | 0 | 0 | 0 | 0 | 0 | 0 |  | 0 | 0 | 0 | 01. ($9,999.000) to $0.028 | N/A | 0 | 01. ($9,999.00) to $0.22 | N/A | 0 | 0 | 0 | 0 | 0 | 0 | 0 | 0 | 0 | 0 | 0 | 0 | 0 | 0 | 0 | 0 | 0 | 0 | 0 | 0 | 0 | 0 | 0 | 0 | 0 | 0 | 0 | 0 | 0 | 0 | 0 | 0 | 0 | 0 | 0 | 0 | 0 | 0 | 0 | 0 | 0 | 0 | 0 | 0 | 0 | 0 | 0 | 0 | 0 | 0 | 0 | 0 | 0 | 0 | 0 | 0 | 0 | 0 | 0 | 0 | 0 | 0 | 0 | 0 | 0 | 0 | 0 | 0 | 0 | 0 | 0 | 0 | 0 | 0.085 | 0.085 | 0.085 | 0.085 | 0.085 | 0.085 | 0.085 | 0.085 | 0.085 | 0.085 | 0 | 0 | 0 | 0 | 0 | 0 | 0 | 0 | 0 | 0 | 0 | 0 | 0 | 0 | 0 | 0 | 0 | 0 | 0 | 0 | 0 | 0 | 0 | 0 | 0 | 0 | 0 | 0 | 0 | 0 | 0 | 0 | 0 | 0 | 0 | 0 | 0 | 0 | 0 | 0 | 0 | 0 | 0 | 0 | 0 | 0 | 0 | 0 | 0 | 0 | 0 | 0 | 0 | 0 | 0 | 0 | 0 | 0 | 0 | 0 | 0 | 0 | 0 | 0 | 0 | 0 | 0 | 0 | 0 | 0 | 0 | 0 | 0 | 0 | 0 | 0 | 0 | 0 | 0 | 0 | 0 | 0 | 0 | 0 | 0 | 0 | 0 | 0 | 0 | 0 | 0 | 0 | 0 | 0 | 0 | 0 | 0 | 0 | 0 | 0 | 0 | 0 | 0 | 0 | 0 | 0 | 0 | 0 | 0 | 0 | 0 | 0 | 0 | 0 | 0 | 0 | 0 | 0 | 0 | 0 | 0.01296% | 0 | 0 | 0 | 0 | 0 | 0 | 0 | 0 | 0 | 0 | 0 | 0 | 0 | 0 | 0 | 0 | 0 | 0 | 0 | 0 | 0 | 0 | 0 | 0
| Industrial_tool_Gas | M_Input | 2000-2018 Industrial Assessment Center | 2020 | Retro | 2022 | 2041 | PSE | Industrial | Kraft Pulp | Gas | Per Region | NA | NA | Kraft Pulp Other Plant Operations Improvements To Reduce Energy Requirements | Kraft Pulp Other Plant Operations Improvements To Reduce Energy Requirements | 0 | 10 | 0 | 0 | I-All-Other-Shift3-All-All-S | 0 | 0 | 0 | 0 | 0 | 0 | 0 | 0 | I-All-Other-Shift3-All-All-S | 0 | 0 | 0 | Comm Flat | Other Plant Operations Improvements To Reduce Energy Requirements | Other Plant Operations Improvements To Reduce Energy Requirements | IndShift3 | 0.01266% | 0% | 100% | 1 | 1 | 100% | 10% | 85% | 6.8% | 0.2% | 0 | 0 | 0 | 0 | 0 | 0 | 0 | 0 | 0 |  | 0 | 0 | 0 | 01. ($9,999.000) to $0.028 | N/A | 0 | 01. ($9,999.00) to $0.22 | N/A | 0 | 0 | 0 | 0 | 0 | 0 | 0 | 0 | 0 | 0 | 0 | 0 | 0 | 0 | 0 | 0 | 0 | 0 | 0 | 0 | 0 | 0 | 0 | 0 | 0 | 0 | 0 | 0 | 0 | 0 | 0 | 0 | 0 | 0 | 0 | 0 | 0 | 0 | 0 | 0 | 0 | 0 | 0 | 0 | 0 | 0 | 0 | 0 | 0 | 0 | 0 | 0 | 0 | 0 | 0 | 0 | 0 | 0 | 0 | 0 | 0 | 0 | 0 | 0 | 0 | 0 | 0 | 0 | 0 | 0 | 0 | 0 | 0 | 0.085 | 0.085 | 0.085 | 0.085 | 0.085 | 0.085 | 0.085 | 0.085 | 0.085 | 0.085 | 0 | 0 | 0 | 0 | 0 | 0 | 0 | 0 | 0 | 0 | 0 | 0 | 0 | 0 | 0 | 0 | 0 | 0 | 0 | 0 | 0 | 0 | 0 | 0 | 0 | 0 | 0 | 0 | 0 | 0 | 0 | 0 | 0 | 0 | 0 | 0 | 0 | 0 | 0 | 0 | 0 | 0 | 0 | 0 | 0 | 0 | 0 | 0 | 0 | 0 | 0 | 0 | 0 | 0 | 0 | 0 | 0 | 0 | 0 | 0 | 0 | 0 | 0 | 0 | 0 | 0 | 0 | 0 | 0 | 0 | 0 | 0 | 0 | 0 | 0 | 0 | 0 | 0 | 0 | 0 | 0 | 0 | 0 | 0 | 0 | 0 | 0 | 0 | 0 | 0 | 0 | 0 | 0 | 0 | 0 | 0 | 0 | 0 | 0 | 0 | 0 | 0 | 0 | 0 | 0 | 0 | 0 | 0 | 0 | 0 | 0 | 0 | 0 | 0 | 0 | 0 | 0 | 0 | 0 | 0 | 0.01296% | 0 | 0 | 0 | 0 | 0 | 0 | 0 | 0 | 0 | 0 | 0 | 0 | 0 | 0 | 0 | 0 | 0 | 0 | 0 | 0 | 0 | 0 | 0 | 0
| Industrial_tool_Gas | M_Input | 2000-2018 Industrial Assessment Center | 2020 | Retro | 2022 | 2041 | PSE | Industrial | Kraft Pulp | Gas | Per Region | NA | NA | Kraft Pulp Heat Recovery And Waste Heat For Process | Kraft Pulp Heat Recovery And Waste Heat For Process | 0 | 14 | 0 | 0 | I-All-Other-Shift3-All-All-S | 0 | 0 | 0 | 0 | 0 | 0 | 0 | 0 | I-All-Other-Shift3-All-All-S | 0 | 0 | 0 | Comm Flat | Heat Recovery And Waste Heat For Process | Heat Recovery And Waste Heat For Process | IndShift3 | 0.01266% | 0% | 100% | 1 | 1 | 100% | 7.143% | 85% | 6.8% | 0.2% | 0 | 0 | 0 | 0 | 0 | 0 | 0 | 0 | 0 |  | 0 | 0 | 0 | 01. ($9,999.000) to $0.028 | N/A | 0 | 01. ($9,999.00) to $0.22 | N/A | 0 | 0 | 0 | 0 | 0 | 0 | 0 | 0 | 0 | 0 | 0 | 0 | 0 | 0 | 0 | 0 | 0 | 0 | 0 | 0 | 0 | 0 | 0 | 0 | 0 | 0 | 0 | 0 | 0 | 0 | 0 | 0 | 0 | 0 | 0 | 0 | 0 | 0 | 0 | 0 | 0 | 0 | 0 | 0 | 0 | 0 | 0 | 0 | 0 | 0 | 0 | 0 | 0 | 0 | 0 | 0 | 0 | 0 | 0 | 0 | 0 | 0 | 0 | 0 | 0 | 0 | 0 | 0 | 0 | 0 | 0 | 0 | 0 | 0.085 | 0.085 | 0.085 | 0.085 | 0.085 | 0.085 | 0.085 | 0.085 | 0.085 | 0.085 | 0 | 0 | 0 | 0 | 0 | 0 | 0 | 0 | 0 | 0 | 0 | 0 | 0 | 0 | 0 | 0 | 0 | 0 | 0 | 0 | 0 | 0 | 0 | 0 | 0 | 0 | 0 | 0 | 0 | 0 | 0 | 0 | 0 | 0 | 0 | 0 | 0 | 0 | 0 | 0 | 0 | 0 | 0 | 0 | 0 | 0 | 0 | 0 | 0 | 0 | 0 | 0 | 0 | 0 | 0 | 0 | 0 | 0 | 0 | 0 | 0 | 0 | 0 | 0 | 0 | 0 | 0 | 0 | 0 | 0 | 0 | 0 | 0 | 0 | 0 | 0 | 0 | 0 | 0 | 0 | 0 | 0 | 0 | 0 | 0 | 0 | 0 | 0 | 0 | 0 | 0 | 0 | 0 | 0 | 0 | 0 | 0 | 0 | 0 | 0 | 0 | 0 | 0 | 0 | 0 | 0 | 0 | 0 | 0 | 0 | 0 | 0 | 0 | 0 | 0 | 0 | 0 | 0 | 0 | 0 | 0.01296% | 0 | 0 | 0 | 0 | 0 | 0 | 0 | 0 | 0 | 0 | 0 | 0 | 0 | 0 | 0 | 0 | 0 | 0 | 0 | 0 | 0 | 0 | 0 | 0
| Industrial_tool_Gas | M_Input | 2000-2018 Industrial Assessment Center | 2020 | Retro | 2022 | 2041 | PSE | Industrial | Kraft Pulp | Gas | Per Region | NA | NA | Kraft Pulp Process Improvements To Reduce Energy Requirements | Kraft Pulp Process Improvements To Reduce Energy Requirements | 0 | 15 | 0 | 0 | I-All-Other-Shift3-All-All-S | 0 | 0 | 0 | 0 | 0 | 0 | 0 | 0 | I-All-Other-Shift3-All-All-S | 0 | 0 | 0 | Comm Flat | Process Improvements To Reduce Energy Requirements | Process Improvements To Reduce Energy Requirements | IndShift3 | 0.01266% | 0% | 100% | 1 | 1 | 100% | 6.667% | 85% | 6.8% | 0.2% | 0 | 0 | 0 | 0 | 0 | 0 | 0 | 0 | 0 |  | 0 | 0 | 0 | 01. ($9,999.000) to $0.028 | N/A | 0 | 01. ($9,999.00) to $0.22 | N/A | 0 | 0 | 0 | 0 | 0 | 0 | 0 | 0 | 0 | 0 | 0 | 0 | 0 | 0 | 0 | 0 | 0 | 0 | 0 | 0 | 0 | 0 | 0 | 0 | 0 | 0 | 0 | 0 | 0 | 0 | 0 | 0 | 0 | 0 | 0 | 0 | 0 | 0 | 0 | 0 | 0 | 0 | 0 | 0 | 0 | 0 | 0 | 0 | 0 | 0 | 0 | 0 | 0 | 0 | 0 | 0 | 0 | 0 | 0 | 0 | 0 | 0 | 0 | 0 | 0 | 0 | 0 | 0 | 0 | 0 | 0 | 0 | 0 | 0.085 | 0.085 | 0.085 | 0.085 | 0.085 | 0.085 | 0.085 | 0.085 | 0.085 | 0.085 | 0 | 0 | 0 | 0 | 0 | 0 | 0 | 0 | 0 | 0 | 0 | 0 | 0 | 0 | 0 | 0 | 0 | 0 | 0 | 0 | 0 | 0 | 0 | 0 | 0 | 0 | 0 | 0 | 0 | 0 | 0 | 0 | 0 | 0 | 0 | 0 | 0 | 0 | 0 | 0 | 0 | 0 | 0 | 0 | 0 | 0 | 0 | 0 | 0 | 0 | 0 | 0 | 0 | 0 | 0 | 0 | 0 | 0 | 0 | 0 | 0 | 0 | 0 | 0 | 0 | 0 | 0 | 0 | 0 | 0 | 0 | 0 | 0 | 0 | 0 | 0 | 0 | 0 | 0 | 0 | 0 | 0 | 0 | 0 | 0 | 0 | 0 | 0 | 0 | 0 | 0 | 0 | 0 | 0 | 0 | 0 | 0 | 0 | 0 | 0 | 0 | 0 | 0 | 0 | 0 | 0 | 0 | 0 | 0 | 0 | 0 | 0 | 0 | 0 | 0 | 0 | 0 | 0 | 0 | 0 | 0.01296% | 0 | 0 | 0 | 0 | 0 | 0 | 0 | 0 | 0 | 0 | 0 | 0 | 0 | 0 | 0 | 0 | 0 | 0 | 0 | 0 | 0 | 0 | 0 | 0
| Industrial_tool_Gas | M_Input | 2000-2018 Industrial Assessment Center | 2020 | Retro | 2022 | 2041 | PSE | Industrial | Kraft Pulp | Gas | Per Region | NA | NA | Kraft Pulp Thermal Systems Add Insulation To Equipment | Kraft Pulp Thermal Systems Add Insulation To Equipment | 0 | 10 | 0 | 0 | I-All-Other-Shift3-All-All-S | 0 | 0 | 0 | 0 | 0 | 0 | 0 | 0 | I-All-Other-Shift3-All-All-S | 0 | 0 | 0 | Comm Flat | Thermal Systems Add Insulation To Equipment | Thermal Systems Add Insulation To Equipment | IndShift3 | 0.01266% | 0% | 100% | 1 | 1 | 100% | 10% | 85% | 6.8% | 0.2% | 0 | 0 | 0 | 0 | 0 | 0 | 0 | 0 | 0 |  | 0 | 0 | 0 | 01. ($9,999.000) to $0.028 | N/A | 0 | 01. ($9,999.00) to $0.22 | N/A | 0 | 0 | 0 | 0 | 0 | 0 | 0 | 0 | 0 | 0 | 0 | 0 | 0 | 0 | 0 | 0 | 0 | 0 | 0 | 0 | 0 | 0 | 0 | 0 | 0 | 0 | 0 | 0 | 0 | 0 | 0 | 0 | 0 | 0 | 0 | 0 | 0 | 0 | 0 | 0 | 0 | 0 | 0 | 0 | 0 | 0 | 0 | 0 | 0 | 0 | 0 | 0 | 0 | 0 | 0 | 0 | 0 | 0 | 0 | 0 | 0 | 0 | 0 | 0 | 0 | 0 | 0 | 0 | 0 | 0 | 0 | 0 | 0 | 0.085 | 0.085 | 0.085 | 0.085 | 0.085 | 0.085 | 0.085 | 0.085 | 0.085 | 0.085 | 0 | 0 | 0 | 0 | 0 | 0 | 0 | 0 | 0 | 0 | 0 | 0 | 0 | 0 | 0 | 0 | 0 | 0 | 0 | 0 | 0 | 0 | 0 | 0 | 0 | 0 | 0 | 0 | 0 | 0 | 0 | 0 | 0 | 0 | 0 | 0 | 0 | 0 | 0 | 0 | 0 | 0 | 0 | 0 | 0 | 0 | 0 | 0 | 0 | 0 | 0 | 0 | 0 | 0 | 0 | 0 | 0 | 0 | 0 | 0 | 0 | 0 | 0 | 0 | 0 | 0 | 0 | 0 | 0 | 0 | 0 | 0 | 0 | 0 | 0 | 0 | 0 | 0 | 0 | 0 | 0 | 0 | 0 | 0 | 0 | 0 | 0 | 0 | 0 | 0 | 0 | 0 | 0 | 0 | 0 | 0 | 0 | 0 | 0 | 0 | 0 | 0 | 0 | 0 | 0 | 0 | 0 | 0 | 0 | 0 | 0 | 0 | 0 | 0 | 0 | 0 | 0 | 0 | 0 | 0 | 0.01296% | 0 | 0 | 0 | 0 | 0 | 0 | 0 | 0 | 0 | 0 | 0 | 0 | 0 | 0 | 0 | 0 | 0 | 0 | 0 | 0 | 0 | 0 | 0 | 0
| Industrial_tool_Gas | M_Input | 2000-2018 Industrial Assessment Center | 2020 | Retro | 2022 | 2041 | PSE | Industrial | Kraft Pulp | Gas | Per Region | NA | NA | Kraft Pulp Thermal Systems Reduce Infiltration; Isolate Hot Or Cold Equipment | Kraft Pulp Thermal Systems Reduce Infiltration; Isolate Hot Or Cold Equipment | 0 | 10 | 0 | 0 | I-All-Other-Shift3-All-All-S | 0 | 0 | 0 | 0 | 0 | 0 | 0 | 0 | I-All-Other-Shift3-All-All-S | 0 | 0 | 0 | Comm Flat | Thermal Systems Reduce Infiltration; Isolate Hot Or Cold Equipment | Thermal Systems Reduce Infiltration; Isolate Hot Or Cold Equipment | IndShift3 | 0.01266% | 0% | 100% | 1 | 1 | 100% | 10% | 85% | 6.8% | 0.2% | 0 | 0 | 0 | 0 | 0 | 0 | 0 | 0 | 0 |  | 0 | 0 | 0 | 01. ($9,999.000) to $0.028 | N/A | 0 | 01. ($9,999.00) to $0.22 | N/A | 0 | 0 | 0 | 0 | 0 | 0 | 0 | 0 | 0 | 0 | 0 | 0 | 0 | 0 | 0 | 0 | 0 | 0 | 0 | 0 | 0 | 0 | 0 | 0 | 0 | 0 | 0 | 0 | 0 | 0 | 0 | 0 | 0 | 0 | 0 | 0 | 0 | 0 | 0 | 0 | 0 | 0 | 0 | 0 | 0 | 0 | 0 | 0 | 0 | 0 | 0 | 0 | 0 | 0 | 0 | 0 | 0 | 0 | 0 | 0 | 0 | 0 | 0 | 0 | 0 | 0 | 0 | 0 | 0 | 0 | 0 | 0 | 0 | 0.085 | 0.085 | 0.085 | 0.085 | 0.085 | 0.085 | 0.085 | 0.085 | 0.085 | 0.085 | 0 | 0 | 0 | 0 | 0 | 0 | 0 | 0 | 0 | 0 | 0 | 0 | 0 | 0 | 0 | 0 | 0 | 0 | 0 | 0 | 0 | 0 | 0 | 0 | 0 | 0 | 0 | 0 | 0 | 0 | 0 | 0 | 0 | 0 | 0 | 0 | 0 | 0 | 0 | 0 | 0 | 0 | 0 | 0 | 0 | 0 | 0 | 0 | 0 | 0 | 0 | 0 | 0 | 0 | 0 | 0 | 0 | 0 | 0 | 0 | 0 | 0 | 0 | 0 | 0 | 0 | 0 | 0 | 0 | 0 | 0 | 0 | 0 | 0 | 0 | 0 | 0 | 0 | 0 | 0 | 0 | 0 | 0 | 0 | 0 | 0 | 0 | 0 | 0 | 0 | 0 | 0 | 0 | 0 | 0 | 0 | 0 | 0 | 0 | 0 | 0 | 0 | 0 | 0 | 0 | 0 | 0 | 0 | 0 | 0 | 0 | 0 | 0 | 0 | 0 | 0 | 0 | 0 | 0 | 0 | 0.01296% | 0 | 0 | 0 | 0 | 0 | 0 | 0 | 0 | 0 | 0 | 0 | 0 | 0 | 0 | 0 | 0 | 0 | 0 | 0 | 0 | 0 | 0 | 0 | 0
| Industrial_tool_Gas | M_Input | 2000-2018 Industrial Assessment Center | 2020 | Retro | 2022 | 2041 | PSE | Industrial | Kraft Pulp | Gas | Per Region | NA | NA | Kraft Pulp Waste Heat From Hot Flue Gases To Preheat | Kraft Pulp Waste Heat From Hot Flue Gases To Preheat | 0 | 14 | 0 | 0 | I-All-Other-Shift3-All-All-S | 0 | 0 | 0 | 0 | 0 | 0 | 0 | 0 | I-All-Other-Shift3-All-All-S | 0 | 0 | 0 | Comm Flat | Waste Heat From Hot Flue Gases To Preheat | Waste Heat From Hot Flue Gases To Preheat | IndShift3 | 0.01266% | 0% | 100% | 1 | 1 | 100% | 7.143% | 85% | 6.8% | 0.2% | 0 | 0 | 0 | 0 | 0 | 0 | 0 | 0 | 0 |  | 0 | 0 | 0 | 01. ($9,999.000) to $0.028 | N/A | 0 | 01. ($9,999.00) to $0.22 | N/A | 0 | 0 | 0 | 0 | 0 | 0 | 0 | 0 | 0 | 0 | 0 | 0 | 0 | 0 | 0 | 0 | 0 | 0 | 0 | 0 | 0 | 0 | 0 | 0 | 0 | 0 | 0 | 0 | 0 | 0 | 0 | 0 | 0 | 0 | 0 | 0 | 0 | 0 | 0 | 0 | 0 | 0 | 0 | 0 | 0 | 0 | 0 | 0 | 0 | 0 | 0 | 0 | 0 | 0 | 0 | 0 | 0 | 0 | 0 | 0 | 0 | 0 | 0 | 0 | 0 | 0 | 0 | 0 | 0 | 0 | 0 | 0 | 0 | 0.085 | 0.085 | 0.085 | 0.085 | 0.085 | 0.085 | 0.085 | 0.085 | 0.085 | 0.085 | 0 | 0 | 0 | 0 | 0 | 0 | 0 | 0 | 0 | 0 | 0 | 0 | 0 | 0 | 0 | 0 | 0 | 0 | 0 | 0 | 0 | 0 | 0 | 0 | 0 | 0 | 0 | 0 | 0 | 0 | 0 | 0 | 0 | 0 | 0 | 0 | 0 | 0 | 0 | 0 | 0 | 0 | 0 | 0 | 0 | 0 | 0 | 0 | 0 | 0 | 0 | 0 | 0 | 0 | 0 | 0 | 0 | 0 | 0 | 0 | 0 | 0 | 0 | 0 | 0 | 0 | 0 | 0 | 0 | 0 | 0 | 0 | 0 | 0 | 0 | 0 | 0 | 0 | 0 | 0 | 0 | 0 | 0 | 0 | 0 | 0 | 0 | 0 | 0 | 0 | 0 | 0 | 0 | 0 | 0 | 0 | 0 | 0 | 0 | 0 | 0 | 0 | 0 | 0 | 0 | 0 | 0 | 0 | 0 | 0 | 0 | 0 | 0 | 0 | 0 | 0 | 0 | 0 | 0 | 0 | 0.01296% | 0 | 0 | 0 | 0 | 0 | 0 | 0 | 0 | 0 | 0 | 0 | 0 | 0 | 0 | 0 | 0 | 0 | 0 | 0 | 0 | 0 | 0 | 0 | 0
| Industrial_tool_Gas | M_Input | 2000-2018 Industrial Assessment Center | 2020 | Retro | 2022 | 2041 | PSE | Industrial | Kraft Pulp | Gas | Per Region | NA | NA | Kraft Pulp Plant Operations - Equipment Scheduling Improvements | Kraft Pulp Plant Operations - Equipment Scheduling Improvements | 0 | 10 | 0 | 0 | I-All-Other-Shift3-All-All-S | 0 | 0 | 0 | 0 | 0 | 0 | 0 | 0 | I-All-Other-Shift3-All-All-S | 0 | 0 | 0 | Comm Flat | Plant Operations - Equipment Scheduling Improvements | Plant Operations - Equipment Scheduling Improvements | IndShift3 | 0.01266% | 0% | 100% | 1 | 1 | 100% | 10% | 85% | 6.8% | 0.2% | 0 | 0 | 0 | 0 | 0 | 0 | 0 | 0 | 0 |  | 0 | 0 | 0 | 01. ($9,999.000) to $0.028 | N/A | 0 | 01. ($9,999.00) to $0.22 | N/A | 0 | 0 | 0 | 0 | 0 | 0 | 0 | 0 | 0 | 0 | 0 | 0 | 0 | 0 | 0 | 0 | 0 | 0 | 0 | 0 | 0 | 0 | 0 | 0 | 0 | 0 | 0 | 0 | 0 | 0 | 0 | 0 | 0 | 0 | 0 | 0 | 0 | 0 | 0 | 0 | 0 | 0 | 0 | 0 | 0 | 0 | 0 | 0 | 0 | 0 | 0 | 0 | 0 | 0 | 0 | 0 | 0 | 0 | 0 | 0 | 0 | 0 | 0 | 0 | 0 | 0 | 0 | 0 | 0 | 0 | 0 | 0 | 0 | 0.085 | 0.085 | 0.085 | 0.085 | 0.085 | 0.085 | 0.085 | 0.085 | 0.085 | 0.085 | 0 | 0 | 0 | 0 | 0 | 0 | 0 | 0 | 0 | 0 | 0 | 0 | 0 | 0 | 0 | 0 | 0 | 0 | 0 | 0 | 0 | 0 | 0 | 0 | 0 | 0 | 0 | 0 | 0 | 0 | 0 | 0 | 0 | 0 | 0 | 0 | 0 | 0 | 0 | 0 | 0 | 0 | 0 | 0 | 0 | 0 | 0 | 0 | 0 | 0 | 0 | 0 | 0 | 0 | 0 | 0 | 0 | 0 | 0 | 0 | 0 | 0 | 0 | 0 | 0 | 0 | 0 | 0 | 0 | 0 | 0 | 0 | 0 | 0 | 0 | 0 | 0 | 0 | 0 | 0 | 0 | 0 | 0 | 0 | 0 | 0 | 0 | 0 | 0 | 0 | 0 | 0 | 0 | 0 | 0 | 0 | 0 | 0 | 0 | 0 | 0 | 0 | 0 | 0 | 0 | 0 | 0 | 0 | 0 | 0 | 0 | 0 | 0 | 0 | 0 | 0 | 0 | 0 | 0 | 0 | 0.01296% | 0 | 0 | 0 | 0 | 0 | 0 | 0 | 0 | 0 | 0 | 0 | 0 | 0 | 0 | 0 | 0 | 0 | 0 | 0 | 0 | 0 | 0 | 0 | 0
| Industrial_tool_Gas | M_Input | 2000-2018 Industrial Assessment Center | 2020 | Retro | 2022 | 2041 | PSE | Industrial | Paper | Gas | Per Region | NA | NA | Paper Building Envelope Infiltration Improvements | Paper Building Envelope Infiltration Improvements | 0 | 20 | 45.135 | 0 | I-All-Other-Shift3-All-All-S | 0 | 0 | 0 | 0 | 0 | 0 | 0 | 44.7101 | I-All-Other-Shift3-All-All-S | 0 | 0 | 0 | Comm Flat | Building Envelope Infiltration Improvements | Building Envelope Infiltration Improvements | IndShift3 | 0.01266% | 0% | 100% | 1 | 1 | 100% | 5% | 85% | 6.8% | 0.2% | 612.4213 | 2.3035 | 61.4725 | 0 | 45.135 | 0 | 0 | 0 | -9.614 |  | 0 | -0.019983 | 0 | 01. ($9,999.000) to $0.028 | N/A | -0.019983 | 01. ($9,999.00) to $0.22 | N/A | 0 | 0 | 0 | 0 | 0 | 0 | 0 | 0 | 0 | 0 | 0 | 0 | 0 | 0 | 0 | 0 | 0 | 0 | 0 | 0 | 0 | 0 | 0 | 0 | 0 | 0 | 0 | 0 | 0 | 0 | 0 | 0 | 0 | 0 | 0 | 0 | 0 | 0 | 0 | 0 | 0 | 0 | 0 | 0 | 0 | 0 | 0 | 0 | 0 | 0 | 0 | 0 | 0 | 0 | 0 | 0 | 0 | 0 | 0 | 0 | 0 | 0 | 0 | 0 | 0 | 0 | 0 | 0 | 0 | 0 | 0 | 0 | 0 | 0.085 | 0.085 | 0.085 | 0.085 | 0.085 | 0.085 | 0.085 | 0.085 | 0.085 | 0.085 | 0 | 0 | 0 | 0 | 0 | 0 | 0 | 0 | 0 | 0 | 3.8004 | 3.7768 | 3.7466 | 3.7208 | 3.6919 | 3.6631 | 3.6316 | 3.6063 | 3.5781 | 3.5497 | 0 | 0 | 0 | 0 | 0 | 0 | 0 | 0 | 0 | 0 | 36.7652 | 3.8004 | 7.5772 | 11.3237 | 15.0445 | 18.7364 | 22.3995 | 26.031 | 29.6374 | 33.2154 | 36.7652 | 36.7652 | 36.7652 | 36.7652 | 36.7652 | 36.7652 | 36.7652 | 36.7652 | 36.7652 | 36.7652 | 36.7652 | 0 | 0 | 0 | 0 | 0 | 0 | 0 | 0 | 0 | 0 | 0 | 0 | 0 | 0 | 0 | 0 | 0 | 0 | 0 | 0 | 0 | 0 | 0 | 0 | 0 | 0 | 0 | 0 | 0 | 0 | 0 | 0 | 0 | 0 | 0 | 0 | 0 | 0 | 0 | 0 | 0 | 0 | 0 | 0 | 0 | 0 | 0 | 0 | 0 | 0 | 0 | 0 | 0 | 0 | 0 | 0 | 0 | 0 | 0 | 0 | 0 | 0 | 0 | 0 | 0 | 0 | 0 | 0 | 0 | 0.01296% | 0 | 0 | 0 | 0 | 0 | 0 | 0 | 0 | 0 | 0 | 0 | 0 | 0 | 0 | 0 | 0 | 0 | 0 | 0 | 0 | 0 | 0 | 0 | 0
| Industrial_tool_Gas | M_Input | 2000-2018 Industrial Assessment Center | 2020 | Retro | 2022 | 2041 | PSE | Industrial | Paper | Gas | Per Region | NA | NA | Paper Building Envelope Insulation and Window/Door Improvements | Paper Building Envelope Insulation and Window/Door Improvements | 0 | 20 | 160.9653 | 0 | I-All-Other-Shift3-All-All-S | 0 | 0 | 0 | 0 | 0 | 0 | 0 | 43.5408 | I-All-Other-Shift3-All-All-S | 0 | 0 | 0 | Comm Flat | Building Envelope Insulation and Window/Door Improvements | Building Envelope Insulation and Window/Door Improvements | IndShift3 | 0.01266% | 0% | 100% | 1 | 1 | 100% | 5% | 85% | 6.8% | 0.2% | 596.4053 | 2.2432 | 59.8649 | 0 | 160.9653 | 0 | 0 | 0 | 131.0502 |  | 0 | 0.27971 | 0 | 01. ($9,999.000) to $0.028 | N/A | 0.27971 | 02. $0.22 to $0.30 | N/A | 0 | 0 | 0 | 0 | 0 | 0 | 0 | 0 | 0 | 0 | 0 | 0 | 0 | 0 | 0 | 0 | 0 | 0 | 0 | 0 | 0 | 0 | 0 | 0 | 0 | 0 | 0 | 0 | 0 | 0 | 0 | 0 | 0 | 0 | 0 | 0 | 0 | 0 | 0 | 0 | 0 | 0 | 0 | 0 | 0 | 0 | 0 | 0 | 0 | 0 | 0 | 0 | 0 | 0 | 0 | 0 | 0 | 0 | 0 | 0 | 0 | 0 | 0 | 0 | 0 | 0 | 0 | 0 | 0 | 0 | 0 | 0 | 0 | 0.085 | 0.085 | 0.085 | 0.085 | 0.085 | 0.085 | 0.085 | 0.085 | 0.085 | 0.085 | 0 | 0 | 0 | 0 | 0 | 0 | 0 | 0 | 0 | 0 | 3.701 | 3.678 | 3.6486 | 3.6235 | 3.5953 | 3.5673 | 3.5366 | 3.512 | 3.4845 | 3.4569 | 0 | 0 | 0 | 0 | 0 | 0 | 0 | 0 | 0 | 0 | 35.8037 | 3.701 | 7.379 | 11.0276 | 14.6511 | 18.2464 | 21.8137 | 25.3503 | 28.8623 | 32.3468 | 35.8037 | 35.8037 | 35.8037 | 35.8037 | 35.8037 | 35.8037 | 35.8037 | 35.8037 | 35.8037 | 35.8037 | 35.8037 | 0 | 0 | 0 | 0 | 0 | 0 | 0 | 0 | 0 | 0 | 0 | 0 | 0 | 0 | 0 | 0 | 0 | 0 | 0 | 0 | 0 | 0 | 0 | 0 | 0 | 0 | 0 | 0 | 0 | 0 | 0 | 0 | 0 | 0 | 0 | 0 | 0 | 0 | 0 | 0 | 0 | 0 | 0 | 0 | 0 | 0 | 0 | 0 | 0 | 11.1393 | 11.0703 | 10.9816 | 10.906 | 10.8213 | 10.737 | 10.6445 | 10.5705 | 10.4878 | 10.4047 | 0 | 0 | 0 | 0 | 0 | 0 | 0 | 0 | 0 | 0 | 0.01296% | 0 | 0 | 0 | 0 | 0 | 0 | 0 | 0 | 0 | 0 | 0 | 0 | 0 | 0 | 0 | 0 | 0 | 0 | 0 | 0 | 0 | 0 | 0 | 0
| Industrial_tool_Gas | M_Input | 2000-2018 Industrial Assessment Center | 2020 | Retro | 2022 | 2041 | PSE | Industrial | Paper | Gas | Per Region | NA | NA | Paper Equipment Upgrade - Replace Existing HVAC Unit With High Efficiency Model | Paper Equipment Upgrade - Replace Existing HVAC Unit With High Efficiency Model | 0 | 20 | 176.0524 | 0 | I-All-Other-Shift3-All-All-S | 0 | 0 | 0 | 0 | 0 | 0 | 0 | 135.8745 | I-All-Other-Shift3-All-All-S | 0 | 0 | 0 | Comm Flat | Equipment Upgrade - Replace Existing HVAC Unit With High Efficiency Model | Equipment Upgrade - Replace Existing HVAC Unit With High Efficiency Model | IndShift3 | 0.01266% | 0% | 100% | 1 | 1 | 100% | 5% | 85% | 6.8% | 0.2% | 1861.1568 | 7.0003 | 186.8157 | 0 | 176.0524 | 0 | 0 | 0 | 17.4468 |  | 0 | 0.011933 | 0 | 01. ($9,999.000) to $0.028 | N/A | 0.011933 | 01. ($9,999.00) to $0.22 | N/A | 0 | 0 | 0 | 0 | 0 | 0 | 0 | 0 | 0 | 0 | 0 | 0 | 0 | 0 | 0 | 0 | 0 | 0 | 0 | 0 | 0 | 0 | 0 | 0 | 0 | 0 | 0 | 0 | 0 | 0 | 0 | 0 | 0 | 0 | 0 | 0 | 0 | 0 | 0 | 0 | 0 | 0 | 0 | 0 | 0 | 0 | 0 | 0 | 0 | 0 | 0 | 0 | 0 | 0 | 0 | 0 | 0 | 0 | 0 | 0 | 0 | 0 | 0 | 0 | 0 | 0 | 0 | 0 | 0 | 0 | 0 | 0 | 0 | 0.085 | 0.085 | 0.085 | 0.085 | 0.085 | 0.085 | 0.085 | 0.085 | 0.085 | 0.085 | 0 | 0 | 0 | 0 | 0 | 0 | 0 | 0 | 0 | 0 | 11.5493 | 11.4778 | 11.3859 | 11.3075 | 11.2196 | 11.1322 | 11.0364 | 10.9596 | 10.8739 | 10.7877 | 0 | 0 | 0 | 0 | 0 | 0 | 0 | 0 | 0 | 0 | 111.7299 | 11.5493 | 23.0271 | 34.413 | 45.7205 | 56.9401 | 68.0723 | 79.1087 | 90.0683 | 100.9422 | 111.7299 | 111.7299 | 111.7299 | 111.7299 | 111.7299 | 111.7299 | 111.7299 | 111.7299 | 111.7299 | 111.7299 | 111.7299 | 0 | 0 | 0 | 0 | 0 | 0 | 0 | 0 | 0 | 0 | 0 | 0 | 0 | 0 | 0 | 0 | 0 | 0 | 0 | 0 | 0 | 0 | 0 | 0 | 0 | 0 | 0 | 0 | 0 | 0 | 0 | 0 | 0 | 0 | 0 | 0 | 0 | 0 | 0 | 0 | 0 | 0 | 0 | 0 | 0 | 0 | 0 | 0 | 0 | 1.483 | 1.4738 | 1.462 | 1.4519 | 1.4406 | 1.4294 | 1.4171 | 1.4073 | 1.3962 | 1.3852 | 0 | 0 | 0 | 0 | 0 | 0 | 0 | 0 | 0 | 0 | 0.01296% | 0 | 0 | 0 | 0 | 0 | 0 | 0 | 0 | 0 | 0 | 0 | 0 | 0 | 0 | 0 | 0 | 0 | 0 | 0 | 0 | 0 | 0 | 0 | 0
| Industrial_tool_Gas | M_Input | 2000-2018 Industrial Assessment Center | 2020 | Retro | 2022 | 2041 | PSE | Industrial | Paper | Gas | Per Region | NA | NA | Paper HVAC Equipment Scheduling Improvements - HVAC Controls, Timers Or Thermostats | Paper HVAC Equipment Scheduling Improvements - HVAC Controls, Timers Or Thermostats | 0 | 15 | 103.6039 | 0 | I-All-Other-Shift3-All-All-S | 0 | 0 | 0 | 0 | 0 | 0 | 0 | 79.1482 | I-All-Other-Shift3-All-All-S | 0 | 0 | 0 | Comm Flat | HVAC Equipment Scheduling Improvements - HVAC Controls, Timers Or Thermostats | HVAC Equipment Scheduling Improvements - HVAC Controls, Timers Or Thermostats | IndShift3 | 0.01266% | 0% | 100% | 1 | 1 | 100% | 6.667% | 85% | 6.8% | 0.2% | 839.8108 | 4.0777 | 84.3889 | 0 | 122.0366 | 0 | 0 | 0 | 54.2908 |  | 0 | 0.063745 | 0 | 01. ($9,999.000) to $0.028 | N/A | 0.063745 | 01. ($9,999.00) to $0.22 | N/A | 0 | 0 | 0 | 0 | 0 | 0 | 0 | 0 | 0 | 0 | 0 | 0 | 0 | 0 | 0 | 0 | 0 | 0 | 0 | 0 | 0 | 0 | 0 | 0 | 0 | 0 | 0 | 0 | 0 | 0 | 0 | 0 | 0 | 0 | 0 | 0 | 0 | 0 | 0 | 0 | 0 | 0 | 0 | 0 | 0 | 0 | 0 | 0 | 0 | 0 | 0 | 0 | 0 | 0 | 0 | 0 | 0 | 0 | 0 | 0 | 0 | 0 | 0 | 0 | 0 | 0 | 0 | 0 | 0 | 0 | 0 | 0 | 0 | 0.085 | 0.085 | 0.085 | 0.085 | 0.085 | 0.085 | 0.085 | 0.085 | 0.085 | 0.085 | 0 | 0 | 0 | 0 | 0 | 0 | 0 | 0 | 0 | 0 | 6.7276 | 6.6859 | 6.6324 | 6.5867 | 6.5355 | 6.4846 | 6.4288 | 6.3841 | 6.3341 | 6.2839 | 0 | 0 | 0 | 0 | 0 | 0 | 0 | 0 | 0 | 0 | 65.0837 | 6.7276 | 13.4135 | 20.0459 | 26.6326 | 33.1681 | 39.6528 | 46.0816 | 52.4657 | 58.7998 | 65.0837 | 65.0837 | 65.0837 | 65.0837 | 65.0837 | 65.0837 | 65.0837 | 65.0837 | 65.0837 | 65.0837 | 65.0837 | 0 | 0 | 0 | 0 | 0 | 0 | 0 | 0 | 0 | 0 | 0 | 0 | 0 | 0 | 0 | 0 | 0 | 0 | 0 | 0 | 0 | 0 | 0 | 0 | 0 | 0 | 0 | 0 | 0 | 0 | 0 | 0 | 0 | 0 | 0 | 0 | 0 | 0 | 0 | 0 | 0 | 0 | 0 | 0 | 0 | 0 | 0 | 0 | 0 | 4.6147 | 4.5861 | 4.5494 | 4.5181 | 4.483 | 4.4481 | 4.4098 | 4.3791 | 4.3448 | 4.3104 | 0 | 0 | 0 | 0 | 0 | 0 | 0 | 0 | 0 | 0 | 0.01296% | 0 | 0 | 0 | 0 | 0 | 0 | 0 | 0 | 0 | 0 | 0 | 0 | 0 | 0 | 0 | 0 | 0 | 0 | 0 | 0 | 0 | 0 | 0 | 0
| Industrial_tool_Gas | M_Input | 2000-2018 Industrial Assessment Center | 2020 | Retro | 2022 | 2041 | PSE | Industrial | Paper | Gas | Per Region | NA | NA | Paper Optimize Ventilation System | Paper Optimize Ventilation System | 0 | 5 | 93.391 | 0 | I-All-Other-Shift3-All-All-S | 0 | 0 | 0 | 0 | 0 | 0 | 0 | 64.6777 | I-All-Other-Shift3-All-All-S | 0 | 0 | 0 | Comm Flat | Optimize Ventilation System | Optimize Ventilation System | IndShift3 | 0.01266% | 0% | 100% | 1 | 1 | 100% | 20% | 85% | 6.8% | 0.2% | 248.5199 | 3.3322 | 25.1852 | 0 | 243.7877 | 0 | 0 | 0 | 233.9484 |  | 0 | 0.33614 | 0 | 01. ($9,999.000) to $0.028 | N/A | 0.33614 | 03. $0.30 to $0.45 | N/A | 0 | 0 | 0 | 0 | 0 | 0 | 0 | 0 | 0 | 0 | 0 | 0 | 0 | 0 | 0 | 0 | 0 | 0 | 0 | 0 | 0 | 0 | 0 | 0 | 0 | 0 | 0 | 0 | 0 | 0 | 0 | 0 | 0 | 0 | 0 | 0 | 0 | 0 | 0 | 0 | 0 | 0 | 0 | 0 | 0 | 0 | 0 | 0 | 0 | 0 | 0 | 0 | 0 | 0 | 0 | 0 | 0 | 0 | 0 | 0 | 0 | 0 | 0 | 0 | 0 | 0 | 0 | 0 | 0 | 0 | 0 | 0 | 0 | 0.085 | 0.085 | 0.085 | 0.085 | 0.085 | 0.085 | 0.085 | 0.085 | 0.085 | 0.085 | 0 | 0 | 0 | 0 | 0 | 0 | 0 | 0 | 0 | 0 | 5.4976 | 5.4636 | 5.4198 | 5.3825 | 5.3407 | 5.2991 | 5.2534 | 5.2169 | 5.1761 | 5.135 | 0 | 0 | 0 | 0 | 0 | 0 | 0 | 0 | 0 | 0 | 53.1846 | 5.4976 | 10.9612 | 16.3809 | 21.7634 | 27.1041 | 32.4031 | 37.6566 | 42.8735 | 48.0495 | 53.1846 | 53.1846 | 53.1846 | 53.1846 | 53.1846 | 53.1846 | 53.1846 | 53.1846 | 53.1846 | 53.1846 | 53.1846 | 0 | 0 | 0 | 0 | 0 | 0 | 0 | 0 | 0 | 0 | 0 | 0 | 0 | 0 | 0 | 0 | 0 | 0 | 0 | 0 | 0 | 0 | 0 | 0 | 0 | 0 | 0 | 0 | 0 | 0 | 0 | 0 | 0 | 0 | 0 | 0 | 0 | 0 | 0 | 0 | 0 | 0 | 0 | 0 | 0 | 0 | 0 | 0 | 0 | 19.8856 | 19.7625 | 19.6041 | 19.4692 | 19.3179 | 19.1675 | 19.0024 | 18.8703 | 18.7226 | 18.5742 | 0 | 0 | 0 | 0 | 0 | 0 | 0 | 0 | 0 | 0 | 0.01296% | 0 | 0 | 0 | 0 | 0 | 0 | 0 | 0 | 0 | 0 | 0 | 0 | 0 | 0 | 0 | 0 | 0 | 0 | 0 | 0 | 0 | 0 | 0 | 0
| Industrial_tool_Gas | M_Input | 2000-2018 Industrial Assessment Center | 2020 | Retro | 2022 | 2041 | PSE | Industrial | Paper | Gas | Per Region | NA | NA | Paper Analyze Flue Gas For Proper Air/Fuel Ratio | Paper Analyze Flue Gas For Proper Air/Fuel Ratio | 0 | 5 | 300.9626 | 0 | I-All-Other-Shift3-All-All-S | 0 | 0 | 0 | 0 | 0 | 0 | 0 | 844.3801 | I-All-Other-Shift3-All-All-S | 0 | 0 | 0 | Comm Flat | Analyze Flue Gas For Proper Air/Fuel Ratio | Analyze Flue Gas For Proper Air/Fuel Ratio | IndShift3 | 0.01266% | 0% | 100% | 1 | 1 | 100% | 20% | 85% | 6.8% | 0.2% | 3244.4776 | 43.5028 | 328.798 | 0 | 785.6323 | 0 | 0 | 0 | 473.524 |  | 0 | 0.052115 | 0 | 01. ($9,999.000) to $0.028 | N/A | 0.052115 | 01. ($9,999.00) to $0.22 | N/A | 0 | 0 | 0 | 0 | 0 | 0 | 0 | 0 | 0 | 0 | 0 | 0 | 0 | 0 | 0 | 0 | 0 | 0 | 0 | 0 | 0 | 0 | 0 | 0 | 0 | 0 | 0 | 0 | 0 | 0 | 0 | 0 | 0 | 0 | 0 | 0 | 0 | 0 | 0 | 0 | 0 | 0 | 0 | 0 | 0 | 0 | 0 | 0 | 0 | 0 | 0 | 0 | 0 | 0 | 0 | 0 | 0 | 0 | 0 | 0 | 0 | 0 | 0 | 0 | 0 | 0 | 0 | 0 | 0 | 0 | 0 | 0 | 0 | 0.085 | 0.085 | 0.085 | 0.085 | 0.085 | 0.085 | 0.085 | 0.085 | 0.085 | 0.085 | 0 | 0 | 0 | 0 | 0 | 0 | 0 | 0 | 0 | 0 | 71.7723 | 71.3278 | 70.7564 | 70.2692 | 69.7234 | 69.1803 | 68.5847 | 68.1077 | 67.5746 | 67.039 | 0 | 0 | 0 | 0 | 0 | 0 | 0 | 0 | 0 | 0 | 694.3356 | 71.7723 | 143.1002 | 213.8566 | 284.1258 | 353.8492 | 423.0295 | 491.6142 | 559.7219 | 627.2965 | 694.3356 | 694.3356 | 694.3356 | 694.3356 | 694.3356 | 694.3356 | 694.3356 | 694.3356 | 694.3356 | 694.3356 | 694.3356 | 0 | 0 | 0 | 0 | 0 | 0 | 0 | 0 | 0 | 0 | 0 | 0 | 0 | 0 | 0 | 0 | 0 | 0 | 0 | 0 | 0 | 0 | 0 | 0 | 0 | 0 | 0 | 0 | 0 | 0 | 0 | 0 | 0 | 0 | 0 | 0 | 0 | 0 | 0 | 0 | 0 | 0 | 0 | 0 | 0 | 0 | 0 | 0 | 0 | 40.2495 | 40.0003 | 39.6798 | 39.4066 | 39.1005 | 38.7959 | 38.462 | 38.1945 | 37.8955 | 37.5951 | 0 | 0 | 0 | 0 | 0 | 0 | 0 | 0 | 0 | 0 | 0.01296% | 0 | 0 | 0 | 0 | 0 | 0 | 0 | 0 | 0 | 0 | 0 | 0 | 0 | 0 | 0 | 0 | 0 | 0 | 0 | 0 | 0 | 0 | 0 | 0
| Industrial_tool_Gas | M_Input | 2000-2018 Industrial Assessment Center | 2020 | Retro | 2022 | 2041 | PSE | Industrial | Paper | Gas | Per Region | NA | NA | Paper Boiler - Operation, Maintenance, And Scheduling | Paper Boiler - Operation, Maintenance, And Scheduling | 0 | 5 | 357.0527 | 0 | I-All-Other-Shift3-All-All-S | 0 | 0 | 0 | 0 | 0 | 0 | 0 | 889.2065 | I-All-Other-Shift3-All-All-S | 0 | 0 | 0 | Comm Flat | Boiler - Operation, Maintenance, And Scheduling | Boiler - Operation, Maintenance, And Scheduling | IndShift3 | 0.01266% | 0% | 100% | 1 | 1 | 100% | 20% | 85% | 6.8% | 0.2% | 3416.7202 | 45.8123 | 346.2532 | 0 | 932.0498 | 0 | 0 | 0 | 611.3948 |  | 0 | 0.063897 | 0 | 01. ($9,999.000) to $0.028 | N/A | 0.063897 | 01. ($9,999.00) to $0.22 | N/A | 0 | 0 | 0 | 0 | 0 | 0 | 0 | 0 | 0 | 0 | 0 | 0 | 0 | 0 | 0 | 0 | 0 | 0 | 0 | 0 | 0 | 0 | 0 | 0 | 0 | 0 | 0 | 0 | 0 | 0 | 0 | 0 | 0 | 0 | 0 | 0 | 0 | 0 | 0 | 0 | 0 | 0 | 0 | 0 | 0 | 0 | 0 | 0 | 0 | 0 | 0 | 0 | 0 | 0 | 0 | 0 | 0 | 0 | 0 | 0 | 0 | 0 | 0 | 0 | 0 | 0 | 0 | 0 | 0 | 0 | 0 | 0 | 0 | 0.085 | 0.085 | 0.085 | 0.085 | 0.085 | 0.085 | 0.085 | 0.085 | 0.085 | 0.085 | 0 | 0 | 0 | 0 | 0 | 0 | 0 | 0 | 0 | 0 | 75.5826 | 75.1145 | 74.5127 | 73.9996 | 73.4249 | 72.8529 | 72.2257 | 71.7234 | 71.162 | 70.598 | 0 | 0 | 0 | 0 | 0 | 0 | 0 | 0 | 0 | 0 | 731.1964 | 75.5826 | 150.697 | 225.2098 | 299.2094 | 372.6343 | 445.4872 | 517.713 | 589.4364 | 660.5984 | 731.1964 | 731.1964 | 731.1964 | 731.1964 | 731.1964 | 731.1964 | 731.1964 | 731.1964 | 731.1964 | 731.1964 | 731.1964 | 0 | 0 | 0 | 0 | 0 | 0 | 0 | 0 | 0 | 0 | 0 | 0 | 0 | 0 | 0 | 0 | 0 | 0 | 0 | 0 | 0 | 0 | 0 | 0 | 0 | 0 | 0 | 0 | 0 | 0 | 0 | 0 | 0 | 0 | 0 | 0 | 0 | 0 | 0 | 0 | 0 | 0 | 0 | 0 | 0 | 0 | 0 | 0 | 0 | 51.9686 | 51.6467 | 51.233 | 50.8802 | 50.485 | 50.0917 | 49.6605 | 49.3151 | 48.9291 | 48.5413 | 0 | 0 | 0 | 0 | 0 | 0 | 0 | 0 | 0 | 0 | 0.01296% | 0 | 0 | 0 | 0 | 0 | 0 | 0 | 0 | 0 | 0 | 0 | 0 | 0 | 0 | 0 | 0 | 0 | 0 | 0 | 0 | 0 | 0 | 0 | 0
| Industrial_tool_Gas | M_Input | 2000-2018 Industrial Assessment Center | 2020 | Retro | 2022 | 2041 | PSE | Industrial | Paper | Gas | Per Region | NA | NA | Paper Equipment Upgrade - Boiler Replacement | Paper Equipment Upgrade - Boiler Replacement | 0 | 20 | 2280.4573 | 0 | I-All-Other-Shift3-All-All-S | 0 | 0 | 0 | 0 | 0 | 0 | 0 | 1228.3088 | I-All-Other-Shift3-All-All-S | 0 | 0 | 0 | Comm Flat | Equipment Upgrade - Boiler Replacement | Equipment Upgrade - Boiler Replacement | IndShift3 | 0.01266% | 0% | 100% | 1 | 1 | 100% | 5% | 85% | 6.8% | 0.2% | 16824.9053 | 63.283 | 1688.8188 | 0 | 2280.4573 | 0 | 0 | 0 | 984.4469 |  | 0 | 0.074481 | 0 | 01. ($9,999.000) to $0.028 | N/A | 0.074481 | 01. ($9,999.00) to $0.22 | N/A | 0 | 0 | 0 | 0 | 0 | 0 | 0 | 0 | 0 | 0 | 0 | 0 | 0 | 0 | 0 | 0 | 0 | 0 | 0 | 0 | 0 | 0 | 0 | 0 | 0 | 0 | 0 | 0 | 0 | 0 | 0 | 0 | 0 | 0 | 0 | 0 | 0 | 0 | 0 | 0 | 0 | 0 | 0 | 0 | 0 | 0 | 0 | 0 | 0 | 0 | 0 | 0 | 0 | 0 | 0 | 0 | 0 | 0 | 0 | 0 | 0 | 0 | 0 | 0 | 0 | 0 | 0 | 0 | 0 | 0 | 0 | 0 | 0 | 0.085 | 0.085 | 0.085 | 0.085 | 0.085 | 0.085 | 0.085 | 0.085 | 0.085 | 0.085 | 0 | 0 | 0 | 0 | 0 | 0 | 0 | 0 | 0 | 0 | 104.4062 | 103.7597 | 102.9284 | 102.2197 | 101.4257 | 100.6357 | 99.7693 | 99.0755 | 98.2999 | 97.5208 | 0 | 0 | 0 | 0 | 0 | 0 | 0 | 0 | 0 | 0 | 1010.0409 | 104.4062 | 208.1659 | 311.0944 | 413.3141 | 514.7398 | 615.3754 | 715.1447 | 814.2202 | 912.5201 | 1010.0409 | 1010.0409 | 1010.0409 | 1010.0409 | 1010.0409 | 1010.0409 | 1010.0409 | 1010.0409 | 1010.0409 | 1010.0409 | 1010.0409 | 0 | 0 | 0 | 0 | 0 | 0 | 0 | 0 | 0 | 0 | 0 | 0 | 0 | 0 | 0 | 0 | 0 | 0 | 0 | 0 | 0 | 0 | 0 | 0 | 0 | 0 | 0 | 0 | 0 | 0 | 0 | 0 | 0 | 0 | 0 | 0 | 0 | 0 | 0 | 0 | 0 | 0 | 0 | 0 | 0 | 0 | 0 | 0 | 0 | 83.678 | 83.1598 | 82.4936 | 81.9255 | 81.2892 | 80.656 | 79.9616 | 79.4055 | 78.784 | 78.1596 | 0 | 0 | 0 | 0 | 0 | 0 | 0 | 0 | 0 | 0 | 0.01296% | 0 | 0 | 0 | 0 | 0 | 0 | 0 | 0 | 0 | 0 | 0 | 0 | 0 | 0 | 0 | 0 | 0 | 0 | 0 | 0 | 0 | 0 | 0 | 0
| Industrial_tool_Gas | M_Input | 2000-2018 Industrial Assessment Center | 2020 | Retro | 2022 | 2041 | PSE | Industrial | Paper | Gas | Per Region | NA | NA | Paper Equipment Upgrade - Boiler Turbulators | Paper Equipment Upgrade - Boiler Turbulators | 0 | 20 | 211.7687 | 0 | I-All-Other-Shift3-All-All-S | 0 | 0 | 0 | 0 | 0 | 0 | 0 | 804.6663 | I-All-Other-Shift3-All-All-S | 0 | 0 | 0 | Comm Flat | Equipment Upgrade - Boiler Turbulators | Equipment Upgrade - Boiler Turbulators | IndShift3 | 0.01266% | 0% | 100% | 1 | 1 | 100% | 5% | 85% | 6.8% | 0.2% | 11022.0122 | 41.4568 | 1106.3469 | 0 | 211.7687 | 0 | 0 | 0 | -893.6813 |  | 0 | -0.10321 | 0 | 01. ($9,999.000) to $0.028 | N/A | -0.10321 | 01. ($9,999.00) to $0.22 | N/A | 0 | 0 | 0 | 0 | 0 | 0 | 0 | 0 | 0 | 0 | 0 | 0 | 0 | 0 | 0 | 0 | 0 | 0 | 0 | 0 | 0 | 0 | 0 | 0 | 0 | 0 | 0 | 0 | 0 | 0 | 0 | 0 | 0 | 0 | 0 | 0 | 0 | 0 | 0 | 0 | 0 | 0 | 0 | 0 | 0 | 0 | 0 | 0 | 0 | 0 | 0 | 0 | 0 | 0 | 0 | 0 | 0 | 0 | 0 | 0 | 0 | 0 | 0 | 0 | 0 | 0 | 0 | 0 | 0 | 0 | 0 | 0 | 0 | 0.085 | 0.085 | 0.085 | 0.085 | 0.085 | 0.085 | 0.085 | 0.085 | 0.085 | 0.085 | 0 | 0 | 0 | 0 | 0 | 0 | 0 | 0 | 0 | 0 | 68.3966 | 67.9731 | 67.4285 | 66.9642 | 66.4441 | 65.9265 | 65.359 | 64.9044 | 64.3964 | 63.886 | 0 | 0 | 0 | 0 | 0 | 0 | 0 | 0 | 0 | 0 | 661.6788 | 68.3966 | 136.3697 | 203.7982 | 270.7625 | 337.2065 | 403.133 | 468.492 | 533.3964 | 597.7928 | 661.6788 | 661.6788 | 661.6788 | 661.6788 | 661.6788 | 661.6788 | 661.6788 | 661.6788 | 661.6788 | 661.6788 | 661.6788 | 0 | 0 | 0 | 0 | 0 | 0 | 0 | 0 | 0 | 0 | 0 | 0 | 0 | 0 | 0 | 0 | 0 | 0 | 0 | 0 | 0 | 0 | 0 | 0 | 0 | 0 | 0 | 0 | 0 | 0 | 0 | 0 | 0 | 0 | 0 | 0 | 0 | 0 | 0 | 0 | 0 | 0 | 0 | 0 | 0 | 0 | 0 | 0 | 0 | 0 | 0 | 0 | 0 | 0 | 0 | 0 | 0 | 0 | 0 | 0 | 0 | 0 | 0 | 0 | 0 | 0 | 0 | 0 | 0 | 0.01296% | 0 | 0 | 0 | 0 | 0 | 0 | 0 | 0 | 0 | 0 | 0 | 0 | 0 | 0 | 0 | 0 | 0 | 0 | 0 | 0 | 0 | 0 | 0 | 0
| Industrial_tool_Gas | M_Input | 2000-2018 Industrial Assessment Center | 2020 | Retro | 2022 | 2041 | PSE | Industrial | Paper | Gas | Per Region | NA | NA | Paper Improve Combustion Control Capability And Air Flow | Paper Improve Combustion Control Capability And Air Flow | 0 | 15 | 1334.8527 | 0 | I-All-Other-Shift3-All-All-S | 0 | 0 | 0 | 0 | 0 | 0 | 0 | 2363.9906 | I-All-Other-Shift3-All-All-S | 0 | 0 | 0 | Comm Flat | Improve Combustion Control Capability And Air Flow | Improve Combustion Control Capability And Air Flow | IndShift3 | 0.01266% | 0% | 100% | 1 | 1 | 100% | 6.667% | 85% | 6.8% | 0.2% | 25083.3948 | 121.7938 | 2520.5189 | 0 | 1572.3431 | 0 | 0 | 0 | -802.999 |  | 0 | -0.031567 | 0 | 01. ($9,999.000) to $0.028 | N/A | -0.031567 | 01. ($9,999.00) to $0.22 | N/A | 0 | 0 | 0 | 0 | 0 | 0 | 0 | 0 | 0 | 0 | 0 | 0 | 0 | 0 | 0 | 0 | 0 | 0 | 0 | 0 | 0 | 0 | 0 | 0 | 0 | 0 | 0 | 0 | 0 | 0 | 0 | 0 | 0 | 0 | 0 | 0 | 0 | 0 | 0 | 0 | 0 | 0 | 0 | 0 | 0 | 0 | 0 | 0 | 0 | 0 | 0 | 0 | 0 | 0 | 0 | 0 | 0 | 0 | 0 | 0 | 0 | 0 | 0 | 0 | 0 | 0 | 0 | 0 | 0 | 0 | 0 | 0 | 0 | 0.085 | 0.085 | 0.085 | 0.085 | 0.085 | 0.085 | 0.085 | 0.085 | 0.085 | 0.085 | 0 | 0 | 0 | 0 | 0 | 0 | 0 | 0 | 0 | 0 | 200.9392 | 199.6948 | 198.095 | 196.731 | 195.2029 | 193.6824 | 192.015 | 190.6796 | 189.187 | 187.6876 | 0 | 0 | 0 | 0 | 0 | 0 | 0 | 0 | 0 | 0 | 1943.9144 | 200.9392 | 400.634 | 598.7291 | 795.46 | 990.6629 | 1184.3453 | 1376.3603 | 1567.0399 | 1756.2269 | 1943.9144 | 1943.9144 | 1943.9144 | 1943.9144 | 1943.9144 | 1943.9144 | 1943.9144 | 1943.9144 | 1943.9144 | 1943.9144 | 1943.9144 | 0 | 0 | 0 | 0 | 0 | 0 | 0 | 0 | 0 | 0 | 0 | 0 | 0 | 0 | 0 | 0 | 0 | 0 | 0 | 0 | 0 | 0 | 0 | 0 | 0 | 0 | 0 | 0 | 0 | 0 | 0 | 0 | 0 | 0 | 0 | 0 | 0 | 0 | 0 | 0 | 0 | 0 | 0 | 0 | 0 | 0 | 0 | 0 | 0 | 0 | 0 | 0 | 0 | 0 | 0 | 0 | 0 | 0 | 0 | 0 | 0 | 0 | 0 | 0 | 0 | 0 | 0 | 0 | 0 | 0.01296% | 0 | 0 | 0 | 0 | 0 | 0 | 0 | 0 | 0 | 0 | 0 | 0 | 0 | 0 | 0 | 0 | 0 | 0 | 0 | 0 | 0 | 0 | 0 | 0
| Industrial_tool_Gas | M_Input | 2000-2018 Industrial Assessment Center | 2020 | Retro | 2022 | 2041 | PSE | Industrial | Paper | Gas | Per Region | NA | NA | Paper Install Or Repair Insulation On Condensate Lines And Optimize Condensate | Paper Install Or Repair Insulation On Condensate Lines And Optimize Condensate | 0 | 10 | 609.8969 | 0 | I-All-Other-Shift3-All-All-S | 0 | 0 | 0 | 0 | 0 | 0 | 0 | 1886.7071 | I-All-Other-Shift3-All-All-S | 0 | 0 | 0 | Comm Flat | Install Or Repair Insulation On Condensate Lines And Optimize Condensate | Install Or Repair Insulation On Condensate Lines And Optimize Condensate | IndShift3 | 0.01266% | 0% | 100% | 1 | 1 | 100% | 10% | 85% | 6.8% | 0.2% | 13933.6636 | 97.204 | 1403.0868 | 0 | 925.7927 | 0 | 0 | 0 | -452.5186 |  | 0 | -0.022289 | 0 | 01. ($9,999.000) to $0.028 | N/A | -0.022289 | 01. ($9,999.00) to $0.22 | N/A | 0 | 0 | 0 | 0 | 0 | 0 | 0 | 0 | 0 | 0 | 0 | 0 | 0 | 0 | 0 | 0 | 0 | 0 | 0 | 0 | 0 | 0 | 0 | 0 | 0 | 0 | 0 | 0 | 0 | 0 | 0 | 0 | 0 | 0 | 0 | 0 | 0 | 0 | 0 | 0 | 0 | 0 | 0 | 0 | 0 | 0 | 0 | 0 | 0 | 0 | 0 | 0 | 0 | 0 | 0 | 0 | 0 | 0 | 0 | 0 | 0 | 0 | 0 | 0 | 0 | 0 | 0 | 0 | 0 | 0 | 0 | 0 | 0 | 0.085 | 0.085 | 0.085 | 0.085 | 0.085 | 0.085 | 0.085 | 0.085 | 0.085 | 0.085 | 0 | 0 | 0 | 0 | 0 | 0 | 0 | 0 | 0 | 0 | 160.3701 | 159.377 | 158.1002 | 157.0115 | 155.7919 | 154.5784 | 153.2477 | 152.1819 | 150.9906 | 149.794 | 0 | 0 | 0 | 0 | 0 | 0 | 0 | 0 | 0 | 0 | 1551.4432 | 160.3701 | 319.7471 | 477.8472 | 634.8587 | 790.6507 | 945.2291 | 1098.4767 | 1250.6586 | 1401.6492 | 1551.4432 | 1551.4432 | 1551.4432 | 1551.4432 | 1551.4432 | 1551.4432 | 1551.4432 | 1551.4432 | 1551.4432 | 1551.4432 | 1551.4432 | 0 | 0 | 0 | 0 | 0 | 0 | 0 | 0 | 0 | 0 | 0 | 0 | 0 | 0 | 0 | 0 | 0 | 0 | 0 | 0 | 0 | 0 | 0 | 0 | 0 | 0 | 0 | 0 | 0 | 0 | 0 | 0 | 0 | 0 | 0 | 0 | 0 | 0 | 0 | 0 | 0 | 0 | 0 | 0 | 0 | 0 | 0 | 0 | 0 | 0 | 0 | 0 | 0 | 0 | 0 | 0 | 0 | 0 | 0 | 0 | 0 | 0 | 0 | 0 | 0 | 0 | 0 | 0 | 0 | 0.01296% | 0 | 0 | 0 | 0 | 0 | 0 | 0 | 0 | 0 | 0 | 0 | 0 | 0 | 0 | 0 | 0 | 0 | 0 | 0 | 0 | 0 | 0 | 0 | 0
| Industrial_tool_Gas | M_Input | 2000-2018 Industrial Assessment Center | 2020 | Retro | 2022 | 2041 | PSE | Industrial | Paper | Gas | Per Region | NA | NA | Paper Insulate Steam, Hot Water Lines Or Feedwater Tank | Paper Insulate Steam, Hot Water Lines Or Feedwater Tank | 0 | 15 | 63.9127 | 0 | I-All-Other-Shift3-All-All-S | 0 | 0 | 0 | 0 | 0 | 0 | 0 | 141.1251 | I-All-Other-Shift3-All-All-S | 0 | 0 | 0 | Comm Flat | Insulate Steam, Hot Water Lines Or Feedwater Tank | Insulate Steam, Hot Water Lines Or Feedwater Tank | IndShift3 | 0.01266% | 0% | 100% | 1 | 1 | 100% | 6.667% | 85% | 6.8% | 0.2% | 1497.4246 | 7.2708 | 150.4695 | 0 | 75.2837 | 0 | 0 | 0 | -69.6741 |  | 0 | -0.04588 | 0 | 01. ($9,999.000) to $0.028 | N/A | -0.04588 | 01. ($9,999.00) to $0.22 | N/A | 0 | 0 | 0 | 0 | 0 | 0 | 0 | 0 | 0 | 0 | 0 | 0 | 0 | 0 | 0 | 0 | 0 | 0 | 0 | 0 | 0 | 0 | 0 | 0 | 0 | 0 | 0 | 0 | 0 | 0 | 0 | 0 | 0 | 0 | 0 | 0 | 0 | 0 | 0 | 0 | 0 | 0 | 0 | 0 | 0 | 0 | 0 | 0 | 0 | 0 | 0 | 0 | 0 | 0 | 0 | 0 | 0 | 0 | 0 | 0 | 0 | 0 | 0 | 0 | 0 | 0 | 0 | 0 | 0 | 0 | 0 | 0 | 0 | 0.085 | 0.085 | 0.085 | 0.085 | 0.085 | 0.085 | 0.085 | 0.085 | 0.085 | 0.085 | 0 | 0 | 0 | 0 | 0 | 0 | 0 | 0 | 0 | 0 | 11.9956 | 11.9214 | 11.8258 | 11.7444 | 11.6532 | 11.5624 | 11.4629 | 11.3832 | 11.2941 | 11.2045 | 0 | 0 | 0 | 0 | 0 | 0 | 0 | 0 | 0 | 0 | 116.0475 | 11.9956 | 23.917 | 35.7428 | 47.4872 | 59.1404 | 70.7029 | 82.1657 | 93.5489 | 104.843 | 116.0475 | 116.0475 | 116.0475 | 116.0475 | 116.0475 | 116.0475 | 116.0475 | 116.0475 | 116.0475 | 116.0475 | 116.0475 | 0 | 0 | 0 | 0 | 0 | 0 | 0 | 0 | 0 | 0 | 0 | 0 | 0 | 0 | 0 | 0 | 0 | 0 | 0 | 0 | 0 | 0 | 0 | 0 | 0 | 0 | 0 | 0 | 0 | 0 | 0 | 0 | 0 | 0 | 0 | 0 | 0 | 0 | 0 | 0 | 0 | 0 | 0 | 0 | 0 | 0 | 0 | 0 | 0 | 0 | 0 | 0 | 0 | 0 | 0 | 0 | 0 | 0 | 0 | 0 | 0 | 0 | 0 | 0 | 0 | 0 | 0 | 0 | 0 | 0.01296% | 0 | 0 | 0 | 0 | 0 | 0 | 0 | 0 | 0 | 0 | 0 | 0 | 0 | 0 | 0 | 0 | 0 | 0 | 0 | 0 | 0 | 0 | 0 | 0
| Industrial_tool_Gas | M_Input | 2000-2018 Industrial Assessment Center | 2020 | Retro | 2022 | 2041 | PSE | Industrial | Paper | Gas | Per Region | NA | NA | Paper Minimize Boiler Blowdown | Paper Minimize Boiler Blowdown | 0 | 5 | 83.4724 | 0 | I-All-Other-Shift3-All-All-S | 0 | 0 | 0 | 0 | 0 | 0 | 0 | 106.326 | I-All-Other-Shift3-All-All-S | 0 | 0 | 0 | Comm Flat | Minimize Boiler Blowdown | Minimize Boiler Blowdown | IndShift3 | 0.01266% | 0% | 100% | 1 | 1 | 100% | 20% | 85% | 6.8% | 0.2% | 408.5508 | 5.478 | 41.4029 | 0 | 217.8962 | 0 | 0 | 0 | 187.7098 |  | 0 | 0.16406 | 0 | 01. ($9,999.000) to $0.028 | N/A | 0.16406 | 01. ($9,999.00) to $0.22 | N/A | 0 | 0 | 0 | 0 | 0 | 0 | 0 | 0 | 0 | 0 | 0 | 0 | 0 | 0 | 0 | 0 | 0 | 0 | 0 | 0 | 0 | 0 | 0 | 0 | 0 | 0 | 0 | 0 | 0 | 0 | 0 | 0 | 0 | 0 | 0 | 0 | 0 | 0 | 0 | 0 | 0 | 0 | 0 | 0 | 0 | 0 | 0 | 0 | 0 | 0 | 0 | 0 | 0 | 0 | 0 | 0 | 0 | 0 | 0 | 0 | 0 | 0 | 0 | 0 | 0 | 0 | 0 | 0 | 0 | 0 | 0 | 0 | 0 | 0.085 | 0.085 | 0.085 | 0.085 | 0.085 | 0.085 | 0.085 | 0.085 | 0.085 | 0.085 | 0 | 0 | 0 | 0 | 0 | 0 | 0 | 0 | 0 | 0 | 9.0377 | 8.9817 | 8.9098 | 8.8484 | 8.7797 | 8.7113 | 8.6363 | 8.5763 | 8.5091 | 8.4417 | 0 | 0 | 0 | 0 | 0 | 0 | 0 | 0 | 0 | 0 | 87.4321 | 9.0377 | 18.0194 | 26.9292 | 35.7777 | 44.5574 | 53.2687 | 61.905 | 70.4813 | 78.9904 | 87.4321 | 87.4321 | 87.4321 | 87.4321 | 87.4321 | 87.4321 | 87.4321 | 87.4321 | 87.4321 | 87.4321 | 87.4321 | 0 | 0 | 0 | 0 | 0 | 0 | 0 | 0 | 0 | 0 | 0 | 0 | 0 | 0 | 0 | 0 | 0 | 0 | 0 | 0 | 0 | 0 | 0 | 0 | 0 | 0 | 0 | 0 | 0 | 0 | 0 | 0 | 0 | 0 | 0 | 0 | 0 | 0 | 0 | 0 | 0 | 0 | 0 | 0 | 0 | 0 | 0 | 0 | 0 | 15.9553 | 15.8565 | 15.7295 | 15.6212 | 15.4999 | 15.3791 | 15.2467 | 15.1407 | 15.0222 | 14.9031 | 0 | 0 | 0 | 0 | 0 | 0 | 0 | 0 | 0 | 0 | 0.01296% | 0 | 0 | 0 | 0 | 0 | 0 | 0 | 0 | 0 | 0 | 0 | 0 | 0 | 0 | 0 | 0 | 0 | 0 | 0 | 0 | 0 | 0 | 0 | 0
| Industrial_tool_Gas | M_Input | 2000-2018 Industrial Assessment Center | 2020 | Retro | 2022 | 2041 | PSE | Industrial | Paper | Gas | Per Region | NA | NA | Paper Optimize Heating System To Improve Burner Efficiency, Reduce Energy Requirements And Heat Treatment Process | Paper Optimize Heating System To Improve Burner Efficiency, Reduce Energy Requirements And Heat Treatment Process | 0 | 20 | 814.2551 | 0 | I-All-Other-Shift3-All-All-S | 0 | 0 | 0 | 0 | 0 | 0 | 0 | 1228.0475 | I-All-Other-Shift3-All-All-S | 0 | 0 | 0 | Comm Flat | Optimize Heating System To Improve Burner Efficiency, Reduce Energy Requirements And Heat Treatment Process | Optimize Heating System To Improve Burner Efficiency, Reduce Energy Requirements And Heat Treatment Process | IndShift3 | 0.01266% | 0% | 100% | 1 | 1 | 100% | 5% | 85% | 6.8% | 0.2% | 16821.3265 | 63.2695 | 1688.4596 | 0 | 814.2551 | 0 | 0 | 0 | -774.6231 |  | 0 | -0.058618 | 0 | 01. ($9,999.000) to $0.028 | N/A | -0.058618 | 01. ($9,999.00) to $0.22 | N/A | 0 | 0 | 0 | 0 | 0 | 0 | 0 | 0 | 0 | 0 | 0 | 0 | 0 | 0 | 0 | 0 | 0 | 0 | 0 | 0 | 0 | 0 | 0 | 0 | 0 | 0 | 0 | 0 | 0 | 0 | 0 | 0 | 0 | 0 | 0 | 0 | 0 | 0 | 0 | 0 | 0 | 0 | 0 | 0 | 0 | 0 | 0 | 0 | 0 | 0 | 0 | 0 | 0 | 0 | 0 | 0 | 0 | 0 | 0 | 0 | 0 | 0 | 0 | 0 | 0 | 0 | 0 | 0 | 0 | 0 | 0 | 0 | 0 | 0.085 | 0.085 | 0.085 | 0.085 | 0.085 | 0.085 | 0.085 | 0.085 | 0.085 | 0.085 | 0 | 0 | 0 | 0 | 0 | 0 | 0 | 0 | 0 | 0 | 104.384 | 103.7376 | 102.9066 | 102.1979 | 101.4041 | 100.6142 | 99.7481 | 99.0544 | 98.279 | 97.5001 | 0 | 0 | 0 | 0 | 0 | 0 | 0 | 0 | 0 | 0 | 1009.826 | 104.384 | 208.1216 | 311.0282 | 413.2261 | 514.6303 | 615.2445 | 714.9926 | 814.047 | 912.326 | 1009.826 | 1009.826 | 1009.826 | 1009.826 | 1009.826 | 1009.826 | 1009.826 | 1009.826 | 1009.826 | 1009.826 | 1009.826 | 0 | 0 | 0 | 0 | 0 | 0 | 0 | 0 | 0 | 0 | 0 | 0 | 0 | 0 | 0 | 0 | 0 | 0 | 0 | 0 | 0 | 0 | 0 | 0 | 0 | 0 | 0 | 0 | 0 | 0 | 0 | 0 | 0 | 0 | 0 | 0 | 0 | 0 | 0 | 0 | 0 | 0 | 0 | 0 | 0 | 0 | 0 | 0 | 0 | 0 | 0 | 0 | 0 | 0 | 0 | 0 | 0 | 0 | 0 | 0 | 0 | 0 | 0 | 0 | 0 | 0 | 0 | 0 | 0 | 0.01296% | 0 | 0 | 0 | 0 | 0 | 0 | 0 | 0 | 0 | 0 | 0 | 0 | 0 | 0 | 0 | 0 | 0 | 0 | 0 | 0 | 0 | 0 | 0 | 0
| Industrial_tool_Gas | M_Input | 2000-2018 Industrial Assessment Center | 2020 | Retro | 2022 | 2041 | PSE | Industrial | Paper | Gas | Per Region | NA | NA | Paper Repair And Eliminate Steam Leaks | Paper Repair And Eliminate Steam Leaks | 0 | 6 | 142.8721 | 0 | I-All-Other-Shift3-All-All-S | 0 | 0 | 0 | 0 | 0 | 0 | 0 | 907.9534 | I-All-Other-Shift3-All-All-S | 0 | 0 | 0 | Comm Flat | Repair And Eliminate Steam Leaks | Repair And Eliminate Steam Leaks | IndShift3 | 0.01266% | 0% | 100% | 1 | 1 | 100% | 16.67% | 85% | 6.8% | 0.2% | 4157.7849 | 46.7781 | 420.4563 | 0 | 321.6761 | 0 | 0 | 0 | -116.9839 |  | 0 | -0.011974 | 0 | 01. ($9,999.000) to $0.028 | N/A | -0.011974 | 01. ($9,999.00) to $0.22 | N/A | 0 | 0 | 0 | 0 | 0 | 0 | 0 | 0 | 0 | 0 | 0 | 0 | 0 | 0 | 0 | 0 | 0 | 0 | 0 | 0 | 0 | 0 | 0 | 0 | 0 | 0 | 0 | 0 | 0 | 0 | 0 | 0 | 0 | 0 | 0 | 0 | 0 | 0 | 0 | 0 | 0 | 0 | 0 | 0 | 0 | 0 | 0 | 0 | 0 | 0 | 0 | 0 | 0 | 0 | 0 | 0 | 0 | 0 | 0 | 0 | 0 | 0 | 0 | 0 | 0 | 0 | 0 | 0 | 0 | 0 | 0 | 0 | 0 | 0.085 | 0.085 | 0.085 | 0.085 | 0.085 | 0.085 | 0.085 | 0.085 | 0.085 | 0.085 | 0 | 0 | 0 | 0 | 0 | 0 | 0 | 0 | 0 | 0 | 77.176 | 76.6981 | 76.0837 | 75.5598 | 74.9729 | 74.3889 | 73.7485 | 73.2356 | 72.6623 | 72.0864 | 0 | 0 | 0 | 0 | 0 | 0 | 0 | 0 | 0 | 0 | 746.612 | 77.176 | 153.8741 | 229.9578 | 305.5176 | 380.4904 | 454.8793 | 528.6277 | 601.8633 | 674.5256 | 746.612 | 746.612 | 746.612 | 746.612 | 746.612 | 746.612 | 746.612 | 746.612 | 746.612 | 746.612 | 746.612 | 0 | 0 | 0 | 0 | 0 | 0 | 0 | 0 | 0 | 0 | 0 | 0 | 0 | 0 | 0 | 0 | 0 | 0 | 0 | 0 | 0 | 0 | 0 | 0 | 0 | 0 | 0 | 0 | 0 | 0 | 0 | 0 | 0 | 0 | 0 | 0 | 0 | 0 | 0 | 0 | 0 | 0 | 0 | 0 | 0 | 0 | 0 | 0 | 0 | 0 | 0 | 0 | 0 | 0 | 0 | 0 | 0 | 0 | 0 | 0 | 0 | 0 | 0 | 0 | 0 | 0 | 0 | 0 | 0 | 0.01296% | 0 | 0 | 0 | 0 | 0 | 0 | 0 | 0 | 0 | 0 | 0 | 0 | 0 | 0 | 0 | 0 | 0 | 0 | 0 | 0 | 0 | 0 | 0 | 0
| Industrial_tool_Gas | M_Input | 2000-2018 Industrial Assessment Center | 2020 | Retro | 2022 | 2041 | PSE | Industrial | Paper | Gas | Per Region | NA | NA | Paper Replace Steam Traps | Paper Replace Steam Traps | 0 | 6 | 118.223 | 0 | I-All-Other-Shift3-All-All-S | 0 | 0 | 0 | 0 | 0 | 0 | 0 | 1003.5285 | I-All-Other-Shift3-All-All-S | 0 | 0 | 0 | Comm Flat | Replace Steam Traps | Replace Steam Traps | IndShift3 | 0.01266% | 0% | 100% | 1 | 1 | 100% | 16.67% | 85% | 6.8% | 0.2% | 4595.4512 | 51.7022 | 464.7153 | 0 | 266.1787 | 0 | 0 | 0 | -226.5943 |  | 0 | -0.020984 | 0 | 01. ($9,999.000) to $0.028 | N/A | -0.020984 | 01. ($9,999.00) to $0.22 | N/A | 0 | 0 | 0 | 0 | 0 | 0 | 0 | 0 | 0 | 0 | 0 | 0 | 0 | 0 | 0 | 0 | 0 | 0 | 0 | 0 | 0 | 0 | 0 | 0 | 0 | 0 | 0 | 0 | 0 | 0 | 0 | 0 | 0 | 0 | 0 | 0 | 0 | 0 | 0 | 0 | 0 | 0 | 0 | 0 | 0 | 0 | 0 | 0 | 0 | 0 | 0 | 0 | 0 | 0 | 0 | 0 | 0 | 0 | 0 | 0 | 0 | 0 | 0 | 0 | 0 | 0 | 0 | 0 | 0 | 0 | 0 | 0 | 0 | 0.085 | 0.085 | 0.085 | 0.085 | 0.085 | 0.085 | 0.085 | 0.085 | 0.085 | 0.085 | 0 | 0 | 0 | 0 | 0 | 0 | 0 | 0 | 0 | 0 | 85.2999 | 84.7717 | 84.0926 | 83.5135 | 82.8648 | 82.2193 | 81.5115 | 80.9447 | 80.311 | 79.6745 | 0 | 0 | 0 | 0 | 0 | 0 | 0 | 0 | 0 | 0 | 825.2036 | 85.2999 | 170.0716 | 254.1642 | 337.6777 | 420.5425 | 502.7618 | 584.2734 | 665.218 | 745.529 | 825.2036 | 825.2036 | 825.2036 | 825.2036 | 825.2036 | 825.2036 | 825.2036 | 825.2036 | 825.2036 | 825.2036 | 825.2036 | 0 | 0 | 0 | 0 | 0 | 0 | 0 | 0 | 0 | 0 | 0 | 0 | 0 | 0 | 0 | 0 | 0 | 0 | 0 | 0 | 0 | 0 | 0 | 0 | 0 | 0 | 0 | 0 | 0 | 0 | 0 | 0 | 0 | 0 | 0 | 0 | 0 | 0 | 0 | 0 | 0 | 0 | 0 | 0 | 0 | 0 | 0 | 0 | 0 | 0 | 0 | 0 | 0 | 0 | 0 | 0 | 0 | 0 | 0 | 0 | 0 | 0 | 0 | 0 | 0 | 0 | 0 | 0 | 0 | 0.01296% | 0 | 0 | 0 | 0 | 0 | 0 | 0 | 0 | 0 | 0 | 0 | 0 | 0 | 0 | 0 | 0 | 0 | 0 | 0 | 0 | 0 | 0 | 0 | 0
| Industrial_tool_Gas | M_Input | 2000-2018 Industrial Assessment Center | 2020 | Retro | 2022 | 2041 | PSE | Industrial | Paper | Gas | Per Region | NA | NA | Paper Other Plant Operations Improvements To Reduce Energy Requirements | Paper Other Plant Operations Improvements To Reduce Energy Requirements | 0 | 10 | 879.6033 | 0 | I-All-Other-Shift3-All-All-S | 0 | 0 | 0 | 0 | 0 | 0 | 0 | 149.7542 | I-All-Other-Shift3-All-All-S | 0 | 0 | 0 | Comm Flat | Other Plant Operations Improvements To Reduce Energy Requirements | Other Plant Operations Improvements To Reduce Energy Requirements | IndShift3 | 0.01266% | 0% | 100% | 1 | 1 | 100% | 10% | 85% | 6.8% | 0.2% | 1105.9614 | 7.7154 | 111.3677 | 0 | 1335.1934 | 0 | 0 | 0 | 1392.031 |  | 0 | 0.86383 | 0 | 01. ($9,999.000) to $0.028 | N/A | 0.86383 | 09. $0.85 to $0.95 | N/A | 0 | 0 | 0 | 0 | 0 | 0 | 0 | 0 | 0 | 0 | 0 | 0 | 0 | 0 | 0 | 0 | 0 | 0 | 0 | 0 | 0 | 0 | 0 | 0 | 0 | 0 | 0 | 0 | 0 | 0 | 0 | 0 | 0 | 0 | 0 | 0 | 0 | 0 | 0 | 0 | 0 | 0 | 0 | 0 | 0 | 0 | 0 | 0 | 0 | 0 | 0 | 0 | 0 | 0 | 0 | 0 | 0 | 0 | 0 | 0 | 0 | 0 | 0 | 0 | 0 | 0 | 0 | 0 | 0 | 0 | 0 | 0 | 0 | 0.085 | 0.085 | 0.085 | 0.085 | 0.085 | 0.085 | 0.085 | 0.085 | 0.085 | 0.085 | 0 | 0 | 0 | 0 | 0 | 0 | 0 | 0 | 0 | 0 | 12.7291 | 12.6503 | 12.5489 | 12.4625 | 12.3657 | 12.2694 | 12.1638 | 12.0792 | 11.9846 | 11.8896 | 0 | 0 | 0 | 0 | 0 | 0 | 0 | 0 | 0 | 0 | 123.1432 | 12.7291 | 25.3794 | 37.9283 | 50.3909 | 62.7566 | 75.026 | 87.1898 | 99.2689 | 111.2536 | 123.1432 | 123.1432 | 123.1432 | 123.1432 | 123.1432 | 123.1432 | 123.1432 | 123.1432 | 123.1432 | 123.1432 | 123.1432 | 0 | 0 | 0 | 0 | 0 | 0 | 0 | 0 | 0 | 0 | 0 | 0 | 0 | 0 | 0 | 0 | 0 | 0 | 0 | 0 | 0 | 0 | 0 | 0 | 0 | 0 | 0 | 0 | 0 | 0 | 0 | 0 | 0 | 0 | 0 | 0 | 0 | 0 | 0 | 0 | 0 | 0 | 0 | 0 | 0 | 0 | 0 | 0 | 0 | 118.3226 | 117.5899 | 116.6479 | 115.8446 | 114.9448 | 114.0495 | 113.0676 | 112.2813 | 111.4024 | 110.5195 | 0 | 0 | 0 | 0 | 0 | 0 | 0 | 0 | 0 | 0 | 0.01296% | 0 | 0 | 0 | 0 | 0 | 0 | 0 | 0 | 0 | 0 | 0 | 0 | 0 | 0 | 0 | 0 | 0 | 0 | 0 | 0 | 0 | 0 | 0 | 0
| Industrial_tool_Gas | M_Input | 2000-2018 Industrial Assessment Center | 2020 | Retro | 2022 | 2041 | PSE | Industrial | Paper | Gas | Per Region | NA | NA | Paper Heat Recovery And Waste Heat For Process | Paper Heat Recovery And Waste Heat For Process | 0 | 14 | 419.7972 | 0 | I-All-Other-Shift3-All-All-S | 0 | 0 | 0 | 0 | 0 | 0 | 0 | 502.7509 | I-All-Other-Shift3-All-All-S | 0 | 0 | 0 | Comm Flat | Heat Recovery And Waste Heat For Process | Heat Recovery And Waste Heat For Process | IndShift3 | 0.01266% | 0% | 100% | 1 | 1 | 100% | 7.143% | 85% | 6.8% | 0.2% | 5015.5135 | 25.9019 | 504.1415 | 0 | 516.5123 | 0 | 0 | 0 | 70.4282 |  | 0 | 0.013018 | 0 | 01. ($9,999.000) to $0.028 | N/A | 0.013018 | 01. ($9,999.00) to $0.22 | N/A | 0 | 0 | 0 | 0 | 0 | 0 | 0 | 0 | 0 | 0 | 0 | 0 | 0 | 0 | 0 | 0 | 0 | 0 | 0 | 0 | 0 | 0 | 0 | 0 | 0 | 0 | 0 | 0 | 0 | 0 | 0 | 0 | 0 | 0 | 0 | 0 | 0 | 0 | 0 | 0 | 0 | 0 | 0 | 0 | 0 | 0 | 0 | 0 | 0 | 0 | 0 | 0 | 0 | 0 | 0 | 0 | 0 | 0 | 0 | 0 | 0 | 0 | 0 | 0 | 0 | 0 | 0 | 0 | 0 | 0 | 0 | 0 | 0 | 0.085 | 0.085 | 0.085 | 0.085 | 0.085 | 0.085 | 0.085 | 0.085 | 0.085 | 0.085 | 0 | 0 | 0 | 0 | 0 | 0 | 0 | 0 | 0 | 0 | 42.7338 | 42.4692 | 42.129 | 41.8389 | 41.5139 | 41.1905 | 40.8359 | 40.5519 | 40.2345 | 39.9156 | 0 | 0 | 0 | 0 | 0 | 0 | 0 | 0 | 0 | 0 | 413.4132 | 42.7338 | 85.203 | 127.332 | 169.1708 | 210.6847 | 251.8752 | 292.7112 | 333.2631 | 373.4976 | 413.4132 | 413.4132 | 413.4132 | 413.4132 | 413.4132 | 413.4132 | 413.4132 | 413.4132 | 413.4132 | 413.4132 | 413.4132 | 0 | 0 | 0 | 0 | 0 | 0 | 0 | 0 | 0 | 0 | 0 | 0 | 0 | 0 | 0 | 0 | 0 | 0 | 0 | 0 | 0 | 0 | 0 | 0 | 0 | 0 | 0 | 0 | 0 | 0 | 0 | 0 | 0 | 0 | 0 | 0 | 0 | 0 | 0 | 0 | 0 | 0 | 0 | 0 | 0 | 0 | 0 | 0 | 0 | 5.9864 | 5.9493 | 5.9017 | 5.861 | 5.8155 | 5.7702 | 5.7205 | 5.6807 | 5.6363 | 5.5916 | 0 | 0 | 0 | 0 | 0 | 0 | 0 | 0 | 0 | 0 | 0.01296% | 0 | 0 | 0 | 0 | 0 | 0 | 0 | 0 | 0 | 0 | 0 | 0 | 0 | 0 | 0 | 0 | 0 | 0 | 0 | 0 | 0 | 0 | 0 | 0
| Industrial_tool_Gas | M_Input | 2000-2018 Industrial Assessment Center | 2020 | Retro | 2022 | 2041 | PSE | Industrial | Paper | Gas | Per Region | NA | NA | Paper Process Improvements To Reduce Energy Requirements | Paper Process Improvements To Reduce Energy Requirements | 0 | 15 | 1025.3854 | 0 | I-All-Other-Shift3-All-All-S | 0 | 0 | 0 | 0 | 0 | 0 | 0 | 1163.7889 | I-All-Other-Shift3-All-All-S | 0 | 0 | 0 | Comm Flat | Process Improvements To Reduce Energy Requirements | Process Improvements To Reduce Energy Requirements | IndShift3 | 0.01266% | 0% | 100% | 1 | 1 | 100% | 6.667% | 85% | 6.8% | 0.2% | 12348.5161 | 59.9589 | 1240.8475 | 0 | 1207.817 | 0 | 0 | 0 | 112.0877 |  | 0 | 0.0089504 | 0 | 01. ($9,999.000) to $0.028 | N/A | 0.0089504 | 01. ($9,999.00) to $0.22 | N/A | 0 | 0 | 0 | 0 | 0 | 0 | 0 | 0 | 0 | 0 | 0 | 0 | 0 | 0 | 0 | 0 | 0 | 0 | 0 | 0 | 0 | 0 | 0 | 0 | 0 | 0 | 0 | 0 | 0 | 0 | 0 | 0 | 0 | 0 | 0 | 0 | 0 | 0 | 0 | 0 | 0 | 0 | 0 | 0 | 0 | 0 | 0 | 0 | 0 | 0 | 0 | 0 | 0 | 0 | 0 | 0 | 0 | 0 | 0 | 0 | 0 | 0 | 0 | 0 | 0 | 0 | 0 | 0 | 0 | 0 | 0 | 0 | 0 | 0.085 | 0.085 | 0.085 | 0.085 | 0.085 | 0.085 | 0.085 | 0.085 | 0.085 | 0.085 | 0 | 0 | 0 | 0 | 0 | 0 | 0 | 0 | 0 | 0 | 98.9221 | 98.3095 | 97.5219 | 96.8504 | 96.0981 | 95.3495 | 94.5287 | 93.8713 | 93.1365 | 92.3983 | 0 | 0 | 0 | 0 | 0 | 0 | 0 | 0 | 0 | 0 | 956.986 | 98.9221 | 197.2315 | 294.7534 | 391.6037 | 487.7018 | 583.0513 | 677.58 | 771.4513 | 864.5877 | 956.986 | 956.986 | 956.986 | 956.986 | 956.986 | 956.986 | 956.986 | 956.986 | 956.986 | 956.986 | 956.986 | 0 | 0 | 0 | 0 | 0 | 0 | 0 | 0 | 0 | 0 | 0 | 0 | 0 | 0 | 0 | 0 | 0 | 0 | 0 | 0 | 0 | 0 | 0 | 0 | 0 | 0 | 0 | 0 | 0 | 0 | 0 | 0 | 0 | 0 | 0 | 0 | 0 | 0 | 0 | 0 | 0 | 0 | 0 | 0 | 0 | 0 | 0 | 0 | 0 | 9.5275 | 9.4685 | 9.3926 | 9.3279 | 9.2555 | 9.1834 | 9.1043 | 9.041 | 8.9702 | 8.8991 | 0 | 0 | 0 | 0 | 0 | 0 | 0 | 0 | 0 | 0 | 0.01296% | 0 | 0 | 0 | 0 | 0 | 0 | 0 | 0 | 0 | 0 | 0 | 0 | 0 | 0 | 0 | 0 | 0 | 0 | 0 | 0 | 0 | 0 | 0 | 0
| Industrial_tool_Gas | M_Input | 2000-2018 Industrial Assessment Center | 2020 | Retro | 2022 | 2041 | PSE | Industrial | Paper | Gas | Per Region | NA | NA | Paper Thermal Systems Add Insulation To Equipment | Paper Thermal Systems Add Insulation To Equipment | 0 | 10 | 75.0436 | 0 | I-All-Other-Shift3-All-All-S | 0 | 0 | 0 | 0 | 0 | 0 | 0 | 160.1938 | I-All-Other-Shift3-All-All-S | 0 | 0 | 0 | Comm Flat | Thermal Systems Add Insulation To Equipment | Thermal Systems Add Insulation To Equipment | IndShift3 | 0.01266% | 0% | 100% | 1 | 1 | 100% | 10% | 85% | 6.8% | 0.2% | 1183.0593 | 8.2533 | 119.1313 | 0 | 113.9124 | 0 | 0 | 0 | 1.5366 |  | 0 | 0.00089142 | 0 | 01. ($9,999.000) to $0.028 | N/A | 0.00089142 | 01. ($9,999.00) to $0.22 | N/A | 0 | 0 | 0 | 0 | 0 | 0 | 0 | 0 | 0 | 0 | 0 | 0 | 0 | 0 | 0 | 0 | 0 | 0 | 0 | 0 | 0 | 0 | 0 | 0 | 0 | 0 | 0 | 0 | 0 | 0 | 0 | 0 | 0 | 0 | 0 | 0 | 0 | 0 | 0 | 0 | 0 | 0 | 0 | 0 | 0 | 0 | 0 | 0 | 0 | 0 | 0 | 0 | 0 | 0 | 0 | 0 | 0 | 0 | 0 | 0 | 0 | 0 | 0 | 0 | 0 | 0 | 0 | 0 | 0 | 0 | 0 | 0 | 0 | 0.085 | 0.085 | 0.085 | 0.085 | 0.085 | 0.085 | 0.085 | 0.085 | 0.085 | 0.085 | 0 | 0 | 0 | 0 | 0 | 0 | 0 | 0 | 0 | 0 | 13.6165 | 13.5321 | 13.4237 | 13.3313 | 13.2278 | 13.1247 | 13.0117 | 12.9212 | 12.8201 | 12.7185 | 0 | 0 | 0 | 0 | 0 | 0 | 0 | 0 | 0 | 0 | 131.7277 | 13.6165 | 27.1486 | 40.5724 | 53.9037 | 67.1314 | 80.2561 | 93.2679 | 106.1891 | 119.0092 | 131.7277 | 131.7277 | 131.7277 | 131.7277 | 131.7277 | 131.7277 | 131.7277 | 131.7277 | 131.7277 | 131.7277 | 131.7277 | 0 | 0 | 0 | 0 | 0 | 0 | 0 | 0 | 0 | 0 | 0 | 0 | 0 | 0 | 0 | 0 | 0 | 0 | 0 | 0 | 0 | 0 | 0 | 0 | 0 | 0 | 0 | 0 | 0 | 0 | 0 | 0 | 0 | 0 | 0 | 0 | 0 | 0 | 0 | 0 | 0 | 0 | 0 | 0 | 0 | 0 | 0 | 0 | 0 | 0.13061 | 0.1298 | 0.12876 | 0.12788 | 0.12688 | 0.1259 | 0.12481 | 0.12394 | 0.12297 | 0.122 | 0 | 0 | 0 | 0 | 0 | 0 | 0 | 0 | 0 | 0 | 0.01296% | 0 | 0 | 0 | 0 | 0 | 0 | 0 | 0 | 0 | 0 | 0 | 0 | 0 | 0 | 0 | 0 | 0 | 0 | 0 | 0 | 0 | 0 | 0 | 0
| Industrial_tool_Gas | M_Input | 2000-2018 Industrial Assessment Center | 2020 | Retro | 2022 | 2041 | PSE | Industrial | Paper | Gas | Per Region | NA | NA | Paper Thermal Systems Reduce Infiltration; Isolate Hot Or Cold Equipment | Paper Thermal Systems Reduce Infiltration; Isolate Hot Or Cold Equipment | 0 | 10 | 215.6953 | 0 | I-All-Other-Shift3-All-All-S | 0 | 0 | 0 | 0 | 0 | 0 | 0 | 396.8874 | I-All-Other-Shift3-All-All-S | 0 | 0 | 0 | Comm Flat | Thermal Systems Reduce Infiltration; Isolate Hot Or Cold Equipment | Thermal Systems Reduce Infiltration; Isolate Hot Or Cold Equipment | IndShift3 | 0.01266% | 0% | 100% | 1 | 1 | 100% | 10% | 85% | 6.8% | 0.2% | 2931.0833 | 20.4478 | 295.1531 | 0 | 327.4146 | 0 | 0 | 0 | 54.9527 |  | 0 | 0.012867 | 0 | 01. ($9,999.000) to $0.028 | N/A | 0.012867 | 01. ($9,999.00) to $0.22 | N/A | 0 | 0 | 0 | 0 | 0 | 0 | 0 | 0 | 0 | 0 | 0 | 0 | 0 | 0 | 0 | 0 | 0 | 0 | 0 | 0 | 0 | 0 | 0 | 0 | 0 | 0 | 0 | 0 | 0 | 0 | 0 | 0 | 0 | 0 | 0 | 0 | 0 | 0 | 0 | 0 | 0 | 0 | 0 | 0 | 0 | 0 | 0 | 0 | 0 | 0 | 0 | 0 | 0 | 0 | 0 | 0 | 0 | 0 | 0 | 0 | 0 | 0 | 0 | 0 | 0 | 0 | 0 | 0 | 0 | 0 | 0 | 0 | 0 | 0.085 | 0.085 | 0.085 | 0.085 | 0.085 | 0.085 | 0.085 | 0.085 | 0.085 | 0.085 | 0 | 0 | 0 | 0 | 0 | 0 | 0 | 0 | 0 | 0 | 33.7354 | 33.5265 | 33.2579 | 33.0289 | 32.7724 | 32.5171 | 32.2372 | 32.013 | 31.7624 | 31.5106 | 0 | 0 | 0 | 0 | 0 | 0 | 0 | 0 | 0 | 0 | 326.3614 | 33.7354 | 67.2619 | 100.5199 | 133.5488 | 166.3212 | 198.8382 | 231.0754 | 263.0884 | 294.8507 | 326.3614 | 326.3614 | 326.3614 | 326.3614 | 326.3614 | 326.3614 | 326.3614 | 326.3614 | 326.3614 | 326.3614 | 326.3614 | 0 | 0 | 0 | 0 | 0 | 0 | 0 | 0 | 0 | 0 | 0 | 0 | 0 | 0 | 0 | 0 | 0 | 0 | 0 | 0 | 0 | 0 | 0 | 0 | 0 | 0 | 0 | 0 | 0 | 0 | 0 | 0 | 0 | 0 | 0 | 0 | 0 | 0 | 0 | 0 | 0 | 0 | 0 | 0 | 0 | 0 | 0 | 0 | 0 | 4.671 | 4.6421 | 4.6049 | 4.5732 | 4.5376 | 4.5023 | 4.4635 | 4.4325 | 4.3978 | 4.3629 | 0 | 0 | 0 | 0 | 0 | 0 | 0 | 0 | 0 | 0 | 0.01296% | 0 | 0 | 0 | 0 | 0 | 0 | 0 | 0 | 0 | 0 | 0 | 0 | 0 | 0 | 0 | 0 | 0 | 0 | 0 | 0 | 0 | 0 | 0 | 0
| Industrial_tool_Gas | M_Input | 2000-2018 Industrial Assessment Center | 2020 | Retro | 2022 | 2041 | PSE | Industrial | Paper | Gas | Per Region | NA | NA | Paper Waste Heat From Hot Flue Gases To Preheat | Paper Waste Heat From Hot Flue Gases To Preheat | 0 | 14 | 468.4609 | 0 | I-All-Other-Shift3-All-All-S | 0 | 0 | 0 | 0 | 0 | 0 | 0 | 578.3984 | I-All-Other-Shift3-All-All-S | 0 | 0 | 0 | Comm Flat | Waste Heat From Hot Flue Gases To Preheat | Waste Heat From Hot Flue Gases To Preheat | IndShift3 | 0.01266% | 0% | 100% | 1 | 1 | 100% | 7.143% | 85% | 6.8% | 0.2% | 5770.1829 | 29.7993 | 579.9982 | 0 | 576.3873 | 0 | 0 | 0 | 60.2819 |  | 0 | 0.0096854 | 0 | 01. ($9,999.000) to $0.028 | N/A | 0.0096854 | 01. ($9,999.00) to $0.22 | N/A | 0 | 0 | 0 | 0 | 0 | 0 | 0 | 0 | 0 | 0 | 0 | 0 | 0 | 0 | 0 | 0 | 0 | 0 | 0 | 0 | 0 | 0 | 0 | 0 | 0 | 0 | 0 | 0 | 0 | 0 | 0 | 0 | 0 | 0 | 0 | 0 | 0 | 0 | 0 | 0 | 0 | 0 | 0 | 0 | 0 | 0 | 0 | 0 | 0 | 0 | 0 | 0 | 0 | 0 | 0 | 0 | 0 | 0 | 0 | 0 | 0 | 0 | 0 | 0 | 0 | 0 | 0 | 0 | 0 | 0 | 0 | 0 | 0 | 0.085 | 0.085 | 0.085 | 0.085 | 0.085 | 0.085 | 0.085 | 0.085 | 0.085 | 0.085 | 0 | 0 | 0 | 0 | 0 | 0 | 0 | 0 | 0 | 0 | 49.1639 | 48.8594 | 48.468 | 48.1342 | 47.7604 | 47.3883 | 46.9804 | 46.6536 | 46.2884 | 45.9216 | 0 | 0 | 0 | 0 | 0 | 0 | 0 | 0 | 0 | 0 | 475.6182 | 49.1639 | 98.0233 | 146.4912 | 194.6255 | 242.3858 | 289.7742 | 336.7545 | 383.4082 | 429.6966 | 475.6182 | 475.6182 | 475.6182 | 475.6182 | 475.6182 | 475.6182 | 475.6182 | 475.6182 | 475.6182 | 475.6182 | 475.6182 | 0 | 0 | 0 | 0 | 0 | 0 | 0 | 0 | 0 | 0 | 0 | 0 | 0 | 0 | 0 | 0 | 0 | 0 | 0 | 0 | 0 | 0 | 0 | 0 | 0 | 0 | 0 | 0 | 0 | 0 | 0 | 0 | 0 | 0 | 0 | 0 | 0 | 0 | 0 | 0 | 0 | 0 | 0 | 0 | 0 | 0 | 0 | 0 | 0 | 5.124 | 5.0922 | 5.0514 | 5.0166 | 4.9777 | 4.9389 | 4.8964 | 4.8623 | 4.8243 | 4.786 | 0 | 0 | 0 | 0 | 0 | 0 | 0 | 0 | 0 | 0 | 0.01296% | 0 | 0 | 0 | 0 | 0 | 0 | 0 | 0 | 0 | 0 | 0 | 0 | 0 | 0 | 0 | 0 | 0 | 0 | 0 | 0 | 0 | 0 | 0 | 0
| Industrial_tool_Gas | M_Input | 2000-2018 Industrial Assessment Center | 2020 | Retro | 2022 | 2041 | PSE | Industrial | Paper | Gas | Per Region | NA | NA | Paper Plant Operations - Equipment Scheduling Improvements | Paper Plant Operations - Equipment Scheduling Improvements | 0 | 10 | 449.0377 | 0 | I-All-Other-Shift3-All-All-S | 0 | 0 | 0 | 0 | 0 | 0 | 0 | 173.6538 | I-All-Other-Shift3-All-All-S | 0 | 0 | 0 | Comm Flat | Plant Operations - Equipment Scheduling Improvements | Plant Operations - Equipment Scheduling Improvements | IndShift3 | 0.01266% | 0% | 100% | 1 | 1 | 100% | 10% | 85% | 6.8% | 0.2% | 1282.4638 | 8.9467 | 129.1411 | 0 | 681.6166 | 0 | 0 | 0 | 633.3364 |  | 0 | 0.33893 | 0 | 01. ($9,999.000) to $0.028 | N/A | 0.33893 | 03. $0.30 to $0.45 | N/A | 0 | 0 | 0 | 0 | 0 | 0 | 0 | 0 | 0 | 0 | 0 | 0 | 0 | 0 | 0 | 0 | 0 | 0 | 0 | 0 | 0 | 0 | 0 | 0 | 0 | 0 | 0 | 0 | 0 | 0 | 0 | 0 | 0 | 0 | 0 | 0 | 0 | 0 | 0 | 0 | 0 | 0 | 0 | 0 | 0 | 0 | 0 | 0 | 0 | 0 | 0 | 0 | 0 | 0 | 0 | 0 | 0 | 0 | 0 | 0 | 0 | 0 | 0 | 0 | 0 | 0 | 0 | 0 | 0 | 0 | 0 | 0 | 0 | 0.085 | 0.085 | 0.085 | 0.085 | 0.085 | 0.085 | 0.085 | 0.085 | 0.085 | 0.085 | 0 | 0 | 0 | 0 | 0 | 0 | 0 | 0 | 0 | 0 | 14.7606 | 14.6692 | 14.5516 | 14.4514 | 14.3392 | 14.2275 | 14.105 | 14.0069 | 13.8973 | 13.7871 | 0 | 0 | 0 | 0 | 0 | 0 | 0 | 0 | 0 | 0 | 142.7959 | 14.7606 | 29.4297 | 43.9814 | 58.4328 | 72.772 | 86.9995 | 101.1045 | 115.1115 | 129.0087 | 142.7959 | 142.7959 | 142.7959 | 142.7959 | 142.7959 | 142.7959 | 142.7959 | 142.7959 | 142.7959 | 142.7959 | 142.7959 | 0 | 0 | 0 | 0 | 0 | 0 | 0 | 0 | 0 | 0 | 0 | 0 | 0 | 0 | 0 | 0 | 0 | 0 | 0 | 0 | 0 | 0 | 0 | 0 | 0 | 0 | 0 | 0 | 0 | 0 | 0 | 0 | 0 | 0 | 0 | 0 | 0 | 0 | 0 | 0 | 0 | 0 | 0 | 0 | 0 | 0 | 0 | 0 | 0 | 53.8336 | 53.5002 | 53.0716 | 52.7062 | 52.2968 | 51.8894 | 51.4427 | 51.0849 | 50.6851 | 50.2834 | 0 | 0 | 0 | 0 | 0 | 0 | 0 | 0 | 0 | 0 | 0.01296% | 0 | 0 | 0 | 0 | 0 | 0 | 0 | 0 | 0 | 0 | 0 | 0 | 0 | 0 | 0 | 0 | 0 | 0 | 0 | 0 | 0 | 0 | 0 | 0
| Industrial_tool_Gas | M_Input | 2000-2018 Industrial Assessment Center | 2020 | Retro | 2022 | 2041 | PSE | Industrial | Foundries | Gas | Per Region | NA | NA | Foundries Building Envelope Infiltration Improvements | Foundries Building Envelope Infiltration Improvements | 0 | 20 | 754.4696 | 0 | I-All-Other-Shift3-All-All-S | 0 | 0 | 0 | 0 | 0 | 0 | 0 | 747.3666 | I-All-Other-Shift3-All-All-S | 0 | 0 | 0 | Comm Flat | Building Envelope Infiltration Improvements | Building Envelope Infiltration Improvements | IndShift3 | 0.01266% | 0% | 100% | 1 | 1 | 100% | 5% | 85% | 6.8% | 0.2% | 10237.1425 | 38.5046 | 1027.5647 | 0 | 754.4696 | 0 | 0 | 0 | -160.7058 |  | 0 | -0.019983 | 0 | 01. ($9,999.000) to $0.028 | N/A | -0.019983 | 01. ($9,999.00) to $0.22 | N/A | 0 | 0 | 0 | 0 | 0 | 0 | 0 | 0 | 0 | 0 | 0 | 0 | 0 | 0 | 0 | 0 | 0 | 0 | 0 | 0 | 0 | 0 | 0 | 0 | 0 | 0 | 0 | 0 | 0 | 0 | 0 | 0 | 0 | 0 | 0 | 0 | 0 | 0 | 0 | 0 | 0 | 0 | 0 | 0 | 0 | 0 | 0 | 0 | 0 | 0 | 0 | 0 | 0 | 0 | 0 | 0 | 0 | 0 | 0 | 0 | 0 | 0 | 0 | 0 | 0 | 0 | 0 | 0 | 0 | 0 | 0 | 0 | 0 | 0.085 | 0.085 | 0.085 | 0.085 | 0.085 | 0.085 | 0.085 | 0.085 | 0.085 | 0.085 | 0 | 0 | 0 | 0 | 0 | 0 | 0 | 0 | 0 | 0 | 63.5262 | 63.1328 | 62.627 | 62.1957 | 61.7126 | 61.2319 | 60.7048 | 60.2826 | 59.8107 | 59.3367 | 0 | 0 | 0 | 0 | 0 | 0 | 0 | 0 | 0 | 0 | 614.5611 | 63.5262 | 126.6589 | 189.2859 | 251.4816 | 313.1943 | 374.4262 | 435.131 | 495.4137 | 555.2244 | 614.5611 | 614.5611 | 614.5611 | 614.5611 | 614.5611 | 614.5611 | 614.5611 | 614.5611 | 614.5611 | 614.5611 | 614.5611 | 0 | 0 | 0 | 0 | 0 | 0 | 0 | 0 | 0 | 0 | 0 | 0 | 0 | 0 | 0 | 0 | 0 | 0 | 0 | 0 | 0 | 0 | 0 | 0 | 0 | 0 | 0 | 0 | 0 | 0 | 0 | 0 | 0 | 0 | 0 | 0 | 0 | 0 | 0 | 0 | 0 | 0 | 0 | 0 | 0 | 0 | 0 | 0 | 0 | 0 | 0 | 0 | 0 | 0 | 0 | 0 | 0 | 0 | 0 | 0 | 0 | 0 | 0 | 0 | 0 | 0 | 0 | 0 | 0 | 0.01296% | 0 | 0 | 0 | 0 | 0 | 0 | 0 | 0 | 0 | 0 | 0 | 0 | 0 | 0 | 0 | 0 | 0 | 0 | 0 | 0 | 0 | 0 | 0 | 0
| Industrial_tool_Gas | M_Input | 2000-2018 Industrial Assessment Center | 2020 | Retro | 2022 | 2041 | PSE | Industrial | Foundries | Gas | Per Region | NA | NA | Foundries Building Envelope Insulation and Window/Door Improvements | Foundries Building Envelope Insulation and Window/Door Improvements | 0 | 20 | 2690.6717 | 0 | I-All-Other-Shift3-All-All-S | 0 | 0 | 0 | 0 | 0 | 0 | 0 | 727.8215 | I-All-Other-Shift3-All-All-S | 0 | 0 | 0 | Comm Flat | Building Envelope Insulation and Window/Door Improvements | Building Envelope Insulation and Window/Door Improvements | IndShift3 | 0.01266% | 0% | 100% | 1 | 1 | 100% | 5% | 85% | 6.8% | 0.2% | 9969.422 | 37.4977 | 1000.692 | 0 | 2690.6717 | 0 | 0 | 0 | 2190.6164 |  | 0 | 0.27971 | 0 | 01. ($9,999.000) to $0.028 | N/A | 0.27971 | 02. $0.22 to $0.30 | N/A | 0 | 0 | 0 | 0 | 0 | 0 | 0 | 0 | 0 | 0 | 0 | 0 | 0 | 0 | 0 | 0 | 0 | 0 | 0 | 0 | 0 | 0 | 0 | 0 | 0 | 0 | 0 | 0 | 0 | 0 | 0 | 0 | 0 | 0 | 0 | 0 | 0 | 0 | 0 | 0 | 0 | 0 | 0 | 0 | 0 | 0 | 0 | 0 | 0 | 0 | 0 | 0 | 0 | 0 | 0 | 0 | 0 | 0 | 0 | 0 | 0 | 0 | 0 | 0 | 0 | 0 | 0 | 0 | 0 | 0 | 0 | 0 | 0 | 0.085 | 0.085 | 0.085 | 0.085 | 0.085 | 0.085 | 0.085 | 0.085 | 0.085 | 0.085 | 0 | 0 | 0 | 0 | 0 | 0 | 0 | 0 | 0 | 0 | 61.8648 | 61.4817 | 60.9892 | 60.5692 | 60.0987 | 59.6306 | 59.1173 | 58.7061 | 58.2466 | 57.7849 | 0 | 0 | 0 | 0 | 0 | 0 | 0 | 0 | 0 | 0 | 598.4892 | 61.8648 | 123.3465 | 184.3357 | 244.9049 | 305.0037 | 364.6343 | 423.7515 | 482.4577 | 540.7042 | 598.4892 | 598.4892 | 598.4892 | 598.4892 | 598.4892 | 598.4892 | 598.4892 | 598.4892 | 598.4892 | 598.4892 | 598.4892 | 0 | 0 | 0 | 0 | 0 | 0 | 0 | 0 | 0 | 0 | 0 | 0 | 0 | 0 | 0 | 0 | 0 | 0 | 0 | 0 | 0 | 0 | 0 | 0 | 0 | 0 | 0 | 0 | 0 | 0 | 0 | 0 | 0 | 0 | 0 | 0 | 0 | 0 | 0 | 0 | 0 | 0 | 0 | 0 | 0 | 0 | 0 | 0 | 0 | 186.2024 | 185.0493 | 183.5668 | 182.3028 | 180.8868 | 179.4778 | 177.9327 | 176.6952 | 175.3121 | 173.9227 | 0 | 0 | 0 | 0 | 0 | 0 | 0 | 0 | 0 | 0 | 0.01296% | 0 | 0 | 0 | 0 | 0 | 0 | 0 | 0 | 0 | 0 | 0 | 0 | 0 | 0 | 0 | 0 | 0 | 0 | 0 | 0 | 0 | 0 | 0 | 0
| Industrial_tool_Gas | M_Input | 2000-2018 Industrial Assessment Center | 2020 | Retro | 2022 | 2041 | PSE | Industrial | Foundries | Gas | Per Region | NA | NA | Foundries Equipment Upgrade - Replace Existing HVAC Unit With High Efficiency Model | Foundries Equipment Upgrade - Replace Existing HVAC Unit With High Efficiency Model | 0 | 20 | 2942.8653 | 0 | I-All-Other-Shift3-All-All-S | 0 | 0 | 0 | 0 | 0 | 0 | 0 | 2271.2576 | I-All-Other-Shift3-All-All-S | 0 | 0 | 0 | Comm Flat | Equipment Upgrade - Replace Existing HVAC Unit With High Efficiency Model | Equipment Upgrade - Replace Existing HVAC Unit With High Efficiency Model | IndShift3 | 0.01266% | 0% | 100% | 1 | 1 | 100% | 5% | 85% | 6.8% | 0.2% | 31110.8207 | 117.0162 | 3122.7837 | 0 | 2942.8653 | 0 | 0 | 0 | 291.6385 |  | 0 | 0.011933 | 0 | 01. ($9,999.000) to $0.028 | N/A | 0.011933 | 01. ($9,999.00) to $0.22 | N/A | 0 | 0 | 0 | 0 | 0 | 0 | 0 | 0 | 0 | 0 | 0 | 0 | 0 | 0 | 0 | 0 | 0 | 0 | 0 | 0 | 0 | 0 | 0 | 0 | 0 | 0 | 0 | 0 | 0 | 0 | 0 | 0 | 0 | 0 | 0 | 0 | 0 | 0 | 0 | 0 | 0 | 0 | 0 | 0 | 0 | 0 | 0 | 0 | 0 | 0 | 0 | 0 | 0 | 0 | 0 | 0 | 0 | 0 | 0 | 0 | 0 | 0 | 0 | 0 | 0 | 0 | 0 | 0 | 0 | 0 | 0 | 0 | 0 | 0.085 | 0.085 | 0.085 | 0.085 | 0.085 | 0.085 | 0.085 | 0.085 | 0.085 | 0.085 | 0 | 0 | 0 | 0 | 0 | 0 | 0 | 0 | 0 | 0 | 193.0569 | 191.8613 | 190.3243 | 189.0137 | 187.5456 | 186.0847 | 184.4828 | 183.1998 | 181.7657 | 180.3251 | 0 | 0 | 0 | 0 | 0 | 0 | 0 | 0 | 0 | 0 | 1867.6599 | 193.0569 | 384.9182 | 575.2425 | 764.2563 | 951.8019 | 1137.8866 | 1322.3694 | 1505.5691 | 1687.3348 | 1867.6599 | 1867.6599 | 1867.6599 | 1867.6599 | 1867.6599 | 1867.6599 | 1867.6599 | 1867.6599 | 1867.6599 | 1867.6599 | 1867.6599 | 0 | 0 | 0 | 0 | 0 | 0 | 0 | 0 | 0 | 0 | 0 | 0 | 0 | 0 | 0 | 0 | 0 | 0 | 0 | 0 | 0 | 0 | 0 | 0 | 0 | 0 | 0 | 0 | 0 | 0 | 0 | 0 | 0 | 0 | 0 | 0 | 0 | 0 | 0 | 0 | 0 | 0 | 0 | 0 | 0 | 0 | 0 | 0 | 0 | 24.7893 | 24.6358 | 24.4384 | 24.2701 | 24.0816 | 23.894 | 23.6883 | 23.5236 | 23.3394 | 23.1545 | 0 | 0 | 0 | 0 | 0 | 0 | 0 | 0 | 0 | 0 | 0.01296% | 0 | 0 | 0 | 0 | 0 | 0 | 0 | 0 | 0 | 0 | 0 | 0 | 0 | 0 | 0 | 0 | 0 | 0 | 0 | 0 | 0 | 0 | 0 | 0
| Industrial_tool_Gas | M_Input | 2000-2018 Industrial Assessment Center | 2020 | Retro | 2022 | 2041 | PSE | Industrial | Foundries | Gas | Per Region | NA | NA | Foundries HVAC Equipment Scheduling Improvements - HVAC Controls, Timers Or Thermostats | Foundries HVAC Equipment Scheduling Improvements - HVAC Controls, Timers Or Thermostats | 0 | 15 | 1731.8273 | 0 | I-All-Other-Shift3-All-All-S | 0 | 0 | 0 | 0 | 0 | 0 | 0 | 1323.029 | I-All-Other-Shift3-All-All-S | 0 | 0 | 0 | Comm Flat | HVAC Equipment Scheduling Improvements - HVAC Controls, Timers Or Thermostats | HVAC Equipment Scheduling Improvements - HVAC Controls, Timers Or Thermostats | IndShift3 | 0.01266% | 0% | 100% | 1 | 1 | 100% | 6.667% | 85% | 6.8% | 0.2% | 14038.1516 | 68.163 | 1410.6315 | 0 | 2039.9455 | 0 | 0 | 0 | 907.5165 |  | 0 | 0.063745 | 0 | 01. ($9,999.000) to $0.028 | N/A | 0.063745 | 01. ($9,999.00) to $0.22 | N/A | 0 | 0 | 0 | 0 | 0 | 0 | 0 | 0 | 0 | 0 | 0 | 0 | 0 | 0 | 0 | 0 | 0 | 0 | 0 | 0 | 0 | 0 | 0 | 0 | 0 | 0 | 0 | 0 | 0 | 0 | 0 | 0 | 0 | 0 | 0 | 0 | 0 | 0 | 0 | 0 | 0 | 0 | 0 | 0 | 0 | 0 | 0 | 0 | 0 | 0 | 0 | 0 | 0 | 0 | 0 | 0 | 0 | 0 | 0 | 0 | 0 | 0 | 0 | 0 | 0 | 0 | 0 | 0 | 0 | 0 | 0 | 0 | 0 | 0.085 | 0.085 | 0.085 | 0.085 | 0.085 | 0.085 | 0.085 | 0.085 | 0.085 | 0.085 | 0 | 0 | 0 | 0 | 0 | 0 | 0 | 0 | 0 | 0 | 112.4575 | 111.761 | 110.8657 | 110.1023 | 109.2471 | 108.3961 | 107.4629 | 106.7156 | 105.8802 | 105.0411 | 0 | 0 | 0 | 0 | 0 | 0 | 0 | 0 | 0 | 0 | 1087.9295 | 112.4575 | 224.2185 | 335.0842 | 445.1865 | 554.4336 | 662.8297 | 770.2926 | 877.0082 | 982.8884 | 1087.9295 | 1087.9295 | 1087.9295 | 1087.9295 | 1087.9295 | 1087.9295 | 1087.9295 | 1087.9295 | 1087.9295 | 1087.9295 | 1087.9295 | 0 | 0 | 0 | 0 | 0 | 0 | 0 | 0 | 0 | 0 | 0 | 0 | 0 | 0 | 0 | 0 | 0 | 0 | 0 | 0 | 0 | 0 | 0 | 0 | 0 | 0 | 0 | 0 | 0 | 0 | 0 | 0 | 0 | 0 | 0 | 0 | 0 | 0 | 0 | 0 | 0 | 0 | 0 | 0 | 0 | 0 | 0 | 0 | 0 | 77.1389 | 76.6612 | 76.0471 | 75.5234 | 74.9368 | 74.3531 | 73.713 | 73.2003 | 72.6273 | 72.0517 | 0 | 0 | 0 | 0 | 0 | 0 | 0 | 0 | 0 | 0 | 0.01296% | 0 | 0 | 0 | 0 | 0 | 0 | 0 | 0 | 0 | 0 | 0 | 0 | 0 | 0 | 0 | 0 | 0 | 0 | 0 | 0 | 0 | 0 | 0 | 0
| Industrial_tool_Gas | M_Input | 2000-2018 Industrial Assessment Center | 2020 | Retro | 2022 | 2041 | PSE | Industrial | Foundries | Gas | Per Region | NA | NA | Foundries Optimize Ventilation System | Foundries Optimize Ventilation System | 0 | 5 | 1561.1097 | 0 | I-All-Other-Shift3-All-All-S | 0 | 0 | 0 | 0 | 0 | 0 | 0 | 1081.1424 | I-All-Other-Shift3-All-All-S | 0 | 0 | 0 | Comm Flat | Optimize Ventilation System | Optimize Ventilation System | IndShift3 | 0.01266% | 0% | 100% | 1 | 1 | 100% | 20% | 85% | 6.8% | 0.2% | 4154.2217 | 55.7009 | 420.9923 | 0 | 4075.1181 | 0 | 0 | 0 | 3910.6468 |  | 0 | 0.33614 | 0 | 01. ($9,999.000) to $0.028 | N/A | 0.33614 | 03. $0.30 to $0.45 | N/A | 0 | 0 | 0 | 0 | 0 | 0 | 0 | 0 | 0 | 0 | 0 | 0 | 0 | 0 | 0 | 0 | 0 | 0 | 0 | 0 | 0 | 0 | 0 | 0 | 0 | 0 | 0 | 0 | 0 | 0 | 0 | 0 | 0 | 0 | 0 | 0 | 0 | 0 | 0 | 0 | 0 | 0 | 0 | 0 | 0 | 0 | 0 | 0 | 0 | 0 | 0 | 0 | 0 | 0 | 0 | 0 | 0 | 0 | 0 | 0 | 0 | 0 | 0 | 0 | 0 | 0 | 0 | 0 | 0 | 0 | 0 | 0 | 0 | 0.085 | 0.085 | 0.085 | 0.085 | 0.085 | 0.085 | 0.085 | 0.085 | 0.085 | 0.085 | 0 | 0 | 0 | 0 | 0 | 0 | 0 | 0 | 0 | 0 | 91.8971 | 91.328 | 90.5964 | 89.9725 | 89.2737 | 88.5783 | 87.8157 | 87.205 | 86.5224 | 85.8366 | 0 | 0 | 0 | 0 | 0 | 0 | 0 | 0 | 0 | 0 | 889.0257 | 91.8971 | 183.2251 | 273.8215 | 363.794 | 453.0677 | 541.6459 | 629.4617 | 716.6667 | 803.189 | 889.0257 | 889.0257 | 889.0257 | 889.0257 | 889.0257 | 889.0257 | 889.0257 | 889.0257 | 889.0257 | 889.0257 | 889.0257 | 0 | 0 | 0 | 0 | 0 | 0 | 0 | 0 | 0 | 0 | 0 | 0 | 0 | 0 | 0 | 0 | 0 | 0 | 0 | 0 | 0 | 0 | 0 | 0 | 0 | 0 | 0 | 0 | 0 | 0 | 0 | 0 | 0 | 0 | 0 | 0 | 0 | 0 | 0 | 0 | 0 | 0 | 0 | 0 | 0 | 0 | 0 | 0 | 0 | 332.405 | 330.3465 | 327.7 | 325.4435 | 322.9156 | 320.4003 | 317.6421 | 315.433 | 312.9638 | 310.4834 | 0 | 0 | 0 | 0 | 0 | 0 | 0 | 0 | 0 | 0 | 0.01296% | 0 | 0 | 0 | 0 | 0 | 0 | 0 | 0 | 0 | 0 | 0 | 0 | 0 | 0 | 0 | 0 | 0 | 0 | 0 | 0 | 0 | 0 | 0 | 0
| Industrial_tool_Gas | M_Input | 2000-2018 Industrial Assessment Center | 2020 | Retro | 2022 | 2041 | PSE | Industrial | Foundries | Gas | Per Region | NA | NA | Foundries Analyze Flue Gas For Proper Air/Fuel Ratio | Foundries Analyze Flue Gas For Proper Air/Fuel Ratio | 0 | 5 | 367.9751 | 0 | I-All-Other-Shift3-All-All-S | 0 | 0 | 0 | 0 | 0 | 0 | 0 | 1032.3902 | I-All-Other-Shift3-All-All-S | 0 | 0 | 0 | Comm Flat | Analyze Flue Gas For Proper Air/Fuel Ratio | Analyze Flue Gas For Proper Air/Fuel Ratio | IndShift3 | 0.01266% | 0% | 100% | 1 | 1 | 100% | 20% | 85% | 6.8% | 0.2% | 3966.8945 | 53.1892 | 402.0084 | 0 | 960.5616 | 0 | 0 | 0 | 578.9591 |  | 0 | 0.052115 | 0 | 01. ($9,999.000) to $0.028 | N/A | 0.052115 | 01. ($9,999.00) to $0.22 | N/A | 0 | 0 | 0 | 0 | 0 | 0 | 0 | 0 | 0 | 0 | 0 | 0 | 0 | 0 | 0 | 0 | 0 | 0 | 0 | 0 | 0 | 0 | 0 | 0 | 0 | 0 | 0 | 0 | 0 | 0 | 0 | 0 | 0 | 0 | 0 | 0 | 0 | 0 | 0 | 0 | 0 | 0 | 0 | 0 | 0 | 0 | 0 | 0 | 0 | 0 | 0 | 0 | 0 | 0 | 0 | 0 | 0 | 0 | 0 | 0 | 0 | 0 | 0 | 0 | 0 | 0 | 0 | 0 | 0 | 0 | 0 | 0 | 0 | 0.085 | 0.085 | 0.085 | 0.085 | 0.085 | 0.085 | 0.085 | 0.085 | 0.085 | 0.085 | 0 | 0 | 0 | 0 | 0 | 0 | 0 | 0 | 0 | 0 | 87.7532 | 87.2097 | 86.5111 | 85.9154 | 85.248 | 84.584 | 83.8558 | 83.2727 | 82.6208 | 81.966 | 0 | 0 | 0 | 0 | 0 | 0 | 0 | 0 | 0 | 0 | 848.9367 | 87.7532 | 174.9629 | 261.474 | 347.3894 | 432.6374 | 517.2214 | 601.0772 | 684.3499 | 766.9707 | 848.9367 | 848.9367 | 848.9367 | 848.9367 | 848.9367 | 848.9367 | 848.9367 | 848.9367 | 848.9367 | 848.9367 | 848.9367 | 0 | 0 | 0 | 0 | 0 | 0 | 0 | 0 | 0 | 0 | 0 | 0 | 0 | 0 | 0 | 0 | 0 | 0 | 0 | 0 | 0 | 0 | 0 | 0 | 0 | 0 | 0 | 0 | 0 | 0 | 0 | 0 | 0 | 0 | 0 | 0 | 0 | 0 | 0 | 0 | 0 | 0 | 0 | 0 | 0 | 0 | 0 | 0 | 0 | 49.2115 | 48.9068 | 48.515 | 48.1809 | 47.8067 | 47.4343 | 47.0259 | 46.6989 | 46.3333 | 45.9661 | 0 | 0 | 0 | 0 | 0 | 0 | 0 | 0 | 0 | 0 | 0.01296% | 0 | 0 | 0 | 0 | 0 | 0 | 0 | 0 | 0 | 0 | 0 | 0 | 0 | 0 | 0 | 0 | 0 | 0 | 0 | 0 | 0 | 0 | 0 | 0
| Industrial_tool_Gas | M_Input | 2000-2018 Industrial Assessment Center | 2020 | Retro | 2022 | 2041 | PSE | Industrial | Foundries | Gas | Per Region | NA | NA | Foundries Boiler - Operation, Maintenance, And Scheduling | Foundries Boiler - Operation, Maintenance, And Scheduling | 0 | 5 | 436.5542 | 0 | I-All-Other-Shift3-All-All-S | 0 | 0 | 0 | 0 | 0 | 0 | 0 | 1087.1977 | I-All-Other-Shift3-All-All-S | 0 | 0 | 0 | Comm Flat | Boiler - Operation, Maintenance, And Scheduling | Boiler - Operation, Maintenance, And Scheduling | IndShift3 | 0.01266% | 0% | 100% | 1 | 1 | 100% | 20% | 85% | 6.8% | 0.2% | 4177.4887 | 56.0129 | 423.3502 | 0 | 1139.5804 | 0 | 0 | 0 | 747.5282 |  | 0 | 0.063897 | 0 | 01. ($9,999.000) to $0.028 | N/A | 0.063897 | 01. ($9,999.00) to $0.22 | N/A | 0 | 0 | 0 | 0 | 0 | 0 | 0 | 0 | 0 | 0 | 0 | 0 | 0 | 0 | 0 | 0 | 0 | 0 | 0 | 0 | 0 | 0 | 0 | 0 | 0 | 0 | 0 | 0 | 0 | 0 | 0 | 0 | 0 | 0 | 0 | 0 | 0 | 0 | 0 | 0 | 0 | 0 | 0 | 0 | 0 | 0 | 0 | 0 | 0 | 0 | 0 | 0 | 0 | 0 | 0 | 0 | 0 | 0 | 0 | 0 | 0 | 0 | 0 | 0 | 0 | 0 | 0 | 0 | 0 | 0 | 0 | 0 | 0 | 0.085 | 0.085 | 0.085 | 0.085 | 0.085 | 0.085 | 0.085 | 0.085 | 0.085 | 0.085 | 0 | 0 | 0 | 0 | 0 | 0 | 0 | 0 | 0 | 0 | 92.4118 | 91.8395 | 91.1038 | 90.4764 | 89.7737 | 89.0744 | 88.3076 | 87.6934 | 87.007 | 86.3174 | 0 | 0 | 0 | 0 | 0 | 0 | 0 | 0 | 0 | 0 | 894.0049 | 92.4118 | 184.2513 | 275.3551 | 365.8315 | 455.6052 | 544.6796 | 632.9872 | 720.6806 | 807.6875 | 894.0049 | 894.0049 | 894.0049 | 894.0049 | 894.0049 | 894.0049 | 894.0049 | 894.0049 | 894.0049 | 894.0049 | 894.0049 | 0 | 0 | 0 | 0 | 0 | 0 | 0 | 0 | 0 | 0 | 0 | 0 | 0 | 0 | 0 | 0 | 0 | 0 | 0 | 0 | 0 | 0 | 0 | 0 | 0 | 0 | 0 | 0 | 0 | 0 | 0 | 0 | 0 | 0 | 0 | 0 | 0 | 0 | 0 | 0 | 0 | 0 | 0 | 0 | 0 | 0 | 0 | 0 | 0 | 63.5399 | 63.1464 | 62.6405 | 62.2092 | 61.726 | 61.2452 | 60.7179 | 60.2957 | 59.8237 | 59.3495 | 0 | 0 | 0 | 0 | 0 | 0 | 0 | 0 | 0 | 0 | 0.01296% | 0 | 0 | 0 | 0 | 0 | 0 | 0 | 0 | 0 | 0 | 0 | 0 | 0 | 0 | 0 | 0 | 0 | 0 | 0 | 0 | 0 | 0 | 0 | 0
| Industrial_tool_Gas | M_Input | 2000-2018 Industrial Assessment Center | 2020 | Retro | 2022 | 2041 | PSE | Industrial | Foundries | Gas | Per Region | NA | NA | Foundries Equipment Upgrade - Boiler Replacement | Foundries Equipment Upgrade - Boiler Replacement | 0 | 20 | 2788.2249 | 0 | I-All-Other-Shift3-All-All-S | 0 | 0 | 0 | 0 | 0 | 0 | 0 | 1501.8046 | I-All-Other-Shift3-All-All-S | 0 | 0 | 0 | Comm Flat | Equipment Upgrade - Boiler Replacement | Equipment Upgrade - Boiler Replacement | IndShift3 | 0.01266% | 0% | 100% | 1 | 1 | 100% | 5% | 85% | 6.8% | 0.2% | 20571.1466 | 77.3736 | 2064.852 | 0 | 2788.2249 | 0 | 0 | 0 | 1203.6443 |  | 0 | 0.074481 | 0 | 01. ($9,999.000) to $0.028 | N/A | 0.074481 | 01. ($9,999.00) to $0.22 | N/A | 0 | 0 | 0 | 0 | 0 | 0 | 0 | 0 | 0 | 0 | 0 | 0 | 0 | 0 | 0 | 0 | 0 | 0 | 0 | 0 | 0 | 0 | 0 | 0 | 0 | 0 | 0 | 0 | 0 | 0 | 0 | 0 | 0 | 0 | 0 | 0 | 0 | 0 | 0 | 0 | 0 | 0 | 0 | 0 | 0 | 0 | 0 | 0 | 0 | 0 | 0 | 0 | 0 | 0 | 0 | 0 | 0 | 0 | 0 | 0 | 0 | 0 | 0 | 0 | 0 | 0 | 0 | 0 | 0 | 0 | 0 | 0 | 0 | 0.085 | 0.085 | 0.085 | 0.085 | 0.085 | 0.085 | 0.085 | 0.085 | 0.085 | 0.085 | 0 | 0 | 0 | 0 | 0 | 0 | 0 | 0 | 0 | 0 | 127.6534 | 126.8629 | 125.8465 | 124.98 | 124.0092 | 123.0432 | 121.984 | 121.1356 | 120.1874 | 119.2349 | 0 | 0 | 0 | 0 | 0 | 0 | 0 | 0 | 0 | 0 | 1234.9371 | 127.6534 | 254.5162 | 380.3628 | 505.3428 | 629.352 | 752.3952 | 874.3792 | 995.5148 | 1115.7022 | 1234.9371 | 1234.9371 | 1234.9371 | 1234.9371 | 1234.9371 | 1234.9371 | 1234.9371 | 1234.9371 | 1234.9371 | 1234.9371 | 1234.9371 | 0 | 0 | 0 | 0 | 0 | 0 | 0 | 0 | 0 | 0 | 0 | 0 | 0 | 0 | 0 | 0 | 0 | 0 | 0 | 0 | 0 | 0 | 0 | 0 | 0 | 0 | 0 | 0 | 0 | 0 | 0 | 0 | 0 | 0 | 0 | 0 | 0 | 0 | 0 | 0 | 0 | 0 | 0 | 0 | 0 | 0 | 0 | 0 | 0 | 102.3098 | 101.6762 | 100.8616 | 100.1671 | 99.3891 | 98.6149 | 97.7659 | 97.086 | 96.326 | 95.5626 | 0 | 0 | 0 | 0 | 0 | 0 | 0 | 0 | 0 | 0 | 0.01296% | 0 | 0 | 0 | 0 | 0 | 0 | 0 | 0 | 0 | 0 | 0 | 0 | 0 | 0 | 0 | 0 | 0 | 0 | 0 | 0 | 0 | 0 | 0 | 0
| Industrial_tool_Gas | M_Input | 2000-2018 Industrial Assessment Center | 2020 | Retro | 2022 | 2041 | PSE | Industrial | Foundries | Gas | Per Region | NA | NA | Foundries Equipment Upgrade - Boiler Turbulators | Foundries Equipment Upgrade - Boiler Turbulators | 0 | 20 | 258.9212 | 0 | I-All-Other-Shift3-All-All-S | 0 | 0 | 0 | 0 | 0 | 0 | 0 | 983.8337 | I-All-Other-Shift3-All-All-S | 0 | 0 | 0 | Comm Flat | Equipment Upgrade - Boiler Turbulators | Equipment Upgrade - Boiler Turbulators | IndShift3 | 0.01266% | 0% | 100% | 1 | 1 | 100% | 5% | 85% | 6.8% | 0.2% | 13476.1786 | 50.6875 | 1352.6866 | 0 | 258.9212 | 0 | 0 | 0 | -1092.6688 |  | 0 | -0.10321 | 0 | 01. ($9,999.000) to $0.028 | N/A | -0.10321 | 01. ($9,999.00) to $0.22 | N/A | 0 | 0 | 0 | 0 | 0 | 0 | 0 | 0 | 0 | 0 | 0 | 0 | 0 | 0 | 0 | 0 | 0 | 0 | 0 | 0 | 0 | 0 | 0 | 0 | 0 | 0 | 0 | 0 | 0 | 0 | 0 | 0 | 0 | 0 | 0 | 0 | 0 | 0 | 0 | 0 | 0 | 0 | 0 | 0 | 0 | 0 | 0 | 0 | 0 | 0 | 0 | 0 | 0 | 0 | 0 | 0 | 0 | 0 | 0 | 0 | 0 | 0 | 0 | 0 | 0 | 0 | 0 | 0 | 0 | 0 | 0 | 0 | 0 | 0.085 | 0.085 | 0.085 | 0.085 | 0.085 | 0.085 | 0.085 | 0.085 | 0.085 | 0.085 | 0 | 0 | 0 | 0 | 0 | 0 | 0 | 0 | 0 | 0 | 83.6259 | 83.108 | 82.4422 | 81.8745 | 81.2386 | 80.6057 | 79.9118 | 79.3561 | 78.7349 | 78.1109 | 0 | 0 | 0 | 0 | 0 | 0 | 0 | 0 | 0 | 0 | 809.0085 | 83.6259 | 166.7338 | 249.176 | 331.0505 | 412.2891 | 492.8948 | 572.8067 | 652.1627 | 730.8976 | 809.0085 | 809.0085 | 809.0085 | 809.0085 | 809.0085 | 809.0085 | 809.0085 | 809.0085 | 809.0085 | 809.0085 | 809.0085 | 0 | 0 | 0 | 0 | 0 | 0 | 0 | 0 | 0 | 0 | 0 | 0 | 0 | 0 | 0 | 0 | 0 | 0 | 0 | 0 | 0 | 0 | 0 | 0 | 0 | 0 | 0 | 0 | 0 | 0 | 0 | 0 | 0 | 0 | 0 | 0 | 0 | 0 | 0 | 0 | 0 | 0 | 0 | 0 | 0 | 0 | 0 | 0 | 0 | 0 | 0 | 0 | 0 | 0 | 0 | 0 | 0 | 0 | 0 | 0 | 0 | 0 | 0 | 0 | 0 | 0 | 0 | 0 | 0 | 0.01296% | 0 | 0 | 0 | 0 | 0 | 0 | 0 | 0 | 0 | 0 | 0 | 0 | 0 | 0 | 0 | 0 | 0 | 0 | 0 | 0 | 0 | 0 | 0 | 0
| Industrial_tool_Gas | M_Input | 2000-2018 Industrial Assessment Center | 2020 | Retro | 2022 | 2041 | PSE | Industrial | Foundries | Gas | Per Region | NA | NA | Foundries Improve Combustion Control Capability And Air Flow | Foundries Improve Combustion Control Capability And Air Flow | 0 | 15 | 1632.0716 | 0 | I-All-Other-Shift3-All-All-S | 0 | 0 | 0 | 0 | 0 | 0 | 0 | 2890.3578 | I-All-Other-Shift3-All-All-S | 0 | 0 | 0 | Comm Flat | Improve Combustion Control Capability And Air Flow | Improve Combustion Control Capability And Air Flow | IndShift3 | 0.01266% | 0% | 100% | 1 | 1 | 100% | 6.667% | 85% | 6.8% | 0.2% | 30668.4752 | 148.9125 | 3081.7388 | 0 | 1922.4418 | 0 | 0 | 0 | -981.7951 |  | 0 | -0.031567 | 0 | 01. ($9,999.000) to $0.028 | N/A | -0.031567 | 01. ($9,999.00) to $0.22 | N/A | 0 | 0 | 0 | 0 | 0 | 0 | 0 | 0 | 0 | 0 | 0 | 0 | 0 | 0 | 0 | 0 | 0 | 0 | 0 | 0 | 0 | 0 | 0 | 0 | 0 | 0 | 0 | 0 | 0 | 0 | 0 | 0 | 0 | 0 | 0 | 0 | 0 | 0 | 0 | 0 | 0 | 0 | 0 | 0 | 0 | 0 | 0 | 0 | 0 | 0 | 0 | 0 | 0 | 0 | 0 | 0 | 0 | 0 | 0 | 0 | 0 | 0 | 0 | 0 | 0 | 0 | 0 | 0 | 0 | 0 | 0 | 0 | 0 | 0.085 | 0.085 | 0.085 | 0.085 | 0.085 | 0.085 | 0.085 | 0.085 | 0.085 | 0.085 | 0 | 0 | 0 | 0 | 0 | 0 | 0 | 0 | 0 | 0 | 245.6804 | 244.159 | 242.203 | 240.5352 | 238.6668 | 236.8078 | 234.7691 | 233.1364 | 231.3114 | 229.4782 | 0 | 0 | 0 | 0 | 0 | 0 | 0 | 0 | 0 | 0 | 2376.7473 | 245.6804 | 489.8394 | 732.0424 | 972.5776 | 1211.2444 | 1448.0522 | 1682.8213 | 1915.9577 | 2147.2692 | 2376.7473 | 2376.7473 | 2376.7473 | 2376.7473 | 2376.7473 | 2376.7473 | 2376.7473 | 2376.7473 | 2376.7473 | 2376.7473 | 2376.7473 | 0 | 0 | 0 | 0 | 0 | 0 | 0 | 0 | 0 | 0 | 0 | 0 | 0 | 0 | 0 | 0 | 0 | 0 | 0 | 0 | 0 | 0 | 0 | 0 | 0 | 0 | 0 | 0 | 0 | 0 | 0 | 0 | 0 | 0 | 0 | 0 | 0 | 0 | 0 | 0 | 0 | 0 | 0 | 0 | 0 | 0 | 0 | 0 | 0 | 0 | 0 | 0 | 0 | 0 | 0 | 0 | 0 | 0 | 0 | 0 | 0 | 0 | 0 | 0 | 0 | 0 | 0 | 0 | 0 | 0.01296% | 0 | 0 | 0 | 0 | 0 | 0 | 0 | 0 | 0 | 0 | 0 | 0 | 0 | 0 | 0 | 0 | 0 | 0 | 0 | 0 | 0 | 0 | 0 | 0
| Industrial_tool_Gas | M_Input | 2000-2018 Industrial Assessment Center | 2020 | Retro | 2022 | 2041 | PSE | Industrial | Foundries | Gas | Per Region | NA | NA | Foundries Install Or Repair Insulation On Condensate Lines And Optimize Condensate | Foundries Install Or Repair Insulation On Condensate Lines And Optimize Condensate | 0 | 10 | 745.6968 | 0 | I-All-Other-Shift3-All-All-S | 0 | 0 | 0 | 0 | 0 | 0 | 0 | 2306.8021 | I-All-Other-Shift3-All-All-S | 0 | 0 | 0 | Comm Flat | Install Or Repair Insulation On Condensate Lines And Optimize Condensate | Install Or Repair Insulation On Condensate Lines And Optimize Condensate | IndShift3 | 0.01266% | 0% | 100% | 1 | 1 | 100% | 10% | 85% | 6.8% | 0.2% | 17036.1396 | 118.8474 | 1715.4987 | 0 | 1131.9301 | 0 | 0 | 0 | -553.2766 |  | 0 | -0.022289 | 0 | 01. ($9,999.000) to $0.028 | N/A | -0.022289 | 01. ($9,999.00) to $0.22 | N/A | 0 | 0 | 0 | 0 | 0 | 0 | 0 | 0 | 0 | 0 | 0 | 0 | 0 | 0 | 0 | 0 | 0 | 0 | 0 | 0 | 0 | 0 | 0 | 0 | 0 | 0 | 0 | 0 | 0 | 0 | 0 | 0 | 0 | 0 | 0 | 0 | 0 | 0 | 0 | 0 | 0 | 0 | 0 | 0 | 0 | 0 | 0 | 0 | 0 | 0 | 0 | 0 | 0 | 0 | 0 | 0 | 0 | 0 | 0 | 0 | 0 | 0 | 0 | 0 | 0 | 0 | 0 | 0 | 0 | 0 | 0 | 0 | 0 | 0.085 | 0.085 | 0.085 | 0.085 | 0.085 | 0.085 | 0.085 | 0.085 | 0.085 | 0.085 | 0 | 0 | 0 | 0 | 0 | 0 | 0 | 0 | 0 | 0 | 196.0782 | 194.8639 | 193.3028 | 191.9718 | 190.4806 | 188.9969 | 187.3699 | 186.0668 | 184.6103 | 183.1471 | 0 | 0 | 0 | 0 | 0 | 0 | 0 | 0 | 0 | 0 | 1896.8883 | 196.0782 | 390.9421 | 584.2449 | 776.2167 | 966.6973 | 1155.6942 | 1343.0641 | 1529.1309 | 1713.7411 | 1896.8883 | 1896.8883 | 1896.8883 | 1896.8883 | 1896.8883 | 1896.8883 | 1896.8883 | 1896.8883 | 1896.8883 | 1896.8883 | 1896.8883 | 0 | 0 | 0 | 0 | 0 | 0 | 0 | 0 | 0 | 0 | 0 | 0 | 0 | 0 | 0 | 0 | 0 | 0 | 0 | 0 | 0 | 0 | 0 | 0 | 0 | 0 | 0 | 0 | 0 | 0 | 0 | 0 | 0 | 0 | 0 | 0 | 0 | 0 | 0 | 0 | 0 | 0 | 0 | 0 | 0 | 0 | 0 | 0 | 0 | 0 | 0 | 0 | 0 | 0 | 0 | 0 | 0 | 0 | 0 | 0 | 0 | 0 | 0 | 0 | 0 | 0 | 0 | 0 | 0 | 0.01296% | 0 | 0 | 0 | 0 | 0 | 0 | 0 | 0 | 0 | 0 | 0 | 0 | 0 | 0 | 0 | 0 | 0 | 0 | 0 | 0 | 0 | 0 | 0 | 0
| Industrial_tool_Gas | M_Input | 2000-2018 Industrial Assessment Center | 2020 | Retro | 2022 | 2041 | PSE | Industrial | Foundries | Gas | Per Region | NA | NA | Foundries Insulate Steam, Hot Water Lines Or Feedwater Tank | Foundries Insulate Steam, Hot Water Lines Or Feedwater Tank | 0 | 15 | 78.1435 | 0 | I-All-Other-Shift3-All-All-S | 0 | 0 | 0 | 0 | 0 | 0 | 0 | 172.5481 | I-All-Other-Shift3-All-All-S | 0 | 0 | 0 | Comm Flat | Insulate Steam, Hot Water Lines Or Feedwater Tank | Insulate Steam, Hot Water Lines Or Feedwater Tank | IndShift3 | 0.01266% | 0% | 100% | 1 | 1 | 100% | 6.667% | 85% | 6.8% | 0.2% | 1830.8418 | 8.8898 | 183.9732 | 0 | 92.0464 | 0 | 0 | 0 | -85.1878 |  | 0 | -0.04588 | 0 | 01. ($9,999.000) to $0.028 | N/A | -0.04588 | 01. ($9,999.00) to $0.22 | N/A | 0 | 0 | 0 | 0 | 0 | 0 | 0 | 0 | 0 | 0 | 0 | 0 | 0 | 0 | 0 | 0 | 0 | 0 | 0 | 0 | 0 | 0 | 0 | 0 | 0 | 0 | 0 | 0 | 0 | 0 | 0 | 0 | 0 | 0 | 0 | 0 | 0 | 0 | 0 | 0 | 0 | 0 | 0 | 0 | 0 | 0 | 0 | 0 | 0 | 0 | 0 | 0 | 0 | 0 | 0 | 0 | 0 | 0 | 0 | 0 | 0 | 0 | 0 | 0 | 0 | 0 | 0 | 0 | 0 | 0 | 0 | 0 | 0 | 0.085 | 0.085 | 0.085 | 0.085 | 0.085 | 0.085 | 0.085 | 0.085 | 0.085 | 0.085 | 0 | 0 | 0 | 0 | 0 | 0 | 0 | 0 | 0 | 0 | 14.6666 | 14.5758 | 14.459 | 14.3594 | 14.2479 | 14.1369 | 14.0152 | 13.9177 | 13.8088 | 13.6994 | 0 | 0 | 0 | 0 | 0 | 0 | 0 | 0 | 0 | 0 | 141.8867 | 14.6666 | 29.2424 | 43.7014 | 58.0608 | 72.3087 | 86.4456 | 100.4608 | 114.3785 | 128.1873 | 141.8867 | 141.8867 | 141.8867 | 141.8867 | 141.8867 | 141.8867 | 141.8867 | 141.8867 | 141.8867 | 141.8867 | 141.8867 | 0 | 0 | 0 | 0 | 0 | 0 | 0 | 0 | 0 | 0 | 0 | 0 | 0 | 0 | 0 | 0 | 0 | 0 | 0 | 0 | 0 | 0 | 0 | 0 | 0 | 0 | 0 | 0 | 0 | 0 | 0 | 0 | 0 | 0 | 0 | 0 | 0 | 0 | 0 | 0 | 0 | 0 | 0 | 0 | 0 | 0 | 0 | 0 | 0 | 0 | 0 | 0 | 0 | 0 | 0 | 0 | 0 | 0 | 0 | 0 | 0 | 0 | 0 | 0 | 0 | 0 | 0 | 0 | 0 | 0.01296% | 0 | 0 | 0 | 0 | 0 | 0 | 0 | 0 | 0 | 0 | 0 | 0 | 0 | 0 | 0 | 0 | 0 | 0 | 0 | 0 | 0 | 0 | 0 | 0
| Industrial_tool_Gas | M_Input | 2000-2018 Industrial Assessment Center | 2020 | Retro | 2022 | 2041 | PSE | Industrial | Foundries | Gas | Per Region | NA | NA | Foundries Minimize Boiler Blowdown | Foundries Minimize Boiler Blowdown | 0 | 5 | 102.0584 | 0 | I-All-Other-Shift3-All-All-S | 0 | 0 | 0 | 0 | 0 | 0 | 0 | 130.0006 | I-All-Other-Shift3-All-All-S | 0 | 0 | 0 | Comm Flat | Minimize Boiler Blowdown | Minimize Boiler Blowdown | IndShift3 | 0.01266% | 0% | 100% | 1 | 1 | 100% | 20% | 85% | 6.8% | 0.2% | 499.5189 | 6.6977 | 50.6217 | 0 | 266.4131 | 0 | 0 | 0 | 229.5054 |  | 0 | 0.16406 | 0 | 01. ($9,999.000) to $0.028 | N/A | 0.16406 | 01. ($9,999.00) to $0.22 | N/A | 0 | 0 | 0 | 0 | 0 | 0 | 0 | 0 | 0 | 0 | 0 | 0 | 0 | 0 | 0 | 0 | 0 | 0 | 0 | 0 | 0 | 0 | 0 | 0 | 0 | 0 | 0 | 0 | 0 | 0 | 0 | 0 | 0 | 0 | 0 | 0 | 0 | 0 | 0 | 0 | 0 | 0 | 0 | 0 | 0 | 0 | 0 | 0 | 0 | 0 | 0 | 0 | 0 | 0 | 0 | 0 | 0 | 0 | 0 | 0 | 0 | 0 | 0 | 0 | 0 | 0 | 0 | 0 | 0 | 0 | 0 | 0 | 0 | 0.085 | 0.085 | 0.085 | 0.085 | 0.085 | 0.085 | 0.085 | 0.085 | 0.085 | 0.085 | 0 | 0 | 0 | 0 | 0 | 0 | 0 | 0 | 0 | 0 | 11.05 | 10.9816 | 10.8936 | 10.8186 | 10.7346 | 10.651 | 10.5593 | 10.4859 | 10.4038 | 10.3213 | 0 | 0 | 0 | 0 | 0 | 0 | 0 | 0 | 0 | 0 | 106.8997 | 11.05 | 22.0317 | 32.9253 | 43.7439 | 54.4785 | 65.1295 | 75.6888 | 86.1746 | 96.5784 | 106.8997 | 106.8997 | 106.8997 | 106.8997 | 106.8997 | 106.8997 | 106.8997 | 106.8997 | 106.8997 | 106.8997 | 106.8997 | 0 | 0 | 0 | 0 | 0 | 0 | 0 | 0 | 0 | 0 | 0 | 0 | 0 | 0 | 0 | 0 | 0 | 0 | 0 | 0 | 0 | 0 | 0 | 0 | 0 | 0 | 0 | 0 | 0 | 0 | 0 | 0 | 0 | 0 | 0 | 0 | 0 | 0 | 0 | 0 | 0 | 0 | 0 | 0 | 0 | 0 | 0 | 0 | 0 | 19.508 | 19.3871 | 19.2318 | 19.0994 | 18.9511 | 18.8034 | 18.6416 | 18.5119 | 18.367 | 18.2214 | 0 | 0 | 0 | 0 | 0 | 0 | 0 | 0 | 0 | 0 | 0.01296% | 0 | 0 | 0 | 0 | 0 | 0 | 0 | 0 | 0 | 0 | 0 | 0 | 0 | 0 | 0 | 0 | 0 | 0 | 0 | 0 | 0 | 0 | 0 | 0
| Industrial_tool_Gas | M_Input | 2000-2018 Industrial Assessment Center | 2020 | Retro | 2022 | 2041 | PSE | Industrial | Foundries | Gas | Per Region | NA | NA | Foundries Optimize Heating System To Improve Burner Efficiency, Reduce Energy Requirements And Heat Treatment Process | Foundries Optimize Heating System To Improve Burner Efficiency, Reduce Energy Requirements And Heat Treatment Process | 0 | 20 | 995.5575 | 0 | I-All-Other-Shift3-All-All-S | 0 | 0 | 0 | 0 | 0 | 0 | 0 | 1501.4851 | I-All-Other-Shift3-All-All-S | 0 | 0 | 0 | Comm Flat | Optimize Heating System To Improve Burner Efficiency, Reduce Energy Requirements And Heat Treatment Process | Optimize Heating System To Improve Burner Efficiency, Reduce Energy Requirements And Heat Treatment Process | IndShift3 | 0.01266% | 0% | 100% | 1 | 1 | 100% | 5% | 85% | 6.8% | 0.2% | 20566.7709 | 77.3572 | 2064.4128 | 0 | 995.5575 | 0 | 0 | 0 | -947.101 |  | 0 | -0.058618 | 0 | 01. ($9,999.000) to $0.028 | N/A | -0.058618 | 01. ($9,999.00) to $0.22 | N/A | 0 | 0 | 0 | 0 | 0 | 0 | 0 | 0 | 0 | 0 | 0 | 0 | 0 | 0 | 0 | 0 | 0 | 0 | 0 | 0 | 0 | 0 | 0 | 0 | 0 | 0 | 0 | 0 | 0 | 0 | 0 | 0 | 0 | 0 | 0 | 0 | 0 | 0 | 0 | 0 | 0 | 0 | 0 | 0 | 0 | 0 | 0 | 0 | 0 | 0 | 0 | 0 | 0 | 0 | 0 | 0 | 0 | 0 | 0 | 0 | 0 | 0 | 0 | 0 | 0 | 0 | 0 | 0 | 0 | 0 | 0 | 0 | 0 | 0.085 | 0.085 | 0.085 | 0.085 | 0.085 | 0.085 | 0.085 | 0.085 | 0.085 | 0.085 | 0 | 0 | 0 | 0 | 0 | 0 | 0 | 0 | 0 | 0 | 127.6262 | 126.8359 | 125.8198 | 124.9534 | 123.9828 | 123.0171 | 121.958 | 121.1099 | 120.1618 | 119.2095 | 0 | 0 | 0 | 0 | 0 | 0 | 0 | 0 | 0 | 0 | 1234.6744 | 127.6262 | 254.4621 | 380.2819 | 505.2353 | 629.2181 | 752.2352 | 874.1932 | 995.3031 | 1115.4649 | 1234.6744 | 1234.6744 | 1234.6744 | 1234.6744 | 1234.6744 | 1234.6744 | 1234.6744 | 1234.6744 | 1234.6744 | 1234.6744 | 1234.6744 | 0 | 0 | 0 | 0 | 0 | 0 | 0 | 0 | 0 | 0 | 0 | 0 | 0 | 0 | 0 | 0 | 0 | 0 | 0 | 0 | 0 | 0 | 0 | 0 | 0 | 0 | 0 | 0 | 0 | 0 | 0 | 0 | 0 | 0 | 0 | 0 | 0 | 0 | 0 | 0 | 0 | 0 | 0 | 0 | 0 | 0 | 0 | 0 | 0 | 0 | 0 | 0 | 0 | 0 | 0 | 0 | 0 | 0 | 0 | 0 | 0 | 0 | 0 | 0 | 0 | 0 | 0 | 0 | 0 | 0.01296% | 0 | 0 | 0 | 0 | 0 | 0 | 0 | 0 | 0 | 0 | 0 | 0 | 0 | 0 | 0 | 0 | 0 | 0 | 0 | 0 | 0 | 0 | 0 | 0
| Industrial_tool_Gas | M_Input | 2000-2018 Industrial Assessment Center | 2020 | Retro | 2022 | 2041 | PSE | Industrial | Foundries | Gas | Per Region | NA | NA | Foundries Repair And Eliminate Steam Leaks | Foundries Repair And Eliminate Steam Leaks | 0 | 6 | 174.684 | 0 | I-All-Other-Shift3-All-All-S | 0 | 0 | 0 | 0 | 0 | 0 | 0 | 1110.1187 | I-All-Other-Shift3-All-All-S | 0 | 0 | 0 | Comm Flat | Repair And Eliminate Steam Leaks | Repair And Eliminate Steam Leaks | IndShift3 | 0.01266% | 0% | 100% | 1 | 1 | 100% | 16.67% | 85% | 6.8% | 0.2% | 5083.5592 | 57.1938 | 514.0753 | 0 | 393.3007 | 0 | 0 | 0 | -143.0316 |  | 0 | -0.011974 | 0 | 01. ($9,999.000) to $0.028 | N/A | -0.011974 | 01. ($9,999.00) to $0.22 | N/A | 0 | 0 | 0 | 0 | 0 | 0 | 0 | 0 | 0 | 0 | 0 | 0 | 0 | 0 | 0 | 0 | 0 | 0 | 0 | 0 | 0 | 0 | 0 | 0 | 0 | 0 | 0 | 0 | 0 | 0 | 0 | 0 | 0 | 0 | 0 | 0 | 0 | 0 | 0 | 0 | 0 | 0 | 0 | 0 | 0 | 0 | 0 | 0 | 0 | 0 | 0 | 0 | 0 | 0 | 0 | 0 | 0 | 0 | 0 | 0 | 0 | 0 | 0 | 0 | 0 | 0 | 0 | 0 | 0 | 0 | 0 | 0 | 0 | 0.085 | 0.085 | 0.085 | 0.085 | 0.085 | 0.085 | 0.085 | 0.085 | 0.085 | 0.085 | 0 | 0 | 0 | 0 | 0 | 0 | 0 | 0 | 0 | 0 | 94.3601 | 93.7757 | 93.0245 | 92.3839 | 91.6663 | 90.9523 | 90.1693 | 89.5422 | 88.8413 | 88.1372 | 0 | 0 | 0 | 0 | 0 | 0 | 0 | 0 | 0 | 0 | 912.853 | 94.3601 | 188.1358 | 281.1603 | 373.5442 | 465.2106 | 556.1629 | 646.3322 | 735.8745 | 824.7158 | 912.853 | 912.853 | 912.853 | 912.853 | 912.853 | 912.853 | 912.853 | 912.853 | 912.853 | 912.853 | 912.853 | 0 | 0 | 0 | 0 | 0 | 0 | 0 | 0 | 0 | 0 | 0 | 0 | 0 | 0 | 0 | 0 | 0 | 0 | 0 | 0 | 0 | 0 | 0 | 0 | 0 | 0 | 0 | 0 | 0 | 0 | 0 | 0 | 0 | 0 | 0 | 0 | 0 | 0 | 0 | 0 | 0 | 0 | 0 | 0 | 0 | 0 | 0 | 0 | 0 | 0 | 0 | 0 | 0 | 0 | 0 | 0 | 0 | 0 | 0 | 0 | 0 | 0 | 0 | 0 | 0 | 0 | 0 | 0 | 0 | 0.01296% | 0 | 0 | 0 | 0 | 0 | 0 | 0 | 0 | 0 | 0 | 0 | 0 | 0 | 0 | 0 | 0 | 0 | 0 | 0 | 0 | 0 | 0 | 0 | 0
| Industrial_tool_Gas | M_Input | 2000-2018 Industrial Assessment Center | 2020 | Retro | 2022 | 2041 | PSE | Industrial | Foundries | Gas | Per Region | NA | NA | Foundries Replace Steam Traps | Foundries Replace Steam Traps | 0 | 6 | 144.5465 | 0 | I-All-Other-Shift3-All-All-S | 0 | 0 | 0 | 0 | 0 | 0 | 0 | 1226.9746 | I-All-Other-Shift3-All-All-S | 0 | 0 | 0 | Comm Flat | Replace Steam Traps | Replace Steam Traps | IndShift3 | 0.01266% | 0% | 100% | 1 | 1 | 100% | 16.67% | 85% | 6.8% | 0.2% | 5618.6766 | 63.2143 | 568.1891 | 0 | 325.4462 | 0 | 0 | 0 | -277.0479 |  | 0 | -0.020984 | 0 | 01. ($9,999.000) to $0.028 | N/A | -0.020984 | 01. ($9,999.00) to $0.22 | N/A | 0 | 0 | 0 | 0 | 0 | 0 | 0 | 0 | 0 | 0 | 0 | 0 | 0 | 0 | 0 | 0 | 0 | 0 | 0 | 0 | 0 | 0 | 0 | 0 | 0 | 0 | 0 | 0 | 0 | 0 | 0 | 0 | 0 | 0 | 0 | 0 | 0 | 0 | 0 | 0 | 0 | 0 | 0 | 0 | 0 | 0 | 0 | 0 | 0 | 0 | 0 | 0 | 0 | 0 | 0 | 0 | 0 | 0 | 0 | 0 | 0 | 0 | 0 | 0 | 0 | 0 | 0 | 0 | 0 | 0 | 0 | 0 | 0 | 0.085 | 0.085 | 0.085 | 0.085 | 0.085 | 0.085 | 0.085 | 0.085 | 0.085 | 0.085 | 0 | 0 | 0 | 0 | 0 | 0 | 0 | 0 | 0 | 0 | 104.2928 | 103.647 | 102.8166 | 102.1087 | 101.3155 | 100.5263 | 99.6609 | 98.9678 | 98.1931 | 97.4149 | 0 | 0 | 0 | 0 | 0 | 0 | 0 | 0 | 0 | 0 | 1008.9438 | 104.2928 | 207.9398 | 310.7565 | 412.8651 | 514.1807 | 614.707 | 714.3679 | 813.3358 | 911.5289 | 1008.9438 | 1008.9438 | 1008.9438 | 1008.9438 | 1008.9438 | 1008.9438 | 1008.9438 | 1008.9438 | 1008.9438 | 1008.9438 | 1008.9438 | 0 | 0 | 0 | 0 | 0 | 0 | 0 | 0 | 0 | 0 | 0 | 0 | 0 | 0 | 0 | 0 | 0 | 0 | 0 | 0 | 0 | 0 | 0 | 0 | 0 | 0 | 0 | 0 | 0 | 0 | 0 | 0 | 0 | 0 | 0 | 0 | 0 | 0 | 0 | 0 | 0 | 0 | 0 | 0 | 0 | 0 | 0 | 0 | 0 | 0 | 0 | 0 | 0 | 0 | 0 | 0 | 0 | 0 | 0 | 0 | 0 | 0 | 0 | 0 | 0 | 0 | 0 | 0 | 0 | 0.01296% | 0 | 0 | 0 | 0 | 0 | 0 | 0 | 0 | 0 | 0 | 0 | 0 | 0 | 0 | 0 | 0 | 0 | 0 | 0 | 0 | 0 | 0 | 0 | 0
| Industrial_tool_Gas | M_Input | 2000-2018 Industrial Assessment Center | 2020 | Retro | 2022 | 2041 | PSE | Industrial | Foundries | Gas | Per Region | NA | NA | Foundries Other Plant Operations Improvements To Reduce Energy Requirements | Foundries Other Plant Operations Improvements To Reduce Energy Requirements | 0 | 10 | 32367.7548 | 0 | I-All-Other-Shift3-All-All-S | 0 | 0 | 0 | 0 | 0 | 0 | 0 | 5510.6755 | I-All-Other-Shift3-All-All-S | 0 | 0 | 0 | Comm Flat | Other Plant Operations Improvements To Reduce Energy Requirements | Other Plant Operations Improvements To Reduce Energy Requirements | IndShift3 | 0.01266% | 0% | 100% | 1 | 1 | 100% | 10% | 85% | 6.8% | 0.2% | 40697.3081 | 283.9124 | 4098.122 | 0 | 49132.6194 | 0 | 0 | 0 | 51224.1359 |  | 0 | 0.86383 | 0 | 01. ($9,999.000) to $0.028 | N/A | 0.86383 | 09. $0.85 to $0.95 | N/A | 0 | 0 | 0 | 0 | 0 | 0 | 0 | 0 | 0 | 0 | 0 | 0 | 0 | 0 | 0 | 0 | 0 | 0 | 0 | 0 | 0 | 0 | 0 | 0 | 0 | 0 | 0 | 0 | 0 | 0 | 0 | 0 | 0 | 0 | 0 | 0 | 0 | 0 | 0 | 0 | 0 | 0 | 0 | 0 | 0 | 0 | 0 | 0 | 0 | 0 | 0 | 0 | 0 | 0 | 0 | 0 | 0 | 0 | 0 | 0 | 0 | 0 | 0 | 0 | 0 | 0 | 0 | 0 | 0 | 0 | 0 | 0 | 0 | 0.085 | 0.085 | 0.085 | 0.085 | 0.085 | 0.085 | 0.085 | 0.085 | 0.085 | 0.085 | 0 | 0 | 0 | 0 | 0 | 0 | 0 | 0 | 0 | 0 | 468.4074 | 465.5067 | 461.7774 | 458.5977 | 455.0355 | 451.4911 | 447.6043 | 444.4914 | 441.0119 | 437.5167 | 0 | 0 | 0 | 0 | 0 | 0 | 0 | 0 | 0 | 0 | 4531.4401 | 468.4074 | 933.9141 | 1395.6915 | 1854.2892 | 2309.3247 | 2760.8158 | 3208.4201 | 3652.9115 | 4093.9234 | 4531.4401 | 4531.4401 | 4531.4401 | 4531.4401 | 4531.4401 | 4531.4401 | 4531.4401 | 4531.4401 | 4531.4401 | 4531.4401 | 4531.4401 | 0 | 0 | 0 | 0 | 0 | 0 | 0 | 0 | 0 | 0 | 0 | 0 | 0 | 0 | 0 | 0 | 0 | 0 | 0 | 0 | 0 | 0 | 0 | 0 | 0 | 0 | 0 | 0 | 0 | 0 | 0 | 0 | 0 | 0 | 0 | 0 | 0 | 0 | 0 | 0 | 0 | 0 | 0 | 0 | 0 | 0 | 0 | 0 | 0 | 4354.0516 | 4327.0879 | 4292.423 | 4262.8656 | 4229.7541 | 4196.8066 | 4160.6774 | 4131.7415 | 4099.3985 | 4066.909 | 0 | 0 | 0 | 0 | 0 | 0 | 0 | 0 | 0 | 0 | 0.01296% | 0 | 0 | 0 | 0 | 0 | 0 | 0 | 0 | 0 | 0 | 0 | 0 | 0 | 0 | 0 | 0 | 0 | 0 | 0 | 0 | 0 | 0 | 0 | 0
| Industrial_tool_Gas | M_Input | 2000-2018 Industrial Assessment Center | 2020 | Retro | 2022 | 2041 | PSE | Industrial | Foundries | Gas | Per Region | NA | NA | Foundries Heat Recovery And Waste Heat For Process | Foundries Heat Recovery And Waste Heat For Process | 0 | 14 | 9142.9943 | 0 | I-All-Other-Shift3-All-All-S | 0 | 0 | 0 | 0 | 0 | 0 | 0 | 10949.6889 | I-All-Other-Shift3-All-All-S | 0 | 0 | 0 | Comm Flat | Heat Recovery And Waste Heat For Process | Heat Recovery And Waste Heat For Process | IndShift3 | 0.01266% | 0% | 100% | 1 | 1 | 100% | 7.143% | 85% | 6.8% | 0.2% | 109235.6243 | 564.1327 | 10979.9757 | 0 | 11249.4042 | 0 | 0 | 0 | 1533.8947 |  | 0 | 0.013018 | 0 | 01. ($9,999.000) to $0.028 | N/A | 0.013018 | 01. ($9,999.00) to $0.22 | N/A | 0 | 0 | 0 | 0 | 0 | 0 | 0 | 0 | 0 | 0 | 0 | 0 | 0 | 0 | 0 | 0 | 0 | 0 | 0 | 0 | 0 | 0 | 0 | 0 | 0 | 0 | 0 | 0 | 0 | 0 | 0 | 0 | 0 | 0 | 0 | 0 | 0 | 0 | 0 | 0 | 0 | 0 | 0 | 0 | 0 | 0 | 0 | 0 | 0 | 0 | 0 | 0 | 0 | 0 | 0 | 0 | 0 | 0 | 0 | 0 | 0 | 0 | 0 | 0 | 0 | 0 | 0 | 0 | 0 | 0 | 0 | 0 | 0 | 0.085 | 0.085 | 0.085 | 0.085 | 0.085 | 0.085 | 0.085 | 0.085 | 0.085 | 0.085 | 0 | 0 | 0 | 0 | 0 | 0 | 0 | 0 | 0 | 0 | 930.7236 | 924.9598 | 917.5498 | 911.2316 | 904.1537 | 897.1108 | 889.3878 | 883.2025 | 876.2888 | 869.3439 | 0 | 0 | 0 | 0 | 0 | 0 | 0 | 0 | 0 | 0 | 9003.9523 | 930.7236 | 1855.6834 | 2773.2332 | 3684.4648 | 4588.6185 | 5485.7293 | 6375.1171 | 7258.3196 | 8134.6084 | 9003.9523 | 9003.9523 | 9003.9523 | 9003.9523 | 9003.9523 | 9003.9523 | 9003.9523 | 9003.9523 | 9003.9523 | 9003.9523 | 9003.9523 | 0 | 0 | 0 | 0 | 0 | 0 | 0 | 0 | 0 | 0 | 0 | 0 | 0 | 0 | 0 | 0 | 0 | 0 | 0 | 0 | 0 | 0 | 0 | 0 | 0 | 0 | 0 | 0 | 0 | 0 | 0 | 0 | 0 | 0 | 0 | 0 | 0 | 0 | 0 | 0 | 0 | 0 | 0 | 0 | 0 | 0 | 0 | 0 | 0 | 130.381 | 129.5736 | 128.5356 | 127.6505 | 126.659 | 125.6724 | 124.5905 | 123.724 | 122.7555 | 121.7826 | 0 | 0 | 0 | 0 | 0 | 0 | 0 | 0 | 0 | 0 | 0.01296% | 0 | 0 | 0 | 0 | 0 | 0 | 0 | 0 | 0 | 0 | 0 | 0 | 0 | 0 | 0 | 0 | 0 | 0 | 0 | 0 | 0 | 0 | 0 | 0
| Industrial_tool_Gas | M_Input | 2000-2018 Industrial Assessment Center | 2020 | Retro | 2022 | 2041 | PSE | Industrial | Foundries | Gas | Per Region | NA | NA | Foundries Process Improvements To Reduce Energy Requirements | Foundries Process Improvements To Reduce Energy Requirements | 0 | 15 | 22332.4322 | 0 | I-All-Other-Shift3-All-All-S | 0 | 0 | 0 | 0 | 0 | 0 | 0 | 25346.7971 | I-All-Other-Shift3-All-All-S | 0 | 0 | 0 | Comm Flat | Process Improvements To Reduce Energy Requirements | Process Improvements To Reduce Energy Requirements | IndShift3 | 0.01266% | 0% | 100% | 1 | 1 | 100% | 6.667% | 85% | 6.8% | 0.2% | 268945.1157 | 1305.8779 | 27025.0994 | 0 | 26305.7098 | 0 | 0 | 0 | 2441.219 |  | 0 | 0.0089504 | 0 | 01. ($9,999.000) to $0.028 | N/A | 0.0089504 | 01. ($9,999.00) to $0.22 | N/A | 0 | 0 | 0 | 0 | 0 | 0 | 0 | 0 | 0 | 0 | 0 | 0 | 0 | 0 | 0 | 0 | 0 | 0 | 0 | 0 | 0 | 0 | 0 | 0 | 0 | 0 | 0 | 0 | 0 | 0 | 0 | 0 | 0 | 0 | 0 | 0 | 0 | 0 | 0 | 0 | 0 | 0 | 0 | 0 | 0 | 0 | 0 | 0 | 0 | 0 | 0 | 0 | 0 | 0 | 0 | 0 | 0 | 0 | 0 | 0 | 0 | 0 | 0 | 0 | 0 | 0 | 0 | 0 | 0 | 0 | 0 | 0 | 0 | 0.085 | 0.085 | 0.085 | 0.085 | 0.085 | 0.085 | 0.085 | 0.085 | 0.085 | 0.085 | 0 | 0 | 0 | 0 | 0 | 0 | 0 | 0 | 0 | 0 | 2154.4778 | 2141.1356 | 2123.9826 | 2109.357 | 2092.9727 | 2076.6696 | 2058.7921 | 2044.474 | 2028.47 | 2012.3935 | 0 | 0 | 0 | 0 | 0 | 0 | 0 | 0 | 0 | 0 | 20842.7248 | 2154.4778 | 4295.6133 | 6419.596 | 8528.9529 | 10621.9257 | 12698.5953 | 14757.3874 | 16801.8614 | 18830.3314 | 20842.7248 | 20842.7248 | 20842.7248 | 20842.7248 | 20842.7248 | 20842.7248 | 20842.7248 | 20842.7248 | 20842.7248 | 20842.7248 | 20842.7248 | 0 | 0 | 0 | 0 | 0 | 0 | 0 | 0 | 0 | 0 | 0 | 0 | 0 | 0 | 0 | 0 | 0 | 0 | 0 | 0 | 0 | 0 | 0 | 0 | 0 | 0 | 0 | 0 | 0 | 0 | 0 | 0 | 0 | 0 | 0 | 0 | 0 | 0 | 0 | 0 | 0 | 0 | 0 | 0 | 0 | 0 | 0 | 0 | 0 | 207.5036 | 206.2186 | 204.5665 | 203.1579 | 201.5799 | 200.0097 | 198.2879 | 196.9089 | 195.3675 | 193.8191 | 0 | 0 | 0 | 0 | 0 | 0 | 0 | 0 | 0 | 0 | 0.01296% | 0 | 0 | 0 | 0 | 0 | 0 | 0 | 0 | 0 | 0 | 0 | 0 | 0 | 0 | 0 | 0 | 0 | 0 | 0 | 0 | 0 | 0 | 0 | 0
| Industrial_tool_Gas | M_Input | 2000-2018 Industrial Assessment Center | 2020 | Retro | 2022 | 2041 | PSE | Industrial | Foundries | Gas | Per Region | NA | NA | Foundries Thermal Systems Add Insulation To Equipment | Foundries Thermal Systems Add Insulation To Equipment | 0 | 10 | 1634.4158 | 0 | I-All-Other-Shift3-All-All-S | 0 | 0 | 0 | 0 | 0 | 0 | 0 | 3488.9483 | I-All-Other-Shift3-All-All-S | 0 | 0 | 0 | Comm Flat | Thermal Systems Add Insulation To Equipment | Thermal Systems Add Insulation To Equipment | IndShift3 | 0.01266% | 0% | 100% | 1 | 1 | 100% | 10% | 85% | 6.8% | 0.2% | 25766.4974 | 179.7521 | 2594.625 | 0 | 2480.9608 | 0 | 0 | 0 | 33.4669 |  | 0 | 0.00089142 | 0 | 01. ($9,999.000) to $0.028 | N/A | 0.00089142 | 01. ($9,999.00) to $0.22 | N/A | 0 | 0 | 0 | 0 | 0 | 0 | 0 | 0 | 0 | 0 | 0 | 0 | 0 | 0 | 0 | 0 | 0 | 0 | 0 | 0 | 0 | 0 | 0 | 0 | 0 | 0 | 0 | 0 | 0 | 0 | 0 | 0 | 0 | 0 | 0 | 0 | 0 | 0 | 0 | 0 | 0 | 0 | 0 | 0 | 0 | 0 | 0 | 0 | 0 | 0 | 0 | 0 | 0 | 0 | 0 | 0 | 0 | 0 | 0 | 0 | 0 | 0 | 0 | 0 | 0 | 0 | 0 | 0 | 0 | 0 | 0 | 0 | 0 | 0.085 | 0.085 | 0.085 | 0.085 | 0.085 | 0.085 | 0.085 | 0.085 | 0.085 | 0.085 | 0 | 0 | 0 | 0 | 0 | 0 | 0 | 0 | 0 | 0 | 296.5606 | 294.7241 | 292.363 | 290.3498 | 288.0945 | 285.8504 | 283.3896 | 281.4188 | 279.2158 | 277.0029 | 0 | 0 | 0 | 0 | 0 | 0 | 0 | 0 | 0 | 0 | 2868.9696 | 296.5606 | 591.2847 | 883.6477 | 1173.9975 | 1462.092 | 1747.9425 | 2031.3321 | 2312.7508 | 2591.9667 | 2868.9696 | 2868.9696 | 2868.9696 | 2868.9696 | 2868.9696 | 2868.9696 | 2868.9696 | 2868.9696 | 2868.9696 | 2868.9696 | 2868.9696 | 0 | 0 | 0 | 0 | 0 | 0 | 0 | 0 | 0 | 0 | 0 | 0 | 0 | 0 | 0 | 0 | 0 | 0 | 0 | 0 | 0 | 0 | 0 | 0 | 0 | 0 | 0 | 0 | 0 | 0 | 0 | 0 | 0 | 0 | 0 | 0 | 0 | 0 | 0 | 0 | 0 | 0 | 0 | 0 | 0 | 0 | 0 | 0 | 0 | 2.8447 | 2.8271 | 2.8044 | 2.7851 | 2.7635 | 2.742 | 2.7183 | 2.6994 | 2.6783 | 2.6571 | 0 | 0 | 0 | 0 | 0 | 0 | 0 | 0 | 0 | 0 | 0.01296% | 0 | 0 | 0 | 0 | 0 | 0 | 0 | 0 | 0 | 0 | 0 | 0 | 0 | 0 | 0 | 0 | 0 | 0 | 0 | 0 | 0 | 0 | 0 | 0
| Industrial_tool_Gas | M_Input | 2000-2018 Industrial Assessment Center | 2020 | Retro | 2022 | 2041 | PSE | Industrial | Foundries | Gas | Per Region | NA | NA | Foundries Thermal Systems Reduce Infiltration; Isolate Hot Or Cold Equipment | Foundries Thermal Systems Reduce Infiltration; Isolate Hot Or Cold Equipment | 0 | 10 | 4697.7463 | 0 | I-All-Other-Shift3-All-All-S | 0 | 0 | 0 | 0 | 0 | 0 | 0 | 8644.0289 | I-All-Other-Shift3-All-All-S | 0 | 0 | 0 | Comm Flat | Thermal Systems Reduce Infiltration; Isolate Hot Or Cold Equipment | Thermal Systems Reduce Infiltration; Isolate Hot Or Cold Equipment | IndShift3 | 0.01266% | 0% | 100% | 1 | 1 | 100% | 10% | 85% | 6.8% | 0.2% | 63837.674 | 445.3441 | 6428.3018 | 0 | 7130.9419 | 0 | 0 | 0 | 1196.8452 |  | 0 | 0.012867 | 0 | 01. ($9,999.000) to $0.028 | N/A | 0.012867 | 01. ($9,999.00) to $0.22 | N/A | 0 | 0 | 0 | 0 | 0 | 0 | 0 | 0 | 0 | 0 | 0 | 0 | 0 | 0 | 0 | 0 | 0 | 0 | 0 | 0 | 0 | 0 | 0 | 0 | 0 | 0 | 0 | 0 | 0 | 0 | 0 | 0 | 0 | 0 | 0 | 0 | 0 | 0 | 0 | 0 | 0 | 0 | 0 | 0 | 0 | 0 | 0 | 0 | 0 | 0 | 0 | 0 | 0 | 0 | 0 | 0 | 0 | 0 | 0 | 0 | 0 | 0 | 0 | 0 | 0 | 0 | 0 | 0 | 0 | 0 | 0 | 0 | 0 | 0.085 | 0.085 | 0.085 | 0.085 | 0.085 | 0.085 | 0.085 | 0.085 | 0.085 | 0.085 | 0 | 0 | 0 | 0 | 0 | 0 | 0 | 0 | 0 | 0 | 734.7425 | 730.1924 | 724.3427 | 719.3549 | 713.7674 | 708.2075 | 702.1107 | 697.2278 | 691.77 | 686.2874 | 0 | 0 | 0 | 0 | 0 | 0 | 0 | 0 | 0 | 0 | 7108.0032 | 734.7425 | 1464.9348 | 2189.2775 | 2908.6324 | 3622.3998 | 4330.6073 | 5032.718 | 5729.9458 | 6421.7158 | 7108.0032 | 7108.0032 | 7108.0032 | 7108.0032 | 7108.0032 | 7108.0032 | 7108.0032 | 7108.0032 | 7108.0032 | 7108.0032 | 7108.0032 | 0 | 0 | 0 | 0 | 0 | 0 | 0 | 0 | 0 | 0 | 0 | 0 | 0 | 0 | 0 | 0 | 0 | 0 | 0 | 0 | 0 | 0 | 0 | 0 | 0 | 0 | 0 | 0 | 0 | 0 | 0 | 0 | 0 | 0 | 0 | 0 | 0 | 0 | 0 | 0 | 0 | 0 | 0 | 0 | 0 | 0 | 0 | 0 | 0 | 101.7318 | 101.1018 | 100.2919 | 99.6013 | 98.8277 | 98.0578 | 97.2137 | 96.5376 | 95.7819 | 95.0228 | 0 | 0 | 0 | 0 | 0 | 0 | 0 | 0 | 0 | 0 | 0.01296% | 0 | 0 | 0 | 0 | 0 | 0 | 0 | 0 | 0 | 0 | 0 | 0 | 0 | 0 | 0 | 0 | 0 | 0 | 0 | 0 | 0 | 0 | 0 | 0
| Industrial_tool_Gas | M_Input | 2000-2018 Industrial Assessment Center | 2020 | Retro | 2022 | 2041 | PSE | Industrial | Foundries | Gas | Per Region | NA | NA | Foundries Waste Heat From Hot Flue Gases To Preheat | Foundries Waste Heat From Hot Flue Gases To Preheat | 0 | 14 | 10202.8663 | 0 | I-All-Other-Shift3-All-All-S | 0 | 0 | 0 | 0 | 0 | 0 | 0 | 12597.256 | I-All-Other-Shift3-All-All-S | 0 | 0 | 0 | Comm Flat | Waste Heat From Hot Flue Gases To Preheat | Waste Heat From Hot Flue Gases To Preheat | IndShift3 | 0.01266% | 0% | 100% | 1 | 1 | 100% | 7.143% | 85% | 6.8% | 0.2% | 125671.9838 | 649.0161 | 12632.1 | 0 | 12553.4549 | 0 | 0 | 0 | 1312.9122 |  | 0 | 0.0096854 | 0 | 01. ($9,999.000) to $0.028 | N/A | 0.0096854 | 01. ($9,999.00) to $0.22 | N/A | 0 | 0 | 0 | 0 | 0 | 0 | 0 | 0 | 0 | 0 | 0 | 0 | 0 | 0 | 0 | 0 | 0 | 0 | 0 | 0 | 0 | 0 | 0 | 0 | 0 | 0 | 0 | 0 | 0 | 0 | 0 | 0 | 0 | 0 | 0 | 0 | 0 | 0 | 0 | 0 | 0 | 0 | 0 | 0 | 0 | 0 | 0 | 0 | 0 | 0 | 0 | 0 | 0 | 0 | 0 | 0 | 0 | 0 | 0 | 0 | 0 | 0 | 0 | 0 | 0 | 0 | 0 | 0 | 0 | 0 | 0 | 0 | 0 | 0.085 | 0.085 | 0.085 | 0.085 | 0.085 | 0.085 | 0.085 | 0.085 | 0.085 | 0.085 | 0 | 0 | 0 | 0 | 0 | 0 | 0 | 0 | 0 | 0 | 1070.7668 | 1064.1357 | 1055.6108 | 1048.3419 | 1040.199 | 1032.0964 | 1023.2114 | 1016.0953 | 1008.1414 | 1000.1514 | 0 | 0 | 0 | 0 | 0 | 0 | 0 | 0 | 0 | 0 | 10358.7502 | 1070.7668 | 2134.9025 | 3190.5133 | 4238.8552 | 5279.0542 | 6311.1507 | 7334.362 | 8350.4574 | 9358.5988 | 10358.7502 | 10358.7502 | 10358.7502 | 10358.7502 | 10358.7502 | 10358.7502 | 10358.7502 | 10358.7502 | 10358.7502 | 10358.7502 | 10358.7502 | 0 | 0 | 0 | 0 | 0 | 0 | 0 | 0 | 0 | 0 | 0 | 0 | 0 | 0 | 0 | 0 | 0 | 0 | 0 | 0 | 0 | 0 | 0 | 0 | 0 | 0 | 0 | 0 | 0 | 0 | 0 | 0 | 0 | 0 | 0 | 0 | 0 | 0 | 0 | 0 | 0 | 0 | 0 | 0 | 0 | 0 | 0 | 0 | 0 | 111.5975 | 110.9064 | 110.0179 | 109.2604 | 108.4117 | 107.5672 | 106.6412 | 105.8996 | 105.0706 | 104.2379 | 0 | 0 | 0 | 0 | 0 | 0 | 0 | 0 | 0 | 0 | 0.01296% | 0 | 0 | 0 | 0 | 0 | 0 | 0 | 0 | 0 | 0 | 0 | 0 | 0 | 0 | 0 | 0 | 0 | 0 | 0 | 0 | 0 | 0 | 0 | 0
| Industrial_tool_Gas | M_Input | 2000-2018 Industrial Assessment Center | 2020 | Retro | 2022 | 2041 | PSE | Industrial | Foundries | Gas | Per Region | NA | NA | Foundries Plant Operations - Equipment Scheduling Improvements | Foundries Plant Operations - Equipment Scheduling Improvements | 0 | 10 | 2783.7745 | 0 | I-All-Other-Shift3-All-All-S | 0 | 0 | 0 | 0 | 0 | 0 | 0 | 1076.5532 | I-All-Other-Shift3-All-All-S | 0 | 0 | 0 | Comm Flat | Plant Operations - Equipment Scheduling Improvements | Plant Operations - Equipment Scheduling Improvements | IndShift3 | 0.01266% | 0% | 100% | 1 | 1 | 100% | 10% | 85% | 6.8% | 0.2% | 7950.5348 | 55.4645 | 800.5999 | 0 | 4225.6292 | 0 | 0 | 0 | 3926.3197 |  | 0 | 0.33893 | 0 | 01. ($9,999.000) to $0.028 | N/A | 0.33893 | 03. $0.30 to $0.45 | N/A | 0 | 0 | 0 | 0 | 0 | 0 | 0 | 0 | 0 | 0 | 0 | 0 | 0 | 0 | 0 | 0 | 0 | 0 | 0 | 0 | 0 | 0 | 0 | 0 | 0 | 0 | 0 | 0 | 0 | 0 | 0 | 0 | 0 | 0 | 0 | 0 | 0 | 0 | 0 | 0 | 0 | 0 | 0 | 0 | 0 | 0 | 0 | 0 | 0 | 0 | 0 | 0 | 0 | 0 | 0 | 0 | 0 | 0 | 0 | 0 | 0 | 0 | 0 | 0 | 0 | 0 | 0 | 0 | 0 | 0 | 0 | 0 | 0 | 0.085 | 0.085 | 0.085 | 0.085 | 0.085 | 0.085 | 0.085 | 0.085 | 0.085 | 0.085 | 0 | 0 | 0 | 0 | 0 | 0 | 0 | 0 | 0 | 0 | 91.507 | 90.9403 | 90.2118 | 89.5906 | 88.8947 | 88.2023 | 87.443 | 86.8348 | 86.1551 | 85.4723 | 0 | 0 | 0 | 0 | 0 | 0 | 0 | 0 | 0 | 0 | 885.252 | 91.507 | 182.4474 | 272.6592 | 362.2498 | 451.1445 | 539.3468 | 626.7898 | 713.6246 | 799.7797 | 885.252 | 885.252 | 885.252 | 885.252 | 885.252 | 885.252 | 885.252 | 885.252 | 885.252 | 885.252 | 885.252 | 0 | 0 | 0 | 0 | 0 | 0 | 0 | 0 | 0 | 0 | 0 | 0 | 0 | 0 | 0 | 0 | 0 | 0 | 0 | 0 | 0 | 0 | 0 | 0 | 0 | 0 | 0 | 0 | 0 | 0 | 0 | 0 | 0 | 0 | 0 | 0 | 0 | 0 | 0 | 0 | 0 | 0 | 0 | 0 | 0 | 0 | 0 | 0 | 0 | 333.7372 | 331.6704 | 329.0134 | 326.7478 | 324.2098 | 321.6844 | 318.9151 | 316.6972 | 314.2181 | 311.7278 | 0 | 0 | 0 | 0 | 0 | 0 | 0 | 0 | 0 | 0 | 0.01296% | 0 | 0 | 0 | 0 | 0 | 0 | 0 | 0 | 0 | 0 | 0 | 0 | 0 | 0 | 0 | 0 | 0 | 0 | 0 | 0 | 0 | 0 | 0 | 0
| Industrial_tool_Gas | M_Input | 2000-2018 Industrial Assessment Center | 2020 | Retro | 2022 | 2041 | PSE | Industrial | Food - Frozen | Gas | Per Region | NA | NA | Food - Frozen Building Envelope Infiltration Improvements | Food - Frozen Building Envelope Infiltration Improvements | 0 | 20 | 107.093 | 0 | I-All-Other-Shift3-All-All-S | 0 | 0 | 0 | 0 | 0 | 0 | 0 | 106.0848 | I-All-Other-Shift3-All-All-S | 0 | 0 | 0 | Comm Flat | Building Envelope Infiltration Improvements | Building Envelope Infiltration Improvements | IndShift3 | 0.01266% | 0% | 100% | 1 | 1 | 100% | 5% | 85% | 6.8% | 0.2% | 1453.1088 | 5.4655 | 145.8574 | 0 | 107.093 | 0 | 0 | 0 | -22.8113 |  | 0 | -0.019983 | 0 | 01. ($9,999.000) to $0.028 | N/A | -0.019983 | 01. ($9,999.00) to $0.22 | N/A | 0 | 0 | 0 | 0 | 0 | 0 | 0 | 0 | 0 | 0 | 0 | 0 | 0 | 0 | 0 | 0 | 0 | 0 | 0 | 0 | 0 | 0 | 0 | 0 | 0 | 0 | 0 | 0 | 0 | 0 | 0 | 0 | 0 | 0 | 0 | 0 | 0 | 0 | 0 | 0 | 0 | 0 | 0 | 0 | 0 | 0 | 0 | 0 | 0 | 0 | 0 | 0 | 0 | 0 | 0 | 0 | 0 | 0 | 0 | 0 | 0 | 0 | 0 | 0 | 0 | 0 | 0 | 0 | 0 | 0 | 0 | 0 | 0 | 0.085 | 0.085 | 0.085 | 0.085 | 0.085 | 0.085 | 0.085 | 0.085 | 0.085 | 0.085 | 0 | 0 | 0 | 0 | 0 | 0 | 0 | 0 | 0 | 0 | 9.0172 | 8.9614 | 8.8896 | 8.8284 | 8.7598 | 8.6916 | 8.6167 | 8.5568 | 8.4898 | 8.4225 | 0 | 0 | 0 | 0 | 0 | 0 | 0 | 0 | 0 | 0 | 87.2337 | 9.0172 | 17.9786 | 26.8681 | 35.6965 | 44.4563 | 53.1478 | 61.7646 | 70.3214 | 78.8112 | 87.2337 | 87.2337 | 87.2337 | 87.2337 | 87.2337 | 87.2337 | 87.2337 | 87.2337 | 87.2337 | 87.2337 | 87.2337 | 0 | 0 | 0 | 0 | 0 | 0 | 0 | 0 | 0 | 0 | 0 | 0 | 0 | 0 | 0 | 0 | 0 | 0 | 0 | 0 | 0 | 0 | 0 | 0 | 0 | 0 | 0 | 0 | 0 | 0 | 0 | 0 | 0 | 0 | 0 | 0 | 0 | 0 | 0 | 0 | 0 | 0 | 0 | 0 | 0 | 0 | 0 | 0 | 0 | 0 | 0 | 0 | 0 | 0 | 0 | 0 | 0 | 0 | 0 | 0 | 0 | 0 | 0 | 0 | 0 | 0 | 0 | 0 | 0 | 0.01296% | 0 | 0 | 0 | 0 | 0 | 0 | 0 | 0 | 0 | 0 | 0 | 0 | 0 | 0 | 0 | 0 | 0 | 0 | 0 | 0 | 0 | 0 | 0 | 0
| Industrial_tool_Gas | M_Input | 2000-2018 Industrial Assessment Center | 2020 | Retro | 2022 | 2041 | PSE | Industrial | Food - Frozen | Gas | Per Region | NA | NA | Food - Frozen Building Envelope Insulation and Window/Door Improvements | Food - Frozen Building Envelope Insulation and Window/Door Improvements | 0 | 20 | 381.9268 | 0 | I-All-Other-Shift3-All-All-S | 0 | 0 | 0 | 0 | 0 | 0 | 0 | 103.3105 | I-All-Other-Shift3-All-All-S | 0 | 0 | 0 | Comm Flat | Building Envelope Insulation and Window/Door Improvements | Building Envelope Insulation and Window/Door Improvements | IndShift3 | 0.01266% | 0% | 100% | 1 | 1 | 100% | 5% | 85% | 6.8% | 0.2% | 1415.1073 | 5.3226 | 142.043 | 0 | 381.9268 | 0 | 0 | 0 | 310.9465 |  | 0 | 0.27971 | 0 | 01. ($9,999.000) to $0.028 | N/A | 0.27971 | 02. $0.22 to $0.30 | N/A | 0 | 0 | 0 | 0 | 0 | 0 | 0 | 0 | 0 | 0 | 0 | 0 | 0 | 0 | 0 | 0 | 0 | 0 | 0 | 0 | 0 | 0 | 0 | 0 | 0 | 0 | 0 | 0 | 0 | 0 | 0 | 0 | 0 | 0 | 0 | 0 | 0 | 0 | 0 | 0 | 0 | 0 | 0 | 0 | 0 | 0 | 0 | 0 | 0 | 0 | 0 | 0 | 0 | 0 | 0 | 0 | 0 | 0 | 0 | 0 | 0 | 0 | 0 | 0 | 0 | 0 | 0 | 0 | 0 | 0 | 0 | 0 | 0 | 0.085 | 0.085 | 0.085 | 0.085 | 0.085 | 0.085 | 0.085 | 0.085 | 0.085 | 0.085 | 0 | 0 | 0 | 0 | 0 | 0 | 0 | 0 | 0 | 0 | 8.7814 | 8.727 | 8.6571 | 8.5975 | 8.5307 | 8.4643 | 8.3914 | 8.333 | 8.2678 | 8.2023 | 0 | 0 | 0 | 0 | 0 | 0 | 0 | 0 | 0 | 0 | 84.9524 | 8.7814 | 17.5084 | 26.1655 | 34.763 | 43.2937 | 51.7579 | 60.1493 | 68.4823 | 76.7501 | 84.9524 | 84.9524 | 84.9524 | 84.9524 | 84.9524 | 84.9524 | 84.9524 | 84.9524 | 84.9524 | 84.9524 | 84.9524 | 0 | 0 | 0 | 0 | 0 | 0 | 0 | 0 | 0 | 0 | 0 | 0 | 0 | 0 | 0 | 0 | 0 | 0 | 0 | 0 | 0 | 0 | 0 | 0 | 0 | 0 | 0 | 0 | 0 | 0 | 0 | 0 | 0 | 0 | 0 | 0 | 0 | 0 | 0 | 0 | 0 | 0 | 0 | 0 | 0 | 0 | 0 | 0 | 0 | 26.4305 | 26.2668 | 26.0564 | 25.8769 | 25.6759 | 25.4759 | 25.2566 | 25.081 | 24.8846 | 24.6874 | 0 | 0 | 0 | 0 | 0 | 0 | 0 | 0 | 0 | 0 | 0.01296% | 0 | 0 | 0 | 0 | 0 | 0 | 0 | 0 | 0 | 0 | 0 | 0 | 0 | 0 | 0 | 0 | 0 | 0 | 0 | 0 | 0 | 0 | 0 | 0
| Industrial_tool_Gas | M_Input | 2000-2018 Industrial Assessment Center | 2020 | Retro | 2022 | 2041 | PSE | Industrial | Food - Frozen | Gas | Per Region | NA | NA | Food - Frozen Equipment Upgrade - Replace Existing HVAC Unit With High Efficiency Model | Food - Frozen Equipment Upgrade - Replace Existing HVAC Unit With High Efficiency Model | 0 | 20 | 417.7243 | 0 | I-All-Other-Shift3-All-All-S | 0 | 0 | 0 | 0 | 0 | 0 | 0 | 322.3931 | I-All-Other-Shift3-All-All-S | 0 | 0 | 0 | Comm Flat | Equipment Upgrade - Replace Existing HVAC Unit With High Efficiency Model | Equipment Upgrade - Replace Existing HVAC Unit With High Efficiency Model | IndShift3 | 0.01266% | 0% | 100% | 1 | 1 | 100% | 5% | 85% | 6.8% | 0.2% | 4416.0182 | 16.6098 | 443.2628 | 0 | 417.7243 | 0 | 0 | 0 | 41.3966 |  | 0 | 0.011933 | 0 | 01. ($9,999.000) to $0.028 | N/A | 0.011933 | 01. ($9,999.00) to $0.22 | N/A | 0 | 0 | 0 | 0 | 0 | 0 | 0 | 0 | 0 | 0 | 0 | 0 | 0 | 0 | 0 | 0 | 0 | 0 | 0 | 0 | 0 | 0 | 0 | 0 | 0 | 0 | 0 | 0 | 0 | 0 | 0 | 0 | 0 | 0 | 0 | 0 | 0 | 0 | 0 | 0 | 0 | 0 | 0 | 0 | 0 | 0 | 0 | 0 | 0 | 0 | 0 | 0 | 0 | 0 | 0 | 0 | 0 | 0 | 0 | 0 | 0 | 0 | 0 | 0 | 0 | 0 | 0 | 0 | 0 | 0 | 0 | 0 | 0 | 0.085 | 0.085 | 0.085 | 0.085 | 0.085 | 0.085 | 0.085 | 0.085 | 0.085 | 0.085 | 0 | 0 | 0 | 0 | 0 | 0 | 0 | 0 | 0 | 0 | 27.4034 | 27.2337 | 27.0155 | 26.8295 | 26.6211 | 26.4138 | 26.1864 | 26.0042 | 25.8007 | 25.5962 | 0 | 0 | 0 | 0 | 0 | 0 | 0 | 0 | 0 | 0 | 265.1046 | 27.4034 | 54.6371 | 81.6527 | 108.4822 | 135.1033 | 161.517 | 187.7034 | 213.7077 | 239.5083 | 265.1046 | 265.1046 | 265.1046 | 265.1046 | 265.1046 | 265.1046 | 265.1046 | 265.1046 | 265.1046 | 265.1046 | 265.1046 | 0 | 0 | 0 | 0 | 0 | 0 | 0 | 0 | 0 | 0 | 0 | 0 | 0 | 0 | 0 | 0 | 0 | 0 | 0 | 0 | 0 | 0 | 0 | 0 | 0 | 0 | 0 | 0 | 0 | 0 | 0 | 0 | 0 | 0 | 0 | 0 | 0 | 0 | 0 | 0 | 0 | 0 | 0 | 0 | 0 | 0 | 0 | 0 | 0 | 3.5187 | 3.4969 | 3.4689 | 3.445 | 3.4183 | 3.3916 | 3.3624 | 3.339 | 3.3129 | 3.2867 | 0 | 0 | 0 | 0 | 0 | 0 | 0 | 0 | 0 | 0 | 0.01296% | 0 | 0 | 0 | 0 | 0 | 0 | 0 | 0 | 0 | 0 | 0 | 0 | 0 | 0 | 0 | 0 | 0 | 0 | 0 | 0 | 0 | 0 | 0 | 0
| Industrial_tool_Gas | M_Input | 2000-2018 Industrial Assessment Center | 2020 | Retro | 2022 | 2041 | PSE | Industrial | Food - Frozen | Gas | Per Region | NA | NA | Food - Frozen HVAC Equipment Scheduling Improvements - HVAC Controls, Timers Or Thermostats | Food - Frozen HVAC Equipment Scheduling Improvements - HVAC Controls, Timers Or Thermostats | 0 | 15 | 245.8238 | 0 | I-All-Other-Shift3-All-All-S | 0 | 0 | 0 | 0 | 0 | 0 | 0 | 187.797 | I-All-Other-Shift3-All-All-S | 0 | 0 | 0 | Comm Flat | HVAC Equipment Scheduling Improvements - HVAC Controls, Timers Or Thermostats | HVAC Equipment Scheduling Improvements - HVAC Controls, Timers Or Thermostats | IndShift3 | 0.01266% | 0% | 100% | 1 | 1 | 100% | 6.667% | 85% | 6.8% | 0.2% | 1992.6421 | 9.6754 | 200.2318 | 0 | 289.5596 | 0 | 0 | 0 | 128.8172 |  | 0 | 0.063745 | 0 | 01. ($9,999.000) to $0.028 | N/A | 0.063745 | 01. ($9,999.00) to $0.22 | N/A | 0 | 0 | 0 | 0 | 0 | 0 | 0 | 0 | 0 | 0 | 0 | 0 | 0 | 0 | 0 | 0 | 0 | 0 | 0 | 0 | 0 | 0 | 0 | 0 | 0 | 0 | 0 | 0 | 0 | 0 | 0 | 0 | 0 | 0 | 0 | 0 | 0 | 0 | 0 | 0 | 0 | 0 | 0 | 0 | 0 | 0 | 0 | 0 | 0 | 0 | 0 | 0 | 0 | 0 | 0 | 0 | 0 | 0 | 0 | 0 | 0 | 0 | 0 | 0 | 0 | 0 | 0 | 0 | 0 | 0 | 0 | 0 | 0 | 0.085 | 0.085 | 0.085 | 0.085 | 0.085 | 0.085 | 0.085 | 0.085 | 0.085 | 0.085 | 0 | 0 | 0 | 0 | 0 | 0 | 0 | 0 | 0 | 0 | 15.9627 | 15.8639 | 15.7368 | 15.6284 | 15.5071 | 15.3863 | 15.2538 | 15.1477 | 15.0291 | 14.91 | 0 | 0 | 0 | 0 | 0 | 0 | 0 | 0 | 0 | 0 | 154.4259 | 15.9627 | 31.8266 | 47.5634 | 63.1919 | 78.6989 | 94.0852 | 109.339 | 124.4867 | 139.5159 | 154.4259 | 154.4259 | 154.4259 | 154.4259 | 154.4259 | 154.4259 | 154.4259 | 154.4259 | 154.4259 | 154.4259 | 154.4259 | 0 | 0 | 0 | 0 | 0 | 0 | 0 | 0 | 0 | 0 | 0 | 0 | 0 | 0 | 0 | 0 | 0 | 0 | 0 | 0 | 0 | 0 | 0 | 0 | 0 | 0 | 0 | 0 | 0 | 0 | 0 | 0 | 0 | 0 | 0 | 0 | 0 | 0 | 0 | 0 | 0 | 0 | 0 | 0 | 0 | 0 | 0 | 0 | 0 | 10.9495 | 10.8817 | 10.7945 | 10.7202 | 10.6369 | 10.554 | 10.4632 | 10.3904 | 10.3091 | 10.2274 | 0 | 0 | 0 | 0 | 0 | 0 | 0 | 0 | 0 | 0 | 0.01296% | 0 | 0 | 0 | 0 | 0 | 0 | 0 | 0 | 0 | 0 | 0 | 0 | 0 | 0 | 0 | 0 | 0 | 0 | 0 | 0 | 0 | 0 | 0 | 0
| Industrial_tool_Gas | M_Input | 2000-2018 Industrial Assessment Center | 2020 | Retro | 2022 | 2041 | PSE | Industrial | Food - Frozen | Gas | Per Region | NA | NA | Food - Frozen Optimize Ventilation System | Food - Frozen Optimize Ventilation System | 0 | 5 | 221.5913 | 0 | I-All-Other-Shift3-All-All-S | 0 | 0 | 0 | 0 | 0 | 0 | 0 | 153.4625 | I-All-Other-Shift3-All-All-S | 0 | 0 | 0 | Comm Flat | Optimize Ventilation System | Optimize Ventilation System | IndShift3 | 0.01266% | 0% | 100% | 1 | 1 | 100% | 20% | 85% | 6.8% | 0.2% | 589.67 | 7.9065 | 59.7576 | 0 | 578.4417 | 0 | 0 | 0 | 555.0959 |  | 0 | 0.33614 | 0 | 01. ($9,999.000) to $0.028 | N/A | 0.33614 | 03. $0.30 to $0.45 | N/A | 0 | 0 | 0 | 0 | 0 | 0 | 0 | 0 | 0 | 0 | 0 | 0 | 0 | 0 | 0 | 0 | 0 | 0 | 0 | 0 | 0 | 0 | 0 | 0 | 0 | 0 | 0 | 0 | 0 | 0 | 0 | 0 | 0 | 0 | 0 | 0 | 0 | 0 | 0 | 0 | 0 | 0 | 0 | 0 | 0 | 0 | 0 | 0 | 0 | 0 | 0 | 0 | 0 | 0 | 0 | 0 | 0 | 0 | 0 | 0 | 0 | 0 | 0 | 0 | 0 | 0 | 0 | 0 | 0 | 0 | 0 | 0 | 0 | 0.085 | 0.085 | 0.085 | 0.085 | 0.085 | 0.085 | 0.085 | 0.085 | 0.085 | 0.085 | 0 | 0 | 0 | 0 | 0 | 0 | 0 | 0 | 0 | 0 | 13.0443 | 12.9635 | 12.8597 | 12.7711 | 12.6719 | 12.5732 | 12.465 | 12.3783 | 12.2814 | 12.1841 | 0 | 0 | 0 | 0 | 0 | 0 | 0 | 0 | 0 | 0 | 126.1925 | 13.0443 | 26.0078 | 38.8675 | 51.6387 | 64.3106 | 76.8838 | 89.3488 | 101.7271 | 114.0085 | 126.1925 | 126.1925 | 126.1925 | 126.1925 | 126.1925 | 126.1925 | 126.1925 | 126.1925 | 126.1925 | 126.1925 | 126.1925 | 0 | 0 | 0 | 0 | 0 | 0 | 0 | 0 | 0 | 0 | 0 | 0 | 0 | 0 | 0 | 0 | 0 | 0 | 0 | 0 | 0 | 0 | 0 | 0 | 0 | 0 | 0 | 0 | 0 | 0 | 0 | 0 | 0 | 0 | 0 | 0 | 0 | 0 | 0 | 0 | 0 | 0 | 0 | 0 | 0 | 0 | 0 | 0 | 0 | 47.1831 | 46.891 | 46.5153 | 46.195 | 45.8362 | 45.4791 | 45.0876 | 44.7741 | 44.4236 | 44.0715 | 0 | 0 | 0 | 0 | 0 | 0 | 0 | 0 | 0 | 0 | 0.01296% | 0 | 0 | 0 | 0 | 0 | 0 | 0 | 0 | 0 | 0 | 0 | 0 | 0 | 0 | 0 | 0 | 0 | 0 | 0 | 0 | 0 | 0 | 0 | 0
| Industrial_tool_Gas | M_Input | 2000-2018 Industrial Assessment Center | 2020 | Retro | 2022 | 2041 | PSE | Industrial | Food - Frozen | Gas | Per Region | NA | NA | Food - Frozen Analyze Flue Gas For Proper Air/Fuel Ratio | Food - Frozen Analyze Flue Gas For Proper Air/Fuel Ratio | 0 | 5 | 409.3662 | 0 | I-All-Other-Shift3-All-All-S | 0 | 0 | 0 | 0 | 0 | 0 | 0 | 1148.517 | I-All-Other-Shift3-All-All-S | 0 | 0 | 0 | Comm Flat | Analyze Flue Gas For Proper Air/Fuel Ratio | Analyze Flue Gas For Proper Air/Fuel Ratio | IndShift3 | 0.01266% | 0% | 100% | 1 | 1 | 100% | 20% | 85% | 6.8% | 0.2% | 4413.1042 | 59.1721 | 447.2276 | 0 | 1068.6088 | 0 | 0 | 0 | 644.0823 |  | 0 | 0.052115 | 0 | 01. ($9,999.000) to $0.028 | N/A | 0.052115 | 01. ($9,999.00) to $0.22 | N/A | 0 | 0 | 0 | 0 | 0 | 0 | 0 | 0 | 0 | 0 | 0 | 0 | 0 | 0 | 0 | 0 | 0 | 0 | 0 | 0 | 0 | 0 | 0 | 0 | 0 | 0 | 0 | 0 | 0 | 0 | 0 | 0 | 0 | 0 | 0 | 0 | 0 | 0 | 0 | 0 | 0 | 0 | 0 | 0 | 0 | 0 | 0 | 0 | 0 | 0 | 0 | 0 | 0 | 0 | 0 | 0 | 0 | 0 | 0 | 0 | 0 | 0 | 0 | 0 | 0 | 0 | 0 | 0 | 0 | 0 | 0 | 0 | 0 | 0.085 | 0.085 | 0.085 | 0.085 | 0.085 | 0.085 | 0.085 | 0.085 | 0.085 | 0.085 | 0 | 0 | 0 | 0 | 0 | 0 | 0 | 0 | 0 | 0 | 97.6239 | 97.0194 | 96.2421 | 95.5794 | 94.837 | 94.0983 | 93.2882 | 92.6394 | 91.9143 | 91.1858 | 0 | 0 | 0 | 0 | 0 | 0 | 0 | 0 | 0 | 0 | 944.4279 | 97.6239 | 194.6433 | 290.8855 | 386.4649 | 481.3019 | 575.4002 | 668.6884 | 761.3279 | 853.2421 | 944.4279 | 944.4279 | 944.4279 | 944.4279 | 944.4279 | 944.4279 | 944.4279 | 944.4279 | 944.4279 | 944.4279 | 944.4279 | 0 | 0 | 0 | 0 | 0 | 0 | 0 | 0 | 0 | 0 | 0 | 0 | 0 | 0 | 0 | 0 | 0 | 0 | 0 | 0 | 0 | 0 | 0 | 0 | 0 | 0 | 0 | 0 | 0 | 0 | 0 | 0 | 0 | 0 | 0 | 0 | 0 | 0 | 0 | 0 | 0 | 0 | 0 | 0 | 0 | 0 | 0 | 0 | 0 | 54.747 | 54.408 | 53.9721 | 53.6004 | 53.1841 | 52.7698 | 52.3155 | 51.9517 | 51.545 | 51.1365 | 0 | 0 | 0 | 0 | 0 | 0 | 0 | 0 | 0 | 0 | 0.01296% | 0 | 0 | 0 | 0 | 0 | 0 | 0 | 0 | 0 | 0 | 0 | 0 | 0 | 0 | 0 | 0 | 0 | 0 | 0 | 0 | 0 | 0 | 0 | 0
| Industrial_tool_Gas | M_Input | 2000-2018 Industrial Assessment Center | 2020 | Retro | 2022 | 2041 | PSE | Industrial | Food - Frozen | Gas | Per Region | NA | NA | Food - Frozen Boiler - Operation, Maintenance, And Scheduling | Food - Frozen Boiler - Operation, Maintenance, And Scheduling | 0 | 5 | 485.6593 | 0 | I-All-Other-Shift3-All-All-S | 0 | 0 | 0 | 0 | 0 | 0 | 0 | 1209.4893 | I-All-Other-Shift3-All-All-S | 0 | 0 | 0 | Comm Flat | Boiler - Operation, Maintenance, And Scheduling | Boiler - Operation, Maintenance, And Scheduling | IndShift3 | 0.01266% | 0% | 100% | 1 | 1 | 100% | 20% | 85% | 6.8% | 0.2% | 4647.3867 | 62.3134 | 470.97 | 0 | 1267.7643 | 0 | 0 | 0 | 831.6127 |  | 0 | 0.063897 | 0 | 01. ($9,999.000) to $0.028 | N/A | 0.063897 | 01. ($9,999.00) to $0.22 | N/A | 0 | 0 | 0 | 0 | 0 | 0 | 0 | 0 | 0 | 0 | 0 | 0 | 0 | 0 | 0 | 0 | 0 | 0 | 0 | 0 | 0 | 0 | 0 | 0 | 0 | 0 | 0 | 0 | 0 | 0 | 0 | 0 | 0 | 0 | 0 | 0 | 0 | 0 | 0 | 0 | 0 | 0 | 0 | 0 | 0 | 0 | 0 | 0 | 0 | 0 | 0 | 0 | 0 | 0 | 0 | 0 | 0 | 0 | 0 | 0 | 0 | 0 | 0 | 0 | 0 | 0 | 0 | 0 | 0 | 0 | 0 | 0 | 0 | 0.085 | 0.085 | 0.085 | 0.085 | 0.085 | 0.085 | 0.085 | 0.085 | 0.085 | 0.085 | 0 | 0 | 0 | 0 | 0 | 0 | 0 | 0 | 0 | 0 | 102.8066 | 102.1699 | 101.3514 | 100.6535 | 99.8717 | 99.0938 | 98.2407 | 97.5575 | 96.7938 | 96.0267 | 0 | 0 | 0 | 0 | 0 | 0 | 0 | 0 | 0 | 0 | 994.5656 | 102.8066 | 204.9765 | 306.328 | 406.9815 | 506.8532 | 605.947 | 704.1877 | 801.7452 | 898.539 | 994.5656 | 994.5656 | 994.5656 | 994.5656 | 994.5656 | 994.5656 | 994.5656 | 994.5656 | 994.5656 | 994.5656 | 994.5656 | 0 | 0 | 0 | 0 | 0 | 0 | 0 | 0 | 0 | 0 | 0 | 0 | 0 | 0 | 0 | 0 | 0 | 0 | 0 | 0 | 0 | 0 | 0 | 0 | 0 | 0 | 0 | 0 | 0 | 0 | 0 | 0 | 0 | 0 | 0 | 0 | 0 | 0 | 0 | 0 | 0 | 0 | 0 | 0 | 0 | 0 | 0 | 0 | 0 | 70.6871 | 70.2493 | 69.6866 | 69.2067 | 68.6691 | 68.1342 | 67.5477 | 67.0779 | 66.5528 | 66.0254 | 0 | 0 | 0 | 0 | 0 | 0 | 0 | 0 | 0 | 0 | 0.01296% | 0 | 0 | 0 | 0 | 0 | 0 | 0 | 0 | 0 | 0 | 0 | 0 | 0 | 0 | 0 | 0 | 0 | 0 | 0 | 0 | 0 | 0 | 0 | 0
| Industrial_tool_Gas | M_Input | 2000-2018 Industrial Assessment Center | 2020 | Retro | 2022 | 2041 | PSE | Industrial | Food - Frozen | Gas | Per Region | NA | NA | Food - Frozen Equipment Upgrade - Boiler Replacement | Food - Frozen Equipment Upgrade - Boiler Replacement | 0 | 20 | 3101.8539 | 0 | I-All-Other-Shift3-All-All-S | 0 | 0 | 0 | 0 | 0 | 0 | 0 | 1670.7326 | I-All-Other-Shift3-All-All-S | 0 | 0 | 0 | Comm Flat | Equipment Upgrade - Boiler Replacement | Equipment Upgrade - Boiler Replacement | IndShift3 | 0.01266% | 0% | 100% | 1 | 1 | 100% | 5% | 85% | 6.8% | 0.2% | 22885.0584 | 86.0769 | 2297.1135 | 0 | 3101.8539 | 0 | 0 | 0 | 1339.0342 |  | 0 | 0.074481 | 0 | 01. ($9,999.000) to $0.028 | N/A | 0.074481 | 01. ($9,999.00) to $0.22 | N/A | 0 | 0 | 0 | 0 | 0 | 0 | 0 | 0 | 0 | 0 | 0 | 0 | 0 | 0 | 0 | 0 | 0 | 0 | 0 | 0 | 0 | 0 | 0 | 0 | 0 | 0 | 0 | 0 | 0 | 0 | 0 | 0 | 0 | 0 | 0 | 0 | 0 | 0 | 0 | 0 | 0 | 0 | 0 | 0 | 0 | 0 | 0 | 0 | 0 | 0 | 0 | 0 | 0 | 0 | 0 | 0 | 0 | 0 | 0 | 0 | 0 | 0 | 0 | 0 | 0 | 0 | 0 | 0 | 0 | 0 | 0 | 0 | 0 | 0.085 | 0.085 | 0.085 | 0.085 | 0.085 | 0.085 | 0.085 | 0.085 | 0.085 | 0.085 | 0 | 0 | 0 | 0 | 0 | 0 | 0 | 0 | 0 | 0 | 142.0123 | 141.1328 | 140.0022 | 139.0381 | 137.9582 | 136.8836 | 135.7052 | 134.7614 | 133.7065 | 132.6468 | 0 | 0 | 0 | 0 | 0 | 0 | 0 | 0 | 0 | 0 | 1373.847 | 142.0123 | 283.1451 | 423.1473 | 562.1854 | 700.1436 | 837.0271 | 972.7323 | 1107.4937 | 1241.2002 | 1373.847 | 1373.847 | 1373.847 | 1373.847 | 1373.847 | 1373.847 | 1373.847 | 1373.847 | 1373.847 | 1373.847 | 1373.847 | 0 | 0 | 0 | 0 | 0 | 0 | 0 | 0 | 0 | 0 | 0 | 0 | 0 | 0 | 0 | 0 | 0 | 0 | 0 | 0 | 0 | 0 | 0 | 0 | 0 | 0 | 0 | 0 | 0 | 0 | 0 | 0 | 0 | 0 | 0 | 0 | 0 | 0 | 0 | 0 | 0 | 0 | 0 | 0 | 0 | 0 | 0 | 0 | 0 | 113.8179 | 113.1131 | 112.2069 | 111.4342 | 110.5687 | 109.7074 | 108.763 | 108.0066 | 107.1611 | 106.3118 | 0 | 0 | 0 | 0 | 0 | 0 | 0 | 0 | 0 | 0 | 0.01296% | 0 | 0 | 0 | 0 | 0 | 0 | 0 | 0 | 0 | 0 | 0 | 0 | 0 | 0 | 0 | 0 | 0 | 0 | 0 | 0 | 0 | 0 | 0 | 0
| Industrial_tool_Gas | M_Input | 2000-2018 Industrial Assessment Center | 2020 | Retro | 2022 | 2041 | PSE | Industrial | Food - Frozen | Gas | Per Region | NA | NA | Food - Frozen Equipment Upgrade - Boiler Turbulators | Food - Frozen Equipment Upgrade - Boiler Turbulators | 0 | 20 | 288.0455 | 0 | I-All-Other-Shift3-All-All-S | 0 | 0 | 0 | 0 | 0 | 0 | 0 | 1094.4986 | I-All-Other-Shift3-All-All-S | 0 | 0 | 0 | Comm Flat | Equipment Upgrade - Boiler Turbulators | Equipment Upgrade - Boiler Turbulators | IndShift3 | 0.01266% | 0% | 100% | 1 | 1 | 100% | 5% | 85% | 6.8% | 0.2% | 14992.0246 | 56.389 | 1504.8414 | 0 | 288.0455 | 0 | 0 | 0 | -1215.5758 |  | 0 | -0.10321 | 0 | 01. ($9,999.000) to $0.028 | N/A | -0.10321 | 01. ($9,999.00) to $0.22 | N/A | 0 | 0 | 0 | 0 | 0 | 0 | 0 | 0 | 0 | 0 | 0 | 0 | 0 | 0 | 0 | 0 | 0 | 0 | 0 | 0 | 0 | 0 | 0 | 0 | 0 | 0 | 0 | 0 | 0 | 0 | 0 | 0 | 0 | 0 | 0 | 0 | 0 | 0 | 0 | 0 | 0 | 0 | 0 | 0 | 0 | 0 | 0 | 0 | 0 | 0 | 0 | 0 | 0 | 0 | 0 | 0 | 0 | 0 | 0 | 0 | 0 | 0 | 0 | 0 | 0 | 0 | 0 | 0 | 0 | 0 | 0 | 0 | 0 | 0.085 | 0.085 | 0.085 | 0.085 | 0.085 | 0.085 | 0.085 | 0.085 | 0.085 | 0.085 | 0 | 0 | 0 | 0 | 0 | 0 | 0 | 0 | 0 | 0 | 93.0324 | 92.4563 | 91.7156 | 91.084 | 90.3765 | 89.6726 | 88.9006 | 88.2823 | 87.5912 | 86.897 | 0 | 0 | 0 | 0 | 0 | 0 | 0 | 0 | 0 | 0 | 900.0085 | 93.0324 | 185.4886 | 277.2042 | 368.2882 | 458.6648 | 548.3373 | 637.2379 | 725.5202 | 813.1115 | 900.0085 | 900.0085 | 900.0085 | 900.0085 | 900.0085 | 900.0085 | 900.0085 | 900.0085 | 900.0085 | 900.0085 | 900.0085 | 0 | 0 | 0 | 0 | 0 | 0 | 0 | 0 | 0 | 0 | 0 | 0 | 0 | 0 | 0 | 0 | 0 | 0 | 0 | 0 | 0 | 0 | 0 | 0 | 0 | 0 | 0 | 0 | 0 | 0 | 0 | 0 | 0 | 0 | 0 | 0 | 0 | 0 | 0 | 0 | 0 | 0 | 0 | 0 | 0 | 0 | 0 | 0 | 0 | 0 | 0 | 0 | 0 | 0 | 0 | 0 | 0 | 0 | 0 | 0 | 0 | 0 | 0 | 0 | 0 | 0 | 0 | 0 | 0 | 0.01296% | 0 | 0 | 0 | 0 | 0 | 0 | 0 | 0 | 0 | 0 | 0 | 0 | 0 | 0 | 0 | 0 | 0 | 0 | 0 | 0 | 0 | 0 | 0 | 0
| Industrial_tool_Gas | M_Input | 2000-2018 Industrial Assessment Center | 2020 | Retro | 2022 | 2041 | PSE | Industrial | Food - Frozen | Gas | Per Region | NA | NA | Food - Frozen Improve Combustion Control Capability And Air Flow | Food - Frozen Improve Combustion Control Capability And Air Flow | 0 | 15 | 1815.6525 | 0 | I-All-Other-Shift3-All-All-S | 0 | 0 | 0 | 0 | 0 | 0 | 0 | 3215.475 | I-All-Other-Shift3-All-All-S | 0 | 0 | 0 | Comm Flat | Improve Combustion Control Capability And Air Flow | Improve Combustion Control Capability And Air Flow | IndShift3 | 0.01266% | 0% | 100% | 1 | 1 | 100% | 6.667% | 85% | 6.8% | 0.2% | 34118.1686 | 165.6627 | 3428.3831 | 0 | 2138.6845 | 0 | 0 | 0 | -1092.2308 |  | 0 | -0.031567 | 0 | 01. ($9,999.000) to $0.028 | N/A | -0.031567 | 01. ($9,999.00) to $0.22 | N/A | 0 | 0 | 0 | 0 | 0 | 0 | 0 | 0 | 0 | 0 | 0 | 0 | 0 | 0 | 0 | 0 | 0 | 0 | 0 | 0 | 0 | 0 | 0 | 0 | 0 | 0 | 0 | 0 | 0 | 0 | 0 | 0 | 0 | 0 | 0 | 0 | 0 | 0 | 0 | 0 | 0 | 0 | 0 | 0 | 0 | 0 | 0 | 0 | 0 | 0 | 0 | 0 | 0 | 0 | 0 | 0 | 0 | 0 | 0 | 0 | 0 | 0 | 0 | 0 | 0 | 0 | 0 | 0 | 0 | 0 | 0 | 0 | 0 | 0.085 | 0.085 | 0.085 | 0.085 | 0.085 | 0.085 | 0.085 | 0.085 | 0.085 | 0.085 | 0 | 0 | 0 | 0 | 0 | 0 | 0 | 0 | 0 | 0 | 273.3154 | 271.6228 | 269.4468 | 267.5914 | 265.5129 | 263.4447 | 261.1768 | 259.3604 | 257.3301 | 255.2907 | 0 | 0 | 0 | 0 | 0 | 0 | 0 | 0 | 0 | 0 | 2644.0919 | 273.3154 | 544.9382 | 814.385 | 1081.9763 | 1347.4892 | 1610.9339 | 1872.1107 | 2131.4711 | 2388.8012 | 2644.0919 | 2644.0919 | 2644.0919 | 2644.0919 | 2644.0919 | 2644.0919 | 2644.0919 | 2644.0919 | 2644.0919 | 2644.0919 | 2644.0919 | 0 | 0 | 0 | 0 | 0 | 0 | 0 | 0 | 0 | 0 | 0 | 0 | 0 | 0 | 0 | 0 | 0 | 0 | 0 | 0 | 0 | 0 | 0 | 0 | 0 | 0 | 0 | 0 | 0 | 0 | 0 | 0 | 0 | 0 | 0 | 0 | 0 | 0 | 0 | 0 | 0 | 0 | 0 | 0 | 0 | 0 | 0 | 0 | 0 | 0 | 0 | 0 | 0 | 0 | 0 | 0 | 0 | 0 | 0 | 0 | 0 | 0 | 0 | 0 | 0 | 0 | 0 | 0 | 0 | 0.01296% | 0 | 0 | 0 | 0 | 0 | 0 | 0 | 0 | 0 | 0 | 0 | 0 | 0 | 0 | 0 | 0 | 0 | 0 | 0 | 0 | 0 | 0 | 0 | 0
| Industrial_tool_Gas | M_Input | 2000-2018 Industrial Assessment Center | 2020 | Retro | 2022 | 2041 | PSE | Industrial | Food - Frozen | Gas | Per Region | NA | NA | Food - Frozen Install Or Repair Insulation On Condensate Lines And Optimize Condensate | Food - Frozen Install Or Repair Insulation On Condensate Lines And Optimize Condensate | 0 | 10 | 829.5753 | 0 | I-All-Other-Shift3-All-All-S | 0 | 0 | 0 | 0 | 0 | 0 | 0 | 2566.279 | I-All-Other-Shift3-All-All-S | 0 | 0 | 0 | Comm Flat | Install Or Repair Insulation On Condensate Lines And Optimize Condensate | Install Or Repair Insulation On Condensate Lines And Optimize Condensate | IndShift3 | 0.01266% | 0% | 100% | 1 | 1 | 100% | 10% | 85% | 6.8% | 0.2% | 18952.422 | 132.2158 | 1908.4638 | 0 | 1259.2535 | 0 | 0 | 0 | -615.5111 |  | 0 | -0.022289 | 0 | 01. ($9,999.000) to $0.028 | N/A | -0.022289 | 01. ($9,999.00) to $0.22 | N/A | 0 | 0 | 0 | 0 | 0 | 0 | 0 | 0 | 0 | 0 | 0 | 0 | 0 | 0 | 0 | 0 | 0 | 0 | 0 | 0 | 0 | 0 | 0 | 0 | 0 | 0 | 0 | 0 | 0 | 0 | 0 | 0 | 0 | 0 | 0 | 0 | 0 | 0 | 0 | 0 | 0 | 0 | 0 | 0 | 0 | 0 | 0 | 0 | 0 | 0 | 0 | 0 | 0 | 0 | 0 | 0 | 0 | 0 | 0 | 0 | 0 | 0 | 0 | 0 | 0 | 0 | 0 | 0 | 0 | 0 | 0 | 0 | 0 | 0.085 | 0.085 | 0.085 | 0.085 | 0.085 | 0.085 | 0.085 | 0.085 | 0.085 | 0.085 | 0 | 0 | 0 | 0 | 0 | 0 | 0 | 0 | 0 | 0 | 218.1337 | 216.7829 | 215.0462 | 213.5654 | 211.9065 | 210.2559 | 208.4459 | 206.9962 | 205.3758 | 203.7482 | 0 | 0 | 0 | 0 | 0 | 0 | 0 | 0 | 0 | 0 | 2110.2567 | 218.1337 | 434.9166 | 649.9628 | 863.5282 | 1075.4347 | 1285.6906 | 1494.1365 | 1701.1327 | 1906.5085 | 2110.2567 | 2110.2567 | 2110.2567 | 2110.2567 | 2110.2567 | 2110.2567 | 2110.2567 | 2110.2567 | 2110.2567 | 2110.2567 | 2110.2567 | 0 | 0 | 0 | 0 | 0 | 0 | 0 | 0 | 0 | 0 | 0 | 0 | 0 | 0 | 0 | 0 | 0 | 0 | 0 | 0 | 0 | 0 | 0 | 0 | 0 | 0 | 0 | 0 | 0 | 0 | 0 | 0 | 0 | 0 | 0 | 0 | 0 | 0 | 0 | 0 | 0 | 0 | 0 | 0 | 0 | 0 | 0 | 0 | 0 | 0 | 0 | 0 | 0 | 0 | 0 | 0 | 0 | 0 | 0 | 0 | 0 | 0 | 0 | 0 | 0 | 0 | 0 | 0 | 0 | 0.01296% | 0 | 0 | 0 | 0 | 0 | 0 | 0 | 0 | 0 | 0 | 0 | 0 | 0 | 0 | 0 | 0 | 0 | 0 | 0 | 0 | 0 | 0 | 0 | 0
| Industrial_tool_Gas | M_Input | 2000-2018 Industrial Assessment Center | 2020 | Retro | 2022 | 2041 | PSE | Industrial | Food - Frozen | Gas | Per Region | NA | NA | Food - Frozen Insulate Steam, Hot Water Lines Or Feedwater Tank | Food - Frozen Insulate Steam, Hot Water Lines Or Feedwater Tank | 0 | 15 | 86.9334 | 0 | I-All-Other-Shift3-All-All-S | 0 | 0 | 0 | 0 | 0 | 0 | 0 | 191.9569 | I-All-Other-Shift3-All-All-S | 0 | 0 | 0 | Comm Flat | Insulate Steam, Hot Water Lines Or Feedwater Tank | Insulate Steam, Hot Water Lines Or Feedwater Tank | IndShift3 | 0.01266% | 0% | 100% | 1 | 1 | 100% | 6.667% | 85% | 6.8% | 0.2% | 2036.7811 | 9.8897 | 204.6671 | 0 | 102.4001 | 0 | 0 | 0 | -94.77 |  | 0 | -0.04588 | 0 | 01. ($9,999.000) to $0.028 | N/A | -0.04588 | 01. ($9,999.00) to $0.22 | N/A | 0 | 0 | 0 | 0 | 0 | 0 | 0 | 0 | 0 | 0 | 0 | 0 | 0 | 0 | 0 | 0 | 0 | 0 | 0 | 0 | 0 | 0 | 0 | 0 | 0 | 0 | 0 | 0 | 0 | 0 | 0 | 0 | 0 | 0 | 0 | 0 | 0 | 0 | 0 | 0 | 0 | 0 | 0 | 0 | 0 | 0 | 0 | 0 | 0 | 0 | 0 | 0 | 0 | 0 | 0 | 0 | 0 | 0 | 0 | 0 | 0 | 0 | 0 | 0 | 0 | 0 | 0 | 0 | 0 | 0 | 0 | 0 | 0 | 0.085 | 0.085 | 0.085 | 0.085 | 0.085 | 0.085 | 0.085 | 0.085 | 0.085 | 0.085 | 0 | 0 | 0 | 0 | 0 | 0 | 0 | 0 | 0 | 0 | 16.3163 | 16.2153 | 16.0854 | 15.9746 | 15.8505 | 15.7271 | 15.5917 | 15.4833 | 15.3621 | 15.2403 | 0 | 0 | 0 | 0 | 0 | 0 | 0 | 0 | 0 | 0 | 157.8466 | 16.3163 | 32.5316 | 48.617 | 64.5917 | 80.4422 | 96.1693 | 111.761 | 127.2442 | 142.6063 | 157.8466 | 157.8466 | 157.8466 | 157.8466 | 157.8466 | 157.8466 | 157.8466 | 157.8466 | 157.8466 | 157.8466 | 157.8466 | 0 | 0 | 0 | 0 | 0 | 0 | 0 | 0 | 0 | 0 | 0 | 0 | 0 | 0 | 0 | 0 | 0 | 0 | 0 | 0 | 0 | 0 | 0 | 0 | 0 | 0 | 0 | 0 | 0 | 0 | 0 | 0 | 0 | 0 | 0 | 0 | 0 | 0 | 0 | 0 | 0 | 0 | 0 | 0 | 0 | 0 | 0 | 0 | 0 | 0 | 0 | 0 | 0 | 0 | 0 | 0 | 0 | 0 | 0 | 0 | 0 | 0 | 0 | 0 | 0 | 0 | 0 | 0 | 0 | 0.01296% | 0 | 0 | 0 | 0 | 0 | 0 | 0 | 0 | 0 | 0 | 0 | 0 | 0 | 0 | 0 | 0 | 0 | 0 | 0 | 0 | 0 | 0 | 0 | 0
| Industrial_tool_Gas | M_Input | 2000-2018 Industrial Assessment Center | 2020 | Retro | 2022 | 2041 | PSE | Industrial | Food - Frozen | Gas | Per Region | NA | NA | Food - Frozen Minimize Boiler Blowdown | Food - Frozen Minimize Boiler Blowdown | 0 | 5 | 113.5383 | 0 | I-All-Other-Shift3-All-All-S | 0 | 0 | 0 | 0 | 0 | 0 | 0 | 144.6235 | I-All-Other-Shift3-All-All-S | 0 | 0 | 0 | Comm Flat | Minimize Boiler Blowdown | Minimize Boiler Blowdown | IndShift3 | 0.01266% | 0% | 100% | 1 | 1 | 100% | 20% | 85% | 6.8% | 0.2% | 555.7065 | 7.4511 | 56.3158 | 0 | 296.3801 | 0 | 0 | 0 | 255.3209 |  | 0 | 0.16406 | 0 | 01. ($9,999.000) to $0.028 | N/A | 0.16406 | 01. ($9,999.00) to $0.22 | N/A | 0 | 0 | 0 | 0 | 0 | 0 | 0 | 0 | 0 | 0 | 0 | 0 | 0 | 0 | 0 | 0 | 0 | 0 | 0 | 0 | 0 | 0 | 0 | 0 | 0 | 0 | 0 | 0 | 0 | 0 | 0 | 0 | 0 | 0 | 0 | 0 | 0 | 0 | 0 | 0 | 0 | 0 | 0 | 0 | 0 | 0 | 0 | 0 | 0 | 0 | 0 | 0 | 0 | 0 | 0 | 0 | 0 | 0 | 0 | 0 | 0 | 0 | 0 | 0 | 0 | 0 | 0 | 0 | 0 | 0 | 0 | 0 | 0 | 0.085 | 0.085 | 0.085 | 0.085 | 0.085 | 0.085 | 0.085 | 0.085 | 0.085 | 0.085 | 0 | 0 | 0 | 0 | 0 | 0 | 0 | 0 | 0 | 0 | 12.293 | 12.2169 | 12.119 | 12.0355 | 11.9421 | 11.849 | 11.747 | 11.6653 | 11.574 | 11.4823 | 0 | 0 | 0 | 0 | 0 | 0 | 0 | 0 | 0 | 0 | 118.9242 | 12.293 | 24.5099 | 36.6289 | 48.6644 | 60.6065 | 72.4555 | 84.2025 | 95.8679 | 107.4419 | 118.9242 | 118.9242 | 118.9242 | 118.9242 | 118.9242 | 118.9242 | 118.9242 | 118.9242 | 118.9242 | 118.9242 | 118.9242 | 0 | 0 | 0 | 0 | 0 | 0 | 0 | 0 | 0 | 0 | 0 | 0 | 0 | 0 | 0 | 0 | 0 | 0 | 0 | 0 | 0 | 0 | 0 | 0 | 0 | 0 | 0 | 0 | 0 | 0 | 0 | 0 | 0 | 0 | 0 | 0 | 0 | 0 | 0 | 0 | 0 | 0 | 0 | 0 | 0 | 0 | 0 | 0 | 0 | 21.7023 | 21.5679 | 21.3951 | 21.2478 | 21.0827 | 20.9185 | 20.7384 | 20.5942 | 20.433 | 20.271 | 0 | 0 | 0 | 0 | 0 | 0 | 0 | 0 | 0 | 0 | 0.01296% | 0 | 0 | 0 | 0 | 0 | 0 | 0 | 0 | 0 | 0 | 0 | 0 | 0 | 0 | 0 | 0 | 0 | 0 | 0 | 0 | 0 | 0 | 0 | 0
| Industrial_tool_Gas | M_Input | 2000-2018 Industrial Assessment Center | 2020 | Retro | 2022 | 2041 | PSE | Industrial | Food - Frozen | Gas | Per Region | NA | NA | Food - Frozen Optimize Heating System To Improve Burner Efficiency, Reduce Energy Requirements And Heat Treatment Process | Food - Frozen Optimize Heating System To Improve Burner Efficiency, Reduce Energy Requirements And Heat Treatment Process | 0 | 20 | 1107.5411 | 0 | I-All-Other-Shift3-All-All-S | 0 | 0 | 0 | 0 | 0 | 0 | 0 | 1670.3772 | I-All-Other-Shift3-All-All-S | 0 | 0 | 0 | Comm Flat | Optimize Heating System To Improve Burner Efficiency, Reduce Energy Requirements And Heat Treatment Process | Optimize Heating System To Improve Burner Efficiency, Reduce Energy Requirements And Heat Treatment Process | IndShift3 | 0.01266% | 0% | 100% | 1 | 1 | 100% | 5% | 85% | 6.8% | 0.2% | 22880.1905 | 86.0586 | 2296.6249 | 0 | 1107.5411 | 0 | 0 | 0 | -1053.6341 |  | 0 | -0.058618 | 0 | 01. ($9,999.000) to $0.028 | N/A | -0.058618 | 01. ($9,999.00) to $0.22 | N/A | 0 | 0 | 0 | 0 | 0 | 0 | 0 | 0 | 0 | 0 | 0 | 0 | 0 | 0 | 0 | 0 | 0 | 0 | 0 | 0 | 0 | 0 | 0 | 0 | 0 | 0 | 0 | 0 | 0 | 0 | 0 | 0 | 0 | 0 | 0 | 0 | 0 | 0 | 0 | 0 | 0 | 0 | 0 | 0 | 0 | 0 | 0 | 0 | 0 | 0 | 0 | 0 | 0 | 0 | 0 | 0 | 0 | 0 | 0 | 0 | 0 | 0 | 0 | 0 | 0 | 0 | 0 | 0 | 0 | 0 | 0 | 0 | 0 | 0.085 | 0.085 | 0.085 | 0.085 | 0.085 | 0.085 | 0.085 | 0.085 | 0.085 | 0.085 | 0 | 0 | 0 | 0 | 0 | 0 | 0 | 0 | 0 | 0 | 141.9821 | 141.1028 | 139.9724 | 139.0086 | 137.9288 | 136.8544 | 135.6763 | 134.7327 | 133.678 | 132.6186 | 0 | 0 | 0 | 0 | 0 | 0 | 0 | 0 | 0 | 0 | 1373.5547 | 141.9821 | 283.0849 | 423.0573 | 562.0658 | 699.9947 | 836.8491 | 972.5254 | 1107.2581 | 1240.9361 | 1373.5547 | 1373.5547 | 1373.5547 | 1373.5547 | 1373.5547 | 1373.5547 | 1373.5547 | 1373.5547 | 1373.5547 | 1373.5547 | 1373.5547 | 0 | 0 | 0 | 0 | 0 | 0 | 0 | 0 | 0 | 0 | 0 | 0 | 0 | 0 | 0 | 0 | 0 | 0 | 0 | 0 | 0 | 0 | 0 | 0 | 0 | 0 | 0 | 0 | 0 | 0 | 0 | 0 | 0 | 0 | 0 | 0 | 0 | 0 | 0 | 0 | 0 | 0 | 0 | 0 | 0 | 0 | 0 | 0 | 0 | 0 | 0 | 0 | 0 | 0 | 0 | 0 | 0 | 0 | 0 | 0 | 0 | 0 | 0 | 0 | 0 | 0 | 0 | 0 | 0 | 0.01296% | 0 | 0 | 0 | 0 | 0 | 0 | 0 | 0 | 0 | 0 | 0 | 0 | 0 | 0 | 0 | 0 | 0 | 0 | 0 | 0 | 0 | 0 | 0 | 0
| Industrial_tool_Gas | M_Input | 2000-2018 Industrial Assessment Center | 2020 | Retro | 2022 | 2041 | PSE | Industrial | Food - Frozen | Gas | Per Region | NA | NA | Food - Frozen Repair And Eliminate Steam Leaks | Food - Frozen Repair And Eliminate Steam Leaks | 0 | 6 | 194.3331 | 0 | I-All-Other-Shift3-All-All-S | 0 | 0 | 0 | 0 | 0 | 0 | 0 | 1234.9886 | I-All-Other-Shift3-All-All-S | 0 | 0 | 0 | Comm Flat | Repair And Eliminate Steam Leaks | Repair And Eliminate Steam Leaks | IndShift3 | 0.01266% | 0% | 100% | 1 | 1 | 100% | 16.67% | 85% | 6.8% | 0.2% | 5655.3751 | 63.6271 | 571.9002 | 0 | 437.5405 | 0 | 0 | 0 | -159.1203 |  | 0 | -0.011974 | 0 | 01. ($9,999.000) to $0.028 | N/A | -0.011974 | 01. ($9,999.00) to $0.22 | N/A | 0 | 0 | 0 | 0 | 0 | 0 | 0 | 0 | 0 | 0 | 0 | 0 | 0 | 0 | 0 | 0 | 0 | 0 | 0 | 0 | 0 | 0 | 0 | 0 | 0 | 0 | 0 | 0 | 0 | 0 | 0 | 0 | 0 | 0 | 0 | 0 | 0 | 0 | 0 | 0 | 0 | 0 | 0 | 0 | 0 | 0 | 0 | 0 | 0 | 0 | 0 | 0 | 0 | 0 | 0 | 0 | 0 | 0 | 0 | 0 | 0 | 0 | 0 | 0 | 0 | 0 | 0 | 0 | 0 | 0 | 0 | 0 | 0 | 0.085 | 0.085 | 0.085 | 0.085 | 0.085 | 0.085 | 0.085 | 0.085 | 0.085 | 0.085 | 0 | 0 | 0 | 0 | 0 | 0 | 0 | 0 | 0 | 0 | 104.974 | 104.324 | 103.4882 | 102.7756 | 101.9773 | 101.1829 | 100.3119 | 99.6142 | 98.8345 | 98.0512 | 0 | 0 | 0 | 0 | 0 | 0 | 0 | 0 | 0 | 0 | 1015.5337 | 104.974 | 209.298 | 312.7862 | 415.5618 | 517.539 | 618.722 | 719.0339 | 818.6481 | 917.4826 | 1015.5337 | 1015.5337 | 1015.5337 | 1015.5337 | 1015.5337 | 1015.5337 | 1015.5337 | 1015.5337 | 1015.5337 | 1015.5337 | 1015.5337 | 0 | 0 | 0 | 0 | 0 | 0 | 0 | 0 | 0 | 0 | 0 | 0 | 0 | 0 | 0 | 0 | 0 | 0 | 0 | 0 | 0 | 0 | 0 | 0 | 0 | 0 | 0 | 0 | 0 | 0 | 0 | 0 | 0 | 0 | 0 | 0 | 0 | 0 | 0 | 0 | 0 | 0 | 0 | 0 | 0 | 0 | 0 | 0 | 0 | 0 | 0 | 0 | 0 | 0 | 0 | 0 | 0 | 0 | 0 | 0 | 0 | 0 | 0 | 0 | 0 | 0 | 0 | 0 | 0 | 0.01296% | 0 | 0 | 0 | 0 | 0 | 0 | 0 | 0 | 0 | 0 | 0 | 0 | 0 | 0 | 0 | 0 | 0 | 0 | 0 | 0 | 0 | 0 | 0 | 0
| Industrial_tool_Gas | M_Input | 2000-2018 Industrial Assessment Center | 2020 | Retro | 2022 | 2041 | PSE | Industrial | Food - Frozen | Gas | Per Region | NA | NA | Food - Frozen Replace Steam Traps | Food - Frozen Replace Steam Traps | 0 | 6 | 160.8056 | 0 | I-All-Other-Shift3-All-All-S | 0 | 0 | 0 | 0 | 0 | 0 | 0 | 1364.9888 | I-All-Other-Shift3-All-All-S | 0 | 0 | 0 | Comm Flat | Replace Steam Traps | Replace Steam Traps | IndShift3 | 0.01266% | 0% | 100% | 1 | 1 | 100% | 16.67% | 85% | 6.8% | 0.2% | 6250.6842 | 70.3248 | 632.1009 | 0 | 362.0534 | 0 | 0 | 0 | -308.2112 |  | 0 | -0.020984 | 0 | 01. ($9,999.000) to $0.028 | N/A | -0.020984 | 01. ($9,999.00) to $0.22 | N/A | 0 | 0 | 0 | 0 | 0 | 0 | 0 | 0 | 0 | 0 | 0 | 0 | 0 | 0 | 0 | 0 | 0 | 0 | 0 | 0 | 0 | 0 | 0 | 0 | 0 | 0 | 0 | 0 | 0 | 0 | 0 | 0 | 0 | 0 | 0 | 0 | 0 | 0 | 0 | 0 | 0 | 0 | 0 | 0 | 0 | 0 | 0 | 0 | 0 | 0 | 0 | 0 | 0 | 0 | 0 | 0 | 0 | 0 | 0 | 0 | 0 | 0 | 0 | 0 | 0 | 0 | 0 | 0 | 0 | 0 | 0 | 0 | 0 | 0.085 | 0.085 | 0.085 | 0.085 | 0.085 | 0.085 | 0.085 | 0.085 | 0.085 | 0.085 | 0 | 0 | 0 | 0 | 0 | 0 | 0 | 0 | 0 | 0 | 116.024 | 115.3055 | 114.3818 | 113.5942 | 112.7118 | 111.8339 | 110.8711 | 110.1001 | 109.2382 | 108.3725 | 0 | 0 | 0 | 0 | 0 | 0 | 0 | 0 | 0 | 0 | 1122.4332 | 116.024 | 231.3296 | 345.7114 | 459.3056 | 572.0174 | 683.8513 | 794.7224 | 904.8225 | 1014.0607 | 1122.4332 | 1122.4332 | 1122.4332 | 1122.4332 | 1122.4332 | 1122.4332 | 1122.4332 | 1122.4332 | 1122.4332 | 1122.4332 | 1122.4332 | 0 | 0 | 0 | 0 | 0 | 0 | 0 | 0 | 0 | 0 | 0 | 0 | 0 | 0 | 0 | 0 | 0 | 0 | 0 | 0 | 0 | 0 | 0 | 0 | 0 | 0 | 0 | 0 | 0 | 0 | 0 | 0 | 0 | 0 | 0 | 0 | 0 | 0 | 0 | 0 | 0 | 0 | 0 | 0 | 0 | 0 | 0 | 0 | 0 | 0 | 0 | 0 | 0 | 0 | 0 | 0 | 0 | 0 | 0 | 0 | 0 | 0 | 0 | 0 | 0 | 0 | 0 | 0 | 0 | 0.01296% | 0 | 0 | 0 | 0 | 0 | 0 | 0 | 0 | 0 | 0 | 0 | 0 | 0 | 0 | 0 | 0 | 0 | 0 | 0 | 0 | 0 | 0 | 0 | 0
| Industrial_tool_Gas | M_Input | 2000-2018 Industrial Assessment Center | 2020 | Retro | 2022 | 2041 | PSE | Industrial | Food - Frozen | Gas | Per Region | NA | NA | Food - Frozen Other Plant Operations Improvements To Reduce Energy Requirements | Food - Frozen Other Plant Operations Improvements To Reduce Energy Requirements | 0 | 10 | 0 | 0 | I-All-Other-Shift3-All-All-S | 0 | 0 | 0 | 0 | 0 | 0 | 0 | 0 | I-All-Other-Shift3-All-All-S | 0 | 0 | 0 | Comm Flat | Other Plant Operations Improvements To Reduce Energy Requirements | Other Plant Operations Improvements To Reduce Energy Requirements | IndShift3 | 0.01266% | 0% | 100% | 1 | 1 | 100% | 10% | 85% | 6.8% | 0.2% | 0 | 0 | 0 | 0 | 0 | 0 | 0 | 0 | 0 |  | 0 | 0 | 0 | 01. ($9,999.000) to $0.028 | N/A | 0 | 01. ($9,999.00) to $0.22 | N/A | 0 | 0 | 0 | 0 | 0 | 0 | 0 | 0 | 0 | 0 | 0 | 0 | 0 | 0 | 0 | 0 | 0 | 0 | 0 | 0 | 0 | 0 | 0 | 0 | 0 | 0 | 0 | 0 | 0 | 0 | 0 | 0 | 0 | 0 | 0 | 0 | 0 | 0 | 0 | 0 | 0 | 0 | 0 | 0 | 0 | 0 | 0 | 0 | 0 | 0 | 0 | 0 | 0 | 0 | 0 | 0 | 0 | 0 | 0 | 0 | 0 | 0 | 0 | 0 | 0 | 0 | 0 | 0 | 0 | 0 | 0 | 0 | 0 | 0.085 | 0.085 | 0.085 | 0.085 | 0.085 | 0.085 | 0.085 | 0.085 | 0.085 | 0.085 | 0 | 0 | 0 | 0 | 0 | 0 | 0 | 0 | 0 | 0 | 0 | 0 | 0 | 0 | 0 | 0 | 0 | 0 | 0 | 0 | 0 | 0 | 0 | 0 | 0 | 0 | 0 | 0 | 0 | 0 | 0 | 0 | 0 | 0 | 0 | 0 | 0 | 0 | 0 | 0 | 0 | 0 | 0 | 0 | 0 | 0 | 0 | 0 | 0 | 0 | 0 | 0 | 0 | 0 | 0 | 0 | 0 | 0 | 0 | 0 | 0 | 0 | 0 | 0 | 0 | 0 | 0 | 0 | 0 | 0 | 0 | 0 | 0 | 0 | 0 | 0 | 0 | 0 | 0 | 0 | 0 | 0 | 0 | 0 | 0 | 0 | 0 | 0 | 0 | 0 | 0 | 0 | 0 | 0 | 0 | 0 | 0 | 0 | 0 | 0 | 0 | 0 | 0 | 0 | 0 | 0 | 0 | 0 | 0 | 0 | 0 | 0 | 0 | 0 | 0 | 0 | 0 | 0 | 0 | 0 | 0.01296% | 0 | 0 | 0 | 0 | 0 | 0 | 0 | 0 | 0 | 0 | 0 | 0 | 0 | 0 | 0 | 0 | 0 | 0 | 0 | 0 | 0 | 0 | 0 | 0
| Industrial_tool_Gas | M_Input | 2000-2018 Industrial Assessment Center | 2020 | Retro | 2022 | 2041 | PSE | Industrial | Food - Frozen | Gas | Per Region | NA | NA | Food - Frozen Heat Recovery And Waste Heat For Process | Food - Frozen Heat Recovery And Waste Heat For Process | 0 | 14 | 755.3489 | 0 | I-All-Other-Shift3-All-All-S | 0 | 0 | 0 | 0 | 0 | 0 | 0 | 904.609 | I-All-Other-Shift3-All-All-S | 0 | 0 | 0 | Comm Flat | Heat Recovery And Waste Heat For Process | Heat Recovery And Waste Heat For Process | IndShift3 | 0.01266% | 0% | 100% | 1 | 1 | 100% | 7.143% | 85% | 6.8% | 0.2% | 9024.5059 | 46.6058 | 907.1112 | 0 | 929.37 | 0 | 0 | 0 | 126.7228 |  | 0 | 0.013018 | 0 | 01. ($9,999.000) to $0.028 | N/A | 0.013018 | 01. ($9,999.00) to $0.22 | N/A | 0 | 0 | 0 | 0 | 0 | 0 | 0 | 0 | 0 | 0 | 0 | 0 | 0 | 0 | 0 | 0 | 0 | 0 | 0 | 0 | 0 | 0 | 0 | 0 | 0 | 0 | 0 | 0 | 0 | 0 | 0 | 0 | 0 | 0 | 0 | 0 | 0 | 0 | 0 | 0 | 0 | 0 | 0 | 0 | 0 | 0 | 0 | 0 | 0 | 0 | 0 | 0 | 0 | 0 | 0 | 0 | 0 | 0 | 0 | 0 | 0 | 0 | 0 | 0 | 0 | 0 | 0 | 0 | 0 | 0 | 0 | 0 | 0 | 0.085 | 0.085 | 0.085 | 0.085 | 0.085 | 0.085 | 0.085 | 0.085 | 0.085 | 0.085 | 0 | 0 | 0 | 0 | 0 | 0 | 0 | 0 | 0 | 0 | 76.8918 | 76.4156 | 75.8034 | 75.2814 | 74.6967 | 74.1149 | 73.4768 | 72.9658 | 72.3946 | 71.8209 | 0 | 0 | 0 | 0 | 0 | 0 | 0 | 0 | 0 | 0 | 743.8619 | 76.8918 | 153.3074 | 229.1108 | 304.3922 | 379.0889 | 453.2038 | 526.6806 | 599.6464 | 672.041 | 743.8619 | 743.8619 | 743.8619 | 743.8619 | 743.8619 | 743.8619 | 743.8619 | 743.8619 | 743.8619 | 743.8619 | 743.8619 | 0 | 0 | 0 | 0 | 0 | 0 | 0 | 0 | 0 | 0 | 0 | 0 | 0 | 0 | 0 | 0 | 0 | 0 | 0 | 0 | 0 | 0 | 0 | 0 | 0 | 0 | 0 | 0 | 0 | 0 | 0 | 0 | 0 | 0 | 0 | 0 | 0 | 0 | 0 | 0 | 0 | 0 | 0 | 0 | 0 | 0 | 0 | 0 | 0 | 10.7714 | 10.7047 | 10.619 | 10.5459 | 10.4639 | 10.3824 | 10.293 | 10.2215 | 10.1415 | 10.0611 | 0 | 0 | 0 | 0 | 0 | 0 | 0 | 0 | 0 | 0 | 0.01296% | 0 | 0 | 0 | 0 | 0 | 0 | 0 | 0 | 0 | 0 | 0 | 0 | 0 | 0 | 0 | 0 | 0 | 0 | 0 | 0 | 0 | 0 | 0 | 0
| Industrial_tool_Gas | M_Input | 2000-2018 Industrial Assessment Center | 2020 | Retro | 2022 | 2041 | PSE | Industrial | Food - Frozen | Gas | Per Region | NA | NA | Food - Frozen Process Improvements To Reduce Energy Requirements | Food - Frozen Process Improvements To Reduce Energy Requirements | 0 | 15 | 1844.9949 | 0 | I-All-Other-Shift3-All-All-S | 0 | 0 | 0 | 0 | 0 | 0 | 0 | 2094.0268 | I-All-Other-Shift3-All-All-S | 0 | 0 | 0 | Comm Flat | Process Improvements To Reduce Energy Requirements | Process Improvements To Reduce Energy Requirements | IndShift3 | 0.01266% | 0% | 100% | 1 | 1 | 100% | 6.667% | 85% | 6.8% | 0.2% | 22218.9125 | 107.8852 | 2232.6798 | 0 | 2173.2474 | 0 | 0 | 0 | 201.6814 |  | 0 | 0.0089504 | 0 | 01. ($9,999.000) to $0.028 | N/A | 0.0089504 | 01. ($9,999.00) to $0.22 | N/A | 0 | 0 | 0 | 0 | 0 | 0 | 0 | 0 | 0 | 0 | 0 | 0 | 0 | 0 | 0 | 0 | 0 | 0 | 0 | 0 | 0 | 0 | 0 | 0 | 0 | 0 | 0 | 0 | 0 | 0 | 0 | 0 | 0 | 0 | 0 | 0 | 0 | 0 | 0 | 0 | 0 | 0 | 0 | 0 | 0 | 0 | 0 | 0 | 0 | 0 | 0 | 0 | 0 | 0 | 0 | 0 | 0 | 0 | 0 | 0 | 0 | 0 | 0 | 0 | 0 | 0 | 0 | 0 | 0 | 0 | 0 | 0 | 0 | 0.085 | 0.085 | 0.085 | 0.085 | 0.085 | 0.085 | 0.085 | 0.085 | 0.085 | 0.085 | 0 | 0 | 0 | 0 | 0 | 0 | 0 | 0 | 0 | 0 | 177.9923 | 176.89 | 175.4729 | 174.2646 | 172.911 | 171.5642 | 170.0872 | 168.9043 | 167.5821 | 166.254 | 0 | 0 | 0 | 0 | 0 | 0 | 0 | 0 | 0 | 0 | 1721.9226 | 177.9923 | 354.8823 | 530.3552 | 704.6198 | 877.5309 | 1049.095 | 1219.1822 | 1388.0865 | 1555.6687 | 1721.9226 | 1721.9226 | 1721.9226 | 1721.9226 | 1721.9226 | 1721.9226 | 1721.9226 | 1721.9226 | 1721.9226 | 1721.9226 | 1721.9226 | 0 | 0 | 0 | 0 | 0 | 0 | 0 | 0 | 0 | 0 | 0 | 0 | 0 | 0 | 0 | 0 | 0 | 0 | 0 | 0 | 0 | 0 | 0 | 0 | 0 | 0 | 0 | 0 | 0 | 0 | 0 | 0 | 0 | 0 | 0 | 0 | 0 | 0 | 0 | 0 | 0 | 0 | 0 | 0 | 0 | 0 | 0 | 0 | 0 | 17.1429 | 17.0368 | 16.9003 | 16.7839 | 16.6535 | 16.5238 | 16.3816 | 16.2676 | 16.1403 | 16.0124 | 0 | 0 | 0 | 0 | 0 | 0 | 0 | 0 | 0 | 0 | 0.01296% | 0 | 0 | 0 | 0 | 0 | 0 | 0 | 0 | 0 | 0 | 0 | 0 | 0 | 0 | 0 | 0 | 0 | 0 | 0 | 0 | 0 | 0 | 0 | 0
| Industrial_tool_Gas | M_Input | 2000-2018 Industrial Assessment Center | 2020 | Retro | 2022 | 2041 | PSE | Industrial | Food - Frozen | Gas | Per Region | NA | NA | Food - Frozen Thermal Systems Add Insulation To Equipment | Food - Frozen Thermal Systems Add Insulation To Equipment | 0 | 10 | 135.0273 | 0 | I-All-Other-Shift3-All-All-S | 0 | 0 | 0 | 0 | 0 | 0 | 0 | 288.2396 | I-All-Other-Shift3-All-All-S | 0 | 0 | 0 | Comm Flat | Thermal Systems Add Insulation To Equipment | Thermal Systems Add Insulation To Equipment | IndShift3 | 0.01266% | 0% | 100% | 1 | 1 | 100% | 10% | 85% | 6.8% | 0.2% | 2128.7003 | 14.8502 | 214.3551 | 0 | 204.9647 | 0 | 0 | 0 | 2.7649 |  | 0 | 0.00089142 | 0 | 01. ($9,999.000) to $0.028 | N/A | 0.00089142 | 01. ($9,999.00) to $0.22 | N/A | 0 | 0 | 0 | 0 | 0 | 0 | 0 | 0 | 0 | 0 | 0 | 0 | 0 | 0 | 0 | 0 | 0 | 0 | 0 | 0 | 0 | 0 | 0 | 0 | 0 | 0 | 0 | 0 | 0 | 0 | 0 | 0 | 0 | 0 | 0 | 0 | 0 | 0 | 0 | 0 | 0 | 0 | 0 | 0 | 0 | 0 | 0 | 0 | 0 | 0 | 0 | 0 | 0 | 0 | 0 | 0 | 0 | 0 | 0 | 0 | 0 | 0 | 0 | 0 | 0 | 0 | 0 | 0 | 0 | 0 | 0 | 0 | 0 | 0.085 | 0.085 | 0.085 | 0.085 | 0.085 | 0.085 | 0.085 | 0.085 | 0.085 | 0.085 | 0 | 0 | 0 | 0 | 0 | 0 | 0 | 0 | 0 | 0 | 24.5004 | 24.3486 | 24.1536 | 23.9873 | 23.8009 | 23.6155 | 23.4122 | 23.2494 | 23.0674 | 22.8846 | 0 | 0 | 0 | 0 | 0 | 0 | 0 | 0 | 0 | 0 | 237.02 | 24.5004 | 48.849 | 73.0026 | 96.9899 | 120.7908 | 144.4063 | 167.8186 | 191.068 | 214.1354 | 237.02 | 237.02 | 237.02 | 237.02 | 237.02 | 237.02 | 237.02 | 237.02 | 237.02 | 237.02 | 237.02 | 0 | 0 | 0 | 0 | 0 | 0 | 0 | 0 | 0 | 0 | 0 | 0 | 0 | 0 | 0 | 0 | 0 | 0 | 0 | 0 | 0 | 0 | 0 | 0 | 0 | 0 | 0 | 0 | 0 | 0 | 0 | 0 | 0 | 0 | 0 | 0 | 0 | 0 | 0 | 0 | 0 | 0 | 0 | 0 | 0 | 0 | 0 | 0 | 0 | 0.23501 | 0.23356 | 0.23169 | 0.23009 | 0.2283 | 0.22653 | 0.22458 | 0.22301 | 0.22127 | 0.21952 | 0 | 0 | 0 | 0 | 0 | 0 | 0 | 0 | 0 | 0 | 0.01296% | 0 | 0 | 0 | 0 | 0 | 0 | 0 | 0 | 0 | 0 | 0 | 0 | 0 | 0 | 0 | 0 | 0 | 0 | 0 | 0 | 0 | 0 | 0 | 0
| Industrial_tool_Gas | M_Input | 2000-2018 Industrial Assessment Center | 2020 | Retro | 2022 | 2041 | PSE | Industrial | Food - Frozen | Gas | Per Region | NA | NA | Food - Frozen Thermal Systems Reduce Infiltration; Isolate Hot Or Cold Equipment | Food - Frozen Thermal Systems Reduce Infiltration; Isolate Hot Or Cold Equipment | 0 | 10 | 388.1045 | 0 | I-All-Other-Shift3-All-All-S | 0 | 0 | 0 | 0 | 0 | 0 | 0 | 714.1268 | I-All-Other-Shift3-All-All-S | 0 | 0 | 0 | Comm Flat | Thermal Systems Reduce Infiltration; Isolate Hot Or Cold Equipment | Thermal Systems Reduce Infiltration; Isolate Hot Or Cold Equipment | IndShift3 | 0.01266% | 0% | 100% | 1 | 1 | 100% | 10% | 85% | 6.8% | 0.2% | 5273.9522 | 36.7921 | 531.0744 | 0 | 589.1231 | 0 | 0 | 0 | 98.8774 |  | 0 | 0.012867 | 0 | 01. ($9,999.000) to $0.028 | N/A | 0.012867 | 01. ($9,999.00) to $0.22 | N/A | 0 | 0 | 0 | 0 | 0 | 0 | 0 | 0 | 0 | 0 | 0 | 0 | 0 | 0 | 0 | 0 | 0 | 0 | 0 | 0 | 0 | 0 | 0 | 0 | 0 | 0 | 0 | 0 | 0 | 0 | 0 | 0 | 0 | 0 | 0 | 0 | 0 | 0 | 0 | 0 | 0 | 0 | 0 | 0 | 0 | 0 | 0 | 0 | 0 | 0 | 0 | 0 | 0 | 0 | 0 | 0 | 0 | 0 | 0 | 0 | 0 | 0 | 0 | 0 | 0 | 0 | 0 | 0 | 0 | 0 | 0 | 0 | 0 | 0.085 | 0.085 | 0.085 | 0.085 | 0.085 | 0.085 | 0.085 | 0.085 | 0.085 | 0.085 | 0 | 0 | 0 | 0 | 0 | 0 | 0 | 0 | 0 | 0 | 60.7008 | 60.3249 | 59.8416 | 59.4295 | 58.9679 | 58.5086 | 58.0049 | 57.6015 | 57.1506 | 56.6977 | 0 | 0 | 0 | 0 | 0 | 0 | 0 | 0 | 0 | 0 | 587.228 | 60.7008 | 121.0257 | 180.8673 | 240.2968 | 299.2647 | 357.7733 | 415.7782 | 473.3797 | 530.5303 | 587.228 | 587.228 | 587.228 | 587.228 | 587.228 | 587.228 | 587.228 | 587.228 | 587.228 | 587.228 | 587.228 | 0 | 0 | 0 | 0 | 0 | 0 | 0 | 0 | 0 | 0 | 0 | 0 | 0 | 0 | 0 | 0 | 0 | 0 | 0 | 0 | 0 | 0 | 0 | 0 | 0 | 0 | 0 | 0 | 0 | 0 | 0 | 0 | 0 | 0 | 0 | 0 | 0 | 0 | 0 | 0 | 0 | 0 | 0 | 0 | 0 | 0 | 0 | 0 | 0 | 8.4046 | 8.3525 | 8.2856 | 8.2286 | 8.1647 | 8.1011 | 8.0313 | 7.9755 | 7.913 | 7.8503 | 0 | 0 | 0 | 0 | 0 | 0 | 0 | 0 | 0 | 0 | 0.01296% | 0 | 0 | 0 | 0 | 0 | 0 | 0 | 0 | 0 | 0 | 0 | 0 | 0 | 0 | 0 | 0 | 0 | 0 | 0 | 0 | 0 | 0 | 0 | 0
| Industrial_tool_Gas | M_Input | 2000-2018 Industrial Assessment Center | 2020 | Retro | 2022 | 2041 | PSE | Industrial | Food - Frozen | Gas | Per Region | NA | NA | Food - Frozen Waste Heat From Hot Flue Gases To Preheat | Food - Frozen Waste Heat From Hot Flue Gases To Preheat | 0 | 14 | 842.9102 | 0 | I-All-Other-Shift3-All-All-S | 0 | 0 | 0 | 0 | 0 | 0 | 0 | 1040.7229 | I-All-Other-Shift3-All-All-S | 0 | 0 | 0 | Comm Flat | Waste Heat From Hot Flue Gases To Preheat | Waste Heat From Hot Flue Gases To Preheat | IndShift3 | 0.01266% | 0% | 100% | 1 | 1 | 100% | 7.143% | 85% | 6.8% | 0.2% | 10382.3965 | 53.6185 | 1043.6015 | 0 | 1037.1042 | 0 | 0 | 0 | 108.4663 |  | 0 | 0.0096854 | 0 | 01. ($9,999.000) to $0.028 | N/A | 0.0096854 | 01. ($9,999.00) to $0.22 | N/A | 0 | 0 | 0 | 0 | 0 | 0 | 0 | 0 | 0 | 0 | 0 | 0 | 0 | 0 | 0 | 0 | 0 | 0 | 0 | 0 | 0 | 0 | 0 | 0 | 0 | 0 | 0 | 0 | 0 | 0 | 0 | 0 | 0 | 0 | 0 | 0 | 0 | 0 | 0 | 0 | 0 | 0 | 0 | 0 | 0 | 0 | 0 | 0 | 0 | 0 | 0 | 0 | 0 | 0 | 0 | 0 | 0 | 0 | 0 | 0 | 0 | 0 | 0 | 0 | 0 | 0 | 0 | 0 | 0 | 0 | 0 | 0 | 0 | 0.085 | 0.085 | 0.085 | 0.085 | 0.085 | 0.085 | 0.085 | 0.085 | 0.085 | 0.085 | 0 | 0 | 0 | 0 | 0 | 0 | 0 | 0 | 0 | 0 | 88.4614 | 87.9136 | 87.2093 | 86.6088 | 85.9361 | 85.2667 | 84.5327 | 83.9448 | 83.2876 | 82.6276 | 0 | 0 | 0 | 0 | 0 | 0 | 0 | 0 | 0 | 0 | 855.7886 | 88.4614 | 176.3751 | 263.5844 | 350.1932 | 436.1293 | 521.396 | 605.9286 | 689.8734 | 773.161 | 855.7886 | 855.7886 | 855.7886 | 855.7886 | 855.7886 | 855.7886 | 855.7886 | 855.7886 | 855.7886 | 855.7886 | 855.7886 | 0 | 0 | 0 | 0 | 0 | 0 | 0 | 0 | 0 | 0 | 0 | 0 | 0 | 0 | 0 | 0 | 0 | 0 | 0 | 0 | 0 | 0 | 0 | 0 | 0 | 0 | 0 | 0 | 0 | 0 | 0 | 0 | 0 | 0 | 0 | 0 | 0 | 0 | 0 | 0 | 0 | 0 | 0 | 0 | 0 | 0 | 0 | 0 | 0 | 9.2196 | 9.1625 | 9.0891 | 9.0266 | 8.9564 | 8.8867 | 8.8102 | 8.7489 | 8.6804 | 8.6116 | 0 | 0 | 0 | 0 | 0 | 0 | 0 | 0 | 0 | 0 | 0.01296% | 0 | 0 | 0 | 0 | 0 | 0 | 0 | 0 | 0 | 0 | 0 | 0 | 0 | 0 | 0 | 0 | 0 | 0 | 0 | 0 | 0 | 0 | 0 | 0
| Industrial_tool_Gas | M_Input | 2000-2018 Industrial Assessment Center | 2020 | Retro | 2022 | 2041 | PSE | Industrial | Food - Frozen | Gas | Per Region | NA | NA | Food - Frozen Plant Operations - Equipment Scheduling Improvements | Food - Frozen Plant Operations - Equipment Scheduling Improvements | 0 | 10 | 583.7491 | 0 | I-All-Other-Shift3-All-All-S | 0 | 0 | 0 | 0 | 0 | 0 | 0 | 225.75 | I-All-Other-Shift3-All-All-S | 0 | 0 | 0 | Comm Flat | Plant Operations - Equipment Scheduling Improvements | Plant Operations - Equipment Scheduling Improvements | IndShift3 | 0.01266% | 0% | 100% | 1 | 1 | 100% | 10% | 85% | 6.8% | 0.2% | 1667.2032 | 11.6307 | 167.8834 | 0 | 886.1017 | 0 | 0 | 0 | 823.3374 |  | 0 | 0.33893 | 0 | 01. ($9,999.000) to $0.028 | N/A | 0.33893 | 03. $0.30 to $0.45 | N/A | 0 | 0 | 0 | 0 | 0 | 0 | 0 | 0 | 0 | 0 | 0 | 0 | 0 | 0 | 0 | 0 | 0 | 0 | 0 | 0 | 0 | 0 | 0 | 0 | 0 | 0 | 0 | 0 | 0 | 0 | 0 | 0 | 0 | 0 | 0 | 0 | 0 | 0 | 0 | 0 | 0 | 0 | 0 | 0 | 0 | 0 | 0 | 0 | 0 | 0 | 0 | 0 | 0 | 0 | 0 | 0 | 0 | 0 | 0 | 0 | 0 | 0 | 0 | 0 | 0 | 0 | 0 | 0 | 0 | 0 | 0 | 0 | 0 | 0.085 | 0.085 | 0.085 | 0.085 | 0.085 | 0.085 | 0.085 | 0.085 | 0.085 | 0.085 | 0 | 0 | 0 | 0 | 0 | 0 | 0 | 0 | 0 | 0 | 19.1887 | 19.0699 | 18.9171 | 18.7869 | 18.641 | 18.4958 | 18.3365 | 18.209 | 18.0665 | 17.9233 | 0 | 0 | 0 | 0 | 0 | 0 | 0 | 0 | 0 | 0 | 185.6347 | 19.1887 | 38.2587 | 57.1758 | 75.9627 | 94.6036 | 113.0994 | 131.4359 | 149.6449 | 167.7114 | 185.6347 | 185.6347 | 185.6347 | 185.6347 | 185.6347 | 185.6347 | 185.6347 | 185.6347 | 185.6347 | 185.6347 | 185.6347 | 0 | 0 | 0 | 0 | 0 | 0 | 0 | 0 | 0 | 0 | 0 | 0 | 0 | 0 | 0 | 0 | 0 | 0 | 0 | 0 | 0 | 0 | 0 | 0 | 0 | 0 | 0 | 0 | 0 | 0 | 0 | 0 | 0 | 0 | 0 | 0 | 0 | 0 | 0 | 0 | 0 | 0 | 0 | 0 | 0 | 0 | 0 | 0 | 0 | 69.9837 | 69.5503 | 68.9931 | 68.518 | 67.9858 | 67.4562 | 66.8755 | 66.4104 | 65.8906 | 65.3684 | 0 | 0 | 0 | 0 | 0 | 0 | 0 | 0 | 0 | 0 | 0.01296% | 0 | 0 | 0 | 0 | 0 | 0 | 0 | 0 | 0 | 0 | 0 | 0 | 0 | 0 | 0 | 0 | 0 | 0 | 0 | 0 | 0 | 0 | 0 | 0
| Industrial_tool_Gas | M_Input | 2000-2018 Industrial Assessment Center | 2020 | Retro | 2022 | 2041 | PSE | Industrial | Food - Other | Gas | Per Region | NA | NA | Food - Other Building Envelope Infiltration Improvements | Food - Other Building Envelope Infiltration Improvements | 0 | 20 | 866.7698 | 0 | I-All-Other-Shift3-All-All-S | 0 | 0 | 0 | 0 | 0 | 0 | 0 | 858.6095 | I-All-Other-Shift3-All-All-S | 0 | 0 | 0 | Comm Flat | Building Envelope Infiltration Improvements | Building Envelope Infiltration Improvements | IndShift3 | 0.01266% | 0% | 100% | 1 | 1 | 100% | 5% | 85% | 6.8% | 0.2% | 11760.905 | 44.2359 | 1180.5141 | 0 | 866.7698 | 0 | 0 | 0 | -184.6263 |  | 0 | -0.019983 | 0 | 01. ($9,999.000) to $0.028 | N/A | -0.019983 | 01. ($9,999.00) to $0.22 | N/A | 0 | 0 | 0 | 0 | 0 | 0 | 0 | 0 | 0 | 0 | 0 | 0 | 0 | 0 | 0 | 0 | 0 | 0 | 0 | 0 | 0 | 0 | 0 | 0 | 0 | 0 | 0 | 0 | 0 | 0 | 0 | 0 | 0 | 0 | 0 | 0 | 0 | 0 | 0 | 0 | 0 | 0 | 0 | 0 | 0 | 0 | 0 | 0 | 0 | 0 | 0 | 0 | 0 | 0 | 0 | 0 | 0 | 0 | 0 | 0 | 0 | 0 | 0 | 0 | 0 | 0 | 0 | 0 | 0 | 0 | 0 | 0 | 0 | 0.085 | 0.085 | 0.085 | 0.085 | 0.085 | 0.085 | 0.085 | 0.085 | 0.085 | 0.085 | 0 | 0 | 0 | 0 | 0 | 0 | 0 | 0 | 0 | 0 | 72.9818 | 72.5298 | 71.9488 | 71.4534 | 70.8984 | 70.3461 | 69.7405 | 69.2555 | 68.7134 | 68.1688 | 0 | 0 | 0 | 0 | 0 | 0 | 0 | 0 | 0 | 0 | 706.0364 | 72.9818 | 145.5116 | 217.4604 | 288.9138 | 359.8122 | 430.1583 | 499.8988 | 569.1542 | 637.8676 | 706.0364 | 706.0364 | 706.0364 | 706.0364 | 706.0364 | 706.0364 | 706.0364 | 706.0364 | 706.0364 | 706.0364 | 706.0364 | 0 | 0 | 0 | 0 | 0 | 0 | 0 | 0 | 0 | 0 | 0 | 0 | 0 | 0 | 0 | 0 | 0 | 0 | 0 | 0 | 0 | 0 | 0 | 0 | 0 | 0 | 0 | 0 | 0 | 0 | 0 | 0 | 0 | 0 | 0 | 0 | 0 | 0 | 0 | 0 | 0 | 0 | 0 | 0 | 0 | 0 | 0 | 0 | 0 | 0 | 0 | 0 | 0 | 0 | 0 | 0 | 0 | 0 | 0 | 0 | 0 | 0 | 0 | 0 | 0 | 0 | 0 | 0 | 0 | 0.01296% | 0 | 0 | 0 | 0 | 0 | 0 | 0 | 0 | 0 | 0 | 0 | 0 | 0 | 0 | 0 | 0 | 0 | 0 | 0 | 0 | 0 | 0 | 0 | 0
| Industrial_tool_Gas | M_Input | 2000-2018 Industrial Assessment Center | 2020 | Retro | 2022 | 2041 | PSE | Industrial | Food - Other | Gas | Per Region | NA | NA | Food - Other Building Envelope Insulation and Window/Door Improvements | Food - Other Building Envelope Insulation and Window/Door Improvements | 0 | 20 | 3091.1687 | 0 | I-All-Other-Shift3-All-All-S | 0 | 0 | 0 | 0 | 0 | 0 | 0 | 836.1552 | I-All-Other-Shift3-All-All-S | 0 | 0 | 0 | Comm Flat | Building Envelope Insulation and Window/Door Improvements | Building Envelope Insulation and Window/Door Improvements | IndShift3 | 0.01266% | 0% | 100% | 1 | 1 | 100% | 5% | 85% | 6.8% | 0.2% | 11453.3353 | 43.0791 | 1149.6414 | 0 | 3091.1687 | 0 | 0 | 0 | 2516.682 |  | 0 | 0.27971 | 0 | 01. ($9,999.000) to $0.028 | N/A | 0.27971 | 02. $0.22 to $0.30 | N/A | 0 | 0 | 0 | 0 | 0 | 0 | 0 | 0 | 0 | 0 | 0 | 0 | 0 | 0 | 0 | 0 | 0 | 0 | 0 | 0 | 0 | 0 | 0 | 0 | 0 | 0 | 0 | 0 | 0 | 0 | 0 | 0 | 0 | 0 | 0 | 0 | 0 | 0 | 0 | 0 | 0 | 0 | 0 | 0 | 0 | 0 | 0 | 0 | 0 | 0 | 0 | 0 | 0 | 0 | 0 | 0 | 0 | 0 | 0 | 0 | 0 | 0 | 0 | 0 | 0 | 0 | 0 | 0 | 0 | 0 | 0 | 0 | 0 | 0.085 | 0.085 | 0.085 | 0.085 | 0.085 | 0.085 | 0.085 | 0.085 | 0.085 | 0.085 | 0 | 0 | 0 | 0 | 0 | 0 | 0 | 0 | 0 | 0 | 71.0732 | 70.6331 | 70.0672 | 69.5847 | 69.0442 | 68.5064 | 67.9167 | 67.4443 | 66.9164 | 66.386 | 0 | 0 | 0 | 0 | 0 | 0 | 0 | 0 | 0 | 0 | 687.5722 | 71.0732 | 141.7062 | 211.7734 | 281.3582 | 350.4024 | 418.9088 | 486.8255 | 554.2698 | 621.1862 | 687.5722 | 687.5722 | 687.5722 | 687.5722 | 687.5722 | 687.5722 | 687.5722 | 687.5722 | 687.5722 | 687.5722 | 687.5722 | 0 | 0 | 0 | 0 | 0 | 0 | 0 | 0 | 0 | 0 | 0 | 0 | 0 | 0 | 0 | 0 | 0 | 0 | 0 | 0 | 0 | 0 | 0 | 0 | 0 | 0 | 0 | 0 | 0 | 0 | 0 | 0 | 0 | 0 | 0 | 0 | 0 | 0 | 0 | 0 | 0 | 0 | 0 | 0 | 0 | 0 | 0 | 0 | 0 | 213.918 | 212.5932 | 210.8901 | 209.4379 | 207.8111 | 206.1924 | 204.4173 | 202.9957 | 201.4067 | 199.8104 | 0 | 0 | 0 | 0 | 0 | 0 | 0 | 0 | 0 | 0 | 0.01296% | 0 | 0 | 0 | 0 | 0 | 0 | 0 | 0 | 0 | 0 | 0 | 0 | 0 | 0 | 0 | 0 | 0 | 0 | 0 | 0 | 0 | 0 | 0 | 0
| Industrial_tool_Gas | M_Input | 2000-2018 Industrial Assessment Center | 2020 | Retro | 2022 | 2041 | PSE | Industrial | Food - Other | Gas | Per Region | NA | NA | Food - Other Equipment Upgrade - Replace Existing HVAC Unit With High Efficiency Model | Food - Other Equipment Upgrade - Replace Existing HVAC Unit With High Efficiency Model | 0 | 20 | 3380.9004 | 0 | I-All-Other-Shift3-All-All-S | 0 | 0 | 0 | 0 | 0 | 0 | 0 | 2609.3263 | I-All-Other-Shift3-All-All-S | 0 | 0 | 0 | Comm Flat | Equipment Upgrade - Replace Existing HVAC Unit With High Efficiency Model | Equipment Upgrade - Replace Existing HVAC Unit With High Efficiency Model | IndShift3 | 0.01266% | 0% | 100% | 1 | 1 | 100% | 5% | 85% | 6.8% | 0.2% | 35741.5566 | 134.4336 | 3587.599 | 0 | 3380.9004 | 0 | 0 | 0 | 335.0478 |  | 0 | 0.011933 | 0 | 01. ($9,999.000) to $0.028 | N/A | 0.011933 | 01. ($9,999.00) to $0.22 | N/A | 0 | 0 | 0 | 0 | 0 | 0 | 0 | 0 | 0 | 0 | 0 | 0 | 0 | 0 | 0 | 0 | 0 | 0 | 0 | 0 | 0 | 0 | 0 | 0 | 0 | 0 | 0 | 0 | 0 | 0 | 0 | 0 | 0 | 0 | 0 | 0 | 0 | 0 | 0 | 0 | 0 | 0 | 0 | 0 | 0 | 0 | 0 | 0 | 0 | 0 | 0 | 0 | 0 | 0 | 0 | 0 | 0 | 0 | 0 | 0 | 0 | 0 | 0 | 0 | 0 | 0 | 0 | 0 | 0 | 0 | 0 | 0 | 0 | 0.085 | 0.085 | 0.085 | 0.085 | 0.085 | 0.085 | 0.085 | 0.085 | 0.085 | 0.085 | 0 | 0 | 0 | 0 | 0 | 0 | 0 | 0 | 0 | 0 | 221.7927 | 220.4192 | 218.6534 | 217.1478 | 215.4611 | 213.7828 | 211.9424 | 210.4684 | 208.8209 | 207.1659 | 0 | 0 | 0 | 0 | 0 | 0 | 0 | 0 | 0 | 0 | 2145.6545 | 221.7927 | 442.212 | 660.8654 | 878.0131 | 1093.4742 | 1307.257 | 1519.1994 | 1729.6678 | 1938.4886 | 2145.6545 | 2145.6545 | 2145.6545 | 2145.6545 | 2145.6545 | 2145.6545 | 2145.6545 | 2145.6545 | 2145.6545 | 2145.6545 | 2145.6545 | 0 | 0 | 0 | 0 | 0 | 0 | 0 | 0 | 0 | 0 | 0 | 0 | 0 | 0 | 0 | 0 | 0 | 0 | 0 | 0 | 0 | 0 | 0 | 0 | 0 | 0 | 0 | 0 | 0 | 0 | 0 | 0 | 0 | 0 | 0 | 0 | 0 | 0 | 0 | 0 | 0 | 0 | 0 | 0 | 0 | 0 | 0 | 0 | 0 | 28.4791 | 28.3027 | 28.076 | 27.8826 | 27.6661 | 27.4506 | 27.2142 | 27.025 | 26.8134 | 26.6009 | 0 | 0 | 0 | 0 | 0 | 0 | 0 | 0 | 0 | 0 | 0.01296% | 0 | 0 | 0 | 0 | 0 | 0 | 0 | 0 | 0 | 0 | 0 | 0 | 0 | 0 | 0 | 0 | 0 | 0 | 0 | 0 | 0 | 0 | 0 | 0
| Industrial_tool_Gas | M_Input | 2000-2018 Industrial Assessment Center | 2020 | Retro | 2022 | 2041 | PSE | Industrial | Food - Other | Gas | Per Region | NA | NA | Food - Other HVAC Equipment Scheduling Improvements - HVAC Controls, Timers Or Thermostats | Food - Other HVAC Equipment Scheduling Improvements - HVAC Controls, Timers Or Thermostats | 0 | 15 | 1989.6036 | 0 | I-All-Other-Shift3-All-All-S | 0 | 0 | 0 | 0 | 0 | 0 | 0 | 1519.9572 | I-All-Other-Shift3-All-All-S | 0 | 0 | 0 | Comm Flat | HVAC Equipment Scheduling Improvements - HVAC Controls, Timers Or Thermostats | HVAC Equipment Scheduling Improvements - HVAC Controls, Timers Or Thermostats | IndShift3 | 0.01266% | 0% | 100% | 1 | 1 | 100% | 6.667% | 85% | 6.8% | 0.2% | 16127.6809 | 78.3088 | 1620.599 | 0 | 2343.5842 | 0 | 0 | 0 | 1042.5971 |  | 0 | 0.063745 | 0 | 01. ($9,999.000) to $0.028 | N/A | 0.063745 | 01. ($9,999.00) to $0.22 | N/A | 0 | 0 | 0 | 0 | 0 | 0 | 0 | 0 | 0 | 0 | 0 | 0 | 0 | 0 | 0 | 0 | 0 | 0 | 0 | 0 | 0 | 0 | 0 | 0 | 0 | 0 | 0 | 0 | 0 | 0 | 0 | 0 | 0 | 0 | 0 | 0 | 0 | 0 | 0 | 0 | 0 | 0 | 0 | 0 | 0 | 0 | 0 | 0 | 0 | 0 | 0 | 0 | 0 | 0 | 0 | 0 | 0 | 0 | 0 | 0 | 0 | 0 | 0 | 0 | 0 | 0 | 0 | 0 | 0 | 0 | 0 | 0 | 0 | 0.085 | 0.085 | 0.085 | 0.085 | 0.085 | 0.085 | 0.085 | 0.085 | 0.085 | 0.085 | 0 | 0 | 0 | 0 | 0 | 0 | 0 | 0 | 0 | 0 | 129.1964 | 128.3963 | 127.3677 | 126.4906 | 125.5081 | 124.5305 | 123.4584 | 122.5998 | 121.6401 | 120.6761 | 0 | 0 | 0 | 0 | 0 | 0 | 0 | 0 | 0 | 0 | 1249.864 | 129.1964 | 257.5926 | 384.9603 | 511.4509 | 636.9591 | 761.4895 | 884.948 | 1007.5478 | 1129.1879 | 1249.864 | 1249.864 | 1249.864 | 1249.864 | 1249.864 | 1249.864 | 1249.864 | 1249.864 | 1249.864 | 1249.864 | 1249.864 | 0 | 0 | 0 | 0 | 0 | 0 | 0 | 0 | 0 | 0 | 0 | 0 | 0 | 0 | 0 | 0 | 0 | 0 | 0 | 0 | 0 | 0 | 0 | 0 | 0 | 0 | 0 | 0 | 0 | 0 | 0 | 0 | 0 | 0 | 0 | 0 | 0 | 0 | 0 | 0 | 0 | 0 | 0 | 0 | 0 | 0 | 0 | 0 | 0 | 88.6208 | 88.0719 | 87.3664 | 86.7648 | 86.0909 | 85.4203 | 84.6849 | 84.0959 | 83.4376 | 82.7764 | 0 | 0 | 0 | 0 | 0 | 0 | 0 | 0 | 0 | 0 | 0.01296% | 0 | 0 | 0 | 0 | 0 | 0 | 0 | 0 | 0 | 0 | 0 | 0 | 0 | 0 | 0 | 0 | 0 | 0 | 0 | 0 | 0 | 0 | 0 | 0
| Industrial_tool_Gas | M_Input | 2000-2018 Industrial Assessment Center | 2020 | Retro | 2022 | 2041 | PSE | Industrial | Food - Other | Gas | Per Region | NA | NA | Food - Other Optimize Ventilation System | Food - Other Optimize Ventilation System | 0 | 5 | 1793.4753 | 0 | I-All-Other-Shift3-All-All-S | 0 | 0 | 0 | 0 | 0 | 0 | 0 | 1242.0666 | I-All-Other-Shift3-All-All-S | 0 | 0 | 0 | Comm Flat | Optimize Ventilation System | Optimize Ventilation System | IndShift3 | 0.01266% | 0% | 100% | 1 | 1 | 100% | 20% | 85% | 6.8% | 0.2% | 4772.563 | 63.9918 | 483.6555 | 0 | 4681.6851 | 0 | 0 | 0 | 4492.7328 |  | 0 | 0.33614 | 0 | 01. ($9,999.000) to $0.028 | N/A | 0.33614 | 03. $0.30 to $0.45 | N/A | 0 | 0 | 0 | 0 | 0 | 0 | 0 | 0 | 0 | 0 | 0 | 0 | 0 | 0 | 0 | 0 | 0 | 0 | 0 | 0 | 0 | 0 | 0 | 0 | 0 | 0 | 0 | 0 | 0 | 0 | 0 | 0 | 0 | 0 | 0 | 0 | 0 | 0 | 0 | 0 | 0 | 0 | 0 | 0 | 0 | 0 | 0 | 0 | 0 | 0 | 0 | 0 | 0 | 0 | 0 | 0 | 0 | 0 | 0 | 0 | 0 | 0 | 0 | 0 | 0 | 0 | 0 | 0 | 0 | 0 | 0 | 0 | 0 | 0.085 | 0.085 | 0.085 | 0.085 | 0.085 | 0.085 | 0.085 | 0.085 | 0.085 | 0.085 | 0 | 0 | 0 | 0 | 0 | 0 | 0 | 0 | 0 | 0 | 105.5757 | 104.9219 | 104.0813 | 103.3646 | 102.5617 | 101.7628 | 100.8868 | 100.1852 | 99.4009 | 98.6131 | 0 | 0 | 0 | 0 | 0 | 0 | 0 | 0 | 0 | 0 | 1021.354 | 105.5757 | 210.4975 | 314.5788 | 417.9435 | 520.5052 | 622.268 | 723.1548 | 823.34 | 922.7409 | 1021.354 | 1021.354 | 1021.354 | 1021.354 | 1021.354 | 1021.354 | 1021.354 | 1021.354 | 1021.354 | 1021.354 | 1021.354 | 0 | 0 | 0 | 0 | 0 | 0 | 0 | 0 | 0 | 0 | 0 | 0 | 0 | 0 | 0 | 0 | 0 | 0 | 0 | 0 | 0 | 0 | 0 | 0 | 0 | 0 | 0 | 0 | 0 | 0 | 0 | 0 | 0 | 0 | 0 | 0 | 0 | 0 | 0 | 0 | 0 | 0 | 0 | 0 | 0 | 0 | 0 | 0 | 0 | 381.8823 | 379.5174 | 376.477 | 373.8846 | 370.9805 | 368.0908 | 364.922 | 362.3841 | 359.5473 | 356.6978 | 0 | 0 | 0 | 0 | 0 | 0 | 0 | 0 | 0 | 0 | 0.01296% | 0 | 0 | 0 | 0 | 0 | 0 | 0 | 0 | 0 | 0 | 0 | 0 | 0 | 0 | 0 | 0 | 0 | 0 | 0 | 0 | 0 | 0 | 0 | 0
| Industrial_tool_Gas | M_Input | 2000-2018 Industrial Assessment Center | 2020 | Retro | 2022 | 2041 | PSE | Industrial | Food - Other | Gas | Per Region | NA | NA | Food - Other Analyze Flue Gas For Proper Air/Fuel Ratio | Food - Other Analyze Flue Gas For Proper Air/Fuel Ratio | 0 | 5 | 3313.2528 | 0 | I-All-Other-Shift3-All-All-S | 0 | 0 | 0 | 0 | 0 | 0 | 0 | 9295.6555 | I-All-Other-Shift3-All-All-S | 0 | 0 | 0 | Comm Flat | Analyze Flue Gas For Proper Air/Fuel Ratio | Analyze Flue Gas For Proper Air/Fuel Ratio | IndShift3 | 0.01266% | 0% | 100% | 1 | 1 | 100% | 20% | 85% | 6.8% | 0.2% | 35717.9717 | 478.9162 | 3619.6888 | 0 | 8648.9095 | 0 | 0 | 0 | 5212.9551 |  | 0 | 0.052115 | 0 | 01. ($9,999.000) to $0.028 | N/A | 0.052115 | 01. ($9,999.00) to $0.22 | N/A | 0 | 0 | 0 | 0 | 0 | 0 | 0 | 0 | 0 | 0 | 0 | 0 | 0 | 0 | 0 | 0 | 0 | 0 | 0 | 0 | 0 | 0 | 0 | 0 | 0 | 0 | 0 | 0 | 0 | 0 | 0 | 0 | 0 | 0 | 0 | 0 | 0 | 0 | 0 | 0 | 0 | 0 | 0 | 0 | 0 | 0 | 0 | 0 | 0 | 0 | 0 | 0 | 0 | 0 | 0 | 0 | 0 | 0 | 0 | 0 | 0 | 0 | 0 | 0 | 0 | 0 | 0 | 0 | 0 | 0 | 0 | 0 | 0 | 0.085 | 0.085 | 0.085 | 0.085 | 0.085 | 0.085 | 0.085 | 0.085 | 0.085 | 0.085 | 0 | 0 | 0 | 0 | 0 | 0 | 0 | 0 | 0 | 0 | 790.1307 | 785.2376 | 778.947 | 773.5832 | 767.5744 | 761.5954 | 755.0391 | 749.7881 | 743.9188 | 738.0229 | 0 | 0 | 0 | 0 | 0 | 0 | 0 | 0 | 0 | 0 | 7643.8371 | 790.1307 | 1575.3683 | 2354.3153 | 3127.8985 | 3895.4729 | 4657.0684 | 5412.1074 | 6161.8955 | 6905.8142 | 7643.8371 | 7643.8371 | 7643.8371 | 7643.8371 | 7643.8371 | 7643.8371 | 7643.8371 | 7643.8371 | 7643.8371 | 7643.8371 | 7643.8371 | 0 | 0 | 0 | 0 | 0 | 0 | 0 | 0 | 0 | 0 | 0 | 0 | 0 | 0 | 0 | 0 | 0 | 0 | 0 | 0 | 0 | 0 | 0 | 0 | 0 | 0 | 0 | 0 | 0 | 0 | 0 | 0 | 0 | 0 | 0 | 0 | 0 | 0 | 0 | 0 | 0 | 0 | 0 | 0 | 0 | 0 | 0 | 0 | 0 | 443.1012 | 440.3572 | 436.8294 | 433.8214 | 430.4517 | 427.0988 | 423.422 | 420.4772 | 417.1858 | 413.8794 | 0 | 0 | 0 | 0 | 0 | 0 | 0 | 0 | 0 | 0 | 0.01296% | 0 | 0 | 0 | 0 | 0 | 0 | 0 | 0 | 0 | 0 | 0 | 0 | 0 | 0 | 0 | 0 | 0 | 0 | 0 | 0 | 0 | 0 | 0 | 0
| Industrial_tool_Gas | M_Input | 2000-2018 Industrial Assessment Center | 2020 | Retro | 2022 | 2041 | PSE | Industrial | Food - Other | Gas | Per Region | NA | NA | Food - Other Boiler - Operation, Maintenance, And Scheduling | Food - Other Boiler - Operation, Maintenance, And Scheduling | 0 | 5 | 3930.7401 | 0 | I-All-Other-Shift3-All-All-S | 0 | 0 | 0 | 0 | 0 | 0 | 0 | 9789.1424 | I-All-Other-Shift3-All-All-S | 0 | 0 | 0 | Comm Flat | Boiler - Operation, Maintenance, And Scheduling | Boiler - Operation, Maintenance, And Scheduling | IndShift3 | 0.01266% | 0% | 100% | 1 | 1 | 100% | 20% | 85% | 6.8% | 0.2% | 37614.1643 | 504.3408 | 3811.8505 | 0 | 10260.7975 | 0 | 0 | 0 | 6730.7542 |  | 0 | 0.063897 | 0 | 01. ($9,999.000) to $0.028 | N/A | 0.063897 | 01. ($9,999.00) to $0.22 | N/A | 0 | 0 | 0 | 0 | 0 | 0 | 0 | 0 | 0 | 0 | 0 | 0 | 0 | 0 | 0 | 0 | 0 | 0 | 0 | 0 | 0 | 0 | 0 | 0 | 0 | 0 | 0 | 0 | 0 | 0 | 0 | 0 | 0 | 0 | 0 | 0 | 0 | 0 | 0 | 0 | 0 | 0 | 0 | 0 | 0 | 0 | 0 | 0 | 0 | 0 | 0 | 0 | 0 | 0 | 0 | 0 | 0 | 0 | 0 | 0 | 0 | 0 | 0 | 0 | 0 | 0 | 0 | 0 | 0 | 0 | 0 | 0 | 0 | 0.085 | 0.085 | 0.085 | 0.085 | 0.085 | 0.085 | 0.085 | 0.085 | 0.085 | 0.085 | 0 | 0 | 0 | 0 | 0 | 0 | 0 | 0 | 0 | 0 | 832.0771 | 826.9242 | 820.2996 | 814.6511 | 808.3234 | 802.027 | 795.1225 | 789.5927 | 783.4119 | 777.203 | 0 | 0 | 0 | 0 | 0 | 0 | 0 | 0 | 0 | 0 | 8049.6325 | 832.0771 | 1659.0014 | 2479.301 | 3293.9521 | 4102.2754 | 4904.3024 | 5699.4249 | 6489.0177 | 7272.4295 | 8049.6325 | 8049.6325 | 8049.6325 | 8049.6325 | 8049.6325 | 8049.6325 | 8049.6325 | 8049.6325 | 8049.6325 | 8049.6325 | 8049.6325 | 0 | 0 | 0 | 0 | 0 | 0 | 0 | 0 | 0 | 0 | 0 | 0 | 0 | 0 | 0 | 0 | 0 | 0 | 0 | 0 | 0 | 0 | 0 | 0 | 0 | 0 | 0 | 0 | 0 | 0 | 0 | 0 | 0 | 0 | 0 | 0 | 0 | 0 | 0 | 0 | 0 | 0 | 0 | 0 | 0 | 0 | 0 | 0 | 0 | 572.1141 | 568.5711 | 564.0162 | 560.1324 | 555.7817 | 551.4524 | 546.7051 | 542.903 | 538.6532 | 534.3841 | 0 | 0 | 0 | 0 | 0 | 0 | 0 | 0 | 0 | 0 | 0.01296% | 0 | 0 | 0 | 0 | 0 | 0 | 0 | 0 | 0 | 0 | 0 | 0 | 0 | 0 | 0 | 0 | 0 | 0 | 0 | 0 | 0 | 0 | 0 | 0
| Industrial_tool_Gas | M_Input | 2000-2018 Industrial Assessment Center | 2020 | Retro | 2022 | 2041 | PSE | Industrial | Food - Other | Gas | Per Region | NA | NA | Food - Other Equipment Upgrade - Boiler Replacement | Food - Other Equipment Upgrade - Boiler Replacement | 0 | 20 | 25105.2149 | 0 | I-All-Other-Shift3-All-All-S | 0 | 0 | 0 | 0 | 0 | 0 | 0 | 13522.2686 | I-All-Other-Shift3-All-All-S | 0 | 0 | 0 | Comm Flat | Equipment Upgrade - Boiler Replacement | Equipment Upgrade - Boiler Replacement | IndShift3 | 0.01266% | 0% | 100% | 1 | 1 | 100% | 5% | 85% | 6.8% | 0.2% | 185222.8813 | 696.6731 | 18591.9554 | 0 | 25105.2149 | 0 | 0 | 0 | 10837.6293 |  | 0 | 0.074481 | 0 | 01. ($9,999.000) to $0.028 | N/A | 0.074481 | 01. ($9,999.00) to $0.22 | N/A | 0 | 0 | 0 | 0 | 0 | 0 | 0 | 0 | 0 | 0 | 0 | 0 | 0 | 0 | 0 | 0 | 0 | 0 | 0 | 0 | 0 | 0 | 0 | 0 | 0 | 0 | 0 | 0 | 0 | 0 | 0 | 0 | 0 | 0 | 0 | 0 | 0 | 0 | 0 | 0 | 0 | 0 | 0 | 0 | 0 | 0 | 0 | 0 | 0 | 0 | 0 | 0 | 0 | 0 | 0 | 0 | 0 | 0 | 0 | 0 | 0 | 0 | 0 | 0 | 0 | 0 | 0 | 0 | 0 | 0 | 0 | 0 | 0 | 0.085 | 0.085 | 0.085 | 0.085 | 0.085 | 0.085 | 0.085 | 0.085 | 0.085 | 0.085 | 0 | 0 | 0 | 0 | 0 | 0 | 0 | 0 | 0 | 0 | 1149.3928 | 1142.2749 | 1133.124 | 1125.3213 | 1116.5805 | 1107.8829 | 1098.3455 | 1090.7069 | 1082.1689 | 1073.5923 | 0 | 0 | 0 | 0 | 0 | 0 | 0 | 0 | 0 | 0 | 11119.39 | 1149.3928 | 2291.6677 | 3424.7917 | 4550.1131 | 5666.6936 | 6774.5765 | 7872.922 | 8963.6289 | 10045.7978 | 11119.39 | 11119.39 | 11119.39 | 11119.39 | 11119.39 | 11119.39 | 11119.39 | 11119.39 | 11119.39 | 11119.39 | 11119.39 | 0 | 0 | 0 | 0 | 0 | 0 | 0 | 0 | 0 | 0 | 0 | 0 | 0 | 0 | 0 | 0 | 0 | 0 | 0 | 0 | 0 | 0 | 0 | 0 | 0 | 0 | 0 | 0 | 0 | 0 | 0 | 0 | 0 | 0 | 0 | 0 | 0 | 0 | 0 | 0 | 0 | 0 | 0 | 0 | 0 | 0 | 0 | 0 | 0 | 921.1985 | 915.4937 | 908.1596 | 901.906 | 894.9005 | 887.9298 | 880.2858 | 874.1638 | 867.3208 | 860.447 | 0 | 0 | 0 | 0 | 0 | 0 | 0 | 0 | 0 | 0 | 0.01296% | 0 | 0 | 0 | 0 | 0 | 0 | 0 | 0 | 0 | 0 | 0 | 0 | 0 | 0 | 0 | 0 | 0 | 0 | 0 | 0 | 0 | 0 | 0 | 0
| Industrial_tool_Gas | M_Input | 2000-2018 Industrial Assessment Center | 2020 | Retro | 2022 | 2041 | PSE | Industrial | Food - Other | Gas | Per Region | NA | NA | Food - Other Equipment Upgrade - Boiler Turbulators | Food - Other Equipment Upgrade - Boiler Turbulators | 0 | 20 | 2331.3296 | 0 | I-All-Other-Shift3-All-All-S | 0 | 0 | 0 | 0 | 0 | 0 | 0 | 8858.4516 | I-All-Other-Shift3-All-All-S | 0 | 0 | 0 | Comm Flat | Equipment Upgrade - Boiler Turbulators | Equipment Upgrade - Boiler Turbulators | IndShift3 | 0.01266% | 0% | 100% | 1 | 1 | 100% | 5% | 85% | 6.8% | 0.2% | 121339.6939 | 456.3912 | 12179.6085 | 0 | 2331.3296 | 0 | 0 | 0 | -9838.4042 |  | 0 | -0.10321 | 0 | 01. ($9,999.000) to $0.028 | N/A | -0.10321 | 01. ($9,999.00) to $0.22 | N/A | 0 | 0 | 0 | 0 | 0 | 0 | 0 | 0 | 0 | 0 | 0 | 0 | 0 | 0 | 0 | 0 | 0 | 0 | 0 | 0 | 0 | 0 | 0 | 0 | 0 | 0 | 0 | 0 | 0 | 0 | 0 | 0 | 0 | 0 | 0 | 0 | 0 | 0 | 0 | 0 | 0 | 0 | 0 | 0 | 0 | 0 | 0 | 0 | 0 | 0 | 0 | 0 | 0 | 0 | 0 | 0 | 0 | 0 | 0 | 0 | 0 | 0 | 0 | 0 | 0 | 0 | 0 | 0 | 0 | 0 | 0 | 0 | 0 | 0.085 | 0.085 | 0.085 | 0.085 | 0.085 | 0.085 | 0.085 | 0.085 | 0.085 | 0.085 | 0 | 0 | 0 | 0 | 0 | 0 | 0 | 0 | 0 | 0 | 752.9684 | 748.3054 | 742.3106 | 737.1991 | 731.473 | 725.7752 | 719.5272 | 714.5232 | 708.9299 | 703.3114 | 0 | 0 | 0 | 0 | 0 | 0 | 0 | 0 | 0 | 0 | 7284.3235 | 752.9684 | 1501.2738 | 2243.5845 | 2980.7836 | 3712.2566 | 4438.0318 | 5157.559 | 5872.0822 | 6581.0121 | 7284.3235 | 7284.3235 | 7284.3235 | 7284.3235 | 7284.3235 | 7284.3235 | 7284.3235 | 7284.3235 | 7284.3235 | 7284.3235 | 7284.3235 | 0 | 0 | 0 | 0 | 0 | 0 | 0 | 0 | 0 | 0 | 0 | 0 | 0 | 0 | 0 | 0 | 0 | 0 | 0 | 0 | 0 | 0 | 0 | 0 | 0 | 0 | 0 | 0 | 0 | 0 | 0 | 0 | 0 | 0 | 0 | 0 | 0 | 0 | 0 | 0 | 0 | 0 | 0 | 0 | 0 | 0 | 0 | 0 | 0 | 0 | 0 | 0 | 0 | 0 | 0 | 0 | 0 | 0 | 0 | 0 | 0 | 0 | 0 | 0 | 0 | 0 | 0 | 0 | 0 | 0.01296% | 0 | 0 | 0 | 0 | 0 | 0 | 0 | 0 | 0 | 0 | 0 | 0 | 0 | 0 | 0 | 0 | 0 | 0 | 0 | 0 | 0 | 0 | 0 | 0
| Industrial_tool_Gas | M_Input | 2000-2018 Industrial Assessment Center | 2020 | Retro | 2022 | 2041 | PSE | Industrial | Food - Other | Gas | Per Region | NA | NA | Food - Other Improve Combustion Control Capability And Air Flow | Food - Other Improve Combustion Control Capability And Air Flow | 0 | 15 | 14695.1945 | 0 | I-All-Other-Shift3-All-All-S | 0 | 0 | 0 | 0 | 0 | 0 | 0 | 26024.8208 | I-All-Other-Shift3-All-All-S | 0 | 0 | 0 | Comm Flat | Improve Combustion Control Capability And Air Flow | Improve Combustion Control Capability And Air Flow | IndShift3 | 0.01266% | 0% | 100% | 1 | 1 | 100% | 6.667% | 85% | 6.8% | 0.2% | 276139.3642 | 1340.81 | 27748.0174 | 0 | 17309.6919 | 0 | 0 | 0 | -8840.0966 |  | 0 | -0.031567 | 0 | 01. ($9,999.000) to $0.028 | N/A | -0.031567 | 01. ($9,999.00) to $0.22 | N/A | 0 | 0 | 0 | 0 | 0 | 0 | 0 | 0 | 0 | 0 | 0 | 0 | 0 | 0 | 0 | 0 | 0 | 0 | 0 | 0 | 0 | 0 | 0 | 0 | 0 | 0 | 0 | 0 | 0 | 0 | 0 | 0 | 0 | 0 | 0 | 0 | 0 | 0 | 0 | 0 | 0 | 0 | 0 | 0 | 0 | 0 | 0 | 0 | 0 | 0 | 0 | 0 | 0 | 0 | 0 | 0 | 0 | 0 | 0 | 0 | 0 | 0 | 0 | 0 | 0 | 0 | 0 | 0 | 0 | 0 | 0 | 0 | 0 | 0.085 | 0.085 | 0.085 | 0.085 | 0.085 | 0.085 | 0.085 | 0.085 | 0.085 | 0.085 | 0 | 0 | 0 | 0 | 0 | 0 | 0 | 0 | 0 | 0 | 2212.1098 | 2198.4107 | 2180.7989 | 2165.782 | 2148.9595 | 2132.2203 | 2113.8645 | 2099.1634 | 2082.7313 | 2066.2248 | 0 | 0 | 0 | 0 | 0 | 0 | 0 | 0 | 0 | 0 | 21400.2651 | 2212.1098 | 4410.5205 | 6591.3194 | 8757.1014 | 10906.0609 | 13038.2811 | 15152.1457 | 17251.3091 | 19334.0404 | 21400.2651 | 21400.2651 | 21400.2651 | 21400.2651 | 21400.2651 | 21400.2651 | 21400.2651 | 21400.2651 | 21400.2651 | 21400.2651 | 21400.2651 | 0 | 0 | 0 | 0 | 0 | 0 | 0 | 0 | 0 | 0 | 0 | 0 | 0 | 0 | 0 | 0 | 0 | 0 | 0 | 0 | 0 | 0 | 0 | 0 | 0 | 0 | 0 | 0 | 0 | 0 | 0 | 0 | 0 | 0 | 0 | 0 | 0 | 0 | 0 | 0 | 0 | 0 | 0 | 0 | 0 | 0 | 0 | 0 | 0 | 0 | 0 | 0 | 0 | 0 | 0 | 0 | 0 | 0 | 0 | 0 | 0 | 0 | 0 | 0 | 0 | 0 | 0 | 0 | 0 | 0.01296% | 0 | 0 | 0 | 0 | 0 | 0 | 0 | 0 | 0 | 0 | 0 | 0 | 0 | 0 | 0 | 0 | 0 | 0 | 0 | 0 | 0 | 0 | 0 | 0
| Industrial_tool_Gas | M_Input | 2000-2018 Industrial Assessment Center | 2020 | Retro | 2022 | 2041 | PSE | Industrial | Food - Other | Gas | Per Region | NA | NA | Food - Other Install Or Repair Insulation On Condensate Lines And Optimize Condensate | Food - Other Install Or Repair Insulation On Condensate Lines And Optimize Condensate | 0 | 10 | 6714.2641 | 0 | I-All-Other-Shift3-All-All-S | 0 | 0 | 0 | 0 | 0 | 0 | 0 | 20770.4776 | I-All-Other-Shift3-All-All-S | 0 | 0 | 0 | Comm Flat | Install Or Repair Insulation On Condensate Lines And Optimize Condensate | Install Or Repair Insulation On Condensate Lines And Optimize Condensate | IndShift3 | 0.01266% | 0% | 100% | 1 | 1 | 100% | 10% | 85% | 6.8% | 0.2% | 153393.6311 | 1070.104 | 15446.3735 | 0 | 10191.9143 | 0 | 0 | 0 | -4981.7104 |  | 0 | -0.022289 | 0 | 01. ($9,999.000) to $0.028 | N/A | -0.022289 | 01. ($9,999.00) to $0.22 | N/A | 0 | 0 | 0 | 0 | 0 | 0 | 0 | 0 | 0 | 0 | 0 | 0 | 0 | 0 | 0 | 0 | 0 | 0 | 0 | 0 | 0 | 0 | 0 | 0 | 0 | 0 | 0 | 0 | 0 | 0 | 0 | 0 | 0 | 0 | 0 | 0 | 0 | 0 | 0 | 0 | 0 | 0 | 0 | 0 | 0 | 0 | 0 | 0 | 0 | 0 | 0 | 0 | 0 | 0 | 0 | 0 | 0 | 0 | 0 | 0 | 0 | 0 | 0 | 0 | 0 | 0 | 0 | 0 | 0 | 0 | 0 | 0 | 0 | 0.085 | 0.085 | 0.085 | 0.085 | 0.085 | 0.085 | 0.085 | 0.085 | 0.085 | 0.085 | 0 | 0 | 0 | 0 | 0 | 0 | 0 | 0 | 0 | 0 | 1765.4906 | 1754.5573 | 1740.5013 | 1728.5163 | 1715.0902 | 1701.7306 | 1687.0808 | 1675.3478 | 1662.2333 | 1649.0594 | 0 | 0 | 0 | 0 | 0 | 0 | 0 | 0 | 0 | 0 | 17079.6076 | 1765.4906 | 3520.0479 | 5260.5492 | 6989.0655 | 8704.1557 | 10405.8863 | 12092.9671 | 13768.3149 | 15430.5482 | 17079.6076 | 17079.6076 | 17079.6076 | 17079.6076 | 17079.6076 | 17079.6076 | 17079.6076 | 17079.6076 | 17079.6076 | 17079.6076 | 17079.6076 | 0 | 0 | 0 | 0 | 0 | 0 | 0 | 0 | 0 | 0 | 0 | 0 | 0 | 0 | 0 | 0 | 0 | 0 | 0 | 0 | 0 | 0 | 0 | 0 | 0 | 0 | 0 | 0 | 0 | 0 | 0 | 0 | 0 | 0 | 0 | 0 | 0 | 0 | 0 | 0 | 0 | 0 | 0 | 0 | 0 | 0 | 0 | 0 | 0 | 0 | 0 | 0 | 0 | 0 | 0 | 0 | 0 | 0 | 0 | 0 | 0 | 0 | 0 | 0 | 0 | 0 | 0 | 0 | 0 | 0.01296% | 0 | 0 | 0 | 0 | 0 | 0 | 0 | 0 | 0 | 0 | 0 | 0 | 0 | 0 | 0 | 0 | 0 | 0 | 0 | 0 | 0 | 0 | 0 | 0
| Industrial_tool_Gas | M_Input | 2000-2018 Industrial Assessment Center | 2020 | Retro | 2022 | 2041 | PSE | Industrial | Food - Other | Gas | Per Region | NA | NA | Food - Other Insulate Steam, Hot Water Lines Or Feedwater Tank | Food - Other Insulate Steam, Hot Water Lines Or Feedwater Tank | 0 | 15 | 703.6053 | 0 | I-All-Other-Shift3-All-All-S | 0 | 0 | 0 | 0 | 0 | 0 | 0 | 1553.6257 | I-All-Other-Shift3-All-All-S | 0 | 0 | 0 | Comm Flat | Insulate Steam, Hot Water Lines Or Feedwater Tank | Insulate Steam, Hot Water Lines Or Feedwater Tank | IndShift3 | 0.01266% | 0% | 100% | 1 | 1 | 100% | 6.667% | 85% | 6.8% | 0.2% | 16484.9246 | 80.0435 | 1656.4968 | 0 | 828.7873 | 0 | 0 | 0 | -767.0319 |  | 0 | -0.04588 | 0 | 01. ($9,999.000) to $0.028 | N/A | -0.04588 | 01. ($9,999.00) to $0.22 | N/A | 0 | 0 | 0 | 0 | 0 | 0 | 0 | 0 | 0 | 0 | 0 | 0 | 0 | 0 | 0 | 0 | 0 | 0 | 0 | 0 | 0 | 0 | 0 | 0 | 0 | 0 | 0 | 0 | 0 | 0 | 0 | 0 | 0 | 0 | 0 | 0 | 0 | 0 | 0 | 0 | 0 | 0 | 0 | 0 | 0 | 0 | 0 | 0 | 0 | 0 | 0 | 0 | 0 | 0 | 0 | 0 | 0 | 0 | 0 | 0 | 0 | 0 | 0 | 0 | 0 | 0 | 0 | 0 | 0 | 0 | 0 | 0 | 0 | 0.085 | 0.085 | 0.085 | 0.085 | 0.085 | 0.085 | 0.085 | 0.085 | 0.085 | 0.085 | 0 | 0 | 0 | 0 | 0 | 0 | 0 | 0 | 0 | 0 | 132.0582 | 131.2404 | 130.189 | 129.2925 | 128.2882 | 127.289 | 126.1932 | 125.3155 | 124.3346 | 123.3492 | 0 | 0 | 0 | 0 | 0 | 0 | 0 | 0 | 0 | 0 | 1277.5497 | 132.0582 | 263.2986 | 393.4876 | 522.7801 | 651.0683 | 778.3573 | 904.5504 | 1029.866 | 1154.2005 | 1277.5497 | 1277.5497 | 1277.5497 | 1277.5497 | 1277.5497 | 1277.5497 | 1277.5497 | 1277.5497 | 1277.5497 | 1277.5497 | 1277.5497 | 0 | 0 | 0 | 0 | 0 | 0 | 0 | 0 | 0 | 0 | 0 | 0 | 0 | 0 | 0 | 0 | 0 | 0 | 0 | 0 | 0 | 0 | 0 | 0 | 0 | 0 | 0 | 0 | 0 | 0 | 0 | 0 | 0 | 0 | 0 | 0 | 0 | 0 | 0 | 0 | 0 | 0 | 0 | 0 | 0 | 0 | 0 | 0 | 0 | 0 | 0 | 0 | 0 | 0 | 0 | 0 | 0 | 0 | 0 | 0 | 0 | 0 | 0 | 0 | 0 | 0 | 0 | 0 | 0 | 0.01296% | 0 | 0 | 0 | 0 | 0 | 0 | 0 | 0 | 0 | 0 | 0 | 0 | 0 | 0 | 0 | 0 | 0 | 0 | 0 | 0 | 0 | 0 | 0 | 0
| Industrial_tool_Gas | M_Input | 2000-2018 Industrial Assessment Center | 2020 | Retro | 2022 | 2041 | PSE | Industrial | Food - Other | Gas | Per Region | NA | NA | Food - Other Minimize Boiler Blowdown | Food - Other Minimize Boiler Blowdown | 0 | 5 | 918.9351 | 0 | I-All-Other-Shift3-All-All-S | 0 | 0 | 0 | 0 | 0 | 0 | 0 | 1170.5267 | I-All-Other-Shift3-All-All-S | 0 | 0 | 0 | Comm Flat | Minimize Boiler Blowdown | Minimize Boiler Blowdown | IndShift3 | 0.01266% | 0% | 100% | 1 | 1 | 100% | 20% | 85% | 6.8% | 0.2% | 4497.6753 | 60.306 | 455.7981 | 0 | 2398.7868 | 0 | 0 | 0 | 2066.4696 |  | 0 | 0.16406 | 0 | 01. ($9,999.000) to $0.028 | N/A | 0.16406 | 01. ($9,999.00) to $0.22 | N/A | 0 | 0 | 0 | 0 | 0 | 0 | 0 | 0 | 0 | 0 | 0 | 0 | 0 | 0 | 0 | 0 | 0 | 0 | 0 | 0 | 0 | 0 | 0 | 0 | 0 | 0 | 0 | 0 | 0 | 0 | 0 | 0 | 0 | 0 | 0 | 0 | 0 | 0 | 0 | 0 | 0 | 0 | 0 | 0 | 0 | 0 | 0 | 0 | 0 | 0 | 0 | 0 | 0 | 0 | 0 | 0 | 0 | 0 | 0 | 0 | 0 | 0 | 0 | 0 | 0 | 0 | 0 | 0 | 0 | 0 | 0 | 0 | 0 | 0.085 | 0.085 | 0.085 | 0.085 | 0.085 | 0.085 | 0.085 | 0.085 | 0.085 | 0.085 | 0 | 0 | 0 | 0 | 0 | 0 | 0 | 0 | 0 | 0 | 99.4948 | 98.8786 | 98.0865 | 97.4111 | 96.6544 | 95.9016 | 95.076 | 94.4147 | 93.6757 | 92.9333 | 0 | 0 | 0 | 0 | 0 | 0 | 0 | 0 | 0 | 0 | 962.5266 | 99.4948 | 198.3734 | 296.4599 | 393.871 | 490.5254 | 586.427 | 681.5029 | 775.9177 | 869.5933 | 962.5266 | 962.5266 | 962.5266 | 962.5266 | 962.5266 | 962.5266 | 962.5266 | 962.5266 | 962.5266 | 962.5266 | 962.5266 | 0 | 0 | 0 | 0 | 0 | 0 | 0 | 0 | 0 | 0 | 0 | 0 | 0 | 0 | 0 | 0 | 0 | 0 | 0 | 0 | 0 | 0 | 0 | 0 | 0 | 0 | 0 | 0 | 0 | 0 | 0 | 0 | 0 | 0 | 0 | 0 | 0 | 0 | 0 | 0 | 0 | 0 | 0 | 0 | 0 | 0 | 0 | 0 | 0 | 175.6499 | 174.5622 | 173.1637 | 171.9713 | 170.6355 | 169.3064 | 167.8489 | 166.6816 | 165.3768 | 164.0661 | 0 | 0 | 0 | 0 | 0 | 0 | 0 | 0 | 0 | 0 | 0.01296% | 0 | 0 | 0 | 0 | 0 | 0 | 0 | 0 | 0 | 0 | 0 | 0 | 0 | 0 | 0 | 0 | 0 | 0 | 0 | 0 | 0 | 0 | 0 | 0
| Industrial_tool_Gas | M_Input | 2000-2018 Industrial Assessment Center | 2020 | Retro | 2022 | 2041 | PSE | Industrial | Food - Other | Gas | Per Region | NA | NA | Food - Other Optimize Heating System To Improve Burner Efficiency, Reduce Energy Requirements And Heat Treatment Process | Food - Other Optimize Heating System To Improve Burner Efficiency, Reduce Energy Requirements And Heat Treatment Process | 0 | 20 | 8964.0128 | 0 | I-All-Other-Shift3-All-All-S | 0 | 0 | 0 | 0 | 0 | 0 | 0 | 13519.3923 | I-All-Other-Shift3-All-All-S | 0 | 0 | 0 | Comm Flat | Optimize Heating System To Improve Burner Efficiency, Reduce Energy Requirements And Heat Treatment Process | Optimize Heating System To Improve Burner Efficiency, Reduce Energy Requirements And Heat Treatment Process | IndShift3 | 0.01266% | 0% | 100% | 1 | 1 | 100% | 5% | 85% | 6.8% | 0.2% | 185183.4824 | 696.5249 | 18588.0007 | 0 | 8964.0128 | 0 | 0 | 0 | -8527.7102 |  | 0 | -0.058618 | 0 | 01. ($9,999.000) to $0.028 | N/A | -0.058618 | 01. ($9,999.00) to $0.22 | N/A | 0 | 0 | 0 | 0 | 0 | 0 | 0 | 0 | 0 | 0 | 0 | 0 | 0 | 0 | 0 | 0 | 0 | 0 | 0 | 0 | 0 | 0 | 0 | 0 | 0 | 0 | 0 | 0 | 0 | 0 | 0 | 0 | 0 | 0 | 0 | 0 | 0 | 0 | 0 | 0 | 0 | 0 | 0 | 0 | 0 | 0 | 0 | 0 | 0 | 0 | 0 | 0 | 0 | 0 | 0 | 0 | 0 | 0 | 0 | 0 | 0 | 0 | 0 | 0 | 0 | 0 | 0 | 0 | 0 | 0 | 0 | 0 | 0 | 0.085 | 0.085 | 0.085 | 0.085 | 0.085 | 0.085 | 0.085 | 0.085 | 0.085 | 0.085 | 0 | 0 | 0 | 0 | 0 | 0 | 0 | 0 | 0 | 0 | 1149.1483 | 1142.0319 | 1132.8829 | 1125.082 | 1116.343 | 1107.6473 | 1098.1118 | 1090.4749 | 1081.9387 | 1073.3639 | 0 | 0 | 0 | 0 | 0 | 0 | 0 | 0 | 0 | 0 | 11117.0248 | 1149.1483 | 2291.1803 | 3424.0632 | 4549.1452 | 5665.4882 | 6773.1355 | 7871.2473 | 8961.7222 | 10043.6609 | 11117.0248 | 11117.0248 | 11117.0248 | 11117.0248 | 11117.0248 | 11117.0248 | 11117.0248 | 11117.0248 | 11117.0248 | 11117.0248 | 11117.0248 | 0 | 0 | 0 | 0 | 0 | 0 | 0 | 0 | 0 | 0 | 0 | 0 | 0 | 0 | 0 | 0 | 0 | 0 | 0 | 0 | 0 | 0 | 0 | 0 | 0 | 0 | 0 | 0 | 0 | 0 | 0 | 0 | 0 | 0 | 0 | 0 | 0 | 0 | 0 | 0 | 0 | 0 | 0 | 0 | 0 | 0 | 0 | 0 | 0 | 0 | 0 | 0 | 0 | 0 | 0 | 0 | 0 | 0 | 0 | 0 | 0 | 0 | 0 | 0 | 0 | 0 | 0 | 0 | 0 | 0.01296% | 0 | 0 | 0 | 0 | 0 | 0 | 0 | 0 | 0 | 0 | 0 | 0 | 0 | 0 | 0 | 0 | 0 | 0 | 0 | 0 | 0 | 0 | 0 | 0
| Industrial_tool_Gas | M_Input | 2000-2018 Industrial Assessment Center | 2020 | Retro | 2022 | 2041 | PSE | Industrial | Food - Other | Gas | Per Region | NA | NA | Food - Other Repair And Eliminate Steam Leaks | Food - Other Repair And Eliminate Steam Leaks | 0 | 6 | 1572.8575 | 0 | I-All-Other-Shift3-All-All-S | 0 | 0 | 0 | 0 | 0 | 0 | 0 | 9995.5238 | I-All-Other-Shift3-All-All-S | 0 | 0 | 0 | Comm Flat | Repair And Eliminate Steam Leaks | Repair And Eliminate Steam Leaks | IndShift3 | 0.01266% | 0% | 100% | 1 | 1 | 100% | 16.67% | 85% | 6.8% | 0.2% | 45772.4359 | 514.9737 | 4628.741 | 0 | 3541.2847 | 0 | 0 | 0 | -1287.8585 |  | 0 | -0.011974 | 0 | 01. ($9,999.000) to $0.028 | N/A | -0.011974 | 01. ($9,999.00) to $0.22 | N/A | 0 | 0 | 0 | 0 | 0 | 0 | 0 | 0 | 0 | 0 | 0 | 0 | 0 | 0 | 0 | 0 | 0 | 0 | 0 | 0 | 0 | 0 | 0 | 0 | 0 | 0 | 0 | 0 | 0 | 0 | 0 | 0 | 0 | 0 | 0 | 0 | 0 | 0 | 0 | 0 | 0 | 0 | 0 | 0 | 0 | 0 | 0 | 0 | 0 | 0 | 0 | 0 | 0 | 0 | 0 | 0 | 0 | 0 | 0 | 0 | 0 | 0 | 0 | 0 | 0 | 0 | 0 | 0 | 0 | 0 | 0 | 0 | 0 | 0.085 | 0.085 | 0.085 | 0.085 | 0.085 | 0.085 | 0.085 | 0.085 | 0.085 | 0.085 | 0 | 0 | 0 | 0 | 0 | 0 | 0 | 0 | 0 | 0 | 849.6195 | 844.358 | 837.5938 | 831.8261 | 825.365 | 818.9358 | 811.8858 | 806.2395 | 799.9283 | 793.5885 | 0 | 0 | 0 | 0 | 0 | 0 | 0 | 0 | 0 | 0 | 8219.3403 | 849.6195 | 1693.9775 | 2531.5713 | 3363.3974 | 4188.7624 | 5007.6982 | 5819.5841 | 6625.8236 | 7425.7518 | 8219.3403 | 8219.3403 | 8219.3403 | 8219.3403 | 8219.3403 | 8219.3403 | 8219.3403 | 8219.3403 | 8219.3403 | 8219.3403 | 8219.3403 | 0 | 0 | 0 | 0 | 0 | 0 | 0 | 0 | 0 | 0 | 0 | 0 | 0 | 0 | 0 | 0 | 0 | 0 | 0 | 0 | 0 | 0 | 0 | 0 | 0 | 0 | 0 | 0 | 0 | 0 | 0 | 0 | 0 | 0 | 0 | 0 | 0 | 0 | 0 | 0 | 0 | 0 | 0 | 0 | 0 | 0 | 0 | 0 | 0 | 0 | 0 | 0 | 0 | 0 | 0 | 0 | 0 | 0 | 0 | 0 | 0 | 0 | 0 | 0 | 0 | 0 | 0 | 0 | 0 | 0.01296% | 0 | 0 | 0 | 0 | 0 | 0 | 0 | 0 | 0 | 0 | 0 | 0 | 0 | 0 | 0 | 0 | 0 | 0 | 0 | 0 | 0 | 0 | 0 | 0
| Industrial_tool_Gas | M_Input | 2000-2018 Industrial Assessment Center | 2020 | Retro | 2022 | 2041 | PSE | Industrial | Food - Other | Gas | Per Region | NA | NA | Food - Other Replace Steam Traps | Food - Other Replace Steam Traps | 0 | 6 | 1301.4989 | 0 | I-All-Other-Shift3-All-All-S | 0 | 0 | 0 | 0 | 0 | 0 | 0 | 11047.6957 | I-All-Other-Shift3-All-All-S | 0 | 0 | 0 | Comm Flat | Replace Steam Traps | Replace Steam Traps | IndShift3 | 0.01266% | 0% | 100% | 1 | 1 | 100% | 16.67% | 85% | 6.8% | 0.2% | 50590.6395 | 569.182 | 5115.9822 | 0 | 2930.3215 | 0 | 0 | 0 | -2494.5429 |  | 0 | -0.020984 | 0 | 01. ($9,999.000) to $0.028 | N/A | -0.020984 | 01. ($9,999.00) to $0.22 | N/A | 0 | 0 | 0 | 0 | 0 | 0 | 0 | 0 | 0 | 0 | 0 | 0 | 0 | 0 | 0 | 0 | 0 | 0 | 0 | 0 | 0 | 0 | 0 | 0 | 0 | 0 | 0 | 0 | 0 | 0 | 0 | 0 | 0 | 0 | 0 | 0 | 0 | 0 | 0 | 0 | 0 | 0 | 0 | 0 | 0 | 0 | 0 | 0 | 0 | 0 | 0 | 0 | 0 | 0 | 0 | 0 | 0 | 0 | 0 | 0 | 0 | 0 | 0 | 0 | 0 | 0 | 0 | 0 | 0 | 0 | 0 | 0 | 0 | 0.085 | 0.085 | 0.085 | 0.085 | 0.085 | 0.085 | 0.085 | 0.085 | 0.085 | 0.085 | 0 | 0 | 0 | 0 | 0 | 0 | 0 | 0 | 0 | 0 | 939.0541 | 933.2388 | 925.7625 | 919.3877 | 912.2465 | 905.1405 | 897.3484 | 891.1077 | 884.1322 | 877.1251 | 0 | 0 | 0 | 0 | 0 | 0 | 0 | 0 | 0 | 0 | 9084.5435 | 939.0541 | 1872.2929 | 2798.0554 | 3717.4431 | 4629.6896 | 5534.8301 | 6432.1785 | 7323.2863 | 8207.4184 | 9084.5435 | 9084.5435 | 9084.5435 | 9084.5435 | 9084.5435 | 9084.5435 | 9084.5435 | 9084.5435 | 9084.5435 | 9084.5435 | 9084.5435 | 0 | 0 | 0 | 0 | 0 | 0 | 0 | 0 | 0 | 0 | 0 | 0 | 0 | 0 | 0 | 0 | 0 | 0 | 0 | 0 | 0 | 0 | 0 | 0 | 0 | 0 | 0 | 0 | 0 | 0 | 0 | 0 | 0 | 0 | 0 | 0 | 0 | 0 | 0 | 0 | 0 | 0 | 0 | 0 | 0 | 0 | 0 | 0 | 0 | 0 | 0 | 0 | 0 | 0 | 0 | 0 | 0 | 0 | 0 | 0 | 0 | 0 | 0 | 0 | 0 | 0 | 0 | 0 | 0 | 0.01296% | 0 | 0 | 0 | 0 | 0 | 0 | 0 | 0 | 0 | 0 | 0 | 0 | 0 | 0 | 0 | 0 | 0 | 0 | 0 | 0 | 0 | 0 | 0 | 0
| Industrial_tool_Gas | M_Input | 2000-2018 Industrial Assessment Center | 2020 | Retro | 2022 | 2041 | PSE | Industrial | Food - Other | Gas | Per Region | NA | NA | Food - Other Other Plant Operations Improvements To Reduce Energy Requirements | Food - Other Other Plant Operations Improvements To Reduce Energy Requirements | 0 | 10 | 0 | 0 | I-All-Other-Shift3-All-All-S | 0 | 0 | 0 | 0 | 0 | 0 | 0 | 0 | I-All-Other-Shift3-All-All-S | 0 | 0 | 0 | Comm Flat | Other Plant Operations Improvements To Reduce Energy Requirements | Other Plant Operations Improvements To Reduce Energy Requirements | IndShift3 | 0.01266% | 0% | 100% | 1 | 1 | 100% | 10% | 85% | 6.8% | 0.2% | 0 | 0 | 0 | 0 | 0 | 0 | 0 | 0 | 0 |  | 0 | 0 | 0 | 01. ($9,999.000) to $0.028 | N/A | 0 | 01. ($9,999.00) to $0.22 | N/A | 0 | 0 | 0 | 0 | 0 | 0 | 0 | 0 | 0 | 0 | 0 | 0 | 0 | 0 | 0 | 0 | 0 | 0 | 0 | 0 | 0 | 0 | 0 | 0 | 0 | 0 | 0 | 0 | 0 | 0 | 0 | 0 | 0 | 0 | 0 | 0 | 0 | 0 | 0 | 0 | 0 | 0 | 0 | 0 | 0 | 0 | 0 | 0 | 0 | 0 | 0 | 0 | 0 | 0 | 0 | 0 | 0 | 0 | 0 | 0 | 0 | 0 | 0 | 0 | 0 | 0 | 0 | 0 | 0 | 0 | 0 | 0 | 0 | 0.085 | 0.085 | 0.085 | 0.085 | 0.085 | 0.085 | 0.085 | 0.085 | 0.085 | 0.085 | 0 | 0 | 0 | 0 | 0 | 0 | 0 | 0 | 0 | 0 | 0 | 0 | 0 | 0 | 0 | 0 | 0 | 0 | 0 | 0 | 0 | 0 | 0 | 0 | 0 | 0 | 0 | 0 | 0 | 0 | 0 | 0 | 0 | 0 | 0 | 0 | 0 | 0 | 0 | 0 | 0 | 0 | 0 | 0 | 0 | 0 | 0 | 0 | 0 | 0 | 0 | 0 | 0 | 0 | 0 | 0 | 0 | 0 | 0 | 0 | 0 | 0 | 0 | 0 | 0 | 0 | 0 | 0 | 0 | 0 | 0 | 0 | 0 | 0 | 0 | 0 | 0 | 0 | 0 | 0 | 0 | 0 | 0 | 0 | 0 | 0 | 0 | 0 | 0 | 0 | 0 | 0 | 0 | 0 | 0 | 0 | 0 | 0 | 0 | 0 | 0 | 0 | 0 | 0 | 0 | 0 | 0 | 0 | 0 | 0 | 0 | 0 | 0 | 0 | 0 | 0 | 0 | 0 | 0 | 0 | 0.01296% | 0 | 0 | 0 | 0 | 0 | 0 | 0 | 0 | 0 | 0 | 0 | 0 | 0 | 0 | 0 | 0 | 0 | 0 | 0 | 0 | 0 | 0 | 0 | 0
| Industrial_tool_Gas | M_Input | 2000-2018 Industrial Assessment Center | 2020 | Retro | 2022 | 2041 | PSE | Industrial | Food - Other | Gas | Per Region | NA | NA | Food - Other Heat Recovery And Waste Heat For Process | Food - Other Heat Recovery And Waste Heat For Process | 0 | 14 | 6113.5039 | 0 | I-All-Other-Shift3-All-All-S | 0 | 0 | 0 | 0 | 0 | 0 | 0 | 7321.5583 | I-All-Other-Shift3-All-All-S | 0 | 0 | 0 | Comm Flat | Heat Recovery And Waste Heat For Process | Heat Recovery And Waste Heat For Process | IndShift3 | 0.01266% | 0% | 100% | 1 | 1 | 100% | 7.143% | 85% | 6.8% | 0.2% | 73040.8878 | 377.2098 | 7341.8098 | 0 | 7521.9643 | 0 | 0 | 0 | 1025.6455 |  | 0 | 0.013018 | 0 | 01. ($9,999.000) to $0.028 | N/A | 0.013018 | 01. ($9,999.00) to $0.22 | N/A | 0 | 0 | 0 | 0 | 0 | 0 | 0 | 0 | 0 | 0 | 0 | 0 | 0 | 0 | 0 | 0 | 0 | 0 | 0 | 0 | 0 | 0 | 0 | 0 | 0 | 0 | 0 | 0 | 0 | 0 | 0 | 0 | 0 | 0 | 0 | 0 | 0 | 0 | 0 | 0 | 0 | 0 | 0 | 0 | 0 | 0 | 0 | 0 | 0 | 0 | 0 | 0 | 0 | 0 | 0 | 0 | 0 | 0 | 0 | 0 | 0 | 0 | 0 | 0 | 0 | 0 | 0 | 0 | 0 | 0 | 0 | 0 | 0 | 0.085 | 0.085 | 0.085 | 0.085 | 0.085 | 0.085 | 0.085 | 0.085 | 0.085 | 0.085 | 0 | 0 | 0 | 0 | 0 | 0 | 0 | 0 | 0 | 0 | 622.3325 | 618.4785 | 613.5238 | 609.2991 | 604.5664 | 599.8572 | 594.6931 | 590.5573 | 585.9344 | 581.2907 | 0 | 0 | 0 | 0 | 0 | 0 | 0 | 0 | 0 | 0 | 6020.5329 | 622.3325 | 1240.811 | 1854.3347 | 2463.6338 | 3068.2002 | 3668.0574 | 4262.7505 | 4853.3078 | 5439.2422 | 6020.5329 | 6020.5329 | 6020.5329 | 6020.5329 | 6020.5329 | 6020.5329 | 6020.5329 | 6020.5329 | 6020.5329 | 6020.5329 | 6020.5329 | 0 | 0 | 0 | 0 | 0 | 0 | 0 | 0 | 0 | 0 | 0 | 0 | 0 | 0 | 0 | 0 | 0 | 0 | 0 | 0 | 0 | 0 | 0 | 0 | 0 | 0 | 0 | 0 | 0 | 0 | 0 | 0 | 0 | 0 | 0 | 0 | 0 | 0 | 0 | 0 | 0 | 0 | 0 | 0 | 0 | 0 | 0 | 0 | 0 | 87.1799 | 86.64 | 85.9459 | 85.3541 | 84.6911 | 84.0314 | 83.308 | 82.7286 | 82.081 | 81.4305 | 0 | 0 | 0 | 0 | 0 | 0 | 0 | 0 | 0 | 0 | 0.01296% | 0 | 0 | 0 | 0 | 0 | 0 | 0 | 0 | 0 | 0 | 0 | 0 | 0 | 0 | 0 | 0 | 0 | 0 | 0 | 0 | 0 | 0 | 0 | 0
| Industrial_tool_Gas | M_Input | 2000-2018 Industrial Assessment Center | 2020 | Retro | 2022 | 2041 | PSE | Industrial | Food - Other | Gas | Per Region | NA | NA | Food - Other Process Improvements To Reduce Energy Requirements | Food - Other Process Improvements To Reduce Energy Requirements | 0 | 15 | 14932.6805 | 0 | I-All-Other-Shift3-All-All-S | 0 | 0 | 0 | 0 | 0 | 0 | 0 | 16948.249 | I-All-Other-Shift3-All-All-S | 0 | 0 | 0 | Comm Flat | Process Improvements To Reduce Energy Requirements | Process Improvements To Reduce Energy Requirements | IndShift3 | 0.01266% | 0% | 100% | 1 | 1 | 100% | 6.667% | 85% | 6.8% | 0.2% | 179831.3521 | 873.1811 | 18070.4533 | 0 | 17589.4303 | 0 | 0 | 0 | 1632.332 |  | 0 | 0.0089504 | 0 | 01. ($9,999.000) to $0.028 | N/A | 0.0089504 | 01. ($9,999.00) to $0.22 | N/A | 0 | 0 | 0 | 0 | 0 | 0 | 0 | 0 | 0 | 0 | 0 | 0 | 0 | 0 | 0 | 0 | 0 | 0 | 0 | 0 | 0 | 0 | 0 | 0 | 0 | 0 | 0 | 0 | 0 | 0 | 0 | 0 | 0 | 0 | 0 | 0 | 0 | 0 | 0 | 0 | 0 | 0 | 0 | 0 | 0 | 0 | 0 | 0 | 0 | 0 | 0 | 0 | 0 | 0 | 0 | 0 | 0 | 0 | 0 | 0 | 0 | 0 | 0 | 0 | 0 | 0 | 0 | 0 | 0 | 0 | 0 | 0 | 0 | 0.085 | 0.085 | 0.085 | 0.085 | 0.085 | 0.085 | 0.085 | 0.085 | 0.085 | 0.085 | 0 | 0 | 0 | 0 | 0 | 0 | 0 | 0 | 0 | 0 | 1440.6012 | 1431.6799 | 1420.2105 | 1410.431 | 1399.4756 | 1388.5744 | 1376.6205 | 1367.0467 | 1356.3455 | 1345.5959 | 0 | 0 | 0 | 0 | 0 | 0 | 0 | 0 | 0 | 0 | 13936.581 | 1440.6012 | 2872.281 | 4292.4915 | 5702.9225 | 7102.398 | 8490.9724 | 9867.5929 | 11234.6396 | 12590.9851 | 13936.581 | 13936.581 | 13936.581 | 13936.581 | 13936.581 | 13936.581 | 13936.581 | 13936.581 | 13936.581 | 13936.581 | 13936.581 | 0 | 0 | 0 | 0 | 0 | 0 | 0 | 0 | 0 | 0 | 0 | 0 | 0 | 0 | 0 | 0 | 0 | 0 | 0 | 0 | 0 | 0 | 0 | 0 | 0 | 0 | 0 | 0 | 0 | 0 | 0 | 0 | 0 | 0 | 0 | 0 | 0 | 0 | 0 | 0 | 0 | 0 | 0 | 0 | 0 | 0 | 0 | 0 | 0 | 138.7482 | 137.889 | 136.7843 | 135.8424 | 134.7873 | 133.7374 | 132.5861 | 131.664 | 130.6333 | 129.598 | 0 | 0 | 0 | 0 | 0 | 0 | 0 | 0 | 0 | 0 | 0.01296% | 0 | 0 | 0 | 0 | 0 | 0 | 0 | 0 | 0 | 0 | 0 | 0 | 0 | 0 | 0 | 0 | 0 | 0 | 0 | 0 | 0 | 0 | 0 | 0
| Industrial_tool_Gas | M_Input | 2000-2018 Industrial Assessment Center | 2020 | Retro | 2022 | 2041 | PSE | Industrial | Food - Other | Gas | Per Region | NA | NA | Food - Other Thermal Systems Add Insulation To Equipment | Food - Other Thermal Systems Add Insulation To Equipment | 0 | 10 | 1092.8594 | 0 | I-All-Other-Shift3-All-All-S | 0 | 0 | 0 | 0 | 0 | 0 | 0 | 2332.9009 | I-All-Other-Shift3-All-All-S | 0 | 0 | 0 | Comm Flat | Thermal Systems Add Insulation To Equipment | Thermal Systems Add Insulation To Equipment | IndShift3 | 0.01266% | 0% | 100% | 1 | 1 | 100% | 10% | 85% | 6.8% | 0.2% | 17228.8835 | 120.1921 | 1734.9076 | 0 | 1658.9055 | 0 | 0 | 0 | 22.3778 |  | 0 | 0.00089142 | 0 | 01. ($9,999.000) to $0.028 | N/A | 0.00089142 | 01. ($9,999.00) to $0.22 | N/A | 0 | 0 | 0 | 0 | 0 | 0 | 0 | 0 | 0 | 0 | 0 | 0 | 0 | 0 | 0 | 0 | 0 | 0 | 0 | 0 | 0 | 0 | 0 | 0 | 0 | 0 | 0 | 0 | 0 | 0 | 0 | 0 | 0 | 0 | 0 | 0 | 0 | 0 | 0 | 0 | 0 | 0 | 0 | 0 | 0 | 0 | 0 | 0 | 0 | 0 | 0 | 0 | 0 | 0 | 0 | 0 | 0 | 0 | 0 | 0 | 0 | 0 | 0 | 0 | 0 | 0 | 0 | 0 | 0 | 0 | 0 | 0 | 0 | 0.085 | 0.085 | 0.085 | 0.085 | 0.085 | 0.085 | 0.085 | 0.085 | 0.085 | 0.085 | 0 | 0 | 0 | 0 | 0 | 0 | 0 | 0 | 0 | 0 | 198.2966 | 197.0686 | 195.4898 | 194.1437 | 192.6357 | 191.1352 | 189.4897 | 188.1719 | 186.6989 | 185.2192 | 0 | 0 | 0 | 0 | 0 | 0 | 0 | 0 | 0 | 0 | 1918.3493 | 198.2966 | 395.3651 | 590.855 | 784.9987 | 977.6344 | 1168.7695 | 1358.2593 | 1546.4312 | 1733.1301 | 1918.3493 | 1918.3493 | 1918.3493 | 1918.3493 | 1918.3493 | 1918.3493 | 1918.3493 | 1918.3493 | 1918.3493 | 1918.3493 | 1918.3493 | 0 | 0 | 0 | 0 | 0 | 0 | 0 | 0 | 0 | 0 | 0 | 0 | 0 | 0 | 0 | 0 | 0 | 0 | 0 | 0 | 0 | 0 | 0 | 0 | 0 | 0 | 0 | 0 | 0 | 0 | 0 | 0 | 0 | 0 | 0 | 0 | 0 | 0 | 0 | 0 | 0 | 0 | 0 | 0 | 0 | 0 | 0 | 0 | 0 | 1.9021 | 1.8903 | 1.8752 | 1.8623 | 1.8478 | 1.8334 | 1.8176 | 1.805 | 1.7909 | 1.7767 | 0 | 0 | 0 | 0 | 0 | 0 | 0 | 0 | 0 | 0 | 0.01296% | 0 | 0 | 0 | 0 | 0 | 0 | 0 | 0 | 0 | 0 | 0 | 0 | 0 | 0 | 0 | 0 | 0 | 0 | 0 | 0 | 0 | 0 | 0 | 0
| Industrial_tool_Gas | M_Input | 2000-2018 Industrial Assessment Center | 2020 | Retro | 2022 | 2041 | PSE | Industrial | Food - Other | Gas | Per Region | NA | NA | Food - Other Thermal Systems Reduce Infiltration; Isolate Hot Or Cold Equipment | Food - Other Thermal Systems Reduce Infiltration; Isolate Hot Or Cold Equipment | 0 | 10 | 3141.169 | 0 | I-All-Other-Shift3-All-All-S | 0 | 0 | 0 | 0 | 0 | 0 | 0 | 5779.8685 | I-All-Other-Shift3-All-All-S | 0 | 0 | 0 | Comm Flat | Thermal Systems Reduce Infiltration; Isolate Hot Or Cold Equipment | Thermal Systems Reduce Infiltration; Isolate Hot Or Cold Equipment | IndShift3 | 0.01266% | 0% | 100% | 1 | 1 | 100% | 10% | 85% | 6.8% | 0.2% | 42685.3457 | 297.7813 | 4298.3127 | 0 | 4768.1361 | 0 | 0 | 0 | 800.2759 |  | 0 | 0.012867 | 0 | 01. ($9,999.000) to $0.028 | N/A | 0.012867 | 01. ($9,999.00) to $0.22 | N/A | 0 | 0 | 0 | 0 | 0 | 0 | 0 | 0 | 0 | 0 | 0 | 0 | 0 | 0 | 0 | 0 | 0 | 0 | 0 | 0 | 0 | 0 | 0 | 0 | 0 | 0 | 0 | 0 | 0 | 0 | 0 | 0 | 0 | 0 | 0 | 0 | 0 | 0 | 0 | 0 | 0 | 0 | 0 | 0 | 0 | 0 | 0 | 0 | 0 | 0 | 0 | 0 | 0 | 0 | 0 | 0 | 0 | 0 | 0 | 0 | 0 | 0 | 0 | 0 | 0 | 0 | 0 | 0 | 0 | 0 | 0 | 0 | 0 | 0.085 | 0.085 | 0.085 | 0.085 | 0.085 | 0.085 | 0.085 | 0.085 | 0.085 | 0.085 | 0 | 0 | 0 | 0 | 0 | 0 | 0 | 0 | 0 | 0 | 491.2888 | 488.2464 | 484.335 | 480.9999 | 477.2637 | 473.5461 | 469.4695 | 466.2045 | 462.5551 | 458.8891 | 0 | 0 | 0 | 0 | 0 | 0 | 0 | 0 | 0 | 0 | 4752.7981 | 491.2888 | 979.5352 | 1463.8702 | 1944.87 | 2422.1338 | 2895.6799 | 3365.1494 | 3831.3539 | 4293.9089 | 4752.7981 | 4752.7981 | 4752.7981 | 4752.7981 | 4752.7981 | 4752.7981 | 4752.7981 | 4752.7981 | 4752.7981 | 4752.7981 | 4752.7981 | 0 | 0 | 0 | 0 | 0 | 0 | 0 | 0 | 0 | 0 | 0 | 0 | 0 | 0 | 0 | 0 | 0 | 0 | 0 | 0 | 0 | 0 | 0 | 0 | 0 | 0 | 0 | 0 | 0 | 0 | 0 | 0 | 0 | 0 | 0 | 0 | 0 | 0 | 0 | 0 | 0 | 0 | 0 | 0 | 0 | 0 | 0 | 0 | 0 | 68.0235 | 67.6022 | 67.0606 | 66.5989 | 66.0816 | 65.5668 | 65.0024 | 64.5503 | 64.045 | 63.5374 | 0 | 0 | 0 | 0 | 0 | 0 | 0 | 0 | 0 | 0 | 0.01296% | 0 | 0 | 0 | 0 | 0 | 0 | 0 | 0 | 0 | 0 | 0 | 0 | 0 | 0 | 0 | 0 | 0 | 0 | 0 | 0 | 0 | 0 | 0 | 0
| Industrial_tool_Gas | M_Input | 2000-2018 Industrial Assessment Center | 2020 | Retro | 2022 | 2041 | PSE | Industrial | Food - Other | Gas | Per Region | NA | NA | Food - Other Waste Heat From Hot Flue Gases To Preheat | Food - Other Waste Heat From Hot Flue Gases To Preheat | 0 | 14 | 6822.1921 | 0 | I-All-Other-Shift3-All-All-S | 0 | 0 | 0 | 0 | 0 | 0 | 0 | 8423.2114 | I-All-Other-Shift3-All-All-S | 0 | 0 | 0 | Comm Flat | Waste Heat From Hot Flue Gases To Preheat | Waste Heat From Hot Flue Gases To Preheat | IndShift3 | 0.01266% | 0% | 100% | 1 | 1 | 100% | 7.143% | 85% | 6.8% | 0.2% | 84031.1329 | 433.9675 | 8446.51 | 0 | 8393.9237 | 0 | 0 | 0 | 877.8846 |  | 0 | 0.0096854 | 0 | 01. ($9,999.000) to $0.028 | N/A | 0.0096854 | 01. ($9,999.00) to $0.22 | N/A | 0 | 0 | 0 | 0 | 0 | 0 | 0 | 0 | 0 | 0 | 0 | 0 | 0 | 0 | 0 | 0 | 0 | 0 | 0 | 0 | 0 | 0 | 0 | 0 | 0 | 0 | 0 | 0 | 0 | 0 | 0 | 0 | 0 | 0 | 0 | 0 | 0 | 0 | 0 | 0 | 0 | 0 | 0 | 0 | 0 | 0 | 0 | 0 | 0 | 0 | 0 | 0 | 0 | 0 | 0 | 0 | 0 | 0 | 0 | 0 | 0 | 0 | 0 | 0 | 0 | 0 | 0 | 0 | 0 | 0 | 0 | 0 | 0 | 0.085 | 0.085 | 0.085 | 0.085 | 0.085 | 0.085 | 0.085 | 0.085 | 0.085 | 0.085 | 0 | 0 | 0 | 0 | 0 | 0 | 0 | 0 | 0 | 0 | 715.973 | 711.5391 | 705.8389 | 700.9785 | 695.5337 | 690.1159 | 684.1748 | 679.4167 | 674.0982 | 668.7557 | 0 | 0 | 0 | 0 | 0 | 0 | 0 | 0 | 0 | 0 | 6926.4246 | 715.973 | 1427.5121 | 2133.351 | 2834.3295 | 3529.8632 | 4219.9791 | 4904.1539 | 5583.5706 | 6257.6688 | 6926.4246 | 6926.4246 | 6926.4246 | 6926.4246 | 6926.4246 | 6926.4246 | 6926.4246 | 6926.4246 | 6926.4246 | 6926.4246 | 6926.4246 | 0 | 0 | 0 | 0 | 0 | 0 | 0 | 0 | 0 | 0 | 0 | 0 | 0 | 0 | 0 | 0 | 0 | 0 | 0 | 0 | 0 | 0 | 0 | 0 | 0 | 0 | 0 | 0 | 0 | 0 | 0 | 0 | 0 | 0 | 0 | 0 | 0 | 0 | 0 | 0 | 0 | 0 | 0 | 0 | 0 | 0 | 0 | 0 | 0 | 74.6202 | 74.1581 | 73.564 | 73.0574 | 72.49 | 71.9253 | 71.3061 | 70.8102 | 70.2559 | 69.6991 | 0 | 0 | 0 | 0 | 0 | 0 | 0 | 0 | 0 | 0 | 0.01296% | 0 | 0 | 0 | 0 | 0 | 0 | 0 | 0 | 0 | 0 | 0 | 0 | 0 | 0 | 0 | 0 | 0 | 0 | 0 | 0 | 0 | 0 | 0 | 0
| Industrial_tool_Gas | M_Input | 2000-2018 Industrial Assessment Center | 2020 | Retro | 2022 | 2041 | PSE | Industrial | Food - Other | Gas | Per Region | NA | NA | Food - Other Plant Operations - Equipment Scheduling Improvements | Food - Other Plant Operations - Equipment Scheduling Improvements | 0 | 10 | 4724.6414 | 0 | I-All-Other-Shift3-All-All-S | 0 | 0 | 0 | 0 | 0 | 0 | 0 | 1827.1336 | I-All-Other-Shift3-All-All-S | 0 | 0 | 0 | Comm Flat | Plant Operations - Equipment Scheduling Improvements | Plant Operations - Equipment Scheduling Improvements | IndShift3 | 0.01266% | 0% | 100% | 1 | 1 | 100% | 10% | 85% | 6.8% | 0.2% | 13493.7029 | 94.1347 | 1358.7838 | 0 | 7171.7673 | 0 | 0 | 0 | 6663.7771 |  | 0 | 0.33893 | 0 | 01. ($9,999.000) to $0.028 | N/A | 0.33893 | 03. $0.30 to $0.45 | N/A | 0 | 0 | 0 | 0 | 0 | 0 | 0 | 0 | 0 | 0 | 0 | 0 | 0 | 0 | 0 | 0 | 0 | 0 | 0 | 0 | 0 | 0 | 0 | 0 | 0 | 0 | 0 | 0 | 0 | 0 | 0 | 0 | 0 | 0 | 0 | 0 | 0 | 0 | 0 | 0 | 0 | 0 | 0 | 0 | 0 | 0 | 0 | 0 | 0 | 0 | 0 | 0 | 0 | 0 | 0 | 0 | 0 | 0 | 0 | 0 | 0 | 0 | 0 | 0 | 0 | 0 | 0 | 0 | 0 | 0 | 0 | 0 | 0 | 0.085 | 0.085 | 0.085 | 0.085 | 0.085 | 0.085 | 0.085 | 0.085 | 0.085 | 0.085 | 0 | 0 | 0 | 0 | 0 | 0 | 0 | 0 | 0 | 0 | 155.3064 | 154.3446 | 153.1081 | 152.0538 | 150.8727 | 149.6975 | 148.4088 | 147.3767 | 146.223 | 145.0642 | 0 | 0 | 0 | 0 | 0 | 0 | 0 | 0 | 0 | 0 | 1502.4558 | 155.3064 | 309.6509 | 462.759 | 614.8128 | 765.6856 | 915.3831 | 1063.7919 | 1211.1686 | 1357.3916 | 1502.4558 | 1502.4558 | 1502.4558 | 1502.4558 | 1502.4558 | 1502.4558 | 1502.4558 | 1502.4558 | 1502.4558 | 1502.4558 | 1502.4558 | 0 | 0 | 0 | 0 | 0 | 0 | 0 | 0 | 0 | 0 | 0 | 0 | 0 | 0 | 0 | 0 | 0 | 0 | 0 | 0 | 0 | 0 | 0 | 0 | 0 | 0 | 0 | 0 | 0 | 0 | 0 | 0 | 0 | 0 | 0 | 0 | 0 | 0 | 0 | 0 | 0 | 0 | 0 | 0 | 0 | 0 | 0 | 0 | 0 | 566.4211 | 562.9133 | 558.4038 | 554.5586 | 550.2511 | 545.965 | 541.2649 | 537.5006 | 533.2931 | 529.0665 | 0 | 0 | 0 | 0 | 0 | 0 | 0 | 0 | 0 | 0 | 0.01296% | 0 | 0 | 0 | 0 | 0 | 0 | 0 | 0 | 0 | 0 | 0 | 0 | 0 | 0 | 0 | 0 | 0 | 0 | 0 | 0 | 0 | 0 | 0 | 0
| Industrial_tool_Gas | M_Input | 2000-2018 Industrial Assessment Center | 2020 | Retro | 2022 | 2041 | PSE | Industrial | Wood - Lumber | Gas | Per Region | NA | NA | Wood - Lumber Building Envelope Infiltration Improvements | Wood - Lumber Building Envelope Infiltration Improvements | 0 | 20 | 182.8965 | 0 | I-All-Other-Shift3-All-All-S | 0 | 0 | 0 | 0 | 0 | 0 | 0 | 181.1746 | I-All-Other-Shift3-All-All-S | 0 | 0 | 0 | Comm Flat | Building Envelope Infiltration Improvements | Building Envelope Infiltration Improvements | IndShift3 | 0.01266% | 0% | 100% | 1 | 1 | 100% | 5% | 85% | 6.8% | 0.2% | 2481.6608 | 9.3342 | 249.0995 | 0 | 182.8965 | 0 | 0 | 0 | -38.9579 |  | 0 | -0.019983 | 0 | 01. ($9,999.000) to $0.028 | N/A | -0.019983 | 01. ($9,999.00) to $0.22 | N/A | 0 | 0 | 0 | 0 | 0 | 0 | 0 | 0 | 0 | 0 | 0 | 0 | 0 | 0 | 0 | 0 | 0 | 0 | 0 | 0 | 0 | 0 | 0 | 0 | 0 | 0 | 0 | 0 | 0 | 0 | 0 | 0 | 0 | 0 | 0 | 0 | 0 | 0 | 0 | 0 | 0 | 0 | 0 | 0 | 0 | 0 | 0 | 0 | 0 | 0 | 0 | 0 | 0 | 0 | 0 | 0 | 0 | 0 | 0 | 0 | 0 | 0 | 0 | 0 | 0 | 0 | 0 | 0 | 0 | 0 | 0 | 0 | 0 | 0.085 | 0.085 | 0.085 | 0.085 | 0.085 | 0.085 | 0.085 | 0.085 | 0.085 | 0.085 | 0 | 0 | 0 | 0 | 0 | 0 | 0 | 0 | 0 | 0 | 15.3998 | 15.3045 | 15.1819 | 15.0773 | 14.9602 | 14.8437 | 14.7159 | 14.6136 | 14.4992 | 14.3842 | 0 | 0 | 0 | 0 | 0 | 0 | 0 | 0 | 0 | 0 | 148.9803 | 15.3998 | 30.7043 | 45.8862 | 60.9635 | 75.9237 | 90.7674 | 105.4833 | 120.0969 | 134.596 | 148.9803 | 148.9803 | 148.9803 | 148.9803 | 148.9803 | 148.9803 | 148.9803 | 148.9803 | 148.9803 | 148.9803 | 148.9803 | 0 | 0 | 0 | 0 | 0 | 0 | 0 | 0 | 0 | 0 | 0 | 0 | 0 | 0 | 0 | 0 | 0 | 0 | 0 | 0 | 0 | 0 | 0 | 0 | 0 | 0 | 0 | 0 | 0 | 0 | 0 | 0 | 0 | 0 | 0 | 0 | 0 | 0 | 0 | 0 | 0 | 0 | 0 | 0 | 0 | 0 | 0 | 0 | 0 | 0 | 0 | 0 | 0 | 0 | 0 | 0 | 0 | 0 | 0 | 0 | 0 | 0 | 0 | 0 | 0 | 0 | 0 | 0 | 0 | 0.01296% | 0 | 0 | 0 | 0 | 0 | 0 | 0 | 0 | 0 | 0 | 0 | 0 | 0 | 0 | 0 | 0 | 0 | 0 | 0 | 0 | 0 | 0 | 0 | 0
| Industrial_tool_Gas | M_Input | 2000-2018 Industrial Assessment Center | 2020 | Retro | 2022 | 2041 | PSE | Industrial | Wood - Lumber | Gas | Per Region | NA | NA | Wood - Lumber Building Envelope Insulation and Window/Door Improvements | Wood - Lumber Building Envelope Insulation and Window/Door Improvements | 0 | 20 | 652.2655 | 0 | I-All-Other-Shift3-All-All-S | 0 | 0 | 0 | 0 | 0 | 0 | 0 | 176.4366 | I-All-Other-Shift3-All-All-S | 0 | 0 | 0 | Comm Flat | Building Envelope Insulation and Window/Door Improvements | Building Envelope Insulation and Window/Door Improvements | IndShift3 | 0.01266% | 0% | 100% | 1 | 1 | 100% | 5% | 85% | 6.8% | 0.2% | 2416.7607 | 9.0901 | 242.5851 | 0 | 652.2655 | 0 | 0 | 0 | 531.0434 |  | 0 | 0.27971 | 0 | 01. ($9,999.000) to $0.028 | N/A | 0.27971 | 02. $0.22 to $0.30 | N/A | 0 | 0 | 0 | 0 | 0 | 0 | 0 | 0 | 0 | 0 | 0 | 0 | 0 | 0 | 0 | 0 | 0 | 0 | 0 | 0 | 0 | 0 | 0 | 0 | 0 | 0 | 0 | 0 | 0 | 0 | 0 | 0 | 0 | 0 | 0 | 0 | 0 | 0 | 0 | 0 | 0 | 0 | 0 | 0 | 0 | 0 | 0 | 0 | 0 | 0 | 0 | 0 | 0 | 0 | 0 | 0 | 0 | 0 | 0 | 0 | 0 | 0 | 0 | 0 | 0 | 0 | 0 | 0 | 0 | 0 | 0 | 0 | 0 | 0.085 | 0.085 | 0.085 | 0.085 | 0.085 | 0.085 | 0.085 | 0.085 | 0.085 | 0.085 | 0 | 0 | 0 | 0 | 0 | 0 | 0 | 0 | 0 | 0 | 14.9971 | 14.9042 | 14.7848 | 14.683 | 14.569 | 14.4555 | 14.331 | 14.2314 | 14.12 | 14.0081 | 0 | 0 | 0 | 0 | 0 | 0 | 0 | 0 | 0 | 0 | 145.0842 | 14.9971 | 29.9013 | 44.6862 | 59.3692 | 73.9382 | 88.3937 | 102.7247 | 116.9561 | 131.0761 | 145.0842 | 145.0842 | 145.0842 | 145.0842 | 145.0842 | 145.0842 | 145.0842 | 145.0842 | 145.0842 | 145.0842 | 145.0842 | 0 | 0 | 0 | 0 | 0 | 0 | 0 | 0 | 0 | 0 | 0 | 0 | 0 | 0 | 0 | 0 | 0 | 0 | 0 | 0 | 0 | 0 | 0 | 0 | 0 | 0 | 0 | 0 | 0 | 0 | 0 | 0 | 0 | 0 | 0 | 0 | 0 | 0 | 0 | 0 | 0 | 0 | 0 | 0 | 0 | 0 | 0 | 0 | 0 | 45.1387 | 44.8592 | 44.4998 | 44.1934 | 43.8501 | 43.5085 | 43.134 | 42.834 | 42.4987 | 42.1619 | 0 | 0 | 0 | 0 | 0 | 0 | 0 | 0 | 0 | 0 | 0.01296% | 0 | 0 | 0 | 0 | 0 | 0 | 0 | 0 | 0 | 0 | 0 | 0 | 0 | 0 | 0 | 0 | 0 | 0 | 0 | 0 | 0 | 0 | 0 | 0
| Industrial_tool_Gas | M_Input | 2000-2018 Industrial Assessment Center | 2020 | Retro | 2022 | 2041 | PSE | Industrial | Wood - Lumber | Gas | Per Region | NA | NA | Wood - Lumber Equipment Upgrade - Replace Existing HVAC Unit With High Efficiency Model | Wood - Lumber Equipment Upgrade - Replace Existing HVAC Unit With High Efficiency Model | 0 | 20 | 713.4016 | 0 | I-All-Other-Shift3-All-All-S | 0 | 0 | 0 | 0 | 0 | 0 | 0 | 550.5922 | I-All-Other-Shift3-All-All-S | 0 | 0 | 0 | Comm Flat | Equipment Upgrade - Replace Existing HVAC Unit With High Efficiency Model | Equipment Upgrade - Replace Existing HVAC Unit With High Efficiency Model | IndShift3 | 0.01266% | 0% | 100% | 1 | 1 | 100% | 5% | 85% | 6.8% | 0.2% | 7541.8023 | 28.3667 | 757.0169 | 0 | 713.4016 | 0 | 0 | 0 | 70.6982 |  | 0 | 0.011933 | 0 | 01. ($9,999.000) to $0.028 | N/A | 0.011933 | 01. ($9,999.00) to $0.22 | N/A | 0 | 0 | 0 | 0 | 0 | 0 | 0 | 0 | 0 | 0 | 0 | 0 | 0 | 0 | 0 | 0 | 0 | 0 | 0 | 0 | 0 | 0 | 0 | 0 | 0 | 0 | 0 | 0 | 0 | 0 | 0 | 0 | 0 | 0 | 0 | 0 | 0 | 0 | 0 | 0 | 0 | 0 | 0 | 0 | 0 | 0 | 0 | 0 | 0 | 0 | 0 | 0 | 0 | 0 | 0 | 0 | 0 | 0 | 0 | 0 | 0 | 0 | 0 | 0 | 0 | 0 | 0 | 0 | 0 | 0 | 0 | 0 | 0 | 0.085 | 0.085 | 0.085 | 0.085 | 0.085 | 0.085 | 0.085 | 0.085 | 0.085 | 0.085 | 0 | 0 | 0 | 0 | 0 | 0 | 0 | 0 | 0 | 0 | 46.8003 | 46.5105 | 46.1379 | 45.8202 | 45.4643 | 45.1102 | 44.7218 | 44.4108 | 44.0632 | 43.7139 | 0 | 0 | 0 | 0 | 0 | 0 | 0 | 0 | 0 | 0 | 452.7531 | 46.8003 | 93.3109 | 139.4488 | 185.269 | 230.7333 | 275.8434 | 320.5653 | 364.9761 | 409.0392 | 452.7531 | 452.7531 | 452.7531 | 452.7531 | 452.7531 | 452.7531 | 452.7531 | 452.7531 | 452.7531 | 452.7531 | 452.7531 | 0 | 0 | 0 | 0 | 0 | 0 | 0 | 0 | 0 | 0 | 0 | 0 | 0 | 0 | 0 | 0 | 0 | 0 | 0 | 0 | 0 | 0 | 0 | 0 | 0 | 0 | 0 | 0 | 0 | 0 | 0 | 0 | 0 | 0 | 0 | 0 | 0 | 0 | 0 | 0 | 0 | 0 | 0 | 0 | 0 | 0 | 0 | 0 | 0 | 6.0093 | 5.9721 | 5.9243 | 5.8835 | 5.8378 | 5.7923 | 5.7425 | 5.7025 | 5.6579 | 5.613 | 0 | 0 | 0 | 0 | 0 | 0 | 0 | 0 | 0 | 0 | 0.01296% | 0 | 0 | 0 | 0 | 0 | 0 | 0 | 0 | 0 | 0 | 0 | 0 | 0 | 0 | 0 | 0 | 0 | 0 | 0 | 0 | 0 | 0 | 0 | 0
| Industrial_tool_Gas | M_Input | 2000-2018 Industrial Assessment Center | 2020 | Retro | 2022 | 2041 | PSE | Industrial | Wood - Lumber | Gas | Per Region | NA | NA | Wood - Lumber HVAC Equipment Scheduling Improvements - HVAC Controls, Timers Or Thermostats | Wood - Lumber HVAC Equipment Scheduling Improvements - HVAC Controls, Timers Or Thermostats | 0 | 15 | 419.825 | 0 | I-All-Other-Shift3-All-All-S | 0 | 0 | 0 | 0 | 0 | 0 | 0 | 320.7252 | I-All-Other-Shift3-All-All-S | 0 | 0 | 0 | Comm Flat | HVAC Equipment Scheduling Improvements - HVAC Controls, Timers Or Thermostats | HVAC Equipment Scheduling Improvements - HVAC Controls, Timers Or Thermostats | IndShift3 | 0.01266% | 0% | 100% | 1 | 1 | 100% | 6.667% | 85% | 6.8% | 0.2% | 3403.0913 | 16.5239 | 341.9615 | 0 | 494.5182 | 0 | 0 | 0 | 219.9977 |  | 0 | 0.063745 | 0 | 01. ($9,999.000) to $0.028 | N/A | 0.063745 | 01. ($9,999.00) to $0.22 | N/A | 0 | 0 | 0 | 0 | 0 | 0 | 0 | 0 | 0 | 0 | 0 | 0 | 0 | 0 | 0 | 0 | 0 | 0 | 0 | 0 | 0 | 0 | 0 | 0 | 0 | 0 | 0 | 0 | 0 | 0 | 0 | 0 | 0 | 0 | 0 | 0 | 0 | 0 | 0 | 0 | 0 | 0 | 0 | 0 | 0 | 0 | 0 | 0 | 0 | 0 | 0 | 0 | 0 | 0 | 0 | 0 | 0 | 0 | 0 | 0 | 0 | 0 | 0 | 0 | 0 | 0 | 0 | 0 | 0 | 0 | 0 | 0 | 0 | 0.085 | 0.085 | 0.085 | 0.085 | 0.085 | 0.085 | 0.085 | 0.085 | 0.085 | 0.085 | 0 | 0 | 0 | 0 | 0 | 0 | 0 | 0 | 0 | 0 | 27.2616 | 27.0928 | 26.8758 | 26.6907 | 26.4834 | 26.2771 | 26.0509 | 25.8697 | 25.6672 | 25.4638 | 0 | 0 | 0 | 0 | 0 | 0 | 0 | 0 | 0 | 0 | 263.733 | 27.2616 | 54.3545 | 81.2302 | 107.9209 | 134.4043 | 160.6814 | 186.7323 | 212.602 | 238.2692 | 263.733 | 263.733 | 263.733 | 263.733 | 263.733 | 263.733 | 263.733 | 263.733 | 263.733 | 263.733 | 263.733 | 0 | 0 | 0 | 0 | 0 | 0 | 0 | 0 | 0 | 0 | 0 | 0 | 0 | 0 | 0 | 0 | 0 | 0 | 0 | 0 | 0 | 0 | 0 | 0 | 0 | 0 | 0 | 0 | 0 | 0 | 0 | 0 | 0 | 0 | 0 | 0 | 0 | 0 | 0 | 0 | 0 | 0 | 0 | 0 | 0 | 0 | 0 | 0 | 0 | 18.6998 | 18.584 | 18.4351 | 18.3082 | 18.166 | 18.0245 | 17.8693 | 17.745 | 17.6061 | 17.4666 | 0 | 0 | 0 | 0 | 0 | 0 | 0 | 0 | 0 | 0 | 0.01296% | 0 | 0 | 0 | 0 | 0 | 0 | 0 | 0 | 0 | 0 | 0 | 0 | 0 | 0 | 0 | 0 | 0 | 0 | 0 | 0 | 0 | 0 | 0 | 0
| Industrial_tool_Gas | M_Input | 2000-2018 Industrial Assessment Center | 2020 | Retro | 2022 | 2041 | PSE | Industrial | Wood - Lumber | Gas | Per Region | NA | NA | Wood - Lumber Optimize Ventilation System | Wood - Lumber Optimize Ventilation System | 0 | 5 | 378.4401 | 0 | I-All-Other-Shift3-All-All-S | 0 | 0 | 0 | 0 | 0 | 0 | 0 | 262.0877 | I-All-Other-Shift3-All-All-S | 0 | 0 | 0 | Comm Flat | Optimize Ventilation System | Optimize Ventilation System | IndShift3 | 0.01266% | 0% | 100% | 1 | 1 | 100% | 20% | 85% | 6.8% | 0.2% | 1007.0554 | 13.5029 | 102.0558 | 0 | 987.8793 | 0 | 0 | 0 | 948.0086 |  | 0 | 0.33614 | 0 | 01. ($9,999.000) to $0.028 | N/A | 0.33614 | 03. $0.30 to $0.45 | N/A | 0 | 0 | 0 | 0 | 0 | 0 | 0 | 0 | 0 | 0 | 0 | 0 | 0 | 0 | 0 | 0 | 0 | 0 | 0 | 0 | 0 | 0 | 0 | 0 | 0 | 0 | 0 | 0 | 0 | 0 | 0 | 0 | 0 | 0 | 0 | 0 | 0 | 0 | 0 | 0 | 0 | 0 | 0 | 0 | 0 | 0 | 0 | 0 | 0 | 0 | 0 | 0 | 0 | 0 | 0 | 0 | 0 | 0 | 0 | 0 | 0 | 0 | 0 | 0 | 0 | 0 | 0 | 0 | 0 | 0 | 0 | 0 | 0 | 0.085 | 0.085 | 0.085 | 0.085 | 0.085 | 0.085 | 0.085 | 0.085 | 0.085 | 0.085 | 0 | 0 | 0 | 0 | 0 | 0 | 0 | 0 | 0 | 0 | 22.2775 | 22.1395 | 21.9621 | 21.8109 | 21.6415 | 21.4729 | 21.2881 | 21.14 | 20.9745 | 20.8083 | 0 | 0 | 0 | 0 | 0 | 0 | 0 | 0 | 0 | 0 | 215.5152 | 22.2775 | 44.4169 | 66.3791 | 88.19 | 109.8315 | 131.3044 | 152.5924 | 173.7324 | 194.707 | 215.5152 | 215.5152 | 215.5152 | 215.5152 | 215.5152 | 215.5152 | 215.5152 | 215.5152 | 215.5152 | 215.5152 | 215.5152 | 0 | 0 | 0 | 0 | 0 | 0 | 0 | 0 | 0 | 0 | 0 | 0 | 0 | 0 | 0 | 0 | 0 | 0 | 0 | 0 | 0 | 0 | 0 | 0 | 0 | 0 | 0 | 0 | 0 | 0 | 0 | 0 | 0 | 0 | 0 | 0 | 0 | 0 | 0 | 0 | 0 | 0 | 0 | 0 | 0 | 0 | 0 | 0 | 0 | 80.5807 | 80.0817 | 79.4402 | 78.8931 | 78.2804 | 77.6706 | 77.0019 | 76.4664 | 75.8678 | 75.2666 | 0 | 0 | 0 | 0 | 0 | 0 | 0 | 0 | 0 | 0 | 0.01296% | 0 | 0 | 0 | 0 | 0 | 0 | 0 | 0 | 0 | 0 | 0 | 0 | 0 | 0 | 0 | 0 | 0 | 0 | 0 | 0 | 0 | 0 | 0 | 0
| Industrial_tool_Gas | M_Input | 2000-2018 Industrial Assessment Center | 2020 | Retro | 2022 | 2041 | PSE | Industrial | Wood - Lumber | Gas | Per Region | NA | NA | Wood - Lumber Analyze Flue Gas For Proper Air/Fuel Ratio | Wood - Lumber Analyze Flue Gas For Proper Air/Fuel Ratio | 0 | 5 | 235.7522 | 0 | I-All-Other-Shift3-All-All-S | 0 | 0 | 0 | 0 | 0 | 0 | 0 | 661.426 | I-All-Other-Shift3-All-All-S | 0 | 0 | 0 | Comm Flat | Analyze Flue Gas For Proper Air/Fuel Ratio | Analyze Flue Gas For Proper Air/Fuel Ratio | IndShift3 | 0.01266% | 0% | 100% | 1 | 1 | 100% | 20% | 85% | 6.8% | 0.2% | 2541.4877 | 34.077 | 257.5565 | 0 | 615.4072 | 0 | 0 | 0 | 370.9242 |  | 0 | 0.052115 | 0 | 01. ($9,999.000) to $0.028 | N/A | 0.052115 | 01. ($9,999.00) to $0.22 | N/A | 0 | 0 | 0 | 0 | 0 | 0 | 0 | 0 | 0 | 0 | 0 | 0 | 0 | 0 | 0 | 0 | 0 | 0 | 0 | 0 | 0 | 0 | 0 | 0 | 0 | 0 | 0 | 0 | 0 | 0 | 0 | 0 | 0 | 0 | 0 | 0 | 0 | 0 | 0 | 0 | 0 | 0 | 0 | 0 | 0 | 0 | 0 | 0 | 0 | 0 | 0 | 0 | 0 | 0 | 0 | 0 | 0 | 0 | 0 | 0 | 0 | 0 | 0 | 0 | 0 | 0 | 0 | 0 | 0 | 0 | 0 | 0 | 0 | 0.085 | 0.085 | 0.085 | 0.085 | 0.085 | 0.085 | 0.085 | 0.085 | 0.085 | 0.085 | 0 | 0 | 0 | 0 | 0 | 0 | 0 | 0 | 0 | 0 | 56.2212 | 55.873 | 55.4254 | 55.0438 | 54.6162 | 54.1908 | 53.7243 | 53.3507 | 52.933 | 52.5135 | 0 | 0 | 0 | 0 | 0 | 0 | 0 | 0 | 0 | 0 | 543.892 | 56.2212 | 112.0943 | 167.5197 | 222.5635 | 277.1797 | 331.3705 | 385.0948 | 438.4454 | 491.3785 | 543.892 | 543.892 | 543.892 | 543.892 | 543.892 | 543.892 | 543.892 | 543.892 | 543.892 | 543.892 | 543.892 | 0 | 0 | 0 | 0 | 0 | 0 | 0 | 0 | 0 | 0 | 0 | 0 | 0 | 0 | 0 | 0 | 0 | 0 | 0 | 0 | 0 | 0 | 0 | 0 | 0 | 0 | 0 | 0 | 0 | 0 | 0 | 0 | 0 | 0 | 0 | 0 | 0 | 0 | 0 | 0 | 0 | 0 | 0 | 0 | 0 | 0 | 0 | 0 | 0 | 31.5286 | 31.3333 | 31.0823 | 30.8683 | 30.6285 | 30.3899 | 30.1283 | 29.9188 | 29.6846 | 29.4493 | 0 | 0 | 0 | 0 | 0 | 0 | 0 | 0 | 0 | 0 | 0.01296% | 0 | 0 | 0 | 0 | 0 | 0 | 0 | 0 | 0 | 0 | 0 | 0 | 0 | 0 | 0 | 0 | 0 | 0 | 0 | 0 | 0 | 0 | 0 | 0
| Industrial_tool_Gas | M_Input | 2000-2018 Industrial Assessment Center | 2020 | Retro | 2022 | 2041 | PSE | Industrial | Wood - Lumber | Gas | Per Region | NA | NA | Wood - Lumber Boiler - Operation, Maintenance, And Scheduling | Wood - Lumber Boiler - Operation, Maintenance, And Scheduling | 0 | 5 | 279.6891 | 0 | I-All-Other-Shift3-All-All-S | 0 | 0 | 0 | 0 | 0 | 0 | 0 | 696.5397 | I-All-Other-Shift3-All-All-S | 0 | 0 | 0 | Comm Flat | Boiler - Operation, Maintenance, And Scheduling | Boiler - Operation, Maintenance, And Scheduling | IndShift3 | 0.01266% | 0% | 100% | 1 | 1 | 100% | 20% | 85% | 6.8% | 0.2% | 2676.41 | 35.886 | 271.2296 | 0 | 730.1 | 0 | 0 | 0 | 478.9222 |  | 0 | 0.063897 | 0 | 01. ($9,999.000) to $0.028 | N/A | 0.063897 | 01. ($9,999.00) to $0.22 | N/A | 0 | 0 | 0 | 0 | 0 | 0 | 0 | 0 | 0 | 0 | 0 | 0 | 0 | 0 | 0 | 0 | 0 | 0 | 0 | 0 | 0 | 0 | 0 | 0 | 0 | 0 | 0 | 0 | 0 | 0 | 0 | 0 | 0 | 0 | 0 | 0 | 0 | 0 | 0 | 0 | 0 | 0 | 0 | 0 | 0 | 0 | 0 | 0 | 0 | 0 | 0 | 0 | 0 | 0 | 0 | 0 | 0 | 0 | 0 | 0 | 0 | 0 | 0 | 0 | 0 | 0 | 0 | 0 | 0 | 0 | 0 | 0 | 0 | 0.085 | 0.085 | 0.085 | 0.085 | 0.085 | 0.085 | 0.085 | 0.085 | 0.085 | 0.085 | 0 | 0 | 0 | 0 | 0 | 0 | 0 | 0 | 0 | 0 | 59.2059 | 58.8392 | 58.3679 | 57.9659 | 57.5157 | 57.0677 | 56.5764 | 56.1829 | 55.7431 | 55.3013 | 0 | 0 | 0 | 0 | 0 | 0 | 0 | 0 | 0 | 0 | 572.7661 | 59.2059 | 118.0451 | 176.413 | 234.3789 | 291.8946 | 348.9623 | 405.5387 | 461.7216 | 517.4647 | 572.7661 | 572.7661 | 572.7661 | 572.7661 | 572.7661 | 572.7661 | 572.7661 | 572.7661 | 572.7661 | 572.7661 | 572.7661 | 0 | 0 | 0 | 0 | 0 | 0 | 0 | 0 | 0 | 0 | 0 | 0 | 0 | 0 | 0 | 0 | 0 | 0 | 0 | 0 | 0 | 0 | 0 | 0 | 0 | 0 | 0 | 0 | 0 | 0 | 0 | 0 | 0 | 0 | 0 | 0 | 0 | 0 | 0 | 0 | 0 | 0 | 0 | 0 | 0 | 0 | 0 | 0 | 0 | 40.7084 | 40.4563 | 40.1322 | 39.8558 | 39.5463 | 39.2382 | 38.9004 | 38.6299 | 38.3275 | 38.0237 | 0 | 0 | 0 | 0 | 0 | 0 | 0 | 0 | 0 | 0 | 0.01296% | 0 | 0 | 0 | 0 | 0 | 0 | 0 | 0 | 0 | 0 | 0 | 0 | 0 | 0 | 0 | 0 | 0 | 0 | 0 | 0 | 0 | 0 | 0 | 0
| Industrial_tool_Gas | M_Input | 2000-2018 Industrial Assessment Center | 2020 | Retro | 2022 | 2041 | PSE | Industrial | Wood - Lumber | Gas | Per Region | NA | NA | Wood - Lumber Equipment Upgrade - Boiler Replacement | Wood - Lumber Equipment Upgrade - Boiler Replacement | 0 | 20 | 1786.3443 | 0 | I-All-Other-Shift3-All-All-S | 0 | 0 | 0 | 0 | 0 | 0 | 0 | 962.1677 | I-All-Other-Shift3-All-All-S | 0 | 0 | 0 | Comm Flat | Equipment Upgrade - Boiler Replacement | Equipment Upgrade - Boiler Replacement | IndShift3 | 0.01266% | 0% | 100% | 1 | 1 | 100% | 5% | 85% | 6.8% | 0.2% | 13179.4068 | 49.5713 | 1322.8978 | 0 | 1786.3443 | 0 | 0 | 0 | 771.1441 |  | 0 | 0.074481 | 0 | 01. ($9,999.000) to $0.028 | N/A | 0.074481 | 01. ($9,999.00) to $0.22 | N/A | 0 | 0 | 0 | 0 | 0 | 0 | 0 | 0 | 0 | 0 | 0 | 0 | 0 | 0 | 0 | 0 | 0 | 0 | 0 | 0 | 0 | 0 | 0 | 0 | 0 | 0 | 0 | 0 | 0 | 0 | 0 | 0 | 0 | 0 | 0 | 0 | 0 | 0 | 0 | 0 | 0 | 0 | 0 | 0 | 0 | 0 | 0 | 0 | 0 | 0 | 0 | 0 | 0 | 0 | 0 | 0 | 0 | 0 | 0 | 0 | 0 | 0 | 0 | 0 | 0 | 0 | 0 | 0 | 0 | 0 | 0 | 0 | 0 | 0.085 | 0.085 | 0.085 | 0.085 | 0.085 | 0.085 | 0.085 | 0.085 | 0.085 | 0.085 | 0 | 0 | 0 | 0 | 0 | 0 | 0 | 0 | 0 | 0 | 81.7843 | 81.2778 | 80.6267 | 80.0715 | 79.4495 | 78.8306 | 78.152 | 77.6085 | 77.001 | 76.3907 | 0 | 0 | 0 | 0 | 0 | 0 | 0 | 0 | 0 | 0 | 791.1926 | 81.7843 | 163.062 | 243.6887 | 323.7602 | 403.2097 | 482.0403 | 560.1924 | 637.8009 | 714.8018 | 791.1926 | 791.1926 | 791.1926 | 791.1926 | 791.1926 | 791.1926 | 791.1926 | 791.1926 | 791.1926 | 791.1926 | 791.1926 | 0 | 0 | 0 | 0 | 0 | 0 | 0 | 0 | 0 | 0 | 0 | 0 | 0 | 0 | 0 | 0 | 0 | 0 | 0 | 0 | 0 | 0 | 0 | 0 | 0 | 0 | 0 | 0 | 0 | 0 | 0 | 0 | 0 | 0 | 0 | 0 | 0 | 0 | 0 | 0 | 0 | 0 | 0 | 0 | 0 | 0 | 0 | 0 | 0 | 65.5472 | 65.1413 | 64.6195 | 64.1745 | 63.676 | 63.18 | 62.6361 | 62.2005 | 61.7136 | 61.2245 | 0 | 0 | 0 | 0 | 0 | 0 | 0 | 0 | 0 | 0 | 0.01296% | 0 | 0 | 0 | 0 | 0 | 0 | 0 | 0 | 0 | 0 | 0 | 0 | 0 | 0 | 0 | 0 | 0 | 0 | 0 | 0 | 0 | 0 | 0 | 0
| Industrial_tool_Gas | M_Input | 2000-2018 Industrial Assessment Center | 2020 | Retro | 2022 | 2041 | PSE | Industrial | Wood - Lumber | Gas | Per Region | NA | NA | Wood - Lumber Equipment Upgrade - Boiler Turbulators | Wood - Lumber Equipment Upgrade - Boiler Turbulators | 0 | 20 | 165.8842 | 0 | I-All-Other-Shift3-All-All-S | 0 | 0 | 0 | 0 | 0 | 0 | 0 | 630.317 | I-All-Other-Shift3-All-All-S | 0 | 0 | 0 | Comm Flat | Equipment Upgrade - Boiler Turbulators | Equipment Upgrade - Boiler Turbulators | IndShift3 | 0.01266% | 0% | 100% | 1 | 1 | 100% | 5% | 85% | 6.8% | 0.2% | 8633.8425 | 32.4742 | 866.6317 | 0 | 165.8842 | 0 | 0 | 0 | -700.0449 |  | 0 | -0.10321 | 0 | 01. ($9,999.000) to $0.028 | N/A | -0.10321 | 01. ($9,999.00) to $0.22 | N/A | 0 | 0 | 0 | 0 | 0 | 0 | 0 | 0 | 0 | 0 | 0 | 0 | 0 | 0 | 0 | 0 | 0 | 0 | 0 | 0 | 0 | 0 | 0 | 0 | 0 | 0 | 0 | 0 | 0 | 0 | 0 | 0 | 0 | 0 | 0 | 0 | 0 | 0 | 0 | 0 | 0 | 0 | 0 | 0 | 0 | 0 | 0 | 0 | 0 | 0 | 0 | 0 | 0 | 0 | 0 | 0 | 0 | 0 | 0 | 0 | 0 | 0 | 0 | 0 | 0 | 0 | 0 | 0 | 0 | 0 | 0 | 0 | 0 | 0.085 | 0.085 | 0.085 | 0.085 | 0.085 | 0.085 | 0.085 | 0.085 | 0.085 | 0.085 | 0 | 0 | 0 | 0 | 0 | 0 | 0 | 0 | 0 | 0 | 53.5769 | 53.2452 | 52.8186 | 52.4549 | 52.0475 | 51.642 | 51.1975 | 50.8414 | 50.4434 | 50.0436 | 0 | 0 | 0 | 0 | 0 | 0 | 0 | 0 | 0 | 0 | 518.311 | 53.5769 | 106.8221 | 159.6407 | 212.0956 | 264.1431 | 315.7851 | 366.9826 | 417.824 | 468.2674 | 518.311 | 518.311 | 518.311 | 518.311 | 518.311 | 518.311 | 518.311 | 518.311 | 518.311 | 518.311 | 518.311 | 0 | 0 | 0 | 0 | 0 | 0 | 0 | 0 | 0 | 0 | 0 | 0 | 0 | 0 | 0 | 0 | 0 | 0 | 0 | 0 | 0 | 0 | 0 | 0 | 0 | 0 | 0 | 0 | 0 | 0 | 0 | 0 | 0 | 0 | 0 | 0 | 0 | 0 | 0 | 0 | 0 | 0 | 0 | 0 | 0 | 0 | 0 | 0 | 0 | 0 | 0 | 0 | 0 | 0 | 0 | 0 | 0 | 0 | 0 | 0 | 0 | 0 | 0 | 0 | 0 | 0 | 0 | 0 | 0 | 0.01296% | 0 | 0 | 0 | 0 | 0 | 0 | 0 | 0 | 0 | 0 | 0 | 0 | 0 | 0 | 0 | 0 | 0 | 0 | 0 | 0 | 0 | 0 | 0 | 0
| Industrial_tool_Gas | M_Input | 2000-2018 Industrial Assessment Center | 2020 | Retro | 2022 | 2041 | PSE | Industrial | Wood - Lumber | Gas | Per Region | NA | NA | Wood - Lumber Improve Combustion Control Capability And Air Flow | Wood - Lumber Improve Combustion Control Capability And Air Flow | 0 | 15 | 1045.6265 | 0 | I-All-Other-Shift3-All-All-S | 0 | 0 | 0 | 0 | 0 | 0 | 0 | 1851.7782 | I-All-Other-Shift3-All-All-S | 0 | 0 | 0 | Comm Flat | Improve Combustion Control Capability And Air Flow | Improve Combustion Control Capability And Air Flow | IndShift3 | 0.01266% | 0% | 100% | 1 | 1 | 100% | 6.667% | 85% | 6.8% | 0.2% | 19648.5067 | 95.4044 | 1974.3911 | 0 | 1231.6592 | 0 | 0 | 0 | -629.011 |  | 0 | -0.031567 | 0 | 01. ($9,999.000) to $0.028 | N/A | -0.031567 | 01. ($9,999.00) to $0.22 | N/A | 0 | 0 | 0 | 0 | 0 | 0 | 0 | 0 | 0 | 0 | 0 | 0 | 0 | 0 | 0 | 0 | 0 | 0 | 0 | 0 | 0 | 0 | 0 | 0 | 0 | 0 | 0 | 0 | 0 | 0 | 0 | 0 | 0 | 0 | 0 | 0 | 0 | 0 | 0 | 0 | 0 | 0 | 0 | 0 | 0 | 0 | 0 | 0 | 0 | 0 | 0 | 0 | 0 | 0 | 0 | 0 | 0 | 0 | 0 | 0 | 0 | 0 | 0 | 0 | 0 | 0 | 0 | 0 | 0 | 0 | 0 | 0 | 0 | 0.085 | 0.085 | 0.085 | 0.085 | 0.085 | 0.085 | 0.085 | 0.085 | 0.085 | 0.085 | 0 | 0 | 0 | 0 | 0 | 0 | 0 | 0 | 0 | 0 | 157.4012 | 156.4264 | 155.1732 | 154.1047 | 152.9077 | 151.7167 | 150.4106 | 149.3645 | 148.1953 | 147.0208 | 0 | 0 | 0 | 0 | 0 | 0 | 0 | 0 | 0 | 0 | 1522.7212 | 157.4012 | 313.8276 | 469.0008 | 623.1055 | 776.0133 | 927.7299 | 1078.1405 | 1227.505 | 1375.7004 | 1522.7212 | 1522.7212 | 1522.7212 | 1522.7212 | 1522.7212 | 1522.7212 | 1522.7212 | 1522.7212 | 1522.7212 | 1522.7212 | 1522.7212 | 0 | 0 | 0 | 0 | 0 | 0 | 0 | 0 | 0 | 0 | 0 | 0 | 0 | 0 | 0 | 0 | 0 | 0 | 0 | 0 | 0 | 0 | 0 | 0 | 0 | 0 | 0 | 0 | 0 | 0 | 0 | 0 | 0 | 0 | 0 | 0 | 0 | 0 | 0 | 0 | 0 | 0 | 0 | 0 | 0 | 0 | 0 | 0 | 0 | 0 | 0 | 0 | 0 | 0 | 0 | 0 | 0 | 0 | 0 | 0 | 0 | 0 | 0 | 0 | 0 | 0 | 0 | 0 | 0 | 0.01296% | 0 | 0 | 0 | 0 | 0 | 0 | 0 | 0 | 0 | 0 | 0 | 0 | 0 | 0 | 0 | 0 | 0 | 0 | 0 | 0 | 0 | 0 | 0 | 0
| Industrial_tool_Gas | M_Input | 2000-2018 Industrial Assessment Center | 2020 | Retro | 2022 | 2041 | PSE | Industrial | Wood - Lumber | Gas | Per Region | NA | NA | Wood - Lumber Install Or Repair Insulation On Condensate Lines And Optimize Condensate | Wood - Lumber Install Or Repair Insulation On Condensate Lines And Optimize Condensate | 0 | 10 | 477.7488 | 0 | I-All-Other-Shift3-All-All-S | 0 | 0 | 0 | 0 | 0 | 0 | 0 | 1477.9091 | I-All-Other-Shift3-All-All-S | 0 | 0 | 0 | Comm Flat | Install Or Repair Insulation On Condensate Lines And Optimize Condensate | Install Or Repair Insulation On Condensate Lines And Optimize Condensate | IndShift3 | 0.01266% | 0% | 100% | 1 | 1 | 100% | 10% | 85% | 6.8% | 0.2% | 10914.6184 | 76.1425 | 1099.0761 | 0 | 725.1987 | 0 | 0 | 0 | -354.4702 |  | 0 | -0.022289 | 0 | 01. ($9,999.000) to $0.028 | N/A | -0.022289 | 01. ($9,999.00) to $0.22 | N/A | 0 | 0 | 0 | 0 | 0 | 0 | 0 | 0 | 0 | 0 | 0 | 0 | 0 | 0 | 0 | 0 | 0 | 0 | 0 | 0 | 0 | 0 | 0 | 0 | 0 | 0 | 0 | 0 | 0 | 0 | 0 | 0 | 0 | 0 | 0 | 0 | 0 | 0 | 0 | 0 | 0 | 0 | 0 | 0 | 0 | 0 | 0 | 0 | 0 | 0 | 0 | 0 | 0 | 0 | 0 | 0 | 0 | 0 | 0 | 0 | 0 | 0 | 0 | 0 | 0 | 0 | 0 | 0 | 0 | 0 | 0 | 0 | 0 | 0.085 | 0.085 | 0.085 | 0.085 | 0.085 | 0.085 | 0.085 | 0.085 | 0.085 | 0.085 | 0 | 0 | 0 | 0 | 0 | 0 | 0 | 0 | 0 | 0 | 125.6223 | 124.8443 | 123.8442 | 122.9914 | 122.0361 | 121.0855 | 120.0431 | 119.2082 | 118.2751 | 117.3377 | 0 | 0 | 0 | 0 | 0 | 0 | 0 | 0 | 0 | 0 | 1215.2877 | 125.6223 | 250.4666 | 374.3108 | 497.3022 | 619.3382 | 740.4237 | 860.4668 | 979.675 | 1097.9501 | 1215.2877 | 1215.2877 | 1215.2877 | 1215.2877 | 1215.2877 | 1215.2877 | 1215.2877 | 1215.2877 | 1215.2877 | 1215.2877 | 1215.2877 | 0 | 0 | 0 | 0 | 0 | 0 | 0 | 0 | 0 | 0 | 0 | 0 | 0 | 0 | 0 | 0 | 0 | 0 | 0 | 0 | 0 | 0 | 0 | 0 | 0 | 0 | 0 | 0 | 0 | 0 | 0 | 0 | 0 | 0 | 0 | 0 | 0 | 0 | 0 | 0 | 0 | 0 | 0 | 0 | 0 | 0 | 0 | 0 | 0 | 0 | 0 | 0 | 0 | 0 | 0 | 0 | 0 | 0 | 0 | 0 | 0 | 0 | 0 | 0 | 0 | 0 | 0 | 0 | 0 | 0.01296% | 0 | 0 | 0 | 0 | 0 | 0 | 0 | 0 | 0 | 0 | 0 | 0 | 0 | 0 | 0 | 0 | 0 | 0 | 0 | 0 | 0 | 0 | 0 | 0
| Industrial_tool_Gas | M_Input | 2000-2018 Industrial Assessment Center | 2020 | Retro | 2022 | 2041 | PSE | Industrial | Wood - Lumber | Gas | Per Region | NA | NA | Wood - Lumber Insulate Steam, Hot Water Lines Or Feedwater Tank | Wood - Lumber Insulate Steam, Hot Water Lines Or Feedwater Tank | 0 | 15 | 50.0645 | 0 | I-All-Other-Shift3-All-All-S | 0 | 0 | 0 | 0 | 0 | 0 | 0 | 110.5472 | I-All-Other-Shift3-All-All-S | 0 | 0 | 0 | Comm Flat | Insulate Steam, Hot Water Lines Or Feedwater Tank | Insulate Steam, Hot Water Lines Or Feedwater Tank | IndShift3 | 0.01266% | 0% | 100% | 1 | 1 | 100% | 6.667% | 85% | 6.8% | 0.2% | 1172.9735 | 5.6954 | 117.8669 | 0 | 58.9718 | 0 | 0 | 0 | -54.5776 |  | 0 | -0.04588 | 0 | 01. ($9,999.000) to $0.028 | N/A | -0.04588 | 01. ($9,999.00) to $0.22 | N/A | 0 | 0 | 0 | 0 | 0 | 0 | 0 | 0 | 0 | 0 | 0 | 0 | 0 | 0 | 0 | 0 | 0 | 0 | 0 | 0 | 0 | 0 | 0 | 0 | 0 | 0 | 0 | 0 | 0 | 0 | 0 | 0 | 0 | 0 | 0 | 0 | 0 | 0 | 0 | 0 | 0 | 0 | 0 | 0 | 0 | 0 | 0 | 0 | 0 | 0 | 0 | 0 | 0 | 0 | 0 | 0 | 0 | 0 | 0 | 0 | 0 | 0 | 0 | 0 | 0 | 0 | 0 | 0 | 0 | 0 | 0 | 0 | 0 | 0.085 | 0.085 | 0.085 | 0.085 | 0.085 | 0.085 | 0.085 | 0.085 | 0.085 | 0.085 | 0 | 0 | 0 | 0 | 0 | 0 | 0 | 0 | 0 | 0 | 9.3965 | 9.3383 | 9.2635 | 9.1997 | 9.1283 | 9.0572 | 8.9792 | 8.9167 | 8.8469 | 8.7768 | 0 | 0 | 0 | 0 | 0 | 0 | 0 | 0 | 0 | 0 | 90.9032 | 9.3965 | 18.7348 | 27.9983 | 37.1981 | 46.3263 | 55.3835 | 64.3627 | 73.2794 | 82.1263 | 90.9032 | 90.9032 | 90.9032 | 90.9032 | 90.9032 | 90.9032 | 90.9032 | 90.9032 | 90.9032 | 90.9032 | 90.9032 | 0 | 0 | 0 | 0 | 0 | 0 | 0 | 0 | 0 | 0 | 0 | 0 | 0 | 0 | 0 | 0 | 0 | 0 | 0 | 0 | 0 | 0 | 0 | 0 | 0 | 0 | 0 | 0 | 0 | 0 | 0 | 0 | 0 | 0 | 0 | 0 | 0 | 0 | 0 | 0 | 0 | 0 | 0 | 0 | 0 | 0 | 0 | 0 | 0 | 0 | 0 | 0 | 0 | 0 | 0 | 0 | 0 | 0 | 0 | 0 | 0 | 0 | 0 | 0 | 0 | 0 | 0 | 0 | 0 | 0.01296% | 0 | 0 | 0 | 0 | 0 | 0 | 0 | 0 | 0 | 0 | 0 | 0 | 0 | 0 | 0 | 0 | 0 | 0 | 0 | 0 | 0 | 0 | 0 | 0
| Industrial_tool_Gas | M_Input | 2000-2018 Industrial Assessment Center | 2020 | Retro | 2022 | 2041 | PSE | Industrial | Wood - Lumber | Gas | Per Region | NA | NA | Wood - Lumber Minimize Boiler Blowdown | Wood - Lumber Minimize Boiler Blowdown | 0 | 5 | 65.3862 | 0 | I-All-Other-Shift3-All-All-S | 0 | 0 | 0 | 0 | 0 | 0 | 0 | 83.288 | I-All-Other-Shift3-All-All-S | 0 | 0 | 0 | Comm Flat | Minimize Boiler Blowdown | Minimize Boiler Blowdown | IndShift3 | 0.01266% | 0% | 100% | 1 | 1 | 100% | 20% | 85% | 6.8% | 0.2% | 320.029 | 4.291 | 32.432 | 0 | 170.684 | 0 | 0 | 0 | 147.0382 |  | 0 | 0.16406 | 0 | 01. ($9,999.000) to $0.028 | N/A | 0.16406 | 01. ($9,999.00) to $0.22 | N/A | 0 | 0 | 0 | 0 | 0 | 0 | 0 | 0 | 0 | 0 | 0 | 0 | 0 | 0 | 0 | 0 | 0 | 0 | 0 | 0 | 0 | 0 | 0 | 0 | 0 | 0 | 0 | 0 | 0 | 0 | 0 | 0 | 0 | 0 | 0 | 0 | 0 | 0 | 0 | 0 | 0 | 0 | 0 | 0 | 0 | 0 | 0 | 0 | 0 | 0 | 0 | 0 | 0 | 0 | 0 | 0 | 0 | 0 | 0 | 0 | 0 | 0 | 0 | 0 | 0 | 0 | 0 | 0 | 0 | 0 | 0 | 0 | 0 | 0.085 | 0.085 | 0.085 | 0.085 | 0.085 | 0.085 | 0.085 | 0.085 | 0.085 | 0.085 | 0 | 0 | 0 | 0 | 0 | 0 | 0 | 0 | 0 | 0 | 7.0795 | 7.0356 | 6.9793 | 6.9312 | 6.8774 | 6.8238 | 6.7651 | 6.718 | 6.6654 | 6.6126 | 0 | 0 | 0 | 0 | 0 | 0 | 0 | 0 | 0 | 0 | 68.4879 | 7.0795 | 14.1151 | 21.0944 | 28.0256 | 34.903 | 41.7268 | 48.4919 | 55.2099 | 61.8753 | 68.4879 | 68.4879 | 68.4879 | 68.4879 | 68.4879 | 68.4879 | 68.4879 | 68.4879 | 68.4879 | 68.4879 | 68.4879 | 0 | 0 | 0 | 0 | 0 | 0 | 0 | 0 | 0 | 0 | 0 | 0 | 0 | 0 | 0 | 0 | 0 | 0 | 0 | 0 | 0 | 0 | 0 | 0 | 0 | 0 | 0 | 0 | 0 | 0 | 0 | 0 | 0 | 0 | 0 | 0 | 0 | 0 | 0 | 0 | 0 | 0 | 0 | 0 | 0 | 0 | 0 | 0 | 0 | 12.4982 | 12.4209 | 12.3213 | 12.2365 | 12.1415 | 12.0469 | 11.9432 | 11.8601 | 11.7673 | 11.674 | 0 | 0 | 0 | 0 | 0 | 0 | 0 | 0 | 0 | 0 | 0.01296% | 0 | 0 | 0 | 0 | 0 | 0 | 0 | 0 | 0 | 0 | 0 | 0 | 0 | 0 | 0 | 0 | 0 | 0 | 0 | 0 | 0 | 0 | 0 | 0
| Industrial_tool_Gas | M_Input | 2000-2018 Industrial Assessment Center | 2020 | Retro | 2022 | 2041 | PSE | Industrial | Wood - Lumber | Gas | Per Region | NA | NA | Wood - Lumber Optimize Heating System To Improve Burner Efficiency, Reduce Energy Requirements And Heat Treatment Process | Wood - Lumber Optimize Heating System To Improve Burner Efficiency, Reduce Energy Requirements And Heat Treatment Process | 0 | 20 | 637.8282 | 0 | I-All-Other-Shift3-All-All-S | 0 | 0 | 0 | 0 | 0 | 0 | 0 | 961.9631 | I-All-Other-Shift3-All-All-S | 0 | 0 | 0 | Comm Flat | Optimize Heating System To Improve Burner Efficiency, Reduce Energy Requirements And Heat Treatment Process | Optimize Heating System To Improve Burner Efficiency, Reduce Energy Requirements And Heat Treatment Process | IndShift3 | 0.01266% | 0% | 100% | 1 | 1 | 100% | 5% | 85% | 6.8% | 0.2% | 13176.6034 | 49.5608 | 1322.6164 | 0 | 637.8282 | 0 | 0 | 0 | -606.7834 |  | 0 | -0.058618 | 0 | 01. ($9,999.000) to $0.028 | N/A | -0.058618 | 01. ($9,999.00) to $0.22 | N/A | 0 | 0 | 0 | 0 | 0 | 0 | 0 | 0 | 0 | 0 | 0 | 0 | 0 | 0 | 0 | 0 | 0 | 0 | 0 | 0 | 0 | 0 | 0 | 0 | 0 | 0 | 0 | 0 | 0 | 0 | 0 | 0 | 0 | 0 | 0 | 0 | 0 | 0 | 0 | 0 | 0 | 0 | 0 | 0 | 0 | 0 | 0 | 0 | 0 | 0 | 0 | 0 | 0 | 0 | 0 | 0 | 0 | 0 | 0 | 0 | 0 | 0 | 0 | 0 | 0 | 0 | 0 | 0 | 0 | 0 | 0 | 0 | 0 | 0.085 | 0.085 | 0.085 | 0.085 | 0.085 | 0.085 | 0.085 | 0.085 | 0.085 | 0.085 | 0 | 0 | 0 | 0 | 0 | 0 | 0 | 0 | 0 | 0 | 81.7669 | 81.2605 | 80.6095 | 80.0544 | 79.4326 | 78.8139 | 78.1354 | 77.592 | 76.9846 | 76.3745 | 0 | 0 | 0 | 0 | 0 | 0 | 0 | 0 | 0 | 0 | 791.0243 | 81.7669 | 163.0274 | 243.6369 | 323.6913 | 403.1239 | 481.9378 | 560.0732 | 637.6652 | 714.6498 | 791.0243 | 791.0243 | 791.0243 | 791.0243 | 791.0243 | 791.0243 | 791.0243 | 791.0243 | 791.0243 | 791.0243 | 791.0243 | 0 | 0 | 0 | 0 | 0 | 0 | 0 | 0 | 0 | 0 | 0 | 0 | 0 | 0 | 0 | 0 | 0 | 0 | 0 | 0 | 0 | 0 | 0 | 0 | 0 | 0 | 0 | 0 | 0 | 0 | 0 | 0 | 0 | 0 | 0 | 0 | 0 | 0 | 0 | 0 | 0 | 0 | 0 | 0 | 0 | 0 | 0 | 0 | 0 | 0 | 0 | 0 | 0 | 0 | 0 | 0 | 0 | 0 | 0 | 0 | 0 | 0 | 0 | 0 | 0 | 0 | 0 | 0 | 0 | 0.01296% | 0 | 0 | 0 | 0 | 0 | 0 | 0 | 0 | 0 | 0 | 0 | 0 | 0 | 0 | 0 | 0 | 0 | 0 | 0 | 0 | 0 | 0 | 0 | 0
| Industrial_tool_Gas | M_Input | 2000-2018 Industrial Assessment Center | 2020 | Retro | 2022 | 2041 | PSE | Industrial | Wood - Lumber | Gas | Per Region | NA | NA | Wood - Lumber Repair And Eliminate Steam Leaks | Wood - Lumber Repair And Eliminate Steam Leaks | 0 | 6 | 111.9156 | 0 | I-All-Other-Shift3-All-All-S | 0 | 0 | 0 | 0 | 0 | 0 | 0 | 711.2246 | I-All-Other-Shift3-All-All-S | 0 | 0 | 0 | Comm Flat | Repair And Eliminate Steam Leaks | Repair And Eliminate Steam Leaks | IndShift3 | 0.01266% | 0% | 100% | 1 | 1 | 100% | 16.67% | 85% | 6.8% | 0.2% | 3256.9062 | 36.6426 | 329.3549 | 0 | 251.9777 | 0 | 0 | 0 | -91.6367 |  | 0 | -0.011974 | 0 | 01. ($9,999.000) to $0.028 | N/A | -0.011974 | 01. ($9,999.00) to $0.22 | N/A | 0 | 0 | 0 | 0 | 0 | 0 | 0 | 0 | 0 | 0 | 0 | 0 | 0 | 0 | 0 | 0 | 0 | 0 | 0 | 0 | 0 | 0 | 0 | 0 | 0 | 0 | 0 | 0 | 0 | 0 | 0 | 0 | 0 | 0 | 0 | 0 | 0 | 0 | 0 | 0 | 0 | 0 | 0 | 0 | 0 | 0 | 0 | 0 | 0 | 0 | 0 | 0 | 0 | 0 | 0 | 0 | 0 | 0 | 0 | 0 | 0 | 0 | 0 | 0 | 0 | 0 | 0 | 0 | 0 | 0 | 0 | 0 | 0 | 0.085 | 0.085 | 0.085 | 0.085 | 0.085 | 0.085 | 0.085 | 0.085 | 0.085 | 0.085 | 0 | 0 | 0 | 0 | 0 | 0 | 0 | 0 | 0 | 0 | 60.4541 | 60.0797 | 59.5984 | 59.188 | 58.7283 | 58.2708 | 57.7692 | 57.3674 | 56.9183 | 56.4672 | 0 | 0 | 0 | 0 | 0 | 0 | 0 | 0 | 0 | 0 | 584.8415 | 60.4541 | 120.5338 | 180.1322 | 239.3202 | 298.0485 | 356.3193 | 414.0885 | 471.4559 | 528.3743 | 584.8415 | 584.8415 | 584.8415 | 584.8415 | 584.8415 | 584.8415 | 584.8415 | 584.8415 | 584.8415 | 584.8415 | 584.8415 | 0 | 0 | 0 | 0 | 0 | 0 | 0 | 0 | 0 | 0 | 0 | 0 | 0 | 0 | 0 | 0 | 0 | 0 | 0 | 0 | 0 | 0 | 0 | 0 | 0 | 0 | 0 | 0 | 0 | 0 | 0 | 0 | 0 | 0 | 0 | 0 | 0 | 0 | 0 | 0 | 0 | 0 | 0 | 0 | 0 | 0 | 0 | 0 | 0 | 0 | 0 | 0 | 0 | 0 | 0 | 0 | 0 | 0 | 0 | 0 | 0 | 0 | 0 | 0 | 0 | 0 | 0 | 0 | 0 | 0.01296% | 0 | 0 | 0 | 0 | 0 | 0 | 0 | 0 | 0 | 0 | 0 | 0 | 0 | 0 | 0 | 0 | 0 | 0 | 0 | 0 | 0 | 0 | 0 | 0
| Industrial_tool_Gas | M_Input | 2000-2018 Industrial Assessment Center | 2020 | Retro | 2022 | 2041 | PSE | Industrial | Wood - Lumber | Gas | Per Region | NA | NA | Wood - Lumber Replace Steam Traps | Wood - Lumber Replace Steam Traps | 0 | 6 | 92.6073 | 0 | I-All-Other-Shift3-All-All-S | 0 | 0 | 0 | 0 | 0 | 0 | 0 | 786.0912 | I-All-Other-Shift3-All-All-S | 0 | 0 | 0 | Comm Flat | Replace Steam Traps | Replace Steam Traps | IndShift3 | 0.01266% | 0% | 100% | 1 | 1 | 100% | 16.67% | 85% | 6.8% | 0.2% | 3599.7422 | 40.4998 | 364.0242 | 0 | 208.505 | 0 | 0 | 0 | -177.4975 |  | 0 | -0.020984 | 0 | 01. ($9,999.000) to $0.028 | N/A | -0.020984 | 01. ($9,999.00) to $0.22 | N/A | 0 | 0 | 0 | 0 | 0 | 0 | 0 | 0 | 0 | 0 | 0 | 0 | 0 | 0 | 0 | 0 | 0 | 0 | 0 | 0 | 0 | 0 | 0 | 0 | 0 | 0 | 0 | 0 | 0 | 0 | 0 | 0 | 0 | 0 | 0 | 0 | 0 | 0 | 0 | 0 | 0 | 0 | 0 | 0 | 0 | 0 | 0 | 0 | 0 | 0 | 0 | 0 | 0 | 0 | 0 | 0 | 0 | 0 | 0 | 0 | 0 | 0 | 0 | 0 | 0 | 0 | 0 | 0 | 0 | 0 | 0 | 0 | 0 | 0.085 | 0.085 | 0.085 | 0.085 | 0.085 | 0.085 | 0.085 | 0.085 | 0.085 | 0.085 | 0 | 0 | 0 | 0 | 0 | 0 | 0 | 0 | 0 | 0 | 66.8178 | 66.404 | 65.872 | 65.4184 | 64.9103 | 64.4047 | 63.8502 | 63.4062 | 62.9098 | 62.4112 | 0 | 0 | 0 | 0 | 0 | 0 | 0 | 0 | 0 | 0 | 646.4044 | 66.8178 | 133.2217 | 199.0937 | 264.5121 | 329.4224 | 393.827 | 457.6772 | 521.0834 | 583.9932 | 646.4044 | 646.4044 | 646.4044 | 646.4044 | 646.4044 | 646.4044 | 646.4044 | 646.4044 | 646.4044 | 646.4044 | 646.4044 | 0 | 0 | 0 | 0 | 0 | 0 | 0 | 0 | 0 | 0 | 0 | 0 | 0 | 0 | 0 | 0 | 0 | 0 | 0 | 0 | 0 | 0 | 0 | 0 | 0 | 0 | 0 | 0 | 0 | 0 | 0 | 0 | 0 | 0 | 0 | 0 | 0 | 0 | 0 | 0 | 0 | 0 | 0 | 0 | 0 | 0 | 0 | 0 | 0 | 0 | 0 | 0 | 0 | 0 | 0 | 0 | 0 | 0 | 0 | 0 | 0 | 0 | 0 | 0 | 0 | 0 | 0 | 0 | 0 | 0.01296% | 0 | 0 | 0 | 0 | 0 | 0 | 0 | 0 | 0 | 0 | 0 | 0 | 0 | 0 | 0 | 0 | 0 | 0 | 0 | 0 | 0 | 0 | 0 | 0
| Industrial_tool_Gas | M_Input | 2000-2018 Industrial Assessment Center | 2020 | Retro | 2022 | 2041 | PSE | Industrial | Wood - Lumber | Gas | Per Region | NA | NA | Wood - Lumber Other Plant Operations Improvements To Reduce Energy Requirements | Wood - Lumber Other Plant Operations Improvements To Reduce Energy Requirements | 0 | 10 | 0 | 0 | I-All-Other-Shift3-All-All-S | 0 | 0 | 0 | 0 | 0 | 0 | 0 | 0 | I-All-Other-Shift3-All-All-S | 0 | 0 | 0 | Comm Flat | Other Plant Operations Improvements To Reduce Energy Requirements | Other Plant Operations Improvements To Reduce Energy Requirements | IndShift3 | 0.01266% | 0% | 100% | 1 | 1 | 100% | 10% | 85% | 6.8% | 0.2% | 0 | 0 | 0 | 0 | 0 | 0 | 0 | 0 | 0 |  | 0 | 0 | 0 | 01. ($9,999.000) to $0.028 | N/A | 0 | 01. ($9,999.00) to $0.22 | N/A | 0 | 0 | 0 | 0 | 0 | 0 | 0 | 0 | 0 | 0 | 0 | 0 | 0 | 0 | 0 | 0 | 0 | 0 | 0 | 0 | 0 | 0 | 0 | 0 | 0 | 0 | 0 | 0 | 0 | 0 | 0 | 0 | 0 | 0 | 0 | 0 | 0 | 0 | 0 | 0 | 0 | 0 | 0 | 0 | 0 | 0 | 0 | 0 | 0 | 0 | 0 | 0 | 0 | 0 | 0 | 0 | 0 | 0 | 0 | 0 | 0 | 0 | 0 | 0 | 0 | 0 | 0 | 0 | 0 | 0 | 0 | 0 | 0 | 0.085 | 0.085 | 0.085 | 0.085 | 0.085 | 0.085 | 0.085 | 0.085 | 0.085 | 0.085 | 0 | 0 | 0 | 0 | 0 | 0 | 0 | 0 | 0 | 0 | 0 | 0 | 0 | 0 | 0 | 0 | 0 | 0 | 0 | 0 | 0 | 0 | 0 | 0 | 0 | 0 | 0 | 0 | 0 | 0 | 0 | 0 | 0 | 0 | 0 | 0 | 0 | 0 | 0 | 0 | 0 | 0 | 0 | 0 | 0 | 0 | 0 | 0 | 0 | 0 | 0 | 0 | 0 | 0 | 0 | 0 | 0 | 0 | 0 | 0 | 0 | 0 | 0 | 0 | 0 | 0 | 0 | 0 | 0 | 0 | 0 | 0 | 0 | 0 | 0 | 0 | 0 | 0 | 0 | 0 | 0 | 0 | 0 | 0 | 0 | 0 | 0 | 0 | 0 | 0 | 0 | 0 | 0 | 0 | 0 | 0 | 0 | 0 | 0 | 0 | 0 | 0 | 0 | 0 | 0 | 0 | 0 | 0 | 0 | 0 | 0 | 0 | 0 | 0 | 0 | 0 | 0 | 0 | 0 | 0 | 0.01296% | 0 | 0 | 0 | 0 | 0 | 0 | 0 | 0 | 0 | 0 | 0 | 0 | 0 | 0 | 0 | 0 | 0 | 0 | 0 | 0 | 0 | 0 | 0 | 0
| Industrial_tool_Gas | M_Input | 2000-2018 Industrial Assessment Center | 2020 | Retro | 2022 | 2041 | PSE | Industrial | Wood - Lumber | Gas | Per Region | NA | NA | Wood - Lumber Heat Recovery And Waste Heat For Process | Wood - Lumber Heat Recovery And Waste Heat For Process | 0 | 14 | 1412.8642 | 0 | I-All-Other-Shift3-All-All-S | 0 | 0 | 0 | 0 | 0 | 0 | 0 | 1692.0522 | I-All-Other-Shift3-All-All-S | 0 | 0 | 0 | Comm Flat | Heat Recovery And Waste Heat For Process | Heat Recovery And Waste Heat For Process | IndShift3 | 0.01266% | 0% | 100% | 1 | 1 | 100% | 7.143% | 85% | 6.8% | 0.2% | 16880.1486 | 87.1753 | 1696.7324 | 0 | 1738.3671 | 0 | 0 | 0 | 237.0323 |  | 0 | 0.013018 | 0 | 01. ($9,999.000) to $0.028 | N/A | 0.013018 | 01. ($9,999.00) to $0.22 | N/A | 0 | 0 | 0 | 0 | 0 | 0 | 0 | 0 | 0 | 0 | 0 | 0 | 0 | 0 | 0 | 0 | 0 | 0 | 0 | 0 | 0 | 0 | 0 | 0 | 0 | 0 | 0 | 0 | 0 | 0 | 0 | 0 | 0 | 0 | 0 | 0 | 0 | 0 | 0 | 0 | 0 | 0 | 0 | 0 | 0 | 0 | 0 | 0 | 0 | 0 | 0 | 0 | 0 | 0 | 0 | 0 | 0 | 0 | 0 | 0 | 0 | 0 | 0 | 0 | 0 | 0 | 0 | 0 | 0 | 0 | 0 | 0 | 0 | 0.085 | 0.085 | 0.085 | 0.085 | 0.085 | 0.085 | 0.085 | 0.085 | 0.085 | 0.085 | 0 | 0 | 0 | 0 | 0 | 0 | 0 | 0 | 0 | 0 | 143.8244 | 142.9338 | 141.7887 | 140.8124 | 139.7186 | 138.6303 | 137.4368 | 136.481 | 135.4127 | 134.3394 | 0 | 0 | 0 | 0 | 0 | 0 | 0 | 0 | 0 | 0 | 1391.3781 | 143.8244 | 286.7582 | 428.5469 | 569.3592 | 709.0779 | 847.7081 | 985.145 | 1121.626 | 1257.0386 | 1391.3781 | 1391.3781 | 1391.3781 | 1391.3781 | 1391.3781 | 1391.3781 | 1391.3781 | 1391.3781 | 1391.3781 | 1391.3781 | 1391.3781 | 0 | 0 | 0 | 0 | 0 | 0 | 0 | 0 | 0 | 0 | 0 | 0 | 0 | 0 | 0 | 0 | 0 | 0 | 0 | 0 | 0 | 0 | 0 | 0 | 0 | 0 | 0 | 0 | 0 | 0 | 0 | 0 | 0 | 0 | 0 | 0 | 0 | 0 | 0 | 0 | 0 | 0 | 0 | 0 | 0 | 0 | 0 | 0 | 0 | 20.1477 | 20.023 | 19.8626 | 19.7258 | 19.5726 | 19.4201 | 19.2529 | 19.119 | 18.9694 | 18.819 | 0 | 0 | 0 | 0 | 0 | 0 | 0 | 0 | 0 | 0 | 0.01296% | 0 | 0 | 0 | 0 | 0 | 0 | 0 | 0 | 0 | 0 | 0 | 0 | 0 | 0 | 0 | 0 | 0 | 0 | 0 | 0 | 0 | 0 | 0 | 0
| Industrial_tool_Gas | M_Input | 2000-2018 Industrial Assessment Center | 2020 | Retro | 2022 | 2041 | PSE | Industrial | Wood - Lumber | Gas | Per Region | NA | NA | Wood - Lumber Process Improvements To Reduce Energy Requirements | Wood - Lumber Process Improvements To Reduce Energy Requirements | 0 | 15 | 3451.0241 | 0 | I-All-Other-Shift3-All-All-S | 0 | 0 | 0 | 0 | 0 | 0 | 0 | 3916.833 | I-All-Other-Shift3-All-All-S | 0 | 0 | 0 | Comm Flat | Process Improvements To Reduce Energy Requirements | Process Improvements To Reduce Energy Requirements | IndShift3 | 0.01266% | 0% | 100% | 1 | 1 | 100% | 6.667% | 85% | 6.8% | 0.2% | 41560.009 | 201.7969 | 4176.1806 | 0 | 4065.0135 | 0 | 0 | 0 | 377.2408 |  | 0 | 0.0089504 | 0 | 01. ($9,999.000) to $0.028 | N/A | 0.0089504 | 01. ($9,999.00) to $0.22 | N/A | 0 | 0 | 0 | 0 | 0 | 0 | 0 | 0 | 0 | 0 | 0 | 0 | 0 | 0 | 0 | 0 | 0 | 0 | 0 | 0 | 0 | 0 | 0 | 0 | 0 | 0 | 0 | 0 | 0 | 0 | 0 | 0 | 0 | 0 | 0 | 0 | 0 | 0 | 0 | 0 | 0 | 0 | 0 | 0 | 0 | 0 | 0 | 0 | 0 | 0 | 0 | 0 | 0 | 0 | 0 | 0 | 0 | 0 | 0 | 0 | 0 | 0 | 0 | 0 | 0 | 0 | 0 | 0 | 0 | 0 | 0 | 0 | 0 | 0.085 | 0.085 | 0.085 | 0.085 | 0.085 | 0.085 | 0.085 | 0.085 | 0.085 | 0.085 | 0 | 0 | 0 | 0 | 0 | 0 | 0 | 0 | 0 | 0 | 332.9308 | 330.869 | 328.2184 | 325.9583 | 323.4265 | 320.9071 | 318.1445 | 315.932 | 313.4589 | 310.9746 | 0 | 0 | 0 | 0 | 0 | 0 | 0 | 0 | 0 | 0 | 3220.8201 | 332.9308 | 663.7999 | 992.0183 | 1317.9766 | 1641.403 | 1962.3102 | 2280.4547 | 2596.3867 | 2909.8455 | 3220.8201 | 3220.8201 | 3220.8201 | 3220.8201 | 3220.8201 | 3220.8201 | 3220.8201 | 3220.8201 | 3220.8201 | 3220.8201 | 3220.8201 | 0 | 0 | 0 | 0 | 0 | 0 | 0 | 0 | 0 | 0 | 0 | 0 | 0 | 0 | 0 | 0 | 0 | 0 | 0 | 0 | 0 | 0 | 0 | 0 | 0 | 0 | 0 | 0 | 0 | 0 | 0 | 0 | 0 | 0 | 0 | 0 | 0 | 0 | 0 | 0 | 0 | 0 | 0 | 0 | 0 | 0 | 0 | 0 | 0 | 32.0655 | 31.8669 | 31.6116 | 31.3939 | 31.1501 | 30.9074 | 30.6414 | 30.4283 | 30.1901 | 29.9508 | 0 | 0 | 0 | 0 | 0 | 0 | 0 | 0 | 0 | 0 | 0.01296% | 0 | 0 | 0 | 0 | 0 | 0 | 0 | 0 | 0 | 0 | 0 | 0 | 0 | 0 | 0 | 0 | 0 | 0 | 0 | 0 | 0 | 0 | 0 | 0
| Industrial_tool_Gas | M_Input | 2000-2018 Industrial Assessment Center | 2020 | Retro | 2022 | 2041 | PSE | Industrial | Wood - Lumber | Gas | Per Region | NA | NA | Wood - Lumber Thermal Systems Add Insulation To Equipment | Wood - Lumber Thermal Systems Add Insulation To Equipment | 0 | 10 | 252.5658 | 0 | I-All-Other-Shift3-All-All-S | 0 | 0 | 0 | 0 | 0 | 0 | 0 | 539.1462 | I-All-Other-Shift3-All-All-S | 0 | 0 | 0 | Comm Flat | Thermal Systems Add Insulation To Equipment | Thermal Systems Add Insulation To Equipment | IndShift3 | 0.01266% | 0% | 100% | 1 | 1 | 100% | 10% | 85% | 6.8% | 0.2% | 3981.6892 | 27.777 | 400.9466 | 0 | 383.3821 | 0 | 0 | 0 | 5.1716 |  | 0 | 0.00089142 | 0 | 01. ($9,999.000) to $0.028 | N/A | 0.00089142 | 01. ($9,999.00) to $0.22 | N/A | 0 | 0 | 0 | 0 | 0 | 0 | 0 | 0 | 0 | 0 | 0 | 0 | 0 | 0 | 0 | 0 | 0 | 0 | 0 | 0 | 0 | 0 | 0 | 0 | 0 | 0 | 0 | 0 | 0 | 0 | 0 | 0 | 0 | 0 | 0 | 0 | 0 | 0 | 0 | 0 | 0 | 0 | 0 | 0 | 0 | 0 | 0 | 0 | 0 | 0 | 0 | 0 | 0 | 0 | 0 | 0 | 0 | 0 | 0 | 0 | 0 | 0 | 0 | 0 | 0 | 0 | 0 | 0 | 0 | 0 | 0 | 0 | 0 | 0.085 | 0.085 | 0.085 | 0.085 | 0.085 | 0.085 | 0.085 | 0.085 | 0.085 | 0.085 | 0 | 0 | 0 | 0 | 0 | 0 | 0 | 0 | 0 | 0 | 45.8274 | 45.5436 | 45.1788 | 44.8677 | 44.5192 | 44.1724 | 43.7921 | 43.4876 | 43.1471 | 42.8052 | 0 | 0 | 0 | 0 | 0 | 0 | 0 | 0 | 0 | 0 | 443.341 | 45.8274 | 91.371 | 136.5498 | 181.4175 | 225.9366 | 270.109 | 313.9011 | 357.3887 | 400.5358 | 443.341 | 443.341 | 443.341 | 443.341 | 443.341 | 443.341 | 443.341 | 443.341 | 443.341 | 443.341 | 443.341 | 0 | 0 | 0 | 0 | 0 | 0 | 0 | 0 | 0 | 0 | 0 | 0 | 0 | 0 | 0 | 0 | 0 | 0 | 0 | 0 | 0 | 0 | 0 | 0 | 0 | 0 | 0 | 0 | 0 | 0 | 0 | 0 | 0 | 0 | 0 | 0 | 0 | 0 | 0 | 0 | 0 | 0 | 0 | 0 | 0 | 0 | 0 | 0 | 0 | 0.43959 | 0.43687 | 0.43337 | 0.43038 | 0.42704 | 0.42371 | 0.42007 | 0.41714 | 0.41388 | 0.4106 | 0 | 0 | 0 | 0 | 0 | 0 | 0 | 0 | 0 | 0 | 0.01296% | 0 | 0 | 0 | 0 | 0 | 0 | 0 | 0 | 0 | 0 | 0 | 0 | 0 | 0 | 0 | 0 | 0 | 0 | 0 | 0 | 0 | 0 | 0 | 0
| Industrial_tool_Gas | M_Input | 2000-2018 Industrial Assessment Center | 2020 | Retro | 2022 | 2041 | PSE | Industrial | Wood - Lumber | Gas | Per Region | NA | NA | Wood - Lumber Thermal Systems Reduce Infiltration; Isolate Hot Or Cold Equipment | Wood - Lumber Thermal Systems Reduce Infiltration; Isolate Hot Or Cold Equipment | 0 | 10 | 725.9413 | 0 | I-All-Other-Shift3-All-All-S | 0 | 0 | 0 | 0 | 0 | 0 | 0 | 1335.7592 | I-All-Other-Shift3-All-All-S | 0 | 0 | 0 | Comm Flat | Thermal Systems Reduce Infiltration; Isolate Hot Or Cold Equipment | Thermal Systems Reduce Infiltration; Isolate Hot Or Cold Equipment | IndShift3 | 0.01266% | 0% | 100% | 1 | 1 | 100% | 10% | 85% | 6.8% | 0.2% | 9864.8168 | 68.8189 | 993.3636 | 0 | 1101.9423 | 0 | 0 | 0 | 184.9481 |  | 0 | 0.012867 | 0 | 01. ($9,999.000) to $0.028 | N/A | 0.012867 | 01. ($9,999.00) to $0.22 | N/A | 0 | 0 | 0 | 0 | 0 | 0 | 0 | 0 | 0 | 0 | 0 | 0 | 0 | 0 | 0 | 0 | 0 | 0 | 0 | 0 | 0 | 0 | 0 | 0 | 0 | 0 | 0 | 0 | 0 | 0 | 0 | 0 | 0 | 0 | 0 | 0 | 0 | 0 | 0 | 0 | 0 | 0 | 0 | 0 | 0 | 0 | 0 | 0 | 0 | 0 | 0 | 0 | 0 | 0 | 0 | 0 | 0 | 0 | 0 | 0 | 0 | 0 | 0 | 0 | 0 | 0 | 0 | 0 | 0 | 0 | 0 | 0 | 0 | 0.085 | 0.085 | 0.085 | 0.085 | 0.085 | 0.085 | 0.085 | 0.085 | 0.085 | 0.085 | 0 | 0 | 0 | 0 | 0 | 0 | 0 | 0 | 0 | 0 | 113.5395 | 112.8364 | 111.9325 | 111.1617 | 110.2983 | 109.4391 | 108.497 | 107.7424 | 106.899 | 106.0518 | 0 | 0 | 0 | 0 | 0 | 0 | 0 | 0 | 0 | 0 | 1098.3976 | 113.5395 | 226.3759 | 338.3084 | 449.4701 | 559.7684 | 669.2075 | 777.7044 | 885.4468 | 992.3458 | 1098.3976 | 1098.3976 | 1098.3976 | 1098.3976 | 1098.3976 | 1098.3976 | 1098.3976 | 1098.3976 | 1098.3976 | 1098.3976 | 1098.3976 | 0 | 0 | 0 | 0 | 0 | 0 | 0 | 0 | 0 | 0 | 0 | 0 | 0 | 0 | 0 | 0 | 0 | 0 | 0 | 0 | 0 | 0 | 0 | 0 | 0 | 0 | 0 | 0 | 0 | 0 | 0 | 0 | 0 | 0 | 0 | 0 | 0 | 0 | 0 | 0 | 0 | 0 | 0 | 0 | 0 | 0 | 0 | 0 | 0 | 15.7206 | 15.6232 | 15.4981 | 15.3914 | 15.2718 | 15.1528 | 15.0224 | 14.9179 | 14.8012 | 14.6838 | 0 | 0 | 0 | 0 | 0 | 0 | 0 | 0 | 0 | 0 | 0.01296% | 0 | 0 | 0 | 0 | 0 | 0 | 0 | 0 | 0 | 0 | 0 | 0 | 0 | 0 | 0 | 0 | 0 | 0 | 0 | 0 | 0 | 0 | 0 | 0
| Industrial_tool_Gas | M_Input | 2000-2018 Industrial Assessment Center | 2020 | Retro | 2022 | 2041 | PSE | Industrial | Wood - Lumber | Gas | Per Region | NA | NA | Wood - Lumber Waste Heat From Hot Flue Gases To Preheat | Wood - Lumber Waste Heat From Hot Flue Gases To Preheat | 0 | 14 | 1576.6459 | 0 | I-All-Other-Shift3-All-All-S | 0 | 0 | 0 | 0 | 0 | 0 | 0 | 1946.6502 | I-All-Other-Shift3-All-All-S | 0 | 0 | 0 | Comm Flat | Waste Heat From Hot Flue Gases To Preheat | Waste Heat From Hot Flue Gases To Preheat | IndShift3 | 0.01266% | 0% | 100% | 1 | 1 | 100% | 7.143% | 85% | 6.8% | 0.2% | 19420.0544 | 100.2923 | 1952.0347 | 0 | 1939.8817 | 0 | 0 | 0 | 202.8839 |  | 0 | 0.0096854 | 0 | 01. ($9,999.000) to $0.028 | N/A | 0.0096854 | 01. ($9,999.00) to $0.22 | N/A | 0 | 0 | 0 | 0 | 0 | 0 | 0 | 0 | 0 | 0 | 0 | 0 | 0 | 0 | 0 | 0 | 0 | 0 | 0 | 0 | 0 | 0 | 0 | 0 | 0 | 0 | 0 | 0 | 0 | 0 | 0 | 0 | 0 | 0 | 0 | 0 | 0 | 0 | 0 | 0 | 0 | 0 | 0 | 0 | 0 | 0 | 0 | 0 | 0 | 0 | 0 | 0 | 0 | 0 | 0 | 0 | 0 | 0 | 0 | 0 | 0 | 0 | 0 | 0 | 0 | 0 | 0 | 0 | 0 | 0 | 0 | 0 | 0 | 0.085 | 0.085 | 0.085 | 0.085 | 0.085 | 0.085 | 0.085 | 0.085 | 0.085 | 0.085 | 0 | 0 | 0 | 0 | 0 | 0 | 0 | 0 | 0 | 0 | 165.4653 | 164.4406 | 163.1232 | 162 | 160.7416 | 159.4896 | 158.1165 | 157.0169 | 155.7878 | 154.5531 | 0 | 0 | 0 | 0 | 0 | 0 | 0 | 0 | 0 | 0 | 1600.7346 | 165.4653 | 329.9059 | 493.0291 | 655.029 | 815.7707 | 975.2602 | 1133.3768 | 1290.3937 | 1446.1815 | 1600.7346 | 1600.7346 | 1600.7346 | 1600.7346 | 1600.7346 | 1600.7346 | 1600.7346 | 1600.7346 | 1600.7346 | 1600.7346 | 1600.7346 | 0 | 0 | 0 | 0 | 0 | 0 | 0 | 0 | 0 | 0 | 0 | 0 | 0 | 0 | 0 | 0 | 0 | 0 | 0 | 0 | 0 | 0 | 0 | 0 | 0 | 0 | 0 | 0 | 0 | 0 | 0 | 0 | 0 | 0 | 0 | 0 | 0 | 0 | 0 | 0 | 0 | 0 | 0 | 0 | 0 | 0 | 0 | 0 | 0 | 17.2451 | 17.1383 | 17.001 | 16.884 | 16.7528 | 16.6223 | 16.4792 | 16.3646 | 16.2365 | 16.1078 | 0 | 0 | 0 | 0 | 0 | 0 | 0 | 0 | 0 | 0 | 0.01296% | 0 | 0 | 0 | 0 | 0 | 0 | 0 | 0 | 0 | 0 | 0 | 0 | 0 | 0 | 0 | 0 | 0 | 0 | 0 | 0 | 0 | 0 | 0 | 0
| Industrial_tool_Gas | M_Input | 2000-2018 Industrial Assessment Center | 2020 | Retro | 2022 | 2041 | PSE | Industrial | Wood - Lumber | Gas | Per Region | NA | NA | Wood - Lumber Plant Operations - Equipment Scheduling Improvements | Wood - Lumber Plant Operations - Equipment Scheduling Improvements | 0 | 10 | 657.0764 | 0 | I-All-Other-Shift3-All-All-S | 0 | 0 | 0 | 0 | 0 | 0 | 0 | 254.1074 | I-All-Other-Shift3-All-All-S | 0 | 0 | 0 | Comm Flat | Plant Operations - Equipment Scheduling Improvements | Plant Operations - Equipment Scheduling Improvements | IndShift3 | 0.01266% | 0% | 100% | 1 | 1 | 100% | 10% | 85% | 6.8% | 0.2% | 1876.6278 | 13.0917 | 188.972 | 0 | 997.4088 | 0 | 0 | 0 | 926.7604 |  | 0 | 0.33893 | 0 | 01. ($9,999.000) to $0.028 | N/A | 0.33893 | 03. $0.30 to $0.45 | N/A | 0 | 0 | 0 | 0 | 0 | 0 | 0 | 0 | 0 | 0 | 0 | 0 | 0 | 0 | 0 | 0 | 0 | 0 | 0 | 0 | 0 | 0 | 0 | 0 | 0 | 0 | 0 | 0 | 0 | 0 | 0 | 0 | 0 | 0 | 0 | 0 | 0 | 0 | 0 | 0 | 0 | 0 | 0 | 0 | 0 | 0 | 0 | 0 | 0 | 0 | 0 | 0 | 0 | 0 | 0 | 0 | 0 | 0 | 0 | 0 | 0 | 0 | 0 | 0 | 0 | 0 | 0 | 0 | 0 | 0 | 0 | 0 | 0 | 0.085 | 0.085 | 0.085 | 0.085 | 0.085 | 0.085 | 0.085 | 0.085 | 0.085 | 0.085 | 0 | 0 | 0 | 0 | 0 | 0 | 0 | 0 | 0 | 0 | 21.5991 | 21.4654 | 21.2934 | 21.1468 | 20.9825 | 20.8191 | 20.6399 | 20.4963 | 20.3359 | 20.1747 | 0 | 0 | 0 | 0 | 0 | 0 | 0 | 0 | 0 | 0 | 208.953 | 21.5991 | 43.0645 | 64.3579 | 85.5047 | 106.4872 | 127.3063 | 147.9462 | 168.4425 | 188.7783 | 208.953 | 208.953 | 208.953 | 208.953 | 208.953 | 208.953 | 208.953 | 208.953 | 208.953 | 208.953 | 208.953 | 0 | 0 | 0 | 0 | 0 | 0 | 0 | 0 | 0 | 0 | 0 | 0 | 0 | 0 | 0 | 0 | 0 | 0 | 0 | 0 | 0 | 0 | 0 | 0 | 0 | 0 | 0 | 0 | 0 | 0 | 0 | 0 | 0 | 0 | 0 | 0 | 0 | 0 | 0 | 0 | 0 | 0 | 0 | 0 | 0 | 0 | 0 | 0 | 0 | 78.7746 | 78.2868 | 77.6596 | 77.1249 | 76.5258 | 75.9297 | 75.2761 | 74.7525 | 74.1674 | 73.5796 | 0 | 0 | 0 | 0 | 0 | 0 | 0 | 0 | 0 | 0 | 0.01296% | 0 | 0 | 0 | 0 | 0 | 0 | 0 | 0 | 0 | 0 | 0 | 0 | 0 | 0 | 0 | 0 | 0 | 0 | 0 | 0 | 0 | 0 | 0 | 0
| Industrial_tool_Gas | M_Input | 2000-2018 Industrial Assessment Center | 2020 | Retro | 2022 | 2041 | PSE | Industrial | Wood - Panel | Gas | Per Region | NA | NA | Wood - Panel Building Envelope Infiltration Improvements | Wood - Panel Building Envelope Infiltration Improvements | 0 | 20 | 25.2947 | 0 | I-All-Other-Shift3-All-All-S | 0 | 0 | 0 | 0 | 0 | 0 | 0 | 25.0566 | I-All-Other-Shift3-All-All-S | 0 | 0 | 0 | Comm Flat | Building Envelope Infiltration Improvements | Building Envelope Infiltration Improvements | IndShift3 | 0.01266% | 0% | 100% | 1 | 1 | 100% | 5% | 85% | 6.8% | 0.2% | 343.2155 | 1.2909 | 34.4506 | 0 | 25.2947 | 0 | 0 | 0 | -5.3879 |  | 0 | -0.019983 | 0 | 01. ($9,999.000) to $0.028 | N/A | -0.019983 | 01. ($9,999.00) to $0.22 | N/A | 0 | 0 | 0 | 0 | 0 | 0 | 0 | 0 | 0 | 0 | 0 | 0 | 0 | 0 | 0 | 0 | 0 | 0 | 0 | 0 | 0 | 0 | 0 | 0 | 0 | 0 | 0 | 0 | 0 | 0 | 0 | 0 | 0 | 0 | 0 | 0 | 0 | 0 | 0 | 0 | 0 | 0 | 0 | 0 | 0 | 0 | 0 | 0 | 0 | 0 | 0 | 0 | 0 | 0 | 0 | 0 | 0 | 0 | 0 | 0 | 0 | 0 | 0 | 0 | 0 | 0 | 0 | 0 | 0 | 0 | 0 | 0 | 0 | 0.085 | 0.085 | 0.085 | 0.085 | 0.085 | 0.085 | 0.085 | 0.085 | 0.085 | 0.085 | 0 | 0 | 0 | 0 | 0 | 0 | 0 | 0 | 0 | 0 | 2.1298 | 2.1166 | 2.0997 | 2.0852 | 2.069 | 2.0529 | 2.0352 | 2.0211 | 2.0052 | 1.9894 | 0 | 0 | 0 | 0 | 0 | 0 | 0 | 0 | 0 | 0 | 20.6041 | 2.1298 | 4.2464 | 6.3461 | 8.4313 | 10.5003 | 12.5532 | 14.5884 | 16.6095 | 18.6147 | 20.6041 | 20.6041 | 20.6041 | 20.6041 | 20.6041 | 20.6041 | 20.6041 | 20.6041 | 20.6041 | 20.6041 | 20.6041 | 0 | 0 | 0 | 0 | 0 | 0 | 0 | 0 | 0 | 0 | 0 | 0 | 0 | 0 | 0 | 0 | 0 | 0 | 0 | 0 | 0 | 0 | 0 | 0 | 0 | 0 | 0 | 0 | 0 | 0 | 0 | 0 | 0 | 0 | 0 | 0 | 0 | 0 | 0 | 0 | 0 | 0 | 0 | 0 | 0 | 0 | 0 | 0 | 0 | 0 | 0 | 0 | 0 | 0 | 0 | 0 | 0 | 0 | 0 | 0 | 0 | 0 | 0 | 0 | 0 | 0 | 0 | 0 | 0 | 0.01296% | 0 | 0 | 0 | 0 | 0 | 0 | 0 | 0 | 0 | 0 | 0 | 0 | 0 | 0 | 0 | 0 | 0 | 0 | 0 | 0 | 0 | 0 | 0 | 0
| Industrial_tool_Gas | M_Input | 2000-2018 Industrial Assessment Center | 2020 | Retro | 2022 | 2041 | PSE | Industrial | Wood - Panel | Gas | Per Region | NA | NA | Wood - Panel Building Envelope Insulation and Window/Door Improvements | Wood - Panel Building Envelope Insulation and Window/Door Improvements | 0 | 20 | 90.2088 | 0 | I-All-Other-Shift3-All-All-S | 0 | 0 | 0 | 0 | 0 | 0 | 0 | 24.4013 | I-All-Other-Shift3-All-All-S | 0 | 0 | 0 | Comm Flat | Building Envelope Insulation and Window/Door Improvements | Building Envelope Insulation and Window/Door Improvements | IndShift3 | 0.01266% | 0% | 100% | 1 | 1 | 100% | 5% | 85% | 6.8% | 0.2% | 334.2398 | 1.2572 | 33.5497 | 0 | 90.2088 | 0 | 0 | 0 | 73.4437 |  | 0 | 0.27971 | 0 | 01. ($9,999.000) to $0.028 | N/A | 0.27971 | 02. $0.22 to $0.30 | N/A | 0 | 0 | 0 | 0 | 0 | 0 | 0 | 0 | 0 | 0 | 0 | 0 | 0 | 0 | 0 | 0 | 0 | 0 | 0 | 0 | 0 | 0 | 0 | 0 | 0 | 0 | 0 | 0 | 0 | 0 | 0 | 0 | 0 | 0 | 0 | 0 | 0 | 0 | 0 | 0 | 0 | 0 | 0 | 0 | 0 | 0 | 0 | 0 | 0 | 0 | 0 | 0 | 0 | 0 | 0 | 0 | 0 | 0 | 0 | 0 | 0 | 0 | 0 | 0 | 0 | 0 | 0 | 0 | 0 | 0 | 0 | 0 | 0 | 0.085 | 0.085 | 0.085 | 0.085 | 0.085 | 0.085 | 0.085 | 0.085 | 0.085 | 0.085 | 0 | 0 | 0 | 0 | 0 | 0 | 0 | 0 | 0 | 0 | 2.0741 | 2.0613 | 2.0448 | 2.0307 | 2.0149 | 1.9992 | 1.982 | 1.9682 | 1.9528 | 1.9373 | 0 | 0 | 0 | 0 | 0 | 0 | 0 | 0 | 0 | 0 | 20.0652 | 2.0741 | 4.1354 | 6.1801 | 8.2108 | 10.2257 | 12.2249 | 14.2069 | 16.1751 | 18.1279 | 20.0652 | 20.0652 | 20.0652 | 20.0652 | 20.0652 | 20.0652 | 20.0652 | 20.0652 | 20.0652 | 20.0652 | 20.0652 | 0 | 0 | 0 | 0 | 0 | 0 | 0 | 0 | 0 | 0 | 0 | 0 | 0 | 0 | 0 | 0 | 0 | 0 | 0 | 0 | 0 | 0 | 0 | 0 | 0 | 0 | 0 | 0 | 0 | 0 | 0 | 0 | 0 | 0 | 0 | 0 | 0 | 0 | 0 | 0 | 0 | 0 | 0 | 0 | 0 | 0 | 0 | 0 | 0 | 6.2427 | 6.2041 | 6.1544 | 6.112 | 6.0645 | 6.0173 | 5.9655 | 5.924 | 5.8776 | 5.831 | 0 | 0 | 0 | 0 | 0 | 0 | 0 | 0 | 0 | 0 | 0.01296% | 0 | 0 | 0 | 0 | 0 | 0 | 0 | 0 | 0 | 0 | 0 | 0 | 0 | 0 | 0 | 0 | 0 | 0 | 0 | 0 | 0 | 0 | 0 | 0
| Industrial_tool_Gas | M_Input | 2000-2018 Industrial Assessment Center | 2020 | Retro | 2022 | 2041 | PSE | Industrial | Wood - Panel | Gas | Per Region | NA | NA | Wood - Panel Equipment Upgrade - Replace Existing HVAC Unit With High Efficiency Model | Wood - Panel Equipment Upgrade - Replace Existing HVAC Unit With High Efficiency Model | 0 | 20 | 98.664 | 0 | I-All-Other-Shift3-All-All-S | 0 | 0 | 0 | 0 | 0 | 0 | 0 | 76.1473 | I-All-Other-Shift3-All-All-S | 0 | 0 | 0 | Comm Flat | Equipment Upgrade - Replace Existing HVAC Unit With High Efficiency Model | Equipment Upgrade - Replace Existing HVAC Unit With High Efficiency Model | IndShift3 | 0.01266% | 0% | 100% | 1 | 1 | 100% | 5% | 85% | 6.8% | 0.2% | 1043.0368 | 3.9231 | 104.696 | 0 | 98.664 | 0 | 0 | 0 | 9.7776 |  | 0 | 0.011933 | 0 | 01. ($9,999.000) to $0.028 | N/A | 0.011933 | 01. ($9,999.00) to $0.22 | N/A | 0 | 0 | 0 | 0 | 0 | 0 | 0 | 0 | 0 | 0 | 0 | 0 | 0 | 0 | 0 | 0 | 0 | 0 | 0 | 0 | 0 | 0 | 0 | 0 | 0 | 0 | 0 | 0 | 0 | 0 | 0 | 0 | 0 | 0 | 0 | 0 | 0 | 0 | 0 | 0 | 0 | 0 | 0 | 0 | 0 | 0 | 0 | 0 | 0 | 0 | 0 | 0 | 0 | 0 | 0 | 0 | 0 | 0 | 0 | 0 | 0 | 0 | 0 | 0 | 0 | 0 | 0 | 0 | 0 | 0 | 0 | 0 | 0 | 0.085 | 0.085 | 0.085 | 0.085 | 0.085 | 0.085 | 0.085 | 0.085 | 0.085 | 0.085 | 0 | 0 | 0 | 0 | 0 | 0 | 0 | 0 | 0 | 0 | 6.4725 | 6.4324 | 6.3809 | 6.337 | 6.2877 | 6.2388 | 6.1851 | 6.142 | 6.094 | 6.0457 | 0 | 0 | 0 | 0 | 0 | 0 | 0 | 0 | 0 | 0 | 62.6161 | 6.4725 | 12.905 | 19.2859 | 25.6228 | 31.9106 | 38.1494 | 44.3344 | 50.4765 | 56.5704 | 62.6161 | 62.6161 | 62.6161 | 62.6161 | 62.6161 | 62.6161 | 62.6161 | 62.6161 | 62.6161 | 62.6161 | 62.6161 | 0 | 0 | 0 | 0 | 0 | 0 | 0 | 0 | 0 | 0 | 0 | 0 | 0 | 0 | 0 | 0 | 0 | 0 | 0 | 0 | 0 | 0 | 0 | 0 | 0 | 0 | 0 | 0 | 0 | 0 | 0 | 0 | 0 | 0 | 0 | 0 | 0 | 0 | 0 | 0 | 0 | 0 | 0 | 0 | 0 | 0 | 0 | 0 | 0 | 0.8311 | 0.82595 | 0.81933 | 0.81369 | 0.80737 | 0.80108 | 0.79419 | 0.78866 | 0.78249 | 0.77629 | 0 | 0 | 0 | 0 | 0 | 0 | 0 | 0 | 0 | 0 | 0.01296% | 0 | 0 | 0 | 0 | 0 | 0 | 0 | 0 | 0 | 0 | 0 | 0 | 0 | 0 | 0 | 0 | 0 | 0 | 0 | 0 | 0 | 0 | 0 | 0
| Industrial_tool_Gas | M_Input | 2000-2018 Industrial Assessment Center | 2020 | Retro | 2022 | 2041 | PSE | Industrial | Wood - Panel | Gas | Per Region | NA | NA | Wood - Panel HVAC Equipment Scheduling Improvements - HVAC Controls, Timers Or Thermostats | Wood - Panel HVAC Equipment Scheduling Improvements - HVAC Controls, Timers Or Thermostats | 0 | 15 | 58.0621 | 0 | I-All-Other-Shift3-All-All-S | 0 | 0 | 0 | 0 | 0 | 0 | 0 | 44.3565 | I-All-Other-Shift3-All-All-S | 0 | 0 | 0 | Comm Flat | HVAC Equipment Scheduling Improvements - HVAC Controls, Timers Or Thermostats | HVAC Equipment Scheduling Improvements - HVAC Controls, Timers Or Thermostats | IndShift3 | 0.01266% | 0% | 100% | 1 | 1 | 100% | 6.667% | 85% | 6.8% | 0.2% | 470.65 | 2.2853 | 47.2935 | 0 | 68.3922 | 0 | 0 | 0 | 30.4258 |  | 0 | 0.063745 | 0 | 01. ($9,999.000) to $0.028 | N/A | 0.063745 | 01. ($9,999.00) to $0.22 | N/A | 0 | 0 | 0 | 0 | 0 | 0 | 0 | 0 | 0 | 0 | 0 | 0 | 0 | 0 | 0 | 0 | 0 | 0 | 0 | 0 | 0 | 0 | 0 | 0 | 0 | 0 | 0 | 0 | 0 | 0 | 0 | 0 | 0 | 0 | 0 | 0 | 0 | 0 | 0 | 0 | 0 | 0 | 0 | 0 | 0 | 0 | 0 | 0 | 0 | 0 | 0 | 0 | 0 | 0 | 0 | 0 | 0 | 0 | 0 | 0 | 0 | 0 | 0 | 0 | 0 | 0 | 0 | 0 | 0 | 0 | 0 | 0 | 0 | 0.085 | 0.085 | 0.085 | 0.085 | 0.085 | 0.085 | 0.085 | 0.085 | 0.085 | 0.085 | 0 | 0 | 0 | 0 | 0 | 0 | 0 | 0 | 0 | 0 | 3.7703 | 3.747 | 3.7169 | 3.6913 | 3.6627 | 3.6341 | 3.6029 | 3.5778 | 3.5498 | 3.5217 | 0 | 0 | 0 | 0 | 0 | 0 | 0 | 0 | 0 | 0 | 36.4745 | 3.7703 | 7.5173 | 11.2342 | 14.9255 | 18.5882 | 22.2224 | 25.8252 | 29.403 | 32.9528 | 36.4745 | 36.4745 | 36.4745 | 36.4745 | 36.4745 | 36.4745 | 36.4745 | 36.4745 | 36.4745 | 36.4745 | 36.4745 | 0 | 0 | 0 | 0 | 0 | 0 | 0 | 0 | 0 | 0 | 0 | 0 | 0 | 0 | 0 | 0 | 0 | 0 | 0 | 0 | 0 | 0 | 0 | 0 | 0 | 0 | 0 | 0 | 0 | 0 | 0 | 0 | 0 | 0 | 0 | 0 | 0 | 0 | 0 | 0 | 0 | 0 | 0 | 0 | 0 | 0 | 0 | 0 | 0 | 2.5862 | 2.5702 | 2.5496 | 2.532 | 2.5124 | 2.4928 | 2.4713 | 2.4542 | 2.4349 | 2.4156 | 0 | 0 | 0 | 0 | 0 | 0 | 0 | 0 | 0 | 0 | 0.01296% | 0 | 0 | 0 | 0 | 0 | 0 | 0 | 0 | 0 | 0 | 0 | 0 | 0 | 0 | 0 | 0 | 0 | 0 | 0 | 0 | 0 | 0 | 0 | 0
| Industrial_tool_Gas | M_Input | 2000-2018 Industrial Assessment Center | 2020 | Retro | 2022 | 2041 | PSE | Industrial | Wood - Panel | Gas | Per Region | NA | NA | Wood - Panel Optimize Ventilation System | Wood - Panel Optimize Ventilation System | 0 | 5 | 52.3385 | 0 | I-All-Other-Shift3-All-All-S | 0 | 0 | 0 | 0 | 0 | 0 | 0 | 36.2469 | I-All-Other-Shift3-All-All-S | 0 | 0 | 0 | Comm Flat | Optimize Ventilation System | Optimize Ventilation System | IndShift3 | 0.01266% | 0% | 100% | 1 | 1 | 100% | 20% | 85% | 6.8% | 0.2% | 139.2765 | 1.8675 | 14.1144 | 0 | 136.6244 | 0 | 0 | 0 | 131.1103 |  | 0 | 0.33614 | 0 | 01. ($9,999.000) to $0.028 | N/A | 0.33614 | 03. $0.30 to $0.45 | N/A | 0 | 0 | 0 | 0 | 0 | 0 | 0 | 0 | 0 | 0 | 0 | 0 | 0 | 0 | 0 | 0 | 0 | 0 | 0 | 0 | 0 | 0 | 0 | 0 | 0 | 0 | 0 | 0 | 0 | 0 | 0 | 0 | 0 | 0 | 0 | 0 | 0 | 0 | 0 | 0 | 0 | 0 | 0 | 0 | 0 | 0 | 0 | 0 | 0 | 0 | 0 | 0 | 0 | 0 | 0 | 0 | 0 | 0 | 0 | 0 | 0 | 0 | 0 | 0 | 0 | 0 | 0 | 0 | 0 | 0 | 0 | 0 | 0 | 0.085 | 0.085 | 0.085 | 0.085 | 0.085 | 0.085 | 0.085 | 0.085 | 0.085 | 0.085 | 0 | 0 | 0 | 0 | 0 | 0 | 0 | 0 | 0 | 0 | 3.081 | 3.0619 | 3.0374 | 3.0165 | 2.993 | 2.9697 | 2.9442 | 2.9237 | 2.9008 | 2.8778 | 0 | 0 | 0 | 0 | 0 | 0 | 0 | 0 | 0 | 0 | 29.8059 | 3.081 | 6.1429 | 9.1803 | 12.1967 | 15.1898 | 18.1595 | 21.1036 | 24.0273 | 26.9281 | 29.8059 | 29.8059 | 29.8059 | 29.8059 | 29.8059 | 29.8059 | 29.8059 | 29.8059 | 29.8059 | 29.8059 | 29.8059 | 0 | 0 | 0 | 0 | 0 | 0 | 0 | 0 | 0 | 0 | 0 | 0 | 0 | 0 | 0 | 0 | 0 | 0 | 0 | 0 | 0 | 0 | 0 | 0 | 0 | 0 | 0 | 0 | 0 | 0 | 0 | 0 | 0 | 0 | 0 | 0 | 0 | 0 | 0 | 0 | 0 | 0 | 0 | 0 | 0 | 0 | 0 | 0 | 0 | 11.1444 | 11.0754 | 10.9866 | 10.911 | 10.8262 | 10.7419 | 10.6494 | 10.5754 | 10.4926 | 10.4094 | 0 | 0 | 0 | 0 | 0 | 0 | 0 | 0 | 0 | 0 | 0.01296% | 0 | 0 | 0 | 0 | 0 | 0 | 0 | 0 | 0 | 0 | 0 | 0 | 0 | 0 | 0 | 0 | 0 | 0 | 0 | 0 | 0 | 0 | 0 | 0
| Industrial_tool_Gas | M_Input | 2000-2018 Industrial Assessment Center | 2020 | Retro | 2022 | 2041 | PSE | Industrial | Wood - Panel | Gas | Per Region | NA | NA | Wood - Panel Analyze Flue Gas For Proper Air/Fuel Ratio | Wood - Panel Analyze Flue Gas For Proper Air/Fuel Ratio | 0 | 5 | 32.6047 | 0 | I-All-Other-Shift3-All-All-S | 0 | 0 | 0 | 0 | 0 | 0 | 0 | 91.4757 | I-All-Other-Shift3-All-All-S | 0 | 0 | 0 | Comm Flat | Analyze Flue Gas For Proper Air/Fuel Ratio | Analyze Flue Gas For Proper Air/Fuel Ratio | IndShift3 | 0.01266% | 0% | 100% | 1 | 1 | 100% | 20% | 85% | 6.8% | 0.2% | 351.4896 | 4.7129 | 35.6202 | 0 | 85.1113 | 0 | 0 | 0 | 51.2991 |  | 0 | 0.052115 | 0 | 01. ($9,999.000) to $0.028 | N/A | 0.052115 | 01. ($9,999.00) to $0.22 | N/A | 0 | 0 | 0 | 0 | 0 | 0 | 0 | 0 | 0 | 0 | 0 | 0 | 0 | 0 | 0 | 0 | 0 | 0 | 0 | 0 | 0 | 0 | 0 | 0 | 0 | 0 | 0 | 0 | 0 | 0 | 0 | 0 | 0 | 0 | 0 | 0 | 0 | 0 | 0 | 0 | 0 | 0 | 0 | 0 | 0 | 0 | 0 | 0 | 0 | 0 | 0 | 0 | 0 | 0 | 0 | 0 | 0 | 0 | 0 | 0 | 0 | 0 | 0 | 0 | 0 | 0 | 0 | 0 | 0 | 0 | 0 | 0 | 0 | 0.085 | 0.085 | 0.085 | 0.085 | 0.085 | 0.085 | 0.085 | 0.085 | 0.085 | 0.085 | 0 | 0 | 0 | 0 | 0 | 0 | 0 | 0 | 0 | 0 | 7.7754 | 7.7273 | 7.6654 | 7.6126 | 7.5535 | 7.4946 | 7.4301 | 7.3784 | 7.3207 | 7.2627 | 0 | 0 | 0 | 0 | 0 | 0 | 0 | 0 | 0 | 0 | 75.2207 | 7.7754 | 15.5027 | 23.1681 | 30.7807 | 38.3342 | 45.8288 | 53.2589 | 60.6373 | 67.958 | 75.2207 | 75.2207 | 75.2207 | 75.2207 | 75.2207 | 75.2207 | 75.2207 | 75.2207 | 75.2207 | 75.2207 | 75.2207 | 0 | 0 | 0 | 0 | 0 | 0 | 0 | 0 | 0 | 0 | 0 | 0 | 0 | 0 | 0 | 0 | 0 | 0 | 0 | 0 | 0 | 0 | 0 | 0 | 0 | 0 | 0 | 0 | 0 | 0 | 0 | 0 | 0 | 0 | 0 | 0 | 0 | 0 | 0 | 0 | 0 | 0 | 0 | 0 | 0 | 0 | 0 | 0 | 0 | 4.3604 | 4.3334 | 4.2987 | 4.2691 | 4.2359 | 4.2029 | 4.1668 | 4.1378 | 4.1054 | 4.0729 | 0 | 0 | 0 | 0 | 0 | 0 | 0 | 0 | 0 | 0 | 0.01296% | 0 | 0 | 0 | 0 | 0 | 0 | 0 | 0 | 0 | 0 | 0 | 0 | 0 | 0 | 0 | 0 | 0 | 0 | 0 | 0 | 0 | 0 | 0 | 0
| Industrial_tool_Gas | M_Input | 2000-2018 Industrial Assessment Center | 2020 | Retro | 2022 | 2041 | PSE | Industrial | Wood - Panel | Gas | Per Region | NA | NA | Wood - Panel Boiler - Operation, Maintenance, And Scheduling | Wood - Panel Boiler - Operation, Maintenance, And Scheduling | 0 | 5 | 38.6812 | 0 | I-All-Other-Shift3-All-All-S | 0 | 0 | 0 | 0 | 0 | 0 | 0 | 96.332 | I-All-Other-Shift3-All-All-S | 0 | 0 | 0 | Comm Flat | Boiler - Operation, Maintenance, And Scheduling | Boiler - Operation, Maintenance, And Scheduling | IndShift3 | 0.01266% | 0% | 100% | 1 | 1 | 100% | 20% | 85% | 6.8% | 0.2% | 370.1495 | 4.9631 | 37.5113 | 0 | 100.9734 | 0 | 0 | 0 | 66.2353 |  | 0 | 0.063897 | 0 | 01. ($9,999.000) to $0.028 | N/A | 0.063897 | 01. ($9,999.00) to $0.22 | N/A | 0 | 0 | 0 | 0 | 0 | 0 | 0 | 0 | 0 | 0 | 0 | 0 | 0 | 0 | 0 | 0 | 0 | 0 | 0 | 0 | 0 | 0 | 0 | 0 | 0 | 0 | 0 | 0 | 0 | 0 | 0 | 0 | 0 | 0 | 0 | 0 | 0 | 0 | 0 | 0 | 0 | 0 | 0 | 0 | 0 | 0 | 0 | 0 | 0 | 0 | 0 | 0 | 0 | 0 | 0 | 0 | 0 | 0 | 0 | 0 | 0 | 0 | 0 | 0 | 0 | 0 | 0 | 0 | 0 | 0 | 0 | 0 | 0 | 0.085 | 0.085 | 0.085 | 0.085 | 0.085 | 0.085 | 0.085 | 0.085 | 0.085 | 0.085 | 0 | 0 | 0 | 0 | 0 | 0 | 0 | 0 | 0 | 0 | 8.1882 | 8.1375 | 8.0723 | 8.0167 | 7.9545 | 7.8925 | 7.8246 | 7.7701 | 7.7093 | 7.6482 | 0 | 0 | 0 | 0 | 0 | 0 | 0 | 0 | 0 | 0 | 79.214 | 8.1882 | 16.3257 | 24.398 | 32.4148 | 40.3692 | 48.2617 | 56.0863 | 63.8564 | 71.5658 | 79.214 | 79.214 | 79.214 | 79.214 | 79.214 | 79.214 | 79.214 | 79.214 | 79.214 | 79.214 | 79.214 | 0 | 0 | 0 | 0 | 0 | 0 | 0 | 0 | 0 | 0 | 0 | 0 | 0 | 0 | 0 | 0 | 0 | 0 | 0 | 0 | 0 | 0 | 0 | 0 | 0 | 0 | 0 | 0 | 0 | 0 | 0 | 0 | 0 | 0 | 0 | 0 | 0 | 0 | 0 | 0 | 0 | 0 | 0 | 0 | 0 | 0 | 0 | 0 | 0 | 5.63 | 5.5951 | 5.5503 | 5.5121 | 5.4693 | 5.4267 | 5.38 | 5.3425 | 5.3007 | 5.2587 | 0 | 0 | 0 | 0 | 0 | 0 | 0 | 0 | 0 | 0 | 0.01296% | 0 | 0 | 0 | 0 | 0 | 0 | 0 | 0 | 0 | 0 | 0 | 0 | 0 | 0 | 0 | 0 | 0 | 0 | 0 | 0 | 0 | 0 | 0 | 0
| Industrial_tool_Gas | M_Input | 2000-2018 Industrial Assessment Center | 2020 | Retro | 2022 | 2041 | PSE | Industrial | Wood - Panel | Gas | Per Region | NA | NA | Wood - Panel Equipment Upgrade - Boiler Replacement | Wood - Panel Equipment Upgrade - Boiler Replacement | 0 | 20 | 247.0527 | 0 | I-All-Other-Shift3-All-All-S | 0 | 0 | 0 | 0 | 0 | 0 | 0 | 133.0685 | I-All-Other-Shift3-All-All-S | 0 | 0 | 0 | Comm Flat | Equipment Upgrade - Boiler Replacement | Equipment Upgrade - Boiler Replacement | IndShift3 | 0.01266% | 0% | 100% | 1 | 1 | 100% | 5% | 85% | 6.8% | 0.2% | 1822.7217 | 6.8557 | 182.9577 | 0 | 247.0527 | 0 | 0 | 0 | 106.6498 |  | 0 | 0.074481 | 0 | 01. ($9,999.000) to $0.028 | N/A | 0.074481 | 01. ($9,999.00) to $0.22 | N/A | 0 | 0 | 0 | 0 | 0 | 0 | 0 | 0 | 0 | 0 | 0 | 0 | 0 | 0 | 0 | 0 | 0 | 0 | 0 | 0 | 0 | 0 | 0 | 0 | 0 | 0 | 0 | 0 | 0 | 0 | 0 | 0 | 0 | 0 | 0 | 0 | 0 | 0 | 0 | 0 | 0 | 0 | 0 | 0 | 0 | 0 | 0 | 0 | 0 | 0 | 0 | 0 | 0 | 0 | 0 | 0 | 0 | 0 | 0 | 0 | 0 | 0 | 0 | 0 | 0 | 0 | 0 | 0 | 0 | 0 | 0 | 0 | 0 | 0.085 | 0.085 | 0.085 | 0.085 | 0.085 | 0.085 | 0.085 | 0.085 | 0.085 | 0.085 | 0 | 0 | 0 | 0 | 0 | 0 | 0 | 0 | 0 | 0 | 11.3108 | 11.2408 | 11.1507 | 11.0739 | 10.9879 | 10.9023 | 10.8085 | 10.7333 | 10.6493 | 10.5649 | 0 | 0 | 0 | 0 | 0 | 0 | 0 | 0 | 0 | 0 | 109.4225 | 11.3108 | 22.5516 | 33.7023 | 44.7763 | 55.7642 | 66.6665 | 77.475 | 88.2083 | 98.8576 | 109.4225 | 109.4225 | 109.4225 | 109.4225 | 109.4225 | 109.4225 | 109.4225 | 109.4225 | 109.4225 | 109.4225 | 109.4225 | 0 | 0 | 0 | 0 | 0 | 0 | 0 | 0 | 0 | 0 | 0 | 0 | 0 | 0 | 0 | 0 | 0 | 0 | 0 | 0 | 0 | 0 | 0 | 0 | 0 | 0 | 0 | 0 | 0 | 0 | 0 | 0 | 0 | 0 | 0 | 0 | 0 | 0 | 0 | 0 | 0 | 0 | 0 | 0 | 0 | 0 | 0 | 0 | 0 | 9.0652 | 9.0091 | 8.9369 | 8.8754 | 8.8064 | 8.7378 | 8.6626 | 8.6024 | 8.535 | 8.4674 | 0 | 0 | 0 | 0 | 0 | 0 | 0 | 0 | 0 | 0 | 0.01296% | 0 | 0 | 0 | 0 | 0 | 0 | 0 | 0 | 0 | 0 | 0 | 0 | 0 | 0 | 0 | 0 | 0 | 0 | 0 | 0 | 0 | 0 | 0 | 0
| Industrial_tool_Gas | M_Input | 2000-2018 Industrial Assessment Center | 2020 | Retro | 2022 | 2041 | PSE | Industrial | Wood - Panel | Gas | Per Region | NA | NA | Wood - Panel Equipment Upgrade - Boiler Turbulators | Wood - Panel Equipment Upgrade - Boiler Turbulators | 0 | 20 | 22.9419 | 0 | I-All-Other-Shift3-All-All-S | 0 | 0 | 0 | 0 | 0 | 0 | 0 | 87.1733 | I-All-Other-Shift3-All-All-S | 0 | 0 | 0 | Comm Flat | Equipment Upgrade - Boiler Turbulators | Equipment Upgrade - Boiler Turbulators | IndShift3 | 0.01266% | 0% | 100% | 1 | 1 | 100% | 5% | 85% | 6.8% | 0.2% | 1194.0668 | 4.4912 | 119.8558 | 0 | 22.9419 | 0 | 0 | 0 | -96.8167 |  | 0 | -0.10321 | 0 | 01. ($9,999.000) to $0.028 | N/A | -0.10321 | 01. ($9,999.00) to $0.22 | N/A | 0 | 0 | 0 | 0 | 0 | 0 | 0 | 0 | 0 | 0 | 0 | 0 | 0 | 0 | 0 | 0 | 0 | 0 | 0 | 0 | 0 | 0 | 0 | 0 | 0 | 0 | 0 | 0 | 0 | 0 | 0 | 0 | 0 | 0 | 0 | 0 | 0 | 0 | 0 | 0 | 0 | 0 | 0 | 0 | 0 | 0 | 0 | 0 | 0 | 0 | 0 | 0 | 0 | 0 | 0 | 0 | 0 | 0 | 0 | 0 | 0 | 0 | 0 | 0 | 0 | 0 | 0 | 0 | 0 | 0 | 0 | 0 | 0 | 0.085 | 0.085 | 0.085 | 0.085 | 0.085 | 0.085 | 0.085 | 0.085 | 0.085 | 0.085 | 0 | 0 | 0 | 0 | 0 | 0 | 0 | 0 | 0 | 0 | 7.4097 | 7.3638 | 7.3049 | 7.2546 | 7.1982 | 7.1421 | 7.0806 | 7.0314 | 6.9764 | 6.9211 | 0 | 0 | 0 | 0 | 0 | 0 | 0 | 0 | 0 | 0 | 71.6828 | 7.4097 | 14.7736 | 22.0784 | 29.333 | 36.5312 | 43.6733 | 50.754 | 57.7854 | 64.7617 | 71.6828 | 71.6828 | 71.6828 | 71.6828 | 71.6828 | 71.6828 | 71.6828 | 71.6828 | 71.6828 | 71.6828 | 71.6828 | 0 | 0 | 0 | 0 | 0 | 0 | 0 | 0 | 0 | 0 | 0 | 0 | 0 | 0 | 0 | 0 | 0 | 0 | 0 | 0 | 0 | 0 | 0 | 0 | 0 | 0 | 0 | 0 | 0 | 0 | 0 | 0 | 0 | 0 | 0 | 0 | 0 | 0 | 0 | 0 | 0 | 0 | 0 | 0 | 0 | 0 | 0 | 0 | 0 | 0 | 0 | 0 | 0 | 0 | 0 | 0 | 0 | 0 | 0 | 0 | 0 | 0 | 0 | 0 | 0 | 0 | 0 | 0 | 0 | 0.01296% | 0 | 0 | 0 | 0 | 0 | 0 | 0 | 0 | 0 | 0 | 0 | 0 | 0 | 0 | 0 | 0 | 0 | 0 | 0 | 0 | 0 | 0 | 0 | 0
| Industrial_tool_Gas | M_Input | 2000-2018 Industrial Assessment Center | 2020 | Retro | 2022 | 2041 | PSE | Industrial | Wood - Panel | Gas | Per Region | NA | NA | Wood - Panel Improve Combustion Control Capability And Air Flow | Wood - Panel Improve Combustion Control Capability And Air Flow | 0 | 15 | 144.6109 | 0 | I-All-Other-Shift3-All-All-S | 0 | 0 | 0 | 0 | 0 | 0 | 0 | 256.1023 | I-All-Other-Shift3-All-All-S | 0 | 0 | 0 | Comm Flat | Improve Combustion Control Capability And Air Flow | Improve Combustion Control Capability And Air Flow | IndShift3 | 0.01266% | 0% | 100% | 1 | 1 | 100% | 6.667% | 85% | 6.8% | 0.2% | 2717.403 | 13.1945 | 273.0597 | 0 | 170.3394 | 0 | 0 | 0 | -86.9927 |  | 0 | -0.031567 | 0 | 01. ($9,999.000) to $0.028 | N/A | -0.031567 | 01. ($9,999.00) to $0.22 | N/A | 0 | 0 | 0 | 0 | 0 | 0 | 0 | 0 | 0 | 0 | 0 | 0 | 0 | 0 | 0 | 0 | 0 | 0 | 0 | 0 | 0 | 0 | 0 | 0 | 0 | 0 | 0 | 0 | 0 | 0 | 0 | 0 | 0 | 0 | 0 | 0 | 0 | 0 | 0 | 0 | 0 | 0 | 0 | 0 | 0 | 0 | 0 | 0 | 0 | 0 | 0 | 0 | 0 | 0 | 0 | 0 | 0 | 0 | 0 | 0 | 0 | 0 | 0 | 0 | 0 | 0 | 0 | 0 | 0 | 0 | 0 | 0 | 0 | 0.085 | 0.085 | 0.085 | 0.085 | 0.085 | 0.085 | 0.085 | 0.085 | 0.085 | 0.085 | 0 | 0 | 0 | 0 | 0 | 0 | 0 | 0 | 0 | 0 | 21.7687 | 21.6339 | 21.4606 | 21.3128 | 21.1473 | 20.9825 | 20.8019 | 20.6572 | 20.4955 | 20.3331 | 0 | 0 | 0 | 0 | 0 | 0 | 0 | 0 | 0 | 0 | 210.5935 | 21.7687 | 43.4026 | 64.8632 | 86.176 | 107.3232 | 128.3057 | 149.1076 | 169.7649 | 190.2604 | 210.5935 | 210.5935 | 210.5935 | 210.5935 | 210.5935 | 210.5935 | 210.5935 | 210.5935 | 210.5935 | 210.5935 | 210.5935 | 0 | 0 | 0 | 0 | 0 | 0 | 0 | 0 | 0 | 0 | 0 | 0 | 0 | 0 | 0 | 0 | 0 | 0 | 0 | 0 | 0 | 0 | 0 | 0 | 0 | 0 | 0 | 0 | 0 | 0 | 0 | 0 | 0 | 0 | 0 | 0 | 0 | 0 | 0 | 0 | 0 | 0 | 0 | 0 | 0 | 0 | 0 | 0 | 0 | 0 | 0 | 0 | 0 | 0 | 0 | 0 | 0 | 0 | 0 | 0 | 0 | 0 | 0 | 0 | 0 | 0 | 0 | 0 | 0 | 0.01296% | 0 | 0 | 0 | 0 | 0 | 0 | 0 | 0 | 0 | 0 | 0 | 0 | 0 | 0 | 0 | 0 | 0 | 0 | 0 | 0 | 0 | 0 | 0 | 0
| Industrial_tool_Gas | M_Input | 2000-2018 Industrial Assessment Center | 2020 | Retro | 2022 | 2041 | PSE | Industrial | Wood - Panel | Gas | Per Region | NA | NA | Wood - Panel Install Or Repair Insulation On Condensate Lines And Optimize Condensate | Wood - Panel Install Or Repair Insulation On Condensate Lines And Optimize Condensate | 0 | 10 | 66.073 | 0 | I-All-Other-Shift3-All-All-S | 0 | 0 | 0 | 0 | 0 | 0 | 0 | 204.3959 | I-All-Other-Shift3-All-All-S | 0 | 0 | 0 | Comm Flat | Install Or Repair Insulation On Condensate Lines And Optimize Condensate | Install Or Repair Insulation On Condensate Lines And Optimize Condensate | IndShift3 | 0.01266% | 0% | 100% | 1 | 1 | 100% | 10% | 85% | 6.8% | 0.2% | 1509.4998 | 10.5306 | 152.003 | 0 | 100.2955 | 0 | 0 | 0 | -49.0235 |  | 0 | -0.022289 | 0 | 01. ($9,999.000) to $0.028 | N/A | -0.022289 | 01. ($9,999.00) to $0.22 | N/A | 0 | 0 | 0 | 0 | 0 | 0 | 0 | 0 | 0 | 0 | 0 | 0 | 0 | 0 | 0 | 0 | 0 | 0 | 0 | 0 | 0 | 0 | 0 | 0 | 0 | 0 | 0 | 0 | 0 | 0 | 0 | 0 | 0 | 0 | 0 | 0 | 0 | 0 | 0 | 0 | 0 | 0 | 0 | 0 | 0 | 0 | 0 | 0 | 0 | 0 | 0 | 0 | 0 | 0 | 0 | 0 | 0 | 0 | 0 | 0 | 0 | 0 | 0 | 0 | 0 | 0 | 0 | 0 | 0 | 0 | 0 | 0 | 0 | 0.085 | 0.085 | 0.085 | 0.085 | 0.085 | 0.085 | 0.085 | 0.085 | 0.085 | 0.085 | 0 | 0 | 0 | 0 | 0 | 0 | 0 | 0 | 0 | 0 | 17.3737 | 17.2661 | 17.1277 | 17.0098 | 16.8777 | 16.7462 | 16.602 | 16.4866 | 16.3575 | 16.2279 | 0 | 0 | 0 | 0 | 0 | 0 | 0 | 0 | 0 | 0 | 168.0752 | 17.3737 | 34.6397 | 51.7675 | 68.7773 | 85.6549 | 102.4011 | 119.0032 | 135.4898 | 151.8473 | 168.0752 | 168.0752 | 168.0752 | 168.0752 | 168.0752 | 168.0752 | 168.0752 | 168.0752 | 168.0752 | 168.0752 | 168.0752 | 0 | 0 | 0 | 0 | 0 | 0 | 0 | 0 | 0 | 0 | 0 | 0 | 0 | 0 | 0 | 0 | 0 | 0 | 0 | 0 | 0 | 0 | 0 | 0 | 0 | 0 | 0 | 0 | 0 | 0 | 0 | 0 | 0 | 0 | 0 | 0 | 0 | 0 | 0 | 0 | 0 | 0 | 0 | 0 | 0 | 0 | 0 | 0 | 0 | 0 | 0 | 0 | 0 | 0 | 0 | 0 | 0 | 0 | 0 | 0 | 0 | 0 | 0 | 0 | 0 | 0 | 0 | 0 | 0 | 0.01296% | 0 | 0 | 0 | 0 | 0 | 0 | 0 | 0 | 0 | 0 | 0 | 0 | 0 | 0 | 0 | 0 | 0 | 0 | 0 | 0 | 0 | 0 | 0 | 0
| Industrial_tool_Gas | M_Input | 2000-2018 Industrial Assessment Center | 2020 | Retro | 2022 | 2041 | PSE | Industrial | Wood - Panel | Gas | Per Region | NA | NA | Wood - Panel Insulate Steam, Hot Water Lines Or Feedwater Tank | Wood - Panel Insulate Steam, Hot Water Lines Or Feedwater Tank | 0 | 15 | 6.924 | 0 | I-All-Other-Shift3-All-All-S | 0 | 0 | 0 | 0 | 0 | 0 | 0 | 15.2888 | I-All-Other-Shift3-All-All-S | 0 | 0 | 0 | Comm Flat | Insulate Steam, Hot Water Lines Or Feedwater Tank | Insulate Steam, Hot Water Lines Or Feedwater Tank | IndShift3 | 0.01266% | 0% | 100% | 1 | 1 | 100% | 6.667% | 85% | 6.8% | 0.2% | 162.2231 | 0.78768 | 16.3011 | 0 | 8.1558 | 0 | 0 | 0 | -7.5481 |  | 0 | -0.04588 | 0 | 01. ($9,999.000) to $0.028 | N/A | -0.04588 | 01. ($9,999.00) to $0.22 | N/A | 0 | 0 | 0 | 0 | 0 | 0 | 0 | 0 | 0 | 0 | 0 | 0 | 0 | 0 | 0 | 0 | 0 | 0 | 0 | 0 | 0 | 0 | 0 | 0 | 0 | 0 | 0 | 0 | 0 | 0 | 0 | 0 | 0 | 0 | 0 | 0 | 0 | 0 | 0 | 0 | 0 | 0 | 0 | 0 | 0 | 0 | 0 | 0 | 0 | 0 | 0 | 0 | 0 | 0 | 0 | 0 | 0 | 0 | 0 | 0 | 0 | 0 | 0 | 0 | 0 | 0 | 0 | 0 | 0 | 0 | 0 | 0 | 0 | 0.085 | 0.085 | 0.085 | 0.085 | 0.085 | 0.085 | 0.085 | 0.085 | 0.085 | 0.085 | 0 | 0 | 0 | 0 | 0 | 0 | 0 | 0 | 0 | 0 | 1.2995 | 1.2915 | 1.2812 | 1.2723 | 1.2624 | 1.2526 | 1.2418 | 1.2332 | 1.2235 | 1.2138 | 0 | 0 | 0 | 0 | 0 | 0 | 0 | 0 | 0 | 0 | 12.572 | 1.2995 | 2.591 | 3.8722 | 5.1445 | 6.407 | 7.6596 | 8.9014 | 10.1346 | 11.3581 | 12.572 | 12.572 | 12.572 | 12.572 | 12.572 | 12.572 | 12.572 | 12.572 | 12.572 | 12.572 | 12.572 | 0 | 0 | 0 | 0 | 0 | 0 | 0 | 0 | 0 | 0 | 0 | 0 | 0 | 0 | 0 | 0 | 0 | 0 | 0 | 0 | 0 | 0 | 0 | 0 | 0 | 0 | 0 | 0 | 0 | 0 | 0 | 0 | 0 | 0 | 0 | 0 | 0 | 0 | 0 | 0 | 0 | 0 | 0 | 0 | 0 | 0 | 0 | 0 | 0 | 0 | 0 | 0 | 0 | 0 | 0 | 0 | 0 | 0 | 0 | 0 | 0 | 0 | 0 | 0 | 0 | 0 | 0 | 0 | 0 | 0.01296% | 0 | 0 | 0 | 0 | 0 | 0 | 0 | 0 | 0 | 0 | 0 | 0 | 0 | 0 | 0 | 0 | 0 | 0 | 0 | 0 | 0 | 0 | 0 | 0
| Industrial_tool_Gas | M_Input | 2000-2018 Industrial Assessment Center | 2020 | Retro | 2022 | 2041 | PSE | Industrial | Wood - Panel | Gas | Per Region | NA | NA | Wood - Panel Minimize Boiler Blowdown | Wood - Panel Minimize Boiler Blowdown | 0 | 5 | 9.043 | 0 | I-All-Other-Shift3-All-All-S | 0 | 0 | 0 | 0 | 0 | 0 | 0 | 11.5188 | I-All-Other-Shift3-All-All-S | 0 | 0 | 0 | Comm Flat | Minimize Boiler Blowdown | Minimize Boiler Blowdown | IndShift3 | 0.01266% | 0% | 100% | 1 | 1 | 100% | 20% | 85% | 6.8% | 0.2% | 44.2602 | 0.59345 | 4.4854 | 0 | 23.6057 | 0 | 0 | 0 | 20.3355 |  | 0 | 0.16406 | 0 | 01. ($9,999.000) to $0.028 | N/A | 0.16406 | 01. ($9,999.00) to $0.22 | N/A | 0 | 0 | 0 | 0 | 0 | 0 | 0 | 0 | 0 | 0 | 0 | 0 | 0 | 0 | 0 | 0 | 0 | 0 | 0 | 0 | 0 | 0 | 0 | 0 | 0 | 0 | 0 | 0 | 0 | 0 | 0 | 0 | 0 | 0 | 0 | 0 | 0 | 0 | 0 | 0 | 0 | 0 | 0 | 0 | 0 | 0 | 0 | 0 | 0 | 0 | 0 | 0 | 0 | 0 | 0 | 0 | 0 | 0 | 0 | 0 | 0 | 0 | 0 | 0 | 0 | 0 | 0 | 0 | 0 | 0 | 0 | 0 | 0 | 0.085 | 0.085 | 0.085 | 0.085 | 0.085 | 0.085 | 0.085 | 0.085 | 0.085 | 0.085 | 0 | 0 | 0 | 0 | 0 | 0 | 0 | 0 | 0 | 0 | 0.9791 | 0.97303 | 0.96524 | 0.95859 | 0.95115 | 0.94374 | 0.93561 | 0.92911 | 0.92183 | 0.91453 | 0 | 0 | 0 | 0 | 0 | 0 | 0 | 0 | 0 | 0 | 9.4719 | 0.9791 | 1.9521 | 2.9174 | 3.876 | 4.8271 | 5.7708 | 6.7065 | 7.6356 | 8.5574 | 9.4719 | 9.4719 | 9.4719 | 9.4719 | 9.4719 | 9.4719 | 9.4719 | 9.4719 | 9.4719 | 9.4719 | 9.4719 | 0 | 0 | 0 | 0 | 0 | 0 | 0 | 0 | 0 | 0 | 0 | 0 | 0 | 0 | 0 | 0 | 0 | 0 | 0 | 0 | 0 | 0 | 0 | 0 | 0 | 0 | 0 | 0 | 0 | 0 | 0 | 0 | 0 | 0 | 0 | 0 | 0 | 0 | 0 | 0 | 0 | 0 | 0 | 0 | 0 | 0 | 0 | 0 | 0 | 1.7285 | 1.7178 | 1.7041 | 1.6923 | 1.6792 | 1.6661 | 1.6517 | 1.6403 | 1.6274 | 1.6145 | 0 | 0 | 0 | 0 | 0 | 0 | 0 | 0 | 0 | 0 | 0.01296% | 0 | 0 | 0 | 0 | 0 | 0 | 0 | 0 | 0 | 0 | 0 | 0 | 0 | 0 | 0 | 0 | 0 | 0 | 0 | 0 | 0 | 0 | 0 | 0
| Industrial_tool_Gas | M_Input | 2000-2018 Industrial Assessment Center | 2020 | Retro | 2022 | 2041 | PSE | Industrial | Wood - Panel | Gas | Per Region | NA | NA | Wood - Panel Optimize Heating System To Improve Burner Efficiency, Reduce Energy Requirements And Heat Treatment Process | Wood - Panel Optimize Heating System To Improve Burner Efficiency, Reduce Energy Requirements And Heat Treatment Process | 0 | 20 | 88.2121 | 0 | I-All-Other-Shift3-All-All-S | 0 | 0 | 0 | 0 | 0 | 0 | 0 | 133.0402 | I-All-Other-Shift3-All-All-S | 0 | 0 | 0 | Comm Flat | Optimize Heating System To Improve Burner Efficiency, Reduce Energy Requirements And Heat Treatment Process | Optimize Heating System To Improve Burner Efficiency, Reduce Energy Requirements And Heat Treatment Process | IndShift3 | 0.01266% | 0% | 100% | 1 | 1 | 100% | 5% | 85% | 6.8% | 0.2% | 1822.334 | 6.8543 | 182.9188 | 0 | 88.2121 | 0 | 0 | 0 | -83.9186 |  | 0 | -0.058618 | 0 | 01. ($9,999.000) to $0.028 | N/A | -0.058618 | 01. ($9,999.00) to $0.22 | N/A | 0 | 0 | 0 | 0 | 0 | 0 | 0 | 0 | 0 | 0 | 0 | 0 | 0 | 0 | 0 | 0 | 0 | 0 | 0 | 0 | 0 | 0 | 0 | 0 | 0 | 0 | 0 | 0 | 0 | 0 | 0 | 0 | 0 | 0 | 0 | 0 | 0 | 0 | 0 | 0 | 0 | 0 | 0 | 0 | 0 | 0 | 0 | 0 | 0 | 0 | 0 | 0 | 0 | 0 | 0 | 0 | 0 | 0 | 0 | 0 | 0 | 0 | 0 | 0 | 0 | 0 | 0 | 0 | 0 | 0 | 0 | 0 | 0 | 0.085 | 0.085 | 0.085 | 0.085 | 0.085 | 0.085 | 0.085 | 0.085 | 0.085 | 0.085 | 0 | 0 | 0 | 0 | 0 | 0 | 0 | 0 | 0 | 0 | 11.3084 | 11.2384 | 11.1484 | 11.0716 | 10.9856 | 10.9 | 10.8062 | 10.731 | 10.647 | 10.5626 | 0 | 0 | 0 | 0 | 0 | 0 | 0 | 0 | 0 | 0 | 109.3992 | 11.3084 | 22.5468 | 33.6952 | 44.7667 | 55.7523 | 66.6524 | 77.4585 | 88.1896 | 98.8366 | 109.3992 | 109.3992 | 109.3992 | 109.3992 | 109.3992 | 109.3992 | 109.3992 | 109.3992 | 109.3992 | 109.3992 | 109.3992 | 0 | 0 | 0 | 0 | 0 | 0 | 0 | 0 | 0 | 0 | 0 | 0 | 0 | 0 | 0 | 0 | 0 | 0 | 0 | 0 | 0 | 0 | 0 | 0 | 0 | 0 | 0 | 0 | 0 | 0 | 0 | 0 | 0 | 0 | 0 | 0 | 0 | 0 | 0 | 0 | 0 | 0 | 0 | 0 | 0 | 0 | 0 | 0 | 0 | 0 | 0 | 0 | 0 | 0 | 0 | 0 | 0 | 0 | 0 | 0 | 0 | 0 | 0 | 0 | 0 | 0 | 0 | 0 | 0 | 0.01296% | 0 | 0 | 0 | 0 | 0 | 0 | 0 | 0 | 0 | 0 | 0 | 0 | 0 | 0 | 0 | 0 | 0 | 0 | 0 | 0 | 0 | 0 | 0 | 0
| Industrial_tool_Gas | M_Input | 2000-2018 Industrial Assessment Center | 2020 | Retro | 2022 | 2041 | PSE | Industrial | Wood - Panel | Gas | Per Region | NA | NA | Wood - Panel Repair And Eliminate Steam Leaks | Wood - Panel Repair And Eliminate Steam Leaks | 0 | 6 | 15.478 | 0 | I-All-Other-Shift3-All-All-S | 0 | 0 | 0 | 0 | 0 | 0 | 0 | 98.3629 | I-All-Other-Shift3-All-All-S | 0 | 0 | 0 | Comm Flat | Repair And Eliminate Steam Leaks | Repair And Eliminate Steam Leaks | IndShift3 | 0.01266% | 0% | 100% | 1 | 1 | 100% | 16.67% | 85% | 6.8% | 0.2% | 450.4325 | 5.0677 | 45.55 | 0 | 34.8487 | 0 | 0 | 0 | -12.6734 |  | 0 | -0.011974 | 0 | 01. ($9,999.000) to $0.028 | N/A | -0.011974 | 01. ($9,999.00) to $0.22 | N/A | 0 | 0 | 0 | 0 | 0 | 0 | 0 | 0 | 0 | 0 | 0 | 0 | 0 | 0 | 0 | 0 | 0 | 0 | 0 | 0 | 0 | 0 | 0 | 0 | 0 | 0 | 0 | 0 | 0 | 0 | 0 | 0 | 0 | 0 | 0 | 0 | 0 | 0 | 0 | 0 | 0 | 0 | 0 | 0 | 0 | 0 | 0 | 0 | 0 | 0 | 0 | 0 | 0 | 0 | 0 | 0 | 0 | 0 | 0 | 0 | 0 | 0 | 0 | 0 | 0 | 0 | 0 | 0 | 0 | 0 | 0 | 0 | 0 | 0.085 | 0.085 | 0.085 | 0.085 | 0.085 | 0.085 | 0.085 | 0.085 | 0.085 | 0.085 | 0 | 0 | 0 | 0 | 0 | 0 | 0 | 0 | 0 | 0 | 8.3608 | 8.3091 | 8.2425 | 8.1857 | 8.1222 | 8.0589 | 7.9895 | 7.934 | 7.8718 | 7.8095 | 0 | 0 | 0 | 0 | 0 | 0 | 0 | 0 | 0 | 0 | 80.884 | 8.3608 | 16.6699 | 24.9124 | 33.0982 | 41.2203 | 49.2792 | 57.2687 | 65.2027 | 73.0746 | 80.884 | 80.884 | 80.884 | 80.884 | 80.884 | 80.884 | 80.884 | 80.884 | 80.884 | 80.884 | 80.884 | 0 | 0 | 0 | 0 | 0 | 0 | 0 | 0 | 0 | 0 | 0 | 0 | 0 | 0 | 0 | 0 | 0 | 0 | 0 | 0 | 0 | 0 | 0 | 0 | 0 | 0 | 0 | 0 | 0 | 0 | 0 | 0 | 0 | 0 | 0 | 0 | 0 | 0 | 0 | 0 | 0 | 0 | 0 | 0 | 0 | 0 | 0 | 0 | 0 | 0 | 0 | 0 | 0 | 0 | 0 | 0 | 0 | 0 | 0 | 0 | 0 | 0 | 0 | 0 | 0 | 0 | 0 | 0 | 0 | 0.01296% | 0 | 0 | 0 | 0 | 0 | 0 | 0 | 0 | 0 | 0 | 0 | 0 | 0 | 0 | 0 | 0 | 0 | 0 | 0 | 0 | 0 | 0 | 0 | 0
| Industrial_tool_Gas | M_Input | 2000-2018 Industrial Assessment Center | 2020 | Retro | 2022 | 2041 | PSE | Industrial | Wood - Panel | Gas | Per Region | NA | NA | Wood - Panel Replace Steam Traps | Wood - Panel Replace Steam Traps | 0 | 6 | 12.8077 | 0 | I-All-Other-Shift3-All-All-S | 0 | 0 | 0 | 0 | 0 | 0 | 0 | 108.717 | I-All-Other-Shift3-All-All-S | 0 | 0 | 0 | Comm Flat | Replace Steam Traps | Replace Steam Traps | IndShift3 | 0.01266% | 0% | 100% | 1 | 1 | 100% | 16.67% | 85% | 6.8% | 0.2% | 497.847 | 5.6011 | 50.3448 | 0 | 28.8364 | 0 | 0 | 0 | -24.548 |  | 0 | -0.020984 | 0 | 01. ($9,999.000) to $0.028 | N/A | -0.020984 | 01. ($9,999.00) to $0.22 | N/A | 0 | 0 | 0 | 0 | 0 | 0 | 0 | 0 | 0 | 0 | 0 | 0 | 0 | 0 | 0 | 0 | 0 | 0 | 0 | 0 | 0 | 0 | 0 | 0 | 0 | 0 | 0 | 0 | 0 | 0 | 0 | 0 | 0 | 0 | 0 | 0 | 0 | 0 | 0 | 0 | 0 | 0 | 0 | 0 | 0 | 0 | 0 | 0 | 0 | 0 | 0 | 0 | 0 | 0 | 0 | 0 | 0 | 0 | 0 | 0 | 0 | 0 | 0 | 0 | 0 | 0 | 0 | 0 | 0 | 0 | 0 | 0 | 0 | 0.085 | 0.085 | 0.085 | 0.085 | 0.085 | 0.085 | 0.085 | 0.085 | 0.085 | 0.085 | 0 | 0 | 0 | 0 | 0 | 0 | 0 | 0 | 0 | 0 | 9.2409 | 9.1837 | 9.1101 | 9.0474 | 8.9771 | 8.9072 | 8.8305 | 8.7691 | 8.7005 | 8.6315 | 0 | 0 | 0 | 0 | 0 | 0 | 0 | 0 | 0 | 0 | 89.3982 | 9.2409 | 18.4247 | 27.5348 | 36.5822 | 45.5594 | 54.4666 | 63.2971 | 72.0662 | 80.7667 | 89.3982 | 89.3982 | 89.3982 | 89.3982 | 89.3982 | 89.3982 | 89.3982 | 89.3982 | 89.3982 | 89.3982 | 89.3982 | 0 | 0 | 0 | 0 | 0 | 0 | 0 | 0 | 0 | 0 | 0 | 0 | 0 | 0 | 0 | 0 | 0 | 0 | 0 | 0 | 0 | 0 | 0 | 0 | 0 | 0 | 0 | 0 | 0 | 0 | 0 | 0 | 0 | 0 | 0 | 0 | 0 | 0 | 0 | 0 | 0 | 0 | 0 | 0 | 0 | 0 | 0 | 0 | 0 | 0 | 0 | 0 | 0 | 0 | 0 | 0 | 0 | 0 | 0 | 0 | 0 | 0 | 0 | 0 | 0 | 0 | 0 | 0 | 0 | 0.01296% | 0 | 0 | 0 | 0 | 0 | 0 | 0 | 0 | 0 | 0 | 0 | 0 | 0 | 0 | 0 | 0 | 0 | 0 | 0 | 0 | 0 | 0 | 0 | 0
| Industrial_tool_Gas | M_Input | 2000-2018 Industrial Assessment Center | 2020 | Retro | 2022 | 2041 | PSE | Industrial | Wood - Panel | Gas | Per Region | NA | NA | Wood - Panel Other Plant Operations Improvements To Reduce Energy Requirements | Wood - Panel Other Plant Operations Improvements To Reduce Energy Requirements | 0 | 10 | 0 | 0 | I-All-Other-Shift3-All-All-S | 0 | 0 | 0 | 0 | 0 | 0 | 0 | 0 | I-All-Other-Shift3-All-All-S | 0 | 0 | 0 | Comm Flat | Other Plant Operations Improvements To Reduce Energy Requirements | Other Plant Operations Improvements To Reduce Energy Requirements | IndShift3 | 0.01266% | 0% | 100% | 1 | 1 | 100% | 10% | 85% | 6.8% | 0.2% | 0 | 0 | 0 | 0 | 0 | 0 | 0 | 0 | 0 |  | 0 | 0 | 0 | 01. ($9,999.000) to $0.028 | N/A | 0 | 01. ($9,999.00) to $0.22 | N/A | 0 | 0 | 0 | 0 | 0 | 0 | 0 | 0 | 0 | 0 | 0 | 0 | 0 | 0 | 0 | 0 | 0 | 0 | 0 | 0 | 0 | 0 | 0 | 0 | 0 | 0 | 0 | 0 | 0 | 0 | 0 | 0 | 0 | 0 | 0 | 0 | 0 | 0 | 0 | 0 | 0 | 0 | 0 | 0 | 0 | 0 | 0 | 0 | 0 | 0 | 0 | 0 | 0 | 0 | 0 | 0 | 0 | 0 | 0 | 0 | 0 | 0 | 0 | 0 | 0 | 0 | 0 | 0 | 0 | 0 | 0 | 0 | 0 | 0.085 | 0.085 | 0.085 | 0.085 | 0.085 | 0.085 | 0.085 | 0.085 | 0.085 | 0.085 | 0 | 0 | 0 | 0 | 0 | 0 | 0 | 0 | 0 | 0 | 0 | 0 | 0 | 0 | 0 | 0 | 0 | 0 | 0 | 0 | 0 | 0 | 0 | 0 | 0 | 0 | 0 | 0 | 0 | 0 | 0 | 0 | 0 | 0 | 0 | 0 | 0 | 0 | 0 | 0 | 0 | 0 | 0 | 0 | 0 | 0 | 0 | 0 | 0 | 0 | 0 | 0 | 0 | 0 | 0 | 0 | 0 | 0 | 0 | 0 | 0 | 0 | 0 | 0 | 0 | 0 | 0 | 0 | 0 | 0 | 0 | 0 | 0 | 0 | 0 | 0 | 0 | 0 | 0 | 0 | 0 | 0 | 0 | 0 | 0 | 0 | 0 | 0 | 0 | 0 | 0 | 0 | 0 | 0 | 0 | 0 | 0 | 0 | 0 | 0 | 0 | 0 | 0 | 0 | 0 | 0 | 0 | 0 | 0 | 0 | 0 | 0 | 0 | 0 | 0 | 0 | 0 | 0 | 0 | 0 | 0.01296% | 0 | 0 | 0 | 0 | 0 | 0 | 0 | 0 | 0 | 0 | 0 | 0 | 0 | 0 | 0 | 0 | 0 | 0 | 0 | 0 | 0 | 0 | 0 | 0
| Industrial_tool_Gas | M_Input | 2000-2018 Industrial Assessment Center | 2020 | Retro | 2022 | 2041 | PSE | Industrial | Wood - Panel | Gas | Per Region | NA | NA | Wood - Panel Heat Recovery And Waste Heat For Process | Wood - Panel Heat Recovery And Waste Heat For Process | 0 | 14 | 195.4002 | 0 | I-All-Other-Shift3-All-All-S | 0 | 0 | 0 | 0 | 0 | 0 | 0 | 234.0121 | I-All-Other-Shift3-All-All-S | 0 | 0 | 0 | Comm Flat | Heat Recovery And Waste Heat For Process | Heat Recovery And Waste Heat For Process | IndShift3 | 0.01266% | 0% | 100% | 1 | 1 | 100% | 7.143% | 85% | 6.8% | 0.2% | 2334.537 | 12.0564 | 234.6593 | 0 | 240.4175 | 0 | 0 | 0 | 32.7817 |  | 0 | 0.013018 | 0 | 01. ($9,999.000) to $0.028 | N/A | 0.013018 | 01. ($9,999.00) to $0.22 | N/A | 0 | 0 | 0 | 0 | 0 | 0 | 0 | 0 | 0 | 0 | 0 | 0 | 0 | 0 | 0 | 0 | 0 | 0 | 0 | 0 | 0 | 0 | 0 | 0 | 0 | 0 | 0 | 0 | 0 | 0 | 0 | 0 | 0 | 0 | 0 | 0 | 0 | 0 | 0 | 0 | 0 | 0 | 0 | 0 | 0 | 0 | 0 | 0 | 0 | 0 | 0 | 0 | 0 | 0 | 0 | 0 | 0 | 0 | 0 | 0 | 0 | 0 | 0 | 0 | 0 | 0 | 0 | 0 | 0 | 0 | 0 | 0 | 0 | 0.085 | 0.085 | 0.085 | 0.085 | 0.085 | 0.085 | 0.085 | 0.085 | 0.085 | 0.085 | 0 | 0 | 0 | 0 | 0 | 0 | 0 | 0 | 0 | 0 | 19.891 | 19.7678 | 19.6095 | 19.4745 | 19.3232 | 19.1727 | 19.0076 | 18.8754 | 18.7277 | 18.5792 | 0 | 0 | 0 | 0 | 0 | 0 | 0 | 0 | 0 | 0 | 192.4286 | 19.891 | 39.6589 | 59.2684 | 78.7428 | 98.066 | 117.2387 | 136.2463 | 155.1217 | 173.8494 | 192.4286 | 192.4286 | 192.4286 | 192.4286 | 192.4286 | 192.4286 | 192.4286 | 192.4286 | 192.4286 | 192.4286 | 192.4286 | 0 | 0 | 0 | 0 | 0 | 0 | 0 | 0 | 0 | 0 | 0 | 0 | 0 | 0 | 0 | 0 | 0 | 0 | 0 | 0 | 0 | 0 | 0 | 0 | 0 | 0 | 0 | 0 | 0 | 0 | 0 | 0 | 0 | 0 | 0 | 0 | 0 | 0 | 0 | 0 | 0 | 0 | 0 | 0 | 0 | 0 | 0 | 0 | 0 | 2.7864 | 2.7692 | 2.747 | 2.7281 | 2.7069 | 2.6858 | 2.6627 | 2.6442 | 2.6235 | 2.6027 | 0 | 0 | 0 | 0 | 0 | 0 | 0 | 0 | 0 | 0 | 0.01296% | 0 | 0 | 0 | 0 | 0 | 0 | 0 | 0 | 0 | 0 | 0 | 0 | 0 | 0 | 0 | 0 | 0 | 0 | 0 | 0 | 0 | 0 | 0 | 0
| Industrial_tool_Gas | M_Input | 2000-2018 Industrial Assessment Center | 2020 | Retro | 2022 | 2041 | PSE | Industrial | Wood - Panel | Gas | Per Region | NA | NA | Wood - Panel Process Improvements To Reduce Energy Requirements | Wood - Panel Process Improvements To Reduce Energy Requirements | 0 | 15 | 477.2792 | 0 | I-All-Other-Shift3-All-All-S | 0 | 0 | 0 | 0 | 0 | 0 | 0 | 541.7009 | I-All-Other-Shift3-All-All-S | 0 | 0 | 0 | Comm Flat | Process Improvements To Reduce Energy Requirements | Process Improvements To Reduce Energy Requirements | IndShift3 | 0.01266% | 0% | 100% | 1 | 1 | 100% | 6.667% | 85% | 6.8% | 0.2% | 5747.7799 | 27.9087 | 577.5689 | 0 | 562.1944 | 0 | 0 | 0 | 52.1727 |  | 0 | 0.0089504 | 0 | 01. ($9,999.000) to $0.028 | N/A | 0.0089504 | 01. ($9,999.00) to $0.22 | N/A | 0 | 0 | 0 | 0 | 0 | 0 | 0 | 0 | 0 | 0 | 0 | 0 | 0 | 0 | 0 | 0 | 0 | 0 | 0 | 0 | 0 | 0 | 0 | 0 | 0 | 0 | 0 | 0 | 0 | 0 | 0 | 0 | 0 | 0 | 0 | 0 | 0 | 0 | 0 | 0 | 0 | 0 | 0 | 0 | 0 | 0 | 0 | 0 | 0 | 0 | 0 | 0 | 0 | 0 | 0 | 0 | 0 | 0 | 0 | 0 | 0 | 0 | 0 | 0 | 0 | 0 | 0 | 0 | 0 | 0 | 0 | 0 | 0 | 0.085 | 0.085 | 0.085 | 0.085 | 0.085 | 0.085 | 0.085 | 0.085 | 0.085 | 0.085 | 0 | 0 | 0 | 0 | 0 | 0 | 0 | 0 | 0 | 0 | 46.0446 | 45.7594 | 45.3928 | 45.0803 | 44.7301 | 44.3817 | 43.9996 | 43.6936 | 43.3516 | 43.008 | 0 | 0 | 0 | 0 | 0 | 0 | 0 | 0 | 0 | 0 | 445.4418 | 46.0446 | 91.804 | 137.1969 | 182.2771 | 227.0072 | 271.3889 | 315.3886 | 359.0822 | 402.4338 | 445.4418 | 445.4418 | 445.4418 | 445.4418 | 445.4418 | 445.4418 | 445.4418 | 445.4418 | 445.4418 | 445.4418 | 445.4418 | 0 | 0 | 0 | 0 | 0 | 0 | 0 | 0 | 0 | 0 | 0 | 0 | 0 | 0 | 0 | 0 | 0 | 0 | 0 | 0 | 0 | 0 | 0 | 0 | 0 | 0 | 0 | 0 | 0 | 0 | 0 | 0 | 0 | 0 | 0 | 0 | 0 | 0 | 0 | 0 | 0 | 0 | 0 | 0 | 0 | 0 | 0 | 0 | 0 | 4.4347 | 4.4072 | 4.3719 | 4.3418 | 4.3081 | 4.2745 | 4.2377 | 4.2083 | 4.1753 | 4.1422 | 0 | 0 | 0 | 0 | 0 | 0 | 0 | 0 | 0 | 0 | 0.01296% | 0 | 0 | 0 | 0 | 0 | 0 | 0 | 0 | 0 | 0 | 0 | 0 | 0 | 0 | 0 | 0 | 0 | 0 | 0 | 0 | 0 | 0 | 0 | 0
| Industrial_tool_Gas | M_Input | 2000-2018 Industrial Assessment Center | 2020 | Retro | 2022 | 2041 | PSE | Industrial | Wood - Panel | Gas | Per Region | NA | NA | Wood - Panel Thermal Systems Add Insulation To Equipment | Wood - Panel Thermal Systems Add Insulation To Equipment | 0 | 10 | 34.93 | 0 | I-All-Other-Shift3-All-All-S | 0 | 0 | 0 | 0 | 0 | 0 | 0 | 74.5643 | I-All-Other-Shift3-All-All-S | 0 | 0 | 0 | Comm Flat | Thermal Systems Add Insulation To Equipment | Thermal Systems Add Insulation To Equipment | IndShift3 | 0.01266% | 0% | 100% | 1 | 1 | 100% | 10% | 85% | 6.8% | 0.2% | 550.6706 | 3.8416 | 55.4512 | 0 | 53.022 | 0 | 0 | 0 | 0.71524 |  | 0 | 0.00089142 | 0 | 01. ($9,999.000) to $0.028 | N/A | 0.00089142 | 01. ($9,999.00) to $0.22 | N/A | 0 | 0 | 0 | 0 | 0 | 0 | 0 | 0 | 0 | 0 | 0 | 0 | 0 | 0 | 0 | 0 | 0 | 0 | 0 | 0 | 0 | 0 | 0 | 0 | 0 | 0 | 0 | 0 | 0 | 0 | 0 | 0 | 0 | 0 | 0 | 0 | 0 | 0 | 0 | 0 | 0 | 0 | 0 | 0 | 0 | 0 | 0 | 0 | 0 | 0 | 0 | 0 | 0 | 0 | 0 | 0 | 0 | 0 | 0 | 0 | 0 | 0 | 0 | 0 | 0 | 0 | 0 | 0 | 0 | 0 | 0 | 0 | 0 | 0.085 | 0.085 | 0.085 | 0.085 | 0.085 | 0.085 | 0.085 | 0.085 | 0.085 | 0.085 | 0 | 0 | 0 | 0 | 0 | 0 | 0 | 0 | 0 | 0 | 6.338 | 6.2987 | 6.2483 | 6.2052 | 6.157 | 6.1091 | 6.0565 | 6.0144 | 5.9673 | 5.92 | 0 | 0 | 0 | 0 | 0 | 0 | 0 | 0 | 0 | 0 | 61.3144 | 6.338 | 12.6367 | 18.8849 | 25.0902 | 31.2472 | 37.3563 | 43.4128 | 49.4271 | 55.3944 | 61.3144 | 61.3144 | 61.3144 | 61.3144 | 61.3144 | 61.3144 | 61.3144 | 61.3144 | 61.3144 | 61.3144 | 61.3144 | 0 | 0 | 0 | 0 | 0 | 0 | 0 | 0 | 0 | 0 | 0 | 0 | 0 | 0 | 0 | 0 | 0 | 0 | 0 | 0 | 0 | 0 | 0 | 0 | 0 | 0 | 0 | 0 | 0 | 0 | 0 | 0 | 0 | 0 | 0 | 0 | 0 | 0 | 0 | 0 | 0 | 0 | 0 | 0 | 0 | 0 | 0 | 0 | 0 | 0.060795 | 0.060419 | 0.059935 | 0.059522 | 0.05906 | 0.0586 | 0.058095 | 0.057691 | 0.05724 | 0.056786 | 0 | 0 | 0 | 0 | 0 | 0 | 0 | 0 | 0 | 0 | 0.01296% | 0 | 0 | 0 | 0 | 0 | 0 | 0 | 0 | 0 | 0 | 0 | 0 | 0 | 0 | 0 | 0 | 0 | 0 | 0 | 0 | 0 | 0 | 0 | 0
| Industrial_tool_Gas | M_Input | 2000-2018 Industrial Assessment Center | 2020 | Retro | 2022 | 2041 | PSE | Industrial | Wood - Panel | Gas | Per Region | NA | NA | Wood - Panel Thermal Systems Reduce Infiltration; Isolate Hot Or Cold Equipment | Wood - Panel Thermal Systems Reduce Infiltration; Isolate Hot Or Cold Equipment | 0 | 10 | 100.3982 | 0 | I-All-Other-Shift3-All-All-S | 0 | 0 | 0 | 0 | 0 | 0 | 0 | 184.7365 | I-All-Other-Shift3-All-All-S | 0 | 0 | 0 | Comm Flat | Thermal Systems Reduce Infiltration; Isolate Hot Or Cold Equipment | Thermal Systems Reduce Infiltration; Isolate Hot Or Cold Equipment | IndShift3 | 0.01266% | 0% | 100% | 1 | 1 | 100% | 10% | 85% | 6.8% | 0.2% | 1364.3114 | 9.5177 | 137.3829 | 0 | 152.3994 | 0 | 0 | 0 | 25.5785 |  | 0 | 0.012867 | 0 | 01. ($9,999.000) to $0.028 | N/A | 0.012867 | 01. ($9,999.00) to $0.22 | N/A | 0 | 0 | 0 | 0 | 0 | 0 | 0 | 0 | 0 | 0 | 0 | 0 | 0 | 0 | 0 | 0 | 0 | 0 | 0 | 0 | 0 | 0 | 0 | 0 | 0 | 0 | 0 | 0 | 0 | 0 | 0 | 0 | 0 | 0 | 0 | 0 | 0 | 0 | 0 | 0 | 0 | 0 | 0 | 0 | 0 | 0 | 0 | 0 | 0 | 0 | 0 | 0 | 0 | 0 | 0 | 0 | 0 | 0 | 0 | 0 | 0 | 0 | 0 | 0 | 0 | 0 | 0 | 0 | 0 | 0 | 0 | 0 | 0 | 0.085 | 0.085 | 0.085 | 0.085 | 0.085 | 0.085 | 0.085 | 0.085 | 0.085 | 0.085 | 0 | 0 | 0 | 0 | 0 | 0 | 0 | 0 | 0 | 0 | 15.7026 | 15.6054 | 15.4803 | 15.3737 | 15.2543 | 15.1355 | 15.0052 | 14.9009 | 14.7842 | 14.667 | 0 | 0 | 0 | 0 | 0 | 0 | 0 | 0 | 0 | 0 | 151.9092 | 15.7026 | 31.308 | 46.7883 | 62.162 | 77.4164 | 92.5519 | 107.5571 | 122.4579 | 137.2422 | 151.9092 | 151.9092 | 151.9092 | 151.9092 | 151.9092 | 151.9092 | 151.9092 | 151.9092 | 151.9092 | 151.9092 | 151.9092 | 0 | 0 | 0 | 0 | 0 | 0 | 0 | 0 | 0 | 0 | 0 | 0 | 0 | 0 | 0 | 0 | 0 | 0 | 0 | 0 | 0 | 0 | 0 | 0 | 0 | 0 | 0 | 0 | 0 | 0 | 0 | 0 | 0 | 0 | 0 | 0 | 0 | 0 | 0 | 0 | 0 | 0 | 0 | 0 | 0 | 0 | 0 | 0 | 0 | 2.1742 | 2.1607 | 2.1434 | 2.1286 | 2.1121 | 2.0957 | 2.0776 | 2.0632 | 2.047 | 2.0308 | 0 | 0 | 0 | 0 | 0 | 0 | 0 | 0 | 0 | 0 | 0.01296% | 0 | 0 | 0 | 0 | 0 | 0 | 0 | 0 | 0 | 0 | 0 | 0 | 0 | 0 | 0 | 0 | 0 | 0 | 0 | 0 | 0 | 0 | 0 | 0
| Industrial_tool_Gas | M_Input | 2000-2018 Industrial Assessment Center | 2020 | Retro | 2022 | 2041 | PSE | Industrial | Wood - Panel | Gas | Per Region | NA | NA | Wood - Panel Waste Heat From Hot Flue Gases To Preheat | Wood - Panel Waste Heat From Hot Flue Gases To Preheat | 0 | 14 | 218.0513 | 0 | I-All-Other-Shift3-All-All-S | 0 | 0 | 0 | 0 | 0 | 0 | 0 | 269.2232 | I-All-Other-Shift3-All-All-S | 0 | 0 | 0 | Comm Flat | Waste Heat From Hot Flue Gases To Preheat | Waste Heat From Hot Flue Gases To Preheat | IndShift3 | 0.01266% | 0% | 100% | 1 | 1 | 100% | 7.143% | 85% | 6.8% | 0.2% | 2685.8078 | 13.8705 | 269.9678 | 0 | 268.2871 | 0 | 0 | 0 | 28.059 |  | 0 | 0.0096854 | 0 | 01. ($9,999.000) to $0.028 | N/A | 0.0096854 | 01. ($9,999.00) to $0.22 | N/A | 0 | 0 | 0 | 0 | 0 | 0 | 0 | 0 | 0 | 0 | 0 | 0 | 0 | 0 | 0 | 0 | 0 | 0 | 0 | 0 | 0 | 0 | 0 | 0 | 0 | 0 | 0 | 0 | 0 | 0 | 0 | 0 | 0 | 0 | 0 | 0 | 0 | 0 | 0 | 0 | 0 | 0 | 0 | 0 | 0 | 0 | 0 | 0 | 0 | 0 | 0 | 0 | 0 | 0 | 0 | 0 | 0 | 0 | 0 | 0 | 0 | 0 | 0 | 0 | 0 | 0 | 0 | 0 | 0 | 0 | 0 | 0 | 0 | 0.085 | 0.085 | 0.085 | 0.085 | 0.085 | 0.085 | 0.085 | 0.085 | 0.085 | 0.085 | 0 | 0 | 0 | 0 | 0 | 0 | 0 | 0 | 0 | 0 | 22.884 | 22.7423 | 22.5601 | 22.4047 | 22.2307 | 22.0575 | 21.8676 | 21.7156 | 21.5456 | 21.3748 | 0 | 0 | 0 | 0 | 0 | 0 | 0 | 0 | 0 | 0 | 221.3828 | 22.884 | 45.6262 | 68.1863 | 90.591 | 112.8217 | 134.8792 | 156.7468 | 178.4624 | 200.008 | 221.3828 | 221.3828 | 221.3828 | 221.3828 | 221.3828 | 221.3828 | 221.3828 | 221.3828 | 221.3828 | 221.3828 | 221.3828 | 0 | 0 | 0 | 0 | 0 | 0 | 0 | 0 | 0 | 0 | 0 | 0 | 0 | 0 | 0 | 0 | 0 | 0 | 0 | 0 | 0 | 0 | 0 | 0 | 0 | 0 | 0 | 0 | 0 | 0 | 0 | 0 | 0 | 0 | 0 | 0 | 0 | 0 | 0 | 0 | 0 | 0 | 0 | 0 | 0 | 0 | 0 | 0 | 0 | 2.385 | 2.3702 | 2.3513 | 2.3351 | 2.3169 | 2.2989 | 2.2791 | 2.2632 | 2.2455 | 2.2277 | 0 | 0 | 0 | 0 | 0 | 0 | 0 | 0 | 0 | 0 | 0.01296% | 0 | 0 | 0 | 0 | 0 | 0 | 0 | 0 | 0 | 0 | 0 | 0 | 0 | 0 | 0 | 0 | 0 | 0 | 0 | 0 | 0 | 0 | 0 | 0
| Industrial_tool_Gas | M_Input | 2000-2018 Industrial Assessment Center | 2020 | Retro | 2022 | 2041 | PSE | Industrial | Wood - Panel | Gas | Per Region | NA | NA | Wood - Panel Plant Operations - Equipment Scheduling Improvements | Wood - Panel Plant Operations - Equipment Scheduling Improvements | 0 | 10 | 90.8741 | 0 | I-All-Other-Shift3-All-All-S | 0 | 0 | 0 | 0 | 0 | 0 | 0 | 35.1432 | I-All-Other-Shift3-All-All-S | 0 | 0 | 0 | Comm Flat | Plant Operations - Equipment Scheduling Improvements | Plant Operations - Equipment Scheduling Improvements | IndShift3 | 0.01266% | 0% | 100% | 1 | 1 | 100% | 10% | 85% | 6.8% | 0.2% | 259.539 | 1.8106 | 26.135 | 0 | 137.9424 | 0 | 0 | 0 | 128.1716 |  | 0 | 0.33893 | 0 | 01. ($9,999.000) to $0.028 | N/A | 0.33893 | 03. $0.30 to $0.45 | N/A | 0 | 0 | 0 | 0 | 0 | 0 | 0 | 0 | 0 | 0 | 0 | 0 | 0 | 0 | 0 | 0 | 0 | 0 | 0 | 0 | 0 | 0 | 0 | 0 | 0 | 0 | 0 | 0 | 0 | 0 | 0 | 0 | 0 | 0 | 0 | 0 | 0 | 0 | 0 | 0 | 0 | 0 | 0 | 0 | 0 | 0 | 0 | 0 | 0 | 0 | 0 | 0 | 0 | 0 | 0 | 0 | 0 | 0 | 0 | 0 | 0 | 0 | 0 | 0 | 0 | 0 | 0 | 0 | 0 | 0 | 0 | 0 | 0 | 0.085 | 0.085 | 0.085 | 0.085 | 0.085 | 0.085 | 0.085 | 0.085 | 0.085 | 0.085 | 0 | 0 | 0 | 0 | 0 | 0 | 0 | 0 | 0 | 0 | 2.9872 | 2.9687 | 2.9449 | 2.9246 | 2.9019 | 2.8793 | 2.8545 | 2.8347 | 2.8125 | 2.7902 | 0 | 0 | 0 | 0 | 0 | 0 | 0 | 0 | 0 | 0 | 28.8984 | 2.9872 | 5.9559 | 8.9007 | 11.8254 | 14.7273 | 17.6066 | 20.4611 | 23.2957 | 26.1082 | 28.8984 | 28.8984 | 28.8984 | 28.8984 | 28.8984 | 28.8984 | 28.8984 | 28.8984 | 28.8984 | 28.8984 | 28.8984 | 0 | 0 | 0 | 0 | 0 | 0 | 0 | 0 | 0 | 0 | 0 | 0 | 0 | 0 | 0 | 0 | 0 | 0 | 0 | 0 | 0 | 0 | 0 | 0 | 0 | 0 | 0 | 0 | 0 | 0 | 0 | 0 | 0 | 0 | 0 | 0 | 0 | 0 | 0 | 0 | 0 | 0 | 0 | 0 | 0 | 0 | 0 | 0 | 0 | 10.8946 | 10.8271 | 10.7404 | 10.6664 | 10.5836 | 10.5011 | 10.4107 | 10.3383 | 10.2574 | 10.1761 | 0 | 0 | 0 | 0 | 0 | 0 | 0 | 0 | 0 | 0 | 0.01296% | 0 | 0 | 0 | 0 | 0 | 0 | 0 | 0 | 0 | 0 | 0 | 0 | 0 | 0 | 0 | 0 | 0 | 0 | 0 | 0 | 0 | 0 | 0 | 0
| Industrial_tool_Gas | M_Input | 2000-2018 Industrial Assessment Center | 2020 | Retro | 2022 | 2041 | PSE | Industrial | Wood - Other | Gas | Per Region | NA | NA | Wood - Other Building Envelope Infiltration Improvements | Wood - Other Building Envelope Infiltration Improvements | 0 | 20 | 97.8221 | 0 | I-All-Other-Shift3-All-All-S | 0 | 0 | 0 | 0 | 0 | 0 | 0 | 96.9011 | I-All-Other-Shift3-All-All-S | 0 | 0 | 0 | Comm Flat | Building Envelope Infiltration Improvements | Building Envelope Infiltration Improvements | IndShift3 | 0.01266% | 0% | 100% | 1 | 1 | 100% | 5% | 85% | 6.8% | 0.2% | 1327.3145 | 4.9924 | 133.2307 | 0 | 97.8221 | 0 | 0 | 0 | -20.8366 |  | 0 | -0.019983 | 0 | 01. ($9,999.000) to $0.028 | N/A | -0.019983 | 01. ($9,999.00) to $0.22 | N/A | 0 | 0 | 0 | 0 | 0 | 0 | 0 | 0 | 0 | 0 | 0 | 0 | 0 | 0 | 0 | 0 | 0 | 0 | 0 | 0 | 0 | 0 | 0 | 0 | 0 | 0 | 0 | 0 | 0 | 0 | 0 | 0 | 0 | 0 | 0 | 0 | 0 | 0 | 0 | 0 | 0 | 0 | 0 | 0 | 0 | 0 | 0 | 0 | 0 | 0 | 0 | 0 | 0 | 0 | 0 | 0 | 0 | 0 | 0 | 0 | 0 | 0 | 0 | 0 | 0 | 0 | 0 | 0 | 0 | 0 | 0 | 0 | 0 | 0.085 | 0.085 | 0.085 | 0.085 | 0.085 | 0.085 | 0.085 | 0.085 | 0.085 | 0.085 | 0 | 0 | 0 | 0 | 0 | 0 | 0 | 0 | 0 | 0 | 8.2366 | 8.1856 | 8.12 | 8.0641 | 8.0015 | 7.9391 | 7.8708 | 7.816 | 7.7549 | 7.6934 | 0 | 0 | 0 | 0 | 0 | 0 | 0 | 0 | 0 | 0 | 79.682 | 8.2366 | 16.4222 | 24.5422 | 32.6063 | 40.6078 | 48.5469 | 56.4177 | 64.2337 | 71.9886 | 79.682 | 79.682 | 79.682 | 79.682 | 79.682 | 79.682 | 79.682 | 79.682 | 79.682 | 79.682 | 79.682 | 0 | 0 | 0 | 0 | 0 | 0 | 0 | 0 | 0 | 0 | 0 | 0 | 0 | 0 | 0 | 0 | 0 | 0 | 0 | 0 | 0 | 0 | 0 | 0 | 0 | 0 | 0 | 0 | 0 | 0 | 0 | 0 | 0 | 0 | 0 | 0 | 0 | 0 | 0 | 0 | 0 | 0 | 0 | 0 | 0 | 0 | 0 | 0 | 0 | 0 | 0 | 0 | 0 | 0 | 0 | 0 | 0 | 0 | 0 | 0 | 0 | 0 | 0 | 0 | 0 | 0 | 0 | 0 | 0 | 0.01296% | 0 | 0 | 0 | 0 | 0 | 0 | 0 | 0 | 0 | 0 | 0 | 0 | 0 | 0 | 0 | 0 | 0 | 0 | 0 | 0 | 0 | 0 | 0 | 0
| Industrial_tool_Gas | M_Input | 2000-2018 Industrial Assessment Center | 2020 | Retro | 2022 | 2041 | PSE | Industrial | Wood - Other | Gas | Per Region | NA | NA | Wood - Other Building Envelope Insulation and Window/Door Improvements | Wood - Other Building Envelope Insulation and Window/Door Improvements | 0 | 20 | 348.8637 | 0 | I-All-Other-Shift3-All-All-S | 0 | 0 | 0 | 0 | 0 | 0 | 0 | 94.367 | I-All-Other-Shift3-All-All-S | 0 | 0 | 0 | Comm Flat | Building Envelope Insulation and Window/Door Improvements | Building Envelope Insulation and Window/Door Improvements | IndShift3 | 0.01266% | 0% | 100% | 1 | 1 | 100% | 5% | 85% | 6.8% | 0.2% | 1292.6027 | 4.8618 | 129.7465 | 0 | 348.8637 | 0 | 0 | 0 | 284.0282 |  | 0 | 0.27971 | 0 | 01. ($9,999.000) to $0.028 | N/A | 0.27971 | 02. $0.22 to $0.30 | N/A | 0 | 0 | 0 | 0 | 0 | 0 | 0 | 0 | 0 | 0 | 0 | 0 | 0 | 0 | 0 | 0 | 0 | 0 | 0 | 0 | 0 | 0 | 0 | 0 | 0 | 0 | 0 | 0 | 0 | 0 | 0 | 0 | 0 | 0 | 0 | 0 | 0 | 0 | 0 | 0 | 0 | 0 | 0 | 0 | 0 | 0 | 0 | 0 | 0 | 0 | 0 | 0 | 0 | 0 | 0 | 0 | 0 | 0 | 0 | 0 | 0 | 0 | 0 | 0 | 0 | 0 | 0 | 0 | 0 | 0 | 0 | 0 | 0 | 0.085 | 0.085 | 0.085 | 0.085 | 0.085 | 0.085 | 0.085 | 0.085 | 0.085 | 0.085 | 0 | 0 | 0 | 0 | 0 | 0 | 0 | 0 | 0 | 0 | 8.0212 | 7.9715 | 7.9077 | 7.8532 | 7.7922 | 7.7315 | 7.665 | 7.6116 | 7.5521 | 7.4922 | 0 | 0 | 0 | 0 | 0 | 0 | 0 | 0 | 0 | 0 | 77.5982 | 8.0212 | 15.9927 | 23.9004 | 31.7536 | 39.5458 | 47.2773 | 54.9422 | 62.5539 | 70.1059 | 77.5982 | 77.5982 | 77.5982 | 77.5982 | 77.5982 | 77.5982 | 77.5982 | 77.5982 | 77.5982 | 77.5982 | 77.5982 | 0 | 0 | 0 | 0 | 0 | 0 | 0 | 0 | 0 | 0 | 0 | 0 | 0 | 0 | 0 | 0 | 0 | 0 | 0 | 0 | 0 | 0 | 0 | 0 | 0 | 0 | 0 | 0 | 0 | 0 | 0 | 0 | 0 | 0 | 0 | 0 | 0 | 0 | 0 | 0 | 0 | 0 | 0 | 0 | 0 | 0 | 0 | 0 | 0 | 24.1424 | 23.9929 | 23.8007 | 23.6368 | 23.4532 | 23.2705 | 23.0702 | 22.9097 | 22.7304 | 22.5502 | 0 | 0 | 0 | 0 | 0 | 0 | 0 | 0 | 0 | 0 | 0.01296% | 0 | 0 | 0 | 0 | 0 | 0 | 0 | 0 | 0 | 0 | 0 | 0 | 0 | 0 | 0 | 0 | 0 | 0 | 0 | 0 | 0 | 0 | 0 | 0
| Industrial_tool_Gas | M_Input | 2000-2018 Industrial Assessment Center | 2020 | Retro | 2022 | 2041 | PSE | Industrial | Wood - Other | Gas | Per Region | NA | NA | Wood - Other Equipment Upgrade - Replace Existing HVAC Unit With High Efficiency Model | Wood - Other Equipment Upgrade - Replace Existing HVAC Unit With High Efficiency Model | 0 | 20 | 381.5623 | 0 | I-All-Other-Shift3-All-All-S | 0 | 0 | 0 | 0 | 0 | 0 | 0 | 294.4838 | I-All-Other-Shift3-All-All-S | 0 | 0 | 0 | Comm Flat | Equipment Upgrade - Replace Existing HVAC Unit With High Efficiency Model | Equipment Upgrade - Replace Existing HVAC Unit With High Efficiency Model | IndShift3 | 0.01266% | 0% | 100% | 1 | 1 | 100% | 5% | 85% | 6.8% | 0.2% | 4033.7275 | 15.1719 | 404.8899 | 0 | 381.5623 | 0 | 0 | 0 | 37.8129 |  | 0 | 0.011933 | 0 | 01. ($9,999.000) to $0.028 | N/A | 0.011933 | 01. ($9,999.00) to $0.22 | N/A | 0 | 0 | 0 | 0 | 0 | 0 | 0 | 0 | 0 | 0 | 0 | 0 | 0 | 0 | 0 | 0 | 0 | 0 | 0 | 0 | 0 | 0 | 0 | 0 | 0 | 0 | 0 | 0 | 0 | 0 | 0 | 0 | 0 | 0 | 0 | 0 | 0 | 0 | 0 | 0 | 0 | 0 | 0 | 0 | 0 | 0 | 0 | 0 | 0 | 0 | 0 | 0 | 0 | 0 | 0 | 0 | 0 | 0 | 0 | 0 | 0 | 0 | 0 | 0 | 0 | 0 | 0 | 0 | 0 | 0 | 0 | 0 | 0 | 0.085 | 0.085 | 0.085 | 0.085 | 0.085 | 0.085 | 0.085 | 0.085 | 0.085 | 0.085 | 0 | 0 | 0 | 0 | 0 | 0 | 0 | 0 | 0 | 0 | 25.0311 | 24.8761 | 24.6768 | 24.5069 | 24.3166 | 24.1271 | 23.9194 | 23.7531 | 23.5671 | 23.3804 | 0 | 0 | 0 | 0 | 0 | 0 | 0 | 0 | 0 | 0 | 242.1547 | 25.0311 | 49.9072 | 74.5841 | 99.091 | 123.4075 | 147.5347 | 171.4541 | 195.2072 | 218.7743 | 242.1547 | 242.1547 | 242.1547 | 242.1547 | 242.1547 | 242.1547 | 242.1547 | 242.1547 | 242.1547 | 242.1547 | 242.1547 | 0 | 0 | 0 | 0 | 0 | 0 | 0 | 0 | 0 | 0 | 0 | 0 | 0 | 0 | 0 | 0 | 0 | 0 | 0 | 0 | 0 | 0 | 0 | 0 | 0 | 0 | 0 | 0 | 0 | 0 | 0 | 0 | 0 | 0 | 0 | 0 | 0 | 0 | 0 | 0 | 0 | 0 | 0 | 0 | 0 | 0 | 0 | 0 | 0 | 3.2141 | 3.1942 | 3.1686 | 3.1468 | 3.1223 | 3.098 | 3.0713 | 3.05 | 3.0261 | 3.0021 | 0 | 0 | 0 | 0 | 0 | 0 | 0 | 0 | 0 | 0 | 0.01296% | 0 | 0 | 0 | 0 | 0 | 0 | 0 | 0 | 0 | 0 | 0 | 0 | 0 | 0 | 0 | 0 | 0 | 0 | 0 | 0 | 0 | 0 | 0 | 0
| Industrial_tool_Gas | M_Input | 2000-2018 Industrial Assessment Center | 2020 | Retro | 2022 | 2041 | PSE | Industrial | Wood - Other | Gas | Per Region | NA | NA | Wood - Other HVAC Equipment Scheduling Improvements - HVAC Controls, Timers Or Thermostats | Wood - Other HVAC Equipment Scheduling Improvements - HVAC Controls, Timers Or Thermostats | 0 | 15 | 224.5431 | 0 | I-All-Other-Shift3-All-All-S | 0 | 0 | 0 | 0 | 0 | 0 | 0 | 171.5396 | I-All-Other-Shift3-All-All-S | 0 | 0 | 0 | Comm Flat | HVAC Equipment Scheduling Improvements - HVAC Controls, Timers Or Thermostats | HVAC Equipment Scheduling Improvements - HVAC Controls, Timers Or Thermostats | IndShift3 | 0.01266% | 0% | 100% | 1 | 1 | 100% | 6.667% | 85% | 6.8% | 0.2% | 1820.1409 | 8.8378 | 182.8979 | 0 | 264.4927 | 0 | 0 | 0 | 117.6656 |  | 0 | 0.063745 | 0 | 01. ($9,999.000) to $0.028 | N/A | 0.063745 | 01. ($9,999.00) to $0.22 | N/A | 0 | 0 | 0 | 0 | 0 | 0 | 0 | 0 | 0 | 0 | 0 | 0 | 0 | 0 | 0 | 0 | 0 | 0 | 0 | 0 | 0 | 0 | 0 | 0 | 0 | 0 | 0 | 0 | 0 | 0 | 0 | 0 | 0 | 0 | 0 | 0 | 0 | 0 | 0 | 0 | 0 | 0 | 0 | 0 | 0 | 0 | 0 | 0 | 0 | 0 | 0 | 0 | 0 | 0 | 0 | 0 | 0 | 0 | 0 | 0 | 0 | 0 | 0 | 0 | 0 | 0 | 0 | 0 | 0 | 0 | 0 | 0 | 0 | 0.085 | 0.085 | 0.085 | 0.085 | 0.085 | 0.085 | 0.085 | 0.085 | 0.085 | 0.085 | 0 | 0 | 0 | 0 | 0 | 0 | 0 | 0 | 0 | 0 | 14.5809 | 14.4906 | 14.3745 | 14.2755 | 14.1646 | 14.0543 | 13.9333 | 13.8364 | 13.7281 | 13.6193 | 0 | 0 | 0 | 0 | 0 | 0 | 0 | 0 | 0 | 0 | 141.0574 | 14.5809 | 29.0714 | 43.4459 | 57.7214 | 71.886 | 85.9403 | 99.8736 | 113.71 | 127.4381 | 141.0574 | 141.0574 | 141.0574 | 141.0574 | 141.0574 | 141.0574 | 141.0574 | 141.0574 | 141.0574 | 141.0574 | 141.0574 | 0 | 0 | 0 | 0 | 0 | 0 | 0 | 0 | 0 | 0 | 0 | 0 | 0 | 0 | 0 | 0 | 0 | 0 | 0 | 0 | 0 | 0 | 0 | 0 | 0 | 0 | 0 | 0 | 0 | 0 | 0 | 0 | 0 | 0 | 0 | 0 | 0 | 0 | 0 | 0 | 0 | 0 | 0 | 0 | 0 | 0 | 0 | 0 | 0 | 10.0016 | 9.9396 | 9.86 | 9.7921 | 9.7161 | 9.6404 | 9.5574 | 9.4909 | 9.4166 | 9.342 | 0 | 0 | 0 | 0 | 0 | 0 | 0 | 0 | 0 | 0 | 0.01296% | 0 | 0 | 0 | 0 | 0 | 0 | 0 | 0 | 0 | 0 | 0 | 0 | 0 | 0 | 0 | 0 | 0 | 0 | 0 | 0 | 0 | 0 | 0 | 0
| Industrial_tool_Gas | M_Input | 2000-2018 Industrial Assessment Center | 2020 | Retro | 2022 | 2041 | PSE | Industrial | Wood - Other | Gas | Per Region | NA | NA | Wood - Other Optimize Ventilation System | Wood - Other Optimize Ventilation System | 0 | 5 | 202.4084 | 0 | I-All-Other-Shift3-All-All-S | 0 | 0 | 0 | 0 | 0 | 0 | 0 | 140.1774 | I-All-Other-Shift3-All-All-S | 0 | 0 | 0 | Comm Flat | Optimize Ventilation System | Optimize Ventilation System | IndShift3 | 0.01266% | 0% | 100% | 1 | 1 | 100% | 20% | 85% | 6.8% | 0.2% | 538.6228 | 7.222 | 54.5845 | 0 | 528.3665 | 0 | 0 | 0 | 507.0417 |  | 0 | 0.33614 | 0 | 01. ($9,999.000) to $0.028 | N/A | 0.33614 | 03. $0.30 to $0.45 | N/A | 0 | 0 | 0 | 0 | 0 | 0 | 0 | 0 | 0 | 0 | 0 | 0 | 0 | 0 | 0 | 0 | 0 | 0 | 0 | 0 | 0 | 0 | 0 | 0 | 0 | 0 | 0 | 0 | 0 | 0 | 0 | 0 | 0 | 0 | 0 | 0 | 0 | 0 | 0 | 0 | 0 | 0 | 0 | 0 | 0 | 0 | 0 | 0 | 0 | 0 | 0 | 0 | 0 | 0 | 0 | 0 | 0 | 0 | 0 | 0 | 0 | 0 | 0 | 0 | 0 | 0 | 0 | 0 | 0 | 0 | 0 | 0 | 0 | 0.085 | 0.085 | 0.085 | 0.085 | 0.085 | 0.085 | 0.085 | 0.085 | 0.085 | 0.085 | 0 | 0 | 0 | 0 | 0 | 0 | 0 | 0 | 0 | 0 | 11.9151 | 11.8413 | 11.7464 | 11.6655 | 11.5749 | 11.4848 | 11.3859 | 11.3067 | 11.2182 | 11.1293 | 0 | 0 | 0 | 0 | 0 | 0 | 0 | 0 | 0 | 0 | 115.2682 | 11.9151 | 23.7564 | 35.5028 | 47.1683 | 58.7433 | 70.228 | 81.6139 | 92.9207 | 104.1389 | 115.2682 | 115.2682 | 115.2682 | 115.2682 | 115.2682 | 115.2682 | 115.2682 | 115.2682 | 115.2682 | 115.2682 | 115.2682 | 0 | 0 | 0 | 0 | 0 | 0 | 0 | 0 | 0 | 0 | 0 | 0 | 0 | 0 | 0 | 0 | 0 | 0 | 0 | 0 | 0 | 0 | 0 | 0 | 0 | 0 | 0 | 0 | 0 | 0 | 0 | 0 | 0 | 0 | 0 | 0 | 0 | 0 | 0 | 0 | 0 | 0 | 0 | 0 | 0 | 0 | 0 | 0 | 0 | 43.0985 | 42.8316 | 42.4885 | 42.1959 | 41.8682 | 41.5421 | 41.1844 | 40.898 | 40.5779 | 40.2563 | 0 | 0 | 0 | 0 | 0 | 0 | 0 | 0 | 0 | 0 | 0.01296% | 0 | 0 | 0 | 0 | 0 | 0 | 0 | 0 | 0 | 0 | 0 | 0 | 0 | 0 | 0 | 0 | 0 | 0 | 0 | 0 | 0 | 0 | 0 | 0
| Industrial_tool_Gas | M_Input | 2000-2018 Industrial Assessment Center | 2020 | Retro | 2022 | 2041 | PSE | Industrial | Wood - Other | Gas | Per Region | NA | NA | Wood - Other Analyze Flue Gas For Proper Air/Fuel Ratio | Wood - Other Analyze Flue Gas For Proper Air/Fuel Ratio | 0 | 5 | 126.0919 | 0 | I-All-Other-Shift3-All-All-S | 0 | 0 | 0 | 0 | 0 | 0 | 0 | 353.7632 | I-All-Other-Shift3-All-All-S | 0 | 0 | 0 | Comm Flat | Analyze Flue Gas For Proper Air/Fuel Ratio | Analyze Flue Gas For Proper Air/Fuel Ratio | IndShift3 | 0.01266% | 0% | 100% | 1 | 1 | 100% | 20% | 85% | 6.8% | 0.2% | 1359.3129 | 18.226 | 137.7539 | 0 | 329.1501 | 0 | 0 | 0 | 198.3886 |  | 0 | 0.052115 | 0 | 01. ($9,999.000) to $0.028 | N/A | 0.052115 | 01. ($9,999.00) to $0.22 | N/A | 0 | 0 | 0 | 0 | 0 | 0 | 0 | 0 | 0 | 0 | 0 | 0 | 0 | 0 | 0 | 0 | 0 | 0 | 0 | 0 | 0 | 0 | 0 | 0 | 0 | 0 | 0 | 0 | 0 | 0 | 0 | 0 | 0 | 0 | 0 | 0 | 0 | 0 | 0 | 0 | 0 | 0 | 0 | 0 | 0 | 0 | 0 | 0 | 0 | 0 | 0 | 0 | 0 | 0 | 0 | 0 | 0 | 0 | 0 | 0 | 0 | 0 | 0 | 0 | 0 | 0 | 0 | 0 | 0 | 0 | 0 | 0 | 0 | 0.085 | 0.085 | 0.085 | 0.085 | 0.085 | 0.085 | 0.085 | 0.085 | 0.085 | 0.085 | 0 | 0 | 0 | 0 | 0 | 0 | 0 | 0 | 0 | 0 | 30.0699 | 29.8837 | 29.6443 | 29.4401 | 29.2115 | 28.9839 | 28.7344 | 28.5346 | 28.3112 | 28.0868 | 0 | 0 | 0 | 0 | 0 | 0 | 0 | 0 | 0 | 0 | 290.9002 | 30.0699 | 59.9535 | 89.5978 | 119.0379 | 148.2494 | 177.2333 | 205.9677 | 234.5022 | 262.8134 | 290.9002 | 290.9002 | 290.9002 | 290.9002 | 290.9002 | 290.9002 | 290.9002 | 290.9002 | 290.9002 | 290.9002 | 290.9002 | 0 | 0 | 0 | 0 | 0 | 0 | 0 | 0 | 0 | 0 | 0 | 0 | 0 | 0 | 0 | 0 | 0 | 0 | 0 | 0 | 0 | 0 | 0 | 0 | 0 | 0 | 0 | 0 | 0 | 0 | 0 | 0 | 0 | 0 | 0 | 0 | 0 | 0 | 0 | 0 | 0 | 0 | 0 | 0 | 0 | 0 | 0 | 0 | 0 | 16.863 | 16.7586 | 16.6243 | 16.5099 | 16.3816 | 16.254 | 16.1141 | 16.002 | 15.8768 | 15.7509 | 0 | 0 | 0 | 0 | 0 | 0 | 0 | 0 | 0 | 0 | 0.01296% | 0 | 0 | 0 | 0 | 0 | 0 | 0 | 0 | 0 | 0 | 0 | 0 | 0 | 0 | 0 | 0 | 0 | 0 | 0 | 0 | 0 | 0 | 0 | 0
| Industrial_tool_Gas | M_Input | 2000-2018 Industrial Assessment Center | 2020 | Retro | 2022 | 2041 | PSE | Industrial | Wood - Other | Gas | Per Region | NA | NA | Wood - Other Boiler - Operation, Maintenance, And Scheduling | Wood - Other Boiler - Operation, Maintenance, And Scheduling | 0 | 5 | 149.5915 | 0 | I-All-Other-Shift3-All-All-S | 0 | 0 | 0 | 0 | 0 | 0 | 0 | 372.5438 | I-All-Other-Shift3-All-All-S | 0 | 0 | 0 | Comm Flat | Boiler - Operation, Maintenance, And Scheduling | Boiler - Operation, Maintenance, And Scheduling | IndShift3 | 0.01266% | 0% | 100% | 1 | 1 | 100% | 20% | 85% | 6.8% | 0.2% | 1431.476 | 19.1936 | 145.067 | 0 | 390.4935 | 0 | 0 | 0 | 256.1512 |  | 0 | 0.063897 | 0 | 01. ($9,999.000) to $0.028 | N/A | 0.063897 | 01. ($9,999.00) to $0.22 | N/A | 0 | 0 | 0 | 0 | 0 | 0 | 0 | 0 | 0 | 0 | 0 | 0 | 0 | 0 | 0 | 0 | 0 | 0 | 0 | 0 | 0 | 0 | 0 | 0 | 0 | 0 | 0 | 0 | 0 | 0 | 0 | 0 | 0 | 0 | 0 | 0 | 0 | 0 | 0 | 0 | 0 | 0 | 0 | 0 | 0 | 0 | 0 | 0 | 0 | 0 | 0 | 0 | 0 | 0 | 0 | 0 | 0 | 0 | 0 | 0 | 0 | 0 | 0 | 0 | 0 | 0 | 0 | 0 | 0 | 0 | 0 | 0 | 0 | 0.085 | 0.085 | 0.085 | 0.085 | 0.085 | 0.085 | 0.085 | 0.085 | 0.085 | 0.085 | 0 | 0 | 0 | 0 | 0 | 0 | 0 | 0 | 0 | 0 | 31.6662 | 31.4701 | 31.218 | 31.003 | 30.7622 | 30.5226 | 30.2598 | 30.0494 | 29.8142 | 29.5779 | 0 | 0 | 0 | 0 | 0 | 0 | 0 | 0 | 0 | 0 | 306.3435 | 31.6662 | 63.1363 | 94.3543 | 125.3574 | 156.1196 | 186.6422 | 216.9021 | 246.9515 | 276.7656 | 306.3435 | 306.3435 | 306.3435 | 306.3435 | 306.3435 | 306.3435 | 306.3435 | 306.3435 | 306.3435 | 306.3435 | 306.3435 | 0 | 0 | 0 | 0 | 0 | 0 | 0 | 0 | 0 | 0 | 0 | 0 | 0 | 0 | 0 | 0 | 0 | 0 | 0 | 0 | 0 | 0 | 0 | 0 | 0 | 0 | 0 | 0 | 0 | 0 | 0 | 0 | 0 | 0 | 0 | 0 | 0 | 0 | 0 | 0 | 0 | 0 | 0 | 0 | 0 | 0 | 0 | 0 | 0 | 21.7729 | 21.638 | 21.4647 | 21.3169 | 21.1513 | 20.9865 | 20.8059 | 20.6612 | 20.4994 | 20.337 | 0 | 0 | 0 | 0 | 0 | 0 | 0 | 0 | 0 | 0 | 0.01296% | 0 | 0 | 0 | 0 | 0 | 0 | 0 | 0 | 0 | 0 | 0 | 0 | 0 | 0 | 0 | 0 | 0 | 0 | 0 | 0 | 0 | 0 | 0 | 0
| Industrial_tool_Gas | M_Input | 2000-2018 Industrial Assessment Center | 2020 | Retro | 2022 | 2041 | PSE | Industrial | Wood - Other | Gas | Per Region | NA | NA | Wood - Other Equipment Upgrade - Boiler Replacement | Wood - Other Equipment Upgrade - Boiler Replacement | 0 | 20 | 955.425 | 0 | I-All-Other-Shift3-All-All-S | 0 | 0 | 0 | 0 | 0 | 0 | 0 | 514.6147 | I-All-Other-Shift3-All-All-S | 0 | 0 | 0 | Comm Flat | Equipment Upgrade - Boiler Replacement | Equipment Upgrade - Boiler Replacement | IndShift3 | 0.01266% | 0% | 100% | 1 | 1 | 100% | 5% | 85% | 6.8% | 0.2% | 7048.9962 | 26.5132 | 707.5509 | 0 | 955.425 | 0 | 0 | 0 | 412.4458 |  | 0 | 0.074481 | 0 | 01. ($9,999.000) to $0.028 | N/A | 0.074481 | 01. ($9,999.00) to $0.22 | N/A | 0 | 0 | 0 | 0 | 0 | 0 | 0 | 0 | 0 | 0 | 0 | 0 | 0 | 0 | 0 | 0 | 0 | 0 | 0 | 0 | 0 | 0 | 0 | 0 | 0 | 0 | 0 | 0 | 0 | 0 | 0 | 0 | 0 | 0 | 0 | 0 | 0 | 0 | 0 | 0 | 0 | 0 | 0 | 0 | 0 | 0 | 0 | 0 | 0 | 0 | 0 | 0 | 0 | 0 | 0 | 0 | 0 | 0 | 0 | 0 | 0 | 0 | 0 | 0 | 0 | 0 | 0 | 0 | 0 | 0 | 0 | 0 | 0 | 0.085 | 0.085 | 0.085 | 0.085 | 0.085 | 0.085 | 0.085 | 0.085 | 0.085 | 0.085 | 0 | 0 | 0 | 0 | 0 | 0 | 0 | 0 | 0 | 0 | 43.7423 | 43.4714 | 43.1231 | 42.8262 | 42.4935 | 42.1625 | 41.7995 | 41.5089 | 41.1839 | 40.8575 | 0 | 0 | 0 | 0 | 0 | 0 | 0 | 0 | 0 | 0 | 423.1688 | 43.7423 | 87.2136 | 130.3367 | 173.1629 | 215.6564 | 257.8189 | 299.6185 | 341.1273 | 382.3112 | 423.1688 | 423.1688 | 423.1688 | 423.1688 | 423.1688 | 423.1688 | 423.1688 | 423.1688 | 423.1688 | 423.1688 | 423.1688 | 0 | 0 | 0 | 0 | 0 | 0 | 0 | 0 | 0 | 0 | 0 | 0 | 0 | 0 | 0 | 0 | 0 | 0 | 0 | 0 | 0 | 0 | 0 | 0 | 0 | 0 | 0 | 0 | 0 | 0 | 0 | 0 | 0 | 0 | 0 | 0 | 0 | 0 | 0 | 0 | 0 | 0 | 0 | 0 | 0 | 0 | 0 | 0 | 0 | 35.0579 | 34.8408 | 34.5617 | 34.3237 | 34.0571 | 33.7918 | 33.5009 | 33.2679 | 33.0075 | 32.7459 | 0 | 0 | 0 | 0 | 0 | 0 | 0 | 0 | 0 | 0 | 0.01296% | 0 | 0 | 0 | 0 | 0 | 0 | 0 | 0 | 0 | 0 | 0 | 0 | 0 | 0 | 0 | 0 | 0 | 0 | 0 | 0 | 0 | 0 | 0 | 0
| Industrial_tool_Gas | M_Input | 2000-2018 Industrial Assessment Center | 2020 | Retro | 2022 | 2041 | PSE | Industrial | Wood - Other | Gas | Per Region | NA | NA | Wood - Other Equipment Upgrade - Boiler Turbulators | Wood - Other Equipment Upgrade - Boiler Turbulators | 0 | 20 | 88.723 | 0 | I-All-Other-Shift3-All-All-S | 0 | 0 | 0 | 0 | 0 | 0 | 0 | 337.1246 | I-All-Other-Shift3-All-All-S | 0 | 0 | 0 | Comm Flat | Equipment Upgrade - Boiler Turbulators | Equipment Upgrade - Boiler Turbulators | IndShift3 | 0.01266% | 0% | 100% | 1 | 1 | 100% | 5% | 85% | 6.8% | 0.2% | 4617.8044 | 17.3688 | 463.5173 | 0 | 88.723 | 0 | 0 | 0 | -374.4185 |  | 0 | -0.10321 | 0 | 01. ($9,999.000) to $0.028 | N/A | -0.10321 | 01. ($9,999.00) to $0.22 | N/A | 0 | 0 | 0 | 0 | 0 | 0 | 0 | 0 | 0 | 0 | 0 | 0 | 0 | 0 | 0 | 0 | 0 | 0 | 0 | 0 | 0 | 0 | 0 | 0 | 0 | 0 | 0 | 0 | 0 | 0 | 0 | 0 | 0 | 0 | 0 | 0 | 0 | 0 | 0 | 0 | 0 | 0 | 0 | 0 | 0 | 0 | 0 | 0 | 0 | 0 | 0 | 0 | 0 | 0 | 0 | 0 | 0 | 0 | 0 | 0 | 0 | 0 | 0 | 0 | 0 | 0 | 0 | 0 | 0 | 0 | 0 | 0 | 0 | 0.085 | 0.085 | 0.085 | 0.085 | 0.085 | 0.085 | 0.085 | 0.085 | 0.085 | 0.085 | 0 | 0 | 0 | 0 | 0 | 0 | 0 | 0 | 0 | 0 | 28.6556 | 28.4781 | 28.25 | 28.0555 | 27.8375 | 27.6207 | 27.3829 | 27.1925 | 26.9796 | 26.7658 | 0 | 0 | 0 | 0 | 0 | 0 | 0 | 0 | 0 | 0 | 277.2183 | 28.6556 | 57.1337 | 85.3837 | 113.4392 | 141.2767 | 168.8974 | 196.2804 | 223.4728 | 250.4525 | 277.2183 | 277.2183 | 277.2183 | 277.2183 | 277.2183 | 277.2183 | 277.2183 | 277.2183 | 277.2183 | 277.2183 | 277.2183 | 0 | 0 | 0 | 0 | 0 | 0 | 0 | 0 | 0 | 0 | 0 | 0 | 0 | 0 | 0 | 0 | 0 | 0 | 0 | 0 | 0 | 0 | 0 | 0 | 0 | 0 | 0 | 0 | 0 | 0 | 0 | 0 | 0 | 0 | 0 | 0 | 0 | 0 | 0 | 0 | 0 | 0 | 0 | 0 | 0 | 0 | 0 | 0 | 0 | 0 | 0 | 0 | 0 | 0 | 0 | 0 | 0 | 0 | 0 | 0 | 0 | 0 | 0 | 0 | 0 | 0 | 0 | 0 | 0 | 0.01296% | 0 | 0 | 0 | 0 | 0 | 0 | 0 | 0 | 0 | 0 | 0 | 0 | 0 | 0 | 0 | 0 | 0 | 0 | 0 | 0 | 0 | 0 | 0 | 0
| Industrial_tool_Gas | M_Input | 2000-2018 Industrial Assessment Center | 2020 | Retro | 2022 | 2041 | PSE | Industrial | Wood - Other | Gas | Per Region | NA | NA | Wood - Other Improve Combustion Control Capability And Air Flow | Wood - Other Improve Combustion Control Capability And Air Flow | 0 | 15 | 559.2526 | 0 | I-All-Other-Shift3-All-All-S | 0 | 0 | 0 | 0 | 0 | 0 | 0 | 990.4222 | I-All-Other-Shift3-All-All-S | 0 | 0 | 0 | Comm Flat | Improve Combustion Control Capability And Air Flow | Improve Combustion Control Capability And Air Flow | IndShift3 | 0.01266% | 0% | 100% | 1 | 1 | 100% | 6.667% | 85% | 6.8% | 0.2% | 10508.9895 | 51.027 | 1056.0017 | 0 | 658.752 | 0 | 0 | 0 | -336.4261 |  | 0 | -0.031567 | 0 | 01. ($9,999.000) to $0.028 | N/A | -0.031567 | 01. ($9,999.00) to $0.22 | N/A | 0 | 0 | 0 | 0 | 0 | 0 | 0 | 0 | 0 | 0 | 0 | 0 | 0 | 0 | 0 | 0 | 0 | 0 | 0 | 0 | 0 | 0 | 0 | 0 | 0 | 0 | 0 | 0 | 0 | 0 | 0 | 0 | 0 | 0 | 0 | 0 | 0 | 0 | 0 | 0 | 0 | 0 | 0 | 0 | 0 | 0 | 0 | 0 | 0 | 0 | 0 | 0 | 0 | 0 | 0 | 0 | 0 | 0 | 0 | 0 | 0 | 0 | 0 | 0 | 0 | 0 | 0 | 0 | 0 | 0 | 0 | 0 | 0 | 0.085 | 0.085 | 0.085 | 0.085 | 0.085 | 0.085 | 0.085 | 0.085 | 0.085 | 0.085 | 0 | 0 | 0 | 0 | 0 | 0 | 0 | 0 | 0 | 0 | 84.1859 | 83.6645 | 82.9943 | 82.4228 | 81.7826 | 81.1455 | 80.447 | 79.8875 | 79.2622 | 78.634 | 0 | 0 | 0 | 0 | 0 | 0 | 0 | 0 | 0 | 0 | 814.4263 | 84.1859 | 167.8504 | 250.8447 | 333.2675 | 415.0501 | 496.1957 | 576.6427 | 656.5302 | 735.7923 | 814.4263 | 814.4263 | 814.4263 | 814.4263 | 814.4263 | 814.4263 | 814.4263 | 814.4263 | 814.4263 | 814.4263 | 814.4263 | 0 | 0 | 0 | 0 | 0 | 0 | 0 | 0 | 0 | 0 | 0 | 0 | 0 | 0 | 0 | 0 | 0 | 0 | 0 | 0 | 0 | 0 | 0 | 0 | 0 | 0 | 0 | 0 | 0 | 0 | 0 | 0 | 0 | 0 | 0 | 0 | 0 | 0 | 0 | 0 | 0 | 0 | 0 | 0 | 0 | 0 | 0 | 0 | 0 | 0 | 0 | 0 | 0 | 0 | 0 | 0 | 0 | 0 | 0 | 0 | 0 | 0 | 0 | 0 | 0 | 0 | 0 | 0 | 0 | 0.01296% | 0 | 0 | 0 | 0 | 0 | 0 | 0 | 0 | 0 | 0 | 0 | 0 | 0 | 0 | 0 | 0 | 0 | 0 | 0 | 0 | 0 | 0 | 0 | 0
| Industrial_tool_Gas | M_Input | 2000-2018 Industrial Assessment Center | 2020 | Retro | 2022 | 2041 | PSE | Industrial | Wood - Other | Gas | Per Region | NA | NA | Wood - Other Install Or Repair Insulation On Condensate Lines And Optimize Condensate | Wood - Other Install Or Repair Insulation On Condensate Lines And Optimize Condensate | 0 | 10 | 255.5236 | 0 | I-All-Other-Shift3-All-All-S | 0 | 0 | 0 | 0 | 0 | 0 | 0 | 790.4586 | I-All-Other-Shift3-All-All-S | 0 | 0 | 0 | Comm Flat | Install Or Repair Insulation On Condensate Lines And Optimize Condensate | Install Or Repair Insulation On Condensate Lines And Optimize Condensate | IndShift3 | 0.01266% | 0% | 100% | 1 | 1 | 100% | 10% | 85% | 6.8% | 0.2% | 5837.6757 | 40.7248 | 587.8401 | 0 | 387.872 | 0 | 0 | 0 | -189.5881 |  | 0 | -0.022289 | 0 | 01. ($9,999.000) to $0.028 | N/A | -0.022289 | 01. ($9,999.00) to $0.22 | N/A | 0 | 0 | 0 | 0 | 0 | 0 | 0 | 0 | 0 | 0 | 0 | 0 | 0 | 0 | 0 | 0 | 0 | 0 | 0 | 0 | 0 | 0 | 0 | 0 | 0 | 0 | 0 | 0 | 0 | 0 | 0 | 0 | 0 | 0 | 0 | 0 | 0 | 0 | 0 | 0 | 0 | 0 | 0 | 0 | 0 | 0 | 0 | 0 | 0 | 0 | 0 | 0 | 0 | 0 | 0 | 0 | 0 | 0 | 0 | 0 | 0 | 0 | 0 | 0 | 0 | 0 | 0 | 0 | 0 | 0 | 0 | 0 | 0 | 0.085 | 0.085 | 0.085 | 0.085 | 0.085 | 0.085 | 0.085 | 0.085 | 0.085 | 0.085 | 0 | 0 | 0 | 0 | 0 | 0 | 0 | 0 | 0 | 0 | 67.189 | 66.7729 | 66.238 | 65.7819 | 65.2709 | 64.7625 | 64.205 | 63.7584 | 63.2593 | 62.758 | 0 | 0 | 0 | 0 | 0 | 0 | 0 | 0 | 0 | 0 | 649.9958 | 67.189 | 133.9619 | 200.1998 | 265.9817 | 331.2526 | 396.0151 | 460.22 | 523.9785 | 587.2378 | 649.9958 | 649.9958 | 649.9958 | 649.9958 | 649.9958 | 649.9958 | 649.9958 | 649.9958 | 649.9958 | 649.9958 | 649.9958 | 0 | 0 | 0 | 0 | 0 | 0 | 0 | 0 | 0 | 0 | 0 | 0 | 0 | 0 | 0 | 0 | 0 | 0 | 0 | 0 | 0 | 0 | 0 | 0 | 0 | 0 | 0 | 0 | 0 | 0 | 0 | 0 | 0 | 0 | 0 | 0 | 0 | 0 | 0 | 0 | 0 | 0 | 0 | 0 | 0 | 0 | 0 | 0 | 0 | 0 | 0 | 0 | 0 | 0 | 0 | 0 | 0 | 0 | 0 | 0 | 0 | 0 | 0 | 0 | 0 | 0 | 0 | 0 | 0 | 0.01296% | 0 | 0 | 0 | 0 | 0 | 0 | 0 | 0 | 0 | 0 | 0 | 0 | 0 | 0 | 0 | 0 | 0 | 0 | 0 | 0 | 0 | 0 | 0 | 0
| Industrial_tool_Gas | M_Input | 2000-2018 Industrial Assessment Center | 2020 | Retro | 2022 | 2041 | PSE | Industrial | Wood - Other | Gas | Per Region | NA | NA | Wood - Other Insulate Steam, Hot Water Lines Or Feedwater Tank | Wood - Other Insulate Steam, Hot Water Lines Or Feedwater Tank | 0 | 15 | 26.777 | 0 | I-All-Other-Shift3-All-All-S | 0 | 0 | 0 | 0 | 0 | 0 | 0 | 59.1261 | I-All-Other-Shift3-All-All-S | 0 | 0 | 0 | Comm Flat | Insulate Steam, Hot Water Lines Or Feedwater Tank | Insulate Steam, Hot Water Lines Or Feedwater Tank | IndShift3 | 0.01266% | 0% | 100% | 1 | 1 | 100% | 6.667% | 85% | 6.8% | 0.2% | 627.364 | 3.0462 | 63.041 | 0 | 31.541 | 0 | 0 | 0 | -29.1908 |  | 0 | -0.04588 | 0 | 01. ($9,999.000) to $0.028 | N/A | -0.04588 | 01. ($9,999.00) to $0.22 | N/A | 0 | 0 | 0 | 0 | 0 | 0 | 0 | 0 | 0 | 0 | 0 | 0 | 0 | 0 | 0 | 0 | 0 | 0 | 0 | 0 | 0 | 0 | 0 | 0 | 0 | 0 | 0 | 0 | 0 | 0 | 0 | 0 | 0 | 0 | 0 | 0 | 0 | 0 | 0 | 0 | 0 | 0 | 0 | 0 | 0 | 0 | 0 | 0 | 0 | 0 | 0 | 0 | 0 | 0 | 0 | 0 | 0 | 0 | 0 | 0 | 0 | 0 | 0 | 0 | 0 | 0 | 0 | 0 | 0 | 0 | 0 | 0 | 0 | 0.085 | 0.085 | 0.085 | 0.085 | 0.085 | 0.085 | 0.085 | 0.085 | 0.085 | 0.085 | 0 | 0 | 0 | 0 | 0 | 0 | 0 | 0 | 0 | 0 | 5.0257 | 4.9946 | 4.9546 | 4.9205 | 4.8822 | 4.8442 | 4.8025 | 4.7691 | 4.7318 | 4.6943 | 0 | 0 | 0 | 0 | 0 | 0 | 0 | 0 | 0 | 0 | 48.6195 | 5.0257 | 10.0203 | 14.9749 | 19.8954 | 24.7776 | 29.6218 | 34.4243 | 39.1934 | 43.9252 | 48.6195 | 48.6195 | 48.6195 | 48.6195 | 48.6195 | 48.6195 | 48.6195 | 48.6195 | 48.6195 | 48.6195 | 48.6195 | 0 | 0 | 0 | 0 | 0 | 0 | 0 | 0 | 0 | 0 | 0 | 0 | 0 | 0 | 0 | 0 | 0 | 0 | 0 | 0 | 0 | 0 | 0 | 0 | 0 | 0 | 0 | 0 | 0 | 0 | 0 | 0 | 0 | 0 | 0 | 0 | 0 | 0 | 0 | 0 | 0 | 0 | 0 | 0 | 0 | 0 | 0 | 0 | 0 | 0 | 0 | 0 | 0 | 0 | 0 | 0 | 0 | 0 | 0 | 0 | 0 | 0 | 0 | 0 | 0 | 0 | 0 | 0 | 0 | 0.01296% | 0 | 0 | 0 | 0 | 0 | 0 | 0 | 0 | 0 | 0 | 0 | 0 | 0 | 0 | 0 | 0 | 0 | 0 | 0 | 0 | 0 | 0 | 0 | 0
| Industrial_tool_Gas | M_Input | 2000-2018 Industrial Assessment Center | 2020 | Retro | 2022 | 2041 | PSE | Industrial | Wood - Other | Gas | Per Region | NA | NA | Wood - Other Minimize Boiler Blowdown | Wood - Other Minimize Boiler Blowdown | 0 | 5 | 34.9718 | 0 | I-All-Other-Shift3-All-All-S | 0 | 0 | 0 | 0 | 0 | 0 | 0 | 44.5465 | I-All-Other-Shift3-All-All-S | 0 | 0 | 0 | Comm Flat | Minimize Boiler Blowdown | Minimize Boiler Blowdown | IndShift3 | 0.01266% | 0% | 100% | 1 | 1 | 100% | 20% | 85% | 6.8% | 0.2% | 171.1673 | 2.2951 | 17.3462 | 0 | 91.2902 | 0 | 0 | 0 | 78.6433 |  | 0 | 0.16406 | 0 | 01. ($9,999.000) to $0.028 | N/A | 0.16406 | 01. ($9,999.00) to $0.22 | N/A | 0 | 0 | 0 | 0 | 0 | 0 | 0 | 0 | 0 | 0 | 0 | 0 | 0 | 0 | 0 | 0 | 0 | 0 | 0 | 0 | 0 | 0 | 0 | 0 | 0 | 0 | 0 | 0 | 0 | 0 | 0 | 0 | 0 | 0 | 0 | 0 | 0 | 0 | 0 | 0 | 0 | 0 | 0 | 0 | 0 | 0 | 0 | 0 | 0 | 0 | 0 | 0 | 0 | 0 | 0 | 0 | 0 | 0 | 0 | 0 | 0 | 0 | 0 | 0 | 0 | 0 | 0 | 0 | 0 | 0 | 0 | 0 | 0 | 0.085 | 0.085 | 0.085 | 0.085 | 0.085 | 0.085 | 0.085 | 0.085 | 0.085 | 0.085 | 0 | 0 | 0 | 0 | 0 | 0 | 0 | 0 | 0 | 0 | 3.7865 | 3.763 | 3.7329 | 3.7072 | 3.6784 | 3.6497 | 3.6183 | 3.5931 | 3.565 | 3.5367 | 0 | 0 | 0 | 0 | 0 | 0 | 0 | 0 | 0 | 0 | 36.6307 | 3.7865 | 7.5495 | 11.2823 | 14.9895 | 18.6678 | 22.3176 | 25.9358 | 29.529 | 33.094 | 36.6307 | 36.6307 | 36.6307 | 36.6307 | 36.6307 | 36.6307 | 36.6307 | 36.6307 | 36.6307 | 36.6307 | 36.6307 | 0 | 0 | 0 | 0 | 0 | 0 | 0 | 0 | 0 | 0 | 0 | 0 | 0 | 0 | 0 | 0 | 0 | 0 | 0 | 0 | 0 | 0 | 0 | 0 | 0 | 0 | 0 | 0 | 0 | 0 | 0 | 0 | 0 | 0 | 0 | 0 | 0 | 0 | 0 | 0 | 0 | 0 | 0 | 0 | 0 | 0 | 0 | 0 | 0 | 6.6847 | 6.6433 | 6.5901 | 6.5447 | 6.4938 | 6.4433 | 6.3878 | 6.3434 | 6.2937 | 6.2438 | 0 | 0 | 0 | 0 | 0 | 0 | 0 | 0 | 0 | 0 | 0.01296% | 0 | 0 | 0 | 0 | 0 | 0 | 0 | 0 | 0 | 0 | 0 | 0 | 0 | 0 | 0 | 0 | 0 | 0 | 0 | 0 | 0 | 0 | 0 | 0
| Industrial_tool_Gas | M_Input | 2000-2018 Industrial Assessment Center | 2020 | Retro | 2022 | 2041 | PSE | Industrial | Wood - Other | Gas | Per Region | NA | NA | Wood - Other Optimize Heating System To Improve Burner Efficiency, Reduce Energy Requirements And Heat Treatment Process | Wood - Other Optimize Heating System To Improve Burner Efficiency, Reduce Energy Requirements And Heat Treatment Process | 0 | 20 | 341.1419 | 0 | I-All-Other-Shift3-All-All-S | 0 | 0 | 0 | 0 | 0 | 0 | 0 | 514.5052 | I-All-Other-Shift3-All-All-S | 0 | 0 | 0 | Comm Flat | Optimize Heating System To Improve Burner Efficiency, Reduce Energy Requirements And Heat Treatment Process | Optimize Heating System To Improve Burner Efficiency, Reduce Energy Requirements And Heat Treatment Process | IndShift3 | 0.01266% | 0% | 100% | 1 | 1 | 100% | 5% | 85% | 6.8% | 0.2% | 7047.4968 | 26.5075 | 707.4004 | 0 | 341.1419 | 0 | 0 | 0 | -324.5376 |  | 0 | -0.058618 | 0 | 01. ($9,999.000) to $0.028 | N/A | -0.058618 | 01. ($9,999.00) to $0.22 | N/A | 0 | 0 | 0 | 0 | 0 | 0 | 0 | 0 | 0 | 0 | 0 | 0 | 0 | 0 | 0 | 0 | 0 | 0 | 0 | 0 | 0 | 0 | 0 | 0 | 0 | 0 | 0 | 0 | 0 | 0 | 0 | 0 | 0 | 0 | 0 | 0 | 0 | 0 | 0 | 0 | 0 | 0 | 0 | 0 | 0 | 0 | 0 | 0 | 0 | 0 | 0 | 0 | 0 | 0 | 0 | 0 | 0 | 0 | 0 | 0 | 0 | 0 | 0 | 0 | 0 | 0 | 0 | 0 | 0 | 0 | 0 | 0 | 0 | 0.085 | 0.085 | 0.085 | 0.085 | 0.085 | 0.085 | 0.085 | 0.085 | 0.085 | 0.085 | 0 | 0 | 0 | 0 | 0 | 0 | 0 | 0 | 0 | 0 | 43.7329 | 43.4621 | 43.1139 | 42.8171 | 42.4845 | 42.1535 | 41.7907 | 41.5 | 41.1752 | 40.8488 | 0 | 0 | 0 | 0 | 0 | 0 | 0 | 0 | 0 | 0 | 423.0788 | 43.7329 | 87.1951 | 130.309 | 173.1261 | 215.6105 | 257.7641 | 299.5547 | 341.0548 | 382.2299 | 423.0788 | 423.0788 | 423.0788 | 423.0788 | 423.0788 | 423.0788 | 423.0788 | 423.0788 | 423.0788 | 423.0788 | 423.0788 | 0 | 0 | 0 | 0 | 0 | 0 | 0 | 0 | 0 | 0 | 0 | 0 | 0 | 0 | 0 | 0 | 0 | 0 | 0 | 0 | 0 | 0 | 0 | 0 | 0 | 0 | 0 | 0 | 0 | 0 | 0 | 0 | 0 | 0 | 0 | 0 | 0 | 0 | 0 | 0 | 0 | 0 | 0 | 0 | 0 | 0 | 0 | 0 | 0 | 0 | 0 | 0 | 0 | 0 | 0 | 0 | 0 | 0 | 0 | 0 | 0 | 0 | 0 | 0 | 0 | 0 | 0 | 0 | 0 | 0.01296% | 0 | 0 | 0 | 0 | 0 | 0 | 0 | 0 | 0 | 0 | 0 | 0 | 0 | 0 | 0 | 0 | 0 | 0 | 0 | 0 | 0 | 0 | 0 | 0
| Industrial_tool_Gas | M_Input | 2000-2018 Industrial Assessment Center | 2020 | Retro | 2022 | 2041 | PSE | Industrial | Wood - Other | Gas | Per Region | NA | NA | Wood - Other Repair And Eliminate Steam Leaks | Wood - Other Repair And Eliminate Steam Leaks | 0 | 6 | 59.858 | 0 | I-All-Other-Shift3-All-All-S | 0 | 0 | 0 | 0 | 0 | 0 | 0 | 380.398 | I-All-Other-Shift3-All-All-S | 0 | 0 | 0 | Comm Flat | Repair And Eliminate Steam Leaks | Repair And Eliminate Steam Leaks | IndShift3 | 0.01266% | 0% | 100% | 1 | 1 | 100% | 16.67% | 85% | 6.8% | 0.2% | 1741.9539 | 19.5983 | 176.1552 | 0 | 134.7701 | 0 | 0 | 0 | -49.0118 |  | 0 | -0.011974 | 0 | 01. ($9,999.000) to $0.028 | N/A | -0.011974 | 01. ($9,999.00) to $0.22 | N/A | 0 | 0 | 0 | 0 | 0 | 0 | 0 | 0 | 0 | 0 | 0 | 0 | 0 | 0 | 0 | 0 | 0 | 0 | 0 | 0 | 0 | 0 | 0 | 0 | 0 | 0 | 0 | 0 | 0 | 0 | 0 | 0 | 0 | 0 | 0 | 0 | 0 | 0 | 0 | 0 | 0 | 0 | 0 | 0 | 0 | 0 | 0 | 0 | 0 | 0 | 0 | 0 | 0 | 0 | 0 | 0 | 0 | 0 | 0 | 0 | 0 | 0 | 0 | 0 | 0 | 0 | 0 | 0 | 0 | 0 | 0 | 0 | 0 | 0.085 | 0.085 | 0.085 | 0.085 | 0.085 | 0.085 | 0.085 | 0.085 | 0.085 | 0.085 | 0 | 0 | 0 | 0 | 0 | 0 | 0 | 0 | 0 | 0 | 32.3338 | 32.1336 | 31.8762 | 31.6567 | 31.4108 | 31.1661 | 30.8978 | 30.6829 | 30.4427 | 30.2015 | 0 | 0 | 0 | 0 | 0 | 0 | 0 | 0 | 0 | 0 | 312.8021 | 32.3338 | 64.4674 | 96.3436 | 128.0003 | 159.411 | 190.5771 | 221.4749 | 252.1579 | 282.6006 | 312.8021 | 312.8021 | 312.8021 | 312.8021 | 312.8021 | 312.8021 | 312.8021 | 312.8021 | 312.8021 | 312.8021 | 312.8021 | 0 | 0 | 0 | 0 | 0 | 0 | 0 | 0 | 0 | 0 | 0 | 0 | 0 | 0 | 0 | 0 | 0 | 0 | 0 | 0 | 0 | 0 | 0 | 0 | 0 | 0 | 0 | 0 | 0 | 0 | 0 | 0 | 0 | 0 | 0 | 0 | 0 | 0 | 0 | 0 | 0 | 0 | 0 | 0 | 0 | 0 | 0 | 0 | 0 | 0 | 0 | 0 | 0 | 0 | 0 | 0 | 0 | 0 | 0 | 0 | 0 | 0 | 0 | 0 | 0 | 0 | 0 | 0 | 0 | 0.01296% | 0 | 0 | 0 | 0 | 0 | 0 | 0 | 0 | 0 | 0 | 0 | 0 | 0 | 0 | 0 | 0 | 0 | 0 | 0 | 0 | 0 | 0 | 0 | 0
| Industrial_tool_Gas | M_Input | 2000-2018 Industrial Assessment Center | 2020 | Retro | 2022 | 2041 | PSE | Industrial | Wood - Other | Gas | Per Region | NA | NA | Wood - Other Replace Steam Traps | Wood - Other Replace Steam Traps | 0 | 6 | 49.5309 | 0 | I-All-Other-Shift3-All-All-S | 0 | 0 | 0 | 0 | 0 | 0 | 0 | 420.4403 | I-All-Other-Shift3-All-All-S | 0 | 0 | 0 | Comm Flat | Replace Steam Traps | Replace Steam Traps | IndShift3 | 0.01266% | 0% | 100% | 1 | 1 | 100% | 16.67% | 85% | 6.8% | 0.2% | 1925.3195 | 21.6613 | 194.6981 | 0 | 111.5188 | 0 | 0 | 0 | -94.9344 |  | 0 | -0.020984 | 0 | 01. ($9,999.000) to $0.028 | N/A | -0.020984 | 01. ($9,999.00) to $0.22 | N/A | 0 | 0 | 0 | 0 | 0 | 0 | 0 | 0 | 0 | 0 | 0 | 0 | 0 | 0 | 0 | 0 | 0 | 0 | 0 | 0 | 0 | 0 | 0 | 0 | 0 | 0 | 0 | 0 | 0 | 0 | 0 | 0 | 0 | 0 | 0 | 0 | 0 | 0 | 0 | 0 | 0 | 0 | 0 | 0 | 0 | 0 | 0 | 0 | 0 | 0 | 0 | 0 | 0 | 0 | 0 | 0 | 0 | 0 | 0 | 0 | 0 | 0 | 0 | 0 | 0 | 0 | 0 | 0 | 0 | 0 | 0 | 0 | 0 | 0.085 | 0.085 | 0.085 | 0.085 | 0.085 | 0.085 | 0.085 | 0.085 | 0.085 | 0.085 | 0 | 0 | 0 | 0 | 0 | 0 | 0 | 0 | 0 | 0 | 35.7374 | 35.5161 | 35.2316 | 34.989 | 34.7172 | 34.4468 | 34.1502 | 33.9127 | 33.6473 | 33.3806 | 0 | 0 | 0 | 0 | 0 | 0 | 0 | 0 | 0 | 0 | 345.729 | 35.7374 | 71.2535 | 106.4851 | 141.4741 | 176.1913 | 210.6381 | 244.7883 | 278.7011 | 312.3483 | 345.729 | 345.729 | 345.729 | 345.729 | 345.729 | 345.729 | 345.729 | 345.729 | 345.729 | 345.729 | 345.729 | 0 | 0 | 0 | 0 | 0 | 0 | 0 | 0 | 0 | 0 | 0 | 0 | 0 | 0 | 0 | 0 | 0 | 0 | 0 | 0 | 0 | 0 | 0 | 0 | 0 | 0 | 0 | 0 | 0 | 0 | 0 | 0 | 0 | 0 | 0 | 0 | 0 | 0 | 0 | 0 | 0 | 0 | 0 | 0 | 0 | 0 | 0 | 0 | 0 | 0 | 0 | 0 | 0 | 0 | 0 | 0 | 0 | 0 | 0 | 0 | 0 | 0 | 0 | 0 | 0 | 0 | 0 | 0 | 0 | 0.01296% | 0 | 0 | 0 | 0 | 0 | 0 | 0 | 0 | 0 | 0 | 0 | 0 | 0 | 0 | 0 | 0 | 0 | 0 | 0 | 0 | 0 | 0 | 0 | 0
| Industrial_tool_Gas | M_Input | 2000-2018 Industrial Assessment Center | 2020 | Retro | 2022 | 2041 | PSE | Industrial | Wood - Other | Gas | Per Region | NA | NA | Wood - Other Other Plant Operations Improvements To Reduce Energy Requirements | Wood - Other Other Plant Operations Improvements To Reduce Energy Requirements | 0 | 10 | 0 | 0 | I-All-Other-Shift3-All-All-S | 0 | 0 | 0 | 0 | 0 | 0 | 0 | 0 | I-All-Other-Shift3-All-All-S | 0 | 0 | 0 | Comm Flat | Other Plant Operations Improvements To Reduce Energy Requirements | Other Plant Operations Improvements To Reduce Energy Requirements | IndShift3 | 0.01266% | 0% | 100% | 1 | 1 | 100% | 10% | 85% | 6.8% | 0.2% | 0 | 0 | 0 | 0 | 0 | 0 | 0 | 0 | 0 |  | 0 | 0 | 0 | 01. ($9,999.000) to $0.028 | N/A | 0 | 01. ($9,999.00) to $0.22 | N/A | 0 | 0 | 0 | 0 | 0 | 0 | 0 | 0 | 0 | 0 | 0 | 0 | 0 | 0 | 0 | 0 | 0 | 0 | 0 | 0 | 0 | 0 | 0 | 0 | 0 | 0 | 0 | 0 | 0 | 0 | 0 | 0 | 0 | 0 | 0 | 0 | 0 | 0 | 0 | 0 | 0 | 0 | 0 | 0 | 0 | 0 | 0 | 0 | 0 | 0 | 0 | 0 | 0 | 0 | 0 | 0 | 0 | 0 | 0 | 0 | 0 | 0 | 0 | 0 | 0 | 0 | 0 | 0 | 0 | 0 | 0 | 0 | 0 | 0.085 | 0.085 | 0.085 | 0.085 | 0.085 | 0.085 | 0.085 | 0.085 | 0.085 | 0.085 | 0 | 0 | 0 | 0 | 0 | 0 | 0 | 0 | 0 | 0 | 0 | 0 | 0 | 0 | 0 | 0 | 0 | 0 | 0 | 0 | 0 | 0 | 0 | 0 | 0 | 0 | 0 | 0 | 0 | 0 | 0 | 0 | 0 | 0 | 0 | 0 | 0 | 0 | 0 | 0 | 0 | 0 | 0 | 0 | 0 | 0 | 0 | 0 | 0 | 0 | 0 | 0 | 0 | 0 | 0 | 0 | 0 | 0 | 0 | 0 | 0 | 0 | 0 | 0 | 0 | 0 | 0 | 0 | 0 | 0 | 0 | 0 | 0 | 0 | 0 | 0 | 0 | 0 | 0 | 0 | 0 | 0 | 0 | 0 | 0 | 0 | 0 | 0 | 0 | 0 | 0 | 0 | 0 | 0 | 0 | 0 | 0 | 0 | 0 | 0 | 0 | 0 | 0 | 0 | 0 | 0 | 0 | 0 | 0 | 0 | 0 | 0 | 0 | 0 | 0 | 0 | 0 | 0 | 0 | 0 | 0.01296% | 0 | 0 | 0 | 0 | 0 | 0 | 0 | 0 | 0 | 0 | 0 | 0 | 0 | 0 | 0 | 0 | 0 | 0 | 0 | 0 | 0 | 0 | 0 | 0
| Industrial_tool_Gas | M_Input | 2000-2018 Industrial Assessment Center | 2020 | Retro | 2022 | 2041 | PSE | Industrial | Wood - Other | Gas | Per Region | NA | NA | Wood - Other Heat Recovery And Waste Heat For Process | Wood - Other Heat Recovery And Waste Heat For Process | 0 | 14 | 755.6694 | 0 | I-All-Other-Shift3-All-All-S | 0 | 0 | 0 | 0 | 0 | 0 | 0 | 904.9929 | I-All-Other-Shift3-All-All-S | 0 | 0 | 0 | Comm Flat | Heat Recovery And Waste Heat For Process | Heat Recovery And Waste Heat For Process | IndShift3 | 0.01266% | 0% | 100% | 1 | 1 | 100% | 7.143% | 85% | 6.8% | 0.2% | 9028.3352 | 46.6256 | 907.4961 | 0 | 929.7644 | 0 | 0 | 0 | 126.7765 |  | 0 | 0.013018 | 0 | 01. ($9,999.000) to $0.028 | N/A | 0.013018 | 01. ($9,999.00) to $0.22 | N/A | 0 | 0 | 0 | 0 | 0 | 0 | 0 | 0 | 0 | 0 | 0 | 0 | 0 | 0 | 0 | 0 | 0 | 0 | 0 | 0 | 0 | 0 | 0 | 0 | 0 | 0 | 0 | 0 | 0 | 0 | 0 | 0 | 0 | 0 | 0 | 0 | 0 | 0 | 0 | 0 | 0 | 0 | 0 | 0 | 0 | 0 | 0 | 0 | 0 | 0 | 0 | 0 | 0 | 0 | 0 | 0 | 0 | 0 | 0 | 0 | 0 | 0 | 0 | 0 | 0 | 0 | 0 | 0 | 0 | 0 | 0 | 0 | 0 | 0.085 | 0.085 | 0.085 | 0.085 | 0.085 | 0.085 | 0.085 | 0.085 | 0.085 | 0.085 | 0 | 0 | 0 | 0 | 0 | 0 | 0 | 0 | 0 | 0 | 76.9244 | 76.448 | 75.8356 | 75.3134 | 74.7284 | 74.1463 | 73.508 | 72.9968 | 72.4254 | 71.8514 | 0 | 0 | 0 | 0 | 0 | 0 | 0 | 0 | 0 | 0 | 744.1776 | 76.9244 | 153.3724 | 229.208 | 304.5214 | 379.2498 | 453.3961 | 526.9041 | 599.9008 | 672.3262 | 744.1776 | 744.1776 | 744.1776 | 744.1776 | 744.1776 | 744.1776 | 744.1776 | 744.1776 | 744.1776 | 744.1776 | 744.1776 | 0 | 0 | 0 | 0 | 0 | 0 | 0 | 0 | 0 | 0 | 0 | 0 | 0 | 0 | 0 | 0 | 0 | 0 | 0 | 0 | 0 | 0 | 0 | 0 | 0 | 0 | 0 | 0 | 0 | 0 | 0 | 0 | 0 | 0 | 0 | 0 | 0 | 0 | 0 | 0 | 0 | 0 | 0 | 0 | 0 | 0 | 0 | 0 | 0 | 10.776 | 10.7093 | 10.6235 | 10.5503 | 10.4684 | 10.3868 | 10.2974 | 10.2258 | 10.1458 | 10.0653 | 0 | 0 | 0 | 0 | 0 | 0 | 0 | 0 | 0 | 0 | 0.01296% | 0 | 0 | 0 | 0 | 0 | 0 | 0 | 0 | 0 | 0 | 0 | 0 | 0 | 0 | 0 | 0 | 0 | 0 | 0 | 0 | 0 | 0 | 0 | 0
| Industrial_tool_Gas | M_Input | 2000-2018 Industrial Assessment Center | 2020 | Retro | 2022 | 2041 | PSE | Industrial | Wood - Other | Gas | Per Region | NA | NA | Wood - Other Process Improvements To Reduce Energy Requirements | Wood - Other Process Improvements To Reduce Energy Requirements | 0 | 15 | 1845.7777 | 0 | I-All-Other-Shift3-All-All-S | 0 | 0 | 0 | 0 | 0 | 0 | 0 | 2094.9153 | I-All-Other-Shift3-All-All-S | 0 | 0 | 0 | Comm Flat | Process Improvements To Reduce Energy Requirements | Process Improvements To Reduce Energy Requirements | IndShift3 | 0.01266% | 0% | 100% | 1 | 1 | 100% | 6.667% | 85% | 6.8% | 0.2% | 22228.3406 | 107.9309 | 2233.6272 | 0 | 2174.1695 | 0 | 0 | 0 | 201.767 |  | 0 | 0.0089504 | 0 | 01. ($9,999.000) to $0.028 | N/A | 0.0089504 | 01. ($9,999.00) to $0.22 | N/A | 0 | 0 | 0 | 0 | 0 | 0 | 0 | 0 | 0 | 0 | 0 | 0 | 0 | 0 | 0 | 0 | 0 | 0 | 0 | 0 | 0 | 0 | 0 | 0 | 0 | 0 | 0 | 0 | 0 | 0 | 0 | 0 | 0 | 0 | 0 | 0 | 0 | 0 | 0 | 0 | 0 | 0 | 0 | 0 | 0 | 0 | 0 | 0 | 0 | 0 | 0 | 0 | 0 | 0 | 0 | 0 | 0 | 0 | 0 | 0 | 0 | 0 | 0 | 0 | 0 | 0 | 0 | 0 | 0 | 0 | 0 | 0 | 0 | 0.085 | 0.085 | 0.085 | 0.085 | 0.085 | 0.085 | 0.085 | 0.085 | 0.085 | 0.085 | 0 | 0 | 0 | 0 | 0 | 0 | 0 | 0 | 0 | 0 | 178.0678 | 176.9651 | 175.5474 | 174.3386 | 172.9844 | 171.637 | 170.1594 | 168.976 | 167.6532 | 166.3245 | 0 | 0 | 0 | 0 | 0 | 0 | 0 | 0 | 0 | 0 | 1722.6533 | 178.0678 | 355.0329 | 530.5802 | 704.9188 | 877.9032 | 1049.5402 | 1219.6995 | 1388.6755 | 1556.3288 | 1722.6533 | 1722.6533 | 1722.6533 | 1722.6533 | 1722.6533 | 1722.6533 | 1722.6533 | 1722.6533 | 1722.6533 | 1722.6533 | 1722.6533 | 0 | 0 | 0 | 0 | 0 | 0 | 0 | 0 | 0 | 0 | 0 | 0 | 0 | 0 | 0 | 0 | 0 | 0 | 0 | 0 | 0 | 0 | 0 | 0 | 0 | 0 | 0 | 0 | 0 | 0 | 0 | 0 | 0 | 0 | 0 | 0 | 0 | 0 | 0 | 0 | 0 | 0 | 0 | 0 | 0 | 0 | 0 | 0 | 0 | 17.1502 | 17.044 | 16.9074 | 16.791 | 16.6606 | 16.5308 | 16.3885 | 16.2745 | 16.1471 | 16.0192 | 0 | 0 | 0 | 0 | 0 | 0 | 0 | 0 | 0 | 0 | 0.01296% | 0 | 0 | 0 | 0 | 0 | 0 | 0 | 0 | 0 | 0 | 0 | 0 | 0 | 0 | 0 | 0 | 0 | 0 | 0 | 0 | 0 | 0 | 0 | 0
| Industrial_tool_Gas | M_Input | 2000-2018 Industrial Assessment Center | 2020 | Retro | 2022 | 2041 | PSE | Industrial | Wood - Other | Gas | Per Region | NA | NA | Wood - Other Thermal Systems Add Insulation To Equipment | Wood - Other Thermal Systems Add Insulation To Equipment | 0 | 10 | 135.0846 | 0 | I-All-Other-Shift3-All-All-S | 0 | 0 | 0 | 0 | 0 | 0 | 0 | 288.3619 | I-All-Other-Shift3-All-All-S | 0 | 0 | 0 | Comm Flat | Thermal Systems Add Insulation To Equipment | Thermal Systems Add Insulation To Equipment | IndShift3 | 0.01266% | 0% | 100% | 1 | 1 | 100% | 10% | 85% | 6.8% | 0.2% | 2129.6036 | 14.8565 | 214.446 | 0 | 205.0517 | 0 | 0 | 0 | 2.766 |  | 0 | 0.00089142 | 0 | 01. ($9,999.000) to $0.028 | N/A | 0.00089142 | 01. ($9,999.00) to $0.22 | N/A | 0 | 0 | 0 | 0 | 0 | 0 | 0 | 0 | 0 | 0 | 0 | 0 | 0 | 0 | 0 | 0 | 0 | 0 | 0 | 0 | 0 | 0 | 0 | 0 | 0 | 0 | 0 | 0 | 0 | 0 | 0 | 0 | 0 | 0 | 0 | 0 | 0 | 0 | 0 | 0 | 0 | 0 | 0 | 0 | 0 | 0 | 0 | 0 | 0 | 0 | 0 | 0 | 0 | 0 | 0 | 0 | 0 | 0 | 0 | 0 | 0 | 0 | 0 | 0 | 0 | 0 | 0 | 0 | 0 | 0 | 0 | 0 | 0 | 0.085 | 0.085 | 0.085 | 0.085 | 0.085 | 0.085 | 0.085 | 0.085 | 0.085 | 0.085 | 0 | 0 | 0 | 0 | 0 | 0 | 0 | 0 | 0 | 0 | 24.5108 | 24.359 | 24.1638 | 23.9974 | 23.811 | 23.6256 | 23.4222 | 23.2593 | 23.0772 | 22.8943 | 0 | 0 | 0 | 0 | 0 | 0 | 0 | 0 | 0 | 0 | 237.1206 | 24.5108 | 48.8697 | 73.0336 | 97.031 | 120.8421 | 144.4676 | 167.8898 | 191.1491 | 214.2263 | 237.1206 | 237.1206 | 237.1206 | 237.1206 | 237.1206 | 237.1206 | 237.1206 | 237.1206 | 237.1206 | 237.1206 | 237.1206 | 0 | 0 | 0 | 0 | 0 | 0 | 0 | 0 | 0 | 0 | 0 | 0 | 0 | 0 | 0 | 0 | 0 | 0 | 0 | 0 | 0 | 0 | 0 | 0 | 0 | 0 | 0 | 0 | 0 | 0 | 0 | 0 | 0 | 0 | 0 | 0 | 0 | 0 | 0 | 0 | 0 | 0 | 0 | 0 | 0 | 0 | 0 | 0 | 0 | 0.23511 | 0.23366 | 0.23179 | 0.23019 | 0.2284 | 0.22662 | 0.22467 | 0.22311 | 0.22136 | 0.21961 | 0 | 0 | 0 | 0 | 0 | 0 | 0 | 0 | 0 | 0 | 0.01296% | 0 | 0 | 0 | 0 | 0 | 0 | 0 | 0 | 0 | 0 | 0 | 0 | 0 | 0 | 0 | 0 | 0 | 0 | 0 | 0 | 0 | 0 | 0 | 0
| Industrial_tool_Gas | M_Input | 2000-2018 Industrial Assessment Center | 2020 | Retro | 2022 | 2041 | PSE | Industrial | Wood - Other | Gas | Per Region | NA | NA | Wood - Other Thermal Systems Reduce Infiltration; Isolate Hot Or Cold Equipment | Wood - Other Thermal Systems Reduce Infiltration; Isolate Hot Or Cold Equipment | 0 | 10 | 388.2692 | 0 | I-All-Other-Shift3-All-All-S | 0 | 0 | 0 | 0 | 0 | 0 | 0 | 714.4298 | I-All-Other-Shift3-All-All-S | 0 | 0 | 0 | Comm Flat | Thermal Systems Reduce Infiltration; Isolate Hot Or Cold Equipment | Thermal Systems Reduce Infiltration; Isolate Hot Or Cold Equipment | IndShift3 | 0.01266% | 0% | 100% | 1 | 1 | 100% | 10% | 85% | 6.8% | 0.2% | 5276.1901 | 36.8077 | 531.2998 | 0 | 589.3731 | 0 | 0 | 0 | 98.9194 |  | 0 | 0.012867 | 0 | 01. ($9,999.000) to $0.028 | N/A | 0.012867 | 01. ($9,999.00) to $0.22 | N/A | 0 | 0 | 0 | 0 | 0 | 0 | 0 | 0 | 0 | 0 | 0 | 0 | 0 | 0 | 0 | 0 | 0 | 0 | 0 | 0 | 0 | 0 | 0 | 0 | 0 | 0 | 0 | 0 | 0 | 0 | 0 | 0 | 0 | 0 | 0 | 0 | 0 | 0 | 0 | 0 | 0 | 0 | 0 | 0 | 0 | 0 | 0 | 0 | 0 | 0 | 0 | 0 | 0 | 0 | 0 | 0 | 0 | 0 | 0 | 0 | 0 | 0 | 0 | 0 | 0 | 0 | 0 | 0 | 0 | 0 | 0 | 0 | 0 | 0.085 | 0.085 | 0.085 | 0.085 | 0.085 | 0.085 | 0.085 | 0.085 | 0.085 | 0.085 | 0 | 0 | 0 | 0 | 0 | 0 | 0 | 0 | 0 | 0 | 60.7265 | 60.3505 | 59.867 | 59.4548 | 58.9929 | 58.5334 | 58.0295 | 57.6259 | 57.1749 | 56.7217 | 0 | 0 | 0 | 0 | 0 | 0 | 0 | 0 | 0 | 0 | 587.4772 | 60.7265 | 121.077 | 180.944 | 240.3988 | 299.3917 | 357.9251 | 415.9546 | 473.5806 | 530.7555 | 587.4772 | 587.4772 | 587.4772 | 587.4772 | 587.4772 | 587.4772 | 587.4772 | 587.4772 | 587.4772 | 587.4772 | 587.4772 | 0 | 0 | 0 | 0 | 0 | 0 | 0 | 0 | 0 | 0 | 0 | 0 | 0 | 0 | 0 | 0 | 0 | 0 | 0 | 0 | 0 | 0 | 0 | 0 | 0 | 0 | 0 | 0 | 0 | 0 | 0 | 0 | 0 | 0 | 0 | 0 | 0 | 0 | 0 | 0 | 0 | 0 | 0 | 0 | 0 | 0 | 0 | 0 | 0 | 8.4081 | 8.3561 | 8.2891 | 8.2321 | 8.1681 | 8.1045 | 8.0347 | 7.9788 | 7.9164 | 7.8536 | 0 | 0 | 0 | 0 | 0 | 0 | 0 | 0 | 0 | 0 | 0.01296% | 0 | 0 | 0 | 0 | 0 | 0 | 0 | 0 | 0 | 0 | 0 | 0 | 0 | 0 | 0 | 0 | 0 | 0 | 0 | 0 | 0 | 0 | 0 | 0
| Industrial_tool_Gas | M_Input | 2000-2018 Industrial Assessment Center | 2020 | Retro | 2022 | 2041 | PSE | Industrial | Wood - Other | Gas | Per Region | NA | NA | Wood - Other Waste Heat From Hot Flue Gases To Preheat | Wood - Other Waste Heat From Hot Flue Gases To Preheat | 0 | 14 | 843.2679 | 0 | I-All-Other-Shift3-All-All-S | 0 | 0 | 0 | 0 | 0 | 0 | 0 | 1041.1645 | I-All-Other-Shift3-All-All-S | 0 | 0 | 0 | Comm Flat | Waste Heat From Hot Flue Gases To Preheat | Waste Heat From Hot Flue Gases To Preheat | IndShift3 | 0.01266% | 0% | 100% | 1 | 1 | 100% | 7.143% | 85% | 6.8% | 0.2% | 10386.802 | 53.6412 | 1044.0443 | 0 | 1037.5443 | 0 | 0 | 0 | 108.5123 |  | 0 | 0.0096854 | 0 | 01. ($9,999.000) to $0.028 | N/A | 0.0096854 | 01. ($9,999.00) to $0.22 | N/A | 0 | 0 | 0 | 0 | 0 | 0 | 0 | 0 | 0 | 0 | 0 | 0 | 0 | 0 | 0 | 0 | 0 | 0 | 0 | 0 | 0 | 0 | 0 | 0 | 0 | 0 | 0 | 0 | 0 | 0 | 0 | 0 | 0 | 0 | 0 | 0 | 0 | 0 | 0 | 0 | 0 | 0 | 0 | 0 | 0 | 0 | 0 | 0 | 0 | 0 | 0 | 0 | 0 | 0 | 0 | 0 | 0 | 0 | 0 | 0 | 0 | 0 | 0 | 0 | 0 | 0 | 0 | 0 | 0 | 0 | 0 | 0 | 0 | 0.085 | 0.085 | 0.085 | 0.085 | 0.085 | 0.085 | 0.085 | 0.085 | 0.085 | 0.085 | 0 | 0 | 0 | 0 | 0 | 0 | 0 | 0 | 0 | 0 | 88.499 | 87.9509 | 87.2463 | 86.6456 | 85.9726 | 85.3029 | 84.5685 | 83.9804 | 83.323 | 82.6626 | 0 | 0 | 0 | 0 | 0 | 0 | 0 | 0 | 0 | 0 | 856.1517 | 88.499 | 176.4499 | 263.6962 | 350.3418 | 436.3144 | 521.6172 | 606.1858 | 690.1661 | 773.4891 | 856.1517 | 856.1517 | 856.1517 | 856.1517 | 856.1517 | 856.1517 | 856.1517 | 856.1517 | 856.1517 | 856.1517 | 856.1517 | 0 | 0 | 0 | 0 | 0 | 0 | 0 | 0 | 0 | 0 | 0 | 0 | 0 | 0 | 0 | 0 | 0 | 0 | 0 | 0 | 0 | 0 | 0 | 0 | 0 | 0 | 0 | 0 | 0 | 0 | 0 | 0 | 0 | 0 | 0 | 0 | 0 | 0 | 0 | 0 | 0 | 0 | 0 | 0 | 0 | 0 | 0 | 0 | 0 | 9.2235 | 9.1664 | 9.093 | 9.0304 | 8.9602 | 8.8904 | 8.8139 | 8.7526 | 8.6841 | 8.6153 | 0 | 0 | 0 | 0 | 0 | 0 | 0 | 0 | 0 | 0 | 0.01296% | 0 | 0 | 0 | 0 | 0 | 0 | 0 | 0 | 0 | 0 | 0 | 0 | 0 | 0 | 0 | 0 | 0 | 0 | 0 | 0 | 0 | 0 | 0 | 0
| Industrial_tool_Gas | M_Input | 2000-2018 Industrial Assessment Center | 2020 | Retro | 2022 | 2041 | PSE | Industrial | Wood - Other | Gas | Per Region | NA | NA | Wood - Other Plant Operations - Equipment Scheduling Improvements | Wood - Other Plant Operations - Equipment Scheduling Improvements | 0 | 10 | 351.4368 | 0 | I-All-Other-Shift3-All-All-S | 0 | 0 | 0 | 0 | 0 | 0 | 0 | 135.9092 | I-All-Other-Shift3-All-All-S | 0 | 0 | 0 | Comm Flat | Plant Operations - Equipment Scheduling Improvements | Plant Operations - Equipment Scheduling Improvements | IndShift3 | 0.01266% | 0% | 100% | 1 | 1 | 100% | 10% | 85% | 6.8% | 0.2% | 1003.713 | 7.0021 | 101.0715 | 0 | 533.4634 | 0 | 0 | 0 | 495.6771 |  | 0 | 0.33893 | 0 | 01. ($9,999.000) to $0.028 | N/A | 0.33893 | 03. $0.30 to $0.45 | N/A | 0 | 0 | 0 | 0 | 0 | 0 | 0 | 0 | 0 | 0 | 0 | 0 | 0 | 0 | 0 | 0 | 0 | 0 | 0 | 0 | 0 | 0 | 0 | 0 | 0 | 0 | 0 | 0 | 0 | 0 | 0 | 0 | 0 | 0 | 0 | 0 | 0 | 0 | 0 | 0 | 0 | 0 | 0 | 0 | 0 | 0 | 0 | 0 | 0 | 0 | 0 | 0 | 0 | 0 | 0 | 0 | 0 | 0 | 0 | 0 | 0 | 0 | 0 | 0 | 0 | 0 | 0 | 0 | 0 | 0 | 0 | 0 | 0 | 0.085 | 0.085 | 0.085 | 0.085 | 0.085 | 0.085 | 0.085 | 0.085 | 0.085 | 0.085 | 0 | 0 | 0 | 0 | 0 | 0 | 0 | 0 | 0 | 0 | 11.5523 | 11.4807 | 11.3888 | 11.3103 | 11.2225 | 11.1351 | 11.0392 | 10.9624 | 10.8766 | 10.7904 | 0 | 0 | 0 | 0 | 0 | 0 | 0 | 0 | 0 | 0 | 111.7584 | 11.5523 | 23.033 | 34.4218 | 45.7321 | 56.9546 | 68.0897 | 79.1289 | 90.0913 | 100.968 | 111.7584 | 111.7584 | 111.7584 | 111.7584 | 111.7584 | 111.7584 | 111.7584 | 111.7584 | 111.7584 | 111.7584 | 111.7584 | 0 | 0 | 0 | 0 | 0 | 0 | 0 | 0 | 0 | 0 | 0 | 0 | 0 | 0 | 0 | 0 | 0 | 0 | 0 | 0 | 0 | 0 | 0 | 0 | 0 | 0 | 0 | 0 | 0 | 0 | 0 | 0 | 0 | 0 | 0 | 0 | 0 | 0 | 0 | 0 | 0 | 0 | 0 | 0 | 0 | 0 | 0 | 0 | 0 | 42.1326 | 41.8716 | 41.5362 | 41.2502 | 40.9298 | 40.611 | 40.2613 | 39.9813 | 39.6684 | 39.354 | 0 | 0 | 0 | 0 | 0 | 0 | 0 | 0 | 0 | 0 | 0.01296% | 0 | 0 | 0 | 0 | 0 | 0 | 0 | 0 | 0 | 0 | 0 | 0 | 0 | 0 | 0 | 0 | 0 | 0 | 0 | 0 | 0 | 0 | 0 | 0
| Industrial_tool_Gas | M_Input | 2000-2018 Industrial Assessment Center | 2020 | Retro | 2022 | 2041 | PSE | Industrial | Sugar | Gas | Per Region | NA | NA | Sugar Building Envelope Infiltration Improvements | Sugar Building Envelope Infiltration Improvements | 0 | 20 | 9.1205 | 0 | I-All-Other-Shift3-All-All-S | 0 | 0 | 0 | 0 | 0 | 0 | 0 | 9.0346 | I-All-Other-Shift3-All-All-S | 0 | 0 | 0 | Comm Flat | Building Envelope Infiltration Improvements | Building Envelope Infiltration Improvements | IndShift3 | 0.01266% | 0% | 100% | 1 | 1 | 100% | 5% | 85% | 6.8% | 0.2% | 123.7529 | 0.46547 | 12.4218 | 0 | 9.1205 | 0 | 0 | 0 | -1.9427 |  | 0 | -0.019983 | 0 | 01. ($9,999.000) to $0.028 | N/A | -0.019983 | 01. ($9,999.00) to $0.22 | N/A | 0 | 0 | 0 | 0 | 0 | 0 | 0 | 0 | 0 | 0 | 0 | 0 | 0 | 0 | 0 | 0 | 0 | 0 | 0 | 0 | 0 | 0 | 0 | 0 | 0 | 0 | 0 | 0 | 0 | 0 | 0 | 0 | 0 | 0 | 0 | 0 | 0 | 0 | 0 | 0 | 0 | 0 | 0 | 0 | 0 | 0 | 0 | 0 | 0 | 0 | 0 | 0 | 0 | 0 | 0 | 0 | 0 | 0 | 0 | 0 | 0 | 0 | 0 | 0 | 0 | 0 | 0 | 0 | 0 | 0 | 0 | 0 | 0 | 0.085 | 0.085 | 0.085 | 0.085 | 0.085 | 0.085 | 0.085 | 0.085 | 0.085 | 0.085 | 0 | 0 | 0 | 0 | 0 | 0 | 0 | 0 | 0 | 0 | 0.76794 | 0.76319 | 0.75707 | 0.75186 | 0.74602 | 0.74021 | 0.73384 | 0.72873 | 0.72303 | 0.7173 | 0 | 0 | 0 | 0 | 0 | 0 | 0 | 0 | 0 | 0 | 7.4292 | 0.76794 | 1.5311 | 2.2882 | 3.0401 | 3.7861 | 4.5263 | 5.2601 | 5.9889 | 6.7119 | 7.4292 | 7.4292 | 7.4292 | 7.4292 | 7.4292 | 7.4292 | 7.4292 | 7.4292 | 7.4292 | 7.4292 | 7.4292 | 0 | 0 | 0 | 0 | 0 | 0 | 0 | 0 | 0 | 0 | 0 | 0 | 0 | 0 | 0 | 0 | 0 | 0 | 0 | 0 | 0 | 0 | 0 | 0 | 0 | 0 | 0 | 0 | 0 | 0 | 0 | 0 | 0 | 0 | 0 | 0 | 0 | 0 | 0 | 0 | 0 | 0 | 0 | 0 | 0 | 0 | 0 | 0 | 0 | 0 | 0 | 0 | 0 | 0 | 0 | 0 | 0 | 0 | 0 | 0 | 0 | 0 | 0 | 0 | 0 | 0 | 0 | 0 | 0 | 0.01296% | 0 | 0 | 0 | 0 | 0 | 0 | 0 | 0 | 0 | 0 | 0 | 0 | 0 | 0 | 0 | 0 | 0 | 0 | 0 | 0 | 0 | 0 | 0 | 0
| Industrial_tool_Gas | M_Input | 2000-2018 Industrial Assessment Center | 2020 | Retro | 2022 | 2041 | PSE | Industrial | Sugar | Gas | Per Region | NA | NA | Sugar Building Envelope Insulation and Window/Door Improvements | Sugar Building Envelope Insulation and Window/Door Improvements | 0 | 20 | 32.5265 | 0 | I-All-Other-Shift3-All-All-S | 0 | 0 | 0 | 0 | 0 | 0 | 0 | 8.7984 | I-All-Other-Shift3-All-All-S | 0 | 0 | 0 | Comm Flat | Building Envelope Insulation and Window/Door Improvements | Building Envelope Insulation and Window/Door Improvements | IndShift3 | 0.01266% | 0% | 100% | 1 | 1 | 100% | 5% | 85% | 6.8% | 0.2% | 120.5165 | 0.4533 | 12.097 | 0 | 32.5265 | 0 | 0 | 0 | 26.4815 |  | 0 | 0.27971 | 0 | 01. ($9,999.000) to $0.028 | N/A | 0.27971 | 02. $0.22 to $0.30 | N/A | 0 | 0 | 0 | 0 | 0 | 0 | 0 | 0 | 0 | 0 | 0 | 0 | 0 | 0 | 0 | 0 | 0 | 0 | 0 | 0 | 0 | 0 | 0 | 0 | 0 | 0 | 0 | 0 | 0 | 0 | 0 | 0 | 0 | 0 | 0 | 0 | 0 | 0 | 0 | 0 | 0 | 0 | 0 | 0 | 0 | 0 | 0 | 0 | 0 | 0 | 0 | 0 | 0 | 0 | 0 | 0 | 0 | 0 | 0 | 0 | 0 | 0 | 0 | 0 | 0 | 0 | 0 | 0 | 0 | 0 | 0 | 0 | 0 | 0.085 | 0.085 | 0.085 | 0.085 | 0.085 | 0.085 | 0.085 | 0.085 | 0.085 | 0.085 | 0 | 0 | 0 | 0 | 0 | 0 | 0 | 0 | 0 | 0 | 0.74786 | 0.74323 | 0.73727 | 0.7322 | 0.72651 | 0.72085 | 0.71465 | 0.70968 | 0.70412 | 0.69854 | 0 | 0 | 0 | 0 | 0 | 0 | 0 | 0 | 0 | 0 | 7.2349 | 0.74786 | 1.4911 | 2.2284 | 2.9606 | 3.6871 | 4.4079 | 5.1226 | 5.8322 | 6.5364 | 7.2349 | 7.2349 | 7.2349 | 7.2349 | 7.2349 | 7.2349 | 7.2349 | 7.2349 | 7.2349 | 7.2349 | 7.2349 | 0 | 0 | 0 | 0 | 0 | 0 | 0 | 0 | 0 | 0 | 0 | 0 | 0 | 0 | 0 | 0 | 0 | 0 | 0 | 0 | 0 | 0 | 0 | 0 | 0 | 0 | 0 | 0 | 0 | 0 | 0 | 0 | 0 | 0 | 0 | 0 | 0 | 0 | 0 | 0 | 0 | 0 | 0 | 0 | 0 | 0 | 0 | 0 | 0 | 2.2509 | 2.237 | 2.2191 | 2.2038 | 2.1867 | 2.1696 | 2.151 | 2.136 | 2.1193 | 2.1025 | 0 | 0 | 0 | 0 | 0 | 0 | 0 | 0 | 0 | 0 | 0.01296% | 0 | 0 | 0 | 0 | 0 | 0 | 0 | 0 | 0 | 0 | 0 | 0 | 0 | 0 | 0 | 0 | 0 | 0 | 0 | 0 | 0 | 0 | 0 | 0
| Industrial_tool_Gas | M_Input | 2000-2018 Industrial Assessment Center | 2020 | Retro | 2022 | 2041 | PSE | Industrial | Sugar | Gas | Per Region | NA | NA | Sugar Equipment Upgrade - Replace Existing HVAC Unit With High Efficiency Model | Sugar Equipment Upgrade - Replace Existing HVAC Unit With High Efficiency Model | 0 | 20 | 35.5752 | 0 | I-All-Other-Shift3-All-All-S | 0 | 0 | 0 | 0 | 0 | 0 | 0 | 27.4564 | I-All-Other-Shift3-All-All-S | 0 | 0 | 0 | Comm Flat | Equipment Upgrade - Replace Existing HVAC Unit With High Efficiency Model | Equipment Upgrade - Replace Existing HVAC Unit With High Efficiency Model | IndShift3 | 0.01266% | 0% | 100% | 1 | 1 | 100% | 5% | 85% | 6.8% | 0.2% | 376.0868 | 1.4146 | 37.7501 | 0 | 35.5752 | 0 | 0 | 0 | 3.5255 |  | 0 | 0.011933 | 0 | 01. ($9,999.000) to $0.028 | N/A | 0.011933 | 01. ($9,999.00) to $0.22 | N/A | 0 | 0 | 0 | 0 | 0 | 0 | 0 | 0 | 0 | 0 | 0 | 0 | 0 | 0 | 0 | 0 | 0 | 0 | 0 | 0 | 0 | 0 | 0 | 0 | 0 | 0 | 0 | 0 | 0 | 0 | 0 | 0 | 0 | 0 | 0 | 0 | 0 | 0 | 0 | 0 | 0 | 0 | 0 | 0 | 0 | 0 | 0 | 0 | 0 | 0 | 0 | 0 | 0 | 0 | 0 | 0 | 0 | 0 | 0 | 0 | 0 | 0 | 0 | 0 | 0 | 0 | 0 | 0 | 0 | 0 | 0 | 0 | 0 | 0.085 | 0.085 | 0.085 | 0.085 | 0.085 | 0.085 | 0.085 | 0.085 | 0.085 | 0.085 | 0 | 0 | 0 | 0 | 0 | 0 | 0 | 0 | 0 | 0 | 2.3338 | 2.3193 | 2.3008 | 2.2849 | 2.2672 | 2.2495 | 2.2301 | 2.2146 | 2.1973 | 2.1799 | 0 | 0 | 0 | 0 | 0 | 0 | 0 | 0 | 0 | 0 | 22.5774 | 2.3338 | 4.6531 | 6.9539 | 9.2388 | 11.506 | 13.7555 | 15.9856 | 18.2002 | 20.3975 | 22.5774 | 22.5774 | 22.5774 | 22.5774 | 22.5774 | 22.5774 | 22.5774 | 22.5774 | 22.5774 | 22.5774 | 22.5774 | 0 | 0 | 0 | 0 | 0 | 0 | 0 | 0 | 0 | 0 | 0 | 0 | 0 | 0 | 0 | 0 | 0 | 0 | 0 | 0 | 0 | 0 | 0 | 0 | 0 | 0 | 0 | 0 | 0 | 0 | 0 | 0 | 0 | 0 | 0 | 0 | 0 | 0 | 0 | 0 | 0 | 0 | 0 | 0 | 0 | 0 | 0 | 0 | 0 | 0.29967 | 0.29781 | 0.29543 | 0.29339 | 0.29111 | 0.28885 | 0.28636 | 0.28437 | 0.28214 | 0.27991 | 0 | 0 | 0 | 0 | 0 | 0 | 0 | 0 | 0 | 0 | 0.01296% | 0 | 0 | 0 | 0 | 0 | 0 | 0 | 0 | 0 | 0 | 0 | 0 | 0 | 0 | 0 | 0 | 0 | 0 | 0 | 0 | 0 | 0 | 0 | 0
| Industrial_tool_Gas | M_Input | 2000-2018 Industrial Assessment Center | 2020 | Retro | 2022 | 2041 | PSE | Industrial | Sugar | Gas | Per Region | NA | NA | Sugar HVAC Equipment Scheduling Improvements - HVAC Controls, Timers Or Thermostats | Sugar HVAC Equipment Scheduling Improvements - HVAC Controls, Timers Or Thermostats | 0 | 15 | 20.9354 | 0 | I-All-Other-Shift3-All-All-S | 0 | 0 | 0 | 0 | 0 | 0 | 0 | 15.9936 | I-All-Other-Shift3-All-All-S | 0 | 0 | 0 | Comm Flat | HVAC Equipment Scheduling Improvements - HVAC Controls, Timers Or Thermostats | HVAC Equipment Scheduling Improvements - HVAC Controls, Timers Or Thermostats | IndShift3 | 0.01266% | 0% | 100% | 1 | 1 | 100% | 6.667% | 85% | 6.8% | 0.2% | 169.7018 | 0.824 | 17.0526 | 0 | 24.6601 | 0 | 0 | 0 | 10.9706 |  | 0 | 0.063745 | 0 | 01. ($9,999.000) to $0.028 | N/A | 0.063745 | 01. ($9,999.00) to $0.22 | N/A | 0 | 0 | 0 | 0 | 0 | 0 | 0 | 0 | 0 | 0 | 0 | 0 | 0 | 0 | 0 | 0 | 0 | 0 | 0 | 0 | 0 | 0 | 0 | 0 | 0 | 0 | 0 | 0 | 0 | 0 | 0 | 0 | 0 | 0 | 0 | 0 | 0 | 0 | 0 | 0 | 0 | 0 | 0 | 0 | 0 | 0 | 0 | 0 | 0 | 0 | 0 | 0 | 0 | 0 | 0 | 0 | 0 | 0 | 0 | 0 | 0 | 0 | 0 | 0 | 0 | 0 | 0 | 0 | 0 | 0 | 0 | 0 | 0 | 0.085 | 0.085 | 0.085 | 0.085 | 0.085 | 0.085 | 0.085 | 0.085 | 0.085 | 0.085 | 0 | 0 | 0 | 0 | 0 | 0 | 0 | 0 | 0 | 0 | 1.3595 | 1.351 | 1.3402 | 1.331 | 1.3206 | 1.3104 | 1.2991 | 1.29 | 1.2799 | 1.2698 | 0 | 0 | 0 | 0 | 0 | 0 | 0 | 0 | 0 | 0 | 13.1516 | 1.3595 | 2.7105 | 4.0507 | 5.3817 | 6.7023 | 8.0127 | 9.3118 | 10.6018 | 11.8818 | 13.1516 | 13.1516 | 13.1516 | 13.1516 | 13.1516 | 13.1516 | 13.1516 | 13.1516 | 13.1516 | 13.1516 | 13.1516 | 0 | 0 | 0 | 0 | 0 | 0 | 0 | 0 | 0 | 0 | 0 | 0 | 0 | 0 | 0 | 0 | 0 | 0 | 0 | 0 | 0 | 0 | 0 | 0 | 0 | 0 | 0 | 0 | 0 | 0 | 0 | 0 | 0 | 0 | 0 | 0 | 0 | 0 | 0 | 0 | 0 | 0 | 0 | 0 | 0 | 0 | 0 | 0 | 0 | 0.9325 | 0.92673 | 0.9193 | 0.91297 | 0.90588 | 0.89883 | 0.89109 | 0.88489 | 0.87796 | 0.87101 | 0 | 0 | 0 | 0 | 0 | 0 | 0 | 0 | 0 | 0 | 0.01296% | 0 | 0 | 0 | 0 | 0 | 0 | 0 | 0 | 0 | 0 | 0 | 0 | 0 | 0 | 0 | 0 | 0 | 0 | 0 | 0 | 0 | 0 | 0 | 0
| Industrial_tool_Gas | M_Input | 2000-2018 Industrial Assessment Center | 2020 | Retro | 2022 | 2041 | PSE | Industrial | Sugar | Gas | Per Region | NA | NA | Sugar Optimize Ventilation System | Sugar Optimize Ventilation System | 0 | 5 | 18.8717 | 0 | I-All-Other-Shift3-All-All-S | 0 | 0 | 0 | 0 | 0 | 0 | 0 | 13.0695 | I-All-Other-Shift3-All-All-S | 0 | 0 | 0 | Comm Flat | Optimize Ventilation System | Optimize Ventilation System | IndShift3 | 0.01266% | 0% | 100% | 1 | 1 | 100% | 20% | 85% | 6.8% | 0.2% | 50.2188 | 0.67335 | 5.0892 | 0 | 49.2625 | 0 | 0 | 0 | 47.2743 |  | 0 | 0.33614 | 0 | 01. ($9,999.000) to $0.028 | N/A | 0.33614 | 03. $0.30 to $0.45 | N/A | 0 | 0 | 0 | 0 | 0 | 0 | 0 | 0 | 0 | 0 | 0 | 0 | 0 | 0 | 0 | 0 | 0 | 0 | 0 | 0 | 0 | 0 | 0 | 0 | 0 | 0 | 0 | 0 | 0 | 0 | 0 | 0 | 0 | 0 | 0 | 0 | 0 | 0 | 0 | 0 | 0 | 0 | 0 | 0 | 0 | 0 | 0 | 0 | 0 | 0 | 0 | 0 | 0 | 0 | 0 | 0 | 0 | 0 | 0 | 0 | 0 | 0 | 0 | 0 | 0 | 0 | 0 | 0 | 0 | 0 | 0 | 0 | 0 | 0.085 | 0.085 | 0.085 | 0.085 | 0.085 | 0.085 | 0.085 | 0.085 | 0.085 | 0.085 | 0 | 0 | 0 | 0 | 0 | 0 | 0 | 0 | 0 | 0 | 1.1109 | 1.104 | 1.0952 | 1.0876 | 1.0792 | 1.0708 | 1.0616 | 1.0542 | 1.0459 | 1.0376 | 0 | 0 | 0 | 0 | 0 | 0 | 0 | 0 | 0 | 0 | 10.7471 | 1.1109 | 2.2149 | 3.3101 | 4.3978 | 5.477 | 6.5478 | 7.6093 | 8.6635 | 9.7094 | 10.7471 | 10.7471 | 10.7471 | 10.7471 | 10.7471 | 10.7471 | 10.7471 | 10.7471 | 10.7471 | 10.7471 | 10.7471 | 0 | 0 | 0 | 0 | 0 | 0 | 0 | 0 | 0 | 0 | 0 | 0 | 0 | 0 | 0 | 0 | 0 | 0 | 0 | 0 | 0 | 0 | 0 | 0 | 0 | 0 | 0 | 0 | 0 | 0 | 0 | 0 | 0 | 0 | 0 | 0 | 0 | 0 | 0 | 0 | 0 | 0 | 0 | 0 | 0 | 0 | 0 | 0 | 0 | 4.0183 | 3.9934 | 3.9614 | 3.9342 | 3.9036 | 3.8732 | 3.8399 | 3.8131 | 3.7833 | 3.7533 | 0 | 0 | 0 | 0 | 0 | 0 | 0 | 0 | 0 | 0 | 0.01296% | 0 | 0 | 0 | 0 | 0 | 0 | 0 | 0 | 0 | 0 | 0 | 0 | 0 | 0 | 0 | 0 | 0 | 0 | 0 | 0 | 0 | 0 | 0 | 0
| Industrial_tool_Gas | M_Input | 2000-2018 Industrial Assessment Center | 2020 | Retro | 2022 | 2041 | PSE | Industrial | Sugar | Gas | Per Region | NA | NA | Sugar Analyze Flue Gas For Proper Air/Fuel Ratio | Sugar Analyze Flue Gas For Proper Air/Fuel Ratio | 0 | 5 | 3.6306 | 0 | I-All-Other-Shift3-All-All-S | 0 | 0 | 0 | 0 | 0 | 0 | 0 | 10.186 | I-All-Other-Shift3-All-All-S | 0 | 0 | 0 | Comm Flat | Analyze Flue Gas For Proper Air/Fuel Ratio | Analyze Flue Gas For Proper Air/Fuel Ratio | IndShift3 | 0.01266% | 0% | 100% | 1 | 1 | 100% | 20% | 85% | 6.8% | 0.2% | 39.1391 | 0.52479 | 3.9664 | 0 | 9.4773 | 0 | 0 | 0 | 5.7123 |  | 0 | 0.052115 | 0 | 01. ($9,999.000) to $0.028 | N/A | 0.052115 | 01. ($9,999.00) to $0.22 | N/A | 0 | 0 | 0 | 0 | 0 | 0 | 0 | 0 | 0 | 0 | 0 | 0 | 0 | 0 | 0 | 0 | 0 | 0 | 0 | 0 | 0 | 0 | 0 | 0 | 0 | 0 | 0 | 0 | 0 | 0 | 0 | 0 | 0 | 0 | 0 | 0 | 0 | 0 | 0 | 0 | 0 | 0 | 0 | 0 | 0 | 0 | 0 | 0 | 0 | 0 | 0 | 0 | 0 | 0 | 0 | 0 | 0 | 0 | 0 | 0 | 0 | 0 | 0 | 0 | 0 | 0 | 0 | 0 | 0 | 0 | 0 | 0 | 0 | 0.085 | 0.085 | 0.085 | 0.085 | 0.085 | 0.085 | 0.085 | 0.085 | 0.085 | 0.085 | 0 | 0 | 0 | 0 | 0 | 0 | 0 | 0 | 0 | 0 | 0.86581 | 0.86045 | 0.85356 | 0.84768 | 0.84109 | 0.83454 | 0.82736 | 0.8216 | 0.81517 | 0.80871 | 0 | 0 | 0 | 0 | 0 | 0 | 0 | 0 | 0 | 0 | 8.376 | 0.86581 | 1.7263 | 2.5798 | 3.4275 | 4.2686 | 5.1031 | 5.9305 | 6.7521 | 7.5673 | 8.376 | 8.376 | 8.376 | 8.376 | 8.376 | 8.376 | 8.376 | 8.376 | 8.376 | 8.376 | 8.376 | 0 | 0 | 0 | 0 | 0 | 0 | 0 | 0 | 0 | 0 | 0 | 0 | 0 | 0 | 0 | 0 | 0 | 0 | 0 | 0 | 0 | 0 | 0 | 0 | 0 | 0 | 0 | 0 | 0 | 0 | 0 | 0 | 0 | 0 | 0 | 0 | 0 | 0 | 0 | 0 | 0 | 0 | 0 | 0 | 0 | 0 | 0 | 0 | 0 | 0.48554 | 0.48254 | 0.47867 | 0.47537 | 0.47168 | 0.46801 | 0.46398 | 0.46075 | 0.45715 | 0.45352 | 0 | 0 | 0 | 0 | 0 | 0 | 0 | 0 | 0 | 0 | 0.01296% | 0 | 0 | 0 | 0 | 0 | 0 | 0 | 0 | 0 | 0 | 0 | 0 | 0 | 0 | 0 | 0 | 0 | 0 | 0 | 0 | 0 | 0 | 0 | 0
| Industrial_tool_Gas | M_Input | 2000-2018 Industrial Assessment Center | 2020 | Retro | 2022 | 2041 | PSE | Industrial | Sugar | Gas | Per Region | NA | NA | Sugar Boiler - Operation, Maintenance, And Scheduling | Sugar Boiler - Operation, Maintenance, And Scheduling | 0 | 5 | 4.3072 | 0 | I-All-Other-Shift3-All-All-S | 0 | 0 | 0 | 0 | 0 | 0 | 0 | 10.7268 | I-All-Other-Shift3-All-All-S | 0 | 0 | 0 | Comm Flat | Boiler - Operation, Maintenance, And Scheduling | Boiler - Operation, Maintenance, And Scheduling | IndShift3 | 0.01266% | 0% | 100% | 1 | 1 | 100% | 20% | 85% | 6.8% | 0.2% | 41.217 | 0.55265 | 4.177 | 0 | 11.2436 | 0 | 0 | 0 | 7.3754 |  | 0 | 0.063897 | 0 | 01. ($9,999.000) to $0.028 | N/A | 0.063897 | 01. ($9,999.00) to $0.22 | N/A | 0 | 0 | 0 | 0 | 0 | 0 | 0 | 0 | 0 | 0 | 0 | 0 | 0 | 0 | 0 | 0 | 0 | 0 | 0 | 0 | 0 | 0 | 0 | 0 | 0 | 0 | 0 | 0 | 0 | 0 | 0 | 0 | 0 | 0 | 0 | 0 | 0 | 0 | 0 | 0 | 0 | 0 | 0 | 0 | 0 | 0 | 0 | 0 | 0 | 0 | 0 | 0 | 0 | 0 | 0 | 0 | 0 | 0 | 0 | 0 | 0 | 0 | 0 | 0 | 0 | 0 | 0 | 0 | 0 | 0 | 0 | 0 | 0 | 0.085 | 0.085 | 0.085 | 0.085 | 0.085 | 0.085 | 0.085 | 0.085 | 0.085 | 0.085 | 0 | 0 | 0 | 0 | 0 | 0 | 0 | 0 | 0 | 0 | 0.91178 | 0.90613 | 0.89887 | 0.89268 | 0.88575 | 0.87885 | 0.87128 | 0.86522 | 0.85845 | 0.85165 | 0 | 0 | 0 | 0 | 0 | 0 | 0 | 0 | 0 | 0 | 8.8206 | 0.91178 | 1.8179 | 2.7168 | 3.6095 | 4.4952 | 5.3741 | 6.2453 | 7.1106 | 7.969 | 8.8206 | 8.8206 | 8.8206 | 8.8206 | 8.8206 | 8.8206 | 8.8206 | 8.8206 | 8.8206 | 8.8206 | 8.8206 | 0 | 0 | 0 | 0 | 0 | 0 | 0 | 0 | 0 | 0 | 0 | 0 | 0 | 0 | 0 | 0 | 0 | 0 | 0 | 0 | 0 | 0 | 0 | 0 | 0 | 0 | 0 | 0 | 0 | 0 | 0 | 0 | 0 | 0 | 0 | 0 | 0 | 0 | 0 | 0 | 0 | 0 | 0 | 0 | 0 | 0 | 0 | 0 | 0 | 0.62691 | 0.62303 | 0.61804 | 0.61378 | 0.60902 | 0.60427 | 0.59907 | 0.5949 | 0.59025 | 0.58557 | 0 | 0 | 0 | 0 | 0 | 0 | 0 | 0 | 0 | 0 | 0.01296% | 0 | 0 | 0 | 0 | 0 | 0 | 0 | 0 | 0 | 0 | 0 | 0 | 0 | 0 | 0 | 0 | 0 | 0 | 0 | 0 | 0 | 0 | 0 | 0
| Industrial_tool_Gas | M_Input | 2000-2018 Industrial Assessment Center | 2020 | Retro | 2022 | 2041 | PSE | Industrial | Sugar | Gas | Per Region | NA | NA | Sugar Equipment Upgrade - Boiler Replacement | Sugar Equipment Upgrade - Boiler Replacement | 0 | 20 | 27.5099 | 0 | I-All-Other-Shift3-All-All-S | 0 | 0 | 0 | 0 | 0 | 0 | 0 | 14.8175 | I-All-Other-Shift3-All-All-S | 0 | 0 | 0 | Comm Flat | Equipment Upgrade - Boiler Replacement | Equipment Upgrade - Boiler Replacement | IndShift3 | 0.01266% | 0% | 100% | 1 | 1 | 100% | 5% | 85% | 6.8% | 0.2% | 202.9641 | 0.7634 | 20.3727 | 0 | 27.5099 | 0 | 0 | 0 | 11.8757 |  | 0 | 0.074481 | 0 | 01. ($9,999.000) to $0.028 | N/A | 0.074481 | 01. ($9,999.00) to $0.22 | N/A | 0 | 0 | 0 | 0 | 0 | 0 | 0 | 0 | 0 | 0 | 0 | 0 | 0 | 0 | 0 | 0 | 0 | 0 | 0 | 0 | 0 | 0 | 0 | 0 | 0 | 0 | 0 | 0 | 0 | 0 | 0 | 0 | 0 | 0 | 0 | 0 | 0 | 0 | 0 | 0 | 0 | 0 | 0 | 0 | 0 | 0 | 0 | 0 | 0 | 0 | 0 | 0 | 0 | 0 | 0 | 0 | 0 | 0 | 0 | 0 | 0 | 0 | 0 | 0 | 0 | 0 | 0 | 0 | 0 | 0 | 0 | 0 | 0 | 0.085 | 0.085 | 0.085 | 0.085 | 0.085 | 0.085 | 0.085 | 0.085 | 0.085 | 0.085 | 0 | 0 | 0 | 0 | 0 | 0 | 0 | 0 | 0 | 0 | 1.2595 | 1.2517 | 1.2417 | 1.2331 | 1.2235 | 1.214 | 1.2035 | 1.1952 | 1.1858 | 1.1764 | 0 | 0 | 0 | 0 | 0 | 0 | 0 | 0 | 0 | 0 | 12.1844 | 1.2595 | 2.5112 | 3.7528 | 4.9859 | 6.2095 | 7.4235 | 8.627 | 9.8222 | 11.008 | 12.1844 | 12.1844 | 12.1844 | 12.1844 | 12.1844 | 12.1844 | 12.1844 | 12.1844 | 12.1844 | 12.1844 | 12.1844 | 0 | 0 | 0 | 0 | 0 | 0 | 0 | 0 | 0 | 0 | 0 | 0 | 0 | 0 | 0 | 0 | 0 | 0 | 0 | 0 | 0 | 0 | 0 | 0 | 0 | 0 | 0 | 0 | 0 | 0 | 0 | 0 | 0 | 0 | 0 | 0 | 0 | 0 | 0 | 0 | 0 | 0 | 0 | 0 | 0 | 0 | 0 | 0 | 0 | 1.0094 | 1.0032 | 0.99515 | 0.98829 | 0.98062 | 0.97298 | 0.9646 | 0.95789 | 0.9504 | 0.94286 | 0 | 0 | 0 | 0 | 0 | 0 | 0 | 0 | 0 | 0 | 0.01296% | 0 | 0 | 0 | 0 | 0 | 0 | 0 | 0 | 0 | 0 | 0 | 0 | 0 | 0 | 0 | 0 | 0 | 0 | 0 | 0 | 0 | 0 | 0 | 0
| Industrial_tool_Gas | M_Input | 2000-2018 Industrial Assessment Center | 2020 | Retro | 2022 | 2041 | PSE | Industrial | Sugar | Gas | Per Region | NA | NA | Sugar Equipment Upgrade - Boiler Turbulators | Sugar Equipment Upgrade - Boiler Turbulators | 0 | 20 | 2.5546 | 0 | I-All-Other-Shift3-All-All-S | 0 | 0 | 0 | 0 | 0 | 0 | 0 | 9.7069 | I-All-Other-Shift3-All-All-S | 0 | 0 | 0 | Comm Flat | Equipment Upgrade - Boiler Turbulators | Equipment Upgrade - Boiler Turbulators | IndShift3 | 0.01266% | 0% | 100% | 1 | 1 | 100% | 5% | 85% | 6.8% | 0.2% | 132.962 | 0.50011 | 13.3462 | 0 | 2.5546 | 0 | 0 | 0 | -10.7808 |  | 0 | -0.10321 | 0 | 01. ($9,999.000) to $0.028 | N/A | -0.10321 | 01. ($9,999.00) to $0.22 | N/A | 0 | 0 | 0 | 0 | 0 | 0 | 0 | 0 | 0 | 0 | 0 | 0 | 0 | 0 | 0 | 0 | 0 | 0 | 0 | 0 | 0 | 0 | 0 | 0 | 0 | 0 | 0 | 0 | 0 | 0 | 0 | 0 | 0 | 0 | 0 | 0 | 0 | 0 | 0 | 0 | 0 | 0 | 0 | 0 | 0 | 0 | 0 | 0 | 0 | 0 | 0 | 0 | 0 | 0 | 0 | 0 | 0 | 0 | 0 | 0 | 0 | 0 | 0 | 0 | 0 | 0 | 0 | 0 | 0 | 0 | 0 | 0 | 0 | 0.085 | 0.085 | 0.085 | 0.085 | 0.085 | 0.085 | 0.085 | 0.085 | 0.085 | 0.085 | 0 | 0 | 0 | 0 | 0 | 0 | 0 | 0 | 0 | 0 | 0.82509 | 0.81998 | 0.81341 | 0.80781 | 0.80154 | 0.79529 | 0.78845 | 0.78296 | 0.77683 | 0.77068 | 0 | 0 | 0 | 0 | 0 | 0 | 0 | 0 | 0 | 0 | 7.982 | 0.82509 | 1.6451 | 2.4585 | 3.2663 | 4.0678 | 4.8631 | 5.6516 | 6.4345 | 7.2114 | 7.982 | 7.982 | 7.982 | 7.982 | 7.982 | 7.982 | 7.982 | 7.982 | 7.982 | 7.982 | 7.982 | 0 | 0 | 0 | 0 | 0 | 0 | 0 | 0 | 0 | 0 | 0 | 0 | 0 | 0 | 0 | 0 | 0 | 0 | 0 | 0 | 0 | 0 | 0 | 0 | 0 | 0 | 0 | 0 | 0 | 0 | 0 | 0 | 0 | 0 | 0 | 0 | 0 | 0 | 0 | 0 | 0 | 0 | 0 | 0 | 0 | 0 | 0 | 0 | 0 | 0 | 0 | 0 | 0 | 0 | 0 | 0 | 0 | 0 | 0 | 0 | 0 | 0 | 0 | 0 | 0 | 0 | 0 | 0 | 0 | 0.01296% | 0 | 0 | 0 | 0 | 0 | 0 | 0 | 0 | 0 | 0 | 0 | 0 | 0 | 0 | 0 | 0 | 0 | 0 | 0 | 0 | 0 | 0 | 0 | 0
| Industrial_tool_Gas | M_Input | 2000-2018 Industrial Assessment Center | 2020 | Retro | 2022 | 2041 | PSE | Industrial | Sugar | Gas | Per Region | NA | NA | Sugar Improve Combustion Control Capability And Air Flow | Sugar Improve Combustion Control Capability And Air Flow | 0 | 15 | 16.1027 | 0 | I-All-Other-Shift3-All-All-S | 0 | 0 | 0 | 0 | 0 | 0 | 0 | 28.5176 | I-All-Other-Shift3-All-All-S | 0 | 0 | 0 | Comm Flat | Improve Combustion Control Capability And Air Flow | Improve Combustion Control Capability And Air Flow | IndShift3 | 0.01266% | 0% | 100% | 1 | 1 | 100% | 6.667% | 85% | 6.8% | 0.2% | 302.5888 | 1.4692 | 30.4058 | 0 | 18.9677 | 0 | 0 | 0 | -9.6868 |  | 0 | -0.031567 | 0 | 01. ($9,999.000) to $0.028 | N/A | -0.031567 | 01. ($9,999.00) to $0.22 | N/A | 0 | 0 | 0 | 0 | 0 | 0 | 0 | 0 | 0 | 0 | 0 | 0 | 0 | 0 | 0 | 0 | 0 | 0 | 0 | 0 | 0 | 0 | 0 | 0 | 0 | 0 | 0 | 0 | 0 | 0 | 0 | 0 | 0 | 0 | 0 | 0 | 0 | 0 | 0 | 0 | 0 | 0 | 0 | 0 | 0 | 0 | 0 | 0 | 0 | 0 | 0 | 0 | 0 | 0 | 0 | 0 | 0 | 0 | 0 | 0 | 0 | 0 | 0 | 0 | 0 | 0 | 0 | 0 | 0 | 0 | 0 | 0 | 0 | 0.085 | 0.085 | 0.085 | 0.085 | 0.085 | 0.085 | 0.085 | 0.085 | 0.085 | 0.085 | 0 | 0 | 0 | 0 | 0 | 0 | 0 | 0 | 0 | 0 | 2.424 | 2.409 | 2.3897 | 2.3732 | 2.3548 | 2.3365 | 2.3163 | 2.3002 | 2.2822 | 2.2641 | 0 | 0 | 0 | 0 | 0 | 0 | 0 | 0 | 0 | 0 | 23.45 | 2.424 | 4.833 | 7.2227 | 9.5959 | 11.9507 | 14.2871 | 16.6035 | 18.9037 | 21.1859 | 23.45 | 23.45 | 23.45 | 23.45 | 23.45 | 23.45 | 23.45 | 23.45 | 23.45 | 23.45 | 23.45 | 0 | 0 | 0 | 0 | 0 | 0 | 0 | 0 | 0 | 0 | 0 | 0 | 0 | 0 | 0 | 0 | 0 | 0 | 0 | 0 | 0 | 0 | 0 | 0 | 0 | 0 | 0 | 0 | 0 | 0 | 0 | 0 | 0 | 0 | 0 | 0 | 0 | 0 | 0 | 0 | 0 | 0 | 0 | 0 | 0 | 0 | 0 | 0 | 0 | 0 | 0 | 0 | 0 | 0 | 0 | 0 | 0 | 0 | 0 | 0 | 0 | 0 | 0 | 0 | 0 | 0 | 0 | 0 | 0 | 0.01296% | 0 | 0 | 0 | 0 | 0 | 0 | 0 | 0 | 0 | 0 | 0 | 0 | 0 | 0 | 0 | 0 | 0 | 0 | 0 | 0 | 0 | 0 | 0 | 0
| Industrial_tool_Gas | M_Input | 2000-2018 Industrial Assessment Center | 2020 | Retro | 2022 | 2041 | PSE | Industrial | Sugar | Gas | Per Region | NA | NA | Sugar Install Or Repair Insulation On Condensate Lines And Optimize Condensate | Sugar Install Or Repair Insulation On Condensate Lines And Optimize Condensate | 0 | 10 | 7.3574 | 0 | I-All-Other-Shift3-All-All-S | 0 | 0 | 0 | 0 | 0 | 0 | 0 | 22.7599 | I-All-Other-Shift3-All-All-S | 0 | 0 | 0 | Comm Flat | Install Or Repair Insulation On Condensate Lines And Optimize Condensate | Install Or Repair Insulation On Condensate Lines And Optimize Condensate | IndShift3 | 0.01266% | 0% | 100% | 1 | 1 | 100% | 10% | 85% | 6.8% | 0.2% | 168.0861 | 1.1726 | 16.9259 | 0 | 11.1681 | 0 | 0 | 0 | -5.4589 |  | 0 | -0.022289 | 0 | 01. ($9,999.000) to $0.028 | N/A | -0.022289 | 01. ($9,999.00) to $0.22 | N/A | 0 | 0 | 0 | 0 | 0 | 0 | 0 | 0 | 0 | 0 | 0 | 0 | 0 | 0 | 0 | 0 | 0 | 0 | 0 | 0 | 0 | 0 | 0 | 0 | 0 | 0 | 0 | 0 | 0 | 0 | 0 | 0 | 0 | 0 | 0 | 0 | 0 | 0 | 0 | 0 | 0 | 0 | 0 | 0 | 0 | 0 | 0 | 0 | 0 | 0 | 0 | 0 | 0 | 0 | 0 | 0 | 0 | 0 | 0 | 0 | 0 | 0 | 0 | 0 | 0 | 0 | 0 | 0 | 0 | 0 | 0 | 0 | 0 | 0.085 | 0.085 | 0.085 | 0.085 | 0.085 | 0.085 | 0.085 | 0.085 | 0.085 | 0.085 | 0 | 0 | 0 | 0 | 0 | 0 | 0 | 0 | 0 | 0 | 1.9346 | 1.9226 | 1.9072 | 1.8941 | 1.8794 | 1.8647 | 1.8487 | 1.8358 | 1.8214 | 1.807 | 0 | 0 | 0 | 0 | 0 | 0 | 0 | 0 | 0 | 0 | 18.7155 | 1.9346 | 3.8572 | 5.7644 | 7.6585 | 9.5379 | 11.4026 | 13.2513 | 15.0871 | 16.9085 | 18.7155 | 18.7155 | 18.7155 | 18.7155 | 18.7155 | 18.7155 | 18.7155 | 18.7155 | 18.7155 | 18.7155 | 18.7155 | 0 | 0 | 0 | 0 | 0 | 0 | 0 | 0 | 0 | 0 | 0 | 0 | 0 | 0 | 0 | 0 | 0 | 0 | 0 | 0 | 0 | 0 | 0 | 0 | 0 | 0 | 0 | 0 | 0 | 0 | 0 | 0 | 0 | 0 | 0 | 0 | 0 | 0 | 0 | 0 | 0 | 0 | 0 | 0 | 0 | 0 | 0 | 0 | 0 | 0 | 0 | 0 | 0 | 0 | 0 | 0 | 0 | 0 | 0 | 0 | 0 | 0 | 0 | 0 | 0 | 0 | 0 | 0 | 0 | 0.01296% | 0 | 0 | 0 | 0 | 0 | 0 | 0 | 0 | 0 | 0 | 0 | 0 | 0 | 0 | 0 | 0 | 0 | 0 | 0 | 0 | 0 | 0 | 0 | 0
| Industrial_tool_Gas | M_Input | 2000-2018 Industrial Assessment Center | 2020 | Retro | 2022 | 2041 | PSE | Industrial | Sugar | Gas | Per Region | NA | NA | Sugar Insulate Steam, Hot Water Lines Or Feedwater Tank | Sugar Insulate Steam, Hot Water Lines Or Feedwater Tank | 0 | 15 | 0.771 | 0 | I-All-Other-Shift3-All-All-S | 0 | 0 | 0 | 0 | 0 | 0 | 0 | 1.7024 | I-All-Other-Shift3-All-All-S | 0 | 0 | 0 | Comm Flat | Insulate Steam, Hot Water Lines Or Feedwater Tank | Insulate Steam, Hot Water Lines Or Feedwater Tank | IndShift3 | 0.01266% | 0% | 100% | 1 | 1 | 100% | 6.667% | 85% | 6.8% | 0.2% | 18.0639 | 0.08771 | 1.8152 | 0 | 0.90817 | 0 | 0 | 0 | -0.8405 |  | 0 | -0.04588 | 0 | 01. ($9,999.000) to $0.028 | N/A | -0.04588 | 01. ($9,999.00) to $0.22 | N/A | 0 | 0 | 0 | 0 | 0 | 0 | 0 | 0 | 0 | 0 | 0 | 0 | 0 | 0 | 0 | 0 | 0 | 0 | 0 | 0 | 0 | 0 | 0 | 0 | 0 | 0 | 0 | 0 | 0 | 0 | 0 | 0 | 0 | 0 | 0 | 0 | 0 | 0 | 0 | 0 | 0 | 0 | 0 | 0 | 0 | 0 | 0 | 0 | 0 | 0 | 0 | 0 | 0 | 0 | 0 | 0 | 0 | 0 | 0 | 0 | 0 | 0 | 0 | 0 | 0 | 0 | 0 | 0 | 0 | 0 | 0 | 0 | 0 | 0.085 | 0.085 | 0.085 | 0.085 | 0.085 | 0.085 | 0.085 | 0.085 | 0.085 | 0.085 | 0 | 0 | 0 | 0 | 0 | 0 | 0 | 0 | 0 | 0 | 0.14471 | 0.14381 | 0.14266 | 0.14168 | 0.14058 | 0.13948 | 0.13828 | 0.13732 | 0.13624 | 0.13516 | 0 | 0 | 0 | 0 | 0 | 0 | 0 | 0 | 0 | 0 | 1.3999 | 0.14471 | 0.28852 | 0.43118 | 0.57285 | 0.71343 | 0.85291 | 0.99119 | 1.1285 | 1.2648 | 1.3999 | 1.3999 | 1.3999 | 1.3999 | 1.3999 | 1.3999 | 1.3999 | 1.3999 | 1.3999 | 1.3999 | 1.3999 | 0 | 0 | 0 | 0 | 0 | 0 | 0 | 0 | 0 | 0 | 0 | 0 | 0 | 0 | 0 | 0 | 0 | 0 | 0 | 0 | 0 | 0 | 0 | 0 | 0 | 0 | 0 | 0 | 0 | 0 | 0 | 0 | 0 | 0 | 0 | 0 | 0 | 0 | 0 | 0 | 0 | 0 | 0 | 0 | 0 | 0 | 0 | 0 | 0 | 0 | 0 | 0 | 0 | 0 | 0 | 0 | 0 | 0 | 0 | 0 | 0 | 0 | 0 | 0 | 0 | 0 | 0 | 0 | 0 | 0.01296% | 0 | 0 | 0 | 0 | 0 | 0 | 0 | 0 | 0 | 0 | 0 | 0 | 0 | 0 | 0 | 0 | 0 | 0 | 0 | 0 | 0 | 0 | 0 | 0
| Industrial_tool_Gas | M_Input | 2000-2018 Industrial Assessment Center | 2020 | Retro | 2022 | 2041 | PSE | Industrial | Sugar | Gas | Per Region | NA | NA | Sugar Minimize Boiler Blowdown | Sugar Minimize Boiler Blowdown | 0 | 5 | 1.007 | 0 | I-All-Other-Shift3-All-All-S | 0 | 0 | 0 | 0 | 0 | 0 | 0 | 1.2826 | I-All-Other-Shift3-All-All-S | 0 | 0 | 0 | Comm Flat | Minimize Boiler Blowdown | Minimize Boiler Blowdown | IndShift3 | 0.01266% | 0% | 100% | 1 | 1 | 100% | 20% | 85% | 6.8% | 0.2% | 4.9285 | 0.066082 | 0.49946 | 0 | 2.6285 | 0 | 0 | 0 | 2.2644 |  | 0 | 0.16406 | 0 | 01. ($9,999.000) to $0.028 | N/A | 0.16406 | 01. ($9,999.00) to $0.22 | N/A | 0 | 0 | 0 | 0 | 0 | 0 | 0 | 0 | 0 | 0 | 0 | 0 | 0 | 0 | 0 | 0 | 0 | 0 | 0 | 0 | 0 | 0 | 0 | 0 | 0 | 0 | 0 | 0 | 0 | 0 | 0 | 0 | 0 | 0 | 0 | 0 | 0 | 0 | 0 | 0 | 0 | 0 | 0 | 0 | 0 | 0 | 0 | 0 | 0 | 0 | 0 | 0 | 0 | 0 | 0 | 0 | 0 | 0 | 0 | 0 | 0 | 0 | 0 | 0 | 0 | 0 | 0 | 0 | 0 | 0 | 0 | 0 | 0 | 0.085 | 0.085 | 0.085 | 0.085 | 0.085 | 0.085 | 0.085 | 0.085 | 0.085 | 0.085 | 0 | 0 | 0 | 0 | 0 | 0 | 0 | 0 | 0 | 0 | 0.10902 | 0.10835 | 0.10748 | 0.10674 | 0.10591 | 0.10509 | 0.10418 | 0.10346 | 0.10265 | 0.10183 | 0 | 0 | 0 | 0 | 0 | 0 | 0 | 0 | 0 | 0 | 1.0547 | 0.10902 | 0.21737 | 0.32486 | 0.4316 | 0.53751 | 0.6426 | 0.74678 | 0.85024 | 0.95289 | 1.0547 | 1.0547 | 1.0547 | 1.0547 | 1.0547 | 1.0547 | 1.0547 | 1.0547 | 1.0547 | 1.0547 | 1.0547 | 0 | 0 | 0 | 0 | 0 | 0 | 0 | 0 | 0 | 0 | 0 | 0 | 0 | 0 | 0 | 0 | 0 | 0 | 0 | 0 | 0 | 0 | 0 | 0 | 0 | 0 | 0 | 0 | 0 | 0 | 0 | 0 | 0 | 0 | 0 | 0 | 0 | 0 | 0 | 0 | 0 | 0 | 0 | 0 | 0 | 0 | 0 | 0 | 0 | 0.19247 | 0.19128 | 0.18975 | 0.18844 | 0.18698 | 0.18552 | 0.18393 | 0.18265 | 0.18122 | 0.17978 | 0 | 0 | 0 | 0 | 0 | 0 | 0 | 0 | 0 | 0 | 0.01296% | 0 | 0 | 0 | 0 | 0 | 0 | 0 | 0 | 0 | 0 | 0 | 0 | 0 | 0 | 0 | 0 | 0 | 0 | 0 | 0 | 0 | 0 | 0 | 0
| Industrial_tool_Gas | M_Input | 2000-2018 Industrial Assessment Center | 2020 | Retro | 2022 | 2041 | PSE | Industrial | Sugar | Gas | Per Region | NA | NA | Sugar Optimize Heating System To Improve Burner Efficiency, Reduce Energy Requirements And Heat Treatment Process | Sugar Optimize Heating System To Improve Burner Efficiency, Reduce Energy Requirements And Heat Treatment Process | 0 | 20 | 9.8226 | 0 | I-All-Other-Shift3-All-All-S | 0 | 0 | 0 | 0 | 0 | 0 | 0 | 14.8143 | I-All-Other-Shift3-All-All-S | 0 | 0 | 0 | Comm Flat | Optimize Heating System To Improve Burner Efficiency, Reduce Energy Requirements And Heat Treatment Process | Optimize Heating System To Improve Burner Efficiency, Reduce Energy Requirements And Heat Treatment Process | IndShift3 | 0.01266% | 0% | 100% | 1 | 1 | 100% | 5% | 85% | 6.8% | 0.2% | 202.9209 | 0.76324 | 20.3684 | 0 | 9.8226 | 0 | 0 | 0 | -9.3445 |  | 0 | -0.058618 | 0 | 01. ($9,999.000) to $0.028 | N/A | -0.058618 | 01. ($9,999.00) to $0.22 | N/A | 0 | 0 | 0 | 0 | 0 | 0 | 0 | 0 | 0 | 0 | 0 | 0 | 0 | 0 | 0 | 0 | 0 | 0 | 0 | 0 | 0 | 0 | 0 | 0 | 0 | 0 | 0 | 0 | 0 | 0 | 0 | 0 | 0 | 0 | 0 | 0 | 0 | 0 | 0 | 0 | 0 | 0 | 0 | 0 | 0 | 0 | 0 | 0 | 0 | 0 | 0 | 0 | 0 | 0 | 0 | 0 | 0 | 0 | 0 | 0 | 0 | 0 | 0 | 0 | 0 | 0 | 0 | 0 | 0 | 0 | 0 | 0 | 0 | 0.085 | 0.085 | 0.085 | 0.085 | 0.085 | 0.085 | 0.085 | 0.085 | 0.085 | 0.085 | 0 | 0 | 0 | 0 | 0 | 0 | 0 | 0 | 0 | 0 | 1.2592 | 1.2514 | 1.2414 | 1.2328 | 1.2233 | 1.2137 | 1.2033 | 1.1949 | 1.1856 | 1.1762 | 0 | 0 | 0 | 0 | 0 | 0 | 0 | 0 | 0 | 0 | 12.1818 | 1.2592 | 2.5106 | 3.752 | 4.9849 | 6.2081 | 7.4219 | 8.6252 | 9.8201 | 11.0057 | 12.1818 | 12.1818 | 12.1818 | 12.1818 | 12.1818 | 12.1818 | 12.1818 | 12.1818 | 12.1818 | 12.1818 | 12.1818 | 0 | 0 | 0 | 0 | 0 | 0 | 0 | 0 | 0 | 0 | 0 | 0 | 0 | 0 | 0 | 0 | 0 | 0 | 0 | 0 | 0 | 0 | 0 | 0 | 0 | 0 | 0 | 0 | 0 | 0 | 0 | 0 | 0 | 0 | 0 | 0 | 0 | 0 | 0 | 0 | 0 | 0 | 0 | 0 | 0 | 0 | 0 | 0 | 0 | 0 | 0 | 0 | 0 | 0 | 0 | 0 | 0 | 0 | 0 | 0 | 0 | 0 | 0 | 0 | 0 | 0 | 0 | 0 | 0 | 0.01296% | 0 | 0 | 0 | 0 | 0 | 0 | 0 | 0 | 0 | 0 | 0 | 0 | 0 | 0 | 0 | 0 | 0 | 0 | 0 | 0 | 0 | 0 | 0 | 0
| Industrial_tool_Gas | M_Input | 2000-2018 Industrial Assessment Center | 2020 | Retro | 2022 | 2041 | PSE | Industrial | Sugar | Gas | Per Region | NA | NA | Sugar Repair And Eliminate Steam Leaks | Sugar Repair And Eliminate Steam Leaks | 0 | 6 | 1.7235 | 0 | I-All-Other-Shift3-All-All-S | 0 | 0 | 0 | 0 | 0 | 0 | 0 | 10.9529 | I-All-Other-Shift3-All-All-S | 0 | 0 | 0 | Comm Flat | Repair And Eliminate Steam Leaks | Repair And Eliminate Steam Leaks | IndShift3 | 0.01266% | 0% | 100% | 1 | 1 | 100% | 16.67% | 85% | 6.8% | 0.2% | 50.1567 | 0.5643 | 5.0721 | 0 | 3.8805 | 0 | 0 | 0 | -1.4112 |  | 0 | -0.011974 | 0 | 01. ($9,999.000) to $0.028 | N/A | -0.011974 | 01. ($9,999.00) to $0.22 | N/A | 0 | 0 | 0 | 0 | 0 | 0 | 0 | 0 | 0 | 0 | 0 | 0 | 0 | 0 | 0 | 0 | 0 | 0 | 0 | 0 | 0 | 0 | 0 | 0 | 0 | 0 | 0 | 0 | 0 | 0 | 0 | 0 | 0 | 0 | 0 | 0 | 0 | 0 | 0 | 0 | 0 | 0 | 0 | 0 | 0 | 0 | 0 | 0 | 0 | 0 | 0 | 0 | 0 | 0 | 0 | 0 | 0 | 0 | 0 | 0 | 0 | 0 | 0 | 0 | 0 | 0 | 0 | 0 | 0 | 0 | 0 | 0 | 0 | 0.085 | 0.085 | 0.085 | 0.085 | 0.085 | 0.085 | 0.085 | 0.085 | 0.085 | 0.085 | 0 | 0 | 0 | 0 | 0 | 0 | 0 | 0 | 0 | 0 | 0.931 | 0.92523 | 0.91782 | 0.9115 | 0.90442 | 0.89738 | 0.88965 | 0.88346 | 0.87655 | 0.8696 | 0 | 0 | 0 | 0 | 0 | 0 | 0 | 0 | 0 | 0 | 9.0066 | 0.931 | 1.8562 | 2.7741 | 3.6856 | 4.59 | 5.4874 | 6.377 | 7.2605 | 8.137 | 9.0066 | 9.0066 | 9.0066 | 9.0066 | 9.0066 | 9.0066 | 9.0066 | 9.0066 | 9.0066 | 9.0066 | 9.0066 | 0 | 0 | 0 | 0 | 0 | 0 | 0 | 0 | 0 | 0 | 0 | 0 | 0 | 0 | 0 | 0 | 0 | 0 | 0 | 0 | 0 | 0 | 0 | 0 | 0 | 0 | 0 | 0 | 0 | 0 | 0 | 0 | 0 | 0 | 0 | 0 | 0 | 0 | 0 | 0 | 0 | 0 | 0 | 0 | 0 | 0 | 0 | 0 | 0 | 0 | 0 | 0 | 0 | 0 | 0 | 0 | 0 | 0 | 0 | 0 | 0 | 0 | 0 | 0 | 0 | 0 | 0 | 0 | 0 | 0.01296% | 0 | 0 | 0 | 0 | 0 | 0 | 0 | 0 | 0 | 0 | 0 | 0 | 0 | 0 | 0 | 0 | 0 | 0 | 0 | 0 | 0 | 0 | 0 | 0
| Industrial_tool_Gas | M_Input | 2000-2018 Industrial Assessment Center | 2020 | Retro | 2022 | 2041 | PSE | Industrial | Sugar | Gas | Per Region | NA | NA | Sugar Replace Steam Traps | Sugar Replace Steam Traps | 0 | 6 | 1.4262 | 0 | I-All-Other-Shift3-All-All-S | 0 | 0 | 0 | 0 | 0 | 0 | 0 | 12.1059 | I-All-Other-Shift3-All-All-S | 0 | 0 | 0 | Comm Flat | Replace Steam Traps | Replace Steam Traps | IndShift3 | 0.01266% | 0% | 100% | 1 | 1 | 100% | 16.67% | 85% | 6.8% | 0.2% | 55.4364 | 0.6237 | 5.606 | 0 | 3.211 | 0 | 0 | 0 | -2.7335 |  | 0 | -0.020984 | 0 | 01. ($9,999.000) to $0.028 | N/A | -0.020984 | 01. ($9,999.00) to $0.22 | N/A | 0 | 0 | 0 | 0 | 0 | 0 | 0 | 0 | 0 | 0 | 0 | 0 | 0 | 0 | 0 | 0 | 0 | 0 | 0 | 0 | 0 | 0 | 0 | 0 | 0 | 0 | 0 | 0 | 0 | 0 | 0 | 0 | 0 | 0 | 0 | 0 | 0 | 0 | 0 | 0 | 0 | 0 | 0 | 0 | 0 | 0 | 0 | 0 | 0 | 0 | 0 | 0 | 0 | 0 | 0 | 0 | 0 | 0 | 0 | 0 | 0 | 0 | 0 | 0 | 0 | 0 | 0 | 0 | 0 | 0 | 0 | 0 | 0 | 0.085 | 0.085 | 0.085 | 0.085 | 0.085 | 0.085 | 0.085 | 0.085 | 0.085 | 0.085 | 0 | 0 | 0 | 0 | 0 | 0 | 0 | 0 | 0 | 0 | 1.029 | 1.0226 | 1.0144 | 1.0074 | 0.99962 | 0.99184 | 0.9833 | 0.97646 | 0.96882 | 0.96114 | 0 | 0 | 0 | 0 | 0 | 0 | 0 | 0 | 0 | 0 | 9.9547 | 1.029 | 2.0516 | 3.0661 | 4.0735 | 5.0731 | 6.065 | 7.0483 | 8.0247 | 8.9935 | 9.9547 | 9.9547 | 9.9547 | 9.9547 | 9.9547 | 9.9547 | 9.9547 | 9.9547 | 9.9547 | 9.9547 | 9.9547 | 0 | 0 | 0 | 0 | 0 | 0 | 0 | 0 | 0 | 0 | 0 | 0 | 0 | 0 | 0 | 0 | 0 | 0 | 0 | 0 | 0 | 0 | 0 | 0 | 0 | 0 | 0 | 0 | 0 | 0 | 0 | 0 | 0 | 0 | 0 | 0 | 0 | 0 | 0 | 0 | 0 | 0 | 0 | 0 | 0 | 0 | 0 | 0 | 0 | 0 | 0 | 0 | 0 | 0 | 0 | 0 | 0 | 0 | 0 | 0 | 0 | 0 | 0 | 0 | 0 | 0 | 0 | 0 | 0 | 0.01296% | 0 | 0 | 0 | 0 | 0 | 0 | 0 | 0 | 0 | 0 | 0 | 0 | 0 | 0 | 0 | 0 | 0 | 0 | 0 | 0 | 0 | 0 | 0 | 0
| Industrial_tool_Gas | M_Input | 2000-2018 Industrial Assessment Center | 2020 | Retro | 2022 | 2041 | PSE | Industrial | Sugar | Gas | Per Region | NA | NA | Sugar Other Plant Operations Improvements To Reduce Energy Requirements | Sugar Other Plant Operations Improvements To Reduce Energy Requirements | 0 | 10 | 89.0795 | 0 | I-All-Other-Shift3-All-All-S | 0 | 0 | 0 | 0 | 0 | 0 | 0 | 15.166 | I-All-Other-Shift3-All-All-S | 0 | 0 | 0 | Comm Flat | Other Plant Operations Improvements To Reduce Energy Requirements | Other Plant Operations Improvements To Reduce Energy Requirements | IndShift3 | 0.01266% | 0% | 100% | 1 | 1 | 100% | 10% | 85% | 6.8% | 0.2% | 112.0034 | 0.78136 | 11.2785 | 0 | 135.2182 | 0 | 0 | 0 | 140.9743 |  | 0 | 0.86383 | 0 | 01. ($9,999.000) to $0.028 | N/A | 0.86383 | 09. $0.85 to $0.95 | N/A | 0 | 0 | 0 | 0 | 0 | 0 | 0 | 0 | 0 | 0 | 0 | 0 | 0 | 0 | 0 | 0 | 0 | 0 | 0 | 0 | 0 | 0 | 0 | 0 | 0 | 0 | 0 | 0 | 0 | 0 | 0 | 0 | 0 | 0 | 0 | 0 | 0 | 0 | 0 | 0 | 0 | 0 | 0 | 0 | 0 | 0 | 0 | 0 | 0 | 0 | 0 | 0 | 0 | 0 | 0 | 0 | 0 | 0 | 0 | 0 | 0 | 0 | 0 | 0 | 0 | 0 | 0 | 0 | 0 | 0 | 0 | 0 | 0 | 0.085 | 0.085 | 0.085 | 0.085 | 0.085 | 0.085 | 0.085 | 0.085 | 0.085 | 0.085 | 0 | 0 | 0 | 0 | 0 | 0 | 0 | 0 | 0 | 0 | 1.2891 | 1.2811 | 1.2709 | 1.2621 | 1.2523 | 1.2426 | 1.2319 | 1.2233 | 1.2137 | 1.2041 | 0 | 0 | 0 | 0 | 0 | 0 | 0 | 0 | 0 | 0 | 12.471 | 1.2891 | 2.5702 | 3.8411 | 5.1032 | 6.3555 | 7.5981 | 8.8299 | 10.0532 | 11.2669 | 12.471 | 12.471 | 12.471 | 12.471 | 12.471 | 12.471 | 12.471 | 12.471 | 12.471 | 12.471 | 12.471 | 0 | 0 | 0 | 0 | 0 | 0 | 0 | 0 | 0 | 0 | 0 | 0 | 0 | 0 | 0 | 0 | 0 | 0 | 0 | 0 | 0 | 0 | 0 | 0 | 0 | 0 | 0 | 0 | 0 | 0 | 0 | 0 | 0 | 0 | 0 | 0 | 0 | 0 | 0 | 0 | 0 | 0 | 0 | 0 | 0 | 0 | 0 | 0 | 0 | 11.9828 | 11.9086 | 11.8132 | 11.7319 | 11.6407 | 11.5501 | 11.4506 | 11.371 | 11.282 | 11.1926 | 0 | 0 | 0 | 0 | 0 | 0 | 0 | 0 | 0 | 0 | 0.01296% | 0 | 0 | 0 | 0 | 0 | 0 | 0 | 0 | 0 | 0 | 0 | 0 | 0 | 0 | 0 | 0 | 0 | 0 | 0 | 0 | 0 | 0 | 0 | 0
| Industrial_tool_Gas | M_Input | 2000-2018 Industrial Assessment Center | 2020 | Retro | 2022 | 2041 | PSE | Industrial | Sugar | Gas | Per Region | NA | NA | Sugar Heat Recovery And Waste Heat For Process | Sugar Heat Recovery And Waste Heat For Process | 0 | 14 | 187.5803 | 0 | I-All-Other-Shift3-All-All-S | 0 | 0 | 0 | 0 | 0 | 0 | 0 | 224.647 | I-All-Other-Shift3-All-All-S | 0 | 0 | 0 | Comm Flat | Heat Recovery And Waste Heat For Process | Heat Recovery And Waste Heat For Process | IndShift3 | 0.01266% | 0% | 100% | 1 | 1 | 100% | 7.143% | 85% | 6.8% | 0.2% | 2241.1099 | 11.5739 | 225.2684 | 0 | 230.7961 | 0 | 0 | 0 | 31.4698 |  | 0 | 0.013018 | 0 | 01. ($9,999.000) to $0.028 | N/A | 0.013018 | 01. ($9,999.00) to $0.22 | N/A | 0 | 0 | 0 | 0 | 0 | 0 | 0 | 0 | 0 | 0 | 0 | 0 | 0 | 0 | 0 | 0 | 0 | 0 | 0 | 0 | 0 | 0 | 0 | 0 | 0 | 0 | 0 | 0 | 0 | 0 | 0 | 0 | 0 | 0 | 0 | 0 | 0 | 0 | 0 | 0 | 0 | 0 | 0 | 0 | 0 | 0 | 0 | 0 | 0 | 0 | 0 | 0 | 0 | 0 | 0 | 0 | 0 | 0 | 0 | 0 | 0 | 0 | 0 | 0 | 0 | 0 | 0 | 0 | 0 | 0 | 0 | 0 | 0 | 0.085 | 0.085 | 0.085 | 0.085 | 0.085 | 0.085 | 0.085 | 0.085 | 0.085 | 0.085 | 0 | 0 | 0 | 0 | 0 | 0 | 0 | 0 | 0 | 0 | 19.095 | 18.9767 | 18.8247 | 18.6951 | 18.5499 | 18.4054 | 18.2469 | 18.12 | 17.9782 | 17.8357 | 0 | 0 | 0 | 0 | 0 | 0 | 0 | 0 | 0 | 0 | 184.7277 | 19.095 | 38.0717 | 56.8965 | 75.5916 | 94.1414 | 112.5468 | 130.7938 | 148.9138 | 166.892 | 184.7277 | 184.7277 | 184.7277 | 184.7277 | 184.7277 | 184.7277 | 184.7277 | 184.7277 | 184.7277 | 184.7277 | 184.7277 | 0 | 0 | 0 | 0 | 0 | 0 | 0 | 0 | 0 | 0 | 0 | 0 | 0 | 0 | 0 | 0 | 0 | 0 | 0 | 0 | 0 | 0 | 0 | 0 | 0 | 0 | 0 | 0 | 0 | 0 | 0 | 0 | 0 | 0 | 0 | 0 | 0 | 0 | 0 | 0 | 0 | 0 | 0 | 0 | 0 | 0 | 0 | 0 | 0 | 2.6749 | 2.6584 | 2.6371 | 2.6189 | 2.5986 | 2.5783 | 2.5561 | 2.5384 | 2.5185 | 2.4985 | 0 | 0 | 0 | 0 | 0 | 0 | 0 | 0 | 0 | 0 | 0.01296% | 0 | 0 | 0 | 0 | 0 | 0 | 0 | 0 | 0 | 0 | 0 | 0 | 0 | 0 | 0 | 0 | 0 | 0 | 0 | 0 | 0 | 0 | 0 | 0
| Industrial_tool_Gas | M_Input | 2000-2018 Industrial Assessment Center | 2020 | Retro | 2022 | 2041 | PSE | Industrial | Sugar | Gas | Per Region | NA | NA | Sugar Process Improvements To Reduce Energy Requirements | Sugar Process Improvements To Reduce Energy Requirements | 0 | 15 | 458.1787 | 0 | I-All-Other-Shift3-All-All-S | 0 | 0 | 0 | 0 | 0 | 0 | 0 | 520.0223 | I-All-Other-Shift3-All-All-S | 0 | 0 | 0 | Comm Flat | Process Improvements To Reduce Energy Requirements | Process Improvements To Reduce Energy Requirements | IndShift3 | 0.01266% | 0% | 100% | 1 | 1 | 100% | 6.667% | 85% | 6.8% | 0.2% | 5517.7565 | 26.7918 | 554.4548 | 0 | 539.6956 | 0 | 0 | 0 | 50.0848 |  | 0 | 0.0089504 | 0 | 01. ($9,999.000) to $0.028 | N/A | 0.0089504 | 01. ($9,999.00) to $0.22 | N/A | 0 | 0 | 0 | 0 | 0 | 0 | 0 | 0 | 0 | 0 | 0 | 0 | 0 | 0 | 0 | 0 | 0 | 0 | 0 | 0 | 0 | 0 | 0 | 0 | 0 | 0 | 0 | 0 | 0 | 0 | 0 | 0 | 0 | 0 | 0 | 0 | 0 | 0 | 0 | 0 | 0 | 0 | 0 | 0 | 0 | 0 | 0 | 0 | 0 | 0 | 0 | 0 | 0 | 0 | 0 | 0 | 0 | 0 | 0 | 0 | 0 | 0 | 0 | 0 | 0 | 0 | 0 | 0 | 0 | 0 | 0 | 0 | 0 | 0.085 | 0.085 | 0.085 | 0.085 | 0.085 | 0.085 | 0.085 | 0.085 | 0.085 | 0.085 | 0 | 0 | 0 | 0 | 0 | 0 | 0 | 0 | 0 | 0 | 44.2019 | 43.9282 | 43.5762 | 43.2762 | 42.94 | 42.6056 | 42.2388 | 41.945 | 41.6167 | 41.2869 | 0 | 0 | 0 | 0 | 0 | 0 | 0 | 0 | 0 | 0 | 427.6154 | 44.2019 | 88.1301 | 131.7063 | 174.9825 | 217.9225 | 260.5281 | 302.7669 | 344.7119 | 386.3286 | 427.6154 | 427.6154 | 427.6154 | 427.6154 | 427.6154 | 427.6154 | 427.6154 | 427.6154 | 427.6154 | 427.6154 | 427.6154 | 0 | 0 | 0 | 0 | 0 | 0 | 0 | 0 | 0 | 0 | 0 | 0 | 0 | 0 | 0 | 0 | 0 | 0 | 0 | 0 | 0 | 0 | 0 | 0 | 0 | 0 | 0 | 0 | 0 | 0 | 0 | 0 | 0 | 0 | 0 | 0 | 0 | 0 | 0 | 0 | 0 | 0 | 0 | 0 | 0 | 0 | 0 | 0 | 0 | 4.2572 | 4.2308 | 4.1969 | 4.168 | 4.1357 | 4.1035 | 4.0681 | 4.0398 | 4.0082 | 3.9764 | 0 | 0 | 0 | 0 | 0 | 0 | 0 | 0 | 0 | 0 | 0.01296% | 0 | 0 | 0 | 0 | 0 | 0 | 0 | 0 | 0 | 0 | 0 | 0 | 0 | 0 | 0 | 0 | 0 | 0 | 0 | 0 | 0 | 0 | 0 | 0
| Industrial_tool_Gas | M_Input | 2000-2018 Industrial Assessment Center | 2020 | Retro | 2022 | 2041 | PSE | Industrial | Sugar | Gas | Per Region | NA | NA | Sugar Thermal Systems Add Insulation To Equipment | Sugar Thermal Systems Add Insulation To Equipment | 0 | 10 | 33.5322 | 0 | I-All-Other-Shift3-All-All-S | 0 | 0 | 0 | 0 | 0 | 0 | 0 | 71.5803 | I-All-Other-Shift3-All-All-S | 0 | 0 | 0 | Comm Flat | Thermal Systems Add Insulation To Equipment | Thermal Systems Add Insulation To Equipment | IndShift3 | 0.01266% | 0% | 100% | 1 | 1 | 100% | 10% | 85% | 6.8% | 0.2% | 528.633 | 3.6878 | 53.2321 | 0 | 50.9001 | 0 | 0 | 0 | 0.68662 |  | 0 | 0.00089142 | 0 | 01. ($9,999.000) to $0.028 | N/A | 0.00089142 | 01. ($9,999.00) to $0.22 | N/A | 0 | 0 | 0 | 0 | 0 | 0 | 0 | 0 | 0 | 0 | 0 | 0 | 0 | 0 | 0 | 0 | 0 | 0 | 0 | 0 | 0 | 0 | 0 | 0 | 0 | 0 | 0 | 0 | 0 | 0 | 0 | 0 | 0 | 0 | 0 | 0 | 0 | 0 | 0 | 0 | 0 | 0 | 0 | 0 | 0 | 0 | 0 | 0 | 0 | 0 | 0 | 0 | 0 | 0 | 0 | 0 | 0 | 0 | 0 | 0 | 0 | 0 | 0 | 0 | 0 | 0 | 0 | 0 | 0 | 0 | 0 | 0 | 0 | 0.085 | 0.085 | 0.085 | 0.085 | 0.085 | 0.085 | 0.085 | 0.085 | 0.085 | 0.085 | 0 | 0 | 0 | 0 | 0 | 0 | 0 | 0 | 0 | 0 | 6.0843 | 6.0466 | 5.9982 | 5.9569 | 5.9106 | 5.8646 | 5.8141 | 5.7737 | 5.7285 | 5.6831 | 0 | 0 | 0 | 0 | 0 | 0 | 0 | 0 | 0 | 0 | 58.8606 | 6.0843 | 12.131 | 18.1292 | 24.0861 | 29.9967 | 35.8613 | 41.6754 | 47.4491 | 53.1775 | 58.8606 | 58.8606 | 58.8606 | 58.8606 | 58.8606 | 58.8606 | 58.8606 | 58.8606 | 58.8606 | 58.8606 | 58.8606 | 0 | 0 | 0 | 0 | 0 | 0 | 0 | 0 | 0 | 0 | 0 | 0 | 0 | 0 | 0 | 0 | 0 | 0 | 0 | 0 | 0 | 0 | 0 | 0 | 0 | 0 | 0 | 0 | 0 | 0 | 0 | 0 | 0 | 0 | 0 | 0 | 0 | 0 | 0 | 0 | 0 | 0 | 0 | 0 | 0 | 0 | 0 | 0 | 0 | 0.058362 | 0.058001 | 0.057536 | 0.05714 | 0.056696 | 0.056255 | 0.05577 | 0.055383 | 0.054949 | 0.054514 | 0 | 0 | 0 | 0 | 0 | 0 | 0 | 0 | 0 | 0 | 0.01296% | 0 | 0 | 0 | 0 | 0 | 0 | 0 | 0 | 0 | 0 | 0 | 0 | 0 | 0 | 0 | 0 | 0 | 0 | 0 | 0 | 0 | 0 | 0 | 0
| Industrial_tool_Gas | M_Input | 2000-2018 Industrial Assessment Center | 2020 | Retro | 2022 | 2041 | PSE | Industrial | Sugar | Gas | Per Region | NA | NA | Sugar Thermal Systems Reduce Infiltration; Isolate Hot Or Cold Equipment | Sugar Thermal Systems Reduce Infiltration; Isolate Hot Or Cold Equipment | 0 | 10 | 96.3803 | 0 | I-All-Other-Shift3-All-All-S | 0 | 0 | 0 | 0 | 0 | 0 | 0 | 177.3434 | I-All-Other-Shift3-All-All-S | 0 | 0 | 0 | Comm Flat | Thermal Systems Reduce Infiltration; Isolate Hot Or Cold Equipment | Thermal Systems Reduce Infiltration; Isolate Hot Or Cold Equipment | IndShift3 | 0.01266% | 0% | 100% | 1 | 1 | 100% | 10% | 85% | 6.8% | 0.2% | 1309.7123 | 9.1368 | 131.8849 | 0 | 146.3005 | 0 | 0 | 0 | 24.5548 |  | 0 | 0.012867 | 0 | 01. ($9,999.000) to $0.028 | N/A | 0.012867 | 01. ($9,999.00) to $0.22 | N/A | 0 | 0 | 0 | 0 | 0 | 0 | 0 | 0 | 0 | 0 | 0 | 0 | 0 | 0 | 0 | 0 | 0 | 0 | 0 | 0 | 0 | 0 | 0 | 0 | 0 | 0 | 0 | 0 | 0 | 0 | 0 | 0 | 0 | 0 | 0 | 0 | 0 | 0 | 0 | 0 | 0 | 0 | 0 | 0 | 0 | 0 | 0 | 0 | 0 | 0 | 0 | 0 | 0 | 0 | 0 | 0 | 0 | 0 | 0 | 0 | 0 | 0 | 0 | 0 | 0 | 0 | 0 | 0 | 0 | 0 | 0 | 0 | 0 | 0.085 | 0.085 | 0.085 | 0.085 | 0.085 | 0.085 | 0.085 | 0.085 | 0.085 | 0.085 | 0 | 0 | 0 | 0 | 0 | 0 | 0 | 0 | 0 | 0 | 15.0742 | 14.9808 | 14.8608 | 14.7585 | 14.6439 | 14.5298 | 14.4047 | 14.3045 | 14.1926 | 14.0801 | 0 | 0 | 0 | 0 | 0 | 0 | 0 | 0 | 0 | 0 | 145.8299 | 15.0742 | 30.055 | 44.9159 | 59.6744 | 74.3182 | 88.848 | 103.2527 | 117.5572 | 131.7498 | 145.8299 | 145.8299 | 145.8299 | 145.8299 | 145.8299 | 145.8299 | 145.8299 | 145.8299 | 145.8299 | 145.8299 | 145.8299 | 0 | 0 | 0 | 0 | 0 | 0 | 0 | 0 | 0 | 0 | 0 | 0 | 0 | 0 | 0 | 0 | 0 | 0 | 0 | 0 | 0 | 0 | 0 | 0 | 0 | 0 | 0 | 0 | 0 | 0 | 0 | 0 | 0 | 0 | 0 | 0 | 0 | 0 | 0 | 0 | 0 | 0 | 0 | 0 | 0 | 0 | 0 | 0 | 0 | 2.0872 | 2.0742 | 2.0576 | 2.0434 | 2.0276 | 2.0118 | 1.9945 | 1.9806 | 1.9651 | 1.9495 | 0 | 0 | 0 | 0 | 0 | 0 | 0 | 0 | 0 | 0 | 0.01296% | 0 | 0 | 0 | 0 | 0 | 0 | 0 | 0 | 0 | 0 | 0 | 0 | 0 | 0 | 0 | 0 | 0 | 0 | 0 | 0 | 0 | 0 | 0 | 0
| Industrial_tool_Gas | M_Input | 2000-2018 Industrial Assessment Center | 2020 | Retro | 2022 | 2041 | PSE | Industrial | Sugar | Gas | Per Region | NA | NA | Sugar Waste Heat From Hot Flue Gases To Preheat | Sugar Waste Heat From Hot Flue Gases To Preheat | 0 | 14 | 209.325 | 0 | I-All-Other-Shift3-All-All-S | 0 | 0 | 0 | 0 | 0 | 0 | 0 | 258.449 | I-All-Other-Shift3-All-All-S | 0 | 0 | 0 | Comm Flat | Waste Heat From Hot Flue Gases To Preheat | Waste Heat From Hot Flue Gases To Preheat | IndShift3 | 0.01266% | 0% | 100% | 1 | 1 | 100% | 7.143% | 85% | 6.8% | 0.2% | 2578.3231 | 13.3154 | 259.1638 | 0 | 257.5503 | 0 | 0 | 0 | 26.9361 |  | 0 | 0.0096854 | 0 | 01. ($9,999.000) to $0.028 | N/A | 0.0096854 | 01. ($9,999.00) to $0.22 | N/A | 0 | 0 | 0 | 0 | 0 | 0 | 0 | 0 | 0 | 0 | 0 | 0 | 0 | 0 | 0 | 0 | 0 | 0 | 0 | 0 | 0 | 0 | 0 | 0 | 0 | 0 | 0 | 0 | 0 | 0 | 0 | 0 | 0 | 0 | 0 | 0 | 0 | 0 | 0 | 0 | 0 | 0 | 0 | 0 | 0 | 0 | 0 | 0 | 0 | 0 | 0 | 0 | 0 | 0 | 0 | 0 | 0 | 0 | 0 | 0 | 0 | 0 | 0 | 0 | 0 | 0 | 0 | 0 | 0 | 0 | 0 | 0 | 0 | 0.085 | 0.085 | 0.085 | 0.085 | 0.085 | 0.085 | 0.085 | 0.085 | 0.085 | 0.085 | 0 | 0 | 0 | 0 | 0 | 0 | 0 | 0 | 0 | 0 | 21.9682 | 21.8321 | 21.6572 | 21.5081 | 21.341 | 21.1748 | 20.9925 | 20.8465 | 20.6833 | 20.5194 | 0 | 0 | 0 | 0 | 0 | 0 | 0 | 0 | 0 | 0 | 212.5231 | 21.9682 | 43.8003 | 65.4575 | 86.9656 | 108.3066 | 129.4814 | 150.4739 | 171.3204 | 192.0037 | 212.5231 | 212.5231 | 212.5231 | 212.5231 | 212.5231 | 212.5231 | 212.5231 | 212.5231 | 212.5231 | 212.5231 | 212.5231 | 0 | 0 | 0 | 0 | 0 | 0 | 0 | 0 | 0 | 0 | 0 | 0 | 0 | 0 | 0 | 0 | 0 | 0 | 0 | 0 | 0 | 0 | 0 | 0 | 0 | 0 | 0 | 0 | 0 | 0 | 0 | 0 | 0 | 0 | 0 | 0 | 0 | 0 | 0 | 0 | 0 | 0 | 0 | 0 | 0 | 0 | 0 | 0 | 0 | 2.2896 | 2.2754 | 2.2572 | 2.2416 | 2.2242 | 2.2069 | 2.1879 | 2.1727 | 2.1557 | 2.1386 | 0 | 0 | 0 | 0 | 0 | 0 | 0 | 0 | 0 | 0 | 0.01296% | 0 | 0 | 0 | 0 | 0 | 0 | 0 | 0 | 0 | 0 | 0 | 0 | 0 | 0 | 0 | 0 | 0 | 0 | 0 | 0 | 0 | 0 | 0 | 0
| Industrial_tool_Gas | M_Input | 2000-2018 Industrial Assessment Center | 2020 | Retro | 2022 | 2041 | PSE | Industrial | Sugar | Gas | Per Region | NA | NA | Sugar Plant Operations - Equipment Scheduling Improvements | Sugar Plant Operations - Equipment Scheduling Improvements | 0 | 10 | 23.1292 | 0 | I-All-Other-Shift3-All-All-S | 0 | 0 | 0 | 0 | 0 | 0 | 0 | 8.9446 | I-All-Other-Shift3-All-All-S | 0 | 0 | 0 | Comm Flat | Plant Operations - Equipment Scheduling Improvements | Plant Operations - Equipment Scheduling Improvements | IndShift3 | 0.01266% | 0% | 100% | 1 | 1 | 100% | 10% | 85% | 6.8% | 0.2% | 66.0577 | 0.46083 | 6.6519 | 0 | 35.109 | 0 | 0 | 0 | 32.6222 |  | 0 | 0.33893 | 0 | 01. ($9,999.000) to $0.028 | N/A | 0.33893 | 03. $0.30 to $0.45 | N/A | 0 | 0 | 0 | 0 | 0 | 0 | 0 | 0 | 0 | 0 | 0 | 0 | 0 | 0 | 0 | 0 | 0 | 0 | 0 | 0 | 0 | 0 | 0 | 0 | 0 | 0 | 0 | 0 | 0 | 0 | 0 | 0 | 0 | 0 | 0 | 0 | 0 | 0 | 0 | 0 | 0 | 0 | 0 | 0 | 0 | 0 | 0 | 0 | 0 | 0 | 0 | 0 | 0 | 0 | 0 | 0 | 0 | 0 | 0 | 0 | 0 | 0 | 0 | 0 | 0 | 0 | 0 | 0 | 0 | 0 | 0 | 0 | 0 | 0.085 | 0.085 | 0.085 | 0.085 | 0.085 | 0.085 | 0.085 | 0.085 | 0.085 | 0.085 | 0 | 0 | 0 | 0 | 0 | 0 | 0 | 0 | 0 | 0 | 0.76029 | 0.75559 | 0.74953 | 0.74437 | 0.73859 | 0.73284 | 0.72653 | 0.72147 | 0.71583 | 0.71015 | 0 | 0 | 0 | 0 | 0 | 0 | 0 | 0 | 0 | 0 | 7.3552 | 0.76029 | 1.5159 | 2.2654 | 3.0098 | 3.7484 | 4.4812 | 5.2077 | 5.9292 | 6.645 | 7.3552 | 7.3552 | 7.3552 | 7.3552 | 7.3552 | 7.3552 | 7.3552 | 7.3552 | 7.3552 | 7.3552 | 7.3552 | 0 | 0 | 0 | 0 | 0 | 0 | 0 | 0 | 0 | 0 | 0 | 0 | 0 | 0 | 0 | 0 | 0 | 0 | 0 | 0 | 0 | 0 | 0 | 0 | 0 | 0 | 0 | 0 | 0 | 0 | 0 | 0 | 0 | 0 | 0 | 0 | 0 | 0 | 0 | 0 | 0 | 0 | 0 | 0 | 0 | 0 | 0 | 0 | 0 | 2.7729 | 2.7557 | 2.7336 | 2.7148 | 2.6937 | 2.6727 | 2.6497 | 2.6313 | 2.6107 | 2.59 | 0 | 0 | 0 | 0 | 0 | 0 | 0 | 0 | 0 | 0 | 0.01296% | 0 | 0 | 0 | 0 | 0 | 0 | 0 | 0 | 0 | 0 | 0 | 0 | 0 | 0 | 0 | 0 | 0 | 0 | 0 | 0 | 0 | 0 | 0 | 0
| Industrial_tool_Gas | M_Input | 2000-2018 Industrial Assessment Center | 2020 | Retro | 2022 | 2041 | PSE | Industrial | Hi Tech - Chip Fabrication | Gas | Per Region | NA | NA | Hi Tech - Chip Fabrication Building Envelope Infiltration Improvements | Hi Tech - Chip Fabrication Building Envelope Infiltration Improvements | 0 | 20 | 354.8429 | 0 | I-All-Other-Shift3-All-All-S | 0 | 0 | 0 | 0 | 0 | 0 | 0 | 351.5022 | I-All-Other-Shift3-All-All-S | 0 | 0 | 0 | Comm Flat | Building Envelope Infiltration Improvements | Building Envelope Infiltration Improvements | IndShift3 | 0.01266% | 0% | 100% | 1 | 1 | 100% | 5% | 85% | 6.8% | 0.2% | 4814.7426 | 18.1095 | 483.2852 | 0 | 354.8429 | 0 | 0 | 0 | -75.5833 |  | 0 | -0.019983 | 0 | 01. ($9,999.000) to $0.028 | N/A | -0.019983 | 01. ($9,999.00) to $0.22 | N/A | 0 | 0 | 0 | 0 | 0 | 0 | 0 | 0 | 0 | 0 | 0 | 0 | 0 | 0 | 0 | 0 | 0 | 0 | 0 | 0 | 0 | 0 | 0 | 0 | 0 | 0 | 0 | 0 | 0 | 0 | 0 | 0 | 0 | 0 | 0 | 0 | 0 | 0 | 0 | 0 | 0 | 0 | 0 | 0 | 0 | 0 | 0 | 0 | 0 | 0 | 0 | 0 | 0 | 0 | 0 | 0 | 0 | 0 | 0 | 0 | 0 | 0 | 0 | 0 | 0 | 0 | 0 | 0 | 0 | 0 | 0 | 0 | 0 | 0.085 | 0.085 | 0.085 | 0.085 | 0.085 | 0.085 | 0.085 | 0.085 | 0.085 | 0.085 | 0 | 0 | 0 | 0 | 0 | 0 | 0 | 0 | 0 | 0 | 29.8777 | 29.6927 | 29.4548 | 29.252 | 29.0247 | 28.7987 | 28.5507 | 28.3522 | 28.1302 | 27.9073 | 0 | 0 | 0 | 0 | 0 | 0 | 0 | 0 | 0 | 0 | 289.041 | 29.8777 | 59.5703 | 89.0251 | 118.2771 | 147.3018 | 176.1005 | 204.6512 | 233.0034 | 261.1337 | 289.041 | 289.041 | 289.041 | 289.041 | 289.041 | 289.041 | 289.041 | 289.041 | 289.041 | 289.041 | 289.041 | 0 | 0 | 0 | 0 | 0 | 0 | 0 | 0 | 0 | 0 | 0 | 0 | 0 | 0 | 0 | 0 | 0 | 0 | 0 | 0 | 0 | 0 | 0 | 0 | 0 | 0 | 0 | 0 | 0 | 0 | 0 | 0 | 0 | 0 | 0 | 0 | 0 | 0 | 0 | 0 | 0 | 0 | 0 | 0 | 0 | 0 | 0 | 0 | 0 | 0 | 0 | 0 | 0 | 0 | 0 | 0 | 0 | 0 | 0 | 0 | 0 | 0 | 0 | 0 | 0 | 0 | 0 | 0 | 0 | 0.01296% | 0 | 0 | 0 | 0 | 0 | 0 | 0 | 0 | 0 | 0 | 0 | 0 | 0 | 0 | 0 | 0 | 0 | 0 | 0 | 0 | 0 | 0 | 0 | 0
| Industrial_tool_Gas | M_Input | 2000-2018 Industrial Assessment Center | 2020 | Retro | 2022 | 2041 | PSE | Industrial | Hi Tech - Chip Fabrication | Gas | Per Region | NA | NA | Hi Tech - Chip Fabrication Building Envelope Insulation and Window/Door Improvements | Hi Tech - Chip Fabrication Building Envelope Insulation and Window/Door Improvements | 0 | 20 | 1265.4793 | 0 | I-All-Other-Shift3-All-All-S | 0 | 0 | 0 | 0 | 0 | 0 | 0 | 342.3097 | I-All-Other-Shift3-All-All-S | 0 | 0 | 0 | Comm Flat | Building Envelope Insulation and Window/Door Improvements | Building Envelope Insulation and Window/Door Improvements | IndShift3 | 0.01266% | 0% | 100% | 1 | 1 | 100% | 5% | 85% | 6.8% | 0.2% | 4688.8281 | 17.6359 | 470.6464 | 0 | 1265.4793 | 0 | 0 | 0 | 1030.2928 |  | 0 | 0.27971 | 0 | 01. ($9,999.000) to $0.028 | N/A | 0.27971 | 02. $0.22 to $0.30 | N/A | 0 | 0 | 0 | 0 | 0 | 0 | 0 | 0 | 0 | 0 | 0 | 0 | 0 | 0 | 0 | 0 | 0 | 0 | 0 | 0 | 0 | 0 | 0 | 0 | 0 | 0 | 0 | 0 | 0 | 0 | 0 | 0 | 0 | 0 | 0 | 0 | 0 | 0 | 0 | 0 | 0 | 0 | 0 | 0 | 0 | 0 | 0 | 0 | 0 | 0 | 0 | 0 | 0 | 0 | 0 | 0 | 0 | 0 | 0 | 0 | 0 | 0 | 0 | 0 | 0 | 0 | 0 | 0 | 0 | 0 | 0 | 0 | 0 | 0.085 | 0.085 | 0.085 | 0.085 | 0.085 | 0.085 | 0.085 | 0.085 | 0.085 | 0.085 | 0 | 0 | 0 | 0 | 0 | 0 | 0 | 0 | 0 | 0 | 29.0963 | 28.9161 | 28.6845 | 28.487 | 28.2657 | 28.0455 | 27.8041 | 27.6107 | 27.3946 | 27.1775 | 0 | 0 | 0 | 0 | 0 | 0 | 0 | 0 | 0 | 0 | 281.482 | 29.0963 | 58.0125 | 86.697 | 115.1839 | 143.4496 | 171.4951 | 199.2992 | 226.9099 | 254.3045 | 281.482 | 281.482 | 281.482 | 281.482 | 281.482 | 281.482 | 281.482 | 281.482 | 281.482 | 281.482 | 281.482 | 0 | 0 | 0 | 0 | 0 | 0 | 0 | 0 | 0 | 0 | 0 | 0 | 0 | 0 | 0 | 0 | 0 | 0 | 0 | 0 | 0 | 0 | 0 | 0 | 0 | 0 | 0 | 0 | 0 | 0 | 0 | 0 | 0 | 0 | 0 | 0 | 0 | 0 | 0 | 0 | 0 | 0 | 0 | 0 | 0 | 0 | 0 | 0 | 0 | 87.5749 | 87.0326 | 86.3353 | 85.7408 | 85.0748 | 84.4122 | 83.6855 | 83.1035 | 82.4529 | 81.7995 | 0 | 0 | 0 | 0 | 0 | 0 | 0 | 0 | 0 | 0 | 0.01296% | 0 | 0 | 0 | 0 | 0 | 0 | 0 | 0 | 0 | 0 | 0 | 0 | 0 | 0 | 0 | 0 | 0 | 0 | 0 | 0 | 0 | 0 | 0 | 0
| Industrial_tool_Gas | M_Input | 2000-2018 Industrial Assessment Center | 2020 | Retro | 2022 | 2041 | PSE | Industrial | Hi Tech - Chip Fabrication | Gas | Per Region | NA | NA | Hi Tech - Chip Fabrication Equipment Upgrade - Replace Existing HVAC Unit With High Efficiency Model | Hi Tech - Chip Fabrication Equipment Upgrade - Replace Existing HVAC Unit With High Efficiency Model | 0 | 20 | 1384.0912 | 0 | I-All-Other-Shift3-All-All-S | 0 | 0 | 0 | 0 | 0 | 0 | 0 | 1068.22 | I-All-Other-Shift3-All-All-S | 0 | 0 | 0 | Comm Flat | Equipment Upgrade - Replace Existing HVAC Unit With High Efficiency Model | Equipment Upgrade - Replace Existing HVAC Unit With High Efficiency Model | IndShift3 | 0.01266% | 0% | 100% | 1 | 1 | 100% | 5% | 85% | 6.8% | 0.2% | 14632.0708 | 55.0352 | 1468.7106 | 0 | 1384.0912 | 0 | 0 | 0 | 137.1637 |  | 0 | 0.011933 | 0 | 01. ($9,999.000) to $0.028 | N/A | 0.011933 | 01. ($9,999.00) to $0.22 | N/A | 0 | 0 | 0 | 0 | 0 | 0 | 0 | 0 | 0 | 0 | 0 | 0 | 0 | 0 | 0 | 0 | 0 | 0 | 0 | 0 | 0 | 0 | 0 | 0 | 0 | 0 | 0 | 0 | 0 | 0 | 0 | 0 | 0 | 0 | 0 | 0 | 0 | 0 | 0 | 0 | 0 | 0 | 0 | 0 | 0 | 0 | 0 | 0 | 0 | 0 | 0 | 0 | 0 | 0 | 0 | 0 | 0 | 0 | 0 | 0 | 0 | 0 | 0 | 0 | 0 | 0 | 0 | 0 | 0 | 0 | 0 | 0 | 0 | 0.085 | 0.085 | 0.085 | 0.085 | 0.085 | 0.085 | 0.085 | 0.085 | 0.085 | 0.085 | 0 | 0 | 0 | 0 | 0 | 0 | 0 | 0 | 0 | 0 | 90.7987 | 90.2364 | 89.5135 | 88.8971 | 88.2066 | 87.5195 | 86.7661 | 86.1627 | 85.4882 | 84.8107 | 0 | 0 | 0 | 0 | 0 | 0 | 0 | 0 | 0 | 0 | 878.3996 | 90.7987 | 181.0351 | 270.5486 | 359.4457 | 447.6524 | 535.1719 | 621.938 | 708.1007 | 793.5889 | 878.3996 | 878.3996 | 878.3996 | 878.3996 | 878.3996 | 878.3996 | 878.3996 | 878.3996 | 878.3996 | 878.3996 | 878.3996 | 0 | 0 | 0 | 0 | 0 | 0 | 0 | 0 | 0 | 0 | 0 | 0 | 0 | 0 | 0 | 0 | 0 | 0 | 0 | 0 | 0 | 0 | 0 | 0 | 0 | 0 | 0 | 0 | 0 | 0 | 0 | 0 | 0 | 0 | 0 | 0 | 0 | 0 | 0 | 0 | 0 | 0 | 0 | 0 | 0 | 0 | 0 | 0 | 0 | 11.6589 | 11.5867 | 11.4939 | 11.4147 | 11.3261 | 11.2379 | 11.1411 | 11.0636 | 10.977 | 10.89 | 0 | 0 | 0 | 0 | 0 | 0 | 0 | 0 | 0 | 0 | 0.01296% | 0 | 0 | 0 | 0 | 0 | 0 | 0 | 0 | 0 | 0 | 0 | 0 | 0 | 0 | 0 | 0 | 0 | 0 | 0 | 0 | 0 | 0 | 0 | 0
| Industrial_tool_Gas | M_Input | 2000-2018 Industrial Assessment Center | 2020 | Retro | 2022 | 2041 | PSE | Industrial | Hi Tech - Chip Fabrication | Gas | Per Region | NA | NA | Hi Tech - Chip Fabrication HVAC Equipment Scheduling Improvements - HVAC Controls, Timers Or Thermostats | Hi Tech - Chip Fabrication HVAC Equipment Scheduling Improvements - HVAC Controls, Timers Or Thermostats | 0 | 15 | 814.5146 | 0 | I-All-Other-Shift3-All-All-S | 0 | 0 | 0 | 0 | 0 | 0 | 0 | 622.2482 | I-All-Other-Shift3-All-All-S | 0 | 0 | 0 | Comm Flat | HVAC Equipment Scheduling Improvements - HVAC Controls, Timers Or Thermostats | HVAC Equipment Scheduling Improvements - HVAC Controls, Timers Or Thermostats | IndShift3 | 0.01266% | 0% | 100% | 1 | 1 | 100% | 6.667% | 85% | 6.8% | 0.2% | 6602.4368 | 32.0585 | 663.4495 | 0 | 959.4291 | 0 | 0 | 0 | 426.824 |  | 0 | 0.063745 | 0 | 01. ($9,999.000) to $0.028 | N/A | 0.063745 | 01. ($9,999.00) to $0.22 | N/A | 0 | 0 | 0 | 0 | 0 | 0 | 0 | 0 | 0 | 0 | 0 | 0 | 0 | 0 | 0 | 0 | 0 | 0 | 0 | 0 | 0 | 0 | 0 | 0 | 0 | 0 | 0 | 0 | 0 | 0 | 0 | 0 | 0 | 0 | 0 | 0 | 0 | 0 | 0 | 0 | 0 | 0 | 0 | 0 | 0 | 0 | 0 | 0 | 0 | 0 | 0 | 0 | 0 | 0 | 0 | 0 | 0 | 0 | 0 | 0 | 0 | 0 | 0 | 0 | 0 | 0 | 0 | 0 | 0 | 0 | 0 | 0 | 0 | 0.085 | 0.085 | 0.085 | 0.085 | 0.085 | 0.085 | 0.085 | 0.085 | 0.085 | 0.085 | 0 | 0 | 0 | 0 | 0 | 0 | 0 | 0 | 0 | 0 | 52.8911 | 52.5636 | 52.1425 | 51.7834 | 51.3812 | 50.981 | 50.5421 | 50.1906 | 49.7977 | 49.403 | 0 | 0 | 0 | 0 | 0 | 0 | 0 | 0 | 0 | 0 | 511.676 | 52.8911 | 105.4547 | 157.5971 | 209.3805 | 260.7617 | 311.7427 | 362.2848 | 412.4753 | 462.273 | 511.676 | 511.676 | 511.676 | 511.676 | 511.676 | 511.676 | 511.676 | 511.676 | 511.676 | 511.676 | 511.676 | 0 | 0 | 0 | 0 | 0 | 0 | 0 | 0 | 0 | 0 | 0 | 0 | 0 | 0 | 0 | 0 | 0 | 0 | 0 | 0 | 0 | 0 | 0 | 0 | 0 | 0 | 0 | 0 | 0 | 0 | 0 | 0 | 0 | 0 | 0 | 0 | 0 | 0 | 0 | 0 | 0 | 0 | 0 | 0 | 0 | 0 | 0 | 0 | 0 | 36.28 | 36.0554 | 35.7665 | 35.5202 | 35.2443 | 34.9698 | 34.6688 | 34.4276 | 34.1582 | 33.8874 | 0 | 0 | 0 | 0 | 0 | 0 | 0 | 0 | 0 | 0 | 0.01296% | 0 | 0 | 0 | 0 | 0 | 0 | 0 | 0 | 0 | 0 | 0 | 0 | 0 | 0 | 0 | 0 | 0 | 0 | 0 | 0 | 0 | 0 | 0 | 0
| Industrial_tool_Gas | M_Input | 2000-2018 Industrial Assessment Center | 2020 | Retro | 2022 | 2041 | PSE | Industrial | Hi Tech - Chip Fabrication | Gas | Per Region | NA | NA | Hi Tech - Chip Fabrication Optimize Ventilation System | Hi Tech - Chip Fabrication Optimize Ventilation System | 0 | 5 | 734.2226 | 0 | I-All-Other-Shift3-All-All-S | 0 | 0 | 0 | 0 | 0 | 0 | 0 | 508.4839 | I-All-Other-Shift3-All-All-S | 0 | 0 | 0 | Comm Flat | Optimize Ventilation System | Optimize Ventilation System | IndShift3 | 0.01266% | 0% | 100% | 1 | 1 | 100% | 20% | 85% | 6.8% | 0.2% | 1953.8175 | 26.1973 | 198.0015 | 0 | 1916.6134 | 0 | 0 | 0 | 1839.2592 |  | 0 | 0.33614 | 0 | 01. ($9,999.000) to $0.028 | N/A | 0.33614 | 03. $0.30 to $0.45 | N/A | 0 | 0 | 0 | 0 | 0 | 0 | 0 | 0 | 0 | 0 | 0 | 0 | 0 | 0 | 0 | 0 | 0 | 0 | 0 | 0 | 0 | 0 | 0 | 0 | 0 | 0 | 0 | 0 | 0 | 0 | 0 | 0 | 0 | 0 | 0 | 0 | 0 | 0 | 0 | 0 | 0 | 0 | 0 | 0 | 0 | 0 | 0 | 0 | 0 | 0 | 0 | 0 | 0 | 0 | 0 | 0 | 0 | 0 | 0 | 0 | 0 | 0 | 0 | 0 | 0 | 0 | 0 | 0 | 0 | 0 | 0 | 0 | 0 | 0.085 | 0.085 | 0.085 | 0.085 | 0.085 | 0.085 | 0.085 | 0.085 | 0.085 | 0.085 | 0 | 0 | 0 | 0 | 0 | 0 | 0 | 0 | 0 | 0 | 43.2211 | 42.9535 | 42.6094 | 42.316 | 41.9873 | 41.6602 | 41.3016 | 41.0143 | 40.6933 | 40.3708 | 0 | 0 | 0 | 0 | 0 | 0 | 0 | 0 | 0 | 0 | 418.1274 | 43.2211 | 86.1746 | 128.784 | 171.0999 | 213.0872 | 254.7474 | 296.049 | 337.0634 | 377.7566 | 418.1274 | 418.1274 | 418.1274 | 418.1274 | 418.1274 | 418.1274 | 418.1274 | 418.1274 | 418.1274 | 418.1274 | 418.1274 | 0 | 0 | 0 | 0 | 0 | 0 | 0 | 0 | 0 | 0 | 0 | 0 | 0 | 0 | 0 | 0 | 0 | 0 | 0 | 0 | 0 | 0 | 0 | 0 | 0 | 0 | 0 | 0 | 0 | 0 | 0 | 0 | 0 | 0 | 0 | 0 | 0 | 0 | 0 | 0 | 0 | 0 | 0 | 0 | 0 | 0 | 0 | 0 | 0 | 156.337 | 155.3689 | 154.1242 | 153.0629 | 151.874 | 150.691 | 149.3937 | 148.3547 | 147.1934 | 146.0269 | 0 | 0 | 0 | 0 | 0 | 0 | 0 | 0 | 0 | 0 | 0.01296% | 0 | 0 | 0 | 0 | 0 | 0 | 0 | 0 | 0 | 0 | 0 | 0 | 0 | 0 | 0 | 0 | 0 | 0 | 0 | 0 | 0 | 0 | 0 | 0
| Industrial_tool_Gas | M_Input | 2000-2018 Industrial Assessment Center | 2020 | Retro | 2022 | 2041 | PSE | Industrial | Hi Tech - Chip Fabrication | Gas | Per Region | NA | NA | Hi Tech - Chip Fabrication Analyze Flue Gas For Proper Air/Fuel Ratio | Hi Tech - Chip Fabrication Analyze Flue Gas For Proper Air/Fuel Ratio | 0 | 5 | 135.7876 | 0 | I-All-Other-Shift3-All-All-S | 0 | 0 | 0 | 0 | 0 | 0 | 0 | 380.9654 | I-All-Other-Shift3-All-All-S | 0 | 0 | 0 | Comm Flat | Analyze Flue Gas For Proper Air/Fuel Ratio | Analyze Flue Gas For Proper Air/Fuel Ratio | IndShift3 | 0.01266% | 0% | 100% | 1 | 1 | 100% | 20% | 85% | 6.8% | 0.2% | 1463.8356 | 19.6275 | 148.3463 | 0 | 354.4597 | 0 | 0 | 0 | 213.6434 |  | 0 | 0.052115 | 0 | 01. ($9,999.000) to $0.028 | N/A | 0.052115 | 01. ($9,999.00) to $0.22 | N/A | 0 | 0 | 0 | 0 | 0 | 0 | 0 | 0 | 0 | 0 | 0 | 0 | 0 | 0 | 0 | 0 | 0 | 0 | 0 | 0 | 0 | 0 | 0 | 0 | 0 | 0 | 0 | 0 | 0 | 0 | 0 | 0 | 0 | 0 | 0 | 0 | 0 | 0 | 0 | 0 | 0 | 0 | 0 | 0 | 0 | 0 | 0 | 0 | 0 | 0 | 0 | 0 | 0 | 0 | 0 | 0 | 0 | 0 | 0 | 0 | 0 | 0 | 0 | 0 | 0 | 0 | 0 | 0 | 0 | 0 | 0 | 0 | 0 | 0.085 | 0.085 | 0.085 | 0.085 | 0.085 | 0.085 | 0.085 | 0.085 | 0.085 | 0.085 | 0 | 0 | 0 | 0 | 0 | 0 | 0 | 0 | 0 | 0 | 32.3821 | 32.1815 | 31.9237 | 31.7039 | 31.4576 | 31.2126 | 30.9439 | 30.7287 | 30.4881 | 30.2465 | 0 | 0 | 0 | 0 | 0 | 0 | 0 | 0 | 0 | 0 | 313.2686 | 32.3821 | 64.5636 | 96.4873 | 128.1912 | 159.6488 | 190.8614 | 221.8053 | 252.534 | 283.0221 | 313.2686 | 313.2686 | 313.2686 | 313.2686 | 313.2686 | 313.2686 | 313.2686 | 313.2686 | 313.2686 | 313.2686 | 313.2686 | 0 | 0 | 0 | 0 | 0 | 0 | 0 | 0 | 0 | 0 | 0 | 0 | 0 | 0 | 0 | 0 | 0 | 0 | 0 | 0 | 0 | 0 | 0 | 0 | 0 | 0 | 0 | 0 | 0 | 0 | 0 | 0 | 0 | 0 | 0 | 0 | 0 | 0 | 0 | 0 | 0 | 0 | 0 | 0 | 0 | 0 | 0 | 0 | 0 | 18.1597 | 18.0472 | 17.9027 | 17.7794 | 17.6413 | 17.5039 | 17.3532 | 17.2325 | 17.0976 | 16.9621 | 0 | 0 | 0 | 0 | 0 | 0 | 0 | 0 | 0 | 0 | 0.01296% | 0 | 0 | 0 | 0 | 0 | 0 | 0 | 0 | 0 | 0 | 0 | 0 | 0 | 0 | 0 | 0 | 0 | 0 | 0 | 0 | 0 | 0 | 0 | 0
| Industrial_tool_Gas | M_Input | 2000-2018 Industrial Assessment Center | 2020 | Retro | 2022 | 2041 | PSE | Industrial | Hi Tech - Chip Fabrication | Gas | Per Region | NA | NA | Hi Tech - Chip Fabrication Boiler - Operation, Maintenance, And Scheduling | Hi Tech - Chip Fabrication Boiler - Operation, Maintenance, And Scheduling | 0 | 5 | 161.0942 | 0 | I-All-Other-Shift3-All-All-S | 0 | 0 | 0 | 0 | 0 | 0 | 0 | 401.19 | I-All-Other-Shift3-All-All-S | 0 | 0 | 0 | Comm Flat | Boiler - Operation, Maintenance, And Scheduling | Boiler - Operation, Maintenance, And Scheduling | IndShift3 | 0.01266% | 0% | 100% | 1 | 1 | 100% | 20% | 85% | 6.8% | 0.2% | 1541.5475 | 20.6695 | 156.2217 | 0 | 420.52 | 0 | 0 | 0 | 275.8476 |  | 0 | 0.063897 | 0 | 01. ($9,999.000) to $0.028 | N/A | 0.063897 | 01. ($9,999.00) to $0.22 | N/A | 0 | 0 | 0 | 0 | 0 | 0 | 0 | 0 | 0 | 0 | 0 | 0 | 0 | 0 | 0 | 0 | 0 | 0 | 0 | 0 | 0 | 0 | 0 | 0 | 0 | 0 | 0 | 0 | 0 | 0 | 0 | 0 | 0 | 0 | 0 | 0 | 0 | 0 | 0 | 0 | 0 | 0 | 0 | 0 | 0 | 0 | 0 | 0 | 0 | 0 | 0 | 0 | 0 | 0 | 0 | 0 | 0 | 0 | 0 | 0 | 0 | 0 | 0 | 0 | 0 | 0 | 0 | 0 | 0 | 0 | 0 | 0 | 0 | 0.085 | 0.085 | 0.085 | 0.085 | 0.085 | 0.085 | 0.085 | 0.085 | 0.085 | 0.085 | 0 | 0 | 0 | 0 | 0 | 0 | 0 | 0 | 0 | 0 | 34.1012 | 33.89 | 33.6185 | 33.387 | 33.1277 | 32.8696 | 32.5866 | 32.36 | 32.1067 | 31.8522 | 0 | 0 | 0 | 0 | 0 | 0 | 0 | 0 | 0 | 0 | 329.8994 | 34.1012 | 67.9911 | 101.6096 | 134.9966 | 168.1242 | 200.9938 | 233.5805 | 265.9405 | 298.0472 | 329.8994 | 329.8994 | 329.8994 | 329.8994 | 329.8994 | 329.8994 | 329.8994 | 329.8994 | 329.8994 | 329.8994 | 329.8994 | 0 | 0 | 0 | 0 | 0 | 0 | 0 | 0 | 0 | 0 | 0 | 0 | 0 | 0 | 0 | 0 | 0 | 0 | 0 | 0 | 0 | 0 | 0 | 0 | 0 | 0 | 0 | 0 | 0 | 0 | 0 | 0 | 0 | 0 | 0 | 0 | 0 | 0 | 0 | 0 | 0 | 0 | 0 | 0 | 0 | 0 | 0 | 0 | 0 | 23.447 | 23.3018 | 23.1152 | 22.956 | 22.7777 | 22.6003 | 22.4057 | 22.2499 | 22.0757 | 21.9008 | 0 | 0 | 0 | 0 | 0 | 0 | 0 | 0 | 0 | 0 | 0.01296% | 0 | 0 | 0 | 0 | 0 | 0 | 0 | 0 | 0 | 0 | 0 | 0 | 0 | 0 | 0 | 0 | 0 | 0 | 0 | 0 | 0 | 0 | 0 | 0
| Industrial_tool_Gas | M_Input | 2000-2018 Industrial Assessment Center | 2020 | Retro | 2022 | 2041 | PSE | Industrial | Hi Tech - Chip Fabrication | Gas | Per Region | NA | NA | Hi Tech - Chip Fabrication Equipment Upgrade - Boiler Replacement | Hi Tech - Chip Fabrication Equipment Upgrade - Boiler Replacement | 0 | 20 | 1028.8912 | 0 | I-All-Other-Shift3-All-All-S | 0 | 0 | 0 | 0 | 0 | 0 | 0 | 554.1854 | I-All-Other-Shift3-All-All-S | 0 | 0 | 0 | Comm Flat | Equipment Upgrade - Boiler Replacement | Equipment Upgrade - Boiler Replacement | IndShift3 | 0.01266% | 0% | 100% | 1 | 1 | 100% | 5% | 85% | 6.8% | 0.2% | 7591.0201 | 28.5519 | 761.9572 | 0 | 1028.8912 | 0 | 0 | 0 | 444.1604 |  | 0 | 0.074481 | 0 | 01. ($9,999.000) to $0.028 | N/A | 0.074481 | 01. ($9,999.00) to $0.22 | N/A | 0 | 0 | 0 | 0 | 0 | 0 | 0 | 0 | 0 | 0 | 0 | 0 | 0 | 0 | 0 | 0 | 0 | 0 | 0 | 0 | 0 | 0 | 0 | 0 | 0 | 0 | 0 | 0 | 0 | 0 | 0 | 0 | 0 | 0 | 0 | 0 | 0 | 0 | 0 | 0 | 0 | 0 | 0 | 0 | 0 | 0 | 0 | 0 | 0 | 0 | 0 | 0 | 0 | 0 | 0 | 0 | 0 | 0 | 0 | 0 | 0 | 0 | 0 | 0 | 0 | 0 | 0 | 0 | 0 | 0 | 0 | 0 | 0 | 0.085 | 0.085 | 0.085 | 0.085 | 0.085 | 0.085 | 0.085 | 0.085 | 0.085 | 0.085 | 0 | 0 | 0 | 0 | 0 | 0 | 0 | 0 | 0 | 0 | 47.1058 | 46.814 | 46.439 | 46.1192 | 45.761 | 45.4046 | 45.0137 | 44.7006 | 44.3507 | 43.9992 | 0 | 0 | 0 | 0 | 0 | 0 | 0 | 0 | 0 | 0 | 455.7078 | 47.1058 | 93.9198 | 140.3588 | 186.478 | 232.239 | 277.6436 | 322.6573 | 367.3579 | 411.7086 | 455.7078 | 455.7078 | 455.7078 | 455.7078 | 455.7078 | 455.7078 | 455.7078 | 455.7078 | 455.7078 | 455.7078 | 455.7078 | 0 | 0 | 0 | 0 | 0 | 0 | 0 | 0 | 0 | 0 | 0 | 0 | 0 | 0 | 0 | 0 | 0 | 0 | 0 | 0 | 0 | 0 | 0 | 0 | 0 | 0 | 0 | 0 | 0 | 0 | 0 | 0 | 0 | 0 | 0 | 0 | 0 | 0 | 0 | 0 | 0 | 0 | 0 | 0 | 0 | 0 | 0 | 0 | 0 | 37.7536 | 37.5198 | 37.2193 | 36.963 | 36.6759 | 36.3902 | 36.0769 | 35.826 | 35.5456 | 35.2638 | 0 | 0 | 0 | 0 | 0 | 0 | 0 | 0 | 0 | 0 | 0.01296% | 0 | 0 | 0 | 0 | 0 | 0 | 0 | 0 | 0 | 0 | 0 | 0 | 0 | 0 | 0 | 0 | 0 | 0 | 0 | 0 | 0 | 0 | 0 | 0
| Industrial_tool_Gas | M_Input | 2000-2018 Industrial Assessment Center | 2020 | Retro | 2022 | 2041 | PSE | Industrial | Hi Tech - Chip Fabrication | Gas | Per Region | NA | NA | Hi Tech - Chip Fabrication Equipment Upgrade - Boiler Turbulators | Hi Tech - Chip Fabrication Equipment Upgrade - Boiler Turbulators | 0 | 20 | 95.5453 | 0 | I-All-Other-Shift3-All-All-S | 0 | 0 | 0 | 0 | 0 | 0 | 0 | 363.0474 | I-All-Other-Shift3-All-All-S | 0 | 0 | 0 | Comm Flat | Equipment Upgrade - Boiler Turbulators | Equipment Upgrade - Boiler Turbulators | IndShift3 | 0.01266% | 0% | 100% | 1 | 1 | 100% | 5% | 85% | 6.8% | 0.2% | 4972.8848 | 18.7044 | 499.1589 | 0 | 95.5453 | 0 | 0 | 0 | -403.209 |  | 0 | -0.10321 | 0 | 01. ($9,999.000) to $0.028 | N/A | -0.10321 | 01. ($9,999.00) to $0.22 | N/A | 0 | 0 | 0 | 0 | 0 | 0 | 0 | 0 | 0 | 0 | 0 | 0 | 0 | 0 | 0 | 0 | 0 | 0 | 0 | 0 | 0 | 0 | 0 | 0 | 0 | 0 | 0 | 0 | 0 | 0 | 0 | 0 | 0 | 0 | 0 | 0 | 0 | 0 | 0 | 0 | 0 | 0 | 0 | 0 | 0 | 0 | 0 | 0 | 0 | 0 | 0 | 0 | 0 | 0 | 0 | 0 | 0 | 0 | 0 | 0 | 0 | 0 | 0 | 0 | 0 | 0 | 0 | 0 | 0 | 0 | 0 | 0 | 0 | 0.085 | 0.085 | 0.085 | 0.085 | 0.085 | 0.085 | 0.085 | 0.085 | 0.085 | 0.085 | 0 | 0 | 0 | 0 | 0 | 0 | 0 | 0 | 0 | 0 | 30.859 | 30.6679 | 30.4222 | 30.2128 | 29.9781 | 29.7446 | 29.4885 | 29.2834 | 29.0542 | 28.8239 | 0 | 0 | 0 | 0 | 0 | 0 | 0 | 0 | 0 | 0 | 298.5346 | 30.859 | 61.527 | 91.9492 | 122.1619 | 152.14 | 181.8846 | 211.3731 | 240.6565 | 269.7107 | 298.5346 | 298.5346 | 298.5346 | 298.5346 | 298.5346 | 298.5346 | 298.5346 | 298.5346 | 298.5346 | 298.5346 | 298.5346 | 0 | 0 | 0 | 0 | 0 | 0 | 0 | 0 | 0 | 0 | 0 | 0 | 0 | 0 | 0 | 0 | 0 | 0 | 0 | 0 | 0 | 0 | 0 | 0 | 0 | 0 | 0 | 0 | 0 | 0 | 0 | 0 | 0 | 0 | 0 | 0 | 0 | 0 | 0 | 0 | 0 | 0 | 0 | 0 | 0 | 0 | 0 | 0 | 0 | 0 | 0 | 0 | 0 | 0 | 0 | 0 | 0 | 0 | 0 | 0 | 0 | 0 | 0 | 0 | 0 | 0 | 0 | 0 | 0 | 0.01296% | 0 | 0 | 0 | 0 | 0 | 0 | 0 | 0 | 0 | 0 | 0 | 0 | 0 | 0 | 0 | 0 | 0 | 0 | 0 | 0 | 0 | 0 | 0 | 0
| Industrial_tool_Gas | M_Input | 2000-2018 Industrial Assessment Center | 2020 | Retro | 2022 | 2041 | PSE | Industrial | Hi Tech - Chip Fabrication | Gas | Per Region | NA | NA | Hi Tech - Chip Fabrication Improve Combustion Control Capability And Air Flow | Hi Tech - Chip Fabrication Improve Combustion Control Capability And Air Flow | 0 | 15 | 602.2556 | 0 | I-All-Other-Shift3-All-All-S | 0 | 0 | 0 | 0 | 0 | 0 | 0 | 1066.5796 | I-All-Other-Shift3-All-All-S | 0 | 0 | 0 | Comm Flat | Improve Combustion Control Capability And Air Flow | Improve Combustion Control Capability And Air Flow | IndShift3 | 0.01266% | 0% | 100% | 1 | 1 | 100% | 6.667% | 85% | 6.8% | 0.2% | 11317.0654 | 54.9506 | 1137.2016 | 0 | 709.406 | 0 | 0 | 0 | -362.2951 |  | 0 | -0.031567 | 0 | 01. ($9,999.000) to $0.028 | N/A | -0.031567 | 01. ($9,999.00) to $0.22 | N/A | 0 | 0 | 0 | 0 | 0 | 0 | 0 | 0 | 0 | 0 | 0 | 0 | 0 | 0 | 0 | 0 | 0 | 0 | 0 | 0 | 0 | 0 | 0 | 0 | 0 | 0 | 0 | 0 | 0 | 0 | 0 | 0 | 0 | 0 | 0 | 0 | 0 | 0 | 0 | 0 | 0 | 0 | 0 | 0 | 0 | 0 | 0 | 0 | 0 | 0 | 0 | 0 | 0 | 0 | 0 | 0 | 0 | 0 | 0 | 0 | 0 | 0 | 0 | 0 | 0 | 0 | 0 | 0 | 0 | 0 | 0 | 0 | 0 | 0.085 | 0.085 | 0.085 | 0.085 | 0.085 | 0.085 | 0.085 | 0.085 | 0.085 | 0.085 | 0 | 0 | 0 | 0 | 0 | 0 | 0 | 0 | 0 | 0 | 90.6593 | 90.0978 | 89.376 | 88.7606 | 88.0712 | 87.3851 | 86.6329 | 86.0304 | 85.3569 | 84.6804 | 0 | 0 | 0 | 0 | 0 | 0 | 0 | 0 | 0 | 0 | 877.0506 | 90.6593 | 180.7571 | 270.1331 | 358.8937 | 446.9649 | 534.35 | 620.9829 | 707.0133 | 792.3702 | 877.0506 | 877.0506 | 877.0506 | 877.0506 | 877.0506 | 877.0506 | 877.0506 | 877.0506 | 877.0506 | 877.0506 | 877.0506 | 0 | 0 | 0 | 0 | 0 | 0 | 0 | 0 | 0 | 0 | 0 | 0 | 0 | 0 | 0 | 0 | 0 | 0 | 0 | 0 | 0 | 0 | 0 | 0 | 0 | 0 | 0 | 0 | 0 | 0 | 0 | 0 | 0 | 0 | 0 | 0 | 0 | 0 | 0 | 0 | 0 | 0 | 0 | 0 | 0 | 0 | 0 | 0 | 0 | 0 | 0 | 0 | 0 | 0 | 0 | 0 | 0 | 0 | 0 | 0 | 0 | 0 | 0 | 0 | 0 | 0 | 0 | 0 | 0 | 0.01296% | 0 | 0 | 0 | 0 | 0 | 0 | 0 | 0 | 0 | 0 | 0 | 0 | 0 | 0 | 0 | 0 | 0 | 0 | 0 | 0 | 0 | 0 | 0 | 0
| Industrial_tool_Gas | M_Input | 2000-2018 Industrial Assessment Center | 2020 | Retro | 2022 | 2041 | PSE | Industrial | Hi Tech - Chip Fabrication | Gas | Per Region | NA | NA | Hi Tech - Chip Fabrication Install Or Repair Insulation On Condensate Lines And Optimize Condensate | Hi Tech - Chip Fabrication Install Or Repair Insulation On Condensate Lines And Optimize Condensate | 0 | 10 | 275.1718 | 0 | I-All-Other-Shift3-All-All-S | 0 | 0 | 0 | 0 | 0 | 0 | 0 | 851.2399 | I-All-Other-Shift3-All-All-S | 0 | 0 | 0 | Comm Flat | Install Or Repair Insulation On Condensate Lines And Optimize Condensate | Install Or Repair Insulation On Condensate Lines And Optimize Condensate | IndShift3 | 0.01266% | 0% | 100% | 1 | 1 | 100% | 10% | 85% | 6.8% | 0.2% | 6286.5566 | 43.8562 | 633.0413 | 0 | 417.6969 | 0 | 0 | 0 | -204.1663 |  | 0 | -0.022289 | 0 | 01. ($9,999.000) to $0.028 | N/A | -0.022289 | 01. ($9,999.00) to $0.22 | N/A | 0 | 0 | 0 | 0 | 0 | 0 | 0 | 0 | 0 | 0 | 0 | 0 | 0 | 0 | 0 | 0 | 0 | 0 | 0 | 0 | 0 | 0 | 0 | 0 | 0 | 0 | 0 | 0 | 0 | 0 | 0 | 0 | 0 | 0 | 0 | 0 | 0 | 0 | 0 | 0 | 0 | 0 | 0 | 0 | 0 | 0 | 0 | 0 | 0 | 0 | 0 | 0 | 0 | 0 | 0 | 0 | 0 | 0 | 0 | 0 | 0 | 0 | 0 | 0 | 0 | 0 | 0 | 0 | 0 | 0 | 0 | 0 | 0 | 0.085 | 0.085 | 0.085 | 0.085 | 0.085 | 0.085 | 0.085 | 0.085 | 0.085 | 0.085 | 0 | 0 | 0 | 0 | 0 | 0 | 0 | 0 | 0 | 0 | 72.3554 | 71.9073 | 71.3313 | 70.8401 | 70.2898 | 69.7423 | 69.1419 | 68.6611 | 68.1236 | 67.5837 | 0 | 0 | 0 | 0 | 0 | 0 | 0 | 0 | 0 | 0 | 699.9764 | 72.3554 | 144.2627 | 215.594 | 286.434 | 356.7239 | 426.4662 | 495.6081 | 564.2691 | 632.3927 | 699.9764 | 699.9764 | 699.9764 | 699.9764 | 699.9764 | 699.9764 | 699.9764 | 699.9764 | 699.9764 | 699.9764 | 699.9764 | 0 | 0 | 0 | 0 | 0 | 0 | 0 | 0 | 0 | 0 | 0 | 0 | 0 | 0 | 0 | 0 | 0 | 0 | 0 | 0 | 0 | 0 | 0 | 0 | 0 | 0 | 0 | 0 | 0 | 0 | 0 | 0 | 0 | 0 | 0 | 0 | 0 | 0 | 0 | 0 | 0 | 0 | 0 | 0 | 0 | 0 | 0 | 0 | 0 | 0 | 0 | 0 | 0 | 0 | 0 | 0 | 0 | 0 | 0 | 0 | 0 | 0 | 0 | 0 | 0 | 0 | 0 | 0 | 0 | 0.01296% | 0 | 0 | 0 | 0 | 0 | 0 | 0 | 0 | 0 | 0 | 0 | 0 | 0 | 0 | 0 | 0 | 0 | 0 | 0 | 0 | 0 | 0 | 0 | 0
| Industrial_tool_Gas | M_Input | 2000-2018 Industrial Assessment Center | 2020 | Retro | 2022 | 2041 | PSE | Industrial | Hi Tech - Chip Fabrication | Gas | Per Region | NA | NA | Hi Tech - Chip Fabrication Insulate Steam, Hot Water Lines Or Feedwater Tank | Hi Tech - Chip Fabrication Insulate Steam, Hot Water Lines Or Feedwater Tank | 0 | 15 | 28.836 | 0 | I-All-Other-Shift3-All-All-S | 0 | 0 | 0 | 0 | 0 | 0 | 0 | 63.6725 | I-All-Other-Shift3-All-All-S | 0 | 0 | 0 | Comm Flat | Insulate Steam, Hot Water Lines Or Feedwater Tank | Insulate Steam, Hot Water Lines Or Feedwater Tank | IndShift3 | 0.01266% | 0% | 100% | 1 | 1 | 100% | 6.667% | 85% | 6.8% | 0.2% | 675.6044 | 3.2804 | 67.8885 | 0 | 33.9663 | 0 | 0 | 0 | -31.4354 |  | 0 | -0.04588 | 0 | 01. ($9,999.000) to $0.028 | N/A | -0.04588 | 01. ($9,999.00) to $0.22 | N/A | 0 | 0 | 0 | 0 | 0 | 0 | 0 | 0 | 0 | 0 | 0 | 0 | 0 | 0 | 0 | 0 | 0 | 0 | 0 | 0 | 0 | 0 | 0 | 0 | 0 | 0 | 0 | 0 | 0 | 0 | 0 | 0 | 0 | 0 | 0 | 0 | 0 | 0 | 0 | 0 | 0 | 0 | 0 | 0 | 0 | 0 | 0 | 0 | 0 | 0 | 0 | 0 | 0 | 0 | 0 | 0 | 0 | 0 | 0 | 0 | 0 | 0 | 0 | 0 | 0 | 0 | 0 | 0 | 0 | 0 | 0 | 0 | 0 | 0.085 | 0.085 | 0.085 | 0.085 | 0.085 | 0.085 | 0.085 | 0.085 | 0.085 | 0.085 | 0 | 0 | 0 | 0 | 0 | 0 | 0 | 0 | 0 | 0 | 5.4122 | 5.3786 | 5.3356 | 5.2988 | 5.2577 | 5.2167 | 5.1718 | 5.1358 | 5.0956 | 5.0552 | 0 | 0 | 0 | 0 | 0 | 0 | 0 | 0 | 0 | 0 | 52.358 | 5.4122 | 10.7908 | 16.1264 | 21.4252 | 26.6828 | 31.8995 | 37.0713 | 42.2072 | 47.3028 | 52.358 | 52.358 | 52.358 | 52.358 | 52.358 | 52.358 | 52.358 | 52.358 | 52.358 | 52.358 | 52.358 | 0 | 0 | 0 | 0 | 0 | 0 | 0 | 0 | 0 | 0 | 0 | 0 | 0 | 0 | 0 | 0 | 0 | 0 | 0 | 0 | 0 | 0 | 0 | 0 | 0 | 0 | 0 | 0 | 0 | 0 | 0 | 0 | 0 | 0 | 0 | 0 | 0 | 0 | 0 | 0 | 0 | 0 | 0 | 0 | 0 | 0 | 0 | 0 | 0 | 0 | 0 | 0 | 0 | 0 | 0 | 0 | 0 | 0 | 0 | 0 | 0 | 0 | 0 | 0 | 0 | 0 | 0 | 0 | 0 | 0.01296% | 0 | 0 | 0 | 0 | 0 | 0 | 0 | 0 | 0 | 0 | 0 | 0 | 0 | 0 | 0 | 0 | 0 | 0 | 0 | 0 | 0 | 0 | 0 | 0
| Industrial_tool_Gas | M_Input | 2000-2018 Industrial Assessment Center | 2020 | Retro | 2022 | 2041 | PSE | Industrial | Hi Tech - Chip Fabrication | Gas | Per Region | NA | NA | Hi Tech - Chip Fabrication Minimize Boiler Blowdown | Hi Tech - Chip Fabrication Minimize Boiler Blowdown | 0 | 5 | 37.6609 | 0 | I-All-Other-Shift3-All-All-S | 0 | 0 | 0 | 0 | 0 | 0 | 0 | 47.9719 | I-All-Other-Shift3-All-All-S | 0 | 0 | 0 | Comm Flat | Minimize Boiler Blowdown | Minimize Boiler Blowdown | IndShift3 | 0.01266% | 0% | 100% | 1 | 1 | 100% | 20% | 85% | 6.8% | 0.2% | 184.329 | 2.4715 | 18.6801 | 0 | 98.3099 | 0 | 0 | 0 | 84.6905 |  | 0 | 0.16406 | 0 | 01. ($9,999.000) to $0.028 | N/A | 0.16406 | 01. ($9,999.00) to $0.22 | N/A | 0 | 0 | 0 | 0 | 0 | 0 | 0 | 0 | 0 | 0 | 0 | 0 | 0 | 0 | 0 | 0 | 0 | 0 | 0 | 0 | 0 | 0 | 0 | 0 | 0 | 0 | 0 | 0 | 0 | 0 | 0 | 0 | 0 | 0 | 0 | 0 | 0 | 0 | 0 | 0 | 0 | 0 | 0 | 0 | 0 | 0 | 0 | 0 | 0 | 0 | 0 | 0 | 0 | 0 | 0 | 0 | 0 | 0 | 0 | 0 | 0 | 0 | 0 | 0 | 0 | 0 | 0 | 0 | 0 | 0 | 0 | 0 | 0 | 0.085 | 0.085 | 0.085 | 0.085 | 0.085 | 0.085 | 0.085 | 0.085 | 0.085 | 0.085 | 0 | 0 | 0 | 0 | 0 | 0 | 0 | 0 | 0 | 0 | 4.0776 | 4.0524 | 4.0199 | 3.9922 | 3.9612 | 3.9303 | 3.8965 | 3.8694 | 3.8391 | 3.8087 | 0 | 0 | 0 | 0 | 0 | 0 | 0 | 0 | 0 | 0 | 39.4474 | 4.0776 | 8.13 | 12.1499 | 16.1421 | 20.1033 | 24.0336 | 27.9301 | 31.7996 | 35.6387 | 39.4474 | 39.4474 | 39.4474 | 39.4474 | 39.4474 | 39.4474 | 39.4474 | 39.4474 | 39.4474 | 39.4474 | 39.4474 | 0 | 0 | 0 | 0 | 0 | 0 | 0 | 0 | 0 | 0 | 0 | 0 | 0 | 0 | 0 | 0 | 0 | 0 | 0 | 0 | 0 | 0 | 0 | 0 | 0 | 0 | 0 | 0 | 0 | 0 | 0 | 0 | 0 | 0 | 0 | 0 | 0 | 0 | 0 | 0 | 0 | 0 | 0 | 0 | 0 | 0 | 0 | 0 | 0 | 7.1987 | 7.1541 | 7.0968 | 7.0479 | 6.9932 | 6.9387 | 6.879 | 6.8311 | 6.7777 | 6.7239 | 0 | 0 | 0 | 0 | 0 | 0 | 0 | 0 | 0 | 0 | 0.01296% | 0 | 0 | 0 | 0 | 0 | 0 | 0 | 0 | 0 | 0 | 0 | 0 | 0 | 0 | 0 | 0 | 0 | 0 | 0 | 0 | 0 | 0 | 0 | 0
| Industrial_tool_Gas | M_Input | 2000-2018 Industrial Assessment Center | 2020 | Retro | 2022 | 2041 | PSE | Industrial | Hi Tech - Chip Fabrication | Gas | Per Region | NA | NA | Hi Tech - Chip Fabrication Optimize Heating System To Improve Burner Efficiency, Reduce Energy Requirements And Heat Treatment Process | Hi Tech - Chip Fabrication Optimize Heating System To Improve Burner Efficiency, Reduce Energy Requirements And Heat Treatment Process | 0 | 20 | 367.3736 | 0 | I-All-Other-Shift3-All-All-S | 0 | 0 | 0 | 0 | 0 | 0 | 0 | 554.0675 | I-All-Other-Shift3-All-All-S | 0 | 0 | 0 | Comm Flat | Optimize Heating System To Improve Burner Efficiency, Reduce Energy Requirements And Heat Treatment Process | Optimize Heating System To Improve Burner Efficiency, Reduce Energy Requirements And Heat Treatment Process | IndShift3 | 0.01266% | 0% | 100% | 1 | 1 | 100% | 5% | 85% | 6.8% | 0.2% | 7589.4054 | 28.5458 | 761.7951 | 0 | 367.3736 | 0 | 0 | 0 | -349.4926 |  | 0 | -0.058618 | 0 | 01. ($9,999.000) to $0.028 | N/A | -0.058618 | 01. ($9,999.00) to $0.22 | N/A | 0 | 0 | 0 | 0 | 0 | 0 | 0 | 0 | 0 | 0 | 0 | 0 | 0 | 0 | 0 | 0 | 0 | 0 | 0 | 0 | 0 | 0 | 0 | 0 | 0 | 0 | 0 | 0 | 0 | 0 | 0 | 0 | 0 | 0 | 0 | 0 | 0 | 0 | 0 | 0 | 0 | 0 | 0 | 0 | 0 | 0 | 0 | 0 | 0 | 0 | 0 | 0 | 0 | 0 | 0 | 0 | 0 | 0 | 0 | 0 | 0 | 0 | 0 | 0 | 0 | 0 | 0 | 0 | 0 | 0 | 0 | 0 | 0 | 0.085 | 0.085 | 0.085 | 0.085 | 0.085 | 0.085 | 0.085 | 0.085 | 0.085 | 0.085 | 0 | 0 | 0 | 0 | 0 | 0 | 0 | 0 | 0 | 0 | 47.0957 | 46.8041 | 46.4291 | 46.1094 | 45.7513 | 45.3949 | 45.0041 | 44.6911 | 44.3413 | 43.9899 | 0 | 0 | 0 | 0 | 0 | 0 | 0 | 0 | 0 | 0 | 455.6109 | 47.0957 | 93.8998 | 140.329 | 186.4384 | 232.1896 | 277.5845 | 322.5886 | 367.2797 | 411.621 | 455.6109 | 455.6109 | 455.6109 | 455.6109 | 455.6109 | 455.6109 | 455.6109 | 455.6109 | 455.6109 | 455.6109 | 455.6109 | 0 | 0 | 0 | 0 | 0 | 0 | 0 | 0 | 0 | 0 | 0 | 0 | 0 | 0 | 0 | 0 | 0 | 0 | 0 | 0 | 0 | 0 | 0 | 0 | 0 | 0 | 0 | 0 | 0 | 0 | 0 | 0 | 0 | 0 | 0 | 0 | 0 | 0 | 0 | 0 | 0 | 0 | 0 | 0 | 0 | 0 | 0 | 0 | 0 | 0 | 0 | 0 | 0 | 0 | 0 | 0 | 0 | 0 | 0 | 0 | 0 | 0 | 0 | 0 | 0 | 0 | 0 | 0 | 0 | 0.01296% | 0 | 0 | 0 | 0 | 0 | 0 | 0 | 0 | 0 | 0 | 0 | 0 | 0 | 0 | 0 | 0 | 0 | 0 | 0 | 0 | 0 | 0 | 0 | 0
| Industrial_tool_Gas | M_Input | 2000-2018 Industrial Assessment Center | 2020 | Retro | 2022 | 2041 | PSE | Industrial | Hi Tech - Chip Fabrication | Gas | Per Region | NA | NA | Hi Tech - Chip Fabrication Repair And Eliminate Steam Leaks | Hi Tech - Chip Fabrication Repair And Eliminate Steam Leaks | 0 | 6 | 64.4607 | 0 | I-All-Other-Shift3-All-All-S | 0 | 0 | 0 | 0 | 0 | 0 | 0 | 409.6482 | I-All-Other-Shift3-All-All-S | 0 | 0 | 0 | Comm Flat | Repair And Eliminate Steam Leaks | Repair And Eliminate Steam Leaks | IndShift3 | 0.01266% | 0% | 100% | 1 | 1 | 100% | 16.67% | 85% | 6.8% | 0.2% | 1875.8993 | 21.1053 | 189.7005 | 0 | 145.1331 | 0 | 0 | 0 | -52.7805 |  | 0 | -0.011974 | 0 | 01. ($9,999.000) to $0.028 | N/A | -0.011974 | 01. ($9,999.00) to $0.22 | N/A | 0 | 0 | 0 | 0 | 0 | 0 | 0 | 0 | 0 | 0 | 0 | 0 | 0 | 0 | 0 | 0 | 0 | 0 | 0 | 0 | 0 | 0 | 0 | 0 | 0 | 0 | 0 | 0 | 0 | 0 | 0 | 0 | 0 | 0 | 0 | 0 | 0 | 0 | 0 | 0 | 0 | 0 | 0 | 0 | 0 | 0 | 0 | 0 | 0 | 0 | 0 | 0 | 0 | 0 | 0 | 0 | 0 | 0 | 0 | 0 | 0 | 0 | 0 | 0 | 0 | 0 | 0 | 0 | 0 | 0 | 0 | 0 | 0 | 0.085 | 0.085 | 0.085 | 0.085 | 0.085 | 0.085 | 0.085 | 0.085 | 0.085 | 0.085 | 0 | 0 | 0 | 0 | 0 | 0 | 0 | 0 | 0 | 0 | 34.8201 | 34.6045 | 34.3272 | 34.0909 | 33.8261 | 33.5626 | 33.2737 | 33.0422 | 32.7836 | 32.5238 | 0 | 0 | 0 | 0 | 0 | 0 | 0 | 0 | 0 | 0 | 336.8546 | 34.8201 | 69.4246 | 103.7518 | 137.8427 | 171.6687 | 205.2313 | 238.505 | 271.5472 | 304.3308 | 336.8546 | 336.8546 | 336.8546 | 336.8546 | 336.8546 | 336.8546 | 336.8546 | 336.8546 | 336.8546 | 336.8546 | 336.8546 | 0 | 0 | 0 | 0 | 0 | 0 | 0 | 0 | 0 | 0 | 0 | 0 | 0 | 0 | 0 | 0 | 0 | 0 | 0 | 0 | 0 | 0 | 0 | 0 | 0 | 0 | 0 | 0 | 0 | 0 | 0 | 0 | 0 | 0 | 0 | 0 | 0 | 0 | 0 | 0 | 0 | 0 | 0 | 0 | 0 | 0 | 0 | 0 | 0 | 0 | 0 | 0 | 0 | 0 | 0 | 0 | 0 | 0 | 0 | 0 | 0 | 0 | 0 | 0 | 0 | 0 | 0 | 0 | 0 | 0.01296% | 0 | 0 | 0 | 0 | 0 | 0 | 0 | 0 | 0 | 0 | 0 | 0 | 0 | 0 | 0 | 0 | 0 | 0 | 0 | 0 | 0 | 0 | 0 | 0
| Industrial_tool_Gas | M_Input | 2000-2018 Industrial Assessment Center | 2020 | Retro | 2022 | 2041 | PSE | Industrial | Hi Tech - Chip Fabrication | Gas | Per Region | NA | NA | Hi Tech - Chip Fabrication Replace Steam Traps | Hi Tech - Chip Fabrication Replace Steam Traps | 0 | 6 | 53.3395 | 0 | I-All-Other-Shift3-All-All-S | 0 | 0 | 0 | 0 | 0 | 0 | 0 | 452.7695 | I-All-Other-Shift3-All-All-S | 0 | 0 | 0 | Comm Flat | Replace Steam Traps | Replace Steam Traps | IndShift3 | 0.01266% | 0% | 100% | 1 | 1 | 100% | 16.67% | 85% | 6.8% | 0.2% | 2073.3646 | 23.3269 | 209.6691 | 0 | 120.0939 | 0 | 0 | 0 | -102.2343 |  | 0 | -0.020984 | 0 | 01. ($9,999.000) to $0.028 | N/A | -0.020984 | 01. ($9,999.00) to $0.22 | N/A | 0 | 0 | 0 | 0 | 0 | 0 | 0 | 0 | 0 | 0 | 0 | 0 | 0 | 0 | 0 | 0 | 0 | 0 | 0 | 0 | 0 | 0 | 0 | 0 | 0 | 0 | 0 | 0 | 0 | 0 | 0 | 0 | 0 | 0 | 0 | 0 | 0 | 0 | 0 | 0 | 0 | 0 | 0 | 0 | 0 | 0 | 0 | 0 | 0 | 0 | 0 | 0 | 0 | 0 | 0 | 0 | 0 | 0 | 0 | 0 | 0 | 0 | 0 | 0 | 0 | 0 | 0 | 0 | 0 | 0 | 0 | 0 | 0 | 0.085 | 0.085 | 0.085 | 0.085 | 0.085 | 0.085 | 0.085 | 0.085 | 0.085 | 0.085 | 0 | 0 | 0 | 0 | 0 | 0 | 0 | 0 | 0 | 0 | 38.4854 | 38.2471 | 37.9407 | 37.6794 | 37.3867 | 37.0955 | 36.7762 | 36.5204 | 36.2345 | 35.9474 | 0 | 0 | 0 | 0 | 0 | 0 | 0 | 0 | 0 | 0 | 372.3134 | 38.4854 | 76.7325 | 114.6732 | 152.3526 | 189.7393 | 226.8349 | 263.611 | 300.1315 | 336.366 | 372.3134 | 372.3134 | 372.3134 | 372.3134 | 372.3134 | 372.3134 | 372.3134 | 372.3134 | 372.3134 | 372.3134 | 372.3134 | 0 | 0 | 0 | 0 | 0 | 0 | 0 | 0 | 0 | 0 | 0 | 0 | 0 | 0 | 0 | 0 | 0 | 0 | 0 | 0 | 0 | 0 | 0 | 0 | 0 | 0 | 0 | 0 | 0 | 0 | 0 | 0 | 0 | 0 | 0 | 0 | 0 | 0 | 0 | 0 | 0 | 0 | 0 | 0 | 0 | 0 | 0 | 0 | 0 | 0 | 0 | 0 | 0 | 0 | 0 | 0 | 0 | 0 | 0 | 0 | 0 | 0 | 0 | 0 | 0 | 0 | 0 | 0 | 0 | 0.01296% | 0 | 0 | 0 | 0 | 0 | 0 | 0 | 0 | 0 | 0 | 0 | 0 | 0 | 0 | 0 | 0 | 0 | 0 | 0 | 0 | 0 | 0 | 0 | 0
| Industrial_tool_Gas | M_Input | 2000-2018 Industrial Assessment Center | 2020 | Retro | 2022 | 2041 | PSE | Industrial | Hi Tech - Chip Fabrication | Gas | Per Region | NA | NA | Hi Tech - Chip Fabrication Other Plant Operations Improvements To Reduce Energy Requirements | Hi Tech - Chip Fabrication Other Plant Operations Improvements To Reduce Energy Requirements | 0 | 10 | 549.3514 | 0 | I-All-Other-Shift3-All-All-S | 0 | 0 | 0 | 0 | 0 | 0 | 0 | 93.5282 | I-All-Other-Shift3-All-All-S | 0 | 0 | 0 | Comm Flat | Other Plant Operations Improvements To Reduce Energy Requirements | Other Plant Operations Improvements To Reduce Energy Requirements | IndShift3 | 0.01266% | 0% | 100% | 1 | 1 | 100% | 10% | 85% | 6.8% | 0.2% | 690.7221 | 4.8186 | 69.5541 | 0 | 833.8877 | 0 | 0 | 0 | 869.3853 |  | 0 | 0.86383 | 0 | 01. ($9,999.000) to $0.028 | N/A | 0.86383 | 09. $0.85 to $0.95 | N/A | 0 | 0 | 0 | 0 | 0 | 0 | 0 | 0 | 0 | 0 | 0 | 0 | 0 | 0 | 0 | 0 | 0 | 0 | 0 | 0 | 0 | 0 | 0 | 0 | 0 | 0 | 0 | 0 | 0 | 0 | 0 | 0 | 0 | 0 | 0 | 0 | 0 | 0 | 0 | 0 | 0 | 0 | 0 | 0 | 0 | 0 | 0 | 0 | 0 | 0 | 0 | 0 | 0 | 0 | 0 | 0 | 0 | 0 | 0 | 0 | 0 | 0 | 0 | 0 | 0 | 0 | 0 | 0 | 0 | 0 | 0 | 0 | 0 | 0.085 | 0.085 | 0.085 | 0.085 | 0.085 | 0.085 | 0.085 | 0.085 | 0.085 | 0.085 | 0 | 0 | 0 | 0 | 0 | 0 | 0 | 0 | 0 | 0 | 7.9499 | 7.9007 | 7.8374 | 7.7834 | 7.7229 | 7.6628 | 7.5968 | 7.544 | 7.4849 | 7.4256 | 0 | 0 | 0 | 0 | 0 | 0 | 0 | 0 | 0 | 0 | 76.9084 | 7.9499 | 15.8506 | 23.6879 | 31.4713 | 39.1943 | 46.8571 | 54.4539 | 61.9979 | 69.4828 | 76.9084 | 76.9084 | 76.9084 | 76.9084 | 76.9084 | 76.9084 | 76.9084 | 76.9084 | 76.9084 | 76.9084 | 76.9084 | 0 | 0 | 0 | 0 | 0 | 0 | 0 | 0 | 0 | 0 | 0 | 0 | 0 | 0 | 0 | 0 | 0 | 0 | 0 | 0 | 0 | 0 | 0 | 0 | 0 | 0 | 0 | 0 | 0 | 0 | 0 | 0 | 0 | 0 | 0 | 0 | 0 | 0 | 0 | 0 | 0 | 0 | 0 | 0 | 0 | 0 | 0 | 0 | 0 | 73.8978 | 73.4401 | 72.8518 | 72.3501 | 71.7882 | 71.229 | 70.6158 | 70.1247 | 69.5757 | 69.0243 | 0 | 0 | 0 | 0 | 0 | 0 | 0 | 0 | 0 | 0 | 0.01296% | 0 | 0 | 0 | 0 | 0 | 0 | 0 | 0 | 0 | 0 | 0 | 0 | 0 | 0 | 0 | 0 | 0 | 0 | 0 | 0 | 0 | 0 | 0 | 0
| Industrial_tool_Gas | M_Input | 2000-2018 Industrial Assessment Center | 2020 | Retro | 2022 | 2041 | PSE | Industrial | Hi Tech - Chip Fabrication | Gas | Per Region | NA | NA | Hi Tech - Chip Fabrication Heat Recovery And Waste Heat For Process | Hi Tech - Chip Fabrication Heat Recovery And Waste Heat For Process | 0 | 14 | 67.0387 | 0 | I-All-Other-Shift3-All-All-S | 0 | 0 | 0 | 0 | 0 | 0 | 0 | 80.2859 | I-All-Other-Shift3-All-All-S | 0 | 0 | 0 | Comm Flat | Heat Recovery And Waste Heat For Process | Heat Recovery And Waste Heat For Process | IndShift3 | 0.01266% | 0% | 100% | 1 | 1 | 100% | 7.143% | 85% | 6.8% | 0.2% | 800.943 | 4.1364 | 80.5079 | 0 | 82.4835 | 0 | 0 | 0 | 11.2469 |  | 0 | 0.013018 | 0 | 01. ($9,999.000) to $0.028 | N/A | 0.013018 | 01. ($9,999.00) to $0.22 | N/A | 0 | 0 | 0 | 0 | 0 | 0 | 0 | 0 | 0 | 0 | 0 | 0 | 0 | 0 | 0 | 0 | 0 | 0 | 0 | 0 | 0 | 0 | 0 | 0 | 0 | 0 | 0 | 0 | 0 | 0 | 0 | 0 | 0 | 0 | 0 | 0 | 0 | 0 | 0 | 0 | 0 | 0 | 0 | 0 | 0 | 0 | 0 | 0 | 0 | 0 | 0 | 0 | 0 | 0 | 0 | 0 | 0 | 0 | 0 | 0 | 0 | 0 | 0 | 0 | 0 | 0 | 0 | 0 | 0 | 0 | 0 | 0 | 0 | 0.085 | 0.085 | 0.085 | 0.085 | 0.085 | 0.085 | 0.085 | 0.085 | 0.085 | 0.085 | 0 | 0 | 0 | 0 | 0 | 0 | 0 | 0 | 0 | 0 | 6.8243 | 6.782 | 6.7277 | 6.6814 | 6.6295 | 6.5778 | 6.5212 | 6.4759 | 6.4252 | 6.3742 | 0 | 0 | 0 | 0 | 0 | 0 | 0 | 0 | 0 | 0 | 66.0192 | 6.8243 | 13.6063 | 20.334 | 27.0154 | 33.6449 | 40.2227 | 46.744 | 53.2198 | 59.645 | 66.0192 | 66.0192 | 66.0192 | 66.0192 | 66.0192 | 66.0192 | 66.0192 | 66.0192 | 66.0192 | 66.0192 | 66.0192 | 0 | 0 | 0 | 0 | 0 | 0 | 0 | 0 | 0 | 0 | 0 | 0 | 0 | 0 | 0 | 0 | 0 | 0 | 0 | 0 | 0 | 0 | 0 | 0 | 0 | 0 | 0 | 0 | 0 | 0 | 0 | 0 | 0 | 0 | 0 | 0 | 0 | 0 | 0 | 0 | 0 | 0 | 0 | 0 | 0 | 0 | 0 | 0 | 0 | 0.95599 | 0.95007 | 0.94246 | 0.93597 | 0.9287 | 0.92146 | 0.91353 | 0.90718 | 0.90007 | 0.89294 | 0 | 0 | 0 | 0 | 0 | 0 | 0 | 0 | 0 | 0 | 0.01296% | 0 | 0 | 0 | 0 | 0 | 0 | 0 | 0 | 0 | 0 | 0 | 0 | 0 | 0 | 0 | 0 | 0 | 0 | 0 | 0 | 0 | 0 | 0 | 0
| Industrial_tool_Gas | M_Input | 2000-2018 Industrial Assessment Center | 2020 | Retro | 2022 | 2041 | PSE | Industrial | Hi Tech - Chip Fabrication | Gas | Per Region | NA | NA | Hi Tech - Chip Fabrication Process Improvements To Reduce Energy Requirements | Hi Tech - Chip Fabrication Process Improvements To Reduce Energy Requirements | 0 | 15 | 163.747 | 0 | I-All-Other-Shift3-All-All-S | 0 | 0 | 0 | 0 | 0 | 0 | 0 | 185.8491 | I-All-Other-Shift3-All-All-S | 0 | 0 | 0 | Comm Flat | Process Improvements To Reduce Energy Requirements | Process Improvements To Reduce Energy Requirements | IndShift3 | 0.01266% | 0% | 100% | 1 | 1 | 100% | 6.667% | 85% | 6.8% | 0.2% | 1971.973 | 9.575 | 198.1548 | 0 | 192.8801 | 0 | 0 | 0 | 17.8996 |  | 0 | 0.0089504 | 0 | 01. ($9,999.000) to $0.028 | N/A | 0.0089504 | 01. ($9,999.00) to $0.22 | N/A | 0 | 0 | 0 | 0 | 0 | 0 | 0 | 0 | 0 | 0 | 0 | 0 | 0 | 0 | 0 | 0 | 0 | 0 | 0 | 0 | 0 | 0 | 0 | 0 | 0 | 0 | 0 | 0 | 0 | 0 | 0 | 0 | 0 | 0 | 0 | 0 | 0 | 0 | 0 | 0 | 0 | 0 | 0 | 0 | 0 | 0 | 0 | 0 | 0 | 0 | 0 | 0 | 0 | 0 | 0 | 0 | 0 | 0 | 0 | 0 | 0 | 0 | 0 | 0 | 0 | 0 | 0 | 0 | 0 | 0 | 0 | 0 | 0 | 0.085 | 0.085 | 0.085 | 0.085 | 0.085 | 0.085 | 0.085 | 0.085 | 0.085 | 0.085 | 0 | 0 | 0 | 0 | 0 | 0 | 0 | 0 | 0 | 0 | 15.7972 | 15.6993 | 15.5736 | 15.4663 | 15.3462 | 15.2267 | 15.0956 | 14.9906 | 14.8733 | 14.7554 | 0 | 0 | 0 | 0 | 0 | 0 | 0 | 0 | 0 | 0 | 152.8241 | 15.7972 | 31.4965 | 47.0701 | 62.5364 | 77.8826 | 93.1093 | 108.2049 | 123.1955 | 138.0687 | 152.8241 | 152.8241 | 152.8241 | 152.8241 | 152.8241 | 152.8241 | 152.8241 | 152.8241 | 152.8241 | 152.8241 | 152.8241 | 0 | 0 | 0 | 0 | 0 | 0 | 0 | 0 | 0 | 0 | 0 | 0 | 0 | 0 | 0 | 0 | 0 | 0 | 0 | 0 | 0 | 0 | 0 | 0 | 0 | 0 | 0 | 0 | 0 | 0 | 0 | 0 | 0 | 0 | 0 | 0 | 0 | 0 | 0 | 0 | 0 | 0 | 0 | 0 | 0 | 0 | 0 | 0 | 0 | 1.5215 | 1.512 | 1.4999 | 1.4896 | 1.478 | 1.4665 | 1.4539 | 1.4438 | 1.4325 | 1.4211 | 0 | 0 | 0 | 0 | 0 | 0 | 0 | 0 | 0 | 0 | 0.01296% | 0 | 0 | 0 | 0 | 0 | 0 | 0 | 0 | 0 | 0 | 0 | 0 | 0 | 0 | 0 | 0 | 0 | 0 | 0 | 0 | 0 | 0 | 0 | 0
| Industrial_tool_Gas | M_Input | 2000-2018 Industrial Assessment Center | 2020 | Retro | 2022 | 2041 | PSE | Industrial | Hi Tech - Chip Fabrication | Gas | Per Region | NA | NA | Hi Tech - Chip Fabrication Thermal Systems Add Insulation To Equipment | Hi Tech - Chip Fabrication Thermal Systems Add Insulation To Equipment | 0 | 10 | 11.9839 | 0 | I-All-Other-Shift3-All-All-S | 0 | 0 | 0 | 0 | 0 | 0 | 0 | 25.5818 | I-All-Other-Shift3-All-All-S | 0 | 0 | 0 | Comm Flat | Thermal Systems Add Insulation To Equipment | Thermal Systems Add Insulation To Equipment | IndShift3 | 0.01266% | 0% | 100% | 1 | 1 | 100% | 10% | 85% | 6.8% | 0.2% | 188.9264 | 1.318 | 19.0244 | 0 | 18.191 | 0 | 0 | 0 | 0.24539 |  | 0 | 0.00089142 | 0 | 01. ($9,999.000) to $0.028 | N/A | 0.00089142 | 01. ($9,999.00) to $0.22 | N/A | 0 | 0 | 0 | 0 | 0 | 0 | 0 | 0 | 0 | 0 | 0 | 0 | 0 | 0 | 0 | 0 | 0 | 0 | 0 | 0 | 0 | 0 | 0 | 0 | 0 | 0 | 0 | 0 | 0 | 0 | 0 | 0 | 0 | 0 | 0 | 0 | 0 | 0 | 0 | 0 | 0 | 0 | 0 | 0 | 0 | 0 | 0 | 0 | 0 | 0 | 0 | 0 | 0 | 0 | 0 | 0 | 0 | 0 | 0 | 0 | 0 | 0 | 0 | 0 | 0 | 0 | 0 | 0 | 0 | 0 | 0 | 0 | 0 | 0.085 | 0.085 | 0.085 | 0.085 | 0.085 | 0.085 | 0.085 | 0.085 | 0.085 | 0.085 | 0 | 0 | 0 | 0 | 0 | 0 | 0 | 0 | 0 | 0 | 2.1745 | 2.161 | 2.1437 | 2.1289 | 2.1124 | 2.0959 | 2.0779 | 2.0634 | 2.0473 | 2.0311 | 0 | 0 | 0 | 0 | 0 | 0 | 0 | 0 | 0 | 0 | 21.036 | 2.1745 | 4.3354 | 6.4791 | 8.608 | 10.7204 | 12.8164 | 14.8942 | 16.9577 | 19.0049 | 21.036 | 21.036 | 21.036 | 21.036 | 21.036 | 21.036 | 21.036 | 21.036 | 21.036 | 21.036 | 21.036 | 0 | 0 | 0 | 0 | 0 | 0 | 0 | 0 | 0 | 0 | 0 | 0 | 0 | 0 | 0 | 0 | 0 | 0 | 0 | 0 | 0 | 0 | 0 | 0 | 0 | 0 | 0 | 0 | 0 | 0 | 0 | 0 | 0 | 0 | 0 | 0 | 0 | 0 | 0 | 0 | 0 | 0 | 0 | 0 | 0 | 0 | 0 | 0 | 0 | 0.020858 | 0.020729 | 0.020563 | 0.020421 | 0.020263 | 0.020105 | 0.019932 | 0.019793 | 0.019638 | 0.019482 | 0 | 0 | 0 | 0 | 0 | 0 | 0 | 0 | 0 | 0 | 0.01296% | 0 | 0 | 0 | 0 | 0 | 0 | 0 | 0 | 0 | 0 | 0 | 0 | 0 | 0 | 0 | 0 | 0 | 0 | 0 | 0 | 0 | 0 | 0 | 0
| Industrial_tool_Gas | M_Input | 2000-2018 Industrial Assessment Center | 2020 | Retro | 2022 | 2041 | PSE | Industrial | Hi Tech - Chip Fabrication | Gas | Per Region | NA | NA | Hi Tech - Chip Fabrication Thermal Systems Reduce Infiltration; Isolate Hot Or Cold Equipment | Hi Tech - Chip Fabrication Thermal Systems Reduce Infiltration; Isolate Hot Or Cold Equipment | 0 | 10 | 34.4451 | 0 | I-All-Other-Shift3-All-All-S | 0 | 0 | 0 | 0 | 0 | 0 | 0 | 63.3802 | I-All-Other-Shift3-All-All-S | 0 | 0 | 0 | Comm Flat | Thermal Systems Reduce Infiltration; Isolate Hot Or Cold Equipment | Thermal Systems Reduce Infiltration; Isolate Hot Or Cold Equipment | IndShift3 | 0.01266% | 0% | 100% | 1 | 1 | 100% | 10% | 85% | 6.8% | 0.2% | 468.0738 | 3.2654 | 47.1339 | 0 | 52.2859 | 0 | 0 | 0 | 8.7756 |  | 0 | 0.012867 | 0 | 01. ($9,999.000) to $0.028 | N/A | 0.012867 | 01. ($9,999.00) to $0.22 | N/A | 0 | 0 | 0 | 0 | 0 | 0 | 0 | 0 | 0 | 0 | 0 | 0 | 0 | 0 | 0 | 0 | 0 | 0 | 0 | 0 | 0 | 0 | 0 | 0 | 0 | 0 | 0 | 0 | 0 | 0 | 0 | 0 | 0 | 0 | 0 | 0 | 0 | 0 | 0 | 0 | 0 | 0 | 0 | 0 | 0 | 0 | 0 | 0 | 0 | 0 | 0 | 0 | 0 | 0 | 0 | 0 | 0 | 0 | 0 | 0 | 0 | 0 | 0 | 0 | 0 | 0 | 0 | 0 | 0 | 0 | 0 | 0 | 0 | 0.085 | 0.085 | 0.085 | 0.085 | 0.085 | 0.085 | 0.085 | 0.085 | 0.085 | 0.085 | 0 | 0 | 0 | 0 | 0 | 0 | 0 | 0 | 0 | 0 | 5.3873 | 5.354 | 5.3111 | 5.2745 | 5.2335 | 5.1928 | 5.1481 | 5.1122 | 5.0722 | 5.032 | 0 | 0 | 0 | 0 | 0 | 0 | 0 | 0 | 0 | 0 | 52.1177 | 5.3873 | 10.7413 | 16.0523 | 21.3268 | 26.5603 | 31.7531 | 36.9012 | 42.0134 | 47.0856 | 52.1177 | 52.1177 | 52.1177 | 52.1177 | 52.1177 | 52.1177 | 52.1177 | 52.1177 | 52.1177 | 52.1177 | 52.1177 | 0 | 0 | 0 | 0 | 0 | 0 | 0 | 0 | 0 | 0 | 0 | 0 | 0 | 0 | 0 | 0 | 0 | 0 | 0 | 0 | 0 | 0 | 0 | 0 | 0 | 0 | 0 | 0 | 0 | 0 | 0 | 0 | 0 | 0 | 0 | 0 | 0 | 0 | 0 | 0 | 0 | 0 | 0 | 0 | 0 | 0 | 0 | 0 | 0 | 0.74592 | 0.7413 | 0.73537 | 0.7303 | 0.72463 | 0.71898 | 0.7128 | 0.70784 | 0.7023 | 0.69673 | 0 | 0 | 0 | 0 | 0 | 0 | 0 | 0 | 0 | 0 | 0.01296% | 0 | 0 | 0 | 0 | 0 | 0 | 0 | 0 | 0 | 0 | 0 | 0 | 0 | 0 | 0 | 0 | 0 | 0 | 0 | 0 | 0 | 0 | 0 | 0
| Industrial_tool_Gas | M_Input | 2000-2018 Industrial Assessment Center | 2020 | Retro | 2022 | 2041 | PSE | Industrial | Hi Tech - Chip Fabrication | Gas | Per Region | NA | NA | Hi Tech - Chip Fabrication Waste Heat From Hot Flue Gases To Preheat | Hi Tech - Chip Fabrication Waste Heat From Hot Flue Gases To Preheat | 0 | 14 | 74.81 | 0 | I-All-Other-Shift3-All-All-S | 0 | 0 | 0 | 0 | 0 | 0 | 0 | 92.3662 | I-All-Other-Shift3-All-All-S | 0 | 0 | 0 | Comm Flat | Waste Heat From Hot Flue Gases To Preheat | Waste Heat From Hot Flue Gases To Preheat | IndShift3 | 0.01266% | 0% | 100% | 1 | 1 | 100% | 7.143% | 85% | 6.8% | 0.2% | 921.4585 | 4.7587 | 92.6217 | 0 | 92.0451 | 0 | 0 | 0 | 9.6266 |  | 0 | 0.0096854 | 0 | 01. ($9,999.000) to $0.028 | N/A | 0.0096854 | 01. ($9,999.00) to $0.22 | N/A | 0 | 0 | 0 | 0 | 0 | 0 | 0 | 0 | 0 | 0 | 0 | 0 | 0 | 0 | 0 | 0 | 0 | 0 | 0 | 0 | 0 | 0 | 0 | 0 | 0 | 0 | 0 | 0 | 0 | 0 | 0 | 0 | 0 | 0 | 0 | 0 | 0 | 0 | 0 | 0 | 0 | 0 | 0 | 0 | 0 | 0 | 0 | 0 | 0 | 0 | 0 | 0 | 0 | 0 | 0 | 0 | 0 | 0 | 0 | 0 | 0 | 0 | 0 | 0 | 0 | 0 | 0 | 0 | 0 | 0 | 0 | 0 | 0 | 0.085 | 0.085 | 0.085 | 0.085 | 0.085 | 0.085 | 0.085 | 0.085 | 0.085 | 0.085 | 0 | 0 | 0 | 0 | 0 | 0 | 0 | 0 | 0 | 0 | 7.8511 | 7.8025 | 7.74 | 7.6867 | 7.627 | 7.5676 | 7.5024 | 7.4503 | 7.3919 | 7.3334 | 0 | 0 | 0 | 0 | 0 | 0 | 0 | 0 | 0 | 0 | 75.953 | 7.8511 | 15.6536 | 23.3936 | 31.0803 | 38.7073 | 46.2749 | 53.7774 | 61.2276 | 68.6196 | 75.953 | 75.953 | 75.953 | 75.953 | 75.953 | 75.953 | 75.953 | 75.953 | 75.953 | 75.953 | 75.953 | 0 | 0 | 0 | 0 | 0 | 0 | 0 | 0 | 0 | 0 | 0 | 0 | 0 | 0 | 0 | 0 | 0 | 0 | 0 | 0 | 0 | 0 | 0 | 0 | 0 | 0 | 0 | 0 | 0 | 0 | 0 | 0 | 0 | 0 | 0 | 0 | 0 | 0 | 0 | 0 | 0 | 0 | 0 | 0 | 0 | 0 | 0 | 0 | 0 | 0.81826 | 0.81319 | 0.80668 | 0.80112 | 0.7949 | 0.78871 | 0.78192 | 0.77648 | 0.7704 | 0.7643 | 0 | 0 | 0 | 0 | 0 | 0 | 0 | 0 | 0 | 0 | 0.01296% | 0 | 0 | 0 | 0 | 0 | 0 | 0 | 0 | 0 | 0 | 0 | 0 | 0 | 0 | 0 | 0 | 0 | 0 | 0 | 0 | 0 | 0 | 0 | 0
| Industrial_tool_Gas | M_Input | 2000-2018 Industrial Assessment Center | 2020 | Retro | 2022 | 2041 | PSE | Industrial | Hi Tech - Chip Fabrication | Gas | Per Region | NA | NA | Hi Tech - Chip Fabrication Plant Operations - Equipment Scheduling Improvements | Hi Tech - Chip Fabrication Plant Operations - Equipment Scheduling Improvements | 0 | 10 | 159.3516 | 0 | I-All-Other-Shift3-All-All-S | 0 | 0 | 0 | 0 | 0 | 0 | 0 | 61.6251 | I-All-Other-Shift3-All-All-S | 0 | 0 | 0 | Comm Flat | Plant Operations - Equipment Scheduling Improvements | Plant Operations - Equipment Scheduling Improvements | IndShift3 | 0.01266% | 0% | 100% | 1 | 1 | 100% | 10% | 85% | 6.8% | 0.2% | 455.1125 | 3.175 | 45.8288 | 0 | 241.8877 | 0 | 0 | 0 | 224.7544 |  | 0 | 0.33893 | 0 | 01. ($9,999.000) to $0.028 | N/A | 0.33893 | 03. $0.30 to $0.45 | N/A | 0 | 0 | 0 | 0 | 0 | 0 | 0 | 0 | 0 | 0 | 0 | 0 | 0 | 0 | 0 | 0 | 0 | 0 | 0 | 0 | 0 | 0 | 0 | 0 | 0 | 0 | 0 | 0 | 0 | 0 | 0 | 0 | 0 | 0 | 0 | 0 | 0 | 0 | 0 | 0 | 0 | 0 | 0 | 0 | 0 | 0 | 0 | 0 | 0 | 0 | 0 | 0 | 0 | 0 | 0 | 0 | 0 | 0 | 0 | 0 | 0 | 0 | 0 | 0 | 0 | 0 | 0 | 0 | 0 | 0 | 0 | 0 | 0 | 0.085 | 0.085 | 0.085 | 0.085 | 0.085 | 0.085 | 0.085 | 0.085 | 0.085 | 0.085 | 0 | 0 | 0 | 0 | 0 | 0 | 0 | 0 | 0 | 0 | 5.2381 | 5.2057 | 5.164 | 5.1284 | 5.0886 | 5.049 | 5.0055 | 4.9707 | 4.9318 | 4.8927 | 0 | 0 | 0 | 0 | 0 | 0 | 0 | 0 | 0 | 0 | 50.6745 | 5.2381 | 10.4438 | 15.6078 | 20.7363 | 25.8249 | 30.8738 | 35.8793 | 40.85 | 45.7818 | 50.6745 | 50.6745 | 50.6745 | 50.6745 | 50.6745 | 50.6745 | 50.6745 | 50.6745 | 50.6745 | 50.6745 | 50.6745 | 0 | 0 | 0 | 0 | 0 | 0 | 0 | 0 | 0 | 0 | 0 | 0 | 0 | 0 | 0 | 0 | 0 | 0 | 0 | 0 | 0 | 0 | 0 | 0 | 0 | 0 | 0 | 0 | 0 | 0 | 0 | 0 | 0 | 0 | 0 | 0 | 0 | 0 | 0 | 0 | 0 | 0 | 0 | 0 | 0 | 0 | 0 | 0 | 0 | 19.1041 | 18.9858 | 18.8337 | 18.704 | 18.5587 | 18.4142 | 18.2557 | 18.1287 | 17.9868 | 17.8442 | 0 | 0 | 0 | 0 | 0 | 0 | 0 | 0 | 0 | 0 | 0.01296% | 0 | 0 | 0 | 0 | 0 | 0 | 0 | 0 | 0 | 0 | 0 | 0 | 0 | 0 | 0 | 0 | 0 | 0 | 0 | 0 | 0 | 0 | 0 | 0
| Industrial_tool_Gas | M_Input | 2000-2018 Industrial Assessment Center | 2020 | Retro | 2022 | 2041 | PSE | Industrial | Hi Tech - Silicon | Gas | Per Region | NA | NA | Hi Tech - Silicon Building Envelope Infiltration Improvements | Hi Tech - Silicon Building Envelope Infiltration Improvements | 0 | 20 | 31.8612 | 0 | I-All-Other-Shift3-All-All-S | 0 | 0 | 0 | 0 | 0 | 0 | 0 | 31.5613 | I-All-Other-Shift3-All-All-S | 0 | 0 | 0 | Comm Flat | Building Envelope Infiltration Improvements | Building Envelope Infiltration Improvements | IndShift3 | 0.01266% | 0% | 100% | 1 | 1 | 100% | 5% | 85% | 6.8% | 0.2% | 432.3143 | 1.6261 | 43.394 | 0 | 31.8612 | 0 | 0 | 0 | -6.7866 |  | 0 | -0.019983 | 0 | 01. ($9,999.000) to $0.028 | N/A | -0.019983 | 01. ($9,999.00) to $0.22 | N/A | 0 | 0 | 0 | 0 | 0 | 0 | 0 | 0 | 0 | 0 | 0 | 0 | 0 | 0 | 0 | 0 | 0 | 0 | 0 | 0 | 0 | 0 | 0 | 0 | 0 | 0 | 0 | 0 | 0 | 0 | 0 | 0 | 0 | 0 | 0 | 0 | 0 | 0 | 0 | 0 | 0 | 0 | 0 | 0 | 0 | 0 | 0 | 0 | 0 | 0 | 0 | 0 | 0 | 0 | 0 | 0 | 0 | 0 | 0 | 0 | 0 | 0 | 0 | 0 | 0 | 0 | 0 | 0 | 0 | 0 | 0 | 0 | 0 | 0.085 | 0.085 | 0.085 | 0.085 | 0.085 | 0.085 | 0.085 | 0.085 | 0.085 | 0.085 | 0 | 0 | 0 | 0 | 0 | 0 | 0 | 0 | 0 | 0 | 2.6827 | 2.6661 | 2.6447 | 2.6265 | 2.6061 | 2.5858 | 2.5636 | 2.5457 | 2.5258 | 2.5058 | 0 | 0 | 0 | 0 | 0 | 0 | 0 | 0 | 0 | 0 | 25.9529 | 2.6827 | 5.3488 | 7.9935 | 10.6201 | 13.2262 | 15.812 | 18.3756 | 20.9213 | 23.4471 | 25.9529 | 25.9529 | 25.9529 | 25.9529 | 25.9529 | 25.9529 | 25.9529 | 25.9529 | 25.9529 | 25.9529 | 25.9529 | 0 | 0 | 0 | 0 | 0 | 0 | 0 | 0 | 0 | 0 | 0 | 0 | 0 | 0 | 0 | 0 | 0 | 0 | 0 | 0 | 0 | 0 | 0 | 0 | 0 | 0 | 0 | 0 | 0 | 0 | 0 | 0 | 0 | 0 | 0 | 0 | 0 | 0 | 0 | 0 | 0 | 0 | 0 | 0 | 0 | 0 | 0 | 0 | 0 | 0 | 0 | 0 | 0 | 0 | 0 | 0 | 0 | 0 | 0 | 0 | 0 | 0 | 0 | 0 | 0 | 0 | 0 | 0 | 0 | 0.01296% | 0 | 0 | 0 | 0 | 0 | 0 | 0 | 0 | 0 | 0 | 0 | 0 | 0 | 0 | 0 | 0 | 0 | 0 | 0 | 0 | 0 | 0 | 0 | 0
| Industrial_tool_Gas | M_Input | 2000-2018 Industrial Assessment Center | 2020 | Retro | 2022 | 2041 | PSE | Industrial | Hi Tech - Silicon | Gas | Per Region | NA | NA | Hi Tech - Silicon Building Envelope Insulation and Window/Door Improvements | Hi Tech - Silicon Building Envelope Insulation and Window/Door Improvements | 0 | 20 | 113.627 | 0 | I-All-Other-Shift3-All-All-S | 0 | 0 | 0 | 0 | 0 | 0 | 0 | 30.7359 | I-All-Other-Shift3-All-All-S | 0 | 0 | 0 | Comm Flat | Building Envelope Insulation and Window/Door Improvements | Building Envelope Insulation and Window/Door Improvements | IndShift3 | 0.01266% | 0% | 100% | 1 | 1 | 100% | 5% | 85% | 6.8% | 0.2% | 421.0085 | 1.5835 | 42.2592 | 0 | 113.627 | 0 | 0 | 0 | 92.5097 |  | 0 | 0.27971 | 0 | 01. ($9,999.000) to $0.028 | N/A | 0.27971 | 02. $0.22 to $0.30 | N/A | 0 | 0 | 0 | 0 | 0 | 0 | 0 | 0 | 0 | 0 | 0 | 0 | 0 | 0 | 0 | 0 | 0 | 0 | 0 | 0 | 0 | 0 | 0 | 0 | 0 | 0 | 0 | 0 | 0 | 0 | 0 | 0 | 0 | 0 | 0 | 0 | 0 | 0 | 0 | 0 | 0 | 0 | 0 | 0 | 0 | 0 | 0 | 0 | 0 | 0 | 0 | 0 | 0 | 0 | 0 | 0 | 0 | 0 | 0 | 0 | 0 | 0 | 0 | 0 | 0 | 0 | 0 | 0 | 0 | 0 | 0 | 0 | 0 | 0.085 | 0.085 | 0.085 | 0.085 | 0.085 | 0.085 | 0.085 | 0.085 | 0.085 | 0.085 | 0 | 0 | 0 | 0 | 0 | 0 | 0 | 0 | 0 | 0 | 2.6126 | 2.5964 | 2.5756 | 2.5578 | 2.538 | 2.5182 | 2.4965 | 2.4792 | 2.4598 | 2.4403 | 0 | 0 | 0 | 0 | 0 | 0 | 0 | 0 | 0 | 0 | 25.2742 | 2.6126 | 5.2089 | 7.7845 | 10.3423 | 12.8803 | 15.3985 | 17.895 | 20.3742 | 22.8339 | 25.2742 | 25.2742 | 25.2742 | 25.2742 | 25.2742 | 25.2742 | 25.2742 | 25.2742 | 25.2742 | 25.2742 | 25.2742 | 0 | 0 | 0 | 0 | 0 | 0 | 0 | 0 | 0 | 0 | 0 | 0 | 0 | 0 | 0 | 0 | 0 | 0 | 0 | 0 | 0 | 0 | 0 | 0 | 0 | 0 | 0 | 0 | 0 | 0 | 0 | 0 | 0 | 0 | 0 | 0 | 0 | 0 | 0 | 0 | 0 | 0 | 0 | 0 | 0 | 0 | 0 | 0 | 0 | 7.8633 | 7.8146 | 7.752 | 7.6986 | 7.6388 | 7.5793 | 7.5141 | 7.4618 | 7.4034 | 7.3447 | 0 | 0 | 0 | 0 | 0 | 0 | 0 | 0 | 0 | 0 | 0.01296% | 0 | 0 | 0 | 0 | 0 | 0 | 0 | 0 | 0 | 0 | 0 | 0 | 0 | 0 | 0 | 0 | 0 | 0 | 0 | 0 | 0 | 0 | 0 | 0
| Industrial_tool_Gas | M_Input | 2000-2018 Industrial Assessment Center | 2020 | Retro | 2022 | 2041 | PSE | Industrial | Hi Tech - Silicon | Gas | Per Region | NA | NA | Hi Tech - Silicon Equipment Upgrade - Replace Existing HVAC Unit With High Efficiency Model | Hi Tech - Silicon Equipment Upgrade - Replace Existing HVAC Unit With High Efficiency Model | 0 | 20 | 124.2771 | 0 | I-All-Other-Shift3-All-All-S | 0 | 0 | 0 | 0 | 0 | 0 | 0 | 95.9152 | I-All-Other-Shift3-All-All-S | 0 | 0 | 0 | Comm Flat | Equipment Upgrade - Replace Existing HVAC Unit With High Efficiency Model | Equipment Upgrade - Replace Existing HVAC Unit With High Efficiency Model | IndShift3 | 0.01266% | 0% | 100% | 1 | 1 | 100% | 5% | 85% | 6.8% | 0.2% | 1313.8092 | 4.9416 | 131.8751 | 0 | 124.2771 | 0 | 0 | 0 | 12.3159 |  | 0 | 0.011933 | 0 | 01. ($9,999.000) to $0.028 | N/A | 0.011933 | 01. ($9,999.00) to $0.22 | N/A | 0 | 0 | 0 | 0 | 0 | 0 | 0 | 0 | 0 | 0 | 0 | 0 | 0 | 0 | 0 | 0 | 0 | 0 | 0 | 0 | 0 | 0 | 0 | 0 | 0 | 0 | 0 | 0 | 0 | 0 | 0 | 0 | 0 | 0 | 0 | 0 | 0 | 0 | 0 | 0 | 0 | 0 | 0 | 0 | 0 | 0 | 0 | 0 | 0 | 0 | 0 | 0 | 0 | 0 | 0 | 0 | 0 | 0 | 0 | 0 | 0 | 0 | 0 | 0 | 0 | 0 | 0 | 0 | 0 | 0 | 0 | 0 | 0 | 0.085 | 0.085 | 0.085 | 0.085 | 0.085 | 0.085 | 0.085 | 0.085 | 0.085 | 0.085 | 0 | 0 | 0 | 0 | 0 | 0 | 0 | 0 | 0 | 0 | 8.1528 | 8.1023 | 8.0374 | 7.982 | 7.92 | 7.8584 | 7.7907 | 7.7365 | 7.676 | 7.6151 | 0 | 0 | 0 | 0 | 0 | 0 | 0 | 0 | 0 | 0 | 78.8712 | 8.1528 | 16.2551 | 24.2925 | 32.2745 | 40.1946 | 48.0529 | 55.8436 | 63.5801 | 71.2561 | 78.8712 | 78.8712 | 78.8712 | 78.8712 | 78.8712 | 78.8712 | 78.8712 | 78.8712 | 78.8712 | 78.8712 | 78.8712 | 0 | 0 | 0 | 0 | 0 | 0 | 0 | 0 | 0 | 0 | 0 | 0 | 0 | 0 | 0 | 0 | 0 | 0 | 0 | 0 | 0 | 0 | 0 | 0 | 0 | 0 | 0 | 0 | 0 | 0 | 0 | 0 | 0 | 0 | 0 | 0 | 0 | 0 | 0 | 0 | 0 | 0 | 0 | 0 | 0 | 0 | 0 | 0 | 0 | 1.0469 | 1.0404 | 1.032 | 1.0249 | 1.017 | 1.009 | 1.0004 | 0.9934 | 0.98562 | 0.97781 | 0 | 0 | 0 | 0 | 0 | 0 | 0 | 0 | 0 | 0 | 0.01296% | 0 | 0 | 0 | 0 | 0 | 0 | 0 | 0 | 0 | 0 | 0 | 0 | 0 | 0 | 0 | 0 | 0 | 0 | 0 | 0 | 0 | 0 | 0 | 0
| Industrial_tool_Gas | M_Input | 2000-2018 Industrial Assessment Center | 2020 | Retro | 2022 | 2041 | PSE | Industrial | Hi Tech - Silicon | Gas | Per Region | NA | NA | Hi Tech - Silicon HVAC Equipment Scheduling Improvements - HVAC Controls, Timers Or Thermostats | Hi Tech - Silicon HVAC Equipment Scheduling Improvements - HVAC Controls, Timers Or Thermostats | 0 | 15 | 73.135 | 0 | I-All-Other-Shift3-All-All-S | 0 | 0 | 0 | 0 | 0 | 0 | 0 | 55.8715 | I-All-Other-Shift3-All-All-S | 0 | 0 | 0 | Comm Flat | HVAC Equipment Scheduling Improvements - HVAC Controls, Timers Or Thermostats | HVAC Equipment Scheduling Improvements - HVAC Controls, Timers Or Thermostats | IndShift3 | 0.01266% | 0% | 100% | 1 | 1 | 100% | 6.667% | 85% | 6.8% | 0.2% | 592.8308 | 2.8785 | 59.5709 | 0 | 86.1469 | 0 | 0 | 0 | 38.3244 |  | 0 | 0.063745 | 0 | 01. ($9,999.000) to $0.028 | N/A | 0.063745 | 01. ($9,999.00) to $0.22 | N/A | 0 | 0 | 0 | 0 | 0 | 0 | 0 | 0 | 0 | 0 | 0 | 0 | 0 | 0 | 0 | 0 | 0 | 0 | 0 | 0 | 0 | 0 | 0 | 0 | 0 | 0 | 0 | 0 | 0 | 0 | 0 | 0 | 0 | 0 | 0 | 0 | 0 | 0 | 0 | 0 | 0 | 0 | 0 | 0 | 0 | 0 | 0 | 0 | 0 | 0 | 0 | 0 | 0 | 0 | 0 | 0 | 0 | 0 | 0 | 0 | 0 | 0 | 0 | 0 | 0 | 0 | 0 | 0 | 0 | 0 | 0 | 0 | 0 | 0.085 | 0.085 | 0.085 | 0.085 | 0.085 | 0.085 | 0.085 | 0.085 | 0.085 | 0.085 | 0 | 0 | 0 | 0 | 0 | 0 | 0 | 0 | 0 | 0 | 4.7491 | 4.7197 | 4.6819 | 4.6496 | 4.6135 | 4.5776 | 4.5382 | 4.5066 | 4.4713 | 4.4359 | 0 | 0 | 0 | 0 | 0 | 0 | 0 | 0 | 0 | 0 | 45.9432 | 4.7491 | 9.4687 | 14.1506 | 18.8002 | 23.4137 | 27.9913 | 32.5294 | 37.036 | 41.5074 | 45.9432 | 45.9432 | 45.9432 | 45.9432 | 45.9432 | 45.9432 | 45.9432 | 45.9432 | 45.9432 | 45.9432 | 45.9432 | 0 | 0 | 0 | 0 | 0 | 0 | 0 | 0 | 0 | 0 | 0 | 0 | 0 | 0 | 0 | 0 | 0 | 0 | 0 | 0 | 0 | 0 | 0 | 0 | 0 | 0 | 0 | 0 | 0 | 0 | 0 | 0 | 0 | 0 | 0 | 0 | 0 | 0 | 0 | 0 | 0 | 0 | 0 | 0 | 0 | 0 | 0 | 0 | 0 | 3.2576 | 3.2374 | 3.2115 | 3.1894 | 3.1646 | 3.1399 | 3.1129 | 3.0912 | 3.0671 | 3.0427 | 0 | 0 | 0 | 0 | 0 | 0 | 0 | 0 | 0 | 0 | 0.01296% | 0 | 0 | 0 | 0 | 0 | 0 | 0 | 0 | 0 | 0 | 0 | 0 | 0 | 0 | 0 | 0 | 0 | 0 | 0 | 0 | 0 | 0 | 0 | 0
| Industrial_tool_Gas | M_Input | 2000-2018 Industrial Assessment Center | 2020 | Retro | 2022 | 2041 | PSE | Industrial | Hi Tech - Silicon | Gas | Per Region | NA | NA | Hi Tech - Silicon Optimize Ventilation System | Hi Tech - Silicon Optimize Ventilation System | 0 | 5 | 65.9256 | 0 | I-All-Other-Shift3-All-All-S | 0 | 0 | 0 | 0 | 0 | 0 | 0 | 45.6566 | I-All-Other-Shift3-All-All-S | 0 | 0 | 0 | Comm Flat | Optimize Ventilation System | Optimize Ventilation System | IndShift3 | 0.01266% | 0% | 100% | 1 | 1 | 100% | 20% | 85% | 6.8% | 0.2% | 175.4327 | 2.3522 | 17.7785 | 0 | 172.0921 | 0 | 0 | 0 | 165.1465 |  | 0 | 0.33614 | 0 | 01. ($9,999.000) to $0.028 | N/A | 0.33614 | 03. $0.30 to $0.45 | N/A | 0 | 0 | 0 | 0 | 0 | 0 | 0 | 0 | 0 | 0 | 0 | 0 | 0 | 0 | 0 | 0 | 0 | 0 | 0 | 0 | 0 | 0 | 0 | 0 | 0 | 0 | 0 | 0 | 0 | 0 | 0 | 0 | 0 | 0 | 0 | 0 | 0 | 0 | 0 | 0 | 0 | 0 | 0 | 0 | 0 | 0 | 0 | 0 | 0 | 0 | 0 | 0 | 0 | 0 | 0 | 0 | 0 | 0 | 0 | 0 | 0 | 0 | 0 | 0 | 0 | 0 | 0 | 0 | 0 | 0 | 0 | 0 | 0 | 0.085 | 0.085 | 0.085 | 0.085 | 0.085 | 0.085 | 0.085 | 0.085 | 0.085 | 0.085 | 0 | 0 | 0 | 0 | 0 | 0 | 0 | 0 | 0 | 0 | 3.8808 | 3.8568 | 3.8259 | 3.7995 | 3.77 | 3.7407 | 3.7085 | 3.6827 | 3.6538 | 3.6249 | 0 | 0 | 0 | 0 | 0 | 0 | 0 | 0 | 0 | 0 | 37.5435 | 3.8808 | 7.7376 | 11.5635 | 15.363 | 19.133 | 22.8737 | 26.5822 | 30.2648 | 33.9187 | 37.5435 | 37.5435 | 37.5435 | 37.5435 | 37.5435 | 37.5435 | 37.5435 | 37.5435 | 37.5435 | 37.5435 | 37.5435 | 0 | 0 | 0 | 0 | 0 | 0 | 0 | 0 | 0 | 0 | 0 | 0 | 0 | 0 | 0 | 0 | 0 | 0 | 0 | 0 | 0 | 0 | 0 | 0 | 0 | 0 | 0 | 0 | 0 | 0 | 0 | 0 | 0 | 0 | 0 | 0 | 0 | 0 | 0 | 0 | 0 | 0 | 0 | 0 | 0 | 0 | 0 | 0 | 0 | 14.0375 | 13.9505 | 13.8388 | 13.7435 | 13.6367 | 13.5305 | 13.414 | 13.3207 | 13.2165 | 13.1117 | 0 | 0 | 0 | 0 | 0 | 0 | 0 | 0 | 0 | 0 | 0.01296% | 0 | 0 | 0 | 0 | 0 | 0 | 0 | 0 | 0 | 0 | 0 | 0 | 0 | 0 | 0 | 0 | 0 | 0 | 0 | 0 | 0 | 0 | 0 | 0
| Industrial_tool_Gas | M_Input | 2000-2018 Industrial Assessment Center | 2020 | Retro | 2022 | 2041 | PSE | Industrial | Hi Tech - Silicon | Gas | Per Region | NA | NA | Hi Tech - Silicon Analyze Flue Gas For Proper Air/Fuel Ratio | Hi Tech - Silicon Analyze Flue Gas For Proper Air/Fuel Ratio | 0 | 5 | 12.1923 | 0 | I-All-Other-Shift3-All-All-S | 0 | 0 | 0 | 0 | 0 | 0 | 0 | 34.2068 | I-All-Other-Shift3-All-All-S | 0 | 0 | 0 | Comm Flat | Analyze Flue Gas For Proper Air/Fuel Ratio | Analyze Flue Gas For Proper Air/Fuel Ratio | IndShift3 | 0.01266% | 0% | 100% | 1 | 1 | 100% | 20% | 85% | 6.8% | 0.2% | 131.4374 | 1.7623 | 13.32 | 0 | 31.8268 | 0 | 0 | 0 | 19.183 |  | 0 | 0.052115 | 0 | 01. ($9,999.000) to $0.028 | N/A | 0.052115 | 01. ($9,999.00) to $0.22 | N/A | 0 | 0 | 0 | 0 | 0 | 0 | 0 | 0 | 0 | 0 | 0 | 0 | 0 | 0 | 0 | 0 | 0 | 0 | 0 | 0 | 0 | 0 | 0 | 0 | 0 | 0 | 0 | 0 | 0 | 0 | 0 | 0 | 0 | 0 | 0 | 0 | 0 | 0 | 0 | 0 | 0 | 0 | 0 | 0 | 0 | 0 | 0 | 0 | 0 | 0 | 0 | 0 | 0 | 0 | 0 | 0 | 0 | 0 | 0 | 0 | 0 | 0 | 0 | 0 | 0 | 0 | 0 | 0 | 0 | 0 | 0 | 0 | 0 | 0.085 | 0.085 | 0.085 | 0.085 | 0.085 | 0.085 | 0.085 | 0.085 | 0.085 | 0.085 | 0 | 0 | 0 | 0 | 0 | 0 | 0 | 0 | 0 | 0 | 2.9076 | 2.8896 | 2.8664 | 2.8467 | 2.8246 | 2.8026 | 2.7784 | 2.7591 | 2.7375 | 2.7158 | 0 | 0 | 0 | 0 | 0 | 0 | 0 | 0 | 0 | 0 | 28.1283 | 2.9076 | 5.7971 | 8.6636 | 11.5102 | 14.3348 | 17.1374 | 19.9158 | 22.675 | 25.4125 | 28.1283 | 28.1283 | 28.1283 | 28.1283 | 28.1283 | 28.1283 | 28.1283 | 28.1283 | 28.1283 | 28.1283 | 28.1283 | 0 | 0 | 0 | 0 | 0 | 0 | 0 | 0 | 0 | 0 | 0 | 0 | 0 | 0 | 0 | 0 | 0 | 0 | 0 | 0 | 0 | 0 | 0 | 0 | 0 | 0 | 0 | 0 | 0 | 0 | 0 | 0 | 0 | 0 | 0 | 0 | 0 | 0 | 0 | 0 | 0 | 0 | 0 | 0 | 0 | 0 | 0 | 0 | 0 | 1.6306 | 1.6205 | 1.6075 | 1.5964 | 1.584 | 1.5717 | 1.5581 | 1.5473 | 1.5352 | 1.523 | 0 | 0 | 0 | 0 | 0 | 0 | 0 | 0 | 0 | 0 | 0.01296% | 0 | 0 | 0 | 0 | 0 | 0 | 0 | 0 | 0 | 0 | 0 | 0 | 0 | 0 | 0 | 0 | 0 | 0 | 0 | 0 | 0 | 0 | 0 | 0
| Industrial_tool_Gas | M_Input | 2000-2018 Industrial Assessment Center | 2020 | Retro | 2022 | 2041 | PSE | Industrial | Hi Tech - Silicon | Gas | Per Region | NA | NA | Hi Tech - Silicon Boiler - Operation, Maintenance, And Scheduling | Hi Tech - Silicon Boiler - Operation, Maintenance, And Scheduling | 0 | 5 | 14.4646 | 0 | I-All-Other-Shift3-All-All-S | 0 | 0 | 0 | 0 | 0 | 0 | 0 | 36.0227 | I-All-Other-Shift3-All-All-S | 0 | 0 | 0 | Comm Flat | Boiler - Operation, Maintenance, And Scheduling | Boiler - Operation, Maintenance, And Scheduling | IndShift3 | 0.01266% | 0% | 100% | 1 | 1 | 100% | 20% | 85% | 6.8% | 0.2% | 138.4151 | 1.8559 | 14.0271 | 0 | 37.7584 | 0 | 0 | 0 | 24.7683 |  | 0 | 0.063897 | 0 | 01. ($9,999.000) to $0.028 | N/A | 0.063897 | 01. ($9,999.00) to $0.22 | N/A | 0 | 0 | 0 | 0 | 0 | 0 | 0 | 0 | 0 | 0 | 0 | 0 | 0 | 0 | 0 | 0 | 0 | 0 | 0 | 0 | 0 | 0 | 0 | 0 | 0 | 0 | 0 | 0 | 0 | 0 | 0 | 0 | 0 | 0 | 0 | 0 | 0 | 0 | 0 | 0 | 0 | 0 | 0 | 0 | 0 | 0 | 0 | 0 | 0 | 0 | 0 | 0 | 0 | 0 | 0 | 0 | 0 | 0 | 0 | 0 | 0 | 0 | 0 | 0 | 0 | 0 | 0 | 0 | 0 | 0 | 0 | 0 | 0 | 0.085 | 0.085 | 0.085 | 0.085 | 0.085 | 0.085 | 0.085 | 0.085 | 0.085 | 0.085 | 0 | 0 | 0 | 0 | 0 | 0 | 0 | 0 | 0 | 0 | 3.0619 | 3.043 | 3.0186 | 2.9978 | 2.9745 | 2.9514 | 2.9259 | 2.9056 | 2.8829 | 2.86 | 0 | 0 | 0 | 0 | 0 | 0 | 0 | 0 | 0 | 0 | 29.6216 | 3.0619 | 6.1049 | 9.1235 | 12.1213 | 15.0958 | 18.0472 | 20.9731 | 23.8787 | 26.7616 | 29.6216 | 29.6216 | 29.6216 | 29.6216 | 29.6216 | 29.6216 | 29.6216 | 29.6216 | 29.6216 | 29.6216 | 29.6216 | 0 | 0 | 0 | 0 | 0 | 0 | 0 | 0 | 0 | 0 | 0 | 0 | 0 | 0 | 0 | 0 | 0 | 0 | 0 | 0 | 0 | 0 | 0 | 0 | 0 | 0 | 0 | 0 | 0 | 0 | 0 | 0 | 0 | 0 | 0 | 0 | 0 | 0 | 0 | 0 | 0 | 0 | 0 | 0 | 0 | 0 | 0 | 0 | 0 | 2.1053 | 2.0923 | 2.0755 | 2.0612 | 2.0452 | 2.0293 | 2.0118 | 1.9978 | 1.9822 | 1.9665 | 0 | 0 | 0 | 0 | 0 | 0 | 0 | 0 | 0 | 0 | 0.01296% | 0 | 0 | 0 | 0 | 0 | 0 | 0 | 0 | 0 | 0 | 0 | 0 | 0 | 0 | 0 | 0 | 0 | 0 | 0 | 0 | 0 | 0 | 0 | 0
| Industrial_tool_Gas | M_Input | 2000-2018 Industrial Assessment Center | 2020 | Retro | 2022 | 2041 | PSE | Industrial | Hi Tech - Silicon | Gas | Per Region | NA | NA | Hi Tech - Silicon Equipment Upgrade - Boiler Replacement | Hi Tech - Silicon Equipment Upgrade - Boiler Replacement | 0 | 20 | 92.3838 | 0 | I-All-Other-Shift3-All-All-S | 0 | 0 | 0 | 0 | 0 | 0 | 0 | 49.7601 | I-All-Other-Shift3-All-All-S | 0 | 0 | 0 | Comm Flat | Equipment Upgrade - Boiler Replacement | Equipment Upgrade - Boiler Replacement | IndShift3 | 0.01266% | 0% | 100% | 1 | 1 | 100% | 5% | 85% | 6.8% | 0.2% | 681.5954 | 2.5637 | 68.4159 | 0 | 92.3838 | 0 | 0 | 0 | 39.881 |  | 0 | 0.074481 | 0 | 01. ($9,999.000) to $0.028 | N/A | 0.074481 | 01. ($9,999.00) to $0.22 | N/A | 0 | 0 | 0 | 0 | 0 | 0 | 0 | 0 | 0 | 0 | 0 | 0 | 0 | 0 | 0 | 0 | 0 | 0 | 0 | 0 | 0 | 0 | 0 | 0 | 0 | 0 | 0 | 0 | 0 | 0 | 0 | 0 | 0 | 0 | 0 | 0 | 0 | 0 | 0 | 0 | 0 | 0 | 0 | 0 | 0 | 0 | 0 | 0 | 0 | 0 | 0 | 0 | 0 | 0 | 0 | 0 | 0 | 0 | 0 | 0 | 0 | 0 | 0 | 0 | 0 | 0 | 0 | 0 | 0 | 0 | 0 | 0 | 0 | 0.085 | 0.085 | 0.085 | 0.085 | 0.085 | 0.085 | 0.085 | 0.085 | 0.085 | 0.085 | 0 | 0 | 0 | 0 | 0 | 0 | 0 | 0 | 0 | 0 | 4.2296 | 4.2034 | 4.1697 | 4.141 | 4.1089 | 4.0769 | 4.0418 | 4.0137 | 3.9822 | 3.9507 | 0 | 0 | 0 | 0 | 0 | 0 | 0 | 0 | 0 | 0 | 40.9179 | 4.2296 | 8.433 | 12.6028 | 16.7438 | 20.8527 | 24.9295 | 28.9713 | 32.985 | 36.9672 | 40.9179 | 40.9179 | 40.9179 | 40.9179 | 40.9179 | 40.9179 | 40.9179 | 40.9179 | 40.9179 | 40.9179 | 40.9179 | 0 | 0 | 0 | 0 | 0 | 0 | 0 | 0 | 0 | 0 | 0 | 0 | 0 | 0 | 0 | 0 | 0 | 0 | 0 | 0 | 0 | 0 | 0 | 0 | 0 | 0 | 0 | 0 | 0 | 0 | 0 | 0 | 0 | 0 | 0 | 0 | 0 | 0 | 0 | 0 | 0 | 0 | 0 | 0 | 0 | 0 | 0 | 0 | 0 | 3.3899 | 3.3689 | 3.3419 | 3.3189 | 3.2931 | 3.2675 | 3.2393 | 3.2168 | 3.1916 | 3.1663 | 0 | 0 | 0 | 0 | 0 | 0 | 0 | 0 | 0 | 0 | 0.01296% | 0 | 0 | 0 | 0 | 0 | 0 | 0 | 0 | 0 | 0 | 0 | 0 | 0 | 0 | 0 | 0 | 0 | 0 | 0 | 0 | 0 | 0 | 0 | 0
| Industrial_tool_Gas | M_Input | 2000-2018 Industrial Assessment Center | 2020 | Retro | 2022 | 2041 | PSE | Industrial | Hi Tech - Silicon | Gas | Per Region | NA | NA | Hi Tech - Silicon Equipment Upgrade - Boiler Turbulators | Hi Tech - Silicon Equipment Upgrade - Boiler Turbulators | 0 | 20 | 8.579 | 0 | I-All-Other-Shift3-All-All-S | 0 | 0 | 0 | 0 | 0 | 0 | 0 | 32.5979 | I-All-Other-Shift3-All-All-S | 0 | 0 | 0 | Comm Flat | Equipment Upgrade - Boiler Turbulators | Equipment Upgrade - Boiler Turbulators | IndShift3 | 0.01266% | 0% | 100% | 1 | 1 | 100% | 5% | 85% | 6.8% | 0.2% | 446.5138 | 1.6795 | 44.8193 | 0 | 8.579 | 0 | 0 | 0 | -36.204 |  | 0 | -0.10321 | 0 | 01. ($9,999.000) to $0.028 | N/A | -0.10321 | 01. ($9,999.00) to $0.22 | N/A | 0 | 0 | 0 | 0 | 0 | 0 | 0 | 0 | 0 | 0 | 0 | 0 | 0 | 0 | 0 | 0 | 0 | 0 | 0 | 0 | 0 | 0 | 0 | 0 | 0 | 0 | 0 | 0 | 0 | 0 | 0 | 0 | 0 | 0 | 0 | 0 | 0 | 0 | 0 | 0 | 0 | 0 | 0 | 0 | 0 | 0 | 0 | 0 | 0 | 0 | 0 | 0 | 0 | 0 | 0 | 0 | 0 | 0 | 0 | 0 | 0 | 0 | 0 | 0 | 0 | 0 | 0 | 0 | 0 | 0 | 0 | 0 | 0 | 0.085 | 0.085 | 0.085 | 0.085 | 0.085 | 0.085 | 0.085 | 0.085 | 0.085 | 0.085 | 0 | 0 | 0 | 0 | 0 | 0 | 0 | 0 | 0 | 0 | 2.7708 | 2.7537 | 2.7316 | 2.7128 | 2.6917 | 2.6708 | 2.6478 | 2.6293 | 2.6088 | 2.5881 | 0 | 0 | 0 | 0 | 0 | 0 | 0 | 0 | 0 | 0 | 26.8053 | 2.7708 | 5.5245 | 8.2561 | 10.9689 | 13.6606 | 16.3314 | 18.9791 | 21.6085 | 24.2172 | 26.8053 | 26.8053 | 26.8053 | 26.8053 | 26.8053 | 26.8053 | 26.8053 | 26.8053 | 26.8053 | 26.8053 | 26.8053 | 0 | 0 | 0 | 0 | 0 | 0 | 0 | 0 | 0 | 0 | 0 | 0 | 0 | 0 | 0 | 0 | 0 | 0 | 0 | 0 | 0 | 0 | 0 | 0 | 0 | 0 | 0 | 0 | 0 | 0 | 0 | 0 | 0 | 0 | 0 | 0 | 0 | 0 | 0 | 0 | 0 | 0 | 0 | 0 | 0 | 0 | 0 | 0 | 0 | 0 | 0 | 0 | 0 | 0 | 0 | 0 | 0 | 0 | 0 | 0 | 0 | 0 | 0 | 0 | 0 | 0 | 0 | 0 | 0 | 0.01296% | 0 | 0 | 0 | 0 | 0 | 0 | 0 | 0 | 0 | 0 | 0 | 0 | 0 | 0 | 0 | 0 | 0 | 0 | 0 | 0 | 0 | 0 | 0 | 0
| Industrial_tool_Gas | M_Input | 2000-2018 Industrial Assessment Center | 2020 | Retro | 2022 | 2041 | PSE | Industrial | Hi Tech - Silicon | Gas | Per Region | NA | NA | Hi Tech - Silicon Improve Combustion Control Capability And Air Flow | Hi Tech - Silicon Improve Combustion Control Capability And Air Flow | 0 | 15 | 54.0763 | 0 | I-All-Other-Shift3-All-All-S | 0 | 0 | 0 | 0 | 0 | 0 | 0 | 95.7679 | I-All-Other-Shift3-All-All-S | 0 | 0 | 0 | Comm Flat | Improve Combustion Control Capability And Air Flow | Improve Combustion Control Capability And Air Flow | IndShift3 | 0.01266% | 0% | 100% | 1 | 1 | 100% | 6.667% | 85% | 6.8% | 0.2% | 1016.1559 | 4.934 | 102.109 | 0 | 63.6973 | 0 | 0 | 0 | -32.5304 |  | 0 | -0.031567 | 0 | 01. ($9,999.000) to $0.028 | N/A | -0.031567 | 01. ($9,999.00) to $0.22 | N/A | 0 | 0 | 0 | 0 | 0 | 0 | 0 | 0 | 0 | 0 | 0 | 0 | 0 | 0 | 0 | 0 | 0 | 0 | 0 | 0 | 0 | 0 | 0 | 0 | 0 | 0 | 0 | 0 | 0 | 0 | 0 | 0 | 0 | 0 | 0 | 0 | 0 | 0 | 0 | 0 | 0 | 0 | 0 | 0 | 0 | 0 | 0 | 0 | 0 | 0 | 0 | 0 | 0 | 0 | 0 | 0 | 0 | 0 | 0 | 0 | 0 | 0 | 0 | 0 | 0 | 0 | 0 | 0 | 0 | 0 | 0 | 0 | 0 | 0.085 | 0.085 | 0.085 | 0.085 | 0.085 | 0.085 | 0.085 | 0.085 | 0.085 | 0.085 | 0 | 0 | 0 | 0 | 0 | 0 | 0 | 0 | 0 | 0 | 8.1403 | 8.0899 | 8.025 | 7.9698 | 7.9079 | 7.8463 | 7.7787 | 7.7246 | 7.6642 | 7.6034 | 0 | 0 | 0 | 0 | 0 | 0 | 0 | 0 | 0 | 0 | 78.7501 | 8.1403 | 16.2301 | 24.2552 | 32.225 | 40.1328 | 47.9791 | 55.7579 | 63.4825 | 71.1467 | 78.7501 | 78.7501 | 78.7501 | 78.7501 | 78.7501 | 78.7501 | 78.7501 | 78.7501 | 78.7501 | 78.7501 | 78.7501 | 0 | 0 | 0 | 0 | 0 | 0 | 0 | 0 | 0 | 0 | 0 | 0 | 0 | 0 | 0 | 0 | 0 | 0 | 0 | 0 | 0 | 0 | 0 | 0 | 0 | 0 | 0 | 0 | 0 | 0 | 0 | 0 | 0 | 0 | 0 | 0 | 0 | 0 | 0 | 0 | 0 | 0 | 0 | 0 | 0 | 0 | 0 | 0 | 0 | 0 | 0 | 0 | 0 | 0 | 0 | 0 | 0 | 0 | 0 | 0 | 0 | 0 | 0 | 0 | 0 | 0 | 0 | 0 | 0 | 0.01296% | 0 | 0 | 0 | 0 | 0 | 0 | 0 | 0 | 0 | 0 | 0 | 0 | 0 | 0 | 0 | 0 | 0 | 0 | 0 | 0 | 0 | 0 | 0 | 0
| Industrial_tool_Gas | M_Input | 2000-2018 Industrial Assessment Center | 2020 | Retro | 2022 | 2041 | PSE | Industrial | Hi Tech - Silicon | Gas | Per Region | NA | NA | Hi Tech - Silicon Install Or Repair Insulation On Condensate Lines And Optimize Condensate | Hi Tech - Silicon Install Or Repair Insulation On Condensate Lines And Optimize Condensate | 0 | 10 | 24.7076 | 0 | I-All-Other-Shift3-All-All-S | 0 | 0 | 0 | 0 | 0 | 0 | 0 | 76.4326 | I-All-Other-Shift3-All-All-S | 0 | 0 | 0 | Comm Flat | Install Or Repair Insulation On Condensate Lines And Optimize Condensate | Install Or Repair Insulation On Condensate Lines And Optimize Condensate | IndShift3 | 0.01266% | 0% | 100% | 1 | 1 | 100% | 10% | 85% | 6.8% | 0.2% | 564.468 | 3.9378 | 56.8406 | 0 | 37.5049 | 0 | 0 | 0 | -18.332 |  | 0 | -0.022289 | 0 | 01. ($9,999.000) to $0.028 | N/A | -0.022289 | 01. ($9,999.00) to $0.22 | N/A | 0 | 0 | 0 | 0 | 0 | 0 | 0 | 0 | 0 | 0 | 0 | 0 | 0 | 0 | 0 | 0 | 0 | 0 | 0 | 0 | 0 | 0 | 0 | 0 | 0 | 0 | 0 | 0 | 0 | 0 | 0 | 0 | 0 | 0 | 0 | 0 | 0 | 0 | 0 | 0 | 0 | 0 | 0 | 0 | 0 | 0 | 0 | 0 | 0 | 0 | 0 | 0 | 0 | 0 | 0 | 0 | 0 | 0 | 0 | 0 | 0 | 0 | 0 | 0 | 0 | 0 | 0 | 0 | 0 | 0 | 0 | 0 | 0 | 0.085 | 0.085 | 0.085 | 0.085 | 0.085 | 0.085 | 0.085 | 0.085 | 0.085 | 0.085 | 0 | 0 | 0 | 0 | 0 | 0 | 0 | 0 | 0 | 0 | 6.4968 | 6.4565 | 6.4048 | 6.3607 | 6.3113 | 6.2621 | 6.2082 | 6.1651 | 6.1168 | 6.0683 | 0 | 0 | 0 | 0 | 0 | 0 | 0 | 0 | 0 | 0 | 62.8507 | 6.4968 | 12.9533 | 19.3581 | 25.7188 | 32.0301 | 38.2923 | 44.5005 | 50.6656 | 56.7824 | 62.8507 | 62.8507 | 62.8507 | 62.8507 | 62.8507 | 62.8507 | 62.8507 | 62.8507 | 62.8507 | 62.8507 | 62.8507 | 0 | 0 | 0 | 0 | 0 | 0 | 0 | 0 | 0 | 0 | 0 | 0 | 0 | 0 | 0 | 0 | 0 | 0 | 0 | 0 | 0 | 0 | 0 | 0 | 0 | 0 | 0 | 0 | 0 | 0 | 0 | 0 | 0 | 0 | 0 | 0 | 0 | 0 | 0 | 0 | 0 | 0 | 0 | 0 | 0 | 0 | 0 | 0 | 0 | 0 | 0 | 0 | 0 | 0 | 0 | 0 | 0 | 0 | 0 | 0 | 0 | 0 | 0 | 0 | 0 | 0 | 0 | 0 | 0 | 0.01296% | 0 | 0 | 0 | 0 | 0 | 0 | 0 | 0 | 0 | 0 | 0 | 0 | 0 | 0 | 0 | 0 | 0 | 0 | 0 | 0 | 0 | 0 | 0 | 0
| Industrial_tool_Gas | M_Input | 2000-2018 Industrial Assessment Center | 2020 | Retro | 2022 | 2041 | PSE | Industrial | Hi Tech - Silicon | Gas | Per Region | NA | NA | Hi Tech - Silicon Insulate Steam, Hot Water Lines Or Feedwater Tank | Hi Tech - Silicon Insulate Steam, Hot Water Lines Or Feedwater Tank | 0 | 15 | 2.5892 | 0 | I-All-Other-Shift3-All-All-S | 0 | 0 | 0 | 0 | 0 | 0 | 0 | 5.7171 | I-All-Other-Shift3-All-All-S | 0 | 0 | 0 | Comm Flat | Insulate Steam, Hot Water Lines Or Feedwater Tank | Insulate Steam, Hot Water Lines Or Feedwater Tank | IndShift3 | 0.01266% | 0% | 100% | 1 | 1 | 100% | 6.667% | 85% | 6.8% | 0.2% | 60.6623 | 0.29455 | 6.0957 | 0 | 3.0498 | 0 | 0 | 0 | -2.8226 |  | 0 | -0.04588 | 0 | 01. ($9,999.000) to $0.028 | N/A | -0.04588 | 01. ($9,999.00) to $0.22 | N/A | 0 | 0 | 0 | 0 | 0 | 0 | 0 | 0 | 0 | 0 | 0 | 0 | 0 | 0 | 0 | 0 | 0 | 0 | 0 | 0 | 0 | 0 | 0 | 0 | 0 | 0 | 0 | 0 | 0 | 0 | 0 | 0 | 0 | 0 | 0 | 0 | 0 | 0 | 0 | 0 | 0 | 0 | 0 | 0 | 0 | 0 | 0 | 0 | 0 | 0 | 0 | 0 | 0 | 0 | 0 | 0 | 0 | 0 | 0 | 0 | 0 | 0 | 0 | 0 | 0 | 0 | 0 | 0 | 0 | 0 | 0 | 0 | 0 | 0.085 | 0.085 | 0.085 | 0.085 | 0.085 | 0.085 | 0.085 | 0.085 | 0.085 | 0.085 | 0 | 0 | 0 | 0 | 0 | 0 | 0 | 0 | 0 | 0 | 0.48596 | 0.48295 | 0.47908 | 0.47578 | 0.47208 | 0.46841 | 0.46437 | 0.46114 | 0.45753 | 0.45391 | 0 | 0 | 0 | 0 | 0 | 0 | 0 | 0 | 0 | 0 | 4.7012 | 0.48596 | 0.9689 | 1.448 | 1.9238 | 2.3958 | 2.8643 | 3.3286 | 3.7898 | 4.2473 | 4.7012 | 4.7012 | 4.7012 | 4.7012 | 4.7012 | 4.7012 | 4.7012 | 4.7012 | 4.7012 | 4.7012 | 4.7012 | 0 | 0 | 0 | 0 | 0 | 0 | 0 | 0 | 0 | 0 | 0 | 0 | 0 | 0 | 0 | 0 | 0 | 0 | 0 | 0 | 0 | 0 | 0 | 0 | 0 | 0 | 0 | 0 | 0 | 0 | 0 | 0 | 0 | 0 | 0 | 0 | 0 | 0 | 0 | 0 | 0 | 0 | 0 | 0 | 0 | 0 | 0 | 0 | 0 | 0 | 0 | 0 | 0 | 0 | 0 | 0 | 0 | 0 | 0 | 0 | 0 | 0 | 0 | 0 | 0 | 0 | 0 | 0 | 0 | 0.01296% | 0 | 0 | 0 | 0 | 0 | 0 | 0 | 0 | 0 | 0 | 0 | 0 | 0 | 0 | 0 | 0 | 0 | 0 | 0 | 0 | 0 | 0 | 0 | 0
| Industrial_tool_Gas | M_Input | 2000-2018 Industrial Assessment Center | 2020 | Retro | 2022 | 2041 | PSE | Industrial | Hi Tech - Silicon | Gas | Per Region | NA | NA | Hi Tech - Silicon Minimize Boiler Blowdown | Hi Tech - Silicon Minimize Boiler Blowdown | 0 | 5 | 3.3816 | 0 | I-All-Other-Shift3-All-All-S | 0 | 0 | 0 | 0 | 0 | 0 | 0 | 4.3074 | I-All-Other-Shift3-All-All-S | 0 | 0 | 0 | Comm Flat | Minimize Boiler Blowdown | Minimize Boiler Blowdown | IndShift3 | 0.01266% | 0% | 100% | 1 | 1 | 100% | 20% | 85% | 6.8% | 0.2% | 16.5508 | 0.22192 | 1.6773 | 0 | 8.8272 | 0 | 0 | 0 | 7.6043 |  | 0 | 0.16406 | 0 | 01. ($9,999.000) to $0.028 | N/A | 0.16406 | 01. ($9,999.00) to $0.22 | N/A | 0 | 0 | 0 | 0 | 0 | 0 | 0 | 0 | 0 | 0 | 0 | 0 | 0 | 0 | 0 | 0 | 0 | 0 | 0 | 0 | 0 | 0 | 0 | 0 | 0 | 0 | 0 | 0 | 0 | 0 | 0 | 0 | 0 | 0 | 0 | 0 | 0 | 0 | 0 | 0 | 0 | 0 | 0 | 0 | 0 | 0 | 0 | 0 | 0 | 0 | 0 | 0 | 0 | 0 | 0 | 0 | 0 | 0 | 0 | 0 | 0 | 0 | 0 | 0 | 0 | 0 | 0 | 0 | 0 | 0 | 0 | 0 | 0 | 0.085 | 0.085 | 0.085 | 0.085 | 0.085 | 0.085 | 0.085 | 0.085 | 0.085 | 0.085 | 0 | 0 | 0 | 0 | 0 | 0 | 0 | 0 | 0 | 0 | 0.36613 | 0.36386 | 0.36095 | 0.35846 | 0.35568 | 0.3529 | 0.34987 | 0.34743 | 0.34471 | 0.34198 | 0 | 0 | 0 | 0 | 0 | 0 | 0 | 0 | 0 | 0 | 3.542 | 0.36613 | 0.72999 | 1.0909 | 1.4494 | 1.8051 | 2.158 | 2.5078 | 2.8553 | 3.2 | 3.542 | 3.542 | 3.542 | 3.542 | 3.542 | 3.542 | 3.542 | 3.542 | 3.542 | 3.542 | 3.542 | 0 | 0 | 0 | 0 | 0 | 0 | 0 | 0 | 0 | 0 | 0 | 0 | 0 | 0 | 0 | 0 | 0 | 0 | 0 | 0 | 0 | 0 | 0 | 0 | 0 | 0 | 0 | 0 | 0 | 0 | 0 | 0 | 0 | 0 | 0 | 0 | 0 | 0 | 0 | 0 | 0 | 0 | 0 | 0 | 0 | 0 | 0 | 0 | 0 | 0.64637 | 0.64237 | 0.63722 | 0.63283 | 0.62792 | 0.62302 | 0.61766 | 0.61337 | 0.60856 | 0.60374 | 0 | 0 | 0 | 0 | 0 | 0 | 0 | 0 | 0 | 0 | 0.01296% | 0 | 0 | 0 | 0 | 0 | 0 | 0 | 0 | 0 | 0 | 0 | 0 | 0 | 0 | 0 | 0 | 0 | 0 | 0 | 0 | 0 | 0 | 0 | 0
| Industrial_tool_Gas | M_Input | 2000-2018 Industrial Assessment Center | 2020 | Retro | 2022 | 2041 | PSE | Industrial | Hi Tech - Silicon | Gas | Per Region | NA | NA | Hi Tech - Silicon Optimize Heating System To Improve Burner Efficiency, Reduce Energy Requirements And Heat Treatment Process | Hi Tech - Silicon Optimize Heating System To Improve Burner Efficiency, Reduce Energy Requirements And Heat Treatment Process | 0 | 20 | 32.9864 | 0 | I-All-Other-Shift3-All-All-S | 0 | 0 | 0 | 0 | 0 | 0 | 0 | 49.7496 | I-All-Other-Shift3-All-All-S | 0 | 0 | 0 | Comm Flat | Optimize Heating System To Improve Burner Efficiency, Reduce Energy Requirements And Heat Treatment Process | Optimize Heating System To Improve Burner Efficiency, Reduce Energy Requirements And Heat Treatment Process | IndShift3 | 0.01266% | 0% | 100% | 1 | 1 | 100% | 5% | 85% | 6.8% | 0.2% | 681.4504 | 2.5631 | 68.4014 | 0 | 32.9864 | 0 | 0 | 0 | -31.3808 |  | 0 | -0.058618 | 0 | 01. ($9,999.000) to $0.028 | N/A | -0.058618 | 01. ($9,999.00) to $0.22 | N/A | 0 | 0 | 0 | 0 | 0 | 0 | 0 | 0 | 0 | 0 | 0 | 0 | 0 | 0 | 0 | 0 | 0 | 0 | 0 | 0 | 0 | 0 | 0 | 0 | 0 | 0 | 0 | 0 | 0 | 0 | 0 | 0 | 0 | 0 | 0 | 0 | 0 | 0 | 0 | 0 | 0 | 0 | 0 | 0 | 0 | 0 | 0 | 0 | 0 | 0 | 0 | 0 | 0 | 0 | 0 | 0 | 0 | 0 | 0 | 0 | 0 | 0 | 0 | 0 | 0 | 0 | 0 | 0 | 0 | 0 | 0 | 0 | 0 | 0.085 | 0.085 | 0.085 | 0.085 | 0.085 | 0.085 | 0.085 | 0.085 | 0.085 | 0.085 | 0 | 0 | 0 | 0 | 0 | 0 | 0 | 0 | 0 | 0 | 4.2287 | 4.2025 | 4.1689 | 4.1402 | 4.108 | 4.076 | 4.0409 | 4.0128 | 3.9814 | 3.9498 | 0 | 0 | 0 | 0 | 0 | 0 | 0 | 0 | 0 | 0 | 40.9092 | 4.2287 | 8.4312 | 12.6001 | 16.7402 | 20.8482 | 24.9242 | 28.9651 | 32.9779 | 36.9593 | 40.9092 | 40.9092 | 40.9092 | 40.9092 | 40.9092 | 40.9092 | 40.9092 | 40.9092 | 40.9092 | 40.9092 | 40.9092 | 0 | 0 | 0 | 0 | 0 | 0 | 0 | 0 | 0 | 0 | 0 | 0 | 0 | 0 | 0 | 0 | 0 | 0 | 0 | 0 | 0 | 0 | 0 | 0 | 0 | 0 | 0 | 0 | 0 | 0 | 0 | 0 | 0 | 0 | 0 | 0 | 0 | 0 | 0 | 0 | 0 | 0 | 0 | 0 | 0 | 0 | 0 | 0 | 0 | 0 | 0 | 0 | 0 | 0 | 0 | 0 | 0 | 0 | 0 | 0 | 0 | 0 | 0 | 0 | 0 | 0 | 0 | 0 | 0 | 0.01296% | 0 | 0 | 0 | 0 | 0 | 0 | 0 | 0 | 0 | 0 | 0 | 0 | 0 | 0 | 0 | 0 | 0 | 0 | 0 | 0 | 0 | 0 | 0 | 0
| Industrial_tool_Gas | M_Input | 2000-2018 Industrial Assessment Center | 2020 | Retro | 2022 | 2041 | PSE | Industrial | Hi Tech - Silicon | Gas | Per Region | NA | NA | Hi Tech - Silicon Repair And Eliminate Steam Leaks | Hi Tech - Silicon Repair And Eliminate Steam Leaks | 0 | 6 | 5.7879 | 0 | I-All-Other-Shift3-All-All-S | 0 | 0 | 0 | 0 | 0 | 0 | 0 | 36.7822 | I-All-Other-Shift3-All-All-S | 0 | 0 | 0 | Comm Flat | Repair And Eliminate Steam Leaks | Repair And Eliminate Steam Leaks | IndShift3 | 0.01266% | 0% | 100% | 1 | 1 | 100% | 16.67% | 85% | 6.8% | 0.2% | 168.4364 | 1.895 | 17.0331 | 0 | 13.0315 | 0 | 0 | 0 | -4.7391 |  | 0 | -0.011974 | 0 | 01. ($9,999.000) to $0.028 | N/A | -0.011974 | 01. ($9,999.00) to $0.22 | N/A | 0 | 0 | 0 | 0 | 0 | 0 | 0 | 0 | 0 | 0 | 0 | 0 | 0 | 0 | 0 | 0 | 0 | 0 | 0 | 0 | 0 | 0 | 0 | 0 | 0 | 0 | 0 | 0 | 0 | 0 | 0 | 0 | 0 | 0 | 0 | 0 | 0 | 0 | 0 | 0 | 0 | 0 | 0 | 0 | 0 | 0 | 0 | 0 | 0 | 0 | 0 | 0 | 0 | 0 | 0 | 0 | 0 | 0 | 0 | 0 | 0 | 0 | 0 | 0 | 0 | 0 | 0 | 0 | 0 | 0 | 0 | 0 | 0 | 0.085 | 0.085 | 0.085 | 0.085 | 0.085 | 0.085 | 0.085 | 0.085 | 0.085 | 0.085 | 0 | 0 | 0 | 0 | 0 | 0 | 0 | 0 | 0 | 0 | 3.1265 | 3.1071 | 3.0822 | 3.061 | 3.0372 | 3.0136 | 2.9876 | 2.9669 | 2.9436 | 2.9203 | 0 | 0 | 0 | 0 | 0 | 0 | 0 | 0 | 0 | 0 | 30.2461 | 3.1265 | 6.2336 | 9.3158 | 12.3769 | 15.4141 | 18.4277 | 21.4153 | 24.3821 | 27.3258 | 30.2461 | 30.2461 | 30.2461 | 30.2461 | 30.2461 | 30.2461 | 30.2461 | 30.2461 | 30.2461 | 30.2461 | 30.2461 | 0 | 0 | 0 | 0 | 0 | 0 | 0 | 0 | 0 | 0 | 0 | 0 | 0 | 0 | 0 | 0 | 0 | 0 | 0 | 0 | 0 | 0 | 0 | 0 | 0 | 0 | 0 | 0 | 0 | 0 | 0 | 0 | 0 | 0 | 0 | 0 | 0 | 0 | 0 | 0 | 0 | 0 | 0 | 0 | 0 | 0 | 0 | 0 | 0 | 0 | 0 | 0 | 0 | 0 | 0 | 0 | 0 | 0 | 0 | 0 | 0 | 0 | 0 | 0 | 0 | 0 | 0 | 0 | 0 | 0.01296% | 0 | 0 | 0 | 0 | 0 | 0 | 0 | 0 | 0 | 0 | 0 | 0 | 0 | 0 | 0 | 0 | 0 | 0 | 0 | 0 | 0 | 0 | 0 | 0
| Industrial_tool_Gas | M_Input | 2000-2018 Industrial Assessment Center | 2020 | Retro | 2022 | 2041 | PSE | Industrial | Hi Tech - Silicon | Gas | Per Region | NA | NA | Hi Tech - Silicon Replace Steam Traps | Hi Tech - Silicon Replace Steam Traps | 0 | 6 | 4.7893 | 0 | I-All-Other-Shift3-All-All-S | 0 | 0 | 0 | 0 | 0 | 0 | 0 | 40.654 | I-All-Other-Shift3-All-All-S | 0 | 0 | 0 | Comm Flat | Replace Steam Traps | Replace Steam Traps | IndShift3 | 0.01266% | 0% | 100% | 1 | 1 | 100% | 16.67% | 85% | 6.8% | 0.2% | 186.1668 | 2.0945 | 18.8261 | 0 | 10.7832 | 0 | 0 | 0 | -9.1796 |  | 0 | -0.020984 | 0 | 01. ($9,999.000) to $0.028 | N/A | -0.020984 | 01. ($9,999.00) to $0.22 | N/A | 0 | 0 | 0 | 0 | 0 | 0 | 0 | 0 | 0 | 0 | 0 | 0 | 0 | 0 | 0 | 0 | 0 | 0 | 0 | 0 | 0 | 0 | 0 | 0 | 0 | 0 | 0 | 0 | 0 | 0 | 0 | 0 | 0 | 0 | 0 | 0 | 0 | 0 | 0 | 0 | 0 | 0 | 0 | 0 | 0 | 0 | 0 | 0 | 0 | 0 | 0 | 0 | 0 | 0 | 0 | 0 | 0 | 0 | 0 | 0 | 0 | 0 | 0 | 0 | 0 | 0 | 0 | 0 | 0 | 0 | 0 | 0 | 0 | 0.085 | 0.085 | 0.085 | 0.085 | 0.085 | 0.085 | 0.085 | 0.085 | 0.085 | 0.085 | 0 | 0 | 0 | 0 | 0 | 0 | 0 | 0 | 0 | 0 | 3.4556 | 3.4342 | 3.4067 | 3.3832 | 3.3569 | 3.3308 | 3.3021 | 3.2792 | 3.2535 | 3.2277 | 0 | 0 | 0 | 0 | 0 | 0 | 0 | 0 | 0 | 0 | 33.4299 | 3.4556 | 6.8898 | 10.2965 | 13.6797 | 17.0366 | 20.3674 | 23.6696 | 26.9487 | 30.2022 | 33.4299 | 33.4299 | 33.4299 | 33.4299 | 33.4299 | 33.4299 | 33.4299 | 33.4299 | 33.4299 | 33.4299 | 33.4299 | 0 | 0 | 0 | 0 | 0 | 0 | 0 | 0 | 0 | 0 | 0 | 0 | 0 | 0 | 0 | 0 | 0 | 0 | 0 | 0 | 0 | 0 | 0 | 0 | 0 | 0 | 0 | 0 | 0 | 0 | 0 | 0 | 0 | 0 | 0 | 0 | 0 | 0 | 0 | 0 | 0 | 0 | 0 | 0 | 0 | 0 | 0 | 0 | 0 | 0 | 0 | 0 | 0 | 0 | 0 | 0 | 0 | 0 | 0 | 0 | 0 | 0 | 0 | 0 | 0 | 0 | 0 | 0 | 0 | 0.01296% | 0 | 0 | 0 | 0 | 0 | 0 | 0 | 0 | 0 | 0 | 0 | 0 | 0 | 0 | 0 | 0 | 0 | 0 | 0 | 0 | 0 | 0 | 0 | 0
| Industrial_tool_Gas | M_Input | 2000-2018 Industrial Assessment Center | 2020 | Retro | 2022 | 2041 | PSE | Industrial | Hi Tech - Silicon | Gas | Per Region | NA | NA | Hi Tech - Silicon Other Plant Operations Improvements To Reduce Energy Requirements | Hi Tech - Silicon Other Plant Operations Improvements To Reduce Energy Requirements | 0 | 10 | 49.3261 | 0 | I-All-Other-Shift3-All-All-S | 0 | 0 | 0 | 0 | 0 | 0 | 0 | 8.3979 | I-All-Other-Shift3-All-All-S | 0 | 0 | 0 | Comm Flat | Other Plant Operations Improvements To Reduce Energy Requirements | Other Plant Operations Improvements To Reduce Energy Requirements | IndShift3 | 0.01266% | 0% | 100% | 1 | 1 | 100% | 10% | 85% | 6.8% | 0.2% | 62.0197 | 0.43266 | 6.2452 | 0 | 74.8745 | 0 | 0 | 0 | 78.0618 |  | 0 | 0.86383 | 0 | 01. ($9,999.000) to $0.028 | N/A | 0.86383 | 09. $0.85 to $0.95 | N/A | 0 | 0 | 0 | 0 | 0 | 0 | 0 | 0 | 0 | 0 | 0 | 0 | 0 | 0 | 0 | 0 | 0 | 0 | 0 | 0 | 0 | 0 | 0 | 0 | 0 | 0 | 0 | 0 | 0 | 0 | 0 | 0 | 0 | 0 | 0 | 0 | 0 | 0 | 0 | 0 | 0 | 0 | 0 | 0 | 0 | 0 | 0 | 0 | 0 | 0 | 0 | 0 | 0 | 0 | 0 | 0 | 0 | 0 | 0 | 0 | 0 | 0 | 0 | 0 | 0 | 0 | 0 | 0 | 0 | 0 | 0 | 0 | 0 | 0.085 | 0.085 | 0.085 | 0.085 | 0.085 | 0.085 | 0.085 | 0.085 | 0.085 | 0.085 | 0 | 0 | 0 | 0 | 0 | 0 | 0 | 0 | 0 | 0 | 0.71382 | 0.7094 | 0.70372 | 0.69887 | 0.69344 | 0.68804 | 0.68212 | 0.67737 | 0.67207 | 0.66674 | 0 | 0 | 0 | 0 | 0 | 0 | 0 | 0 | 0 | 0 | 6.9056 | 0.71382 | 1.4232 | 2.1269 | 2.8258 | 3.5192 | 4.2073 | 4.8894 | 5.5668 | 6.2388 | 6.9056 | 6.9056 | 6.9056 | 6.9056 | 6.9056 | 6.9056 | 6.9056 | 6.9056 | 6.9056 | 6.9056 | 6.9056 | 0 | 0 | 0 | 0 | 0 | 0 | 0 | 0 | 0 | 0 | 0 | 0 | 0 | 0 | 0 | 0 | 0 | 0 | 0 | 0 | 0 | 0 | 0 | 0 | 0 | 0 | 0 | 0 | 0 | 0 | 0 | 0 | 0 | 0 | 0 | 0 | 0 | 0 | 0 | 0 | 0 | 0 | 0 | 0 | 0 | 0 | 0 | 0 | 0 | 6.6353 | 6.5942 | 6.5413 | 6.4963 | 6.4458 | 6.3956 | 6.3406 | 6.2965 | 6.2472 | 6.1977 | 0 | 0 | 0 | 0 | 0 | 0 | 0 | 0 | 0 | 0 | 0.01296% | 0 | 0 | 0 | 0 | 0 | 0 | 0 | 0 | 0 | 0 | 0 | 0 | 0 | 0 | 0 | 0 | 0 | 0 | 0 | 0 | 0 | 0 | 0 | 0
| Industrial_tool_Gas | M_Input | 2000-2018 Industrial Assessment Center | 2020 | Retro | 2022 | 2041 | PSE | Industrial | Hi Tech - Silicon | Gas | Per Region | NA | NA | Hi Tech - Silicon Heat Recovery And Waste Heat For Process | Hi Tech - Silicon Heat Recovery And Waste Heat For Process | 0 | 14 | 6.0194 | 0 | I-All-Other-Shift3-All-All-S | 0 | 0 | 0 | 0 | 0 | 0 | 0 | 7.2088 | I-All-Other-Shift3-All-All-S | 0 | 0 | 0 | Comm Flat | Heat Recovery And Waste Heat For Process | Heat Recovery And Waste Heat For Process | IndShift3 | 0.01266% | 0% | 100% | 1 | 1 | 100% | 7.143% | 85% | 6.8% | 0.2% | 71.9164 | 0.3714 | 7.2288 | 0 | 7.4062 | 0 | 0 | 0 | 1.0099 |  | 0 | 0.013018 | 0 | 01. ($9,999.000) to $0.028 | N/A | 0.013018 | 01. ($9,999.00) to $0.22 | N/A | 0 | 0 | 0 | 0 | 0 | 0 | 0 | 0 | 0 | 0 | 0 | 0 | 0 | 0 | 0 | 0 | 0 | 0 | 0 | 0 | 0 | 0 | 0 | 0 | 0 | 0 | 0 | 0 | 0 | 0 | 0 | 0 | 0 | 0 | 0 | 0 | 0 | 0 | 0 | 0 | 0 | 0 | 0 | 0 | 0 | 0 | 0 | 0 | 0 | 0 | 0 | 0 | 0 | 0 | 0 | 0 | 0 | 0 | 0 | 0 | 0 | 0 | 0 | 0 | 0 | 0 | 0 | 0 | 0 | 0 | 0 | 0 | 0 | 0.085 | 0.085 | 0.085 | 0.085 | 0.085 | 0.085 | 0.085 | 0.085 | 0.085 | 0.085 | 0 | 0 | 0 | 0 | 0 | 0 | 0 | 0 | 0 | 0 | 0.61275 | 0.60896 | 0.60408 | 0.59992 | 0.59526 | 0.59062 | 0.58554 | 0.58147 | 0.57691 | 0.57234 | 0 | 0 | 0 | 0 | 0 | 0 | 0 | 0 | 0 | 0 | 5.9278 | 0.61275 | 1.2217 | 1.8258 | 2.4257 | 3.021 | 3.6116 | 4.1971 | 4.7786 | 5.3555 | 5.9278 | 5.9278 | 5.9278 | 5.9278 | 5.9278 | 5.9278 | 5.9278 | 5.9278 | 5.9278 | 5.9278 | 5.9278 | 0 | 0 | 0 | 0 | 0 | 0 | 0 | 0 | 0 | 0 | 0 | 0 | 0 | 0 | 0 | 0 | 0 | 0 | 0 | 0 | 0 | 0 | 0 | 0 | 0 | 0 | 0 | 0 | 0 | 0 | 0 | 0 | 0 | 0 | 0 | 0 | 0 | 0 | 0 | 0 | 0 | 0 | 0 | 0 | 0 | 0 | 0 | 0 | 0 | 0.085838 | 0.085306 | 0.084623 | 0.08404 | 0.083387 | 0.082738 | 0.082025 | 0.081455 | 0.080817 | 0.080177 | 0 | 0 | 0 | 0 | 0 | 0 | 0 | 0 | 0 | 0 | 0.01296% | 0 | 0 | 0 | 0 | 0 | 0 | 0 | 0 | 0 | 0 | 0 | 0 | 0 | 0 | 0 | 0 | 0 | 0 | 0 | 0 | 0 | 0 | 0 | 0
| Industrial_tool_Gas | M_Input | 2000-2018 Industrial Assessment Center | 2020 | Retro | 2022 | 2041 | PSE | Industrial | Hi Tech - Silicon | Gas | Per Region | NA | NA | Hi Tech - Silicon Process Improvements To Reduce Energy Requirements | Hi Tech - Silicon Process Improvements To Reduce Energy Requirements | 0 | 15 | 14.7028 | 0 | I-All-Other-Shift3-All-All-S | 0 | 0 | 0 | 0 | 0 | 0 | 0 | 16.6873 | I-All-Other-Shift3-All-All-S | 0 | 0 | 0 | Comm Flat | Process Improvements To Reduce Energy Requirements | Process Improvements To Reduce Energy Requirements | IndShift3 | 0.01266% | 0% | 100% | 1 | 1 | 100% | 6.667% | 85% | 6.8% | 0.2% | 177.0629 | 0.85974 | 17.7923 | 0 | 17.3186 | 0 | 0 | 0 | 1.6072 |  | 0 | 0.0089504 | 0 | 01. ($9,999.000) to $0.028 | N/A | 0.0089504 | 01. ($9,999.00) to $0.22 | N/A | 0 | 0 | 0 | 0 | 0 | 0 | 0 | 0 | 0 | 0 | 0 | 0 | 0 | 0 | 0 | 0 | 0 | 0 | 0 | 0 | 0 | 0 | 0 | 0 | 0 | 0 | 0 | 0 | 0 | 0 | 0 | 0 | 0 | 0 | 0 | 0 | 0 | 0 | 0 | 0 | 0 | 0 | 0 | 0 | 0 | 0 | 0 | 0 | 0 | 0 | 0 | 0 | 0 | 0 | 0 | 0 | 0 | 0 | 0 | 0 | 0 | 0 | 0 | 0 | 0 | 0 | 0 | 0 | 0 | 0 | 0 | 0 | 0 | 0.085 | 0.085 | 0.085 | 0.085 | 0.085 | 0.085 | 0.085 | 0.085 | 0.085 | 0.085 | 0 | 0 | 0 | 0 | 0 | 0 | 0 | 0 | 0 | 0 | 1.4184 | 1.4096 | 1.3983 | 1.3887 | 1.3779 | 1.3672 | 1.3554 | 1.346 | 1.3355 | 1.3249 | 0 | 0 | 0 | 0 | 0 | 0 | 0 | 0 | 0 | 0 | 13.722 | 1.4184 | 2.8281 | 4.2264 | 5.6151 | 6.9931 | 8.3603 | 9.7157 | 11.0617 | 12.3971 | 13.722 | 13.722 | 13.722 | 13.722 | 13.722 | 13.722 | 13.722 | 13.722 | 13.722 | 13.722 | 13.722 | 0 | 0 | 0 | 0 | 0 | 0 | 0 | 0 | 0 | 0 | 0 | 0 | 0 | 0 | 0 | 0 | 0 | 0 | 0 | 0 | 0 | 0 | 0 | 0 | 0 | 0 | 0 | 0 | 0 | 0 | 0 | 0 | 0 | 0 | 0 | 0 | 0 | 0 | 0 | 0 | 0 | 0 | 0 | 0 | 0 | 0 | 0 | 0 | 0 | 0.13661 | 0.13577 | 0.13468 | 0.13375 | 0.13271 | 0.13168 | 0.13054 | 0.12964 | 0.12862 | 0.1276 | 0 | 0 | 0 | 0 | 0 | 0 | 0 | 0 | 0 | 0 | 0.01296% | 0 | 0 | 0 | 0 | 0 | 0 | 0 | 0 | 0 | 0 | 0 | 0 | 0 | 0 | 0 | 0 | 0 | 0 | 0 | 0 | 0 | 0 | 0 | 0
| Industrial_tool_Gas | M_Input | 2000-2018 Industrial Assessment Center | 2020 | Retro | 2022 | 2041 | PSE | Industrial | Hi Tech - Silicon | Gas | Per Region | NA | NA | Hi Tech - Silicon Thermal Systems Add Insulation To Equipment | Hi Tech - Silicon Thermal Systems Add Insulation To Equipment | 0 | 10 | 1.076 | 0 | I-All-Other-Shift3-All-All-S | 0 | 0 | 0 | 0 | 0 | 0 | 0 | 2.297 | I-All-Other-Shift3-All-All-S | 0 | 0 | 0 | Comm Flat | Thermal Systems Add Insulation To Equipment | Thermal Systems Add Insulation To Equipment | IndShift3 | 0.01266% | 0% | 100% | 1 | 1 | 100% | 10% | 85% | 6.8% | 0.2% | 16.9636 | 0.11834 | 1.7082 | 0 | 1.6334 | 0 | 0 | 0 | 0.022033 |  | 0 | 0.00089142 | 0 | 01. ($9,999.000) to $0.028 | N/A | 0.00089142 | 01. ($9,999.00) to $0.22 | N/A | 0 | 0 | 0 | 0 | 0 | 0 | 0 | 0 | 0 | 0 | 0 | 0 | 0 | 0 | 0 | 0 | 0 | 0 | 0 | 0 | 0 | 0 | 0 | 0 | 0 | 0 | 0 | 0 | 0 | 0 | 0 | 0 | 0 | 0 | 0 | 0 | 0 | 0 | 0 | 0 | 0 | 0 | 0 | 0 | 0 | 0 | 0 | 0 | 0 | 0 | 0 | 0 | 0 | 0 | 0 | 0 | 0 | 0 | 0 | 0 | 0 | 0 | 0 | 0 | 0 | 0 | 0 | 0 | 0 | 0 | 0 | 0 | 0 | 0.085 | 0.085 | 0.085 | 0.085 | 0.085 | 0.085 | 0.085 | 0.085 | 0.085 | 0.085 | 0 | 0 | 0 | 0 | 0 | 0 | 0 | 0 | 0 | 0 | 0.19524 | 0.19403 | 0.19248 | 0.19115 | 0.18967 | 0.18819 | 0.18657 | 0.18528 | 0.18382 | 0.18237 | 0 | 0 | 0 | 0 | 0 | 0 | 0 | 0 | 0 | 0 | 1.8888 | 0.19524 | 0.38928 | 0.58176 | 0.77291 | 0.96258 | 1.1508 | 1.3373 | 1.5226 | 1.7064 | 1.8888 | 1.8888 | 1.8888 | 1.8888 | 1.8888 | 1.8888 | 1.8888 | 1.8888 | 1.8888 | 1.8888 | 1.8888 | 0 | 0 | 0 | 0 | 0 | 0 | 0 | 0 | 0 | 0 | 0 | 0 | 0 | 0 | 0 | 0 | 0 | 0 | 0 | 0 | 0 | 0 | 0 | 0 | 0 | 0 | 0 | 0 | 0 | 0 | 0 | 0 | 0 | 0 | 0 | 0 | 0 | 0 | 0 | 0 | 0 | 0 | 0 | 0 | 0 | 0 | 0 | 0 | 0 | 0.0018728 | 0.0018612 | 0.0018463 | 0.0018336 | 0.0018194 | 0.0018052 | 0.0017897 | 0.0017772 | 0.0017633 | 0.0017493 | 0 | 0 | 0 | 0 | 0 | 0 | 0 | 0 | 0 | 0 | 0.01296% | 0 | 0 | 0 | 0 | 0 | 0 | 0 | 0 | 0 | 0 | 0 | 0 | 0 | 0 | 0 | 0 | 0 | 0 | 0 | 0 | 0 | 0 | 0 | 0
| Industrial_tool_Gas | M_Input | 2000-2018 Industrial Assessment Center | 2020 | Retro | 2022 | 2041 | PSE | Industrial | Hi Tech - Silicon | Gas | Per Region | NA | NA | Hi Tech - Silicon Thermal Systems Reduce Infiltration; Isolate Hot Or Cold Equipment | Hi Tech - Silicon Thermal Systems Reduce Infiltration; Isolate Hot Or Cold Equipment | 0 | 10 | 3.0928 | 0 | I-All-Other-Shift3-All-All-S | 0 | 0 | 0 | 0 | 0 | 0 | 0 | 5.6909 | I-All-Other-Shift3-All-All-S | 0 | 0 | 0 | Comm Flat | Thermal Systems Reduce Infiltration; Isolate Hot Or Cold Equipment | Thermal Systems Reduce Infiltration; Isolate Hot Or Cold Equipment | IndShift3 | 0.01266% | 0% | 100% | 1 | 1 | 100% | 10% | 85% | 6.8% | 0.2% | 42.0282 | 0.2932 | 4.2321 | 0 | 4.6947 | 0 | 0 | 0 | 0.78796 |  | 0 | 0.012867 | 0 | 01. ($9,999.000) to $0.028 | N/A | 0.012867 | 01. ($9,999.00) to $0.22 | N/A | 0 | 0 | 0 | 0 | 0 | 0 | 0 | 0 | 0 | 0 | 0 | 0 | 0 | 0 | 0 | 0 | 0 | 0 | 0 | 0 | 0 | 0 | 0 | 0 | 0 | 0 | 0 | 0 | 0 | 0 | 0 | 0 | 0 | 0 | 0 | 0 | 0 | 0 | 0 | 0 | 0 | 0 | 0 | 0 | 0 | 0 | 0 | 0 | 0 | 0 | 0 | 0 | 0 | 0 | 0 | 0 | 0 | 0 | 0 | 0 | 0 | 0 | 0 | 0 | 0 | 0 | 0 | 0 | 0 | 0 | 0 | 0 | 0 | 0.085 | 0.085 | 0.085 | 0.085 | 0.085 | 0.085 | 0.085 | 0.085 | 0.085 | 0.085 | 0 | 0 | 0 | 0 | 0 | 0 | 0 | 0 | 0 | 0 | 0.48373 | 0.48073 | 0.47688 | 0.47359 | 0.46992 | 0.46626 | 0.46224 | 0.45903 | 0.45543 | 0.45182 | 0 | 0 | 0 | 0 | 0 | 0 | 0 | 0 | 0 | 0 | 4.6796 | 0.48373 | 0.96446 | 1.4413 | 1.9149 | 2.3848 | 2.8511 | 3.3133 | 3.7724 | 4.2278 | 4.6796 | 4.6796 | 4.6796 | 4.6796 | 4.6796 | 4.6796 | 4.6796 | 4.6796 | 4.6796 | 4.6796 | 4.6796 | 0 | 0 | 0 | 0 | 0 | 0 | 0 | 0 | 0 | 0 | 0 | 0 | 0 | 0 | 0 | 0 | 0 | 0 | 0 | 0 | 0 | 0 | 0 | 0 | 0 | 0 | 0 | 0 | 0 | 0 | 0 | 0 | 0 | 0 | 0 | 0 | 0 | 0 | 0 | 0 | 0 | 0 | 0 | 0 | 0 | 0 | 0 | 0 | 0 | 0.066976 | 0.066561 | 0.066028 | 0.065574 | 0.065064 | 0.064557 | 0.064002 | 0.063557 | 0.063059 | 0.062559 | 0 | 0 | 0 | 0 | 0 | 0 | 0 | 0 | 0 | 0 | 0.01296% | 0 | 0 | 0 | 0 | 0 | 0 | 0 | 0 | 0 | 0 | 0 | 0 | 0 | 0 | 0 | 0 | 0 | 0 | 0 | 0 | 0 | 0 | 0 | 0
| Industrial_tool_Gas | M_Input | 2000-2018 Industrial Assessment Center | 2020 | Retro | 2022 | 2041 | PSE | Industrial | Hi Tech - Silicon | Gas | Per Region | NA | NA | Hi Tech - Silicon Waste Heat From Hot Flue Gases To Preheat | Hi Tech - Silicon Waste Heat From Hot Flue Gases To Preheat | 0 | 14 | 6.7172 | 0 | I-All-Other-Shift3-All-All-S | 0 | 0 | 0 | 0 | 0 | 0 | 0 | 8.2935 | I-All-Other-Shift3-All-All-S | 0 | 0 | 0 | Comm Flat | Waste Heat From Hot Flue Gases To Preheat | Waste Heat From Hot Flue Gases To Preheat | IndShift3 | 0.01266% | 0% | 100% | 1 | 1 | 100% | 7.143% | 85% | 6.8% | 0.2% | 82.7375 | 0.42729 | 8.3165 | 0 | 8.2647 | 0 | 0 | 0 | 0.86437 |  | 0 | 0.0096854 | 0 | 01. ($9,999.000) to $0.028 | N/A | 0.0096854 | 01. ($9,999.00) to $0.22 | N/A | 0 | 0 | 0 | 0 | 0 | 0 | 0 | 0 | 0 | 0 | 0 | 0 | 0 | 0 | 0 | 0 | 0 | 0 | 0 | 0 | 0 | 0 | 0 | 0 | 0 | 0 | 0 | 0 | 0 | 0 | 0 | 0 | 0 | 0 | 0 | 0 | 0 | 0 | 0 | 0 | 0 | 0 | 0 | 0 | 0 | 0 | 0 | 0 | 0 | 0 | 0 | 0 | 0 | 0 | 0 | 0 | 0 | 0 | 0 | 0 | 0 | 0 | 0 | 0 | 0 | 0 | 0 | 0 | 0 | 0 | 0 | 0 | 0 | 0.085 | 0.085 | 0.085 | 0.085 | 0.085 | 0.085 | 0.085 | 0.085 | 0.085 | 0.085 | 0 | 0 | 0 | 0 | 0 | 0 | 0 | 0 | 0 | 0 | 0.70495 | 0.70059 | 0.69497 | 0.69019 | 0.68483 | 0.67949 | 0.67364 | 0.66896 | 0.66372 | 0.65846 | 0 | 0 | 0 | 0 | 0 | 0 | 0 | 0 | 0 | 0 | 6.8198 | 0.70495 | 1.4055 | 2.1005 | 2.7907 | 3.4755 | 4.155 | 4.8287 | 5.4976 | 6.1613 | 6.8198 | 6.8198 | 6.8198 | 6.8198 | 6.8198 | 6.8198 | 6.8198 | 6.8198 | 6.8198 | 6.8198 | 6.8198 | 0 | 0 | 0 | 0 | 0 | 0 | 0 | 0 | 0 | 0 | 0 | 0 | 0 | 0 | 0 | 0 | 0 | 0 | 0 | 0 | 0 | 0 | 0 | 0 | 0 | 0 | 0 | 0 | 0 | 0 | 0 | 0 | 0 | 0 | 0 | 0 | 0 | 0 | 0 | 0 | 0 | 0 | 0 | 0 | 0 | 0 | 0 | 0 | 0 | 0.073471 | 0.073016 | 0.072431 | 0.071933 | 0.071374 | 0.070818 | 0.070208 | 0.06972 | 0.069174 | 0.068626 | 0 | 0 | 0 | 0 | 0 | 0 | 0 | 0 | 0 | 0 | 0.01296% | 0 | 0 | 0 | 0 | 0 | 0 | 0 | 0 | 0 | 0 | 0 | 0 | 0 | 0 | 0 | 0 | 0 | 0 | 0 | 0 | 0 | 0 | 0 | 0
| Industrial_tool_Gas | M_Input | 2000-2018 Industrial Assessment Center | 2020 | Retro | 2022 | 2041 | PSE | Industrial | Hi Tech - Silicon | Gas | Per Region | NA | NA | Hi Tech - Silicon Plant Operations - Equipment Scheduling Improvements | Hi Tech - Silicon Plant Operations - Equipment Scheduling Improvements | 0 | 10 | 14.3081 | 0 | I-All-Other-Shift3-All-All-S | 0 | 0 | 0 | 0 | 0 | 0 | 0 | 5.5333 | I-All-Other-Shift3-All-All-S | 0 | 0 | 0 | Comm Flat | Plant Operations - Equipment Scheduling Improvements | Plant Operations - Equipment Scheduling Improvements | IndShift3 | 0.01266% | 0% | 100% | 1 | 1 | 100% | 10% | 85% | 6.8% | 0.2% | 40.8644 | 0.28508 | 4.1149 | 0 | 21.719 | 0 | 0 | 0 | 20.1806 |  | 0 | 0.33893 | 0 | 01. ($9,999.000) to $0.028 | N/A | 0.33893 | 03. $0.30 to $0.45 | N/A | 0 | 0 | 0 | 0 | 0 | 0 | 0 | 0 | 0 | 0 | 0 | 0 | 0 | 0 | 0 | 0 | 0 | 0 | 0 | 0 | 0 | 0 | 0 | 0 | 0 | 0 | 0 | 0 | 0 | 0 | 0 | 0 | 0 | 0 | 0 | 0 | 0 | 0 | 0 | 0 | 0 | 0 | 0 | 0 | 0 | 0 | 0 | 0 | 0 | 0 | 0 | 0 | 0 | 0 | 0 | 0 | 0 | 0 | 0 | 0 | 0 | 0 | 0 | 0 | 0 | 0 | 0 | 0 | 0 | 0 | 0 | 0 | 0 | 0.085 | 0.085 | 0.085 | 0.085 | 0.085 | 0.085 | 0.085 | 0.085 | 0.085 | 0.085 | 0 | 0 | 0 | 0 | 0 | 0 | 0 | 0 | 0 | 0 | 0.47033 | 0.46742 | 0.46367 | 0.46048 | 0.4569 | 0.45334 | 0.44944 | 0.44632 | 0.44282 | 0.43931 | 0 | 0 | 0 | 0 | 0 | 0 | 0 | 0 | 0 | 0 | 4.55 | 0.47033 | 0.93775 | 1.4014 | 1.8619 | 2.3188 | 2.7722 | 3.2216 | 3.6679 | 4.1107 | 4.55 | 4.55 | 4.55 | 4.55 | 4.55 | 4.55 | 4.55 | 4.55 | 4.55 | 4.55 | 4.55 | 0 | 0 | 0 | 0 | 0 | 0 | 0 | 0 | 0 | 0 | 0 | 0 | 0 | 0 | 0 | 0 | 0 | 0 | 0 | 0 | 0 | 0 | 0 | 0 | 0 | 0 | 0 | 0 | 0 | 0 | 0 | 0 | 0 | 0 | 0 | 0 | 0 | 0 | 0 | 0 | 0 | 0 | 0 | 0 | 0 | 0 | 0 | 0 | 0 | 1.7154 | 1.7047 | 1.6911 | 1.6794 | 1.6664 | 1.6534 | 1.6392 | 1.6278 | 1.615 | 1.6022 | 0 | 0 | 0 | 0 | 0 | 0 | 0 | 0 | 0 | 0 | 0.01296% | 0 | 0 | 0 | 0 | 0 | 0 | 0 | 0 | 0 | 0 | 0 | 0 | 0 | 0 | 0 | 0 | 0 | 0 | 0 | 0 | 0 | 0 | 0 | 0
| Industrial_tool_Gas | M_Input | 2000-2018 Industrial Assessment Center | 2020 | Retro | 2022 | 2041 | PSE | Industrial | Metal Fabrication | Gas | Per Region | NA | NA | Metal Fabrication Building Envelope Infiltration Improvements | Metal Fabrication Building Envelope Infiltration Improvements | 0 | 20 | 1033.374 | 0 | I-All-Other-Shift3-All-All-S | 0 | 0 | 0 | 0 | 0 | 0 | 0 | 1023.6451 | I-All-Other-Shift3-All-All-S | 0 | 0 | 0 | Comm Flat | Building Envelope Infiltration Improvements | Building Envelope Infiltration Improvements | IndShift3 | 0.01266% | 0% | 100% | 1 | 1 | 100% | 5% | 85% | 6.8% | 0.2% | 14021.501 | 52.7386 | 1407.424 | 0 | 1033.374 | 0 | 0 | 0 | -220.1138 |  | 0 | -0.019983 | 0 | 01. ($9,999.000) to $0.028 | N/A | -0.019983 | 01. ($9,999.00) to $0.22 | N/A | 0 | 0 | 0 | 0 | 0 | 0 | 0 | 0 | 0 | 0 | 0 | 0 | 0 | 0 | 0 | 0 | 0 | 0 | 0 | 0 | 0 | 0 | 0 | 0 | 0 | 0 | 0 | 0 | 0 | 0 | 0 | 0 | 0 | 0 | 0 | 0 | 0 | 0 | 0 | 0 | 0 | 0 | 0 | 0 | 0 | 0 | 0 | 0 | 0 | 0 | 0 | 0 | 0 | 0 | 0 | 0 | 0 | 0 | 0 | 0 | 0 | 0 | 0 | 0 | 0 | 0 | 0 | 0 | 0 | 0 | 0 | 0 | 0 | 0.085 | 0.085 | 0.085 | 0.085 | 0.085 | 0.085 | 0.085 | 0.085 | 0.085 | 0.085 | 0 | 0 | 0 | 0 | 0 | 0 | 0 | 0 | 0 | 0 | 87.0098 | 86.471 | 85.7783 | 85.1876 | 84.5259 | 83.8675 | 83.1455 | 82.5673 | 81.9209 | 81.2717 | 0 | 0 | 0 | 0 | 0 | 0 | 0 | 0 | 0 | 0 | 841.7456 | 87.0098 | 173.4808 | 259.2591 | 344.4467 | 428.9726 | 512.8402 | 595.9857 | 678.5529 | 760.4739 | 841.7456 | 841.7456 | 841.7456 | 841.7456 | 841.7456 | 841.7456 | 841.7456 | 841.7456 | 841.7456 | 841.7456 | 841.7456 | 0 | 0 | 0 | 0 | 0 | 0 | 0 | 0 | 0 | 0 | 0 | 0 | 0 | 0 | 0 | 0 | 0 | 0 | 0 | 0 | 0 | 0 | 0 | 0 | 0 | 0 | 0 | 0 | 0 | 0 | 0 | 0 | 0 | 0 | 0 | 0 | 0 | 0 | 0 | 0 | 0 | 0 | 0 | 0 | 0 | 0 | 0 | 0 | 0 | 0 | 0 | 0 | 0 | 0 | 0 | 0 | 0 | 0 | 0 | 0 | 0 | 0 | 0 | 0 | 0 | 0 | 0 | 0 | 0 | 0.01296% | 0 | 0 | 0 | 0 | 0 | 0 | 0 | 0 | 0 | 0 | 0 | 0 | 0 | 0 | 0 | 0 | 0 | 0 | 0 | 0 | 0 | 0 | 0 | 0
| Industrial_tool_Gas | M_Input | 2000-2018 Industrial Assessment Center | 2020 | Retro | 2022 | 2041 | PSE | Industrial | Metal Fabrication | Gas | Per Region | NA | NA | Metal Fabrication Building Envelope Insulation and Window/Door Improvements | Metal Fabrication Building Envelope Insulation and Window/Door Improvements | 0 | 20 | 3685.3308 | 0 | I-All-Other-Shift3-All-All-S | 0 | 0 | 0 | 0 | 0 | 0 | 0 | 996.8749 | I-All-Other-Shift3-All-All-S | 0 | 0 | 0 | Comm Flat | Building Envelope Insulation and Window/Door Improvements | Building Envelope Insulation and Window/Door Improvements | IndShift3 | 0.01266% | 0% | 100% | 1 | 1 | 100% | 5% | 85% | 6.8% | 0.2% | 13654.8125 | 51.3594 | 1370.6172 | 0 | 3685.3308 | 0 | 0 | 0 | 3000.4203 |  | 0 | 0.27971 | 0 | 01. ($9,999.000) to $0.028 | N/A | 0.27971 | 02. $0.22 to $0.30 | N/A | 0 | 0 | 0 | 0 | 0 | 0 | 0 | 0 | 0 | 0 | 0 | 0 | 0 | 0 | 0 | 0 | 0 | 0 | 0 | 0 | 0 | 0 | 0 | 0 | 0 | 0 | 0 | 0 | 0 | 0 | 0 | 0 | 0 | 0 | 0 | 0 | 0 | 0 | 0 | 0 | 0 | 0 | 0 | 0 | 0 | 0 | 0 | 0 | 0 | 0 | 0 | 0 | 0 | 0 | 0 | 0 | 0 | 0 | 0 | 0 | 0 | 0 | 0 | 0 | 0 | 0 | 0 | 0 | 0 | 0 | 0 | 0 | 0 | 0.085 | 0.085 | 0.085 | 0.085 | 0.085 | 0.085 | 0.085 | 0.085 | 0.085 | 0.085 | 0 | 0 | 0 | 0 | 0 | 0 | 0 | 0 | 0 | 0 | 84.7344 | 84.2096 | 83.535 | 82.9598 | 82.3154 | 81.6742 | 80.9711 | 80.408 | 79.7786 | 79.1463 | 0 | 0 | 0 | 0 | 0 | 0 | 0 | 0 | 0 | 0 | 819.7323 | 84.7344 | 168.944 | 252.479 | 335.4388 | 417.7542 | 499.4284 | 580.3995 | 660.8075 | 740.5861 | 819.7323 | 819.7323 | 819.7323 | 819.7323 | 819.7323 | 819.7323 | 819.7323 | 819.7323 | 819.7323 | 819.7323 | 819.7323 | 0 | 0 | 0 | 0 | 0 | 0 | 0 | 0 | 0 | 0 | 0 | 0 | 0 | 0 | 0 | 0 | 0 | 0 | 0 | 0 | 0 | 0 | 0 | 0 | 0 | 0 | 0 | 0 | 0 | 0 | 0 | 0 | 0 | 0 | 0 | 0 | 0 | 0 | 0 | 0 | 0 | 0 | 0 | 0 | 0 | 0 | 0 | 0 | 0 | 255.0357 | 253.4564 | 251.4259 | 249.6946 | 247.7551 | 245.8252 | 243.709 | 242.0141 | 240.1196 | 238.2165 | 0 | 0 | 0 | 0 | 0 | 0 | 0 | 0 | 0 | 0 | 0.01296% | 0 | 0 | 0 | 0 | 0 | 0 | 0 | 0 | 0 | 0 | 0 | 0 | 0 | 0 | 0 | 0 | 0 | 0 | 0 | 0 | 0 | 0 | 0 | 0
| Industrial_tool_Gas | M_Input | 2000-2018 Industrial Assessment Center | 2020 | Retro | 2022 | 2041 | PSE | Industrial | Metal Fabrication | Gas | Per Region | NA | NA | Metal Fabrication Equipment Upgrade - Replace Existing HVAC Unit With High Efficiency Model | Metal Fabrication Equipment Upgrade - Replace Existing HVAC Unit With High Efficiency Model | 0 | 20 | 4030.7526 | 0 | I-All-Other-Shift3-All-All-S | 0 | 0 | 0 | 0 | 0 | 0 | 0 | 3110.8721 | I-All-Other-Shift3-All-All-S | 0 | 0 | 0 | Comm Flat | Equipment Upgrade - Replace Existing HVAC Unit With High Efficiency Model | Equipment Upgrade - Replace Existing HVAC Unit With High Efficiency Model | IndShift3 | 0.01266% | 0% | 100% | 1 | 1 | 100% | 5% | 85% | 6.8% | 0.2% | 42611.5398 | 160.2735 | 4277.1813 | 0 | 4030.7526 | 0 | 0 | 0 | 399.4483 |  | 0 | 0.011933 | 0 | 01. ($9,999.000) to $0.028 | N/A | 0.011933 | 01. ($9,999.00) to $0.22 | N/A | 0 | 0 | 0 | 0 | 0 | 0 | 0 | 0 | 0 | 0 | 0 | 0 | 0 | 0 | 0 | 0 | 0 | 0 | 0 | 0 | 0 | 0 | 0 | 0 | 0 | 0 | 0 | 0 | 0 | 0 | 0 | 0 | 0 | 0 | 0 | 0 | 0 | 0 | 0 | 0 | 0 | 0 | 0 | 0 | 0 | 0 | 0 | 0 | 0 | 0 | 0 | 0 | 0 | 0 | 0 | 0 | 0 | 0 | 0 | 0 | 0 | 0 | 0 | 0 | 0 | 0 | 0 | 0 | 0 | 0 | 0 | 0 | 0 | 0.085 | 0.085 | 0.085 | 0.085 | 0.085 | 0.085 | 0.085 | 0.085 | 0.085 | 0.085 | 0 | 0 | 0 | 0 | 0 | 0 | 0 | 0 | 0 | 0 | 264.4241 | 262.7866 | 260.6814 | 258.8863 | 256.8755 | 254.8745 | 252.6804 | 250.9231 | 248.9589 | 246.9858 | 0 | 0 | 0 | 0 | 0 | 0 | 0 | 0 | 0 | 0 | 2558.0767 | 264.4241 | 527.2107 | 787.8921 | 1046.7785 | 1303.6539 | 1558.5285 | 1811.2089 | 2062.132 | 2311.0909 | 2558.0767 | 2558.0767 | 2558.0767 | 2558.0767 | 2558.0767 | 2558.0767 | 2558.0767 | 2558.0767 | 2558.0767 | 2558.0767 | 2558.0767 | 0 | 0 | 0 | 0 | 0 | 0 | 0 | 0 | 0 | 0 | 0 | 0 | 0 | 0 | 0 | 0 | 0 | 0 | 0 | 0 | 0 | 0 | 0 | 0 | 0 | 0 | 0 | 0 | 0 | 0 | 0 | 0 | 0 | 0 | 0 | 0 | 0 | 0 | 0 | 0 | 0 | 0 | 0 | 0 | 0 | 0 | 0 | 0 | 0 | 33.9531 | 33.7428 | 33.4725 | 33.242 | 32.9838 | 32.7269 | 32.4452 | 32.2195 | 31.9673 | 31.714 | 0 | 0 | 0 | 0 | 0 | 0 | 0 | 0 | 0 | 0 | 0.01296% | 0 | 0 | 0 | 0 | 0 | 0 | 0 | 0 | 0 | 0 | 0 | 0 | 0 | 0 | 0 | 0 | 0 | 0 | 0 | 0 | 0 | 0 | 0 | 0
| Industrial_tool_Gas | M_Input | 2000-2018 Industrial Assessment Center | 2020 | Retro | 2022 | 2041 | PSE | Industrial | Metal Fabrication | Gas | Per Region | NA | NA | Metal Fabrication HVAC Equipment Scheduling Improvements - HVAC Controls, Timers Or Thermostats | Metal Fabrication HVAC Equipment Scheduling Improvements - HVAC Controls, Timers Or Thermostats | 0 | 15 | 2372.0308 | 0 | I-All-Other-Shift3-All-All-S | 0 | 0 | 0 | 0 | 0 | 0 | 0 | 1812.1123 | I-All-Other-Shift3-All-All-S | 0 | 0 | 0 | Comm Flat | HVAC Equipment Scheduling Improvements - HVAC Controls, Timers Or Thermostats | HVAC Equipment Scheduling Improvements - HVAC Controls, Timers Or Thermostats | IndShift3 | 0.01266% | 0% | 100% | 1 | 1 | 100% | 6.667% | 85% | 6.8% | 0.2% | 19227.6269 | 93.3608 | 1932.0988 | 0 | 2794.051 | 0 | 0 | 0 | 1242.9976 |  | 0 | 0.063745 | 0 | 01. ($9,999.000) to $0.028 | N/A | 0.063745 | 01. ($9,999.00) to $0.22 | N/A | 0 | 0 | 0 | 0 | 0 | 0 | 0 | 0 | 0 | 0 | 0 | 0 | 0 | 0 | 0 | 0 | 0 | 0 | 0 | 0 | 0 | 0 | 0 | 0 | 0 | 0 | 0 | 0 | 0 | 0 | 0 | 0 | 0 | 0 | 0 | 0 | 0 | 0 | 0 | 0 | 0 | 0 | 0 | 0 | 0 | 0 | 0 | 0 | 0 | 0 | 0 | 0 | 0 | 0 | 0 | 0 | 0 | 0 | 0 | 0 | 0 | 0 | 0 | 0 | 0 | 0 | 0 | 0 | 0 | 0 | 0 | 0 | 0 | 0.085 | 0.085 | 0.085 | 0.085 | 0.085 | 0.085 | 0.085 | 0.085 | 0.085 | 0.085 | 0 | 0 | 0 | 0 | 0 | 0 | 0 | 0 | 0 | 0 | 154.0295 | 153.0757 | 151.8494 | 150.8037 | 149.6324 | 148.4668 | 147.1887 | 146.1651 | 145.0209 | 143.8716 | 0 | 0 | 0 | 0 | 0 | 0 | 0 | 0 | 0 | 0 | 1490.1038 | 154.0295 | 307.1052 | 458.9546 | 609.7583 | 759.3907 | 907.8575 | 1055.0463 | 1201.2113 | 1346.2322 | 1490.1038 | 1490.1038 | 1490.1038 | 1490.1038 | 1490.1038 | 1490.1038 | 1490.1038 | 1490.1038 | 1490.1038 | 1490.1038 | 1490.1038 | 0 | 0 | 0 | 0 | 0 | 0 | 0 | 0 | 0 | 0 | 0 | 0 | 0 | 0 | 0 | 0 | 0 | 0 | 0 | 0 | 0 | 0 | 0 | 0 | 0 | 0 | 0 | 0 | 0 | 0 | 0 | 0 | 0 | 0 | 0 | 0 | 0 | 0 | 0 | 0 | 0 | 0 | 0 | 0 | 0 | 0 | 0 | 0 | 0 | 105.6548 | 105.0005 | 104.1593 | 103.4421 | 102.6386 | 101.8391 | 100.9624 | 100.2603 | 99.4754 | 98.687 | 0 | 0 | 0 | 0 | 0 | 0 | 0 | 0 | 0 | 0 | 0.01296% | 0 | 0 | 0 | 0 | 0 | 0 | 0 | 0 | 0 | 0 | 0 | 0 | 0 | 0 | 0 | 0 | 0 | 0 | 0 | 0 | 0 | 0 | 0 | 0
| Industrial_tool_Gas | M_Input | 2000-2018 Industrial Assessment Center | 2020 | Retro | 2022 | 2041 | PSE | Industrial | Metal Fabrication | Gas | Per Region | NA | NA | Metal Fabrication Optimize Ventilation System | Metal Fabrication Optimize Ventilation System | 0 | 5 | 2138.2042 | 0 | I-All-Other-Shift3-All-All-S | 0 | 0 | 0 | 0 | 0 | 0 | 0 | 1480.8077 | I-All-Other-Shift3-All-All-S | 0 | 0 | 0 | Comm Flat | Optimize Ventilation System | Optimize Ventilation System | IndShift3 | 0.01266% | 0% | 100% | 1 | 1 | 100% | 20% | 85% | 6.8% | 0.2% | 5689.9105 | 76.2919 | 576.6202 | 0 | 5581.5646 | 0 | 0 | 0 | 5356.2934 |  | 0 | 0.33614 | 0 | 01. ($9,999.000) to $0.028 | N/A | 0.33614 | 03. $0.30 to $0.45 | N/A | 0 | 0 | 0 | 0 | 0 | 0 | 0 | 0 | 0 | 0 | 0 | 0 | 0 | 0 | 0 | 0 | 0 | 0 | 0 | 0 | 0 | 0 | 0 | 0 | 0 | 0 | 0 | 0 | 0 | 0 | 0 | 0 | 0 | 0 | 0 | 0 | 0 | 0 | 0 | 0 | 0 | 0 | 0 | 0 | 0 | 0 | 0 | 0 | 0 | 0 | 0 | 0 | 0 | 0 | 0 | 0 | 0 | 0 | 0 | 0 | 0 | 0 | 0 | 0 | 0 | 0 | 0 | 0 | 0 | 0 | 0 | 0 | 0 | 0.085 | 0.085 | 0.085 | 0.085 | 0.085 | 0.085 | 0.085 | 0.085 | 0.085 | 0.085 | 0 | 0 | 0 | 0 | 0 | 0 | 0 | 0 | 0 | 0 | 125.8687 | 125.0892 | 124.0871 | 123.2326 | 122.2754 | 121.323 | 120.2785 | 119.442 | 118.507 | 117.5678 | 0 | 0 | 0 | 0 | 0 | 0 | 0 | 0 | 0 | 0 | 1217.6713 | 125.8687 | 250.9578 | 375.0449 | 498.2775 | 620.5529 | 741.8759 | 862.1544 | 981.5964 | 1100.1035 | 1217.6713 | 1217.6713 | 1217.6713 | 1217.6713 | 1217.6713 | 1217.6713 | 1217.6713 | 1217.6713 | 1217.6713 | 1217.6713 | 1217.6713 | 0 | 0 | 0 | 0 | 0 | 0 | 0 | 0 | 0 | 0 | 0 | 0 | 0 | 0 | 0 | 0 | 0 | 0 | 0 | 0 | 0 | 0 | 0 | 0 | 0 | 0 | 0 | 0 | 0 | 0 | 0 | 0 | 0 | 0 | 0 | 0 | 0 | 0 | 0 | 0 | 0 | 0 | 0 | 0 | 0 | 0 | 0 | 0 | 0 | 455.2849 | 452.4655 | 448.8407 | 445.75 | 442.2877 | 438.8425 | 435.0646 | 432.0389 | 428.6569 | 425.2596 | 0 | 0 | 0 | 0 | 0 | 0 | 0 | 0 | 0 | 0 | 0.01296% | 0 | 0 | 0 | 0 | 0 | 0 | 0 | 0 | 0 | 0 | 0 | 0 | 0 | 0 | 0 | 0 | 0 | 0 | 0 | 0 | 0 | 0 | 0 | 0
| Industrial_tool_Gas | M_Input | 2000-2018 Industrial Assessment Center | 2020 | Retro | 2022 | 2041 | PSE | Industrial | Metal Fabrication | Gas | Per Region | NA | NA | Metal Fabrication Analyze Flue Gas For Proper Air/Fuel Ratio | Metal Fabrication Analyze Flue Gas For Proper Air/Fuel Ratio | 0 | 5 | 352.5912 | 0 | I-All-Other-Shift3-All-All-S | 0 | 0 | 0 | 0 | 0 | 0 | 0 | 989.2292 | I-All-Other-Shift3-All-All-S | 0 | 0 | 0 | Comm Flat | Analyze Flue Gas For Proper Air/Fuel Ratio | Analyze Flue Gas For Proper Air/Fuel Ratio | IndShift3 | 0.01266% | 0% | 100% | 1 | 1 | 100% | 20% | 85% | 6.8% | 0.2% | 3801.051 | 50.9655 | 385.2016 | 0 | 920.4035 | 0 | 0 | 0 | 554.7546 |  | 0 | 0.052115 | 0 | 01. ($9,999.000) to $0.028 | N/A | 0.052115 | 01. ($9,999.00) to $0.22 | N/A | 0 | 0 | 0 | 0 | 0 | 0 | 0 | 0 | 0 | 0 | 0 | 0 | 0 | 0 | 0 | 0 | 0 | 0 | 0 | 0 | 0 | 0 | 0 | 0 | 0 | 0 | 0 | 0 | 0 | 0 | 0 | 0 | 0 | 0 | 0 | 0 | 0 | 0 | 0 | 0 | 0 | 0 | 0 | 0 | 0 | 0 | 0 | 0 | 0 | 0 | 0 | 0 | 0 | 0 | 0 | 0 | 0 | 0 | 0 | 0 | 0 | 0 | 0 | 0 | 0 | 0 | 0 | 0 | 0 | 0 | 0 | 0 | 0 | 0.085 | 0.085 | 0.085 | 0.085 | 0.085 | 0.085 | 0.085 | 0.085 | 0.085 | 0.085 | 0 | 0 | 0 | 0 | 0 | 0 | 0 | 0 | 0 | 0 | 84.0845 | 83.5638 | 82.8943 | 82.3235 | 81.6841 | 81.0478 | 80.3501 | 79.7913 | 79.1667 | 78.5392 | 0 | 0 | 0 | 0 | 0 | 0 | 0 | 0 | 0 | 0 | 813.4453 | 84.0845 | 167.6482 | 250.5426 | 332.8661 | 414.5502 | 495.598 | 575.948 | 655.7393 | 734.906 | 813.4453 | 813.4453 | 813.4453 | 813.4453 | 813.4453 | 813.4453 | 813.4453 | 813.4453 | 813.4453 | 813.4453 | 813.4453 | 0 | 0 | 0 | 0 | 0 | 0 | 0 | 0 | 0 | 0 | 0 | 0 | 0 | 0 | 0 | 0 | 0 | 0 | 0 | 0 | 0 | 0 | 0 | 0 | 0 | 0 | 0 | 0 | 0 | 0 | 0 | 0 | 0 | 0 | 0 | 0 | 0 | 0 | 0 | 0 | 0 | 0 | 0 | 0 | 0 | 0 | 0 | 0 | 0 | 47.1541 | 46.8621 | 46.4867 | 46.1666 | 45.808 | 45.4512 | 45.0599 | 44.7465 | 44.3963 | 44.0444 | 0 | 0 | 0 | 0 | 0 | 0 | 0 | 0 | 0 | 0 | 0.01296% | 0 | 0 | 0 | 0 | 0 | 0 | 0 | 0 | 0 | 0 | 0 | 0 | 0 | 0 | 0 | 0 | 0 | 0 | 0 | 0 | 0 | 0 | 0 | 0
| Industrial_tool_Gas | M_Input | 2000-2018 Industrial Assessment Center | 2020 | Retro | 2022 | 2041 | PSE | Industrial | Metal Fabrication | Gas | Per Region | NA | NA | Metal Fabrication Boiler - Operation, Maintenance, And Scheduling | Metal Fabrication Boiler - Operation, Maintenance, And Scheduling | 0 | 5 | 418.3032 | 0 | I-All-Other-Shift3-All-All-S | 0 | 0 | 0 | 0 | 0 | 0 | 0 | 1041.7453 | I-All-Other-Shift3-All-All-S | 0 | 0 | 0 | Comm Flat | Boiler - Operation, Maintenance, And Scheduling | Boiler - Operation, Maintenance, And Scheduling | IndShift3 | 0.01266% | 0% | 100% | 1 | 1 | 100% | 20% | 85% | 6.8% | 0.2% | 4002.8408 | 53.6712 | 405.6512 | 0 | 1091.9381 | 0 | 0 | 0 | 716.2764 |  | 0 | 0.063897 | 0 | 01. ($9,999.000) to $0.028 | N/A | 0.063897 | 01. ($9,999.00) to $0.22 | N/A | 0 | 0 | 0 | 0 | 0 | 0 | 0 | 0 | 0 | 0 | 0 | 0 | 0 | 0 | 0 | 0 | 0 | 0 | 0 | 0 | 0 | 0 | 0 | 0 | 0 | 0 | 0 | 0 | 0 | 0 | 0 | 0 | 0 | 0 | 0 | 0 | 0 | 0 | 0 | 0 | 0 | 0 | 0 | 0 | 0 | 0 | 0 | 0 | 0 | 0 | 0 | 0 | 0 | 0 | 0 | 0 | 0 | 0 | 0 | 0 | 0 | 0 | 0 | 0 | 0 | 0 | 0 | 0 | 0 | 0 | 0 | 0 | 0 | 0.085 | 0.085 | 0.085 | 0.085 | 0.085 | 0.085 | 0.085 | 0.085 | 0.085 | 0.085 | 0 | 0 | 0 | 0 | 0 | 0 | 0 | 0 | 0 | 0 | 88.5484 | 88 | 87.295 | 86.6939 | 86.0205 | 85.3505 | 84.6157 | 84.0272 | 83.3695 | 82.7087 | 0 | 0 | 0 | 0 | 0 | 0 | 0 | 0 | 0 | 0 | 856.6294 | 88.5484 | 176.5483 | 263.8434 | 350.5373 | 436.5578 | 521.9082 | 606.5239 | 690.5512 | 773.9206 | 856.6294 | 856.6294 | 856.6294 | 856.6294 | 856.6294 | 856.6294 | 856.6294 | 856.6294 | 856.6294 | 856.6294 | 856.6294 | 0 | 0 | 0 | 0 | 0 | 0 | 0 | 0 | 0 | 0 | 0 | 0 | 0 | 0 | 0 | 0 | 0 | 0 | 0 | 0 | 0 | 0 | 0 | 0 | 0 | 0 | 0 | 0 | 0 | 0 | 0 | 0 | 0 | 0 | 0 | 0 | 0 | 0 | 0 | 0 | 0 | 0 | 0 | 0 | 0 | 0 | 0 | 0 | 0 | 60.8835 | 60.5065 | 60.0217 | 59.6084 | 59.1454 | 58.6847 | 58.1795 | 57.7749 | 57.3226 | 56.8683 | 0 | 0 | 0 | 0 | 0 | 0 | 0 | 0 | 0 | 0 | 0.01296% | 0 | 0 | 0 | 0 | 0 | 0 | 0 | 0 | 0 | 0 | 0 | 0 | 0 | 0 | 0 | 0 | 0 | 0 | 0 | 0 | 0 | 0 | 0 | 0
| Industrial_tool_Gas | M_Input | 2000-2018 Industrial Assessment Center | 2020 | Retro | 2022 | 2041 | PSE | Industrial | Metal Fabrication | Gas | Per Region | NA | NA | Metal Fabrication Equipment Upgrade - Boiler Replacement | Metal Fabrication Equipment Upgrade - Boiler Replacement | 0 | 20 | 2671.6579 | 0 | I-All-Other-Shift3-All-All-S | 0 | 0 | 0 | 0 | 0 | 0 | 0 | 1439.0188 | I-All-Other-Shift3-All-All-S | 0 | 0 | 0 | Comm Flat | Equipment Upgrade - Boiler Replacement | Equipment Upgrade - Boiler Replacement | IndShift3 | 0.01266% | 0% | 100% | 1 | 1 | 100% | 5% | 85% | 6.8% | 0.2% | 19711.1308 | 74.1389 | 1978.527 | 0 | 2671.6579 | 0 | 0 | 0 | 1153.3236 |  | 0 | 0.074481 | 0 | 01. ($9,999.000) to $0.028 | N/A | 0.074481 | 01. ($9,999.00) to $0.22 | N/A | 0 | 0 | 0 | 0 | 0 | 0 | 0 | 0 | 0 | 0 | 0 | 0 | 0 | 0 | 0 | 0 | 0 | 0 | 0 | 0 | 0 | 0 | 0 | 0 | 0 | 0 | 0 | 0 | 0 | 0 | 0 | 0 | 0 | 0 | 0 | 0 | 0 | 0 | 0 | 0 | 0 | 0 | 0 | 0 | 0 | 0 | 0 | 0 | 0 | 0 | 0 | 0 | 0 | 0 | 0 | 0 | 0 | 0 | 0 | 0 | 0 | 0 | 0 | 0 | 0 | 0 | 0 | 0 | 0 | 0 | 0 | 0 | 0 | 0.085 | 0.085 | 0.085 | 0.085 | 0.085 | 0.085 | 0.085 | 0.085 | 0.085 | 0.085 | 0 | 0 | 0 | 0 | 0 | 0 | 0 | 0 | 0 | 0 | 122.3166 | 121.5591 | 120.5853 | 119.7549 | 118.8248 | 117.8992 | 116.8842 | 116.0713 | 115.1627 | 114.25 | 0 | 0 | 0 | 0 | 0 | 0 | 0 | 0 | 0 | 0 | 1183.3082 | 122.3166 | 243.8757 | 364.461 | 484.2159 | 603.0407 | 720.9399 | 837.8241 | 953.8954 | 1069.0582 | 1183.3082 | 1183.3082 | 1183.3082 | 1183.3082 | 1183.3082 | 1183.3082 | 1183.3082 | 1183.3082 | 1183.3082 | 1183.3082 | 1183.3082 | 0 | 0 | 0 | 0 | 0 | 0 | 0 | 0 | 0 | 0 | 0 | 0 | 0 | 0 | 0 | 0 | 0 | 0 | 0 | 0 | 0 | 0 | 0 | 0 | 0 | 0 | 0 | 0 | 0 | 0 | 0 | 0 | 0 | 0 | 0 | 0 | 0 | 0 | 0 | 0 | 0 | 0 | 0 | 0 | 0 | 0 | 0 | 0 | 0 | 98.0325 | 97.4254 | 96.6449 | 95.9794 | 95.2339 | 94.4921 | 93.6786 | 93.0271 | 92.2989 | 91.5674 | 0 | 0 | 0 | 0 | 0 | 0 | 0 | 0 | 0 | 0 | 0.01296% | 0 | 0 | 0 | 0 | 0 | 0 | 0 | 0 | 0 | 0 | 0 | 0 | 0 | 0 | 0 | 0 | 0 | 0 | 0 | 0 | 0 | 0 | 0 | 0
| Industrial_tool_Gas | M_Input | 2000-2018 Industrial Assessment Center | 2020 | Retro | 2022 | 2041 | PSE | Industrial | Metal Fabrication | Gas | Per Region | NA | NA | Metal Fabrication Equipment Upgrade - Boiler Turbulators | Metal Fabrication Equipment Upgrade - Boiler Turbulators | 0 | 20 | 248.0965 | 0 | I-All-Other-Shift3-All-All-S | 0 | 0 | 0 | 0 | 0 | 0 | 0 | 942.7026 | I-All-Other-Shift3-All-All-S | 0 | 0 | 0 | Comm Flat | Equipment Upgrade - Boiler Turbulators | Equipment Upgrade - Boiler Turbulators | IndShift3 | 0.01266% | 0% | 100% | 1 | 1 | 100% | 5% | 85% | 6.8% | 0.2% | 12912.7814 | 48.5684 | 1296.135 | 0 | 248.0965 | 0 | 0 | 0 | -1046.9877 |  | 0 | -0.10321 | 0 | 01. ($9,999.000) to $0.028 | N/A | -0.10321 | 01. ($9,999.00) to $0.22 | N/A | 0 | 0 | 0 | 0 | 0 | 0 | 0 | 0 | 0 | 0 | 0 | 0 | 0 | 0 | 0 | 0 | 0 | 0 | 0 | 0 | 0 | 0 | 0 | 0 | 0 | 0 | 0 | 0 | 0 | 0 | 0 | 0 | 0 | 0 | 0 | 0 | 0 | 0 | 0 | 0 | 0 | 0 | 0 | 0 | 0 | 0 | 0 | 0 | 0 | 0 | 0 | 0 | 0 | 0 | 0 | 0 | 0 | 0 | 0 | 0 | 0 | 0 | 0 | 0 | 0 | 0 | 0 | 0 | 0 | 0 | 0 | 0 | 0 | 0.085 | 0.085 | 0.085 | 0.085 | 0.085 | 0.085 | 0.085 | 0.085 | 0.085 | 0.085 | 0 | 0 | 0 | 0 | 0 | 0 | 0 | 0 | 0 | 0 | 80.1297 | 79.6335 | 78.9955 | 78.4516 | 77.8422 | 77.2359 | 76.571 | 76.0384 | 75.4432 | 74.8453 | 0 | 0 | 0 | 0 | 0 | 0 | 0 | 0 | 0 | 0 | 775.1864 | 80.1297 | 159.7632 | 238.7588 | 317.2104 | 395.0526 | 472.2884 | 548.8594 | 624.8978 | 700.3411 | 775.1864 | 775.1864 | 775.1864 | 775.1864 | 775.1864 | 775.1864 | 775.1864 | 775.1864 | 775.1864 | 775.1864 | 775.1864 | 0 | 0 | 0 | 0 | 0 | 0 | 0 | 0 | 0 | 0 | 0 | 0 | 0 | 0 | 0 | 0 | 0 | 0 | 0 | 0 | 0 | 0 | 0 | 0 | 0 | 0 | 0 | 0 | 0 | 0 | 0 | 0 | 0 | 0 | 0 | 0 | 0 | 0 | 0 | 0 | 0 | 0 | 0 | 0 | 0 | 0 | 0 | 0 | 0 | 0 | 0 | 0 | 0 | 0 | 0 | 0 | 0 | 0 | 0 | 0 | 0 | 0 | 0 | 0 | 0 | 0 | 0 | 0 | 0 | 0.01296% | 0 | 0 | 0 | 0 | 0 | 0 | 0 | 0 | 0 | 0 | 0 | 0 | 0 | 0 | 0 | 0 | 0 | 0 | 0 | 0 | 0 | 0 | 0 | 0
| Industrial_tool_Gas | M_Input | 2000-2018 Industrial Assessment Center | 2020 | Retro | 2022 | 2041 | PSE | Industrial | Metal Fabrication | Gas | Per Region | NA | NA | Metal Fabrication Improve Combustion Control Capability And Air Flow | Metal Fabrication Improve Combustion Control Capability And Air Flow | 0 | 15 | 1563.8397 | 0 | I-All-Other-Shift3-All-All-S | 0 | 0 | 0 | 0 | 0 | 0 | 0 | 2769.5209 | I-All-Other-Shift3-All-All-S | 0 | 0 | 0 | Comm Flat | Improve Combustion Control Capability And Air Flow | Improve Combustion Control Capability And Air Flow | IndShift3 | 0.01266% | 0% | 100% | 1 | 1 | 100% | 6.667% | 85% | 6.8% | 0.2% | 29386.3214 | 142.6869 | 2952.9008 | 0 | 1842.0705 | 0 | 0 | 0 | -940.7493 |  | 0 | -0.031567 | 0 | 01. ($9,999.000) to $0.028 | N/A | -0.031567 | 01. ($9,999.00) to $0.22 | N/A | 0 | 0 | 0 | 0 | 0 | 0 | 0 | 0 | 0 | 0 | 0 | 0 | 0 | 0 | 0 | 0 | 0 | 0 | 0 | 0 | 0 | 0 | 0 | 0 | 0 | 0 | 0 | 0 | 0 | 0 | 0 | 0 | 0 | 0 | 0 | 0 | 0 | 0 | 0 | 0 | 0 | 0 | 0 | 0 | 0 | 0 | 0 | 0 | 0 | 0 | 0 | 0 | 0 | 0 | 0 | 0 | 0 | 0 | 0 | 0 | 0 | 0 | 0 | 0 | 0 | 0 | 0 | 0 | 0 | 0 | 0 | 0 | 0 | 0.085 | 0.085 | 0.085 | 0.085 | 0.085 | 0.085 | 0.085 | 0.085 | 0.085 | 0.085 | 0 | 0 | 0 | 0 | 0 | 0 | 0 | 0 | 0 | 0 | 235.4093 | 233.9514 | 232.0772 | 230.4792 | 228.6889 | 226.9076 | 224.9542 | 223.3897 | 221.641 | 219.8844 | 0 | 0 | 0 | 0 | 0 | 0 | 0 | 0 | 0 | 0 | 2277.3829 | 235.4093 | 469.3607 | 701.4379 | 931.9171 | 1160.606 | 1387.5136 | 1612.4678 | 1835.8575 | 2057.4985 | 2277.3829 | 2277.3829 | 2277.3829 | 2277.3829 | 2277.3829 | 2277.3829 | 2277.3829 | 2277.3829 | 2277.3829 | 2277.3829 | 2277.3829 | 0 | 0 | 0 | 0 | 0 | 0 | 0 | 0 | 0 | 0 | 0 | 0 | 0 | 0 | 0 | 0 | 0 | 0 | 0 | 0 | 0 | 0 | 0 | 0 | 0 | 0 | 0 | 0 | 0 | 0 | 0 | 0 | 0 | 0 | 0 | 0 | 0 | 0 | 0 | 0 | 0 | 0 | 0 | 0 | 0 | 0 | 0 | 0 | 0 | 0 | 0 | 0 | 0 | 0 | 0 | 0 | 0 | 0 | 0 | 0 | 0 | 0 | 0 | 0 | 0 | 0 | 0 | 0 | 0 | 0.01296% | 0 | 0 | 0 | 0 | 0 | 0 | 0 | 0 | 0 | 0 | 0 | 0 | 0 | 0 | 0 | 0 | 0 | 0 | 0 | 0 | 0 | 0 | 0 | 0
| Industrial_tool_Gas | M_Input | 2000-2018 Industrial Assessment Center | 2020 | Retro | 2022 | 2041 | PSE | Industrial | Metal Fabrication | Gas | Per Region | NA | NA | Metal Fabrication Install Or Repair Insulation On Condensate Lines And Optimize Condensate | Metal Fabrication Install Or Repair Insulation On Condensate Lines And Optimize Condensate | 0 | 10 | 714.5215 | 0 | I-All-Other-Shift3-All-All-S | 0 | 0 | 0 | 0 | 0 | 0 | 0 | 2210.3619 | I-All-Other-Shift3-All-All-S | 0 | 0 | 0 | Comm Flat | Install Or Repair Insulation On Condensate Lines And Optimize Condensate | Install Or Repair Insulation On Condensate Lines And Optimize Condensate | IndShift3 | 0.01266% | 0% | 100% | 1 | 1 | 100% | 10% | 85% | 6.8% | 0.2% | 16323.9115 | 113.8788 | 1643.779 | 0 | 1084.6077 | 0 | 0 | 0 | -530.1459 |  | 0 | -0.022289 | 0 | 01. ($9,999.000) to $0.028 | N/A | -0.022289 | 01. ($9,999.00) to $0.22 | N/A | 0 | 0 | 0 | 0 | 0 | 0 | 0 | 0 | 0 | 0 | 0 | 0 | 0 | 0 | 0 | 0 | 0 | 0 | 0 | 0 | 0 | 0 | 0 | 0 | 0 | 0 | 0 | 0 | 0 | 0 | 0 | 0 | 0 | 0 | 0 | 0 | 0 | 0 | 0 | 0 | 0 | 0 | 0 | 0 | 0 | 0 | 0 | 0 | 0 | 0 | 0 | 0 | 0 | 0 | 0 | 0 | 0 | 0 | 0 | 0 | 0 | 0 | 0 | 0 | 0 | 0 | 0 | 0 | 0 | 0 | 0 | 0 | 0 | 0.085 | 0.085 | 0.085 | 0.085 | 0.085 | 0.085 | 0.085 | 0.085 | 0.085 | 0.085 | 0 | 0 | 0 | 0 | 0 | 0 | 0 | 0 | 0 | 0 | 187.8808 | 186.7173 | 185.2214 | 183.946 | 182.5172 | 181.0955 | 179.5365 | 178.2879 | 176.8923 | 175.4903 | 0 | 0 | 0 | 0 | 0 | 0 | 0 | 0 | 0 | 0 | 1817.5853 | 187.8808 | 374.598 | 559.8195 | 743.7655 | 926.2827 | 1107.3782 | 1286.9147 | 1465.2026 | 1642.0949 | 1817.5853 | 1817.5853 | 1817.5853 | 1817.5853 | 1817.5853 | 1817.5853 | 1817.5853 | 1817.5853 | 1817.5853 | 1817.5853 | 1817.5853 | 0 | 0 | 0 | 0 | 0 | 0 | 0 | 0 | 0 | 0 | 0 | 0 | 0 | 0 | 0 | 0 | 0 | 0 | 0 | 0 | 0 | 0 | 0 | 0 | 0 | 0 | 0 | 0 | 0 | 0 | 0 | 0 | 0 | 0 | 0 | 0 | 0 | 0 | 0 | 0 | 0 | 0 | 0 | 0 | 0 | 0 | 0 | 0 | 0 | 0 | 0 | 0 | 0 | 0 | 0 | 0 | 0 | 0 | 0 | 0 | 0 | 0 | 0 | 0 | 0 | 0 | 0 | 0 | 0 | 0.01296% | 0 | 0 | 0 | 0 | 0 | 0 | 0 | 0 | 0 | 0 | 0 | 0 | 0 | 0 | 0 | 0 | 0 | 0 | 0 | 0 | 0 | 0 | 0 | 0
| Industrial_tool_Gas | M_Input | 2000-2018 Industrial Assessment Center | 2020 | Retro | 2022 | 2041 | PSE | Industrial | Metal Fabrication | Gas | Per Region | NA | NA | Metal Fabrication Insulate Steam, Hot Water Lines Or Feedwater Tank | Metal Fabrication Insulate Steam, Hot Water Lines Or Feedwater Tank | 0 | 15 | 74.8766 | 0 | I-All-Other-Shift3-All-All-S | 0 | 0 | 0 | 0 | 0 | 0 | 0 | 165.3344 | I-All-Other-Shift3-All-All-S | 0 | 0 | 0 | Comm Flat | Insulate Steam, Hot Water Lines Or Feedwater Tank | Insulate Steam, Hot Water Lines Or Feedwater Tank | IndShift3 | 0.01266% | 0% | 100% | 1 | 1 | 100% | 6.667% | 85% | 6.8% | 0.2% | 1754.3 | 8.5181 | 176.2818 | 0 | 88.1983 | 0 | 0 | 0 | -81.6263 |  | 0 | -0.04588 | 0 | 01. ($9,999.000) to $0.028 | N/A | -0.04588 | 01. ($9,999.00) to $0.22 | N/A | 0 | 0 | 0 | 0 | 0 | 0 | 0 | 0 | 0 | 0 | 0 | 0 | 0 | 0 | 0 | 0 | 0 | 0 | 0 | 0 | 0 | 0 | 0 | 0 | 0 | 0 | 0 | 0 | 0 | 0 | 0 | 0 | 0 | 0 | 0 | 0 | 0 | 0 | 0 | 0 | 0 | 0 | 0 | 0 | 0 | 0 | 0 | 0 | 0 | 0 | 0 | 0 | 0 | 0 | 0 | 0 | 0 | 0 | 0 | 0 | 0 | 0 | 0 | 0 | 0 | 0 | 0 | 0 | 0 | 0 | 0 | 0 | 0 | 0.085 | 0.085 | 0.085 | 0.085 | 0.085 | 0.085 | 0.085 | 0.085 | 0.085 | 0.085 | 0 | 0 | 0 | 0 | 0 | 0 | 0 | 0 | 0 | 0 | 14.0534 | 13.9664 | 13.8545 | 13.7591 | 13.6522 | 13.5459 | 13.4293 | 13.3359 | 13.2315 | 13.1266 | 0 | 0 | 0 | 0 | 0 | 0 | 0 | 0 | 0 | 0 | 135.9548 | 14.0534 | 28.0198 | 41.8743 | 55.6334 | 69.2857 | 82.8316 | 96.2608 | 109.5967 | 122.8282 | 135.9548 | 135.9548 | 135.9548 | 135.9548 | 135.9548 | 135.9548 | 135.9548 | 135.9548 | 135.9548 | 135.9548 | 135.9548 | 0 | 0 | 0 | 0 | 0 | 0 | 0 | 0 | 0 | 0 | 0 | 0 | 0 | 0 | 0 | 0 | 0 | 0 | 0 | 0 | 0 | 0 | 0 | 0 | 0 | 0 | 0 | 0 | 0 | 0 | 0 | 0 | 0 | 0 | 0 | 0 | 0 | 0 | 0 | 0 | 0 | 0 | 0 | 0 | 0 | 0 | 0 | 0 | 0 | 0 | 0 | 0 | 0 | 0 | 0 | 0 | 0 | 0 | 0 | 0 | 0 | 0 | 0 | 0 | 0 | 0 | 0 | 0 | 0 | 0.01296% | 0 | 0 | 0 | 0 | 0 | 0 | 0 | 0 | 0 | 0 | 0 | 0 | 0 | 0 | 0 | 0 | 0 | 0 | 0 | 0 | 0 | 0 | 0 | 0
| Industrial_tool_Gas | M_Input | 2000-2018 Industrial Assessment Center | 2020 | Retro | 2022 | 2041 | PSE | Industrial | Metal Fabrication | Gas | Per Region | NA | NA | Metal Fabrication Minimize Boiler Blowdown | Metal Fabrication Minimize Boiler Blowdown | 0 | 5 | 97.7916 | 0 | I-All-Other-Shift3-All-All-S | 0 | 0 | 0 | 0 | 0 | 0 | 0 | 124.5656 | I-All-Other-Shift3-All-All-S | 0 | 0 | 0 | Comm Flat | Minimize Boiler Blowdown | Minimize Boiler Blowdown | IndShift3 | 0.01266% | 0% | 100% | 1 | 1 | 100% | 20% | 85% | 6.8% | 0.2% | 478.6356 | 6.4177 | 48.5053 | 0 | 255.2752 | 0 | 0 | 0 | 219.9105 |  | 0 | 0.16406 | 0 | 01. ($9,999.000) to $0.028 | N/A | 0.16406 | 01. ($9,999.00) to $0.22 | N/A | 0 | 0 | 0 | 0 | 0 | 0 | 0 | 0 | 0 | 0 | 0 | 0 | 0 | 0 | 0 | 0 | 0 | 0 | 0 | 0 | 0 | 0 | 0 | 0 | 0 | 0 | 0 | 0 | 0 | 0 | 0 | 0 | 0 | 0 | 0 | 0 | 0 | 0 | 0 | 0 | 0 | 0 | 0 | 0 | 0 | 0 | 0 | 0 | 0 | 0 | 0 | 0 | 0 | 0 | 0 | 0 | 0 | 0 | 0 | 0 | 0 | 0 | 0 | 0 | 0 | 0 | 0 | 0 | 0 | 0 | 0 | 0 | 0 | 0.085 | 0.085 | 0.085 | 0.085 | 0.085 | 0.085 | 0.085 | 0.085 | 0.085 | 0.085 | 0 | 0 | 0 | 0 | 0 | 0 | 0 | 0 | 0 | 0 | 10.5881 | 10.5225 | 10.4382 | 10.3663 | 10.2858 | 10.2057 | 10.1178 | 10.0475 | 9.9688 | 9.8898 | 0 | 0 | 0 | 0 | 0 | 0 | 0 | 0 | 0 | 0 | 102.4306 | 10.5881 | 21.1106 | 31.5488 | 41.9151 | 52.2009 | 62.4066 | 72.5245 | 82.572 | 92.5408 | 102.4306 | 102.4306 | 102.4306 | 102.4306 | 102.4306 | 102.4306 | 102.4306 | 102.4306 | 102.4306 | 102.4306 | 102.4306 | 0 | 0 | 0 | 0 | 0 | 0 | 0 | 0 | 0 | 0 | 0 | 0 | 0 | 0 | 0 | 0 | 0 | 0 | 0 | 0 | 0 | 0 | 0 | 0 | 0 | 0 | 0 | 0 | 0 | 0 | 0 | 0 | 0 | 0 | 0 | 0 | 0 | 0 | 0 | 0 | 0 | 0 | 0 | 0 | 0 | 0 | 0 | 0 | 0 | 18.6924 | 18.5766 | 18.4278 | 18.3009 | 18.1588 | 18.0173 | 17.8622 | 17.738 | 17.5991 | 17.4597 | 0 | 0 | 0 | 0 | 0 | 0 | 0 | 0 | 0 | 0 | 0.01296% | 0 | 0 | 0 | 0 | 0 | 0 | 0 | 0 | 0 | 0 | 0 | 0 | 0 | 0 | 0 | 0 | 0 | 0 | 0 | 0 | 0 | 0 | 0 | 0
| Industrial_tool_Gas | M_Input | 2000-2018 Industrial Assessment Center | 2020 | Retro | 2022 | 2041 | PSE | Industrial | Metal Fabrication | Gas | Per Region | NA | NA | Metal Fabrication Optimize Heating System To Improve Burner Efficiency, Reduce Energy Requirements And Heat Treatment Process | Metal Fabrication Optimize Heating System To Improve Burner Efficiency, Reduce Energy Requirements And Heat Treatment Process | 0 | 20 | 953.9363 | 0 | I-All-Other-Shift3-All-All-S | 0 | 0 | 0 | 0 | 0 | 0 | 0 | 1438.7127 | I-All-Other-Shift3-All-All-S | 0 | 0 | 0 | Comm Flat | Optimize Heating System To Improve Burner Efficiency, Reduce Energy Requirements And Heat Treatment Process | Optimize Heating System To Improve Burner Efficiency, Reduce Energy Requirements And Heat Treatment Process | IndShift3 | 0.01266% | 0% | 100% | 1 | 1 | 100% | 5% | 85% | 6.8% | 0.2% | 19706.938 | 74.1231 | 1978.1061 | 0 | 953.9363 | 0 | 0 | 0 | -907.5057 |  | 0 | -0.058618 | 0 | 01. ($9,999.000) to $0.028 | N/A | -0.058618 | 01. ($9,999.00) to $0.22 | N/A | 0 | 0 | 0 | 0 | 0 | 0 | 0 | 0 | 0 | 0 | 0 | 0 | 0 | 0 | 0 | 0 | 0 | 0 | 0 | 0 | 0 | 0 | 0 | 0 | 0 | 0 | 0 | 0 | 0 | 0 | 0 | 0 | 0 | 0 | 0 | 0 | 0 | 0 | 0 | 0 | 0 | 0 | 0 | 0 | 0 | 0 | 0 | 0 | 0 | 0 | 0 | 0 | 0 | 0 | 0 | 0 | 0 | 0 | 0 | 0 | 0 | 0 | 0 | 0 | 0 | 0 | 0 | 0 | 0 | 0 | 0 | 0 | 0 | 0.085 | 0.085 | 0.085 | 0.085 | 0.085 | 0.085 | 0.085 | 0.085 | 0.085 | 0.085 | 0 | 0 | 0 | 0 | 0 | 0 | 0 | 0 | 0 | 0 | 122.2906 | 121.5333 | 120.5596 | 119.7295 | 118.7995 | 117.8741 | 116.8594 | 116.0466 | 115.1382 | 114.2257 | 0 | 0 | 0 | 0 | 0 | 0 | 0 | 0 | 0 | 0 | 1183.0565 | 122.2906 | 243.8238 | 364.3835 | 484.113 | 602.9124 | 720.7865 | 837.6459 | 953.6925 | 1068.8308 | 1183.0565 | 1183.0565 | 1183.0565 | 1183.0565 | 1183.0565 | 1183.0565 | 1183.0565 | 1183.0565 | 1183.0565 | 1183.0565 | 1183.0565 | 0 | 0 | 0 | 0 | 0 | 0 | 0 | 0 | 0 | 0 | 0 | 0 | 0 | 0 | 0 | 0 | 0 | 0 | 0 | 0 | 0 | 0 | 0 | 0 | 0 | 0 | 0 | 0 | 0 | 0 | 0 | 0 | 0 | 0 | 0 | 0 | 0 | 0 | 0 | 0 | 0 | 0 | 0 | 0 | 0 | 0 | 0 | 0 | 0 | 0 | 0 | 0 | 0 | 0 | 0 | 0 | 0 | 0 | 0 | 0 | 0 | 0 | 0 | 0 | 0 | 0 | 0 | 0 | 0 | 0.01296% | 0 | 0 | 0 | 0 | 0 | 0 | 0 | 0 | 0 | 0 | 0 | 0 | 0 | 0 | 0 | 0 | 0 | 0 | 0 | 0 | 0 | 0 | 0 | 0
| Industrial_tool_Gas | M_Input | 2000-2018 Industrial Assessment Center | 2020 | Retro | 2022 | 2041 | PSE | Industrial | Metal Fabrication | Gas | Per Region | NA | NA | Metal Fabrication Repair And Eliminate Steam Leaks | Metal Fabrication Repair And Eliminate Steam Leaks | 0 | 6 | 167.381 | 0 | I-All-Other-Shift3-All-All-S | 0 | 0 | 0 | 0 | 0 | 0 | 0 | 1063.7081 | I-All-Other-Shift3-All-All-S | 0 | 0 | 0 | Comm Flat | Repair And Eliminate Steam Leaks | Repair And Eliminate Steam Leaks | IndShift3 | 0.01266% | 0% | 100% | 1 | 1 | 100% | 16.67% | 85% | 6.8% | 0.2% | 4871.0314 | 54.8027 | 492.5834 | 0 | 376.858 | 0 | 0 | 0 | -137.0519 |  | 0 | -0.011974 | 0 | 01. ($9,999.000) to $0.028 | N/A | -0.011974 | 01. ($9,999.00) to $0.22 | N/A | 0 | 0 | 0 | 0 | 0 | 0 | 0 | 0 | 0 | 0 | 0 | 0 | 0 | 0 | 0 | 0 | 0 | 0 | 0 | 0 | 0 | 0 | 0 | 0 | 0 | 0 | 0 | 0 | 0 | 0 | 0 | 0 | 0 | 0 | 0 | 0 | 0 | 0 | 0 | 0 | 0 | 0 | 0 | 0 | 0 | 0 | 0 | 0 | 0 | 0 | 0 | 0 | 0 | 0 | 0 | 0 | 0 | 0 | 0 | 0 | 0 | 0 | 0 | 0 | 0 | 0 | 0 | 0 | 0 | 0 | 0 | 0 | 0 | 0.085 | 0.085 | 0.085 | 0.085 | 0.085 | 0.085 | 0.085 | 0.085 | 0.085 | 0.085 | 0 | 0 | 0 | 0 | 0 | 0 | 0 | 0 | 0 | 0 | 90.4152 | 89.8553 | 89.1354 | 88.5216 | 87.8341 | 87.1499 | 86.3996 | 85.7988 | 85.1271 | 84.4525 | 0 | 0 | 0 | 0 | 0 | 0 | 0 | 0 | 0 | 0 | 874.6894 | 90.4152 | 180.2705 | 269.4059 | 357.9275 | 445.7616 | 532.9115 | 619.3111 | 705.1098 | 790.237 | 874.6894 | 874.6894 | 874.6894 | 874.6894 | 874.6894 | 874.6894 | 874.6894 | 874.6894 | 874.6894 | 874.6894 | 874.6894 | 0 | 0 | 0 | 0 | 0 | 0 | 0 | 0 | 0 | 0 | 0 | 0 | 0 | 0 | 0 | 0 | 0 | 0 | 0 | 0 | 0 | 0 | 0 | 0 | 0 | 0 | 0 | 0 | 0 | 0 | 0 | 0 | 0 | 0 | 0 | 0 | 0 | 0 | 0 | 0 | 0 | 0 | 0 | 0 | 0 | 0 | 0 | 0 | 0 | 0 | 0 | 0 | 0 | 0 | 0 | 0 | 0 | 0 | 0 | 0 | 0 | 0 | 0 | 0 | 0 | 0 | 0 | 0 | 0 | 0.01296% | 0 | 0 | 0 | 0 | 0 | 0 | 0 | 0 | 0 | 0 | 0 | 0 | 0 | 0 | 0 | 0 | 0 | 0 | 0 | 0 | 0 | 0 | 0 | 0
| Industrial_tool_Gas | M_Input | 2000-2018 Industrial Assessment Center | 2020 | Retro | 2022 | 2041 | PSE | Industrial | Metal Fabrication | Gas | Per Region | NA | NA | Metal Fabrication Replace Steam Traps | Metal Fabrication Replace Steam Traps | 0 | 6 | 138.5035 | 0 | I-All-Other-Shift3-All-All-S | 0 | 0 | 0 | 0 | 0 | 0 | 0 | 1175.6786 | I-All-Other-Shift3-All-All-S | 0 | 0 | 0 | Comm Flat | Replace Steam Traps | Replace Steam Traps | IndShift3 | 0.01266% | 0% | 100% | 1 | 1 | 100% | 16.67% | 85% | 6.8% | 0.2% | 5383.7771 | 60.5715 | 544.4349 | 0 | 311.8403 | 0 | 0 | 0 | -265.4654 |  | 0 | -0.020984 | 0 | 01. ($9,999.000) to $0.028 | N/A | -0.020984 | 01. ($9,999.00) to $0.22 | N/A | 0 | 0 | 0 | 0 | 0 | 0 | 0 | 0 | 0 | 0 | 0 | 0 | 0 | 0 | 0 | 0 | 0 | 0 | 0 | 0 | 0 | 0 | 0 | 0 | 0 | 0 | 0 | 0 | 0 | 0 | 0 | 0 | 0 | 0 | 0 | 0 | 0 | 0 | 0 | 0 | 0 | 0 | 0 | 0 | 0 | 0 | 0 | 0 | 0 | 0 | 0 | 0 | 0 | 0 | 0 | 0 | 0 | 0 | 0 | 0 | 0 | 0 | 0 | 0 | 0 | 0 | 0 | 0 | 0 | 0 | 0 | 0 | 0 | 0.085 | 0.085 | 0.085 | 0.085 | 0.085 | 0.085 | 0.085 | 0.085 | 0.085 | 0.085 | 0 | 0 | 0 | 0 | 0 | 0 | 0 | 0 | 0 | 0 | 99.9327 | 99.3138 | 98.5182 | 97.8398 | 97.0798 | 96.3236 | 95.4944 | 94.8303 | 94.088 | 93.3423 | 0 | 0 | 0 | 0 | 0 | 0 | 0 | 0 | 0 | 0 | 966.763 | 99.9327 | 199.2465 | 297.7647 | 395.6045 | 492.6844 | 589.008 | 684.5024 | 779.3327 | 873.4207 | 966.763 | 966.763 | 966.763 | 966.763 | 966.763 | 966.763 | 966.763 | 966.763 | 966.763 | 966.763 | 966.763 | 0 | 0 | 0 | 0 | 0 | 0 | 0 | 0 | 0 | 0 | 0 | 0 | 0 | 0 | 0 | 0 | 0 | 0 | 0 | 0 | 0 | 0 | 0 | 0 | 0 | 0 | 0 | 0 | 0 | 0 | 0 | 0 | 0 | 0 | 0 | 0 | 0 | 0 | 0 | 0 | 0 | 0 | 0 | 0 | 0 | 0 | 0 | 0 | 0 | 0 | 0 | 0 | 0 | 0 | 0 | 0 | 0 | 0 | 0 | 0 | 0 | 0 | 0 | 0 | 0 | 0 | 0 | 0 | 0 | 0.01296% | 0 | 0 | 0 | 0 | 0 | 0 | 0 | 0 | 0 | 0 | 0 | 0 | 0 | 0 | 0 | 0 | 0 | 0 | 0 | 0 | 0 | 0 | 0 | 0
| Industrial_tool_Gas | M_Input | 2000-2018 Industrial Assessment Center | 2020 | Retro | 2022 | 2041 | PSE | Industrial | Metal Fabrication | Gas | Per Region | NA | NA | Metal Fabrication Other Plant Operations Improvements To Reduce Energy Requirements | Metal Fabrication Other Plant Operations Improvements To Reduce Energy Requirements | 0 | 10 | 3179.0994 | 0 | I-All-Other-Shift3-All-All-S | 0 | 0 | 0 | 0 | 0 | 0 | 0 | 541.2481 | I-All-Other-Shift3-All-All-S | 0 | 0 | 0 | Comm Flat | Other Plant Operations Improvements To Reduce Energy Requirements | Other Plant Operations Improvements To Reduce Energy Requirements | IndShift3 | 0.01266% | 0% | 100% | 1 | 1 | 100% | 10% | 85% | 6.8% | 0.2% | 3997.2123 | 27.8853 | 402.5098 | 0 | 4825.7126 | 0 | 0 | 0 | 5031.1374 |  | 0 | 0.86383 | 0 | 01. ($9,999.000) to $0.028 | N/A | 0.86383 | 09. $0.85 to $0.95 | N/A | 0 | 0 | 0 | 0 | 0 | 0 | 0 | 0 | 0 | 0 | 0 | 0 | 0 | 0 | 0 | 0 | 0 | 0 | 0 | 0 | 0 | 0 | 0 | 0 | 0 | 0 | 0 | 0 | 0 | 0 | 0 | 0 | 0 | 0 | 0 | 0 | 0 | 0 | 0 | 0 | 0 | 0 | 0 | 0 | 0 | 0 | 0 | 0 | 0 | 0 | 0 | 0 | 0 | 0 | 0 | 0 | 0 | 0 | 0 | 0 | 0 | 0 | 0 | 0 | 0 | 0 | 0 | 0 | 0 | 0 | 0 | 0 | 0 | 0.085 | 0.085 | 0.085 | 0.085 | 0.085 | 0.085 | 0.085 | 0.085 | 0.085 | 0.085 | 0 | 0 | 0 | 0 | 0 | 0 | 0 | 0 | 0 | 0 | 46.0061 | 45.7212 | 45.3549 | 45.0426 | 44.6927 | 44.3446 | 43.9628 | 43.6571 | 43.3154 | 42.9721 | 0 | 0 | 0 | 0 | 0 | 0 | 0 | 0 | 0 | 0 | 445.0694 | 46.0061 | 91.7273 | 137.0822 | 182.1248 | 226.8175 | 271.1621 | 315.1249 | 358.782 | 402.0974 | 445.0694 | 445.0694 | 445.0694 | 445.0694 | 445.0694 | 445.0694 | 445.0694 | 445.0694 | 445.0694 | 445.0694 | 445.0694 | 0 | 0 | 0 | 0 | 0 | 0 | 0 | 0 | 0 | 0 | 0 | 0 | 0 | 0 | 0 | 0 | 0 | 0 | 0 | 0 | 0 | 0 | 0 | 0 | 0 | 0 | 0 | 0 | 0 | 0 | 0 | 0 | 0 | 0 | 0 | 0 | 0 | 0 | 0 | 0 | 0 | 0 | 0 | 0 | 0 | 0 | 0 | 0 | 0 | 427.6467 | 424.9984 | 421.5936 | 418.6906 | 415.4384 | 412.2024 | 408.6538 | 405.8118 | 402.6351 | 399.4441 | 0 | 0 | 0 | 0 | 0 | 0 | 0 | 0 | 0 | 0 | 0.01296% | 0 | 0 | 0 | 0 | 0 | 0 | 0 | 0 | 0 | 0 | 0 | 0 | 0 | 0 | 0 | 0 | 0 | 0 | 0 | 0 | 0 | 0 | 0 | 0
| Industrial_tool_Gas | M_Input | 2000-2018 Industrial Assessment Center | 2020 | Retro | 2022 | 2041 | PSE | Industrial | Metal Fabrication | Gas | Per Region | NA | NA | Metal Fabrication Heat Recovery And Waste Heat For Process | Metal Fabrication Heat Recovery And Waste Heat For Process | 0 | 14 | 4593.6538 | 0 | I-All-Other-Shift3-All-All-S | 0 | 0 | 0 | 0 | 0 | 0 | 0 | 5501.3794 | I-All-Other-Shift3-All-All-S | 0 | 0 | 0 | Comm Flat | Heat Recovery And Waste Heat For Process | Heat Recovery And Waste Heat For Process | IndShift3 | 0.01266% | 0% | 100% | 1 | 1 | 100% | 7.143% | 85% | 6.8% | 0.2% | 54882.5283 | 283.4334 | 5516.5962 | 0 | 5651.9633 | 0 | 0 | 0 | 770.6645 |  | 0 | 0.013018 | 0 | 01. ($9,999.000) to $0.028 | N/A | 0.013018 | 01. ($9,999.00) to $0.22 | N/A | 0 | 0 | 0 | 0 | 0 | 0 | 0 | 0 | 0 | 0 | 0 | 0 | 0 | 0 | 0 | 0 | 0 | 0 | 0 | 0 | 0 | 0 | 0 | 0 | 0 | 0 | 0 | 0 | 0 | 0 | 0 | 0 | 0 | 0 | 0 | 0 | 0 | 0 | 0 | 0 | 0 | 0 | 0 | 0 | 0 | 0 | 0 | 0 | 0 | 0 | 0 | 0 | 0 | 0 | 0 | 0 | 0 | 0 | 0 | 0 | 0 | 0 | 0 | 0 | 0 | 0 | 0 | 0 | 0 | 0 | 0 | 0 | 0 | 0.085 | 0.085 | 0.085 | 0.085 | 0.085 | 0.085 | 0.085 | 0.085 | 0.085 | 0.085 | 0 | 0 | 0 | 0 | 0 | 0 | 0 | 0 | 0 | 0 | 467.6172 | 464.7214 | 460.9985 | 457.824 | 454.2679 | 450.7294 | 446.8492 | 443.7416 | 440.268 | 436.7787 | 0 | 0 | 0 | 0 | 0 | 0 | 0 | 0 | 0 | 0 | 4523.7959 | 467.6172 | 932.3386 | 1393.3371 | 1851.1611 | 2305.4291 | 2756.1585 | 3203.0077 | 3646.7493 | 4087.0172 | 4523.7959 | 4523.7959 | 4523.7959 | 4523.7959 | 4523.7959 | 4523.7959 | 4523.7959 | 4523.7959 | 4523.7959 | 4523.7959 | 4523.7959 | 0 | 0 | 0 | 0 | 0 | 0 | 0 | 0 | 0 | 0 | 0 | 0 | 0 | 0 | 0 | 0 | 0 | 0 | 0 | 0 | 0 | 0 | 0 | 0 | 0 | 0 | 0 | 0 | 0 | 0 | 0 | 0 | 0 | 0 | 0 | 0 | 0 | 0 | 0 | 0 | 0 | 0 | 0 | 0 | 0 | 0 | 0 | 0 | 0 | 65.5065 | 65.1008 | 64.5793 | 64.1346 | 63.6364 | 63.1407 | 62.5972 | 62.1618 | 61.6752 | 61.1864 | 0 | 0 | 0 | 0 | 0 | 0 | 0 | 0 | 0 | 0 | 0.01296% | 0 | 0 | 0 | 0 | 0 | 0 | 0 | 0 | 0 | 0 | 0 | 0 | 0 | 0 | 0 | 0 | 0 | 0 | 0 | 0 | 0 | 0 | 0 | 0
| Industrial_tool_Gas | M_Input | 2000-2018 Industrial Assessment Center | 2020 | Retro | 2022 | 2041 | PSE | Industrial | Metal Fabrication | Gas | Per Region | NA | NA | Metal Fabrication Process Improvements To Reduce Energy Requirements | Metal Fabrication Process Improvements To Reduce Energy Requirements | 0 | 15 | 11220.3354 | 0 | I-All-Other-Shift3-All-All-S | 0 | 0 | 0 | 0 | 0 | 0 | 0 | 12734.8227 | I-All-Other-Shift3-All-All-S | 0 | 0 | 0 | Comm Flat | Process Improvements To Reduce Energy Requirements | Process Improvements To Reduce Energy Requirements | IndShift3 | 0.01266% | 0% | 100% | 1 | 1 | 100% | 6.667% | 85% | 6.8% | 0.2% | 135124.3058 | 656.1036 | 13578.0409 | 0 | 13216.6028 | 0 | 0 | 0 | 1226.5254 |  | 0 | 0.0089504 | 0 | 01. ($9,999.000) to $0.028 | N/A | 0.0089504 | 01. ($9,999.00) to $0.22 | N/A | 0 | 0 | 0 | 0 | 0 | 0 | 0 | 0 | 0 | 0 | 0 | 0 | 0 | 0 | 0 | 0 | 0 | 0 | 0 | 0 | 0 | 0 | 0 | 0 | 0 | 0 | 0 | 0 | 0 | 0 | 0 | 0 | 0 | 0 | 0 | 0 | 0 | 0 | 0 | 0 | 0 | 0 | 0 | 0 | 0 | 0 | 0 | 0 | 0 | 0 | 0 | 0 | 0 | 0 | 0 | 0 | 0 | 0 | 0 | 0 | 0 | 0 | 0 | 0 | 0 | 0 | 0 | 0 | 0 | 0 | 0 | 0 | 0 | 0.085 | 0.085 | 0.085 | 0.085 | 0.085 | 0.085 | 0.085 | 0.085 | 0.085 | 0.085 | 0 | 0 | 0 | 0 | 0 | 0 | 0 | 0 | 0 | 0 | 1082.4599 | 1075.7565 | 1067.1385 | 1059.7902 | 1051.5584 | 1043.3673 | 1034.3852 | 1027.1915 | 1019.1507 | 1011.0735 | 0 | 0 | 0 | 0 | 0 | 0 | 0 | 0 | 0 | 0 | 10471.8716 | 1082.4599 | 2158.2164 | 3225.3549 | 4285.1451 | 5336.7035 | 6380.0708 | 7414.456 | 8441.6475 | 9460.7981 | 10471.8716 | 10471.8716 | 10471.8716 | 10471.8716 | 10471.8716 | 10471.8716 | 10471.8716 | 10471.8716 | 10471.8716 | 10471.8716 | 10471.8716 | 0 | 0 | 0 | 0 | 0 | 0 | 0 | 0 | 0 | 0 | 0 | 0 | 0 | 0 | 0 | 0 | 0 | 0 | 0 | 0 | 0 | 0 | 0 | 0 | 0 | 0 | 0 | 0 | 0 | 0 | 0 | 0 | 0 | 0 | 0 | 0 | 0 | 0 | 0 | 0 | 0 | 0 | 0 | 0 | 0 | 0 | 0 | 0 | 0 | 104.2547 | 103.609 | 102.779 | 102.0713 | 101.2784 | 100.4895 | 99.6245 | 98.9316 | 98.1572 | 97.3792 | 0 | 0 | 0 | 0 | 0 | 0 | 0 | 0 | 0 | 0 | 0.01296% | 0 | 0 | 0 | 0 | 0 | 0 | 0 | 0 | 0 | 0 | 0 | 0 | 0 | 0 | 0 | 0 | 0 | 0 | 0 | 0 | 0 | 0 | 0 | 0
| Industrial_tool_Gas | M_Input | 2000-2018 Industrial Assessment Center | 2020 | Retro | 2022 | 2041 | PSE | Industrial | Metal Fabrication | Gas | Per Region | NA | NA | Metal Fabrication Thermal Systems Add Insulation To Equipment | Metal Fabrication Thermal Systems Add Insulation To Equipment | 0 | 10 | 821.1687 | 0 | I-All-Other-Shift3-All-All-S | 0 | 0 | 0 | 0 | 0 | 0 | 0 | 1752.9291 | I-All-Other-Shift3-All-All-S | 0 | 0 | 0 | Comm Flat | Thermal Systems Add Insulation To Equipment | Thermal Systems Add Insulation To Equipment | IndShift3 | 0.01266% | 0% | 100% | 1 | 1 | 100% | 10% | 85% | 6.8% | 0.2% | 12945.6899 | 90.3117 | 1303.6002 | 0 | 1246.4926 | 0 | 0 | 0 | 16.8146 |  | 0 | 0.00089142 | 0 | 01. ($9,999.000) to $0.028 | N/A | 0.00089142 | 01. ($9,999.00) to $0.22 | N/A | 0 | 0 | 0 | 0 | 0 | 0 | 0 | 0 | 0 | 0 | 0 | 0 | 0 | 0 | 0 | 0 | 0 | 0 | 0 | 0 | 0 | 0 | 0 | 0 | 0 | 0 | 0 | 0 | 0 | 0 | 0 | 0 | 0 | 0 | 0 | 0 | 0 | 0 | 0 | 0 | 0 | 0 | 0 | 0 | 0 | 0 | 0 | 0 | 0 | 0 | 0 | 0 | 0 | 0 | 0 | 0 | 0 | 0 | 0 | 0 | 0 | 0 | 0 | 0 | 0 | 0 | 0 | 0 | 0 | 0 | 0 | 0 | 0 | 0.085 | 0.085 | 0.085 | 0.085 | 0.085 | 0.085 | 0.085 | 0.085 | 0.085 | 0.085 | 0 | 0 | 0 | 0 | 0 | 0 | 0 | 0 | 0 | 0 | 148.999 | 148.0763 | 146.89 | 145.8785 | 144.7454 | 143.6179 | 142.3816 | 141.3914 | 140.2846 | 139.1727 | 0 | 0 | 0 | 0 | 0 | 0 | 0 | 0 | 0 | 0 | 1441.4373 | 148.999 | 297.0752 | 443.9652 | 589.8438 | 734.5892 | 878.2071 | 1020.5887 | 1161.98 | 1302.2646 | 1441.4373 | 1441.4373 | 1441.4373 | 1441.4373 | 1441.4373 | 1441.4373 | 1441.4373 | 1441.4373 | 1441.4373 | 1441.4373 | 1441.4373 | 0 | 0 | 0 | 0 | 0 | 0 | 0 | 0 | 0 | 0 | 0 | 0 | 0 | 0 | 0 | 0 | 0 | 0 | 0 | 0 | 0 | 0 | 0 | 0 | 0 | 0 | 0 | 0 | 0 | 0 | 0 | 0 | 0 | 0 | 0 | 0 | 0 | 0 | 0 | 0 | 0 | 0 | 0 | 0 | 0 | 0 | 0 | 0 | 0 | 1.4292 | 1.4204 | 1.409 | 1.3993 | 1.3884 | 1.3776 | 1.3658 | 1.3563 | 1.3456 | 1.335 | 0 | 0 | 0 | 0 | 0 | 0 | 0 | 0 | 0 | 0 | 0.01296% | 0 | 0 | 0 | 0 | 0 | 0 | 0 | 0 | 0 | 0 | 0 | 0 | 0 | 0 | 0 | 0 | 0 | 0 | 0 | 0 | 0 | 0 | 0 | 0
| Industrial_tool_Gas | M_Input | 2000-2018 Industrial Assessment Center | 2020 | Retro | 2022 | 2041 | PSE | Industrial | Metal Fabrication | Gas | Per Region | NA | NA | Metal Fabrication Thermal Systems Reduce Infiltration; Isolate Hot Or Cold Equipment | Metal Fabrication Thermal Systems Reduce Infiltration; Isolate Hot Or Cold Equipment | 0 | 10 | 2360.2574 | 0 | I-All-Other-Shift3-All-All-S | 0 | 0 | 0 | 0 | 0 | 0 | 0 | 4342.9619 | I-All-Other-Shift3-All-All-S | 0 | 0 | 0 | Comm Flat | Thermal Systems Reduce Infiltration; Isolate Hot Or Cold Equipment | Thermal Systems Reduce Infiltration; Isolate Hot Or Cold Equipment | IndShift3 | 0.01266% | 0% | 100% | 1 | 1 | 100% | 10% | 85% | 6.8% | 0.2% | 32073.538 | 223.7513 | 3229.7289 | 0 | 3582.7517 | 0 | 0 | 0 | 601.323 |  | 0 | 0.012867 | 0 | 01. ($9,999.000) to $0.028 | N/A | 0.012867 | 01. ($9,999.00) to $0.22 | N/A | 0 | 0 | 0 | 0 | 0 | 0 | 0 | 0 | 0 | 0 | 0 | 0 | 0 | 0 | 0 | 0 | 0 | 0 | 0 | 0 | 0 | 0 | 0 | 0 | 0 | 0 | 0 | 0 | 0 | 0 | 0 | 0 | 0 | 0 | 0 | 0 | 0 | 0 | 0 | 0 | 0 | 0 | 0 | 0 | 0 | 0 | 0 | 0 | 0 | 0 | 0 | 0 | 0 | 0 | 0 | 0 | 0 | 0 | 0 | 0 | 0 | 0 | 0 | 0 | 0 | 0 | 0 | 0 | 0 | 0 | 0 | 0 | 0 | 0.085 | 0.085 | 0.085 | 0.085 | 0.085 | 0.085 | 0.085 | 0.085 | 0.085 | 0.085 | 0 | 0 | 0 | 0 | 0 | 0 | 0 | 0 | 0 | 0 | 369.1518 | 366.8657 | 363.9267 | 361.4207 | 358.6134 | 355.82 | 352.7568 | 350.3035 | 347.5614 | 344.8068 | 0 | 0 | 0 | 0 | 0 | 0 | 0 | 0 | 0 | 0 | 3571.2268 | 369.1518 | 736.0175 | 1099.9441 | 1461.3648 | 1819.9782 | 2175.7982 | 2528.555 | 2878.8586 | 3226.42 | 3571.2268 | 3571.2268 | 3571.2268 | 3571.2268 | 3571.2268 | 3571.2268 | 3571.2268 | 3571.2268 | 3571.2268 | 3571.2268 | 3571.2268 | 0 | 0 | 0 | 0 | 0 | 0 | 0 | 0 | 0 | 0 | 0 | 0 | 0 | 0 | 0 | 0 | 0 | 0 | 0 | 0 | 0 | 0 | 0 | 0 | 0 | 0 | 0 | 0 | 0 | 0 | 0 | 0 | 0 | 0 | 0 | 0 | 0 | 0 | 0 | 0 | 0 | 0 | 0 | 0 | 0 | 0 | 0 | 0 | 0 | 51.1125 | 50.7959 | 50.389 | 50.042 | 49.6533 | 49.2665 | 48.8424 | 48.5027 | 48.1231 | 47.7417 | 0 | 0 | 0 | 0 | 0 | 0 | 0 | 0 | 0 | 0 | 0.01296% | 0 | 0 | 0 | 0 | 0 | 0 | 0 | 0 | 0 | 0 | 0 | 0 | 0 | 0 | 0 | 0 | 0 | 0 | 0 | 0 | 0 | 0 | 0 | 0
| Industrial_tool_Gas | M_Input | 2000-2018 Industrial Assessment Center | 2020 | Retro | 2022 | 2041 | PSE | Industrial | Metal Fabrication | Gas | Per Region | NA | NA | Metal Fabrication Waste Heat From Hot Flue Gases To Preheat | Metal Fabrication Waste Heat From Hot Flue Gases To Preheat | 0 | 14 | 5126.1582 | 0 | I-All-Other-Shift3-All-All-S | 0 | 0 | 0 | 0 | 0 | 0 | 0 | 6329.1555 | I-All-Other-Shift3-All-All-S | 0 | 0 | 0 | Comm Flat | Waste Heat From Hot Flue Gases To Preheat | Waste Heat From Hot Flue Gases To Preheat | IndShift3 | 0.01266% | 0% | 100% | 1 | 1 | 100% | 7.143% | 85% | 6.8% | 0.2% | 63140.539 | 326.0808 | 6346.662 | 0 | 6307.1489 | 0 | 0 | 0 | 659.6377 |  | 0 | 0.0096854 | 0 | 01. ($9,999.000) to $0.028 | N/A | 0.0096854 | 01. ($9,999.00) to $0.22 | N/A | 0 | 0 | 0 | 0 | 0 | 0 | 0 | 0 | 0 | 0 | 0 | 0 | 0 | 0 | 0 | 0 | 0 | 0 | 0 | 0 | 0 | 0 | 0 | 0 | 0 | 0 | 0 | 0 | 0 | 0 | 0 | 0 | 0 | 0 | 0 | 0 | 0 | 0 | 0 | 0 | 0 | 0 | 0 | 0 | 0 | 0 | 0 | 0 | 0 | 0 | 0 | 0 | 0 | 0 | 0 | 0 | 0 | 0 | 0 | 0 | 0 | 0 | 0 | 0 | 0 | 0 | 0 | 0 | 0 | 0 | 0 | 0 | 0 | 0.085 | 0.085 | 0.085 | 0.085 | 0.085 | 0.085 | 0.085 | 0.085 | 0.085 | 0.085 | 0 | 0 | 0 | 0 | 0 | 0 | 0 | 0 | 0 | 0 | 537.9782 | 534.6466 | 530.3635 | 526.7115 | 522.6203 | 518.5493 | 514.0853 | 510.51 | 506.5138 | 502.4994 | 0 | 0 | 0 | 0 | 0 | 0 | 0 | 0 | 0 | 0 | 5204.478 | 537.9782 | 1072.6249 | 1602.9884 | 2129.6998 | 2652.3201 | 3170.8695 | 3684.9547 | 4195.4648 | 4701.9785 | 5204.478 | 5204.478 | 5204.478 | 5204.478 | 5204.478 | 5204.478 | 5204.478 | 5204.478 | 5204.478 | 5204.478 | 5204.478 | 0 | 0 | 0 | 0 | 0 | 0 | 0 | 0 | 0 | 0 | 0 | 0 | 0 | 0 | 0 | 0 | 0 | 0 | 0 | 0 | 0 | 0 | 0 | 0 | 0 | 0 | 0 | 0 | 0 | 0 | 0 | 0 | 0 | 0 | 0 | 0 | 0 | 0 | 0 | 0 | 0 | 0 | 0 | 0 | 0 | 0 | 0 | 0 | 0 | 56.0692 | 55.722 | 55.2756 | 54.895 | 54.4686 | 54.0443 | 53.579 | 53.2064 | 52.7899 | 52.3715 | 0 | 0 | 0 | 0 | 0 | 0 | 0 | 0 | 0 | 0 | 0.01296% | 0 | 0 | 0 | 0 | 0 | 0 | 0 | 0 | 0 | 0 | 0 | 0 | 0 | 0 | 0 | 0 | 0 | 0 | 0 | 0 | 0 | 0 | 0 | 0
| Industrial_tool_Gas | M_Input | 2000-2018 Industrial Assessment Center | 2020 | Retro | 2022 | 2041 | PSE | Industrial | Metal Fabrication | Gas | Per Region | NA | NA | Metal Fabrication Plant Operations - Equipment Scheduling Improvements | Metal Fabrication Plant Operations - Equipment Scheduling Improvements | 0 | 10 | 218.3831 | 0 | I-All-Other-Shift3-All-All-S | 0 | 0 | 0 | 0 | 0 | 0 | 0 | 84.454 | I-All-Other-Shift3-All-All-S | 0 | 0 | 0 | Comm Flat | Plant Operations - Equipment Scheduling Improvements | Plant Operations - Equipment Scheduling Improvements | IndShift3 | 0.01266% | 0% | 100% | 1 | 1 | 100% | 10% | 85% | 6.8% | 0.2% | 623.708 | 4.3511 | 62.8059 | 0 | 331.4945 | 0 | 0 | 0 | 308.0141 |  | 0 | 0.33893 | 0 | 01. ($9,999.000) to $0.028 | N/A | 0.33893 | 03. $0.30 to $0.45 | N/A | 0 | 0 | 0 | 0 | 0 | 0 | 0 | 0 | 0 | 0 | 0 | 0 | 0 | 0 | 0 | 0 | 0 | 0 | 0 | 0 | 0 | 0 | 0 | 0 | 0 | 0 | 0 | 0 | 0 | 0 | 0 | 0 | 0 | 0 | 0 | 0 | 0 | 0 | 0 | 0 | 0 | 0 | 0 | 0 | 0 | 0 | 0 | 0 | 0 | 0 | 0 | 0 | 0 | 0 | 0 | 0 | 0 | 0 | 0 | 0 | 0 | 0 | 0 | 0 | 0 | 0 | 0 | 0 | 0 | 0 | 0 | 0 | 0 | 0.085 | 0.085 | 0.085 | 0.085 | 0.085 | 0.085 | 0.085 | 0.085 | 0.085 | 0.085 | 0 | 0 | 0 | 0 | 0 | 0 | 0 | 0 | 0 | 0 | 7.1786 | 7.1341 | 7.077 | 7.0283 | 6.9737 | 6.9193 | 6.8598 | 6.8121 | 6.7587 | 6.7052 | 0 | 0 | 0 | 0 | 0 | 0 | 0 | 0 | 0 | 0 | 69.4467 | 7.1786 | 14.3127 | 21.3897 | 28.418 | 35.3916 | 42.311 | 49.1708 | 55.9828 | 62.7416 | 69.4467 | 69.4467 | 69.4467 | 69.4467 | 69.4467 | 69.4467 | 69.4467 | 69.4467 | 69.4467 | 69.4467 | 69.4467 | 0 | 0 | 0 | 0 | 0 | 0 | 0 | 0 | 0 | 0 | 0 | 0 | 0 | 0 | 0 | 0 | 0 | 0 | 0 | 0 | 0 | 0 | 0 | 0 | 0 | 0 | 0 | 0 | 0 | 0 | 0 | 0 | 0 | 0 | 0 | 0 | 0 | 0 | 0 | 0 | 0 | 0 | 0 | 0 | 0 | 0 | 0 | 0 | 0 | 26.1812 | 26.0191 | 25.8106 | 25.6329 | 25.4338 | 25.2357 | 25.0184 | 24.8444 | 24.65 | 24.4546 | 0 | 0 | 0 | 0 | 0 | 0 | 0 | 0 | 0 | 0 | 0.01296% | 0 | 0 | 0 | 0 | 0 | 0 | 0 | 0 | 0 | 0 | 0 | 0 | 0 | 0 | 0 | 0 | 0 | 0 | 0 | 0 | 0 | 0 | 0 | 0
| Industrial_tool_Gas | M_Input | 2000-2018 Industrial Assessment Center | 2020 | Retro | 2022 | 2041 | PSE | Industrial | Transportation Equipment | Gas | Per Region | NA | NA | Transportation Equipment Building Envelope Infiltration Improvements | Transportation Equipment Building Envelope Infiltration Improvements | 0 | 20 | 16443.5029 | 0 | I-All-Other-Shift3-All-All-S | 0 | 0 | 0 | 0 | 0 | 0 | 0 | 16288.693 | I-All-Other-Shift3-All-All-S | 0 | 0 | 0 | Comm Flat | Building Envelope Infiltration Improvements | Building Envelope Infiltration Improvements | IndShift3 | 0.01266% | 0% | 100% | 1 | 1 | 100% | 5% | 85% | 6.8% | 0.2% | 223116.3091 | 839.2005 | 22395.551 | 0 | 16443.5029 | 0 | 0 | 0 | -3502.548 |  | 0 | -0.019983 | 0 | 01. ($9,999.000) to $0.028 | N/A | -0.019983 | 01. ($9,999.00) to $0.22 | N/A | 0 | 0 | 0 | 0 | 0 | 0 | 0 | 0 | 0 | 0 | 0 | 0 | 0 | 0 | 0 | 0 | 0 | 0 | 0 | 0 | 0 | 0 | 0 | 0 | 0 | 0 | 0 | 0 | 0 | 0 | 0 | 0 | 0 | 0 | 0 | 0 | 0 | 0 | 0 | 0 | 0 | 0 | 0 | 0 | 0 | 0 | 0 | 0 | 0 | 0 | 0 | 0 | 0 | 0 | 0 | 0 | 0 | 0 | 0 | 0 | 0 | 0 | 0 | 0 | 0 | 0 | 0 | 0 | 0 | 0 | 0 | 0 | 0 | 0.085 | 0.085 | 0.085 | 0.085 | 0.085 | 0.085 | 0.085 | 0.085 | 0.085 | 0.085 | 0 | 0 | 0 | 0 | 0 | 0 | 0 | 0 | 0 | 0 | 1384.5389 | 1375.9648 | 1364.9417 | 1355.5428 | 1345.0137 | 1334.5368 | 1323.0481 | 1313.8468 | 1303.5621 | 1293.2308 | 0 | 0 | 0 | 0 | 0 | 0 | 0 | 0 | 0 | 0 | 13394.2267 | 1384.5389 | 2760.5037 | 4125.4454 | 5480.9882 | 6826.002 | 8160.5388 | 9483.5869 | 10797.4338 | 12100.9959 | 13394.2267 | 13394.2267 | 13394.2267 | 13394.2267 | 13394.2267 | 13394.2267 | 13394.2267 | 13394.2267 | 13394.2267 | 13394.2267 | 13394.2267 | 0 | 0 | 0 | 0 | 0 | 0 | 0 | 0 | 0 | 0 | 0 | 0 | 0 | 0 | 0 | 0 | 0 | 0 | 0 | 0 | 0 | 0 | 0 | 0 | 0 | 0 | 0 | 0 | 0 | 0 | 0 | 0 | 0 | 0 | 0 | 0 | 0 | 0 | 0 | 0 | 0 | 0 | 0 | 0 | 0 | 0 | 0 | 0 | 0 | 0 | 0 | 0 | 0 | 0 | 0 | 0 | 0 | 0 | 0 | 0 | 0 | 0 | 0 | 0 | 0 | 0 | 0 | 0 | 0 | 0.01296% | 0 | 0 | 0 | 0 | 0 | 0 | 0 | 0 | 0 | 0 | 0 | 0 | 0 | 0 | 0 | 0 | 0 | 0 | 0 | 0 | 0 | 0 | 0 | 0
| Industrial_tool_Gas | M_Input | 2000-2018 Industrial Assessment Center | 2020 | Retro | 2022 | 2041 | PSE | Industrial | Transportation Equipment | Gas | Per Region | NA | NA | Transportation Equipment Building Envelope Insulation and Window/Door Improvements | Transportation Equipment Building Envelope Insulation and Window/Door Improvements | 0 | 20 | 58642.6094 | 0 | I-All-Other-Shift3-All-All-S | 0 | 0 | 0 | 0 | 0 | 0 | 0 | 15862.7132 | I-All-Other-Shift3-All-All-S | 0 | 0 | 0 | Comm Flat | Building Envelope Insulation and Window/Door Improvements | Building Envelope Insulation and Window/Door Improvements | IndShift3 | 0.01266% | 0% | 100% | 1 | 1 | 100% | 5% | 85% | 6.8% | 0.2% | 217281.3996 | 817.2538 | 21809.8653 | 0 | 58642.6094 | 0 | 0 | 0 | 47744.0121 |  | 0 | 0.27971 | 0 | 01. ($9,999.000) to $0.028 | N/A | 0.27971 | 02. $0.22 to $0.30 | N/A | 0 | 0 | 0 | 0 | 0 | 0 | 0 | 0 | 0 | 0 | 0 | 0 | 0 | 0 | 0 | 0 | 0 | 0 | 0 | 0 | 0 | 0 | 0 | 0 | 0 | 0 | 0 | 0 | 0 | 0 | 0 | 0 | 0 | 0 | 0 | 0 | 0 | 0 | 0 | 0 | 0 | 0 | 0 | 0 | 0 | 0 | 0 | 0 | 0 | 0 | 0 | 0 | 0 | 0 | 0 | 0 | 0 | 0 | 0 | 0 | 0 | 0 | 0 | 0 | 0 | 0 | 0 | 0 | 0 | 0 | 0 | 0 | 0 | 0.085 | 0.085 | 0.085 | 0.085 | 0.085 | 0.085 | 0.085 | 0.085 | 0.085 | 0.085 | 0 | 0 | 0 | 0 | 0 | 0 | 0 | 0 | 0 | 0 | 1348.3306 | 1339.9807 | 1329.2459 | 1320.0928 | 1309.8391 | 1299.6362 | 1288.4479 | 1279.4873 | 1269.4715 | 1259.4104 | 0 | 0 | 0 | 0 | 0 | 0 | 0 | 0 | 0 | 0 | 13043.9426 | 1348.3306 | 2688.3113 | 4017.5573 | 5337.6501 | 6647.4892 | 7947.1254 | 9235.5733 | 10515.0606 | 11784.5322 | 13043.9426 | 13043.9426 | 13043.9426 | 13043.9426 | 13043.9426 | 13043.9426 | 13043.9426 | 13043.9426 | 13043.9426 | 13043.9426 | 13043.9426 | 0 | 0 | 0 | 0 | 0 | 0 | 0 | 0 | 0 | 0 | 0 | 0 | 0 | 0 | 0 | 0 | 0 | 0 | 0 | 0 | 0 | 0 | 0 | 0 | 0 | 0 | 0 | 0 | 0 | 0 | 0 | 0 | 0 | 0 | 0 | 0 | 0 | 0 | 0 | 0 | 0 | 0 | 0 | 0 | 0 | 0 | 0 | 0 | 0 | 4058.241 | 4033.1093 | 4000.7995 | 3973.2502 | 3942.3883 | 3911.6792 | 3878.0045 | 3851.0346 | 3820.8889 | 3790.6067 | 0 | 0 | 0 | 0 | 0 | 0 | 0 | 0 | 0 | 0 | 0.01296% | 0 | 0 | 0 | 0 | 0 | 0 | 0 | 0 | 0 | 0 | 0 | 0 | 0 | 0 | 0 | 0 | 0 | 0 | 0 | 0 | 0 | 0 | 0 | 0
| Industrial_tool_Gas | M_Input | 2000-2018 Industrial Assessment Center | 2020 | Retro | 2022 | 2041 | PSE | Industrial | Transportation Equipment | Gas | Per Region | NA | NA | Transportation Equipment Equipment Upgrade - Replace Existing HVAC Unit With High Efficiency Model | Transportation Equipment Equipment Upgrade - Replace Existing HVAC Unit With High Efficiency Model | 0 | 20 | 64139.1128 | 0 | I-All-Other-Shift3-All-All-S | 0 | 0 | 0 | 0 | 0 | 0 | 0 | 49501.5685 | I-All-Other-Shift3-All-All-S | 0 | 0 | 0 | Comm Flat | Equipment Upgrade - Replace Existing HVAC Unit With High Efficiency Model | Equipment Upgrade - Replace Existing HVAC Unit With High Efficiency Model | IndShift3 | 0.01266% | 0% | 100% | 1 | 1 | 100% | 5% | 85% | 6.8% | 0.2% | 678053.6179 | 2550.3421 | 68060.396 | 0 | 64139.1128 | 0 | 0 | 0 | 6356.1973 |  | 0 | 0.011933 | 0 | 01. ($9,999.000) to $0.028 | N/A | 0.011933 | 01. ($9,999.00) to $0.22 | N/A | 0 | 0 | 0 | 0 | 0 | 0 | 0 | 0 | 0 | 0 | 0 | 0 | 0 | 0 | 0 | 0 | 0 | 0 | 0 | 0 | 0 | 0 | 0 | 0 | 0 | 0 | 0 | 0 | 0 | 0 | 0 | 0 | 0 | 0 | 0 | 0 | 0 | 0 | 0 | 0 | 0 | 0 | 0 | 0 | 0 | 0 | 0 | 0 | 0 | 0 | 0 | 0 | 0 | 0 | 0 | 0 | 0 | 0 | 0 | 0 | 0 | 0 | 0 | 0 | 0 | 0 | 0 | 0 | 0 | 0 | 0 | 0 | 0 | 0.085 | 0.085 | 0.085 | 0.085 | 0.085 | 0.085 | 0.085 | 0.085 | 0.085 | 0.085 | 0 | 0 | 0 | 0 | 0 | 0 | 0 | 0 | 0 | 0 | 4207.6333 | 4181.5764 | 4148.0772 | 4119.5138 | 4087.5158 | 4055.6762 | 4020.762 | 3992.7991 | 3961.5437 | 3930.1468 | 0 | 0 | 0 | 0 | 0 | 0 | 0 | 0 | 0 | 0 | 40705.2443 | 4207.6333 | 8389.2097 | 12537.2869 | 16656.8007 | 20744.3165 | 24799.9927 | 28820.7547 | 32813.5538 | 36775.0975 | 40705.2443 | 40705.2443 | 40705.2443 | 40705.2443 | 40705.2443 | 40705.2443 | 40705.2443 | 40705.2443 | 40705.2443 | 40705.2443 | 40705.2443 | 0 | 0 | 0 | 0 | 0 | 0 | 0 | 0 | 0 | 0 | 0 | 0 | 0 | 0 | 0 | 0 | 0 | 0 | 0 | 0 | 0 | 0 | 0 | 0 | 0 | 0 | 0 | 0 | 0 | 0 | 0 | 0 | 0 | 0 | 0 | 0 | 0 | 0 | 0 | 0 | 0 | 0 | 0 | 0 | 0 | 0 | 0 | 0 | 0 | 540.2768 | 536.931 | 532.6295 | 528.9619 | 524.8532 | 520.7649 | 516.2817 | 512.6912 | 508.6779 | 504.6464 | 0 | 0 | 0 | 0 | 0 | 0 | 0 | 0 | 0 | 0 | 0.01296% | 0 | 0 | 0 | 0 | 0 | 0 | 0 | 0 | 0 | 0 | 0 | 0 | 0 | 0 | 0 | 0 | 0 | 0 | 0 | 0 | 0 | 0 | 0 | 0
| Industrial_tool_Gas | M_Input | 2000-2018 Industrial Assessment Center | 2020 | Retro | 2022 | 2041 | PSE | Industrial | Transportation Equipment | Gas | Per Region | NA | NA | Transportation Equipment HVAC Equipment Scheduling Improvements - HVAC Controls, Timers Or Thermostats | Transportation Equipment HVAC Equipment Scheduling Improvements - HVAC Controls, Timers Or Thermostats | 0 | 15 | 37744.8011 | 0 | I-All-Other-Shift3-All-All-S | 0 | 0 | 0 | 0 | 0 | 0 | 0 | 28835.1307 | I-All-Other-Shift3-All-All-S | 0 | 0 | 0 | Comm Flat | HVAC Equipment Scheduling Improvements - HVAC Controls, Timers Or Thermostats | HVAC Equipment Scheduling Improvements - HVAC Controls, Timers Or Thermostats | IndShift3 | 0.01266% | 0% | 100% | 1 | 1 | 100% | 6.667% | 85% | 6.8% | 0.2% | 305958.4813 | 1485.5984 | 30744.408 | 0 | 44460.1724 | 0 | 0 | 0 | 19779.1263 |  | 0 | 0.063745 | 0 | 01. ($9,999.000) to $0.028 | N/A | 0.063745 | 01. ($9,999.00) to $0.22 | N/A | 0 | 0 | 0 | 0 | 0 | 0 | 0 | 0 | 0 | 0 | 0 | 0 | 0 | 0 | 0 | 0 | 0 | 0 | 0 | 0 | 0 | 0 | 0 | 0 | 0 | 0 | 0 | 0 | 0 | 0 | 0 | 0 | 0 | 0 | 0 | 0 | 0 | 0 | 0 | 0 | 0 | 0 | 0 | 0 | 0 | 0 | 0 | 0 | 0 | 0 | 0 | 0 | 0 | 0 | 0 | 0 | 0 | 0 | 0 | 0 | 0 | 0 | 0 | 0 | 0 | 0 | 0 | 0 | 0 | 0 | 0 | 0 | 0 | 0.085 | 0.085 | 0.085 | 0.085 | 0.085 | 0.085 | 0.085 | 0.085 | 0.085 | 0.085 | 0 | 0 | 0 | 0 | 0 | 0 | 0 | 0 | 0 | 0 | 2450.9861 | 2435.8077 | 2416.2941 | 2399.6556 | 2381.0165 | 2362.4697 | 2342.1318 | 2325.8432 | 2307.6366 | 2289.3476 | 0 | 0 | 0 | 0 | 0 | 0 | 0 | 0 | 0 | 0 | 23711.1889 | 2450.9861 | 4886.7938 | 7303.0879 | 9702.7436 | 12083.7601 | 14446.2297 | 16788.3615 | 19114.2047 | 21421.8413 | 23711.1889 | 23711.1889 | 23711.1889 | 23711.1889 | 23711.1889 | 23711.1889 | 23711.1889 | 23711.1889 | 23711.1889 | 23711.1889 | 23711.1889 | 0 | 0 | 0 | 0 | 0 | 0 | 0 | 0 | 0 | 0 | 0 | 0 | 0 | 0 | 0 | 0 | 0 | 0 | 0 | 0 | 0 | 0 | 0 | 0 | 0 | 0 | 0 | 0 | 0 | 0 | 0 | 0 | 0 | 0 | 0 | 0 | 0 | 0 | 0 | 0 | 0 | 0 | 0 | 0 | 0 | 0 | 0 | 0 | 0 | 1681.2257 | 1670.8143 | 1657.4292 | 1646.0162 | 1633.2309 | 1620.5089 | 1606.5584 | 1595.3854 | 1582.8968 | 1570.3517 | 0 | 0 | 0 | 0 | 0 | 0 | 0 | 0 | 0 | 0 | 0.01296% | 0 | 0 | 0 | 0 | 0 | 0 | 0 | 0 | 0 | 0 | 0 | 0 | 0 | 0 | 0 | 0 | 0 | 0 | 0 | 0 | 0 | 0 | 0 | 0
| Industrial_tool_Gas | M_Input | 2000-2018 Industrial Assessment Center | 2020 | Retro | 2022 | 2041 | PSE | Industrial | Transportation Equipment | Gas | Per Region | NA | NA | Transportation Equipment Optimize Ventilation System | Transportation Equipment Optimize Ventilation System | 0 | 5 | 34024.0483 | 0 | I-All-Other-Shift3-All-All-S | 0 | 0 | 0 | 0 | 0 | 0 | 0 | 23563.2653 | I-All-Other-Shift3-All-All-S | 0 | 0 | 0 | Comm Flat | Optimize Ventilation System | Optimize Ventilation System | IndShift3 | 0.01266% | 0% | 100% | 1 | 1 | 100% | 20% | 85% | 6.8% | 0.2% | 90540.3656 | 1213.9896 | 9175.4355 | 0 | 88816.3188 | 0 | 0 | 0 | 85231.7034 |  | 0 | 0.33614 | 0 | 01. ($9,999.000) to $0.028 | N/A | 0.33614 | 03. $0.30 to $0.45 | N/A | 0 | 0 | 0 | 0 | 0 | 0 | 0 | 0 | 0 | 0 | 0 | 0 | 0 | 0 | 0 | 0 | 0 | 0 | 0 | 0 | 0 | 0 | 0 | 0 | 0 | 0 | 0 | 0 | 0 | 0 | 0 | 0 | 0 | 0 | 0 | 0 | 0 | 0 | 0 | 0 | 0 | 0 | 0 | 0 | 0 | 0 | 0 | 0 | 0 | 0 | 0 | 0 | 0 | 0 | 0 | 0 | 0 | 0 | 0 | 0 | 0 | 0 | 0 | 0 | 0 | 0 | 0 | 0 | 0 | 0 | 0 | 0 | 0 | 0.085 | 0.085 | 0.085 | 0.085 | 0.085 | 0.085 | 0.085 | 0.085 | 0.085 | 0.085 | 0 | 0 | 0 | 0 | 0 | 0 | 0 | 0 | 0 | 0 | 2002.8776 | 1990.4742 | 1974.5282 | 1960.9317 | 1945.7004 | 1930.5444 | 1913.9248 | 1900.6142 | 1885.7363 | 1870.7911 | 0 | 0 | 0 | 0 | 0 | 0 | 0 | 0 | 0 | 0 | 19376.1229 | 2002.8776 | 3993.3518 | 5967.88 | 7928.8117 | 9874.512 | 11805.0564 | 13718.9813 | 15619.5955 | 17505.3318 | 19376.1229 | 19376.1229 | 19376.1229 | 19376.1229 | 19376.1229 | 19376.1229 | 19376.1229 | 19376.1229 | 19376.1229 | 19376.1229 | 19376.1229 | 0 | 0 | 0 | 0 | 0 | 0 | 0 | 0 | 0 | 0 | 0 | 0 | 0 | 0 | 0 | 0 | 0 | 0 | 0 | 0 | 0 | 0 | 0 | 0 | 0 | 0 | 0 | 0 | 0 | 0 | 0 | 0 | 0 | 0 | 0 | 0 | 0 | 0 | 0 | 0 | 0 | 0 | 0 | 0 | 0 | 0 | 0 | 0 | 0 | 7244.6948 | 7199.8301 | 7142.1512 | 7092.9707 | 7037.8767 | 6983.0554 | 6922.94 | 6874.7937 | 6820.9782 | 6766.919 | 0 | 0 | 0 | 0 | 0 | 0 | 0 | 0 | 0 | 0 | 0.01296% | 0 | 0 | 0 | 0 | 0 | 0 | 0 | 0 | 0 | 0 | 0 | 0 | 0 | 0 | 0 | 0 | 0 | 0 | 0 | 0 | 0 | 0 | 0 | 0
| Industrial_tool_Gas | M_Input | 2000-2018 Industrial Assessment Center | 2020 | Retro | 2022 | 2041 | PSE | Industrial | Transportation Equipment | Gas | Per Region | NA | NA | Transportation Equipment Analyze Flue Gas For Proper Air/Fuel Ratio | Transportation Equipment Analyze Flue Gas For Proper Air/Fuel Ratio | 0 | 5 | 2553.6807 | 0 | I-All-Other-Shift3-All-All-S | 0 | 0 | 0 | 0 | 0 | 0 | 0 | 7164.6016 | I-All-Other-Shift3-All-All-S | 0 | 0 | 0 | Comm Flat | Analyze Flue Gas For Proper Air/Fuel Ratio | Analyze Flue Gas For Proper Air/Fuel Ratio | IndShift3 | 0.01266% | 0% | 100% | 1 | 1 | 100% | 20% | 85% | 6.8% | 0.2% | 27529.5313 | 369.1234 | 2789.8655 | 0 | 6666.1239 | 0 | 0 | 0 | 4017.8712 |  | 0 | 0.052115 | 0 | 01. ($9,999.000) to $0.028 | N/A | 0.052115 | 01. ($9,999.00) to $0.22 | N/A | 0 | 0 | 0 | 0 | 0 | 0 | 0 | 0 | 0 | 0 | 0 | 0 | 0 | 0 | 0 | 0 | 0 | 0 | 0 | 0 | 0 | 0 | 0 | 0 | 0 | 0 | 0 | 0 | 0 | 0 | 0 | 0 | 0 | 0 | 0 | 0 | 0 | 0 | 0 | 0 | 0 | 0 | 0 | 0 | 0 | 0 | 0 | 0 | 0 | 0 | 0 | 0 | 0 | 0 | 0 | 0 | 0 | 0 | 0 | 0 | 0 | 0 | 0 | 0 | 0 | 0 | 0 | 0 | 0 | 0 | 0 | 0 | 0 | 0.085 | 0.085 | 0.085 | 0.085 | 0.085 | 0.085 | 0.085 | 0.085 | 0.085 | 0.085 | 0 | 0 | 0 | 0 | 0 | 0 | 0 | 0 | 0 | 0 | 608.9911 | 605.2198 | 600.3713 | 596.2372 | 591.6059 | 586.9977 | 581.9443 | 577.8971 | 573.3734 | 568.8292 | 0 | 0 | 0 | 0 | 0 | 0 | 0 | 0 | 0 | 0 | 5891.4671 | 608.9911 | 1214.2109 | 1814.5822 | 2410.8194 | 3002.4253 | 3589.423 | 4171.3673 | 4749.2645 | 5322.6379 | 5891.4671 | 5891.4671 | 5891.4671 | 5891.4671 | 5891.4671 | 5891.4671 | 5891.4671 | 5891.4671 | 5891.4671 | 5891.4671 | 5891.4671 | 0 | 0 | 0 | 0 | 0 | 0 | 0 | 0 | 0 | 0 | 0 | 0 | 0 | 0 | 0 | 0 | 0 | 0 | 0 | 0 | 0 | 0 | 0 | 0 | 0 | 0 | 0 | 0 | 0 | 0 | 0 | 0 | 0 | 0 | 0 | 0 | 0 | 0 | 0 | 0 | 0 | 0 | 0 | 0 | 0 | 0 | 0 | 0 | 0 | 341.5191 | 339.4041 | 336.6851 | 334.3667 | 331.7695 | 329.1852 | 326.3514 | 324.0817 | 321.5448 | 318.9964 | 0 | 0 | 0 | 0 | 0 | 0 | 0 | 0 | 0 | 0 | 0.01296% | 0 | 0 | 0 | 0 | 0 | 0 | 0 | 0 | 0 | 0 | 0 | 0 | 0 | 0 | 0 | 0 | 0 | 0 | 0 | 0 | 0 | 0 | 0 | 0
| Industrial_tool_Gas | M_Input | 2000-2018 Industrial Assessment Center | 2020 | Retro | 2022 | 2041 | PSE | Industrial | Transportation Equipment | Gas | Per Region | NA | NA | Transportation Equipment Boiler - Operation, Maintenance, And Scheduling | Transportation Equipment Boiler - Operation, Maintenance, And Scheduling | 0 | 5 | 3029.6075 | 0 | I-All-Other-Shift3-All-All-S | 0 | 0 | 0 | 0 | 0 | 0 | 0 | 7544.9554 | I-All-Other-Shift3-All-All-S | 0 | 0 | 0 | Comm Flat | Boiler - Operation, Maintenance, And Scheduling | Boiler - Operation, Maintenance, And Scheduling | IndShift3 | 0.01266% | 0% | 100% | 1 | 1 | 100% | 20% | 85% | 6.8% | 0.2% | 28991.0167 | 388.7194 | 2937.9736 | 0 | 7908.4823 | 0 | 0 | 0 | 5187.7108 |  | 0 | 0.063897 | 0 | 01. ($9,999.000) to $0.028 | N/A | 0.063897 | 01. ($9,999.00) to $0.22 | N/A | 0 | 0 | 0 | 0 | 0 | 0 | 0 | 0 | 0 | 0 | 0 | 0 | 0 | 0 | 0 | 0 | 0 | 0 | 0 | 0 | 0 | 0 | 0 | 0 | 0 | 0 | 0 | 0 | 0 | 0 | 0 | 0 | 0 | 0 | 0 | 0 | 0 | 0 | 0 | 0 | 0 | 0 | 0 | 0 | 0 | 0 | 0 | 0 | 0 | 0 | 0 | 0 | 0 | 0 | 0 | 0 | 0 | 0 | 0 | 0 | 0 | 0 | 0 | 0 | 0 | 0 | 0 | 0 | 0 | 0 | 0 | 0 | 0 | 0.085 | 0.085 | 0.085 | 0.085 | 0.085 | 0.085 | 0.085 | 0.085 | 0.085 | 0.085 | 0 | 0 | 0 | 0 | 0 | 0 | 0 | 0 | 0 | 0 | 641.3212 | 637.3497 | 632.2438 | 627.8902 | 623.0131 | 618.1601 | 612.8386 | 608.5765 | 603.8126 | 599.0271 | 0 | 0 | 0 | 0 | 0 | 0 | 0 | 0 | 0 | 0 | 6204.2328 | 641.3212 | 1278.6709 | 1910.9146 | 2538.8048 | 3161.8178 | 3779.978 | 4392.8165 | 5001.393 | 5605.2056 | 6204.2328 | 6204.2328 | 6204.2328 | 6204.2328 | 6204.2328 | 6204.2328 | 6204.2328 | 6204.2328 | 6204.2328 | 6204.2328 | 6204.2328 | 0 | 0 | 0 | 0 | 0 | 0 | 0 | 0 | 0 | 0 | 0 | 0 | 0 | 0 | 0 | 0 | 0 | 0 | 0 | 0 | 0 | 0 | 0 | 0 | 0 | 0 | 0 | 0 | 0 | 0 | 0 | 0 | 0 | 0 | 0 | 0 | 0 | 0 | 0 | 0 | 0 | 0 | 0 | 0 | 0 | 0 | 0 | 0 | 0 | 440.9554 | 438.2247 | 434.714 | 431.7206 | 428.3672 | 425.0305 | 421.3715 | 418.441 | 415.1655 | 411.8751 | 0 | 0 | 0 | 0 | 0 | 0 | 0 | 0 | 0 | 0 | 0.01296% | 0 | 0 | 0 | 0 | 0 | 0 | 0 | 0 | 0 | 0 | 0 | 0 | 0 | 0 | 0 | 0 | 0 | 0 | 0 | 0 | 0 | 0 | 0 | 0
| Industrial_tool_Gas | M_Input | 2000-2018 Industrial Assessment Center | 2020 | Retro | 2022 | 2041 | PSE | Industrial | Transportation Equipment | Gas | Per Region | NA | NA | Transportation Equipment Equipment Upgrade - Boiler Replacement | Transportation Equipment Equipment Upgrade - Boiler Replacement | 0 | 20 | 19349.7773 | 0 | I-All-Other-Shift3-All-All-S | 0 | 0 | 0 | 0 | 0 | 0 | 0 | 10422.2524 | I-All-Other-Shift3-All-All-S | 0 | 0 | 0 | Comm Flat | Equipment Upgrade - Boiler Replacement | Equipment Upgrade - Boiler Replacement | IndShift3 | 0.01266% | 0% | 100% | 1 | 1 | 100% | 5% | 85% | 6.8% | 0.2% | 142760.0411 | 536.9589 | 14329.7 | 0 | 19349.7773 | 0 | 0 | 0 | 8353.0738 |  | 0 | 0.074481 | 0 | 01. ($9,999.000) to $0.028 | N/A | 0.074481 | 01. ($9,999.00) to $0.22 | N/A | 0 | 0 | 0 | 0 | 0 | 0 | 0 | 0 | 0 | 0 | 0 | 0 | 0 | 0 | 0 | 0 | 0 | 0 | 0 | 0 | 0 | 0 | 0 | 0 | 0 | 0 | 0 | 0 | 0 | 0 | 0 | 0 | 0 | 0 | 0 | 0 | 0 | 0 | 0 | 0 | 0 | 0 | 0 | 0 | 0 | 0 | 0 | 0 | 0 | 0 | 0 | 0 | 0 | 0 | 0 | 0 | 0 | 0 | 0 | 0 | 0 | 0 | 0 | 0 | 0 | 0 | 0 | 0 | 0 | 0 | 0 | 0 | 0 | 0.085 | 0.085 | 0.085 | 0.085 | 0.085 | 0.085 | 0.085 | 0.085 | 0.085 | 0.085 | 0 | 0 | 0 | 0 | 0 | 0 | 0 | 0 | 0 | 0 | 885.8915 | 880.4053 | 873.3523 | 867.3384 | 860.6014 | 853.8978 | 846.5468 | 840.6594 | 834.0788 | 827.4684 | 0 | 0 | 0 | 0 | 0 | 0 | 0 | 0 | 0 | 0 | 8570.2402 | 885.8915 | 1766.2968 | 2639.6491 | 3506.9875 | 4367.5889 | 5221.4867 | 6068.0336 | 6908.693 | 7742.7718 | 8570.2402 | 8570.2402 | 8570.2402 | 8570.2402 | 8570.2402 | 8570.2402 | 8570.2402 | 8570.2402 | 8570.2402 | 8570.2402 | 8570.2402 | 0 | 0 | 0 | 0 | 0 | 0 | 0 | 0 | 0 | 0 | 0 | 0 | 0 | 0 | 0 | 0 | 0 | 0 | 0 | 0 | 0 | 0 | 0 | 0 | 0 | 0 | 0 | 0 | 0 | 0 | 0 | 0 | 0 | 0 | 0 | 0 | 0 | 0 | 0 | 0 | 0 | 0 | 0 | 0 | 0 | 0 | 0 | 0 | 0 | 710.0113 | 705.6143 | 699.9616 | 695.1417 | 689.7422 | 684.3695 | 678.4779 | 673.7594 | 668.4852 | 663.1872 | 0 | 0 | 0 | 0 | 0 | 0 | 0 | 0 | 0 | 0 | 0.01296% | 0 | 0 | 0 | 0 | 0 | 0 | 0 | 0 | 0 | 0 | 0 | 0 | 0 | 0 | 0 | 0 | 0 | 0 | 0 | 0 | 0 | 0 | 0 | 0
| Industrial_tool_Gas | M_Input | 2000-2018 Industrial Assessment Center | 2020 | Retro | 2022 | 2041 | PSE | Industrial | Transportation Equipment | Gas | Per Region | NA | NA | Transportation Equipment Equipment Upgrade - Boiler Turbulators | Transportation Equipment Equipment Upgrade - Boiler Turbulators | 0 | 20 | 1796.8661 | 0 | I-All-Other-Shift3-All-All-S | 0 | 0 | 0 | 0 | 0 | 0 | 0 | 6827.6279 | I-All-Other-Shift3-All-All-S | 0 | 0 | 0 | Comm Flat | Equipment Upgrade - Boiler Turbulators | Equipment Upgrade - Boiler Turbulators | IndShift3 | 0.01266% | 0% | 100% | 1 | 1 | 100% | 5% | 85% | 6.8% | 0.2% | 93522.245 | 351.7623 | 9387.4007 | 0 | 1796.8661 | 0 | 0 | 0 | -7582.9238 |  | 0 | -0.10321 | 0 | 01. ($9,999.000) to $0.028 | N/A | -0.10321 | 01. ($9,999.00) to $0.22 | N/A | 0 | 0 | 0 | 0 | 0 | 0 | 0 | 0 | 0 | 0 | 0 | 0 | 0 | 0 | 0 | 0 | 0 | 0 | 0 | 0 | 0 | 0 | 0 | 0 | 0 | 0 | 0 | 0 | 0 | 0 | 0 | 0 | 0 | 0 | 0 | 0 | 0 | 0 | 0 | 0 | 0 | 0 | 0 | 0 | 0 | 0 | 0 | 0 | 0 | 0 | 0 | 0 | 0 | 0 | 0 | 0 | 0 | 0 | 0 | 0 | 0 | 0 | 0 | 0 | 0 | 0 | 0 | 0 | 0 | 0 | 0 | 0 | 0 | 0.085 | 0.085 | 0.085 | 0.085 | 0.085 | 0.085 | 0.085 | 0.085 | 0.085 | 0.085 | 0 | 0 | 0 | 0 | 0 | 0 | 0 | 0 | 0 | 0 | 580.3484 | 576.7544 | 572.1339 | 568.1943 | 563.7809 | 559.3893 | 554.5737 | 550.7168 | 546.4058 | 542.0753 | 0 | 0 | 0 | 0 | 0 | 0 | 0 | 0 | 0 | 0 | 5614.3729 | 580.3484 | 1157.1028 | 1729.2367 | 2297.431 | 2861.2119 | 3420.6012 | 3975.1748 | 4525.8917 | 5072.2975 | 5614.3729 | 5614.3729 | 5614.3729 | 5614.3729 | 5614.3729 | 5614.3729 | 5614.3729 | 5614.3729 | 5614.3729 | 5614.3729 | 5614.3729 | 0 | 0 | 0 | 0 | 0 | 0 | 0 | 0 | 0 | 0 | 0 | 0 | 0 | 0 | 0 | 0 | 0 | 0 | 0 | 0 | 0 | 0 | 0 | 0 | 0 | 0 | 0 | 0 | 0 | 0 | 0 | 0 | 0 | 0 | 0 | 0 | 0 | 0 | 0 | 0 | 0 | 0 | 0 | 0 | 0 | 0 | 0 | 0 | 0 | 0 | 0 | 0 | 0 | 0 | 0 | 0 | 0 | 0 | 0 | 0 | 0 | 0 | 0 | 0 | 0 | 0 | 0 | 0 | 0 | 0.01296% | 0 | 0 | 0 | 0 | 0 | 0 | 0 | 0 | 0 | 0 | 0 | 0 | 0 | 0 | 0 | 0 | 0 | 0 | 0 | 0 | 0 | 0 | 0 | 0
| Industrial_tool_Gas | M_Input | 2000-2018 Industrial Assessment Center | 2020 | Retro | 2022 | 2041 | PSE | Industrial | Transportation Equipment | Gas | Per Region | NA | NA | Transportation Equipment Improve Combustion Control Capability And Air Flow | Transportation Equipment Improve Combustion Control Capability And Air Flow | 0 | 15 | 11326.2819 | 0 | I-All-Other-Shift3-All-All-S | 0 | 0 | 0 | 0 | 0 | 0 | 0 | 20058.5611 | I-All-Other-Shift3-All-All-S | 0 | 0 | 0 | Comm Flat | Improve Combustion Control Capability And Air Flow | Improve Combustion Control Capability And Air Flow | IndShift3 | 0.01266% | 0% | 100% | 1 | 1 | 100% | 6.667% | 85% | 6.8% | 0.2% | 212833.6775 | 1033.4257 | 21386.7103 | 0 | 13341.3988 | 0 | 0 | 0 | -6813.4808 |  | 0 | -0.031567 | 0 | 01. ($9,999.000) to $0.028 | N/A | -0.031567 | 01. ($9,999.00) to $0.22 | N/A | 0 | 0 | 0 | 0 | 0 | 0 | 0 | 0 | 0 | 0 | 0 | 0 | 0 | 0 | 0 | 0 | 0 | 0 | 0 | 0 | 0 | 0 | 0 | 0 | 0 | 0 | 0 | 0 | 0 | 0 | 0 | 0 | 0 | 0 | 0 | 0 | 0 | 0 | 0 | 0 | 0 | 0 | 0 | 0 | 0 | 0 | 0 | 0 | 0 | 0 | 0 | 0 | 0 | 0 | 0 | 0 | 0 | 0 | 0 | 0 | 0 | 0 | 0 | 0 | 0 | 0 | 0 | 0 | 0 | 0 | 0 | 0 | 0 | 0.085 | 0.085 | 0.085 | 0.085 | 0.085 | 0.085 | 0.085 | 0.085 | 0.085 | 0.085 | 0 | 0 | 0 | 0 | 0 | 0 | 0 | 0 | 0 | 0 | 1704.9777 | 1694.4192 | 1680.8449 | 1669.2707 | 1656.3048 | 1643.4031 | 1629.2554 | 1617.9246 | 1605.2596 | 1592.5372 | 0 | 0 | 0 | 0 | 0 | 0 | 0 | 0 | 0 | 0 | 16494.1972 | 1704.9777 | 3399.3969 | 5080.2418 | 6749.5125 | 8405.8173 | 10049.2204 | 11678.4758 | 13296.4004 | 14901.66 | 16494.1972 | 16494.1972 | 16494.1972 | 16494.1972 | 16494.1972 | 16494.1972 | 16494.1972 | 16494.1972 | 16494.1972 | 16494.1972 | 16494.1972 | 0 | 0 | 0 | 0 | 0 | 0 | 0 | 0 | 0 | 0 | 0 | 0 | 0 | 0 | 0 | 0 | 0 | 0 | 0 | 0 | 0 | 0 | 0 | 0 | 0 | 0 | 0 | 0 | 0 | 0 | 0 | 0 | 0 | 0 | 0 | 0 | 0 | 0 | 0 | 0 | 0 | 0 | 0 | 0 | 0 | 0 | 0 | 0 | 0 | 0 | 0 | 0 | 0 | 0 | 0 | 0 | 0 | 0 | 0 | 0 | 0 | 0 | 0 | 0 | 0 | 0 | 0 | 0 | 0 | 0.01296% | 0 | 0 | 0 | 0 | 0 | 0 | 0 | 0 | 0 | 0 | 0 | 0 | 0 | 0 | 0 | 0 | 0 | 0 | 0 | 0 | 0 | 0 | 0 | 0
| Industrial_tool_Gas | M_Input | 2000-2018 Industrial Assessment Center | 2020 | Retro | 2022 | 2041 | PSE | Industrial | Transportation Equipment | Gas | Per Region | NA | NA | Transportation Equipment Install Or Repair Insulation On Condensate Lines And Optimize Condensate | Transportation Equipment Install Or Repair Insulation On Condensate Lines And Optimize Condensate | 0 | 10 | 5175.0011 | 0 | I-All-Other-Shift3-All-All-S | 0 | 0 | 0 | 0 | 0 | 0 | 0 | 16008.7901 | I-All-Other-Shift3-All-All-S | 0 | 0 | 0 | Comm Flat | Install Or Repair Insulation On Condensate Lines And Optimize Condensate | Install Or Repair Insulation On Condensate Lines And Optimize Condensate | IndShift3 | 0.01266% | 0% | 100% | 1 | 1 | 100% | 10% | 85% | 6.8% | 0.2% | 118227.7315 | 824.7798 | 11905.2511 | 0 | 7855.3907 | 0 | 0 | 0 | -3839.64 |  | 0 | -0.022289 | 0 | 01. ($9,999.000) to $0.028 | N/A | -0.022289 | 01. ($9,999.00) to $0.22 | N/A | 0 | 0 | 0 | 0 | 0 | 0 | 0 | 0 | 0 | 0 | 0 | 0 | 0 | 0 | 0 | 0 | 0 | 0 | 0 | 0 | 0 | 0 | 0 | 0 | 0 | 0 | 0 | 0 | 0 | 0 | 0 | 0 | 0 | 0 | 0 | 0 | 0 | 0 | 0 | 0 | 0 | 0 | 0 | 0 | 0 | 0 | 0 | 0 | 0 | 0 | 0 | 0 | 0 | 0 | 0 | 0 | 0 | 0 | 0 | 0 | 0 | 0 | 0 | 0 | 0 | 0 | 0 | 0 | 0 | 0 | 0 | 0 | 0 | 0.085 | 0.085 | 0.085 | 0.085 | 0.085 | 0.085 | 0.085 | 0.085 | 0.085 | 0.085 | 0 | 0 | 0 | 0 | 0 | 0 | 0 | 0 | 0 | 0 | 1360.7472 | 1352.3204 | 1341.4867 | 1332.2493 | 1321.9012 | 1311.6043 | 1300.313 | 1291.2699 | 1281.1619 | 1271.0081 | 0 | 0 | 0 | 0 | 0 | 0 | 0 | 0 | 0 | 0 | 13164.0619 | 1360.7472 | 2713.0675 | 4054.5543 | 5386.8036 | 6708.7048 | 8020.3091 | 9320.6221 | 10611.892 | 11893.0538 | 13164.0619 | 13164.0619 | 13164.0619 | 13164.0619 | 13164.0619 | 13164.0619 | 13164.0619 | 13164.0619 | 13164.0619 | 13164.0619 | 13164.0619 | 0 | 0 | 0 | 0 | 0 | 0 | 0 | 0 | 0 | 0 | 0 | 0 | 0 | 0 | 0 | 0 | 0 | 0 | 0 | 0 | 0 | 0 | 0 | 0 | 0 | 0 | 0 | 0 | 0 | 0 | 0 | 0 | 0 | 0 | 0 | 0 | 0 | 0 | 0 | 0 | 0 | 0 | 0 | 0 | 0 | 0 | 0 | 0 | 0 | 0 | 0 | 0 | 0 | 0 | 0 | 0 | 0 | 0 | 0 | 0 | 0 | 0 | 0 | 0 | 0 | 0 | 0 | 0 | 0 | 0.01296% | 0 | 0 | 0 | 0 | 0 | 0 | 0 | 0 | 0 | 0 | 0 | 0 | 0 | 0 | 0 | 0 | 0 | 0 | 0 | 0 | 0 | 0 | 0 | 0
| Industrial_tool_Gas | M_Input | 2000-2018 Industrial Assessment Center | 2020 | Retro | 2022 | 2041 | PSE | Industrial | Transportation Equipment | Gas | Per Region | NA | NA | Transportation Equipment Insulate Steam, Hot Water Lines Or Feedwater Tank | Transportation Equipment Insulate Steam, Hot Water Lines Or Feedwater Tank | 0 | 15 | 542.3019 | 0 | I-All-Other-Shift3-All-All-S | 0 | 0 | 0 | 0 | 0 | 0 | 0 | 1197.4528 | I-All-Other-Shift3-All-All-S | 0 | 0 | 0 | Comm Flat | Insulate Steam, Hot Water Lines Or Feedwater Tank | Insulate Steam, Hot Water Lines Or Feedwater Tank | IndShift3 | 0.01266% | 0% | 100% | 1 | 1 | 100% | 6.667% | 85% | 6.8% | 0.2% | 12705.7116 | 61.6933 | 1276.7405 | 0 | 638.7856 | 0 | 0 | 0 | -591.1878 |  | 0 | -0.04588 | 0 | 01. ($9,999.000) to $0.028 | N/A | -0.04588 | 01. ($9,999.00) to $0.22 | N/A | 0 | 0 | 0 | 0 | 0 | 0 | 0 | 0 | 0 | 0 | 0 | 0 | 0 | 0 | 0 | 0 | 0 | 0 | 0 | 0 | 0 | 0 | 0 | 0 | 0 | 0 | 0 | 0 | 0 | 0 | 0 | 0 | 0 | 0 | 0 | 0 | 0 | 0 | 0 | 0 | 0 | 0 | 0 | 0 | 0 | 0 | 0 | 0 | 0 | 0 | 0 | 0 | 0 | 0 | 0 | 0 | 0 | 0 | 0 | 0 | 0 | 0 | 0 | 0 | 0 | 0 | 0 | 0 | 0 | 0 | 0 | 0 | 0 | 0.085 | 0.085 | 0.085 | 0.085 | 0.085 | 0.085 | 0.085 | 0.085 | 0.085 | 0.085 | 0 | 0 | 0 | 0 | 0 | 0 | 0 | 0 | 0 | 0 | 101.7835 | 101.1532 | 100.3428 | 99.6519 | 98.8778 | 98.1076 | 97.263 | 96.5866 | 95.8305 | 95.071 | 0 | 0 | 0 | 0 | 0 | 0 | 0 | 0 | 0 | 0 | 984.668 | 101.7835 | 202.9367 | 303.2795 | 402.9313 | 501.8092 | 599.9168 | 697.1798 | 793.7664 | 889.597 | 984.668 | 984.668 | 984.668 | 984.668 | 984.668 | 984.668 | 984.668 | 984.668 | 984.668 | 984.668 | 984.668 | 0 | 0 | 0 | 0 | 0 | 0 | 0 | 0 | 0 | 0 | 0 | 0 | 0 | 0 | 0 | 0 | 0 | 0 | 0 | 0 | 0 | 0 | 0 | 0 | 0 | 0 | 0 | 0 | 0 | 0 | 0 | 0 | 0 | 0 | 0 | 0 | 0 | 0 | 0 | 0 | 0 | 0 | 0 | 0 | 0 | 0 | 0 | 0 | 0 | 0 | 0 | 0 | 0 | 0 | 0 | 0 | 0 | 0 | 0 | 0 | 0 | 0 | 0 | 0 | 0 | 0 | 0 | 0 | 0 | 0.01296% | 0 | 0 | 0 | 0 | 0 | 0 | 0 | 0 | 0 | 0 | 0 | 0 | 0 | 0 | 0 | 0 | 0 | 0 | 0 | 0 | 0 | 0 | 0 | 0
| Industrial_tool_Gas | M_Input | 2000-2018 Industrial Assessment Center | 2020 | Retro | 2022 | 2041 | PSE | Industrial | Transportation Equipment | Gas | Per Region | NA | NA | Transportation Equipment Minimize Boiler Blowdown | Transportation Equipment Minimize Boiler Blowdown | 0 | 5 | 708.2668 | 0 | I-All-Other-Shift3-All-All-S | 0 | 0 | 0 | 0 | 0 | 0 | 0 | 902.1803 | I-All-Other-Shift3-All-All-S | 0 | 0 | 0 | Comm Flat | Minimize Boiler Blowdown | Minimize Boiler Blowdown | IndShift3 | 0.01266% | 0% | 100% | 1 | 1 | 100% | 20% | 85% | 6.8% | 0.2% | 3466.5712 | 46.4807 | 351.3052 | 0 | 1848.8585 | 0 | 0 | 0 | 1592.7259 |  | 0 | 0.16406 | 0 | 01. ($9,999.000) to $0.028 | N/A | 0.16406 | 01. ($9,999.00) to $0.22 | N/A | 0 | 0 | 0 | 0 | 0 | 0 | 0 | 0 | 0 | 0 | 0 | 0 | 0 | 0 | 0 | 0 | 0 | 0 | 0 | 0 | 0 | 0 | 0 | 0 | 0 | 0 | 0 | 0 | 0 | 0 | 0 | 0 | 0 | 0 | 0 | 0 | 0 | 0 | 0 | 0 | 0 | 0 | 0 | 0 | 0 | 0 | 0 | 0 | 0 | 0 | 0 | 0 | 0 | 0 | 0 | 0 | 0 | 0 | 0 | 0 | 0 | 0 | 0 | 0 | 0 | 0 | 0 | 0 | 0 | 0 | 0 | 0 | 0 | 0.085 | 0.085 | 0.085 | 0.085 | 0.085 | 0.085 | 0.085 | 0.085 | 0.085 | 0.085 | 0 | 0 | 0 | 0 | 0 | 0 | 0 | 0 | 0 | 0 | 76.6853 | 76.2104 | 75.5999 | 75.0793 | 74.4962 | 73.9159 | 73.2795 | 72.7699 | 72.2003 | 71.6281 | 0 | 0 | 0 | 0 | 0 | 0 | 0 | 0 | 0 | 0 | 741.8648 | 76.6853 | 152.8958 | 228.4957 | 303.575 | 378.0711 | 451.987 | 525.2666 | 598.0365 | 670.2367 | 741.8648 | 741.8648 | 741.8648 | 741.8648 | 741.8648 | 741.8648 | 741.8648 | 741.8648 | 741.8648 | 741.8648 | 741.8648 | 0 | 0 | 0 | 0 | 0 | 0 | 0 | 0 | 0 | 0 | 0 | 0 | 0 | 0 | 0 | 0 | 0 | 0 | 0 | 0 | 0 | 0 | 0 | 0 | 0 | 0 | 0 | 0 | 0 | 0 | 0 | 0 | 0 | 0 | 0 | 0 | 0 | 0 | 0 | 0 | 0 | 0 | 0 | 0 | 0 | 0 | 0 | 0 | 0 | 135.3817 | 134.5433 | 133.4655 | 132.5464 | 131.5169 | 130.4924 | 129.3691 | 128.4694 | 127.4637 | 126.4535 | 0 | 0 | 0 | 0 | 0 | 0 | 0 | 0 | 0 | 0 | 0.01296% | 0 | 0 | 0 | 0 | 0 | 0 | 0 | 0 | 0 | 0 | 0 | 0 | 0 | 0 | 0 | 0 | 0 | 0 | 0 | 0 | 0 | 0 | 0 | 0
| Industrial_tool_Gas | M_Input | 2000-2018 Industrial Assessment Center | 2020 | Retro | 2022 | 2041 | PSE | Industrial | Transportation Equipment | Gas | Per Region | NA | NA | Transportation Equipment Optimize Heating System To Improve Burner Efficiency, Reduce Energy Requirements And Heat Treatment Process | Transportation Equipment Optimize Heating System To Improve Burner Efficiency, Reduce Energy Requirements And Heat Treatment Process | 0 | 20 | 6908.989 | 0 | I-All-Other-Shift3-All-All-S | 0 | 0 | 0 | 0 | 0 | 0 | 0 | 10420.0355 | I-All-Other-Shift3-All-All-S | 0 | 0 | 0 | Comm Flat | Optimize Heating System To Improve Burner Efficiency, Reduce Energy Requirements And Heat Treatment Process | Optimize Heating System To Improve Burner Efficiency, Reduce Energy Requirements And Heat Treatment Process | IndShift3 | 0.01266% | 0% | 100% | 1 | 1 | 100% | 5% | 85% | 6.8% | 0.2% | 142729.6745 | 536.8447 | 14326.6519 | 0 | 6908.989 | 0 | 0 | 0 | -6572.7099 |  | 0 | -0.058618 | 0 | 01. ($9,999.000) to $0.028 | N/A | -0.058618 | 01. ($9,999.00) to $0.22 | N/A | 0 | 0 | 0 | 0 | 0 | 0 | 0 | 0 | 0 | 0 | 0 | 0 | 0 | 0 | 0 | 0 | 0 | 0 | 0 | 0 | 0 | 0 | 0 | 0 | 0 | 0 | 0 | 0 | 0 | 0 | 0 | 0 | 0 | 0 | 0 | 0 | 0 | 0 | 0 | 0 | 0 | 0 | 0 | 0 | 0 | 0 | 0 | 0 | 0 | 0 | 0 | 0 | 0 | 0 | 0 | 0 | 0 | 0 | 0 | 0 | 0 | 0 | 0 | 0 | 0 | 0 | 0 | 0 | 0 | 0 | 0 | 0 | 0 | 0.085 | 0.085 | 0.085 | 0.085 | 0.085 | 0.085 | 0.085 | 0.085 | 0.085 | 0.085 | 0 | 0 | 0 | 0 | 0 | 0 | 0 | 0 | 0 | 0 | 885.703 | 880.2181 | 873.1665 | 867.1539 | 860.4184 | 853.7162 | 846.3668 | 840.4806 | 833.9014 | 827.2924 | 0 | 0 | 0 | 0 | 0 | 0 | 0 | 0 | 0 | 0 | 8568.4172 | 885.703 | 1765.9211 | 2639.0876 | 3506.2415 | 4366.6599 | 5220.3761 | 6066.7428 | 6907.2235 | 7741.1248 | 8568.4172 | 8568.4172 | 8568.4172 | 8568.4172 | 8568.4172 | 8568.4172 | 8568.4172 | 8568.4172 | 8568.4172 | 8568.4172 | 8568.4172 | 0 | 0 | 0 | 0 | 0 | 0 | 0 | 0 | 0 | 0 | 0 | 0 | 0 | 0 | 0 | 0 | 0 | 0 | 0 | 0 | 0 | 0 | 0 | 0 | 0 | 0 | 0 | 0 | 0 | 0 | 0 | 0 | 0 | 0 | 0 | 0 | 0 | 0 | 0 | 0 | 0 | 0 | 0 | 0 | 0 | 0 | 0 | 0 | 0 | 0 | 0 | 0 | 0 | 0 | 0 | 0 | 0 | 0 | 0 | 0 | 0 | 0 | 0 | 0 | 0 | 0 | 0 | 0 | 0 | 0.01296% | 0 | 0 | 0 | 0 | 0 | 0 | 0 | 0 | 0 | 0 | 0 | 0 | 0 | 0 | 0 | 0 | 0 | 0 | 0 | 0 | 0 | 0 | 0 | 0
| Industrial_tool_Gas | M_Input | 2000-2018 Industrial Assessment Center | 2020 | Retro | 2022 | 2041 | PSE | Industrial | Transportation Equipment | Gas | Per Region | NA | NA | Transportation Equipment Repair And Eliminate Steam Leaks | Transportation Equipment Repair And Eliminate Steam Leaks | 0 | 6 | 1212.2757 | 0 | I-All-Other-Shift3-All-All-S | 0 | 0 | 0 | 0 | 0 | 0 | 0 | 7704.0233 | I-All-Other-Shift3-All-All-S | 0 | 0 | 0 | Comm Flat | Repair And Eliminate Steam Leaks | Repair And Eliminate Steam Leaks | IndShift3 | 0.01266% | 0% | 100% | 1 | 1 | 100% | 16.67% | 85% | 6.8% | 0.2% | 35278.9827 | 396.9146 | 3567.5897 | 0 | 2729.4357 | 0 | 0 | 0 | -992.6135 |  | 0 | -0.011974 | 0 | 01. ($9,999.000) to $0.028 | N/A | -0.011974 | 01. ($9,999.00) to $0.22 | N/A | 0 | 0 | 0 | 0 | 0 | 0 | 0 | 0 | 0 | 0 | 0 | 0 | 0 | 0 | 0 | 0 | 0 | 0 | 0 | 0 | 0 | 0 | 0 | 0 | 0 | 0 | 0 | 0 | 0 | 0 | 0 | 0 | 0 | 0 | 0 | 0 | 0 | 0 | 0 | 0 | 0 | 0 | 0 | 0 | 0 | 0 | 0 | 0 | 0 | 0 | 0 | 0 | 0 | 0 | 0 | 0 | 0 | 0 | 0 | 0 | 0 | 0 | 0 | 0 | 0 | 0 | 0 | 0 | 0 | 0 | 0 | 0 | 0 | 0.085 | 0.085 | 0.085 | 0.085 | 0.085 | 0.085 | 0.085 | 0.085 | 0.085 | 0.085 | 0 | 0 | 0 | 0 | 0 | 0 | 0 | 0 | 0 | 0 | 654.842 | 650.7867 | 645.5731 | 641.1278 | 636.1479 | 631.1926 | 625.7588 | 621.4069 | 616.5426 | 611.6562 | 0 | 0 | 0 | 0 | 0 | 0 | 0 | 0 | 0 | 0 | 6335.0346 | 654.842 | 1305.6287 | 1951.2018 | 2592.3296 | 3228.4774 | 3859.67 | 4485.4289 | 5106.8358 | 5723.3784 | 6335.0346 | 6335.0346 | 6335.0346 | 6335.0346 | 6335.0346 | 6335.0346 | 6335.0346 | 6335.0346 | 6335.0346 | 6335.0346 | 6335.0346 | 0 | 0 | 0 | 0 | 0 | 0 | 0 | 0 | 0 | 0 | 0 | 0 | 0 | 0 | 0 | 0 | 0 | 0 | 0 | 0 | 0 | 0 | 0 | 0 | 0 | 0 | 0 | 0 | 0 | 0 | 0 | 0 | 0 | 0 | 0 | 0 | 0 | 0 | 0 | 0 | 0 | 0 | 0 | 0 | 0 | 0 | 0 | 0 | 0 | 0 | 0 | 0 | 0 | 0 | 0 | 0 | 0 | 0 | 0 | 0 | 0 | 0 | 0 | 0 | 0 | 0 | 0 | 0 | 0 | 0.01296% | 0 | 0 | 0 | 0 | 0 | 0 | 0 | 0 | 0 | 0 | 0 | 0 | 0 | 0 | 0 | 0 | 0 | 0 | 0 | 0 | 0 | 0 | 0 | 0
| Industrial_tool_Gas | M_Input | 2000-2018 Industrial Assessment Center | 2020 | Retro | 2022 | 2041 | PSE | Industrial | Transportation Equipment | Gas | Per Region | NA | NA | Transportation Equipment Replace Steam Traps | Transportation Equipment Replace Steam Traps | 0 | 6 | 1003.1268 | 0 | I-All-Other-Shift3-All-All-S | 0 | 0 | 0 | 0 | 0 | 0 | 0 | 8514.9819 | I-All-Other-Shift3-All-All-S | 0 | 0 | 0 | Comm Flat | Replace Steam Traps | Replace Steam Traps | IndShift3 | 0.01266% | 0% | 100% | 1 | 1 | 100% | 16.67% | 85% | 6.8% | 0.2% | 38992.6003 | 438.6955 | 3943.1296 | 0 | 2258.5375 | 0 | 0 | 0 | -1922.6623 |  | 0 | -0.020984 | 0 | 01. ($9,999.000) to $0.028 | N/A | -0.020984 | 01. ($9,999.00) to $0.22 | N/A | 0 | 0 | 0 | 0 | 0 | 0 | 0 | 0 | 0 | 0 | 0 | 0 | 0 | 0 | 0 | 0 | 0 | 0 | 0 | 0 | 0 | 0 | 0 | 0 | 0 | 0 | 0 | 0 | 0 | 0 | 0 | 0 | 0 | 0 | 0 | 0 | 0 | 0 | 0 | 0 | 0 | 0 | 0 | 0 | 0 | 0 | 0 | 0 | 0 | 0 | 0 | 0 | 0 | 0 | 0 | 0 | 0 | 0 | 0 | 0 | 0 | 0 | 0 | 0 | 0 | 0 | 0 | 0 | 0 | 0 | 0 | 0 | 0 | 0.085 | 0.085 | 0.085 | 0.085 | 0.085 | 0.085 | 0.085 | 0.085 | 0.085 | 0.085 | 0 | 0 | 0 | 0 | 0 | 0 | 0 | 0 | 0 | 0 | 723.7735 | 719.2913 | 713.529 | 708.6156 | 703.1115 | 697.6347 | 691.6289 | 686.8189 | 681.4425 | 676.0418 | 0 | 0 | 0 | 0 | 0 | 0 | 0 | 0 | 0 | 0 | 7001.8876 | 723.7735 | 1443.0648 | 2156.5937 | 2865.2094 | 3568.3209 | 4265.9555 | 4957.5844 | 5644.4033 | 6325.8458 | 7001.8876 | 7001.8876 | 7001.8876 | 7001.8876 | 7001.8876 | 7001.8876 | 7001.8876 | 7001.8876 | 7001.8876 | 7001.8876 | 7001.8876 | 0 | 0 | 0 | 0 | 0 | 0 | 0 | 0 | 0 | 0 | 0 | 0 | 0 | 0 | 0 | 0 | 0 | 0 | 0 | 0 | 0 | 0 | 0 | 0 | 0 | 0 | 0 | 0 | 0 | 0 | 0 | 0 | 0 | 0 | 0 | 0 | 0 | 0 | 0 | 0 | 0 | 0 | 0 | 0 | 0 | 0 | 0 | 0 | 0 | 0 | 0 | 0 | 0 | 0 | 0 | 0 | 0 | 0 | 0 | 0 | 0 | 0 | 0 | 0 | 0 | 0 | 0 | 0 | 0 | 0.01296% | 0 | 0 | 0 | 0 | 0 | 0 | 0 | 0 | 0 | 0 | 0 | 0 | 0 | 0 | 0 | 0 | 0 | 0 | 0 | 0 | 0 | 0 | 0 | 0
| Industrial_tool_Gas | M_Input | 2000-2018 Industrial Assessment Center | 2020 | Retro | 2022 | 2041 | PSE | Industrial | Transportation Equipment | Gas | Per Region | NA | NA | Transportation Equipment Other Plant Operations Improvements To Reduce Energy Requirements | Transportation Equipment Other Plant Operations Improvements To Reduce Energy Requirements | 0 | 10 | 0 | 0 | I-All-Other-Shift3-All-All-S | 0 | 0 | 0 | 0 | 0 | 0 | 0 | 0 | I-All-Other-Shift3-All-All-S | 0 | 0 | 0 | Comm Flat | Other Plant Operations Improvements To Reduce Energy Requirements | Other Plant Operations Improvements To Reduce Energy Requirements | IndShift3 | 0.01266% | 0% | 100% | 1 | 1 | 100% | 10% | 85% | 6.8% | 0.2% | 0 | 0 | 0 | 0 | 0 | 0 | 0 | 0 | 0 |  | 0 | 0 | 0 | 01. ($9,999.000) to $0.028 | N/A | 0 | 01. ($9,999.00) to $0.22 | N/A | 0 | 0 | 0 | 0 | 0 | 0 | 0 | 0 | 0 | 0 | 0 | 0 | 0 | 0 | 0 | 0 | 0 | 0 | 0 | 0 | 0 | 0 | 0 | 0 | 0 | 0 | 0 | 0 | 0 | 0 | 0 | 0 | 0 | 0 | 0 | 0 | 0 | 0 | 0 | 0 | 0 | 0 | 0 | 0 | 0 | 0 | 0 | 0 | 0 | 0 | 0 | 0 | 0 | 0 | 0 | 0 | 0 | 0 | 0 | 0 | 0 | 0 | 0 | 0 | 0 | 0 | 0 | 0 | 0 | 0 | 0 | 0 | 0 | 0.085 | 0.085 | 0.085 | 0.085 | 0.085 | 0.085 | 0.085 | 0.085 | 0.085 | 0.085 | 0 | 0 | 0 | 0 | 0 | 0 | 0 | 0 | 0 | 0 | 0 | 0 | 0 | 0 | 0 | 0 | 0 | 0 | 0 | 0 | 0 | 0 | 0 | 0 | 0 | 0 | 0 | 0 | 0 | 0 | 0 | 0 | 0 | 0 | 0 | 0 | 0 | 0 | 0 | 0 | 0 | 0 | 0 | 0 | 0 | 0 | 0 | 0 | 0 | 0 | 0 | 0 | 0 | 0 | 0 | 0 | 0 | 0 | 0 | 0 | 0 | 0 | 0 | 0 | 0 | 0 | 0 | 0 | 0 | 0 | 0 | 0 | 0 | 0 | 0 | 0 | 0 | 0 | 0 | 0 | 0 | 0 | 0 | 0 | 0 | 0 | 0 | 0 | 0 | 0 | 0 | 0 | 0 | 0 | 0 | 0 | 0 | 0 | 0 | 0 | 0 | 0 | 0 | 0 | 0 | 0 | 0 | 0 | 0 | 0 | 0 | 0 | 0 | 0 | 0 | 0 | 0 | 0 | 0 | 0 | 0.01296% | 0 | 0 | 0 | 0 | 0 | 0 | 0 | 0 | 0 | 0 | 0 | 0 | 0 | 0 | 0 | 0 | 0 | 0 | 0 | 0 | 0 | 0 | 0 | 0
| Industrial_tool_Gas | M_Input | 2000-2018 Industrial Assessment Center | 2020 | Retro | 2022 | 2041 | PSE | Industrial | Transportation Equipment | Gas | Per Region | NA | NA | Transportation Equipment Heat Recovery And Waste Heat For Process | Transportation Equipment Heat Recovery And Waste Heat For Process | 0 | 14 | 14572.2797 | 0 | I-All-Other-Shift3-All-All-S | 0 | 0 | 0 | 0 | 0 | 0 | 0 | 17451.8242 | I-All-Other-Shift3-All-All-S | 0 | 0 | 0 | Comm Flat | Heat Recovery And Waste Heat For Process | Heat Recovery And Waste Heat For Process | IndShift3 | 0.01266% | 0% | 100% | 1 | 1 | 100% | 7.143% | 85% | 6.8% | 0.2% | 174101.8338 | 899.1255 | 17500.0959 | 0 | 17929.5162 | 0 | 0 | 0 | 2444.7508 |  | 0 | 0.013018 | 0 | 01. ($9,999.000) to $0.028 | N/A | 0.013018 | 01. ($9,999.00) to $0.22 | N/A | 0 | 0 | 0 | 0 | 0 | 0 | 0 | 0 | 0 | 0 | 0 | 0 | 0 | 0 | 0 | 0 | 0 | 0 | 0 | 0 | 0 | 0 | 0 | 0 | 0 | 0 | 0 | 0 | 0 | 0 | 0 | 0 | 0 | 0 | 0 | 0 | 0 | 0 | 0 | 0 | 0 | 0 | 0 | 0 | 0 | 0 | 0 | 0 | 0 | 0 | 0 | 0 | 0 | 0 | 0 | 0 | 0 | 0 | 0 | 0 | 0 | 0 | 0 | 0 | 0 | 0 | 0 | 0 | 0 | 0 | 0 | 0 | 0 | 0.085 | 0.085 | 0.085 | 0.085 | 0.085 | 0.085 | 0.085 | 0.085 | 0.085 | 0.085 | 0 | 0 | 0 | 0 | 0 | 0 | 0 | 0 | 0 | 0 | 1483.4051 | 1474.2187 | 1462.4085 | 1452.3384 | 1441.0575 | 1429.8324 | 1417.5234 | 1407.6651 | 1396.6459 | 1385.5769 | 0 | 0 | 0 | 0 | 0 | 0 | 0 | 0 | 0 | 0 | 14350.6719 | 1483.4051 | 2957.6237 | 4420.0322 | 5872.3706 | 7313.4282 | 8743.2606 | 10160.784 | 11568.4491 | 12965.095 | 14350.6719 | 14350.6719 | 14350.6719 | 14350.6719 | 14350.6719 | 14350.6719 | 14350.6719 | 14350.6719 | 14350.6719 | 14350.6719 | 14350.6719 | 0 | 0 | 0 | 0 | 0 | 0 | 0 | 0 | 0 | 0 | 0 | 0 | 0 | 0 | 0 | 0 | 0 | 0 | 0 | 0 | 0 | 0 | 0 | 0 | 0 | 0 | 0 | 0 | 0 | 0 | 0 | 0 | 0 | 0 | 0 | 0 | 0 | 0 | 0 | 0 | 0 | 0 | 0 | 0 | 0 | 0 | 0 | 0 | 0 | 207.8038 | 206.5169 | 204.8625 | 203.4518 | 201.8715 | 200.2991 | 198.5747 | 197.1937 | 195.6501 | 194.0995 | 0 | 0 | 0 | 0 | 0 | 0 | 0 | 0 | 0 | 0 | 0.01296% | 0 | 0 | 0 | 0 | 0 | 0 | 0 | 0 | 0 | 0 | 0 | 0 | 0 | 0 | 0 | 0 | 0 | 0 | 0 | 0 | 0 | 0 | 0 | 0
| Industrial_tool_Gas | M_Input | 2000-2018 Industrial Assessment Center | 2020 | Retro | 2022 | 2041 | PSE | Industrial | Transportation Equipment | Gas | Per Region | NA | NA | Transportation Equipment Process Improvements To Reduce Energy Requirements | Transportation Equipment Process Improvements To Reduce Energy Requirements | 0 | 15 | 35593.8588 | 0 | I-All-Other-Shift3-All-All-S | 0 | 0 | 0 | 0 | 0 | 0 | 0 | 40398.2115 | I-All-Other-Shift3-All-All-S | 0 | 0 | 0 | Comm Flat | Process Improvements To Reduce Energy Requirements | Process Improvements To Reduce Energy Requirements | IndShift3 | 0.01266% | 0% | 100% | 1 | 1 | 100% | 6.667% | 85% | 6.8% | 0.2% | 428649.885 | 2081.3333 | 43073.1218 | 0 | 41926.5449 | 0 | 0 | 0 | 3890.8616 |  | 0 | 0.0089504 | 0 | 01. ($9,999.000) to $0.028 | N/A | 0.0089504 | 01. ($9,999.00) to $0.22 | N/A | 0 | 0 | 0 | 0 | 0 | 0 | 0 | 0 | 0 | 0 | 0 | 0 | 0 | 0 | 0 | 0 | 0 | 0 | 0 | 0 | 0 | 0 | 0 | 0 | 0 | 0 | 0 | 0 | 0 | 0 | 0 | 0 | 0 | 0 | 0 | 0 | 0 | 0 | 0 | 0 | 0 | 0 | 0 | 0 | 0 | 0 | 0 | 0 | 0 | 0 | 0 | 0 | 0 | 0 | 0 | 0 | 0 | 0 | 0 | 0 | 0 | 0 | 0 | 0 | 0 | 0 | 0 | 0 | 0 | 0 | 0 | 0 | 0 | 0.085 | 0.085 | 0.085 | 0.085 | 0.085 | 0.085 | 0.085 | 0.085 | 0.085 | 0.085 | 0 | 0 | 0 | 0 | 0 | 0 | 0 | 0 | 0 | 0 | 3433.848 | 3412.583 | 3385.2443 | 3361.9336 | 3335.8201 | 3309.8359 | 3281.3423 | 3258.5219 | 3233.0144 | 3207.3913 | 0 | 0 | 0 | 0 | 0 | 0 | 0 | 0 | 0 | 0 | 33219.5347 | 3433.848 | 6846.4309 | 10231.6752 | 13593.6088 | 16929.4289 | 20239.2648 | 23520.6071 | 26779.129 | 30012.1434 | 33219.5347 | 33219.5347 | 33219.5347 | 33219.5347 | 33219.5347 | 33219.5347 | 33219.5347 | 33219.5347 | 33219.5347 | 33219.5347 | 33219.5347 | 0 | 0 | 0 | 0 | 0 | 0 | 0 | 0 | 0 | 0 | 0 | 0 | 0 | 0 | 0 | 0 | 0 | 0 | 0 | 0 | 0 | 0 | 0 | 0 | 0 | 0 | 0 | 0 | 0 | 0 | 0 | 0 | 0 | 0 | 0 | 0 | 0 | 0 | 0 | 0 | 0 | 0 | 0 | 0 | 0 | 0 | 0 | 0 | 0 | 330.7232 | 328.6751 | 326.0421 | 323.797 | 321.2819 | 318.7793 | 316.035 | 313.8371 | 311.3804 | 308.9126 | 0 | 0 | 0 | 0 | 0 | 0 | 0 | 0 | 0 | 0 | 0.01296% | 0 | 0 | 0 | 0 | 0 | 0 | 0 | 0 | 0 | 0 | 0 | 0 | 0 | 0 | 0 | 0 | 0 | 0 | 0 | 0 | 0 | 0 | 0 | 0
| Industrial_tool_Gas | M_Input | 2000-2018 Industrial Assessment Center | 2020 | Retro | 2022 | 2041 | PSE | Industrial | Transportation Equipment | Gas | Per Region | NA | NA | Transportation Equipment Thermal Systems Add Insulation To Equipment | Transportation Equipment Thermal Systems Add Insulation To Equipment | 0 | 10 | 2604.9633 | 0 | I-All-Other-Shift3-All-All-S | 0 | 0 | 0 | 0 | 0 | 0 | 0 | 5560.7528 | I-All-Other-Shift3-All-All-S | 0 | 0 | 0 | Comm Flat | Thermal Systems Add Insulation To Equipment | Thermal Systems Add Insulation To Equipment | IndShift3 | 0.01266% | 0% | 100% | 1 | 1 | 100% | 10% | 85% | 6.8% | 0.2% | 41067.1379 | 286.4924 | 4135.363 | 0 | 3954.203 | 0 | 0 | 0 | 53.3402 |  | 0 | 0.00089142 | 0 | 01. ($9,999.000) to $0.028 | N/A | 0.00089142 | 01. ($9,999.00) to $0.22 | N/A | 0 | 0 | 0 | 0 | 0 | 0 | 0 | 0 | 0 | 0 | 0 | 0 | 0 | 0 | 0 | 0 | 0 | 0 | 0 | 0 | 0 | 0 | 0 | 0 | 0 | 0 | 0 | 0 | 0 | 0 | 0 | 0 | 0 | 0 | 0 | 0 | 0 | 0 | 0 | 0 | 0 | 0 | 0 | 0 | 0 | 0 | 0 | 0 | 0 | 0 | 0 | 0 | 0 | 0 | 0 | 0 | 0 | 0 | 0 | 0 | 0 | 0 | 0 | 0 | 0 | 0 | 0 | 0 | 0 | 0 | 0 | 0 | 0 | 0.085 | 0.085 | 0.085 | 0.085 | 0.085 | 0.085 | 0.085 | 0.085 | 0.085 | 0.085 | 0 | 0 | 0 | 0 | 0 | 0 | 0 | 0 | 0 | 0 | 472.664 | 469.7369 | 465.9738 | 462.7651 | 459.1706 | 455.5939 | 451.6718 | 448.5306 | 445.0195 | 441.4926 | 0 | 0 | 0 | 0 | 0 | 0 | 0 | 0 | 0 | 0 | 4572.6188 | 472.664 | 942.4009 | 1408.3746 | 1871.1397 | 2330.3103 | 2785.9042 | 3237.5761 | 3686.1067 | 4131.1262 | 4572.6188 | 4572.6188 | 4572.6188 | 4572.6188 | 4572.6188 | 4572.6188 | 4572.6188 | 4572.6188 | 4572.6188 | 4572.6188 | 4572.6188 | 0 | 0 | 0 | 0 | 0 | 0 | 0 | 0 | 0 | 0 | 0 | 0 | 0 | 0 | 0 | 0 | 0 | 0 | 0 | 0 | 0 | 0 | 0 | 0 | 0 | 0 | 0 | 0 | 0 | 0 | 0 | 0 | 0 | 0 | 0 | 0 | 0 | 0 | 0 | 0 | 0 | 0 | 0 | 0 | 0 | 0 | 0 | 0 | 0 | 4.5339 | 4.5058 | 4.4697 | 4.439 | 4.4045 | 4.3702 | 4.3326 | 4.3024 | 4.2687 | 4.2349 | 0 | 0 | 0 | 0 | 0 | 0 | 0 | 0 | 0 | 0 | 0.01296% | 0 | 0 | 0 | 0 | 0 | 0 | 0 | 0 | 0 | 0 | 0 | 0 | 0 | 0 | 0 | 0 | 0 | 0 | 0 | 0 | 0 | 0 | 0 | 0
| Industrial_tool_Gas | M_Input | 2000-2018 Industrial Assessment Center | 2020 | Retro | 2022 | 2041 | PSE | Industrial | Transportation Equipment | Gas | Per Region | NA | NA | Transportation Equipment Thermal Systems Reduce Infiltration; Isolate Hot Or Cold Equipment | Transportation Equipment Thermal Systems Reduce Infiltration; Isolate Hot Or Cold Equipment | 0 | 10 | 7487.3581 | 0 | I-All-Other-Shift3-All-All-S | 0 | 0 | 0 | 0 | 0 | 0 | 0 | 13777.019 | I-All-Other-Shift3-All-All-S | 0 | 0 | 0 | Comm Flat | Thermal Systems Reduce Infiltration; Isolate Hot Or Cold Equipment | Thermal Systems Reduce Infiltration; Isolate Hot Or Cold Equipment | IndShift3 | 0.01266% | 0% | 100% | 1 | 1 | 100% | 10% | 85% | 6.8% | 0.2% | 101745.7095 | 709.798 | 10245.5507 | 0 | 11365.432 | 0 | 0 | 0 | 1907.5549 |  | 0 | 0.012867 | 0 | 01. ($9,999.000) to $0.028 | N/A | 0.012867 | 01. ($9,999.00) to $0.22 | N/A | 0 | 0 | 0 | 0 | 0 | 0 | 0 | 0 | 0 | 0 | 0 | 0 | 0 | 0 | 0 | 0 | 0 | 0 | 0 | 0 | 0 | 0 | 0 | 0 | 0 | 0 | 0 | 0 | 0 | 0 | 0 | 0 | 0 | 0 | 0 | 0 | 0 | 0 | 0 | 0 | 0 | 0 | 0 | 0 | 0 | 0 | 0 | 0 | 0 | 0 | 0 | 0 | 0 | 0 | 0 | 0 | 0 | 0 | 0 | 0 | 0 | 0 | 0 | 0 | 0 | 0 | 0 | 0 | 0 | 0 | 0 | 0 | 0 | 0.085 | 0.085 | 0.085 | 0.085 | 0.085 | 0.085 | 0.085 | 0.085 | 0.085 | 0.085 | 0 | 0 | 0 | 0 | 0 | 0 | 0 | 0 | 0 | 0 | 1171.0466 | 1163.7946 | 1154.4713 | 1146.5216 | 1137.6161 | 1128.7547 | 1119.0376 | 1111.2551 | 1102.5562 | 1093.818 | 0 | 0 | 0 | 0 | 0 | 0 | 0 | 0 | 0 | 0 | 11328.8719 | 1171.0466 | 2334.8412 | 3489.3125 | 4635.8341 | 5773.4503 | 6902.205 | 8021.2425 | 9132.4976 | 10235.0539 | 11328.8719 | 11328.8719 | 11328.8719 | 11328.8719 | 11328.8719 | 11328.8719 | 11328.8719 | 11328.8719 | 11328.8719 | 11328.8719 | 11328.8719 | 0 | 0 | 0 | 0 | 0 | 0 | 0 | 0 | 0 | 0 | 0 | 0 | 0 | 0 | 0 | 0 | 0 | 0 | 0 | 0 | 0 | 0 | 0 | 0 | 0 | 0 | 0 | 0 | 0 | 0 | 0 | 0 | 0 | 0 | 0 | 0 | 0 | 0 | 0 | 0 | 0 | 0 | 0 | 0 | 0 | 0 | 0 | 0 | 0 | 162.1422 | 161.1381 | 159.8472 | 158.7465 | 157.5134 | 156.2865 | 154.941 | 153.8635 | 152.659 | 151.4492 | 0 | 0 | 0 | 0 | 0 | 0 | 0 | 0 | 0 | 0 | 0.01296% | 0 | 0 | 0 | 0 | 0 | 0 | 0 | 0 | 0 | 0 | 0 | 0 | 0 | 0 | 0 | 0 | 0 | 0 | 0 | 0 | 0 | 0 | 0 | 0
| Industrial_tool_Gas | M_Input | 2000-2018 Industrial Assessment Center | 2020 | Retro | 2022 | 2041 | PSE | Industrial | Transportation Equipment | Gas | Per Region | NA | NA | Transportation Equipment Waste Heat From Hot Flue Gases To Preheat | Transportation Equipment Waste Heat From Hot Flue Gases To Preheat | 0 | 14 | 16261.524 | 0 | I-All-Other-Shift3-All-All-S | 0 | 0 | 0 | 0 | 0 | 0 | 0 | 20077.7483 | I-All-Other-Shift3-All-All-S | 0 | 0 | 0 | Comm Flat | Waste Heat From Hot Flue Gases To Preheat | Waste Heat From Hot Flue Gases To Preheat | IndShift3 | 0.01266% | 0% | 100% | 1 | 1 | 100% | 7.143% | 85% | 6.8% | 0.2% | 200298.4187 | 1034.4142 | 20133.2833 | 0 | 20007.9373 | 0 | 0 | 0 | 2092.5446 |  | 0 | 0.0096854 | 0 | 01. ($9,999.000) to $0.028 | N/A | 0.0096854 | 01. ($9,999.00) to $0.22 | N/A | 0 | 0 | 0 | 0 | 0 | 0 | 0 | 0 | 0 | 0 | 0 | 0 | 0 | 0 | 0 | 0 | 0 | 0 | 0 | 0 | 0 | 0 | 0 | 0 | 0 | 0 | 0 | 0 | 0 | 0 | 0 | 0 | 0 | 0 | 0 | 0 | 0 | 0 | 0 | 0 | 0 | 0 | 0 | 0 | 0 | 0 | 0 | 0 | 0 | 0 | 0 | 0 | 0 | 0 | 0 | 0 | 0 | 0 | 0 | 0 | 0 | 0 | 0 | 0 | 0 | 0 | 0 | 0 | 0 | 0 | 0 | 0 | 0 | 0.085 | 0.085 | 0.085 | 0.085 | 0.085 | 0.085 | 0.085 | 0.085 | 0.085 | 0.085 | 0 | 0 | 0 | 0 | 0 | 0 | 0 | 0 | 0 | 0 | 1706.6086 | 1696.04 | 1682.4528 | 1670.8675 | 1657.8891 | 1644.9751 | 1630.8139 | 1619.4722 | 1606.7951 | 1594.0606 | 0 | 0 | 0 | 0 | 0 | 0 | 0 | 0 | 0 | 0 | 16509.9748 | 1706.6086 | 3402.6486 | 5085.1013 | 6755.9688 | 8413.8579 | 10058.833 | 11689.6469 | 13309.1192 | 14915.9143 | 16509.9748 | 16509.9748 | 16509.9748 | 16509.9748 | 16509.9748 | 16509.9748 | 16509.9748 | 16509.9748 | 16509.9748 | 16509.9748 | 16509.9748 | 0 | 0 | 0 | 0 | 0 | 0 | 0 | 0 | 0 | 0 | 0 | 0 | 0 | 0 | 0 | 0 | 0 | 0 | 0 | 0 | 0 | 0 | 0 | 0 | 0 | 0 | 0 | 0 | 0 | 0 | 0 | 0 | 0 | 0 | 0 | 0 | 0 | 0 | 0 | 0 | 0 | 0 | 0 | 0 | 0 | 0 | 0 | 0 | 0 | 177.8663 | 176.7648 | 175.3487 | 174.1413 | 172.7886 | 171.4427 | 169.9668 | 168.7848 | 167.4635 | 166.1363 | 0 | 0 | 0 | 0 | 0 | 0 | 0 | 0 | 0 | 0 | 0.01296% | 0 | 0 | 0 | 0 | 0 | 0 | 0 | 0 | 0 | 0 | 0 | 0 | 0 | 0 | 0 | 0 | 0 | 0 | 0 | 0 | 0 | 0 | 0 | 0
| Industrial_tool_Gas | M_Input | 2000-2018 Industrial Assessment Center | 2020 | Retro | 2022 | 2041 | PSE | Industrial | Transportation Equipment | Gas | Per Region | NA | NA | Transportation Equipment Plant Operations - Equipment Scheduling Improvements | Transportation Equipment Plant Operations - Equipment Scheduling Improvements | 0 | 10 | 7117.4865 | 0 | I-All-Other-Shift3-All-All-S | 0 | 0 | 0 | 0 | 0 | 0 | 0 | 2752.5049 | I-All-Other-Shift3-All-All-S | 0 | 0 | 0 | Comm Flat | Plant Operations - Equipment Scheduling Improvements | Plant Operations - Equipment Scheduling Improvements | IndShift3 | 0.01266% | 0% | 100% | 1 | 1 | 100% | 10% | 85% | 6.8% | 0.2% | 20327.733 | 141.8102 | 2046.9543 | 0 | 10803.9855 | 0 | 0 | 0 | 10038.7182 |  | 0 | 0.33893 | 0 | 01. ($9,999.000) to $0.028 | N/A | 0.33893 | 03. $0.30 to $0.45 | N/A | 0 | 0 | 0 | 0 | 0 | 0 | 0 | 0 | 0 | 0 | 0 | 0 | 0 | 0 | 0 | 0 | 0 | 0 | 0 | 0 | 0 | 0 | 0 | 0 | 0 | 0 | 0 | 0 | 0 | 0 | 0 | 0 | 0 | 0 | 0 | 0 | 0 | 0 | 0 | 0 | 0 | 0 | 0 | 0 | 0 | 0 | 0 | 0 | 0 | 0 | 0 | 0 | 0 | 0 | 0 | 0 | 0 | 0 | 0 | 0 | 0 | 0 | 0 | 0 | 0 | 0 | 0 | 0 | 0 | 0 | 0 | 0 | 0 | 0.085 | 0.085 | 0.085 | 0.085 | 0.085 | 0.085 | 0.085 | 0.085 | 0.085 | 0.085 | 0 | 0 | 0 | 0 | 0 | 0 | 0 | 0 | 0 | 0 | 233.9629 | 232.514 | 230.6513 | 229.0631 | 227.2839 | 225.5134 | 223.572 | 222.0172 | 220.2793 | 218.5334 | 0 | 0 | 0 | 0 | 0 | 0 | 0 | 0 | 0 | 0 | 2263.3906 | 233.9629 | 466.477 | 697.1283 | 926.1914 | 1153.4752 | 1378.9887 | 1602.5607 | 1824.5779 | 2044.8572 | 2263.3906 | 2263.3906 | 2263.3906 | 2263.3906 | 2263.3906 | 2263.3906 | 2263.3906 | 2263.3906 | 2263.3906 | 2263.3906 | 2263.3906 | 0 | 0 | 0 | 0 | 0 | 0 | 0 | 0 | 0 | 0 | 0 | 0 | 0 | 0 | 0 | 0 | 0 | 0 | 0 | 0 | 0 | 0 | 0 | 0 | 0 | 0 | 0 | 0 | 0 | 0 | 0 | 0 | 0 | 0 | 0 | 0 | 0 | 0 | 0 | 0 | 0 | 0 | 0 | 0 | 0 | 0 | 0 | 0 | 0 | 853.2911 | 848.0068 | 841.2133 | 835.4208 | 828.9317 | 822.4748 | 815.3943 | 809.7235 | 803.3851 | 797.0179 | 0 | 0 | 0 | 0 | 0 | 0 | 0 | 0 | 0 | 0 | 0.01296% | 0 | 0 | 0 | 0 | 0 | 0 | 0 | 0 | 0 | 0 | 0 | 0 | 0 | 0 | 0 | 0 | 0 | 0 | 0 | 0 | 0 | 0 | 0 | 0
| Industrial_tool_Gas | M_Input | 2000-2018 Industrial Assessment Center | 2020 | Retro | 2022 | 2041 | PSE | Industrial | Refinery | Gas | Per Region | NA | NA | Refinery Building Envelope Infiltration Improvements | Refinery Building Envelope Infiltration Improvements | 0 | 20 | 66.2304 | 0 | I-All-Other-Shift3-All-All-S | 0 | 0 | 0 | 0 | 0 | 0 | 0 | 65.6069 | I-All-Other-Shift3-All-All-S | 0 | 0 | 0 | Comm Flat | Building Envelope Infiltration Improvements | Building Envelope Infiltration Improvements | IndShift3 | 0.01266% | 0% | 100% | 1 | 1 | 100% | 5% | 85% | 6.8% | 0.2% | 898.6579 | 3.3801 | 90.2038 | 0 | 66.2304 | 0 | 0 | 0 | -14.1074 |  | 0 | -0.019983 | 0 | 01. ($9,999.000) to $0.028 | N/A | -0.019983 | 01. ($9,999.00) to $0.22 | N/A | 0 | 0 | 0 | 0 | 0 | 0 | 0 | 0 | 0 | 0 | 0 | 0 | 0 | 0 | 0 | 0 | 0 | 0 | 0 | 0 | 0 | 0 | 0 | 0 | 0 | 0 | 0 | 0 | 0 | 0 | 0 | 0 | 0 | 0 | 0 | 0 | 0 | 0 | 0 | 0 | 0 | 0 | 0 | 0 | 0 | 0 | 0 | 0 | 0 | 0 | 0 | 0 | 0 | 0 | 0 | 0 | 0 | 0 | 0 | 0 | 0 | 0 | 0 | 0 | 0 | 0 | 0 | 0 | 0 | 0 | 0 | 0 | 0 | 0.085 | 0.085 | 0.085 | 0.085 | 0.085 | 0.085 | 0.085 | 0.085 | 0.085 | 0.085 | 0 | 0 | 0 | 0 | 0 | 0 | 0 | 0 | 0 | 0 | 5.5766 | 5.542 | 5.4977 | 5.4598 | 5.4174 | 5.3752 | 5.3289 | 5.2919 | 5.2504 | 5.2088 | 0 | 0 | 0 | 0 | 0 | 0 | 0 | 0 | 0 | 0 | 53.9487 | 5.5766 | 11.1186 | 16.6163 | 22.0761 | 27.4935 | 32.8687 | 38.1976 | 43.4894 | 48.7398 | 53.9487 | 53.9487 | 53.9487 | 53.9487 | 53.9487 | 53.9487 | 53.9487 | 53.9487 | 53.9487 | 53.9487 | 53.9487 | 0 | 0 | 0 | 0 | 0 | 0 | 0 | 0 | 0 | 0 | 0 | 0 | 0 | 0 | 0 | 0 | 0 | 0 | 0 | 0 | 0 | 0 | 0 | 0 | 0 | 0 | 0 | 0 | 0 | 0 | 0 | 0 | 0 | 0 | 0 | 0 | 0 | 0 | 0 | 0 | 0 | 0 | 0 | 0 | 0 | 0 | 0 | 0 | 0 | 0 | 0 | 0 | 0 | 0 | 0 | 0 | 0 | 0 | 0 | 0 | 0 | 0 | 0 | 0 | 0 | 0 | 0 | 0 | 0 | 0.01296% | 0 | 0 | 0 | 0 | 0 | 0 | 0 | 0 | 0 | 0 | 0 | 0 | 0 | 0 | 0 | 0 | 0 | 0 | 0 | 0 | 0 | 0 | 0 | 0
| Industrial_tool_Gas | M_Input | 2000-2018 Industrial Assessment Center | 2020 | Retro | 2022 | 2041 | PSE | Industrial | Refinery | Gas | Per Region | NA | NA | Refinery Building Envelope Insulation and Window/Door Improvements | Refinery Building Envelope Insulation and Window/Door Improvements | 0 | 20 | 236.1981 | 0 | I-All-Other-Shift3-All-All-S | 0 | 0 | 0 | 0 | 0 | 0 | 0 | 63.8911 | I-All-Other-Shift3-All-All-S | 0 | 0 | 0 | Comm Flat | Building Envelope Insulation and Window/Door Improvements | Building Envelope Insulation and Window/Door Improvements | IndShift3 | 0.01266% | 0% | 100% | 1 | 1 | 100% | 5% | 85% | 6.8% | 0.2% | 875.1563 | 3.2917 | 87.8448 | 0 | 236.1981 | 0 | 0 | 0 | 192.3012 |  | 0 | 0.27971 | 0 | 01. ($9,999.000) to $0.028 | N/A | 0.27971 | 02. $0.22 to $0.30 | N/A | 0 | 0 | 0 | 0 | 0 | 0 | 0 | 0 | 0 | 0 | 0 | 0 | 0 | 0 | 0 | 0 | 0 | 0 | 0 | 0 | 0 | 0 | 0 | 0 | 0 | 0 | 0 | 0 | 0 | 0 | 0 | 0 | 0 | 0 | 0 | 0 | 0 | 0 | 0 | 0 | 0 | 0 | 0 | 0 | 0 | 0 | 0 | 0 | 0 | 0 | 0 | 0 | 0 | 0 | 0 | 0 | 0 | 0 | 0 | 0 | 0 | 0 | 0 | 0 | 0 | 0 | 0 | 0 | 0 | 0 | 0 | 0 | 0 | 0.085 | 0.085 | 0.085 | 0.085 | 0.085 | 0.085 | 0.085 | 0.085 | 0.085 | 0.085 | 0 | 0 | 0 | 0 | 0 | 0 | 0 | 0 | 0 | 0 | 5.4307 | 5.3971 | 5.3539 | 5.317 | 5.2757 | 5.2346 | 5.1896 | 5.1535 | 5.1131 | 5.0726 | 0 | 0 | 0 | 0 | 0 | 0 | 0 | 0 | 0 | 0 | 52.5378 | 5.4307 | 10.8279 | 16.1817 | 21.4987 | 26.7745 | 32.0091 | 37.1986 | 42.3521 | 47.4652 | 52.5378 | 52.5378 | 52.5378 | 52.5378 | 52.5378 | 52.5378 | 52.5378 | 52.5378 | 52.5378 | 52.5378 | 52.5378 | 0 | 0 | 0 | 0 | 0 | 0 | 0 | 0 | 0 | 0 | 0 | 0 | 0 | 0 | 0 | 0 | 0 | 0 | 0 | 0 | 0 | 0 | 0 | 0 | 0 | 0 | 0 | 0 | 0 | 0 | 0 | 0 | 0 | 0 | 0 | 0 | 0 | 0 | 0 | 0 | 0 | 0 | 0 | 0 | 0 | 0 | 0 | 0 | 0 | 16.3456 | 16.2444 | 16.1142 | 16.0033 | 15.879 | 15.7553 | 15.6197 | 15.511 | 15.3896 | 15.2676 | 0 | 0 | 0 | 0 | 0 | 0 | 0 | 0 | 0 | 0 | 0.01296% | 0 | 0 | 0 | 0 | 0 | 0 | 0 | 0 | 0 | 0 | 0 | 0 | 0 | 0 | 0 | 0 | 0 | 0 | 0 | 0 | 0 | 0 | 0 | 0
| Industrial_tool_Gas | M_Input | 2000-2018 Industrial Assessment Center | 2020 | Retro | 2022 | 2041 | PSE | Industrial | Refinery | Gas | Per Region | NA | NA | Refinery Equipment Upgrade - Replace Existing HVAC Unit With High Efficiency Model | Refinery Equipment Upgrade - Replace Existing HVAC Unit With High Efficiency Model | 0 | 20 | 258.3366 | 0 | I-All-Other-Shift3-All-All-S | 0 | 0 | 0 | 0 | 0 | 0 | 0 | 199.3802 | I-All-Other-Shift3-All-All-S | 0 | 0 | 0 | Comm Flat | Equipment Upgrade - Replace Existing HVAC Unit With High Efficiency Model | Equipment Upgrade - Replace Existing HVAC Unit With High Efficiency Model | IndShift3 | 0.01266% | 0% | 100% | 1 | 1 | 100% | 5% | 85% | 6.8% | 0.2% | 2731.0339 | 10.2722 | 274.1306 | 0 | 258.3366 | 0 | 0 | 0 | 25.6012 |  | 0 | 0.011933 | 0 | 01. ($9,999.000) to $0.028 | N/A | 0.011933 | 01. ($9,999.00) to $0.22 | N/A | 0 | 0 | 0 | 0 | 0 | 0 | 0 | 0 | 0 | 0 | 0 | 0 | 0 | 0 | 0 | 0 | 0 | 0 | 0 | 0 | 0 | 0 | 0 | 0 | 0 | 0 | 0 | 0 | 0 | 0 | 0 | 0 | 0 | 0 | 0 | 0 | 0 | 0 | 0 | 0 | 0 | 0 | 0 | 0 | 0 | 0 | 0 | 0 | 0 | 0 | 0 | 0 | 0 | 0 | 0 | 0 | 0 | 0 | 0 | 0 | 0 | 0 | 0 | 0 | 0 | 0 | 0 | 0 | 0 | 0 | 0 | 0 | 0 | 0.085 | 0.085 | 0.085 | 0.085 | 0.085 | 0.085 | 0.085 | 0.085 | 0.085 | 0.085 | 0 | 0 | 0 | 0 | 0 | 0 | 0 | 0 | 0 | 0 | 16.9473 | 16.8424 | 16.7074 | 16.5924 | 16.4635 | 16.3353 | 16.1946 | 16.082 | 15.9561 | 15.8297 | 0 | 0 | 0 | 0 | 0 | 0 | 0 | 0 | 0 | 0 | 163.9508 | 16.9473 | 33.7897 | 50.4971 | 67.0895 | 83.553 | 99.8883 | 116.0829 | 132.165 | 148.1211 | 163.9508 | 163.9508 | 163.9508 | 163.9508 | 163.9508 | 163.9508 | 163.9508 | 163.9508 | 163.9508 | 163.9508 | 163.9508 | 0 | 0 | 0 | 0 | 0 | 0 | 0 | 0 | 0 | 0 | 0 | 0 | 0 | 0 | 0 | 0 | 0 | 0 | 0 | 0 | 0 | 0 | 0 | 0 | 0 | 0 | 0 | 0 | 0 | 0 | 0 | 0 | 0 | 0 | 0 | 0 | 0 | 0 | 0 | 0 | 0 | 0 | 0 | 0 | 0 | 0 | 0 | 0 | 0 | 2.1761 | 2.1626 | 2.1453 | 2.1305 | 2.114 | 2.0975 | 2.0795 | 2.065 | 2.0488 | 2.0326 | 0 | 0 | 0 | 0 | 0 | 0 | 0 | 0 | 0 | 0 | 0.01296% | 0 | 0 | 0 | 0 | 0 | 0 | 0 | 0 | 0 | 0 | 0 | 0 | 0 | 0 | 0 | 0 | 0 | 0 | 0 | 0 | 0 | 0 | 0 | 0
| Industrial_tool_Gas | M_Input | 2000-2018 Industrial Assessment Center | 2020 | Retro | 2022 | 2041 | PSE | Industrial | Refinery | Gas | Per Region | NA | NA | Refinery HVAC Equipment Scheduling Improvements - HVAC Controls, Timers Or Thermostats | Refinery HVAC Equipment Scheduling Improvements - HVAC Controls, Timers Or Thermostats | 0 | 15 | 152.0268 | 0 | I-All-Other-Shift3-All-All-S | 0 | 0 | 0 | 0 | 0 | 0 | 0 | 116.1408 | I-All-Other-Shift3-All-All-S | 0 | 0 | 0 | Comm Flat | HVAC Equipment Scheduling Improvements - HVAC Controls, Timers Or Thermostats | HVAC Equipment Scheduling Improvements - HVAC Controls, Timers Or Thermostats | IndShift3 | 0.01266% | 0% | 100% | 1 | 1 | 100% | 6.667% | 85% | 6.8% | 0.2% | 1232.3258 | 5.9836 | 123.8309 | 0 | 179.0747 | 0 | 0 | 0 | 79.6655 |  | 0 | 0.063745 | 0 | 01. ($9,999.000) to $0.028 | N/A | 0.063745 | 01. ($9,999.00) to $0.22 | N/A | 0 | 0 | 0 | 0 | 0 | 0 | 0 | 0 | 0 | 0 | 0 | 0 | 0 | 0 | 0 | 0 | 0 | 0 | 0 | 0 | 0 | 0 | 0 | 0 | 0 | 0 | 0 | 0 | 0 | 0 | 0 | 0 | 0 | 0 | 0 | 0 | 0 | 0 | 0 | 0 | 0 | 0 | 0 | 0 | 0 | 0 | 0 | 0 | 0 | 0 | 0 | 0 | 0 | 0 | 0 | 0 | 0 | 0 | 0 | 0 | 0 | 0 | 0 | 0 | 0 | 0 | 0 | 0 | 0 | 0 | 0 | 0 | 0 | 0.085 | 0.085 | 0.085 | 0.085 | 0.085 | 0.085 | 0.085 | 0.085 | 0.085 | 0.085 | 0 | 0 | 0 | 0 | 0 | 0 | 0 | 0 | 0 | 0 | 9.872 | 9.8108 | 9.7322 | 9.6652 | 9.5902 | 9.5154 | 9.4335 | 9.3679 | 9.2946 | 9.2209 | 0 | 0 | 0 | 0 | 0 | 0 | 0 | 0 | 0 | 0 | 95.5029 | 9.872 | 19.6828 | 29.415 | 39.0803 | 48.6704 | 58.1859 | 67.6194 | 76.9873 | 86.2819 | 95.5029 | 95.5029 | 95.5029 | 95.5029 | 95.5029 | 95.5029 | 95.5029 | 95.5029 | 95.5029 | 95.5029 | 95.5029 | 0 | 0 | 0 | 0 | 0 | 0 | 0 | 0 | 0 | 0 | 0 | 0 | 0 | 0 | 0 | 0 | 0 | 0 | 0 | 0 | 0 | 0 | 0 | 0 | 0 | 0 | 0 | 0 | 0 | 0 | 0 | 0 | 0 | 0 | 0 | 0 | 0 | 0 | 0 | 0 | 0 | 0 | 0 | 0 | 0 | 0 | 0 | 0 | 0 | 6.7716 | 6.7296 | 6.6757 | 6.6298 | 6.5783 | 6.527 | 6.4708 | 6.4258 | 6.3755 | 6.325 | 0 | 0 | 0 | 0 | 0 | 0 | 0 | 0 | 0 | 0 | 0.01296% | 0 | 0 | 0 | 0 | 0 | 0 | 0 | 0 | 0 | 0 | 0 | 0 | 0 | 0 | 0 | 0 | 0 | 0 | 0 | 0 | 0 | 0 | 0 | 0
| Industrial_tool_Gas | M_Input | 2000-2018 Industrial Assessment Center | 2020 | Retro | 2022 | 2041 | PSE | Industrial | Refinery | Gas | Per Region | NA | NA | Refinery Optimize Ventilation System | Refinery Optimize Ventilation System | 0 | 5 | 137.0405 | 0 | I-All-Other-Shift3-All-All-S | 0 | 0 | 0 | 0 | 0 | 0 | 0 | 94.9071 | I-All-Other-Shift3-All-All-S | 0 | 0 | 0 | Comm Flat | Optimize Ventilation System | Optimize Ventilation System | IndShift3 | 0.01266% | 0% | 100% | 1 | 1 | 100% | 20% | 85% | 6.8% | 0.2% | 364.6744 | 4.8897 | 36.9564 | 0 | 357.7304 | 0 | 0 | 0 | 343.2924 |  | 0 | 0.33614 | 0 | 01. ($9,999.000) to $0.028 | N/A | 0.33614 | 03. $0.30 to $0.45 | N/A | 0 | 0 | 0 | 0 | 0 | 0 | 0 | 0 | 0 | 0 | 0 | 0 | 0 | 0 | 0 | 0 | 0 | 0 | 0 | 0 | 0 | 0 | 0 | 0 | 0 | 0 | 0 | 0 | 0 | 0 | 0 | 0 | 0 | 0 | 0 | 0 | 0 | 0 | 0 | 0 | 0 | 0 | 0 | 0 | 0 | 0 | 0 | 0 | 0 | 0 | 0 | 0 | 0 | 0 | 0 | 0 | 0 | 0 | 0 | 0 | 0 | 0 | 0 | 0 | 0 | 0 | 0 | 0 | 0 | 0 | 0 | 0 | 0 | 0.085 | 0.085 | 0.085 | 0.085 | 0.085 | 0.085 | 0.085 | 0.085 | 0.085 | 0.085 | 0 | 0 | 0 | 0 | 0 | 0 | 0 | 0 | 0 | 0 | 8.0671 | 8.0171 | 7.9529 | 7.8982 | 7.8368 | 7.7758 | 7.7088 | 7.6552 | 7.5953 | 7.5351 | 0 | 0 | 0 | 0 | 0 | 0 | 0 | 0 | 0 | 0 | 78.0423 | 8.0671 | 16.0842 | 24.0372 | 31.9353 | 39.7721 | 47.5479 | 55.2567 | 62.9119 | 70.5072 | 78.0423 | 78.0423 | 78.0423 | 78.0423 | 78.0423 | 78.0423 | 78.0423 | 78.0423 | 78.0423 | 78.0423 | 78.0423 | 0 | 0 | 0 | 0 | 0 | 0 | 0 | 0 | 0 | 0 | 0 | 0 | 0 | 0 | 0 | 0 | 0 | 0 | 0 | 0 | 0 | 0 | 0 | 0 | 0 | 0 | 0 | 0 | 0 | 0 | 0 | 0 | 0 | 0 | 0 | 0 | 0 | 0 | 0 | 0 | 0 | 0 | 0 | 0 | 0 | 0 | 0 | 0 | 0 | 29.1799 | 28.9992 | 28.7668 | 28.5687 | 28.3468 | 28.126 | 27.8839 | 27.69 | 27.4732 | 27.2555 | 0 | 0 | 0 | 0 | 0 | 0 | 0 | 0 | 0 | 0 | 0.01296% | 0 | 0 | 0 | 0 | 0 | 0 | 0 | 0 | 0 | 0 | 0 | 0 | 0 | 0 | 0 | 0 | 0 | 0 | 0 | 0 | 0 | 0 | 0 | 0
| Industrial_tool_Gas | M_Input | 2000-2018 Industrial Assessment Center | 2020 | Retro | 2022 | 2041 | PSE | Industrial | Refinery | Gas | Per Region | NA | NA | Refinery Analyze Flue Gas For Proper Air/Fuel Ratio | Refinery Analyze Flue Gas For Proper Air/Fuel Ratio | 0 | 5 | 829.3133 | 0 | I-All-Other-Shift3-All-All-S | 0 | 0 | 0 | 0 | 0 | 0 | 0 | 2326.7197 | I-All-Other-Shift3-All-All-S | 0 | 0 | 0 | Comm Flat | Analyze Flue Gas For Proper Air/Fuel Ratio | Analyze Flue Gas For Proper Air/Fuel Ratio | IndShift3 | 0.01266% | 0% | 100% | 1 | 1 | 100% | 20% | 85% | 6.8% | 0.2% | 8940.2742 | 119.8736 | 906.0148 | 0 | 2164.838 | 0 | 0 | 0 | 1304.8123 |  | 0 | 0.052115 | 0 | 01. ($9,999.000) to $0.028 | N/A | 0.052115 | 01. ($9,999.00) to $0.22 | N/A | 0 | 0 | 0 | 0 | 0 | 0 | 0 | 0 | 0 | 0 | 0 | 0 | 0 | 0 | 0 | 0 | 0 | 0 | 0 | 0 | 0 | 0 | 0 | 0 | 0 | 0 | 0 | 0 | 0 | 0 | 0 | 0 | 0 | 0 | 0 | 0 | 0 | 0 | 0 | 0 | 0 | 0 | 0 | 0 | 0 | 0 | 0 | 0 | 0 | 0 | 0 | 0 | 0 | 0 | 0 | 0 | 0 | 0 | 0 | 0 | 0 | 0 | 0 | 0 | 0 | 0 | 0 | 0 | 0 | 0 | 0 | 0 | 0 | 0.085 | 0.085 | 0.085 | 0.085 | 0.085 | 0.085 | 0.085 | 0.085 | 0.085 | 0.085 | 0 | 0 | 0 | 0 | 0 | 0 | 0 | 0 | 0 | 0 | 197.7712 | 196.5464 | 194.9719 | 193.6293 | 192.1253 | 190.6287 | 188.9877 | 187.6733 | 186.2042 | 184.7285 | 0 | 0 | 0 | 0 | 0 | 0 | 0 | 0 | 0 | 0 | 1913.2665 | 197.7712 | 394.3176 | 589.2895 | 782.9188 | 975.0441 | 1165.6728 | 1354.6605 | 1542.3338 | 1728.538 | 1913.2665 | 1913.2665 | 1913.2665 | 1913.2665 | 1913.2665 | 1913.2665 | 1913.2665 | 1913.2665 | 1913.2665 | 1913.2665 | 1913.2665 | 0 | 0 | 0 | 0 | 0 | 0 | 0 | 0 | 0 | 0 | 0 | 0 | 0 | 0 | 0 | 0 | 0 | 0 | 0 | 0 | 0 | 0 | 0 | 0 | 0 | 0 | 0 | 0 | 0 | 0 | 0 | 0 | 0 | 0 | 0 | 0 | 0 | 0 | 0 | 0 | 0 | 0 | 0 | 0 | 0 | 0 | 0 | 0 | 0 | 110.909 | 110.2222 | 109.3392 | 108.5863 | 107.7429 | 106.9036 | 105.9833 | 105.2462 | 104.4224 | 103.5948 | 0 | 0 | 0 | 0 | 0 | 0 | 0 | 0 | 0 | 0 | 0.01296% | 0 | 0 | 0 | 0 | 0 | 0 | 0 | 0 | 0 | 0 | 0 | 0 | 0 | 0 | 0 | 0 | 0 | 0 | 0 | 0 | 0 | 0 | 0 | 0
| Industrial_tool_Gas | M_Input | 2000-2018 Industrial Assessment Center | 2020 | Retro | 2022 | 2041 | PSE | Industrial | Refinery | Gas | Per Region | NA | NA | Refinery Boiler - Operation, Maintenance, And Scheduling | Refinery Boiler - Operation, Maintenance, And Scheduling | 0 | 5 | 983.8715 | 0 | I-All-Other-Shift3-All-All-S | 0 | 0 | 0 | 0 | 0 | 0 | 0 | 2450.2404 | I-All-Other-Shift3-All-All-S | 0 | 0 | 0 | Comm Flat | Boiler - Operation, Maintenance, And Scheduling | Boiler - Operation, Maintenance, And Scheduling | IndShift3 | 0.01266% | 0% | 100% | 1 | 1 | 100% | 20% | 85% | 6.8% | 0.2% | 9414.8947 | 126.2374 | 954.1132 | 0 | 2568.2966 | 0 | 0 | 0 | 1684.7202 |  | 0 | 0.063897 | 0 | 01. ($9,999.000) to $0.028 | N/A | 0.063897 | 01. ($9,999.00) to $0.22 | N/A | 0 | 0 | 0 | 0 | 0 | 0 | 0 | 0 | 0 | 0 | 0 | 0 | 0 | 0 | 0 | 0 | 0 | 0 | 0 | 0 | 0 | 0 | 0 | 0 | 0 | 0 | 0 | 0 | 0 | 0 | 0 | 0 | 0 | 0 | 0 | 0 | 0 | 0 | 0 | 0 | 0 | 0 | 0 | 0 | 0 | 0 | 0 | 0 | 0 | 0 | 0 | 0 | 0 | 0 | 0 | 0 | 0 | 0 | 0 | 0 | 0 | 0 | 0 | 0 | 0 | 0 | 0 | 0 | 0 | 0 | 0 | 0 | 0 | 0.085 | 0.085 | 0.085 | 0.085 | 0.085 | 0.085 | 0.085 | 0.085 | 0.085 | 0.085 | 0 | 0 | 0 | 0 | 0 | 0 | 0 | 0 | 0 | 0 | 208.2704 | 206.9807 | 205.3225 | 203.9087 | 202.3248 | 200.7488 | 199.0206 | 197.6365 | 196.0894 | 194.5353 | 0 | 0 | 0 | 0 | 0 | 0 | 0 | 0 | 0 | 0 | 2014.8379 | 208.2704 | 415.2511 | 620.5736 | 824.4823 | 1026.8071 | 1227.5559 | 1426.5766 | 1624.2131 | 1820.3025 | 2014.8379 | 2014.8379 | 2014.8379 | 2014.8379 | 2014.8379 | 2014.8379 | 2014.8379 | 2014.8379 | 2014.8379 | 2014.8379 | 2014.8379 | 0 | 0 | 0 | 0 | 0 | 0 | 0 | 0 | 0 | 0 | 0 | 0 | 0 | 0 | 0 | 0 | 0 | 0 | 0 | 0 | 0 | 0 | 0 | 0 | 0 | 0 | 0 | 0 | 0 | 0 | 0 | 0 | 0 | 0 | 0 | 0 | 0 | 0 | 0 | 0 | 0 | 0 | 0 | 0 | 0 | 0 | 0 | 0 | 0 | 143.2012 | 142.3144 | 141.1743 | 140.2022 | 139.1132 | 138.0296 | 136.8413 | 135.8896 | 134.8259 | 133.7573 | 0 | 0 | 0 | 0 | 0 | 0 | 0 | 0 | 0 | 0 | 0.01296% | 0 | 0 | 0 | 0 | 0 | 0 | 0 | 0 | 0 | 0 | 0 | 0 | 0 | 0 | 0 | 0 | 0 | 0 | 0 | 0 | 0 | 0 | 0 | 0
| Industrial_tool_Gas | M_Input | 2000-2018 Industrial Assessment Center | 2020 | Retro | 2022 | 2041 | PSE | Industrial | Refinery | Gas | Per Region | NA | NA | Refinery Equipment Upgrade - Boiler Replacement | Refinery Equipment Upgrade - Boiler Replacement | 0 | 20 | 6283.8816 | 0 | I-All-Other-Shift3-All-All-S | 0 | 0 | 0 | 0 | 0 | 0 | 0 | 3384.6488 | I-All-Other-Shift3-All-All-S | 0 | 0 | 0 | Comm Flat | Equipment Upgrade - Boiler Replacement | Equipment Upgrade - Boiler Replacement | IndShift3 | 0.01266% | 0% | 100% | 1 | 1 | 100% | 5% | 85% | 6.8% | 0.2% | 46361.6289 | 174.3786 | 4653.6007 | 0 | 6283.8816 | 0 | 0 | 0 | 2712.6786 |  | 0 | 0.074481 | 0 | 01. ($9,999.000) to $0.028 | N/A | 0.074481 | 01. ($9,999.00) to $0.22 | N/A | 0 | 0 | 0 | 0 | 0 | 0 | 0 | 0 | 0 | 0 | 0 | 0 | 0 | 0 | 0 | 0 | 0 | 0 | 0 | 0 | 0 | 0 | 0 | 0 | 0 | 0 | 0 | 0 | 0 | 0 | 0 | 0 | 0 | 0 | 0 | 0 | 0 | 0 | 0 | 0 | 0 | 0 | 0 | 0 | 0 | 0 | 0 | 0 | 0 | 0 | 0 | 0 | 0 | 0 | 0 | 0 | 0 | 0 | 0 | 0 | 0 | 0 | 0 | 0 | 0 | 0 | 0 | 0 | 0 | 0 | 0 | 0 | 0 | 0.085 | 0.085 | 0.085 | 0.085 | 0.085 | 0.085 | 0.085 | 0.085 | 0.085 | 0.085 | 0 | 0 | 0 | 0 | 0 | 0 | 0 | 0 | 0 | 0 | 287.6951 | 285.9135 | 283.623 | 281.67 | 279.4822 | 277.3051 | 274.9179 | 273.006 | 270.8689 | 268.7221 | 0 | 0 | 0 | 0 | 0 | 0 | 0 | 0 | 0 | 0 | 2783.2038 | 287.6951 | 573.6087 | 857.2317 | 1138.9017 | 1418.3839 | 1695.689 | 1970.6069 | 2243.6128 | 2514.4817 | 2783.2038 | 2783.2038 | 2783.2038 | 2783.2038 | 2783.2038 | 2783.2038 | 2783.2038 | 2783.2038 | 2783.2038 | 2783.2038 | 2783.2038 | 0 | 0 | 0 | 0 | 0 | 0 | 0 | 0 | 0 | 0 | 0 | 0 | 0 | 0 | 0 | 0 | 0 | 0 | 0 | 0 | 0 | 0 | 0 | 0 | 0 | 0 | 0 | 0 | 0 | 0 | 0 | 0 | 0 | 0 | 0 | 0 | 0 | 0 | 0 | 0 | 0 | 0 | 0 | 0 | 0 | 0 | 0 | 0 | 0 | 230.5777 | 229.1498 | 227.314 | 225.7487 | 223.9953 | 222.2505 | 220.3372 | 218.8048 | 217.092 | 215.3715 | 0 | 0 | 0 | 0 | 0 | 0 | 0 | 0 | 0 | 0 | 0.01296% | 0 | 0 | 0 | 0 | 0 | 0 | 0 | 0 | 0 | 0 | 0 | 0 | 0 | 0 | 0 | 0 | 0 | 0 | 0 | 0 | 0 | 0 | 0 | 0
| Industrial_tool_Gas | M_Input | 2000-2018 Industrial Assessment Center | 2020 | Retro | 2022 | 2041 | PSE | Industrial | Refinery | Gas | Per Region | NA | NA | Refinery Equipment Upgrade - Boiler Turbulators | Refinery Equipment Upgrade - Boiler Turbulators | 0 | 20 | 583.5361 | 0 | I-All-Other-Shift3-All-All-S | 0 | 0 | 0 | 0 | 0 | 0 | 0 | 2217.2868 | I-All-Other-Shift3-All-All-S | 0 | 0 | 0 | Comm Flat | Equipment Upgrade - Boiler Turbulators | Equipment Upgrade - Boiler Turbulators | IndShift3 | 0.01266% | 0% | 100% | 1 | 1 | 100% | 5% | 85% | 6.8% | 0.2% | 30371.5493 | 114.2356 | 3048.5785 | 0 | 583.5361 | 0 | 0 | 0 | -2462.5707 |  | 0 | -0.10321 | 0 | 01. ($9,999.000) to $0.028 | N/A | -0.10321 | 01. ($9,999.00) to $0.22 | N/A | 0 | 0 | 0 | 0 | 0 | 0 | 0 | 0 | 0 | 0 | 0 | 0 | 0 | 0 | 0 | 0 | 0 | 0 | 0 | 0 | 0 | 0 | 0 | 0 | 0 | 0 | 0 | 0 | 0 | 0 | 0 | 0 | 0 | 0 | 0 | 0 | 0 | 0 | 0 | 0 | 0 | 0 | 0 | 0 | 0 | 0 | 0 | 0 | 0 | 0 | 0 | 0 | 0 | 0 | 0 | 0 | 0 | 0 | 0 | 0 | 0 | 0 | 0 | 0 | 0 | 0 | 0 | 0 | 0 | 0 | 0 | 0 | 0 | 0.085 | 0.085 | 0.085 | 0.085 | 0.085 | 0.085 | 0.085 | 0.085 | 0.085 | 0.085 | 0 | 0 | 0 | 0 | 0 | 0 | 0 | 0 | 0 | 0 | 188.4694 | 187.3022 | 185.8017 | 184.5223 | 183.089 | 181.6629 | 180.099 | 178.8465 | 177.4465 | 176.0401 | 0 | 0 | 0 | 0 | 0 | 0 | 0 | 0 | 0 | 0 | 1823.2796 | 188.4694 | 375.7716 | 561.5733 | 746.0956 | 929.1847 | 1110.8476 | 1290.9465 | 1469.793 | 1647.2395 | 1823.2796 | 1823.2796 | 1823.2796 | 1823.2796 | 1823.2796 | 1823.2796 | 1823.2796 | 1823.2796 | 1823.2796 | 1823.2796 | 1823.2796 | 0 | 0 | 0 | 0 | 0 | 0 | 0 | 0 | 0 | 0 | 0 | 0 | 0 | 0 | 0 | 0 | 0 | 0 | 0 | 0 | 0 | 0 | 0 | 0 | 0 | 0 | 0 | 0 | 0 | 0 | 0 | 0 | 0 | 0 | 0 | 0 | 0 | 0 | 0 | 0 | 0 | 0 | 0 | 0 | 0 | 0 | 0 | 0 | 0 | 0 | 0 | 0 | 0 | 0 | 0 | 0 | 0 | 0 | 0 | 0 | 0 | 0 | 0 | 0 | 0 | 0 | 0 | 0 | 0 | 0.01296% | 0 | 0 | 0 | 0 | 0 | 0 | 0 | 0 | 0 | 0 | 0 | 0 | 0 | 0 | 0 | 0 | 0 | 0 | 0 | 0 | 0 | 0 | 0 | 0
| Industrial_tool_Gas | M_Input | 2000-2018 Industrial Assessment Center | 2020 | Retro | 2022 | 2041 | PSE | Industrial | Refinery | Gas | Per Region | NA | NA | Refinery Improve Combustion Control Capability And Air Flow | Refinery Improve Combustion Control Capability And Air Flow | 0 | 15 | 3678.2343 | 0 | I-All-Other-Shift3-All-All-S | 0 | 0 | 0 | 0 | 0 | 0 | 0 | 6514.0607 | I-All-Other-Shift3-All-All-S | 0 | 0 | 0 | Comm Flat | Improve Combustion Control Capability And Air Flow | Improve Combustion Control Capability And Air Flow | IndShift3 | 0.01266% | 0% | 100% | 1 | 1 | 100% | 6.667% | 85% | 6.8% | 0.2% | 69118.1923 | 335.6072 | 6945.38 | 0 | 4332.6478 | 0 | 0 | 0 | -2212.6925 |  | 0 | -0.031567 | 0 | 01. ($9,999.000) to $0.028 | N/A | -0.031567 | 01. ($9,999.00) to $0.22 | N/A | 0 | 0 | 0 | 0 | 0 | 0 | 0 | 0 | 0 | 0 | 0 | 0 | 0 | 0 | 0 | 0 | 0 | 0 | 0 | 0 | 0 | 0 | 0 | 0 | 0 | 0 | 0 | 0 | 0 | 0 | 0 | 0 | 0 | 0 | 0 | 0 | 0 | 0 | 0 | 0 | 0 | 0 | 0 | 0 | 0 | 0 | 0 | 0 | 0 | 0 | 0 | 0 | 0 | 0 | 0 | 0 | 0 | 0 | 0 | 0 | 0 | 0 | 0 | 0 | 0 | 0 | 0 | 0 | 0 | 0 | 0 | 0 | 0 | 0.085 | 0.085 | 0.085 | 0.085 | 0.085 | 0.085 | 0.085 | 0.085 | 0.085 | 0.085 | 0 | 0 | 0 | 0 | 0 | 0 | 0 | 0 | 0 | 0 | 553.6952 | 550.2662 | 545.858 | 542.0992 | 537.8885 | 533.6987 | 529.1042 | 525.4245 | 521.3115 | 517.1799 | 0 | 0 | 0 | 0 | 0 | 0 | 0 | 0 | 0 | 0 | 5356.5258 | 553.6952 | 1103.9614 | 1649.8194 | 2191.9186 | 2729.8072 | 3263.5058 | 3792.61 | 4318.0345 | 4839.346 | 5356.5258 | 5356.5258 | 5356.5258 | 5356.5258 | 5356.5258 | 5356.5258 | 5356.5258 | 5356.5258 | 5356.5258 | 5356.5258 | 5356.5258 | 0 | 0 | 0 | 0 | 0 | 0 | 0 | 0 | 0 | 0 | 0 | 0 | 0 | 0 | 0 | 0 | 0 | 0 | 0 | 0 | 0 | 0 | 0 | 0 | 0 | 0 | 0 | 0 | 0 | 0 | 0 | 0 | 0 | 0 | 0 | 0 | 0 | 0 | 0 | 0 | 0 | 0 | 0 | 0 | 0 | 0 | 0 | 0 | 0 | 0 | 0 | 0 | 0 | 0 | 0 | 0 | 0 | 0 | 0 | 0 | 0 | 0 | 0 | 0 | 0 | 0 | 0 | 0 | 0 | 0.01296% | 0 | 0 | 0 | 0 | 0 | 0 | 0 | 0 | 0 | 0 | 0 | 0 | 0 | 0 | 0 | 0 | 0 | 0 | 0 | 0 | 0 | 0 | 0 | 0
| Industrial_tool_Gas | M_Input | 2000-2018 Industrial Assessment Center | 2020 | Retro | 2022 | 2041 | PSE | Industrial | Refinery | Gas | Per Region | NA | NA | Refinery Install Or Repair Insulation On Condensate Lines And Optimize Condensate | Refinery Install Or Repair Insulation On Condensate Lines And Optimize Condensate | 0 | 10 | 1680.5927 | 0 | I-All-Other-Shift3-All-All-S | 0 | 0 | 0 | 0 | 0 | 0 | 0 | 5198.8889 | I-All-Other-Shift3-All-All-S | 0 | 0 | 0 | Comm Flat | Install Or Repair Insulation On Condensate Lines And Optimize Condensate | Install Or Repair Insulation On Condensate Lines And Optimize Condensate | IndShift3 | 0.01266% | 0% | 100% | 1 | 1 | 100% | 10% | 85% | 6.8% | 0.2% | 38394.7089 | 267.849 | 3866.2558 | 0 | 2551.0549 | 0 | 0 | 0 | -1246.9313 |  | 0 | -0.022289 | 0 | 01. ($9,999.000) to $0.028 | N/A | -0.022289 | 01. ($9,999.00) to $0.22 | N/A | 0 | 0 | 0 | 0 | 0 | 0 | 0 | 0 | 0 | 0 | 0 | 0 | 0 | 0 | 0 | 0 | 0 | 0 | 0 | 0 | 0 | 0 | 0 | 0 | 0 | 0 | 0 | 0 | 0 | 0 | 0 | 0 | 0 | 0 | 0 | 0 | 0 | 0 | 0 | 0 | 0 | 0 | 0 | 0 | 0 | 0 | 0 | 0 | 0 | 0 | 0 | 0 | 0 | 0 | 0 | 0 | 0 | 0 | 0 | 0 | 0 | 0 | 0 | 0 | 0 | 0 | 0 | 0 | 0 | 0 | 0 | 0 | 0 | 0.085 | 0.085 | 0.085 | 0.085 | 0.085 | 0.085 | 0.085 | 0.085 | 0.085 | 0.085 | 0 | 0 | 0 | 0 | 0 | 0 | 0 | 0 | 0 | 0 | 441.9056 | 439.1689 | 435.6507 | 432.6508 | 429.2902 | 425.9463 | 422.2794 | 419.3427 | 416.0601 | 412.7626 | 0 | 0 | 0 | 0 | 0 | 0 | 0 | 0 | 0 | 0 | 4275.0573 | 441.9056 | 881.0745 | 1316.7252 | 1749.376 | 2178.6662 | 2604.6125 | 3026.892 | 3446.2346 | 3862.2947 | 4275.0573 | 4275.0573 | 4275.0573 | 4275.0573 | 4275.0573 | 4275.0573 | 4275.0573 | 4275.0573 | 4275.0573 | 4275.0573 | 4275.0573 | 0 | 0 | 0 | 0 | 0 | 0 | 0 | 0 | 0 | 0 | 0 | 0 | 0 | 0 | 0 | 0 | 0 | 0 | 0 | 0 | 0 | 0 | 0 | 0 | 0 | 0 | 0 | 0 | 0 | 0 | 0 | 0 | 0 | 0 | 0 | 0 | 0 | 0 | 0 | 0 | 0 | 0 | 0 | 0 | 0 | 0 | 0 | 0 | 0 | 0 | 0 | 0 | 0 | 0 | 0 | 0 | 0 | 0 | 0 | 0 | 0 | 0 | 0 | 0 | 0 | 0 | 0 | 0 | 0 | 0.01296% | 0 | 0 | 0 | 0 | 0 | 0 | 0 | 0 | 0 | 0 | 0 | 0 | 0 | 0 | 0 | 0 | 0 | 0 | 0 | 0 | 0 | 0 | 0 | 0
| Industrial_tool_Gas | M_Input | 2000-2018 Industrial Assessment Center | 2020 | Retro | 2022 | 2041 | PSE | Industrial | Refinery | Gas | Per Region | NA | NA | Refinery Insulate Steam, Hot Water Lines Or Feedwater Tank | Refinery Insulate Steam, Hot Water Lines Or Feedwater Tank | 0 | 15 | 176.1137 | 0 | I-All-Other-Shift3-All-All-S | 0 | 0 | 0 | 0 | 0 | 0 | 0 | 388.8754 | I-All-Other-Shift3-All-All-S | 0 | 0 | 0 | Comm Flat | Insulate Steam, Hot Water Lines Or Feedwater Tank | Insulate Steam, Hot Water Lines Or Feedwater Tank | IndShift3 | 0.01266% | 0% | 100% | 1 | 1 | 100% | 6.667% | 85% | 6.8% | 0.2% | 4126.207 | 20.035 | 414.6242 | 0 | 207.447 | 0 | 0 | 0 | -191.9895 |  | 0 | -0.04588 | 0 | 01. ($9,999.000) to $0.028 | N/A | -0.04588 | 01. ($9,999.00) to $0.22 | N/A | 0 | 0 | 0 | 0 | 0 | 0 | 0 | 0 | 0 | 0 | 0 | 0 | 0 | 0 | 0 | 0 | 0 | 0 | 0 | 0 | 0 | 0 | 0 | 0 | 0 | 0 | 0 | 0 | 0 | 0 | 0 | 0 | 0 | 0 | 0 | 0 | 0 | 0 | 0 | 0 | 0 | 0 | 0 | 0 | 0 | 0 | 0 | 0 | 0 | 0 | 0 | 0 | 0 | 0 | 0 | 0 | 0 | 0 | 0 | 0 | 0 | 0 | 0 | 0 | 0 | 0 | 0 | 0 | 0 | 0 | 0 | 0 | 0 | 0.085 | 0.085 | 0.085 | 0.085 | 0.085 | 0.085 | 0.085 | 0.085 | 0.085 | 0.085 | 0 | 0 | 0 | 0 | 0 | 0 | 0 | 0 | 0 | 0 | 33.0544 | 32.8497 | 32.5865 | 32.3622 | 32.1108 | 31.8607 | 31.5864 | 31.3667 | 31.1212 | 30.8745 | 0 | 0 | 0 | 0 | 0 | 0 | 0 | 0 | 0 | 0 | 319.773 | 33.0544 | 65.9041 | 98.4907 | 130.8528 | 162.9636 | 194.8243 | 226.4106 | 257.7773 | 288.8985 | 319.773 | 319.773 | 319.773 | 319.773 | 319.773 | 319.773 | 319.773 | 319.773 | 319.773 | 319.773 | 319.773 | 0 | 0 | 0 | 0 | 0 | 0 | 0 | 0 | 0 | 0 | 0 | 0 | 0 | 0 | 0 | 0 | 0 | 0 | 0 | 0 | 0 | 0 | 0 | 0 | 0 | 0 | 0 | 0 | 0 | 0 | 0 | 0 | 0 | 0 | 0 | 0 | 0 | 0 | 0 | 0 | 0 | 0 | 0 | 0 | 0 | 0 | 0 | 0 | 0 | 0 | 0 | 0 | 0 | 0 | 0 | 0 | 0 | 0 | 0 | 0 | 0 | 0 | 0 | 0 | 0 | 0 | 0 | 0 | 0 | 0.01296% | 0 | 0 | 0 | 0 | 0 | 0 | 0 | 0 | 0 | 0 | 0 | 0 | 0 | 0 | 0 | 0 | 0 | 0 | 0 | 0 | 0 | 0 | 0 | 0
| Industrial_tool_Gas | M_Input | 2000-2018 Industrial Assessment Center | 2020 | Retro | 2022 | 2041 | PSE | Industrial | Refinery | Gas | Per Region | NA | NA | Refinery Minimize Boiler Blowdown | Refinery Minimize Boiler Blowdown | 0 | 5 | 230.0112 | 0 | I-All-Other-Shift3-All-All-S | 0 | 0 | 0 | 0 | 0 | 0 | 0 | 292.985 | I-All-Other-Shift3-All-All-S | 0 | 0 | 0 | Comm Flat | Minimize Boiler Blowdown | Minimize Boiler Blowdown | IndShift3 | 0.01266% | 0% | 100% | 1 | 1 | 100% | 20% | 85% | 6.8% | 0.2% | 1125.7764 | 15.0947 | 114.0871 | 0 | 600.4208 | 0 | 0 | 0 | 517.2412 |  | 0 | 0.16406 | 0 | 01. ($9,999.000) to $0.028 | N/A | 0.16406 | 01. ($9,999.00) to $0.22 | N/A | 0 | 0 | 0 | 0 | 0 | 0 | 0 | 0 | 0 | 0 | 0 | 0 | 0 | 0 | 0 | 0 | 0 | 0 | 0 | 0 | 0 | 0 | 0 | 0 | 0 | 0 | 0 | 0 | 0 | 0 | 0 | 0 | 0 | 0 | 0 | 0 | 0 | 0 | 0 | 0 | 0 | 0 | 0 | 0 | 0 | 0 | 0 | 0 | 0 | 0 | 0 | 0 | 0 | 0 | 0 | 0 | 0 | 0 | 0 | 0 | 0 | 0 | 0 | 0 | 0 | 0 | 0 | 0 | 0 | 0 | 0 | 0 | 0 | 0.085 | 0.085 | 0.085 | 0.085 | 0.085 | 0.085 | 0.085 | 0.085 | 0.085 | 0.085 | 0 | 0 | 0 | 0 | 0 | 0 | 0 | 0 | 0 | 0 | 24.9037 | 24.7495 | 24.5512 | 24.3822 | 24.1928 | 24.0043 | 23.7977 | 23.6322 | 23.4472 | 23.2614 | 0 | 0 | 0 | 0 | 0 | 0 | 0 | 0 | 0 | 0 | 240.9222 | 24.9037 | 49.6532 | 74.2045 | 98.5866 | 122.7794 | 146.7837 | 170.5814 | 194.2136 | 217.6608 | 240.9222 | 240.9222 | 240.9222 | 240.9222 | 240.9222 | 240.9222 | 240.9222 | 240.9222 | 240.9222 | 240.9222 | 240.9222 | 0 | 0 | 0 | 0 | 0 | 0 | 0 | 0 | 0 | 0 | 0 | 0 | 0 | 0 | 0 | 0 | 0 | 0 | 0 | 0 | 0 | 0 | 0 | 0 | 0 | 0 | 0 | 0 | 0 | 0 | 0 | 0 | 0 | 0 | 0 | 0 | 0 | 0 | 0 | 0 | 0 | 0 | 0 | 0 | 0 | 0 | 0 | 0 | 0 | 43.9655 | 43.6932 | 43.3432 | 43.0447 | 42.7104 | 42.3777 | 42.0129 | 41.7207 | 41.3941 | 41.066 | 0 | 0 | 0 | 0 | 0 | 0 | 0 | 0 | 0 | 0 | 0.01296% | 0 | 0 | 0 | 0 | 0 | 0 | 0 | 0 | 0 | 0 | 0 | 0 | 0 | 0 | 0 | 0 | 0 | 0 | 0 | 0 | 0 | 0 | 0 | 0
| Industrial_tool_Gas | M_Input | 2000-2018 Industrial Assessment Center | 2020 | Retro | 2022 | 2041 | PSE | Industrial | Refinery | Gas | Per Region | NA | NA | Refinery Optimize Heating System To Improve Burner Efficiency, Reduce Energy Requirements And Heat Treatment Process | Refinery Optimize Heating System To Improve Burner Efficiency, Reduce Energy Requirements And Heat Treatment Process | 0 | 20 | 2243.709 | 0 | I-All-Other-Shift3-All-All-S | 0 | 0 | 0 | 0 | 0 | 0 | 0 | 3383.9288 | I-All-Other-Shift3-All-All-S | 0 | 0 | 0 | Comm Flat | Optimize Heating System To Improve Burner Efficiency, Reduce Energy Requirements And Heat Treatment Process | Optimize Heating System To Improve Burner Efficiency, Reduce Energy Requirements And Heat Treatment Process | IndShift3 | 0.01266% | 0% | 100% | 1 | 1 | 100% | 5% | 85% | 6.8% | 0.2% | 46351.7673 | 174.3415 | 4652.6109 | 0 | 2243.709 | 0 | 0 | 0 | -2134.5016 |  | 0 | -0.058618 | 0 | 01. ($9,999.000) to $0.028 | N/A | -0.058618 | 01. ($9,999.00) to $0.22 | N/A | 0 | 0 | 0 | 0 | 0 | 0 | 0 | 0 | 0 | 0 | 0 | 0 | 0 | 0 | 0 | 0 | 0 | 0 | 0 | 0 | 0 | 0 | 0 | 0 | 0 | 0 | 0 | 0 | 0 | 0 | 0 | 0 | 0 | 0 | 0 | 0 | 0 | 0 | 0 | 0 | 0 | 0 | 0 | 0 | 0 | 0 | 0 | 0 | 0 | 0 | 0 | 0 | 0 | 0 | 0 | 0 | 0 | 0 | 0 | 0 | 0 | 0 | 0 | 0 | 0 | 0 | 0 | 0 | 0 | 0 | 0 | 0 | 0 | 0.085 | 0.085 | 0.085 | 0.085 | 0.085 | 0.085 | 0.085 | 0.085 | 0.085 | 0.085 | 0 | 0 | 0 | 0 | 0 | 0 | 0 | 0 | 0 | 0 | 287.634 | 285.8527 | 283.5627 | 281.6101 | 279.4227 | 277.2462 | 274.8594 | 272.9479 | 270.8113 | 268.665 | 0 | 0 | 0 | 0 | 0 | 0 | 0 | 0 | 0 | 0 | 2782.6118 | 287.634 | 573.4866 | 857.0493 | 1138.6594 | 1418.0821 | 1695.3283 | 1970.1877 | 2243.1356 | 2513.9469 | 2782.6118 | 2782.6118 | 2782.6118 | 2782.6118 | 2782.6118 | 2782.6118 | 2782.6118 | 2782.6118 | 2782.6118 | 2782.6118 | 2782.6118 | 0 | 0 | 0 | 0 | 0 | 0 | 0 | 0 | 0 | 0 | 0 | 0 | 0 | 0 | 0 | 0 | 0 | 0 | 0 | 0 | 0 | 0 | 0 | 0 | 0 | 0 | 0 | 0 | 0 | 0 | 0 | 0 | 0 | 0 | 0 | 0 | 0 | 0 | 0 | 0 | 0 | 0 | 0 | 0 | 0 | 0 | 0 | 0 | 0 | 0 | 0 | 0 | 0 | 0 | 0 | 0 | 0 | 0 | 0 | 0 | 0 | 0 | 0 | 0 | 0 | 0 | 0 | 0 | 0 | 0.01296% | 0 | 0 | 0 | 0 | 0 | 0 | 0 | 0 | 0 | 0 | 0 | 0 | 0 | 0 | 0 | 0 | 0 | 0 | 0 | 0 | 0 | 0 | 0 | 0
| Industrial_tool_Gas | M_Input | 2000-2018 Industrial Assessment Center | 2020 | Retro | 2022 | 2041 | PSE | Industrial | Refinery | Gas | Per Region | NA | NA | Refinery Repair And Eliminate Steam Leaks | Refinery Repair And Eliminate Steam Leaks | 0 | 6 | 393.6891 | 0 | I-All-Other-Shift3-All-All-S | 0 | 0 | 0 | 0 | 0 | 0 | 0 | 2501.898 | I-All-Other-Shift3-All-All-S | 0 | 0 | 0 | Comm Flat | Repair And Eliminate Steam Leaks | Repair And Eliminate Steam Leaks | IndShift3 | 0.01266% | 0% | 100% | 1 | 1 | 100% | 16.67% | 85% | 6.8% | 0.2% | 11456.9252 | 128.8989 | 1158.5824 | 0 | 886.3901 | 0 | 0 | 0 | -322.3534 |  | 0 | -0.011974 | 0 | 01. ($9,999.000) to $0.028 | N/A | -0.011974 | 01. ($9,999.00) to $0.22 | N/A | 0 | 0 | 0 | 0 | 0 | 0 | 0 | 0 | 0 | 0 | 0 | 0 | 0 | 0 | 0 | 0 | 0 | 0 | 0 | 0 | 0 | 0 | 0 | 0 | 0 | 0 | 0 | 0 | 0 | 0 | 0 | 0 | 0 | 0 | 0 | 0 | 0 | 0 | 0 | 0 | 0 | 0 | 0 | 0 | 0 | 0 | 0 | 0 | 0 | 0 | 0 | 0 | 0 | 0 | 0 | 0 | 0 | 0 | 0 | 0 | 0 | 0 | 0 | 0 | 0 | 0 | 0 | 0 | 0 | 0 | 0 | 0 | 0 | 0.085 | 0.085 | 0.085 | 0.085 | 0.085 | 0.085 | 0.085 | 0.085 | 0.085 | 0.085 | 0 | 0 | 0 | 0 | 0 | 0 | 0 | 0 | 0 | 0 | 212.6613 | 211.3444 | 209.6513 | 208.2076 | 206.5904 | 204.9812 | 203.2165 | 201.8032 | 200.2235 | 198.6367 | 0 | 0 | 0 | 0 | 0 | 0 | 0 | 0 | 0 | 0 | 2057.3161 | 212.6613 | 424.0057 | 633.657 | 841.8646 | 1048.455 | 1253.4361 | 1456.6526 | 1658.4559 | 1858.6794 | 2057.3161 | 2057.3161 | 2057.3161 | 2057.3161 | 2057.3161 | 2057.3161 | 2057.3161 | 2057.3161 | 2057.3161 | 2057.3161 | 2057.3161 | 0 | 0 | 0 | 0 | 0 | 0 | 0 | 0 | 0 | 0 | 0 | 0 | 0 | 0 | 0 | 0 | 0 | 0 | 0 | 0 | 0 | 0 | 0 | 0 | 0 | 0 | 0 | 0 | 0 | 0 | 0 | 0 | 0 | 0 | 0 | 0 | 0 | 0 | 0 | 0 | 0 | 0 | 0 | 0 | 0 | 0 | 0 | 0 | 0 | 0 | 0 | 0 | 0 | 0 | 0 | 0 | 0 | 0 | 0 | 0 | 0 | 0 | 0 | 0 | 0 | 0 | 0 | 0 | 0 | 0.01296% | 0 | 0 | 0 | 0 | 0 | 0 | 0 | 0 | 0 | 0 | 0 | 0 | 0 | 0 | 0 | 0 | 0 | 0 | 0 | 0 | 0 | 0 | 0 | 0
| Industrial_tool_Gas | M_Input | 2000-2018 Industrial Assessment Center | 2020 | Retro | 2022 | 2041 | PSE | Industrial | Refinery | Gas | Per Region | NA | NA | Refinery Replace Steam Traps | Refinery Replace Steam Traps | 0 | 6 | 325.7676 | 0 | I-All-Other-Shift3-All-All-S | 0 | 0 | 0 | 0 | 0 | 0 | 0 | 2765.2586 | I-All-Other-Shift3-All-All-S | 0 | 0 | 0 | Comm Flat | Replace Steam Traps | Replace Steam Traps | IndShift3 | 0.01266% | 0% | 100% | 1 | 1 | 100% | 16.67% | 85% | 6.8% | 0.2% | 12662.9304 | 142.4673 | 1280.5398 | 0 | 733.4649 | 0 | 0 | 0 | -624.3887 |  | 0 | -0.020984 | 0 | 01. ($9,999.000) to $0.028 | N/A | -0.020984 | 01. ($9,999.00) to $0.22 | N/A | 0 | 0 | 0 | 0 | 0 | 0 | 0 | 0 | 0 | 0 | 0 | 0 | 0 | 0 | 0 | 0 | 0 | 0 | 0 | 0 | 0 | 0 | 0 | 0 | 0 | 0 | 0 | 0 | 0 | 0 | 0 | 0 | 0 | 0 | 0 | 0 | 0 | 0 | 0 | 0 | 0 | 0 | 0 | 0 | 0 | 0 | 0 | 0 | 0 | 0 | 0 | 0 | 0 | 0 | 0 | 0 | 0 | 0 | 0 | 0 | 0 | 0 | 0 | 0 | 0 | 0 | 0 | 0 | 0 | 0 | 0 | 0 | 0 | 0.085 | 0.085 | 0.085 | 0.085 | 0.085 | 0.085 | 0.085 | 0.085 | 0.085 | 0.085 | 0 | 0 | 0 | 0 | 0 | 0 | 0 | 0 | 0 | 0 | 235.047 | 233.5914 | 231.7201 | 230.1244 | 228.337 | 226.5583 | 224.608 | 223.0459 | 221.2999 | 219.546 | 0 | 0 | 0 | 0 | 0 | 0 | 0 | 0 | 0 | 0 | 2273.878 | 235.047 | 468.6384 | 700.3584 | 930.4829 | 1158.8198 | 1385.3782 | 1609.9862 | 1833.0321 | 2054.332 | 2273.878 | 2273.878 | 2273.878 | 2273.878 | 2273.878 | 2273.878 | 2273.878 | 2273.878 | 2273.878 | 2273.878 | 2273.878 | 0 | 0 | 0 | 0 | 0 | 0 | 0 | 0 | 0 | 0 | 0 | 0 | 0 | 0 | 0 | 0 | 0 | 0 | 0 | 0 | 0 | 0 | 0 | 0 | 0 | 0 | 0 | 0 | 0 | 0 | 0 | 0 | 0 | 0 | 0 | 0 | 0 | 0 | 0 | 0 | 0 | 0 | 0 | 0 | 0 | 0 | 0 | 0 | 0 | 0 | 0 | 0 | 0 | 0 | 0 | 0 | 0 | 0 | 0 | 0 | 0 | 0 | 0 | 0 | 0 | 0 | 0 | 0 | 0 | 0.01296% | 0 | 0 | 0 | 0 | 0 | 0 | 0 | 0 | 0 | 0 | 0 | 0 | 0 | 0 | 0 | 0 | 0 | 0 | 0 | 0 | 0 | 0 | 0 | 0
| Industrial_tool_Gas | M_Input | 2000-2018 Industrial Assessment Center | 2020 | Retro | 2022 | 2041 | PSE | Industrial | Refinery | Gas | Per Region | NA | NA | Refinery Other Plant Operations Improvements To Reduce Energy Requirements | Refinery Other Plant Operations Improvements To Reduce Energy Requirements | 0 | 10 | 0 | 0 | I-All-Other-Shift3-All-All-S | 0 | 0 | 0 | 0 | 0 | 0 | 0 | 0 | I-All-Other-Shift3-All-All-S | 0 | 0 | 0 | Comm Flat | Other Plant Operations Improvements To Reduce Energy Requirements | Other Plant Operations Improvements To Reduce Energy Requirements | IndShift3 | 0.01266% | 0% | 100% | 1 | 1 | 100% | 10% | 85% | 6.8% | 0.2% | 0 | 0 | 0 | 0 | 0 | 0 | 0 | 0 | 0 |  | 0 | 0 | 0 | 01. ($9,999.000) to $0.028 | N/A | 0 | 01. ($9,999.00) to $0.22 | N/A | 0 | 0 | 0 | 0 | 0 | 0 | 0 | 0 | 0 | 0 | 0 | 0 | 0 | 0 | 0 | 0 | 0 | 0 | 0 | 0 | 0 | 0 | 0 | 0 | 0 | 0 | 0 | 0 | 0 | 0 | 0 | 0 | 0 | 0 | 0 | 0 | 0 | 0 | 0 | 0 | 0 | 0 | 0 | 0 | 0 | 0 | 0 | 0 | 0 | 0 | 0 | 0 | 0 | 0 | 0 | 0 | 0 | 0 | 0 | 0 | 0 | 0 | 0 | 0 | 0 | 0 | 0 | 0 | 0 | 0 | 0 | 0 | 0 | 0.085 | 0.085 | 0.085 | 0.085 | 0.085 | 0.085 | 0.085 | 0.085 | 0.085 | 0.085 | 0 | 0 | 0 | 0 | 0 | 0 | 0 | 0 | 0 | 0 | 0 | 0 | 0 | 0 | 0 | 0 | 0 | 0 | 0 | 0 | 0 | 0 | 0 | 0 | 0 | 0 | 0 | 0 | 0 | 0 | 0 | 0 | 0 | 0 | 0 | 0 | 0 | 0 | 0 | 0 | 0 | 0 | 0 | 0 | 0 | 0 | 0 | 0 | 0 | 0 | 0 | 0 | 0 | 0 | 0 | 0 | 0 | 0 | 0 | 0 | 0 | 0 | 0 | 0 | 0 | 0 | 0 | 0 | 0 | 0 | 0 | 0 | 0 | 0 | 0 | 0 | 0 | 0 | 0 | 0 | 0 | 0 | 0 | 0 | 0 | 0 | 0 | 0 | 0 | 0 | 0 | 0 | 0 | 0 | 0 | 0 | 0 | 0 | 0 | 0 | 0 | 0 | 0 | 0 | 0 | 0 | 0 | 0 | 0 | 0 | 0 | 0 | 0 | 0 | 0 | 0 | 0 | 0 | 0 | 0 | 0.01296% | 0 | 0 | 0 | 0 | 0 | 0 | 0 | 0 | 0 | 0 | 0 | 0 | 0 | 0 | 0 | 0 | 0 | 0 | 0 | 0 | 0 | 0 | 0 | 0
| Industrial_tool_Gas | M_Input | 2000-2018 Industrial Assessment Center | 2020 | Retro | 2022 | 2041 | PSE | Industrial | Refinery | Gas | Per Region | NA | NA | Refinery Heat Recovery And Waste Heat For Process | Refinery Heat Recovery And Waste Heat For Process | 0 | 14 | 4671.3653 | 0 | I-All-Other-Shift3-All-All-S | 0 | 0 | 0 | 0 | 0 | 0 | 0 | 5594.4469 | I-All-Other-Shift3-All-All-S | 0 | 0 | 0 | Comm Flat | Heat Recovery And Waste Heat For Process | Heat Recovery And Waste Heat For Process | IndShift3 | 0.01266% | 0% | 100% | 1 | 1 | 100% | 7.143% | 85% | 6.8% | 0.2% | 55810.9834 | 288.2283 | 5609.9212 | 0 | 5747.5784 | 0 | 0 | 0 | 783.7019 |  | 0 | 0.013018 | 0 | 01. ($9,999.000) to $0.028 | N/A | 0.013018 | 01. ($9,999.00) to $0.22 | N/A | 0 | 0 | 0 | 0 | 0 | 0 | 0 | 0 | 0 | 0 | 0 | 0 | 0 | 0 | 0 | 0 | 0 | 0 | 0 | 0 | 0 | 0 | 0 | 0 | 0 | 0 | 0 | 0 | 0 | 0 | 0 | 0 | 0 | 0 | 0 | 0 | 0 | 0 | 0 | 0 | 0 | 0 | 0 | 0 | 0 | 0 | 0 | 0 | 0 | 0 | 0 | 0 | 0 | 0 | 0 | 0 | 0 | 0 | 0 | 0 | 0 | 0 | 0 | 0 | 0 | 0 | 0 | 0 | 0 | 0 | 0 | 0 | 0 | 0.085 | 0.085 | 0.085 | 0.085 | 0.085 | 0.085 | 0.085 | 0.085 | 0.085 | 0.085 | 0 | 0 | 0 | 0 | 0 | 0 | 0 | 0 | 0 | 0 | 475.528 | 472.5832 | 468.7972 | 465.5691 | 461.9528 | 458.3545 | 454.4086 | 451.2484 | 447.716 | 444.1677 | 0 | 0 | 0 | 0 | 0 | 0 | 0 | 0 | 0 | 0 | 4600.3255 | 475.528 | 948.1111 | 1416.9084 | 1882.4775 | 2344.4303 | 2802.7848 | 3257.1934 | 3708.4418 | 4156.1578 | 4600.3255 | 4600.3255 | 4600.3255 | 4600.3255 | 4600.3255 | 4600.3255 | 4600.3255 | 4600.3255 | 4600.3255 | 4600.3255 | 4600.3255 | 0 | 0 | 0 | 0 | 0 | 0 | 0 | 0 | 0 | 0 | 0 | 0 | 0 | 0 | 0 | 0 | 0 | 0 | 0 | 0 | 0 | 0 | 0 | 0 | 0 | 0 | 0 | 0 | 0 | 0 | 0 | 0 | 0 | 0 | 0 | 0 | 0 | 0 | 0 | 0 | 0 | 0 | 0 | 0 | 0 | 0 | 0 | 0 | 0 | 66.6147 | 66.2021 | 65.6718 | 65.2196 | 64.713 | 64.2089 | 63.6561 | 63.2134 | 62.7186 | 62.2215 | 0 | 0 | 0 | 0 | 0 | 0 | 0 | 0 | 0 | 0 | 0.01296% | 0 | 0 | 0 | 0 | 0 | 0 | 0 | 0 | 0 | 0 | 0 | 0 | 0 | 0 | 0 | 0 | 0 | 0 | 0 | 0 | 0 | 0 | 0 | 0
| Industrial_tool_Gas | M_Input | 2000-2018 Industrial Assessment Center | 2020 | Retro | 2022 | 2041 | PSE | Industrial | Refinery | Gas | Per Region | NA | NA | Refinery Process Improvements To Reduce Energy Requirements | Refinery Process Improvements To Reduce Energy Requirements | 0 | 15 | 11410.1513 | 0 | I-All-Other-Shift3-All-All-S | 0 | 0 | 0 | 0 | 0 | 0 | 0 | 12950.2594 | I-All-Other-Shift3-All-All-S | 0 | 0 | 0 | Comm Flat | Process Improvements To Reduce Energy Requirements | Process Improvements To Reduce Energy Requirements | IndShift3 | 0.01266% | 0% | 100% | 1 | 1 | 100% | 6.667% | 85% | 6.8% | 0.2% | 137410.2219 | 667.2029 | 13807.7425 | 0 | 13440.1899 | 0 | 0 | 0 | 1247.2747 |  | 0 | 0.0089504 | 0 | 01. ($9,999.000) to $0.028 | N/A | 0.0089504 | 01. ($9,999.00) to $0.22 | N/A | 0 | 0 | 0 | 0 | 0 | 0 | 0 | 0 | 0 | 0 | 0 | 0 | 0 | 0 | 0 | 0 | 0 | 0 | 0 | 0 | 0 | 0 | 0 | 0 | 0 | 0 | 0 | 0 | 0 | 0 | 0 | 0 | 0 | 0 | 0 | 0 | 0 | 0 | 0 | 0 | 0 | 0 | 0 | 0 | 0 | 0 | 0 | 0 | 0 | 0 | 0 | 0 | 0 | 0 | 0 | 0 | 0 | 0 | 0 | 0 | 0 | 0 | 0 | 0 | 0 | 0 | 0 | 0 | 0 | 0 | 0 | 0 | 0 | 0.085 | 0.085 | 0.085 | 0.085 | 0.085 | 0.085 | 0.085 | 0.085 | 0.085 | 0.085 | 0 | 0 | 0 | 0 | 0 | 0 | 0 | 0 | 0 | 0 | 1100.7721 | 1093.9552 | 1085.1914 | 1077.7188 | 1069.3477 | 1061.0181 | 1051.8841 | 1044.5686 | 1036.3918 | 1028.1779 | 0 | 0 | 0 | 0 | 0 | 0 | 0 | 0 | 0 | 0 | 10649.0257 | 1100.7721 | 2194.7273 | 3279.9187 | 4357.6375 | 5426.9852 | 6488.0033 | 7539.8873 | 8584.456 | 9620.8477 | 10649.0257 | 10649.0257 | 10649.0257 | 10649.0257 | 10649.0257 | 10649.0257 | 10649.0257 | 10649.0257 | 10649.0257 | 10649.0257 | 10649.0257 | 0 | 0 | 0 | 0 | 0 | 0 | 0 | 0 | 0 | 0 | 0 | 0 | 0 | 0 | 0 | 0 | 0 | 0 | 0 | 0 | 0 | 0 | 0 | 0 | 0 | 0 | 0 | 0 | 0 | 0 | 0 | 0 | 0 | 0 | 0 | 0 | 0 | 0 | 0 | 0 | 0 | 0 | 0 | 0 | 0 | 0 | 0 | 0 | 0 | 106.0183 | 105.3618 | 104.5177 | 103.798 | 102.9918 | 102.1895 | 101.3098 | 100.6052 | 99.8177 | 99.0266 | 0 | 0 | 0 | 0 | 0 | 0 | 0 | 0 | 0 | 0 | 0.01296% | 0 | 0 | 0 | 0 | 0 | 0 | 0 | 0 | 0 | 0 | 0 | 0 | 0 | 0 | 0 | 0 | 0 | 0 | 0 | 0 | 0 | 0 | 0 | 0
| Industrial_tool_Gas | M_Input | 2000-2018 Industrial Assessment Center | 2020 | Retro | 2022 | 2041 | PSE | Industrial | Refinery | Gas | Per Region | NA | NA | Refinery Thermal Systems Add Insulation To Equipment | Refinery Thermal Systems Add Insulation To Equipment | 0 | 10 | 835.0605 | 0 | I-All-Other-Shift3-All-All-S | 0 | 0 | 0 | 0 | 0 | 0 | 0 | 1782.5837 | I-All-Other-Shift3-All-All-S | 0 | 0 | 0 | Comm Flat | Thermal Systems Add Insulation To Equipment | Thermal Systems Add Insulation To Equipment | IndShift3 | 0.01266% | 0% | 100% | 1 | 1 | 100% | 10% | 85% | 6.8% | 0.2% | 13164.6939 | 91.8395 | 1325.6533 | 0 | 1267.5797 | 0 | 0 | 0 | 17.099 |  | 0 | 0.00089142 | 0 | 01. ($9,999.000) to $0.028 | N/A | 0.00089142 | 01. ($9,999.00) to $0.22 | N/A | 0 | 0 | 0 | 0 | 0 | 0 | 0 | 0 | 0 | 0 | 0 | 0 | 0 | 0 | 0 | 0 | 0 | 0 | 0 | 0 | 0 | 0 | 0 | 0 | 0 | 0 | 0 | 0 | 0 | 0 | 0 | 0 | 0 | 0 | 0 | 0 | 0 | 0 | 0 | 0 | 0 | 0 | 0 | 0 | 0 | 0 | 0 | 0 | 0 | 0 | 0 | 0 | 0 | 0 | 0 | 0 | 0 | 0 | 0 | 0 | 0 | 0 | 0 | 0 | 0 | 0 | 0 | 0 | 0 | 0 | 0 | 0 | 0 | 0.085 | 0.085 | 0.085 | 0.085 | 0.085 | 0.085 | 0.085 | 0.085 | 0.085 | 0.085 | 0 | 0 | 0 | 0 | 0 | 0 | 0 | 0 | 0 | 0 | 151.5196 | 150.5813 | 149.375 | 148.3464 | 147.1941 | 146.0475 | 144.7903 | 143.7833 | 142.6578 | 141.5271 | 0 | 0 | 0 | 0 | 0 | 0 | 0 | 0 | 0 | 0 | 1465.8223 | 151.5196 | 302.1009 | 451.4759 | 599.8222 | 747.0163 | 893.0639 | 1037.8541 | 1181.6374 | 1324.2952 | 1465.8223 | 1465.8223 | 1465.8223 | 1465.8223 | 1465.8223 | 1465.8223 | 1465.8223 | 1465.8223 | 1465.8223 | 1465.8223 | 1465.8223 | 0 | 0 | 0 | 0 | 0 | 0 | 0 | 0 | 0 | 0 | 0 | 0 | 0 | 0 | 0 | 0 | 0 | 0 | 0 | 0 | 0 | 0 | 0 | 0 | 0 | 0 | 0 | 0 | 0 | 0 | 0 | 0 | 0 | 0 | 0 | 0 | 0 | 0 | 0 | 0 | 0 | 0 | 0 | 0 | 0 | 0 | 0 | 0 | 0 | 1.4534 | 1.4444 | 1.4328 | 1.423 | 1.4119 | 1.4009 | 1.3889 | 1.3792 | 1.3684 | 1.3576 | 0 | 0 | 0 | 0 | 0 | 0 | 0 | 0 | 0 | 0 | 0.01296% | 0 | 0 | 0 | 0 | 0 | 0 | 0 | 0 | 0 | 0 | 0 | 0 | 0 | 0 | 0 | 0 | 0 | 0 | 0 | 0 | 0 | 0 | 0 | 0
| Industrial_tool_Gas | M_Input | 2000-2018 Industrial Assessment Center | 2020 | Retro | 2022 | 2041 | PSE | Industrial | Refinery | Gas | Per Region | NA | NA | Refinery Thermal Systems Reduce Infiltration; Isolate Hot Or Cold Equipment | Refinery Thermal Systems Reduce Infiltration; Isolate Hot Or Cold Equipment | 0 | 10 | 2400.1862 | 0 | I-All-Other-Shift3-All-All-S | 0 | 0 | 0 | 0 | 0 | 0 | 0 | 4416.4324 | I-All-Other-Shift3-All-All-S | 0 | 0 | 0 | Comm Flat | Thermal Systems Reduce Infiltration; Isolate Hot Or Cold Equipment | Thermal Systems Reduce Infiltration; Isolate Hot Or Cold Equipment | IndShift3 | 0.01266% | 0% | 100% | 1 | 1 | 100% | 10% | 85% | 6.8% | 0.2% | 32616.1303 | 227.5365 | 3284.3667 | 0 | 3643.3616 | 0 | 0 | 0 | 611.4957 |  | 0 | 0.012867 | 0 | 01. ($9,999.000) to $0.028 | N/A | 0.012867 | 01. ($9,999.00) to $0.22 | N/A | 0 | 0 | 0 | 0 | 0 | 0 | 0 | 0 | 0 | 0 | 0 | 0 | 0 | 0 | 0 | 0 | 0 | 0 | 0 | 0 | 0 | 0 | 0 | 0 | 0 | 0 | 0 | 0 | 0 | 0 | 0 | 0 | 0 | 0 | 0 | 0 | 0 | 0 | 0 | 0 | 0 | 0 | 0 | 0 | 0 | 0 | 0 | 0 | 0 | 0 | 0 | 0 | 0 | 0 | 0 | 0 | 0 | 0 | 0 | 0 | 0 | 0 | 0 | 0 | 0 | 0 | 0 | 0 | 0 | 0 | 0 | 0 | 0 | 0.085 | 0.085 | 0.085 | 0.085 | 0.085 | 0.085 | 0.085 | 0.085 | 0.085 | 0.085 | 0 | 0 | 0 | 0 | 0 | 0 | 0 | 0 | 0 | 0 | 375.3968 | 373.072 | 370.0833 | 367.5349 | 364.6801 | 361.8394 | 358.7245 | 356.2297 | 353.4411 | 350.64 | 0 | 0 | 0 | 0 | 0 | 0 | 0 | 0 | 0 | 0 | 3631.6417 | 375.3968 | 748.4688 | 1118.552 | 1486.0869 | 1850.767 | 2212.6065 | 2571.3309 | 2927.5606 | 3281.0017 | 3631.6417 | 3631.6417 | 3631.6417 | 3631.6417 | 3631.6417 | 3631.6417 | 3631.6417 | 3631.6417 | 3631.6417 | 3631.6417 | 3631.6417 | 0 | 0 | 0 | 0 | 0 | 0 | 0 | 0 | 0 | 0 | 0 | 0 | 0 | 0 | 0 | 0 | 0 | 0 | 0 | 0 | 0 | 0 | 0 | 0 | 0 | 0 | 0 | 0 | 0 | 0 | 0 | 0 | 0 | 0 | 0 | 0 | 0 | 0 | 0 | 0 | 0 | 0 | 0 | 0 | 0 | 0 | 0 | 0 | 0 | 51.9771 | 51.6552 | 51.2414 | 50.8886 | 50.4933 | 50.1 | 49.6687 | 49.3233 | 48.9372 | 48.5493 | 0 | 0 | 0 | 0 | 0 | 0 | 0 | 0 | 0 | 0 | 0.01296% | 0 | 0 | 0 | 0 | 0 | 0 | 0 | 0 | 0 | 0 | 0 | 0 | 0 | 0 | 0 | 0 | 0 | 0 | 0 | 0 | 0 | 0 | 0 | 0
| Industrial_tool_Gas | M_Input | 2000-2018 Industrial Assessment Center | 2020 | Retro | 2022 | 2041 | PSE | Industrial | Refinery | Gas | Per Region | NA | NA | Refinery Waste Heat From Hot Flue Gases To Preheat | Refinery Waste Heat From Hot Flue Gases To Preheat | 0 | 14 | 5212.8782 | 0 | I-All-Other-Shift3-All-All-S | 0 | 0 | 0 | 0 | 0 | 0 | 0 | 6436.2267 | I-All-Other-Shift3-All-All-S | 0 | 0 | 0 | Comm Flat | Waste Heat From Hot Flue Gases To Preheat | Waste Heat From Hot Flue Gases To Preheat | IndShift3 | 0.01266% | 0% | 100% | 1 | 1 | 100% | 7.143% | 85% | 6.8% | 0.2% | 64208.696 | 331.5972 | 6454.0293 | 0 | 6413.8478 | 0 | 0 | 0 | 670.7969 |  | 0 | 0.0096854 | 0 | 01. ($9,999.000) to $0.028 | N/A | 0.0096854 | 01. ($9,999.00) to $0.22 | N/A | 0 | 0 | 0 | 0 | 0 | 0 | 0 | 0 | 0 | 0 | 0 | 0 | 0 | 0 | 0 | 0 | 0 | 0 | 0 | 0 | 0 | 0 | 0 | 0 | 0 | 0 | 0 | 0 | 0 | 0 | 0 | 0 | 0 | 0 | 0 | 0 | 0 | 0 | 0 | 0 | 0 | 0 | 0 | 0 | 0 | 0 | 0 | 0 | 0 | 0 | 0 | 0 | 0 | 0 | 0 | 0 | 0 | 0 | 0 | 0 | 0 | 0 | 0 | 0 | 0 | 0 | 0 | 0 | 0 | 0 | 0 | 0 | 0 | 0.085 | 0.085 | 0.085 | 0.085 | 0.085 | 0.085 | 0.085 | 0.085 | 0.085 | 0.085 | 0 | 0 | 0 | 0 | 0 | 0 | 0 | 0 | 0 | 0 | 547.0793 | 543.6913 | 539.3357 | 535.6219 | 531.4615 | 527.3217 | 522.7821 | 519.1464 | 515.0825 | 511.0003 | 0 | 0 | 0 | 0 | 0 | 0 | 0 | 0 | 0 | 0 | 5292.5228 | 547.0793 | 1090.7706 | 1630.1064 | 2165.7283 | 2697.1898 | 3224.5115 | 3747.2936 | 4266.44 | 4781.5225 | 5292.5228 | 5292.5228 | 5292.5228 | 5292.5228 | 5292.5228 | 5292.5228 | 5292.5228 | 5292.5228 | 5292.5228 | 5292.5228 | 5292.5228 | 0 | 0 | 0 | 0 | 0 | 0 | 0 | 0 | 0 | 0 | 0 | 0 | 0 | 0 | 0 | 0 | 0 | 0 | 0 | 0 | 0 | 0 | 0 | 0 | 0 | 0 | 0 | 0 | 0 | 0 | 0 | 0 | 0 | 0 | 0 | 0 | 0 | 0 | 0 | 0 | 0 | 0 | 0 | 0 | 0 | 0 | 0 | 0 | 0 | 57.0177 | 56.6646 | 56.2107 | 55.8236 | 55.39 | 54.9586 | 54.4854 | 54.1065 | 53.683 | 53.2575 | 0 | 0 | 0 | 0 | 0 | 0 | 0 | 0 | 0 | 0 | 0.01296% | 0 | 0 | 0 | 0 | 0 | 0 | 0 | 0 | 0 | 0 | 0 | 0 | 0 | 0 | 0 | 0 | 0 | 0 | 0 | 0 | 0 | 0 | 0 | 0
| Industrial_tool_Gas | M_Input | 2000-2018 Industrial Assessment Center | 2020 | Retro | 2022 | 2041 | PSE | Industrial | Refinery | Gas | Per Region | NA | NA | Refinery Plant Operations - Equipment Scheduling Improvements | Refinery Plant Operations - Equipment Scheduling Improvements | 0 | 10 | 2651.3335 | 0 | I-All-Other-Shift3-All-All-S | 0 | 0 | 0 | 0 | 0 | 0 | 0 | 1025.3351 | I-All-Other-Shift3-All-All-S | 0 | 0 | 0 | Comm Flat | Plant Operations - Equipment Scheduling Improvements | Plant Operations - Equipment Scheduling Improvements | IndShift3 | 0.01266% | 0% | 100% | 1 | 1 | 100% | 10% | 85% | 6.8% | 0.2% | 7572.2799 | 52.8257 | 762.5106 | 0 | 4024.5906 | 0 | 0 | 0 | 3739.521 |  | 0 | 0.33893 | 0 | 01. ($9,999.000) to $0.028 | N/A | 0.33893 | 03. $0.30 to $0.45 | N/A | 0 | 0 | 0 | 0 | 0 | 0 | 0 | 0 | 0 | 0 | 0 | 0 | 0 | 0 | 0 | 0 | 0 | 0 | 0 | 0 | 0 | 0 | 0 | 0 | 0 | 0 | 0 | 0 | 0 | 0 | 0 | 0 | 0 | 0 | 0 | 0 | 0 | 0 | 0 | 0 | 0 | 0 | 0 | 0 | 0 | 0 | 0 | 0 | 0 | 0 | 0 | 0 | 0 | 0 | 0 | 0 | 0 | 0 | 0 | 0 | 0 | 0 | 0 | 0 | 0 | 0 | 0 | 0 | 0 | 0 | 0 | 0 | 0 | 0.085 | 0.085 | 0.085 | 0.085 | 0.085 | 0.085 | 0.085 | 0.085 | 0.085 | 0.085 | 0 | 0 | 0 | 0 | 0 | 0 | 0 | 0 | 0 | 0 | 87.1535 | 86.6138 | 85.9199 | 85.3282 | 84.6655 | 84.006 | 83.2828 | 82.7036 | 82.0562 | 81.4059 | 0 | 0 | 0 | 0 | 0 | 0 | 0 | 0 | 0 | 0 | 843.1352 | 87.1535 | 173.7672 | 259.6871 | 345.0154 | 429.6808 | 513.6868 | 596.9696 | 679.6732 | 761.7293 | 843.1352 | 843.1352 | 843.1352 | 843.1352 | 843.1352 | 843.1352 | 843.1352 | 843.1352 | 843.1352 | 843.1352 | 843.1352 | 0 | 0 | 0 | 0 | 0 | 0 | 0 | 0 | 0 | 0 | 0 | 0 | 0 | 0 | 0 | 0 | 0 | 0 | 0 | 0 | 0 | 0 | 0 | 0 | 0 | 0 | 0 | 0 | 0 | 0 | 0 | 0 | 0 | 0 | 0 | 0 | 0 | 0 | 0 | 0 | 0 | 0 | 0 | 0 | 0 | 0 | 0 | 0 | 0 | 317.8593 | 315.8909 | 313.3602 | 311.2024 | 308.7852 | 306.3799 | 303.7424 | 301.63 | 299.2688 | 296.897 | 0 | 0 | 0 | 0 | 0 | 0 | 0 | 0 | 0 | 0 | 0.01296% | 0 | 0 | 0 | 0 | 0 | 0 | 0 | 0 | 0 | 0 | 0 | 0 | 0 | 0 | 0 | 0 | 0 | 0 | 0 | 0 | 0 | 0 | 0 | 0
| Industrial_tool_Gas | M_Input | 2000-2018 Industrial Assessment Center | 2020 | Retro | 2022 | 2041 | PSE | Industrial | Cold Storage | Gas | Per Region | NA | NA | Cold Storage Building Envelope Infiltration Improvements | Cold Storage Building Envelope Infiltration Improvements | 0 | 20 | 2.2447 | 0 | I-All-Other-Shift3-All-All-S | 0 | 0 | 0 | 0 | 0 | 0 | 0 | 2.2235 | I-All-Other-Shift3-All-All-S | 0 | 0 | 0 | Comm Flat | Building Envelope Infiltration Improvements | Building Envelope Infiltration Improvements | RefrigWarehouseGroc | 0.01247% | 0% | 100% | 1 | 1 | 100% | 5% | 85% | 6.8% | 0.2% | 30.4572 | 0.11456 | 3.0572 | 0 | 2.2447 | 0 | 0 | 0 | -0.47813 |  | 0 | -0.019983 | 0 | 01. ($9,999.000) to $0.028 | N/A | -0.019983 | 01. ($9,999.00) to $0.22 | N/A | 0 | 0 | 0 | 0 | 0 | 0 | 0 | 0 | 0 | 0 | 0 | 0 | 0 | 0 | 0 | 0 | 0 | 0 | 0 | 0 | 0 | 0 | 0 | 0 | 0 | 0 | 0 | 0 | 0 | 0 | 0 | 0 | 0 | 0 | 0 | 0 | 0 | 0 | 0 | 0 | 0 | 0 | 0 | 0 | 0 | 0 | 0 | 0 | 0 | 0 | 0 | 0 | 0 | 0 | 0 | 0 | 0 | 0 | 0 | 0 | 0 | 0 | 0 | 0 | 0 | 0 | 0 | 0 | 0 | 0 | 0 | 0 | 0 | 0.085 | 0.085 | 0.085 | 0.085 | 0.085 | 0.085 | 0.085 | 0.085 | 0.085 | 0.085 | 0 | 0 | 0 | 0 | 0 | 0 | 0 | 0 | 0 | 0 | 0.189 | 0.18783 | 0.18633 | 0.18504 | 0.18361 | 0.18218 | 0.18061 | 0.17935 | 0.17795 | 0.17654 | 0 | 0 | 0 | 0 | 0 | 0 | 0 | 0 | 0 | 0 | 1.8284 | 0.189 | 0.37683 | 0.56316 | 0.7482 | 0.9318 | 1.114 | 1.2946 | 1.4739 | 1.6519 | 1.8284 | 1.8284 | 1.8284 | 1.8284 | 1.8284 | 1.8284 | 1.8284 | 1.8284 | 1.8284 | 1.8284 | 1.8284 | 0 | 0 | 0 | 0 | 0 | 0 | 0 | 0 | 0 | 0 | 0 | 0 | 0 | 0 | 0 | 0 | 0 | 0 | 0 | 0 | 0 | 0 | 0 | 0 | 0 | 0 | 0 | 0 | 0 | 0 | 0 | 0 | 0 | 0 | 0 | 0 | 0 | 0 | 0 | 0 | 0 | 0 | 0 | 0 | 0 | 0 | 0 | 0 | 0 | 0 | 0 | 0 | 0 | 0 | 0 | 0 | 0 | 0 | 0 | 0 | 0 | 0 | 0 | 0 | 0 | 0 | 0 | 0 | 0 | 0.01116% | 0 | 0 | 0 | 0 | 0 | 0 | 0 | 0 | 0 | 0 | 0 | 0 | 0 | 0 | 0 | 0 | 0 | 0 | 0 | 0 | 0 | 0 | 0 | 0
| Industrial_tool_Gas | M_Input | 2000-2018 Industrial Assessment Center | 2020 | Retro | 2022 | 2041 | PSE | Industrial | Cold Storage | Gas | Per Region | NA | NA | Cold Storage Building Envelope Insulation and Window/Door Improvements | Cold Storage Building Envelope Insulation and Window/Door Improvements | 0 | 20 | 8.0052 | 0 | I-All-Other-Shift3-All-All-S | 0 | 0 | 0 | 0 | 0 | 0 | 0 | 2.1654 | I-All-Other-Shift3-All-All-S | 0 | 0 | 0 | Comm Flat | Building Envelope Insulation and Window/Door Improvements | Building Envelope Insulation and Window/Door Improvements | RefrigWarehouseGroc | 0.01247% | 0% | 100% | 1 | 1 | 100% | 5% | 85% | 6.8% | 0.2% | 29.6607 | 0.11156 | 2.9772 | 0 | 8.0052 | 0 | 0 | 0 | 6.5174 |  | 0 | 0.27971 | 0 | 01. ($9,999.000) to $0.028 | N/A | 0.27971 | 02. $0.22 to $0.30 | N/A | 0 | 0 | 0 | 0 | 0 | 0 | 0 | 0 | 0 | 0 | 0 | 0 | 0 | 0 | 0 | 0 | 0 | 0 | 0 | 0 | 0 | 0 | 0 | 0 | 0 | 0 | 0 | 0 | 0 | 0 | 0 | 0 | 0 | 0 | 0 | 0 | 0 | 0 | 0 | 0 | 0 | 0 | 0 | 0 | 0 | 0 | 0 | 0 | 0 | 0 | 0 | 0 | 0 | 0 | 0 | 0 | 0 | 0 | 0 | 0 | 0 | 0 | 0 | 0 | 0 | 0 | 0 | 0 | 0 | 0 | 0 | 0 | 0 | 0.085 | 0.085 | 0.085 | 0.085 | 0.085 | 0.085 | 0.085 | 0.085 | 0.085 | 0.085 | 0 | 0 | 0 | 0 | 0 | 0 | 0 | 0 | 0 | 0 | 0.18406 | 0.18292 | 0.18145 | 0.1802 | 0.1788 | 0.17741 | 0.17588 | 0.17466 | 0.17329 | 0.17192 | 0 | 0 | 0 | 0 | 0 | 0 | 0 | 0 | 0 | 0 | 1.7806 | 0.18406 | 0.36698 | 0.54843 | 0.72863 | 0.90744 | 1.0848 | 1.2607 | 1.4354 | 1.6087 | 1.7806 | 1.7806 | 1.7806 | 1.7806 | 1.7806 | 1.7806 | 1.7806 | 1.7806 | 1.7806 | 1.7806 | 1.7806 | 0 | 0 | 0 | 0 | 0 | 0 | 0 | 0 | 0 | 0 | 0 | 0 | 0 | 0 | 0 | 0 | 0 | 0 | 0 | 0 | 0 | 0 | 0 | 0 | 0 | 0 | 0 | 0 | 0 | 0 | 0 | 0 | 0 | 0 | 0 | 0 | 0 | 0 | 0 | 0 | 0 | 0 | 0 | 0 | 0 | 0 | 0 | 0 | 0 | 0.55398 | 0.55055 | 0.54614 | 0.54238 | 0.53817 | 0.53398 | 0.52938 | 0.5257 | 0.52158 | 0.51745 | 0 | 0 | 0 | 0 | 0 | 0 | 0 | 0 | 0 | 0 | 0.01116% | 0 | 0 | 0 | 0 | 0 | 0 | 0 | 0 | 0 | 0 | 0 | 0 | 0 | 0 | 0 | 0 | 0 | 0 | 0 | 0 | 0 | 0 | 0 | 0
| Industrial_tool_Gas | M_Input | 2000-2018 Industrial Assessment Center | 2020 | Retro | 2022 | 2041 | PSE | Industrial | Cold Storage | Gas | Per Region | NA | NA | Cold Storage Equipment Upgrade - Replace Existing HVAC Unit With High Efficiency Model | Cold Storage Equipment Upgrade - Replace Existing HVAC Unit With High Efficiency Model | 0 | 20 | 8.7555 | 0 | I-All-Other-Shift3-All-All-S | 0 | 0 | 0 | 0 | 0 | 0 | 0 | 6.7574 | I-All-Other-Shift3-All-All-S | 0 | 0 | 0 | Comm Flat | Equipment Upgrade - Replace Existing HVAC Unit With High Efficiency Model | Equipment Upgrade - Replace Existing HVAC Unit With High Efficiency Model | RefrigWarehouseGroc | 0.01247% | 0% | 100% | 1 | 1 | 100% | 5% | 85% | 6.8% | 0.2% | 92.5598 | 0.34814 | 9.2908 | 0 | 8.7555 | 0 | 0 | 0 | 0.86767 |  | 0 | 0.011933 | 0 | 01. ($9,999.000) to $0.028 | N/A | 0.011933 | 01. ($9,999.00) to $0.22 | N/A | 0 | 0 | 0 | 0 | 0 | 0 | 0 | 0 | 0 | 0 | 0 | 0 | 0 | 0 | 0 | 0 | 0 | 0 | 0 | 0 | 0 | 0 | 0 | 0 | 0 | 0 | 0 | 0 | 0 | 0 | 0 | 0 | 0 | 0 | 0 | 0 | 0 | 0 | 0 | 0 | 0 | 0 | 0 | 0 | 0 | 0 | 0 | 0 | 0 | 0 | 0 | 0 | 0 | 0 | 0 | 0 | 0 | 0 | 0 | 0 | 0 | 0 | 0 | 0 | 0 | 0 | 0 | 0 | 0 | 0 | 0 | 0 | 0 | 0.085 | 0.085 | 0.085 | 0.085 | 0.085 | 0.085 | 0.085 | 0.085 | 0.085 | 0.085 | 0 | 0 | 0 | 0 | 0 | 0 | 0 | 0 | 0 | 0 | 0.57438 | 0.57082 | 0.56625 | 0.56235 | 0.55798 | 0.55363 | 0.54887 | 0.54505 | 0.54078 | 0.5365 | 0 | 0 | 0 | 0 | 0 | 0 | 0 | 0 | 0 | 0 | 5.5566 | 0.57438 | 1.1452 | 1.7114 | 2.2738 | 2.8318 | 3.3854 | 3.9343 | 4.4793 | 5.0201 | 5.5566 | 5.5566 | 5.5566 | 5.5566 | 5.5566 | 5.5566 | 5.5566 | 5.5566 | 5.5566 | 5.5566 | 5.5566 | 0 | 0 | 0 | 0 | 0 | 0 | 0 | 0 | 0 | 0 | 0 | 0 | 0 | 0 | 0 | 0 | 0 | 0 | 0 | 0 | 0 | 0 | 0 | 0 | 0 | 0 | 0 | 0 | 0 | 0 | 0 | 0 | 0 | 0 | 0 | 0 | 0 | 0 | 0 | 0 | 0 | 0 | 0 | 0 | 0 | 0 | 0 | 0 | 0 | 0.073752 | 0.073295 | 0.072708 | 0.072208 | 0.071647 | 0.071089 | 0.070477 | 0.069987 | 0.069439 | 0.068888 | 0 | 0 | 0 | 0 | 0 | 0 | 0 | 0 | 0 | 0 | 0.01116% | 0 | 0 | 0 | 0 | 0 | 0 | 0 | 0 | 0 | 0 | 0 | 0 | 0 | 0 | 0 | 0 | 0 | 0 | 0 | 0 | 0 | 0 | 0 | 0
| Industrial_tool_Gas | M_Input | 2000-2018 Industrial Assessment Center | 2020 | Retro | 2022 | 2041 | PSE | Industrial | Cold Storage | Gas | Per Region | NA | NA | Cold Storage HVAC Equipment Scheduling Improvements - HVAC Controls, Timers Or Thermostats | Cold Storage HVAC Equipment Scheduling Improvements - HVAC Controls, Timers Or Thermostats | 0 | 15 | 5.1525 | 0 | I-All-Other-Shift3-All-All-S | 0 | 0 | 0 | 0 | 0 | 0 | 0 | 3.9362 | I-All-Other-Shift3-All-All-S | 0 | 0 | 0 | Comm Flat | HVAC Equipment Scheduling Improvements - HVAC Controls, Timers Or Thermostats | HVAC Equipment Scheduling Improvements - HVAC Controls, Timers Or Thermostats | RefrigWarehouseGroc | 0.01247% | 0% | 100% | 1 | 1 | 100% | 6.667% | 85% | 6.8% | 0.2% | 41.7658 | 0.2028 | 4.1969 | 0 | 6.0692 | 0 | 0 | 0 | 2.7 |  | 0 | 0.063745 | 0 | 01. ($9,999.000) to $0.028 | N/A | 0.063745 | 01. ($9,999.00) to $0.22 | N/A | 0 | 0 | 0 | 0 | 0 | 0 | 0 | 0 | 0 | 0 | 0 | 0 | 0 | 0 | 0 | 0 | 0 | 0 | 0 | 0 | 0 | 0 | 0 | 0 | 0 | 0 | 0 | 0 | 0 | 0 | 0 | 0 | 0 | 0 | 0 | 0 | 0 | 0 | 0 | 0 | 0 | 0 | 0 | 0 | 0 | 0 | 0 | 0 | 0 | 0 | 0 | 0 | 0 | 0 | 0 | 0 | 0 | 0 | 0 | 0 | 0 | 0 | 0 | 0 | 0 | 0 | 0 | 0 | 0 | 0 | 0 | 0 | 0 | 0.085 | 0.085 | 0.085 | 0.085 | 0.085 | 0.085 | 0.085 | 0.085 | 0.085 | 0.085 | 0 | 0 | 0 | 0 | 0 | 0 | 0 | 0 | 0 | 0 | 0.33458 | 0.33251 | 0.32984 | 0.32757 | 0.32503 | 0.3225 | 0.31972 | 0.3175 | 0.31501 | 0.31251 | 0 | 0 | 0 | 0 | 0 | 0 | 0 | 0 | 0 | 0 | 3.2368 | 0.33458 | 0.66709 | 0.99693 | 1.3245 | 1.6495 | 1.972 | 2.2917 | 2.6092 | 2.9243 | 3.2368 | 3.2368 | 3.2368 | 3.2368 | 3.2368 | 3.2368 | 3.2368 | 3.2368 | 3.2368 | 3.2368 | 3.2368 | 0 | 0 | 0 | 0 | 0 | 0 | 0 | 0 | 0 | 0 | 0 | 0 | 0 | 0 | 0 | 0 | 0 | 0 | 0 | 0 | 0 | 0 | 0 | 0 | 0 | 0 | 0 | 0 | 0 | 0 | 0 | 0 | 0 | 0 | 0 | 0 | 0 | 0 | 0 | 0 | 0 | 0 | 0 | 0 | 0 | 0 | 0 | 0 | 0 | 0.2295 | 0.22808 | 0.22625 | 0.22469 | 0.22295 | 0.22121 | 0.21931 | 0.21778 | 0.21608 | 0.21437 | 0 | 0 | 0 | 0 | 0 | 0 | 0 | 0 | 0 | 0 | 0.01116% | 0 | 0 | 0 | 0 | 0 | 0 | 0 | 0 | 0 | 0 | 0 | 0 | 0 | 0 | 0 | 0 | 0 | 0 | 0 | 0 | 0 | 0 | 0 | 0
| Industrial_tool_Gas | M_Input | 2000-2018 Industrial Assessment Center | 2020 | Retro | 2022 | 2041 | PSE | Industrial | Cold Storage | Gas | Per Region | NA | NA | Cold Storage Optimize Ventilation System | Cold Storage Optimize Ventilation System | 0 | 5 | 4.6446 | 0 | I-All-Other-Shift3-All-All-S | 0 | 0 | 0 | 0 | 0 | 0 | 0 | 3.2166 | I-All-Other-Shift3-All-All-S | 0 | 0 | 0 | Comm Flat | Optimize Ventilation System | Optimize Ventilation System | RefrigWarehouseGroc | 0.01247% | 0% | 100% | 1 | 1 | 100% | 20% | 85% | 6.8% | 0.2% | 12.3595 | 0.16572 | 1.2525 | 0 | 12.1241 | 0 | 0 | 0 | 11.6348 |  | 0 | 0.33614 | 0 | 01. ($9,999.000) to $0.028 | N/A | 0.33614 | 03. $0.30 to $0.45 | N/A | 0 | 0 | 0 | 0 | 0 | 0 | 0 | 0 | 0 | 0 | 0 | 0 | 0 | 0 | 0 | 0 | 0 | 0 | 0 | 0 | 0 | 0 | 0 | 0 | 0 | 0 | 0 | 0 | 0 | 0 | 0 | 0 | 0 | 0 | 0 | 0 | 0 | 0 | 0 | 0 | 0 | 0 | 0 | 0 | 0 | 0 | 0 | 0 | 0 | 0 | 0 | 0 | 0 | 0 | 0 | 0 | 0 | 0 | 0 | 0 | 0 | 0 | 0 | 0 | 0 | 0 | 0 | 0 | 0 | 0 | 0 | 0 | 0 | 0.085 | 0.085 | 0.085 | 0.085 | 0.085 | 0.085 | 0.085 | 0.085 | 0.085 | 0.085 | 0 | 0 | 0 | 0 | 0 | 0 | 0 | 0 | 0 | 0 | 0.27341 | 0.27172 | 0.26954 | 0.26768 | 0.2656 | 0.26353 | 0.26127 | 0.25945 | 0.25742 | 0.25538 | 0 | 0 | 0 | 0 | 0 | 0 | 0 | 0 | 0 | 0 | 2.645 | 0.27341 | 0.54512 | 0.81466 | 1.0823 | 1.348 | 1.6115 | 1.8728 | 2.1322 | 2.3896 | 2.645 | 2.645 | 2.645 | 2.645 | 2.645 | 2.645 | 2.645 | 2.645 | 2.645 | 2.645 | 2.645 | 0 | 0 | 0 | 0 | 0 | 0 | 0 | 0 | 0 | 0 | 0 | 0 | 0 | 0 | 0 | 0 | 0 | 0 | 0 | 0 | 0 | 0 | 0 | 0 | 0 | 0 | 0 | 0 | 0 | 0 | 0 | 0 | 0 | 0 | 0 | 0 | 0 | 0 | 0 | 0 | 0 | 0 | 0 | 0 | 0 | 0 | 0 | 0 | 0 | 0.98896 | 0.98284 | 0.97496 | 0.96825 | 0.96073 | 0.95324 | 0.94504 | 0.93847 | 0.93112 | 0.92374 | 0 | 0 | 0 | 0 | 0 | 0 | 0 | 0 | 0 | 0 | 0.01116% | 0 | 0 | 0 | 0 | 0 | 0 | 0 | 0 | 0 | 0 | 0 | 0 | 0 | 0 | 0 | 0 | 0 | 0 | 0 | 0 | 0 | 0 | 0 | 0
| Industrial_tool_Gas | M_Input | 2000-2018 Industrial Assessment Center | 2020 | Retro | 2022 | 2041 | PSE | Industrial | Cold Storage | Gas | Per Region | NA | NA | Cold Storage Analyze Flue Gas For Proper Air/Fuel Ratio | Cold Storage Analyze Flue Gas For Proper Air/Fuel Ratio | 0 | 5 | 8.5803 | 0 | I-All-Other-Shift3-All-All-S | 0 | 0 | 0 | 0 | 0 | 0 | 0 | 24.0729 | I-All-Other-Shift3-All-All-S | 0 | 0 | 0 | Comm Flat | Analyze Flue Gas For Proper Air/Fuel Ratio | Analyze Flue Gas For Proper Air/Fuel Ratio | RefrigWarehouseGroc | 0.01247% | 0% | 100% | 1 | 1 | 100% | 20% | 85% | 6.8% | 0.2% | 92.4988 | 1.2402 | 9.3739 | 0 | 22.3981 | 0 | 0 | 0 | 13.5 |  | 0 | 0.052115 | 0 | 01. ($9,999.000) to $0.028 | N/A | 0.052115 | 01. ($9,999.00) to $0.22 | N/A | 0 | 0 | 0 | 0 | 0 | 0 | 0 | 0 | 0 | 0 | 0 | 0 | 0 | 0 | 0 | 0 | 0 | 0 | 0 | 0 | 0 | 0 | 0 | 0 | 0 | 0 | 0 | 0 | 0 | 0 | 0 | 0 | 0 | 0 | 0 | 0 | 0 | 0 | 0 | 0 | 0 | 0 | 0 | 0 | 0 | 0 | 0 | 0 | 0 | 0 | 0 | 0 | 0 | 0 | 0 | 0 | 0 | 0 | 0 | 0 | 0 | 0 | 0 | 0 | 0 | 0 | 0 | 0 | 0 | 0 | 0 | 0 | 0 | 0.085 | 0.085 | 0.085 | 0.085 | 0.085 | 0.085 | 0.085 | 0.085 | 0.085 | 0.085 | 0 | 0 | 0 | 0 | 0 | 0 | 0 | 0 | 0 | 0 | 2.0462 | 2.0335 | 2.0172 | 2.0033 | 1.9878 | 1.9723 | 1.9553 | 1.9417 | 1.9265 | 1.9113 | 0 | 0 | 0 | 0 | 0 | 0 | 0 | 0 | 0 | 0 | 19.7952 | 2.0462 | 4.0797 | 6.097 | 8.1003 | 10.0881 | 12.0604 | 14.0157 | 15.9574 | 17.884 | 19.7952 | 19.7952 | 19.7952 | 19.7952 | 19.7952 | 19.7952 | 19.7952 | 19.7952 | 19.7952 | 19.7952 | 19.7952 | 0 | 0 | 0 | 0 | 0 | 0 | 0 | 0 | 0 | 0 | 0 | 0 | 0 | 0 | 0 | 0 | 0 | 0 | 0 | 0 | 0 | 0 | 0 | 0 | 0 | 0 | 0 | 0 | 0 | 0 | 0 | 0 | 0 | 0 | 0 | 0 | 0 | 0 | 0 | 0 | 0 | 0 | 0 | 0 | 0 | 0 | 0 | 0 | 0 | 1.1475 | 1.1404 | 1.1313 | 1.1235 | 1.1147 | 1.1061 | 1.0965 | 1.0889 | 1.0804 | 1.0718 | 0 | 0 | 0 | 0 | 0 | 0 | 0 | 0 | 0 | 0 | 0.01116% | 0 | 0 | 0 | 0 | 0 | 0 | 0 | 0 | 0 | 0 | 0 | 0 | 0 | 0 | 0 | 0 | 0 | 0 | 0 | 0 | 0 | 0 | 0 | 0
| Industrial_tool_Gas | M_Input | 2000-2018 Industrial Assessment Center | 2020 | Retro | 2022 | 2041 | PSE | Industrial | Cold Storage | Gas | Per Region | NA | NA | Cold Storage Boiler - Operation, Maintenance, And Scheduling | Cold Storage Boiler - Operation, Maintenance, And Scheduling | 0 | 5 | 10.1794 | 0 | I-All-Other-Shift3-All-All-S | 0 | 0 | 0 | 0 | 0 | 0 | 0 | 25.3509 | I-All-Other-Shift3-All-All-S | 0 | 0 | 0 | Comm Flat | Boiler - Operation, Maintenance, And Scheduling | Boiler - Operation, Maintenance, And Scheduling | RefrigWarehouseGroc | 0.01247% | 0% | 100% | 1 | 1 | 100% | 20% | 85% | 6.8% | 0.2% | 97.4093 | 1.3061 | 9.8715 | 0 | 26.5724 | 0 | 0 | 0 | 17.4306 |  | 0 | 0.063897 | 0 | 01. ($9,999.000) to $0.028 | N/A | 0.063897 | 01. ($9,999.00) to $0.22 | N/A | 0 | 0 | 0 | 0 | 0 | 0 | 0 | 0 | 0 | 0 | 0 | 0 | 0 | 0 | 0 | 0 | 0 | 0 | 0 | 0 | 0 | 0 | 0 | 0 | 0 | 0 | 0 | 0 | 0 | 0 | 0 | 0 | 0 | 0 | 0 | 0 | 0 | 0 | 0 | 0 | 0 | 0 | 0 | 0 | 0 | 0 | 0 | 0 | 0 | 0 | 0 | 0 | 0 | 0 | 0 | 0 | 0 | 0 | 0 | 0 | 0 | 0 | 0 | 0 | 0 | 0 | 0 | 0 | 0 | 0 | 0 | 0 | 0 | 0.085 | 0.085 | 0.085 | 0.085 | 0.085 | 0.085 | 0.085 | 0.085 | 0.085 | 0.085 | 0 | 0 | 0 | 0 | 0 | 0 | 0 | 0 | 0 | 0 | 2.1548 | 2.1415 | 2.1243 | 2.1097 | 2.0933 | 2.077 | 2.0591 | 2.0448 | 2.0288 | 2.0127 | 0 | 0 | 0 | 0 | 0 | 0 | 0 | 0 | 0 | 0 | 20.8461 | 2.1548 | 4.2963 | 6.4206 | 8.5303 | 10.6237 | 12.7007 | 14.7598 | 16.8046 | 18.8334 | 20.8461 | 20.8461 | 20.8461 | 20.8461 | 20.8461 | 20.8461 | 20.8461 | 20.8461 | 20.8461 | 20.8461 | 20.8461 | 0 | 0 | 0 | 0 | 0 | 0 | 0 | 0 | 0 | 0 | 0 | 0 | 0 | 0 | 0 | 0 | 0 | 0 | 0 | 0 | 0 | 0 | 0 | 0 | 0 | 0 | 0 | 0 | 0 | 0 | 0 | 0 | 0 | 0 | 0 | 0 | 0 | 0 | 0 | 0 | 0 | 0 | 0 | 0 | 0 | 0 | 0 | 0 | 0 | 1.4816 | 1.4724 | 1.4606 | 1.4506 | 1.4393 | 1.4281 | 1.4158 | 1.406 | 1.3949 | 1.3839 | 0 | 0 | 0 | 0 | 0 | 0 | 0 | 0 | 0 | 0 | 0.01116% | 0 | 0 | 0 | 0 | 0 | 0 | 0 | 0 | 0 | 0 | 0 | 0 | 0 | 0 | 0 | 0 | 0 | 0 | 0 | 0 | 0 | 0 | 0 | 0
| Industrial_tool_Gas | M_Input | 2000-2018 Industrial Assessment Center | 2020 | Retro | 2022 | 2041 | PSE | Industrial | Cold Storage | Gas | Per Region | NA | NA | Cold Storage Equipment Upgrade - Boiler Replacement | Cold Storage Equipment Upgrade - Boiler Replacement | 0 | 20 | 65.0149 | 0 | I-All-Other-Shift3-All-All-S | 0 | 0 | 0 | 0 | 0 | 0 | 0 | 35.0186 | I-All-Other-Shift3-All-All-S | 0 | 0 | 0 | Comm Flat | Equipment Upgrade - Boiler Replacement | Equipment Upgrade - Boiler Replacement | RefrigWarehouseGroc | 0.01247% | 0% | 100% | 1 | 1 | 100% | 5% | 85% | 6.8% | 0.2% | 479.6713 | 1.8042 | 48.1475 | 0 | 65.0149 | 0 | 0 | 0 | 28.0662 |  | 0 | 0.074481 | 0 | 01. ($9,999.000) to $0.028 | N/A | 0.074481 | 01. ($9,999.00) to $0.22 | N/A | 0 | 0 | 0 | 0 | 0 | 0 | 0 | 0 | 0 | 0 | 0 | 0 | 0 | 0 | 0 | 0 | 0 | 0 | 0 | 0 | 0 | 0 | 0 | 0 | 0 | 0 | 0 | 0 | 0 | 0 | 0 | 0 | 0 | 0 | 0 | 0 | 0 | 0 | 0 | 0 | 0 | 0 | 0 | 0 | 0 | 0 | 0 | 0 | 0 | 0 | 0 | 0 | 0 | 0 | 0 | 0 | 0 | 0 | 0 | 0 | 0 | 0 | 0 | 0 | 0 | 0 | 0 | 0 | 0 | 0 | 0 | 0 | 0 | 0.085 | 0.085 | 0.085 | 0.085 | 0.085 | 0.085 | 0.085 | 0.085 | 0.085 | 0.085 | 0 | 0 | 0 | 0 | 0 | 0 | 0 | 0 | 0 | 0 | 2.9766 | 2.9581 | 2.9344 | 2.9142 | 2.8916 | 2.8691 | 2.8444 | 2.8246 | 2.8025 | 2.7803 | 0 | 0 | 0 | 0 | 0 | 0 | 0 | 0 | 0 | 0 | 28.7959 | 2.9766 | 5.9347 | 8.8692 | 11.7834 | 14.675 | 17.5441 | 20.3885 | 23.2131 | 26.0156 | 28.7959 | 28.7959 | 28.7959 | 28.7959 | 28.7959 | 28.7959 | 28.7959 | 28.7959 | 28.7959 | 28.7959 | 28.7959 | 0 | 0 | 0 | 0 | 0 | 0 | 0 | 0 | 0 | 0 | 0 | 0 | 0 | 0 | 0 | 0 | 0 | 0 | 0 | 0 | 0 | 0 | 0 | 0 | 0 | 0 | 0 | 0 | 0 | 0 | 0 | 0 | 0 | 0 | 0 | 0 | 0 | 0 | 0 | 0 | 0 | 0 | 0 | 0 | 0 | 0 | 0 | 0 | 0 | 2.3856 | 2.3709 | 2.3519 | 2.3357 | 2.3175 | 2.2995 | 2.2797 | 2.2638 | 2.2461 | 2.2283 | 0 | 0 | 0 | 0 | 0 | 0 | 0 | 0 | 0 | 0 | 0.01116% | 0 | 0 | 0 | 0 | 0 | 0 | 0 | 0 | 0 | 0 | 0 | 0 | 0 | 0 | 0 | 0 | 0 | 0 | 0 | 0 | 0 | 0 | 0 | 0
| Industrial_tool_Gas | M_Input | 2000-2018 Industrial Assessment Center | 2020 | Retro | 2022 | 2041 | PSE | Industrial | Cold Storage | Gas | Per Region | NA | NA | Cold Storage Equipment Upgrade - Boiler Turbulators | Cold Storage Equipment Upgrade - Boiler Turbulators | 0 | 20 | 6.0374 | 0 | I-All-Other-Shift3-All-All-S | 0 | 0 | 0 | 0 | 0 | 0 | 0 | 22.9407 | I-All-Other-Shift3-All-All-S | 0 | 0 | 0 | Comm Flat | Equipment Upgrade - Boiler Turbulators | Equipment Upgrade - Boiler Turbulators | RefrigWarehouseGroc | 0.01247% | 0% | 100% | 1 | 1 | 100% | 5% | 85% | 6.8% | 0.2% | 314.2331 | 1.1819 | 31.5415 | 0 | 6.0374 | 0 | 0 | 0 | -25.4785 |  | 0 | -0.10321 | 0 | 01. ($9,999.000) to $0.028 | N/A | -0.10321 | 01. ($9,999.00) to $0.22 | N/A | 0 | 0 | 0 | 0 | 0 | 0 | 0 | 0 | 0 | 0 | 0 | 0 | 0 | 0 | 0 | 0 | 0 | 0 | 0 | 0 | 0 | 0 | 0 | 0 | 0 | 0 | 0 | 0 | 0 | 0 | 0 | 0 | 0 | 0 | 0 | 0 | 0 | 0 | 0 | 0 | 0 | 0 | 0 | 0 | 0 | 0 | 0 | 0 | 0 | 0 | 0 | 0 | 0 | 0 | 0 | 0 | 0 | 0 | 0 | 0 | 0 | 0 | 0 | 0 | 0 | 0 | 0 | 0 | 0 | 0 | 0 | 0 | 0 | 0.085 | 0.085 | 0.085 | 0.085 | 0.085 | 0.085 | 0.085 | 0.085 | 0.085 | 0.085 | 0 | 0 | 0 | 0 | 0 | 0 | 0 | 0 | 0 | 0 | 1.95 | 1.9379 | 1.9224 | 1.9091 | 1.8943 | 1.8795 | 1.8634 | 1.8504 | 1.8359 | 1.8214 | 0 | 0 | 0 | 0 | 0 | 0 | 0 | 0 | 0 | 0 | 18.8642 | 1.95 | 3.8878 | 5.8102 | 7.7193 | 9.6136 | 11.4932 | 13.3565 | 15.2069 | 17.0428 | 18.8642 | 18.8642 | 18.8642 | 18.8642 | 18.8642 | 18.8642 | 18.8642 | 18.8642 | 18.8642 | 18.8642 | 18.8642 | 0 | 0 | 0 | 0 | 0 | 0 | 0 | 0 | 0 | 0 | 0 | 0 | 0 | 0 | 0 | 0 | 0 | 0 | 0 | 0 | 0 | 0 | 0 | 0 | 0 | 0 | 0 | 0 | 0 | 0 | 0 | 0 | 0 | 0 | 0 | 0 | 0 | 0 | 0 | 0 | 0 | 0 | 0 | 0 | 0 | 0 | 0 | 0 | 0 | 0 | 0 | 0 | 0 | 0 | 0 | 0 | 0 | 0 | 0 | 0 | 0 | 0 | 0 | 0 | 0 | 0 | 0 | 0 | 0 | 0.01116% | 0 | 0 | 0 | 0 | 0 | 0 | 0 | 0 | 0 | 0 | 0 | 0 | 0 | 0 | 0 | 0 | 0 | 0 | 0 | 0 | 0 | 0 | 0 | 0
| Industrial_tool_Gas | M_Input | 2000-2018 Industrial Assessment Center | 2020 | Retro | 2022 | 2041 | PSE | Industrial | Cold Storage | Gas | Per Region | NA | NA | Cold Storage Improve Combustion Control Capability And Air Flow | Cold Storage Improve Combustion Control Capability And Air Flow | 0 | 15 | 38.0561 | 0 | I-All-Other-Shift3-All-All-S | 0 | 0 | 0 | 0 | 0 | 0 | 0 | 67.3964 | I-All-Other-Shift3-All-All-S | 0 | 0 | 0 | Comm Flat | Improve Combustion Control Capability And Air Flow | Improve Combustion Control Capability And Air Flow | RefrigWarehouseGroc | 0.01247% | 0% | 100% | 1 | 1 | 100% | 6.667% | 85% | 6.8% | 0.2% | 715.1175 | 3.4723 | 71.859 | 0 | 44.8269 | 0 | 0 | 0 | -22.8932 |  | 0 | -0.031567 | 0 | 01. ($9,999.000) to $0.028 | N/A | -0.031567 | 01. ($9,999.00) to $0.22 | N/A | 0 | 0 | 0 | 0 | 0 | 0 | 0 | 0 | 0 | 0 | 0 | 0 | 0 | 0 | 0 | 0 | 0 | 0 | 0 | 0 | 0 | 0 | 0 | 0 | 0 | 0 | 0 | 0 | 0 | 0 | 0 | 0 | 0 | 0 | 0 | 0 | 0 | 0 | 0 | 0 | 0 | 0 | 0 | 0 | 0 | 0 | 0 | 0 | 0 | 0 | 0 | 0 | 0 | 0 | 0 | 0 | 0 | 0 | 0 | 0 | 0 | 0 | 0 | 0 | 0 | 0 | 0 | 0 | 0 | 0 | 0 | 0 | 0 | 0.085 | 0.085 | 0.085 | 0.085 | 0.085 | 0.085 | 0.085 | 0.085 | 0.085 | 0.085 | 0 | 0 | 0 | 0 | 0 | 0 | 0 | 0 | 0 | 0 | 5.7287 | 5.6932 | 5.6476 | 5.6087 | 5.5652 | 5.5218 | 5.4743 | 5.4362 | 5.3936 | 5.3509 | 0 | 0 | 0 | 0 | 0 | 0 | 0 | 0 | 0 | 0 | 55.4202 | 5.7287 | 11.4219 | 17.0695 | 22.6782 | 28.2434 | 33.7652 | 39.2395 | 44.6757 | 50.0693 | 55.4202 | 55.4202 | 55.4202 | 55.4202 | 55.4202 | 55.4202 | 55.4202 | 55.4202 | 55.4202 | 55.4202 | 55.4202 | 0 | 0 | 0 | 0 | 0 | 0 | 0 | 0 | 0 | 0 | 0 | 0 | 0 | 0 | 0 | 0 | 0 | 0 | 0 | 0 | 0 | 0 | 0 | 0 | 0 | 0 | 0 | 0 | 0 | 0 | 0 | 0 | 0 | 0 | 0 | 0 | 0 | 0 | 0 | 0 | 0 | 0 | 0 | 0 | 0 | 0 | 0 | 0 | 0 | 0 | 0 | 0 | 0 | 0 | 0 | 0 | 0 | 0 | 0 | 0 | 0 | 0 | 0 | 0 | 0 | 0 | 0 | 0 | 0 | 0.01116% | 0 | 0 | 0 | 0 | 0 | 0 | 0 | 0 | 0 | 0 | 0 | 0 | 0 | 0 | 0 | 0 | 0 | 0 | 0 | 0 | 0 | 0 | 0 | 0
| Industrial_tool_Gas | M_Input | 2000-2018 Industrial Assessment Center | 2020 | Retro | 2022 | 2041 | PSE | Industrial | Cold Storage | Gas | Per Region | NA | NA | Cold Storage Install Or Repair Insulation On Condensate Lines And Optimize Condensate | Cold Storage Install Or Repair Insulation On Condensate Lines And Optimize Condensate | 0 | 10 | 17.3879 | 0 | I-All-Other-Shift3-All-All-S | 0 | 0 | 0 | 0 | 0 | 0 | 0 | 53.7893 | I-All-Other-Shift3-All-All-S | 0 | 0 | 0 | Comm Flat | Install Or Repair Insulation On Condensate Lines And Optimize Condensate | Install Or Repair Insulation On Condensate Lines And Optimize Condensate | RefrigWarehouseGroc | 0.01247% | 0% | 100% | 1 | 1 | 100% | 10% | 85% | 6.8% | 0.2% | 397.2431 | 2.7712 | 40.0014 | 0 | 26.394 | 0 | 0 | 0 | -12.9011 |  | 0 | -0.022289 | 0 | 01. ($9,999.000) to $0.028 | N/A | -0.022289 | 01. ($9,999.00) to $0.22 | N/A | 0 | 0 | 0 | 0 | 0 | 0 | 0 | 0 | 0 | 0 | 0 | 0 | 0 | 0 | 0 | 0 | 0 | 0 | 0 | 0 | 0 | 0 | 0 | 0 | 0 | 0 | 0 | 0 | 0 | 0 | 0 | 0 | 0 | 0 | 0 | 0 | 0 | 0 | 0 | 0 | 0 | 0 | 0 | 0 | 0 | 0 | 0 | 0 | 0 | 0 | 0 | 0 | 0 | 0 | 0 | 0 | 0 | 0 | 0 | 0 | 0 | 0 | 0 | 0 | 0 | 0 | 0 | 0 | 0 | 0 | 0 | 0 | 0 | 0.085 | 0.085 | 0.085 | 0.085 | 0.085 | 0.085 | 0.085 | 0.085 | 0.085 | 0.085 | 0 | 0 | 0 | 0 | 0 | 0 | 0 | 0 | 0 | 0 | 4.5721 | 4.5438 | 4.5074 | 4.4763 | 4.4416 | 4.407 | 4.369 | 4.3386 | 4.3047 | 4.2706 | 0 | 0 | 0 | 0 | 0 | 0 | 0 | 0 | 0 | 0 | 44.231 | 4.5721 | 9.1159 | 13.6232 | 18.0996 | 22.5411 | 26.9481 | 31.3171 | 35.6558 | 39.9605 | 44.231 | 44.231 | 44.231 | 44.231 | 44.231 | 44.231 | 44.231 | 44.231 | 44.231 | 44.231 | 44.231 | 0 | 0 | 0 | 0 | 0 | 0 | 0 | 0 | 0 | 0 | 0 | 0 | 0 | 0 | 0 | 0 | 0 | 0 | 0 | 0 | 0 | 0 | 0 | 0 | 0 | 0 | 0 | 0 | 0 | 0 | 0 | 0 | 0 | 0 | 0 | 0 | 0 | 0 | 0 | 0 | 0 | 0 | 0 | 0 | 0 | 0 | 0 | 0 | 0 | 0 | 0 | 0 | 0 | 0 | 0 | 0 | 0 | 0 | 0 | 0 | 0 | 0 | 0 | 0 | 0 | 0 | 0 | 0 | 0 | 0.01116% | 0 | 0 | 0 | 0 | 0 | 0 | 0 | 0 | 0 | 0 | 0 | 0 | 0 | 0 | 0 | 0 | 0 | 0 | 0 | 0 | 0 | 0 | 0 | 0
| Industrial_tool_Gas | M_Input | 2000-2018 Industrial Assessment Center | 2020 | Retro | 2022 | 2041 | PSE | Industrial | Cold Storage | Gas | Per Region | NA | NA | Cold Storage Insulate Steam, Hot Water Lines Or Feedwater Tank | Cold Storage Insulate Steam, Hot Water Lines Or Feedwater Tank | 0 | 15 | 1.8221 | 0 | I-All-Other-Shift3-All-All-S | 0 | 0 | 0 | 0 | 0 | 0 | 0 | 4.0234 | I-All-Other-Shift3-All-All-S | 0 | 0 | 0 | Comm Flat | Insulate Steam, Hot Water Lines Or Feedwater Tank | Insulate Steam, Hot Water Lines Or Feedwater Tank | RefrigWarehouseGroc | 0.01247% | 0% | 100% | 1 | 1 | 100% | 6.667% | 85% | 6.8% | 0.2% | 42.691 | 0.20729 | 4.2898 | 0 | 2.1463 | 0 | 0 | 0 | -1.9864 |  | 0 | -0.04588 | 0 | 01. ($9,999.000) to $0.028 | N/A | -0.04588 | 01. ($9,999.00) to $0.22 | N/A | 0 | 0 | 0 | 0 | 0 | 0 | 0 | 0 | 0 | 0 | 0 | 0 | 0 | 0 | 0 | 0 | 0 | 0 | 0 | 0 | 0 | 0 | 0 | 0 | 0 | 0 | 0 | 0 | 0 | 0 | 0 | 0 | 0 | 0 | 0 | 0 | 0 | 0 | 0 | 0 | 0 | 0 | 0 | 0 | 0 | 0 | 0 | 0 | 0 | 0 | 0 | 0 | 0 | 0 | 0 | 0 | 0 | 0 | 0 | 0 | 0 | 0 | 0 | 0 | 0 | 0 | 0 | 0 | 0 | 0 | 0 | 0 | 0 | 0.085 | 0.085 | 0.085 | 0.085 | 0.085 | 0.085 | 0.085 | 0.085 | 0.085 | 0.085 | 0 | 0 | 0 | 0 | 0 | 0 | 0 | 0 | 0 | 0 | 0.34199 | 0.33987 | 0.33715 | 0.33483 | 0.33223 | 0.32964 | 0.3268 | 0.32453 | 0.32199 | 0.31944 | 0 | 0 | 0 | 0 | 0 | 0 | 0 | 0 | 0 | 0 | 3.3085 | 0.34199 | 0.68186 | 1.019 | 1.3538 | 1.6861 | 2.0157 | 2.3425 | 2.667 | 2.989 | 3.3085 | 3.3085 | 3.3085 | 3.3085 | 3.3085 | 3.3085 | 3.3085 | 3.3085 | 3.3085 | 3.3085 | 3.3085 | 0 | 0 | 0 | 0 | 0 | 0 | 0 | 0 | 0 | 0 | 0 | 0 | 0 | 0 | 0 | 0 | 0 | 0 | 0 | 0 | 0 | 0 | 0 | 0 | 0 | 0 | 0 | 0 | 0 | 0 | 0 | 0 | 0 | 0 | 0 | 0 | 0 | 0 | 0 | 0 | 0 | 0 | 0 | 0 | 0 | 0 | 0 | 0 | 0 | 0 | 0 | 0 | 0 | 0 | 0 | 0 | 0 | 0 | 0 | 0 | 0 | 0 | 0 | 0 | 0 | 0 | 0 | 0 | 0 | 0.01116% | 0 | 0 | 0 | 0 | 0 | 0 | 0 | 0 | 0 | 0 | 0 | 0 | 0 | 0 | 0 | 0 | 0 | 0 | 0 | 0 | 0 | 0 | 0 | 0
| Industrial_tool_Gas | M_Input | 2000-2018 Industrial Assessment Center | 2020 | Retro | 2022 | 2041 | PSE | Industrial | Cold Storage | Gas | Per Region | NA | NA | Cold Storage Minimize Boiler Blowdown | Cold Storage Minimize Boiler Blowdown | 0 | 5 | 2.3798 | 0 | I-All-Other-Shift3-All-All-S | 0 | 0 | 0 | 0 | 0 | 0 | 0 | 3.0313 | I-All-Other-Shift3-All-All-S | 0 | 0 | 0 | Comm Flat | Minimize Boiler Blowdown | Minimize Boiler Blowdown | RefrigWarehouseGroc | 0.01247% | 0% | 100% | 1 | 1 | 100% | 20% | 85% | 6.8% | 0.2% | 11.6476 | 0.15617 | 1.1804 | 0 | 6.2121 | 0 | 0 | 0 | 5.3515 |  | 0 | 0.16406 | 0 | 01. ($9,999.000) to $0.028 | N/A | 0.16406 | 01. ($9,999.00) to $0.22 | N/A | 0 | 0 | 0 | 0 | 0 | 0 | 0 | 0 | 0 | 0 | 0 | 0 | 0 | 0 | 0 | 0 | 0 | 0 | 0 | 0 | 0 | 0 | 0 | 0 | 0 | 0 | 0 | 0 | 0 | 0 | 0 | 0 | 0 | 0 | 0 | 0 | 0 | 0 | 0 | 0 | 0 | 0 | 0 | 0 | 0 | 0 | 0 | 0 | 0 | 0 | 0 | 0 | 0 | 0 | 0 | 0 | 0 | 0 | 0 | 0 | 0 | 0 | 0 | 0 | 0 | 0 | 0 | 0 | 0 | 0 | 0 | 0 | 0 | 0.085 | 0.085 | 0.085 | 0.085 | 0.085 | 0.085 | 0.085 | 0.085 | 0.085 | 0.085 | 0 | 0 | 0 | 0 | 0 | 0 | 0 | 0 | 0 | 0 | 0.25766 | 0.25607 | 0.25401 | 0.25227 | 0.25031 | 0.24836 | 0.24622 | 0.24451 | 0.24259 | 0.24067 | 0 | 0 | 0 | 0 | 0 | 0 | 0 | 0 | 0 | 0 | 2.4927 | 0.25766 | 0.51373 | 0.76774 | 1.02 | 1.2703 | 1.5187 | 1.7649 | 2.0094 | 2.252 | 2.4927 | 2.4927 | 2.4927 | 2.4927 | 2.4927 | 2.4927 | 2.4927 | 2.4927 | 2.4927 | 2.4927 | 2.4927 | 0 | 0 | 0 | 0 | 0 | 0 | 0 | 0 | 0 | 0 | 0 | 0 | 0 | 0 | 0 | 0 | 0 | 0 | 0 | 0 | 0 | 0 | 0 | 0 | 0 | 0 | 0 | 0 | 0 | 0 | 0 | 0 | 0 | 0 | 0 | 0 | 0 | 0 | 0 | 0 | 0 | 0 | 0 | 0 | 0 | 0 | 0 | 0 | 0 | 0.45488 | 0.45206 | 0.44844 | 0.44535 | 0.44189 | 0.43845 | 0.43468 | 0.43165 | 0.42828 | 0.42488 | 0 | 0 | 0 | 0 | 0 | 0 | 0 | 0 | 0 | 0 | 0.01116% | 0 | 0 | 0 | 0 | 0 | 0 | 0 | 0 | 0 | 0 | 0 | 0 | 0 | 0 | 0 | 0 | 0 | 0 | 0 | 0 | 0 | 0 | 0 | 0
| Industrial_tool_Gas | M_Input | 2000-2018 Industrial Assessment Center | 2020 | Retro | 2022 | 2041 | PSE | Industrial | Cold Storage | Gas | Per Region | NA | NA | Cold Storage Optimize Heating System To Improve Burner Efficiency, Reduce Energy Requirements And Heat Treatment Process | Cold Storage Optimize Heating System To Improve Burner Efficiency, Reduce Energy Requirements And Heat Treatment Process | 0 | 20 | 23.2141 | 0 | I-All-Other-Shift3-All-All-S | 0 | 0 | 0 | 0 | 0 | 0 | 0 | 35.0111 | I-All-Other-Shift3-All-All-S | 0 | 0 | 0 | Comm Flat | Optimize Heating System To Improve Burner Efficiency, Reduce Energy Requirements And Heat Treatment Process | Optimize Heating System To Improve Burner Efficiency, Reduce Energy Requirements And Heat Treatment Process | RefrigWarehouseGroc | 0.01247% | 0% | 100% | 1 | 1 | 100% | 5% | 85% | 6.8% | 0.2% | 479.5693 | 1.8038 | 48.1373 | 0 | 23.2141 | 0 | 0 | 0 | -22.0842 |  | 0 | -0.058618 | 0 | 01. ($9,999.000) to $0.028 | N/A | -0.058618 | 01. ($9,999.00) to $0.22 | N/A | 0 | 0 | 0 | 0 | 0 | 0 | 0 | 0 | 0 | 0 | 0 | 0 | 0 | 0 | 0 | 0 | 0 | 0 | 0 | 0 | 0 | 0 | 0 | 0 | 0 | 0 | 0 | 0 | 0 | 0 | 0 | 0 | 0 | 0 | 0 | 0 | 0 | 0 | 0 | 0 | 0 | 0 | 0 | 0 | 0 | 0 | 0 | 0 | 0 | 0 | 0 | 0 | 0 | 0 | 0 | 0 | 0 | 0 | 0 | 0 | 0 | 0 | 0 | 0 | 0 | 0 | 0 | 0 | 0 | 0 | 0 | 0 | 0 | 0.085 | 0.085 | 0.085 | 0.085 | 0.085 | 0.085 | 0.085 | 0.085 | 0.085 | 0.085 | 0 | 0 | 0 | 0 | 0 | 0 | 0 | 0 | 0 | 0 | 2.9759 | 2.9575 | 2.9338 | 2.9136 | 2.891 | 2.8685 | 2.8438 | 2.824 | 2.8019 | 2.7797 | 0 | 0 | 0 | 0 | 0 | 0 | 0 | 0 | 0 | 0 | 28.7897 | 2.9759 | 5.9335 | 8.8673 | 11.7809 | 14.6719 | 17.5404 | 20.3842 | 23.2082 | 26.01 | 28.7897 | 28.7897 | 28.7897 | 28.7897 | 28.7897 | 28.7897 | 28.7897 | 28.7897 | 28.7897 | 28.7897 | 28.7897 | 0 | 0 | 0 | 0 | 0 | 0 | 0 | 0 | 0 | 0 | 0 | 0 | 0 | 0 | 0 | 0 | 0 | 0 | 0 | 0 | 0 | 0 | 0 | 0 | 0 | 0 | 0 | 0 | 0 | 0 | 0 | 0 | 0 | 0 | 0 | 0 | 0 | 0 | 0 | 0 | 0 | 0 | 0 | 0 | 0 | 0 | 0 | 0 | 0 | 0 | 0 | 0 | 0 | 0 | 0 | 0 | 0 | 0 | 0 | 0 | 0 | 0 | 0 | 0 | 0 | 0 | 0 | 0 | 0 | 0.01116% | 0 | 0 | 0 | 0 | 0 | 0 | 0 | 0 | 0 | 0 | 0 | 0 | 0 | 0 | 0 | 0 | 0 | 0 | 0 | 0 | 0 | 0 | 0 | 0
| Industrial_tool_Gas | M_Input | 2000-2018 Industrial Assessment Center | 2020 | Retro | 2022 | 2041 | PSE | Industrial | Cold Storage | Gas | Per Region | NA | NA | Cold Storage Repair And Eliminate Steam Leaks | Cold Storage Repair And Eliminate Steam Leaks | 0 | 6 | 4.0732 | 0 | I-All-Other-Shift3-All-All-S | 0 | 0 | 0 | 0 | 0 | 0 | 0 | 25.8854 | I-All-Other-Shift3-All-All-S | 0 | 0 | 0 | Comm Flat | Repair And Eliminate Steam Leaks | Repair And Eliminate Steam Leaks | RefrigWarehouseGroc | 0.01247% | 0% | 100% | 1 | 1 | 100% | 16.67% | 85% | 6.8% | 0.2% | 118.5368 | 1.3336 | 11.987 | 0 | 9.1709 | 0 | 0 | 0 | -3.3352 |  | 0 | -0.011974 | 0 | 01. ($9,999.000) to $0.028 | N/A | -0.011974 | 01. ($9,999.00) to $0.22 | N/A | 0 | 0 | 0 | 0 | 0 | 0 | 0 | 0 | 0 | 0 | 0 | 0 | 0 | 0 | 0 | 0 | 0 | 0 | 0 | 0 | 0 | 0 | 0 | 0 | 0 | 0 | 0 | 0 | 0 | 0 | 0 | 0 | 0 | 0 | 0 | 0 | 0 | 0 | 0 | 0 | 0 | 0 | 0 | 0 | 0 | 0 | 0 | 0 | 0 | 0 | 0 | 0 | 0 | 0 | 0 | 0 | 0 | 0 | 0 | 0 | 0 | 0 | 0 | 0 | 0 | 0 | 0 | 0 | 0 | 0 | 0 | 0 | 0 | 0.085 | 0.085 | 0.085 | 0.085 | 0.085 | 0.085 | 0.085 | 0.085 | 0.085 | 0.085 | 0 | 0 | 0 | 0 | 0 | 0 | 0 | 0 | 0 | 0 | 2.2003 | 2.1866 | 2.1691 | 2.1542 | 2.1374 | 2.1208 | 2.1025 | 2.0879 | 2.0716 | 2.0552 | 0 | 0 | 0 | 0 | 0 | 0 | 0 | 0 | 0 | 0 | 21.2856 | 2.2003 | 4.3869 | 6.556 | 8.7102 | 10.8476 | 12.9684 | 15.071 | 17.1589 | 19.2305 | 21.2856 | 21.2856 | 21.2856 | 21.2856 | 21.2856 | 21.2856 | 21.2856 | 21.2856 | 21.2856 | 21.2856 | 21.2856 | 0 | 0 | 0 | 0 | 0 | 0 | 0 | 0 | 0 | 0 | 0 | 0 | 0 | 0 | 0 | 0 | 0 | 0 | 0 | 0 | 0 | 0 | 0 | 0 | 0 | 0 | 0 | 0 | 0 | 0 | 0 | 0 | 0 | 0 | 0 | 0 | 0 | 0 | 0 | 0 | 0 | 0 | 0 | 0 | 0 | 0 | 0 | 0 | 0 | 0 | 0 | 0 | 0 | 0 | 0 | 0 | 0 | 0 | 0 | 0 | 0 | 0 | 0 | 0 | 0 | 0 | 0 | 0 | 0 | 0.01116% | 0 | 0 | 0 | 0 | 0 | 0 | 0 | 0 | 0 | 0 | 0 | 0 | 0 | 0 | 0 | 0 | 0 | 0 | 0 | 0 | 0 | 0 | 0 | 0
| Industrial_tool_Gas | M_Input | 2000-2018 Industrial Assessment Center | 2020 | Retro | 2022 | 2041 | PSE | Industrial | Cold Storage | Gas | Per Region | NA | NA | Cold Storage Replace Steam Traps | Cold Storage Replace Steam Traps | 0 | 6 | 3.3705 | 0 | I-All-Other-Shift3-All-All-S | 0 | 0 | 0 | 0 | 0 | 0 | 0 | 28.6102 | I-All-Other-Shift3-All-All-S | 0 | 0 | 0 | Comm Flat | Replace Steam Traps | Replace Steam Traps | RefrigWarehouseGroc | 0.01247% | 0% | 100% | 1 | 1 | 100% | 16.67% | 85% | 6.8% | 0.2% | 131.0145 | 1.474 | 13.2488 | 0 | 7.5886 | 0 | 0 | 0 | -6.4601 |  | 0 | -0.020984 | 0 | 01. ($9,999.000) to $0.028 | N/A | -0.020984 | 01. ($9,999.00) to $0.22 | N/A | 0 | 0 | 0 | 0 | 0 | 0 | 0 | 0 | 0 | 0 | 0 | 0 | 0 | 0 | 0 | 0 | 0 | 0 | 0 | 0 | 0 | 0 | 0 | 0 | 0 | 0 | 0 | 0 | 0 | 0 | 0 | 0 | 0 | 0 | 0 | 0 | 0 | 0 | 0 | 0 | 0 | 0 | 0 | 0 | 0 | 0 | 0 | 0 | 0 | 0 | 0 | 0 | 0 | 0 | 0 | 0 | 0 | 0 | 0 | 0 | 0 | 0 | 0 | 0 | 0 | 0 | 0 | 0 | 0 | 0 | 0 | 0 | 0 | 0.085 | 0.085 | 0.085 | 0.085 | 0.085 | 0.085 | 0.085 | 0.085 | 0.085 | 0.085 | 0 | 0 | 0 | 0 | 0 | 0 | 0 | 0 | 0 | 0 | 2.4319 | 2.4168 | 2.3974 | 2.3809 | 2.3624 | 2.344 | 2.3239 | 2.3077 | 2.2896 | 2.2715 | 0 | 0 | 0 | 0 | 0 | 0 | 0 | 0 | 0 | 0 | 23.5262 | 2.4319 | 4.8487 | 7.2461 | 9.6271 | 11.9895 | 14.3335 | 16.6574 | 18.9651 | 21.2547 | 23.5262 | 23.5262 | 23.5262 | 23.5262 | 23.5262 | 23.5262 | 23.5262 | 23.5262 | 23.5262 | 23.5262 | 23.5262 | 0 | 0 | 0 | 0 | 0 | 0 | 0 | 0 | 0 | 0 | 0 | 0 | 0 | 0 | 0 | 0 | 0 | 0 | 0 | 0 | 0 | 0 | 0 | 0 | 0 | 0 | 0 | 0 | 0 | 0 | 0 | 0 | 0 | 0 | 0 | 0 | 0 | 0 | 0 | 0 | 0 | 0 | 0 | 0 | 0 | 0 | 0 | 0 | 0 | 0 | 0 | 0 | 0 | 0 | 0 | 0 | 0 | 0 | 0 | 0 | 0 | 0 | 0 | 0 | 0 | 0 | 0 | 0 | 0 | 0.01116% | 0 | 0 | 0 | 0 | 0 | 0 | 0 | 0 | 0 | 0 | 0 | 0 | 0 | 0 | 0 | 0 | 0 | 0 | 0 | 0 | 0 | 0 | 0 | 0
| Industrial_tool_Gas | M_Input | 2000-2018 Industrial Assessment Center | 2020 | Retro | 2022 | 2041 | PSE | Industrial | Cold Storage | Gas | Per Region | NA | NA | Cold Storage Other Plant Operations Improvements To Reduce Energy Requirements | Cold Storage Other Plant Operations Improvements To Reduce Energy Requirements | 0 | 10 | 0 | 0 | I-All-Other-Shift3-All-All-S | 0 | 0 | 0 | 0 | 0 | 0 | 0 | 0 | I-All-Other-Shift3-All-All-S | 0 | 0 | 0 | Comm Flat | Other Plant Operations Improvements To Reduce Energy Requirements | Other Plant Operations Improvements To Reduce Energy Requirements | RefrigWarehouseGroc | 0.01247% | 0% | 100% | 1 | 1 | 100% | 10% | 85% | 6.8% | 0.2% | 0 | 0 | 0 | 0 | 0 | 0 | 0 | 0 | 0 |  | 0 | 0 | 0 | 01. ($9,999.000) to $0.028 | N/A | 0 | 01. ($9,999.00) to $0.22 | N/A | 0 | 0 | 0 | 0 | 0 | 0 | 0 | 0 | 0 | 0 | 0 | 0 | 0 | 0 | 0 | 0 | 0 | 0 | 0 | 0 | 0 | 0 | 0 | 0 | 0 | 0 | 0 | 0 | 0 | 0 | 0 | 0 | 0 | 0 | 0 | 0 | 0 | 0 | 0 | 0 | 0 | 0 | 0 | 0 | 0 | 0 | 0 | 0 | 0 | 0 | 0 | 0 | 0 | 0 | 0 | 0 | 0 | 0 | 0 | 0 | 0 | 0 | 0 | 0 | 0 | 0 | 0 | 0 | 0 | 0 | 0 | 0 | 0 | 0.085 | 0.085 | 0.085 | 0.085 | 0.085 | 0.085 | 0.085 | 0.085 | 0.085 | 0.085 | 0 | 0 | 0 | 0 | 0 | 0 | 0 | 0 | 0 | 0 | 0 | 0 | 0 | 0 | 0 | 0 | 0 | 0 | 0 | 0 | 0 | 0 | 0 | 0 | 0 | 0 | 0 | 0 | 0 | 0 | 0 | 0 | 0 | 0 | 0 | 0 | 0 | 0 | 0 | 0 | 0 | 0 | 0 | 0 | 0 | 0 | 0 | 0 | 0 | 0 | 0 | 0 | 0 | 0 | 0 | 0 | 0 | 0 | 0 | 0 | 0 | 0 | 0 | 0 | 0 | 0 | 0 | 0 | 0 | 0 | 0 | 0 | 0 | 0 | 0 | 0 | 0 | 0 | 0 | 0 | 0 | 0 | 0 | 0 | 0 | 0 | 0 | 0 | 0 | 0 | 0 | 0 | 0 | 0 | 0 | 0 | 0 | 0 | 0 | 0 | 0 | 0 | 0 | 0 | 0 | 0 | 0 | 0 | 0 | 0 | 0 | 0 | 0 | 0 | 0 | 0 | 0 | 0 | 0 | 0 | 0.01116% | 0 | 0 | 0 | 0 | 0 | 0 | 0 | 0 | 0 | 0 | 0 | 0 | 0 | 0 | 0 | 0 | 0 | 0 | 0 | 0 | 0 | 0 | 0 | 0
| Industrial_tool_Gas | M_Input | 2000-2018 Industrial Assessment Center | 2020 | Retro | 2022 | 2041 | PSE | Industrial | Cold Storage | Gas | Per Region | NA | NA | Cold Storage Heat Recovery And Waste Heat For Process | Cold Storage Heat Recovery And Waste Heat For Process | 0 | 14 | 15.8321 | 0 | I-All-Other-Shift3-All-All-S | 0 | 0 | 0 | 0 | 0 | 0 | 0 | 18.9606 | I-All-Other-Shift3-All-All-S | 0 | 0 | 0 | Comm Flat | Heat Recovery And Waste Heat For Process | Heat Recovery And Waste Heat For Process | RefrigWarehouseGroc | 0.01247% | 0% | 100% | 1 | 1 | 100% | 7.143% | 85% | 6.8% | 0.2% | 189.1538 | 0.97686 | 19.0131 | 0 | 19.4796 | 0 | 0 | 0 | 2.6561 |  | 0 | 0.013018 | 0 | 01. ($9,999.000) to $0.028 | N/A | 0.013018 | 01. ($9,999.00) to $0.22 | N/A | 0 | 0 | 0 | 0 | 0 | 0 | 0 | 0 | 0 | 0 | 0 | 0 | 0 | 0 | 0 | 0 | 0 | 0 | 0 | 0 | 0 | 0 | 0 | 0 | 0 | 0 | 0 | 0 | 0 | 0 | 0 | 0 | 0 | 0 | 0 | 0 | 0 | 0 | 0 | 0 | 0 | 0 | 0 | 0 | 0 | 0 | 0 | 0 | 0 | 0 | 0 | 0 | 0 | 0 | 0 | 0 | 0 | 0 | 0 | 0 | 0 | 0 | 0 | 0 | 0 | 0 | 0 | 0 | 0 | 0 | 0 | 0 | 0 | 0.085 | 0.085 | 0.085 | 0.085 | 0.085 | 0.085 | 0.085 | 0.085 | 0.085 | 0.085 | 0 | 0 | 0 | 0 | 0 | 0 | 0 | 0 | 0 | 0 | 1.6117 | 1.6017 | 1.5888 | 1.5779 | 1.5656 | 1.5534 | 1.5401 | 1.5294 | 1.5174 | 1.5054 | 0 | 0 | 0 | 0 | 0 | 0 | 0 | 0 | 0 | 0 | 15.5914 | 1.6117 | 3.2133 | 4.8022 | 6.3801 | 7.9457 | 9.4992 | 11.0392 | 12.5686 | 14.086 | 15.5914 | 15.5914 | 15.5914 | 15.5914 | 15.5914 | 15.5914 | 15.5914 | 15.5914 | 15.5914 | 15.5914 | 15.5914 | 0 | 0 | 0 | 0 | 0 | 0 | 0 | 0 | 0 | 0 | 0 | 0 | 0 | 0 | 0 | 0 | 0 | 0 | 0 | 0 | 0 | 0 | 0 | 0 | 0 | 0 | 0 | 0 | 0 | 0 | 0 | 0 | 0 | 0 | 0 | 0 | 0 | 0 | 0 | 0 | 0 | 0 | 0 | 0 | 0 | 0 | 0 | 0 | 0 | 0.22577 | 0.22437 | 0.22257 | 0.22104 | 0.21932 | 0.21762 | 0.21574 | 0.21424 | 0.21257 | 0.21088 | 0 | 0 | 0 | 0 | 0 | 0 | 0 | 0 | 0 | 0 | 0.01116% | 0 | 0 | 0 | 0 | 0 | 0 | 0 | 0 | 0 | 0 | 0 | 0 | 0 | 0 | 0 | 0 | 0 | 0 | 0 | 0 | 0 | 0 | 0 | 0
| Industrial_tool_Gas | M_Input | 2000-2018 Industrial Assessment Center | 2020 | Retro | 2022 | 2041 | PSE | Industrial | Cold Storage | Gas | Per Region | NA | NA | Cold Storage Process Improvements To Reduce Energy Requirements | Cold Storage Process Improvements To Reduce Energy Requirements | 0 | 15 | 38.6711 | 0 | I-All-Other-Shift3-All-All-S | 0 | 0 | 0 | 0 | 0 | 0 | 0 | 43.8908 | I-All-Other-Shift3-All-All-S | 0 | 0 | 0 | Comm Flat | Process Improvements To Reduce Energy Requirements | Process Improvements To Reduce Energy Requirements | RefrigWarehouseGroc | 0.01247% | 0% | 100% | 1 | 1 | 100% | 6.667% | 85% | 6.8% | 0.2% | 465.7089 | 2.2613 | 46.797 | 0 | 45.5513 | 0 | 0 | 0 | 4.2272 |  | 0 | 0.0089504 | 0 | 01. ($9,999.000) to $0.028 | N/A | 0.0089504 | 01. ($9,999.00) to $0.22 | N/A | 0 | 0 | 0 | 0 | 0 | 0 | 0 | 0 | 0 | 0 | 0 | 0 | 0 | 0 | 0 | 0 | 0 | 0 | 0 | 0 | 0 | 0 | 0 | 0 | 0 | 0 | 0 | 0 | 0 | 0 | 0 | 0 | 0 | 0 | 0 | 0 | 0 | 0 | 0 | 0 | 0 | 0 | 0 | 0 | 0 | 0 | 0 | 0 | 0 | 0 | 0 | 0 | 0 | 0 | 0 | 0 | 0 | 0 | 0 | 0 | 0 | 0 | 0 | 0 | 0 | 0 | 0 | 0 | 0 | 0 | 0 | 0 | 0 | 0.085 | 0.085 | 0.085 | 0.085 | 0.085 | 0.085 | 0.085 | 0.085 | 0.085 | 0.085 | 0 | 0 | 0 | 0 | 0 | 0 | 0 | 0 | 0 | 0 | 3.7307 | 3.7076 | 3.6779 | 3.6526 | 3.6242 | 3.596 | 3.565 | 3.5402 | 3.5125 | 3.4847 | 0 | 0 | 0 | 0 | 0 | 0 | 0 | 0 | 0 | 0 | 36.0915 | 3.7307 | 7.4383 | 11.1163 | 14.7688 | 18.3931 | 21.9891 | 25.5541 | 29.0943 | 32.6068 | 36.0915 | 36.0915 | 36.0915 | 36.0915 | 36.0915 | 36.0915 | 36.0915 | 36.0915 | 36.0915 | 36.0915 | 36.0915 | 0 | 0 | 0 | 0 | 0 | 0 | 0 | 0 | 0 | 0 | 0 | 0 | 0 | 0 | 0 | 0 | 0 | 0 | 0 | 0 | 0 | 0 | 0 | 0 | 0 | 0 | 0 | 0 | 0 | 0 | 0 | 0 | 0 | 0 | 0 | 0 | 0 | 0 | 0 | 0 | 0 | 0 | 0 | 0 | 0 | 0 | 0 | 0 | 0 | 0.35932 | 0.35709 | 0.35423 | 0.35179 | 0.34906 | 0.34634 | 0.34336 | 0.34097 | 0.3383 | 0.33562 | 0 | 0 | 0 | 0 | 0 | 0 | 0 | 0 | 0 | 0 | 0.01116% | 0 | 0 | 0 | 0 | 0 | 0 | 0 | 0 | 0 | 0 | 0 | 0 | 0 | 0 | 0 | 0 | 0 | 0 | 0 | 0 | 0 | 0 | 0 | 0
| Industrial_tool_Gas | M_Input | 2000-2018 Industrial Assessment Center | 2020 | Retro | 2022 | 2041 | PSE | Industrial | Cold Storage | Gas | Per Region | NA | NA | Cold Storage Thermal Systems Add Insulation To Equipment | Cold Storage Thermal Systems Add Insulation To Equipment | 0 | 10 | 2.8302 | 0 | I-All-Other-Shift3-All-All-S | 0 | 0 | 0 | 0 | 0 | 0 | 0 | 6.0415 | I-All-Other-Shift3-All-All-S | 0 | 0 | 0 | Comm Flat | Thermal Systems Add Insulation To Equipment | Thermal Systems Add Insulation To Equipment | RefrigWarehouseGroc | 0.01247% | 0% | 100% | 1 | 1 | 100% | 10% | 85% | 6.8% | 0.2% | 44.6176 | 0.31126 | 4.4929 | 0 | 4.2961 | 0 | 0 | 0 | 0.057952 |  | 0 | 0.00089142 | 0 | 01. ($9,999.000) to $0.028 | N/A | 0.00089142 | 01. ($9,999.00) to $0.22 | N/A | 0 | 0 | 0 | 0 | 0 | 0 | 0 | 0 | 0 | 0 | 0 | 0 | 0 | 0 | 0 | 0 | 0 | 0 | 0 | 0 | 0 | 0 | 0 | 0 | 0 | 0 | 0 | 0 | 0 | 0 | 0 | 0 | 0 | 0 | 0 | 0 | 0 | 0 | 0 | 0 | 0 | 0 | 0 | 0 | 0 | 0 | 0 | 0 | 0 | 0 | 0 | 0 | 0 | 0 | 0 | 0 | 0 | 0 | 0 | 0 | 0 | 0 | 0 | 0 | 0 | 0 | 0 | 0 | 0 | 0 | 0 | 0 | 0 | 0.085 | 0.085 | 0.085 | 0.085 | 0.085 | 0.085 | 0.085 | 0.085 | 0.085 | 0.085 | 0 | 0 | 0 | 0 | 0 | 0 | 0 | 0 | 0 | 0 | 0.51353 | 0.51035 | 0.50626 | 0.50277 | 0.49887 | 0.49498 | 0.49072 | 0.48731 | 0.48349 | 0.47966 | 0 | 0 | 0 | 0 | 0 | 0 | 0 | 0 | 0 | 0 | 4.9679 | 0.51353 | 1.0239 | 1.5301 | 2.0329 | 2.5318 | 3.0268 | 3.5175 | 4.0048 | 4.4883 | 4.9679 | 4.9679 | 4.9679 | 4.9679 | 4.9679 | 4.9679 | 4.9679 | 4.9679 | 4.9679 | 4.9679 | 4.9679 | 0 | 0 | 0 | 0 | 0 | 0 | 0 | 0 | 0 | 0 | 0 | 0 | 0 | 0 | 0 | 0 | 0 | 0 | 0 | 0 | 0 | 0 | 0 | 0 | 0 | 0 | 0 | 0 | 0 | 0 | 0 | 0 | 0 | 0 | 0 | 0 | 0 | 0 | 0 | 0 | 0 | 0 | 0 | 0 | 0 | 0 | 0 | 0 | 0 | 0.0049259 | 0.0048954 | 0.0048562 | 0.0048227 | 0.0047853 | 0.004748 | 0.0047071 | 0.0046744 | 0.0046378 | 0.004601 | 0 | 0 | 0 | 0 | 0 | 0 | 0 | 0 | 0 | 0 | 0.01116% | 0 | 0 | 0 | 0 | 0 | 0 | 0 | 0 | 0 | 0 | 0 | 0 | 0 | 0 | 0 | 0 | 0 | 0 | 0 | 0 | 0 | 0 | 0 | 0
| Industrial_tool_Gas | M_Input | 2000-2018 Industrial Assessment Center | 2020 | Retro | 2022 | 2041 | PSE | Industrial | Cold Storage | Gas | Per Region | NA | NA | Cold Storage Thermal Systems Reduce Infiltration; Isolate Hot Or Cold Equipment | Cold Storage Thermal Systems Reduce Infiltration; Isolate Hot Or Cold Equipment | 0 | 10 | 8.1347 | 0 | I-All-Other-Shift3-All-All-S | 0 | 0 | 0 | 0 | 0 | 0 | 0 | 14.9681 | I-All-Other-Shift3-All-All-S | 0 | 0 | 0 | Comm Flat | Thermal Systems Reduce Infiltration; Isolate Hot Or Cold Equipment | Thermal Systems Reduce Infiltration; Isolate Hot Or Cold Equipment | RefrigWarehouseGroc | 0.01247% | 0% | 100% | 1 | 1 | 100% | 10% | 85% | 6.8% | 0.2% | 110.5421 | 0.77116 | 11.1313 | 0 | 12.348 | 0 | 0 | 0 | 2.0725 |  | 0 | 0.012867 | 0 | 01. ($9,999.000) to $0.028 | N/A | 0.012867 | 01. ($9,999.00) to $0.22 | N/A | 0 | 0 | 0 | 0 | 0 | 0 | 0 | 0 | 0 | 0 | 0 | 0 | 0 | 0 | 0 | 0 | 0 | 0 | 0 | 0 | 0 | 0 | 0 | 0 | 0 | 0 | 0 | 0 | 0 | 0 | 0 | 0 | 0 | 0 | 0 | 0 | 0 | 0 | 0 | 0 | 0 | 0 | 0 | 0 | 0 | 0 | 0 | 0 | 0 | 0 | 0 | 0 | 0 | 0 | 0 | 0 | 0 | 0 | 0 | 0 | 0 | 0 | 0 | 0 | 0 | 0 | 0 | 0 | 0 | 0 | 0 | 0 | 0 | 0.085 | 0.085 | 0.085 | 0.085 | 0.085 | 0.085 | 0.085 | 0.085 | 0.085 | 0.085 | 0 | 0 | 0 | 0 | 0 | 0 | 0 | 0 | 0 | 0 | 1.2723 | 1.2644 | 1.2543 | 1.2456 | 1.236 | 1.2263 | 1.2158 | 1.2073 | 1.1979 | 1.1884 | 0 | 0 | 0 | 0 | 0 | 0 | 0 | 0 | 0 | 0 | 12.3083 | 1.2723 | 2.5367 | 3.791 | 5.0366 | 6.2726 | 7.4989 | 8.7147 | 9.922 | 11.1199 | 12.3083 | 12.3083 | 12.3083 | 12.3083 | 12.3083 | 12.3083 | 12.3083 | 12.3083 | 12.3083 | 12.3083 | 12.3083 | 0 | 0 | 0 | 0 | 0 | 0 | 0 | 0 | 0 | 0 | 0 | 0 | 0 | 0 | 0 | 0 | 0 | 0 | 0 | 0 | 0 | 0 | 0 | 0 | 0 | 0 | 0 | 0 | 0 | 0 | 0 | 0 | 0 | 0 | 0 | 0 | 0 | 0 | 0 | 0 | 0 | 0 | 0 | 0 | 0 | 0 | 0 | 0 | 0 | 0.17616 | 0.17507 | 0.17367 | 0.17247 | 0.17113 | 0.1698 | 0.16834 | 0.16717 | 0.16586 | 0.16454 | 0 | 0 | 0 | 0 | 0 | 0 | 0 | 0 | 0 | 0 | 0.01116% | 0 | 0 | 0 | 0 | 0 | 0 | 0 | 0 | 0 | 0 | 0 | 0 | 0 | 0 | 0 | 0 | 0 | 0 | 0 | 0 | 0 | 0 | 0 | 0
| Industrial_tool_Gas | M_Input | 2000-2018 Industrial Assessment Center | 2020 | Retro | 2022 | 2041 | PSE | Industrial | Cold Storage | Gas | Per Region | NA | NA | Cold Storage Waste Heat From Hot Flue Gases To Preheat | Cold Storage Waste Heat From Hot Flue Gases To Preheat | 0 | 14 | 17.6674 | 0 | I-All-Other-Shift3-All-All-S | 0 | 0 | 0 | 0 | 0 | 0 | 0 | 21.8136 | I-All-Other-Shift3-All-All-S | 0 | 0 | 0 | Comm Flat | Waste Heat From Hot Flue Gases To Preheat | Waste Heat From Hot Flue Gases To Preheat | RefrigWarehouseGroc | 0.01247% | 0% | 100% | 1 | 1 | 100% | 7.143% | 85% | 6.8% | 0.2% | 217.6152 | 1.1238 | 21.8739 | 0 | 21.7377 | 0 | 0 | 0 | 2.2735 |  | 0 | 0.0096854 | 0 | 01. ($9,999.000) to $0.028 | N/A | 0.0096854 | 01. ($9,999.00) to $0.22 | N/A | 0 | 0 | 0 | 0 | 0 | 0 | 0 | 0 | 0 | 0 | 0 | 0 | 0 | 0 | 0 | 0 | 0 | 0 | 0 | 0 | 0 | 0 | 0 | 0 | 0 | 0 | 0 | 0 | 0 | 0 | 0 | 0 | 0 | 0 | 0 | 0 | 0 | 0 | 0 | 0 | 0 | 0 | 0 | 0 | 0 | 0 | 0 | 0 | 0 | 0 | 0 | 0 | 0 | 0 | 0 | 0 | 0 | 0 | 0 | 0 | 0 | 0 | 0 | 0 | 0 | 0 | 0 | 0 | 0 | 0 | 0 | 0 | 0 | 0.085 | 0.085 | 0.085 | 0.085 | 0.085 | 0.085 | 0.085 | 0.085 | 0.085 | 0.085 | 0 | 0 | 0 | 0 | 0 | 0 | 0 | 0 | 0 | 0 | 1.8542 | 1.8427 | 1.8279 | 1.8153 | 1.8012 | 1.7872 | 1.7718 | 1.7595 | 1.7457 | 1.7319 | 0 | 0 | 0 | 0 | 0 | 0 | 0 | 0 | 0 | 0 | 17.9373 | 1.8542 | 3.6968 | 5.5247 | 7.3401 | 9.1413 | 10.9285 | 12.7003 | 14.4598 | 16.2055 | 17.9373 | 17.9373 | 17.9373 | 17.9373 | 17.9373 | 17.9373 | 17.9373 | 17.9373 | 17.9373 | 17.9373 | 17.9373 | 0 | 0 | 0 | 0 | 0 | 0 | 0 | 0 | 0 | 0 | 0 | 0 | 0 | 0 | 0 | 0 | 0 | 0 | 0 | 0 | 0 | 0 | 0 | 0 | 0 | 0 | 0 | 0 | 0 | 0 | 0 | 0 | 0 | 0 | 0 | 0 | 0 | 0 | 0 | 0 | 0 | 0 | 0 | 0 | 0 | 0 | 0 | 0 | 0 | 0.19324 | 0.19205 | 0.19051 | 0.1892 | 0.18773 | 0.18626 | 0.18466 | 0.18338 | 0.18194 | 0.1805 | 0 | 0 | 0 | 0 | 0 | 0 | 0 | 0 | 0 | 0 | 0.01116% | 0 | 0 | 0 | 0 | 0 | 0 | 0 | 0 | 0 | 0 | 0 | 0 | 0 | 0 | 0 | 0 | 0 | 0 | 0 | 0 | 0 | 0 | 0 | 0
| Industrial_tool_Gas | M_Input | 2000-2018 Industrial Assessment Center | 2020 | Retro | 2022 | 2041 | PSE | Industrial | Cold Storage | Gas | Per Region | NA | NA | Cold Storage Plant Operations - Equipment Scheduling Improvements | Cold Storage Plant Operations - Equipment Scheduling Improvements | 0 | 10 | 12.2354 | 0 | I-All-Other-Shift3-All-All-S | 0 | 0 | 0 | 0 | 0 | 0 | 0 | 4.7317 | I-All-Other-Shift3-All-All-S | 0 | 0 | 0 | Comm Flat | Plant Operations - Equipment Scheduling Improvements | Plant Operations - Equipment Scheduling Improvements | RefrigWarehouseGroc | 0.01247% | 0% | 100% | 1 | 1 | 100% | 10% | 85% | 6.8% | 0.2% | 34.9446 | 0.24378 | 3.5188 | 0 | 18.5727 | 0 | 0 | 0 | 17.2572 |  | 0 | 0.33893 | 0 | 01. ($9,999.000) to $0.028 | N/A | 0.33893 | 03. $0.30 to $0.45 | N/A | 0 | 0 | 0 | 0 | 0 | 0 | 0 | 0 | 0 | 0 | 0 | 0 | 0 | 0 | 0 | 0 | 0 | 0 | 0 | 0 | 0 | 0 | 0 | 0 | 0 | 0 | 0 | 0 | 0 | 0 | 0 | 0 | 0 | 0 | 0 | 0 | 0 | 0 | 0 | 0 | 0 | 0 | 0 | 0 | 0 | 0 | 0 | 0 | 0 | 0 | 0 | 0 | 0 | 0 | 0 | 0 | 0 | 0 | 0 | 0 | 0 | 0 | 0 | 0 | 0 | 0 | 0 | 0 | 0 | 0 | 0 | 0 | 0 | 0.085 | 0.085 | 0.085 | 0.085 | 0.085 | 0.085 | 0.085 | 0.085 | 0.085 | 0.085 | 0 | 0 | 0 | 0 | 0 | 0 | 0 | 0 | 0 | 0 | 0.4022 | 0.39971 | 0.3965 | 0.39377 | 0.39071 | 0.38767 | 0.38433 | 0.38166 | 0.37867 | 0.37567 | 0 | 0 | 0 | 0 | 0 | 0 | 0 | 0 | 0 | 0 | 3.8909 | 0.4022 | 0.8019 | 1.1984 | 1.5922 | 1.9829 | 2.3706 | 2.7549 | 3.1366 | 3.5152 | 3.8909 | 3.8909 | 3.8909 | 3.8909 | 3.8909 | 3.8909 | 3.8909 | 3.8909 | 3.8909 | 3.8909 | 3.8909 | 0 | 0 | 0 | 0 | 0 | 0 | 0 | 0 | 0 | 0 | 0 | 0 | 0 | 0 | 0 | 0 | 0 | 0 | 0 | 0 | 0 | 0 | 0 | 0 | 0 | 0 | 0 | 0 | 0 | 0 | 0 | 0 | 0 | 0 | 0 | 0 | 0 | 0 | 0 | 0 | 0 | 0 | 0 | 0 | 0 | 0 | 0 | 0 | 0 | 1.4669 | 1.4578 | 1.4461 | 1.4361 | 1.425 | 1.4139 | 1.4017 | 1.392 | 1.3811 | 1.3701 | 0 | 0 | 0 | 0 | 0 | 0 | 0 | 0 | 0 | 0 | 0.01116% | 0 | 0 | 0 | 0 | 0 | 0 | 0 | 0 | 0 | 0 | 0 | 0 | 0 | 0 | 0 | 0 | 0 | 0 | 0 | 0 | 0 | 0 | 0 | 0
| Industrial_tool_Gas | M_Input | 2000-2018 Industrial Assessment Center | 2020 | Retro | 2022 | 2041 | PSE | Industrial | Fruit Storage | Gas | Per Region | NA | NA | Fruit Storage Building Envelope Infiltration Improvements | Fruit Storage Building Envelope Infiltration Improvements | 0 | 20 | 0 | 0 | I-All-Other-Shift3-All-All-S | 0 | 0 | 0 | 0 | 0 | 0 | 0 | 0 | I-All-Other-Shift3-All-All-S | 0 | 0 | 0 | Comm Flat | Building Envelope Infiltration Improvements | Building Envelope Infiltration Improvements | IndShift3 | 0.01266% | 0% | 100% | 1 | 1 | 100% | 5% | 85% | 6.8% | 0.2% | 0 | 0 | 0 | 0 | 0 | 0 | 0 | 0 | 0 |  | 0 | 0 | 0 | 01. ($9,999.000) to $0.028 | N/A | 0 | 01. ($9,999.00) to $0.22 | N/A | 0 | 0 | 0 | 0 | 0 | 0 | 0 | 0 | 0 | 0 | 0 | 0 | 0 | 0 | 0 | 0 | 0 | 0 | 0 | 0 | 0 | 0 | 0 | 0 | 0 | 0 | 0 | 0 | 0 | 0 | 0 | 0 | 0 | 0 | 0 | 0 | 0 | 0 | 0 | 0 | 0 | 0 | 0 | 0 | 0 | 0 | 0 | 0 | 0 | 0 | 0 | 0 | 0 | 0 | 0 | 0 | 0 | 0 | 0 | 0 | 0 | 0 | 0 | 0 | 0 | 0 | 0 | 0 | 0 | 0 | 0 | 0 | 0 | 0.085 | 0.085 | 0.085 | 0.085 | 0.085 | 0.085 | 0.085 | 0.085 | 0.085 | 0.085 | 0 | 0 | 0 | 0 | 0 | 0 | 0 | 0 | 0 | 0 | 0 | 0 | 0 | 0 | 0 | 0 | 0 | 0 | 0 | 0 | 0 | 0 | 0 | 0 | 0 | 0 | 0 | 0 | 0 | 0 | 0 | 0 | 0 | 0 | 0 | 0 | 0 | 0 | 0 | 0 | 0 | 0 | 0 | 0 | 0 | 0 | 0 | 0 | 0 | 0 | 0 | 0 | 0 | 0 | 0 | 0 | 0 | 0 | 0 | 0 | 0 | 0 | 0 | 0 | 0 | 0 | 0 | 0 | 0 | 0 | 0 | 0 | 0 | 0 | 0 | 0 | 0 | 0 | 0 | 0 | 0 | 0 | 0 | 0 | 0 | 0 | 0 | 0 | 0 | 0 | 0 | 0 | 0 | 0 | 0 | 0 | 0 | 0 | 0 | 0 | 0 | 0 | 0 | 0 | 0 | 0 | 0 | 0 | 0 | 0 | 0 | 0 | 0 | 0 | 0 | 0 | 0 | 0 | 0 | 0 | 0.01296% | 0 | 0 | 0 | 0 | 0 | 0 | 0 | 0 | 0 | 0 | 0 | 0 | 0 | 0 | 0 | 0 | 0 | 0 | 0 | 0 | 0 | 0 | 0 | 0
| Industrial_tool_Gas | M_Input | 2000-2018 Industrial Assessment Center | 2020 | Retro | 2022 | 2041 | PSE | Industrial | Fruit Storage | Gas | Per Region | NA | NA | Fruit Storage Building Envelope Insulation and Window/Door Improvements | Fruit Storage Building Envelope Insulation and Window/Door Improvements | 0 | 20 | 0 | 0 | I-All-Other-Shift3-All-All-S | 0 | 0 | 0 | 0 | 0 | 0 | 0 | 0 | I-All-Other-Shift3-All-All-S | 0 | 0 | 0 | Comm Flat | Building Envelope Insulation and Window/Door Improvements | Building Envelope Insulation and Window/Door Improvements | IndShift3 | 0.01266% | 0% | 100% | 1 | 1 | 100% | 5% | 85% | 6.8% | 0.2% | 0 | 0 | 0 | 0 | 0 | 0 | 0 | 0 | 0 |  | 0 | 0 | 0 | 01. ($9,999.000) to $0.028 | N/A | 0 | 01. ($9,999.00) to $0.22 | N/A | 0 | 0 | 0 | 0 | 0 | 0 | 0 | 0 | 0 | 0 | 0 | 0 | 0 | 0 | 0 | 0 | 0 | 0 | 0 | 0 | 0 | 0 | 0 | 0 | 0 | 0 | 0 | 0 | 0 | 0 | 0 | 0 | 0 | 0 | 0 | 0 | 0 | 0 | 0 | 0 | 0 | 0 | 0 | 0 | 0 | 0 | 0 | 0 | 0 | 0 | 0 | 0 | 0 | 0 | 0 | 0 | 0 | 0 | 0 | 0 | 0 | 0 | 0 | 0 | 0 | 0 | 0 | 0 | 0 | 0 | 0 | 0 | 0 | 0.085 | 0.085 | 0.085 | 0.085 | 0.085 | 0.085 | 0.085 | 0.085 | 0.085 | 0.085 | 0 | 0 | 0 | 0 | 0 | 0 | 0 | 0 | 0 | 0 | 0 | 0 | 0 | 0 | 0 | 0 | 0 | 0 | 0 | 0 | 0 | 0 | 0 | 0 | 0 | 0 | 0 | 0 | 0 | 0 | 0 | 0 | 0 | 0 | 0 | 0 | 0 | 0 | 0 | 0 | 0 | 0 | 0 | 0 | 0 | 0 | 0 | 0 | 0 | 0 | 0 | 0 | 0 | 0 | 0 | 0 | 0 | 0 | 0 | 0 | 0 | 0 | 0 | 0 | 0 | 0 | 0 | 0 | 0 | 0 | 0 | 0 | 0 | 0 | 0 | 0 | 0 | 0 | 0 | 0 | 0 | 0 | 0 | 0 | 0 | 0 | 0 | 0 | 0 | 0 | 0 | 0 | 0 | 0 | 0 | 0 | 0 | 0 | 0 | 0 | 0 | 0 | 0 | 0 | 0 | 0 | 0 | 0 | 0 | 0 | 0 | 0 | 0 | 0 | 0 | 0 | 0 | 0 | 0 | 0 | 0.01296% | 0 | 0 | 0 | 0 | 0 | 0 | 0 | 0 | 0 | 0 | 0 | 0 | 0 | 0 | 0 | 0 | 0 | 0 | 0 | 0 | 0 | 0 | 0 | 0
| Industrial_tool_Gas | M_Input | 2000-2018 Industrial Assessment Center | 2020 | Retro | 2022 | 2041 | PSE | Industrial | Fruit Storage | Gas | Per Region | NA | NA | Fruit Storage Equipment Upgrade - Replace Existing HVAC Unit With High Efficiency Model | Fruit Storage Equipment Upgrade - Replace Existing HVAC Unit With High Efficiency Model | 0 | 20 | 0 | 0 | I-All-Other-Shift3-All-All-S | 0 | 0 | 0 | 0 | 0 | 0 | 0 | 0 | I-All-Other-Shift3-All-All-S | 0 | 0 | 0 | Comm Flat | Equipment Upgrade - Replace Existing HVAC Unit With High Efficiency Model | Equipment Upgrade - Replace Existing HVAC Unit With High Efficiency Model | IndShift3 | 0.01266% | 0% | 100% | 1 | 1 | 100% | 5% | 85% | 6.8% | 0.2% | 0 | 0 | 0 | 0 | 0 | 0 | 0 | 0 | 0 |  | 0 | 0 | 0 | 01. ($9,999.000) to $0.028 | N/A | 0 | 01. ($9,999.00) to $0.22 | N/A | 0 | 0 | 0 | 0 | 0 | 0 | 0 | 0 | 0 | 0 | 0 | 0 | 0 | 0 | 0 | 0 | 0 | 0 | 0 | 0 | 0 | 0 | 0 | 0 | 0 | 0 | 0 | 0 | 0 | 0 | 0 | 0 | 0 | 0 | 0 | 0 | 0 | 0 | 0 | 0 | 0 | 0 | 0 | 0 | 0 | 0 | 0 | 0 | 0 | 0 | 0 | 0 | 0 | 0 | 0 | 0 | 0 | 0 | 0 | 0 | 0 | 0 | 0 | 0 | 0 | 0 | 0 | 0 | 0 | 0 | 0 | 0 | 0 | 0.085 | 0.085 | 0.085 | 0.085 | 0.085 | 0.085 | 0.085 | 0.085 | 0.085 | 0.085 | 0 | 0 | 0 | 0 | 0 | 0 | 0 | 0 | 0 | 0 | 0 | 0 | 0 | 0 | 0 | 0 | 0 | 0 | 0 | 0 | 0 | 0 | 0 | 0 | 0 | 0 | 0 | 0 | 0 | 0 | 0 | 0 | 0 | 0 | 0 | 0 | 0 | 0 | 0 | 0 | 0 | 0 | 0 | 0 | 0 | 0 | 0 | 0 | 0 | 0 | 0 | 0 | 0 | 0 | 0 | 0 | 0 | 0 | 0 | 0 | 0 | 0 | 0 | 0 | 0 | 0 | 0 | 0 | 0 | 0 | 0 | 0 | 0 | 0 | 0 | 0 | 0 | 0 | 0 | 0 | 0 | 0 | 0 | 0 | 0 | 0 | 0 | 0 | 0 | 0 | 0 | 0 | 0 | 0 | 0 | 0 | 0 | 0 | 0 | 0 | 0 | 0 | 0 | 0 | 0 | 0 | 0 | 0 | 0 | 0 | 0 | 0 | 0 | 0 | 0 | 0 | 0 | 0 | 0 | 0 | 0.01296% | 0 | 0 | 0 | 0 | 0 | 0 | 0 | 0 | 0 | 0 | 0 | 0 | 0 | 0 | 0 | 0 | 0 | 0 | 0 | 0 | 0 | 0 | 0 | 0
| Industrial_tool_Gas | M_Input | 2000-2018 Industrial Assessment Center | 2020 | Retro | 2022 | 2041 | PSE | Industrial | Fruit Storage | Gas | Per Region | NA | NA | Fruit Storage HVAC Equipment Scheduling Improvements - HVAC Controls, Timers Or Thermostats | Fruit Storage HVAC Equipment Scheduling Improvements - HVAC Controls, Timers Or Thermostats | 0 | 15 | 0 | 0 | I-All-Other-Shift3-All-All-S | 0 | 0 | 0 | 0 | 0 | 0 | 0 | 0 | I-All-Other-Shift3-All-All-S | 0 | 0 | 0 | Comm Flat | HVAC Equipment Scheduling Improvements - HVAC Controls, Timers Or Thermostats | HVAC Equipment Scheduling Improvements - HVAC Controls, Timers Or Thermostats | IndShift3 | 0.01266% | 0% | 100% | 1 | 1 | 100% | 6.667% | 85% | 6.8% | 0.2% | 0 | 0 | 0 | 0 | 0 | 0 | 0 | 0 | 0 |  | 0 | 0 | 0 | 01. ($9,999.000) to $0.028 | N/A | 0 | 01. ($9,999.00) to $0.22 | N/A | 0 | 0 | 0 | 0 | 0 | 0 | 0 | 0 | 0 | 0 | 0 | 0 | 0 | 0 | 0 | 0 | 0 | 0 | 0 | 0 | 0 | 0 | 0 | 0 | 0 | 0 | 0 | 0 | 0 | 0 | 0 | 0 | 0 | 0 | 0 | 0 | 0 | 0 | 0 | 0 | 0 | 0 | 0 | 0 | 0 | 0 | 0 | 0 | 0 | 0 | 0 | 0 | 0 | 0 | 0 | 0 | 0 | 0 | 0 | 0 | 0 | 0 | 0 | 0 | 0 | 0 | 0 | 0 | 0 | 0 | 0 | 0 | 0 | 0.085 | 0.085 | 0.085 | 0.085 | 0.085 | 0.085 | 0.085 | 0.085 | 0.085 | 0.085 | 0 | 0 | 0 | 0 | 0 | 0 | 0 | 0 | 0 | 0 | 0 | 0 | 0 | 0 | 0 | 0 | 0 | 0 | 0 | 0 | 0 | 0 | 0 | 0 | 0 | 0 | 0 | 0 | 0 | 0 | 0 | 0 | 0 | 0 | 0 | 0 | 0 | 0 | 0 | 0 | 0 | 0 | 0 | 0 | 0 | 0 | 0 | 0 | 0 | 0 | 0 | 0 | 0 | 0 | 0 | 0 | 0 | 0 | 0 | 0 | 0 | 0 | 0 | 0 | 0 | 0 | 0 | 0 | 0 | 0 | 0 | 0 | 0 | 0 | 0 | 0 | 0 | 0 | 0 | 0 | 0 | 0 | 0 | 0 | 0 | 0 | 0 | 0 | 0 | 0 | 0 | 0 | 0 | 0 | 0 | 0 | 0 | 0 | 0 | 0 | 0 | 0 | 0 | 0 | 0 | 0 | 0 | 0 | 0 | 0 | 0 | 0 | 0 | 0 | 0 | 0 | 0 | 0 | 0 | 0 | 0.01296% | 0 | 0 | 0 | 0 | 0 | 0 | 0 | 0 | 0 | 0 | 0 | 0 | 0 | 0 | 0 | 0 | 0 | 0 | 0 | 0 | 0 | 0 | 0 | 0
| Industrial_tool_Gas | M_Input | 2000-2018 Industrial Assessment Center | 2020 | Retro | 2022 | 2041 | PSE | Industrial | Fruit Storage | Gas | Per Region | NA | NA | Fruit Storage Optimize Ventilation System | Fruit Storage Optimize Ventilation System | 0 | 5 | 0 | 0 | I-All-Other-Shift3-All-All-S | 0 | 0 | 0 | 0 | 0 | 0 | 0 | 0 | I-All-Other-Shift3-All-All-S | 0 | 0 | 0 | Comm Flat | Optimize Ventilation System | Optimize Ventilation System | IndShift3 | 0.01266% | 0% | 100% | 1 | 1 | 100% | 20% | 85% | 6.8% | 0.2% | 0 | 0 | 0 | 0 | 0 | 0 | 0 | 0 | 0 |  | 0 | 0 | 0 | 01. ($9,999.000) to $0.028 | N/A | 0 | 01. ($9,999.00) to $0.22 | N/A | 0 | 0 | 0 | 0 | 0 | 0 | 0 | 0 | 0 | 0 | 0 | 0 | 0 | 0 | 0 | 0 | 0 | 0 | 0 | 0 | 0 | 0 | 0 | 0 | 0 | 0 | 0 | 0 | 0 | 0 | 0 | 0 | 0 | 0 | 0 | 0 | 0 | 0 | 0 | 0 | 0 | 0 | 0 | 0 | 0 | 0 | 0 | 0 | 0 | 0 | 0 | 0 | 0 | 0 | 0 | 0 | 0 | 0 | 0 | 0 | 0 | 0 | 0 | 0 | 0 | 0 | 0 | 0 | 0 | 0 | 0 | 0 | 0 | 0.085 | 0.085 | 0.085 | 0.085 | 0.085 | 0.085 | 0.085 | 0.085 | 0.085 | 0.085 | 0 | 0 | 0 | 0 | 0 | 0 | 0 | 0 | 0 | 0 | 0 | 0 | 0 | 0 | 0 | 0 | 0 | 0 | 0 | 0 | 0 | 0 | 0 | 0 | 0 | 0 | 0 | 0 | 0 | 0 | 0 | 0 | 0 | 0 | 0 | 0 | 0 | 0 | 0 | 0 | 0 | 0 | 0 | 0 | 0 | 0 | 0 | 0 | 0 | 0 | 0 | 0 | 0 | 0 | 0 | 0 | 0 | 0 | 0 | 0 | 0 | 0 | 0 | 0 | 0 | 0 | 0 | 0 | 0 | 0 | 0 | 0 | 0 | 0 | 0 | 0 | 0 | 0 | 0 | 0 | 0 | 0 | 0 | 0 | 0 | 0 | 0 | 0 | 0 | 0 | 0 | 0 | 0 | 0 | 0 | 0 | 0 | 0 | 0 | 0 | 0 | 0 | 0 | 0 | 0 | 0 | 0 | 0 | 0 | 0 | 0 | 0 | 0 | 0 | 0 | 0 | 0 | 0 | 0 | 0 | 0.01296% | 0 | 0 | 0 | 0 | 0 | 0 | 0 | 0 | 0 | 0 | 0 | 0 | 0 | 0 | 0 | 0 | 0 | 0 | 0 | 0 | 0 | 0 | 0 | 0
| Industrial_tool_Gas | M_Input | 2000-2018 Industrial Assessment Center | 2020 | Retro | 2022 | 2041 | PSE | Industrial | Fruit Storage | Gas | Per Region | NA | NA | Fruit Storage Analyze Flue Gas For Proper Air/Fuel Ratio | Fruit Storage Analyze Flue Gas For Proper Air/Fuel Ratio | 0 | 5 | 0 | 0 | I-All-Other-Shift3-All-All-S | 0 | 0 | 0 | 0 | 0 | 0 | 0 | 0 | I-All-Other-Shift3-All-All-S | 0 | 0 | 0 | Comm Flat | Analyze Flue Gas For Proper Air/Fuel Ratio | Analyze Flue Gas For Proper Air/Fuel Ratio | IndShift3 | 0.01266% | 0% | 100% | 1 | 1 | 100% | 20% | 85% | 6.8% | 0.2% | 0 | 0 | 0 | 0 | 0 | 0 | 0 | 0 | 0 |  | 0 | 0 | 0 | 01. ($9,999.000) to $0.028 | N/A | 0 | 01. ($9,999.00) to $0.22 | N/A | 0 | 0 | 0 | 0 | 0 | 0 | 0 | 0 | 0 | 0 | 0 | 0 | 0 | 0 | 0 | 0 | 0 | 0 | 0 | 0 | 0 | 0 | 0 | 0 | 0 | 0 | 0 | 0 | 0 | 0 | 0 | 0 | 0 | 0 | 0 | 0 | 0 | 0 | 0 | 0 | 0 | 0 | 0 | 0 | 0 | 0 | 0 | 0 | 0 | 0 | 0 | 0 | 0 | 0 | 0 | 0 | 0 | 0 | 0 | 0 | 0 | 0 | 0 | 0 | 0 | 0 | 0 | 0 | 0 | 0 | 0 | 0 | 0 | 0.085 | 0.085 | 0.085 | 0.085 | 0.085 | 0.085 | 0.085 | 0.085 | 0.085 | 0.085 | 0 | 0 | 0 | 0 | 0 | 0 | 0 | 0 | 0 | 0 | 0 | 0 | 0 | 0 | 0 | 0 | 0 | 0 | 0 | 0 | 0 | 0 | 0 | 0 | 0 | 0 | 0 | 0 | 0 | 0 | 0 | 0 | 0 | 0 | 0 | 0 | 0 | 0 | 0 | 0 | 0 | 0 | 0 | 0 | 0 | 0 | 0 | 0 | 0 | 0 | 0 | 0 | 0 | 0 | 0 | 0 | 0 | 0 | 0 | 0 | 0 | 0 | 0 | 0 | 0 | 0 | 0 | 0 | 0 | 0 | 0 | 0 | 0 | 0 | 0 | 0 | 0 | 0 | 0 | 0 | 0 | 0 | 0 | 0 | 0 | 0 | 0 | 0 | 0 | 0 | 0 | 0 | 0 | 0 | 0 | 0 | 0 | 0 | 0 | 0 | 0 | 0 | 0 | 0 | 0 | 0 | 0 | 0 | 0 | 0 | 0 | 0 | 0 | 0 | 0 | 0 | 0 | 0 | 0 | 0 | 0.01296% | 0 | 0 | 0 | 0 | 0 | 0 | 0 | 0 | 0 | 0 | 0 | 0 | 0 | 0 | 0 | 0 | 0 | 0 | 0 | 0 | 0 | 0 | 0 | 0
| Industrial_tool_Gas | M_Input | 2000-2018 Industrial Assessment Center | 2020 | Retro | 2022 | 2041 | PSE | Industrial | Fruit Storage | Gas | Per Region | NA | NA | Fruit Storage Boiler - Operation, Maintenance, And Scheduling | Fruit Storage Boiler - Operation, Maintenance, And Scheduling | 0 | 5 | 0 | 0 | I-All-Other-Shift3-All-All-S | 0 | 0 | 0 | 0 | 0 | 0 | 0 | 0 | I-All-Other-Shift3-All-All-S | 0 | 0 | 0 | Comm Flat | Boiler - Operation, Maintenance, And Scheduling | Boiler - Operation, Maintenance, And Scheduling | IndShift3 | 0.01266% | 0% | 100% | 1 | 1 | 100% | 20% | 85% | 6.8% | 0.2% | 0 | 0 | 0 | 0 | 0 | 0 | 0 | 0 | 0 |  | 0 | 0 | 0 | 01. ($9,999.000) to $0.028 | N/A | 0 | 01. ($9,999.00) to $0.22 | N/A | 0 | 0 | 0 | 0 | 0 | 0 | 0 | 0 | 0 | 0 | 0 | 0 | 0 | 0 | 0 | 0 | 0 | 0 | 0 | 0 | 0 | 0 | 0 | 0 | 0 | 0 | 0 | 0 | 0 | 0 | 0 | 0 | 0 | 0 | 0 | 0 | 0 | 0 | 0 | 0 | 0 | 0 | 0 | 0 | 0 | 0 | 0 | 0 | 0 | 0 | 0 | 0 | 0 | 0 | 0 | 0 | 0 | 0 | 0 | 0 | 0 | 0 | 0 | 0 | 0 | 0 | 0 | 0 | 0 | 0 | 0 | 0 | 0 | 0.085 | 0.085 | 0.085 | 0.085 | 0.085 | 0.085 | 0.085 | 0.085 | 0.085 | 0.085 | 0 | 0 | 0 | 0 | 0 | 0 | 0 | 0 | 0 | 0 | 0 | 0 | 0 | 0 | 0 | 0 | 0 | 0 | 0 | 0 | 0 | 0 | 0 | 0 | 0 | 0 | 0 | 0 | 0 | 0 | 0 | 0 | 0 | 0 | 0 | 0 | 0 | 0 | 0 | 0 | 0 | 0 | 0 | 0 | 0 | 0 | 0 | 0 | 0 | 0 | 0 | 0 | 0 | 0 | 0 | 0 | 0 | 0 | 0 | 0 | 0 | 0 | 0 | 0 | 0 | 0 | 0 | 0 | 0 | 0 | 0 | 0 | 0 | 0 | 0 | 0 | 0 | 0 | 0 | 0 | 0 | 0 | 0 | 0 | 0 | 0 | 0 | 0 | 0 | 0 | 0 | 0 | 0 | 0 | 0 | 0 | 0 | 0 | 0 | 0 | 0 | 0 | 0 | 0 | 0 | 0 | 0 | 0 | 0 | 0 | 0 | 0 | 0 | 0 | 0 | 0 | 0 | 0 | 0 | 0 | 0.01296% | 0 | 0 | 0 | 0 | 0 | 0 | 0 | 0 | 0 | 0 | 0 | 0 | 0 | 0 | 0 | 0 | 0 | 0 | 0 | 0 | 0 | 0 | 0 | 0
| Industrial_tool_Gas | M_Input | 2000-2018 Industrial Assessment Center | 2020 | Retro | 2022 | 2041 | PSE | Industrial | Fruit Storage | Gas | Per Region | NA | NA | Fruit Storage Equipment Upgrade - Boiler Replacement | Fruit Storage Equipment Upgrade - Boiler Replacement | 0 | 20 | 0 | 0 | I-All-Other-Shift3-All-All-S | 0 | 0 | 0 | 0 | 0 | 0 | 0 | 0 | I-All-Other-Shift3-All-All-S | 0 | 0 | 0 | Comm Flat | Equipment Upgrade - Boiler Replacement | Equipment Upgrade - Boiler Replacement | IndShift3 | 0.01266% | 0% | 100% | 1 | 1 | 100% | 5% | 85% | 6.8% | 0.2% | 0 | 0 | 0 | 0 | 0 | 0 | 0 | 0 | 0 |  | 0 | 0 | 0 | 01. ($9,999.000) to $0.028 | N/A | 0 | 01. ($9,999.00) to $0.22 | N/A | 0 | 0 | 0 | 0 | 0 | 0 | 0 | 0 | 0 | 0 | 0 | 0 | 0 | 0 | 0 | 0 | 0 | 0 | 0 | 0 | 0 | 0 | 0 | 0 | 0 | 0 | 0 | 0 | 0 | 0 | 0 | 0 | 0 | 0 | 0 | 0 | 0 | 0 | 0 | 0 | 0 | 0 | 0 | 0 | 0 | 0 | 0 | 0 | 0 | 0 | 0 | 0 | 0 | 0 | 0 | 0 | 0 | 0 | 0 | 0 | 0 | 0 | 0 | 0 | 0 | 0 | 0 | 0 | 0 | 0 | 0 | 0 | 0 | 0.085 | 0.085 | 0.085 | 0.085 | 0.085 | 0.085 | 0.085 | 0.085 | 0.085 | 0.085 | 0 | 0 | 0 | 0 | 0 | 0 | 0 | 0 | 0 | 0 | 0 | 0 | 0 | 0 | 0 | 0 | 0 | 0 | 0 | 0 | 0 | 0 | 0 | 0 | 0 | 0 | 0 | 0 | 0 | 0 | 0 | 0 | 0 | 0 | 0 | 0 | 0 | 0 | 0 | 0 | 0 | 0 | 0 | 0 | 0 | 0 | 0 | 0 | 0 | 0 | 0 | 0 | 0 | 0 | 0 | 0 | 0 | 0 | 0 | 0 | 0 | 0 | 0 | 0 | 0 | 0 | 0 | 0 | 0 | 0 | 0 | 0 | 0 | 0 | 0 | 0 | 0 | 0 | 0 | 0 | 0 | 0 | 0 | 0 | 0 | 0 | 0 | 0 | 0 | 0 | 0 | 0 | 0 | 0 | 0 | 0 | 0 | 0 | 0 | 0 | 0 | 0 | 0 | 0 | 0 | 0 | 0 | 0 | 0 | 0 | 0 | 0 | 0 | 0 | 0 | 0 | 0 | 0 | 0 | 0 | 0.01296% | 0 | 0 | 0 | 0 | 0 | 0 | 0 | 0 | 0 | 0 | 0 | 0 | 0 | 0 | 0 | 0 | 0 | 0 | 0 | 0 | 0 | 0 | 0 | 0
| Industrial_tool_Gas | M_Input | 2000-2018 Industrial Assessment Center | 2020 | Retro | 2022 | 2041 | PSE | Industrial | Fruit Storage | Gas | Per Region | NA | NA | Fruit Storage Equipment Upgrade - Boiler Turbulators | Fruit Storage Equipment Upgrade - Boiler Turbulators | 0 | 20 | 0 | 0 | I-All-Other-Shift3-All-All-S | 0 | 0 | 0 | 0 | 0 | 0 | 0 | 0 | I-All-Other-Shift3-All-All-S | 0 | 0 | 0 | Comm Flat | Equipment Upgrade - Boiler Turbulators | Equipment Upgrade - Boiler Turbulators | IndShift3 | 0.01266% | 0% | 100% | 1 | 1 | 100% | 5% | 85% | 6.8% | 0.2% | 0 | 0 | 0 | 0 | 0 | 0 | 0 | 0 | 0 |  | 0 | 0 | 0 | 01. ($9,999.000) to $0.028 | N/A | 0 | 01. ($9,999.00) to $0.22 | N/A | 0 | 0 | 0 | 0 | 0 | 0 | 0 | 0 | 0 | 0 | 0 | 0 | 0 | 0 | 0 | 0 | 0 | 0 | 0 | 0 | 0 | 0 | 0 | 0 | 0 | 0 | 0 | 0 | 0 | 0 | 0 | 0 | 0 | 0 | 0 | 0 | 0 | 0 | 0 | 0 | 0 | 0 | 0 | 0 | 0 | 0 | 0 | 0 | 0 | 0 | 0 | 0 | 0 | 0 | 0 | 0 | 0 | 0 | 0 | 0 | 0 | 0 | 0 | 0 | 0 | 0 | 0 | 0 | 0 | 0 | 0 | 0 | 0 | 0.085 | 0.085 | 0.085 | 0.085 | 0.085 | 0.085 | 0.085 | 0.085 | 0.085 | 0.085 | 0 | 0 | 0 | 0 | 0 | 0 | 0 | 0 | 0 | 0 | 0 | 0 | 0 | 0 | 0 | 0 | 0 | 0 | 0 | 0 | 0 | 0 | 0 | 0 | 0 | 0 | 0 | 0 | 0 | 0 | 0 | 0 | 0 | 0 | 0 | 0 | 0 | 0 | 0 | 0 | 0 | 0 | 0 | 0 | 0 | 0 | 0 | 0 | 0 | 0 | 0 | 0 | 0 | 0 | 0 | 0 | 0 | 0 | 0 | 0 | 0 | 0 | 0 | 0 | 0 | 0 | 0 | 0 | 0 | 0 | 0 | 0 | 0 | 0 | 0 | 0 | 0 | 0 | 0 | 0 | 0 | 0 | 0 | 0 | 0 | 0 | 0 | 0 | 0 | 0 | 0 | 0 | 0 | 0 | 0 | 0 | 0 | 0 | 0 | 0 | 0 | 0 | 0 | 0 | 0 | 0 | 0 | 0 | 0 | 0 | 0 | 0 | 0 | 0 | 0 | 0 | 0 | 0 | 0 | 0 | 0.01296% | 0 | 0 | 0 | 0 | 0 | 0 | 0 | 0 | 0 | 0 | 0 | 0 | 0 | 0 | 0 | 0 | 0 | 0 | 0 | 0 | 0 | 0 | 0 | 0
| Industrial_tool_Gas | M_Input | 2000-2018 Industrial Assessment Center | 2020 | Retro | 2022 | 2041 | PSE | Industrial | Fruit Storage | Gas | Per Region | NA | NA | Fruit Storage Improve Combustion Control Capability And Air Flow | Fruit Storage Improve Combustion Control Capability And Air Flow | 0 | 15 | 0 | 0 | I-All-Other-Shift3-All-All-S | 0 | 0 | 0 | 0 | 0 | 0 | 0 | 0 | I-All-Other-Shift3-All-All-S | 0 | 0 | 0 | Comm Flat | Improve Combustion Control Capability And Air Flow | Improve Combustion Control Capability And Air Flow | IndShift3 | 0.01266% | 0% | 100% | 1 | 1 | 100% | 6.667% | 85% | 6.8% | 0.2% | 0 | 0 | 0 | 0 | 0 | 0 | 0 | 0 | 0 |  | 0 | 0 | 0 | 01. ($9,999.000) to $0.028 | N/A | 0 | 01. ($9,999.00) to $0.22 | N/A | 0 | 0 | 0 | 0 | 0 | 0 | 0 | 0 | 0 | 0 | 0 | 0 | 0 | 0 | 0 | 0 | 0 | 0 | 0 | 0 | 0 | 0 | 0 | 0 | 0 | 0 | 0 | 0 | 0 | 0 | 0 | 0 | 0 | 0 | 0 | 0 | 0 | 0 | 0 | 0 | 0 | 0 | 0 | 0 | 0 | 0 | 0 | 0 | 0 | 0 | 0 | 0 | 0 | 0 | 0 | 0 | 0 | 0 | 0 | 0 | 0 | 0 | 0 | 0 | 0 | 0 | 0 | 0 | 0 | 0 | 0 | 0 | 0 | 0.085 | 0.085 | 0.085 | 0.085 | 0.085 | 0.085 | 0.085 | 0.085 | 0.085 | 0.085 | 0 | 0 | 0 | 0 | 0 | 0 | 0 | 0 | 0 | 0 | 0 | 0 | 0 | 0 | 0 | 0 | 0 | 0 | 0 | 0 | 0 | 0 | 0 | 0 | 0 | 0 | 0 | 0 | 0 | 0 | 0 | 0 | 0 | 0 | 0 | 0 | 0 | 0 | 0 | 0 | 0 | 0 | 0 | 0 | 0 | 0 | 0 | 0 | 0 | 0 | 0 | 0 | 0 | 0 | 0 | 0 | 0 | 0 | 0 | 0 | 0 | 0 | 0 | 0 | 0 | 0 | 0 | 0 | 0 | 0 | 0 | 0 | 0 | 0 | 0 | 0 | 0 | 0 | 0 | 0 | 0 | 0 | 0 | 0 | 0 | 0 | 0 | 0 | 0 | 0 | 0 | 0 | 0 | 0 | 0 | 0 | 0 | 0 | 0 | 0 | 0 | 0 | 0 | 0 | 0 | 0 | 0 | 0 | 0 | 0 | 0 | 0 | 0 | 0 | 0 | 0 | 0 | 0 | 0 | 0 | 0.01296% | 0 | 0 | 0 | 0 | 0 | 0 | 0 | 0 | 0 | 0 | 0 | 0 | 0 | 0 | 0 | 0 | 0 | 0 | 0 | 0 | 0 | 0 | 0 | 0
| Industrial_tool_Gas | M_Input | 2000-2018 Industrial Assessment Center | 2020 | Retro | 2022 | 2041 | PSE | Industrial | Fruit Storage | Gas | Per Region | NA | NA | Fruit Storage Install Or Repair Insulation On Condensate Lines And Optimize Condensate | Fruit Storage Install Or Repair Insulation On Condensate Lines And Optimize Condensate | 0 | 10 | 0 | 0 | I-All-Other-Shift3-All-All-S | 0 | 0 | 0 | 0 | 0 | 0 | 0 | 0 | I-All-Other-Shift3-All-All-S | 0 | 0 | 0 | Comm Flat | Install Or Repair Insulation On Condensate Lines And Optimize Condensate | Install Or Repair Insulation On Condensate Lines And Optimize Condensate | IndShift3 | 0.01266% | 0% | 100% | 1 | 1 | 100% | 10% | 85% | 6.8% | 0.2% | 0 | 0 | 0 | 0 | 0 | 0 | 0 | 0 | 0 |  | 0 | 0 | 0 | 01. ($9,999.000) to $0.028 | N/A | 0 | 01. ($9,999.00) to $0.22 | N/A | 0 | 0 | 0 | 0 | 0 | 0 | 0 | 0 | 0 | 0 | 0 | 0 | 0 | 0 | 0 | 0 | 0 | 0 | 0 | 0 | 0 | 0 | 0 | 0 | 0 | 0 | 0 | 0 | 0 | 0 | 0 | 0 | 0 | 0 | 0 | 0 | 0 | 0 | 0 | 0 | 0 | 0 | 0 | 0 | 0 | 0 | 0 | 0 | 0 | 0 | 0 | 0 | 0 | 0 | 0 | 0 | 0 | 0 | 0 | 0 | 0 | 0 | 0 | 0 | 0 | 0 | 0 | 0 | 0 | 0 | 0 | 0 | 0 | 0.085 | 0.085 | 0.085 | 0.085 | 0.085 | 0.085 | 0.085 | 0.085 | 0.085 | 0.085 | 0 | 0 | 0 | 0 | 0 | 0 | 0 | 0 | 0 | 0 | 0 | 0 | 0 | 0 | 0 | 0 | 0 | 0 | 0 | 0 | 0 | 0 | 0 | 0 | 0 | 0 | 0 | 0 | 0 | 0 | 0 | 0 | 0 | 0 | 0 | 0 | 0 | 0 | 0 | 0 | 0 | 0 | 0 | 0 | 0 | 0 | 0 | 0 | 0 | 0 | 0 | 0 | 0 | 0 | 0 | 0 | 0 | 0 | 0 | 0 | 0 | 0 | 0 | 0 | 0 | 0 | 0 | 0 | 0 | 0 | 0 | 0 | 0 | 0 | 0 | 0 | 0 | 0 | 0 | 0 | 0 | 0 | 0 | 0 | 0 | 0 | 0 | 0 | 0 | 0 | 0 | 0 | 0 | 0 | 0 | 0 | 0 | 0 | 0 | 0 | 0 | 0 | 0 | 0 | 0 | 0 | 0 | 0 | 0 | 0 | 0 | 0 | 0 | 0 | 0 | 0 | 0 | 0 | 0 | 0 | 0.01296% | 0 | 0 | 0 | 0 | 0 | 0 | 0 | 0 | 0 | 0 | 0 | 0 | 0 | 0 | 0 | 0 | 0 | 0 | 0 | 0 | 0 | 0 | 0 | 0
| Industrial_tool_Gas | M_Input | 2000-2018 Industrial Assessment Center | 2020 | Retro | 2022 | 2041 | PSE | Industrial | Fruit Storage | Gas | Per Region | NA | NA | Fruit Storage Insulate Steam, Hot Water Lines Or Feedwater Tank | Fruit Storage Insulate Steam, Hot Water Lines Or Feedwater Tank | 0 | 15 | 0 | 0 | I-All-Other-Shift3-All-All-S | 0 | 0 | 0 | 0 | 0 | 0 | 0 | 0 | I-All-Other-Shift3-All-All-S | 0 | 0 | 0 | Comm Flat | Insulate Steam, Hot Water Lines Or Feedwater Tank | Insulate Steam, Hot Water Lines Or Feedwater Tank | IndShift3 | 0.01266% | 0% | 100% | 1 | 1 | 100% | 6.667% | 85% | 6.8% | 0.2% | 0 | 0 | 0 | 0 | 0 | 0 | 0 | 0 | 0 |  | 0 | 0 | 0 | 01. ($9,999.000) to $0.028 | N/A | 0 | 01. ($9,999.00) to $0.22 | N/A | 0 | 0 | 0 | 0 | 0 | 0 | 0 | 0 | 0 | 0 | 0 | 0 | 0 | 0 | 0 | 0 | 0 | 0 | 0 | 0 | 0 | 0 | 0 | 0 | 0 | 0 | 0 | 0 | 0 | 0 | 0 | 0 | 0 | 0 | 0 | 0 | 0 | 0 | 0 | 0 | 0 | 0 | 0 | 0 | 0 | 0 | 0 | 0 | 0 | 0 | 0 | 0 | 0 | 0 | 0 | 0 | 0 | 0 | 0 | 0 | 0 | 0 | 0 | 0 | 0 | 0 | 0 | 0 | 0 | 0 | 0 | 0 | 0 | 0.085 | 0.085 | 0.085 | 0.085 | 0.085 | 0.085 | 0.085 | 0.085 | 0.085 | 0.085 | 0 | 0 | 0 | 0 | 0 | 0 | 0 | 0 | 0 | 0 | 0 | 0 | 0 | 0 | 0 | 0 | 0 | 0 | 0 | 0 | 0 | 0 | 0 | 0 | 0 | 0 | 0 | 0 | 0 | 0 | 0 | 0 | 0 | 0 | 0 | 0 | 0 | 0 | 0 | 0 | 0 | 0 | 0 | 0 | 0 | 0 | 0 | 0 | 0 | 0 | 0 | 0 | 0 | 0 | 0 | 0 | 0 | 0 | 0 | 0 | 0 | 0 | 0 | 0 | 0 | 0 | 0 | 0 | 0 | 0 | 0 | 0 | 0 | 0 | 0 | 0 | 0 | 0 | 0 | 0 | 0 | 0 | 0 | 0 | 0 | 0 | 0 | 0 | 0 | 0 | 0 | 0 | 0 | 0 | 0 | 0 | 0 | 0 | 0 | 0 | 0 | 0 | 0 | 0 | 0 | 0 | 0 | 0 | 0 | 0 | 0 | 0 | 0 | 0 | 0 | 0 | 0 | 0 | 0 | 0 | 0.01296% | 0 | 0 | 0 | 0 | 0 | 0 | 0 | 0 | 0 | 0 | 0 | 0 | 0 | 0 | 0 | 0 | 0 | 0 | 0 | 0 | 0 | 0 | 0 | 0
| Industrial_tool_Gas | M_Input | 2000-2018 Industrial Assessment Center | 2020 | Retro | 2022 | 2041 | PSE | Industrial | Fruit Storage | Gas | Per Region | NA | NA | Fruit Storage Minimize Boiler Blowdown | Fruit Storage Minimize Boiler Blowdown | 0 | 5 | 0 | 0 | I-All-Other-Shift3-All-All-S | 0 | 0 | 0 | 0 | 0 | 0 | 0 | 0 | I-All-Other-Shift3-All-All-S | 0 | 0 | 0 | Comm Flat | Minimize Boiler Blowdown | Minimize Boiler Blowdown | IndShift3 | 0.01266% | 0% | 100% | 1 | 1 | 100% | 20% | 85% | 6.8% | 0.2% | 0 | 0 | 0 | 0 | 0 | 0 | 0 | 0 | 0 |  | 0 | 0 | 0 | 01. ($9,999.000) to $0.028 | N/A | 0 | 01. ($9,999.00) to $0.22 | N/A | 0 | 0 | 0 | 0 | 0 | 0 | 0 | 0 | 0 | 0 | 0 | 0 | 0 | 0 | 0 | 0 | 0 | 0 | 0 | 0 | 0 | 0 | 0 | 0 | 0 | 0 | 0 | 0 | 0 | 0 | 0 | 0 | 0 | 0 | 0 | 0 | 0 | 0 | 0 | 0 | 0 | 0 | 0 | 0 | 0 | 0 | 0 | 0 | 0 | 0 | 0 | 0 | 0 | 0 | 0 | 0 | 0 | 0 | 0 | 0 | 0 | 0 | 0 | 0 | 0 | 0 | 0 | 0 | 0 | 0 | 0 | 0 | 0 | 0.085 | 0.085 | 0.085 | 0.085 | 0.085 | 0.085 | 0.085 | 0.085 | 0.085 | 0.085 | 0 | 0 | 0 | 0 | 0 | 0 | 0 | 0 | 0 | 0 | 0 | 0 | 0 | 0 | 0 | 0 | 0 | 0 | 0 | 0 | 0 | 0 | 0 | 0 | 0 | 0 | 0 | 0 | 0 | 0 | 0 | 0 | 0 | 0 | 0 | 0 | 0 | 0 | 0 | 0 | 0 | 0 | 0 | 0 | 0 | 0 | 0 | 0 | 0 | 0 | 0 | 0 | 0 | 0 | 0 | 0 | 0 | 0 | 0 | 0 | 0 | 0 | 0 | 0 | 0 | 0 | 0 | 0 | 0 | 0 | 0 | 0 | 0 | 0 | 0 | 0 | 0 | 0 | 0 | 0 | 0 | 0 | 0 | 0 | 0 | 0 | 0 | 0 | 0 | 0 | 0 | 0 | 0 | 0 | 0 | 0 | 0 | 0 | 0 | 0 | 0 | 0 | 0 | 0 | 0 | 0 | 0 | 0 | 0 | 0 | 0 | 0 | 0 | 0 | 0 | 0 | 0 | 0 | 0 | 0 | 0.01296% | 0 | 0 | 0 | 0 | 0 | 0 | 0 | 0 | 0 | 0 | 0 | 0 | 0 | 0 | 0 | 0 | 0 | 0 | 0 | 0 | 0 | 0 | 0 | 0
| Industrial_tool_Gas | M_Input | 2000-2018 Industrial Assessment Center | 2020 | Retro | 2022 | 2041 | PSE | Industrial | Fruit Storage | Gas | Per Region | NA | NA | Fruit Storage Optimize Heating System To Improve Burner Efficiency, Reduce Energy Requirements And Heat Treatment Process | Fruit Storage Optimize Heating System To Improve Burner Efficiency, Reduce Energy Requirements And Heat Treatment Process | 0 | 20 | 0 | 0 | I-All-Other-Shift3-All-All-S | 0 | 0 | 0 | 0 | 0 | 0 | 0 | 0 | I-All-Other-Shift3-All-All-S | 0 | 0 | 0 | Comm Flat | Optimize Heating System To Improve Burner Efficiency, Reduce Energy Requirements And Heat Treatment Process | Optimize Heating System To Improve Burner Efficiency, Reduce Energy Requirements And Heat Treatment Process | IndShift3 | 0.01266% | 0% | 100% | 1 | 1 | 100% | 5% | 85% | 6.8% | 0.2% | 0 | 0 | 0 | 0 | 0 | 0 | 0 | 0 | 0 |  | 0 | 0 | 0 | 01. ($9,999.000) to $0.028 | N/A | 0 | 01. ($9,999.00) to $0.22 | N/A | 0 | 0 | 0 | 0 | 0 | 0 | 0 | 0 | 0 | 0 | 0 | 0 | 0 | 0 | 0 | 0 | 0 | 0 | 0 | 0 | 0 | 0 | 0 | 0 | 0 | 0 | 0 | 0 | 0 | 0 | 0 | 0 | 0 | 0 | 0 | 0 | 0 | 0 | 0 | 0 | 0 | 0 | 0 | 0 | 0 | 0 | 0 | 0 | 0 | 0 | 0 | 0 | 0 | 0 | 0 | 0 | 0 | 0 | 0 | 0 | 0 | 0 | 0 | 0 | 0 | 0 | 0 | 0 | 0 | 0 | 0 | 0 | 0 | 0.085 | 0.085 | 0.085 | 0.085 | 0.085 | 0.085 | 0.085 | 0.085 | 0.085 | 0.085 | 0 | 0 | 0 | 0 | 0 | 0 | 0 | 0 | 0 | 0 | 0 | 0 | 0 | 0 | 0 | 0 | 0 | 0 | 0 | 0 | 0 | 0 | 0 | 0 | 0 | 0 | 0 | 0 | 0 | 0 | 0 | 0 | 0 | 0 | 0 | 0 | 0 | 0 | 0 | 0 | 0 | 0 | 0 | 0 | 0 | 0 | 0 | 0 | 0 | 0 | 0 | 0 | 0 | 0 | 0 | 0 | 0 | 0 | 0 | 0 | 0 | 0 | 0 | 0 | 0 | 0 | 0 | 0 | 0 | 0 | 0 | 0 | 0 | 0 | 0 | 0 | 0 | 0 | 0 | 0 | 0 | 0 | 0 | 0 | 0 | 0 | 0 | 0 | 0 | 0 | 0 | 0 | 0 | 0 | 0 | 0 | 0 | 0 | 0 | 0 | 0 | 0 | 0 | 0 | 0 | 0 | 0 | 0 | 0 | 0 | 0 | 0 | 0 | 0 | 0 | 0 | 0 | 0 | 0 | 0 | 0.01296% | 0 | 0 | 0 | 0 | 0 | 0 | 0 | 0 | 0 | 0 | 0 | 0 | 0 | 0 | 0 | 0 | 0 | 0 | 0 | 0 | 0 | 0 | 0 | 0
| Industrial_tool_Gas | M_Input | 2000-2018 Industrial Assessment Center | 2020 | Retro | 2022 | 2041 | PSE | Industrial | Fruit Storage | Gas | Per Region | NA | NA | Fruit Storage Repair And Eliminate Steam Leaks | Fruit Storage Repair And Eliminate Steam Leaks | 0 | 6 | 0 | 0 | I-All-Other-Shift3-All-All-S | 0 | 0 | 0 | 0 | 0 | 0 | 0 | 0 | I-All-Other-Shift3-All-All-S | 0 | 0 | 0 | Comm Flat | Repair And Eliminate Steam Leaks | Repair And Eliminate Steam Leaks | IndShift3 | 0.01266% | 0% | 100% | 1 | 1 | 100% | 16.67% | 85% | 6.8% | 0.2% | 0 | 0 | 0 | 0 | 0 | 0 | 0 | 0 | 0 |  | 0 | 0 | 0 | 01. ($9,999.000) to $0.028 | N/A | 0 | 01. ($9,999.00) to $0.22 | N/A | 0 | 0 | 0 | 0 | 0 | 0 | 0 | 0 | 0 | 0 | 0 | 0 | 0 | 0 | 0 | 0 | 0 | 0 | 0 | 0 | 0 | 0 | 0 | 0 | 0 | 0 | 0 | 0 | 0 | 0 | 0 | 0 | 0 | 0 | 0 | 0 | 0 | 0 | 0 | 0 | 0 | 0 | 0 | 0 | 0 | 0 | 0 | 0 | 0 | 0 | 0 | 0 | 0 | 0 | 0 | 0 | 0 | 0 | 0 | 0 | 0 | 0 | 0 | 0 | 0 | 0 | 0 | 0 | 0 | 0 | 0 | 0 | 0 | 0.085 | 0.085 | 0.085 | 0.085 | 0.085 | 0.085 | 0.085 | 0.085 | 0.085 | 0.085 | 0 | 0 | 0 | 0 | 0 | 0 | 0 | 0 | 0 | 0 | 0 | 0 | 0 | 0 | 0 | 0 | 0 | 0 | 0 | 0 | 0 | 0 | 0 | 0 | 0 | 0 | 0 | 0 | 0 | 0 | 0 | 0 | 0 | 0 | 0 | 0 | 0 | 0 | 0 | 0 | 0 | 0 | 0 | 0 | 0 | 0 | 0 | 0 | 0 | 0 | 0 | 0 | 0 | 0 | 0 | 0 | 0 | 0 | 0 | 0 | 0 | 0 | 0 | 0 | 0 | 0 | 0 | 0 | 0 | 0 | 0 | 0 | 0 | 0 | 0 | 0 | 0 | 0 | 0 | 0 | 0 | 0 | 0 | 0 | 0 | 0 | 0 | 0 | 0 | 0 | 0 | 0 | 0 | 0 | 0 | 0 | 0 | 0 | 0 | 0 | 0 | 0 | 0 | 0 | 0 | 0 | 0 | 0 | 0 | 0 | 0 | 0 | 0 | 0 | 0 | 0 | 0 | 0 | 0 | 0 | 0.01296% | 0 | 0 | 0 | 0 | 0 | 0 | 0 | 0 | 0 | 0 | 0 | 0 | 0 | 0 | 0 | 0 | 0 | 0 | 0 | 0 | 0 | 0 | 0 | 0
| Industrial_tool_Gas | M_Input | 2000-2018 Industrial Assessment Center | 2020 | Retro | 2022 | 2041 | PSE | Industrial | Fruit Storage | Gas | Per Region | NA | NA | Fruit Storage Replace Steam Traps | Fruit Storage Replace Steam Traps | 0 | 6 | 0 | 0 | I-All-Other-Shift3-All-All-S | 0 | 0 | 0 | 0 | 0 | 0 | 0 | 0 | I-All-Other-Shift3-All-All-S | 0 | 0 | 0 | Comm Flat | Replace Steam Traps | Replace Steam Traps | IndShift3 | 0.01266% | 0% | 100% | 1 | 1 | 100% | 16.67% | 85% | 6.8% | 0.2% | 0 | 0 | 0 | 0 | 0 | 0 | 0 | 0 | 0 |  | 0 | 0 | 0 | 01. ($9,999.000) to $0.028 | N/A | 0 | 01. ($9,999.00) to $0.22 | N/A | 0 | 0 | 0 | 0 | 0 | 0 | 0 | 0 | 0 | 0 | 0 | 0 | 0 | 0 | 0 | 0 | 0 | 0 | 0 | 0 | 0 | 0 | 0 | 0 | 0 | 0 | 0 | 0 | 0 | 0 | 0 | 0 | 0 | 0 | 0 | 0 | 0 | 0 | 0 | 0 | 0 | 0 | 0 | 0 | 0 | 0 | 0 | 0 | 0 | 0 | 0 | 0 | 0 | 0 | 0 | 0 | 0 | 0 | 0 | 0 | 0 | 0 | 0 | 0 | 0 | 0 | 0 | 0 | 0 | 0 | 0 | 0 | 0 | 0.085 | 0.085 | 0.085 | 0.085 | 0.085 | 0.085 | 0.085 | 0.085 | 0.085 | 0.085 | 0 | 0 | 0 | 0 | 0 | 0 | 0 | 0 | 0 | 0 | 0 | 0 | 0 | 0 | 0 | 0 | 0 | 0 | 0 | 0 | 0 | 0 | 0 | 0 | 0 | 0 | 0 | 0 | 0 | 0 | 0 | 0 | 0 | 0 | 0 | 0 | 0 | 0 | 0 | 0 | 0 | 0 | 0 | 0 | 0 | 0 | 0 | 0 | 0 | 0 | 0 | 0 | 0 | 0 | 0 | 0 | 0 | 0 | 0 | 0 | 0 | 0 | 0 | 0 | 0 | 0 | 0 | 0 | 0 | 0 | 0 | 0 | 0 | 0 | 0 | 0 | 0 | 0 | 0 | 0 | 0 | 0 | 0 | 0 | 0 | 0 | 0 | 0 | 0 | 0 | 0 | 0 | 0 | 0 | 0 | 0 | 0 | 0 | 0 | 0 | 0 | 0 | 0 | 0 | 0 | 0 | 0 | 0 | 0 | 0 | 0 | 0 | 0 | 0 | 0 | 0 | 0 | 0 | 0 | 0 | 0.01296% | 0 | 0 | 0 | 0 | 0 | 0 | 0 | 0 | 0 | 0 | 0 | 0 | 0 | 0 | 0 | 0 | 0 | 0 | 0 | 0 | 0 | 0 | 0 | 0
| Industrial_tool_Gas | M_Input | 2000-2018 Industrial Assessment Center | 2020 | Retro | 2022 | 2041 | PSE | Industrial | Fruit Storage | Gas | Per Region | NA | NA | Fruit Storage Other Plant Operations Improvements To Reduce Energy Requirements | Fruit Storage Other Plant Operations Improvements To Reduce Energy Requirements | 0 | 10 | 2.4123 | 0 | I-All-Other-Shift3-All-All-S | 0 | 0 | 0 | 0 | 0 | 0 | 0 | 0.4107 | I-All-Other-Shift3-All-All-S | 0 | 0 | 0 | Comm Flat | Other Plant Operations Improvements To Reduce Energy Requirements | Other Plant Operations Improvements To Reduce Energy Requirements | IndShift3 | 0.01266% | 0% | 100% | 1 | 1 | 100% | 10% | 85% | 6.8% | 0.2% | 3.0331 | 0.021159 | 0.30542 | 0 | 3.6617 | 0 | 0 | 0 | 3.8176 |  | 0 | 0.86383 | 0 | 01. ($9,999.000) to $0.028 | N/A | 0.86383 | 09. $0.85 to $0.95 | N/A | 0 | 0 | 0 | 0 | 0 | 0 | 0 | 0 | 0 | 0 | 0 | 0 | 0 | 0 | 0 | 0 | 0 | 0 | 0 | 0 | 0 | 0 | 0 | 0 | 0 | 0 | 0 | 0 | 0 | 0 | 0 | 0 | 0 | 0 | 0 | 0 | 0 | 0 | 0 | 0 | 0 | 0 | 0 | 0 | 0 | 0 | 0 | 0 | 0 | 0 | 0 | 0 | 0 | 0 | 0 | 0 | 0 | 0 | 0 | 0 | 0 | 0 | 0 | 0 | 0 | 0 | 0 | 0 | 0 | 0 | 0 | 0 | 0 | 0.085 | 0.085 | 0.085 | 0.085 | 0.085 | 0.085 | 0.085 | 0.085 | 0.085 | 0.085 | 0 | 0 | 0 | 0 | 0 | 0 | 0 | 0 | 0 | 0 | 0.034909 | 0.034693 | 0.034415 | 0.034178 | 0.033913 | 0.033648 | 0.033359 | 0.033127 | 0.032867 | 0.032607 | 0 | 0 | 0 | 0 | 0 | 0 | 0 | 0 | 0 | 0 | 0.33772 | 0.034909 | 0.069602 | 0.10402 | 0.1382 | 0.17211 | 0.20576 | 0.23911 | 0.27224 | 0.30511 | 0.33772 | 0.33772 | 0.33772 | 0.33772 | 0.33772 | 0.33772 | 0.33772 | 0.33772 | 0.33772 | 0.33772 | 0.33772 | 0 | 0 | 0 | 0 | 0 | 0 | 0 | 0 | 0 | 0 | 0 | 0 | 0 | 0 | 0 | 0 | 0 | 0 | 0 | 0 | 0 | 0 | 0 | 0 | 0 | 0 | 0 | 0 | 0 | 0 | 0 | 0 | 0 | 0 | 0 | 0 | 0 | 0 | 0 | 0 | 0 | 0 | 0 | 0 | 0 | 0 | 0 | 0 | 0 | 0.3245 | 0.32249 | 0.3199 | 0.3177 | 0.31523 | 0.31278 | 0.31008 | 0.30793 | 0.30552 | 0.3031 | 0 | 0 | 0 | 0 | 0 | 0 | 0 | 0 | 0 | 0 | 0.01296% | 0 | 0 | 0 | 0 | 0 | 0 | 0 | 0 | 0 | 0 | 0 | 0 | 0 | 0 | 0 | 0 | 0 | 0 | 0 | 0 | 0 | 0 | 0 | 0
| Industrial_tool_Gas | M_Input | 2000-2018 Industrial Assessment Center | 2020 | Retro | 2022 | 2041 | PSE | Industrial | Fruit Storage | Gas | Per Region | NA | NA | Fruit Storage Heat Recovery And Waste Heat For Process | Fruit Storage Heat Recovery And Waste Heat For Process | 0 | 14 | 0 | 0 | I-All-Other-Shift3-All-All-S | 0 | 0 | 0 | 0 | 0 | 0 | 0 | 0 | I-All-Other-Shift3-All-All-S | 0 | 0 | 0 | Comm Flat | Heat Recovery And Waste Heat For Process | Heat Recovery And Waste Heat For Process | IndShift3 | 0.01266% | 0% | 100% | 1 | 1 | 100% | 7.143% | 85% | 6.8% | 0.2% | 0 | 0 | 0 | 0 | 0 | 0 | 0 | 0 | 0 |  | 0 | 0 | 0 | 01. ($9,999.000) to $0.028 | N/A | 0 | 01. ($9,999.00) to $0.22 | N/A | 0 | 0 | 0 | 0 | 0 | 0 | 0 | 0 | 0 | 0 | 0 | 0 | 0 | 0 | 0 | 0 | 0 | 0 | 0 | 0 | 0 | 0 | 0 | 0 | 0 | 0 | 0 | 0 | 0 | 0 | 0 | 0 | 0 | 0 | 0 | 0 | 0 | 0 | 0 | 0 | 0 | 0 | 0 | 0 | 0 | 0 | 0 | 0 | 0 | 0 | 0 | 0 | 0 | 0 | 0 | 0 | 0 | 0 | 0 | 0 | 0 | 0 | 0 | 0 | 0 | 0 | 0 | 0 | 0 | 0 | 0 | 0 | 0 | 0.085 | 0.085 | 0.085 | 0.085 | 0.085 | 0.085 | 0.085 | 0.085 | 0.085 | 0.085 | 0 | 0 | 0 | 0 | 0 | 0 | 0 | 0 | 0 | 0 | 0 | 0 | 0 | 0 | 0 | 0 | 0 | 0 | 0 | 0 | 0 | 0 | 0 | 0 | 0 | 0 | 0 | 0 | 0 | 0 | 0 | 0 | 0 | 0 | 0 | 0 | 0 | 0 | 0 | 0 | 0 | 0 | 0 | 0 | 0 | 0 | 0 | 0 | 0 | 0 | 0 | 0 | 0 | 0 | 0 | 0 | 0 | 0 | 0 | 0 | 0 | 0 | 0 | 0 | 0 | 0 | 0 | 0 | 0 | 0 | 0 | 0 | 0 | 0 | 0 | 0 | 0 | 0 | 0 | 0 | 0 | 0 | 0 | 0 | 0 | 0 | 0 | 0 | 0 | 0 | 0 | 0 | 0 | 0 | 0 | 0 | 0 | 0 | 0 | 0 | 0 | 0 | 0 | 0 | 0 | 0 | 0 | 0 | 0 | 0 | 0 | 0 | 0 | 0 | 0 | 0 | 0 | 0 | 0 | 0 | 0.01296% | 0 | 0 | 0 | 0 | 0 | 0 | 0 | 0 | 0 | 0 | 0 | 0 | 0 | 0 | 0 | 0 | 0 | 0 | 0 | 0 | 0 | 0 | 0 | 0
| Industrial_tool_Gas | M_Input | 2000-2018 Industrial Assessment Center | 2020 | Retro | 2022 | 2041 | PSE | Industrial | Fruit Storage | Gas | Per Region | NA | NA | Fruit Storage Process Improvements To Reduce Energy Requirements | Fruit Storage Process Improvements To Reduce Energy Requirements | 0 | 15 | 0 | 0 | I-All-Other-Shift3-All-All-S | 0 | 0 | 0 | 0 | 0 | 0 | 0 | 0 | I-All-Other-Shift3-All-All-S | 0 | 0 | 0 | Comm Flat | Process Improvements To Reduce Energy Requirements | Process Improvements To Reduce Energy Requirements | IndShift3 | 0.01266% | 0% | 100% | 1 | 1 | 100% | 6.667% | 85% | 6.8% | 0.2% | 0 | 0 | 0 | 0 | 0 | 0 | 0 | 0 | 0 |  | 0 | 0 | 0 | 01. ($9,999.000) to $0.028 | N/A | 0 | 01. ($9,999.00) to $0.22 | N/A | 0 | 0 | 0 | 0 | 0 | 0 | 0 | 0 | 0 | 0 | 0 | 0 | 0 | 0 | 0 | 0 | 0 | 0 | 0 | 0 | 0 | 0 | 0 | 0 | 0 | 0 | 0 | 0 | 0 | 0 | 0 | 0 | 0 | 0 | 0 | 0 | 0 | 0 | 0 | 0 | 0 | 0 | 0 | 0 | 0 | 0 | 0 | 0 | 0 | 0 | 0 | 0 | 0 | 0 | 0 | 0 | 0 | 0 | 0 | 0 | 0 | 0 | 0 | 0 | 0 | 0 | 0 | 0 | 0 | 0 | 0 | 0 | 0 | 0.085 | 0.085 | 0.085 | 0.085 | 0.085 | 0.085 | 0.085 | 0.085 | 0.085 | 0.085 | 0 | 0 | 0 | 0 | 0 | 0 | 0 | 0 | 0 | 0 | 0 | 0 | 0 | 0 | 0 | 0 | 0 | 0 | 0 | 0 | 0 | 0 | 0 | 0 | 0 | 0 | 0 | 0 | 0 | 0 | 0 | 0 | 0 | 0 | 0 | 0 | 0 | 0 | 0 | 0 | 0 | 0 | 0 | 0 | 0 | 0 | 0 | 0 | 0 | 0 | 0 | 0 | 0 | 0 | 0 | 0 | 0 | 0 | 0 | 0 | 0 | 0 | 0 | 0 | 0 | 0 | 0 | 0 | 0 | 0 | 0 | 0 | 0 | 0 | 0 | 0 | 0 | 0 | 0 | 0 | 0 | 0 | 0 | 0 | 0 | 0 | 0 | 0 | 0 | 0 | 0 | 0 | 0 | 0 | 0 | 0 | 0 | 0 | 0 | 0 | 0 | 0 | 0 | 0 | 0 | 0 | 0 | 0 | 0 | 0 | 0 | 0 | 0 | 0 | 0 | 0 | 0 | 0 | 0 | 0 | 0.01296% | 0 | 0 | 0 | 0 | 0 | 0 | 0 | 0 | 0 | 0 | 0 | 0 | 0 | 0 | 0 | 0 | 0 | 0 | 0 | 0 | 0 | 0 | 0 | 0
| Industrial_tool_Gas | M_Input | 2000-2018 Industrial Assessment Center | 2020 | Retro | 2022 | 2041 | PSE | Industrial | Fruit Storage | Gas | Per Region | NA | NA | Fruit Storage Thermal Systems Add Insulation To Equipment | Fruit Storage Thermal Systems Add Insulation To Equipment | 0 | 10 | 0 | 0 | I-All-Other-Shift3-All-All-S | 0 | 0 | 0 | 0 | 0 | 0 | 0 | 0 | I-All-Other-Shift3-All-All-S | 0 | 0 | 0 | Comm Flat | Thermal Systems Add Insulation To Equipment | Thermal Systems Add Insulation To Equipment | IndShift3 | 0.01266% | 0% | 100% | 1 | 1 | 100% | 10% | 85% | 6.8% | 0.2% | 0 | 0 | 0 | 0 | 0 | 0 | 0 | 0 | 0 |  | 0 | 0 | 0 | 01. ($9,999.000) to $0.028 | N/A | 0 | 01. ($9,999.00) to $0.22 | N/A | 0 | 0 | 0 | 0 | 0 | 0 | 0 | 0 | 0 | 0 | 0 | 0 | 0 | 0 | 0 | 0 | 0 | 0 | 0 | 0 | 0 | 0 | 0 | 0 | 0 | 0 | 0 | 0 | 0 | 0 | 0 | 0 | 0 | 0 | 0 | 0 | 0 | 0 | 0 | 0 | 0 | 0 | 0 | 0 | 0 | 0 | 0 | 0 | 0 | 0 | 0 | 0 | 0 | 0 | 0 | 0 | 0 | 0 | 0 | 0 | 0 | 0 | 0 | 0 | 0 | 0 | 0 | 0 | 0 | 0 | 0 | 0 | 0 | 0.085 | 0.085 | 0.085 | 0.085 | 0.085 | 0.085 | 0.085 | 0.085 | 0.085 | 0.085 | 0 | 0 | 0 | 0 | 0 | 0 | 0 | 0 | 0 | 0 | 0 | 0 | 0 | 0 | 0 | 0 | 0 | 0 | 0 | 0 | 0 | 0 | 0 | 0 | 0 | 0 | 0 | 0 | 0 | 0 | 0 | 0 | 0 | 0 | 0 | 0 | 0 | 0 | 0 | 0 | 0 | 0 | 0 | 0 | 0 | 0 | 0 | 0 | 0 | 0 | 0 | 0 | 0 | 0 | 0 | 0 | 0 | 0 | 0 | 0 | 0 | 0 | 0 | 0 | 0 | 0 | 0 | 0 | 0 | 0 | 0 | 0 | 0 | 0 | 0 | 0 | 0 | 0 | 0 | 0 | 0 | 0 | 0 | 0 | 0 | 0 | 0 | 0 | 0 | 0 | 0 | 0 | 0 | 0 | 0 | 0 | 0 | 0 | 0 | 0 | 0 | 0 | 0 | 0 | 0 | 0 | 0 | 0 | 0 | 0 | 0 | 0 | 0 | 0 | 0 | 0 | 0 | 0 | 0 | 0 | 0.01296% | 0 | 0 | 0 | 0 | 0 | 0 | 0 | 0 | 0 | 0 | 0 | 0 | 0 | 0 | 0 | 0 | 0 | 0 | 0 | 0 | 0 | 0 | 0 | 0
| Industrial_tool_Gas | M_Input | 2000-2018 Industrial Assessment Center | 2020 | Retro | 2022 | 2041 | PSE | Industrial | Fruit Storage | Gas | Per Region | NA | NA | Fruit Storage Thermal Systems Reduce Infiltration; Isolate Hot Or Cold Equipment | Fruit Storage Thermal Systems Reduce Infiltration; Isolate Hot Or Cold Equipment | 0 | 10 | 0 | 0 | I-All-Other-Shift3-All-All-S | 0 | 0 | 0 | 0 | 0 | 0 | 0 | 0 | I-All-Other-Shift3-All-All-S | 0 | 0 | 0 | Comm Flat | Thermal Systems Reduce Infiltration; Isolate Hot Or Cold Equipment | Thermal Systems Reduce Infiltration; Isolate Hot Or Cold Equipment | IndShift3 | 0.01266% | 0% | 100% | 1 | 1 | 100% | 10% | 85% | 6.8% | 0.2% | 0 | 0 | 0 | 0 | 0 | 0 | 0 | 0 | 0 |  | 0 | 0 | 0 | 01. ($9,999.000) to $0.028 | N/A | 0 | 01. ($9,999.00) to $0.22 | N/A | 0 | 0 | 0 | 0 | 0 | 0 | 0 | 0 | 0 | 0 | 0 | 0 | 0 | 0 | 0 | 0 | 0 | 0 | 0 | 0 | 0 | 0 | 0 | 0 | 0 | 0 | 0 | 0 | 0 | 0 | 0 | 0 | 0 | 0 | 0 | 0 | 0 | 0 | 0 | 0 | 0 | 0 | 0 | 0 | 0 | 0 | 0 | 0 | 0 | 0 | 0 | 0 | 0 | 0 | 0 | 0 | 0 | 0 | 0 | 0 | 0 | 0 | 0 | 0 | 0 | 0 | 0 | 0 | 0 | 0 | 0 | 0 | 0 | 0.085 | 0.085 | 0.085 | 0.085 | 0.085 | 0.085 | 0.085 | 0.085 | 0.085 | 0.085 | 0 | 0 | 0 | 0 | 0 | 0 | 0 | 0 | 0 | 0 | 0 | 0 | 0 | 0 | 0 | 0 | 0 | 0 | 0 | 0 | 0 | 0 | 0 | 0 | 0 | 0 | 0 | 0 | 0 | 0 | 0 | 0 | 0 | 0 | 0 | 0 | 0 | 0 | 0 | 0 | 0 | 0 | 0 | 0 | 0 | 0 | 0 | 0 | 0 | 0 | 0 | 0 | 0 | 0 | 0 | 0 | 0 | 0 | 0 | 0 | 0 | 0 | 0 | 0 | 0 | 0 | 0 | 0 | 0 | 0 | 0 | 0 | 0 | 0 | 0 | 0 | 0 | 0 | 0 | 0 | 0 | 0 | 0 | 0 | 0 | 0 | 0 | 0 | 0 | 0 | 0 | 0 | 0 | 0 | 0 | 0 | 0 | 0 | 0 | 0 | 0 | 0 | 0 | 0 | 0 | 0 | 0 | 0 | 0 | 0 | 0 | 0 | 0 | 0 | 0 | 0 | 0 | 0 | 0 | 0 | 0.01296% | 0 | 0 | 0 | 0 | 0 | 0 | 0 | 0 | 0 | 0 | 0 | 0 | 0 | 0 | 0 | 0 | 0 | 0 | 0 | 0 | 0 | 0 | 0 | 0
| Industrial_tool_Gas | M_Input | 2000-2018 Industrial Assessment Center | 2020 | Retro | 2022 | 2041 | PSE | Industrial | Fruit Storage | Gas | Per Region | NA | NA | Fruit Storage Waste Heat From Hot Flue Gases To Preheat | Fruit Storage Waste Heat From Hot Flue Gases To Preheat | 0 | 14 | 0 | 0 | I-All-Other-Shift3-All-All-S | 0 | 0 | 0 | 0 | 0 | 0 | 0 | 0 | I-All-Other-Shift3-All-All-S | 0 | 0 | 0 | Comm Flat | Waste Heat From Hot Flue Gases To Preheat | Waste Heat From Hot Flue Gases To Preheat | IndShift3 | 0.01266% | 0% | 100% | 1 | 1 | 100% | 7.143% | 85% | 6.8% | 0.2% | 0 | 0 | 0 | 0 | 0 | 0 | 0 | 0 | 0 |  | 0 | 0 | 0 | 01. ($9,999.000) to $0.028 | N/A | 0 | 01. ($9,999.00) to $0.22 | N/A | 0 | 0 | 0 | 0 | 0 | 0 | 0 | 0 | 0 | 0 | 0 | 0 | 0 | 0 | 0 | 0 | 0 | 0 | 0 | 0 | 0 | 0 | 0 | 0 | 0 | 0 | 0 | 0 | 0 | 0 | 0 | 0 | 0 | 0 | 0 | 0 | 0 | 0 | 0 | 0 | 0 | 0 | 0 | 0 | 0 | 0 | 0 | 0 | 0 | 0 | 0 | 0 | 0 | 0 | 0 | 0 | 0 | 0 | 0 | 0 | 0 | 0 | 0 | 0 | 0 | 0 | 0 | 0 | 0 | 0 | 0 | 0 | 0 | 0.085 | 0.085 | 0.085 | 0.085 | 0.085 | 0.085 | 0.085 | 0.085 | 0.085 | 0.085 | 0 | 0 | 0 | 0 | 0 | 0 | 0 | 0 | 0 | 0 | 0 | 0 | 0 | 0 | 0 | 0 | 0 | 0 | 0 | 0 | 0 | 0 | 0 | 0 | 0 | 0 | 0 | 0 | 0 | 0 | 0 | 0 | 0 | 0 | 0 | 0 | 0 | 0 | 0 | 0 | 0 | 0 | 0 | 0 | 0 | 0 | 0 | 0 | 0 | 0 | 0 | 0 | 0 | 0 | 0 | 0 | 0 | 0 | 0 | 0 | 0 | 0 | 0 | 0 | 0 | 0 | 0 | 0 | 0 | 0 | 0 | 0 | 0 | 0 | 0 | 0 | 0 | 0 | 0 | 0 | 0 | 0 | 0 | 0 | 0 | 0 | 0 | 0 | 0 | 0 | 0 | 0 | 0 | 0 | 0 | 0 | 0 | 0 | 0 | 0 | 0 | 0 | 0 | 0 | 0 | 0 | 0 | 0 | 0 | 0 | 0 | 0 | 0 | 0 | 0 | 0 | 0 | 0 | 0 | 0 | 0.01296% | 0 | 0 | 0 | 0 | 0 | 0 | 0 | 0 | 0 | 0 | 0 | 0 | 0 | 0 | 0 | 0 | 0 | 0 | 0 | 0 | 0 | 0 | 0 | 0
| Industrial_tool_Gas | M_Input | 2000-2018 Industrial Assessment Center | 2020 | Retro | 2022 | 2041 | PSE | Industrial | Fruit Storage | Gas | Per Region | NA | NA | Fruit Storage Plant Operations - Equipment Scheduling Improvements | Fruit Storage Plant Operations - Equipment Scheduling Improvements | 0 | 10 | 0 | 0 | I-All-Other-Shift3-All-All-S | 0 | 0 | 0 | 0 | 0 | 0 | 0 | 0 | I-All-Other-Shift3-All-All-S | 0 | 0 | 0 | Comm Flat | Plant Operations - Equipment Scheduling Improvements | Plant Operations - Equipment Scheduling Improvements | IndShift3 | 0.01266% | 0% | 100% | 1 | 1 | 100% | 10% | 85% | 6.8% | 0.2% | 0 | 0 | 0 | 0 | 0 | 0 | 0 | 0 | 0 |  | 0 | 0 | 0 | 01. ($9,999.000) to $0.028 | N/A | 0 | 01. ($9,999.00) to $0.22 | N/A | 0 | 0 | 0 | 0 | 0 | 0 | 0 | 0 | 0 | 0 | 0 | 0 | 0 | 0 | 0 | 0 | 0 | 0 | 0 | 0 | 0 | 0 | 0 | 0 | 0 | 0 | 0 | 0 | 0 | 0 | 0 | 0 | 0 | 0 | 0 | 0 | 0 | 0 | 0 | 0 | 0 | 0 | 0 | 0 | 0 | 0 | 0 | 0 | 0 | 0 | 0 | 0 | 0 | 0 | 0 | 0 | 0 | 0 | 0 | 0 | 0 | 0 | 0 | 0 | 0 | 0 | 0 | 0 | 0 | 0 | 0 | 0 | 0 | 0.085 | 0.085 | 0.085 | 0.085 | 0.085 | 0.085 | 0.085 | 0.085 | 0.085 | 0.085 | 0 | 0 | 0 | 0 | 0 | 0 | 0 | 0 | 0 | 0 | 0 | 0 | 0 | 0 | 0 | 0 | 0 | 0 | 0 | 0 | 0 | 0 | 0 | 0 | 0 | 0 | 0 | 0 | 0 | 0 | 0 | 0 | 0 | 0 | 0 | 0 | 0 | 0 | 0 | 0 | 0 | 0 | 0 | 0 | 0 | 0 | 0 | 0 | 0 | 0 | 0 | 0 | 0 | 0 | 0 | 0 | 0 | 0 | 0 | 0 | 0 | 0 | 0 | 0 | 0 | 0 | 0 | 0 | 0 | 0 | 0 | 0 | 0 | 0 | 0 | 0 | 0 | 0 | 0 | 0 | 0 | 0 | 0 | 0 | 0 | 0 | 0 | 0 | 0 | 0 | 0 | 0 | 0 | 0 | 0 | 0 | 0 | 0 | 0 | 0 | 0 | 0 | 0 | 0 | 0 | 0 | 0 | 0 | 0 | 0 | 0 | 0 | 0 | 0 | 0 | 0 | 0 | 0 | 0 | 0 | 0.01296% | 0 | 0 | 0 | 0 | 0 | 0 | 0 | 0 | 0 | 0 | 0 | 0 | 0 | 0 | 0 | 0 | 0 | 0 | 0 | 0 | 0 | 0 | 0 | 0
| Industrial_tool_Gas | M_Input | 2000-2018 Industrial Assessment Center | 2020 | Retro | 2022 | 2041 | PSE | Industrial | Chemical | Gas | Per Region | NA | NA | Chemical Building Envelope Infiltration Improvements | Chemical Building Envelope Infiltration Improvements | 0 | 20 | 35.7472 | 0 | I-All-Other-Shift3-All-All-S | 0 | 0 | 0 | 0 | 0 | 0 | 0 | 35.4106 | I-All-Other-Shift3-All-All-S | 0 | 0 | 0 | Comm Flat | Building Envelope Infiltration Improvements | Building Envelope Infiltration Improvements | IndShift3 | 0.01266% | 0% | 100% | 1 | 1 | 100% | 5% | 85% | 6.8% | 0.2% | 485.0413 | 1.8244 | 48.6866 | 0 | 35.7472 | 0 | 0 | 0 | -7.6143 |  | 0 | -0.019983 | 0 | 01. ($9,999.000) to $0.028 | N/A | -0.019983 | 01. ($9,999.00) to $0.22 | N/A | 0 | 0 | 0 | 0 | 0 | 0 | 0 | 0 | 0 | 0 | 0 | 0 | 0 | 0 | 0 | 0 | 0 | 0 | 0 | 0 | 0 | 0 | 0 | 0 | 0 | 0 | 0 | 0 | 0 | 0 | 0 | 0 | 0 | 0 | 0 | 0 | 0 | 0 | 0 | 0 | 0 | 0 | 0 | 0 | 0 | 0 | 0 | 0 | 0 | 0 | 0 | 0 | 0 | 0 | 0 | 0 | 0 | 0 | 0 | 0 | 0 | 0 | 0 | 0 | 0 | 0 | 0 | 0 | 0 | 0 | 0 | 0 | 0 | 0.085 | 0.085 | 0.085 | 0.085 | 0.085 | 0.085 | 0.085 | 0.085 | 0.085 | 0.085 | 0 | 0 | 0 | 0 | 0 | 0 | 0 | 0 | 0 | 0 | 3.0099 | 2.9913 | 2.9673 | 2.9469 | 2.924 | 2.9012 | 2.8762 | 2.8562 | 2.8339 | 2.8114 | 0 | 0 | 0 | 0 | 0 | 0 | 0 | 0 | 0 | 0 | 29.1182 | 3.0099 | 6.0012 | 8.9685 | 11.9153 | 14.8393 | 17.7405 | 20.6167 | 23.473 | 26.3068 | 29.1182 | 29.1182 | 29.1182 | 29.1182 | 29.1182 | 29.1182 | 29.1182 | 29.1182 | 29.1182 | 29.1182 | 29.1182 | 0 | 0 | 0 | 0 | 0 | 0 | 0 | 0 | 0 | 0 | 0 | 0 | 0 | 0 | 0 | 0 | 0 | 0 | 0 | 0 | 0 | 0 | 0 | 0 | 0 | 0 | 0 | 0 | 0 | 0 | 0 | 0 | 0 | 0 | 0 | 0 | 0 | 0 | 0 | 0 | 0 | 0 | 0 | 0 | 0 | 0 | 0 | 0 | 0 | 0 | 0 | 0 | 0 | 0 | 0 | 0 | 0 | 0 | 0 | 0 | 0 | 0 | 0 | 0 | 0 | 0 | 0 | 0 | 0 | 0.01296% | 0 | 0 | 0 | 0 | 0 | 0 | 0 | 0 | 0 | 0 | 0 | 0 | 0 | 0 | 0 | 0 | 0 | 0 | 0 | 0 | 0 | 0 | 0 | 0
| Industrial_tool_Gas | M_Input | 2000-2018 Industrial Assessment Center | 2020 | Retro | 2022 | 2041 | PSE | Industrial | Chemical | Gas | Per Region | NA | NA | Chemical Building Envelope Insulation and Window/Door Improvements | Chemical Building Envelope Insulation and Window/Door Improvements | 0 | 20 | 127.4855 | 0 | I-All-Other-Shift3-All-All-S | 0 | 0 | 0 | 0 | 0 | 0 | 0 | 34.4846 | I-All-Other-Shift3-All-All-S | 0 | 0 | 0 | Comm Flat | Building Envelope Insulation and Window/Door Improvements | Building Envelope Insulation and Window/Door Improvements | IndShift3 | 0.01266% | 0% | 100% | 1 | 1 | 100% | 5% | 85% | 6.8% | 0.2% | 472.3566 | 1.7767 | 47.4133 | 0 | 127.4855 | 0 | 0 | 0 | 103.7926 |  | 0 | 0.27971 | 0 | 01. ($9,999.000) to $0.028 | N/A | 0.27971 | 02. $0.22 to $0.30 | N/A | 0 | 0 | 0 | 0 | 0 | 0 | 0 | 0 | 0 | 0 | 0 | 0 | 0 | 0 | 0 | 0 | 0 | 0 | 0 | 0 | 0 | 0 | 0 | 0 | 0 | 0 | 0 | 0 | 0 | 0 | 0 | 0 | 0 | 0 | 0 | 0 | 0 | 0 | 0 | 0 | 0 | 0 | 0 | 0 | 0 | 0 | 0 | 0 | 0 | 0 | 0 | 0 | 0 | 0 | 0 | 0 | 0 | 0 | 0 | 0 | 0 | 0 | 0 | 0 | 0 | 0 | 0 | 0 | 0 | 0 | 0 | 0 | 0 | 0.085 | 0.085 | 0.085 | 0.085 | 0.085 | 0.085 | 0.085 | 0.085 | 0.085 | 0.085 | 0 | 0 | 0 | 0 | 0 | 0 | 0 | 0 | 0 | 0 | 2.9312 | 2.913 | 2.8897 | 2.8698 | 2.8475 | 2.8253 | 2.801 | 2.7815 | 2.7598 | 2.7379 | 0 | 0 | 0 | 0 | 0 | 0 | 0 | 0 | 0 | 0 | 28.3567 | 2.9312 | 5.8442 | 8.7339 | 11.6037 | 14.4512 | 17.2766 | 20.0776 | 22.8591 | 25.6189 | 28.3567 | 28.3567 | 28.3567 | 28.3567 | 28.3567 | 28.3567 | 28.3567 | 28.3567 | 28.3567 | 28.3567 | 28.3567 | 0 | 0 | 0 | 0 | 0 | 0 | 0 | 0 | 0 | 0 | 0 | 0 | 0 | 0 | 0 | 0 | 0 | 0 | 0 | 0 | 0 | 0 | 0 | 0 | 0 | 0 | 0 | 0 | 0 | 0 | 0 | 0 | 0 | 0 | 0 | 0 | 0 | 0 | 0 | 0 | 0 | 0 | 0 | 0 | 0 | 0 | 0 | 0 | 0 | 8.8224 | 8.7677 | 8.6975 | 8.6376 | 8.5705 | 8.5038 | 8.4305 | 8.3719 | 8.3064 | 8.2405 | 0 | 0 | 0 | 0 | 0 | 0 | 0 | 0 | 0 | 0 | 0.01296% | 0 | 0 | 0 | 0 | 0 | 0 | 0 | 0 | 0 | 0 | 0 | 0 | 0 | 0 | 0 | 0 | 0 | 0 | 0 | 0 | 0 | 0 | 0 | 0
| Industrial_tool_Gas | M_Input | 2000-2018 Industrial Assessment Center | 2020 | Retro | 2022 | 2041 | PSE | Industrial | Chemical | Gas | Per Region | NA | NA | Chemical Equipment Upgrade - Replace Existing HVAC Unit With High Efficiency Model | Chemical Equipment Upgrade - Replace Existing HVAC Unit With High Efficiency Model | 0 | 20 | 139.4345 | 0 | I-All-Other-Shift3-All-All-S | 0 | 0 | 0 | 0 | 0 | 0 | 0 | 107.6134 | I-All-Other-Shift3-All-All-S | 0 | 0 | 0 | Comm Flat | Equipment Upgrade - Replace Existing HVAC Unit With High Efficiency Model | Equipment Upgrade - Replace Existing HVAC Unit With High Efficiency Model | IndShift3 | 0.01266% | 0% | 100% | 1 | 1 | 100% | 5% | 85% | 6.8% | 0.2% | 1474.0474 | 5.5443 | 147.9592 | 0 | 139.4345 | 0 | 0 | 0 | 13.818 |  | 0 | 0.011933 | 0 | 01. ($9,999.000) to $0.028 | N/A | 0.011933 | 01. ($9,999.00) to $0.22 | N/A | 0 | 0 | 0 | 0 | 0 | 0 | 0 | 0 | 0 | 0 | 0 | 0 | 0 | 0 | 0 | 0 | 0 | 0 | 0 | 0 | 0 | 0 | 0 | 0 | 0 | 0 | 0 | 0 | 0 | 0 | 0 | 0 | 0 | 0 | 0 | 0 | 0 | 0 | 0 | 0 | 0 | 0 | 0 | 0 | 0 | 0 | 0 | 0 | 0 | 0 | 0 | 0 | 0 | 0 | 0 | 0 | 0 | 0 | 0 | 0 | 0 | 0 | 0 | 0 | 0 | 0 | 0 | 0 | 0 | 0 | 0 | 0 | 0 | 0.085 | 0.085 | 0.085 | 0.085 | 0.085 | 0.085 | 0.085 | 0.085 | 0.085 | 0.085 | 0 | 0 | 0 | 0 | 0 | 0 | 0 | 0 | 0 | 0 | 9.1471 | 9.0905 | 9.0177 | 8.9556 | 8.886 | 8.8168 | 8.7409 | 8.6801 | 8.6122 | 8.5439 | 0 | 0 | 0 | 0 | 0 | 0 | 0 | 0 | 0 | 0 | 88.4907 | 9.1471 | 18.2376 | 27.2553 | 36.2109 | 45.0969 | 53.9137 | 62.6546 | 71.3347 | 79.9468 | 88.4907 | 88.4907 | 88.4907 | 88.4907 | 88.4907 | 88.4907 | 88.4907 | 88.4907 | 88.4907 | 88.4907 | 88.4907 | 0 | 0 | 0 | 0 | 0 | 0 | 0 | 0 | 0 | 0 | 0 | 0 | 0 | 0 | 0 | 0 | 0 | 0 | 0 | 0 | 0 | 0 | 0 | 0 | 0 | 0 | 0 | 0 | 0 | 0 | 0 | 0 | 0 | 0 | 0 | 0 | 0 | 0 | 0 | 0 | 0 | 0 | 0 | 0 | 0 | 0 | 0 | 0 | 0 | 1.1745 | 1.1673 | 1.1579 | 1.1499 | 1.141 | 1.1321 | 1.1224 | 1.1146 | 1.1058 | 1.0971 | 0 | 0 | 0 | 0 | 0 | 0 | 0 | 0 | 0 | 0 | 0.01296% | 0 | 0 | 0 | 0 | 0 | 0 | 0 | 0 | 0 | 0 | 0 | 0 | 0 | 0 | 0 | 0 | 0 | 0 | 0 | 0 | 0 | 0 | 0 | 0
| Industrial_tool_Gas | M_Input | 2000-2018 Industrial Assessment Center | 2020 | Retro | 2022 | 2041 | PSE | Industrial | Chemical | Gas | Per Region | NA | NA | Chemical HVAC Equipment Scheduling Improvements - HVAC Controls, Timers Or Thermostats | Chemical HVAC Equipment Scheduling Improvements - HVAC Controls, Timers Or Thermostats | 0 | 15 | 82.0549 | 0 | I-All-Other-Shift3-All-All-S | 0 | 0 | 0 | 0 | 0 | 0 | 0 | 62.6858 | I-All-Other-Shift3-All-All-S | 0 | 0 | 0 | Comm Flat | HVAC Equipment Scheduling Improvements - HVAC Controls, Timers Or Thermostats | HVAC Equipment Scheduling Improvements - HVAC Controls, Timers Or Thermostats | IndShift3 | 0.01266% | 0% | 100% | 1 | 1 | 100% | 6.667% | 85% | 6.8% | 0.2% | 665.1352 | 3.2296 | 66.8365 | 0 | 96.6537 | 0 | 0 | 0 | 42.9986 |  | 0 | 0.063745 | 0 | 01. ($9,999.000) to $0.028 | N/A | 0.063745 | 01. ($9,999.00) to $0.22 | N/A | 0 | 0 | 0 | 0 | 0 | 0 | 0 | 0 | 0 | 0 | 0 | 0 | 0 | 0 | 0 | 0 | 0 | 0 | 0 | 0 | 0 | 0 | 0 | 0 | 0 | 0 | 0 | 0 | 0 | 0 | 0 | 0 | 0 | 0 | 0 | 0 | 0 | 0 | 0 | 0 | 0 | 0 | 0 | 0 | 0 | 0 | 0 | 0 | 0 | 0 | 0 | 0 | 0 | 0 | 0 | 0 | 0 | 0 | 0 | 0 | 0 | 0 | 0 | 0 | 0 | 0 | 0 | 0 | 0 | 0 | 0 | 0 | 0 | 0.085 | 0.085 | 0.085 | 0.085 | 0.085 | 0.085 | 0.085 | 0.085 | 0.085 | 0.085 | 0 | 0 | 0 | 0 | 0 | 0 | 0 | 0 | 0 | 0 | 5.3283 | 5.2953 | 5.2529 | 5.2167 | 5.1762 | 5.1359 | 5.0917 | 5.0562 | 5.0167 | 4.9769 | 0 | 0 | 0 | 0 | 0 | 0 | 0 | 0 | 0 | 0 | 51.5467 | 5.3283 | 10.6236 | 15.8765 | 21.0932 | 26.2694 | 31.4052 | 36.4969 | 41.5531 | 46.5698 | 51.5467 | 51.5467 | 51.5467 | 51.5467 | 51.5467 | 51.5467 | 51.5467 | 51.5467 | 51.5467 | 51.5467 | 51.5467 | 0 | 0 | 0 | 0 | 0 | 0 | 0 | 0 | 0 | 0 | 0 | 0 | 0 | 0 | 0 | 0 | 0 | 0 | 0 | 0 | 0 | 0 | 0 | 0 | 0 | 0 | 0 | 0 | 0 | 0 | 0 | 0 | 0 | 0 | 0 | 0 | 0 | 0 | 0 | 0 | 0 | 0 | 0 | 0 | 0 | 0 | 0 | 0 | 0 | 3.6549 | 3.6322 | 3.6032 | 3.5783 | 3.5505 | 3.5229 | 3.4926 | 3.4683 | 3.4411 | 3.4138 | 0 | 0 | 0 | 0 | 0 | 0 | 0 | 0 | 0 | 0 | 0.01296% | 0 | 0 | 0 | 0 | 0 | 0 | 0 | 0 | 0 | 0 | 0 | 0 | 0 | 0 | 0 | 0 | 0 | 0 | 0 | 0 | 0 | 0 | 0 | 0
| Industrial_tool_Gas | M_Input | 2000-2018 Industrial Assessment Center | 2020 | Retro | 2022 | 2041 | PSE | Industrial | Chemical | Gas | Per Region | NA | NA | Chemical Optimize Ventilation System | Chemical Optimize Ventilation System | 0 | 5 | 73.9662 | 0 | I-All-Other-Shift3-All-All-S | 0 | 0 | 0 | 0 | 0 | 0 | 0 | 51.2251 | I-All-Other-Shift3-All-All-S | 0 | 0 | 0 | Comm Flat | Optimize Ventilation System | Optimize Ventilation System | IndShift3 | 0.01266% | 0% | 100% | 1 | 1 | 100% | 20% | 85% | 6.8% | 0.2% | 196.8293 | 2.6391 | 19.9468 | 0 | 193.0813 | 0 | 0 | 0 | 185.2886 |  | 0 | 0.33614 | 0 | 01. ($9,999.000) to $0.028 | N/A | 0.33614 | 03. $0.30 to $0.45 | N/A | 0 | 0 | 0 | 0 | 0 | 0 | 0 | 0 | 0 | 0 | 0 | 0 | 0 | 0 | 0 | 0 | 0 | 0 | 0 | 0 | 0 | 0 | 0 | 0 | 0 | 0 | 0 | 0 | 0 | 0 | 0 | 0 | 0 | 0 | 0 | 0 | 0 | 0 | 0 | 0 | 0 | 0 | 0 | 0 | 0 | 0 | 0 | 0 | 0 | 0 | 0 | 0 | 0 | 0 | 0 | 0 | 0 | 0 | 0 | 0 | 0 | 0 | 0 | 0 | 0 | 0 | 0 | 0 | 0 | 0 | 0 | 0 | 0 | 0.085 | 0.085 | 0.085 | 0.085 | 0.085 | 0.085 | 0.085 | 0.085 | 0.085 | 0.085 | 0 | 0 | 0 | 0 | 0 | 0 | 0 | 0 | 0 | 0 | 4.3541 | 4.3272 | 4.2925 | 4.2629 | 4.2298 | 4.1969 | 4.1608 | 4.1318 | 4.0995 | 4.067 | 0 | 0 | 0 | 0 | 0 | 0 | 0 | 0 | 0 | 0 | 42.1225 | 4.3541 | 8.6813 | 12.9738 | 17.2368 | 21.4666 | 25.6635 | 29.8242 | 33.9561 | 38.0555 | 42.1225 | 42.1225 | 42.1225 | 42.1225 | 42.1225 | 42.1225 | 42.1225 | 42.1225 | 42.1225 | 42.1225 | 42.1225 | 0 | 0 | 0 | 0 | 0 | 0 | 0 | 0 | 0 | 0 | 0 | 0 | 0 | 0 | 0 | 0 | 0 | 0 | 0 | 0 | 0 | 0 | 0 | 0 | 0 | 0 | 0 | 0 | 0 | 0 | 0 | 0 | 0 | 0 | 0 | 0 | 0 | 0 | 0 | 0 | 0 | 0 | 0 | 0 | 0 | 0 | 0 | 0 | 0 | 15.7495 | 15.652 | 15.5266 | 15.4197 | 15.2999 | 15.1807 | 15.0501 | 14.9454 | 14.8284 | 14.7109 | 0 | 0 | 0 | 0 | 0 | 0 | 0 | 0 | 0 | 0 | 0.01296% | 0 | 0 | 0 | 0 | 0 | 0 | 0 | 0 | 0 | 0 | 0 | 0 | 0 | 0 | 0 | 0 | 0 | 0 | 0 | 0 | 0 | 0 | 0 | 0
| Industrial_tool_Gas | M_Input | 2000-2018 Industrial Assessment Center | 2020 | Retro | 2022 | 2041 | PSE | Industrial | Chemical | Gas | Per Region | NA | NA | Chemical Analyze Flue Gas For Proper Air/Fuel Ratio | Chemical Analyze Flue Gas For Proper Air/Fuel Ratio | 0 | 5 | 419.9367 | 0 | I-All-Other-Shift3-All-All-S | 0 | 0 | 0 | 0 | 0 | 0 | 0 | 1178.1735 | I-All-Other-Shift3-All-All-S | 0 | 0 | 0 | Comm Flat | Analyze Flue Gas For Proper Air/Fuel Ratio | Analyze Flue Gas For Proper Air/Fuel Ratio | IndShift3 | 0.01266% | 0% | 100% | 1 | 1 | 100% | 20% | 85% | 6.8% | 0.2% | 4527.0577 | 60.7 | 458.7758 | 0 | 1096.202 | 0 | 0 | 0 | 660.7136 |  | 0 | 0.052115 | 0 | 01. ($9,999.000) to $0.028 | N/A | 0.052115 | 01. ($9,999.00) to $0.22 | N/A | 0 | 0 | 0 | 0 | 0 | 0 | 0 | 0 | 0 | 0 | 0 | 0 | 0 | 0 | 0 | 0 | 0 | 0 | 0 | 0 | 0 | 0 | 0 | 0 | 0 | 0 | 0 | 0 | 0 | 0 | 0 | 0 | 0 | 0 | 0 | 0 | 0 | 0 | 0 | 0 | 0 | 0 | 0 | 0 | 0 | 0 | 0 | 0 | 0 | 0 | 0 | 0 | 0 | 0 | 0 | 0 | 0 | 0 | 0 | 0 | 0 | 0 | 0 | 0 | 0 | 0 | 0 | 0 | 0 | 0 | 0 | 0 | 0 | 0.085 | 0.085 | 0.085 | 0.085 | 0.085 | 0.085 | 0.085 | 0.085 | 0.085 | 0.085 | 0 | 0 | 0 | 0 | 0 | 0 | 0 | 0 | 0 | 0 | 100.1447 | 99.5246 | 98.7273 | 98.0474 | 97.2859 | 96.5281 | 95.6971 | 95.0315 | 94.2876 | 93.5404 | 0 | 0 | 0 | 0 | 0 | 0 | 0 | 0 | 0 | 0 | 968.8146 | 100.1447 | 199.6693 | 298.3966 | 396.444 | 493.7299 | 590.258 | 685.955 | 780.9866 | 875.2742 | 968.8146 | 968.8146 | 968.8146 | 968.8146 | 968.8146 | 968.8146 | 968.8146 | 968.8146 | 968.8146 | 968.8146 | 968.8146 | 0 | 0 | 0 | 0 | 0 | 0 | 0 | 0 | 0 | 0 | 0 | 0 | 0 | 0 | 0 | 0 | 0 | 0 | 0 | 0 | 0 | 0 | 0 | 0 | 0 | 0 | 0 | 0 | 0 | 0 | 0 | 0 | 0 | 0 | 0 | 0 | 0 | 0 | 0 | 0 | 0 | 0 | 0 | 0 | 0 | 0 | 0 | 0 | 0 | 56.1607 | 55.8129 | 55.3657 | 54.9845 | 54.5574 | 54.1324 | 53.6664 | 53.2932 | 52.876 | 52.457 | 0 | 0 | 0 | 0 | 0 | 0 | 0 | 0 | 0 | 0 | 0.01296% | 0 | 0 | 0 | 0 | 0 | 0 | 0 | 0 | 0 | 0 | 0 | 0 | 0 | 0 | 0 | 0 | 0 | 0 | 0 | 0 | 0 | 0 | 0 | 0
| Industrial_tool_Gas | M_Input | 2000-2018 Industrial Assessment Center | 2020 | Retro | 2022 | 2041 | PSE | Industrial | Chemical | Gas | Per Region | NA | NA | Chemical Boiler - Operation, Maintenance, And Scheduling | Chemical Boiler - Operation, Maintenance, And Scheduling | 0 | 5 | 498.1998 | 0 | I-All-Other-Shift3-All-All-S | 0 | 0 | 0 | 0 | 0 | 0 | 0 | 1240.7203 | I-All-Other-Shift3-All-All-S | 0 | 0 | 0 | Comm Flat | Boiler - Operation, Maintenance, And Scheduling | Boiler - Operation, Maintenance, And Scheduling | IndShift3 | 0.01266% | 0% | 100% | 1 | 1 | 100% | 20% | 85% | 6.8% | 0.2% | 4767.3897 | 63.9224 | 483.1312 | 0 | 1300.5 | 0 | 0 | 0 | 853.0863 |  | 0 | 0.063897 | 0 | 01. ($9,999.000) to $0.028 | N/A | 0.063897 | 01. ($9,999.00) to $0.22 | N/A | 0 | 0 | 0 | 0 | 0 | 0 | 0 | 0 | 0 | 0 | 0 | 0 | 0 | 0 | 0 | 0 | 0 | 0 | 0 | 0 | 0 | 0 | 0 | 0 | 0 | 0 | 0 | 0 | 0 | 0 | 0 | 0 | 0 | 0 | 0 | 0 | 0 | 0 | 0 | 0 | 0 | 0 | 0 | 0 | 0 | 0 | 0 | 0 | 0 | 0 | 0 | 0 | 0 | 0 | 0 | 0 | 0 | 0 | 0 | 0 | 0 | 0 | 0 | 0 | 0 | 0 | 0 | 0 | 0 | 0 | 0 | 0 | 0 | 0.085 | 0.085 | 0.085 | 0.085 | 0.085 | 0.085 | 0.085 | 0.085 | 0.085 | 0.085 | 0 | 0 | 0 | 0 | 0 | 0 | 0 | 0 | 0 | 0 | 105.4612 | 104.8081 | 103.9685 | 103.2526 | 102.4506 | 101.6525 | 100.7774 | 100.0766 | 99.2932 | 98.5062 | 0 | 0 | 0 | 0 | 0 | 0 | 0 | 0 | 0 | 0 | 1020.2469 | 105.4612 | 210.2694 | 314.2378 | 417.4904 | 519.941 | 621.5935 | 722.371 | 822.4475 | 921.7407 | 1020.2469 | 1020.2469 | 1020.2469 | 1020.2469 | 1020.2469 | 1020.2469 | 1020.2469 | 1020.2469 | 1020.2469 | 1020.2469 | 1020.2469 | 0 | 0 | 0 | 0 | 0 | 0 | 0 | 0 | 0 | 0 | 0 | 0 | 0 | 0 | 0 | 0 | 0 | 0 | 0 | 0 | 0 | 0 | 0 | 0 | 0 | 0 | 0 | 0 | 0 | 0 | 0 | 0 | 0 | 0 | 0 | 0 | 0 | 0 | 0 | 0 | 0 | 0 | 0 | 0 | 0 | 0 | 0 | 0 | 0 | 72.5123 | 72.0633 | 71.486 | 70.9937 | 70.4423 | 69.8936 | 69.2919 | 68.81 | 68.2713 | 67.7303 | 0 | 0 | 0 | 0 | 0 | 0 | 0 | 0 | 0 | 0 | 0.01296% | 0 | 0 | 0 | 0 | 0 | 0 | 0 | 0 | 0 | 0 | 0 | 0 | 0 | 0 | 0 | 0 | 0 | 0 | 0 | 0 | 0 | 0 | 0 | 0
| Industrial_tool_Gas | M_Input | 2000-2018 Industrial Assessment Center | 2020 | Retro | 2022 | 2041 | PSE | Industrial | Chemical | Gas | Per Region | NA | NA | Chemical Equipment Upgrade - Boiler Replacement | Chemical Equipment Upgrade - Boiler Replacement | 0 | 20 | 3181.9487 | 0 | I-All-Other-Shift3-All-All-S | 0 | 0 | 0 | 0 | 0 | 0 | 0 | 1713.8736 | I-All-Other-Shift3-All-All-S | 0 | 0 | 0 | Comm Flat | Equipment Upgrade - Boiler Replacement | Equipment Upgrade - Boiler Replacement | IndShift3 | 0.01266% | 0% | 100% | 1 | 1 | 100% | 5% | 85% | 6.8% | 0.2% | 23475.9877 | 88.2995 | 2356.4287 | 0 | 3181.9487 | 0 | 0 | 0 | 1373.6103 |  | 0 | 0.074481 | 0 | 01. ($9,999.000) to $0.028 | N/A | 0.074481 | 01. ($9,999.00) to $0.22 | N/A | 0 | 0 | 0 | 0 | 0 | 0 | 0 | 0 | 0 | 0 | 0 | 0 | 0 | 0 | 0 | 0 | 0 | 0 | 0 | 0 | 0 | 0 | 0 | 0 | 0 | 0 | 0 | 0 | 0 | 0 | 0 | 0 | 0 | 0 | 0 | 0 | 0 | 0 | 0 | 0 | 0 | 0 | 0 | 0 | 0 | 0 | 0 | 0 | 0 | 0 | 0 | 0 | 0 | 0 | 0 | 0 | 0 | 0 | 0 | 0 | 0 | 0 | 0 | 0 | 0 | 0 | 0 | 0 | 0 | 0 | 0 | 0 | 0 | 0.085 | 0.085 | 0.085 | 0.085 | 0.085 | 0.085 | 0.085 | 0.085 | 0.085 | 0.085 | 0 | 0 | 0 | 0 | 0 | 0 | 0 | 0 | 0 | 0 | 145.6793 | 144.7771 | 143.6173 | 142.6283 | 141.5205 | 140.4181 | 139.2093 | 138.2411 | 137.159 | 136.0719 | 0 | 0 | 0 | 0 | 0 | 0 | 0 | 0 | 0 | 0 | 1409.3219 | 145.6793 | 290.4564 | 434.0736 | 576.702 | 718.2224 | 858.6405 | 997.8498 | 1136.091 | 1273.25 | 1409.3219 | 1409.3219 | 1409.3219 | 1409.3219 | 1409.3219 | 1409.3219 | 1409.3219 | 1409.3219 | 1409.3219 | 1409.3219 | 1409.3219 | 0 | 0 | 0 | 0 | 0 | 0 | 0 | 0 | 0 | 0 | 0 | 0 | 0 | 0 | 0 | 0 | 0 | 0 | 0 | 0 | 0 | 0 | 0 | 0 | 0 | 0 | 0 | 0 | 0 | 0 | 0 | 0 | 0 | 0 | 0 | 0 | 0 | 0 | 0 | 0 | 0 | 0 | 0 | 0 | 0 | 0 | 0 | 0 | 0 | 116.7569 | 116.0338 | 115.1043 | 114.3117 | 113.4238 | 112.5402 | 111.5714 | 110.7955 | 109.9282 | 109.0569 | 0 | 0 | 0 | 0 | 0 | 0 | 0 | 0 | 0 | 0 | 0.01296% | 0 | 0 | 0 | 0 | 0 | 0 | 0 | 0 | 0 | 0 | 0 | 0 | 0 | 0 | 0 | 0 | 0 | 0 | 0 | 0 | 0 | 0 | 0 | 0
| Industrial_tool_Gas | M_Input | 2000-2018 Industrial Assessment Center | 2020 | Retro | 2022 | 2041 | PSE | Industrial | Chemical | Gas | Per Region | NA | NA | Chemical Equipment Upgrade - Boiler Turbulators | Chemical Equipment Upgrade - Boiler Turbulators | 0 | 20 | 295.4833 | 0 | I-All-Other-Shift3-All-All-S | 0 | 0 | 0 | 0 | 0 | 0 | 0 | 1122.7603 | I-All-Other-Shift3-All-All-S | 0 | 0 | 0 | Comm Flat | Equipment Upgrade - Boiler Turbulators | Equipment Upgrade - Boiler Turbulators | IndShift3 | 0.01266% | 0% | 100% | 1 | 1 | 100% | 5% | 85% | 6.8% | 0.2% | 15379.1429 | 57.8451 | 1543.6988 | 0 | 295.4833 | 0 | 0 | 0 | -1246.964 |  | 0 | -0.10321 | 0 | 01. ($9,999.000) to $0.028 | N/A | -0.10321 | 01. ($9,999.00) to $0.22 | N/A | 0 | 0 | 0 | 0 | 0 | 0 | 0 | 0 | 0 | 0 | 0 | 0 | 0 | 0 | 0 | 0 | 0 | 0 | 0 | 0 | 0 | 0 | 0 | 0 | 0 | 0 | 0 | 0 | 0 | 0 | 0 | 0 | 0 | 0 | 0 | 0 | 0 | 0 | 0 | 0 | 0 | 0 | 0 | 0 | 0 | 0 | 0 | 0 | 0 | 0 | 0 | 0 | 0 | 0 | 0 | 0 | 0 | 0 | 0 | 0 | 0 | 0 | 0 | 0 | 0 | 0 | 0 | 0 | 0 | 0 | 0 | 0 | 0 | 0.085 | 0.085 | 0.085 | 0.085 | 0.085 | 0.085 | 0.085 | 0.085 | 0.085 | 0.085 | 0 | 0 | 0 | 0 | 0 | 0 | 0 | 0 | 0 | 0 | 95.4346 | 94.8436 | 94.0838 | 93.436 | 92.7102 | 91.988 | 91.1961 | 90.5619 | 89.853 | 89.1409 | 0 | 0 | 0 | 0 | 0 | 0 | 0 | 0 | 0 | 0 | 923.2482 | 95.4346 | 190.2782 | 284.3621 | 377.798 | 470.5082 | 562.4963 | 653.6924 | 744.2543 | 834.1073 | 923.2482 | 923.2482 | 923.2482 | 923.2482 | 923.2482 | 923.2482 | 923.2482 | 923.2482 | 923.2482 | 923.2482 | 923.2482 | 0 | 0 | 0 | 0 | 0 | 0 | 0 | 0 | 0 | 0 | 0 | 0 | 0 | 0 | 0 | 0 | 0 | 0 | 0 | 0 | 0 | 0 | 0 | 0 | 0 | 0 | 0 | 0 | 0 | 0 | 0 | 0 | 0 | 0 | 0 | 0 | 0 | 0 | 0 | 0 | 0 | 0 | 0 | 0 | 0 | 0 | 0 | 0 | 0 | 0 | 0 | 0 | 0 | 0 | 0 | 0 | 0 | 0 | 0 | 0 | 0 | 0 | 0 | 0 | 0 | 0 | 0 | 0 | 0 | 0.01296% | 0 | 0 | 0 | 0 | 0 | 0 | 0 | 0 | 0 | 0 | 0 | 0 | 0 | 0 | 0 | 0 | 0 | 0 | 0 | 0 | 0 | 0 | 0 | 0
| Industrial_tool_Gas | M_Input | 2000-2018 Industrial Assessment Center | 2020 | Retro | 2022 | 2041 | PSE | Industrial | Chemical | Gas | Per Region | NA | NA | Chemical Improve Combustion Control Capability And Air Flow | Chemical Improve Combustion Control Capability And Air Flow | 0 | 15 | 1862.5356 | 0 | I-All-Other-Shift3-All-All-S | 0 | 0 | 0 | 0 | 0 | 0 | 0 | 3298.5038 | I-All-Other-Shift3-All-All-S | 0 | 0 | 0 | Comm Flat | Improve Combustion Control Capability And Air Flow | Improve Combustion Control Capability And Air Flow | IndShift3 | 0.01266% | 0% | 100% | 1 | 1 | 100% | 6.667% | 85% | 6.8% | 0.2% | 34999.1549 | 169.9403 | 3516.9095 | 0 | 2193.9088 | 0 | 0 | 0 | -1120.4339 |  | 0 | -0.031567 | 0 | 01. ($9,999.000) to $0.028 | N/A | -0.031567 | 01. ($9,999.00) to $0.22 | N/A | 0 | 0 | 0 | 0 | 0 | 0 | 0 | 0 | 0 | 0 | 0 | 0 | 0 | 0 | 0 | 0 | 0 | 0 | 0 | 0 | 0 | 0 | 0 | 0 | 0 | 0 | 0 | 0 | 0 | 0 | 0 | 0 | 0 | 0 | 0 | 0 | 0 | 0 | 0 | 0 | 0 | 0 | 0 | 0 | 0 | 0 | 0 | 0 | 0 | 0 | 0 | 0 | 0 | 0 | 0 | 0 | 0 | 0 | 0 | 0 | 0 | 0 | 0 | 0 | 0 | 0 | 0 | 0 | 0 | 0 | 0 | 0 | 0 | 0.085 | 0.085 | 0.085 | 0.085 | 0.085 | 0.085 | 0.085 | 0.085 | 0.085 | 0.085 | 0 | 0 | 0 | 0 | 0 | 0 | 0 | 0 | 0 | 0 | 280.3728 | 278.6365 | 276.4043 | 274.501 | 272.3689 | 270.2473 | 267.9208 | 266.0575 | 263.9748 | 261.8827 | 0 | 0 | 0 | 0 | 0 | 0 | 0 | 0 | 0 | 0 | 2712.3666 | 280.3728 | 559.0094 | 835.4137 | 1109.9147 | 1382.2836 | 1652.5309 | 1920.4516 | 2186.5091 | 2450.4839 | 2712.3666 | 2712.3666 | 2712.3666 | 2712.3666 | 2712.3666 | 2712.3666 | 2712.3666 | 2712.3666 | 2712.3666 | 2712.3666 | 2712.3666 | 0 | 0 | 0 | 0 | 0 | 0 | 0 | 0 | 0 | 0 | 0 | 0 | 0 | 0 | 0 | 0 | 0 | 0 | 0 | 0 | 0 | 0 | 0 | 0 | 0 | 0 | 0 | 0 | 0 | 0 | 0 | 0 | 0 | 0 | 0 | 0 | 0 | 0 | 0 | 0 | 0 | 0 | 0 | 0 | 0 | 0 | 0 | 0 | 0 | 0 | 0 | 0 | 0 | 0 | 0 | 0 | 0 | 0 | 0 | 0 | 0 | 0 | 0 | 0 | 0 | 0 | 0 | 0 | 0 | 0.01296% | 0 | 0 | 0 | 0 | 0 | 0 | 0 | 0 | 0 | 0 | 0 | 0 | 0 | 0 | 0 | 0 | 0 | 0 | 0 | 0 | 0 | 0 | 0 | 0
| Industrial_tool_Gas | M_Input | 2000-2018 Industrial Assessment Center | 2020 | Retro | 2022 | 2041 | PSE | Industrial | Chemical | Gas | Per Region | NA | NA | Chemical Install Or Repair Insulation On Condensate Lines And Optimize Condensate | Chemical Install Or Repair Insulation On Condensate Lines And Optimize Condensate | 0 | 10 | 850.9963 | 0 | I-All-Other-Shift3-All-All-S | 0 | 0 | 0 | 0 | 0 | 0 | 0 | 2632.5445 | I-All-Other-Shift3-All-All-S | 0 | 0 | 0 | Comm Flat | Install Or Repair Insulation On Condensate Lines And Optimize Condensate | Install Or Repair Insulation On Condensate Lines And Optimize Condensate | IndShift3 | 0.01266% | 0% | 100% | 1 | 1 | 100% | 10% | 85% | 6.8% | 0.2% | 19441.8042 | 135.6298 | 1957.7434 | 0 | 1291.7694 | 0 | 0 | 0 | -631.4046 |  | 0 | -0.022289 | 0 | 01. ($9,999.000) to $0.028 | N/A | -0.022289 | 01. ($9,999.00) to $0.22 | N/A | 0 | 0 | 0 | 0 | 0 | 0 | 0 | 0 | 0 | 0 | 0 | 0 | 0 | 0 | 0 | 0 | 0 | 0 | 0 | 0 | 0 | 0 | 0 | 0 | 0 | 0 | 0 | 0 | 0 | 0 | 0 | 0 | 0 | 0 | 0 | 0 | 0 | 0 | 0 | 0 | 0 | 0 | 0 | 0 | 0 | 0 | 0 | 0 | 0 | 0 | 0 | 0 | 0 | 0 | 0 | 0 | 0 | 0 | 0 | 0 | 0 | 0 | 0 | 0 | 0 | 0 | 0 | 0 | 0 | 0 | 0 | 0 | 0 | 0.085 | 0.085 | 0.085 | 0.085 | 0.085 | 0.085 | 0.085 | 0.085 | 0.085 | 0.085 | 0 | 0 | 0 | 0 | 0 | 0 | 0 | 0 | 0 | 0 | 223.7663 | 222.3805 | 220.599 | 219.08 | 217.3783 | 215.685 | 213.8283 | 212.3412 | 210.679 | 209.0093 | 0 | 0 | 0 | 0 | 0 | 0 | 0 | 0 | 0 | 0 | 2164.7469 | 223.7663 | 446.1468 | 666.7459 | 885.8258 | 1103.2042 | 1318.8892 | 1532.7175 | 1745.0586 | 1955.7376 | 2164.7469 | 2164.7469 | 2164.7469 | 2164.7469 | 2164.7469 | 2164.7469 | 2164.7469 | 2164.7469 | 2164.7469 | 2164.7469 | 2164.7469 | 0 | 0 | 0 | 0 | 0 | 0 | 0 | 0 | 0 | 0 | 0 | 0 | 0 | 0 | 0 | 0 | 0 | 0 | 0 | 0 | 0 | 0 | 0 | 0 | 0 | 0 | 0 | 0 | 0 | 0 | 0 | 0 | 0 | 0 | 0 | 0 | 0 | 0 | 0 | 0 | 0 | 0 | 0 | 0 | 0 | 0 | 0 | 0 | 0 | 0 | 0 | 0 | 0 | 0 | 0 | 0 | 0 | 0 | 0 | 0 | 0 | 0 | 0 | 0 | 0 | 0 | 0 | 0 | 0 | 0.01296% | 0 | 0 | 0 | 0 | 0 | 0 | 0 | 0 | 0 | 0 | 0 | 0 | 0 | 0 | 0 | 0 | 0 | 0 | 0 | 0 | 0 | 0 | 0 | 0
| Industrial_tool_Gas | M_Input | 2000-2018 Industrial Assessment Center | 2020 | Retro | 2022 | 2041 | PSE | Industrial | Chemical | Gas | Per Region | NA | NA | Chemical Insulate Steam, Hot Water Lines Or Feedwater Tank | Chemical Insulate Steam, Hot Water Lines Or Feedwater Tank | 0 | 15 | 89.1781 | 0 | I-All-Other-Shift3-All-All-S | 0 | 0 | 0 | 0 | 0 | 0 | 0 | 196.9136 | I-All-Other-Shift3-All-All-S | 0 | 0 | 0 | Comm Flat | Insulate Steam, Hot Water Lines Or Feedwater Tank | Insulate Steam, Hot Water Lines Or Feedwater Tank | IndShift3 | 0.01266% | 0% | 100% | 1 | 1 | 100% | 6.667% | 85% | 6.8% | 0.2% | 2089.3741 | 10.1451 | 209.9519 | 0 | 105.0443 | 0 | 0 | 0 | -97.2171 |  | 0 | -0.04588 | 0 | 01. ($9,999.000) to $0.028 | N/A | -0.04588 | 01. ($9,999.00) to $0.22 | N/A | 0 | 0 | 0 | 0 | 0 | 0 | 0 | 0 | 0 | 0 | 0 | 0 | 0 | 0 | 0 | 0 | 0 | 0 | 0 | 0 | 0 | 0 | 0 | 0 | 0 | 0 | 0 | 0 | 0 | 0 | 0 | 0 | 0 | 0 | 0 | 0 | 0 | 0 | 0 | 0 | 0 | 0 | 0 | 0 | 0 | 0 | 0 | 0 | 0 | 0 | 0 | 0 | 0 | 0 | 0 | 0 | 0 | 0 | 0 | 0 | 0 | 0 | 0 | 0 | 0 | 0 | 0 | 0 | 0 | 0 | 0 | 0 | 0 | 0.085 | 0.085 | 0.085 | 0.085 | 0.085 | 0.085 | 0.085 | 0.085 | 0.085 | 0.085 | 0 | 0 | 0 | 0 | 0 | 0 | 0 | 0 | 0 | 0 | 16.7377 | 16.634 | 16.5007 | 16.3871 | 16.2598 | 16.1332 | 15.9943 | 15.8831 | 15.7587 | 15.6338 | 0 | 0 | 0 | 0 | 0 | 0 | 0 | 0 | 0 | 0 | 161.9224 | 16.7377 | 33.3717 | 49.8724 | 66.2595 | 82.5194 | 98.6525 | 114.6468 | 130.5299 | 146.2886 | 161.9224 | 161.9224 | 161.9224 | 161.9224 | 161.9224 | 161.9224 | 161.9224 | 161.9224 | 161.9224 | 161.9224 | 161.9224 | 0 | 0 | 0 | 0 | 0 | 0 | 0 | 0 | 0 | 0 | 0 | 0 | 0 | 0 | 0 | 0 | 0 | 0 | 0 | 0 | 0 | 0 | 0 | 0 | 0 | 0 | 0 | 0 | 0 | 0 | 0 | 0 | 0 | 0 | 0 | 0 | 0 | 0 | 0 | 0 | 0 | 0 | 0 | 0 | 0 | 0 | 0 | 0 | 0 | 0 | 0 | 0 | 0 | 0 | 0 | 0 | 0 | 0 | 0 | 0 | 0 | 0 | 0 | 0 | 0 | 0 | 0 | 0 | 0 | 0.01296% | 0 | 0 | 0 | 0 | 0 | 0 | 0 | 0 | 0 | 0 | 0 | 0 | 0 | 0 | 0 | 0 | 0 | 0 | 0 | 0 | 0 | 0 | 0 | 0
| Industrial_tool_Gas | M_Input | 2000-2018 Industrial Assessment Center | 2020 | Retro | 2022 | 2041 | PSE | Industrial | Chemical | Gas | Per Region | NA | NA | Chemical Minimize Boiler Blowdown | Chemical Minimize Boiler Blowdown | 0 | 5 | 116.47 | 0 | I-All-Other-Shift3-All-All-S | 0 | 0 | 0 | 0 | 0 | 0 | 0 | 148.3579 | I-All-Other-Shift3-All-All-S | 0 | 0 | 0 | Comm Flat | Minimize Boiler Blowdown | Minimize Boiler Blowdown | IndShift3 | 0.01266% | 0% | 100% | 1 | 1 | 100% | 20% | 85% | 6.8% | 0.2% | 570.0558 | 7.6435 | 57.7699 | 0 | 304.0331 | 0 | 0 | 0 | 261.9137 |  | 0 | 0.16406 | 0 | 01. ($9,999.000) to $0.028 | N/A | 0.16406 | 01. ($9,999.00) to $0.22 | N/A | 0 | 0 | 0 | 0 | 0 | 0 | 0 | 0 | 0 | 0 | 0 | 0 | 0 | 0 | 0 | 0 | 0 | 0 | 0 | 0 | 0 | 0 | 0 | 0 | 0 | 0 | 0 | 0 | 0 | 0 | 0 | 0 | 0 | 0 | 0 | 0 | 0 | 0 | 0 | 0 | 0 | 0 | 0 | 0 | 0 | 0 | 0 | 0 | 0 | 0 | 0 | 0 | 0 | 0 | 0 | 0 | 0 | 0 | 0 | 0 | 0 | 0 | 0 | 0 | 0 | 0 | 0 | 0 | 0 | 0 | 0 | 0 | 0 | 0.085 | 0.085 | 0.085 | 0.085 | 0.085 | 0.085 | 0.085 | 0.085 | 0.085 | 0.085 | 0 | 0 | 0 | 0 | 0 | 0 | 0 | 0 | 0 | 0 | 12.6104 | 12.5323 | 12.4319 | 12.3463 | 12.2504 | 12.155 | 12.0504 | 11.9666 | 11.8729 | 11.7788 | 0 | 0 | 0 | 0 | 0 | 0 | 0 | 0 | 0 | 0 | 121.995 | 12.6104 | 25.1427 | 37.5747 | 49.921 | 62.1714 | 74.3264 | 86.3768 | 98.3433 | 110.2162 | 121.995 | 121.995 | 121.995 | 121.995 | 121.995 | 121.995 | 121.995 | 121.995 | 121.995 | 121.995 | 121.995 | 0 | 0 | 0 | 0 | 0 | 0 | 0 | 0 | 0 | 0 | 0 | 0 | 0 | 0 | 0 | 0 | 0 | 0 | 0 | 0 | 0 | 0 | 0 | 0 | 0 | 0 | 0 | 0 | 0 | 0 | 0 | 0 | 0 | 0 | 0 | 0 | 0 | 0 | 0 | 0 | 0 | 0 | 0 | 0 | 0 | 0 | 0 | 0 | 0 | 22.2627 | 22.1248 | 21.9476 | 21.7964 | 21.6271 | 21.4587 | 21.2739 | 21.126 | 20.9606 | 20.7945 | 0 | 0 | 0 | 0 | 0 | 0 | 0 | 0 | 0 | 0 | 0.01296% | 0 | 0 | 0 | 0 | 0 | 0 | 0 | 0 | 0 | 0 | 0 | 0 | 0 | 0 | 0 | 0 | 0 | 0 | 0 | 0 | 0 | 0 | 0 | 0
| Industrial_tool_Gas | M_Input | 2000-2018 Industrial Assessment Center | 2020 | Retro | 2022 | 2041 | PSE | Industrial | Chemical | Gas | Per Region | NA | NA | Chemical Optimize Heating System To Improve Burner Efficiency, Reduce Energy Requirements And Heat Treatment Process | Chemical Optimize Heating System To Improve Burner Efficiency, Reduce Energy Requirements And Heat Treatment Process | 0 | 20 | 1136.1396 | 0 | I-All-Other-Shift3-All-All-S | 0 | 0 | 0 | 0 | 0 | 0 | 0 | 1713.5091 | I-All-Other-Shift3-All-All-S | 0 | 0 | 0 | Comm Flat | Optimize Heating System To Improve Burner Efficiency, Reduce Energy Requirements And Heat Treatment Process | Optimize Heating System To Improve Burner Efficiency, Reduce Energy Requirements And Heat Treatment Process | IndShift3 | 0.01266% | 0% | 100% | 1 | 1 | 100% | 5% | 85% | 6.8% | 0.2% | 23470.9941 | 88.2807 | 2355.9275 | 0 | 1136.1396 | 0 | 0 | 0 | -1080.8407 |  | 0 | -0.058618 | 0 | 01. ($9,999.000) to $0.028 | N/A | -0.058618 | 01. ($9,999.00) to $0.22 | N/A | 0 | 0 | 0 | 0 | 0 | 0 | 0 | 0 | 0 | 0 | 0 | 0 | 0 | 0 | 0 | 0 | 0 | 0 | 0 | 0 | 0 | 0 | 0 | 0 | 0 | 0 | 0 | 0 | 0 | 0 | 0 | 0 | 0 | 0 | 0 | 0 | 0 | 0 | 0 | 0 | 0 | 0 | 0 | 0 | 0 | 0 | 0 | 0 | 0 | 0 | 0 | 0 | 0 | 0 | 0 | 0 | 0 | 0 | 0 | 0 | 0 | 0 | 0 | 0 | 0 | 0 | 0 | 0 | 0 | 0 | 0 | 0 | 0 | 0.085 | 0.085 | 0.085 | 0.085 | 0.085 | 0.085 | 0.085 | 0.085 | 0.085 | 0.085 | 0 | 0 | 0 | 0 | 0 | 0 | 0 | 0 | 0 | 0 | 145.6483 | 144.7463 | 143.5867 | 142.598 | 141.4904 | 140.3882 | 139.1797 | 138.2117 | 137.1298 | 136.043 | 0 | 0 | 0 | 0 | 0 | 0 | 0 | 0 | 0 | 0 | 1409.0221 | 145.6483 | 290.3946 | 433.9813 | 576.5793 | 718.0697 | 858.4579 | 997.6376 | 1135.8493 | 1272.9791 | 1409.0221 | 1409.0221 | 1409.0221 | 1409.0221 | 1409.0221 | 1409.0221 | 1409.0221 | 1409.0221 | 1409.0221 | 1409.0221 | 1409.0221 | 0 | 0 | 0 | 0 | 0 | 0 | 0 | 0 | 0 | 0 | 0 | 0 | 0 | 0 | 0 | 0 | 0 | 0 | 0 | 0 | 0 | 0 | 0 | 0 | 0 | 0 | 0 | 0 | 0 | 0 | 0 | 0 | 0 | 0 | 0 | 0 | 0 | 0 | 0 | 0 | 0 | 0 | 0 | 0 | 0 | 0 | 0 | 0 | 0 | 0 | 0 | 0 | 0 | 0 | 0 | 0 | 0 | 0 | 0 | 0 | 0 | 0 | 0 | 0 | 0 | 0 | 0 | 0 | 0 | 0.01296% | 0 | 0 | 0 | 0 | 0 | 0 | 0 | 0 | 0 | 0 | 0 | 0 | 0 | 0 | 0 | 0 | 0 | 0 | 0 | 0 | 0 | 0 | 0 | 0
| Industrial_tool_Gas | M_Input | 2000-2018 Industrial Assessment Center | 2020 | Retro | 2022 | 2041 | PSE | Industrial | Chemical | Gas | Per Region | NA | NA | Chemical Repair And Eliminate Steam Leaks | Chemical Repair And Eliminate Steam Leaks | 0 | 6 | 199.3511 | 0 | I-All-Other-Shift3-All-All-S | 0 | 0 | 0 | 0 | 0 | 0 | 0 | 1266.878 | I-All-Other-Shift3-All-All-S | 0 | 0 | 0 | Comm Flat | Repair And Eliminate Steam Leaks | Repair And Eliminate Steam Leaks | IndShift3 | 0.01266% | 0% | 100% | 1 | 1 | 100% | 16.67% | 85% | 6.8% | 0.2% | 5801.406 | 65.2701 | 586.6676 | 0 | 448.8385 | 0 | 0 | 0 | -163.229 |  | 0 | -0.011974 | 0 | 01. ($9,999.000) to $0.028 | N/A | -0.011974 | 01. ($9,999.00) to $0.22 | N/A | 0 | 0 | 0 | 0 | 0 | 0 | 0 | 0 | 0 | 0 | 0 | 0 | 0 | 0 | 0 | 0 | 0 | 0 | 0 | 0 | 0 | 0 | 0 | 0 | 0 | 0 | 0 | 0 | 0 | 0 | 0 | 0 | 0 | 0 | 0 | 0 | 0 | 0 | 0 | 0 | 0 | 0 | 0 | 0 | 0 | 0 | 0 | 0 | 0 | 0 | 0 | 0 | 0 | 0 | 0 | 0 | 0 | 0 | 0 | 0 | 0 | 0 | 0 | 0 | 0 | 0 | 0 | 0 | 0 | 0 | 0 | 0 | 0 | 0.085 | 0.085 | 0.085 | 0.085 | 0.085 | 0.085 | 0.085 | 0.085 | 0.085 | 0.085 | 0 | 0 | 0 | 0 | 0 | 0 | 0 | 0 | 0 | 0 | 107.6846 | 107.0178 | 106.1604 | 105.4294 | 104.6105 | 103.7956 | 102.9021 | 102.1864 | 101.3865 | 100.583 | 0 | 0 | 0 | 0 | 0 | 0 | 0 | 0 | 0 | 0 | 1041.7565 | 107.6846 | 214.7024 | 320.8628 | 426.2922 | 530.9027 | 634.6984 | 737.6005 | 839.7869 | 941.1735 | 1041.7565 | 1041.7565 | 1041.7565 | 1041.7565 | 1041.7565 | 1041.7565 | 1041.7565 | 1041.7565 | 1041.7565 | 1041.7565 | 1041.7565 | 0 | 0 | 0 | 0 | 0 | 0 | 0 | 0 | 0 | 0 | 0 | 0 | 0 | 0 | 0 | 0 | 0 | 0 | 0 | 0 | 0 | 0 | 0 | 0 | 0 | 0 | 0 | 0 | 0 | 0 | 0 | 0 | 0 | 0 | 0 | 0 | 0 | 0 | 0 | 0 | 0 | 0 | 0 | 0 | 0 | 0 | 0 | 0 | 0 | 0 | 0 | 0 | 0 | 0 | 0 | 0 | 0 | 0 | 0 | 0 | 0 | 0 | 0 | 0 | 0 | 0 | 0 | 0 | 0 | 0.01296% | 0 | 0 | 0 | 0 | 0 | 0 | 0 | 0 | 0 | 0 | 0 | 0 | 0 | 0 | 0 | 0 | 0 | 0 | 0 | 0 | 0 | 0 | 0 | 0
| Industrial_tool_Gas | M_Input | 2000-2018 Industrial Assessment Center | 2020 | Retro | 2022 | 2041 | PSE | Industrial | Chemical | Gas | Per Region | NA | NA | Chemical Replace Steam Traps | Chemical Replace Steam Traps | 0 | 6 | 164.9579 | 0 | I-All-Other-Shift3-All-All-S | 0 | 0 | 0 | 0 | 0 | 0 | 0 | 1400.235 | I-All-Other-Shift3-All-All-S | 0 | 0 | 0 | Comm Flat | Replace Steam Traps | Replace Steam Traps | IndShift3 | 0.01266% | 0% | 100% | 1 | 1 | 100% | 16.67% | 85% | 6.8% | 0.2% | 6412.087 | 72.1407 | 648.4228 | 0 | 371.4022 | 0 | 0 | 0 | -316.1697 |  | 0 | -0.020984 | 0 | 01. ($9,999.000) to $0.028 | N/A | -0.020984 | 01. ($9,999.00) to $0.22 | N/A | 0 | 0 | 0 | 0 | 0 | 0 | 0 | 0 | 0 | 0 | 0 | 0 | 0 | 0 | 0 | 0 | 0 | 0 | 0 | 0 | 0 | 0 | 0 | 0 | 0 | 0 | 0 | 0 | 0 | 0 | 0 | 0 | 0 | 0 | 0 | 0 | 0 | 0 | 0 | 0 | 0 | 0 | 0 | 0 | 0 | 0 | 0 | 0 | 0 | 0 | 0 | 0 | 0 | 0 | 0 | 0 | 0 | 0 | 0 | 0 | 0 | 0 | 0 | 0 | 0 | 0 | 0 | 0 | 0 | 0 | 0 | 0 | 0 | 0.085 | 0.085 | 0.085 | 0.085 | 0.085 | 0.085 | 0.085 | 0.085 | 0.085 | 0.085 | 0 | 0 | 0 | 0 | 0 | 0 | 0 | 0 | 0 | 0 | 119.02 | 118.2829 | 117.3353 | 116.5274 | 115.6223 | 114.7216 | 113.734 | 112.943 | 112.0589 | 111.1708 | 0 | 0 | 0 | 0 | 0 | 0 | 0 | 0 | 0 | 0 | 1151.4162 | 119.02 | 237.3029 | 354.6382 | 471.1656 | 586.7878 | 701.5095 | 815.2435 | 928.1865 | 1040.2454 | 1151.4162 | 1151.4162 | 1151.4162 | 1151.4162 | 1151.4162 | 1151.4162 | 1151.4162 | 1151.4162 | 1151.4162 | 1151.4162 | 1151.4162 | 0 | 0 | 0 | 0 | 0 | 0 | 0 | 0 | 0 | 0 | 0 | 0 | 0 | 0 | 0 | 0 | 0 | 0 | 0 | 0 | 0 | 0 | 0 | 0 | 0 | 0 | 0 | 0 | 0 | 0 | 0 | 0 | 0 | 0 | 0 | 0 | 0 | 0 | 0 | 0 | 0 | 0 | 0 | 0 | 0 | 0 | 0 | 0 | 0 | 0 | 0 | 0 | 0 | 0 | 0 | 0 | 0 | 0 | 0 | 0 | 0 | 0 | 0 | 0 | 0 | 0 | 0 | 0 | 0 | 0.01296% | 0 | 0 | 0 | 0 | 0 | 0 | 0 | 0 | 0 | 0 | 0 | 0 | 0 | 0 | 0 | 0 | 0 | 0 | 0 | 0 | 0 | 0 | 0 | 0
| Industrial_tool_Gas | M_Input | 2000-2018 Industrial Assessment Center | 2020 | Retro | 2022 | 2041 | PSE | Industrial | Chemical | Gas | Per Region | NA | NA | Chemical Other Plant Operations Improvements To Reduce Energy Requirements | Chemical Other Plant Operations Improvements To Reduce Energy Requirements | 0 | 10 | 739.1813 | 0 | I-All-Other-Shift3-All-All-S | 0 | 0 | 0 | 0 | 0 | 0 | 0 | 125.8471 | I-All-Other-Shift3-All-All-S | 0 | 0 | 0 | Comm Flat | Other Plant Operations Improvements To Reduce Energy Requirements | Other Plant Operations Improvements To Reduce Energy Requirements | IndShift3 | 0.01266% | 0% | 100% | 1 | 1 | 100% | 10% | 85% | 6.8% | 0.2% | 929.403 | 6.4837 | 93.5887 | 0 | 1122.0399 | 0 | 0 | 0 | 1169.8038 |  | 0 | 0.86383 | 0 | 01. ($9,999.000) to $0.028 | N/A | 0.86383 | 09. $0.85 to $0.95 | N/A | 0 | 0 | 0 | 0 | 0 | 0 | 0 | 0 | 0 | 0 | 0 | 0 | 0 | 0 | 0 | 0 | 0 | 0 | 0 | 0 | 0 | 0 | 0 | 0 | 0 | 0 | 0 | 0 | 0 | 0 | 0 | 0 | 0 | 0 | 0 | 0 | 0 | 0 | 0 | 0 | 0 | 0 | 0 | 0 | 0 | 0 | 0 | 0 | 0 | 0 | 0 | 0 | 0 | 0 | 0 | 0 | 0 | 0 | 0 | 0 | 0 | 0 | 0 | 0 | 0 | 0 | 0 | 0 | 0 | 0 | 0 | 0 | 0 | 0.085 | 0.085 | 0.085 | 0.085 | 0.085 | 0.085 | 0.085 | 0.085 | 0.085 | 0.085 | 0 | 0 | 0 | 0 | 0 | 0 | 0 | 0 | 0 | 0 | 10.697 | 10.6308 | 10.5456 | 10.473 | 10.3916 | 10.3107 | 10.2219 | 10.1508 | 10.0714 | 9.9916 | 0 | 0 | 0 | 0 | 0 | 0 | 0 | 0 | 0 | 0 | 103.4843 | 10.697 | 21.3278 | 31.8734 | 42.3463 | 52.738 | 63.0487 | 73.2706 | 83.4214 | 93.4928 | 103.4843 | 103.4843 | 103.4843 | 103.4843 | 103.4843 | 103.4843 | 103.4843 | 103.4843 | 103.4843 | 103.4843 | 103.4843 | 0 | 0 | 0 | 0 | 0 | 0 | 0 | 0 | 0 | 0 | 0 | 0 | 0 | 0 | 0 | 0 | 0 | 0 | 0 | 0 | 0 | 0 | 0 | 0 | 0 | 0 | 0 | 0 | 0 | 0 | 0 | 0 | 0 | 0 | 0 | 0 | 0 | 0 | 0 | 0 | 0 | 0 | 0 | 0 | 0 | 0 | 0 | 0 | 0 | 99.4333 | 98.8176 | 98.0259 | 97.3509 | 96.5947 | 95.8423 | 95.0172 | 94.3564 | 93.6178 | 92.8759 | 0 | 0 | 0 | 0 | 0 | 0 | 0 | 0 | 0 | 0 | 0.01296% | 0 | 0 | 0 | 0 | 0 | 0 | 0 | 0 | 0 | 0 | 0 | 0 | 0 | 0 | 0 | 0 | 0 | 0 | 0 | 0 | 0 | 0 | 0 | 0
| Industrial_tool_Gas | M_Input | 2000-2018 Industrial Assessment Center | 2020 | Retro | 2022 | 2041 | PSE | Industrial | Chemical | Gas | Per Region | NA | NA | Chemical Heat Recovery And Waste Heat For Process | Chemical Heat Recovery And Waste Heat For Process | 0 | 14 | 617.2325 | 0 | I-All-Other-Shift3-All-All-S | 0 | 0 | 0 | 0 | 0 | 0 | 0 | 739.2003 | I-All-Other-Shift3-All-All-S | 0 | 0 | 0 | Comm Flat | Heat Recovery And Waste Heat For Process | Heat Recovery And Waste Heat For Process | IndShift3 | 0.01266% | 0% | 100% | 1 | 1 | 100% | 7.143% | 85% | 6.8% | 0.2% | 7374.3656 | 38.0839 | 741.245 | 0 | 759.4337 | 0 | 0 | 0 | 103.5514 |  | 0 | 0.013018 | 0 | 01. ($9,999.000) to $0.028 | N/A | 0.013018 | 01. ($9,999.00) to $0.22 | N/A | 0 | 0 | 0 | 0 | 0 | 0 | 0 | 0 | 0 | 0 | 0 | 0 | 0 | 0 | 0 | 0 | 0 | 0 | 0 | 0 | 0 | 0 | 0 | 0 | 0 | 0 | 0 | 0 | 0 | 0 | 0 | 0 | 0 | 0 | 0 | 0 | 0 | 0 | 0 | 0 | 0 | 0 | 0 | 0 | 0 | 0 | 0 | 0 | 0 | 0 | 0 | 0 | 0 | 0 | 0 | 0 | 0 | 0 | 0 | 0 | 0 | 0 | 0 | 0 | 0 | 0 | 0 | 0 | 0 | 0 | 0 | 0 | 0 | 0.085 | 0.085 | 0.085 | 0.085 | 0.085 | 0.085 | 0.085 | 0.085 | 0.085 | 0.085 | 0 | 0 | 0 | 0 | 0 | 0 | 0 | 0 | 0 | 0 | 62.832 | 62.4429 | 61.9427 | 61.5162 | 61.0383 | 60.5629 | 60.0415 | 59.6239 | 59.1572 | 58.6884 | 0 | 0 | 0 | 0 | 0 | 0 | 0 | 0 | 0 | 0 | 607.846 | 62.832 | 125.275 | 187.2176 | 248.7338 | 309.7721 | 370.335 | 430.3765 | 490.0004 | 549.1576 | 607.846 | 607.846 | 607.846 | 607.846 | 607.846 | 607.846 | 607.846 | 607.846 | 607.846 | 607.846 | 607.846 | 0 | 0 | 0 | 0 | 0 | 0 | 0 | 0 | 0 | 0 | 0 | 0 | 0 | 0 | 0 | 0 | 0 | 0 | 0 | 0 | 0 | 0 | 0 | 0 | 0 | 0 | 0 | 0 | 0 | 0 | 0 | 0 | 0 | 0 | 0 | 0 | 0 | 0 | 0 | 0 | 0 | 0 | 0 | 0 | 0 | 0 | 0 | 0 | 0 | 8.8019 | 8.7474 | 8.6773 | 8.6175 | 8.5506 | 8.484 | 8.411 | 8.3525 | 8.2871 | 8.2214 | 0 | 0 | 0 | 0 | 0 | 0 | 0 | 0 | 0 | 0 | 0.01296% | 0 | 0 | 0 | 0 | 0 | 0 | 0 | 0 | 0 | 0 | 0 | 0 | 0 | 0 | 0 | 0 | 0 | 0 | 0 | 0 | 0 | 0 | 0 | 0
| Industrial_tool_Gas | M_Input | 2000-2018 Industrial Assessment Center | 2020 | Retro | 2022 | 2041 | PSE | Industrial | Chemical | Gas | Per Region | NA | NA | Chemical Process Improvements To Reduce Energy Requirements | Chemical Process Improvements To Reduce Energy Requirements | 0 | 15 | 1507.6356 | 0 | I-All-Other-Shift3-All-All-S | 0 | 0 | 0 | 0 | 0 | 0 | 0 | 1711.1318 | I-All-Other-Shift3-All-All-S | 0 | 0 | 0 | Comm Flat | Process Improvements To Reduce Energy Requirements | Process Improvements To Reduce Energy Requirements | IndShift3 | 0.01266% | 0% | 100% | 1 | 1 | 100% | 6.667% | 85% | 6.8% | 0.2% | 18156.1613 | 88.1582 | 1824.432 | 0 | 1775.8668 | 0 | 0 | 0 | 164.8038 |  | 0 | 0.0089504 | 0 | 01. ($9,999.000) to $0.028 | N/A | 0.0089504 | 01. ($9,999.00) to $0.22 | N/A | 0 | 0 | 0 | 0 | 0 | 0 | 0 | 0 | 0 | 0 | 0 | 0 | 0 | 0 | 0 | 0 | 0 | 0 | 0 | 0 | 0 | 0 | 0 | 0 | 0 | 0 | 0 | 0 | 0 | 0 | 0 | 0 | 0 | 0 | 0 | 0 | 0 | 0 | 0 | 0 | 0 | 0 | 0 | 0 | 0 | 0 | 0 | 0 | 0 | 0 | 0 | 0 | 0 | 0 | 0 | 0 | 0 | 0 | 0 | 0 | 0 | 0 | 0 | 0 | 0 | 0 | 0 | 0 | 0 | 0 | 0 | 0 | 0 | 0.085 | 0.085 | 0.085 | 0.085 | 0.085 | 0.085 | 0.085 | 0.085 | 0.085 | 0.085 | 0 | 0 | 0 | 0 | 0 | 0 | 0 | 0 | 0 | 0 | 145.4462 | 144.5455 | 143.3875 | 142.4002 | 141.2941 | 140.1935 | 138.9866 | 138.02 | 136.9396 | 135.8543 | 0 | 0 | 0 | 0 | 0 | 0 | 0 | 0 | 0 | 0 | 1407.0673 | 145.4462 | 289.9917 | 433.3792 | 575.7794 | 717.0734 | 857.2669 | 996.2535 | 1134.2735 | 1271.213 | 1407.0673 | 1407.0673 | 1407.0673 | 1407.0673 | 1407.0673 | 1407.0673 | 1407.0673 | 1407.0673 | 1407.0673 | 1407.0673 | 1407.0673 | 0 | 0 | 0 | 0 | 0 | 0 | 0 | 0 | 0 | 0 | 0 | 0 | 0 | 0 | 0 | 0 | 0 | 0 | 0 | 0 | 0 | 0 | 0 | 0 | 0 | 0 | 0 | 0 | 0 | 0 | 0 | 0 | 0 | 0 | 0 | 0 | 0 | 0 | 0 | 0 | 0 | 0 | 0 | 0 | 0 | 0 | 0 | 0 | 0 | 14.0083 | 13.9216 | 13.81 | 13.7149 | 13.6084 | 13.5024 | 13.3862 | 13.2931 | 13.189 | 13.0845 | 0 | 0 | 0 | 0 | 0 | 0 | 0 | 0 | 0 | 0 | 0.01296% | 0 | 0 | 0 | 0 | 0 | 0 | 0 | 0 | 0 | 0 | 0 | 0 | 0 | 0 | 0 | 0 | 0 | 0 | 0 | 0 | 0 | 0 | 0 | 0
| Industrial_tool_Gas | M_Input | 2000-2018 Industrial Assessment Center | 2020 | Retro | 2022 | 2041 | PSE | Industrial | Chemical | Gas | Per Region | NA | NA | Chemical Thermal Systems Add Insulation To Equipment | Chemical Thermal Systems Add Insulation To Equipment | 0 | 10 | 110.3374 | 0 | I-All-Other-Shift3-All-All-S | 0 | 0 | 0 | 0 | 0 | 0 | 0 | 235.5347 | I-All-Other-Shift3-All-All-S | 0 | 0 | 0 | Comm Flat | Thermal Systems Add Insulation To Equipment | Thermal Systems Add Insulation To Equipment | IndShift3 | 0.01266% | 0% | 100% | 1 | 1 | 100% | 10% | 85% | 6.8% | 0.2% | 1739.4653 | 12.1348 | 175.16 | 0 | 167.4867 | 0 | 0 | 0 | 2.2593 |  | 0 | 0.00089142 | 0 | 01. ($9,999.000) to $0.028 | N/A | 0.00089142 | 01. ($9,999.00) to $0.22 | N/A | 0 | 0 | 0 | 0 | 0 | 0 | 0 | 0 | 0 | 0 | 0 | 0 | 0 | 0 | 0 | 0 | 0 | 0 | 0 | 0 | 0 | 0 | 0 | 0 | 0 | 0 | 0 | 0 | 0 | 0 | 0 | 0 | 0 | 0 | 0 | 0 | 0 | 0 | 0 | 0 | 0 | 0 | 0 | 0 | 0 | 0 | 0 | 0 | 0 | 0 | 0 | 0 | 0 | 0 | 0 | 0 | 0 | 0 | 0 | 0 | 0 | 0 | 0 | 0 | 0 | 0 | 0 | 0 | 0 | 0 | 0 | 0 | 0 | 0.085 | 0.085 | 0.085 | 0.085 | 0.085 | 0.085 | 0.085 | 0.085 | 0.085 | 0.085 | 0 | 0 | 0 | 0 | 0 | 0 | 0 | 0 | 0 | 0 | 20.0205 | 19.8965 | 19.7371 | 19.6012 | 19.4489 | 19.2974 | 19.1313 | 18.9982 | 18.8495 | 18.7001 | 0 | 0 | 0 | 0 | 0 | 0 | 0 | 0 | 0 | 0 | 193.6807 | 20.0205 | 39.9169 | 59.654 | 79.2552 | 98.7041 | 118.0015 | 137.1328 | 156.131 | 174.9806 | 193.6807 | 193.6807 | 193.6807 | 193.6807 | 193.6807 | 193.6807 | 193.6807 | 193.6807 | 193.6807 | 193.6807 | 193.6807 | 0 | 0 | 0 | 0 | 0 | 0 | 0 | 0 | 0 | 0 | 0 | 0 | 0 | 0 | 0 | 0 | 0 | 0 | 0 | 0 | 0 | 0 | 0 | 0 | 0 | 0 | 0 | 0 | 0 | 0 | 0 | 0 | 0 | 0 | 0 | 0 | 0 | 0 | 0 | 0 | 0 | 0 | 0 | 0 | 0 | 0 | 0 | 0 | 0 | 0.19204 | 0.19085 | 0.18932 | 0.18802 | 0.18656 | 0.18511 | 0.18351 | 0.18224 | 0.18081 | 0.17938 | 0 | 0 | 0 | 0 | 0 | 0 | 0 | 0 | 0 | 0 | 0.01296% | 0 | 0 | 0 | 0 | 0 | 0 | 0 | 0 | 0 | 0 | 0 | 0 | 0 | 0 | 0 | 0 | 0 | 0 | 0 | 0 | 0 | 0 | 0 | 0
| Industrial_tool_Gas | M_Input | 2000-2018 Industrial Assessment Center | 2020 | Retro | 2022 | 2041 | PSE | Industrial | Chemical | Gas | Per Region | NA | NA | Chemical Thermal Systems Reduce Infiltration; Isolate Hot Or Cold Equipment | Chemical Thermal Systems Reduce Infiltration; Isolate Hot Or Cold Equipment | 0 | 10 | 317.1392 | 0 | I-All-Other-Shift3-All-All-S | 0 | 0 | 0 | 0 | 0 | 0 | 0 | 583.548 | I-All-Other-Shift3-All-All-S | 0 | 0 | 0 | Comm Flat | Thermal Systems Reduce Infiltration; Isolate Hot Or Cold Equipment | Thermal Systems Reduce Infiltration; Isolate Hot Or Cold Equipment | IndShift3 | 0.01266% | 0% | 100% | 1 | 1 | 100% | 10% | 85% | 6.8% | 0.2% | 4309.6046 | 30.0646 | 433.9669 | 0 | 481.4013 | 0 | 0 | 0 | 80.7976 |  | 0 | 0.012867 | 0 | 01. ($9,999.000) to $0.028 | N/A | 0.012867 | 01. ($9,999.00) to $0.22 | N/A | 0 | 0 | 0 | 0 | 0 | 0 | 0 | 0 | 0 | 0 | 0 | 0 | 0 | 0 | 0 | 0 | 0 | 0 | 0 | 0 | 0 | 0 | 0 | 0 | 0 | 0 | 0 | 0 | 0 | 0 | 0 | 0 | 0 | 0 | 0 | 0 | 0 | 0 | 0 | 0 | 0 | 0 | 0 | 0 | 0 | 0 | 0 | 0 | 0 | 0 | 0 | 0 | 0 | 0 | 0 | 0 | 0 | 0 | 0 | 0 | 0 | 0 | 0 | 0 | 0 | 0 | 0 | 0 | 0 | 0 | 0 | 0 | 0 | 0.085 | 0.085 | 0.085 | 0.085 | 0.085 | 0.085 | 0.085 | 0.085 | 0.085 | 0.085 | 0 | 0 | 0 | 0 | 0 | 0 | 0 | 0 | 0 | 0 | 49.6016 | 49.2944 | 48.8995 | 48.5628 | 48.1856 | 47.8102 | 47.3987 | 47.069 | 46.7006 | 46.3304 | 0 | 0 | 0 | 0 | 0 | 0 | 0 | 0 | 0 | 0 | 479.8527 | 49.6016 | 98.896 | 147.7955 | 196.3583 | 244.5439 | 292.3541 | 339.7527 | 386.8218 | 433.5223 | 479.8527 | 479.8527 | 479.8527 | 479.8527 | 479.8527 | 479.8527 | 479.8527 | 479.8527 | 479.8527 | 479.8527 | 479.8527 | 0 | 0 | 0 | 0 | 0 | 0 | 0 | 0 | 0 | 0 | 0 | 0 | 0 | 0 | 0 | 0 | 0 | 0 | 0 | 0 | 0 | 0 | 0 | 0 | 0 | 0 | 0 | 0 | 0 | 0 | 0 | 0 | 0 | 0 | 0 | 0 | 0 | 0 | 0 | 0 | 0 | 0 | 0 | 0 | 0 | 0 | 0 | 0 | 0 | 6.8678 | 6.8253 | 6.7706 | 6.724 | 6.6717 | 6.6198 | 6.5628 | 6.5171 | 6.4661 | 6.4149 | 0 | 0 | 0 | 0 | 0 | 0 | 0 | 0 | 0 | 0 | 0.01296% | 0 | 0 | 0 | 0 | 0 | 0 | 0 | 0 | 0 | 0 | 0 | 0 | 0 | 0 | 0 | 0 | 0 | 0 | 0 | 0 | 0 | 0 | 0 | 0
| Industrial_tool_Gas | M_Input | 2000-2018 Industrial Assessment Center | 2020 | Retro | 2022 | 2041 | PSE | Industrial | Chemical | Gas | Per Region | NA | NA | Chemical Waste Heat From Hot Flue Gases To Preheat | Chemical Waste Heat From Hot Flue Gases To Preheat | 0 | 14 | 688.7832 | 0 | I-All-Other-Shift3-All-All-S | 0 | 0 | 0 | 0 | 0 | 0 | 0 | 850.4256 | I-All-Other-Shift3-All-All-S | 0 | 0 | 0 | Comm Flat | Waste Heat From Hot Flue Gases To Preheat | Waste Heat From Hot Flue Gases To Preheat | IndShift3 | 0.01266% | 0% | 100% | 1 | 1 | 100% | 7.143% | 85% | 6.8% | 0.2% | 8483.9645 | 43.8143 | 852.7779 | 0 | 847.4686 | 0 | 0 | 0 | 88.6331 |  | 0 | 0.0096854 | 0 | 01. ($9,999.000) to $0.028 | N/A | 0.0096854 | 01. ($9,999.00) to $0.22 | N/A | 0 | 0 | 0 | 0 | 0 | 0 | 0 | 0 | 0 | 0 | 0 | 0 | 0 | 0 | 0 | 0 | 0 | 0 | 0 | 0 | 0 | 0 | 0 | 0 | 0 | 0 | 0 | 0 | 0 | 0 | 0 | 0 | 0 | 0 | 0 | 0 | 0 | 0 | 0 | 0 | 0 | 0 | 0 | 0 | 0 | 0 | 0 | 0 | 0 | 0 | 0 | 0 | 0 | 0 | 0 | 0 | 0 | 0 | 0 | 0 | 0 | 0 | 0 | 0 | 0 | 0 | 0 | 0 | 0 | 0 | 0 | 0 | 0 | 0.085 | 0.085 | 0.085 | 0.085 | 0.085 | 0.085 | 0.085 | 0.085 | 0.085 | 0.085 | 0 | 0 | 0 | 0 | 0 | 0 | 0 | 0 | 0 | 0 | 72.2862 | 71.8385 | 71.263 | 70.7723 | 70.2226 | 69.6756 | 69.0758 | 68.5954 | 68.0584 | 67.519 | 0 | 0 | 0 | 0 | 0 | 0 | 0 | 0 | 0 | 0 | 699.3068 | 72.2862 | 144.1247 | 215.3877 | 286.16 | 356.3826 | 426.0582 | 495.134 | 563.7293 | 631.7877 | 699.3068 | 699.3068 | 699.3068 | 699.3068 | 699.3068 | 699.3068 | 699.3068 | 699.3068 | 699.3068 | 699.3068 | 699.3068 | 0 | 0 | 0 | 0 | 0 | 0 | 0 | 0 | 0 | 0 | 0 | 0 | 0 | 0 | 0 | 0 | 0 | 0 | 0 | 0 | 0 | 0 | 0 | 0 | 0 | 0 | 0 | 0 | 0 | 0 | 0 | 0 | 0 | 0 | 0 | 0 | 0 | 0 | 0 | 0 | 0 | 0 | 0 | 0 | 0 | 0 | 0 | 0 | 0 | 7.5338 | 7.4872 | 7.4272 | 7.376 | 7.3187 | 7.2617 | 7.1992 | 7.1492 | 7.0932 | 7.037 | 0 | 0 | 0 | 0 | 0 | 0 | 0 | 0 | 0 | 0 | 0.01296% | 0 | 0 | 0 | 0 | 0 | 0 | 0 | 0 | 0 | 0 | 0 | 0 | 0 | 0 | 0 | 0 | 0 | 0 | 0 | 0 | 0 | 0 | 0 | 0
| Industrial_tool_Gas | M_Input | 2000-2018 Industrial Assessment Center | 2020 | Retro | 2022 | 2041 | PSE | Industrial | Chemical | Gas | Per Region | NA | NA | Chemical Plant Operations - Equipment Scheduling Improvements | Chemical Plant Operations - Equipment Scheduling Improvements | 0 | 10 | 0 | 0 | I-All-Other-Shift3-All-All-S | 0 | 0 | 0 | 0 | 0 | 0 | 0 | 0 | I-All-Other-Shift3-All-All-S | 0 | 0 | 0 | Comm Flat | Plant Operations - Equipment Scheduling Improvements | Plant Operations - Equipment Scheduling Improvements | IndShift3 | 0.01266% | 0% | 100% | 1 | 1 | 100% | 10% | 85% | 6.8% | 0.2% | 0 | 0 | 0 | 0 | 0 | 0 | 0 | 0 | 0 |  | 0 | 0 | 0 | 01. ($9,999.000) to $0.028 | N/A | 0 | 01. ($9,999.00) to $0.22 | N/A | 0 | 0 | 0 | 0 | 0 | 0 | 0 | 0 | 0 | 0 | 0 | 0 | 0 | 0 | 0 | 0 | 0 | 0 | 0 | 0 | 0 | 0 | 0 | 0 | 0 | 0 | 0 | 0 | 0 | 0 | 0 | 0 | 0 | 0 | 0 | 0 | 0 | 0 | 0 | 0 | 0 | 0 | 0 | 0 | 0 | 0 | 0 | 0 | 0 | 0 | 0 | 0 | 0 | 0 | 0 | 0 | 0 | 0 | 0 | 0 | 0 | 0 | 0 | 0 | 0 | 0 | 0 | 0 | 0 | 0 | 0 | 0 | 0 | 0.085 | 0.085 | 0.085 | 0.085 | 0.085 | 0.085 | 0.085 | 0.085 | 0.085 | 0.085 | 0 | 0 | 0 | 0 | 0 | 0 | 0 | 0 | 0 | 0 | 0 | 0 | 0 | 0 | 0 | 0 | 0 | 0 | 0 | 0 | 0 | 0 | 0 | 0 | 0 | 0 | 0 | 0 | 0 | 0 | 0 | 0 | 0 | 0 | 0 | 0 | 0 | 0 | 0 | 0 | 0 | 0 | 0 | 0 | 0 | 0 | 0 | 0 | 0 | 0 | 0 | 0 | 0 | 0 | 0 | 0 | 0 | 0 | 0 | 0 | 0 | 0 | 0 | 0 | 0 | 0 | 0 | 0 | 0 | 0 | 0 | 0 | 0 | 0 | 0 | 0 | 0 | 0 | 0 | 0 | 0 | 0 | 0 | 0 | 0 | 0 | 0 | 0 | 0 | 0 | 0 | 0 | 0 | 0 | 0 | 0 | 0 | 0 | 0 | 0 | 0 | 0 | 0 | 0 | 0 | 0 | 0 | 0 | 0 | 0 | 0 | 0 | 0 | 0 | 0 | 0 | 0 | 0 | 0 | 0 | 0.01296% | 0 | 0 | 0 | 0 | 0 | 0 | 0 | 0 | 0 | 0 | 0 | 0 | 0 | 0 | 0 | 0 | 0 | 0 | 0 | 0 | 0 | 0 | 0 | 0
| Industrial_tool_Gas | M_Input | 2000-2018 Industrial Assessment Center | 2020 | Retro | 2022 | 2041 | PSE | Industrial | Miscellaneous Manufacturing | Gas | Per Region | NA | NA | Miscellaneous Manufacturing Building Envelope Infiltration Improvements | Miscellaneous Manufacturing Building Envelope Infiltration Improvements | 0 | 20 | 58430.1317 | 0 | I-All-Other-Shift3-All-All-S | 0 | 0 | 0 | 0 | 0 | 0 | 0 | 57880.0324 | I-All-Other-Shift3-All-All-S | 0 | 0 | 0 | Comm Flat | Building Envelope Infiltration Improvements | Building Envelope Infiltration Improvements | IndShift3 | 0.01266% | 0% | 100% | 1 | 1 | 100% | 5% | 85% | 6.8% | 0.2% | 792818.6232 | 2982.0042 | 79580.0627 | 0 | 58430.1317 | 0 | 0 | 0 | -12445.9089 |  | 0 | -0.019983 | 0 | 01. ($9,999.000) to $0.028 | N/A | -0.019983 | 01. ($9,999.00) to $0.22 | N/A | 0 | 0 | 0 | 0 | 0 | 0 | 0 | 0 | 0 | 0 | 0 | 0 | 0 | 0 | 0 | 0 | 0 | 0 | 0 | 0 | 0 | 0 | 0 | 0 | 0 | 0 | 0 | 0 | 0 | 0 | 0 | 0 | 0 | 0 | 0 | 0 | 0 | 0 | 0 | 0 | 0 | 0 | 0 | 0 | 0 | 0 | 0 | 0 | 0 | 0 | 0 | 0 | 0 | 0 | 0 | 0 | 0 | 0 | 0 | 0 | 0 | 0 | 0 | 0 | 0 | 0 | 0 | 0 | 0 | 0 | 0 | 0 | 0 | 0.085 | 0.085 | 0.085 | 0.085 | 0.085 | 0.085 | 0.085 | 0.085 | 0.085 | 0.085 | 0 | 0 | 0 | 0 | 0 | 0 | 0 | 0 | 0 | 0 | 4919.8028 | 4889.3355 | 4850.1664 | 4816.7684 | 4779.3545 | 4742.1259 | 4701.3022 | 4668.6065 | 4632.0609 | 4595.3498 | 0 | 0 | 0 | 0 | 0 | 0 | 0 | 0 | 0 | 0 | 47594.8729 | 4919.8028 | 9809.1383 | 14659.3047 | 19476.0731 | 24255.4276 | 28997.5535 | 33698.8557 | 38367.4622 | 42999.5231 | 47594.8729 | 47594.8729 | 47594.8729 | 47594.8729 | 47594.8729 | 47594.8729 | 47594.8729 | 47594.8729 | 47594.8729 | 47594.8729 | 47594.8729 | 0 | 0 | 0 | 0 | 0 | 0 | 0 | 0 | 0 | 0 | 0 | 0 | 0 | 0 | 0 | 0 | 0 | 0 | 0 | 0 | 0 | 0 | 0 | 0 | 0 | 0 | 0 | 0 | 0 | 0 | 0 | 0 | 0 | 0 | 0 | 0 | 0 | 0 | 0 | 0 | 0 | 0 | 0 | 0 | 0 | 0 | 0 | 0 | 0 | 0 | 0 | 0 | 0 | 0 | 0 | 0 | 0 | 0 | 0 | 0 | 0 | 0 | 0 | 0 | 0 | 0 | 0 | 0 | 0 | 0.01296% | 0 | 0 | 0 | 0 | 0 | 0 | 0 | 0 | 0 | 0 | 0 | 0 | 0 | 0 | 0 | 0 | 0 | 0 | 0 | 0 | 0 | 0 | 0 | 0
| Industrial_tool_Gas | M_Input | 2000-2018 Industrial Assessment Center | 2020 | Retro | 2022 | 2041 | PSE | Industrial | Miscellaneous Manufacturing | Gas | Per Region | NA | NA | Miscellaneous Manufacturing Building Envelope Insulation and Window/Door Improvements | Miscellaneous Manufacturing Building Envelope Insulation and Window/Door Improvements | 0 | 20 | 208379.894 | 0 | I-All-Other-Shift3-All-All-S | 0 | 0 | 0 | 0 | 0 | 0 | 0 | 56366.3611 | I-All-Other-Shift3-All-All-S | 0 | 0 | 0 | Comm Flat | Building Envelope Insulation and Window/Door Improvements | Building Envelope Insulation and Window/Door Improvements | IndShift3 | 0.01266% | 0% | 100% | 1 | 1 | 100% | 5% | 85% | 6.8% | 0.2% | 772084.9306 | 2904.0192 | 77498.895 | 0 | 208379.894 | 0 | 0 | 0 | 169652.9586 |  | 0 | 0.27971 | 0 | 01. ($9,999.000) to $0.028 | N/A | 0.27971 | 02. $0.22 to $0.30 | N/A | 0 | 0 | 0 | 0 | 0 | 0 | 0 | 0 | 0 | 0 | 0 | 0 | 0 | 0 | 0 | 0 | 0 | 0 | 0 | 0 | 0 | 0 | 0 | 0 | 0 | 0 | 0 | 0 | 0 | 0 | 0 | 0 | 0 | 0 | 0 | 0 | 0 | 0 | 0 | 0 | 0 | 0 | 0 | 0 | 0 | 0 | 0 | 0 | 0 | 0 | 0 | 0 | 0 | 0 | 0 | 0 | 0 | 0 | 0 | 0 | 0 | 0 | 0 | 0 | 0 | 0 | 0 | 0 | 0 | 0 | 0 | 0 | 0 | 0.085 | 0.085 | 0.085 | 0.085 | 0.085 | 0.085 | 0.085 | 0.085 | 0.085 | 0.085 | 0 | 0 | 0 | 0 | 0 | 0 | 0 | 0 | 0 | 0 | 4791.1407 | 4761.4703 | 4723.3254 | 4690.8009 | 4654.3655 | 4618.1105 | 4578.3543 | 4546.5137 | 4510.9238 | 4475.1728 | 0 | 0 | 0 | 0 | 0 | 0 | 0 | 0 | 0 | 0 | 46350.1778 | 4791.1407 | 9552.611 | 14275.9364 | 18966.7372 | 23621.1027 | 28239.2132 | 32817.5675 | 37364.0812 | 41875.005 | 46350.1778 | 46350.1778 | 46350.1778 | 46350.1778 | 46350.1778 | 46350.1778 | 46350.1778 | 46350.1778 | 46350.1778 | 46350.1778 | 46350.1778 | 0 | 0 | 0 | 0 | 0 | 0 | 0 | 0 | 0 | 0 | 0 | 0 | 0 | 0 | 0 | 0 | 0 | 0 | 0 | 0 | 0 | 0 | 0 | 0 | 0 | 0 | 0 | 0 | 0 | 0 | 0 | 0 | 0 | 0 | 0 | 0 | 0 | 0 | 0 | 0 | 0 | 0 | 0 | 0 | 0 | 0 | 0 | 0 | 0 | 14420.5015 | 14331.1986 | 14216.3894 | 14118.496 | 14008.8318 | 13899.7105 | 13780.0515 | 13684.2167 | 13577.0973 | 13469.493 | 0 | 0 | 0 | 0 | 0 | 0 | 0 | 0 | 0 | 0 | 0.01296% | 0 | 0 | 0 | 0 | 0 | 0 | 0 | 0 | 0 | 0 | 0 | 0 | 0 | 0 | 0 | 0 | 0 | 0 | 0 | 0 | 0 | 0 | 0 | 0
| Industrial_tool_Gas | M_Input | 2000-2018 Industrial Assessment Center | 2020 | Retro | 2022 | 2041 | PSE | Industrial | Miscellaneous Manufacturing | Gas | Per Region | NA | NA | Miscellaneous Manufacturing Equipment Upgrade - Replace Existing HVAC Unit With High Efficiency Model | Miscellaneous Manufacturing Equipment Upgrade - Replace Existing HVAC Unit With High Efficiency Model | 0 | 20 | 227911.0986 | 0 | I-All-Other-Shift3-All-All-S | 0 | 0 | 0 | 0 | 0 | 0 | 0 | 175898.2367 | I-All-Other-Shift3-All-All-S | 0 | 0 | 0 | Comm Flat | Equipment Upgrade - Replace Existing HVAC Unit With High Efficiency Model | Equipment Upgrade - Replace Existing HVAC Unit With High Efficiency Model | IndShift3 | 0.01266% | 0% | 100% | 1 | 1 | 100% | 5% | 85% | 6.8% | 0.2% | 2409387.0049 | 9062.3529 | 241844.9358 | 0 | 227911.0986 | 0 | 0 | 0 | 22586.0297 |  | 0 | 0.011933 | 0 | 01. ($9,999.000) to $0.028 | N/A | 0.011933 | 01. ($9,999.00) to $0.22 | N/A | 0 | 0 | 0 | 0 | 0 | 0 | 0 | 0 | 0 | 0 | 0 | 0 | 0 | 0 | 0 | 0 | 0 | 0 | 0 | 0 | 0 | 0 | 0 | 0 | 0 | 0 | 0 | 0 | 0 | 0 | 0 | 0 | 0 | 0 | 0 | 0 | 0 | 0 | 0 | 0 | 0 | 0 | 0 | 0 | 0 | 0 | 0 | 0 | 0 | 0 | 0 | 0 | 0 | 0 | 0 | 0 | 0 | 0 | 0 | 0 | 0 | 0 | 0 | 0 | 0 | 0 | 0 | 0 | 0 | 0 | 0 | 0 | 0 | 0.085 | 0.085 | 0.085 | 0.085 | 0.085 | 0.085 | 0.085 | 0.085 | 0.085 | 0.085 | 0 | 0 | 0 | 0 | 0 | 0 | 0 | 0 | 0 | 0 | 14951.3501 | 14858.7599 | 14739.7242 | 14638.2272 | 14524.526 | 14411.3878 | 14287.3238 | 14187.9611 | 14076.8985 | 13965.3331 | 0 | 0 | 0 | 0 | 0 | 0 | 0 | 0 | 0 | 0 | 144641.4917 | 14951.3501 | 29810.11 | 44549.8342 | 59188.0614 | 73712.5874 | 88123.9752 | 102411.299 | 116599.2601 | 130676.1586 | 144641.4917 | 144641.4917 | 144641.4917 | 144641.4917 | 144641.4917 | 144641.4917 | 144641.4917 | 144641.4917 | 144641.4917 | 144641.4917 | 144641.4917 | 0 | 0 | 0 | 0 | 0 | 0 | 0 | 0 | 0 | 0 | 0 | 0 | 0 | 0 | 0 | 0 | 0 | 0 | 0 | 0 | 0 | 0 | 0 | 0 | 0 | 0 | 0 | 0 | 0 | 0 | 0 | 0 | 0 | 0 | 0 | 0 | 0 | 0 | 0 | 0 | 0 | 0 | 0 | 0 | 0 | 0 | 0 | 0 | 0 | 1919.8125 | 1907.9236 | 1892.6389 | 1879.6063 | 1865.0066 | 1850.4792 | 1834.5489 | 1821.7904 | 1807.5295 | 1793.204 | 0 | 0 | 0 | 0 | 0 | 0 | 0 | 0 | 0 | 0 | 0.01296% | 0 | 0 | 0 | 0 | 0 | 0 | 0 | 0 | 0 | 0 | 0 | 0 | 0 | 0 | 0 | 0 | 0 | 0 | 0 | 0 | 0 | 0 | 0 | 0
| Industrial_tool_Gas | M_Input | 2000-2018 Industrial Assessment Center | 2020 | Retro | 2022 | 2041 | PSE | Industrial | Miscellaneous Manufacturing | Gas | Per Region | NA | NA | Miscellaneous Manufacturing HVAC Equipment Scheduling Improvements - HVAC Controls, Timers Or Thermostats | Miscellaneous Manufacturing HVAC Equipment Scheduling Improvements - HVAC Controls, Timers Or Thermostats | 0 | 15 | 134121.8908 | 0 | I-All-Other-Shift3-All-All-S | 0 | 0 | 0 | 0 | 0 | 0 | 0 | 102462.3825 | I-All-Other-Shift3-All-All-S | 0 | 0 | 0 | Comm Flat | HVAC Equipment Scheduling Improvements - HVAC Controls, Timers Or Thermostats | HVAC Equipment Scheduling Improvements - HVAC Controls, Timers Or Thermostats | IndShift3 | 0.01266% | 0% | 100% | 1 | 1 | 100% | 6.667% | 85% | 6.8% | 0.2% | 1087188.9323 | 5278.9061 | 109246.7838 | 0 | 157984.2047 | 0 | 0 | 0 | 70282.893 |  | 0 | 0.063745 | 0 | 01. ($9,999.000) to $0.028 | N/A | 0.063745 | 01. ($9,999.00) to $0.22 | N/A | 0 | 0 | 0 | 0 | 0 | 0 | 0 | 0 | 0 | 0 | 0 | 0 | 0 | 0 | 0 | 0 | 0 | 0 | 0 | 0 | 0 | 0 | 0 | 0 | 0 | 0 | 0 | 0 | 0 | 0 | 0 | 0 | 0 | 0 | 0 | 0 | 0 | 0 | 0 | 0 | 0 | 0 | 0 | 0 | 0 | 0 | 0 | 0 | 0 | 0 | 0 | 0 | 0 | 0 | 0 | 0 | 0 | 0 | 0 | 0 | 0 | 0 | 0 | 0 | 0 | 0 | 0 | 0 | 0 | 0 | 0 | 0 | 0 | 0.085 | 0.085 | 0.085 | 0.085 | 0.085 | 0.085 | 0.085 | 0.085 | 0.085 | 0.085 | 0 | 0 | 0 | 0 | 0 | 0 | 0 | 0 | 0 | 0 | 8709.3025 | 8655.3678 | 8586.0284 | 8526.9054 | 8460.6735 | 8394.7693 | 8322.5009 | 8264.6212 | 8199.9262 | 8134.9383 | 0 | 0 | 0 | 0 | 0 | 0 | 0 | 0 | 0 | 0 | 84255.0336 | 8709.3025 | 17364.6703 | 25950.6987 | 34477.6042 | 42938.2776 | 51333.047 | 59655.5479 | 67920.1691 | 76120.0953 | 84255.0336 | 84255.0336 | 84255.0336 | 84255.0336 | 84255.0336 | 84255.0336 | 84255.0336 | 84255.0336 | 84255.0336 | 84255.0336 | 84255.0336 | 0 | 0 | 0 | 0 | 0 | 0 | 0 | 0 | 0 | 0 | 0 | 0 | 0 | 0 | 0 | 0 | 0 | 0 | 0 | 0 | 0 | 0 | 0 | 0 | 0 | 0 | 0 | 0 | 0 | 0 | 0 | 0 | 0 | 0 | 0 | 0 | 0 | 0 | 0 | 0 | 0 | 0 | 0 | 0 | 0 | 0 | 0 | 0 | 0 | 5974.0459 | 5937.05 | 5889.4875 | 5848.9327 | 5803.5017 | 5758.2955 | 5708.7238 | 5669.0219 | 5624.6451 | 5580.0674 | 0 | 0 | 0 | 0 | 0 | 0 | 0 | 0 | 0 | 0 | 0.01296% | 0 | 0 | 0 | 0 | 0 | 0 | 0 | 0 | 0 | 0 | 0 | 0 | 0 | 0 | 0 | 0 | 0 | 0 | 0 | 0 | 0 | 0 | 0 | 0
| Industrial_tool_Gas | M_Input | 2000-2018 Industrial Assessment Center | 2020 | Retro | 2022 | 2041 | PSE | Industrial | Miscellaneous Manufacturing | Gas | Per Region | NA | NA | Miscellaneous Manufacturing Optimize Ventilation System | Miscellaneous Manufacturing Optimize Ventilation System | 0 | 5 | 120900.6155 | 0 | I-All-Other-Shift3-All-All-S | 0 | 0 | 0 | 0 | 0 | 0 | 0 | 83729.404 | I-All-Other-Shift3-All-All-S | 0 | 0 | 0 | Comm Flat | Optimize Ventilation System | Optimize Ventilation System | IndShift3 | 0.01266% | 0% | 100% | 1 | 1 | 100% | 20% | 85% | 6.8% | 0.2% | 321724.9706 | 4313.775 | 32603.8746 | 0 | 315598.765 | 0 | 0 | 0 | 302861.2386 |  | 0 | 0.33614 | 0 | 01. ($9,999.000) to $0.028 | N/A | 0.33614 | 03. $0.30 to $0.45 | N/A | 0 | 0 | 0 | 0 | 0 | 0 | 0 | 0 | 0 | 0 | 0 | 0 | 0 | 0 | 0 | 0 | 0 | 0 | 0 | 0 | 0 | 0 | 0 | 0 | 0 | 0 | 0 | 0 | 0 | 0 | 0 | 0 | 0 | 0 | 0 | 0 | 0 | 0 | 0 | 0 | 0 | 0 | 0 | 0 | 0 | 0 | 0 | 0 | 0 | 0 | 0 | 0 | 0 | 0 | 0 | 0 | 0 | 0 | 0 | 0 | 0 | 0 | 0 | 0 | 0 | 0 | 0 | 0 | 0 | 0 | 0 | 0 | 0 | 0.085 | 0.085 | 0.085 | 0.085 | 0.085 | 0.085 | 0.085 | 0.085 | 0.085 | 0.085 | 0 | 0 | 0 | 0 | 0 | 0 | 0 | 0 | 0 | 0 | 7116.9993 | 7072.9254 | 7016.2632 | 6967.9495 | 6913.8266 | 6859.9716 | 6800.9159 | 6753.6182 | 6700.7512 | 6647.6449 | 0 | 0 | 0 | 0 | 0 | 0 | 0 | 0 | 0 | 0 | 68850.8658 | 7116.9993 | 14189.9247 | 21206.1879 | 28174.1375 | 35087.9641 | 41947.9357 | 48748.8516 | 55502.4697 | 62203.2209 | 68850.8658 | 68850.8658 | 68850.8658 | 68850.8658 | 68850.8658 | 68850.8658 | 68850.8658 | 68850.8658 | 68850.8658 | 68850.8658 | 68850.8658 | 0 | 0 | 0 | 0 | 0 | 0 | 0 | 0 | 0 | 0 | 0 | 0 | 0 | 0 | 0 | 0 | 0 | 0 | 0 | 0 | 0 | 0 | 0 | 0 | 0 | 0 | 0 | 0 | 0 | 0 | 0 | 0 | 0 | 0 | 0 | 0 | 0 | 0 | 0 | 0 | 0 | 0 | 0 | 0 | 0 | 0 | 0 | 0 | 0 | 25743.2053 | 25583.7835 | 25378.8282 | 25204.0708 | 25008.3004 | 24813.4992 | 24599.8861 | 24428.8036 | 24237.5762 | 24045.4831 | 0 | 0 | 0 | 0 | 0 | 0 | 0 | 0 | 0 | 0 | 0.01296% | 0 | 0 | 0 | 0 | 0 | 0 | 0 | 0 | 0 | 0 | 0 | 0 | 0 | 0 | 0 | 0 | 0 | 0 | 0 | 0 | 0 | 0 | 0 | 0
| Industrial_tool_Gas | M_Input | 2000-2018 Industrial Assessment Center | 2020 | Retro | 2022 | 2041 | PSE | Industrial | Miscellaneous Manufacturing | Gas | Per Region | NA | NA | Miscellaneous Manufacturing Analyze Flue Gas For Proper Air/Fuel Ratio | Miscellaneous Manufacturing Analyze Flue Gas For Proper Air/Fuel Ratio | 0 | 5 | 6276.3329 | 0 | I-All-Other-Shift3-All-All-S | 0 | 0 | 0 | 0 | 0 | 0 | 0 | 17608.8673 | I-All-Other-Shift3-All-All-S | 0 | 0 | 0 | Comm Flat | Analyze Flue Gas For Proper Air/Fuel Ratio | Analyze Flue Gas For Proper Air/Fuel Ratio | IndShift3 | 0.01266% | 0% | 100% | 1 | 1 | 100% | 20% | 85% | 6.8% | 0.2% | 67660.9654 | 907.2164 | 6856.8182 | 0 | 16383.729 | 0 | 0 | 0 | 9874.961 |  | 0 | 0.052115 | 0 | 01. ($9,999.000) to $0.028 | N/A | 0.052115 | 01. ($9,999.00) to $0.22 | N/A | 0 | 0 | 0 | 0 | 0 | 0 | 0 | 0 | 0 | 0 | 0 | 0 | 0 | 0 | 0 | 0 | 0 | 0 | 0 | 0 | 0 | 0 | 0 | 0 | 0 | 0 | 0 | 0 | 0 | 0 | 0 | 0 | 0 | 0 | 0 | 0 | 0 | 0 | 0 | 0 | 0 | 0 | 0 | 0 | 0 | 0 | 0 | 0 | 0 | 0 | 0 | 0 | 0 | 0 | 0 | 0 | 0 | 0 | 0 | 0 | 0 | 0 | 0 | 0 | 0 | 0 | 0 | 0 | 0 | 0 | 0 | 0 | 0 | 0.085 | 0.085 | 0.085 | 0.085 | 0.085 | 0.085 | 0.085 | 0.085 | 0.085 | 0.085 | 0 | 0 | 0 | 0 | 0 | 0 | 0 | 0 | 0 | 0 | 1496.7537 | 1487.4847 | 1475.5682 | 1465.4075 | 1454.0251 | 1442.699 | 1430.2792 | 1420.3322 | 1409.2139 | 1398.0453 | 0 | 0 | 0 | 0 | 0 | 0 | 0 | 0 | 0 | 0 | 14479.8088 | 1496.7537 | 2984.2384 | 4459.8066 | 5925.2141 | 7379.2392 | 8821.9383 | 10252.2174 | 11672.5496 | 13081.7635 | 14479.8088 | 14479.8088 | 14479.8088 | 14479.8088 | 14479.8088 | 14479.8088 | 14479.8088 | 14479.8088 | 14479.8088 | 14479.8088 | 14479.8088 | 0 | 0 | 0 | 0 | 0 | 0 | 0 | 0 | 0 | 0 | 0 | 0 | 0 | 0 | 0 | 0 | 0 | 0 | 0 | 0 | 0 | 0 | 0 | 0 | 0 | 0 | 0 | 0 | 0 | 0 | 0 | 0 | 0 | 0 | 0 | 0 | 0 | 0 | 0 | 0 | 0 | 0 | 0 | 0 | 0 | 0 | 0 | 0 | 0 | 839.3717 | 834.1736 | 827.491 | 821.7929 | 815.4097 | 809.0581 | 802.0931 | 796.5149 | 790.2798 | 784.0165 | 0 | 0 | 0 | 0 | 0 | 0 | 0 | 0 | 0 | 0 | 0.01296% | 0 | 0 | 0 | 0 | 0 | 0 | 0 | 0 | 0 | 0 | 0 | 0 | 0 | 0 | 0 | 0 | 0 | 0 | 0 | 0 | 0 | 0 | 0 | 0
| Industrial_tool_Gas | M_Input | 2000-2018 Industrial Assessment Center | 2020 | Retro | 2022 | 2041 | PSE | Industrial | Miscellaneous Manufacturing | Gas | Per Region | NA | NA | Miscellaneous Manufacturing Boiler - Operation, Maintenance, And Scheduling | Miscellaneous Manufacturing Boiler - Operation, Maintenance, And Scheduling | 0 | 5 | 7446.0464 | 0 | I-All-Other-Shift3-All-All-S | 0 | 0 | 0 | 0 | 0 | 0 | 0 | 18543.6853 | I-All-Other-Shift3-All-All-S | 0 | 0 | 0 | Comm Flat | Boiler - Operation, Maintenance, And Scheduling | Boiler - Operation, Maintenance, And Scheduling | IndShift3 | 0.01266% | 0% | 100% | 1 | 1 | 100% | 20% | 85% | 6.8% | 0.2% | 71252.9449 | 955.3787 | 7220.8324 | 0 | 19437.147 | 0 | 0 | 0 | 12750.1452 |  | 0 | 0.063897 | 0 | 01. ($9,999.000) to $0.028 | N/A | 0.063897 | 01. ($9,999.00) to $0.22 | N/A | 0 | 0 | 0 | 0 | 0 | 0 | 0 | 0 | 0 | 0 | 0 | 0 | 0 | 0 | 0 | 0 | 0 | 0 | 0 | 0 | 0 | 0 | 0 | 0 | 0 | 0 | 0 | 0 | 0 | 0 | 0 | 0 | 0 | 0 | 0 | 0 | 0 | 0 | 0 | 0 | 0 | 0 | 0 | 0 | 0 | 0 | 0 | 0 | 0 | 0 | 0 | 0 | 0 | 0 | 0 | 0 | 0 | 0 | 0 | 0 | 0 | 0 | 0 | 0 | 0 | 0 | 0 | 0 | 0 | 0 | 0 | 0 | 0 | 0.085 | 0.085 | 0.085 | 0.085 | 0.085 | 0.085 | 0.085 | 0.085 | 0.085 | 0.085 | 0 | 0 | 0 | 0 | 0 | 0 | 0 | 0 | 0 | 0 | 1576.2133 | 1566.4521 | 1553.9031 | 1543.203 | 1531.2163 | 1519.2889 | 1506.2097 | 1495.7346 | 1484.0261 | 1472.2646 | 0 | 0 | 0 | 0 | 0 | 0 | 0 | 0 | 0 | 0 | 15248.5116 | 1576.2133 | 3142.6654 | 4696.5684 | 6239.7714 | 7770.9876 | 9290.2765 | 10796.4863 | 12292.2209 | 13776.247 | 15248.5116 | 15248.5116 | 15248.5116 | 15248.5116 | 15248.5116 | 15248.5116 | 15248.5116 | 15248.5116 | 15248.5116 | 15248.5116 | 15248.5116 | 0 | 0 | 0 | 0 | 0 | 0 | 0 | 0 | 0 | 0 | 0 | 0 | 0 | 0 | 0 | 0 | 0 | 0 | 0 | 0 | 0 | 0 | 0 | 0 | 0 | 0 | 0 | 0 | 0 | 0 | 0 | 0 | 0 | 0 | 0 | 0 | 0 | 0 | 0 | 0 | 0 | 0 | 0 | 0 | 0 | 0 | 0 | 0 | 0 | 1083.7623 | 1077.0509 | 1068.4224 | 1061.0653 | 1052.8236 | 1044.6227 | 1035.6298 | 1028.4274 | 1020.3769 | 1012.29 | 0 | 0 | 0 | 0 | 0 | 0 | 0 | 0 | 0 | 0 | 0.01296% | 0 | 0 | 0 | 0 | 0 | 0 | 0 | 0 | 0 | 0 | 0 | 0 | 0 | 0 | 0 | 0 | 0 | 0 | 0 | 0 | 0 | 0 | 0 | 0
| Industrial_tool_Gas | M_Input | 2000-2018 Industrial Assessment Center | 2020 | Retro | 2022 | 2041 | PSE | Industrial | Miscellaneous Manufacturing | Gas | Per Region | NA | NA | Miscellaneous Manufacturing Equipment Upgrade - Boiler Replacement | Miscellaneous Manufacturing Equipment Upgrade - Boiler Replacement | 0 | 20 | 47557.0978 | 0 | I-All-Other-Shift3-All-All-S | 0 | 0 | 0 | 0 | 0 | 0 | 0 | 25615.3892 | I-All-Other-Shift3-All-All-S | 0 | 0 | 0 | Comm Flat | Equipment Upgrade - Boiler Replacement | Equipment Upgrade - Boiler Replacement | IndShift3 | 0.01266% | 0% | 100% | 1 | 1 | 100% | 5% | 85% | 6.8% | 0.2% | 350869.8383 | 1319.7159 | 35218.9554 | 0 | 47557.0978 | 0 | 0 | 0 | 20529.846 |  | 0 | 0.074481 | 0 | 01. ($9,999.000) to $0.028 | N/A | 0.074481 | 01. ($9,999.00) to $0.22 | N/A | 0 | 0 | 0 | 0 | 0 | 0 | 0 | 0 | 0 | 0 | 0 | 0 | 0 | 0 | 0 | 0 | 0 | 0 | 0 | 0 | 0 | 0 | 0 | 0 | 0 | 0 | 0 | 0 | 0 | 0 | 0 | 0 | 0 | 0 | 0 | 0 | 0 | 0 | 0 | 0 | 0 | 0 | 0 | 0 | 0 | 0 | 0 | 0 | 0 | 0 | 0 | 0 | 0 | 0 | 0 | 0 | 0 | 0 | 0 | 0 | 0 | 0 | 0 | 0 | 0 | 0 | 0 | 0 | 0 | 0 | 0 | 0 | 0 | 0.085 | 0.085 | 0.085 | 0.085 | 0.085 | 0.085 | 0.085 | 0.085 | 0.085 | 0.085 | 0 | 0 | 0 | 0 | 0 | 0 | 0 | 0 | 0 | 0 | 2177.3081 | 2163.8245 | 2146.4898 | 2131.7092 | 2115.1513 | 2098.6754 | 2080.6085 | 2066.1387 | 2049.965 | 2033.7182 | 0 | 0 | 0 | 0 | 0 | 0 | 0 | 0 | 0 | 0 | 21063.5887 | 2177.3081 | 4341.1326 | 6487.6224 | 8619.3316 | 10734.4829 | 12833.1583 | 14913.7668 | 16979.9055 | 19029.8705 | 21063.5887 | 21063.5887 | 21063.5887 | 21063.5887 | 21063.5887 | 21063.5887 | 21063.5887 | 21063.5887 | 21063.5887 | 21063.5887 | 21063.5887 | 0 | 0 | 0 | 0 | 0 | 0 | 0 | 0 | 0 | 0 | 0 | 0 | 0 | 0 | 0 | 0 | 0 | 0 | 0 | 0 | 0 | 0 | 0 | 0 | 0 | 0 | 0 | 0 | 0 | 0 | 0 | 0 | 0 | 0 | 0 | 0 | 0 | 0 | 0 | 0 | 0 | 0 | 0 | 0 | 0 | 0 | 0 | 0 | 0 | 1745.0369 | 1734.2303 | 1720.3371 | 1708.491 | 1695.2204 | 1682.0156 | 1667.5355 | 1655.9385 | 1642.9759 | 1629.9546 | 0 | 0 | 0 | 0 | 0 | 0 | 0 | 0 | 0 | 0 | 0.01296% | 0 | 0 | 0 | 0 | 0 | 0 | 0 | 0 | 0 | 0 | 0 | 0 | 0 | 0 | 0 | 0 | 0 | 0 | 0 | 0 | 0 | 0 | 0 | 0
| Industrial_tool_Gas | M_Input | 2000-2018 Industrial Assessment Center | 2020 | Retro | 2022 | 2041 | PSE | Industrial | Miscellaneous Manufacturing | Gas | Per Region | NA | NA | Miscellaneous Manufacturing Equipment Upgrade - Boiler Turbulators | Miscellaneous Manufacturing Equipment Upgrade - Boiler Turbulators | 0 | 20 | 4416.2646 | 0 | I-All-Other-Shift3-All-All-S | 0 | 0 | 0 | 0 | 0 | 0 | 0 | 16780.667 | I-All-Other-Shift3-All-All-S | 0 | 0 | 0 | Comm Flat | Equipment Upgrade - Boiler Turbulators | Equipment Upgrade - Boiler Turbulators | IndShift3 | 0.01266% | 0% | 100% | 1 | 1 | 100% | 5% | 85% | 6.8% | 0.2% | 229855.1803 | 864.5472 | 23071.9728 | 0 | 4416.2646 | 0 | 0 | 0 | -18637.0025 |  | 0 | -0.10321 | 0 | 01. ($9,999.000) to $0.028 | N/A | -0.10321 | 01. ($9,999.00) to $0.22 | N/A | 0 | 0 | 0 | 0 | 0 | 0 | 0 | 0 | 0 | 0 | 0 | 0 | 0 | 0 | 0 | 0 | 0 | 0 | 0 | 0 | 0 | 0 | 0 | 0 | 0 | 0 | 0 | 0 | 0 | 0 | 0 | 0 | 0 | 0 | 0 | 0 | 0 | 0 | 0 | 0 | 0 | 0 | 0 | 0 | 0 | 0 | 0 | 0 | 0 | 0 | 0 | 0 | 0 | 0 | 0 | 0 | 0 | 0 | 0 | 0 | 0 | 0 | 0 | 0 | 0 | 0 | 0 | 0 | 0 | 0 | 0 | 0 | 0 | 0.085 | 0.085 | 0.085 | 0.085 | 0.085 | 0.085 | 0.085 | 0.085 | 0.085 | 0.085 | 0 | 0 | 0 | 0 | 0 | 0 | 0 | 0 | 0 | 0 | 1426.3567 | 1417.5236 | 1406.1676 | 1396.4848 | 1385.6377 | 1374.8444 | 1363.0087 | 1353.5295 | 1342.9341 | 1332.2908 | 0 | 0 | 0 | 0 | 0 | 0 | 0 | 0 | 0 | 0 | 13798.7779 | 1426.3567 | 2843.8803 | 4250.0479 | 5646.5327 | 7032.1704 | 8407.0148 | 9770.0235 | 11123.553 | 12466.4871 | 13798.7779 | 13798.7779 | 13798.7779 | 13798.7779 | 13798.7779 | 13798.7779 | 13798.7779 | 13798.7779 | 13798.7779 | 13798.7779 | 13798.7779 | 0 | 0 | 0 | 0 | 0 | 0 | 0 | 0 | 0 | 0 | 0 | 0 | 0 | 0 | 0 | 0 | 0 | 0 | 0 | 0 | 0 | 0 | 0 | 0 | 0 | 0 | 0 | 0 | 0 | 0 | 0 | 0 | 0 | 0 | 0 | 0 | 0 | 0 | 0 | 0 | 0 | 0 | 0 | 0 | 0 | 0 | 0 | 0 | 0 | 0 | 0 | 0 | 0 | 0 | 0 | 0 | 0 | 0 | 0 | 0 | 0 | 0 | 0 | 0 | 0 | 0 | 0 | 0 | 0 | 0.01296% | 0 | 0 | 0 | 0 | 0 | 0 | 0 | 0 | 0 | 0 | 0 | 0 | 0 | 0 | 0 | 0 | 0 | 0 | 0 | 0 | 0 | 0 | 0 | 0
| Industrial_tool_Gas | M_Input | 2000-2018 Industrial Assessment Center | 2020 | Retro | 2022 | 2041 | PSE | Industrial | Miscellaneous Manufacturing | Gas | Per Region | NA | NA | Miscellaneous Manufacturing Improve Combustion Control Capability And Air Flow | Miscellaneous Manufacturing Improve Combustion Control Capability And Air Flow | 0 | 15 | 27837.2762 | 0 | I-All-Other-Shift3-All-All-S | 0 | 0 | 0 | 0 | 0 | 0 | 0 | 49299.1179 | I-All-Other-Shift3-All-All-S | 0 | 0 | 0 | Comm Flat | Improve Combustion Control Capability And Air Flow | Improve Combustion Control Capability And Air Flow | IndShift3 | 0.01266% | 0% | 100% | 1 | 1 | 100% | 6.667% | 85% | 6.8% | 0.2% | 523093.9794 | 2539.9118 | 52563.3891 | 0 | 32789.9489 | 0 | 0 | 0 | -16745.8968 |  | 0 | -0.031567 | 0 | 01. ($9,999.000) to $0.028 | N/A | -0.031567 | 01. ($9,999.00) to $0.22 | N/A | 0 | 0 | 0 | 0 | 0 | 0 | 0 | 0 | 0 | 0 | 0 | 0 | 0 | 0 | 0 | 0 | 0 | 0 | 0 | 0 | 0 | 0 | 0 | 0 | 0 | 0 | 0 | 0 | 0 | 0 | 0 | 0 | 0 | 0 | 0 | 0 | 0 | 0 | 0 | 0 | 0 | 0 | 0 | 0 | 0 | 0 | 0 | 0 | 0 | 0 | 0 | 0 | 0 | 0 | 0 | 0 | 0 | 0 | 0 | 0 | 0 | 0 | 0 | 0 | 0 | 0 | 0 | 0 | 0 | 0 | 0 | 0 | 0 | 0.085 | 0.085 | 0.085 | 0.085 | 0.085 | 0.085 | 0.085 | 0.085 | 0.085 | 0.085 | 0 | 0 | 0 | 0 | 0 | 0 | 0 | 0 | 0 | 0 | 4190.425 | 4164.4747 | 4131.1125 | 4102.6658 | 4070.7987 | 4039.0894 | 4004.3179 | 3976.4695 | 3945.3419 | 3914.0734 | 0 | 0 | 0 | 0 | 0 | 0 | 0 | 0 | 0 | 0 | 40538.7688 | 4190.425 | 8354.8997 | 12486.0122 | 16588.678 | 20659.4768 | 24698.5662 | 28702.8841 | 32679.3536 | 36624.6955 | 40538.7688 | 40538.7688 | 40538.7688 | 40538.7688 | 40538.7688 | 40538.7688 | 40538.7688 | 40538.7688 | 40538.7688 | 40538.7688 | 40538.7688 | 0 | 0 | 0 | 0 | 0 | 0 | 0 | 0 | 0 | 0 | 0 | 0 | 0 | 0 | 0 | 0 | 0 | 0 | 0 | 0 | 0 | 0 | 0 | 0 | 0 | 0 | 0 | 0 | 0 | 0 | 0 | 0 | 0 | 0 | 0 | 0 | 0 | 0 | 0 | 0 | 0 | 0 | 0 | 0 | 0 | 0 | 0 | 0 | 0 | 0 | 0 | 0 | 0 | 0 | 0 | 0 | 0 | 0 | 0 | 0 | 0 | 0 | 0 | 0 | 0 | 0 | 0 | 0 | 0 | 0.01296% | 0 | 0 | 0 | 0 | 0 | 0 | 0 | 0 | 0 | 0 | 0 | 0 | 0 | 0 | 0 | 0 | 0 | 0 | 0 | 0 | 0 | 0 | 0 | 0
| Industrial_tool_Gas | M_Input | 2000-2018 Industrial Assessment Center | 2020 | Retro | 2022 | 2041 | PSE | Industrial | Miscellaneous Manufacturing | Gas | Per Region | NA | NA | Miscellaneous Manufacturing Install Or Repair Insulation On Condensate Lines And Optimize Condensate | Miscellaneous Manufacturing Install Or Repair Insulation On Condensate Lines And Optimize Condensate | 0 | 10 | 12718.9079 | 0 | I-All-Other-Shift3-All-All-S | 0 | 0 | 0 | 0 | 0 | 0 | 0 | 39345.755 | I-All-Other-Shift3-All-All-S | 0 | 0 | 0 | Comm Flat | Install Or Repair Insulation On Condensate Lines And Optimize Condensate | Install Or Repair Insulation On Condensate Lines And Optimize Condensate | IndShift3 | 0.01266% | 0% | 100% | 1 | 1 | 100% | 10% | 85% | 6.8% | 0.2% | 290575.3229 | 2027.1102 | 29260.2433 | 0 | 19306.6607 | 0 | 0 | 0 | -9436.9113 |  | 0 | -0.022289 | 0 | 01. ($9,999.000) to $0.028 | N/A | -0.022289 | 01. ($9,999.00) to $0.22 | N/A | 0 | 0 | 0 | 0 | 0 | 0 | 0 | 0 | 0 | 0 | 0 | 0 | 0 | 0 | 0 | 0 | 0 | 0 | 0 | 0 | 0 | 0 | 0 | 0 | 0 | 0 | 0 | 0 | 0 | 0 | 0 | 0 | 0 | 0 | 0 | 0 | 0 | 0 | 0 | 0 | 0 | 0 | 0 | 0 | 0 | 0 | 0 | 0 | 0 | 0 | 0 | 0 | 0 | 0 | 0 | 0 | 0 | 0 | 0 | 0 | 0 | 0 | 0 | 0 | 0 | 0 | 0 | 0 | 0 | 0 | 0 | 0 | 0 | 0.085 | 0.085 | 0.085 | 0.085 | 0.085 | 0.085 | 0.085 | 0.085 | 0.085 | 0.085 | 0 | 0 | 0 | 0 | 0 | 0 | 0 | 0 | 0 | 0 | 3344.3892 | 3323.6781 | 3297.0517 | 3274.3483 | 3248.9151 | 3223.6078 | 3195.8566 | 3173.6307 | 3148.7877 | 3123.8322 | 0 | 0 | 0 | 0 | 0 | 0 | 0 | 0 | 0 | 0 | 32354.0975 | 3344.3892 | 6668.0673 | 9965.119 | 13239.4673 | 16488.3825 | 19711.9903 | 22907.8469 | 26081.4776 | 29230.2653 | 32354.0975 | 32354.0975 | 32354.0975 | 32354.0975 | 32354.0975 | 32354.0975 | 32354.0975 | 32354.0975 | 32354.0975 | 32354.0975 | 32354.0975 | 0 | 0 | 0 | 0 | 0 | 0 | 0 | 0 | 0 | 0 | 0 | 0 | 0 | 0 | 0 | 0 | 0 | 0 | 0 | 0 | 0 | 0 | 0 | 0 | 0 | 0 | 0 | 0 | 0 | 0 | 0 | 0 | 0 | 0 | 0 | 0 | 0 | 0 | 0 | 0 | 0 | 0 | 0 | 0 | 0 | 0 | 0 | 0 | 0 | 0 | 0 | 0 | 0 | 0 | 0 | 0 | 0 | 0 | 0 | 0 | 0 | 0 | 0 | 0 | 0 | 0 | 0 | 0 | 0 | 0.01296% | 0 | 0 | 0 | 0 | 0 | 0 | 0 | 0 | 0 | 0 | 0 | 0 | 0 | 0 | 0 | 0 | 0 | 0 | 0 | 0 | 0 | 0 | 0 | 0
| Industrial_tool_Gas | M_Input | 2000-2018 Industrial Assessment Center | 2020 | Retro | 2022 | 2041 | PSE | Industrial | Miscellaneous Manufacturing | Gas | Per Region | NA | NA | Miscellaneous Manufacturing Insulate Steam, Hot Water Lines Or Feedwater Tank | Miscellaneous Manufacturing Insulate Steam, Hot Water Lines Or Feedwater Tank | 0 | 15 | 1332.8475 | 0 | I-All-Other-Shift3-All-All-S | 0 | 0 | 0 | 0 | 0 | 0 | 0 | 2943.051 | I-All-Other-Shift3-All-All-S | 0 | 0 | 0 | Comm Flat | Insulate Steam, Hot Water Lines Or Feedwater Tank | Insulate Steam, Hot Water Lines Or Feedwater Tank | IndShift3 | 0.01266% | 0% | 100% | 1 | 1 | 100% | 6.667% | 85% | 6.8% | 0.2% | 31227.5826 | 151.6273 | 3137.921 | 0 | 1569.9813 | 0 | 0 | 0 | -1452.9974 |  | 0 | -0.04588 | 0 | 01. ($9,999.000) to $0.028 | N/A | -0.04588 | 01. ($9,999.00) to $0.22 | N/A | 0 | 0 | 0 | 0 | 0 | 0 | 0 | 0 | 0 | 0 | 0 | 0 | 0 | 0 | 0 | 0 | 0 | 0 | 0 | 0 | 0 | 0 | 0 | 0 | 0 | 0 | 0 | 0 | 0 | 0 | 0 | 0 | 0 | 0 | 0 | 0 | 0 | 0 | 0 | 0 | 0 | 0 | 0 | 0 | 0 | 0 | 0 | 0 | 0 | 0 | 0 | 0 | 0 | 0 | 0 | 0 | 0 | 0 | 0 | 0 | 0 | 0 | 0 | 0 | 0 | 0 | 0 | 0 | 0 | 0 | 0 | 0 | 0 | 0.085 | 0.085 | 0.085 | 0.085 | 0.085 | 0.085 | 0.085 | 0.085 | 0.085 | 0.085 | 0 | 0 | 0 | 0 | 0 | 0 | 0 | 0 | 0 | 0 | 250.1593 | 248.6102 | 246.6185 | 244.9203 | 243.0179 | 241.1249 | 239.0491 | 237.3867 | 235.5284 | 233.6617 | 0 | 0 | 0 | 0 | 0 | 0 | 0 | 0 | 0 | 0 | 2420.0771 | 250.1593 | 498.7695 | 745.388 | 990.3083 | 1233.3262 | 1474.4511 | 1713.5003 | 1950.8869 | 2186.4153 | 2420.0771 | 2420.0771 | 2420.0771 | 2420.0771 | 2420.0771 | 2420.0771 | 2420.0771 | 2420.0771 | 2420.0771 | 2420.0771 | 2420.0771 | 0 | 0 | 0 | 0 | 0 | 0 | 0 | 0 | 0 | 0 | 0 | 0 | 0 | 0 | 0 | 0 | 0 | 0 | 0 | 0 | 0 | 0 | 0 | 0 | 0 | 0 | 0 | 0 | 0 | 0 | 0 | 0 | 0 | 0 | 0 | 0 | 0 | 0 | 0 | 0 | 0 | 0 | 0 | 0 | 0 | 0 | 0 | 0 | 0 | 0 | 0 | 0 | 0 | 0 | 0 | 0 | 0 | 0 | 0 | 0 | 0 | 0 | 0 | 0 | 0 | 0 | 0 | 0 | 0 | 0.01296% | 0 | 0 | 0 | 0 | 0 | 0 | 0 | 0 | 0 | 0 | 0 | 0 | 0 | 0 | 0 | 0 | 0 | 0 | 0 | 0 | 0 | 0 | 0 | 0
| Industrial_tool_Gas | M_Input | 2000-2018 Industrial Assessment Center | 2020 | Retro | 2022 | 2041 | PSE | Industrial | Miscellaneous Manufacturing | Gas | Per Region | NA | NA | Miscellaneous Manufacturing Minimize Boiler Blowdown | Miscellaneous Manufacturing Minimize Boiler Blowdown | 0 | 5 | 1740.7494 | 0 | I-All-Other-Shift3-All-All-S | 0 | 0 | 0 | 0 | 0 | 0 | 0 | 2217.3422 | I-All-Other-Shift3-All-All-S | 0 | 0 | 0 | Comm Flat | Minimize Boiler Blowdown | Minimize Boiler Blowdown | IndShift3 | 0.01266% | 0% | 100% | 1 | 1 | 100% | 20% | 85% | 6.8% | 0.2% | 8519.9982 | 114.2384 | 863.4237 | 0 | 4544.0494 | 0 | 0 | 0 | 3914.5372 |  | 0 | 0.16406 | 0 | 01. ($9,999.000) to $0.028 | N/A | 0.16406 | 01. ($9,999.00) to $0.22 | N/A | 0 | 0 | 0 | 0 | 0 | 0 | 0 | 0 | 0 | 0 | 0 | 0 | 0 | 0 | 0 | 0 | 0 | 0 | 0 | 0 | 0 | 0 | 0 | 0 | 0 | 0 | 0 | 0 | 0 | 0 | 0 | 0 | 0 | 0 | 0 | 0 | 0 | 0 | 0 | 0 | 0 | 0 | 0 | 0 | 0 | 0 | 0 | 0 | 0 | 0 | 0 | 0 | 0 | 0 | 0 | 0 | 0 | 0 | 0 | 0 | 0 | 0 | 0 | 0 | 0 | 0 | 0 | 0 | 0 | 0 | 0 | 0 | 0 | 0.085 | 0.085 | 0.085 | 0.085 | 0.085 | 0.085 | 0.085 | 0.085 | 0.085 | 0.085 | 0 | 0 | 0 | 0 | 0 | 0 | 0 | 0 | 0 | 0 | 188.4741 | 187.3069 | 185.8064 | 184.5269 | 183.0936 | 181.6674 | 180.1035 | 178.8509 | 177.4509 | 176.0445 | 0 | 0 | 0 | 0 | 0 | 0 | 0 | 0 | 0 | 0 | 1823.3252 | 188.4741 | 375.781 | 561.5874 | 746.1143 | 929.2079 | 1110.8753 | 1290.9788 | 1469.8298 | 1647.2807 | 1823.3252 | 1823.3252 | 1823.3252 | 1823.3252 | 1823.3252 | 1823.3252 | 1823.3252 | 1823.3252 | 1823.3252 | 1823.3252 | 1823.3252 | 0 | 0 | 0 | 0 | 0 | 0 | 0 | 0 | 0 | 0 | 0 | 0 | 0 | 0 | 0 | 0 | 0 | 0 | 0 | 0 | 0 | 0 | 0 | 0 | 0 | 0 | 0 | 0 | 0 | 0 | 0 | 0 | 0 | 0 | 0 | 0 | 0 | 0 | 0 | 0 | 0 | 0 | 0 | 0 | 0 | 0 | 0 | 0 | 0 | 332.7357 | 330.6751 | 328.026 | 325.7673 | 323.2369 | 320.719 | 317.9581 | 315.7468 | 313.2751 | 310.7923 | 0 | 0 | 0 | 0 | 0 | 0 | 0 | 0 | 0 | 0 | 0.01296% | 0 | 0 | 0 | 0 | 0 | 0 | 0 | 0 | 0 | 0 | 0 | 0 | 0 | 0 | 0 | 0 | 0 | 0 | 0 | 0 | 0 | 0 | 0 | 0
| Industrial_tool_Gas | M_Input | 2000-2018 Industrial Assessment Center | 2020 | Retro | 2022 | 2041 | PSE | Industrial | Miscellaneous Manufacturing | Gas | Per Region | NA | NA | Miscellaneous Manufacturing Optimize Heating System To Improve Burner Efficiency, Reduce Energy Requirements And Heat Treatment Process | Miscellaneous Manufacturing Optimize Heating System To Improve Burner Efficiency, Reduce Energy Requirements And Heat Treatment Process | 0 | 20 | 16980.6328 | 0 | I-All-Other-Shift3-All-All-S | 0 | 0 | 0 | 0 | 0 | 0 | 0 | 25609.9405 | I-All-Other-Shift3-All-All-S | 0 | 0 | 0 | Comm Flat | Optimize Heating System To Improve Burner Efficiency, Reduce Energy Requirements And Heat Treatment Process | Optimize Heating System To Improve Burner Efficiency, Reduce Energy Requirements And Heat Treatment Process | IndShift3 | 0.01266% | 0% | 100% | 1 | 1 | 100% | 5% | 85% | 6.8% | 0.2% | 350795.2044 | 1319.4352 | 35211.464 | 0 | 16980.6328 | 0 | 0 | 0 | -16154.1398 |  | 0 | -0.058618 | 0 | 01. ($9,999.000) to $0.028 | N/A | -0.058618 | 01. ($9,999.00) to $0.22 | N/A | 0 | 0 | 0 | 0 | 0 | 0 | 0 | 0 | 0 | 0 | 0 | 0 | 0 | 0 | 0 | 0 | 0 | 0 | 0 | 0 | 0 | 0 | 0 | 0 | 0 | 0 | 0 | 0 | 0 | 0 | 0 | 0 | 0 | 0 | 0 | 0 | 0 | 0 | 0 | 0 | 0 | 0 | 0 | 0 | 0 | 0 | 0 | 0 | 0 | 0 | 0 | 0 | 0 | 0 | 0 | 0 | 0 | 0 | 0 | 0 | 0 | 0 | 0 | 0 | 0 | 0 | 0 | 0 | 0 | 0 | 0 | 0 | 0 | 0.085 | 0.085 | 0.085 | 0.085 | 0.085 | 0.085 | 0.085 | 0.085 | 0.085 | 0.085 | 0 | 0 | 0 | 0 | 0 | 0 | 0 | 0 | 0 | 0 | 2176.8449 | 2163.3642 | 2146.0332 | 2131.2557 | 2114.7014 | 2098.229 | 2080.1659 | 2065.6992 | 2049.529 | 2033.2856 | 0 | 0 | 0 | 0 | 0 | 0 | 0 | 0 | 0 | 0 | 21059.1082 | 2176.8449 | 4340.2092 | 6486.2424 | 8617.4982 | 10732.1996 | 12830.4286 | 14910.5945 | 16976.2936 | 19025.8226 | 21059.1082 | 21059.1082 | 21059.1082 | 21059.1082 | 21059.1082 | 21059.1082 | 21059.1082 | 21059.1082 | 21059.1082 | 21059.1082 | 21059.1082 | 0 | 0 | 0 | 0 | 0 | 0 | 0 | 0 | 0 | 0 | 0 | 0 | 0 | 0 | 0 | 0 | 0 | 0 | 0 | 0 | 0 | 0 | 0 | 0 | 0 | 0 | 0 | 0 | 0 | 0 | 0 | 0 | 0 | 0 | 0 | 0 | 0 | 0 | 0 | 0 | 0 | 0 | 0 | 0 | 0 | 0 | 0 | 0 | 0 | 0 | 0 | 0 | 0 | 0 | 0 | 0 | 0 | 0 | 0 | 0 | 0 | 0 | 0 | 0 | 0 | 0 | 0 | 0 | 0 | 0.01296% | 0 | 0 | 0 | 0 | 0 | 0 | 0 | 0 | 0 | 0 | 0 | 0 | 0 | 0 | 0 | 0 | 0 | 0 | 0 | 0 | 0 | 0 | 0 | 0
| Industrial_tool_Gas | M_Input | 2000-2018 Industrial Assessment Center | 2020 | Retro | 2022 | 2041 | PSE | Industrial | Miscellaneous Manufacturing | Gas | Per Region | NA | NA | Miscellaneous Manufacturing Repair And Eliminate Steam Leaks | Miscellaneous Manufacturing Repair And Eliminate Steam Leaks | 0 | 6 | 2979.4821 | 0 | I-All-Other-Shift3-All-All-S | 0 | 0 | 0 | 0 | 0 | 0 | 0 | 18934.6359 | I-All-Other-Shift3-All-All-S | 0 | 0 | 0 | Comm Flat | Repair And Eliminate Steam Leaks | Repair And Eliminate Steam Leaks | IndShift3 | 0.01266% | 0% | 100% | 1 | 1 | 100% | 16.67% | 85% | 6.8% | 0.2% | 86707.2527 | 975.5206 | 8768.2773 | 0 | 6708.2963 | 0 | 0 | 0 | -2439.6052 |  | 0 | -0.011974 | 0 | 01. ($9,999.000) to $0.028 | N/A | -0.011974 | 01. ($9,999.00) to $0.22 | N/A | 0 | 0 | 0 | 0 | 0 | 0 | 0 | 0 | 0 | 0 | 0 | 0 | 0 | 0 | 0 | 0 | 0 | 0 | 0 | 0 | 0 | 0 | 0 | 0 | 0 | 0 | 0 | 0 | 0 | 0 | 0 | 0 | 0 | 0 | 0 | 0 | 0 | 0 | 0 | 0 | 0 | 0 | 0 | 0 | 0 | 0 | 0 | 0 | 0 | 0 | 0 | 0 | 0 | 0 | 0 | 0 | 0 | 0 | 0 | 0 | 0 | 0 | 0 | 0 | 0 | 0 | 0 | 0 | 0 | 0 | 0 | 0 | 0 | 0.085 | 0.085 | 0.085 | 0.085 | 0.085 | 0.085 | 0.085 | 0.085 | 0.085 | 0.085 | 0 | 0 | 0 | 0 | 0 | 0 | 0 | 0 | 0 | 0 | 1609.4441 | 1599.4771 | 1586.6635 | 1575.7378 | 1563.4984 | 1551.3196 | 1537.9647 | 1527.2687 | 1515.3134 | 1503.3039 | 0 | 0 | 0 | 0 | 0 | 0 | 0 | 0 | 0 | 0 | 15569.9911 | 1609.4441 | 3208.9212 | 4795.5847 | 6371.3225 | 7934.8209 | 9486.1405 | 11024.1052 | 12551.3739 | 14066.6873 | 15569.9911 | 15569.9911 | 15569.9911 | 15569.9911 | 15569.9911 | 15569.9911 | 15569.9911 | 15569.9911 | 15569.9911 | 15569.9911 | 15569.9911 | 0 | 0 | 0 | 0 | 0 | 0 | 0 | 0 | 0 | 0 | 0 | 0 | 0 | 0 | 0 | 0 | 0 | 0 | 0 | 0 | 0 | 0 | 0 | 0 | 0 | 0 | 0 | 0 | 0 | 0 | 0 | 0 | 0 | 0 | 0 | 0 | 0 | 0 | 0 | 0 | 0 | 0 | 0 | 0 | 0 | 0 | 0 | 0 | 0 | 0 | 0 | 0 | 0 | 0 | 0 | 0 | 0 | 0 | 0 | 0 | 0 | 0 | 0 | 0 | 0 | 0 | 0 | 0 | 0 | 0.01296% | 0 | 0 | 0 | 0 | 0 | 0 | 0 | 0 | 0 | 0 | 0 | 0 | 0 | 0 | 0 | 0 | 0 | 0 | 0 | 0 | 0 | 0 | 0 | 0
| Industrial_tool_Gas | M_Input | 2000-2018 Industrial Assessment Center | 2020 | Retro | 2022 | 2041 | PSE | Industrial | Miscellaneous Manufacturing | Gas | Per Region | NA | NA | Miscellaneous Manufacturing Replace Steam Traps | Miscellaneous Manufacturing Replace Steam Traps | 0 | 6 | 2465.4444 | 0 | I-All-Other-Shift3-All-All-S | 0 | 0 | 0 | 0 | 0 | 0 | 0 | 20927.7772 | I-All-Other-Shift3-All-All-S | 0 | 0 | 0 | Comm Flat | Replace Steam Traps | Replace Steam Traps | IndShift3 | 0.01266% | 0% | 100% | 1 | 1 | 100% | 16.67% | 85% | 6.8% | 0.2% | 95834.4313 | 1078.2081 | 9691.2639 | 0 | 5550.9418 | 0 | 0 | 0 | -4725.4413 |  | 0 | -0.020984 | 0 | 01. ($9,999.000) to $0.028 | N/A | -0.020984 | 01. ($9,999.00) to $0.22 | N/A | 0 | 0 | 0 | 0 | 0 | 0 | 0 | 0 | 0 | 0 | 0 | 0 | 0 | 0 | 0 | 0 | 0 | 0 | 0 | 0 | 0 | 0 | 0 | 0 | 0 | 0 | 0 | 0 | 0 | 0 | 0 | 0 | 0 | 0 | 0 | 0 | 0 | 0 | 0 | 0 | 0 | 0 | 0 | 0 | 0 | 0 | 0 | 0 | 0 | 0 | 0 | 0 | 0 | 0 | 0 | 0 | 0 | 0 | 0 | 0 | 0 | 0 | 0 | 0 | 0 | 0 | 0 | 0 | 0 | 0 | 0 | 0 | 0 | 0.085 | 0.085 | 0.085 | 0.085 | 0.085 | 0.085 | 0.085 | 0.085 | 0.085 | 0.085 | 0 | 0 | 0 | 0 | 0 | 0 | 0 | 0 | 0 | 0 | 1778.8611 | 1767.845 | 1753.6825 | 1741.6068 | 1728.079 | 1714.6182 | 1699.8575 | 1688.0356 | 1674.8218 | 1661.5481 | 0 | 0 | 0 | 0 | 0 | 0 | 0 | 0 | 0 | 0 | 17208.9554 | 1778.8611 | 3546.706 | 5300.3886 | 7041.9953 | 8770.0743 | 10484.6925 | 12184.5499 | 13872.5855 | 15547.4073 | 17208.9554 | 17208.9554 | 17208.9554 | 17208.9554 | 17208.9554 | 17208.9554 | 17208.9554 | 17208.9554 | 17208.9554 | 17208.9554 | 17208.9554 | 0 | 0 | 0 | 0 | 0 | 0 | 0 | 0 | 0 | 0 | 0 | 0 | 0 | 0 | 0 | 0 | 0 | 0 | 0 | 0 | 0 | 0 | 0 | 0 | 0 | 0 | 0 | 0 | 0 | 0 | 0 | 0 | 0 | 0 | 0 | 0 | 0 | 0 | 0 | 0 | 0 | 0 | 0 | 0 | 0 | 0 | 0 | 0 | 0 | 0 | 0 | 0 | 0 | 0 | 0 | 0 | 0 | 0 | 0 | 0 | 0 | 0 | 0 | 0 | 0 | 0 | 0 | 0 | 0 | 0.01296% | 0 | 0 | 0 | 0 | 0 | 0 | 0 | 0 | 0 | 0 | 0 | 0 | 0 | 0 | 0 | 0 | 0 | 0 | 0 | 0 | 0 | 0 | 0 | 0
| Industrial_tool_Gas | M_Input | 2000-2018 Industrial Assessment Center | 2020 | Retro | 2022 | 2041 | PSE | Industrial | Miscellaneous Manufacturing | Gas | Per Region | NA | NA | Miscellaneous Manufacturing Other Plant Operations Improvements To Reduce Energy Requirements | Miscellaneous Manufacturing Other Plant Operations Improvements To Reduce Energy Requirements | 0 | 10 | 0 | 0 | I-All-Other-Shift3-All-All-S | 0 | 0 | 0 | 0 | 0 | 0 | 0 | 0 | I-All-Other-Shift3-All-All-S | 0 | 0 | 0 | Comm Flat | Other Plant Operations Improvements To Reduce Energy Requirements | Other Plant Operations Improvements To Reduce Energy Requirements | IndShift3 | 0.01266% | 0% | 100% | 1 | 1 | 100% | 10% | 85% | 6.8% | 0.2% | 0 | 0 | 0 | 0 | 0 | 0 | 0 | 0 | 0 |  | 0 | 0 | 0 | 01. ($9,999.000) to $0.028 | N/A | 0 | 01. ($9,999.00) to $0.22 | N/A | 0 | 0 | 0 | 0 | 0 | 0 | 0 | 0 | 0 | 0 | 0 | 0 | 0 | 0 | 0 | 0 | 0 | 0 | 0 | 0 | 0 | 0 | 0 | 0 | 0 | 0 | 0 | 0 | 0 | 0 | 0 | 0 | 0 | 0 | 0 | 0 | 0 | 0 | 0 | 0 | 0 | 0 | 0 | 0 | 0 | 0 | 0 | 0 | 0 | 0 | 0 | 0 | 0 | 0 | 0 | 0 | 0 | 0 | 0 | 0 | 0 | 0 | 0 | 0 | 0 | 0 | 0 | 0 | 0 | 0 | 0 | 0 | 0 | 0.085 | 0.085 | 0.085 | 0.085 | 0.085 | 0.085 | 0.085 | 0.085 | 0.085 | 0.085 | 0 | 0 | 0 | 0 | 0 | 0 | 0 | 0 | 0 | 0 | 0 | 0 | 0 | 0 | 0 | 0 | 0 | 0 | 0 | 0 | 0 | 0 | 0 | 0 | 0 | 0 | 0 | 0 | 0 | 0 | 0 | 0 | 0 | 0 | 0 | 0 | 0 | 0 | 0 | 0 | 0 | 0 | 0 | 0 | 0 | 0 | 0 | 0 | 0 | 0 | 0 | 0 | 0 | 0 | 0 | 0 | 0 | 0 | 0 | 0 | 0 | 0 | 0 | 0 | 0 | 0 | 0 | 0 | 0 | 0 | 0 | 0 | 0 | 0 | 0 | 0 | 0 | 0 | 0 | 0 | 0 | 0 | 0 | 0 | 0 | 0 | 0 | 0 | 0 | 0 | 0 | 0 | 0 | 0 | 0 | 0 | 0 | 0 | 0 | 0 | 0 | 0 | 0 | 0 | 0 | 0 | 0 | 0 | 0 | 0 | 0 | 0 | 0 | 0 | 0 | 0 | 0 | 0 | 0 | 0 | 0.01296% | 0 | 0 | 0 | 0 | 0 | 0 | 0 | 0 | 0 | 0 | 0 | 0 | 0 | 0 | 0 | 0 | 0 | 0 | 0 | 0 | 0 | 0 | 0 | 0
| Industrial_tool_Gas | M_Input | 2000-2018 Industrial Assessment Center | 2020 | Retro | 2022 | 2041 | PSE | Industrial | Miscellaneous Manufacturing | Gas | Per Region | NA | NA | Miscellaneous Manufacturing Heat Recovery And Waste Heat For Process | Miscellaneous Manufacturing Heat Recovery And Waste Heat For Process | 0 | 14 | 24530.9301 | 0 | I-All-Other-Shift3-All-All-S | 0 | 0 | 0 | 0 | 0 | 0 | 0 | 29378.3463 | I-All-Other-Shift3-All-All-S | 0 | 0 | 0 | Comm Flat | Heat Recovery And Waste Heat For Process | Heat Recovery And Waste Heat For Process | IndShift3 | 0.01266% | 0% | 100% | 1 | 1 | 100% | 7.143% | 85% | 6.8% | 0.2% | 293082.4829 | 1513.5851 | 29459.6068 | 0 | 30182.4916 | 0 | 0 | 0 | 4115.4858 |  | 0 | 0.013018 | 0 | 01. ($9,999.000) to $0.028 | N/A | 0.013018 | 01. ($9,999.00) to $0.22 | N/A | 0 | 0 | 0 | 0 | 0 | 0 | 0 | 0 | 0 | 0 | 0 | 0 | 0 | 0 | 0 | 0 | 0 | 0 | 0 | 0 | 0 | 0 | 0 | 0 | 0 | 0 | 0 | 0 | 0 | 0 | 0 | 0 | 0 | 0 | 0 | 0 | 0 | 0 | 0 | 0 | 0 | 0 | 0 | 0 | 0 | 0 | 0 | 0 | 0 | 0 | 0 | 0 | 0 | 0 | 0 | 0 | 0 | 0 | 0 | 0 | 0 | 0 | 0 | 0 | 0 | 0 | 0 | 0 | 0 | 0 | 0 | 0 | 0 | 0.085 | 0.085 | 0.085 | 0.085 | 0.085 | 0.085 | 0.085 | 0.085 | 0.085 | 0.085 | 0 | 0 | 0 | 0 | 0 | 0 | 0 | 0 | 0 | 0 | 2497.1594 | 2481.6951 | 2461.8139 | 2444.862 | 2425.8717 | 2406.9755 | 2386.2544 | 2369.659 | 2351.1094 | 2332.4759 | 0 | 0 | 0 | 0 | 0 | 0 | 0 | 0 | 0 | 0 | 24157.8763 | 2497.1594 | 4978.8545 | 7440.6684 | 9885.5304 | 12311.4021 | 14718.3776 | 17104.632 | 19474.291 | 21825.4004 | 24157.8763 | 24157.8763 | 24157.8763 | 24157.8763 | 24157.8763 | 24157.8763 | 24157.8763 | 24157.8763 | 24157.8763 | 24157.8763 | 24157.8763 | 0 | 0 | 0 | 0 | 0 | 0 | 0 | 0 | 0 | 0 | 0 | 0 | 0 | 0 | 0 | 0 | 0 | 0 | 0 | 0 | 0 | 0 | 0 | 0 | 0 | 0 | 0 | 0 | 0 | 0 | 0 | 0 | 0 | 0 | 0 | 0 | 0 | 0 | 0 | 0 | 0 | 0 | 0 | 0 | 0 | 0 | 0 | 0 | 0 | 349.8163 | 347.65 | 344.8649 | 342.4902 | 339.8299 | 337.1828 | 334.2801 | 331.9553 | 329.3568 | 326.7465 | 0 | 0 | 0 | 0 | 0 | 0 | 0 | 0 | 0 | 0 | 0.01296% | 0 | 0 | 0 | 0 | 0 | 0 | 0 | 0 | 0 | 0 | 0 | 0 | 0 | 0 | 0 | 0 | 0 | 0 | 0 | 0 | 0 | 0 | 0 | 0
| Industrial_tool_Gas | M_Input | 2000-2018 Industrial Assessment Center | 2020 | Retro | 2022 | 2041 | PSE | Industrial | Miscellaneous Manufacturing | Gas | Per Region | NA | NA | Miscellaneous Manufacturing Process Improvements To Reduce Energy Requirements | Miscellaneous Manufacturing Process Improvements To Reduce Energy Requirements | 0 | 15 | 59918.5907 | 0 | I-All-Other-Shift3-All-All-S | 0 | 0 | 0 | 0 | 0 | 0 | 0 | 68006.223 | I-All-Other-Shift3-All-All-S | 0 | 0 | 0 | Comm Flat | Process Improvements To Reduce Energy Requirements | Process Improvements To Reduce Energy Requirements | IndShift3 | 0.01266% | 0% | 100% | 1 | 1 | 100% | 6.667% | 85% | 6.8% | 0.2% | 721587.8769 | 3503.7099 | 72509.1587 | 0 | 70579.0147 | 0 | 0 | 0 | 6549.8643 |  | 0 | 0.0089504 | 0 | 01. ($9,999.000) to $0.028 | N/A | 0.0089504 | 01. ($9,999.00) to $0.22 | N/A | 0 | 0 | 0 | 0 | 0 | 0 | 0 | 0 | 0 | 0 | 0 | 0 | 0 | 0 | 0 | 0 | 0 | 0 | 0 | 0 | 0 | 0 | 0 | 0 | 0 | 0 | 0 | 0 | 0 | 0 | 0 | 0 | 0 | 0 | 0 | 0 | 0 | 0 | 0 | 0 | 0 | 0 | 0 | 0 | 0 | 0 | 0 | 0 | 0 | 0 | 0 | 0 | 0 | 0 | 0 | 0 | 0 | 0 | 0 | 0 | 0 | 0 | 0 | 0 | 0 | 0 | 0 | 0 | 0 | 0 | 0 | 0 | 0 | 0.085 | 0.085 | 0.085 | 0.085 | 0.085 | 0.085 | 0.085 | 0.085 | 0.085 | 0.085 | 0 | 0 | 0 | 0 | 0 | 0 | 0 | 0 | 0 | 0 | 5780.529 | 5744.7315 | 5698.7096 | 5659.4686 | 5615.5091 | 5571.7673 | 5523.8014 | 5485.3856 | 5442.4463 | 5399.3125 | 0 | 0 | 0 | 0 | 0 | 0 | 0 | 0 | 0 | 0 | 55921.6609 | 5780.529 | 11525.2604 | 17223.97 | 22883.4386 | 28498.9478 | 34070.7151 | 39594.5165 | 45079.9021 | 50522.3484 | 55921.6609 | 55921.6609 | 55921.6609 | 55921.6609 | 55921.6609 | 55921.6609 | 55921.6609 | 55921.6609 | 55921.6609 | 55921.6609 | 55921.6609 | 0 | 0 | 0 | 0 | 0 | 0 | 0 | 0 | 0 | 0 | 0 | 0 | 0 | 0 | 0 | 0 | 0 | 0 | 0 | 0 | 0 | 0 | 0 | 0 | 0 | 0 | 0 | 0 | 0 | 0 | 0 | 0 | 0 | 0 | 0 | 0 | 0 | 0 | 0 | 0 | 0 | 0 | 0 | 0 | 0 | 0 | 0 | 0 | 0 | 556.7385 | 553.2907 | 548.8582 | 545.0788 | 540.845 | 536.6321 | 532.0123 | 528.3124 | 524.1768 | 520.0225 | 0 | 0 | 0 | 0 | 0 | 0 | 0 | 0 | 0 | 0 | 0.01296% | 0 | 0 | 0 | 0 | 0 | 0 | 0 | 0 | 0 | 0 | 0 | 0 | 0 | 0 | 0 | 0 | 0 | 0 | 0 | 0 | 0 | 0 | 0 | 0
| Industrial_tool_Gas | M_Input | 2000-2018 Industrial Assessment Center | 2020 | Retro | 2022 | 2041 | PSE | Industrial | Miscellaneous Manufacturing | Gas | Per Region | NA | NA | Miscellaneous Manufacturing Thermal Systems Add Insulation To Equipment | Miscellaneous Manufacturing Thermal Systems Add Insulation To Equipment | 0 | 10 | 4385.1871 | 0 | I-All-Other-Shift3-All-All-S | 0 | 0 | 0 | 0 | 0 | 0 | 0 | 9360.9539 | I-All-Other-Shift3-All-All-S | 0 | 0 | 0 | Comm Flat | Thermal Systems Add Insulation To Equipment | Thermal Systems Add Insulation To Equipment | IndShift3 | 0.01266% | 0% | 100% | 1 | 1 | 100% | 10% | 85% | 6.8% | 0.2% | 69132.2915 | 482.2804 | 6961.4572 | 0 | 6656.4929 | 0 | 0 | 0 | 89.7927 |  | 0 | 0.00089142 | 0 | 01. ($9,999.000) to $0.028 | N/A | 0.00089142 | 01. ($9,999.00) to $0.22 | N/A | 0 | 0 | 0 | 0 | 0 | 0 | 0 | 0 | 0 | 0 | 0 | 0 | 0 | 0 | 0 | 0 | 0 | 0 | 0 | 0 | 0 | 0 | 0 | 0 | 0 | 0 | 0 | 0 | 0 | 0 | 0 | 0 | 0 | 0 | 0 | 0 | 0 | 0 | 0 | 0 | 0 | 0 | 0 | 0 | 0 | 0 | 0 | 0 | 0 | 0 | 0 | 0 | 0 | 0 | 0 | 0 | 0 | 0 | 0 | 0 | 0 | 0 | 0 | 0 | 0 | 0 | 0 | 0 | 0 | 0 | 0 | 0 | 0 | 0.085 | 0.085 | 0.085 | 0.085 | 0.085 | 0.085 | 0.085 | 0.085 | 0.085 | 0.085 | 0 | 0 | 0 | 0 | 0 | 0 | 0 | 0 | 0 | 0 | 795.6811 | 790.7536 | 784.4188 | 779.0173 | 772.9664 | 766.9454 | 760.3429 | 755.055 | 749.1445 | 743.2072 | 0 | 0 | 0 | 0 | 0 | 0 | 0 | 0 | 0 | 0 | 7697.5322 | 795.6811 | 1586.4347 | 2370.8535 | 3149.8708 | 3922.8371 | 4689.7825 | 5450.1254 | 6205.1805 | 6954.325 | 7697.5322 | 7697.5322 | 7697.5322 | 7697.5322 | 7697.5322 | 7697.5322 | 7697.5322 | 7697.5322 | 7697.5322 | 7697.5322 | 7697.5322 | 0 | 0 | 0 | 0 | 0 | 0 | 0 | 0 | 0 | 0 | 0 | 0 | 0 | 0 | 0 | 0 | 0 | 0 | 0 | 0 | 0 | 0 | 0 | 0 | 0 | 0 | 0 | 0 | 0 | 0 | 0 | 0 | 0 | 0 | 0 | 0 | 0 | 0 | 0 | 0 | 0 | 0 | 0 | 0 | 0 | 0 | 0 | 0 | 0 | 7.6324 | 7.5851 | 7.5244 | 7.4725 | 7.4145 | 7.3567 | 7.2934 | 7.2427 | 7.186 | 7.129 | 0 | 0 | 0 | 0 | 0 | 0 | 0 | 0 | 0 | 0 | 0.01296% | 0 | 0 | 0 | 0 | 0 | 0 | 0 | 0 | 0 | 0 | 0 | 0 | 0 | 0 | 0 | 0 | 0 | 0 | 0 | 0 | 0 | 0 | 0 | 0
| Industrial_tool_Gas | M_Input | 2000-2018 Industrial Assessment Center | 2020 | Retro | 2022 | 2041 | PSE | Industrial | Miscellaneous Manufacturing | Gas | Per Region | NA | NA | Miscellaneous Manufacturing Thermal Systems Reduce Infiltration; Isolate Hot Or Cold Equipment | Miscellaneous Manufacturing Thermal Systems Reduce Infiltration; Isolate Hot Or Cold Equipment | 0 | 10 | 12604.1952 | 0 | I-All-Other-Shift3-All-All-S | 0 | 0 | 0 | 0 | 0 | 0 | 0 | 23192.1908 | I-All-Other-Shift3-All-All-S | 0 | 0 | 0 | Comm Flat | Thermal Systems Reduce Infiltration; Isolate Hot Or Cold Equipment | Thermal Systems Reduce Infiltration; Isolate Hot Or Cold Equipment | IndShift3 | 0.01266% | 0% | 100% | 1 | 1 | 100% | 10% | 85% | 6.8% | 0.2% | 171278.4094 | 1194.8717 | 17247.3281 | 0 | 19132.5327 | 0 | 0 | 0 | 3211.172 |  | 0 | 0.012867 | 0 | 01. ($9,999.000) to $0.028 | N/A | 0.012867 | 01. ($9,999.00) to $0.22 | N/A | 0 | 0 | 0 | 0 | 0 | 0 | 0 | 0 | 0 | 0 | 0 | 0 | 0 | 0 | 0 | 0 | 0 | 0 | 0 | 0 | 0 | 0 | 0 | 0 | 0 | 0 | 0 | 0 | 0 | 0 | 0 | 0 | 0 | 0 | 0 | 0 | 0 | 0 | 0 | 0 | 0 | 0 | 0 | 0 | 0 | 0 | 0 | 0 | 0 | 0 | 0 | 0 | 0 | 0 | 0 | 0 | 0 | 0 | 0 | 0 | 0 | 0 | 0 | 0 | 0 | 0 | 0 | 0 | 0 | 0 | 0 | 0 | 0 | 0.085 | 0.085 | 0.085 | 0.085 | 0.085 | 0.085 | 0.085 | 0.085 | 0.085 | 0.085 | 0 | 0 | 0 | 0 | 0 | 0 | 0 | 0 | 0 | 0 | 1971.3362 | 1959.1282 | 1943.4333 | 1930.0509 | 1915.0594 | 1900.1422 | 1883.7843 | 1870.6833 | 1856.0397 | 1841.3298 | 0 | 0 | 0 | 0 | 0 | 0 | 0 | 0 | 0 | 0 | 19070.9875 | 1971.3362 | 3930.4644 | 5873.8977 | 7803.9487 | 9719.0081 | 11619.1503 | 13502.9346 | 15373.618 | 17229.6577 | 19070.9875 | 19070.9875 | 19070.9875 | 19070.9875 | 19070.9875 | 19070.9875 | 19070.9875 | 19070.9875 | 19070.9875 | 19070.9875 | 19070.9875 | 0 | 0 | 0 | 0 | 0 | 0 | 0 | 0 | 0 | 0 | 0 | 0 | 0 | 0 | 0 | 0 | 0 | 0 | 0 | 0 | 0 | 0 | 0 | 0 | 0 | 0 | 0 | 0 | 0 | 0 | 0 | 0 | 0 | 0 | 0 | 0 | 0 | 0 | 0 | 0 | 0 | 0 | 0 | 0 | 0 | 0 | 0 | 0 | 0 | 272.9496 | 271.2593 | 269.0862 | 267.2333 | 265.1576 | 263.0921 | 260.8273 | 259.0133 | 256.9858 | 254.949 | 0 | 0 | 0 | 0 | 0 | 0 | 0 | 0 | 0 | 0 | 0.01296% | 0 | 0 | 0 | 0 | 0 | 0 | 0 | 0 | 0 | 0 | 0 | 0 | 0 | 0 | 0 | 0 | 0 | 0 | 0 | 0 | 0 | 0 | 0 | 0
| Industrial_tool_Gas | M_Input | 2000-2018 Industrial Assessment Center | 2020 | Retro | 2022 | 2041 | PSE | Industrial | Miscellaneous Manufacturing | Gas | Per Region | NA | NA | Miscellaneous Manufacturing Waste Heat From Hot Flue Gases To Preheat | Miscellaneous Manufacturing Waste Heat From Hot Flue Gases To Preheat | 0 | 14 | 27374.5987 | 0 | I-All-Other-Shift3-All-All-S | 0 | 0 | 0 | 0 | 0 | 0 | 0 | 33798.8187 | I-All-Other-Shift3-All-All-S | 0 | 0 | 0 | Comm Flat | Waste Heat From Hot Flue Gases To Preheat | Waste Heat From Hot Flue Gases To Preheat | IndShift3 | 0.01266% | 0% | 100% | 1 | 1 | 100% | 7.143% | 85% | 6.8% | 0.2% | 337181.7321 | 1741.3297 | 33892.3062 | 0 | 33681.2991 | 0 | 0 | 0 | 3522.583 |  | 0 | 0.0096854 | 0 | 01. ($9,999.000) to $0.028 | N/A | 0.0096854 | 01. ($9,999.00) to $0.22 | N/A | 0 | 0 | 0 | 0 | 0 | 0 | 0 | 0 | 0 | 0 | 0 | 0 | 0 | 0 | 0 | 0 | 0 | 0 | 0 | 0 | 0 | 0 | 0 | 0 | 0 | 0 | 0 | 0 | 0 | 0 | 0 | 0 | 0 | 0 | 0 | 0 | 0 | 0 | 0 | 0 | 0 | 0 | 0 | 0 | 0 | 0 | 0 | 0 | 0 | 0 | 0 | 0 | 0 | 0 | 0 | 0 | 0 | 0 | 0 | 0 | 0 | 0 | 0 | 0 | 0 | 0 | 0 | 0 | 0 | 0 | 0 | 0 | 0 | 0.085 | 0.085 | 0.085 | 0.085 | 0.085 | 0.085 | 0.085 | 0.085 | 0.085 | 0.085 | 0 | 0 | 0 | 0 | 0 | 0 | 0 | 0 | 0 | 0 | 2872.8996 | 2855.1084 | 2832.2357 | 2812.7331 | 2790.8854 | 2769.1459 | 2745.307 | 2726.2145 | 2704.8738 | 2683.4366 | 0 | 0 | 0 | 0 | 0 | 0 | 0 | 0 | 0 | 0 | 27792.84 | 2872.8996 | 5728.008 | 8560.2437 | 11372.9767 | 14163.8622 | 16933.0081 | 19678.3151 | 22404.5296 | 25109.4035 | 27792.84 | 27792.84 | 27792.84 | 27792.84 | 27792.84 | 27792.84 | 27792.84 | 27792.84 | 27792.84 | 27792.84 | 27792.84 | 0 | 0 | 0 | 0 | 0 | 0 | 0 | 0 | 0 | 0 | 0 | 0 | 0 | 0 | 0 | 0 | 0 | 0 | 0 | 0 | 0 | 0 | 0 | 0 | 0 | 0 | 0 | 0 | 0 | 0 | 0 | 0 | 0 | 0 | 0 | 0 | 0 | 0 | 0 | 0 | 0 | 0 | 0 | 0 | 0 | 0 | 0 | 0 | 0 | 299.4196 | 297.5653 | 295.1815 | 293.1489 | 290.8719 | 288.6061 | 286.1216 | 284.1317 | 281.9076 | 279.6733 | 0 | 0 | 0 | 0 | 0 | 0 | 0 | 0 | 0 | 0 | 0.01296% | 0 | 0 | 0 | 0 | 0 | 0 | 0 | 0 | 0 | 0 | 0 | 0 | 0 | 0 | 0 | 0 | 0 | 0 | 0 | 0 | 0 | 0 | 0 | 0
| Industrial_tool_Gas | M_Input | 2000-2018 Industrial Assessment Center | 2020 | Retro | 2022 | 2041 | PSE | Industrial | Miscellaneous Manufacturing | Gas | Per Region | NA | NA | Miscellaneous Manufacturing Plant Operations - Equipment Scheduling Improvements | Miscellaneous Manufacturing Plant Operations - Equipment Scheduling Improvements | 0 | 10 | 34986.1392 | 0 | I-All-Other-Shift3-All-All-S | 0 | 0 | 0 | 0 | 0 | 0 | 0 | 13529.9898 | I-All-Other-Shift3-All-All-S | 0 | 0 | 0 | Comm Flat | Plant Operations - Equipment Scheduling Improvements | Plant Operations - Equipment Scheduling Improvements | IndShift3 | 0.01266% | 0% | 100% | 1 | 1 | 100% | 10% | 85% | 6.8% | 0.2% | 99921.3553 | 697.0709 | 10061.8426 | 0 | 53107.1947 | 0 | 0 | 0 | 49345.509 |  | 0 | 0.33893 | 0 | 01. ($9,999.000) to $0.028 | N/A | 0.33893 | 03. $0.30 to $0.45 | N/A | 0 | 0 | 0 | 0 | 0 | 0 | 0 | 0 | 0 | 0 | 0 | 0 | 0 | 0 | 0 | 0 | 0 | 0 | 0 | 0 | 0 | 0 | 0 | 0 | 0 | 0 | 0 | 0 | 0 | 0 | 0 | 0 | 0 | 0 | 0 | 0 | 0 | 0 | 0 | 0 | 0 | 0 | 0 | 0 | 0 | 0 | 0 | 0 | 0 | 0 | 0 | 0 | 0 | 0 | 0 | 0 | 0 | 0 | 0 | 0 | 0 | 0 | 0 | 0 | 0 | 0 | 0 | 0 | 0 | 0 | 0 | 0 | 0 | 0.085 | 0.085 | 0.085 | 0.085 | 0.085 | 0.085 | 0.085 | 0.085 | 0.085 | 0.085 | 0 | 0 | 0 | 0 | 0 | 0 | 0 | 0 | 0 | 0 | 1150.0491 | 1142.9271 | 1133.771 | 1125.9639 | 1117.2181 | 1108.5155 | 1098.9726 | 1091.3297 | 1082.7868 | 1074.2053 | 0 | 0 | 0 | 0 | 0 | 0 | 0 | 0 | 0 | 0 | 11125.7392 | 1150.0491 | 2292.9763 | 3426.7473 | 4552.7112 | 5669.9293 | 6778.4448 | 7877.4174 | 8968.7471 | 10051.5339 | 11125.7392 | 11125.7392 | 11125.7392 | 11125.7392 | 11125.7392 | 11125.7392 | 11125.7392 | 11125.7392 | 11125.7392 | 11125.7392 | 11125.7392 | 0 | 0 | 0 | 0 | 0 | 0 | 0 | 0 | 0 | 0 | 0 | 0 | 0 | 0 | 0 | 0 | 0 | 0 | 0 | 0 | 0 | 0 | 0 | 0 | 0 | 0 | 0 | 0 | 0 | 0 | 0 | 0 | 0 | 0 | 0 | 0 | 0 | 0 | 0 | 0 | 0 | 0 | 0 | 0 | 0 | 0 | 0 | 0 | 0 | 4194.3683 | 4168.3935 | 4134.9999 | 4106.5265 | 4074.6294 | 4042.8902 | 4008.086 | 3980.2114 | 3949.0545 | 3917.7566 | 0 | 0 | 0 | 0 | 0 | 0 | 0 | 0 | 0 | 0 | 0.01296% | 0 | 0 | 0 | 0 | 0 | 0 | 0 | 0 | 0 | 0 | 0 | 0 | 0 | 0 | 0 | 0 | 0 | 0 | 0 | 0 | 0 | 0 | 0 | 0
| Com-Streetlight-7P_V9 | M_Input | Council 7P and PSE 2018 Program Data | 2020 | New | 2022 | 2045 | PSE | Streetlighting | Streetlighting | Electric | Per Streetlight | Dollars per kWh of first year annual savings | 0.175 | Streetlight - HPS 100W - New | Streetlight - HPS 100W - Group Relamp - to LED 42W - New | 84.925 | 11.6279 | -8.9327 | 0 | S-All-Lgt-Streetlight-All-All-U | 0 | -21.7101 | 5 | 0 | 0 | 0 | 0 | 0 | 0 | 0 | 0 | 0 | Comm Flat | Streetlight - HPS 100W - New | Streetlight - HPS 100W - New | StreetLight | 0.0153% | 100% | 0% | 1 | 1 | 10.14% | 8.6% | 85% | 6.8% | 0.2% | 45.915 | 1.9126 | 4.7828 | -9.1829 | 0 | 0 | 0 | -68.3514 | 0 |  | -0.068946 | 0 | -0.068946 | 01. ($9,999.000) to $0.028 | N/A | 0 | 01. ($9,999.00) to $0.22 | N/A | 54.3907 | 76.4207 | 89.3585 | 96.7346 | 103.1229 | 106.419 | 107.312 | 107.985 | 107.2319 | 105.9823 | 103.8015 | 102.6065 | 99.6845 | 97.0546 | 95.0781 | 92.6241 | 90.2983 | 88.6211 | 87.7635 | 107.5853 | 95.1673 | 95.1673 | 95.1673 | 95.1673 | 4619.1263 | 6490.0308 | 7588.7708 | 8215.1857 | 8757.7103 | 9037.6307 | 9113.4733 | 9170.6255 | 9106.6702 | 9000.5488 | 8815.3407 | 8713.8595 | 8465.7049 | 8242.3657 | 8074.5083 | 7866.0987 | 7668.5838 | 7526.147 | 7453.3147 | 9136.6774 | 8082.0844 | 8082.0844 | 8082.0844 | 8082.0844 | 195390.7105 | 4619.1263 | 11109.1571 | 18697.9279 | 26913.1136 | 35670.8239 | 44708.4546 | 53821.9279 | 62992.5534 | 72099.2236 | 81099.7724 | 89915.113 | 98628.9726 | 107094.6775 | 115337.0432 | 123411.5515 | 131277.6502 | 138946.234 | 146472.381 | 153925.6956 | 163062.373 | 171144.4574 | 179226.5417 | 187308.6261 | 195390.7105 | 0 | 0 | 0 | 0 | 0 | 0 | 0 | 0 | 0 | 0 | 0 | 0 | 0 | 0 | 0 | 0 | 0 | 0 | 0 | 0 | 0 | 0 | 0 | 0 | 0 | 0 | 0 | 0 | 0 | 0 | 0 | 0 | 0 | 0 | 0 | 0 | 0 | 0 | 0 | 0 | 0 | 0 | 0 | 0 | 0 | 0 | 0 | 0 | 0 | 0 | 0 | 0 | 0 | 0 | 0 | 0 | 0 | 0 | 0 | 0 | 0 | 0.70669 | 1.6996 | 2.8607 | 4.1175 | 5.4574 | 6.8401 | 8.2344 | 9.6374 | 11.0307 | 12.4077 | 13.7564 | 15.0895 | 16.3847 | 17.6458 | 18.8811 | 20.0846 | 21.2578 | 22.4093 | 23.5496 | 24.9474 | 26.1839 | 27.4204 | 28.6569 | 29.8934 | 0 | 0 | 0 | 0 | 0 | 0 | 0 | 0 | 0 | 0 | 0 | 0 | 0 | 0 | 0 | 0 | 0 | 0 | 0 | 0 | 0 | 0 | 0 | 0 | 0 | 0 | 0 | 0 | 0 | 0 | 0 | 0 | 0 | 0 | 0 | 0 | 0 | 0 | 0 | 0 | 0 | 0 | 0 | 0 | 0 | 0.002078% | 0.096004 | 0.23089 | 0.38862 | 0.55936 | 0.74138 | 0.92922 | 1.1186 | 1.3092 | 1.4985 | 1.6856 | 1.8688 | 2.0499 | 2.2259 | 2.3972 | 2.565 | 2.7285 | 2.8879 | 3.0443 | 3.1992 | 3.3891 | 3.5571 | 3.725 | 3.893 | 4.061
| Com-Streetlight-7P_V9 | M_Input | Council 7P and PSE 2018 Program Data | 2020 | New | 2022 | 2045 | PSE | Streetlighting | Streetlighting | Electric | Per Streetlight | Dollars per kWh of first year annual savings | 0.175 | Streetlight - HPS 100W - New | Streetlight - HPS 100W - Tariff Relamp - to LED 42W - New | 84.925 | 11.6279 | -8.9327 | -15.7891 | S-All-Lgt-Streetlight-All-All-U | 0 | 0 | 0 | 0 | 0 | 0 | 0 | 0 | 0 | 0 | 0 | 0 | Comm Flat | Streetlight - HPS 100W - New | Streetlight - HPS 100W - New | StreetLight | 0.0153% | 100% | 0% | 1 | 1 | 10.14% | 8.6% | 85% | 6.8% | 0.2% | 45.915 | 1.9126 | 4.7828 | -9.1829 | 0 | 0 | 0 | -201.9796 | 0 |  | -0.20374 | 0 | -0.20374 | 01. ($9,999.000) to $0.028 | N/A | 0 | 01. ($9,999.00) to $0.22 | N/A | 54.3907 | 76.4207 | 89.3585 | 96.7346 | 103.1229 | 106.419 | 107.312 | 107.985 | 107.2319 | 105.9823 | 103.8015 | 102.6065 | 99.6845 | 97.0546 | 95.0781 | 92.6241 | 90.2983 | 88.6211 | 87.7635 | 107.5853 | 95.1673 | 95.1673 | 95.1673 | 95.1673 | 4619.1263 | 6490.0308 | 7588.7708 | 8215.1857 | 8757.7103 | 9037.6307 | 9113.4733 | 9170.6255 | 9106.6702 | 9000.5488 | 8815.3407 | 8713.8595 | 8465.7049 | 8242.3657 | 8074.5083 | 7866.0987 | 7668.5838 | 7526.147 | 7453.3147 | 9136.6774 | 8082.0844 | 8082.0844 | 8082.0844 | 8082.0844 | 195390.7105 | 4619.1263 | 11109.1571 | 18697.9279 | 26913.1136 | 35670.8239 | 44708.4546 | 53821.9279 | 62992.5534 | 72099.2236 | 81099.7724 | 89915.113 | 98628.9726 | 107094.6775 | 115337.0432 | 123411.5515 | 131277.6502 | 138946.234 | 146472.381 | 153925.6956 | 163062.373 | 171144.4574 | 179226.5417 | 187308.6261 | 195390.7105 | 0 | 0 | 0 | 0 | 0 | 0 | 0 | 0 | 0 | 0 | 0 | 0 | 0 | 0 | 0 | 0 | 0 | 0 | 0 | 0 | 0 | 0 | 0 | 0 | 0 | 0 | 0 | 0 | 0 | 0 | 0 | 0 | 0 | 0 | 0 | 0 | 0 | 0 | 0 | 0 | 0 | 0 | 0 | 0 | 0 | 0 | 0 | 0 | 0 | 0 | 0 | 0 | 0 | 0 | 0 | 0 | 0 | 0 | 0 | 0 | 0 | 0.70669 | 1.6996 | 2.8607 | 4.1175 | 5.4574 | 6.8401 | 8.2344 | 9.6374 | 11.0307 | 12.4077 | 13.7564 | 15.0895 | 16.3847 | 17.6458 | 18.8811 | 20.0846 | 21.2578 | 22.4093 | 23.5496 | 24.9474 | 26.1839 | 27.4204 | 28.6569 | 29.8934 | 0 | 0 | 0 | 0 | 0 | 0 | 0 | 0 | 0 | 0 | 0 | 0 | 0 | 0 | 0 | 0 | 0 | 0 | 0 | 0 | 0 | 0 | 0 | 0 | 0 | 0 | 0 | 0 | 0 | 0 | 0 | 0 | 0 | 0 | 0 | 0 | 0 | 0 | 0 | 0 | 0 | 0 | 0 | 0 | 0 | 0.002078% | 0.096004 | 0.23089 | 0.38862 | 0.55936 | 0.74138 | 0.92922 | 1.1186 | 1.3092 | 1.4985 | 1.6856 | 1.8688 | 2.0499 | 2.2259 | 2.3972 | 2.565 | 2.7285 | 2.8879 | 3.0443 | 3.1992 | 3.3891 | 3.5571 | 3.725 | 3.893 | 4.061
| Com-Streetlight-7P_V9 | M_Input | Council 7P and PSE 2018 Program Data | 2020 | New | 2022 | 2045 | PSE | Streetlighting | Streetlighting | Electric | Per Streetlight | Dollars per kWh of first year annual savings | 0.175 | Streetlight - HPS 100W - New | Streetlight - HPS 100W - Group Relamp - to LED 58W - New | 67.725 | 11.6279 | -8.9327 | 0 | S-All-Lgt-Streetlight-All-All-U | 0 | -21.7101 | 5 | 0 | 0 | 0 | 0 | 0 | 0 | 0 | 0 | 0 | Comm Flat | Streetlight - HPS 100W - New | Streetlight - HPS 100W - New | StreetLight | 0.0153% | 100% | 0% | 1 | 1 | 10.14% | 8.6% | 85% | 6.8% | 0.2% | 36.6157 | 1.5252 | 3.8141 | -9.1829 | 0 | 0 | 0 | -66.9953 | 0 |  | -0.084741 | 0 | -0.084741 | 01. ($9,999.000) to $0.028 | N/A | 0 | 01. ($9,999.00) to $0.22 | N/A | 54.3907 | 76.4207 | 89.3585 | 96.7346 | 103.1229 | 106.419 | 107.312 | 107.985 | 107.2319 | 105.9823 | 103.8015 | 102.6065 | 99.6845 | 97.0546 | 95.0781 | 92.6241 | 90.2983 | 88.6211 | 87.7635 | 107.5853 | 95.1673 | 95.1673 | 95.1673 | 95.1673 | 3683.6071 | 5175.5942 | 6051.8045 | 6551.3506 | 6983.9968 | 7207.2245 | 7267.7065 | 7313.2836 | 7262.2813 | 7177.6528 | 7029.9552 | 6949.0272 | 6751.1318 | 6573.0258 | 6439.1648 | 6272.9648 | 6115.4529 | 6001.8641 | 5943.7826 | 7286.2111 | 6445.2065 | 6445.2065 | 6445.2065 | 6445.2065 | 155817.9083 | 3683.6071 | 8859.2012 | 14911.0058 | 21462.3564 | 28446.3532 | 35653.5778 | 42921.2843 | 50234.5679 | 57496.8492 | 64674.502 | 71704.4572 | 78653.4845 | 85404.6162 | 91977.642 | 98416.8069 | 104689.7717 | 110805.2245 | 116807.0886 | 122750.8712 | 130037.0823 | 136482.2888 | 142927.4953 | 149372.7018 | 155817.9083 | 0 | 0 | 0 | 0 | 0 | 0 | 0 | 0 | 0 | 0 | 0 | 0 | 0 | 0 | 0 | 0 | 0 | 0 | 0 | 0 | 0 | 0 | 0 | 0 | 0 | 0 | 0 | 0 | 0 | 0 | 0 | 0 | 0 | 0 | 0 | 0 | 0 | 0 | 0 | 0 | 0 | 0 | 0 | 0 | 0 | 0 | 0 | 0 | 0 | 0 | 0 | 0 | 0 | 0 | 0 | 0 | 0 | 0 | 0 | 0 | 0 | 0.56357 | 1.3554 | 2.2813 | 3.2836 | 4.3521 | 5.4548 | 6.5667 | 7.6855 | 8.7966 | 9.8948 | 10.9703 | 12.0334 | 13.0663 | 14.0719 | 15.0571 | 16.0168 | 16.9524 | 17.8707 | 18.78 | 19.8948 | 20.8808 | 21.8669 | 22.853 | 23.8391 | 0 | 0 | 0 | 0 | 0 | 0 | 0 | 0 | 0 | 0 | 0 | 0 | 0 | 0 | 0 | 0 | 0 | 0 | 0 | 0 | 0 | 0 | 0 | 0 | 0 | 0 | 0 | 0 | 0 | 0 | 0 | 0 | 0 | 0 | 0 | 0 | 0 | 0 | 0 | 0 | 0 | 0 | 0 | 0 | 0 | 0.002078% | 0.07656 | 0.18413 | 0.30991 | 0.44607 | 0.59123 | 0.74102 | 0.89208 | 1.0441 | 1.195 | 1.3442 | 1.4903 | 1.6347 | 1.775 | 1.9117 | 2.0455 | 2.1759 | 2.303 | 2.4277 | 2.5513 | 2.7027 | 2.8366 | 2.9706 | 3.1046 | 3.2385
| Com-Streetlight-7P_V9 | M_Input | Council 7P and PSE 2018 Program Data | 2020 | New | 2022 | 2045 | PSE | Streetlighting | Streetlighting | Electric | Per Streetlight | Dollars per kWh of first year annual savings | 0.175 | Streetlight - HPS 100W - New | Streetlight - HPS 100W - Tariff Relamp - to LED 58W - New | 67.725 | 11.6279 | -8.9327 | -15.7891 | S-All-Lgt-Streetlight-All-All-U | 0 | 0 | 0 | 0 | 0 | 0 | 0 | 0 | 0 | 0 | 0 | 0 | Comm Flat | Streetlight - HPS 100W - New | Streetlight - HPS 100W - New | StreetLight | 0.0153% | 100% | 0% | 1 | 1 | 10.14% | 8.6% | 85% | 6.8% | 0.2% | 36.6157 | 1.5252 | 3.8141 | -9.1829 | 0 | 0 | 0 | -200.6236 | 0 |  | -0.25376 | 0 | -0.25376 | 01. ($9,999.000) to $0.028 | N/A | 0 | 01. ($9,999.00) to $0.22 | N/A | 54.3907 | 76.4207 | 89.3585 | 96.7346 | 103.1229 | 106.419 | 107.312 | 107.985 | 107.2319 | 105.9823 | 103.8015 | 102.6065 | 99.6845 | 97.0546 | 95.0781 | 92.6241 | 90.2983 | 88.6211 | 87.7635 | 107.5853 | 95.1673 | 95.1673 | 95.1673 | 95.1673 | 3683.6071 | 5175.5942 | 6051.8045 | 6551.3506 | 6983.9968 | 7207.2245 | 7267.7065 | 7313.2836 | 7262.2813 | 7177.6528 | 7029.9552 | 6949.0272 | 6751.1318 | 6573.0258 | 6439.1648 | 6272.9648 | 6115.4529 | 6001.8641 | 5943.7826 | 7286.2111 | 6445.2065 | 6445.2065 | 6445.2065 | 6445.2065 | 155817.9083 | 3683.6071 | 8859.2012 | 14911.0058 | 21462.3564 | 28446.3532 | 35653.5778 | 42921.2843 | 50234.5679 | 57496.8492 | 64674.502 | 71704.4572 | 78653.4845 | 85404.6162 | 91977.642 | 98416.8069 | 104689.7717 | 110805.2245 | 116807.0886 | 122750.8712 | 130037.0823 | 136482.2888 | 142927.4953 | 149372.7018 | 155817.9083 | 0 | 0 | 0 | 0 | 0 | 0 | 0 | 0 | 0 | 0 | 0 | 0 | 0 | 0 | 0 | 0 | 0 | 0 | 0 | 0 | 0 | 0 | 0 | 0 | 0 | 0 | 0 | 0 | 0 | 0 | 0 | 0 | 0 | 0 | 0 | 0 | 0 | 0 | 0 | 0 | 0 | 0 | 0 | 0 | 0 | 0 | 0 | 0 | 0 | 0 | 0 | 0 | 0 | 0 | 0 | 0 | 0 | 0 | 0 | 0 | 0 | 0.56357 | 1.3554 | 2.2813 | 3.2836 | 4.3521 | 5.4548 | 6.5667 | 7.6855 | 8.7966 | 9.8948 | 10.9703 | 12.0334 | 13.0663 | 14.0719 | 15.0571 | 16.0168 | 16.9524 | 17.8707 | 18.78 | 19.8948 | 20.8808 | 21.8669 | 22.853 | 23.8391 | 0 | 0 | 0 | 0 | 0 | 0 | 0 | 0 | 0 | 0 | 0 | 0 | 0 | 0 | 0 | 0 | 0 | 0 | 0 | 0 | 0 | 0 | 0 | 0 | 0 | 0 | 0 | 0 | 0 | 0 | 0 | 0 | 0 | 0 | 0 | 0 | 0 | 0 | 0 | 0 | 0 | 0 | 0 | 0 | 0 | 0.002078% | 0.07656 | 0.18413 | 0.30991 | 0.44607 | 0.59123 | 0.74102 | 0.89208 | 1.0441 | 1.195 | 1.3442 | 1.4903 | 1.6347 | 1.775 | 1.9117 | 2.0455 | 2.1759 | 2.303 | 2.4277 | 2.5513 | 2.7027 | 2.8366 | 2.9706 | 3.1046 | 3.2385
| Com-Streetlight-7P_V9 | M_Input | Council 7P and PSE 2018 Program Data | 2020 | New | 2022 | 2045 | PSE | Streetlighting | Streetlighting | Electric | Per Streetlight | Dollars per kWh of first year annual savings | 0.175 | Streetlight - MH 200W - New | Streetlight - MH 200W - Group Relamp - to LED 135W - New | 197.8 | 11.6279 | -18.3791 | 0 | S-All-Lgt-Streetlight-All-All-U | 0 | -45.1118 | 5 | 0 | 0 | 0 | 0 | 0 | 0 | 0 | 0 | 0 | Comm Flat | Streetlight - MH 200W - New | Streetlight - MH 200W - New | StreetLight | 0.0153% | 100% | 0% | 1 | 1 | 4.921% | 8.6% | 85% | 6.8% | 0.2% | 106.9412 | 4.4547 | 11.1396 | -18.8939 | 0 | 0 | 0 | -143.4867 | 0 |  | -0.062142 | 0 | -0.062142 | 01. ($9,999.000) to $0.028 | N/A | 0 | 01. ($9,999.00) to $0.22 | N/A | 26.3895 | 37.0782 | 43.3554 | 46.9342 | 50.0337 | 51.6329 | 52.0662 | 52.3927 | 52.0273 | 51.4211 | 50.3629 | 49.7832 | 48.3654 | 47.0895 | 46.1305 | 44.9398 | 43.8114 | 42.9976 | 42.5815 | 52.1988 | 46.1738 | 46.1738 | 46.1738 | 46.1738 | 5219.851 | 7334.0695 | 8575.7023 | 9283.5835 | 9896.6643 | 10212.9888 | 10298.6948 | 10363.2797 | 10291.007 | 10171.0843 | 9961.7896 | 9847.1107 | 9566.6831 | 9314.2983 | 9124.6108 | 8889.0972 | 8665.8951 | 8504.9343 | 8422.6299 | 10324.9166 | 9133.1721 | 9133.1721 | 9133.1721 | 9133.1721 | 220801.5792 | 5219.851 | 12553.9204 | 21129.6228 | 30413.2063 | 40309.8706 | 50522.8594 | 60821.5542 | 71184.8339 | 81475.8409 | 91646.9251 | 101608.7147 | 111455.8254 | 121022.5085 | 130336.8068 | 139461.4176 | 148350.5148 | 157016.4099 | 165521.3442 | 173943.9741 | 184268.8908 | 193402.0629 | 202535.235 | 211668.4071 | 220801.5792 | 0 | 0 | 0 | 0 | 0 | 0 | 0 | 0 | 0 | 0 | 0 | 0 | 0 | 0 | 0 | 0 | 0 | 0 | 0 | 0 | 0 | 0 | 0 | 0 | 0 | 0 | 0 | 0 | 0 | 0 | 0 | 0 | 0 | 0 | 0 | 0 | 0 | 0 | 0 | 0 | 0 | 0 | 0 | 0 | 0 | 0 | 0 | 0 | 0 | 0 | 0 | 0 | 0 | 0 | 0 | 0 | 0 | 0 | 0 | 0 | 0 | 0.7986 | 1.9207 | 3.2327 | 4.653 | 6.1671 | 7.7296 | 9.3053 | 10.8908 | 12.4652 | 14.0213 | 15.5454 | 17.052 | 18.5156 | 19.9406 | 21.3366 | 22.6966 | 24.0224 | 25.3236 | 26.6122 | 28.1919 | 29.5892 | 30.9865 | 32.3838 | 33.7811 | 0 | 0 | 0 | 0 | 0 | 0 | 0 | 0 | 0 | 0 | 0 | 0 | 0 | 0 | 0 | 0 | 0 | 0 | 0 | 0 | 0 | 0 | 0 | 0 | 0 | 0 | 0 | 0 | 0 | 0 | 0 | 0 | 0 | 0 | 0 | 0 | 0 | 0 | 0 | 0 | 0 | 0 | 0 | 0 | 0 | 0.002078% | 0.10849 | 0.26092 | 0.43916 | 0.63211 | 0.8378 | 1.0501 | 1.2641 | 1.4795 | 1.6934 | 1.9048 | 2.1118 | 2.3165 | 2.5153 | 2.7089 | 2.8986 | 3.0833 | 3.2634 | 3.4402 | 3.6152 | 3.8298 | 4.0197 | 4.2095 | 4.3993 | 4.5891
| Com-Streetlight-7P_V9 | M_Input | Council 7P and PSE 2018 Program Data | 2020 | New | 2022 | 2045 | PSE | Streetlighting | Streetlighting | Electric | Per Streetlight | Dollars per kWh of first year annual savings | 0.175 | Streetlight - MH 200W - New | Streetlight - MH 200W - Tariff Relamp - to LED 135W - New | 197.8 | 11.6279 | -18.3791 | -31.5783 | S-All-Lgt-Streetlight-All-All-U | 0 | 0 | 0 | 0 | 0 | 0 | 0 | 0 | 0 | 0 | 0 | 0 | Comm Flat | Streetlight - MH 200W - New | Streetlight - MH 200W - New | StreetLight | 0.0153% | 100% | 0% | 1 | 1 | 4.921% | 8.6% | 85% | 6.8% | 0.2% | 106.9412 | 4.4547 | 11.1396 | -18.8939 | 0 | 0 | 0 | -406.7936 | 0 |  | -0.17618 | 0 | -0.17618 | 01. ($9,999.000) to $0.028 | N/A | 0 | 01. ($9,999.00) to $0.22 | N/A | 26.3895 | 37.0782 | 43.3554 | 46.9342 | 50.0337 | 51.6329 | 52.0662 | 52.3927 | 52.0273 | 51.4211 | 50.3629 | 49.7832 | 48.3654 | 47.0895 | 46.1305 | 44.9398 | 43.8114 | 42.9976 | 42.5815 | 52.1988 | 46.1738 | 46.1738 | 46.1738 | 46.1738 | 5219.851 | 7334.0695 | 8575.7023 | 9283.5835 | 9896.6643 | 10212.9888 | 10298.6948 | 10363.2797 | 10291.007 | 10171.0843 | 9961.7896 | 9847.1107 | 9566.6831 | 9314.2983 | 9124.6108 | 8889.0972 | 8665.8951 | 8504.9343 | 8422.6299 | 10324.9166 | 9133.1721 | 9133.1721 | 9133.1721 | 9133.1721 | 220801.5792 | 5219.851 | 12553.9204 | 21129.6228 | 30413.2063 | 40309.8706 | 50522.8594 | 60821.5542 | 71184.8339 | 81475.8409 | 91646.9251 | 101608.7147 | 111455.8254 | 121022.5085 | 130336.8068 | 139461.4176 | 148350.5148 | 157016.4099 | 165521.3442 | 173943.9741 | 184268.8908 | 193402.0629 | 202535.235 | 211668.4071 | 220801.5792 | 0 | 0 | 0 | 0 | 0 | 0 | 0 | 0 | 0 | 0 | 0 | 0 | 0 | 0 | 0 | 0 | 0 | 0 | 0 | 0 | 0 | 0 | 0 | 0 | 0 | 0 | 0 | 0 | 0 | 0 | 0 | 0 | 0 | 0 | 0 | 0 | 0 | 0 | 0 | 0 | 0 | 0 | 0 | 0 | 0 | 0 | 0 | 0 | 0 | 0 | 0 | 0 | 0 | 0 | 0 | 0 | 0 | 0 | 0 | 0 | 0 | 0.7986 | 1.9207 | 3.2327 | 4.653 | 6.1671 | 7.7296 | 9.3053 | 10.8908 | 12.4652 | 14.0213 | 15.5454 | 17.052 | 18.5156 | 19.9406 | 21.3366 | 22.6966 | 24.0224 | 25.3236 | 26.6122 | 28.1919 | 29.5892 | 30.9865 | 32.3838 | 33.7811 | 0 | 0 | 0 | 0 | 0 | 0 | 0 | 0 | 0 | 0 | 0 | 0 | 0 | 0 | 0 | 0 | 0 | 0 | 0 | 0 | 0 | 0 | 0 | 0 | 0 | 0 | 0 | 0 | 0 | 0 | 0 | 0 | 0 | 0 | 0 | 0 | 0 | 0 | 0 | 0 | 0 | 0 | 0 | 0 | 0 | 0.002078% | 0.10849 | 0.26092 | 0.43916 | 0.63211 | 0.8378 | 1.0501 | 1.2641 | 1.4795 | 1.6934 | 1.9048 | 2.1118 | 2.3165 | 2.5153 | 2.7089 | 2.8986 | 3.0833 | 3.2634 | 3.4402 | 3.6152 | 3.8298 | 4.0197 | 4.2095 | 4.3993 | 4.5891
| Com-Streetlight-7P_V9 | M_Input | Council 7P and PSE 2018 Program Data | 2020 | New | 2022 | 2045 | PSE | Streetlighting | Streetlighting | Electric | Per Streetlight | Dollars per kWh of first year annual savings | 0.175 | Streetlight - HPS 250W - New | Streetlight - HPS 250W - Group Relamp - to LED 135W - New | 333.25 | 11.6279 | -18.3791 | 0 | S-All-Lgt-Streetlight-All-All-U | 0 | -45.1118 | 5 | 0 | 0 | 0 | 0 | 0 | 0 | 0 | 0 | 0 | Comm Flat | Streetlight - HPS 250W - New | Streetlight - HPS 250W - New | StreetLight | 0.0153% | 100% | 0% | 1 | 1 | 5.259% | 8.6% | 85% | 6.8% | 0.2% | 180.1727 | 7.5051 | 18.7678 | -18.8939 | 0 | 0 | 0 | -154.1654 | 0 |  | -0.039629 | 0 | -0.039629 | 01. ($9,999.000) to $0.028 | N/A | 0 | 01. ($9,999.00) to $0.22 | N/A | 28.2026 | 39.6256 | 46.334 | 50.1587 | 53.4711 | 55.1802 | 55.6433 | 55.9922 | 55.6017 | 54.9538 | 53.823 | 53.2034 | 51.6883 | 50.3246 | 49.2998 | 48.0273 | 46.8213 | 45.9517 | 45.507 | 55.7849 | 49.346 | 49.346 | 49.346 | 49.346 | 9398.5037 | 13205.2197 | 15440.8182 | 16715.3802 | 17819.2511 | 18388.8033 | 18543.1195 | 18659.4068 | 18529.2774 | 18313.3529 | 17936.5113 | 17730.0283 | 17225.1098 | 16770.6832 | 16429.1448 | 16005.0954 | 15603.2131 | 15313.3981 | 15165.2066 | 18590.3328 | 16444.5598 | 16444.5598 | 16444.5598 | 16444.5598 | 397560.0954 | 9398.5037 | 22603.7233 | 38044.5415 | 54759.9218 | 72579.1729 | 90967.9762 | 109511.0957 | 128170.5025 | 146699.7798 | 165013.1327 | 182949.644 | 200679.6723 | 217904.7821 | 234675.4653 | 251104.6101 | 267109.7055 | 282712.9186 | 298026.3167 | 313191.5232 | 331781.8561 | 348226.4159 | 364670.9757 | 381115.5355 | 397560.0954 | 0 | 0 | 0 | 0 | 0 | 0 | 0 | 0 | 0 | 0 | 0 | 0 | 0 | 0 | 0 | 0 | 0 | 0 | 0 | 0 | 0 | 0 | 0 | 0 | 0 | 0 | 0 | 0 | 0 | 0 | 0 | 0 | 0 | 0 | 0 | 0 | 0 | 0 | 0 | 0 | 0 | 0 | 0 | 0 | 0 | 0 | 0 | 0 | 0 | 0 | 0 | 0 | 0 | 0 | 0 | 0 | 0 | 0 | 0 | 0 | 0 | 1.4379 | 3.4582 | 5.8206 | 8.3779 | 11.1041 | 13.9175 | 16.7544 | 19.6092 | 22.444 | 25.2459 | 27.99 | 30.7026 | 33.3379 | 35.9037 | 38.4173 | 40.8659 | 43.2531 | 45.596 | 47.9161 | 50.7603 | 53.2762 | 55.7921 | 58.308 | 60.8239 | 0 | 0 | 0 | 0 | 0 | 0 | 0 | 0 | 0 | 0 | 0 | 0 | 0 | 0 | 0 | 0 | 0 | 0 | 0 | 0 | 0 | 0 | 0 | 0 | 0 | 0 | 0 | 0 | 0 | 0 | 0 | 0 | 0 | 0 | 0 | 0 | 0 | 0 | 0 | 0 | 0 | 0 | 0 | 0 | 0 | 0.002078% | 0.19534 | 0.4698 | 0.79072 | 1.1381 | 1.5085 | 1.8907 | 2.2761 | 2.6639 | 3.049 | 3.4296 | 3.8024 | 4.1709 | 4.5289 | 4.8775 | 5.219 | 5.5516 | 5.8759 | 6.1942 | 6.5094 | 6.8958 | 7.2375 | 7.5793 | 7.9211 | 8.2629
| Com-Streetlight-7P_V9 | M_Input | Council 7P and PSE 2018 Program Data | 2020 | New | 2022 | 2045 | PSE | Streetlighting | Streetlighting | Electric | Per Streetlight | Dollars per kWh of first year annual savings | 0.175 | Streetlight - HPS 250W - New | Streetlight - HPS 250W - Tariff Relamp - to LED 135W - New | 333.25 | 11.6279 | -18.3791 | -31.5783 | S-All-Lgt-Streetlight-All-All-U | 0 | 0 | 0 | 0 | 0 | 0 | 0 | 0 | 0 | 0 | 0 | 0 | Comm Flat | Streetlight - HPS 250W - New | Streetlight - HPS 250W - New | StreetLight | 0.0153% | 100% | 0% | 1 | 1 | 5.259% | 8.6% | 85% | 6.8% | 0.2% | 180.1727 | 7.5051 | 18.7678 | -18.8939 | 0 | 0 | 0 | -417.4723 | 0 |  | -0.10731 | 0 | -0.10731 | 01. ($9,999.000) to $0.028 | N/A | 0 | 01. ($9,999.00) to $0.22 | N/A | 28.2026 | 39.6256 | 46.334 | 50.1587 | 53.4711 | 55.1802 | 55.6433 | 55.9922 | 55.6017 | 54.9538 | 53.823 | 53.2034 | 51.6883 | 50.3246 | 49.2998 | 48.0273 | 46.8213 | 45.9517 | 45.507 | 55.7849 | 49.346 | 49.346 | 49.346 | 49.346 | 9398.5037 | 13205.2197 | 15440.8182 | 16715.3802 | 17819.2511 | 18388.8033 | 18543.1195 | 18659.4068 | 18529.2774 | 18313.3529 | 17936.5113 | 17730.0283 | 17225.1098 | 16770.6832 | 16429.1448 | 16005.0954 | 15603.2131 | 15313.3981 | 15165.2066 | 18590.3328 | 16444.5598 | 16444.5598 | 16444.5598 | 16444.5598 | 397560.0954 | 9398.5037 | 22603.7233 | 38044.5415 | 54759.9218 | 72579.1729 | 90967.9762 | 109511.0957 | 128170.5025 | 146699.7798 | 165013.1327 | 182949.644 | 200679.6723 | 217904.7821 | 234675.4653 | 251104.6101 | 267109.7055 | 282712.9186 | 298026.3167 | 313191.5232 | 331781.8561 | 348226.4159 | 364670.9757 | 381115.5355 | 397560.0954 | 0 | 0 | 0 | 0 | 0 | 0 | 0 | 0 | 0 | 0 | 0 | 0 | 0 | 0 | 0 | 0 | 0 | 0 | 0 | 0 | 0 | 0 | 0 | 0 | 0 | 0 | 0 | 0 | 0 | 0 | 0 | 0 | 0 | 0 | 0 | 0 | 0 | 0 | 0 | 0 | 0 | 0 | 0 | 0 | 0 | 0 | 0 | 0 | 0 | 0 | 0 | 0 | 0 | 0 | 0 | 0 | 0 | 0 | 0 | 0 | 0 | 1.4379 | 3.4582 | 5.8206 | 8.3779 | 11.1041 | 13.9175 | 16.7544 | 19.6092 | 22.444 | 25.2459 | 27.99 | 30.7026 | 33.3379 | 35.9037 | 38.4173 | 40.8659 | 43.2531 | 45.596 | 47.9161 | 50.7603 | 53.2762 | 55.7921 | 58.308 | 60.8239 | 0 | 0 | 0 | 0 | 0 | 0 | 0 | 0 | 0 | 0 | 0 | 0 | 0 | 0 | 0 | 0 | 0 | 0 | 0 | 0 | 0 | 0 | 0 | 0 | 0 | 0 | 0 | 0 | 0 | 0 | 0 | 0 | 0 | 0 | 0 | 0 | 0 | 0 | 0 | 0 | 0 | 0 | 0 | 0 | 0 | 0.002078% | 0.19534 | 0.4698 | 0.79072 | 1.1381 | 1.5085 | 1.8907 | 2.2761 | 2.6639 | 3.049 | 3.4296 | 3.8024 | 4.1709 | 4.5289 | 4.8775 | 5.219 | 5.5516 | 5.8759 | 6.1942 | 6.5094 | 6.8958 | 7.2375 | 7.5793 | 7.9211 | 8.2629
| Com-Streetlight-7P_V9 | M_Input | Council 7P and PSE 2018 Program Data | 2020 | New | 2022 | 2045 | PSE | Streetlighting | Streetlighting | Electric | Per Streetlight | Dollars per kWh of first year annual savings | 0.175 | Streetlight - MH 400W - New | Streetlight - MH 400W - Group Relamp - to LED 180W - New | 576.2 | 11.6279 | 28.2418 | 0 | S-All-Lgt-Streetlight-All-All-U | 0 | -46.8035 | 4 | 0 | 0 | 0 | 0 | 0 | 0 | 0 | 0 | 0 | Comm Flat | Streetlight - MH 400W - New | Streetlight - MH 400W - New | StreetLight | 0.0153% | 100% | 0% | 1 | 1 | 6.574% | 8.6% | 85% | 6.8% | 0.2% | 311.5245 | 12.9766 | 32.4501 | 29.0328 | 0 | 0 | 0 | -147.336 | 0 |  | -0.021905 | 0 | -0.021905 | 01. ($9,999.000) to $0.028 | N/A | 0 | 01. ($9,999.00) to $0.22 | N/A | 35.2532 | 49.532 | 57.9175 | 62.6984 | 66.8389 | 68.9753 | 69.5541 | 69.9903 | 69.5022 | 68.6922 | 67.2787 | 66.5042 | 64.6103 | 62.9058 | 61.6247 | 60.0341 | 58.5267 | 57.4396 | 56.8837 | 69.7312 | 61.6825 | 61.6825 | 61.6825 | 61.6825 | 20312.895 | 28540.3135 | 33372.0909 | 36126.7896 | 38512.575 | 39743.5426 | 40077.0648 | 40328.3953 | 40047.1479 | 39580.4723 | 38766.0082 | 38319.7386 | 37228.4632 | 36246.3153 | 35508.1517 | 34591.6578 | 33723.0735 | 33096.6991 | 32776.4142 | 40179.1064 | 35541.468 | 35541.468 | 35541.468 | 35541.468 | 859242.7867 | 20312.895 | 48853.2085 | 82225.2994 | 118352.089 | 156864.664 | 196608.2066 | 236685.2713 | 277013.6666 | 317060.8145 | 356641.2868 | 395407.295 | 433727.0337 | 470955.4968 | 507201.8121 | 542709.9638 | 577301.6216 | 611024.695 | 644121.3941 | 676897.8083 | 717076.9147 | 752618.3827 | 788159.8507 | 823701.3187 | 859242.7867 | 0 | 0 | 0 | 0 | 0 | 0 | 0 | 0 | 0 | 0 | 0 | 0 | 0 | 0 | 0 | 0 | 0 | 0 | 0 | 0 | 0 | 0 | 0 | 0 | 0 | 0 | 0 | 0 | 0 | 0 | 0 | 0 | 0 | 0 | 0 | 0 | 0 | 0 | 0 | 0 | 0 | 0 | 0 | 0 | 0 | 0 | 0 | 0 | 0 | 0 | 0 | 0 | 0 | 0 | 0 | 0 | 0 | 0 | 0 | 0 | 0 | 3.1077 | 7.4742 | 12.5799 | 18.107 | 23.9992 | 30.0797 | 36.2112 | 42.3812 | 48.5081 | 54.5636 | 60.4946 | 66.3572 | 72.0529 | 77.5984 | 83.0309 | 88.3231 | 93.4825 | 98.5461 | 103.5607 | 109.7078 | 115.1454 | 120.583 | 126.0206 | 131.4582 | 0 | 0 | 0 | 0 | 0 | 0 | 0 | 0 | 0 | 0 | 0 | 0 | 0 | 0 | 0 | 0 | 0 | 0 | 0 | 0 | 0 | 0 | 0 | 0 | 0 | 0 | 0 | 0 | 0 | 0 | 0 | 0 | 0 | 0 | 0 | 0 | 0 | 0 | 0 | 0 | 0 | 0 | 0 | 0 | 0 | 0.002078% | 0.42218 | 1.0154 | 1.709 | 2.4598 | 3.2603 | 4.0863 | 4.9193 | 5.7574 | 6.5898 | 7.4124 | 8.2181 | 9.0146 | 9.7883 | 10.5417 | 11.2797 | 11.9986 | 12.6995 | 13.3874 | 14.0686 | 14.9037 | 15.6424 | 16.3811 | 17.1198 | 17.8585
| Com-Streetlight-7P_V9 | M_Input | Council 7P and PSE 2018 Program Data | 2020 | New | 2022 | 2045 | PSE | Streetlighting | Streetlighting | Electric | Per Streetlight | Dollars per kWh of first year annual savings | 0.175 | Streetlight - MH 400W - New | Streetlight - MH 400W - Tariff Relamp - to LED 180W - New | 576.2 | 11.6279 | 28.2418 | -31.5783 | S-All-Lgt-Streetlight-All-All-U | 0 | 0 | 0 | 0 | 0 | 0 | 0 | 0 | 0 | 0 | 0 | 0 | Comm Flat | Streetlight - MH 400W - New | Streetlight - MH 400W - New | StreetLight | 0.0153% | 100% | 0% | 1 | 1 | 6.574% | 8.6% | 85% | 6.8% | 0.2% | 311.5245 | 12.9766 | 32.4501 | 29.0328 | 0 | 0 | 0 | -379.3752 | 0 |  | -0.056402 | 0 | -0.056402 | 01. ($9,999.000) to $0.028 | N/A | 0 | 01. ($9,999.00) to $0.22 | N/A | 35.2532 | 49.532 | 57.9175 | 62.6984 | 66.8389 | 68.9753 | 69.5541 | 69.9903 | 69.5022 | 68.6922 | 67.2787 | 66.5042 | 64.6103 | 62.9058 | 61.6247 | 60.0341 | 58.5267 | 57.4396 | 56.8837 | 69.7312 | 61.6825 | 61.6825 | 61.6825 | 61.6825 | 20312.895 | 28540.3135 | 33372.0909 | 36126.7896 | 38512.575 | 39743.5426 | 40077.0648 | 40328.3953 | 40047.1479 | 39580.4723 | 38766.0082 | 38319.7386 | 37228.4632 | 36246.3153 | 35508.1517 | 34591.6578 | 33723.0735 | 33096.6991 | 32776.4142 | 40179.1064 | 35541.468 | 35541.468 | 35541.468 | 35541.468 | 859242.7867 | 20312.895 | 48853.2085 | 82225.2994 | 118352.089 | 156864.664 | 196608.2066 | 236685.2713 | 277013.6666 | 317060.8145 | 356641.2868 | 395407.295 | 433727.0337 | 470955.4968 | 507201.8121 | 542709.9638 | 577301.6216 | 611024.695 | 644121.3941 | 676897.8083 | 717076.9147 | 752618.3827 | 788159.8507 | 823701.3187 | 859242.7867 | 0 | 0 | 0 | 0 | 0 | 0 | 0 | 0 | 0 | 0 | 0 | 0 | 0 | 0 | 0 | 0 | 0 | 0 | 0 | 0 | 0 | 0 | 0 | 0 | 0 | 0 | 0 | 0 | 0 | 0 | 0 | 0 | 0 | 0 | 0 | 0 | 0 | 0 | 0 | 0 | 0 | 0 | 0 | 0 | 0 | 0 | 0 | 0 | 0 | 0 | 0 | 0 | 0 | 0 | 0 | 0 | 0 | 0 | 0 | 0 | 0 | 3.1077 | 7.4742 | 12.5799 | 18.107 | 23.9992 | 30.0797 | 36.2112 | 42.3812 | 48.5081 | 54.5636 | 60.4946 | 66.3572 | 72.0529 | 77.5984 | 83.0309 | 88.3231 | 93.4825 | 98.5461 | 103.5607 | 109.7078 | 115.1454 | 120.583 | 126.0206 | 131.4582 | 0 | 0 | 0 | 0 | 0 | 0 | 0 | 0 | 0 | 0 | 0 | 0 | 0 | 0 | 0 | 0 | 0 | 0 | 0 | 0 | 0 | 0 | 0 | 0 | 0 | 0 | 0 | 0 | 0 | 0 | 0 | 0 | 0 | 0 | 0 | 0 | 0 | 0 | 0 | 0 | 0 | 0 | 0 | 0 | 0 | 0.002078% | 0.42218 | 1.0154 | 1.709 | 2.4598 | 3.2603 | 4.0863 | 4.9193 | 5.7574 | 6.5898 | 7.4124 | 8.2181 | 9.0146 | 9.7883 | 10.5417 | 11.2797 | 11.9986 | 12.6995 | 13.3874 | 14.0686 | 14.9037 | 15.6424 | 16.3811 | 17.1198 | 17.8585
| Com-Streetlight-7P_V9 | M_Input | Council 7P and PSE 2018 Program Data | 2020 | New | 2022 | 2045 | PSE | Streetlighting | Streetlighting | Electric | Per Streetlight | Dollars per kWh of first year annual savings | 0.175 | Streetlight - MH 1000W - New | Streetlight - MH 1000W - Group Relamp - to LED 421W - New | 1459.85 | 11.6279 | 149.7255 | 0 | S-All-Lgt-Streetlight-All-All-U | 0 | -47.9313 | 4 | 0 | 0 | 0 | 0 | 0 | 0 | 0 | 0 | 0 | Comm Flat | Streetlight - MH 1000W - New | Streetlight - MH 1000W - New | StreetLight | 0.0153% | 100% | 0% | 1 | 1 | 0.5259% | 8.6% | 85% | 6.8% | 0.2% | 789.2728 | 32.8774 | 82.215 | 153.9191 | 0 | 0 | 0 | -71.11 | 0 |  | -0.0041727 | 0 | -0.0041727 | 01. ($9,999.000) to $0.028 | N/A | 0 | 01. ($9,999.00) to $0.22 | N/A | 2.8203 | 3.9626 | 4.6334 | 5.0159 | 5.3471 | 5.518 | 5.5643 | 5.5992 | 5.5602 | 5.4954 | 5.3823 | 5.3203 | 5.1688 | 5.0325 | 4.93 | 4.8027 | 4.6821 | 4.5952 | 4.5507 | 5.5785 | 4.9346 | 4.9346 | 4.9346 | 4.9346 | 4117.151 | 5784.7382 | 6764.0745 | 7322.415 | 7805.9816 | 8055.4822 | 8123.0827 | 8174.024 | 8117.0189 | 8022.4301 | 7857.3491 | 7766.8963 | 7545.7094 | 7346.6412 | 7197.0254 | 7011.2644 | 6835.214 | 6708.2563 | 6643.3389 | 8143.7652 | 7203.7781 | 7203.7781 | 7203.7781 | 7203.7781 | 174156.9708 | 4117.151 | 9901.8891 | 16665.9637 | 23988.3786 | 31794.3602 | 39849.8425 | 47972.9251 | 56146.9491 | 64263.9681 | 72286.3981 | 80143.7473 | 87910.6435 | 95456.3529 | 102802.9942 | 110000.0195 | 117011.2839 | 123846.4979 | 130554.7542 | 137198.0931 | 145341.8582 | 152545.6364 | 159749.4145 | 166953.1927 | 174156.9708 | 0 | 0 | 0 | 0 | 0 | 0 | 0 | 0 | 0 | 0 | 0 | 0 | 0 | 0 | 0 | 0 | 0 | 0 | 0 | 0 | 0 | 0 | 0 | 0 | 0 | 0 | 0 | 0 | 0 | 0 | 0 | 0 | 0 | 0 | 0 | 0 | 0 | 0 | 0 | 0 | 0 | 0 | 0 | 0 | 0 | 0 | 0 | 0 | 0 | 0 | 0 | 0 | 0 | 0 | 0 | 0 | 0 | 0 | 0 | 0 | 0 | 0.6299 | 1.5149 | 2.5498 | 3.6701 | 4.8643 | 6.0967 | 7.3395 | 8.5901 | 9.8319 | 11.0593 | 12.2614 | 13.4497 | 14.6042 | 15.7281 | 16.8292 | 17.9019 | 18.9477 | 19.974 | 20.9904 | 22.2363 | 23.3384 | 24.4406 | 25.5427 | 26.6448 | 0 | 0 | 0 | 0 | 0 | 0 | 0 | 0 | 0 | 0 | 0 | 0 | 0 | 0 | 0 | 0 | 0 | 0 | 0 | 0 | 0 | 0 | 0 | 0 | 0 | 0 | 0 | 0 | 0 | 0 | 0 | 0 | 0 | 0 | 0 | 0 | 0 | 0 | 0 | 0 | 0 | 0 | 0 | 0 | 0 | 0.002078% | 0.085571 | 0.2058 | 0.34639 | 0.49857 | 0.66081 | 0.82824 | 0.99707 | 1.167 | 1.3357 | 1.5024 | 1.6657 | 1.8271 | 1.984 | 2.1367 | 2.2862 | 2.432 | 2.574 | 2.7134 | 2.8515 | 3.0208 | 3.1705 | 3.3202 | 3.47 | 3.6197
| Com-Streetlight-7P_V9 | M_Input | Council 7P and PSE 2018 Program Data | 2020 | New | 2022 | 2045 | PSE | Streetlighting | Streetlighting | Electric | Per Streetlight | Dollars per kWh of first year annual savings | 0.175 | Streetlight - MH 1000W - New | Streetlight - MH 1000W - Tariff Relamp - to LED 421W - New | 1459.85 | 11.6279 | 149.7255 | -31.5783 | S-All-Lgt-Streetlight-All-All-U | 0 | 0 | 0 | 0 | 0 | 0 | 0 | 0 | 0 | 0 | 0 | 0 | Comm Flat | Streetlight - MH 1000W - New | Streetlight - MH 1000W - New | StreetLight | 0.0153% | 100% | 0% | 1 | 1 | 0.5259% | 8.6% | 85% | 6.8% | 0.2% | 789.2728 | 32.8774 | 82.215 | 153.9191 | 0 | 0 | 0 | -299.8578 | 0 |  | -0.017596 | 0 | -0.017596 | 01. ($9,999.000) to $0.028 | N/A | 0 | 01. ($9,999.00) to $0.22 | N/A | 2.8203 | 3.9626 | 4.6334 | 5.0159 | 5.3471 | 5.518 | 5.5643 | 5.5992 | 5.5602 | 5.4954 | 5.3823 | 5.3203 | 5.1688 | 5.0325 | 4.93 | 4.8027 | 4.6821 | 4.5952 | 4.5507 | 5.5785 | 4.9346 | 4.9346 | 4.9346 | 4.9346 | 4117.151 | 5784.7382 | 6764.0745 | 7322.415 | 7805.9816 | 8055.4822 | 8123.0827 | 8174.024 | 8117.0189 | 8022.4301 | 7857.3491 | 7766.8963 | 7545.7094 | 7346.6412 | 7197.0254 | 7011.2644 | 6835.214 | 6708.2563 | 6643.3389 | 8143.7652 | 7203.7781 | 7203.7781 | 7203.7781 | 7203.7781 | 174156.9708 | 4117.151 | 9901.8891 | 16665.9637 | 23988.3786 | 31794.3602 | 39849.8425 | 47972.9251 | 56146.9491 | 64263.9681 | 72286.3981 | 80143.7473 | 87910.6435 | 95456.3529 | 102802.9942 | 110000.0195 | 117011.2839 | 123846.4979 | 130554.7542 | 137198.0931 | 145341.8582 | 152545.6364 | 159749.4145 | 166953.1927 | 174156.9708 | 0 | 0 | 0 | 0 | 0 | 0 | 0 | 0 | 0 | 0 | 0 | 0 | 0 | 0 | 0 | 0 | 0 | 0 | 0 | 0 | 0 | 0 | 0 | 0 | 0 | 0 | 0 | 0 | 0 | 0 | 0 | 0 | 0 | 0 | 0 | 0 | 0 | 0 | 0 | 0 | 0 | 0 | 0 | 0 | 0 | 0 | 0 | 0 | 0 | 0 | 0 | 0 | 0 | 0 | 0 | 0 | 0 | 0 | 0 | 0 | 0 | 0.6299 | 1.5149 | 2.5498 | 3.6701 | 4.8643 | 6.0967 | 7.3395 | 8.5901 | 9.8319 | 11.0593 | 12.2614 | 13.4497 | 14.6042 | 15.7281 | 16.8292 | 17.9019 | 18.9477 | 19.974 | 20.9904 | 22.2363 | 23.3384 | 24.4406 | 25.5427 | 26.6448 | 0 | 0 | 0 | 0 | 0 | 0 | 0 | 0 | 0 | 0 | 0 | 0 | 0 | 0 | 0 | 0 | 0 | 0 | 0 | 0 | 0 | 0 | 0 | 0 | 0 | 0 | 0 | 0 | 0 | 0 | 0 | 0 | 0 | 0 | 0 | 0 | 0 | 0 | 0 | 0 | 0 | 0 | 0 | 0 | 0 | 0.002078% | 0.085571 | 0.2058 | 0.34639 | 0.49857 | 0.66081 | 0.82824 | 0.99707 | 1.167 | 1.3357 | 1.5024 | 1.6657 | 1.8271 | 1.984 | 2.1367 | 2.2862 | 2.432 | 2.574 | 2.7134 | 2.8515 | 3.0208 | 3.1705 | 3.3202 | 3.47 | 3.6197
| Com-Streetlight-7P_V9 | M_Input | Council 7P and PSE 2018 Program Data | 2020 | NR | 2022 | 2045 | PSE | Streetlighting | Streetlighting | Electric | Per Streetlight | Dollars per kWh of first year annual savings | 0.175 | Streetlight - HPS 100W - NR | Streetlight - HPS 100W - Group Relamp - to LED 42W - NR | 84.925 | 11.6279 | 21.5673 | 0 | S-All-Lgt-Streetlight-All-All-U | 0 | -21.7101 | 5 | 0 | 0 | 0 | 0 | 0 | 0 | 0 | 0 | 0 | Comm Flat | Streetlight - HPS 100W - NR | Streetlight - HPS 100W - NR | StreetLight | 0.0153% | 100% | 0% | 1 | 1 | 10.14% | 8.6% | 85% | 6.8% | 0.2% | 45.915 | 1.9126 | 4.7828 | 22.1714 | 0 | 0 | 0 | -30.8971 | 0 |  | -0.031166 | 0 | -0.031166 | 01. ($9,999.000) to $0.028 | N/A | 0 | 01. ($9,999.00) to $0.22 | N/A | 390.5262 | 572.7717 | 694.2687 | 772.3739 | 824.4441 | 850.4792 | 859.1575 | 867.8359 | 867.8359 | 867.8359 | 867.8359 | 867.8359 | 867.8359 | 867.8359 | 867.8359 | 867.8359 | 867.8359 | 867.8359 | 867.8359 | 867.8359 | 867.8359 | 867.8359 | 867.8359 | 867.8359 | 33165.4333 | 48642.6356 | 58960.7704 | 65593.857 | 70015.9148 | 72226.9437 | 72963.9533 | 73700.963 | 73700.963 | 73700.963 | 73700.963 | 73700.963 | 73700.963 | 73700.963 | 73700.963 | 73700.963 | 73700.963 | 73700.963 | 73700.963 | 73700.963 | 73700.963 | 73700.963 | 73700.963 | 73700.963 | 856987.9414 | 33165.4333 | 81808.0689 | 140768.8393 | 206362.6963 | 276378.6111 | 348605.5548 | 421569.5081 | 495270.4711 | 568971.434 | 642672.397 | 716373.36 | 790074.3229 | 856987.9414 | 856987.9414 | 856987.9414 | 856987.9414 | 856987.9414 | 856987.9414 | 856987.9414 | 856987.9414 | 856987.9414 | 856987.9414 | 856987.9414 | 856987.9414 | 0 | 0 | 0 | 0 | 0 | 0 | 0 | 0 | 0 | 0 | 0 | 0 | 0 | 0 | 0 | 0 | 0 | 0 | 0 | 0 | 0 | 0 | 0 | 0 | 0 | 0 | 0 | 0 | 0 | 0 | 0 | 0 | 0 | 0 | 0 | 0 | 0 | 0 | 0 | 0 | 0 | 0 | 0 | 0 | 0 | 0 | 0 | 0 | 0 | 0 | 0 | 0 | 0 | 0 | 0 | 0 | 0 | 0 | 0 | 0 | 0 | 5.0741 | 12.5161 | 21.5367 | 31.5721 | 42.284 | 53.3342 | 64.4972 | 75.7729 | 87.0487 | 98.3244 | 109.6002 | 120.8759 | 131.1132 | 131.1132 | 131.1132 | 131.1132 | 131.1132 | 131.1132 | 131.1132 | 131.1132 | 131.1132 | 131.1132 | 131.1132 | 131.1132 | 0 | 0 | 0 | 0 | 0 | 0 | 0 | 0 | 0 | 0 | 0 | 0 | 0 | 0 | 0 | 0 | 0 | 0 | 0 | 0 | 0 | 0 | 0 | 0 | 0 | 0 | 0 | 0 | 0 | 0 | 0 | 0 | 0 | 0 | 0 | 0 | 0 | 0 | 0 | 0 | 0 | 0 | 0 | 0 | 0 | 0.002078% | 0.68931 | 1.7003 | 2.9257 | 4.289 | 5.7442 | 7.2454 | 8.7619 | 10.2937 | 11.8255 | 13.3573 | 14.8891 | 16.4209 | 17.8116 | 17.8116 | 17.8116 | 17.8116 | 17.8116 | 17.8116 | 17.8116 | 17.8116 | 17.8116 | 17.8116 | 17.8116 | 17.8116
| Com-Streetlight-7P_V9 | M_Input | Council 7P and PSE 2018 Program Data | 2020 | NR | 2022 | 2045 | PSE | Streetlighting | Streetlighting | Electric | Per Streetlight | Dollars per kWh of first year annual savings | 0.175 | Streetlight - HPS 100W - NR | Streetlight - HPS 100W - Tariff Relamp - to LED 42W - NR | 84.925 | 11.6279 | 21.5673 | -15.7891 | S-All-Lgt-Streetlight-All-All-U | 0 | 0 | 0 | 0 | 0 | 0 | 0 | 0 | 0 | 0 | 0 | 0 | Comm Flat | Streetlight - HPS 100W - NR | Streetlight - HPS 100W - NR | StreetLight | 0.0153% | 100% | 0% | 1 | 1 | 10.14% | 8.6% | 85% | 6.8% | 0.2% | 45.915 | 1.9126 | 4.7828 | 22.1714 | 0 | 0 | 0 | -164.5253 | 0 |  | -0.16596 | 0 | -0.16596 | 01. ($9,999.000) to $0.028 | N/A | 0 | 01. ($9,999.00) to $0.22 | N/A | 390.5262 | 572.7717 | 694.2687 | 772.3739 | 824.4441 | 850.4792 | 859.1575 | 867.8359 | 867.8359 | 867.8359 | 867.8359 | 867.8359 | 867.8359 | 867.8359 | 867.8359 | 867.8359 | 867.8359 | 867.8359 | 867.8359 | 867.8359 | 867.8359 | 867.8359 | 867.8359 | 867.8359 | 33165.4333 | 48642.6356 | 58960.7704 | 65593.857 | 70015.9148 | 72226.9437 | 72963.9533 | 73700.963 | 73700.963 | 73700.963 | 73700.963 | 73700.963 | 73700.963 | 73700.963 | 73700.963 | 73700.963 | 73700.963 | 73700.963 | 73700.963 | 73700.963 | 73700.963 | 73700.963 | 73700.963 | 73700.963 | 856987.9414 | 33165.4333 | 81808.0689 | 140768.8393 | 206362.6963 | 276378.6111 | 348605.5548 | 421569.5081 | 495270.4711 | 568971.434 | 642672.397 | 716373.36 | 790074.3229 | 856987.9414 | 856987.9414 | 856987.9414 | 856987.9414 | 856987.9414 | 856987.9414 | 856987.9414 | 856987.9414 | 856987.9414 | 856987.9414 | 856987.9414 | 856987.9414 | 0 | 0 | 0 | 0 | 0 | 0 | 0 | 0 | 0 | 0 | 0 | 0 | 0 | 0 | 0 | 0 | 0 | 0 | 0 | 0 | 0 | 0 | 0 | 0 | 0 | 0 | 0 | 0 | 0 | 0 | 0 | 0 | 0 | 0 | 0 | 0 | 0 | 0 | 0 | 0 | 0 | 0 | 0 | 0 | 0 | 0 | 0 | 0 | 0 | 0 | 0 | 0 | 0 | 0 | 0 | 0 | 0 | 0 | 0 | 0 | 0 | 5.0741 | 12.5161 | 21.5367 | 31.5721 | 42.284 | 53.3342 | 64.4972 | 75.7729 | 87.0487 | 98.3244 | 109.6002 | 120.8759 | 131.1132 | 131.1132 | 131.1132 | 131.1132 | 131.1132 | 131.1132 | 131.1132 | 131.1132 | 131.1132 | 131.1132 | 131.1132 | 131.1132 | 0 | 0 | 0 | 0 | 0 | 0 | 0 | 0 | 0 | 0 | 0 | 0 | 0 | 0 | 0 | 0 | 0 | 0 | 0 | 0 | 0 | 0 | 0 | 0 | 0 | 0 | 0 | 0 | 0 | 0 | 0 | 0 | 0 | 0 | 0 | 0 | 0 | 0 | 0 | 0 | 0 | 0 | 0 | 0 | 0 | 0.002078% | 0.68931 | 1.7003 | 2.9257 | 4.289 | 5.7442 | 7.2454 | 8.7619 | 10.2937 | 11.8255 | 13.3573 | 14.8891 | 16.4209 | 17.8116 | 17.8116 | 17.8116 | 17.8116 | 17.8116 | 17.8116 | 17.8116 | 17.8116 | 17.8116 | 17.8116 | 17.8116 | 17.8116
| Com-Streetlight-7P_V9 | M_Input | Council 7P and PSE 2018 Program Data | 2020 | NR | 2022 | 2045 | PSE | Streetlighting | Streetlighting | Electric | Per Streetlight | Dollars per kWh of first year annual savings | 0.175 | Streetlight - HPS 100W - NR | Streetlight - HPS 100W - Group Relamp - to LED 58W - NR | 67.725 | 11.6279 | 21.5673 | 0 | S-All-Lgt-Streetlight-All-All-U | 0 | -21.7101 | 5 | 0 | 0 | 0 | 0 | 0 | 0 | 0 | 0 | 0 | Comm Flat | Streetlight - HPS 100W - NR | Streetlight - HPS 100W - NR | StreetLight | 0.0153% | 100% | 0% | 1 | 1 | 10.14% | 8.6% | 85% | 6.8% | 0.2% | 36.6157 | 1.5252 | 3.8141 | 22.1714 | 0 | 0 | 0 | -29.5411 | 0 |  | -0.037366 | 0 | -0.037366 | 01. ($9,999.000) to $0.028 | N/A | 0 | 01. ($9,999.00) to $0.22 | N/A | 390.5262 | 572.7717 | 694.2687 | 772.3739 | 824.4441 | 850.4792 | 859.1575 | 867.8359 | 867.8359 | 867.8359 | 867.8359 | 867.8359 | 867.8359 | 867.8359 | 867.8359 | 867.8359 | 867.8359 | 867.8359 | 867.8359 | 867.8359 | 867.8359 | 867.8359 | 867.8359 | 867.8359 | 26448.3835 | 38790.9625 | 47019.3485 | 52309.0252 | 55835.4764 | 57598.7019 | 58186.4438 | 58774.1857 | 58774.1857 | 58774.1857 | 58774.1857 | 58774.1857 | 58774.1857 | 58774.1857 | 58774.1857 | 58774.1857 | 58774.1857 | 58774.1857 | 58774.1857 | 58774.1857 | 58774.1857 | 58774.1857 | 58774.1857 | 58774.1857 | 683420.7634 | 26448.3835 | 65239.3461 | 112258.6946 | 164567.7198 | 220403.1962 | 278001.8981 | 336188.3419 | 394962.5276 | 453736.7132 | 512510.8989 | 571285.0845 | 630059.2702 | 683420.7634 | 683420.7634 | 683420.7634 | 683420.7634 | 683420.7634 | 683420.7634 | 683420.7634 | 683420.7634 | 683420.7634 | 683420.7634 | 683420.7634 | 683420.7634 | 0 | 0 | 0 | 0 | 0 | 0 | 0 | 0 | 0 | 0 | 0 | 0 | 0 | 0 | 0 | 0 | 0 | 0 | 0 | 0 | 0 | 0 | 0 | 0 | 0 | 0 | 0 | 0 | 0 | 0 | 0 | 0 | 0 | 0 | 0 | 0 | 0 | 0 | 0 | 0 | 0 | 0 | 0 | 0 | 0 | 0 | 0 | 0 | 0 | 0 | 0 | 0 | 0 | 0 | 0 | 0 | 0 | 0 | 0 | 0 | 0 | 4.0464 | 9.9812 | 17.1748 | 25.1777 | 33.7202 | 42.5324 | 51.4345 | 60.4265 | 69.4186 | 78.4106 | 87.4027 | 96.3947 | 104.5586 | 104.5586 | 104.5586 | 104.5586 | 104.5586 | 104.5586 | 104.5586 | 104.5586 | 104.5586 | 104.5586 | 104.5586 | 104.5586 | 0 | 0 | 0 | 0 | 0 | 0 | 0 | 0 | 0 | 0 | 0 | 0 | 0 | 0 | 0 | 0 | 0 | 0 | 0 | 0 | 0 | 0 | 0 | 0 | 0 | 0 | 0 | 0 | 0 | 0 | 0 | 0 | 0 | 0 | 0 | 0 | 0 | 0 | 0 | 0 | 0 | 0 | 0 | 0 | 0 | 0.002078% | 0.5497 | 1.3559 | 2.3332 | 3.4204 | 4.5809 | 5.778 | 6.9873 | 8.2089 | 9.4305 | 10.652 | 11.8736 | 13.0951 | 14.2042 | 14.2042 | 14.2042 | 14.2042 | 14.2042 | 14.2042 | 14.2042 | 14.2042 | 14.2042 | 14.2042 | 14.2042 | 14.2042
| Com-Streetlight-7P_V9 | M_Input | Council 7P and PSE 2018 Program Data | 2020 | NR | 2022 | 2045 | PSE | Streetlighting | Streetlighting | Electric | Per Streetlight | Dollars per kWh of first year annual savings | 0.175 | Streetlight - HPS 100W - NR | Streetlight - HPS 100W - Tariff Relamp - to LED 58W - NR | 67.725 | 11.6279 | 21.5673 | -15.7891 | S-All-Lgt-Streetlight-All-All-U | 0 | 0 | 0 | 0 | 0 | 0 | 0 | 0 | 0 | 0 | 0 | 0 | Comm Flat | Streetlight - HPS 100W - NR | Streetlight - HPS 100W - NR | StreetLight | 0.0153% | 100% | 0% | 1 | 1 | 10.14% | 8.6% | 85% | 6.8% | 0.2% | 36.6157 | 1.5252 | 3.8141 | 22.1714 | 0 | 0 | 0 | -163.1693 | 0 |  | -0.20639 | 0 | -0.20639 | 01. ($9,999.000) to $0.028 | N/A | 0 | 01. ($9,999.00) to $0.22 | N/A | 390.5262 | 572.7717 | 694.2687 | 772.3739 | 824.4441 | 850.4792 | 859.1575 | 867.8359 | 867.8359 | 867.8359 | 867.8359 | 867.8359 | 867.8359 | 867.8359 | 867.8359 | 867.8359 | 867.8359 | 867.8359 | 867.8359 | 867.8359 | 867.8359 | 867.8359 | 867.8359 | 867.8359 | 26448.3835 | 38790.9625 | 47019.3485 | 52309.0252 | 55835.4764 | 57598.7019 | 58186.4438 | 58774.1857 | 58774.1857 | 58774.1857 | 58774.1857 | 58774.1857 | 58774.1857 | 58774.1857 | 58774.1857 | 58774.1857 | 58774.1857 | 58774.1857 | 58774.1857 | 58774.1857 | 58774.1857 | 58774.1857 | 58774.1857 | 58774.1857 | 683420.7634 | 26448.3835 | 65239.3461 | 112258.6946 | 164567.7198 | 220403.1962 | 278001.8981 | 336188.3419 | 394962.5276 | 453736.7132 | 512510.8989 | 571285.0845 | 630059.2702 | 683420.7634 | 683420.7634 | 683420.7634 | 683420.7634 | 683420.7634 | 683420.7634 | 683420.7634 | 683420.7634 | 683420.7634 | 683420.7634 | 683420.7634 | 683420.7634 | 0 | 0 | 0 | 0 | 0 | 0 | 0 | 0 | 0 | 0 | 0 | 0 | 0 | 0 | 0 | 0 | 0 | 0 | 0 | 0 | 0 | 0 | 0 | 0 | 0 | 0 | 0 | 0 | 0 | 0 | 0 | 0 | 0 | 0 | 0 | 0 | 0 | 0 | 0 | 0 | 0 | 0 | 0 | 0 | 0 | 0 | 0 | 0 | 0 | 0 | 0 | 0 | 0 | 0 | 0 | 0 | 0 | 0 | 0 | 0 | 0 | 4.0464 | 9.9812 | 17.1748 | 25.1777 | 33.7202 | 42.5324 | 51.4345 | 60.4265 | 69.4186 | 78.4106 | 87.4027 | 96.3947 | 104.5586 | 104.5586 | 104.5586 | 104.5586 | 104.5586 | 104.5586 | 104.5586 | 104.5586 | 104.5586 | 104.5586 | 104.5586 | 104.5586 | 0 | 0 | 0 | 0 | 0 | 0 | 0 | 0 | 0 | 0 | 0 | 0 | 0 | 0 | 0 | 0 | 0 | 0 | 0 | 0 | 0 | 0 | 0 | 0 | 0 | 0 | 0 | 0 | 0 | 0 | 0 | 0 | 0 | 0 | 0 | 0 | 0 | 0 | 0 | 0 | 0 | 0 | 0 | 0 | 0 | 0.002078% | 0.5497 | 1.3559 | 2.3332 | 3.4204 | 4.5809 | 5.778 | 6.9873 | 8.2089 | 9.4305 | 10.652 | 11.8736 | 13.0951 | 14.2042 | 14.2042 | 14.2042 | 14.2042 | 14.2042 | 14.2042 | 14.2042 | 14.2042 | 14.2042 | 14.2042 | 14.2042 | 14.2042
| Com-Streetlight-7P_V9 | M_Input | Council 7P and PSE 2018 Program Data | 2020 | NR | 2022 | 2045 | PSE | Streetlighting | Streetlighting | Electric | Per Streetlight | Dollars per kWh of first year annual savings | 0.175 | Streetlight - MH 200W - NR | Streetlight - MH 200W - Group Relamp - to LED 135W - NR | 197.8 | 11.6279 | 61.6209 | 0 | S-All-Lgt-Streetlight-All-All-U | 0 | -45.1118 | 5 | 0 | 0 | 0 | 0 | 0 | 0 | 0 | 0 | 0 | Comm Flat | Streetlight - MH 200W - NR | Streetlight - MH 200W - NR | StreetLight | 0.0153% | 100% | 0% | 1 | 1 | 4.921% | 8.6% | 85% | 6.8% | 0.2% | 106.9412 | 4.4547 | 11.1396 | 63.3468 | 0 | 0 | 0 | -45.246 | 0 |  | -0.019595 | 0 | -0.019595 | 01. ($9,999.000) to $0.028 | N/A | 0 | 01. ($9,999.00) to $0.22 | N/A | 189.4775 | 277.9003 | 336.8489 | 374.7444 | 400.0081 | 412.6399 | 416.8505 | 421.0611 | 421.0611 | 421.0611 | 421.0611 | 421.0611 | 421.0611 | 421.0611 | 421.0611 | 421.0611 | 421.0611 | 421.0611 | 421.0611 | 421.0611 | 421.0611 | 421.0611 | 421.0611 | 421.0611 | 37478.65 | 54968.6867 | 66628.7112 | 74124.4412 | 79121.5945 | 81620.1712 | 82453.0301 | 83285.8889 | 83285.8889 | 83285.8889 | 83285.8889 | 83285.8889 | 83285.8889 | 83285.8889 | 83285.8889 | 83285.8889 | 83285.8889 | 83285.8889 | 83285.8889 | 83285.8889 | 83285.8889 | 83285.8889 | 83285.8889 | 83285.8889 | 968440.5691 | 37478.65 | 92447.3367 | 159076.0479 | 233200.489 | 312322.0835 | 393942.2547 | 476395.2848 | 559681.1737 | 642967.0626 | 726252.9516 | 809538.8405 | 892824.7295 | 968440.5691 | 968440.5691 | 968440.5691 | 968440.5691 | 968440.5691 | 968440.5691 | 968440.5691 | 968440.5691 | 968440.5691 | 968440.5691 | 968440.5691 | 968440.5691 | 0 | 0 | 0 | 0 | 0 | 0 | 0 | 0 | 0 | 0 | 0 | 0 | 0 | 0 | 0 | 0 | 0 | 0 | 0 | 0 | 0 | 0 | 0 | 0 | 0 | 0 | 0 | 0 | 0 | 0 | 0 | 0 | 0 | 0 | 0 | 0 | 0 | 0 | 0 | 0 | 0 | 0 | 0 | 0 | 0 | 0 | 0 | 0 | 0 | 0 | 0 | 0 | 0 | 0 | 0 | 0 | 0 | 0 | 0 | 0 | 0 | 5.734 | 14.1438 | 24.3375 | 35.6781 | 47.7831 | 60.2704 | 72.8852 | 85.6273 | 98.3695 | 111.1117 | 123.8538 | 136.596 | 148.1647 | 148.1647 | 148.1647 | 148.1647 | 148.1647 | 148.1647 | 148.1647 | 148.1647 | 148.1647 | 148.1647 | 148.1647 | 148.1647 | 0 | 0 | 0 | 0 | 0 | 0 | 0 | 0 | 0 | 0 | 0 | 0 | 0 | 0 | 0 | 0 | 0 | 0 | 0 | 0 | 0 | 0 | 0 | 0 | 0 | 0 | 0 | 0 | 0 | 0 | 0 | 0 | 0 | 0 | 0 | 0 | 0 | 0 | 0 | 0 | 0 | 0 | 0 | 0 | 0 | 0.002078% | 0.77896 | 1.9214 | 3.3062 | 4.8468 | 6.4913 | 8.1877 | 9.9014 | 11.6324 | 13.3634 | 15.0944 | 16.8254 | 18.5565 | 20.1281 | 20.1281 | 20.1281 | 20.1281 | 20.1281 | 20.1281 | 20.1281 | 20.1281 | 20.1281 | 20.1281 | 20.1281 | 20.1281
| Com-Streetlight-7P_V9 | M_Input | Council 7P and PSE 2018 Program Data | 2020 | NR | 2022 | 2045 | PSE | Streetlighting | Streetlighting | Electric | Per Streetlight | Dollars per kWh of first year annual savings | 0.175 | Streetlight - MH 200W - NR | Streetlight - MH 200W - Tariff Relamp - to LED 135W - NR | 197.8 | 11.6279 | 61.6209 | -31.5783 | S-All-Lgt-Streetlight-All-All-U | 0 | 0 | 0 | 0 | 0 | 0 | 0 | 0 | 0 | 0 | 0 | 0 | Comm Flat | Streetlight - MH 200W - NR | Streetlight - MH 200W - NR | StreetLight | 0.0153% | 100% | 0% | 1 | 1 | 4.921% | 8.6% | 85% | 6.8% | 0.2% | 106.9412 | 4.4547 | 11.1396 | 63.3468 | 0 | 0 | 0 | -308.5529 | 0 |  | -0.13363 | 0 | -0.13363 | 01. ($9,999.000) to $0.028 | N/A | 0 | 01. ($9,999.00) to $0.22 | N/A | 189.4775 | 277.9003 | 336.8489 | 374.7444 | 400.0081 | 412.6399 | 416.8505 | 421.0611 | 421.0611 | 421.0611 | 421.0611 | 421.0611 | 421.0611 | 421.0611 | 421.0611 | 421.0611 | 421.0611 | 421.0611 | 421.0611 | 421.0611 | 421.0611 | 421.0611 | 421.0611 | 421.0611 | 37478.65 | 54968.6867 | 66628.7112 | 74124.4412 | 79121.5945 | 81620.1712 | 82453.0301 | 83285.8889 | 83285.8889 | 83285.8889 | 83285.8889 | 83285.8889 | 83285.8889 | 83285.8889 | 83285.8889 | 83285.8889 | 83285.8889 | 83285.8889 | 83285.8889 | 83285.8889 | 83285.8889 | 83285.8889 | 83285.8889 | 83285.8889 | 968440.5691 | 37478.65 | 92447.3367 | 159076.0479 | 233200.489 | 312322.0835 | 393942.2547 | 476395.2848 | 559681.1737 | 642967.0626 | 726252.9516 | 809538.8405 | 892824.7295 | 968440.5691 | 968440.5691 | 968440.5691 | 968440.5691 | 968440.5691 | 968440.5691 | 968440.5691 | 968440.5691 | 968440.5691 | 968440.5691 | 968440.5691 | 968440.5691 | 0 | 0 | 0 | 0 | 0 | 0 | 0 | 0 | 0 | 0 | 0 | 0 | 0 | 0 | 0 | 0 | 0 | 0 | 0 | 0 | 0 | 0 | 0 | 0 | 0 | 0 | 0 | 0 | 0 | 0 | 0 | 0 | 0 | 0 | 0 | 0 | 0 | 0 | 0 | 0 | 0 | 0 | 0 | 0 | 0 | 0 | 0 | 0 | 0 | 0 | 0 | 0 | 0 | 0 | 0 | 0 | 0 | 0 | 0 | 0 | 0 | 5.734 | 14.1438 | 24.3375 | 35.6781 | 47.7831 | 60.2704 | 72.8852 | 85.6273 | 98.3695 | 111.1117 | 123.8538 | 136.596 | 148.1647 | 148.1647 | 148.1647 | 148.1647 | 148.1647 | 148.1647 | 148.1647 | 148.1647 | 148.1647 | 148.1647 | 148.1647 | 148.1647 | 0 | 0 | 0 | 0 | 0 | 0 | 0 | 0 | 0 | 0 | 0 | 0 | 0 | 0 | 0 | 0 | 0 | 0 | 0 | 0 | 0 | 0 | 0 | 0 | 0 | 0 | 0 | 0 | 0 | 0 | 0 | 0 | 0 | 0 | 0 | 0 | 0 | 0 | 0 | 0 | 0 | 0 | 0 | 0 | 0 | 0.002078% | 0.77896 | 1.9214 | 3.3062 | 4.8468 | 6.4913 | 8.1877 | 9.9014 | 11.6324 | 13.3634 | 15.0944 | 16.8254 | 18.5565 | 20.1281 | 20.1281 | 20.1281 | 20.1281 | 20.1281 | 20.1281 | 20.1281 | 20.1281 | 20.1281 | 20.1281 | 20.1281 | 20.1281
| Com-Streetlight-7P_V9 | M_Input | Council 7P and PSE 2018 Program Data | 2020 | NR | 2022 | 2045 | PSE | Streetlighting | Streetlighting | Electric | Per Streetlight | Dollars per kWh of first year annual savings | 0.175 | Streetlight - HPS 250W - NR | Streetlight - HPS 250W - Group Relamp - to LED 135W - NR | 333.25 | 11.6279 | 61.6209 | 0 | S-All-Lgt-Streetlight-All-All-U | 0 | -45.1118 | 5 | 0 | 0 | 0 | 0 | 0 | 0 | 0 | 0 | 0 | Comm Flat | Streetlight - HPS 250W - NR | Streetlight - HPS 250W - NR | StreetLight | 0.0153% | 100% | 0% | 1 | 1 | 5.259% | 8.6% | 85% | 6.8% | 0.2% | 180.1727 | 7.5051 | 18.7678 | 63.3468 | 0 | 0 | 0 | -55.9247 | 0 |  | -0.014376 | 0 | -0.014376 | 01. ($9,999.000) to $0.028 | N/A | 0 | 01. ($9,999.00) to $0.22 | N/A | 202.495 | 296.9927 | 359.9912 | 400.4902 | 427.4895 | 440.9892 | 445.4891 | 449.989 | 449.989 | 449.989 | 449.989 | 449.989 | 449.989 | 449.989 | 449.989 | 449.989 | 449.989 | 449.989 | 449.989 | 449.989 | 449.989 | 449.989 | 449.989 | 449.989 | 67481.4724 | 98972.8262 | 119967.0621 | 133463.3566 | 142460.8862 | 146959.651 | 148459.2393 | 149958.8276 | 149958.8276 | 149958.8276 | 149958.8276 | 149958.8276 | 149958.8276 | 149958.8276 | 149958.8276 | 149958.8276 | 149958.8276 | 149958.8276 | 149958.8276 | 149958.8276 | 149958.8276 | 149958.8276 | 149958.8276 | 149958.8276 | 1743707.2975 | 67481.4724 | 166454.2986 | 286421.3607 | 419884.7172 | 562345.6034 | 709305.2545 | 857764.4938 | 1007723.3214 | 1157682.149 | 1307640.9765 | 1457599.8041 | 1607558.6317 | 1743707.2975 | 1743707.2975 | 1743707.2975 | 1743707.2975 | 1743707.2975 | 1743707.2975 | 1743707.2975 | 1743707.2975 | 1743707.2975 | 1743707.2975 | 1743707.2975 | 1743707.2975 | 0 | 0 | 0 | 0 | 0 | 0 | 0 | 0 | 0 | 0 | 0 | 0 | 0 | 0 | 0 | 0 | 0 | 0 | 0 | 0 | 0 | 0 | 0 | 0 | 0 | 0 | 0 | 0 | 0 | 0 | 0 | 0 | 0 | 0 | 0 | 0 | 0 | 0 | 0 | 0 | 0 | 0 | 0 | 0 | 0 | 0 | 0 | 0 | 0 | 0 | 0 | 0 | 0 | 0 | 0 | 0 | 0 | 0 | 0 | 0 | 0 | 10.3242 | 25.4664 | 43.8205 | 64.2394 | 86.035 | 108.5188 | 131.232 | 154.1747 | 177.1173 | 200.06 | 223.0027 | 245.9453 | 266.7751 | 266.7751 | 266.7751 | 266.7751 | 266.7751 | 266.7751 | 266.7751 | 266.7751 | 266.7751 | 266.7751 | 266.7751 | 266.7751 | 0 | 0 | 0 | 0 | 0 | 0 | 0 | 0 | 0 | 0 | 0 | 0 | 0 | 0 | 0 | 0 | 0 | 0 | 0 | 0 | 0 | 0 | 0 | 0 | 0 | 0 | 0 | 0 | 0 | 0 | 0 | 0 | 0 | 0 | 0 | 0 | 0 | 0 | 0 | 0 | 0 | 0 | 0 | 0 | 0 | 0.002078% | 1.4025 | 3.4596 | 5.953 | 8.7269 | 11.6878 | 14.7422 | 17.8278 | 20.9445 | 24.0613 | 27.178 | 30.2947 | 33.4115 | 36.2412 | 36.2412 | 36.2412 | 36.2412 | 36.2412 | 36.2412 | 36.2412 | 36.2412 | 36.2412 | 36.2412 | 36.2412 | 36.2412
| Com-Streetlight-7P_V9 | M_Input | Council 7P and PSE 2018 Program Data | 2020 | NR | 2022 | 2045 | PSE | Streetlighting | Streetlighting | Electric | Per Streetlight | Dollars per kWh of first year annual savings | 0.175 | Streetlight - HPS 250W - NR | Streetlight - HPS 250W - Tariff Relamp - to LED 135W - NR | 333.25 | 11.6279 | 61.6209 | -31.5783 | S-All-Lgt-Streetlight-All-All-U | 0 | 0 | 0 | 0 | 0 | 0 | 0 | 0 | 0 | 0 | 0 | 0 | Comm Flat | Streetlight - HPS 250W - NR | Streetlight - HPS 250W - NR | StreetLight | 0.0153% | 100% | 0% | 1 | 1 | 5.259% | 8.6% | 85% | 6.8% | 0.2% | 180.1727 | 7.5051 | 18.7678 | 63.3468 | 0 | 0 | 0 | -319.2316 | 0 |  | -0.08206 | 0 | -0.08206 | 01. ($9,999.000) to $0.028 | N/A | 0 | 01. ($9,999.00) to $0.22 | N/A | 202.495 | 296.9927 | 359.9912 | 400.4902 | 427.4895 | 440.9892 | 445.4891 | 449.989 | 449.989 | 449.989 | 449.989 | 449.989 | 449.989 | 449.989 | 449.989 | 449.989 | 449.989 | 449.989 | 449.989 | 449.989 | 449.989 | 449.989 | 449.989 | 449.989 | 67481.4724 | 98972.8262 | 119967.0621 | 133463.3566 | 142460.8862 | 146959.651 | 148459.2393 | 149958.8276 | 149958.8276 | 149958.8276 | 149958.8276 | 149958.8276 | 149958.8276 | 149958.8276 | 149958.8276 | 149958.8276 | 149958.8276 | 149958.8276 | 149958.8276 | 149958.8276 | 149958.8276 | 149958.8276 | 149958.8276 | 149958.8276 | 1743707.2975 | 67481.4724 | 166454.2986 | 286421.3607 | 419884.7172 | 562345.6034 | 709305.2545 | 857764.4938 | 1007723.3214 | 1157682.149 | 1307640.9765 | 1457599.8041 | 1607558.6317 | 1743707.2975 | 1743707.2975 | 1743707.2975 | 1743707.2975 | 1743707.2975 | 1743707.2975 | 1743707.2975 | 1743707.2975 | 1743707.2975 | 1743707.2975 | 1743707.2975 | 1743707.2975 | 0 | 0 | 0 | 0 | 0 | 0 | 0 | 0 | 0 | 0 | 0 | 0 | 0 | 0 | 0 | 0 | 0 | 0 | 0 | 0 | 0 | 0 | 0 | 0 | 0 | 0 | 0 | 0 | 0 | 0 | 0 | 0 | 0 | 0 | 0 | 0 | 0 | 0 | 0 | 0 | 0 | 0 | 0 | 0 | 0 | 0 | 0 | 0 | 0 | 0 | 0 | 0 | 0 | 0 | 0 | 0 | 0 | 0 | 0 | 0 | 0 | 10.3242 | 25.4664 | 43.8205 | 64.2394 | 86.035 | 108.5188 | 131.232 | 154.1747 | 177.1173 | 200.06 | 223.0027 | 245.9453 | 266.7751 | 266.7751 | 266.7751 | 266.7751 | 266.7751 | 266.7751 | 266.7751 | 266.7751 | 266.7751 | 266.7751 | 266.7751 | 266.7751 | 0 | 0 | 0 | 0 | 0 | 0 | 0 | 0 | 0 | 0 | 0 | 0 | 0 | 0 | 0 | 0 | 0 | 0 | 0 | 0 | 0 | 0 | 0 | 0 | 0 | 0 | 0 | 0 | 0 | 0 | 0 | 0 | 0 | 0 | 0 | 0 | 0 | 0 | 0 | 0 | 0 | 0 | 0 | 0 | 0 | 0.002078% | 1.4025 | 3.4596 | 5.953 | 8.7269 | 11.6878 | 14.7422 | 17.8278 | 20.9445 | 24.0613 | 27.178 | 30.2947 | 33.4115 | 36.2412 | 36.2412 | 36.2412 | 36.2412 | 36.2412 | 36.2412 | 36.2412 | 36.2412 | 36.2412 | 36.2412 | 36.2412 | 36.2412
| Com-Streetlight-7P_V9 | M_Input | Council 7P and PSE 2018 Program Data | 2020 | NR | 2022 | 2045 | PSE | Streetlighting | Streetlighting | Electric | Per Streetlight | Dollars per kWh of first year annual savings | 0.175 | Streetlight - MH 400W - NR | Streetlight - MH 400W - Group Relamp - to LED 180W - NR | 576.2 | 11.6279 | 123.2418 | 0 | S-All-Lgt-Streetlight-All-All-U | 0 | -46.8035 | 4 | 0 | 0 | 0 | 0 | 0 | 0 | 0 | 0 | 0 | Comm Flat | Streetlight - MH 400W - NR | Streetlight - MH 400W - NR | StreetLight | 0.0153% | 100% | 0% | 1 | 1 | 6.574% | 8.6% | 85% | 6.8% | 0.2% | 311.5245 | 12.9766 | 32.4501 | 126.6937 | 0 | 0 | 0 | -30.6751 | 0 |  | -0.0045605 | 0 | -0.0045605 | 01. ($9,999.000) to $0.028 | N/A | 0 | 01. ($9,999.00) to $0.22 | N/A | 253.1188 | 371.2409 | 449.989 | 500.6127 | 534.3619 | 551.2365 | 556.8614 | 562.4862 | 562.4862 | 562.4862 | 562.4862 | 562.4862 | 562.4862 | 562.4862 | 562.4862 | 562.4862 | 562.4862 | 562.4862 | 562.4862 | 562.4862 | 562.4862 | 562.4862 | 562.4862 | 562.4862 | 145847.0533 | 213909.0115 | 259283.6503 | 288453.0609 | 307899.3347 | 317622.4716 | 320863.5172 | 324104.5628 | 324104.5628 | 324104.5628 | 324104.5628 | 324104.5628 | 324104.5628 | 324104.5628 | 324104.5628 | 324104.5628 | 324104.5628 | 324104.5628 | 324104.5628 | 324104.5628 | 324104.5628 | 324104.5628 | 324104.5628 | 324104.5628 | 3768657.7075 | 145847.0533 | 359756.0648 | 619039.715 | 907492.776 | 1215392.1107 | 1533014.5823 | 1853878.0995 | 2177982.6623 | 2502087.2252 | 2826191.788 | 3150296.3509 | 3474400.9137 | 3768657.7075 | 3768657.7075 | 3768657.7075 | 3768657.7075 | 3768657.7075 | 3768657.7075 | 3768657.7075 | 3768657.7075 | 3768657.7075 | 3768657.7075 | 3768657.7075 | 3768657.7075 | 0 | 0 | 0 | 0 | 0 | 0 | 0 | 0 | 0 | 0 | 0 | 0 | 0 | 0 | 0 | 0 | 0 | 0 | 0 | 0 | 0 | 0 | 0 | 0 | 0 | 0 | 0 | 0 | 0 | 0 | 0 | 0 | 0 | 0 | 0 | 0 | 0 | 0 | 0 | 0 | 0 | 0 | 0 | 0 | 0 | 0 | 0 | 0 | 0 | 0 | 0 | 0 | 0 | 0 | 0 | 0 | 0 | 0 | 0 | 0 | 0 | 22.3136 | 55.0402 | 94.7088 | 138.8401 | 185.9466 | 234.5406 | 283.6305 | 333.2162 | 382.802 | 432.3877 | 481.9735 | 531.5592 | 576.5785 | 576.5785 | 576.5785 | 576.5785 | 576.5785 | 576.5785 | 576.5785 | 576.5785 | 576.5785 | 576.5785 | 576.5785 | 576.5785 | 0 | 0 | 0 | 0 | 0 | 0 | 0 | 0 | 0 | 0 | 0 | 0 | 0 | 0 | 0 | 0 | 0 | 0 | 0 | 0 | 0 | 0 | 0 | 0 | 0 | 0 | 0 | 0 | 0 | 0 | 0 | 0 | 0 | 0 | 0 | 0 | 0 | 0 | 0 | 0 | 0 | 0 | 0 | 0 | 0 | 0.002078% | 3.0313 | 7.4772 | 12.8661 | 18.8613 | 25.2607 | 31.8622 | 38.531 | 45.2672 | 52.0034 | 58.7395 | 65.4757 | 72.2119 | 78.3277 | 78.3277 | 78.3277 | 78.3277 | 78.3277 | 78.3277 | 78.3277 | 78.3277 | 78.3277 | 78.3277 | 78.3277 | 78.3277
| Com-Streetlight-7P_V9 | M_Input | Council 7P and PSE 2018 Program Data | 2020 | NR | 2022 | 2045 | PSE | Streetlighting | Streetlighting | Electric | Per Streetlight | Dollars per kWh of first year annual savings | 0.175 | Streetlight - MH 400W - NR | Streetlight - MH 400W - Tariff Relamp - to LED 180W - NR | 576.2 | 11.6279 | 123.2418 | -31.5783 | S-All-Lgt-Streetlight-All-All-U | 0 | 0 | 0 | 0 | 0 | 0 | 0 | 0 | 0 | 0 | 0 | 0 | Comm Flat | Streetlight - MH 400W - NR | Streetlight - MH 400W - NR | StreetLight | 0.0153% | 100% | 0% | 1 | 1 | 6.574% | 8.6% | 85% | 6.8% | 0.2% | 311.5245 | 12.9766 | 32.4501 | 126.6937 | 0 | 0 | 0 | -262.7144 | 0 |  | -0.039058 | 0 | -0.039058 | 01. ($9,999.000) to $0.028 | N/A | 0 | 01. ($9,999.00) to $0.22 | N/A | 253.1188 | 371.2409 | 449.989 | 500.6127 | 534.3619 | 551.2365 | 556.8614 | 562.4862 | 562.4862 | 562.4862 | 562.4862 | 562.4862 | 562.4862 | 562.4862 | 562.4862 | 562.4862 | 562.4862 | 562.4862 | 562.4862 | 562.4862 | 562.4862 | 562.4862 | 562.4862 | 562.4862 | 145847.0533 | 213909.0115 | 259283.6503 | 288453.0609 | 307899.3347 | 317622.4716 | 320863.5172 | 324104.5628 | 324104.5628 | 324104.5628 | 324104.5628 | 324104.5628 | 324104.5628 | 324104.5628 | 324104.5628 | 324104.5628 | 324104.5628 | 324104.5628 | 324104.5628 | 324104.5628 | 324104.5628 | 324104.5628 | 324104.5628 | 324104.5628 | 3768657.7075 | 145847.0533 | 359756.0648 | 619039.715 | 907492.776 | 1215392.1107 | 1533014.5823 | 1853878.0995 | 2177982.6623 | 2502087.2252 | 2826191.788 | 3150296.3509 | 3474400.9137 | 3768657.7075 | 3768657.7075 | 3768657.7075 | 3768657.7075 | 3768657.7075 | 3768657.7075 | 3768657.7075 | 3768657.7075 | 3768657.7075 | 3768657.7075 | 3768657.7075 | 3768657.7075 | 0 | 0 | 0 | 0 | 0 | 0 | 0 | 0 | 0 | 0 | 0 | 0 | 0 | 0 | 0 | 0 | 0 | 0 | 0 | 0 | 0 | 0 | 0 | 0 | 0 | 0 | 0 | 0 | 0 | 0 | 0 | 0 | 0 | 0 | 0 | 0 | 0 | 0 | 0 | 0 | 0 | 0 | 0 | 0 | 0 | 0 | 0 | 0 | 0 | 0 | 0 | 0 | 0 | 0 | 0 | 0 | 0 | 0 | 0 | 0 | 0 | 22.3136 | 55.0402 | 94.7088 | 138.8401 | 185.9466 | 234.5406 | 283.6305 | 333.2162 | 382.802 | 432.3877 | 481.9735 | 531.5592 | 576.5785 | 576.5785 | 576.5785 | 576.5785 | 576.5785 | 576.5785 | 576.5785 | 576.5785 | 576.5785 | 576.5785 | 576.5785 | 576.5785 | 0 | 0 | 0 | 0 | 0 | 0 | 0 | 0 | 0 | 0 | 0 | 0 | 0 | 0 | 0 | 0 | 0 | 0 | 0 | 0 | 0 | 0 | 0 | 0 | 0 | 0 | 0 | 0 | 0 | 0 | 0 | 0 | 0 | 0 | 0 | 0 | 0 | 0 | 0 | 0 | 0 | 0 | 0 | 0 | 0 | 0.002078% | 3.0313 | 7.4772 | 12.8661 | 18.8613 | 25.2607 | 31.8622 | 38.531 | 45.2672 | 52.0034 | 58.7395 | 65.4757 | 72.2119 | 78.3277 | 78.3277 | 78.3277 | 78.3277 | 78.3277 | 78.3277 | 78.3277 | 78.3277 | 78.3277 | 78.3277 | 78.3277 | 78.3277
| Com-Streetlight-7P_V9 | M_Input | Council 7P and PSE 2018 Program Data | 2020 | NR | 2022 | 2045 | PSE | Streetlighting | Streetlighting | Electric | Per Streetlight | Dollars per kWh of first year annual savings | 0.175 | Streetlight - MH 1000W - NR | Streetlight - MH 1000W - Group Relamp - to LED 421W - NR | 1459.85 | 11.6279 | 369.7255 | 0 | S-All-Lgt-Streetlight-All-All-U | 0 | -47.9313 | 4 | 0 | 0 | 0 | 0 | 0 | 0 | 0 | 0 | 0 | Comm Flat | Streetlight - MH 1000W - NR | Streetlight - MH 1000W - NR | StreetLight | 0.0153% | 100% | 0% | 1 | 1 | 0.5259% | 8.6% | 85% | 6.8% | 0.2% | 789.2728 | 32.8774 | 82.215 | 380.0811 | 0 | 0 | 0 | 199.052 | 0 |  | 0.01168 | 0 | 0.01168 | 01. ($9,999.000) to $0.028 | N/A | 0 | 01. ($9,999.00) to $0.22 | N/A | 20.2495 | 29.6993 | 35.9991 | 40.049 | 42.749 | 44.0989 | 44.5489 | 44.9989 | 44.9989 | 44.9989 | 44.9989 | 44.9989 | 44.9989 | 44.9989 | 44.9989 | 44.9989 | 44.9989 | 44.9989 | 44.9989 | 44.9989 | 44.9989 | 44.9989 | 44.9989 | 44.9989 | 29561.2386 | 43356.4832 | 52553.313 | 58465.5607 | 62407.0592 | 64377.8084 | 65034.7248 | 65691.6412 | 65691.6412 | 65691.6412 | 65691.6412 | 65691.6412 | 65691.6412 | 65691.6412 | 65691.6412 | 65691.6412 | 65691.6412 | 65691.6412 | 65691.6412 | 65691.6412 | 65691.6412 | 65691.6412 | 65691.6412 | 65691.6412 | 763856.2935 | 29561.2386 | 72917.7218 | 125471.0348 | 183936.5955 | 246343.6547 | 310721.4631 | 375756.1879 | 441447.8292 | 507139.4704 | 572831.1117 | 638522.7529 | 704214.3941 | 763856.2935 | 763856.2935 | 763856.2935 | 763856.2935 | 763856.2935 | 763856.2935 | 763856.2935 | 763856.2935 | 763856.2935 | 763856.2935 | 763856.2935 | 763856.2935 | 0 | 0 | 0 | 0 | 0 | 0 | 0 | 0 | 0 | 0 | 0 | 0 | 0 | 0 | 0 | 0 | 0 | 0 | 0 | 0 | 0 | 0 | 0 | 0 | 0 | 0 | 0 | 0 | 0 | 0 | 0 | 0 | 0 | 0 | 0 | 0 | 0 | 0 | 0 | 0 | 0 | 0 | 0 | 0 | 0 | 0 | 0 | 0 | 0 | 0 | 0 | 0 | 0 | 0 | 0 | 0 | 0 | 0 | 0 | 0 | 0 | 4.5227 | 11.1559 | 19.1962 | 28.141 | 37.6889 | 47.5382 | 57.4881 | 67.5385 | 77.5888 | 87.6392 | 97.6896 | 107.7399 | 116.8647 | 116.8647 | 116.8647 | 116.8647 | 116.8647 | 116.8647 | 116.8647 | 116.8647 | 116.8647 | 116.8647 | 116.8647 | 116.8647 | 4030.7046 | 5911.7 | 7165.697 | 7971.8379 | 8509.2652 | 8777.9788 | 8867.55 | 8957.1213 | 8957.1213 | 8957.1213 | 8957.1213 | 8957.1213 | 8132.2329 | 0 | 0 | 0 | 0 | 0 | 0 | 0 | 0 | 0 | 0 | 0 | 104152.5727 | 0 | 0 | 0 | 0 | 0 | 0 | 0 | 0 | 0 | 0 | 0 | 0 | 0 | 0 | 0 | 0 | 0 | 0 | 0 | 0 | 0.002078% | 0.6144 | 1.5155 | 2.6078 | 3.8229 | 5.12 | 6.458 | 7.8097 | 9.175 | 10.5404 | 11.9057 | 13.271 | 14.6364 | 15.876 | 15.876 | 15.876 | 15.876 | 15.876 | 15.876 | 15.876 | 15.876 | 15.876 | 15.876 | 15.876 | 15.876
| Com-Streetlight-7P_V9 | M_Input | Council 7P and PSE 2018 Program Data | 2020 | NR | 2022 | 2045 | PSE | Streetlighting | Streetlighting | Electric | Per Streetlight | Dollars per kWh of first year annual savings | 0.175 | Streetlight - MH 1000W - NR | Streetlight - MH 1000W - Tariff Relamp - to LED 421W - NR | 1459.85 | 11.6279 | 369.7255 | -31.5783 | S-All-Lgt-Streetlight-All-All-U | 0 | 0 | 0 | 0 | 0 | 0 | 0 | 0 | 0 | 0 | 0 | 0 | Comm Flat | Streetlight - MH 1000W - NR | Streetlight - MH 1000W - NR | StreetLight | 0.0153% | 100% | 0% | 1 | 1 | 0.5259% | 8.6% | 85% | 6.8% | 0.2% | 789.2728 | 32.8774 | 82.215 | 380.0811 | 0 | 0 | 0 | -29.6959 | 0 |  | -0.0017426 | 0 | -0.0017426 | 01. ($9,999.000) to $0.028 | N/A | 0 | 01. ($9,999.00) to $0.22 | N/A | 20.2495 | 29.6993 | 35.9991 | 40.049 | 42.749 | 44.0989 | 44.5489 | 44.9989 | 44.9989 | 44.9989 | 44.9989 | 44.9989 | 44.9989 | 44.9989 | 44.9989 | 44.9989 | 44.9989 | 44.9989 | 44.9989 | 44.9989 | 44.9989 | 44.9989 | 44.9989 | 44.9989 | 29561.2386 | 43356.4832 | 52553.313 | 58465.5607 | 62407.0592 | 64377.8084 | 65034.7248 | 65691.6412 | 65691.6412 | 65691.6412 | 65691.6412 | 65691.6412 | 65691.6412 | 65691.6412 | 65691.6412 | 65691.6412 | 65691.6412 | 65691.6412 | 65691.6412 | 65691.6412 | 65691.6412 | 65691.6412 | 65691.6412 | 65691.6412 | 763856.2935 | 29561.2386 | 72917.7218 | 125471.0348 | 183936.5955 | 246343.6547 | 310721.4631 | 375756.1879 | 441447.8292 | 507139.4704 | 572831.1117 | 638522.7529 | 704214.3941 | 763856.2935 | 763856.2935 | 763856.2935 | 763856.2935 | 763856.2935 | 763856.2935 | 763856.2935 | 763856.2935 | 763856.2935 | 763856.2935 | 763856.2935 | 763856.2935 | 0 | 0 | 0 | 0 | 0 | 0 | 0 | 0 | 0 | 0 | 0 | 0 | 0 | 0 | 0 | 0 | 0 | 0 | 0 | 0 | 0 | 0 | 0 | 0 | 0 | 0 | 0 | 0 | 0 | 0 | 0 | 0 | 0 | 0 | 0 | 0 | 0 | 0 | 0 | 0 | 0 | 0 | 0 | 0 | 0 | 0 | 0 | 0 | 0 | 0 | 0 | 0 | 0 | 0 | 0 | 0 | 0 | 0 | 0 | 0 | 0 | 4.5227 | 11.1559 | 19.1962 | 28.141 | 37.6889 | 47.5382 | 57.4881 | 67.5385 | 77.5888 | 87.6392 | 97.6896 | 107.7399 | 116.8647 | 116.8647 | 116.8647 | 116.8647 | 116.8647 | 116.8647 | 116.8647 | 116.8647 | 116.8647 | 116.8647 | 116.8647 | 116.8647 | 0 | 0 | 0 | 0 | 0 | 0 | 0 | 0 | 0 | 0 | 0 | 0 | 0 | 0 | 0 | 0 | 0 | 0 | 0 | 0 | 0 | 0 | 0 | 0 | 0 | 0 | 0 | 0 | 0 | 0 | 0 | 0 | 0 | 0 | 0 | 0 | 0 | 0 | 0 | 0 | 0 | 0 | 0 | 0 | 0 | 0.002078% | 0.6144 | 1.5155 | 2.6078 | 3.8229 | 5.12 | 6.458 | 7.8097 | 9.175 | 10.5404 | 11.9057 | 13.271 | 14.6364 | 15.876 | 15.876 | 15.876 | 15.876 | 15.876 | 15.876 | 15.876 | 15.876 | 15.876 | 15.876 | 15.876 | 15.876
Note on U2: Lakin Garth: O&M costs are entered as positive values. Negative values represent O&M savings compared to the baseline alternative.
Note on W2: Lakin Garth: Positive value represents dollar savings. Negative value represents dollar cost.
Note on AN2: Cadmus: Factor to capture the saturation of the end use the measure applications affects
Note on AO2: Cadmus: Factor to capture the saturation of the end use the measure applications affects
Note on AP2: Cadmus: Number of measure units per sector unit (e.g. showerheads per home). Some per units are embedded in the end use saturation
Note on AQ2: Cadmus: Ignore for residential
Note on BD2: Lakin Garth: PV formulas return negative values when the dollar inputs are positive; therefore, we are subtracting annual O&M and periodic replacement costs but adding secondary fuel benefits and annual non-e values
Note on BE2: Lakin Garth: PV formulas return negative values when the dollar inputs are positive; therefore, we are subtracting annual O&M and periodic replacement costs but adding secondary fuel benefits and annual non-e values

## Industrial Assumptions
Measure Application | Load Shape | End Use Saturation - Electric | End Use Saturation - Gas | Per Unit | Units Per Square Foot | Applicability | Max Achievability Factor | Ramp Rate | 2022 | 2023 | 2024 | 2025 | 2026 | 2027 | 2028 | 2029 | 2030 | 2031 | 2032 | 2033 | 2034 | 2035 | 2036 | 2037 | 2038 | 2039 | 2040 | 2041 | 2042 | 2043 | 2044 | 2045 | Ramp Rate | 2022 | 2023 | 2024 | 2025 | 2026 | 2027 | 2028 | 2029 | 2030 | 2031 | 2032 | 2033 | 2034 | 2035 | 2036 | 2037 | 2038 | 2039 | 2040 | 2041 | 2042 | 2043 | 2044 | 2045
Mechanical Pulp Air Compressor Demand Reduction | IndShift3 | 1 | 1 | 1 | 1 | 1 | 0.85 | PSE10YrRetro | 10% | 10% | 10% | 10% | 10% | 10% | 10% | 10% | 10% | 10% | 0% | 0% | 0% | 0% | 0% | 0% | 0% | 0% | 0% | 0% | 0% | 0% | 0% | 0% | LO12Med | 11% | 22% | 33% | 44% | 55% | 65% | 72% | 79% | 84% | 88% | 91% | 94% | 96% | 97% | 99% | 100% | 100% | 100% | 100% | 100% | 100% | 100% | 100% | 100%
Mechanical Pulp Air Compressor Equipment1 | IndShift1 | 1 | 1 | 1 | 1 | 1 | 0.85 | PSE10YrRetro | 10% | 10% | 10% | 10% | 10% | 10% | 10% | 10% | 10% | 10% | 0% | 0% | 0% | 0% | 0% | 0% | 0% | 0% | 0% | 0% | 0% | 0% | 0% | 0% | LO5Med | 4% | 10% | 16% | 24% | 32% | 42% | 53% | 64% | 75% | 84% | 91% | 96% | 99% | 100% | 100% | 100% | 100% | 100% | 100% | 100% | 100% | 100% | 100% | 100%
Mechanical Pulp Air Compressor Equipment2 | IndShift3 | 1 | 1 | 1 | 1 | 1 | 0.85 | PSE10YrRetro | 10% | 10% | 10% | 10% | 10% | 10% | 10% | 10% | 10% | 10% | 0% | 0% | 0% | 0% | 0% | 0% | 0% | 0% | 0% | 0% | 0% | 0% | 0% | 0% | LO1Slow | 1% | 1% | 2% | 3% | 5% | 9% | 13% | 19% | 26% | 34% | 43% | 53% | 63% | 72% | 81% | 87% | 92% | 96% | 98% | 100% | 100% | 100% | 100% | 100%
Mechanical Pulp Air Compressor Optimization | IndShift3 | 1 | 1 | 1 | 1 | 1 | 0.85 | PSE10YrRetro | 10% | 10% | 10% | 10% | 10% | 10% | 10% | 10% | 10% | 10% | 0% | 0% | 0% | 0% | 0% | 0% | 0% | 0% | 0% | 0% | 0% | 0% | 0% | 0% | LO50Fast | 45% | 66% | 80% | 89% | 95% | 98% | 99% | 100% | 100% | 100% | 100% | 100% | 100% | 100% | 100% | 100% | 100% | 100% | 100% | 100% | 100% | 100% | 100% | 100%
Mechanical Pulp HighBay Lighting 1 Shift | IndShift1 | 1 | 1 | 1 | 1 | 1 | 0.85 | PSE10YrRetro | 10% | 10% | 10% | 10% | 10% | 10% | 10% | 10% | 10% | 10% | 0% | 0% | 0% | 0% | 0% | 0% | 0% | 0% | 0% | 0% | 0% | 0% | 0% | 0% | LO20Fast | 22% | 38% | 48% | 57% | 64% | 70% | 76% | 80% | 84% | 88% | 90% | 92% | 94% | 95% | 96% | 97% | 98% | 98% | 99% | 100% | 100% | 100% | 100% | 100%
Mechanical Pulp HighBay Lighting 2 Shift | IndShift2 | 1 | 1 | 1 | 1 | 1 | 0.85 | PSE10YrRetro | 10% | 10% | 10% | 10% | 10% | 10% | 10% | 10% | 10% | 10% | 0% | 0% | 0% | 0% | 0% | 0% | 0% | 0% | 0% | 0% | 0% | 0% | 0% | 0% | LOEven20 | 5% | 10% | 15% | 20% | 25% | 30% | 35% | 40% | 45% | 50% | 55% | 60% | 65% | 70% | 75% | 80% | 85% | 90% | 95% | 100% | 100% | 100% | 100% | 100%
Mechanical Pulp HighBay Lighting 3 Shift | IndShift3 | 1 | 1 | 1 | 1 | 1 | 0.85 | PSE10YrRetro | 10% | 10% | 10% | 10% | 10% | 10% | 10% | 10% | 10% | 10% | 0% | 0% | 0% | 0% | 0% | 0% | 0% | 0% | 0% | 0% | 0% | 0% | 0% | 0% | LO3Slow | 0.6% | 1.4% | 3% | 6% | 11% | 18% | 26% | 36% | 46% | 57% | 67% | 76% | 83% | 88% | 92% | 95% | 97% | 98% | 99% | 100% | 100% | 100% | 100% | 100%
Mechanical Pulp Efficient Lighting 1 Shift | IndShift1 | 1 | 1 | 1 | 1 | 1 | 0.85 | PSE10YrRetro | 10% | 10% | 10% | 10% | 10% | 10% | 10% | 10% | 10% | 10% | 0% | 0% | 0% | 0% | 0% | 0% | 0% | 0% | 0% | 0% | 0% | 0% | 0% | 0% | Retro12Med | 11% | 11% | 11% | 11% | 11% | 10% | 8% | 6% | 5% | 4% | 3% | 3% | 2% | 2% | 1% | 1% | 0% | 0% | 0% | 0% | 0% | 0% | 0% | 0%
Mechanical Pulp Efficient Lighting 2 Shift | IndShift2 | 1 | 1 | 1 | 1 | 1 | 0.85 | PSE10YrRetro | 10% | 10% | 10% | 10% | 10% | 10% | 10% | 10% | 10% | 10% | 0% | 0% | 0% | 0% | 0% | 0% | 0% | 0% | 0% | 0% | 0% | 0% | 0% | 0% | Retro5Med | 4% | 5% | 6% | 8% | 9% | 10% | 11% | 11% | 11% | 9% | 7% | 5% | 3% | 1% | 1% | 0% | 0% | 0% | 0% | 0% | 0% | 0% | 0% | 0%
Mechanical Pulp Efficient Lighting 3 Shift | IndShift3 | 1 | 1 | 1 | 1 | 1 | 0.85 | PSE10YrRetro | 10% | 10% | 10% | 10% | 10% | 10% | 10% | 10% | 10% | 10% | 0% | 0% | 0% | 0% | 0% | 0% | 0% | 0% | 0% | 0% | 0% | 0% | 0% | 0% | Retro1Slow | 0% | 1% | 1% | 1% | 2% | 3% | 4% | 6% | 7% | 8% | 9% | 10% | 10% | 9% | 8% | 7% | 5% | 4% | 2% | 2% | 1% | 0% | 0% | 0%
Mechanical Pulp Lighting Controls | IndShift3 | 1 | 1 | 1 | 1 | 1 | 0.85 | PSE10YrRetro | 10% | 10% | 10% | 10% | 10% | 10% | 10% | 10% | 10% | 10% | 0% | 0% | 0% | 0% | 0% | 0% | 0% | 0% | 0% | 0% | 0% | 0% | 0% | 0% | Retro50Fast | 45% | 21% | 14% | 9% | 6% | 3% | 1% | 1% | 0% | 0% | 0% | 0% | 0% | 0% | 0% | 0% | 0% | 0% | 0% | 0% | 0% | 0% | 0% | 0%
Mechanical Pulp Motors: Rewind 20-50 HP | IndShift3 | 1 | 1 | 1 | 1 | 1 | 0.85 | PSE10YrRetro | 10% | 10% | 10% | 10% | 10% | 10% | 10% | 10% | 10% | 10% | 0% | 0% | 0% | 0% | 0% | 0% | 0% | 0% | 0% | 0% | 0% | 0% | 0% | 0% | Retro20Fast | 22% | 16% | 11% | 8% | 7% | 6% | 5% | 5% | 4% | 3% | 3% | 2% | 2% | 1% | 1% | 1% | 1% | 1% | 1% | 0% | 0% | 0% | 0% | 0%
Mechanical Pulp Motors: Rewind 51-100 HP | IndShift3 | 1 | 1 | 1 | 1 | 1 | 0.85 | PSE10YrRetro | 10% | 10% | 10% | 10% | 10% | 10% | 10% | 10% | 10% | 10% | 0% | 0% | 0% | 0% | 0% | 0% | 0% | 0% | 0% | 0% | 0% | 0% | 0% | 0% | RetroEven20 | 5% | 5% | 5% | 5% | 5% | 5% | 5% | 5% | 5% | 5% | 5% | 5% | 5% | 5% | 5% | 5% | 5% | 5% | 5% | 5% | 0% | 0% | 0% | 0%
Mechanical Pulp Motors: Rewind 101-200 HP | IndShift3 | 1 | 1 | 1 | 1 | 1 | 0.85 | PSE10YrRetro | 10% | 10% | 10% | 10% | 10% | 10% | 10% | 10% | 10% | 10% | 0% | 0% | 0% | 0% | 0% | 0% | 0% | 0% | 0% | 0% | 0% | 0% | 0% | 0% | Retro3Slow | 1% | 1% | 2% | 3% | 5% | 7% | 8% | 10% | 11% | 11% | 10% | 9% | 7% | 6% | 4% | 3% | 2% | 1% | 1% | 1% | 0% | 0% | 0% | 0%
Mechanical Pulp Motors: Rewind 201-500 HP | IndShift3 | 1 | 1 | 1 | 1 | 1 | 0.85 | PSE10YrRetro | 10% | 10% | 10% | 10% | 10% | 10% | 10% | 10% | 10% | 10% | 0% | 0% | 0% | 0% | 0% | 0% | 0% | 0% | 0% | 0% | 0% | 0% | 0% | 0% | PSE6YrRetro | 16.67% | 16.67% | 16.67% | 16.67% | 16.67% | 16.67% | 0% | 0% | 0% | 0% | 0% | 0% | 0% | 0% | 0% | 0% | 0% | 0% | 0% | 0% | 0% | 0% | 0% | 0%
Mechanical Pulp Motors: Rewind 501-5000 HP | IndShift3 | 1 | 1 | 1 | 1 | 1 | 0.85 | PSE10YrRetro | 10% | 10% | 10% | 10% | 10% | 10% | 10% | 10% | 10% | 10% | 0% | 0% | 0% | 0% | 0% | 0% | 0% | 0% | 0% | 0% | 0% | 0% | 0% | 0% | PSE8YrRetro | 12.5% | 12.5% | 12.5% | 12.5% | 12.5% | 12.5% | 12.5% | 12.5% | 0% | 0% | 0% | 0% | 0% | 0% | 0% | 0% | 0% | 0% | 0% | 0% | 0% | 0% | 0% | 0%
Mechanical Pulp Efficient Centrifugal Fan | SIC26 | 1 | 1 | 1 | 1 | 1 | 0.85 | PSE10YrRetro | 10% | 10% | 10% | 10% | 10% | 10% | 10% | 10% | 10% | 10% | 0% | 0% | 0% | 0% | 0% | 0% | 0% | 0% | 0% | 0% | 0% | 0% | 0% | 0% | PSE10YrRetro | 10% | 10% | 10% | 10% | 10% | 10% | 10% | 10% | 10% | 10% | 0% | 0% | 0% | 0% | 0% | 0% | 0% | 0% | 0% | 0% | 0% | 0% | 0% | 0%
Mechanical Pulp Fan Energy Management | SIC20 | 1 | 1 | 1 | 1 | 1 | 0.85 | PSE10YrRetro | 10% | 10% | 10% | 10% | 10% | 10% | 10% | 10% | 10% | 10% | 0% | 0% | 0% | 0% | 0% | 0% | 0% | 0% | 0% | 0% | 0% | 0% | 0% | 0%
Mechanical Pulp Fan Equipment Upgrade | IndShift3 | 1 | 1 | 1 | 1 | 1 | 0.85 | PSE10YrRetro | 10% | 10% | 10% | 10% | 10% | 10% | 10% | 10% | 10% | 10% | 0% | 0% | 0% | 0% | 0% | 0% | 0% | 0% | 0% | 0% | 0% | 0% | 0% | 0%
Mechanical Pulp Fan System Optimization | SIC24 | 1 | 1 | 1 | 1 | 1 | 0.85 | PSE10YrRetro | 10% | 10% | 10% | 10% | 10% | 10% | 10% | 10% | 10% | 10% | 0% | 0% | 0% | 0% | 0% | 0% | 0% | 0% | 0% | 0% | 0% | 0% | 0% | 0%
Mechanical Pulp Pump Energy Management | SIC26 | 1 | 1 | 1 | 1 | 1 | 0.85 | PSE10YrRetro | 10% | 10% | 10% | 10% | 10% | 10% | 10% | 10% | 10% | 10% | 0% | 0% | 0% | 0% | 0% | 0% | 0% | 0% | 0% | 0% | 0% | 0% | 0% | 0%
Mechanical Pulp Pump Equipment Upgrade | SIC26 | 1 | 1 | 1 | 1 | 1 | 0.85 | PSE10YrRetro | 10% | 10% | 10% | 10% | 10% | 10% | 10% | 10% | 10% | 10% | 0% | 0% | 0% | 0% | 0% | 0% | 0% | 0% | 0% | 0% | 0% | 0% | 0% | 0%
Mechanical Pulp Pump System Optimization | SIC20 | 1 | 1 | 1 | 1 | 1 | 0.85 | PSE10YrRetro | 10% | 10% | 10% | 10% | 10% | 10% | 10% | 10% | 10% | 10% | 0% | 0% | 0% | 0% | 0% | 0% | 0% | 0% | 0% | 0% | 0% | 0% | 0% | 0%
Mechanical Pulp Transformers-Retrofit | IndShift3 | 1 | 1 | 1 | 1 | 1 | 0.85 | PSE10YrRetro | 10% | 10% | 10% | 10% | 10% | 10% | 10% | 10% | 10% | 10% | 0% | 0% | 0% | 0% | 0% | 0% | 0% | 0% | 0% | 0% | 0% | 0% | 0% | 0%
Mechanical Pulp Transformers-New | IndShift3 | 1 | 1 | 1 | 1 | 1 | 0.85 | PSE10YrRetro | 10% | 10% | 10% | 10% | 10% | 10% | 10% | 10% | 10% | 10% | 0% | 0% | 0% | 0% | 0% | 0% | 0% | 0% | 0% | 0% | 0% | 0% | 0% | 0%
Mechanical Pulp Synchronous Belts | IndShift3 | 1 | 1 | 1 | 1 | 1 | 0.85 | PSE10YrRetro | 10% | 10% | 10% | 10% | 10% | 10% | 10% | 10% | 10% | 10% | 0% | 0% | 0% | 0% | 0% | 0% | 0% | 0% | 0% | 0% | 0% | 0% | 0% | 0%
Mechanical Pulp Elec Chip Fab: Eliminate Exhaust | IndShift3 | 1 | 1 | 1 | 1 | 1 | 0.85 | PSE10YrRetro | 10% | 10% | 10% | 10% | 10% | 10% | 10% | 10% | 10% | 10% | 0% | 0% | 0% | 0% | 0% | 0% | 0% | 0% | 0% | 0% | 0% | 0% | 0% | 0%
Mechanical Pulp Elec Chip Fab: Exhaust Injector | IndShift3 | 1 | 1 | 1 | 1 | 1 | 0.85 | PSE10YrRetro | 10% | 10% | 10% | 10% | 10% | 10% | 10% | 10% | 10% | 10% | 0% | 0% | 0% | 0% | 0% | 0% | 0% | 0% | 0% | 0% | 0% | 0% | 0% | 0%
Mechanical Pulp Elec Chip Fab: Solidstate Chiller | IndShift3 | 1 | 1 | 1 | 1 | 1 | 0.85 | PSE10YrRetro | 10% | 10% | 10% | 10% | 10% | 10% | 10% | 10% | 10% | 10% | 0% | 0% | 0% | 0% | 0% | 0% | 0% | 0% | 0% | 0% | 0% | 0% | 0% | 0%
Mechanical Pulp Elec Chip Fab: Reduce Gas Pressure | IndShift3 | 1 | 1 | 1 | 1 | 1 | 0.85 | PSE10YrRetro | 10% | 10% | 10% | 10% | 10% | 10% | 10% | 10% | 10% | 10% | 0% | 0% | 0% | 0% | 0% | 0% | 0% | 0% | 0% | 0% | 0% | 0% | 0% | 0%
Mechanical Pulp Clean Room: Change Filter Strategy | IndShift3 | 1 | 1 | 1 | 1 | 1 | 0.85 | PSE10YrRetro | 10% | 10% | 10% | 10% | 10% | 10% | 10% | 10% | 10% | 10% | 0% | 0% | 0% | 0% | 0% | 0% | 0% | 0% | 0% | 0% | 0% | 0% | 0% | 0%
Mechanical Pulp Clean Room: Clean Room HVAC | IndShift3 | 1 | 1 | 1 | 1 | 1 | 0.85 | PSE10YrRetro | 10% | 10% | 10% | 10% | 10% | 10% | 10% | 10% | 10% | 10% | 0% | 0% | 0% | 0% | 0% | 0% | 0% | 0% | 0% | 0% | 0% | 0% | 0% | 0%
Mechanical Pulp Clean Room: Chiller Optimize | IndShift3 | 1 | 1 | 1 | 1 | 1 | 0.85 | PSE10YrRetro | 10% | 10% | 10% | 10% | 10% | 10% | 10% | 10% | 10% | 10% | 0% | 0% | 0% | 0% | 0% | 0% | 0% | 0% | 0% | 0% | 0% | 0% | 0% | 0%
Mechanical Pulp Food: Cooling and Storage | IndShift3 | 1 | 1 | 1 | 1 | 1 | 0.85 | PSE10YrRetro | 10% | 10% | 10% | 10% | 10% | 10% | 10% | 10% | 10% | 10% | 0% | 0% | 0% | 0% | 0% | 0% | 0% | 0% | 0% | 0% | 0% | 0% | 0% | 0%
Mechanical Pulp Food: Refrig Storage Tuneup | IndShift3 | 1 | 1 | 1 | 1 | 1 | 0.85 | PSE10YrRetro | 10% | 10% | 10% | 10% | 10% | 10% | 10% | 10% | 10% | 10% | 0% | 0% | 0% | 0% | 0% | 0% | 0% | 0% | 0% | 0% | 0% | 0% | 0% | 0%
Mechanical Pulp Metal: New Arc Furnace | IndShift3 | 1 | 1 | 1 | 1 | 1 | 0.85 | PSE10YrRetro | 10% | 10% | 10% | 10% | 10% | 10% | 10% | 10% | 10% | 10% | 0% | 0% | 0% | 0% | 0% | 0% | 0% | 0% | 0% | 0% | 0% | 0% | 0% | 0%
Mechanical Pulp Mech Pulp: Refiner Replacement | IndShift3 | 1 | 1 | 1 | 1 | 1 | 0.85 | PSE10YrRetro | 10% | 10% | 10% | 10% | 10% | 10% | 10% | 10% | 10% | 10% | 0% | 0% | 0% | 0% | 0% | 0% | 0% | 0% | 0% | 0% | 0% | 0% | 0% | 0%
Mechanical Pulp Mech Pulp: Premium Process | IndShift3 | 1 | 1 | 1 | 1 | 1 | 0.85 | PSE10YrRetro | 10% | 10% | 10% | 10% | 10% | 10% | 10% | 10% | 10% | 10% | 0% | 0% | 0% | 0% | 0% | 0% | 0% | 0% | 0% | 0% | 0% | 0% | 0% | 0%
Mechanical Pulp Mech Pulp: Refiner Plate Improvement | IndShift3 | 1 | 1 | 1 | 1 | 1 | 0.85 | PSE10YrRetro | 10% | 10% | 10% | 10% | 10% | 10% | 10% | 10% | 10% | 10% | 0% | 0% | 0% | 0% | 0% | 0% | 0% | 0% | 0% | 0% | 0% | 0% | 0% | 0%
Mechanical Pulp Kraft: Effluent Treatment System | IndShift3 | 1 | 1 | 1 | 1 | 1 | 0.85 | PSE10YrRetro | 10% | 10% | 10% | 10% | 10% | 10% | 10% | 10% | 10% | 10% | 0% | 0% | 0% | 0% | 0% | 0% | 0% | 0% | 0% | 0% | 0% | 0% | 0% | 0%
Mechanical Pulp Kraft: Efficient Agitator | IndShift3 | 1 | 1 | 1 | 1 | 1 | 0.85 | PSE10YrRetro | 10% | 10% | 10% | 10% | 10% | 10% | 10% | 10% | 10% | 10% | 0% | 0% | 0% | 0% | 0% | 0% | 0% | 0% | 0% | 0% | 0% | 0% | 0% | 0%
Mechanical Pulp Paper: Efficient Pulp Screen | IndShift3 | 1 | 1 | 1 | 1 | 1 | 0.85 | PSE10YrRetro | 10% | 10% | 10% | 10% | 10% | 10% | 10% | 10% | 10% | 10% | 0% | 0% | 0% | 0% | 0% | 0% | 0% | 0% | 0% | 0% | 0% | 0% | 0% | 0%
Mechanical Pulp Paper: Premium Fan | IndShift3 | 1 | 1 | 1 | 1 | 1 | 0.85 | PSE10YrRetro | 10% | 10% | 10% | 10% | 10% | 10% | 10% | 10% | 10% | 10% | 0% | 0% | 0% | 0% | 0% | 0% | 0% | 0% | 0% | 0% | 0% | 0% | 0% | 0%
Mechanical Pulp Paper: Material Handling | SIC24 | 1 | 1 | 1 | 1 | 1 | 0.85 | PSE10YrRetro | 10% | 10% | 10% | 10% | 10% | 10% | 10% | 10% | 10% | 10% | 0% | 0% | 0% | 0% | 0% | 0% | 0% | 0% | 0% | 0% | 0% | 0% | 0% | 0%
Mechanical Pulp Paper: Large Material Handling | SIC24 | 1 | 1 | 1 | 1 | 1 | 0.85 | PSE10YrRetro | 10% | 10% | 10% | 10% | 10% | 10% | 10% | 10% | 10% | 10% | 0% | 0% | 0% | 0% | 0% | 0% | 0% | 0% | 0% | 0% | 0% | 0% | 0% | 0%
Mechanical Pulp Paper: Premium Control Large Material | IndShift3 | 1 | 1 | 1 | 1 | 1 | 0.85 | PSE10YrRetro | 10% | 10% | 10% | 10% | 10% | 10% | 10% | 10% | 10% | 10% | 0% | 0% | 0% | 0% | 0% | 0% | 0% | 0% | 0% | 0% | 0% | 0% | 0% | 0%
Mechanical Pulp Material Handling1 | SIC24 | 1 | 1 | 1 | 1 | 1 | 0.85 | PSE10YrRetro | 10% | 10% | 10% | 10% | 10% | 10% | 10% | 10% | 10% | 10% | 0% | 0% | 0% | 0% | 0% | 0% | 0% | 0% | 0% | 0% | 0% | 0% | 0% | 0%
Mechanical Pulp Material Handling2 | SIC24 | 1 | 1 | 1 | 1 | 1 | 0.85 | PSE10YrRetro | 10% | 10% | 10% | 10% | 10% | 10% | 10% | 10% | 10% | 10% | 0% | 0% | 0% | 0% | 0% | 0% | 0% | 0% | 0% | 0% | 0% | 0% | 0% | 0%
Mechanical Pulp Material Handling VFD1 | SIC24 | 1 | 1 | 1 | 1 | 1 | 0.85 | PSE10YrRetro | 10% | 10% | 10% | 10% | 10% | 10% | 10% | 10% | 10% | 10% | 0% | 0% | 0% | 0% | 0% | 0% | 0% | 0% | 0% | 0% | 0% | 0% | 0% | 0%
Mechanical Pulp Material Handling VFD2 | SIC24 | 1 | 1 | 1 | 1 | 1 | 0.85 | PSE10YrRetro | 10% | 10% | 10% | 10% | 10% | 10% | 10% | 10% | 10% | 10% | 0% | 0% | 0% | 0% | 0% | 0% | 0% | 0% | 0% | 0% | 0% | 0% | 0% | 0%
Mechanical Pulp Wood: Replace Pneumatic Conveyor | SIC24 | 1 | 1 | 1 | 1 | 1 | 0.85 | PSE10YrRetro | 10% | 10% | 10% | 10% | 10% | 10% | 10% | 10% | 10% | 10% | 0% | 0% | 0% | 0% | 0% | 0% | 0% | 0% | 0% | 0% | 0% | 0% | 0% | 0%
Mechanical Pulp Panel: Hydraulic Press | SIC24 | 1 | 1 | 1 | 1 | 1 | 0.85 | PSE10YrRetro | 10% | 10% | 10% | 10% | 10% | 10% | 10% | 10% | 10% | 10% | 0% | 0% | 0% | 0% | 0% | 0% | 0% | 0% | 0% | 0% | 0% | 0% | 0% | 0%
Mechanical Pulp Cold Storage Retrofit | RefrigWarehouseGroc | 1 | 1 | 1 | 1 | 1 | 0.85 | PSE10YrRetro | 10% | 10% | 10% | 10% | 10% | 10% | 10% | 10% | 10% | 10% | 0% | 0% | 0% | 0% | 0% | 0% | 0% | 0% | 0% | 0% | 0% | 0% | 0% | 0%
Mechanical Pulp Cold Storage Tuneup | RefrigWarehouseGroc | 1 | 1 | 1 | 1 | 1 | 0.85 | PSE10YrRetro | 10% | 10% | 10% | 10% | 10% | 10% | 10% | 10% | 10% | 10% | 0% | 0% | 0% | 0% | 0% | 0% | 0% | 0% | 0% | 0% | 0% | 0% | 0% | 0%
Mechanical Pulp Fruit Storage Refer Retrofit | IndShift3 | 1 | 1 | 1 | 1 | 1 | 0.85 | PSE10YrRetro | 10% | 10% | 10% | 10% | 10% | 10% | 10% | 10% | 10% | 10% | 0% | 0% | 0% | 0% | 0% | 0% | 0% | 0% | 0% | 0% | 0% | 0% | 0% | 0%
Mechanical Pulp CA Retrofit -- CO2 Scrub | IndShift3 | 1 | 1 | 1 | 1 | 1 | 0.85 | PSE10YrRetro | 10% | 10% | 10% | 10% | 10% | 10% | 10% | 10% | 10% | 10% | 0% | 0% | 0% | 0% | 0% | 0% | 0% | 0% | 0% | 0% | 0% | 0% | 0% | 0%
Mechanical Pulp CA Retrofit -- Membrane | IndShift3 | 1 | 1 | 1 | 1 | 1 | 0.85 | PSE10YrRetro | 10% | 10% | 10% | 10% | 10% | 10% | 10% | 10% | 10% | 10% | 0% | 0% | 0% | 0% | 0% | 0% | 0% | 0% | 0% | 0% | 0% | 0% | 0% | 0%
Mechanical Pulp Fruit Storage Tuneup | IndShift3 | 1 | 1 | 1 | 1 | 1 | 0.85 | PSE10YrRetro | 10% | 10% | 10% | 10% | 10% | 10% | 10% | 10% | 10% | 10% | 0% | 0% | 0% | 0% | 0% | 0% | 0% | 0% | 0% | 0% | 0% | 0% | 0% | 0%
Mechanical Pulp Groc Dist Retrofit | IndShift3 | 1 | 1 | 1 | 1 | 1 | 0.85 | PSE10YrRetro | 10% | 10% | 10% | 10% | 10% | 10% | 10% | 10% | 10% | 10% | 0% | 0% | 0% | 0% | 0% | 0% | 0% | 0% | 0% | 0% | 0% | 0% | 0% | 0%
Mechanical Pulp Groc Dist Tuneup | IndShift3 | 1 | 1 | 1 | 1 | 1 | 0.85 | PSE10YrRetro | 10% | 10% | 10% | 10% | 10% | 10% | 10% | 10% | 10% | 10% | 0% | 0% | 0% | 0% | 0% | 0% | 0% | 0% | 0% | 0% | 0% | 0% | 0% | 0%
Mechanical Pulp Plant Energy Management | IndShift3 | 1 | 1 | 1 | 1 | 1 | 0.85 | PSE10YrRetro | 10% | 10% | 10% | 10% | 10% | 10% | 10% | 10% | 10% | 10% | 0% | 0% | 0% | 0% | 0% | 0% | 0% | 0% | 0% | 0% | 0% | 0% | 0% | 0%
Mechanical Pulp Energy Project Management | IndShift3 | 1 | 1 | 1 | 1 | 1 | 0.85 | PSE10YrRetro | 10% | 10% | 10% | 10% | 10% | 10% | 10% | 10% | 10% | 10% | 0% | 0% | 0% | 0% | 0% | 0% | 0% | 0% | 0% | 0% | 0% | 0% | 0% | 0%
Mechanical Pulp Integrated Plant Energy Management | IndShift3 | 1 | 1 | 1 | 1 | 1 | 0.85 | PSE10YrRetro | 10% | 10% | 10% | 10% | 10% | 10% | 10% | 10% | 10% | 10% | 0% | 0% | 0% | 0% | 0% | 0% | 0% | 0% | 0% | 0% | 0% | 0% | 0% | 0%
Kraft Pulp Air Compressor Demand Reduction | IndShift3 | 1 | 1 | 1 | 1 | 1 | 0.85 | PSE10YrRetro | 10% | 10% | 10% | 10% | 10% | 10% | 10% | 10% | 10% | 10% | 0% | 0% | 0% | 0% | 0% | 0% | 0% | 0% | 0% | 0% | 0% | 0% | 0% | 0%
Kraft Pulp Air Compressor Equipment1 | IndShift1 | 1 | 1 | 1 | 1 | 1 | 0.85 | PSE10YrRetro | 10% | 10% | 10% | 10% | 10% | 10% | 10% | 10% | 10% | 10% | 0% | 0% | 0% | 0% | 0% | 0% | 0% | 0% | 0% | 0% | 0% | 0% | 0% | 0%
Kraft Pulp Air Compressor Equipment2 | IndShift3 | 1 | 1 | 1 | 1 | 1 | 0.85 | PSE10YrRetro | 10% | 10% | 10% | 10% | 10% | 10% | 10% | 10% | 10% | 10% | 0% | 0% | 0% | 0% | 0% | 0% | 0% | 0% | 0% | 0% | 0% | 0% | 0% | 0%
Kraft Pulp Air Compressor Optimization | IndShift3 | 1 | 1 | 1 | 1 | 1 | 0.85 | PSE10YrRetro | 10% | 10% | 10% | 10% | 10% | 10% | 10% | 10% | 10% | 10% | 0% | 0% | 0% | 0% | 0% | 0% | 0% | 0% | 0% | 0% | 0% | 0% | 0% | 0%
Kraft Pulp HighBay Lighting 1 Shift | IndShift1 | 1 | 1 | 1 | 1 | 1 | 0.85 | PSE10YrRetro | 10% | 10% | 10% | 10% | 10% | 10% | 10% | 10% | 10% | 10% | 0% | 0% | 0% | 0% | 0% | 0% | 0% | 0% | 0% | 0% | 0% | 0% | 0% | 0%
Kraft Pulp HighBay Lighting 2 Shift | IndShift2 | 1 | 1 | 1 | 1 | 1 | 0.85 | PSE10YrRetro | 10% | 10% | 10% | 10% | 10% | 10% | 10% | 10% | 10% | 10% | 0% | 0% | 0% | 0% | 0% | 0% | 0% | 0% | 0% | 0% | 0% | 0% | 0% | 0%
Kraft Pulp HighBay Lighting 3 Shift | IndShift3 | 1 | 1 | 1 | 1 | 1 | 0.85 | PSE10YrRetro | 10% | 10% | 10% | 10% | 10% | 10% | 10% | 10% | 10% | 10% | 0% | 0% | 0% | 0% | 0% | 0% | 0% | 0% | 0% | 0% | 0% | 0% | 0% | 0%
Kraft Pulp Efficient Lighting 1 Shift | IndShift1 | 1 | 1 | 1 | 1 | 1 | 0.85 | PSE10YrRetro | 10% | 10% | 10% | 10% | 10% | 10% | 10% | 10% | 10% | 10% | 0% | 0% | 0% | 0% | 0% | 0% | 0% | 0% | 0% | 0% | 0% | 0% | 0% | 0%
Kraft Pulp Efficient Lighting 2 Shift | IndShift2 | 1 | 1 | 1 | 1 | 1 | 0.85 | PSE10YrRetro | 10% | 10% | 10% | 10% | 10% | 10% | 10% | 10% | 10% | 10% | 0% | 0% | 0% | 0% | 0% | 0% | 0% | 0% | 0% | 0% | 0% | 0% | 0% | 0%
Kraft Pulp Efficient Lighting 3 Shift | IndShift3 | 1 | 1 | 1 | 1 | 1 | 0.85 | PSE10YrRetro | 10% | 10% | 10% | 10% | 10% | 10% | 10% | 10% | 10% | 10% | 0% | 0% | 0% | 0% | 0% | 0% | 0% | 0% | 0% | 0% | 0% | 0% | 0% | 0%
Kraft Pulp Lighting Controls | IndShift3 | 1 | 1 | 1 | 1 | 1 | 0.85 | PSE10YrRetro | 10% | 10% | 10% | 10% | 10% | 10% | 10% | 10% | 10% | 10% | 0% | 0% | 0% | 0% | 0% | 0% | 0% | 0% | 0% | 0% | 0% | 0% | 0% | 0%
Kraft Pulp Motors: Rewind 20-50 HP | IndShift3 | 1 | 1 | 1 | 1 | 1 | 0.85 | PSE10YrRetro | 10% | 10% | 10% | 10% | 10% | 10% | 10% | 10% | 10% | 10% | 0% | 0% | 0% | 0% | 0% | 0% | 0% | 0% | 0% | 0% | 0% | 0% | 0% | 0%
Kraft Pulp Motors: Rewind 51-100 HP | IndShift3 | 1 | 1 | 1 | 1 | 1 | 0.85 | PSE10YrRetro | 10% | 10% | 10% | 10% | 10% | 10% | 10% | 10% | 10% | 10% | 0% | 0% | 0% | 0% | 0% | 0% | 0% | 0% | 0% | 0% | 0% | 0% | 0% | 0%
Kraft Pulp Motors: Rewind 101-200 HP | IndShift3 | 1 | 1 | 1 | 1 | 1 | 0.85 | PSE10YrRetro | 10% | 10% | 10% | 10% | 10% | 10% | 10% | 10% | 10% | 10% | 0% | 0% | 0% | 0% | 0% | 0% | 0% | 0% | 0% | 0% | 0% | 0% | 0% | 0%
Kraft Pulp Motors: Rewind 201-500 HP | IndShift3 | 1 | 1 | 1 | 1 | 1 | 0.85 | PSE10YrRetro | 10% | 10% | 10% | 10% | 10% | 10% | 10% | 10% | 10% | 10% | 0% | 0% | 0% | 0% | 0% | 0% | 0% | 0% | 0% | 0% | 0% | 0% | 0% | 0%
Kraft Pulp Motors: Rewind 501-5000 HP | IndShift3 | 1 | 1 | 1 | 1 | 1 | 0.85 | PSE10YrRetro | 10% | 10% | 10% | 10% | 10% | 10% | 10% | 10% | 10% | 10% | 0% | 0% | 0% | 0% | 0% | 0% | 0% | 0% | 0% | 0% | 0% | 0% | 0% | 0%
Kraft Pulp Efficient Centrifugal Fan | SIC26 | 1 | 1 | 1 | 1 | 1 | 0.85 | PSE10YrRetro | 10% | 10% | 10% | 10% | 10% | 10% | 10% | 10% | 10% | 10% | 0% | 0% | 0% | 0% | 0% | 0% | 0% | 0% | 0% | 0% | 0% | 0% | 0% | 0%
Kraft Pulp Fan Energy Management | SIC20 | 1 | 1 | 1 | 1 | 1 | 0.85 | PSE10YrRetro | 10% | 10% | 10% | 10% | 10% | 10% | 10% | 10% | 10% | 10% | 0% | 0% | 0% | 0% | 0% | 0% | 0% | 0% | 0% | 0% | 0% | 0% | 0% | 0%
Kraft Pulp Fan Equipment Upgrade | IndShift3 | 1 | 1 | 1 | 1 | 1 | 0.85 | PSE10YrRetro | 10% | 10% | 10% | 10% | 10% | 10% | 10% | 10% | 10% | 10% | 0% | 0% | 0% | 0% | 0% | 0% | 0% | 0% | 0% | 0% | 0% | 0% | 0% | 0%
Kraft Pulp Fan System Optimization | SIC24 | 1 | 1 | 1 | 1 | 1 | 0.85 | PSE10YrRetro | 10% | 10% | 10% | 10% | 10% | 10% | 10% | 10% | 10% | 10% | 0% | 0% | 0% | 0% | 0% | 0% | 0% | 0% | 0% | 0% | 0% | 0% | 0% | 0%
Kraft Pulp Pump Energy Management | SIC26 | 1 | 1 | 1 | 1 | 1 | 0.85 | PSE10YrRetro | 10% | 10% | 10% | 10% | 10% | 10% | 10% | 10% | 10% | 10% | 0% | 0% | 0% | 0% | 0% | 0% | 0% | 0% | 0% | 0% | 0% | 0% | 0% | 0%
Kraft Pulp Pump Equipment Upgrade | SIC26 | 1 | 1 | 1 | 1 | 1 | 0.85 | PSE10YrRetro | 10% | 10% | 10% | 10% | 10% | 10% | 10% | 10% | 10% | 10% | 0% | 0% | 0% | 0% | 0% | 0% | 0% | 0% | 0% | 0% | 0% | 0% | 0% | 0%
Kraft Pulp Pump System Optimization | SIC20 | 1 | 1 | 1 | 1 | 1 | 0.85 | PSE10YrRetro | 10% | 10% | 10% | 10% | 10% | 10% | 10% | 10% | 10% | 10% | 0% | 0% | 0% | 0% | 0% | 0% | 0% | 0% | 0% | 0% | 0% | 0% | 0% | 0%
Kraft Pulp Transformers-Retrofit | IndShift3 | 1 | 1 | 1 | 1 | 1 | 0.85 | PSE10YrRetro | 10% | 10% | 10% | 10% | 10% | 10% | 10% | 10% | 10% | 10% | 0% | 0% | 0% | 0% | 0% | 0% | 0% | 0% | 0% | 0% | 0% | 0% | 0% | 0%
Kraft Pulp Transformers-New | IndShift3 | 1 | 1 | 1 | 1 | 1 | 0.85 | PSE10YrRetro | 10% | 10% | 10% | 10% | 10% | 10% | 10% | 10% | 10% | 10% | 0% | 0% | 0% | 0% | 0% | 0% | 0% | 0% | 0% | 0% | 0% | 0% | 0% | 0%
Kraft Pulp Synchronous Belts | IndShift3 | 1 | 1 | 1 | 1 | 1 | 0.85 | PSE10YrRetro | 10% | 10% | 10% | 10% | 10% | 10% | 10% | 10% | 10% | 10% | 0% | 0% | 0% | 0% | 0% | 0% | 0% | 0% | 0% | 0% | 0% | 0% | 0% | 0%
Kraft Pulp Elec Chip Fab: Eliminate Exhaust | IndShift3 | 1 | 1 | 1 | 1 | 1 | 0.85 | PSE10YrRetro | 10% | 10% | 10% | 10% | 10% | 10% | 10% | 10% | 10% | 10% | 0% | 0% | 0% | 0% | 0% | 0% | 0% | 0% | 0% | 0% | 0% | 0% | 0% | 0%
Kraft Pulp Elec Chip Fab: Exhaust Injector | IndShift3 | 1 | 1 | 1 | 1 | 1 | 0.85 | PSE10YrRetro | 10% | 10% | 10% | 10% | 10% | 10% | 10% | 10% | 10% | 10% | 0% | 0% | 0% | 0% | 0% | 0% | 0% | 0% | 0% | 0% | 0% | 0% | 0% | 0%
Kraft Pulp Elec Chip Fab: Solidstate Chiller | IndShift3 | 1 | 1 | 1 | 1 | 1 | 0.85 | PSE10YrRetro | 10% | 10% | 10% | 10% | 10% | 10% | 10% | 10% | 10% | 10% | 0% | 0% | 0% | 0% | 0% | 0% | 0% | 0% | 0% | 0% | 0% | 0% | 0% | 0%
Kraft Pulp Elec Chip Fab: Reduce Gas Pressure | IndShift3 | 1 | 1 | 1 | 1 | 1 | 0.85 | PSE10YrRetro | 10% | 10% | 10% | 10% | 10% | 10% | 10% | 10% | 10% | 10% | 0% | 0% | 0% | 0% | 0% | 0% | 0% | 0% | 0% | 0% | 0% | 0% | 0% | 0%
Kraft Pulp Clean Room: Change Filter Strategy | IndShift3 | 1 | 1 | 1 | 1 | 1 | 0.85 | PSE10YrRetro | 10% | 10% | 10% | 10% | 10% | 10% | 10% | 10% | 10% | 10% | 0% | 0% | 0% | 0% | 0% | 0% | 0% | 0% | 0% | 0% | 0% | 0% | 0% | 0%
Kraft Pulp Clean Room: Clean Room HVAC | IndShift3 | 1 | 1 | 1 | 1 | 1 | 0.85 | PSE10YrRetro | 10% | 10% | 10% | 10% | 10% | 10% | 10% | 10% | 10% | 10% | 0% | 0% | 0% | 0% | 0% | 0% | 0% | 0% | 0% | 0% | 0% | 0% | 0% | 0%
Kraft Pulp Clean Room: Chiller Optimize | IndShift3 | 1 | 1 | 1 | 1 | 1 | 0.85 | PSE10YrRetro | 10% | 10% | 10% | 10% | 10% | 10% | 10% | 10% | 10% | 10% | 0% | 0% | 0% | 0% | 0% | 0% | 0% | 0% | 0% | 0% | 0% | 0% | 0% | 0%
Kraft Pulp Food: Cooling and Storage | IndShift3 | 1 | 1 | 1 | 1 | 1 | 0.85 | PSE10YrRetro | 10% | 10% | 10% | 10% | 10% | 10% | 10% | 10% | 10% | 10% | 0% | 0% | 0% | 0% | 0% | 0% | 0% | 0% | 0% | 0% | 0% | 0% | 0% | 0%
Kraft Pulp Food: Refrig Storage Tuneup | IndShift3 | 1 | 1 | 1 | 1 | 1 | 0.85 | PSE10YrRetro | 10% | 10% | 10% | 10% | 10% | 10% | 10% | 10% | 10% | 10% | 0% | 0% | 0% | 0% | 0% | 0% | 0% | 0% | 0% | 0% | 0% | 0% | 0% | 0%
Kraft Pulp Metal: New Arc Furnace | IndShift3 | 1 | 1 | 1 | 1 | 1 | 0.85 | PSE10YrRetro | 10% | 10% | 10% | 10% | 10% | 10% | 10% | 10% | 10% | 10% | 0% | 0% | 0% | 0% | 0% | 0% | 0% | 0% | 0% | 0% | 0% | 0% | 0% | 0%
Kraft Pulp Mech Pulp: Refiner Replacement | IndShift3 | 1 | 1 | 1 | 1 | 1 | 0.85 | PSE10YrRetro | 10% | 10% | 10% | 10% | 10% | 10% | 10% | 10% | 10% | 10% | 0% | 0% | 0% | 0% | 0% | 0% | 0% | 0% | 0% | 0% | 0% | 0% | 0% | 0%
Kraft Pulp Mech Pulp: Premium Process | IndShift3 | 1 | 1 | 1 | 1 | 1 | 0.85 | PSE10YrRetro | 10% | 10% | 10% | 10% | 10% | 10% | 10% | 10% | 10% | 10% | 0% | 0% | 0% | 0% | 0% | 0% | 0% | 0% | 0% | 0% | 0% | 0% | 0% | 0%
Kraft Pulp Mech Pulp: Refiner Plate Improvement | IndShift3 | 1 | 1 | 1 | 1 | 1 | 0.85 | PSE10YrRetro | 10% | 10% | 10% | 10% | 10% | 10% | 10% | 10% | 10% | 10% | 0% | 0% | 0% | 0% | 0% | 0% | 0% | 0% | 0% | 0% | 0% | 0% | 0% | 0%
Kraft Pulp Kraft: Effluent Treatment System | IndShift3 | 1 | 1 | 1 | 1 | 1 | 0.85 | PSE10YrRetro | 10% | 10% | 10% | 10% | 10% | 10% | 10% | 10% | 10% | 10% | 0% | 0% | 0% | 0% | 0% | 0% | 0% | 0% | 0% | 0% | 0% | 0% | 0% | 0%
Kraft Pulp Kraft: Efficient Agitator | IndShift3 | 1 | 1 | 1 | 1 | 1 | 0.85 | PSE10YrRetro | 10% | 10% | 10% | 10% | 10% | 10% | 10% | 10% | 10% | 10% | 0% | 0% | 0% | 0% | 0% | 0% | 0% | 0% | 0% | 0% | 0% | 0% | 0% | 0%
Kraft Pulp Paper: Efficient Pulp Screen | IndShift3 | 1 | 1 | 1 | 1 | 1 | 0.85 | PSE10YrRetro | 10% | 10% | 10% | 10% | 10% | 10% | 10% | 10% | 10% | 10% | 0% | 0% | 0% | 0% | 0% | 0% | 0% | 0% | 0% | 0% | 0% | 0% | 0% | 0%
Kraft Pulp Paper: Premium Fan | IndShift3 | 1 | 1 | 1 | 1 | 1 | 0.85 | PSE10YrRetro | 10% | 10% | 10% | 10% | 10% | 10% | 10% | 10% | 10% | 10% | 0% | 0% | 0% | 0% | 0% | 0% | 0% | 0% | 0% | 0% | 0% | 0% | 0% | 0%
Kraft Pulp Paper: Material Handling | SIC24 | 1 | 1 | 1 | 1 | 1 | 0.85 | PSE10YrRetro | 10% | 10% | 10% | 10% | 10% | 10% | 10% | 10% | 10% | 10% | 0% | 0% | 0% | 0% | 0% | 0% | 0% | 0% | 0% | 0% | 0% | 0% | 0% | 0%
Kraft Pulp Paper: Large Material Handling | SIC24 | 1 | 1 | 1 | 1 | 1 | 0.85 | PSE10YrRetro | 10% | 10% | 10% | 10% | 10% | 10% | 10% | 10% | 10% | 10% | 0% | 0% | 0% | 0% | 0% | 0% | 0% | 0% | 0% | 0% | 0% | 0% | 0% | 0%
Kraft Pulp Paper: Premium Control Large Material | IndShift3 | 1 | 1 | 1 | 1 | 1 | 0.85 | PSE10YrRetro | 10% | 10% | 10% | 10% | 10% | 10% | 10% | 10% | 10% | 10% | 0% | 0% | 0% | 0% | 0% | 0% | 0% | 0% | 0% | 0% | 0% | 0% | 0% | 0%
Kraft Pulp Material Handling1 | SIC24 | 1 | 1 | 1 | 1 | 1 | 0.85 | PSE10YrRetro | 10% | 10% | 10% | 10% | 10% | 10% | 10% | 10% | 10% | 10% | 0% | 0% | 0% | 0% | 0% | 0% | 0% | 0% | 0% | 0% | 0% | 0% | 0% | 0%
Kraft Pulp Material Handling2 | SIC24 | 1 | 1 | 1 | 1 | 1 | 0.85 | PSE10YrRetro | 10% | 10% | 10% | 10% | 10% | 10% | 10% | 10% | 10% | 10% | 0% | 0% | 0% | 0% | 0% | 0% | 0% | 0% | 0% | 0% | 0% | 0% | 0% | 0%
Kraft Pulp Material Handling VFD1 | SIC24 | 1 | 1 | 1 | 1 | 1 | 0.85 | PSE10YrRetro | 10% | 10% | 10% | 10% | 10% | 10% | 10% | 10% | 10% | 10% | 0% | 0% | 0% | 0% | 0% | 0% | 0% | 0% | 0% | 0% | 0% | 0% | 0% | 0%
Kraft Pulp Material Handling VFD2 | SIC24 | 1 | 1 | 1 | 1 | 1 | 0.85 | PSE10YrRetro | 10% | 10% | 10% | 10% | 10% | 10% | 10% | 10% | 10% | 10% | 0% | 0% | 0% | 0% | 0% | 0% | 0% | 0% | 0% | 0% | 0% | 0% | 0% | 0%
Kraft Pulp Wood: Replace Pneumatic Conveyor | SIC24 | 1 | 1 | 1 | 1 | 1 | 0.85 | PSE10YrRetro | 10% | 10% | 10% | 10% | 10% | 10% | 10% | 10% | 10% | 10% | 0% | 0% | 0% | 0% | 0% | 0% | 0% | 0% | 0% | 0% | 0% | 0% | 0% | 0%
Kraft Pulp Panel: Hydraulic Press | SIC24 | 1 | 1 | 1 | 1 | 1 | 0.85 | PSE10YrRetro | 10% | 10% | 10% | 10% | 10% | 10% | 10% | 10% | 10% | 10% | 0% | 0% | 0% | 0% | 0% | 0% | 0% | 0% | 0% | 0% | 0% | 0% | 0% | 0%
Kraft Pulp Cold Storage Retrofit | RefrigWarehouseGroc | 1 | 1 | 1 | 1 | 1 | 0.85 | PSE10YrRetro | 10% | 10% | 10% | 10% | 10% | 10% | 10% | 10% | 10% | 10% | 0% | 0% | 0% | 0% | 0% | 0% | 0% | 0% | 0% | 0% | 0% | 0% | 0% | 0%
Kraft Pulp Cold Storage Tuneup | RefrigWarehouseGroc | 1 | 1 | 1 | 1 | 1 | 0.85 | PSE10YrRetro | 10% | 10% | 10% | 10% | 10% | 10% | 10% | 10% | 10% | 10% | 0% | 0% | 0% | 0% | 0% | 0% | 0% | 0% | 0% | 0% | 0% | 0% | 0% | 0%
Kraft Pulp Fruit Storage Refer Retrofit | IndShift3 | 1 | 1 | 1 | 1 | 1 | 0.85 | PSE10YrRetro | 10% | 10% | 10% | 10% | 10% | 10% | 10% | 10% | 10% | 10% | 0% | 0% | 0% | 0% | 0% | 0% | 0% | 0% | 0% | 0% | 0% | 0% | 0% | 0%
Kraft Pulp CA Retrofit -- CO2 Scrub | IndShift3 | 1 | 1 | 1 | 1 | 1 | 0.85 | PSE10YrRetro | 10% | 10% | 10% | 10% | 10% | 10% | 10% | 10% | 10% | 10% | 0% | 0% | 0% | 0% | 0% | 0% | 0% | 0% | 0% | 0% | 0% | 0% | 0% | 0%
Kraft Pulp CA Retrofit -- Membrane | IndShift3 | 1 | 1 | 1 | 1 | 1 | 0.85 | PSE10YrRetro | 10% | 10% | 10% | 10% | 10% | 10% | 10% | 10% | 10% | 10% | 0% | 0% | 0% | 0% | 0% | 0% | 0% | 0% | 0% | 0% | 0% | 0% | 0% | 0%
Kraft Pulp Fruit Storage Tuneup | IndShift3 | 1 | 1 | 1 | 1 | 1 | 0.85 | PSE10YrRetro | 10% | 10% | 10% | 10% | 10% | 10% | 10% | 10% | 10% | 10% | 0% | 0% | 0% | 0% | 0% | 0% | 0% | 0% | 0% | 0% | 0% | 0% | 0% | 0%
Kraft Pulp Groc Dist Retrofit | IndShift3 | 1 | 1 | 1 | 1 | 1 | 0.85 | PSE10YrRetro | 10% | 10% | 10% | 10% | 10% | 10% | 10% | 10% | 10% | 10% | 0% | 0% | 0% | 0% | 0% | 0% | 0% | 0% | 0% | 0% | 0% | 0% | 0% | 0%
Kraft Pulp Groc Dist Tuneup | IndShift3 | 1 | 1 | 1 | 1 | 1 | 0.85 | PSE10YrRetro | 10% | 10% | 10% | 10% | 10% | 10% | 10% | 10% | 10% | 10% | 0% | 0% | 0% | 0% | 0% | 0% | 0% | 0% | 0% | 0% | 0% | 0% | 0% | 0%
Kraft Pulp Plant Energy Management | IndShift3 | 1 | 1 | 1 | 1 | 1 | 0.85 | PSE10YrRetro | 10% | 10% | 10% | 10% | 10% | 10% | 10% | 10% | 10% | 10% | 0% | 0% | 0% | 0% | 0% | 0% | 0% | 0% | 0% | 0% | 0% | 0% | 0% | 0%
Kraft Pulp Energy Project Management | IndShift3 | 1 | 1 | 1 | 1 | 1 | 0.85 | PSE10YrRetro | 10% | 10% | 10% | 10% | 10% | 10% | 10% | 10% | 10% | 10% | 0% | 0% | 0% | 0% | 0% | 0% | 0% | 0% | 0% | 0% | 0% | 0% | 0% | 0%
Kraft Pulp Integrated Plant Energy Management | IndShift3 | 1 | 1 | 1 | 1 | 1 | 0.85 | PSE10YrRetro | 10% | 10% | 10% | 10% | 10% | 10% | 10% | 10% | 10% | 10% | 0% | 0% | 0% | 0% | 0% | 0% | 0% | 0% | 0% | 0% | 0% | 0% | 0% | 0%
Paper Air Compressor Demand Reduction | IndShift3 | 1 | 1 | 1 | 1 | 1 | 0.85 | PSE10YrRetro | 10% | 10% | 10% | 10% | 10% | 10% | 10% | 10% | 10% | 10% | 0% | 0% | 0% | 0% | 0% | 0% | 0% | 0% | 0% | 0% | 0% | 0% | 0% | 0%
Paper Air Compressor Equipment1 | IndShift1 | 1 | 1 | 1 | 1 | 1 | 0.85 | PSE10YrRetro | 10% | 10% | 10% | 10% | 10% | 10% | 10% | 10% | 10% | 10% | 0% | 0% | 0% | 0% | 0% | 0% | 0% | 0% | 0% | 0% | 0% | 0% | 0% | 0%
Paper Air Compressor Equipment2 | IndShift3 | 1 | 1 | 1 | 1 | 1 | 0.85 | PSE10YrRetro | 10% | 10% | 10% | 10% | 10% | 10% | 10% | 10% | 10% | 10% | 0% | 0% | 0% | 0% | 0% | 0% | 0% | 0% | 0% | 0% | 0% | 0% | 0% | 0%
Paper Air Compressor Optimization | IndShift3 | 1 | 1 | 1 | 1 | 1 | 0.85 | PSE10YrRetro | 10% | 10% | 10% | 10% | 10% | 10% | 10% | 10% | 10% | 10% | 0% | 0% | 0% | 0% | 0% | 0% | 0% | 0% | 0% | 0% | 0% | 0% | 0% | 0%
Paper HighBay Lighting 1 Shift | IndShift1 | 1 | 1 | 1 | 1 | 1 | 0.85 | PSE10YrRetro | 10% | 10% | 10% | 10% | 10% | 10% | 10% | 10% | 10% | 10% | 0% | 0% | 0% | 0% | 0% | 0% | 0% | 0% | 0% | 0% | 0% | 0% | 0% | 0%
Paper HighBay Lighting 2 Shift | IndShift2 | 1 | 1 | 1 | 1 | 1 | 0.85 | PSE10YrRetro | 10% | 10% | 10% | 10% | 10% | 10% | 10% | 10% | 10% | 10% | 0% | 0% | 0% | 0% | 0% | 0% | 0% | 0% | 0% | 0% | 0% | 0% | 0% | 0%
Paper HighBay Lighting 3 Shift | IndShift3 | 1 | 1 | 1 | 1 | 1 | 0.85 | PSE10YrRetro | 10% | 10% | 10% | 10% | 10% | 10% | 10% | 10% | 10% | 10% | 0% | 0% | 0% | 0% | 0% | 0% | 0% | 0% | 0% | 0% | 0% | 0% | 0% | 0%
Paper Efficient Lighting 1 Shift | IndShift1 | 1 | 1 | 1 | 1 | 1 | 0.85 | PSE10YrRetro | 10% | 10% | 10% | 10% | 10% | 10% | 10% | 10% | 10% | 10% | 0% | 0% | 0% | 0% | 0% | 0% | 0% | 0% | 0% | 0% | 0% | 0% | 0% | 0%
Paper Efficient Lighting 2 Shift | IndShift2 | 1 | 1 | 1 | 1 | 1 | 0.85 | PSE10YrRetro | 10% | 10% | 10% | 10% | 10% | 10% | 10% | 10% | 10% | 10% | 0% | 0% | 0% | 0% | 0% | 0% | 0% | 0% | 0% | 0% | 0% | 0% | 0% | 0%
Paper Efficient Lighting 3 Shift | IndShift3 | 1 | 1 | 1 | 1 | 1 | 0.85 | PSE10YrRetro | 10% | 10% | 10% | 10% | 10% | 10% | 10% | 10% | 10% | 10% | 0% | 0% | 0% | 0% | 0% | 0% | 0% | 0% | 0% | 0% | 0% | 0% | 0% | 0%
Paper Lighting Controls | IndShift3 | 1 | 1 | 1 | 1 | 1 | 0.85 | PSE10YrRetro | 10% | 10% | 10% | 10% | 10% | 10% | 10% | 10% | 10% | 10% | 0% | 0% | 0% | 0% | 0% | 0% | 0% | 0% | 0% | 0% | 0% | 0% | 0% | 0%
Paper Motors: Rewind 20-50 HP | IndShift3 | 1 | 1 | 1 | 1 | 1 | 0.85 | PSE10YrRetro | 10% | 10% | 10% | 10% | 10% | 10% | 10% | 10% | 10% | 10% | 0% | 0% | 0% | 0% | 0% | 0% | 0% | 0% | 0% | 0% | 0% | 0% | 0% | 0%
Paper Motors: Rewind 51-100 HP | IndShift3 | 1 | 1 | 1 | 1 | 1 | 0.85 | PSE10YrRetro | 10% | 10% | 10% | 10% | 10% | 10% | 10% | 10% | 10% | 10% | 0% | 0% | 0% | 0% | 0% | 0% | 0% | 0% | 0% | 0% | 0% | 0% | 0% | 0%
Paper Motors: Rewind 101-200 HP | IndShift3 | 1 | 1 | 1 | 1 | 1 | 0.85 | PSE10YrRetro | 10% | 10% | 10% | 10% | 10% | 10% | 10% | 10% | 10% | 10% | 0% | 0% | 0% | 0% | 0% | 0% | 0% | 0% | 0% | 0% | 0% | 0% | 0% | 0%
Paper Motors: Rewind 201-500 HP | IndShift3 | 1 | 1 | 1 | 1 | 1 | 0.85 | PSE10YrRetro | 10% | 10% | 10% | 10% | 10% | 10% | 10% | 10% | 10% | 10% | 0% | 0% | 0% | 0% | 0% | 0% | 0% | 0% | 0% | 0% | 0% | 0% | 0% | 0%
Paper Motors: Rewind 501-5000 HP | IndShift3 | 1 | 1 | 1 | 1 | 1 | 0.85 | PSE10YrRetro | 10% | 10% | 10% | 10% | 10% | 10% | 10% | 10% | 10% | 10% | 0% | 0% | 0% | 0% | 0% | 0% | 0% | 0% | 0% | 0% | 0% | 0% | 0% | 0%
Paper Efficient Centrifugal Fan | SIC26 | 1 | 1 | 1 | 1 | 1 | 0.85 | PSE10YrRetro | 10% | 10% | 10% | 10% | 10% | 10% | 10% | 10% | 10% | 10% | 0% | 0% | 0% | 0% | 0% | 0% | 0% | 0% | 0% | 0% | 0% | 0% | 0% | 0%
Paper Fan Energy Management | SIC20 | 1 | 1 | 1 | 1 | 1 | 0.85 | PSE10YrRetro | 10% | 10% | 10% | 10% | 10% | 10% | 10% | 10% | 10% | 10% | 0% | 0% | 0% | 0% | 0% | 0% | 0% | 0% | 0% | 0% | 0% | 0% | 0% | 0%
Paper Fan Equipment Upgrade | IndShift3 | 1 | 1 | 1 | 1 | 1 | 0.85 | PSE10YrRetro | 10% | 10% | 10% | 10% | 10% | 10% | 10% | 10% | 10% | 10% | 0% | 0% | 0% | 0% | 0% | 0% | 0% | 0% | 0% | 0% | 0% | 0% | 0% | 0%
Paper Fan System Optimization | SIC24 | 1 | 1 | 1 | 1 | 1 | 0.85 | PSE10YrRetro | 10% | 10% | 10% | 10% | 10% | 10% | 10% | 10% | 10% | 10% | 0% | 0% | 0% | 0% | 0% | 0% | 0% | 0% | 0% | 0% | 0% | 0% | 0% | 0%
Paper Pump Energy Management | SIC26 | 1 | 1 | 1 | 1 | 1 | 0.85 | PSE10YrRetro | 10% | 10% | 10% | 10% | 10% | 10% | 10% | 10% | 10% | 10% | 0% | 0% | 0% | 0% | 0% | 0% | 0% | 0% | 0% | 0% | 0% | 0% | 0% | 0%
Paper Pump Equipment Upgrade | SIC26 | 1 | 1 | 1 | 1 | 1 | 0.85 | PSE10YrRetro | 10% | 10% | 10% | 10% | 10% | 10% | 10% | 10% | 10% | 10% | 0% | 0% | 0% | 0% | 0% | 0% | 0% | 0% | 0% | 0% | 0% | 0% | 0% | 0%
Paper Pump System Optimization | SIC20 | 1 | 1 | 1 | 1 | 1 | 0.85 | PSE10YrRetro | 10% | 10% | 10% | 10% | 10% | 10% | 10% | 10% | 10% | 10% | 0% | 0% | 0% | 0% | 0% | 0% | 0% | 0% | 0% | 0% | 0% | 0% | 0% | 0%
Paper Transformers-Retrofit | IndShift3 | 1 | 1 | 1 | 1 | 1 | 0.85 | PSE10YrRetro | 10% | 10% | 10% | 10% | 10% | 10% | 10% | 10% | 10% | 10% | 0% | 0% | 0% | 0% | 0% | 0% | 0% | 0% | 0% | 0% | 0% | 0% | 0% | 0%
Paper Transformers-New | IndShift3 | 1 | 1 | 1 | 1 | 1 | 0.85 | PSE10YrRetro | 10% | 10% | 10% | 10% | 10% | 10% | 10% | 10% | 10% | 10% | 0% | 0% | 0% | 0% | 0% | 0% | 0% | 0% | 0% | 0% | 0% | 0% | 0% | 0%
Paper Synchronous Belts | IndShift3 | 1 | 1 | 1 | 1 | 1 | 0.85 | PSE10YrRetro | 10% | 10% | 10% | 10% | 10% | 10% | 10% | 10% | 10% | 10% | 0% | 0% | 0% | 0% | 0% | 0% | 0% | 0% | 0% | 0% | 0% | 0% | 0% | 0%
Paper Elec Chip Fab: Eliminate Exhaust | IndShift3 | 1 | 1 | 1 | 1 | 1 | 0.85 | PSE10YrRetro | 10% | 10% | 10% | 10% | 10% | 10% | 10% | 10% | 10% | 10% | 0% | 0% | 0% | 0% | 0% | 0% | 0% | 0% | 0% | 0% | 0% | 0% | 0% | 0%
Paper Elec Chip Fab: Exhaust Injector | IndShift3 | 1 | 1 | 1 | 1 | 1 | 0.85 | PSE10YrRetro | 10% | 10% | 10% | 10% | 10% | 10% | 10% | 10% | 10% | 10% | 0% | 0% | 0% | 0% | 0% | 0% | 0% | 0% | 0% | 0% | 0% | 0% | 0% | 0%
Paper Elec Chip Fab: Solidstate Chiller | IndShift3 | 1 | 1 | 1 | 1 | 1 | 0.85 | PSE10YrRetro | 10% | 10% | 10% | 10% | 10% | 10% | 10% | 10% | 10% | 10% | 0% | 0% | 0% | 0% | 0% | 0% | 0% | 0% | 0% | 0% | 0% | 0% | 0% | 0%
Paper Elec Chip Fab: Reduce Gas Pressure | IndShift3 | 1 | 1 | 1 | 1 | 1 | 0.85 | PSE10YrRetro | 10% | 10% | 10% | 10% | 10% | 10% | 10% | 10% | 10% | 10% | 0% | 0% | 0% | 0% | 0% | 0% | 0% | 0% | 0% | 0% | 0% | 0% | 0% | 0%
Paper Clean Room: Change Filter Strategy | IndShift3 | 1 | 1 | 1 | 1 | 1 | 0.85 | PSE10YrRetro | 10% | 10% | 10% | 10% | 10% | 10% | 10% | 10% | 10% | 10% | 0% | 0% | 0% | 0% | 0% | 0% | 0% | 0% | 0% | 0% | 0% | 0% | 0% | 0%
Paper Clean Room: Clean Room HVAC | IndShift3 | 1 | 1 | 1 | 1 | 1 | 0.85 | PSE10YrRetro | 10% | 10% | 10% | 10% | 10% | 10% | 10% | 10% | 10% | 10% | 0% | 0% | 0% | 0% | 0% | 0% | 0% | 0% | 0% | 0% | 0% | 0% | 0% | 0%
Paper Clean Room: Chiller Optimize | IndShift3 | 1 | 1 | 1 | 1 | 1 | 0.85 | PSE10YrRetro | 10% | 10% | 10% | 10% | 10% | 10% | 10% | 10% | 10% | 10% | 0% | 0% | 0% | 0% | 0% | 0% | 0% | 0% | 0% | 0% | 0% | 0% | 0% | 0%
Paper Food: Cooling and Storage | IndShift3 | 1 | 1 | 1 | 1 | 1 | 0.85 | PSE10YrRetro | 10% | 10% | 10% | 10% | 10% | 10% | 10% | 10% | 10% | 10% | 0% | 0% | 0% | 0% | 0% | 0% | 0% | 0% | 0% | 0% | 0% | 0% | 0% | 0%
Paper Food: Refrig Storage Tuneup | IndShift3 | 1 | 1 | 1 | 1 | 1 | 0.85 | PSE10YrRetro | 10% | 10% | 10% | 10% | 10% | 10% | 10% | 10% | 10% | 10% | 0% | 0% | 0% | 0% | 0% | 0% | 0% | 0% | 0% | 0% | 0% | 0% | 0% | 0%
Paper Metal: New Arc Furnace | IndShift3 | 1 | 1 | 1 | 1 | 1 | 0.85 | PSE10YrRetro | 10% | 10% | 10% | 10% | 10% | 10% | 10% | 10% | 10% | 10% | 0% | 0% | 0% | 0% | 0% | 0% | 0% | 0% | 0% | 0% | 0% | 0% | 0% | 0%
Paper Mech Pulp: Refiner Replacement | IndShift3 | 1 | 1 | 1 | 1 | 1 | 0.85 | PSE10YrRetro | 10% | 10% | 10% | 10% | 10% | 10% | 10% | 10% | 10% | 10% | 0% | 0% | 0% | 0% | 0% | 0% | 0% | 0% | 0% | 0% | 0% | 0% | 0% | 0%
Paper Mech Pulp: Premium Process | IndShift3 | 1 | 1 | 1 | 1 | 1 | 0.85 | PSE10YrRetro | 10% | 10% | 10% | 10% | 10% | 10% | 10% | 10% | 10% | 10% | 0% | 0% | 0% | 0% | 0% | 0% | 0% | 0% | 0% | 0% | 0% | 0% | 0% | 0%
Paper Mech Pulp: Refiner Plate Improvement | IndShift3 | 1 | 1 | 1 | 1 | 1 | 0.85 | PSE10YrRetro | 10% | 10% | 10% | 10% | 10% | 10% | 10% | 10% | 10% | 10% | 0% | 0% | 0% | 0% | 0% | 0% | 0% | 0% | 0% | 0% | 0% | 0% | 0% | 0%
Paper Kraft: Effluent Treatment System | IndShift3 | 1 | 1 | 1 | 1 | 1 | 0.85 | PSE10YrRetro | 10% | 10% | 10% | 10% | 10% | 10% | 10% | 10% | 10% | 10% | 0% | 0% | 0% | 0% | 0% | 0% | 0% | 0% | 0% | 0% | 0% | 0% | 0% | 0%
Paper Kraft: Efficient Agitator | IndShift3 | 1 | 1 | 1 | 1 | 1 | 0.85 | PSE10YrRetro | 10% | 10% | 10% | 10% | 10% | 10% | 10% | 10% | 10% | 10% | 0% | 0% | 0% | 0% | 0% | 0% | 0% | 0% | 0% | 0% | 0% | 0% | 0% | 0%
Paper Paper: Efficient Pulp Screen | IndShift3 | 1 | 1 | 1 | 1 | 1 | 0.85 | PSE10YrRetro | 10% | 10% | 10% | 10% | 10% | 10% | 10% | 10% | 10% | 10% | 0% | 0% | 0% | 0% | 0% | 0% | 0% | 0% | 0% | 0% | 0% | 0% | 0% | 0%
Paper Paper: Premium Fan | IndShift3 | 1 | 1 | 1 | 1 | 1 | 0.85 | PSE10YrRetro | 10% | 10% | 10% | 10% | 10% | 10% | 10% | 10% | 10% | 10% | 0% | 0% | 0% | 0% | 0% | 0% | 0% | 0% | 0% | 0% | 0% | 0% | 0% | 0%
Paper Paper: Material Handling | SIC24 | 1 | 1 | 1 | 1 | 1 | 0.85 | PSE10YrRetro | 10% | 10% | 10% | 10% | 10% | 10% | 10% | 10% | 10% | 10% | 0% | 0% | 0% | 0% | 0% | 0% | 0% | 0% | 0% | 0% | 0% | 0% | 0% | 0%
Paper Paper: Large Material Handling | SIC24 | 1 | 1 | 1 | 1 | 1 | 0.85 | PSE10YrRetro | 10% | 10% | 10% | 10% | 10% | 10% | 10% | 10% | 10% | 10% | 0% | 0% | 0% | 0% | 0% | 0% | 0% | 0% | 0% | 0% | 0% | 0% | 0% | 0%
Paper Paper: Premium Control Large Material | IndShift3 | 1 | 1 | 1 | 1 | 1 | 0.85 | PSE10YrRetro | 10% | 10% | 10% | 10% | 10% | 10% | 10% | 10% | 10% | 10% | 0% | 0% | 0% | 0% | 0% | 0% | 0% | 0% | 0% | 0% | 0% | 0% | 0% | 0%
Paper Material Handling1 | SIC24 | 1 | 1 | 1 | 1 | 1 | 0.85 | PSE10YrRetro | 10% | 10% | 10% | 10% | 10% | 10% | 10% | 10% | 10% | 10% | 0% | 0% | 0% | 0% | 0% | 0% | 0% | 0% | 0% | 0% | 0% | 0% | 0% | 0%
Paper Material Handling2 | SIC24 | 1 | 1 | 1 | 1 | 1 | 0.85 | PSE10YrRetro | 10% | 10% | 10% | 10% | 10% | 10% | 10% | 10% | 10% | 10% | 0% | 0% | 0% | 0% | 0% | 0% | 0% | 0% | 0% | 0% | 0% | 0% | 0% | 0%
Paper Material Handling VFD1 | SIC24 | 1 | 1 | 1 | 1 | 1 | 0.85 | PSE10YrRetro | 10% | 10% | 10% | 10% | 10% | 10% | 10% | 10% | 10% | 10% | 0% | 0% | 0% | 0% | 0% | 0% | 0% | 0% | 0% | 0% | 0% | 0% | 0% | 0%
Paper Material Handling VFD2 | SIC24 | 1 | 1 | 1 | 1 | 1 | 0.85 | PSE10YrRetro | 10% | 10% | 10% | 10% | 10% | 10% | 10% | 10% | 10% | 10% | 0% | 0% | 0% | 0% | 0% | 0% | 0% | 0% | 0% | 0% | 0% | 0% | 0% | 0%
Paper Wood: Replace Pneumatic Conveyor | SIC24 | 1 | 1 | 1 | 1 | 1 | 0.85 | PSE10YrRetro | 10% | 10% | 10% | 10% | 10% | 10% | 10% | 10% | 10% | 10% | 0% | 0% | 0% | 0% | 0% | 0% | 0% | 0% | 0% | 0% | 0% | 0% | 0% | 0%
Paper Panel: Hydraulic Press | SIC24 | 1 | 1 | 1 | 1 | 1 | 0.85 | PSE10YrRetro | 10% | 10% | 10% | 10% | 10% | 10% | 10% | 10% | 10% | 10% | 0% | 0% | 0% | 0% | 0% | 0% | 0% | 0% | 0% | 0% | 0% | 0% | 0% | 0%
Paper Cold Storage Retrofit | RefrigWarehouseGroc | 1 | 1 | 1 | 1 | 1 | 0.85 | PSE10YrRetro | 10% | 10% | 10% | 10% | 10% | 10% | 10% | 10% | 10% | 10% | 0% | 0% | 0% | 0% | 0% | 0% | 0% | 0% | 0% | 0% | 0% | 0% | 0% | 0%
Paper Cold Storage Tuneup | RefrigWarehouseGroc | 1 | 1 | 1 | 1 | 1 | 0.85 | PSE10YrRetro | 10% | 10% | 10% | 10% | 10% | 10% | 10% | 10% | 10% | 10% | 0% | 0% | 0% | 0% | 0% | 0% | 0% | 0% | 0% | 0% | 0% | 0% | 0% | 0%
Paper Fruit Storage Refer Retrofit | IndShift3 | 1 | 1 | 1 | 1 | 1 | 0.85 | PSE10YrRetro | 10% | 10% | 10% | 10% | 10% | 10% | 10% | 10% | 10% | 10% | 0% | 0% | 0% | 0% | 0% | 0% | 0% | 0% | 0% | 0% | 0% | 0% | 0% | 0%
Paper CA Retrofit -- CO2 Scrub | IndShift3 | 1 | 1 | 1 | 1 | 1 | 0.85 | PSE10YrRetro | 10% | 10% | 10% | 10% | 10% | 10% | 10% | 10% | 10% | 10% | 0% | 0% | 0% | 0% | 0% | 0% | 0% | 0% | 0% | 0% | 0% | 0% | 0% | 0%
Paper CA Retrofit -- Membrane | IndShift3 | 1 | 1 | 1 | 1 | 1 | 0.85 | PSE10YrRetro | 10% | 10% | 10% | 10% | 10% | 10% | 10% | 10% | 10% | 10% | 0% | 0% | 0% | 0% | 0% | 0% | 0% | 0% | 0% | 0% | 0% | 0% | 0% | 0%
Paper Fruit Storage Tuneup | IndShift3 | 1 | 1 | 1 | 1 | 1 | 0.85 | PSE10YrRetro | 10% | 10% | 10% | 10% | 10% | 10% | 10% | 10% | 10% | 10% | 0% | 0% | 0% | 0% | 0% | 0% | 0% | 0% | 0% | 0% | 0% | 0% | 0% | 0%
Paper Groc Dist Retrofit | IndShift3 | 1 | 1 | 1 | 1 | 1 | 0.85 | PSE10YrRetro | 10% | 10% | 10% | 10% | 10% | 10% | 10% | 10% | 10% | 10% | 0% | 0% | 0% | 0% | 0% | 0% | 0% | 0% | 0% | 0% | 0% | 0% | 0% | 0%
Paper Groc Dist Tuneup | IndShift3 | 1 | 1 | 1 | 1 | 1 | 0.85 | PSE10YrRetro | 10% | 10% | 10% | 10% | 10% | 10% | 10% | 10% | 10% | 10% | 0% | 0% | 0% | 0% | 0% | 0% | 0% | 0% | 0% | 0% | 0% | 0% | 0% | 0%
Paper Plant Energy Management | IndShift3 | 1 | 1 | 1 | 1 | 1 | 0.85 | PSE10YrRetro | 10% | 10% | 10% | 10% | 10% | 10% | 10% | 10% | 10% | 10% | 0% | 0% | 0% | 0% | 0% | 0% | 0% | 0% | 0% | 0% | 0% | 0% | 0% | 0%
Paper Energy Project Management | IndShift3 | 1 | 1 | 1 | 1 | 1 | 0.85 | PSE10YrRetro | 10% | 10% | 10% | 10% | 10% | 10% | 10% | 10% | 10% | 10% | 0% | 0% | 0% | 0% | 0% | 0% | 0% | 0% | 0% | 0% | 0% | 0% | 0% | 0%
Paper Integrated Plant Energy Management | IndShift3 | 1 | 1 | 1 | 1 | 1 | 0.85 | PSE10YrRetro | 10% | 10% | 10% | 10% | 10% | 10% | 10% | 10% | 10% | 10% | 0% | 0% | 0% | 0% | 0% | 0% | 0% | 0% | 0% | 0% | 0% | 0% | 0% | 0%
Foundries Air Compressor Demand Reduction | IndShift3 | 1 | 1 | 1 | 1 | 1 | 0.85 | PSE10YrRetro | 10% | 10% | 10% | 10% | 10% | 10% | 10% | 10% | 10% | 10% | 0% | 0% | 0% | 0% | 0% | 0% | 0% | 0% | 0% | 0% | 0% | 0% | 0% | 0%
Foundries Air Compressor Equipment1 | IndShift1 | 1 | 1 | 1 | 1 | 1 | 0.85 | PSE10YrRetro | 10% | 10% | 10% | 10% | 10% | 10% | 10% | 10% | 10% | 10% | 0% | 0% | 0% | 0% | 0% | 0% | 0% | 0% | 0% | 0% | 0% | 0% | 0% | 0%
Foundries Air Compressor Equipment2 | IndShift3 | 1 | 1 | 1 | 1 | 1 | 0.85 | PSE10YrRetro | 10% | 10% | 10% | 10% | 10% | 10% | 10% | 10% | 10% | 10% | 0% | 0% | 0% | 0% | 0% | 0% | 0% | 0% | 0% | 0% | 0% | 0% | 0% | 0%
Foundries Air Compressor Optimization | IndShift3 | 1 | 1 | 1 | 1 | 1 | 0.85 | PSE10YrRetro | 10% | 10% | 10% | 10% | 10% | 10% | 10% | 10% | 10% | 10% | 0% | 0% | 0% | 0% | 0% | 0% | 0% | 0% | 0% | 0% | 0% | 0% | 0% | 0%
Foundries HighBay Lighting 1 Shift | IndShift1 | 1 | 1 | 1 | 1 | 1 | 0.85 | PSE10YrRetro | 10% | 10% | 10% | 10% | 10% | 10% | 10% | 10% | 10% | 10% | 0% | 0% | 0% | 0% | 0% | 0% | 0% | 0% | 0% | 0% | 0% | 0% | 0% | 0%
Foundries HighBay Lighting 2 Shift | IndShift2 | 1 | 1 | 1 | 1 | 1 | 0.85 | PSE10YrRetro | 10% | 10% | 10% | 10% | 10% | 10% | 10% | 10% | 10% | 10% | 0% | 0% | 0% | 0% | 0% | 0% | 0% | 0% | 0% | 0% | 0% | 0% | 0% | 0%
Foundries HighBay Lighting 3 Shift | IndShift3 | 1 | 1 | 1 | 1 | 1 | 0.85 | PSE10YrRetro | 10% | 10% | 10% | 10% | 10% | 10% | 10% | 10% | 10% | 10% | 0% | 0% | 0% | 0% | 0% | 0% | 0% | 0% | 0% | 0% | 0% | 0% | 0% | 0%
Foundries Efficient Lighting 1 Shift | IndShift1 | 1 | 1 | 1 | 1 | 1 | 0.85 | PSE10YrRetro | 10% | 10% | 10% | 10% | 10% | 10% | 10% | 10% | 10% | 10% | 0% | 0% | 0% | 0% | 0% | 0% | 0% | 0% | 0% | 0% | 0% | 0% | 0% | 0%
Foundries Efficient Lighting 2 Shift | IndShift2 | 1 | 1 | 1 | 1 | 1 | 0.85 | PSE10YrRetro | 10% | 10% | 10% | 10% | 10% | 10% | 10% | 10% | 10% | 10% | 0% | 0% | 0% | 0% | 0% | 0% | 0% | 0% | 0% | 0% | 0% | 0% | 0% | 0%
Foundries Efficient Lighting 3 Shift | IndShift3 | 1 | 1 | 1 | 1 | 1 | 0.85 | PSE10YrRetro | 10% | 10% | 10% | 10% | 10% | 10% | 10% | 10% | 10% | 10% | 0% | 0% | 0% | 0% | 0% | 0% | 0% | 0% | 0% | 0% | 0% | 0% | 0% | 0%
Foundries Lighting Controls | IndShift3 | 1 | 1 | 1 | 1 | 1 | 0.85 | PSE10YrRetro | 10% | 10% | 10% | 10% | 10% | 10% | 10% | 10% | 10% | 10% | 0% | 0% | 0% | 0% | 0% | 0% | 0% | 0% | 0% | 0% | 0% | 0% | 0% | 0%
Foundries Motors: Rewind 20-50 HP | IndShift3 | 1 | 1 | 1 | 1 | 1 | 0.85 | PSE10YrRetro | 10% | 10% | 10% | 10% | 10% | 10% | 10% | 10% | 10% | 10% | 0% | 0% | 0% | 0% | 0% | 0% | 0% | 0% | 0% | 0% | 0% | 0% | 0% | 0%
Foundries Motors: Rewind 51-100 HP | IndShift3 | 1 | 1 | 1 | 1 | 1 | 0.85 | PSE10YrRetro | 10% | 10% | 10% | 10% | 10% | 10% | 10% | 10% | 10% | 10% | 0% | 0% | 0% | 0% | 0% | 0% | 0% | 0% | 0% | 0% | 0% | 0% | 0% | 0%
Foundries Motors: Rewind 101-200 HP | IndShift3 | 1 | 1 | 1 | 1 | 1 | 0.85 | PSE10YrRetro | 10% | 10% | 10% | 10% | 10% | 10% | 10% | 10% | 10% | 10% | 0% | 0% | 0% | 0% | 0% | 0% | 0% | 0% | 0% | 0% | 0% | 0% | 0% | 0%
Foundries Motors: Rewind 201-500 HP | IndShift3 | 1 | 1 | 1 | 1 | 1 | 0.85 | PSE10YrRetro | 10% | 10% | 10% | 10% | 10% | 10% | 10% | 10% | 10% | 10% | 0% | 0% | 0% | 0% | 0% | 0% | 0% | 0% | 0% | 0% | 0% | 0% | 0% | 0%
Foundries Motors: Rewind 501-5000 HP | IndShift3 | 1 | 1 | 1 | 1 | 1 | 0.85 | PSE10YrRetro | 10% | 10% | 10% | 10% | 10% | 10% | 10% | 10% | 10% | 10% | 0% | 0% | 0% | 0% | 0% | 0% | 0% | 0% | 0% | 0% | 0% | 0% | 0% | 0%
Foundries Efficient Centrifugal Fan | SIC26 | 1 | 1 | 1 | 1 | 1 | 0.85 | PSE10YrRetro | 10% | 10% | 10% | 10% | 10% | 10% | 10% | 10% | 10% | 10% | 0% | 0% | 0% | 0% | 0% | 0% | 0% | 0% | 0% | 0% | 0% | 0% | 0% | 0%
Foundries Fan Energy Management | SIC20 | 1 | 1 | 1 | 1 | 1 | 0.85 | PSE10YrRetro | 10% | 10% | 10% | 10% | 10% | 10% | 10% | 10% | 10% | 10% | 0% | 0% | 0% | 0% | 0% | 0% | 0% | 0% | 0% | 0% | 0% | 0% | 0% | 0%
Foundries Fan Equipment Upgrade | IndShift3 | 1 | 1 | 1 | 1 | 1 | 0.85 | PSE10YrRetro | 10% | 10% | 10% | 10% | 10% | 10% | 10% | 10% | 10% | 10% | 0% | 0% | 0% | 0% | 0% | 0% | 0% | 0% | 0% | 0% | 0% | 0% | 0% | 0%
Foundries Fan System Optimization | SIC24 | 1 | 1 | 1 | 1 | 1 | 0.85 | PSE10YrRetro | 10% | 10% | 10% | 10% | 10% | 10% | 10% | 10% | 10% | 10% | 0% | 0% | 0% | 0% | 0% | 0% | 0% | 0% | 0% | 0% | 0% | 0% | 0% | 0%
Foundries Pump Energy Management | SIC26 | 1 | 1 | 1 | 1 | 1 | 0.85 | PSE10YrRetro | 10% | 10% | 10% | 10% | 10% | 10% | 10% | 10% | 10% | 10% | 0% | 0% | 0% | 0% | 0% | 0% | 0% | 0% | 0% | 0% | 0% | 0% | 0% | 0%
Foundries Pump Equipment Upgrade | SIC26 | 1 | 1 | 1 | 1 | 1 | 0.85 | PSE10YrRetro | 10% | 10% | 10% | 10% | 10% | 10% | 10% | 10% | 10% | 10% | 0% | 0% | 0% | 0% | 0% | 0% | 0% | 0% | 0% | 0% | 0% | 0% | 0% | 0%
Foundries Pump System Optimization | SIC20 | 1 | 1 | 1 | 1 | 1 | 0.85 | PSE10YrRetro | 10% | 10% | 10% | 10% | 10% | 10% | 10% | 10% | 10% | 10% | 0% | 0% | 0% | 0% | 0% | 0% | 0% | 0% | 0% | 0% | 0% | 0% | 0% | 0%
Foundries Transformers-Retrofit | IndShift3 | 1 | 1 | 1 | 1 | 1 | 0.85 | PSE10YrRetro | 10% | 10% | 10% | 10% | 10% | 10% | 10% | 10% | 10% | 10% | 0% | 0% | 0% | 0% | 0% | 0% | 0% | 0% | 0% | 0% | 0% | 0% | 0% | 0%
Foundries Transformers-New | IndShift3 | 1 | 1 | 1 | 1 | 1 | 0.85 | PSE10YrRetro | 10% | 10% | 10% | 10% | 10% | 10% | 10% | 10% | 10% | 10% | 0% | 0% | 0% | 0% | 0% | 0% | 0% | 0% | 0% | 0% | 0% | 0% | 0% | 0%
Foundries Synchronous Belts | IndShift3 | 1 | 1 | 1 | 1 | 1 | 0.85 | PSE10YrRetro | 10% | 10% | 10% | 10% | 10% | 10% | 10% | 10% | 10% | 10% | 0% | 0% | 0% | 0% | 0% | 0% | 0% | 0% | 0% | 0% | 0% | 0% | 0% | 0%
Foundries Elec Chip Fab: Eliminate Exhaust | IndShift3 | 1 | 1 | 1 | 1 | 1 | 0.85 | PSE10YrRetro | 10% | 10% | 10% | 10% | 10% | 10% | 10% | 10% | 10% | 10% | 0% | 0% | 0% | 0% | 0% | 0% | 0% | 0% | 0% | 0% | 0% | 0% | 0% | 0%
Foundries Elec Chip Fab: Exhaust Injector | IndShift3 | 1 | 1 | 1 | 1 | 1 | 0.85 | PSE10YrRetro | 10% | 10% | 10% | 10% | 10% | 10% | 10% | 10% | 10% | 10% | 0% | 0% | 0% | 0% | 0% | 0% | 0% | 0% | 0% | 0% | 0% | 0% | 0% | 0%
Foundries Elec Chip Fab: Solidstate Chiller | IndShift3 | 1 | 1 | 1 | 1 | 1 | 0.85 | PSE10YrRetro | 10% | 10% | 10% | 10% | 10% | 10% | 10% | 10% | 10% | 10% | 0% | 0% | 0% | 0% | 0% | 0% | 0% | 0% | 0% | 0% | 0% | 0% | 0% | 0%
Foundries Elec Chip Fab: Reduce Gas Pressure | IndShift3 | 1 | 1 | 1 | 1 | 1 | 0.85 | PSE10YrRetro | 10% | 10% | 10% | 10% | 10% | 10% | 10% | 10% | 10% | 10% | 0% | 0% | 0% | 0% | 0% | 0% | 0% | 0% | 0% | 0% | 0% | 0% | 0% | 0%
Foundries Clean Room: Change Filter Strategy | IndShift3 | 1 | 1 | 1 | 1 | 1 | 0.85 | PSE10YrRetro | 10% | 10% | 10% | 10% | 10% | 10% | 10% | 10% | 10% | 10% | 0% | 0% | 0% | 0% | 0% | 0% | 0% | 0% | 0% | 0% | 0% | 0% | 0% | 0%
Foundries Clean Room: Clean Room HVAC | IndShift3 | 1 | 1 | 1 | 1 | 1 | 0.85 | PSE10YrRetro | 10% | 10% | 10% | 10% | 10% | 10% | 10% | 10% | 10% | 10% | 0% | 0% | 0% | 0% | 0% | 0% | 0% | 0% | 0% | 0% | 0% | 0% | 0% | 0%
Foundries Clean Room: Chiller Optimize | IndShift3 | 1 | 1 | 1 | 1 | 1 | 0.85 | PSE10YrRetro | 10% | 10% | 10% | 10% | 10% | 10% | 10% | 10% | 10% | 10% | 0% | 0% | 0% | 0% | 0% | 0% | 0% | 0% | 0% | 0% | 0% | 0% | 0% | 0%
Foundries Food: Cooling and Storage | IndShift3 | 1 | 1 | 1 | 1 | 1 | 0.85 | PSE10YrRetro | 10% | 10% | 10% | 10% | 10% | 10% | 10% | 10% | 10% | 10% | 0% | 0% | 0% | 0% | 0% | 0% | 0% | 0% | 0% | 0% | 0% | 0% | 0% | 0%
Foundries Food: Refrig Storage Tuneup | IndShift3 | 1 | 1 | 1 | 1 | 1 | 0.85 | PSE10YrRetro | 10% | 10% | 10% | 10% | 10% | 10% | 10% | 10% | 10% | 10% | 0% | 0% | 0% | 0% | 0% | 0% | 0% | 0% | 0% | 0% | 0% | 0% | 0% | 0%
Foundries Metal: New Arc Furnace | IndShift3 | 1 | 1 | 1 | 1 | 1 | 0.85 | PSE10YrRetro | 10% | 10% | 10% | 10% | 10% | 10% | 10% | 10% | 10% | 10% | 0% | 0% | 0% | 0% | 0% | 0% | 0% | 0% | 0% | 0% | 0% | 0% | 0% | 0%
Foundries Mech Pulp: Refiner Replacement | IndShift3 | 1 | 1 | 1 | 1 | 1 | 0.85 | PSE10YrRetro | 10% | 10% | 10% | 10% | 10% | 10% | 10% | 10% | 10% | 10% | 0% | 0% | 0% | 0% | 0% | 0% | 0% | 0% | 0% | 0% | 0% | 0% | 0% | 0%
Foundries Mech Pulp: Premium Process | IndShift3 | 1 | 1 | 1 | 1 | 1 | 0.85 | PSE10YrRetro | 10% | 10% | 10% | 10% | 10% | 10% | 10% | 10% | 10% | 10% | 0% | 0% | 0% | 0% | 0% | 0% | 0% | 0% | 0% | 0% | 0% | 0% | 0% | 0%
Foundries Mech Pulp: Refiner Plate Improvement | IndShift3 | 1 | 1 | 1 | 1 | 1 | 0.85 | PSE10YrRetro | 10% | 10% | 10% | 10% | 10% | 10% | 10% | 10% | 10% | 10% | 0% | 0% | 0% | 0% | 0% | 0% | 0% | 0% | 0% | 0% | 0% | 0% | 0% | 0%
Foundries Kraft: Effluent Treatment System | IndShift3 | 1 | 1 | 1 | 1 | 1 | 0.85 | PSE10YrRetro | 10% | 10% | 10% | 10% | 10% | 10% | 10% | 10% | 10% | 10% | 0% | 0% | 0% | 0% | 0% | 0% | 0% | 0% | 0% | 0% | 0% | 0% | 0% | 0%
Foundries Kraft: Efficient Agitator | IndShift3 | 1 | 1 | 1 | 1 | 1 | 0.85 | PSE10YrRetro | 10% | 10% | 10% | 10% | 10% | 10% | 10% | 10% | 10% | 10% | 0% | 0% | 0% | 0% | 0% | 0% | 0% | 0% | 0% | 0% | 0% | 0% | 0% | 0%
Foundries Paper: Efficient Pulp Screen | IndShift3 | 1 | 1 | 1 | 1 | 1 | 0.85 | PSE10YrRetro | 10% | 10% | 10% | 10% | 10% | 10% | 10% | 10% | 10% | 10% | 0% | 0% | 0% | 0% | 0% | 0% | 0% | 0% | 0% | 0% | 0% | 0% | 0% | 0%
Foundries Paper: Premium Fan | IndShift3 | 1 | 1 | 1 | 1 | 1 | 0.85 | PSE10YrRetro | 10% | 10% | 10% | 10% | 10% | 10% | 10% | 10% | 10% | 10% | 0% | 0% | 0% | 0% | 0% | 0% | 0% | 0% | 0% | 0% | 0% | 0% | 0% | 0%
Foundries Paper: Material Handling | SIC24 | 1 | 1 | 1 | 1 | 1 | 0.85 | PSE10YrRetro | 10% | 10% | 10% | 10% | 10% | 10% | 10% | 10% | 10% | 10% | 0% | 0% | 0% | 0% | 0% | 0% | 0% | 0% | 0% | 0% | 0% | 0% | 0% | 0%
Foundries Paper: Large Material Handling | SIC24 | 1 | 1 | 1 | 1 | 1 | 0.85 | PSE10YrRetro | 10% | 10% | 10% | 10% | 10% | 10% | 10% | 10% | 10% | 10% | 0% | 0% | 0% | 0% | 0% | 0% | 0% | 0% | 0% | 0% | 0% | 0% | 0% | 0%
Foundries Paper: Premium Control Large Material | IndShift3 | 1 | 1 | 1 | 1 | 1 | 0.85 | PSE10YrRetro | 10% | 10% | 10% | 10% | 10% | 10% | 10% | 10% | 10% | 10% | 0% | 0% | 0% | 0% | 0% | 0% | 0% | 0% | 0% | 0% | 0% | 0% | 0% | 0%
Foundries Material Handling1 | SIC24 | 1 | 1 | 1 | 1 | 1 | 0.85 | PSE10YrRetro | 10% | 10% | 10% | 10% | 10% | 10% | 10% | 10% | 10% | 10% | 0% | 0% | 0% | 0% | 0% | 0% | 0% | 0% | 0% | 0% | 0% | 0% | 0% | 0%
Foundries Material Handling2 | SIC24 | 1 | 1 | 1 | 1 | 1 | 0.85 | PSE10YrRetro | 10% | 10% | 10% | 10% | 10% | 10% | 10% | 10% | 10% | 10% | 0% | 0% | 0% | 0% | 0% | 0% | 0% | 0% | 0% | 0% | 0% | 0% | 0% | 0%
Foundries Material Handling VFD1 | SIC24 | 1 | 1 | 1 | 1 | 1 | 0.85 | PSE10YrRetro | 10% | 10% | 10% | 10% | 10% | 10% | 10% | 10% | 10% | 10% | 0% | 0% | 0% | 0% | 0% | 0% | 0% | 0% | 0% | 0% | 0% | 0% | 0% | 0%
Foundries Material Handling VFD2 | SIC24 | 1 | 1 | 1 | 1 | 1 | 0.85 | PSE10YrRetro | 10% | 10% | 10% | 10% | 10% | 10% | 10% | 10% | 10% | 10% | 0% | 0% | 0% | 0% | 0% | 0% | 0% | 0% | 0% | 0% | 0% | 0% | 0% | 0%
Foundries Wood: Replace Pneumatic Conveyor | SIC24 | 1 | 1 | 1 | 1 | 1 | 0.85 | PSE10YrRetro | 10% | 10% | 10% | 10% | 10% | 10% | 10% | 10% | 10% | 10% | 0% | 0% | 0% | 0% | 0% | 0% | 0% | 0% | 0% | 0% | 0% | 0% | 0% | 0%
Foundries Panel: Hydraulic Press | SIC24 | 1 | 1 | 1 | 1 | 1 | 0.85 | PSE10YrRetro | 10% | 10% | 10% | 10% | 10% | 10% | 10% | 10% | 10% | 10% | 0% | 0% | 0% | 0% | 0% | 0% | 0% | 0% | 0% | 0% | 0% | 0% | 0% | 0%
Foundries Cold Storage Retrofit | RefrigWarehouseGroc | 1 | 1 | 1 | 1 | 1 | 0.85 | PSE10YrRetro | 10% | 10% | 10% | 10% | 10% | 10% | 10% | 10% | 10% | 10% | 0% | 0% | 0% | 0% | 0% | 0% | 0% | 0% | 0% | 0% | 0% | 0% | 0% | 0%
Foundries Cold Storage Tuneup | RefrigWarehouseGroc | 1 | 1 | 1 | 1 | 1 | 0.85 | PSE10YrRetro | 10% | 10% | 10% | 10% | 10% | 10% | 10% | 10% | 10% | 10% | 0% | 0% | 0% | 0% | 0% | 0% | 0% | 0% | 0% | 0% | 0% | 0% | 0% | 0%
Foundries Fruit Storage Refer Retrofit | IndShift3 | 1 | 1 | 1 | 1 | 1 | 0.85 | PSE10YrRetro | 10% | 10% | 10% | 10% | 10% | 10% | 10% | 10% | 10% | 10% | 0% | 0% | 0% | 0% | 0% | 0% | 0% | 0% | 0% | 0% | 0% | 0% | 0% | 0%
Foundries CA Retrofit -- CO2 Scrub | IndShift3 | 1 | 1 | 1 | 1 | 1 | 0.85 | PSE10YrRetro | 10% | 10% | 10% | 10% | 10% | 10% | 10% | 10% | 10% | 10% | 0% | 0% | 0% | 0% | 0% | 0% | 0% | 0% | 0% | 0% | 0% | 0% | 0% | 0%
Foundries CA Retrofit -- Membrane | IndShift3 | 1 | 1 | 1 | 1 | 1 | 0.85 | PSE10YrRetro | 10% | 10% | 10% | 10% | 10% | 10% | 10% | 10% | 10% | 10% | 0% | 0% | 0% | 0% | 0% | 0% | 0% | 0% | 0% | 0% | 0% | 0% | 0% | 0%
Foundries Fruit Storage Tuneup | IndShift3 | 1 | 1 | 1 | 1 | 1 | 0.85 | PSE10YrRetro | 10% | 10% | 10% | 10% | 10% | 10% | 10% | 10% | 10% | 10% | 0% | 0% | 0% | 0% | 0% | 0% | 0% | 0% | 0% | 0% | 0% | 0% | 0% | 0%
Foundries Groc Dist Retrofit | IndShift3 | 1 | 1 | 1 | 1 | 1 | 0.85 | PSE10YrRetro | 10% | 10% | 10% | 10% | 10% | 10% | 10% | 10% | 10% | 10% | 0% | 0% | 0% | 0% | 0% | 0% | 0% | 0% | 0% | 0% | 0% | 0% | 0% | 0%
Foundries Groc Dist Tuneup | IndShift3 | 1 | 1 | 1 | 1 | 1 | 0.85 | PSE10YrRetro | 10% | 10% | 10% | 10% | 10% | 10% | 10% | 10% | 10% | 10% | 0% | 0% | 0% | 0% | 0% | 0% | 0% | 0% | 0% | 0% | 0% | 0% | 0% | 0%
Foundries Plant Energy Management | IndShift3 | 1 | 1 | 1 | 1 | 1 | 0.85 | PSE10YrRetro | 10% | 10% | 10% | 10% | 10% | 10% | 10% | 10% | 10% | 10% | 0% | 0% | 0% | 0% | 0% | 0% | 0% | 0% | 0% | 0% | 0% | 0% | 0% | 0%
Foundries Energy Project Management | IndShift3 | 1 | 1 | 1 | 1 | 1 | 0.85 | PSE10YrRetro | 10% | 10% | 10% | 10% | 10% | 10% | 10% | 10% | 10% | 10% | 0% | 0% | 0% | 0% | 0% | 0% | 0% | 0% | 0% | 0% | 0% | 0% | 0% | 0%
Foundries Integrated Plant Energy Management | IndShift3 | 1 | 1 | 1 | 1 | 1 | 0.85 | PSE10YrRetro | 10% | 10% | 10% | 10% | 10% | 10% | 10% | 10% | 10% | 10% | 0% | 0% | 0% | 0% | 0% | 0% | 0% | 0% | 0% | 0% | 0% | 0% | 0% | 0%
Food - Frozen Air Compressor Demand Reduction | IndShift3 | 1 | 1 | 1 | 1 | 1 | 0.85 | PSE10YrRetro | 10% | 10% | 10% | 10% | 10% | 10% | 10% | 10% | 10% | 10% | 0% | 0% | 0% | 0% | 0% | 0% | 0% | 0% | 0% | 0% | 0% | 0% | 0% | 0%
Food - Frozen Air Compressor Equipment1 | IndShift3 | 1 | 1 | 1 | 1 | 1 | 0.85 | PSE10YrRetro | 10% | 10% | 10% | 10% | 10% | 10% | 10% | 10% | 10% | 10% | 0% | 0% | 0% | 0% | 0% | 0% | 0% | 0% | 0% | 0% | 0% | 0% | 0% | 0%
Food - Frozen Air Compressor Equipment2 | IndShift3 | 1 | 1 | 1 | 1 | 1 | 0.85 | PSE10YrRetro | 10% | 10% | 10% | 10% | 10% | 10% | 10% | 10% | 10% | 10% | 0% | 0% | 0% | 0% | 0% | 0% | 0% | 0% | 0% | 0% | 0% | 0% | 0% | 0%
Food - Frozen Air Compressor Optimization | IndShift3 | 1 | 1 | 1 | 1 | 1 | 0.85 | PSE10YrRetro | 10% | 10% | 10% | 10% | 10% | 10% | 10% | 10% | 10% | 10% | 0% | 0% | 0% | 0% | 0% | 0% | 0% | 0% | 0% | 0% | 0% | 0% | 0% | 0%
Food - Frozen HighBay Lighting 1 Shift | IndShift1 | 1 | 1 | 1 | 1 | 1 | 0.85 | PSE10YrRetro | 10% | 10% | 10% | 10% | 10% | 10% | 10% | 10% | 10% | 10% | 0% | 0% | 0% | 0% | 0% | 0% | 0% | 0% | 0% | 0% | 0% | 0% | 0% | 0%
Food - Frozen HighBay Lighting 2 Shift | IndShift2 | 1 | 1 | 1 | 1 | 1 | 0.85 | PSE10YrRetro | 10% | 10% | 10% | 10% | 10% | 10% | 10% | 10% | 10% | 10% | 0% | 0% | 0% | 0% | 0% | 0% | 0% | 0% | 0% | 0% | 0% | 0% | 0% | 0%
Food - Frozen HighBay Lighting 3 Shift | IndShift3 | 1 | 1 | 1 | 1 | 1 | 0.85 | PSE10YrRetro | 10% | 10% | 10% | 10% | 10% | 10% | 10% | 10% | 10% | 10% | 0% | 0% | 0% | 0% | 0% | 0% | 0% | 0% | 0% | 0% | 0% | 0% | 0% | 0%
Food - Frozen Efficient Lighting 1 Shift | IndShift1 | 1 | 1 | 1 | 1 | 1 | 0.85 | PSE10YrRetro | 10% | 10% | 10% | 10% | 10% | 10% | 10% | 10% | 10% | 10% | 0% | 0% | 0% | 0% | 0% | 0% | 0% | 0% | 0% | 0% | 0% | 0% | 0% | 0%
Food - Frozen Efficient Lighting 2 Shift | IndShift2 | 1 | 1 | 1 | 1 | 1 | 0.85 | PSE10YrRetro | 10% | 10% | 10% | 10% | 10% | 10% | 10% | 10% | 10% | 10% | 0% | 0% | 0% | 0% | 0% | 0% | 0% | 0% | 0% | 0% | 0% | 0% | 0% | 0%
Food - Frozen Efficient Lighting 3 Shift | IndShift3 | 1 | 1 | 1 | 1 | 1 | 0.85 | PSE10YrRetro | 10% | 10% | 10% | 10% | 10% | 10% | 10% | 10% | 10% | 10% | 0% | 0% | 0% | 0% | 0% | 0% | 0% | 0% | 0% | 0% | 0% | 0% | 0% | 0%
Food - Frozen Lighting Controls | IndShift3 | 1 | 1 | 1 | 1 | 1 | 0.85 | PSE10YrRetro | 10% | 10% | 10% | 10% | 10% | 10% | 10% | 10% | 10% | 10% | 0% | 0% | 0% | 0% | 0% | 0% | 0% | 0% | 0% | 0% | 0% | 0% | 0% | 0%
Food - Frozen Motors: Rewind 20-50 HP | IndShift3 | 1 | 1 | 1 | 1 | 1 | 0.85 | PSE10YrRetro | 10% | 10% | 10% | 10% | 10% | 10% | 10% | 10% | 10% | 10% | 0% | 0% | 0% | 0% | 0% | 0% | 0% | 0% | 0% | 0% | 0% | 0% | 0% | 0%
Food - Frozen Motors: Rewind 51-100 HP | IndShift3 | 1 | 1 | 1 | 1 | 1 | 0.85 | PSE10YrRetro | 10% | 10% | 10% | 10% | 10% | 10% | 10% | 10% | 10% | 10% | 0% | 0% | 0% | 0% | 0% | 0% | 0% | 0% | 0% | 0% | 0% | 0% | 0% | 0%
Food - Frozen Motors: Rewind 101-200 HP | IndShift3 | 1 | 1 | 1 | 1 | 1 | 0.85 | PSE10YrRetro | 10% | 10% | 10% | 10% | 10% | 10% | 10% | 10% | 10% | 10% | 0% | 0% | 0% | 0% | 0% | 0% | 0% | 0% | 0% | 0% | 0% | 0% | 0% | 0%
Food - Frozen Motors: Rewind 201-500 HP | IndShift3 | 1 | 1 | 1 | 1 | 1 | 0.85 | PSE10YrRetro | 10% | 10% | 10% | 10% | 10% | 10% | 10% | 10% | 10% | 10% | 0% | 0% | 0% | 0% | 0% | 0% | 0% | 0% | 0% | 0% | 0% | 0% | 0% | 0%
Food - Frozen Motors: Rewind 501-5000 HP | IndShift3 | 1 | 1 | 1 | 1 | 1 | 0.85 | PSE10YrRetro | 10% | 10% | 10% | 10% | 10% | 10% | 10% | 10% | 10% | 10% | 0% | 0% | 0% | 0% | 0% | 0% | 0% | 0% | 0% | 0% | 0% | 0% | 0% | 0%
Food - Frozen Efficient Centrifugal Fan | SIC26 | 1 | 1 | 1 | 1 | 1 | 0.85 | PSE10YrRetro | 10% | 10% | 10% | 10% | 10% | 10% | 10% | 10% | 10% | 10% | 0% | 0% | 0% | 0% | 0% | 0% | 0% | 0% | 0% | 0% | 0% | 0% | 0% | 0%
Food - Frozen Fan Energy Management | SIC20 | 1 | 1 | 1 | 1 | 1 | 0.85 | PSE10YrRetro | 10% | 10% | 10% | 10% | 10% | 10% | 10% | 10% | 10% | 10% | 0% | 0% | 0% | 0% | 0% | 0% | 0% | 0% | 0% | 0% | 0% | 0% | 0% | 0%
Food - Frozen Fan Equipment Upgrade | IndShift3 | 1 | 1 | 1 | 1 | 1 | 0.85 | PSE10YrRetro | 10% | 10% | 10% | 10% | 10% | 10% | 10% | 10% | 10% | 10% | 0% | 0% | 0% | 0% | 0% | 0% | 0% | 0% | 0% | 0% | 0% | 0% | 0% | 0%
Food - Frozen Fan System Optimization | SIC24 | 1 | 1 | 1 | 1 | 1 | 0.85 | PSE10YrRetro | 10% | 10% | 10% | 10% | 10% | 10% | 10% | 10% | 10% | 10% | 0% | 0% | 0% | 0% | 0% | 0% | 0% | 0% | 0% | 0% | 0% | 0% | 0% | 0%
Food - Frozen Pump Energy Management | SIC26 | 1 | 1 | 1 | 1 | 1 | 0.85 | PSE10YrRetro | 10% | 10% | 10% | 10% | 10% | 10% | 10% | 10% | 10% | 10% | 0% | 0% | 0% | 0% | 0% | 0% | 0% | 0% | 0% | 0% | 0% | 0% | 0% | 0%
Food - Frozen Pump Equipment Upgrade | SIC26 | 1 | 1 | 1 | 1 | 1 | 0.85 | PSE10YrRetro | 10% | 10% | 10% | 10% | 10% | 10% | 10% | 10% | 10% | 10% | 0% | 0% | 0% | 0% | 0% | 0% | 0% | 0% | 0% | 0% | 0% | 0% | 0% | 0%
Food - Frozen Pump System Optimization | SIC20 | 1 | 1 | 1 | 1 | 1 | 0.85 | PSE10YrRetro | 10% | 10% | 10% | 10% | 10% | 10% | 10% | 10% | 10% | 10% | 0% | 0% | 0% | 0% | 0% | 0% | 0% | 0% | 0% | 0% | 0% | 0% | 0% | 0%
Food - Frozen Transformers-Retrofit | IndShift3 | 1 | 1 | 1 | 1 | 1 | 0.85 | PSE10YrRetro | 10% | 10% | 10% | 10% | 10% | 10% | 10% | 10% | 10% | 10% | 0% | 0% | 0% | 0% | 0% | 0% | 0% | 0% | 0% | 0% | 0% | 0% | 0% | 0%
Food - Frozen Transformers-New | IndShift3 | 1 | 1 | 1 | 1 | 1 | 0.85 | PSE10YrRetro | 10% | 10% | 10% | 10% | 10% | 10% | 10% | 10% | 10% | 10% | 0% | 0% | 0% | 0% | 0% | 0% | 0% | 0% | 0% | 0% | 0% | 0% | 0% | 0%
Food - Frozen Synchronous Belts | IndShift3 | 1 | 1 | 1 | 1 | 1 | 0.85 | PSE10YrRetro | 10% | 10% | 10% | 10% | 10% | 10% | 10% | 10% | 10% | 10% | 0% | 0% | 0% | 0% | 0% | 0% | 0% | 0% | 0% | 0% | 0% | 0% | 0% | 0%
Food - Frozen Elec Chip Fab: Eliminate Exhaust | IndShift3 | 1 | 1 | 1 | 1 | 1 | 0.85 | PSE10YrRetro | 10% | 10% | 10% | 10% | 10% | 10% | 10% | 10% | 10% | 10% | 0% | 0% | 0% | 0% | 0% | 0% | 0% | 0% | 0% | 0% | 0% | 0% | 0% | 0%
Food - Frozen Elec Chip Fab: Exhaust Injector | IndShift3 | 1 | 1 | 1 | 1 | 1 | 0.85 | PSE10YrRetro | 10% | 10% | 10% | 10% | 10% | 10% | 10% | 10% | 10% | 10% | 0% | 0% | 0% | 0% | 0% | 0% | 0% | 0% | 0% | 0% | 0% | 0% | 0% | 0%
Food - Frozen Elec Chip Fab: Solidstate Chiller | IndShift3 | 1 | 1 | 1 | 1 | 1 | 0.85 | PSE10YrRetro | 10% | 10% | 10% | 10% | 10% | 10% | 10% | 10% | 10% | 10% | 0% | 0% | 0% | 0% | 0% | 0% | 0% | 0% | 0% | 0% | 0% | 0% | 0% | 0%
Food - Frozen Elec Chip Fab: Reduce Gas Pressure | IndShift3 | 1 | 1 | 1 | 1 | 1 | 0.85 | PSE10YrRetro | 10% | 10% | 10% | 10% | 10% | 10% | 10% | 10% | 10% | 10% | 0% | 0% | 0% | 0% | 0% | 0% | 0% | 0% | 0% | 0% | 0% | 0% | 0% | 0%
Food - Frozen Clean Room: Change Filter Strategy | IndShift3 | 1 | 1 | 1 | 1 | 1 | 0.85 | PSE10YrRetro | 10% | 10% | 10% | 10% | 10% | 10% | 10% | 10% | 10% | 10% | 0% | 0% | 0% | 0% | 0% | 0% | 0% | 0% | 0% | 0% | 0% | 0% | 0% | 0%
Food - Frozen Clean Room: Clean Room HVAC | IndShift3 | 1 | 1 | 1 | 1 | 1 | 0.85 | PSE10YrRetro | 10% | 10% | 10% | 10% | 10% | 10% | 10% | 10% | 10% | 10% | 0% | 0% | 0% | 0% | 0% | 0% | 0% | 0% | 0% | 0% | 0% | 0% | 0% | 0%
Food - Frozen Clean Room: Chiller Optimize | IndShift3 | 1 | 1 | 1 | 1 | 1 | 0.85 | PSE10YrRetro | 10% | 10% | 10% | 10% | 10% | 10% | 10% | 10% | 10% | 10% | 0% | 0% | 0% | 0% | 0% | 0% | 0% | 0% | 0% | 0% | 0% | 0% | 0% | 0%
Food - Frozen Food: Cooling and Storage | RefrigWarehouseGroc | 1 | 1 | 1 | 1 | 1 | 0.85 | PSE10YrRetro | 10% | 10% | 10% | 10% | 10% | 10% | 10% | 10% | 10% | 10% | 0% | 0% | 0% | 0% | 0% | 0% | 0% | 0% | 0% | 0% | 0% | 0% | 0% | 0%
Food - Frozen Food: Refrig Storage Tuneup | RefrigWarehouseGroc | 1 | 1 | 1 | 1 | 1 | 0.85 | PSE10YrRetro | 10% | 10% | 10% | 10% | 10% | 10% | 10% | 10% | 10% | 10% | 0% | 0% | 0% | 0% | 0% | 0% | 0% | 0% | 0% | 0% | 0% | 0% | 0% | 0%
Food - Frozen Metal: New Arc Furnace | IndShift3 | 1 | 1 | 1 | 1 | 1 | 0.85 | PSE10YrRetro | 10% | 10% | 10% | 10% | 10% | 10% | 10% | 10% | 10% | 10% | 0% | 0% | 0% | 0% | 0% | 0% | 0% | 0% | 0% | 0% | 0% | 0% | 0% | 0%
Food - Frozen Mech Pulp: Refiner Replacement | IndShift3 | 1 | 1 | 1 | 1 | 1 | 0.85 | PSE10YrRetro | 10% | 10% | 10% | 10% | 10% | 10% | 10% | 10% | 10% | 10% | 0% | 0% | 0% | 0% | 0% | 0% | 0% | 0% | 0% | 0% | 0% | 0% | 0% | 0%
Food - Frozen Mech Pulp: Premium Process | IndShift3 | 1 | 1 | 1 | 1 | 1 | 0.85 | PSE10YrRetro | 10% | 10% | 10% | 10% | 10% | 10% | 10% | 10% | 10% | 10% | 0% | 0% | 0% | 0% | 0% | 0% | 0% | 0% | 0% | 0% | 0% | 0% | 0% | 0%
Food - Frozen Mech Pulp: Refiner Plate Improvement | IndShift3 | 1 | 1 | 1 | 1 | 1 | 0.85 | PSE10YrRetro | 10% | 10% | 10% | 10% | 10% | 10% | 10% | 10% | 10% | 10% | 0% | 0% | 0% | 0% | 0% | 0% | 0% | 0% | 0% | 0% | 0% | 0% | 0% | 0%
Food - Frozen Kraft: Effluent Treatment System | IndShift3 | 1 | 1 | 1 | 1 | 1 | 0.85 | PSE10YrRetro | 10% | 10% | 10% | 10% | 10% | 10% | 10% | 10% | 10% | 10% | 0% | 0% | 0% | 0% | 0% | 0% | 0% | 0% | 0% | 0% | 0% | 0% | 0% | 0%
Food - Frozen Kraft: Efficient Agitator | IndShift3 | 1 | 1 | 1 | 1 | 1 | 0.85 | PSE10YrRetro | 10% | 10% | 10% | 10% | 10% | 10% | 10% | 10% | 10% | 10% | 0% | 0% | 0% | 0% | 0% | 0% | 0% | 0% | 0% | 0% | 0% | 0% | 0% | 0%
Food - Frozen Paper: Efficient Pulp Screen | IndShift3 | 1 | 1 | 1 | 1 | 1 | 0.85 | PSE10YrRetro | 10% | 10% | 10% | 10% | 10% | 10% | 10% | 10% | 10% | 10% | 0% | 0% | 0% | 0% | 0% | 0% | 0% | 0% | 0% | 0% | 0% | 0% | 0% | 0%
Food - Frozen Paper: Premium Fan | IndShift3 | 1 | 1 | 1 | 1 | 1 | 0.85 | PSE10YrRetro | 10% | 10% | 10% | 10% | 10% | 10% | 10% | 10% | 10% | 10% | 0% | 0% | 0% | 0% | 0% | 0% | 0% | 0% | 0% | 0% | 0% | 0% | 0% | 0%
Food - Frozen Paper: Material Handling | SIC24 | 1 | 1 | 1 | 1 | 1 | 0.85 | PSE10YrRetro | 10% | 10% | 10% | 10% | 10% | 10% | 10% | 10% | 10% | 10% | 0% | 0% | 0% | 0% | 0% | 0% | 0% | 0% | 0% | 0% | 0% | 0% | 0% | 0%
Food - Frozen Paper: Large Material Handling | SIC24 | 1 | 1 | 1 | 1 | 1 | 0.85 | PSE10YrRetro | 10% | 10% | 10% | 10% | 10% | 10% | 10% | 10% | 10% | 10% | 0% | 0% | 0% | 0% | 0% | 0% | 0% | 0% | 0% | 0% | 0% | 0% | 0% | 0%
Food - Frozen Paper: Premium Control Large Material | IndShift3 | 1 | 1 | 1 | 1 | 1 | 0.85 | PSE10YrRetro | 10% | 10% | 10% | 10% | 10% | 10% | 10% | 10% | 10% | 10% | 0% | 0% | 0% | 0% | 0% | 0% | 0% | 0% | 0% | 0% | 0% | 0% | 0% | 0%
Food - Frozen Material Handling1 | SIC24 | 1 | 1 | 1 | 1 | 1 | 0.85 | PSE10YrRetro | 10% | 10% | 10% | 10% | 10% | 10% | 10% | 10% | 10% | 10% | 0% | 0% | 0% | 0% | 0% | 0% | 0% | 0% | 0% | 0% | 0% | 0% | 0% | 0%
Food - Frozen Material Handling2 | SIC24 | 1 | 1 | 1 | 1 | 1 | 0.85 | PSE10YrRetro | 10% | 10% | 10% | 10% | 10% | 10% | 10% | 10% | 10% | 10% | 0% | 0% | 0% | 0% | 0% | 0% | 0% | 0% | 0% | 0% | 0% | 0% | 0% | 0%
Food - Frozen Material Handling VFD1 | SIC24 | 1 | 1 | 1 | 1 | 1 | 0.85 | PSE10YrRetro | 10% | 10% | 10% | 10% | 10% | 10% | 10% | 10% | 10% | 10% | 0% | 0% | 0% | 0% | 0% | 0% | 0% | 0% | 0% | 0% | 0% | 0% | 0% | 0%
Food - Frozen Material Handling VFD2 | SIC24 | 1 | 1 | 1 | 1 | 1 | 0.85 | PSE10YrRetro | 10% | 10% | 10% | 10% | 10% | 10% | 10% | 10% | 10% | 10% | 0% | 0% | 0% | 0% | 0% | 0% | 0% | 0% | 0% | 0% | 0% | 0% | 0% | 0%
Food - Frozen Wood: Replace Pneumatic Conveyor | SIC24 | 1 | 1 | 1 | 1 | 1 | 0.85 | PSE10YrRetro | 10% | 10% | 10% | 10% | 10% | 10% | 10% | 10% | 10% | 10% | 0% | 0% | 0% | 0% | 0% | 0% | 0% | 0% | 0% | 0% | 0% | 0% | 0% | 0%
Food - Frozen Panel: Hydraulic Press | SIC24 | 1 | 1 | 1 | 1 | 1 | 0.85 | PSE10YrRetro | 10% | 10% | 10% | 10% | 10% | 10% | 10% | 10% | 10% | 10% | 0% | 0% | 0% | 0% | 0% | 0% | 0% | 0% | 0% | 0% | 0% | 0% | 0% | 0%
Food - Frozen Cold Storage Retrofit | RefrigWarehouseGroc | 1 | 1 | 1 | 1 | 1 | 0.85 | PSE10YrRetro | 10% | 10% | 10% | 10% | 10% | 10% | 10% | 10% | 10% | 10% | 0% | 0% | 0% | 0% | 0% | 0% | 0% | 0% | 0% | 0% | 0% | 0% | 0% | 0%
Food - Frozen Cold Storage Tuneup | RefrigWarehouseGroc | 1 | 1 | 1 | 1 | 1 | 0.85 | PSE10YrRetro | 10% | 10% | 10% | 10% | 10% | 10% | 10% | 10% | 10% | 10% | 0% | 0% | 0% | 0% | 0% | 0% | 0% | 0% | 0% | 0% | 0% | 0% | 0% | 0%
Food - Frozen Fruit Storage Refer Retrofit | IndShift3 | 1 | 1 | 1 | 1 | 1 | 0.85 | PSE10YrRetro | 10% | 10% | 10% | 10% | 10% | 10% | 10% | 10% | 10% | 10% | 0% | 0% | 0% | 0% | 0% | 0% | 0% | 0% | 0% | 0% | 0% | 0% | 0% | 0%
Food - Frozen CA Retrofit -- CO2 Scrub | IndShift3 | 1 | 1 | 1 | 1 | 1 | 0.85 | PSE10YrRetro | 10% | 10% | 10% | 10% | 10% | 10% | 10% | 10% | 10% | 10% | 0% | 0% | 0% | 0% | 0% | 0% | 0% | 0% | 0% | 0% | 0% | 0% | 0% | 0%
Food - Frozen CA Retrofit -- Membrane | IndShift3 | 1 | 1 | 1 | 1 | 1 | 0.85 | PSE10YrRetro | 10% | 10% | 10% | 10% | 10% | 10% | 10% | 10% | 10% | 10% | 0% | 0% | 0% | 0% | 0% | 0% | 0% | 0% | 0% | 0% | 0% | 0% | 0% | 0%
Food - Frozen Fruit Storage Tuneup | IndShift3 | 1 | 1 | 1 | 1 | 1 | 0.85 | PSE10YrRetro | 10% | 10% | 10% | 10% | 10% | 10% | 10% | 10% | 10% | 10% | 0% | 0% | 0% | 0% | 0% | 0% | 0% | 0% | 0% | 0% | 0% | 0% | 0% | 0%
Food - Frozen Groc Dist Retrofit | IndShift3 | 1 | 1 | 1 | 1 | 1 | 0.85 | PSE10YrRetro | 10% | 10% | 10% | 10% | 10% | 10% | 10% | 10% | 10% | 10% | 0% | 0% | 0% | 0% | 0% | 0% | 0% | 0% | 0% | 0% | 0% | 0% | 0% | 0%
Food - Frozen Groc Dist Tuneup | IndShift3 | 1 | 1 | 1 | 1 | 1 | 0.85 | PSE10YrRetro | 10% | 10% | 10% | 10% | 10% | 10% | 10% | 10% | 10% | 10% | 0% | 0% | 0% | 0% | 0% | 0% | 0% | 0% | 0% | 0% | 0% | 0% | 0% | 0%
Food - Frozen Plant Energy Management | IndShift3 | 1 | 1 | 1 | 1 | 1 | 0.85 | PSE10YrRetro | 10% | 10% | 10% | 10% | 10% | 10% | 10% | 10% | 10% | 10% | 0% | 0% | 0% | 0% | 0% | 0% | 0% | 0% | 0% | 0% | 0% | 0% | 0% | 0%
Food - Frozen Energy Project Management | IndShift3 | 1 | 1 | 1 | 1 | 1 | 0.85 | PSE10YrRetro | 10% | 10% | 10% | 10% | 10% | 10% | 10% | 10% | 10% | 10% | 0% | 0% | 0% | 0% | 0% | 0% | 0% | 0% | 0% | 0% | 0% | 0% | 0% | 0%
Food - Frozen Integrated Plant Energy Management | IndShift3 | 1 | 1 | 1 | 1 | 1 | 0.85 | PSE10YrRetro | 10% | 10% | 10% | 10% | 10% | 10% | 10% | 10% | 10% | 10% | 0% | 0% | 0% | 0% | 0% | 0% | 0% | 0% | 0% | 0% | 0% | 0% | 0% | 0%
Food - Other Air Compressor Demand Reduction | IndShift3 | 1 | 1 | 1 | 1 | 1 | 0.85 | PSE10YrRetro | 10% | 10% | 10% | 10% | 10% | 10% | 10% | 10% | 10% | 10% | 0% | 0% | 0% | 0% | 0% | 0% | 0% | 0% | 0% | 0% | 0% | 0% | 0% | 0%
Food - Other Air Compressor Equipment1 | IndShift1 | 1 | 1 | 1 | 1 | 1 | 0.85 | PSE10YrRetro | 10% | 10% | 10% | 10% | 10% | 10% | 10% | 10% | 10% | 10% | 0% | 0% | 0% | 0% | 0% | 0% | 0% | 0% | 0% | 0% | 0% | 0% | 0% | 0%
Food - Other Air Compressor Equipment2 | IndShift2 | 1 | 1 | 1 | 1 | 1 | 0.85 | PSE10YrRetro | 10% | 10% | 10% | 10% | 10% | 10% | 10% | 10% | 10% | 10% | 0% | 0% | 0% | 0% | 0% | 0% | 0% | 0% | 0% | 0% | 0% | 0% | 0% | 0%
Food - Other Air Compressor Optimization | IndShift3 | 1 | 1 | 1 | 1 | 1 | 0.85 | PSE10YrRetro | 10% | 10% | 10% | 10% | 10% | 10% | 10% | 10% | 10% | 10% | 0% | 0% | 0% | 0% | 0% | 0% | 0% | 0% | 0% | 0% | 0% | 0% | 0% | 0%
Food - Other HighBay Lighting 1 Shift | IndShift1 | 1 | 1 | 1 | 1 | 1 | 0.85 | PSE10YrRetro | 10% | 10% | 10% | 10% | 10% | 10% | 10% | 10% | 10% | 10% | 0% | 0% | 0% | 0% | 0% | 0% | 0% | 0% | 0% | 0% | 0% | 0% | 0% | 0%
Food - Other HighBay Lighting 2 Shift | IndShift2 | 1 | 1 | 1 | 1 | 1 | 0.85 | PSE10YrRetro | 10% | 10% | 10% | 10% | 10% | 10% | 10% | 10% | 10% | 10% | 0% | 0% | 0% | 0% | 0% | 0% | 0% | 0% | 0% | 0% | 0% | 0% | 0% | 0%
Food - Other HighBay Lighting 3 Shift | IndShift3 | 1 | 1 | 1 | 1 | 1 | 0.85 | PSE10YrRetro | 10% | 10% | 10% | 10% | 10% | 10% | 10% | 10% | 10% | 10% | 0% | 0% | 0% | 0% | 0% | 0% | 0% | 0% | 0% | 0% | 0% | 0% | 0% | 0%
Food - Other Efficient Lighting 1 Shift | IndShift1 | 1 | 1 | 1 | 1 | 1 | 0.85 | PSE10YrRetro | 10% | 10% | 10% | 10% | 10% | 10% | 10% | 10% | 10% | 10% | 0% | 0% | 0% | 0% | 0% | 0% | 0% | 0% | 0% | 0% | 0% | 0% | 0% | 0%
Food - Other Efficient Lighting 2 Shift | IndShift2 | 1 | 1 | 1 | 1 | 1 | 0.85 | PSE10YrRetro | 10% | 10% | 10% | 10% | 10% | 10% | 10% | 10% | 10% | 10% | 0% | 0% | 0% | 0% | 0% | 0% | 0% | 0% | 0% | 0% | 0% | 0% | 0% | 0%
Food - Other Efficient Lighting 3 Shift | IndShift3 | 1 | 1 | 1 | 1 | 1 | 0.85 | PSE10YrRetro | 10% | 10% | 10% | 10% | 10% | 10% | 10% | 10% | 10% | 10% | 0% | 0% | 0% | 0% | 0% | 0% | 0% | 0% | 0% | 0% | 0% | 0% | 0% | 0%
Food - Other Lighting Controls | IndShift3 | 1 | 1 | 1 | 1 | 1 | 0.85 | PSE10YrRetro | 10% | 10% | 10% | 10% | 10% | 10% | 10% | 10% | 10% | 10% | 0% | 0% | 0% | 0% | 0% | 0% | 0% | 0% | 0% | 0% | 0% | 0% | 0% | 0%
Food - Other Motors: Rewind 20-50 HP | IndShift3 | 1 | 1 | 1 | 1 | 1 | 0.85 | PSE10YrRetro | 10% | 10% | 10% | 10% | 10% | 10% | 10% | 10% | 10% | 10% | 0% | 0% | 0% | 0% | 0% | 0% | 0% | 0% | 0% | 0% | 0% | 0% | 0% | 0%
Food - Other Motors: Rewind 51-100 HP | IndShift3 | 1 | 1 | 1 | 1 | 1 | 0.85 | PSE10YrRetro | 10% | 10% | 10% | 10% | 10% | 10% | 10% | 10% | 10% | 10% | 0% | 0% | 0% | 0% | 0% | 0% | 0% | 0% | 0% | 0% | 0% | 0% | 0% | 0%
Food - Other Motors: Rewind 101-200 HP | IndShift3 | 1 | 1 | 1 | 1 | 1 | 0.85 | PSE10YrRetro | 10% | 10% | 10% | 10% | 10% | 10% | 10% | 10% | 10% | 10% | 0% | 0% | 0% | 0% | 0% | 0% | 0% | 0% | 0% | 0% | 0% | 0% | 0% | 0%
Food - Other Motors: Rewind 201-500 HP | IndShift3 | 1 | 1 | 1 | 1 | 1 | 0.85 | PSE10YrRetro | 10% | 10% | 10% | 10% | 10% | 10% | 10% | 10% | 10% | 10% | 0% | 0% | 0% | 0% | 0% | 0% | 0% | 0% | 0% | 0% | 0% | 0% | 0% | 0%
Food - Other Motors: Rewind 501-5000 HP | IndShift3 | 1 | 1 | 1 | 1 | 1 | 0.85 | PSE10YrRetro | 10% | 10% | 10% | 10% | 10% | 10% | 10% | 10% | 10% | 10% | 0% | 0% | 0% | 0% | 0% | 0% | 0% | 0% | 0% | 0% | 0% | 0% | 0% | 0%
Food - Other Efficient Centrifugal Fan | SIC26 | 1 | 1 | 1 | 1 | 1 | 0.85 | PSE10YrRetro | 10% | 10% | 10% | 10% | 10% | 10% | 10% | 10% | 10% | 10% | 0% | 0% | 0% | 0% | 0% | 0% | 0% | 0% | 0% | 0% | 0% | 0% | 0% | 0%
Food - Other Fan Energy Management | SIC20 | 1 | 1 | 1 | 1 | 1 | 0.85 | PSE10YrRetro | 10% | 10% | 10% | 10% | 10% | 10% | 10% | 10% | 10% | 10% | 0% | 0% | 0% | 0% | 0% | 0% | 0% | 0% | 0% | 0% | 0% | 0% | 0% | 0%
Food - Other Fan Equipment Upgrade | IndShift3 | 1 | 1 | 1 | 1 | 1 | 0.85 | PSE10YrRetro | 10% | 10% | 10% | 10% | 10% | 10% | 10% | 10% | 10% | 10% | 0% | 0% | 0% | 0% | 0% | 0% | 0% | 0% | 0% | 0% | 0% | 0% | 0% | 0%
Food - Other Fan System Optimization | SIC24 | 1 | 1 | 1 | 1 | 1 | 0.85 | PSE10YrRetro | 10% | 10% | 10% | 10% | 10% | 10% | 10% | 10% | 10% | 10% | 0% | 0% | 0% | 0% | 0% | 0% | 0% | 0% | 0% | 0% | 0% | 0% | 0% | 0%
Food - Other Pump Energy Management | SIC26 | 1 | 1 | 1 | 1 | 1 | 0.85 | PSE10YrRetro | 10% | 10% | 10% | 10% | 10% | 10% | 10% | 10% | 10% | 10% | 0% | 0% | 0% | 0% | 0% | 0% | 0% | 0% | 0% | 0% | 0% | 0% | 0% | 0%
Food - Other Pump Equipment Upgrade | SIC26 | 1 | 1 | 1 | 1 | 1 | 0.85 | PSE10YrRetro | 10% | 10% | 10% | 10% | 10% | 10% | 10% | 10% | 10% | 10% | 0% | 0% | 0% | 0% | 0% | 0% | 0% | 0% | 0% | 0% | 0% | 0% | 0% | 0%
Food - Other Pump System Optimization | SIC20 | 1 | 1 | 1 | 1 | 1 | 0.85 | PSE10YrRetro | 10% | 10% | 10% | 10% | 10% | 10% | 10% | 10% | 10% | 10% | 0% | 0% | 0% | 0% | 0% | 0% | 0% | 0% | 0% | 0% | 0% | 0% | 0% | 0%
Food - Other Transformers-Retrofit | IndShift3 | 1 | 1 | 1 | 1 | 1 | 0.85 | PSE10YrRetro | 10% | 10% | 10% | 10% | 10% | 10% | 10% | 10% | 10% | 10% | 0% | 0% | 0% | 0% | 0% | 0% | 0% | 0% | 0% | 0% | 0% | 0% | 0% | 0%
Food - Other Transformers-New | IndShift3 | 1 | 1 | 1 | 1 | 1 | 0.85 | PSE10YrRetro | 10% | 10% | 10% | 10% | 10% | 10% | 10% | 10% | 10% | 10% | 0% | 0% | 0% | 0% | 0% | 0% | 0% | 0% | 0% | 0% | 0% | 0% | 0% | 0%
Food - Other Synchronous Belts | IndShift3 | 1 | 1 | 1 | 1 | 1 | 0.85 | PSE10YrRetro | 10% | 10% | 10% | 10% | 10% | 10% | 10% | 10% | 10% | 10% | 0% | 0% | 0% | 0% | 0% | 0% | 0% | 0% | 0% | 0% | 0% | 0% | 0% | 0%
Food - Other Elec Chip Fab: Eliminate Exhaust | IndShift3 | 1 | 1 | 1 | 1 | 1 | 0.85 | PSE10YrRetro | 10% | 10% | 10% | 10% | 10% | 10% | 10% | 10% | 10% | 10% | 0% | 0% | 0% | 0% | 0% | 0% | 0% | 0% | 0% | 0% | 0% | 0% | 0% | 0%
Food - Other Elec Chip Fab: Exhaust Injector | IndShift3 | 1 | 1 | 1 | 1 | 1 | 0.85 | PSE10YrRetro | 10% | 10% | 10% | 10% | 10% | 10% | 10% | 10% | 10% | 10% | 0% | 0% | 0% | 0% | 0% | 0% | 0% | 0% | 0% | 0% | 0% | 0% | 0% | 0%
Food - Other Elec Chip Fab: Solidstate Chiller | IndShift3 | 1 | 1 | 1 | 1 | 1 | 0.85 | PSE10YrRetro | 10% | 10% | 10% | 10% | 10% | 10% | 10% | 10% | 10% | 10% | 0% | 0% | 0% | 0% | 0% | 0% | 0% | 0% | 0% | 0% | 0% | 0% | 0% | 0%
Food - Other Elec Chip Fab: Reduce Gas Pressure | IndShift3 | 1 | 1 | 1 | 1 | 1 | 0.85 | PSE10YrRetro | 10% | 10% | 10% | 10% | 10% | 10% | 10% | 10% | 10% | 10% | 0% | 0% | 0% | 0% | 0% | 0% | 0% | 0% | 0% | 0% | 0% | 0% | 0% | 0%
Food - Other Clean Room: Change Filter Strategy | IndShift3 | 1 | 1 | 1 | 1 | 1 | 0.85 | PSE10YrRetro | 10% | 10% | 10% | 10% | 10% | 10% | 10% | 10% | 10% | 10% | 0% | 0% | 0% | 0% | 0% | 0% | 0% | 0% | 0% | 0% | 0% | 0% | 0% | 0%
Food - Other Clean Room: Clean Room HVAC | IndShift3 | 1 | 1 | 1 | 1 | 1 | 0.85 | PSE10YrRetro | 10% | 10% | 10% | 10% | 10% | 10% | 10% | 10% | 10% | 10% | 0% | 0% | 0% | 0% | 0% | 0% | 0% | 0% | 0% | 0% | 0% | 0% | 0% | 0%
Food - Other Clean Room: Chiller Optimize | IndShift3 | 1 | 1 | 1 | 1 | 1 | 0.85 | PSE10YrRetro | 10% | 10% | 10% | 10% | 10% | 10% | 10% | 10% | 10% | 10% | 0% | 0% | 0% | 0% | 0% | 0% | 0% | 0% | 0% | 0% | 0% | 0% | 0% | 0%
Food - Other Food: Cooling and Storage | RefrigWarehouseGroc | 1 | 1 | 1 | 1 | 1 | 0.85 | PSE10YrRetro | 10% | 10% | 10% | 10% | 10% | 10% | 10% | 10% | 10% | 10% | 0% | 0% | 0% | 0% | 0% | 0% | 0% | 0% | 0% | 0% | 0% | 0% | 0% | 0%
Food - Other Food: Refrig Storage Tuneup | RefrigWarehouseGroc | 1 | 1 | 1 | 1 | 1 | 0.85 | PSE10YrRetro | 10% | 10% | 10% | 10% | 10% | 10% | 10% | 10% | 10% | 10% | 0% | 0% | 0% | 0% | 0% | 0% | 0% | 0% | 0% | 0% | 0% | 0% | 0% | 0%
Food - Other Metal: New Arc Furnace | IndShift3 | 1 | 1 | 1 | 1 | 1 | 0.85 | PSE10YrRetro | 10% | 10% | 10% | 10% | 10% | 10% | 10% | 10% | 10% | 10% | 0% | 0% | 0% | 0% | 0% | 0% | 0% | 0% | 0% | 0% | 0% | 0% | 0% | 0%
Food - Other Mech Pulp: Refiner Replacement | IndShift3 | 1 | 1 | 1 | 1 | 1 | 0.85 | PSE10YrRetro | 10% | 10% | 10% | 10% | 10% | 10% | 10% | 10% | 10% | 10% | 0% | 0% | 0% | 0% | 0% | 0% | 0% | 0% | 0% | 0% | 0% | 0% | 0% | 0%
Food - Other Mech Pulp: Premium Process | IndShift3 | 1 | 1 | 1 | 1 | 1 | 0.85 | PSE10YrRetro | 10% | 10% | 10% | 10% | 10% | 10% | 10% | 10% | 10% | 10% | 0% | 0% | 0% | 0% | 0% | 0% | 0% | 0% | 0% | 0% | 0% | 0% | 0% | 0%
Food - Other Mech Pulp: Refiner Plate Improvement | IndShift3 | 1 | 1 | 1 | 1 | 1 | 0.85 | PSE10YrRetro | 10% | 10% | 10% | 10% | 10% | 10% | 10% | 10% | 10% | 10% | 0% | 0% | 0% | 0% | 0% | 0% | 0% | 0% | 0% | 0% | 0% | 0% | 0% | 0%
Food - Other Kraft: Effluent Treatment System | IndShift3 | 1 | 1 | 1 | 1 | 1 | 0.85 | PSE10YrRetro | 10% | 10% | 10% | 10% | 10% | 10% | 10% | 10% | 10% | 10% | 0% | 0% | 0% | 0% | 0% | 0% | 0% | 0% | 0% | 0% | 0% | 0% | 0% | 0%
Food - Other Kraft: Efficient Agitator | IndShift3 | 1 | 1 | 1 | 1 | 1 | 0.85 | PSE10YrRetro | 10% | 10% | 10% | 10% | 10% | 10% | 10% | 10% | 10% | 10% | 0% | 0% | 0% | 0% | 0% | 0% | 0% | 0% | 0% | 0% | 0% | 0% | 0% | 0%
Food - Other Paper: Efficient Pulp Screen | IndShift3 | 1 | 1 | 1 | 1 | 1 | 0.85 | PSE10YrRetro | 10% | 10% | 10% | 10% | 10% | 10% | 10% | 10% | 10% | 10% | 0% | 0% | 0% | 0% | 0% | 0% | 0% | 0% | 0% | 0% | 0% | 0% | 0% | 0%
Food - Other Paper: Premium Fan | IndShift3 | 1 | 1 | 1 | 1 | 1 | 0.85 | PSE10YrRetro | 10% | 10% | 10% | 10% | 10% | 10% | 10% | 10% | 10% | 10% | 0% | 0% | 0% | 0% | 0% | 0% | 0% | 0% | 0% | 0% | 0% | 0% | 0% | 0%
Food - Other Paper: Material Handling | SIC24 | 1 | 1 | 1 | 1 | 1 | 0.85 | PSE10YrRetro | 10% | 10% | 10% | 10% | 10% | 10% | 10% | 10% | 10% | 10% | 0% | 0% | 0% | 0% | 0% | 0% | 0% | 0% | 0% | 0% | 0% | 0% | 0% | 0%
Food - Other Paper: Large Material Handling | SIC24 | 1 | 1 | 1 | 1 | 1 | 0.85 | PSE10YrRetro | 10% | 10% | 10% | 10% | 10% | 10% | 10% | 10% | 10% | 10% | 0% | 0% | 0% | 0% | 0% | 0% | 0% | 0% | 0% | 0% | 0% | 0% | 0% | 0%
Food - Other Paper: Premium Control Large Material | IndShift3 | 1 | 1 | 1 | 1 | 1 | 0.85 | PSE10YrRetro | 10% | 10% | 10% | 10% | 10% | 10% | 10% | 10% | 10% | 10% | 0% | 0% | 0% | 0% | 0% | 0% | 0% | 0% | 0% | 0% | 0% | 0% | 0% | 0%
Food - Other Material Handling1 | SIC24 | 1 | 1 | 1 | 1 | 1 | 0.85 | PSE10YrRetro | 10% | 10% | 10% | 10% | 10% | 10% | 10% | 10% | 10% | 10% | 0% | 0% | 0% | 0% | 0% | 0% | 0% | 0% | 0% | 0% | 0% | 0% | 0% | 0%
Food - Other Material Handling2 | SIC24 | 1 | 1 | 1 | 1 | 1 | 0.85 | PSE10YrRetro | 10% | 10% | 10% | 10% | 10% | 10% | 10% | 10% | 10% | 10% | 0% | 0% | 0% | 0% | 0% | 0% | 0% | 0% | 0% | 0% | 0% | 0% | 0% | 0%
Food - Other Material Handling VFD1 | SIC24 | 1 | 1 | 1 | 1 | 1 | 0.85 | PSE10YrRetro | 10% | 10% | 10% | 10% | 10% | 10% | 10% | 10% | 10% | 10% | 0% | 0% | 0% | 0% | 0% | 0% | 0% | 0% | 0% | 0% | 0% | 0% | 0% | 0%
Food - Other Material Handling VFD2 | SIC24 | 1 | 1 | 1 | 1 | 1 | 0.85 | PSE10YrRetro | 10% | 10% | 10% | 10% | 10% | 10% | 10% | 10% | 10% | 10% | 0% | 0% | 0% | 0% | 0% | 0% | 0% | 0% | 0% | 0% | 0% | 0% | 0% | 0%
Food - Other Wood: Replace Pneumatic Conveyor | SIC24 | 1 | 1 | 1 | 1 | 1 | 0.85 | PSE10YrRetro | 10% | 10% | 10% | 10% | 10% | 10% | 10% | 10% | 10% | 10% | 0% | 0% | 0% | 0% | 0% | 0% | 0% | 0% | 0% | 0% | 0% | 0% | 0% | 0%
Food - Other Panel: Hydraulic Press | SIC24 | 1 | 1 | 1 | 1 | 1 | 0.85 | PSE10YrRetro | 10% | 10% | 10% | 10% | 10% | 10% | 10% | 10% | 10% | 10% | 0% | 0% | 0% | 0% | 0% | 0% | 0% | 0% | 0% | 0% | 0% | 0% | 0% | 0%
Food - Other Cold Storage Retrofit | RefrigWarehouseGroc | 1 | 1 | 1 | 1 | 1 | 0.85 | PSE10YrRetro | 10% | 10% | 10% | 10% | 10% | 10% | 10% | 10% | 10% | 10% | 0% | 0% | 0% | 0% | 0% | 0% | 0% | 0% | 0% | 0% | 0% | 0% | 0% | 0%
Food - Other Cold Storage Tuneup | RefrigWarehouseGroc | 1 | 1 | 1 | 1 | 1 | 0.85 | PSE10YrRetro | 10% | 10% | 10% | 10% | 10% | 10% | 10% | 10% | 10% | 10% | 0% | 0% | 0% | 0% | 0% | 0% | 0% | 0% | 0% | 0% | 0% | 0% | 0% | 0%
Food - Other Fruit Storage Refer Retrofit | IndShift3 | 1 | 1 | 1 | 1 | 1 | 0.85 | PSE10YrRetro | 10% | 10% | 10% | 10% | 10% | 10% | 10% | 10% | 10% | 10% | 0% | 0% | 0% | 0% | 0% | 0% | 0% | 0% | 0% | 0% | 0% | 0% | 0% | 0%
Food - Other CA Retrofit -- CO2 Scrub | IndShift3 | 1 | 1 | 1 | 1 | 1 | 0.85 | PSE10YrRetro | 10% | 10% | 10% | 10% | 10% | 10% | 10% | 10% | 10% | 10% | 0% | 0% | 0% | 0% | 0% | 0% | 0% | 0% | 0% | 0% | 0% | 0% | 0% | 0%
Food - Other CA Retrofit -- Membrane | IndShift3 | 1 | 1 | 1 | 1 | 1 | 0.85 | PSE10YrRetro | 10% | 10% | 10% | 10% | 10% | 10% | 10% | 10% | 10% | 10% | 0% | 0% | 0% | 0% | 0% | 0% | 0% | 0% | 0% | 0% | 0% | 0% | 0% | 0%
Food - Other Fruit Storage Tuneup | IndShift3 | 1 | 1 | 1 | 1 | 1 | 0.85 | PSE10YrRetro | 10% | 10% | 10% | 10% | 10% | 10% | 10% | 10% | 10% | 10% | 0% | 0% | 0% | 0% | 0% | 0% | 0% | 0% | 0% | 0% | 0% | 0% | 0% | 0%
Food - Other Groc Dist Retrofit | IndShift3 | 1 | 1 | 1 | 1 | 1 | 0.85 | PSE10YrRetro | 10% | 10% | 10% | 10% | 10% | 10% | 10% | 10% | 10% | 10% | 0% | 0% | 0% | 0% | 0% | 0% | 0% | 0% | 0% | 0% | 0% | 0% | 0% | 0%
Food - Other Groc Dist Tuneup | IndShift3 | 1 | 1 | 1 | 1 | 1 | 0.85 | PSE10YrRetro | 10% | 10% | 10% | 10% | 10% | 10% | 10% | 10% | 10% | 10% | 0% | 0% | 0% | 0% | 0% | 0% | 0% | 0% | 0% | 0% | 0% | 0% | 0% | 0%
Food - Other Plant Energy Management | IndShift3 | 1 | 1 | 1 | 1 | 1 | 0.85 | PSE10YrRetro | 10% | 10% | 10% | 10% | 10% | 10% | 10% | 10% | 10% | 10% | 0% | 0% | 0% | 0% | 0% | 0% | 0% | 0% | 0% | 0% | 0% | 0% | 0% | 0%
Food - Other Energy Project Management | IndShift3 | 1 | 1 | 1 | 1 | 1 | 0.85 | PSE10YrRetro | 10% | 10% | 10% | 10% | 10% | 10% | 10% | 10% | 10% | 10% | 0% | 0% | 0% | 0% | 0% | 0% | 0% | 0% | 0% | 0% | 0% | 0% | 0% | 0%
Food - Other Integrated Plant Energy Management | IndShift3 | 1 | 1 | 1 | 1 | 1 | 0.85 | PSE10YrRetro | 10% | 10% | 10% | 10% | 10% | 10% | 10% | 10% | 10% | 10% | 0% | 0% | 0% | 0% | 0% | 0% | 0% | 0% | 0% | 0% | 0% | 0% | 0% | 0%
Wood - Lumber Air Compressor Demand Reduction | IndShift3 | 1 | 1 | 1 | 1 | 1 | 0.85 | PSE10YrRetro | 10% | 10% | 10% | 10% | 10% | 10% | 10% | 10% | 10% | 10% | 0% | 0% | 0% | 0% | 0% | 0% | 0% | 0% | 0% | 0% | 0% | 0% | 0% | 0%
Wood - Lumber Air Compressor Equipment1 | IndShift3 | 1 | 1 | 1 | 1 | 1 | 0.85 | PSE10YrRetro | 10% | 10% | 10% | 10% | 10% | 10% | 10% | 10% | 10% | 10% | 0% | 0% | 0% | 0% | 0% | 0% | 0% | 0% | 0% | 0% | 0% | 0% | 0% | 0%
Wood - Lumber Air Compressor Equipment2 | IndShift3 | 1 | 1 | 1 | 1 | 1 | 0.85 | PSE10YrRetro | 10% | 10% | 10% | 10% | 10% | 10% | 10% | 10% | 10% | 10% | 0% | 0% | 0% | 0% | 0% | 0% | 0% | 0% | 0% | 0% | 0% | 0% | 0% | 0%
Wood - Lumber Air Compressor Optimization | IndShift3 | 1 | 1 | 1 | 1 | 1 | 0.85 | PSE10YrRetro | 10% | 10% | 10% | 10% | 10% | 10% | 10% | 10% | 10% | 10% | 0% | 0% | 0% | 0% | 0% | 0% | 0% | 0% | 0% | 0% | 0% | 0% | 0% | 0%
Wood - Lumber HighBay Lighting 1 Shift | IndShift1 | 1 | 1 | 1 | 1 | 1 | 0.85 | PSE10YrRetro | 10% | 10% | 10% | 10% | 10% | 10% | 10% | 10% | 10% | 10% | 0% | 0% | 0% | 0% | 0% | 0% | 0% | 0% | 0% | 0% | 0% | 0% | 0% | 0%
Wood - Lumber HighBay Lighting 2 Shift | IndShift2 | 1 | 1 | 1 | 1 | 1 | 0.85 | PSE10YrRetro | 10% | 10% | 10% | 10% | 10% | 10% | 10% | 10% | 10% | 10% | 0% | 0% | 0% | 0% | 0% | 0% | 0% | 0% | 0% | 0% | 0% | 0% | 0% | 0%
Wood - Lumber HighBay Lighting 3 Shift | IndShift3 | 1 | 1 | 1 | 1 | 1 | 0.85 | PSE10YrRetro | 10% | 10% | 10% | 10% | 10% | 10% | 10% | 10% | 10% | 10% | 0% | 0% | 0% | 0% | 0% | 0% | 0% | 0% | 0% | 0% | 0% | 0% | 0% | 0%
Wood - Lumber Efficient Lighting 1 Shift | IndShift1 | 1 | 1 | 1 | 1 | 1 | 0.85 | PSE10YrRetro | 10% | 10% | 10% | 10% | 10% | 10% | 10% | 10% | 10% | 10% | 0% | 0% | 0% | 0% | 0% | 0% | 0% | 0% | 0% | 0% | 0% | 0% | 0% | 0%
Wood - Lumber Efficient Lighting 2 Shift | IndShift2 | 1 | 1 | 1 | 1 | 1 | 0.85 | PSE10YrRetro | 10% | 10% | 10% | 10% | 10% | 10% | 10% | 10% | 10% | 10% | 0% | 0% | 0% | 0% | 0% | 0% | 0% | 0% | 0% | 0% | 0% | 0% | 0% | 0%
Wood - Lumber Efficient Lighting 3 Shift | IndShift3 | 1 | 1 | 1 | 1 | 1 | 0.85 | PSE10YrRetro | 10% | 10% | 10% | 10% | 10% | 10% | 10% | 10% | 10% | 10% | 0% | 0% | 0% | 0% | 0% | 0% | 0% | 0% | 0% | 0% | 0% | 0% | 0% | 0%
Wood - Lumber Lighting Controls | IndShift3 | 1 | 1 | 1 | 1 | 1 | 0.85 | PSE10YrRetro | 10% | 10% | 10% | 10% | 10% | 10% | 10% | 10% | 10% | 10% | 0% | 0% | 0% | 0% | 0% | 0% | 0% | 0% | 0% | 0% | 0% | 0% | 0% | 0%
Wood - Lumber Motors: Rewind 20-50 HP | IndShift3 | 1 | 1 | 1 | 1 | 1 | 0.85 | PSE10YrRetro | 10% | 10% | 10% | 10% | 10% | 10% | 10% | 10% | 10% | 10% | 0% | 0% | 0% | 0% | 0% | 0% | 0% | 0% | 0% | 0% | 0% | 0% | 0% | 0%
Wood - Lumber Motors: Rewind 51-100 HP | IndShift3 | 1 | 1 | 1 | 1 | 1 | 0.85 | PSE10YrRetro | 10% | 10% | 10% | 10% | 10% | 10% | 10% | 10% | 10% | 10% | 0% | 0% | 0% | 0% | 0% | 0% | 0% | 0% | 0% | 0% | 0% | 0% | 0% | 0%
Wood - Lumber Motors: Rewind 101-200 HP | IndShift3 | 1 | 1 | 1 | 1 | 1 | 0.85 | PSE10YrRetro | 10% | 10% | 10% | 10% | 10% | 10% | 10% | 10% | 10% | 10% | 0% | 0% | 0% | 0% | 0% | 0% | 0% | 0% | 0% | 0% | 0% | 0% | 0% | 0%
Wood - Lumber Motors: Rewind 201-500 HP | IndShift3 | 1 | 1 | 1 | 1 | 1 | 0.85 | PSE10YrRetro | 10% | 10% | 10% | 10% | 10% | 10% | 10% | 10% | 10% | 10% | 0% | 0% | 0% | 0% | 0% | 0% | 0% | 0% | 0% | 0% | 0% | 0% | 0% | 0%
Wood - Lumber Motors: Rewind 501-5000 HP | IndShift3 | 1 | 1 | 1 | 1 | 1 | 0.85 | PSE10YrRetro | 10% | 10% | 10% | 10% | 10% | 10% | 10% | 10% | 10% | 10% | 0% | 0% | 0% | 0% | 0% | 0% | 0% | 0% | 0% | 0% | 0% | 0% | 0% | 0%
Wood - Lumber Efficient Centrifugal Fan | SIC26 | 1 | 1 | 1 | 1 | 1 | 0.85 | PSE10YrRetro | 10% | 10% | 10% | 10% | 10% | 10% | 10% | 10% | 10% | 10% | 0% | 0% | 0% | 0% | 0% | 0% | 0% | 0% | 0% | 0% | 0% | 0% | 0% | 0%
Wood - Lumber Fan Energy Management | SIC20 | 1 | 1 | 1 | 1 | 1 | 0.85 | PSE10YrRetro | 10% | 10% | 10% | 10% | 10% | 10% | 10% | 10% | 10% | 10% | 0% | 0% | 0% | 0% | 0% | 0% | 0% | 0% | 0% | 0% | 0% | 0% | 0% | 0%
Wood - Lumber Fan Equipment Upgrade | IndShift3 | 1 | 1 | 1 | 1 | 1 | 0.85 | PSE10YrRetro | 10% | 10% | 10% | 10% | 10% | 10% | 10% | 10% | 10% | 10% | 0% | 0% | 0% | 0% | 0% | 0% | 0% | 0% | 0% | 0% | 0% | 0% | 0% | 0%
Wood - Lumber Fan System Optimization | SIC24 | 1 | 1 | 1 | 1 | 1 | 0.85 | PSE10YrRetro | 10% | 10% | 10% | 10% | 10% | 10% | 10% | 10% | 10% | 10% | 0% | 0% | 0% | 0% | 0% | 0% | 0% | 0% | 0% | 0% | 0% | 0% | 0% | 0%
Wood - Lumber Pump Energy Management | IndShift3 | 1 | 1 | 1 | 1 | 1 | 0.85 | PSE10YrRetro | 10% | 10% | 10% | 10% | 10% | 10% | 10% | 10% | 10% | 10% | 0% | 0% | 0% | 0% | 0% | 0% | 0% | 0% | 0% | 0% | 0% | 0% | 0% | 0%
Wood - Lumber Pump Equipment Upgrade | SIC26 | 1 | 1 | 1 | 1 | 1 | 0.85 | PSE10YrRetro | 10% | 10% | 10% | 10% | 10% | 10% | 10% | 10% | 10% | 10% | 0% | 0% | 0% | 0% | 0% | 0% | 0% | 0% | 0% | 0% | 0% | 0% | 0% | 0%
Wood - Lumber Pump System Optimization | SIC20 | 1 | 1 | 1 | 1 | 1 | 0.85 | PSE10YrRetro | 10% | 10% | 10% | 10% | 10% | 10% | 10% | 10% | 10% | 10% | 0% | 0% | 0% | 0% | 0% | 0% | 0% | 0% | 0% | 0% | 0% | 0% | 0% | 0%
Wood - Lumber Transformers-Retrofit | IndShift3 | 1 | 1 | 1 | 1 | 1 | 0.85 | PSE10YrRetro | 10% | 10% | 10% | 10% | 10% | 10% | 10% | 10% | 10% | 10% | 0% | 0% | 0% | 0% | 0% | 0% | 0% | 0% | 0% | 0% | 0% | 0% | 0% | 0%
Wood - Lumber Transformers-New | IndShift3 | 1 | 1 | 1 | 1 | 1 | 0.85 | PSE10YrRetro | 10% | 10% | 10% | 10% | 10% | 10% | 10% | 10% | 10% | 10% | 0% | 0% | 0% | 0% | 0% | 0% | 0% | 0% | 0% | 0% | 0% | 0% | 0% | 0%
Wood - Lumber Synchronous Belts | IndShift3 | 1 | 1 | 1 | 1 | 1 | 0.85 | PSE10YrRetro | 10% | 10% | 10% | 10% | 10% | 10% | 10% | 10% | 10% | 10% | 0% | 0% | 0% | 0% | 0% | 0% | 0% | 0% | 0% | 0% | 0% | 0% | 0% | 0%
Wood - Lumber Elec Chip Fab: Eliminate Exhaust | IndShift3 | 1 | 1 | 1 | 1 | 1 | 0.85 | PSE10YrRetro | 10% | 10% | 10% | 10% | 10% | 10% | 10% | 10% | 10% | 10% | 0% | 0% | 0% | 0% | 0% | 0% | 0% | 0% | 0% | 0% | 0% | 0% | 0% | 0%
Wood - Lumber Elec Chip Fab: Exhaust Injector | IndShift3 | 1 | 1 | 1 | 1 | 1 | 0.85 | PSE10YrRetro | 10% | 10% | 10% | 10% | 10% | 10% | 10% | 10% | 10% | 10% | 0% | 0% | 0% | 0% | 0% | 0% | 0% | 0% | 0% | 0% | 0% | 0% | 0% | 0%
Wood - Lumber Elec Chip Fab: Solidstate Chiller | IndShift3 | 1 | 1 | 1 | 1 | 1 | 0.85 | PSE10YrRetro | 10% | 10% | 10% | 10% | 10% | 10% | 10% | 10% | 10% | 10% | 0% | 0% | 0% | 0% | 0% | 0% | 0% | 0% | 0% | 0% | 0% | 0% | 0% | 0%
Wood - Lumber Elec Chip Fab: Reduce Gas Pressure | IndShift3 | 1 | 1 | 1 | 1 | 1 | 0.85 | PSE10YrRetro | 10% | 10% | 10% | 10% | 10% | 10% | 10% | 10% | 10% | 10% | 0% | 0% | 0% | 0% | 0% | 0% | 0% | 0% | 0% | 0% | 0% | 0% | 0% | 0%
Wood - Lumber Clean Room: Change Filter Strategy | IndShift3 | 1 | 1 | 1 | 1 | 1 | 0.85 | PSE10YrRetro | 10% | 10% | 10% | 10% | 10% | 10% | 10% | 10% | 10% | 10% | 0% | 0% | 0% | 0% | 0% | 0% | 0% | 0% | 0% | 0% | 0% | 0% | 0% | 0%
Wood - Lumber Clean Room: Clean Room HVAC | IndShift3 | 1 | 1 | 1 | 1 | 1 | 0.85 | PSE10YrRetro | 10% | 10% | 10% | 10% | 10% | 10% | 10% | 10% | 10% | 10% | 0% | 0% | 0% | 0% | 0% | 0% | 0% | 0% | 0% | 0% | 0% | 0% | 0% | 0%
Wood - Lumber Clean Room: Chiller Optimize | IndShift3 | 1 | 1 | 1 | 1 | 1 | 0.85 | PSE10YrRetro | 10% | 10% | 10% | 10% | 10% | 10% | 10% | 10% | 10% | 10% | 0% | 0% | 0% | 0% | 0% | 0% | 0% | 0% | 0% | 0% | 0% | 0% | 0% | 0%
Wood - Lumber Food: Cooling and Storage | IndShift3 | 1 | 1 | 1 | 1 | 1 | 0.85 | PSE10YrRetro | 10% | 10% | 10% | 10% | 10% | 10% | 10% | 10% | 10% | 10% | 0% | 0% | 0% | 0% | 0% | 0% | 0% | 0% | 0% | 0% | 0% | 0% | 0% | 0%
Wood - Lumber Food: Refrig Storage Tuneup | IndShift3 | 1 | 1 | 1 | 1 | 1 | 0.85 | PSE10YrRetro | 10% | 10% | 10% | 10% | 10% | 10% | 10% | 10% | 10% | 10% | 0% | 0% | 0% | 0% | 0% | 0% | 0% | 0% | 0% | 0% | 0% | 0% | 0% | 0%
Wood - Lumber Metal: New Arc Furnace | IndShift3 | 1 | 1 | 1 | 1 | 1 | 0.85 | PSE10YrRetro | 10% | 10% | 10% | 10% | 10% | 10% | 10% | 10% | 10% | 10% | 0% | 0% | 0% | 0% | 0% | 0% | 0% | 0% | 0% | 0% | 0% | 0% | 0% | 0%
Wood - Lumber Mech Pulp: Refiner Replacement | IndShift3 | 1 | 1 | 1 | 1 | 1 | 0.85 | PSE10YrRetro | 10% | 10% | 10% | 10% | 10% | 10% | 10% | 10% | 10% | 10% | 0% | 0% | 0% | 0% | 0% | 0% | 0% | 0% | 0% | 0% | 0% | 0% | 0% | 0%
Wood - Lumber Mech Pulp: Premium Process | IndShift3 | 1 | 1 | 1 | 1 | 1 | 0.85 | PSE10YrRetro | 10% | 10% | 10% | 10% | 10% | 10% | 10% | 10% | 10% | 10% | 0% | 0% | 0% | 0% | 0% | 0% | 0% | 0% | 0% | 0% | 0% | 0% | 0% | 0%
Wood - Lumber Mech Pulp: Refiner Plate Improvement | IndShift3 | 1 | 1 | 1 | 1 | 1 | 0.85 | PSE10YrRetro | 10% | 10% | 10% | 10% | 10% | 10% | 10% | 10% | 10% | 10% | 0% | 0% | 0% | 0% | 0% | 0% | 0% | 0% | 0% | 0% | 0% | 0% | 0% | 0%
Wood - Lumber Kraft: Effluent Treatment System | IndShift3 | 1 | 1 | 1 | 1 | 1 | 0.85 | PSE10YrRetro | 10% | 10% | 10% | 10% | 10% | 10% | 10% | 10% | 10% | 10% | 0% | 0% | 0% | 0% | 0% | 0% | 0% | 0% | 0% | 0% | 0% | 0% | 0% | 0%
Wood - Lumber Kraft: Efficient Agitator | IndShift3 | 1 | 1 | 1 | 1 | 1 | 0.85 | PSE10YrRetro | 10% | 10% | 10% | 10% | 10% | 10% | 10% | 10% | 10% | 10% | 0% | 0% | 0% | 0% | 0% | 0% | 0% | 0% | 0% | 0% | 0% | 0% | 0% | 0%
Wood - Lumber Paper: Efficient Pulp Screen | IndShift3 | 1 | 1 | 1 | 1 | 1 | 0.85 | PSE10YrRetro | 10% | 10% | 10% | 10% | 10% | 10% | 10% | 10% | 10% | 10% | 0% | 0% | 0% | 0% | 0% | 0% | 0% | 0% | 0% | 0% | 0% | 0% | 0% | 0%
Wood - Lumber Paper: Premium Fan | IndShift3 | 1 | 1 | 1 | 1 | 1 | 0.85 | PSE10YrRetro | 10% | 10% | 10% | 10% | 10% | 10% | 10% | 10% | 10% | 10% | 0% | 0% | 0% | 0% | 0% | 0% | 0% | 0% | 0% | 0% | 0% | 0% | 0% | 0%
Wood - Lumber Paper: Material Handling | SIC24 | 1 | 1 | 1 | 1 | 1 | 0.85 | PSE10YrRetro | 10% | 10% | 10% | 10% | 10% | 10% | 10% | 10% | 10% | 10% | 0% | 0% | 0% | 0% | 0% | 0% | 0% | 0% | 0% | 0% | 0% | 0% | 0% | 0%
Wood - Lumber Paper: Large Material Handling | SIC24 | 1 | 1 | 1 | 1 | 1 | 0.85 | PSE10YrRetro | 10% | 10% | 10% | 10% | 10% | 10% | 10% | 10% | 10% | 10% | 0% | 0% | 0% | 0% | 0% | 0% | 0% | 0% | 0% | 0% | 0% | 0% | 0% | 0%
Wood - Lumber Paper: Premium Control Large Material | IndShift3 | 1 | 1 | 1 | 1 | 1 | 0.85 | PSE10YrRetro | 10% | 10% | 10% | 10% | 10% | 10% | 10% | 10% | 10% | 10% | 0% | 0% | 0% | 0% | 0% | 0% | 0% | 0% | 0% | 0% | 0% | 0% | 0% | 0%
Wood - Lumber Material Handling1 | SIC24 | 1 | 1 | 1 | 1 | 1 | 0.85 | PSE10YrRetro | 10% | 10% | 10% | 10% | 10% | 10% | 10% | 10% | 10% | 10% | 0% | 0% | 0% | 0% | 0% | 0% | 0% | 0% | 0% | 0% | 0% | 0% | 0% | 0%
Wood - Lumber Material Handling2 | SIC24 | 1 | 1 | 1 | 1 | 1 | 0.85 | PSE10YrRetro | 10% | 10% | 10% | 10% | 10% | 10% | 10% | 10% | 10% | 10% | 0% | 0% | 0% | 0% | 0% | 0% | 0% | 0% | 0% | 0% | 0% | 0% | 0% | 0%
Wood - Lumber Material Handling VFD1 | SIC24 | 1 | 1 | 1 | 1 | 1 | 0.85 | PSE10YrRetro | 10% | 10% | 10% | 10% | 10% | 10% | 10% | 10% | 10% | 10% | 0% | 0% | 0% | 0% | 0% | 0% | 0% | 0% | 0% | 0% | 0% | 0% | 0% | 0%
Wood - Lumber Material Handling VFD2 | SIC24 | 1 | 1 | 1 | 1 | 1 | 0.85 | PSE10YrRetro | 10% | 10% | 10% | 10% | 10% | 10% | 10% | 10% | 10% | 10% | 0% | 0% | 0% | 0% | 0% | 0% | 0% | 0% | 0% | 0% | 0% | 0% | 0% | 0%
Wood - Lumber Wood: Replace Pneumatic Conveyor | SIC24 | 1 | 1 | 1 | 1 | 1 | 0.85 | PSE10YrRetro | 10% | 10% | 10% | 10% | 10% | 10% | 10% | 10% | 10% | 10% | 0% | 0% | 0% | 0% | 0% | 0% | 0% | 0% | 0% | 0% | 0% | 0% | 0% | 0%
Wood - Lumber Panel: Hydraulic Press | SIC24 | 1 | 1 | 1 | 1 | 1 | 0.85 | PSE10YrRetro | 10% | 10% | 10% | 10% | 10% | 10% | 10% | 10% | 10% | 10% | 0% | 0% | 0% | 0% | 0% | 0% | 0% | 0% | 0% | 0% | 0% | 0% | 0% | 0%
Wood - Lumber Cold Storage Retrofit | IndShift3 | 1 | 1 | 1 | 1 | 1 | 0.85 | PSE10YrRetro | 10% | 10% | 10% | 10% | 10% | 10% | 10% | 10% | 10% | 10% | 0% | 0% | 0% | 0% | 0% | 0% | 0% | 0% | 0% | 0% | 0% | 0% | 0% | 0%
Wood - Lumber Cold Storage Tuneup | IndShift3 | 1 | 1 | 1 | 1 | 1 | 0.85 | PSE10YrRetro | 10% | 10% | 10% | 10% | 10% | 10% | 10% | 10% | 10% | 10% | 0% | 0% | 0% | 0% | 0% | 0% | 0% | 0% | 0% | 0% | 0% | 0% | 0% | 0%
Wood - Lumber Fruit Storage Refer Retrofit | IndShift3 | 1 | 1 | 1 | 1 | 1 | 0.85 | PSE10YrRetro | 10% | 10% | 10% | 10% | 10% | 10% | 10% | 10% | 10% | 10% | 0% | 0% | 0% | 0% | 0% | 0% | 0% | 0% | 0% | 0% | 0% | 0% | 0% | 0%
Wood - Lumber CA Retrofit -- CO2 Scrub | IndShift3 | 1 | 1 | 1 | 1 | 1 | 0.85 | PSE10YrRetro | 10% | 10% | 10% | 10% | 10% | 10% | 10% | 10% | 10% | 10% | 0% | 0% | 0% | 0% | 0% | 0% | 0% | 0% | 0% | 0% | 0% | 0% | 0% | 0%
Wood - Lumber CA Retrofit -- Membrane | IndShift3 | 1 | 1 | 1 | 1 | 1 | 0.85 | PSE10YrRetro | 10% | 10% | 10% | 10% | 10% | 10% | 10% | 10% | 10% | 10% | 0% | 0% | 0% | 0% | 0% | 0% | 0% | 0% | 0% | 0% | 0% | 0% | 0% | 0%
Wood - Lumber Fruit Storage Tuneup | IndShift3 | 1 | 1 | 1 | 1 | 1 | 0.85 | PSE10YrRetro | 10% | 10% | 10% | 10% | 10% | 10% | 10% | 10% | 10% | 10% | 0% | 0% | 0% | 0% | 0% | 0% | 0% | 0% | 0% | 0% | 0% | 0% | 0% | 0%
Wood - Lumber Groc Dist Retrofit | IndShift3 | 1 | 1 | 1 | 1 | 1 | 0.85 | PSE10YrRetro | 10% | 10% | 10% | 10% | 10% | 10% | 10% | 10% | 10% | 10% | 0% | 0% | 0% | 0% | 0% | 0% | 0% | 0% | 0% | 0% | 0% | 0% | 0% | 0%
Wood - Lumber Groc Dist Tuneup | IndShift3 | 1 | 1 | 1 | 1 | 1 | 0.85 | PSE10YrRetro | 10% | 10% | 10% | 10% | 10% | 10% | 10% | 10% | 10% | 10% | 0% | 0% | 0% | 0% | 0% | 0% | 0% | 0% | 0% | 0% | 0% | 0% | 0% | 0%
Wood - Lumber Plant Energy Management | IndShift3 | 1 | 1 | 1 | 1 | 1 | 0.85 | PSE10YrRetro | 10% | 10% | 10% | 10% | 10% | 10% | 10% | 10% | 10% | 10% | 0% | 0% | 0% | 0% | 0% | 0% | 0% | 0% | 0% | 0% | 0% | 0% | 0% | 0%
Wood - Lumber Energy Project Management | IndShift3 | 1 | 1 | 1 | 1 | 1 | 0.85 | PSE10YrRetro | 10% | 10% | 10% | 10% | 10% | 10% | 10% | 10% | 10% | 10% | 0% | 0% | 0% | 0% | 0% | 0% | 0% | 0% | 0% | 0% | 0% | 0% | 0% | 0%
Wood - Lumber Integrated Plant Energy Management | IndShift3 | 1 | 1 | 1 | 1 | 1 | 0.85 | PSE10YrRetro | 10% | 10% | 10% | 10% | 10% | 10% | 10% | 10% | 10% | 10% | 0% | 0% | 0% | 0% | 0% | 0% | 0% | 0% | 0% | 0% | 0% | 0% | 0% | 0%
Wood - Panel Air Compressor Demand Reduction | IndShift3 | 1 | 1 | 1 | 1 | 1 | 0.85 | PSE10YrRetro | 10% | 10% | 10% | 10% | 10% | 10% | 10% | 10% | 10% | 10% | 0% | 0% | 0% | 0% | 0% | 0% | 0% | 0% | 0% | 0% | 0% | 0% | 0% | 0%
Wood - Panel Air Compressor Equipment1 | IndShift3 | 1 | 1 | 1 | 1 | 1 | 0.85 | PSE10YrRetro | 10% | 10% | 10% | 10% | 10% | 10% | 10% | 10% | 10% | 10% | 0% | 0% | 0% | 0% | 0% | 0% | 0% | 0% | 0% | 0% | 0% | 0% | 0% | 0%
Wood - Panel Air Compressor Equipment2 | IndShift3 | 1 | 1 | 1 | 1 | 1 | 0.85 | PSE10YrRetro | 10% | 10% | 10% | 10% | 10% | 10% | 10% | 10% | 10% | 10% | 0% | 0% | 0% | 0% | 0% | 0% | 0% | 0% | 0% | 0% | 0% | 0% | 0% | 0%
Wood - Panel Air Compressor Optimization | IndShift3 | 1 | 1 | 1 | 1 | 1 | 0.85 | PSE10YrRetro | 10% | 10% | 10% | 10% | 10% | 10% | 10% | 10% | 10% | 10% | 0% | 0% | 0% | 0% | 0% | 0% | 0% | 0% | 0% | 0% | 0% | 0% | 0% | 0%
Wood - Panel HighBay Lighting 1 Shift | IndShift1 | 1 | 1 | 1 | 1 | 1 | 0.85 | PSE10YrRetro | 10% | 10% | 10% | 10% | 10% | 10% | 10% | 10% | 10% | 10% | 0% | 0% | 0% | 0% | 0% | 0% | 0% | 0% | 0% | 0% | 0% | 0% | 0% | 0%
Wood - Panel HighBay Lighting 2 Shift | IndShift2 | 1 | 1 | 1 | 1 | 1 | 0.85 | PSE10YrRetro | 10% | 10% | 10% | 10% | 10% | 10% | 10% | 10% | 10% | 10% | 0% | 0% | 0% | 0% | 0% | 0% | 0% | 0% | 0% | 0% | 0% | 0% | 0% | 0%
Wood - Panel HighBay Lighting 3 Shift | IndShift3 | 1 | 1 | 1 | 1 | 1 | 0.85 | PSE10YrRetro | 10% | 10% | 10% | 10% | 10% | 10% | 10% | 10% | 10% | 10% | 0% | 0% | 0% | 0% | 0% | 0% | 0% | 0% | 0% | 0% | 0% | 0% | 0% | 0%
Wood - Panel Efficient Lighting 1 Shift | IndShift1 | 1 | 1 | 1 | 1 | 1 | 0.85 | PSE10YrRetro | 10% | 10% | 10% | 10% | 10% | 10% | 10% | 10% | 10% | 10% | 0% | 0% | 0% | 0% | 0% | 0% | 0% | 0% | 0% | 0% | 0% | 0% | 0% | 0%
Wood - Panel Efficient Lighting 2 Shift | IndShift2 | 1 | 1 | 1 | 1 | 1 | 0.85 | PSE10YrRetro | 10% | 10% | 10% | 10% | 10% | 10% | 10% | 10% | 10% | 10% | 0% | 0% | 0% | 0% | 0% | 0% | 0% | 0% | 0% | 0% | 0% | 0% | 0% | 0%
Wood - Panel Efficient Lighting 3 Shift | IndShift3 | 1 | 1 | 1 | 1 | 1 | 0.85 | PSE10YrRetro | 10% | 10% | 10% | 10% | 10% | 10% | 10% | 10% | 10% | 10% | 0% | 0% | 0% | 0% | 0% | 0% | 0% | 0% | 0% | 0% | 0% | 0% | 0% | 0%
Wood - Panel Lighting Controls | IndShift3 | 1 | 1 | 1 | 1 | 1 | 0.85 | PSE10YrRetro | 10% | 10% | 10% | 10% | 10% | 10% | 10% | 10% | 10% | 10% | 0% | 0% | 0% | 0% | 0% | 0% | 0% | 0% | 0% | 0% | 0% | 0% | 0% | 0%
Wood - Panel Motors: Rewind 20-50 HP | IndShift3 | 1 | 1 | 1 | 1 | 1 | 0.85 | PSE10YrRetro | 10% | 10% | 10% | 10% | 10% | 10% | 10% | 10% | 10% | 10% | 0% | 0% | 0% | 0% | 0% | 0% | 0% | 0% | 0% | 0% | 0% | 0% | 0% | 0%
Wood - Panel Motors: Rewind 51-100 HP | IndShift3 | 1 | 1 | 1 | 1 | 1 | 0.85 | PSE10YrRetro | 10% | 10% | 10% | 10% | 10% | 10% | 10% | 10% | 10% | 10% | 0% | 0% | 0% | 0% | 0% | 0% | 0% | 0% | 0% | 0% | 0% | 0% | 0% | 0%
Wood - Panel Motors: Rewind 101-200 HP | IndShift3 | 1 | 1 | 1 | 1 | 1 | 0.85 | PSE10YrRetro | 10% | 10% | 10% | 10% | 10% | 10% | 10% | 10% | 10% | 10% | 0% | 0% | 0% | 0% | 0% | 0% | 0% | 0% | 0% | 0% | 0% | 0% | 0% | 0%
Wood - Panel Motors: Rewind 201-500 HP | IndShift3 | 1 | 1 | 1 | 1 | 1 | 0.85 | PSE10YrRetro | 10% | 10% | 10% | 10% | 10% | 10% | 10% | 10% | 10% | 10% | 0% | 0% | 0% | 0% | 0% | 0% | 0% | 0% | 0% | 0% | 0% | 0% | 0% | 0%
Wood - Panel Motors: Rewind 501-5000 HP | IndShift3 | 1 | 1 | 1 | 1 | 1 | 0.85 | PSE10YrRetro | 10% | 10% | 10% | 10% | 10% | 10% | 10% | 10% | 10% | 10% | 0% | 0% | 0% | 0% | 0% | 0% | 0% | 0% | 0% | 0% | 0% | 0% | 0% | 0%
Wood - Panel Efficient Centrifugal Fan | SIC26 | 1 | 1 | 1 | 1 | 1 | 0.85 | PSE10YrRetro | 10% | 10% | 10% | 10% | 10% | 10% | 10% | 10% | 10% | 10% | 0% | 0% | 0% | 0% | 0% | 0% | 0% | 0% | 0% | 0% | 0% | 0% | 0% | 0%
Wood - Panel Fan Energy Management | SIC20 | 1 | 1 | 1 | 1 | 1 | 0.85 | PSE10YrRetro | 10% | 10% | 10% | 10% | 10% | 10% | 10% | 10% | 10% | 10% | 0% | 0% | 0% | 0% | 0% | 0% | 0% | 0% | 0% | 0% | 0% | 0% | 0% | 0%
Wood - Panel Fan Equipment Upgrade | IndShift3 | 1 | 1 | 1 | 1 | 1 | 0.85 | PSE10YrRetro | 10% | 10% | 10% | 10% | 10% | 10% | 10% | 10% | 10% | 10% | 0% | 0% | 0% | 0% | 0% | 0% | 0% | 0% | 0% | 0% | 0% | 0% | 0% | 0%
Wood - Panel Fan System Optimization | SIC24 | 1 | 1 | 1 | 1 | 1 | 0.85 | PSE10YrRetro | 10% | 10% | 10% | 10% | 10% | 10% | 10% | 10% | 10% | 10% | 0% | 0% | 0% | 0% | 0% | 0% | 0% | 0% | 0% | 0% | 0% | 0% | 0% | 0%
Wood - Panel Pump Energy Management | SIC26 | 1 | 1 | 1 | 1 | 1 | 0.85 | PSE10YrRetro | 10% | 10% | 10% | 10% | 10% | 10% | 10% | 10% | 10% | 10% | 0% | 0% | 0% | 0% | 0% | 0% | 0% | 0% | 0% | 0% | 0% | 0% | 0% | 0%
Wood - Panel Pump Equipment Upgrade | SIC26 | 1 | 1 | 1 | 1 | 1 | 0.85 | PSE10YrRetro | 10% | 10% | 10% | 10% | 10% | 10% | 10% | 10% | 10% | 10% | 0% | 0% | 0% | 0% | 0% | 0% | 0% | 0% | 0% | 0% | 0% | 0% | 0% | 0%
Wood - Panel Pump System Optimization | SIC20 | 1 | 1 | 1 | 1 | 1 | 0.85 | PSE10YrRetro | 10% | 10% | 10% | 10% | 10% | 10% | 10% | 10% | 10% | 10% | 0% | 0% | 0% | 0% | 0% | 0% | 0% | 0% | 0% | 0% | 0% | 0% | 0% | 0%
Wood - Panel Transformers-Retrofit | IndShift3 | 1 | 1 | 1 | 1 | 1 | 0.85 | PSE10YrRetro | 10% | 10% | 10% | 10% | 10% | 10% | 10% | 10% | 10% | 10% | 0% | 0% | 0% | 0% | 0% | 0% | 0% | 0% | 0% | 0% | 0% | 0% | 0% | 0%
Wood - Panel Transformers-New | IndShift3 | 1 | 1 | 1 | 1 | 1 | 0.85 | PSE10YrRetro | 10% | 10% | 10% | 10% | 10% | 10% | 10% | 10% | 10% | 10% | 0% | 0% | 0% | 0% | 0% | 0% | 0% | 0% | 0% | 0% | 0% | 0% | 0% | 0%
Wood - Panel Synchronous Belts | IndShift3 | 1 | 1 | 1 | 1 | 1 | 0.85 | PSE10YrRetro | 10% | 10% | 10% | 10% | 10% | 10% | 10% | 10% | 10% | 10% | 0% | 0% | 0% | 0% | 0% | 0% | 0% | 0% | 0% | 0% | 0% | 0% | 0% | 0%
Wood - Panel Elec Chip Fab: Eliminate Exhaust | IndShift3 | 1 | 1 | 1 | 1 | 1 | 0.85 | PSE10YrRetro | 10% | 10% | 10% | 10% | 10% | 10% | 10% | 10% | 10% | 10% | 0% | 0% | 0% | 0% | 0% | 0% | 0% | 0% | 0% | 0% | 0% | 0% | 0% | 0%
Wood - Panel Elec Chip Fab: Exhaust Injector | IndShift3 | 1 | 1 | 1 | 1 | 1 | 0.85 | PSE10YrRetro | 10% | 10% | 10% | 10% | 10% | 10% | 10% | 10% | 10% | 10% | 0% | 0% | 0% | 0% | 0% | 0% | 0% | 0% | 0% | 0% | 0% | 0% | 0% | 0%
Wood - Panel Elec Chip Fab: Solidstate Chiller | IndShift3 | 1 | 1 | 1 | 1 | 1 | 0.85 | PSE10YrRetro | 10% | 10% | 10% | 10% | 10% | 10% | 10% | 10% | 10% | 10% | 0% | 0% | 0% | 0% | 0% | 0% | 0% | 0% | 0% | 0% | 0% | 0% | 0% | 0%
Wood - Panel Elec Chip Fab: Reduce Gas Pressure | IndShift3 | 1 | 1 | 1 | 1 | 1 | 0.85 | PSE10YrRetro | 10% | 10% | 10% | 10% | 10% | 10% | 10% | 10% | 10% | 10% | 0% | 0% | 0% | 0% | 0% | 0% | 0% | 0% | 0% | 0% | 0% | 0% | 0% | 0%
Wood - Panel Clean Room: Change Filter Strategy | IndShift3 | 1 | 1 | 1 | 1 | 1 | 0.85 | PSE10YrRetro | 10% | 10% | 10% | 10% | 10% | 10% | 10% | 10% | 10% | 10% | 0% | 0% | 0% | 0% | 0% | 0% | 0% | 0% | 0% | 0% | 0% | 0% | 0% | 0%
Wood - Panel Clean Room: Clean Room HVAC | IndShift3 | 1 | 1 | 1 | 1 | 1 | 0.85 | PSE10YrRetro | 10% | 10% | 10% | 10% | 10% | 10% | 10% | 10% | 10% | 10% | 0% | 0% | 0% | 0% | 0% | 0% | 0% | 0% | 0% | 0% | 0% | 0% | 0% | 0%
Wood - Panel Clean Room: Chiller Optimize | IndShift3 | 1 | 1 | 1 | 1 | 1 | 0.85 | PSE10YrRetro | 10% | 10% | 10% | 10% | 10% | 10% | 10% | 10% | 10% | 10% | 0% | 0% | 0% | 0% | 0% | 0% | 0% | 0% | 0% | 0% | 0% | 0% | 0% | 0%
Wood - Panel Food: Cooling and Storage | IndShift3 | 1 | 1 | 1 | 1 | 1 | 0.85 | PSE10YrRetro | 10% | 10% | 10% | 10% | 10% | 10% | 10% | 10% | 10% | 10% | 0% | 0% | 0% | 0% | 0% | 0% | 0% | 0% | 0% | 0% | 0% | 0% | 0% | 0%
Wood - Panel Food: Refrig Storage Tuneup | IndShift3 | 1 | 1 | 1 | 1 | 1 | 0.85 | PSE10YrRetro | 10% | 10% | 10% | 10% | 10% | 10% | 10% | 10% | 10% | 10% | 0% | 0% | 0% | 0% | 0% | 0% | 0% | 0% | 0% | 0% | 0% | 0% | 0% | 0%
Wood - Panel Metal: New Arc Furnace | IndShift3 | 1 | 1 | 1 | 1 | 1 | 0.85 | PSE10YrRetro | 10% | 10% | 10% | 10% | 10% | 10% | 10% | 10% | 10% | 10% | 0% | 0% | 0% | 0% | 0% | 0% | 0% | 0% | 0% | 0% | 0% | 0% | 0% | 0%
Wood - Panel Mech Pulp: Refiner Replacement | IndShift3 | 1 | 1 | 1 | 1 | 1 | 0.85 | PSE10YrRetro | 10% | 10% | 10% | 10% | 10% | 10% | 10% | 10% | 10% | 10% | 0% | 0% | 0% | 0% | 0% | 0% | 0% | 0% | 0% | 0% | 0% | 0% | 0% | 0%
Wood - Panel Mech Pulp: Premium Process | IndShift3 | 1 | 1 | 1 | 1 | 1 | 0.85 | PSE10YrRetro | 10% | 10% | 10% | 10% | 10% | 10% | 10% | 10% | 10% | 10% | 0% | 0% | 0% | 0% | 0% | 0% | 0% | 0% | 0% | 0% | 0% | 0% | 0% | 0%
Wood - Panel Mech Pulp: Refiner Plate Improvement | IndShift3 | 1 | 1 | 1 | 1 | 1 | 0.85 | PSE10YrRetro | 10% | 10% | 10% | 10% | 10% | 10% | 10% | 10% | 10% | 10% | 0% | 0% | 0% | 0% | 0% | 0% | 0% | 0% | 0% | 0% | 0% | 0% | 0% | 0%
Wood - Panel Kraft: Effluent Treatment System | IndShift3 | 1 | 1 | 1 | 1 | 1 | 0.85 | PSE10YrRetro | 10% | 10% | 10% | 10% | 10% | 10% | 10% | 10% | 10% | 10% | 0% | 0% | 0% | 0% | 0% | 0% | 0% | 0% | 0% | 0% | 0% | 0% | 0% | 0%
Wood - Panel Kraft: Efficient Agitator | IndShift3 | 1 | 1 | 1 | 1 | 1 | 0.85 | PSE10YrRetro | 10% | 10% | 10% | 10% | 10% | 10% | 10% | 10% | 10% | 10% | 0% | 0% | 0% | 0% | 0% | 0% | 0% | 0% | 0% | 0% | 0% | 0% | 0% | 0%
Wood - Panel Paper: Efficient Pulp Screen | IndShift3 | 1 | 1 | 1 | 1 | 1 | 0.85 | PSE10YrRetro | 10% | 10% | 10% | 10% | 10% | 10% | 10% | 10% | 10% | 10% | 0% | 0% | 0% | 0% | 0% | 0% | 0% | 0% | 0% | 0% | 0% | 0% | 0% | 0%
Wood - Panel Paper: Premium Fan | IndShift3 | 1 | 1 | 1 | 1 | 1 | 0.85 | PSE10YrRetro | 10% | 10% | 10% | 10% | 10% | 10% | 10% | 10% | 10% | 10% | 0% | 0% | 0% | 0% | 0% | 0% | 0% | 0% | 0% | 0% | 0% | 0% | 0% | 0%
Wood - Panel Paper: Material Handling | SIC24 | 1 | 1 | 1 | 1 | 1 | 0.85 | PSE10YrRetro | 10% | 10% | 10% | 10% | 10% | 10% | 10% | 10% | 10% | 10% | 0% | 0% | 0% | 0% | 0% | 0% | 0% | 0% | 0% | 0% | 0% | 0% | 0% | 0%
Wood - Panel Paper: Large Material Handling | SIC24 | 1 | 1 | 1 | 1 | 1 | 0.85 | PSE10YrRetro | 10% | 10% | 10% | 10% | 10% | 10% | 10% | 10% | 10% | 10% | 0% | 0% | 0% | 0% | 0% | 0% | 0% | 0% | 0% | 0% | 0% | 0% | 0% | 0%
Wood - Panel Paper: Premium Control Large Material | IndShift3 | 1 | 1 | 1 | 1 | 1 | 0.85 | PSE10YrRetro | 10% | 10% | 10% | 10% | 10% | 10% | 10% | 10% | 10% | 10% | 0% | 0% | 0% | 0% | 0% | 0% | 0% | 0% | 0% | 0% | 0% | 0% | 0% | 0%
Wood - Panel Material Handling1 | SIC24 | 1 | 1 | 1 | 1 | 1 | 0.85 | PSE10YrRetro | 10% | 10% | 10% | 10% | 10% | 10% | 10% | 10% | 10% | 10% | 0% | 0% | 0% | 0% | 0% | 0% | 0% | 0% | 0% | 0% | 0% | 0% | 0% | 0%
Wood - Panel Material Handling2 | SIC24 | 1 | 1 | 1 | 1 | 1 | 0.85 | PSE10YrRetro | 10% | 10% | 10% | 10% | 10% | 10% | 10% | 10% | 10% | 10% | 0% | 0% | 0% | 0% | 0% | 0% | 0% | 0% | 0% | 0% | 0% | 0% | 0% | 0%
Wood - Panel Material Handling VFD1 | SIC24 | 1 | 1 | 1 | 1 | 1 | 0.85 | PSE10YrRetro | 10% | 10% | 10% | 10% | 10% | 10% | 10% | 10% | 10% | 10% | 0% | 0% | 0% | 0% | 0% | 0% | 0% | 0% | 0% | 0% | 0% | 0% | 0% | 0%
Wood - Panel Material Handling VFD2 | SIC24 | 1 | 1 | 1 | 1 | 1 | 0.85 | PSE10YrRetro | 10% | 10% | 10% | 10% | 10% | 10% | 10% | 10% | 10% | 10% | 0% | 0% | 0% | 0% | 0% | 0% | 0% | 0% | 0% | 0% | 0% | 0% | 0% | 0%
Wood - Panel Wood: Replace Pneumatic Conveyor | SIC24 | 1 | 1 | 1 | 1 | 1 | 0.85 | PSE10YrRetro | 10% | 10% | 10% | 10% | 10% | 10% | 10% | 10% | 10% | 10% | 0% | 0% | 0% | 0% | 0% | 0% | 0% | 0% | 0% | 0% | 0% | 0% | 0% | 0%
Wood - Panel Panel: Hydraulic Press | SIC24 | 1 | 1 | 1 | 1 | 1 | 0.85 | PSE10YrRetro | 10% | 10% | 10% | 10% | 10% | 10% | 10% | 10% | 10% | 10% | 0% | 0% | 0% | 0% | 0% | 0% | 0% | 0% | 0% | 0% | 0% | 0% | 0% | 0%
Wood - Panel Cold Storage Retrofit | IndShift3 | 1 | 1 | 1 | 1 | 1 | 0.85 | PSE10YrRetro | 10% | 10% | 10% | 10% | 10% | 10% | 10% | 10% | 10% | 10% | 0% | 0% | 0% | 0% | 0% | 0% | 0% | 0% | 0% | 0% | 0% | 0% | 0% | 0%
Wood - Panel Cold Storage Tuneup | IndShift3 | 1 | 1 | 1 | 1 | 1 | 0.85 | PSE10YrRetro | 10% | 10% | 10% | 10% | 10% | 10% | 10% | 10% | 10% | 10% | 0% | 0% | 0% | 0% | 0% | 0% | 0% | 0% | 0% | 0% | 0% | 0% | 0% | 0%
Wood - Panel Fruit Storage Refer Retrofit | IndShift3 | 1 | 1 | 1 | 1 | 1 | 0.85 | PSE10YrRetro | 10% | 10% | 10% | 10% | 10% | 10% | 10% | 10% | 10% | 10% | 0% | 0% | 0% | 0% | 0% | 0% | 0% | 0% | 0% | 0% | 0% | 0% | 0% | 0%
Wood - Panel CA Retrofit -- CO2 Scrub | IndShift3 | 1 | 1 | 1 | 1 | 1 | 0.85 | PSE10YrRetro | 10% | 10% | 10% | 10% | 10% | 10% | 10% | 10% | 10% | 10% | 0% | 0% | 0% | 0% | 0% | 0% | 0% | 0% | 0% | 0% | 0% | 0% | 0% | 0%
Wood - Panel CA Retrofit -- Membrane | IndShift3 | 1 | 1 | 1 | 1 | 1 | 0.85 | PSE10YrRetro | 10% | 10% | 10% | 10% | 10% | 10% | 10% | 10% | 10% | 10% | 0% | 0% | 0% | 0% | 0% | 0% | 0% | 0% | 0% | 0% | 0% | 0% | 0% | 0%
Wood - Panel Fruit Storage Tuneup | IndShift3 | 1 | 1 | 1 | 1 | 1 | 0.85 | PSE10YrRetro | 10% | 10% | 10% | 10% | 10% | 10% | 10% | 10% | 10% | 10% | 0% | 0% | 0% | 0% | 0% | 0% | 0% | 0% | 0% | 0% | 0% | 0% | 0% | 0%
Wood - Panel Groc Dist Retrofit | IndShift3 | 1 | 1 | 1 | 1 | 1 | 0.85 | PSE10YrRetro | 10% | 10% | 10% | 10% | 10% | 10% | 10% | 10% | 10% | 10% | 0% | 0% | 0% | 0% | 0% | 0% | 0% | 0% | 0% | 0% | 0% | 0% | 0% | 0%
Wood - Panel Groc Dist Tuneup | IndShift3 | 1 | 1 | 1 | 1 | 1 | 0.85 | PSE10YrRetro | 10% | 10% | 10% | 10% | 10% | 10% | 10% | 10% | 10% | 10% | 0% | 0% | 0% | 0% | 0% | 0% | 0% | 0% | 0% | 0% | 0% | 0% | 0% | 0%
Wood - Panel Plant Energy Management | IndShift3 | 1 | 1 | 1 | 1 | 1 | 0.85 | PSE10YrRetro | 10% | 10% | 10% | 10% | 10% | 10% | 10% | 10% | 10% | 10% | 0% | 0% | 0% | 0% | 0% | 0% | 0% | 0% | 0% | 0% | 0% | 0% | 0% | 0%
Wood - Panel Energy Project Management | IndShift3 | 1 | 1 | 1 | 1 | 1 | 0.85 | PSE10YrRetro | 10% | 10% | 10% | 10% | 10% | 10% | 10% | 10% | 10% | 10% | 0% | 0% | 0% | 0% | 0% | 0% | 0% | 0% | 0% | 0% | 0% | 0% | 0% | 0%
Wood - Panel Integrated Plant Energy Management | IndShift3 | 1 | 1 | 1 | 1 | 1 | 0.85 | PSE10YrRetro | 10% | 10% | 10% | 10% | 10% | 10% | 10% | 10% | 10% | 10% | 0% | 0% | 0% | 0% | 0% | 0% | 0% | 0% | 0% | 0% | 0% | 0% | 0% | 0%
Wood - Other Air Compressor Demand Reduction | IndShift3 | 1 | 1 | 1 | 1 | 1 | 0.85 | PSE10YrRetro | 10% | 10% | 10% | 10% | 10% | 10% | 10% | 10% | 10% | 10% | 0% | 0% | 0% | 0% | 0% | 0% | 0% | 0% | 0% | 0% | 0% | 0% | 0% | 0%
Wood - Other Air Compressor Equipment1 | IndShift3 | 1 | 1 | 1 | 1 | 1 | 0.85 | PSE10YrRetro | 10% | 10% | 10% | 10% | 10% | 10% | 10% | 10% | 10% | 10% | 0% | 0% | 0% | 0% | 0% | 0% | 0% | 0% | 0% | 0% | 0% | 0% | 0% | 0%
Wood - Other Air Compressor Equipment2 | IndShift3 | 1 | 1 | 1 | 1 | 1 | 0.85 | PSE10YrRetro | 10% | 10% | 10% | 10% | 10% | 10% | 10% | 10% | 10% | 10% | 0% | 0% | 0% | 0% | 0% | 0% | 0% | 0% | 0% | 0% | 0% | 0% | 0% | 0%
Wood - Other Air Compressor Optimization | IndShift3 | 1 | 1 | 1 | 1 | 1 | 0.85 | PSE10YrRetro | 10% | 10% | 10% | 10% | 10% | 10% | 10% | 10% | 10% | 10% | 0% | 0% | 0% | 0% | 0% | 0% | 0% | 0% | 0% | 0% | 0% | 0% | 0% | 0%
Wood - Other HighBay Lighting 1 Shift | IndShift1 | 1 | 1 | 1 | 1 | 1 | 0.85 | PSE10YrRetro | 10% | 10% | 10% | 10% | 10% | 10% | 10% | 10% | 10% | 10% | 0% | 0% | 0% | 0% | 0% | 0% | 0% | 0% | 0% | 0% | 0% | 0% | 0% | 0%
Wood - Other HighBay Lighting 2 Shift | IndShift2 | 1 | 1 | 1 | 1 | 1 | 0.85 | PSE10YrRetro | 10% | 10% | 10% | 10% | 10% | 10% | 10% | 10% | 10% | 10% | 0% | 0% | 0% | 0% | 0% | 0% | 0% | 0% | 0% | 0% | 0% | 0% | 0% | 0%
Wood - Other HighBay Lighting 3 Shift | IndShift3 | 1 | 1 | 1 | 1 | 1 | 0.85 | PSE10YrRetro | 10% | 10% | 10% | 10% | 10% | 10% | 10% | 10% | 10% | 10% | 0% | 0% | 0% | 0% | 0% | 0% | 0% | 0% | 0% | 0% | 0% | 0% | 0% | 0%
Wood - Other Efficient Lighting 1 Shift | IndShift1 | 1 | 1 | 1 | 1 | 1 | 0.85 | PSE10YrRetro | 10% | 10% | 10% | 10% | 10% | 10% | 10% | 10% | 10% | 10% | 0% | 0% | 0% | 0% | 0% | 0% | 0% | 0% | 0% | 0% | 0% | 0% | 0% | 0%
Wood - Other Efficient Lighting 2 Shift | IndShift2 | 1 | 1 | 1 | 1 | 1 | 0.85 | PSE10YrRetro | 10% | 10% | 10% | 10% | 10% | 10% | 10% | 10% | 10% | 10% | 0% | 0% | 0% | 0% | 0% | 0% | 0% | 0% | 0% | 0% | 0% | 0% | 0% | 0%
Wood - Other Efficient Lighting 3 Shift | IndShift3 | 1 | 1 | 1 | 1 | 1 | 0.85 | PSE10YrRetro | 10% | 10% | 10% | 10% | 10% | 10% | 10% | 10% | 10% | 10% | 0% | 0% | 0% | 0% | 0% | 0% | 0% | 0% | 0% | 0% | 0% | 0% | 0% | 0%
Wood - Other Lighting Controls | IndShift3 | 1 | 1 | 1 | 1 | 1 | 0.85 | PSE10YrRetro | 10% | 10% | 10% | 10% | 10% | 10% | 10% | 10% | 10% | 10% | 0% | 0% | 0% | 0% | 0% | 0% | 0% | 0% | 0% | 0% | 0% | 0% | 0% | 0%
Wood - Other Motors: Rewind 20-50 HP | IndShift3 | 1 | 1 | 1 | 1 | 1 | 0.85 | PSE10YrRetro | 10% | 10% | 10% | 10% | 10% | 10% | 10% | 10% | 10% | 10% | 0% | 0% | 0% | 0% | 0% | 0% | 0% | 0% | 0% | 0% | 0% | 0% | 0% | 0%
Wood - Other Motors: Rewind 51-100 HP | IndShift3 | 1 | 1 | 1 | 1 | 1 | 0.85 | PSE10YrRetro | 10% | 10% | 10% | 10% | 10% | 10% | 10% | 10% | 10% | 10% | 0% | 0% | 0% | 0% | 0% | 0% | 0% | 0% | 0% | 0% | 0% | 0% | 0% | 0%
Wood - Other Motors: Rewind 101-200 HP | IndShift3 | 1 | 1 | 1 | 1 | 1 | 0.85 | PSE10YrRetro | 10% | 10% | 10% | 10% | 10% | 10% | 10% | 10% | 10% | 10% | 0% | 0% | 0% | 0% | 0% | 0% | 0% | 0% | 0% | 0% | 0% | 0% | 0% | 0%
Wood - Other Motors: Rewind 201-500 HP | IndShift3 | 1 | 1 | 1 | 1 | 1 | 0.85 | PSE10YrRetro | 10% | 10% | 10% | 10% | 10% | 10% | 10% | 10% | 10% | 10% | 0% | 0% | 0% | 0% | 0% | 0% | 0% | 0% | 0% | 0% | 0% | 0% | 0% | 0%
Wood - Other Motors: Rewind 501-5000 HP | IndShift3 | 1 | 1 | 1 | 1 | 1 | 0.85 | PSE10YrRetro | 10% | 10% | 10% | 10% | 10% | 10% | 10% | 10% | 10% | 10% | 0% | 0% | 0% | 0% | 0% | 0% | 0% | 0% | 0% | 0% | 0% | 0% | 0% | 0%
Wood - Other Efficient Centrifugal Fan | SIC26 | 1 | 1 | 1 | 1 | 1 | 0.85 | PSE10YrRetro | 10% | 10% | 10% | 10% | 10% | 10% | 10% | 10% | 10% | 10% | 0% | 0% | 0% | 0% | 0% | 0% | 0% | 0% | 0% | 0% | 0% | 0% | 0% | 0%
Wood - Other Fan Energy Management | SIC20 | 1 | 1 | 1 | 1 | 1 | 0.85 | PSE10YrRetro | 10% | 10% | 10% | 10% | 10% | 10% | 10% | 10% | 10% | 10% | 0% | 0% | 0% | 0% | 0% | 0% | 0% | 0% | 0% | 0% | 0% | 0% | 0% | 0%
Wood - Other Fan Equipment Upgrade | IndShift3 | 1 | 1 | 1 | 1 | 1 | 0.85 | PSE10YrRetro | 10% | 10% | 10% | 10% | 10% | 10% | 10% | 10% | 10% | 10% | 0% | 0% | 0% | 0% | 0% | 0% | 0% | 0% | 0% | 0% | 0% | 0% | 0% | 0%
Wood - Other Fan System Optimization | SIC24 | 1 | 1 | 1 | 1 | 1 | 0.85 | PSE10YrRetro | 10% | 10% | 10% | 10% | 10% | 10% | 10% | 10% | 10% | 10% | 0% | 0% | 0% | 0% | 0% | 0% | 0% | 0% | 0% | 0% | 0% | 0% | 0% | 0%
Wood - Other Pump Energy Management | IndShift3 | 1 | 1 | 1 | 1 | 1 | 0.85 | PSE10YrRetro | 10% | 10% | 10% | 10% | 10% | 10% | 10% | 10% | 10% | 10% | 0% | 0% | 0% | 0% | 0% | 0% | 0% | 0% | 0% | 0% | 0% | 0% | 0% | 0%
Wood - Other Pump Equipment Upgrade | SIC26 | 1 | 1 | 1 | 1 | 1 | 0.85 | PSE10YrRetro | 10% | 10% | 10% | 10% | 10% | 10% | 10% | 10% | 10% | 10% | 0% | 0% | 0% | 0% | 0% | 0% | 0% | 0% | 0% | 0% | 0% | 0% | 0% | 0%
Wood - Other Pump System Optimization | SIC20 | 1 | 1 | 1 | 1 | 1 | 0.85 | PSE10YrRetro | 10% | 10% | 10% | 10% | 10% | 10% | 10% | 10% | 10% | 10% | 0% | 0% | 0% | 0% | 0% | 0% | 0% | 0% | 0% | 0% | 0% | 0% | 0% | 0%
Wood - Other Transformers-Retrofit | IndShift3 | 1 | 1 | 1 | 1 | 1 | 0.85 | PSE10YrRetro | 10% | 10% | 10% | 10% | 10% | 10% | 10% | 10% | 10% | 10% | 0% | 0% | 0% | 0% | 0% | 0% | 0% | 0% | 0% | 0% | 0% | 0% | 0% | 0%
Wood - Other Transformers-New | IndShift3 | 1 | 1 | 1 | 1 | 1 | 0.85 | PSE10YrRetro | 10% | 10% | 10% | 10% | 10% | 10% | 10% | 10% | 10% | 10% | 0% | 0% | 0% | 0% | 0% | 0% | 0% | 0% | 0% | 0% | 0% | 0% | 0% | 0%
Wood - Other Synchronous Belts | IndShift3 | 1 | 1 | 1 | 1 | 1 | 0.85 | PSE10YrRetro | 10% | 10% | 10% | 10% | 10% | 10% | 10% | 10% | 10% | 10% | 0% | 0% | 0% | 0% | 0% | 0% | 0% | 0% | 0% | 0% | 0% | 0% | 0% | 0%
Wood - Other Elec Chip Fab: Eliminate Exhaust | IndShift3 | 1 | 1 | 1 | 1 | 1 | 0.85 | PSE10YrRetro | 10% | 10% | 10% | 10% | 10% | 10% | 10% | 10% | 10% | 10% | 0% | 0% | 0% | 0% | 0% | 0% | 0% | 0% | 0% | 0% | 0% | 0% | 0% | 0%
Wood - Other Elec Chip Fab: Exhaust Injector | IndShift3 | 1 | 1 | 1 | 1 | 1 | 0.85 | PSE10YrRetro | 10% | 10% | 10% | 10% | 10% | 10% | 10% | 10% | 10% | 10% | 0% | 0% | 0% | 0% | 0% | 0% | 0% | 0% | 0% | 0% | 0% | 0% | 0% | 0%
Wood - Other Elec Chip Fab: Solidstate Chiller | IndShift3 | 1 | 1 | 1 | 1 | 1 | 0.85 | PSE10YrRetro | 10% | 10% | 10% | 10% | 10% | 10% | 10% | 10% | 10% | 10% | 0% | 0% | 0% | 0% | 0% | 0% | 0% | 0% | 0% | 0% | 0% | 0% | 0% | 0%
Wood - Other Elec Chip Fab: Reduce Gas Pressure | IndShift3 | 1 | 1 | 1 | 1 | 1 | 0.85 | PSE10YrRetro | 10% | 10% | 10% | 10% | 10% | 10% | 10% | 10% | 10% | 10% | 0% | 0% | 0% | 0% | 0% | 0% | 0% | 0% | 0% | 0% | 0% | 0% | 0% | 0%
Wood - Other Clean Room: Change Filter Strategy | IndShift3 | 1 | 1 | 1 | 1 | 1 | 0.85 | PSE10YrRetro | 10% | 10% | 10% | 10% | 10% | 10% | 10% | 10% | 10% | 10% | 0% | 0% | 0% | 0% | 0% | 0% | 0% | 0% | 0% | 0% | 0% | 0% | 0% | 0%
Wood - Other Clean Room: Clean Room HVAC | IndShift3 | 1 | 1 | 1 | 1 | 1 | 0.85 | PSE10YrRetro | 10% | 10% | 10% | 10% | 10% | 10% | 10% | 10% | 10% | 10% | 0% | 0% | 0% | 0% | 0% | 0% | 0% | 0% | 0% | 0% | 0% | 0% | 0% | 0%
Wood - Other Clean Room: Chiller Optimize | IndShift3 | 1 | 1 | 1 | 1 | 1 | 0.85 | PSE10YrRetro | 10% | 10% | 10% | 10% | 10% | 10% | 10% | 10% | 10% | 10% | 0% | 0% | 0% | 0% | 0% | 0% | 0% | 0% | 0% | 0% | 0% | 0% | 0% | 0%
Wood - Other Food: Cooling and Storage | IndShift3 | 1 | 1 | 1 | 1 | 1 | 0.85 | PSE10YrRetro | 10% | 10% | 10% | 10% | 10% | 10% | 10% | 10% | 10% | 10% | 0% | 0% | 0% | 0% | 0% | 0% | 0% | 0% | 0% | 0% | 0% | 0% | 0% | 0%
Wood - Other Food: Refrig Storage Tuneup | IndShift3 | 1 | 1 | 1 | 1 | 1 | 0.85 | PSE10YrRetro | 10% | 10% | 10% | 10% | 10% | 10% | 10% | 10% | 10% | 10% | 0% | 0% | 0% | 0% | 0% | 0% | 0% | 0% | 0% | 0% | 0% | 0% | 0% | 0%
Wood - Other Metal: New Arc Furnace | IndShift3 | 1 | 1 | 1 | 1 | 1 | 0.85 | PSE10YrRetro | 10% | 10% | 10% | 10% | 10% | 10% | 10% | 10% | 10% | 10% | 0% | 0% | 0% | 0% | 0% | 0% | 0% | 0% | 0% | 0% | 0% | 0% | 0% | 0%
Wood - Other Mech Pulp: Refiner Replacement | IndShift3 | 1 | 1 | 1 | 1 | 1 | 0.85 | PSE10YrRetro | 10% | 10% | 10% | 10% | 10% | 10% | 10% | 10% | 10% | 10% | 0% | 0% | 0% | 0% | 0% | 0% | 0% | 0% | 0% | 0% | 0% | 0% | 0% | 0%
Wood - Other Mech Pulp: Premium Process | IndShift3 | 1 | 1 | 1 | 1 | 1 | 0.85 | PSE10YrRetro | 10% | 10% | 10% | 10% | 10% | 10% | 10% | 10% | 10% | 10% | 0% | 0% | 0% | 0% | 0% | 0% | 0% | 0% | 0% | 0% | 0% | 0% | 0% | 0%
Wood - Other Mech Pulp: Refiner Plate Improvement | IndShift3 | 1 | 1 | 1 | 1 | 1 | 0.85 | PSE10YrRetro | 10% | 10% | 10% | 10% | 10% | 10% | 10% | 10% | 10% | 10% | 0% | 0% | 0% | 0% | 0% | 0% | 0% | 0% | 0% | 0% | 0% | 0% | 0% | 0%
Wood - Other Kraft: Effluent Treatment System | IndShift3 | 1 | 1 | 1 | 1 | 1 | 0.85 | PSE10YrRetro | 10% | 10% | 10% | 10% | 10% | 10% | 10% | 10% | 10% | 10% | 0% | 0% | 0% | 0% | 0% | 0% | 0% | 0% | 0% | 0% | 0% | 0% | 0% | 0%
Wood - Other Kraft: Efficient Agitator | IndShift3 | 1 | 1 | 1 | 1 | 1 | 0.85 | PSE10YrRetro | 10% | 10% | 10% | 10% | 10% | 10% | 10% | 10% | 10% | 10% | 0% | 0% | 0% | 0% | 0% | 0% | 0% | 0% | 0% | 0% | 0% | 0% | 0% | 0%
Wood - Other Paper: Efficient Pulp Screen | IndShift3 | 1 | 1 | 1 | 1 | 1 | 0.85 | PSE10YrRetro | 10% | 10% | 10% | 10% | 10% | 10% | 10% | 10% | 10% | 10% | 0% | 0% | 0% | 0% | 0% | 0% | 0% | 0% | 0% | 0% | 0% | 0% | 0% | 0%
Wood - Other Paper: Premium Fan | IndShift3 | 1 | 1 | 1 | 1 | 1 | 0.85 | PSE10YrRetro | 10% | 10% | 10% | 10% | 10% | 10% | 10% | 10% | 10% | 10% | 0% | 0% | 0% | 0% | 0% | 0% | 0% | 0% | 0% | 0% | 0% | 0% | 0% | 0%
Wood - Other Paper: Material Handling | SIC24 | 1 | 1 | 1 | 1 | 1 | 0.85 | PSE10YrRetro | 10% | 10% | 10% | 10% | 10% | 10% | 10% | 10% | 10% | 10% | 0% | 0% | 0% | 0% | 0% | 0% | 0% | 0% | 0% | 0% | 0% | 0% | 0% | 0%
Wood - Other Paper: Large Material Handling | SIC24 | 1 | 1 | 1 | 1 | 1 | 0.85 | PSE10YrRetro | 10% | 10% | 10% | 10% | 10% | 10% | 10% | 10% | 10% | 10% | 0% | 0% | 0% | 0% | 0% | 0% | 0% | 0% | 0% | 0% | 0% | 0% | 0% | 0%
Wood - Other Paper: Premium Control Large Material | IndShift3 | 1 | 1 | 1 | 1 | 1 | 0.85 | PSE10YrRetro | 10% | 10% | 10% | 10% | 10% | 10% | 10% | 10% | 10% | 10% | 0% | 0% | 0% | 0% | 0% | 0% | 0% | 0% | 0% | 0% | 0% | 0% | 0% | 0%
Wood - Other Material Handling1 | SIC24 | 1 | 1 | 1 | 1 | 1 | 0.85 | PSE10YrRetro | 10% | 10% | 10% | 10% | 10% | 10% | 10% | 10% | 10% | 10% | 0% | 0% | 0% | 0% | 0% | 0% | 0% | 0% | 0% | 0% | 0% | 0% | 0% | 0%
Wood - Other Material Handling2 | SIC24 | 1 | 1 | 1 | 1 | 1 | 0.85 | PSE10YrRetro | 10% | 10% | 10% | 10% | 10% | 10% | 10% | 10% | 10% | 10% | 0% | 0% | 0% | 0% | 0% | 0% | 0% | 0% | 0% | 0% | 0% | 0% | 0% | 0%
Wood - Other Material Handling VFD1 | SIC24 | 1 | 1 | 1 | 1 | 1 | 0.85 | PSE10YrRetro | 10% | 10% | 10% | 10% | 10% | 10% | 10% | 10% | 10% | 10% | 0% | 0% | 0% | 0% | 0% | 0% | 0% | 0% | 0% | 0% | 0% | 0% | 0% | 0%
Wood - Other Material Handling VFD2 | SIC24 | 1 | 1 | 1 | 1 | 1 | 0.85 | PSE10YrRetro | 10% | 10% | 10% | 10% | 10% | 10% | 10% | 10% | 10% | 10% | 0% | 0% | 0% | 0% | 0% | 0% | 0% | 0% | 0% | 0% | 0% | 0% | 0% | 0%
Wood - Other Wood: Replace Pneumatic Conveyor | SIC24 | 1 | 1 | 1 | 1 | 1 | 0.85 | PSE10YrRetro | 10% | 10% | 10% | 10% | 10% | 10% | 10% | 10% | 10% | 10% | 0% | 0% | 0% | 0% | 0% | 0% | 0% | 0% | 0% | 0% | 0% | 0% | 0% | 0%
Wood - Other Panel: Hydraulic Press | SIC24 | 1 | 1 | 1 | 1 | 1 | 0.85 | PSE10YrRetro | 10% | 10% | 10% | 10% | 10% | 10% | 10% | 10% | 10% | 10% | 0% | 0% | 0% | 0% | 0% | 0% | 0% | 0% | 0% | 0% | 0% | 0% | 0% | 0%
Wood - Other Cold Storage Retrofit | IndShift3 | 1 | 1 | 1 | 1 | 1 | 0.85 | PSE10YrRetro | 10% | 10% | 10% | 10% | 10% | 10% | 10% | 10% | 10% | 10% | 0% | 0% | 0% | 0% | 0% | 0% | 0% | 0% | 0% | 0% | 0% | 0% | 0% | 0%
Wood - Other Cold Storage Tuneup | IndShift3 | 1 | 1 | 1 | 1 | 1 | 0.85 | PSE10YrRetro | 10% | 10% | 10% | 10% | 10% | 10% | 10% | 10% | 10% | 10% | 0% | 0% | 0% | 0% | 0% | 0% | 0% | 0% | 0% | 0% | 0% | 0% | 0% | 0%
Wood - Other Fruit Storage Refer Retrofit | IndShift3 | 1 | 1 | 1 | 1 | 1 | 0.85 | PSE10YrRetro | 10% | 10% | 10% | 10% | 10% | 10% | 10% | 10% | 10% | 10% | 0% | 0% | 0% | 0% | 0% | 0% | 0% | 0% | 0% | 0% | 0% | 0% | 0% | 0%
Wood - Other CA Retrofit -- CO2 Scrub | IndShift3 | 1 | 1 | 1 | 1 | 1 | 0.85 | PSE10YrRetro | 10% | 10% | 10% | 10% | 10% | 10% | 10% | 10% | 10% | 10% | 0% | 0% | 0% | 0% | 0% | 0% | 0% | 0% | 0% | 0% | 0% | 0% | 0% | 0%
Wood - Other CA Retrofit -- Membrane | IndShift3 | 1 | 1 | 1 | 1 | 1 | 0.85 | PSE10YrRetro | 10% | 10% | 10% | 10% | 10% | 10% | 10% | 10% | 10% | 10% | 0% | 0% | 0% | 0% | 0% | 0% | 0% | 0% | 0% | 0% | 0% | 0% | 0% | 0%
Wood - Other Fruit Storage Tuneup | IndShift3 | 1 | 1 | 1 | 1 | 1 | 0.85 | PSE10YrRetro | 10% | 10% | 10% | 10% | 10% | 10% | 10% | 10% | 10% | 10% | 0% | 0% | 0% | 0% | 0% | 0% | 0% | 0% | 0% | 0% | 0% | 0% | 0% | 0%
Wood - Other Groc Dist Retrofit | IndShift3 | 1 | 1 | 1 | 1 | 1 | 0.85 | PSE10YrRetro | 10% | 10% | 10% | 10% | 10% | 10% | 10% | 10% | 10% | 10% | 0% | 0% | 0% | 0% | 0% | 0% | 0% | 0% | 0% | 0% | 0% | 0% | 0% | 0%
Wood - Other Groc Dist Tuneup | IndShift3 | 1 | 1 | 1 | 1 | 1 | 0.85 | PSE10YrRetro | 10% | 10% | 10% | 10% | 10% | 10% | 10% | 10% | 10% | 10% | 0% | 0% | 0% | 0% | 0% | 0% | 0% | 0% | 0% | 0% | 0% | 0% | 0% | 0%
Wood - Other Plant Energy Management | IndShift3 | 1 | 1 | 1 | 1 | 1 | 0.85 | PSE10YrRetro | 10% | 10% | 10% | 10% | 10% | 10% | 10% | 10% | 10% | 10% | 0% | 0% | 0% | 0% | 0% | 0% | 0% | 0% | 0% | 0% | 0% | 0% | 0% | 0%
Wood - Other Energy Project Management | IndShift3 | 1 | 1 | 1 | 1 | 1 | 0.85 | PSE10YrRetro | 10% | 10% | 10% | 10% | 10% | 10% | 10% | 10% | 10% | 10% | 0% | 0% | 0% | 0% | 0% | 0% | 0% | 0% | 0% | 0% | 0% | 0% | 0% | 0%
Wood - Other Integrated Plant Energy Management | IndShift3 | 1 | 1 | 1 | 1 | 1 | 0.85 | PSE10YrRetro | 10% | 10% | 10% | 10% | 10% | 10% | 10% | 10% | 10% | 10% | 0% | 0% | 0% | 0% | 0% | 0% | 0% | 0% | 0% | 0% | 0% | 0% | 0% | 0%
Sugar Air Compressor Demand Reduction | IndShift3 | 1 | 1 | 1 | 1 | 1 | 0.85 | PSE10YrRetro | 10% | 10% | 10% | 10% | 10% | 10% | 10% | 10% | 10% | 10% | 0% | 0% | 0% | 0% | 0% | 0% | 0% | 0% | 0% | 0% | 0% | 0% | 0% | 0%
Sugar Air Compressor Equipment1 | IndShift3 | 1 | 1 | 1 | 1 | 1 | 0.85 | PSE10YrRetro | 10% | 10% | 10% | 10% | 10% | 10% | 10% | 10% | 10% | 10% | 0% | 0% | 0% | 0% | 0% | 0% | 0% | 0% | 0% | 0% | 0% | 0% | 0% | 0%
Sugar Air Compressor Equipment2 | IndShift3 | 1 | 1 | 1 | 1 | 1 | 0.85 | PSE10YrRetro | 10% | 10% | 10% | 10% | 10% | 10% | 10% | 10% | 10% | 10% | 0% | 0% | 0% | 0% | 0% | 0% | 0% | 0% | 0% | 0% | 0% | 0% | 0% | 0%
Sugar Air Compressor Optimization | IndShift3 | 1 | 1 | 1 | 1 | 1 | 0.85 | PSE10YrRetro | 10% | 10% | 10% | 10% | 10% | 10% | 10% | 10% | 10% | 10% | 0% | 0% | 0% | 0% | 0% | 0% | 0% | 0% | 0% | 0% | 0% | 0% | 0% | 0%
Sugar HighBay Lighting 1 Shift | IndShift1 | 1 | 1 | 1 | 1 | 1 | 0.85 | PSE10YrRetro | 10% | 10% | 10% | 10% | 10% | 10% | 10% | 10% | 10% | 10% | 0% | 0% | 0% | 0% | 0% | 0% | 0% | 0% | 0% | 0% | 0% | 0% | 0% | 0%
Sugar HighBay Lighting 2 Shift | IndShift2 | 1 | 1 | 1 | 1 | 1 | 0.85 | PSE10YrRetro | 10% | 10% | 10% | 10% | 10% | 10% | 10% | 10% | 10% | 10% | 0% | 0% | 0% | 0% | 0% | 0% | 0% | 0% | 0% | 0% | 0% | 0% | 0% | 0%
Sugar HighBay Lighting 3 Shift | IndShift3 | 1 | 1 | 1 | 1 | 1 | 0.85 | PSE10YrRetro | 10% | 10% | 10% | 10% | 10% | 10% | 10% | 10% | 10% | 10% | 0% | 0% | 0% | 0% | 0% | 0% | 0% | 0% | 0% | 0% | 0% | 0% | 0% | 0%
Sugar Efficient Lighting 1 Shift | IndShift1 | 1 | 1 | 1 | 1 | 1 | 0.85 | PSE10YrRetro | 10% | 10% | 10% | 10% | 10% | 10% | 10% | 10% | 10% | 10% | 0% | 0% | 0% | 0% | 0% | 0% | 0% | 0% | 0% | 0% | 0% | 0% | 0% | 0%
Sugar Efficient Lighting 2 Shift | IndShift2 | 1 | 1 | 1 | 1 | 1 | 0.85 | PSE10YrRetro | 10% | 10% | 10% | 10% | 10% | 10% | 10% | 10% | 10% | 10% | 0% | 0% | 0% | 0% | 0% | 0% | 0% | 0% | 0% | 0% | 0% | 0% | 0% | 0%
Sugar Efficient Lighting 3 Shift | IndShift3 | 1 | 1 | 1 | 1 | 1 | 0.85 | PSE10YrRetro | 10% | 10% | 10% | 10% | 10% | 10% | 10% | 10% | 10% | 10% | 0% | 0% | 0% | 0% | 0% | 0% | 0% | 0% | 0% | 0% | 0% | 0% | 0% | 0%
Sugar Lighting Controls | IndShift3 | 1 | 1 | 1 | 1 | 1 | 0.85 | PSE10YrRetro | 10% | 10% | 10% | 10% | 10% | 10% | 10% | 10% | 10% | 10% | 0% | 0% | 0% | 0% | 0% | 0% | 0% | 0% | 0% | 0% | 0% | 0% | 0% | 0%
Sugar Motors: Rewind 20-50 HP | IndShift3 | 1 | 1 | 1 | 1 | 1 | 0.85 | PSE10YrRetro | 10% | 10% | 10% | 10% | 10% | 10% | 10% | 10% | 10% | 10% | 0% | 0% | 0% | 0% | 0% | 0% | 0% | 0% | 0% | 0% | 0% | 0% | 0% | 0%
Sugar Motors: Rewind 51-100 HP | IndShift3 | 1 | 1 | 1 | 1 | 1 | 0.85 | PSE10YrRetro | 10% | 10% | 10% | 10% | 10% | 10% | 10% | 10% | 10% | 10% | 0% | 0% | 0% | 0% | 0% | 0% | 0% | 0% | 0% | 0% | 0% | 0% | 0% | 0%
Sugar Motors: Rewind 101-200 HP | IndShift3 | 1 | 1 | 1 | 1 | 1 | 0.85 | PSE10YrRetro | 10% | 10% | 10% | 10% | 10% | 10% | 10% | 10% | 10% | 10% | 0% | 0% | 0% | 0% | 0% | 0% | 0% | 0% | 0% | 0% | 0% | 0% | 0% | 0%
Sugar Motors: Rewind 201-500 HP | IndShift3 | 1 | 1 | 1 | 1 | 1 | 0.85 | PSE10YrRetro | 10% | 10% | 10% | 10% | 10% | 10% | 10% | 10% | 10% | 10% | 0% | 0% | 0% | 0% | 0% | 0% | 0% | 0% | 0% | 0% | 0% | 0% | 0% | 0%
Sugar Motors: Rewind 501-5000 HP | IndShift3 | 1 | 1 | 1 | 1 | 1 | 0.85 | PSE10YrRetro | 10% | 10% | 10% | 10% | 10% | 10% | 10% | 10% | 10% | 10% | 0% | 0% | 0% | 0% | 0% | 0% | 0% | 0% | 0% | 0% | 0% | 0% | 0% | 0%
Sugar Efficient Centrifugal Fan | SIC26 | 1 | 1 | 1 | 1 | 1 | 0.85 | PSE10YrRetro | 10% | 10% | 10% | 10% | 10% | 10% | 10% | 10% | 10% | 10% | 0% | 0% | 0% | 0% | 0% | 0% | 0% | 0% | 0% | 0% | 0% | 0% | 0% | 0%
Sugar Fan Energy Management | SIC20 | 1 | 1 | 1 | 1 | 1 | 0.85 | PSE10YrRetro | 10% | 10% | 10% | 10% | 10% | 10% | 10% | 10% | 10% | 10% | 0% | 0% | 0% | 0% | 0% | 0% | 0% | 0% | 0% | 0% | 0% | 0% | 0% | 0%
Sugar Fan Equipment Upgrade | IndShift3 | 1 | 1 | 1 | 1 | 1 | 0.85 | PSE10YrRetro | 10% | 10% | 10% | 10% | 10% | 10% | 10% | 10% | 10% | 10% | 0% | 0% | 0% | 0% | 0% | 0% | 0% | 0% | 0% | 0% | 0% | 0% | 0% | 0%
Sugar Fan System Optimization | SIC24 | 1 | 1 | 1 | 1 | 1 | 0.85 | PSE10YrRetro | 10% | 10% | 10% | 10% | 10% | 10% | 10% | 10% | 10% | 10% | 0% | 0% | 0% | 0% | 0% | 0% | 0% | 0% | 0% | 0% | 0% | 0% | 0% | 0%
Sugar Pump Energy Management | SIC26 | 1 | 1 | 1 | 1 | 1 | 0.85 | PSE10YrRetro | 10% | 10% | 10% | 10% | 10% | 10% | 10% | 10% | 10% | 10% | 0% | 0% | 0% | 0% | 0% | 0% | 0% | 0% | 0% | 0% | 0% | 0% | 0% | 0%
Sugar Pump Equipment Upgrade | SIC26 | 1 | 1 | 1 | 1 | 1 | 0.85 | PSE10YrRetro | 10% | 10% | 10% | 10% | 10% | 10% | 10% | 10% | 10% | 10% | 0% | 0% | 0% | 0% | 0% | 0% | 0% | 0% | 0% | 0% | 0% | 0% | 0% | 0%
Sugar Pump System Optimization | SIC20 | 1 | 1 | 1 | 1 | 1 | 0.85 | PSE10YrRetro | 10% | 10% | 10% | 10% | 10% | 10% | 10% | 10% | 10% | 10% | 0% | 0% | 0% | 0% | 0% | 0% | 0% | 0% | 0% | 0% | 0% | 0% | 0% | 0%
Sugar Transformers-Retrofit | IndShift3 | 1 | 1 | 1 | 1 | 1 | 0.85 | PSE10YrRetro | 10% | 10% | 10% | 10% | 10% | 10% | 10% | 10% | 10% | 10% | 0% | 0% | 0% | 0% | 0% | 0% | 0% | 0% | 0% | 0% | 0% | 0% | 0% | 0%
Sugar Transformers-New | IndShift3 | 1 | 1 | 1 | 1 | 1 | 0.85 | PSE10YrRetro | 10% | 10% | 10% | 10% | 10% | 10% | 10% | 10% | 10% | 10% | 0% | 0% | 0% | 0% | 0% | 0% | 0% | 0% | 0% | 0% | 0% | 0% | 0% | 0%
Sugar Synchronous Belts | IndShift3 | 1 | 1 | 1 | 1 | 1 | 0.85 | PSE10YrRetro | 10% | 10% | 10% | 10% | 10% | 10% | 10% | 10% | 10% | 10% | 0% | 0% | 0% | 0% | 0% | 0% | 0% | 0% | 0% | 0% | 0% | 0% | 0% | 0%
Sugar Elec Chip Fab: Eliminate Exhaust | IndShift3 | 1 | 1 | 1 | 1 | 1 | 0.85 | PSE10YrRetro | 10% | 10% | 10% | 10% | 10% | 10% | 10% | 10% | 10% | 10% | 0% | 0% | 0% | 0% | 0% | 0% | 0% | 0% | 0% | 0% | 0% | 0% | 0% | 0%
Sugar Elec Chip Fab: Exhaust Injector | IndShift3 | 1 | 1 | 1 | 1 | 1 | 0.85 | PSE10YrRetro | 10% | 10% | 10% | 10% | 10% | 10% | 10% | 10% | 10% | 10% | 0% | 0% | 0% | 0% | 0% | 0% | 0% | 0% | 0% | 0% | 0% | 0% | 0% | 0%
Sugar Elec Chip Fab: Solidstate Chiller | IndShift3 | 1 | 1 | 1 | 1 | 1 | 0.85 | PSE10YrRetro | 10% | 10% | 10% | 10% | 10% | 10% | 10% | 10% | 10% | 10% | 0% | 0% | 0% | 0% | 0% | 0% | 0% | 0% | 0% | 0% | 0% | 0% | 0% | 0%
Sugar Elec Chip Fab: Reduce Gas Pressure | IndShift3 | 1 | 1 | 1 | 1 | 1 | 0.85 | PSE10YrRetro | 10% | 10% | 10% | 10% | 10% | 10% | 10% | 10% | 10% | 10% | 0% | 0% | 0% | 0% | 0% | 0% | 0% | 0% | 0% | 0% | 0% | 0% | 0% | 0%
Sugar Clean Room: Change Filter Strategy | IndShift3 | 1 | 1 | 1 | 1 | 1 | 0.85 | PSE10YrRetro | 10% | 10% | 10% | 10% | 10% | 10% | 10% | 10% | 10% | 10% | 0% | 0% | 0% | 0% | 0% | 0% | 0% | 0% | 0% | 0% | 0% | 0% | 0% | 0%
Sugar Clean Room: Clean Room HVAC | IndShift3 | 1 | 1 | 1 | 1 | 1 | 0.85 | PSE10YrRetro | 10% | 10% | 10% | 10% | 10% | 10% | 10% | 10% | 10% | 10% | 0% | 0% | 0% | 0% | 0% | 0% | 0% | 0% | 0% | 0% | 0% | 0% | 0% | 0%
Sugar Clean Room: Chiller Optimize | IndShift3 | 1 | 1 | 1 | 1 | 1 | 0.85 | PSE10YrRetro | 10% | 10% | 10% | 10% | 10% | 10% | 10% | 10% | 10% | 10% | 0% | 0% | 0% | 0% | 0% | 0% | 0% | 0% | 0% | 0% | 0% | 0% | 0% | 0%
Sugar Food: Cooling and Storage | IndShift3 | 1 | 1 | 1 | 1 | 1 | 0.85 | PSE10YrRetro | 10% | 10% | 10% | 10% | 10% | 10% | 10% | 10% | 10% | 10% | 0% | 0% | 0% | 0% | 0% | 0% | 0% | 0% | 0% | 0% | 0% | 0% | 0% | 0%
Sugar Food: Refrig Storage Tuneup | IndShift3 | 1 | 1 | 1 | 1 | 1 | 0.85 | PSE10YrRetro | 10% | 10% | 10% | 10% | 10% | 10% | 10% | 10% | 10% | 10% | 0% | 0% | 0% | 0% | 0% | 0% | 0% | 0% | 0% | 0% | 0% | 0% | 0% | 0%
Sugar Metal: New Arc Furnace | IndShift3 | 1 | 1 | 1 | 1 | 1 | 0.85 | PSE10YrRetro | 10% | 10% | 10% | 10% | 10% | 10% | 10% | 10% | 10% | 10% | 0% | 0% | 0% | 0% | 0% | 0% | 0% | 0% | 0% | 0% | 0% | 0% | 0% | 0%
Sugar Mech Pulp: Refiner Replacement | IndShift3 | 1 | 1 | 1 | 1 | 1 | 0.85 | PSE10YrRetro | 10% | 10% | 10% | 10% | 10% | 10% | 10% | 10% | 10% | 10% | 0% | 0% | 0% | 0% | 0% | 0% | 0% | 0% | 0% | 0% | 0% | 0% | 0% | 0%
Sugar Mech Pulp: Premium Process | IndShift3 | 1 | 1 | 1 | 1 | 1 | 0.85 | PSE10YrRetro | 10% | 10% | 10% | 10% | 10% | 10% | 10% | 10% | 10% | 10% | 0% | 0% | 0% | 0% | 0% | 0% | 0% | 0% | 0% | 0% | 0% | 0% | 0% | 0%
Sugar Mech Pulp: Refiner Plate Improvement | IndShift3 | 1 | 1 | 1 | 1 | 1 | 0.85 | PSE10YrRetro | 10% | 10% | 10% | 10% | 10% | 10% | 10% | 10% | 10% | 10% | 0% | 0% | 0% | 0% | 0% | 0% | 0% | 0% | 0% | 0% | 0% | 0% | 0% | 0%
Sugar Kraft: Effluent Treatment System | IndShift3 | 1 | 1 | 1 | 1 | 1 | 0.85 | PSE10YrRetro | 10% | 10% | 10% | 10% | 10% | 10% | 10% | 10% | 10% | 10% | 0% | 0% | 0% | 0% | 0% | 0% | 0% | 0% | 0% | 0% | 0% | 0% | 0% | 0%
Sugar Kraft: Efficient Agitator | IndShift3 | 1 | 1 | 1 | 1 | 1 | 0.85 | PSE10YrRetro | 10% | 10% | 10% | 10% | 10% | 10% | 10% | 10% | 10% | 10% | 0% | 0% | 0% | 0% | 0% | 0% | 0% | 0% | 0% | 0% | 0% | 0% | 0% | 0%
Sugar Paper: Efficient Pulp Screen | IndShift3 | 1 | 1 | 1 | 1 | 1 | 0.85 | PSE10YrRetro | 10% | 10% | 10% | 10% | 10% | 10% | 10% | 10% | 10% | 10% | 0% | 0% | 0% | 0% | 0% | 0% | 0% | 0% | 0% | 0% | 0% | 0% | 0% | 0%
Sugar Paper: Premium Fan | IndShift3 | 1 | 1 | 1 | 1 | 1 | 0.85 | PSE10YrRetro | 10% | 10% | 10% | 10% | 10% | 10% | 10% | 10% | 10% | 10% | 0% | 0% | 0% | 0% | 0% | 0% | 0% | 0% | 0% | 0% | 0% | 0% | 0% | 0%
Sugar Paper: Material Handling | SIC24 | 1 | 1 | 1 | 1 | 1 | 0.85 | PSE10YrRetro | 10% | 10% | 10% | 10% | 10% | 10% | 10% | 10% | 10% | 10% | 0% | 0% | 0% | 0% | 0% | 0% | 0% | 0% | 0% | 0% | 0% | 0% | 0% | 0%
Sugar Paper: Large Material Handling | SIC24 | 1 | 1 | 1 | 1 | 1 | 0.85 | PSE10YrRetro | 10% | 10% | 10% | 10% | 10% | 10% | 10% | 10% | 10% | 10% | 0% | 0% | 0% | 0% | 0% | 0% | 0% | 0% | 0% | 0% | 0% | 0% | 0% | 0%
Sugar Paper: Premium Control Large Material | IndShift3 | 1 | 1 | 1 | 1 | 1 | 0.85 | PSE10YrRetro | 10% | 10% | 10% | 10% | 10% | 10% | 10% | 10% | 10% | 10% | 0% | 0% | 0% | 0% | 0% | 0% | 0% | 0% | 0% | 0% | 0% | 0% | 0% | 0%
Sugar Material Handling1 | SIC24 | 1 | 1 | 1 | 1 | 1 | 0.85 | PSE10YrRetro | 10% | 10% | 10% | 10% | 10% | 10% | 10% | 10% | 10% | 10% | 0% | 0% | 0% | 0% | 0% | 0% | 0% | 0% | 0% | 0% | 0% | 0% | 0% | 0%
Sugar Material Handling2 | SIC24 | 1 | 1 | 1 | 1 | 1 | 0.85 | PSE10YrRetro | 10% | 10% | 10% | 10% | 10% | 10% | 10% | 10% | 10% | 10% | 0% | 0% | 0% | 0% | 0% | 0% | 0% | 0% | 0% | 0% | 0% | 0% | 0% | 0%
Sugar Material Handling VFD1 | SIC24 | 1 | 1 | 1 | 1 | 1 | 0.85 | PSE10YrRetro | 10% | 10% | 10% | 10% | 10% | 10% | 10% | 10% | 10% | 10% | 0% | 0% | 0% | 0% | 0% | 0% | 0% | 0% | 0% | 0% | 0% | 0% | 0% | 0%
Sugar Material Handling VFD2 | SIC24 | 1 | 1 | 1 | 1 | 1 | 0.85 | PSE10YrRetro | 10% | 10% | 10% | 10% | 10% | 10% | 10% | 10% | 10% | 10% | 0% | 0% | 0% | 0% | 0% | 0% | 0% | 0% | 0% | 0% | 0% | 0% | 0% | 0%
Sugar Wood: Replace Pneumatic Conveyor | SIC24 | 1 | 1 | 1 | 1 | 1 | 0.85 | PSE10YrRetro | 10% | 10% | 10% | 10% | 10% | 10% | 10% | 10% | 10% | 10% | 0% | 0% | 0% | 0% | 0% | 0% | 0% | 0% | 0% | 0% | 0% | 0% | 0% | 0%
Sugar Panel: Hydraulic Press | SIC24 | 1 | 1 | 1 | 1 | 1 | 0.85 | PSE10YrRetro | 10% | 10% | 10% | 10% | 10% | 10% | 10% | 10% | 10% | 10% | 0% | 0% | 0% | 0% | 0% | 0% | 0% | 0% | 0% | 0% | 0% | 0% | 0% | 0%
Sugar Cold Storage Retrofit | RefrigWarehouseGroc | 1 | 1 | 1 | 1 | 1 | 0.85 | PSE10YrRetro | 10% | 10% | 10% | 10% | 10% | 10% | 10% | 10% | 10% | 10% | 0% | 0% | 0% | 0% | 0% | 0% | 0% | 0% | 0% | 0% | 0% | 0% | 0% | 0%
Sugar Cold Storage Tuneup | RefrigWarehouseGroc | 1 | 1 | 1 | 1 | 1 | 0.85 | PSE10YrRetro | 10% | 10% | 10% | 10% | 10% | 10% | 10% | 10% | 10% | 10% | 0% | 0% | 0% | 0% | 0% | 0% | 0% | 0% | 0% | 0% | 0% | 0% | 0% | 0%
Sugar Fruit Storage Refer Retrofit | IndShift3 | 1 | 1 | 1 | 1 | 1 | 0.85 | PSE10YrRetro | 10% | 10% | 10% | 10% | 10% | 10% | 10% | 10% | 10% | 10% | 0% | 0% | 0% | 0% | 0% | 0% | 0% | 0% | 0% | 0% | 0% | 0% | 0% | 0%
Sugar CA Retrofit -- CO2 Scrub | IndShift3 | 1 | 1 | 1 | 1 | 1 | 0.85 | PSE10YrRetro | 10% | 10% | 10% | 10% | 10% | 10% | 10% | 10% | 10% | 10% | 0% | 0% | 0% | 0% | 0% | 0% | 0% | 0% | 0% | 0% | 0% | 0% | 0% | 0%
Sugar CA Retrofit -- Membrane | IndShift3 | 1 | 1 | 1 | 1 | 1 | 0.85 | PSE10YrRetro | 10% | 10% | 10% | 10% | 10% | 10% | 10% | 10% | 10% | 10% | 0% | 0% | 0% | 0% | 0% | 0% | 0% | 0% | 0% | 0% | 0% | 0% | 0% | 0%
Sugar Fruit Storage Tuneup | IndShift3 | 1 | 1 | 1 | 1 | 1 | 0.85 | PSE10YrRetro | 10% | 10% | 10% | 10% | 10% | 10% | 10% | 10% | 10% | 10% | 0% | 0% | 0% | 0% | 0% | 0% | 0% | 0% | 0% | 0% | 0% | 0% | 0% | 0%
Sugar Groc Dist Retrofit | IndShift3 | 1 | 1 | 1 | 1 | 1 | 0.85 | PSE10YrRetro | 10% | 10% | 10% | 10% | 10% | 10% | 10% | 10% | 10% | 10% | 0% | 0% | 0% | 0% | 0% | 0% | 0% | 0% | 0% | 0% | 0% | 0% | 0% | 0%
Sugar Groc Dist Tuneup | IndShift3 | 1 | 1 | 1 | 1 | 1 | 0.85 | PSE10YrRetro | 10% | 10% | 10% | 10% | 10% | 10% | 10% | 10% | 10% | 10% | 0% | 0% | 0% | 0% | 0% | 0% | 0% | 0% | 0% | 0% | 0% | 0% | 0% | 0%
Sugar Plant Energy Management | IndShift3 | 1 | 1 | 1 | 1 | 1 | 0.85 | PSE10YrRetro | 10% | 10% | 10% | 10% | 10% | 10% | 10% | 10% | 10% | 10% | 0% | 0% | 0% | 0% | 0% | 0% | 0% | 0% | 0% | 0% | 0% | 0% | 0% | 0%
Sugar Energy Project Management | IndShift3 | 1 | 1 | 1 | 1 | 1 | 0.85 | PSE10YrRetro | 10% | 10% | 10% | 10% | 10% | 10% | 10% | 10% | 10% | 10% | 0% | 0% | 0% | 0% | 0% | 0% | 0% | 0% | 0% | 0% | 0% | 0% | 0% | 0%
Sugar Integrated Plant Energy Management | IndShift3 | 1 | 1 | 1 | 1 | 1 | 0.85 | PSE10YrRetro | 10% | 10% | 10% | 10% | 10% | 10% | 10% | 10% | 10% | 10% | 0% | 0% | 0% | 0% | 0% | 0% | 0% | 0% | 0% | 0% | 0% | 0% | 0% | 0%
Hi Tech - Chip Fabrication Air Compressor Demand Reduction | IndShift3 | 1 | 1 | 1 | 1 | 1 | 0.85 | PSE10YrRetro | 10% | 10% | 10% | 10% | 10% | 10% | 10% | 10% | 10% | 10% | 0% | 0% | 0% | 0% | 0% | 0% | 0% | 0% | 0% | 0% | 0% | 0% | 0% | 0%
Hi Tech - Chip Fabrication Air Compressor Equipment1 | IndShift1 | 1 | 1 | 1 | 1 | 1 | 0.85 | PSE10YrRetro | 10% | 10% | 10% | 10% | 10% | 10% | 10% | 10% | 10% | 10% | 0% | 0% | 0% | 0% | 0% | 0% | 0% | 0% | 0% | 0% | 0% | 0% | 0% | 0%
Hi Tech - Chip Fabrication Air Compressor Equipment2 | IndShift2 | 1 | 1 | 1 | 1 | 1 | 0.85 | PSE10YrRetro | 10% | 10% | 10% | 10% | 10% | 10% | 10% | 10% | 10% | 10% | 0% | 0% | 0% | 0% | 0% | 0% | 0% | 0% | 0% | 0% | 0% | 0% | 0% | 0%
Hi Tech - Chip Fabrication Air Compressor Optimization | IndShift3 | 1 | 1 | 1 | 1 | 1 | 0.85 | PSE10YrRetro | 10% | 10% | 10% | 10% | 10% | 10% | 10% | 10% | 10% | 10% | 0% | 0% | 0% | 0% | 0% | 0% | 0% | 0% | 0% | 0% | 0% | 0% | 0% | 0%
Hi Tech - Chip Fabrication HighBay Lighting 1 Shift | IndShift1 | 1 | 1 | 1 | 1 | 1 | 0.85 | PSE10YrRetro | 10% | 10% | 10% | 10% | 10% | 10% | 10% | 10% | 10% | 10% | 0% | 0% | 0% | 0% | 0% | 0% | 0% | 0% | 0% | 0% | 0% | 0% | 0% | 0%
Hi Tech - Chip Fabrication HighBay Lighting 2 Shift | IndShift2 | 1 | 1 | 1 | 1 | 1 | 0.85 | PSE10YrRetro | 10% | 10% | 10% | 10% | 10% | 10% | 10% | 10% | 10% | 10% | 0% | 0% | 0% | 0% | 0% | 0% | 0% | 0% | 0% | 0% | 0% | 0% | 0% | 0%
Hi Tech - Chip Fabrication HighBay Lighting 3 Shift | IndShift3 | 1 | 1 | 1 | 1 | 1 | 0.85 | PSE10YrRetro | 10% | 10% | 10% | 10% | 10% | 10% | 10% | 10% | 10% | 10% | 0% | 0% | 0% | 0% | 0% | 0% | 0% | 0% | 0% | 0% | 0% | 0% | 0% | 0%
Hi Tech - Chip Fabrication Efficient Lighting 1 Shift | IndShift1 | 1 | 1 | 1 | 1 | 1 | 0.85 | PSE10YrRetro | 10% | 10% | 10% | 10% | 10% | 10% | 10% | 10% | 10% | 10% | 0% | 0% | 0% | 0% | 0% | 0% | 0% | 0% | 0% | 0% | 0% | 0% | 0% | 0%
Hi Tech - Chip Fabrication Efficient Lighting 2 Shift | IndShift2 | 1 | 1 | 1 | 1 | 1 | 0.85 | PSE10YrRetro | 10% | 10% | 10% | 10% | 10% | 10% | 10% | 10% | 10% | 10% | 0% | 0% | 0% | 0% | 0% | 0% | 0% | 0% | 0% | 0% | 0% | 0% | 0% | 0%
Hi Tech - Chip Fabrication Efficient Lighting 3 Shift | IndShift3 | 1 | 1 | 1 | 1 | 1 | 0.85 | PSE10YrRetro | 10% | 10% | 10% | 10% | 10% | 10% | 10% | 10% | 10% | 10% | 0% | 0% | 0% | 0% | 0% | 0% | 0% | 0% | 0% | 0% | 0% | 0% | 0% | 0%
Hi Tech - Chip Fabrication Lighting Controls | IndShift3 | 1 | 1 | 1 | 1 | 1 | 0.85 | PSE10YrRetro | 10% | 10% | 10% | 10% | 10% | 10% | 10% | 10% | 10% | 10% | 0% | 0% | 0% | 0% | 0% | 0% | 0% | 0% | 0% | 0% | 0% | 0% | 0% | 0%
Hi Tech - Chip Fabrication Motors: Rewind 20-50 HP | IndShift3 | 1 | 1 | 1 | 1 | 1 | 0.85 | PSE10YrRetro | 10% | 10% | 10% | 10% | 10% | 10% | 10% | 10% | 10% | 10% | 0% | 0% | 0% | 0% | 0% | 0% | 0% | 0% | 0% | 0% | 0% | 0% | 0% | 0%
Hi Tech - Chip Fabrication Motors: Rewind 51-100 HP | IndShift3 | 1 | 1 | 1 | 1 | 1 | 0.85 | PSE10YrRetro | 10% | 10% | 10% | 10% | 10% | 10% | 10% | 10% | 10% | 10% | 0% | 0% | 0% | 0% | 0% | 0% | 0% | 0% | 0% | 0% | 0% | 0% | 0% | 0%
Hi Tech - Chip Fabrication Motors: Rewind 101-200 HP | IndShift3 | 1 | 1 | 1 | 1 | 1 | 0.85 | PSE10YrRetro | 10% | 10% | 10% | 10% | 10% | 10% | 10% | 10% | 10% | 10% | 0% | 0% | 0% | 0% | 0% | 0% | 0% | 0% | 0% | 0% | 0% | 0% | 0% | 0%
Hi Tech - Chip Fabrication Motors: Rewind 201-500 HP | IndShift3 | 1 | 1 | 1 | 1 | 1 | 0.85 | PSE10YrRetro | 10% | 10% | 10% | 10% | 10% | 10% | 10% | 10% | 10% | 10% | 0% | 0% | 0% | 0% | 0% | 0% | 0% | 0% | 0% | 0% | 0% | 0% | 0% | 0%
Hi Tech - Chip Fabrication Motors: Rewind 501-5000 HP | IndShift3 | 1 | 1 | 1 | 1 | 1 | 0.85 | PSE10YrRetro | 10% | 10% | 10% | 10% | 10% | 10% | 10% | 10% | 10% | 10% | 0% | 0% | 0% | 0% | 0% | 0% | 0% | 0% | 0% | 0% | 0% | 0% | 0% | 0%
Hi Tech - Chip Fabrication Efficient Centrifugal Fan | SIC26 | 1 | 1 | 1 | 1 | 1 | 0.85 | PSE10YrRetro | 10% | 10% | 10% | 10% | 10% | 10% | 10% | 10% | 10% | 10% | 0% | 0% | 0% | 0% | 0% | 0% | 0% | 0% | 0% | 0% | 0% | 0% | 0% | 0%
Hi Tech - Chip Fabrication Fan Energy Management | SIC20 | 1 | 1 | 1 | 1 | 1 | 0.85 | PSE10YrRetro | 10% | 10% | 10% | 10% | 10% | 10% | 10% | 10% | 10% | 10% | 0% | 0% | 0% | 0% | 0% | 0% | 0% | 0% | 0% | 0% | 0% | 0% | 0% | 0%
Hi Tech - Chip Fabrication Fan Equipment Upgrade | IndShift3 | 1 | 1 | 1 | 1 | 1 | 0.85 | PSE10YrRetro | 10% | 10% | 10% | 10% | 10% | 10% | 10% | 10% | 10% | 10% | 0% | 0% | 0% | 0% | 0% | 0% | 0% | 0% | 0% | 0% | 0% | 0% | 0% | 0%
Hi Tech - Chip Fabrication Fan System Optimization | SIC24 | 1 | 1 | 1 | 1 | 1 | 0.85 | PSE10YrRetro | 10% | 10% | 10% | 10% | 10% | 10% | 10% | 10% | 10% | 10% | 0% | 0% | 0% | 0% | 0% | 0% | 0% | 0% | 0% | 0% | 0% | 0% | 0% | 0%
Hi Tech - Chip Fabrication Pump Energy Management | SIC26 | 1 | 1 | 1 | 1 | 1 | 0.85 | PSE10YrRetro | 10% | 10% | 10% | 10% | 10% | 10% | 10% | 10% | 10% | 10% | 0% | 0% | 0% | 0% | 0% | 0% | 0% | 0% | 0% | 0% | 0% | 0% | 0% | 0%
Hi Tech - Chip Fabrication Pump Equipment Upgrade | SIC26 | 1 | 1 | 1 | 1 | 1 | 0.85 | PSE10YrRetro | 10% | 10% | 10% | 10% | 10% | 10% | 10% | 10% | 10% | 10% | 0% | 0% | 0% | 0% | 0% | 0% | 0% | 0% | 0% | 0% | 0% | 0% | 0% | 0%
Hi Tech - Chip Fabrication Pump System Optimization | SIC20 | 1 | 1 | 1 | 1 | 1 | 0.85 | PSE10YrRetro | 10% | 10% | 10% | 10% | 10% | 10% | 10% | 10% | 10% | 10% | 0% | 0% | 0% | 0% | 0% | 0% | 0% | 0% | 0% | 0% | 0% | 0% | 0% | 0%
Hi Tech - Chip Fabrication Transformers-Retrofit | IndShift3 | 1 | 1 | 1 | 1 | 1 | 0.85 | PSE10YrRetro | 10% | 10% | 10% | 10% | 10% | 10% | 10% | 10% | 10% | 10% | 0% | 0% | 0% | 0% | 0% | 0% | 0% | 0% | 0% | 0% | 0% | 0% | 0% | 0%
Hi Tech - Chip Fabrication Transformers-New | IndShift3 | 1 | 1 | 1 | 1 | 1 | 0.85 | PSE10YrRetro | 10% | 10% | 10% | 10% | 10% | 10% | 10% | 10% | 10% | 10% | 0% | 0% | 0% | 0% | 0% | 0% | 0% | 0% | 0% | 0% | 0% | 0% | 0% | 0%
Hi Tech - Chip Fabrication Synchronous Belts | IndShift3 | 1 | 1 | 1 | 1 | 1 | 0.85 | PSE10YrRetro | 10% | 10% | 10% | 10% | 10% | 10% | 10% | 10% | 10% | 10% | 0% | 0% | 0% | 0% | 0% | 0% | 0% | 0% | 0% | 0% | 0% | 0% | 0% | 0%
Hi Tech - Chip Fabrication Elec Chip Fab: Eliminate Exhaust | IndShift3 | 1 | 1 | 1 | 1 | 1 | 0.85 | PSE10YrRetro | 10% | 10% | 10% | 10% | 10% | 10% | 10% | 10% | 10% | 10% | 0% | 0% | 0% | 0% | 0% | 0% | 0% | 0% | 0% | 0% | 0% | 0% | 0% | 0%
Hi Tech - Chip Fabrication Elec Chip Fab: Exhaust Injector | IndShift3 | 1 | 1 | 1 | 1 | 1 | 0.85 | PSE10YrRetro | 10% | 10% | 10% | 10% | 10% | 10% | 10% | 10% | 10% | 10% | 0% | 0% | 0% | 0% | 0% | 0% | 0% | 0% | 0% | 0% | 0% | 0% | 0% | 0%
Hi Tech - Chip Fabrication Elec Chip Fab: Solidstate Chiller | IndShift3 | 1 | 1 | 1 | 1 | 1 | 0.85 | PSE10YrRetro | 10% | 10% | 10% | 10% | 10% | 10% | 10% | 10% | 10% | 10% | 0% | 0% | 0% | 0% | 0% | 0% | 0% | 0% | 0% | 0% | 0% | 0% | 0% | 0%
Hi Tech - Chip Fabrication Elec Chip Fab: Reduce Gas Pressure | IndShift3 | 1 | 1 | 1 | 1 | 1 | 0.85 | PSE10YrRetro | 10% | 10% | 10% | 10% | 10% | 10% | 10% | 10% | 10% | 10% | 0% | 0% | 0% | 0% | 0% | 0% | 0% | 0% | 0% | 0% | 0% | 0% | 0% | 0%
Hi Tech - Chip Fabrication Clean Room: Change Filter Strategy | IndShift3 | 1 | 1 | 1 | 1 | 1 | 0.85 | PSE10YrRetro | 10% | 10% | 10% | 10% | 10% | 10% | 10% | 10% | 10% | 10% | 0% | 0% | 0% | 0% | 0% | 0% | 0% | 0% | 0% | 0% | 0% | 0% | 0% | 0%
Hi Tech - Chip Fabrication Clean Room: Clean Room HVAC | IndShift3 | 1 | 1 | 1 | 1 | 1 | 0.85 | PSE10YrRetro | 10% | 10% | 10% | 10% | 10% | 10% | 10% | 10% | 10% | 10% | 0% | 0% | 0% | 0% | 0% | 0% | 0% | 0% | 0% | 0% | 0% | 0% | 0% | 0%
Hi Tech - Chip Fabrication Clean Room: Chiller Optimize | IndShift3 | 1 | 1 | 1 | 1 | 1 | 0.85 | PSE10YrRetro | 10% | 10% | 10% | 10% | 10% | 10% | 10% | 10% | 10% | 10% | 0% | 0% | 0% | 0% | 0% | 0% | 0% | 0% | 0% | 0% | 0% | 0% | 0% | 0%
Hi Tech - Chip Fabrication Food: Cooling and Storage | IndShift3 | 1 | 1 | 1 | 1 | 1 | 0.85 | PSE10YrRetro | 10% | 10% | 10% | 10% | 10% | 10% | 10% | 10% | 10% | 10% | 0% | 0% | 0% | 0% | 0% | 0% | 0% | 0% | 0% | 0% | 0% | 0% | 0% | 0%
Hi Tech - Chip Fabrication Food: Refrig Storage Tuneup | IndShift3 | 1 | 1 | 1 | 1 | 1 | 0.85 | PSE10YrRetro | 10% | 10% | 10% | 10% | 10% | 10% | 10% | 10% | 10% | 10% | 0% | 0% | 0% | 0% | 0% | 0% | 0% | 0% | 0% | 0% | 0% | 0% | 0% | 0%
Hi Tech - Chip Fabrication Metal: New Arc Furnace | IndShift3 | 1 | 1 | 1 | 1 | 1 | 0.85 | PSE10YrRetro | 10% | 10% | 10% | 10% | 10% | 10% | 10% | 10% | 10% | 10% | 0% | 0% | 0% | 0% | 0% | 0% | 0% | 0% | 0% | 0% | 0% | 0% | 0% | 0%
Hi Tech - Chip Fabrication Mech Pulp: Refiner Replacement | IndShift3 | 1 | 1 | 1 | 1 | 1 | 0.85 | PSE10YrRetro | 10% | 10% | 10% | 10% | 10% | 10% | 10% | 10% | 10% | 10% | 0% | 0% | 0% | 0% | 0% | 0% | 0% | 0% | 0% | 0% | 0% | 0% | 0% | 0%
Hi Tech - Chip Fabrication Mech Pulp: Premium Process | IndShift3 | 1 | 1 | 1 | 1 | 1 | 0.85 | PSE10YrRetro | 10% | 10% | 10% | 10% | 10% | 10% | 10% | 10% | 10% | 10% | 0% | 0% | 0% | 0% | 0% | 0% | 0% | 0% | 0% | 0% | 0% | 0% | 0% | 0%
Hi Tech - Chip Fabrication Mech Pulp: Refiner Plate Improvement | IndShift3 | 1 | 1 | 1 | 1 | 1 | 0.85 | PSE10YrRetro | 10% | 10% | 10% | 10% | 10% | 10% | 10% | 10% | 10% | 10% | 0% | 0% | 0% | 0% | 0% | 0% | 0% | 0% | 0% | 0% | 0% | 0% | 0% | 0%
Hi Tech - Chip Fabrication Kraft: Effluent Treatment System | IndShift3 | 1 | 1 | 1 | 1 | 1 | 0.85 | PSE10YrRetro | 10% | 10% | 10% | 10% | 10% | 10% | 10% | 10% | 10% | 10% | 0% | 0% | 0% | 0% | 0% | 0% | 0% | 0% | 0% | 0% | 0% | 0% | 0% | 0%
Hi Tech - Chip Fabrication Kraft: Efficient Agitator | IndShift3 | 1 | 1 | 1 | 1 | 1 | 0.85 | PSE10YrRetro | 10% | 10% | 10% | 10% | 10% | 10% | 10% | 10% | 10% | 10% | 0% | 0% | 0% | 0% | 0% | 0% | 0% | 0% | 0% | 0% | 0% | 0% | 0% | 0%
Hi Tech - Chip Fabrication Paper: Efficient Pulp Screen | IndShift3 | 1 | 1 | 1 | 1 | 1 | 0.85 | PSE10YrRetro | 10% | 10% | 10% | 10% | 10% | 10% | 10% | 10% | 10% | 10% | 0% | 0% | 0% | 0% | 0% | 0% | 0% | 0% | 0% | 0% | 0% | 0% | 0% | 0%
Hi Tech - Chip Fabrication Paper: Premium Fan | IndShift3 | 1 | 1 | 1 | 1 | 1 | 0.85 | PSE10YrRetro | 10% | 10% | 10% | 10% | 10% | 10% | 10% | 10% | 10% | 10% | 0% | 0% | 0% | 0% | 0% | 0% | 0% | 0% | 0% | 0% | 0% | 0% | 0% | 0%
Hi Tech - Chip Fabrication Paper: Material Handling | SIC24 | 1 | 1 | 1 | 1 | 1 | 0.85 | PSE10YrRetro | 10% | 10% | 10% | 10% | 10% | 10% | 10% | 10% | 10% | 10% | 0% | 0% | 0% | 0% | 0% | 0% | 0% | 0% | 0% | 0% | 0% | 0% | 0% | 0%
Hi Tech - Chip Fabrication Paper: Large Material Handling | SIC24 | 1 | 1 | 1 | 1 | 1 | 0.85 | PSE10YrRetro | 10% | 10% | 10% | 10% | 10% | 10% | 10% | 10% | 10% | 10% | 0% | 0% | 0% | 0% | 0% | 0% | 0% | 0% | 0% | 0% | 0% | 0% | 0% | 0%
Hi Tech - Chip Fabrication Paper: Premium Control Large Material | IndShift3 | 1 | 1 | 1 | 1 | 1 | 0.85 | PSE10YrRetro | 10% | 10% | 10% | 10% | 10% | 10% | 10% | 10% | 10% | 10% | 0% | 0% | 0% | 0% | 0% | 0% | 0% | 0% | 0% | 0% | 0% | 0% | 0% | 0%
Hi Tech - Chip Fabrication Material Handling1 | SIC24 | 1 | 1 | 1 | 1 | 1 | 0.85 | PSE10YrRetro | 10% | 10% | 10% | 10% | 10% | 10% | 10% | 10% | 10% | 10% | 0% | 0% | 0% | 0% | 0% | 0% | 0% | 0% | 0% | 0% | 0% | 0% | 0% | 0%
Hi Tech - Chip Fabrication Material Handling2 | SIC24 | 1 | 1 | 1 | 1 | 1 | 0.85 | PSE10YrRetro | 10% | 10% | 10% | 10% | 10% | 10% | 10% | 10% | 10% | 10% | 0% | 0% | 0% | 0% | 0% | 0% | 0% | 0% | 0% | 0% | 0% | 0% | 0% | 0%
Hi Tech - Chip Fabrication Material Handling VFD1 | SIC24 | 1 | 1 | 1 | 1 | 1 | 0.85 | PSE10YrRetro | 10% | 10% | 10% | 10% | 10% | 10% | 10% | 10% | 10% | 10% | 0% | 0% | 0% | 0% | 0% | 0% | 0% | 0% | 0% | 0% | 0% | 0% | 0% | 0%
Hi Tech - Chip Fabrication Material Handling VFD2 | SIC24 | 1 | 1 | 1 | 1 | 1 | 0.85 | PSE10YrRetro | 10% | 10% | 10% | 10% | 10% | 10% | 10% | 10% | 10% | 10% | 0% | 0% | 0% | 0% | 0% | 0% | 0% | 0% | 0% | 0% | 0% | 0% | 0% | 0%
Hi Tech - Chip Fabrication Wood: Replace Pneumatic Conveyor | SIC24 | 1 | 1 | 1 | 1 | 1 | 0.85 | PSE10YrRetro | 10% | 10% | 10% | 10% | 10% | 10% | 10% | 10% | 10% | 10% | 0% | 0% | 0% | 0% | 0% | 0% | 0% | 0% | 0% | 0% | 0% | 0% | 0% | 0%
Hi Tech - Chip Fabrication Panel: Hydraulic Press | SIC24 | 1 | 1 | 1 | 1 | 1 | 0.85 | PSE10YrRetro | 10% | 10% | 10% | 10% | 10% | 10% | 10% | 10% | 10% | 10% | 0% | 0% | 0% | 0% | 0% | 0% | 0% | 0% | 0% | 0% | 0% | 0% | 0% | 0%
Hi Tech - Chip Fabrication Cold Storage Retrofit | RefrigWarehouseGroc | 1 | 1 | 1 | 1 | 1 | 0.85 | PSE10YrRetro | 10% | 10% | 10% | 10% | 10% | 10% | 10% | 10% | 10% | 10% | 0% | 0% | 0% | 0% | 0% | 0% | 0% | 0% | 0% | 0% | 0% | 0% | 0% | 0%
Hi Tech - Chip Fabrication Cold Storage Tuneup | RefrigWarehouseGroc | 1 | 1 | 1 | 1 | 1 | 0.85 | PSE10YrRetro | 10% | 10% | 10% | 10% | 10% | 10% | 10% | 10% | 10% | 10% | 0% | 0% | 0% | 0% | 0% | 0% | 0% | 0% | 0% | 0% | 0% | 0% | 0% | 0%
Hi Tech - Chip Fabrication Fruit Storage Refer Retrofit | IndShift3 | 1 | 1 | 1 | 1 | 1 | 0.85 | PSE10YrRetro | 10% | 10% | 10% | 10% | 10% | 10% | 10% | 10% | 10% | 10% | 0% | 0% | 0% | 0% | 0% | 0% | 0% | 0% | 0% | 0% | 0% | 0% | 0% | 0%
Hi Tech - Chip Fabrication CA Retrofit -- CO2 Scrub | IndShift3 | 1 | 1 | 1 | 1 | 1 | 0.85 | PSE10YrRetro | 10% | 10% | 10% | 10% | 10% | 10% | 10% | 10% | 10% | 10% | 0% | 0% | 0% | 0% | 0% | 0% | 0% | 0% | 0% | 0% | 0% | 0% | 0% | 0%
Hi Tech - Chip Fabrication CA Retrofit -- Membrane | IndShift3 | 1 | 1 | 1 | 1 | 1 | 0.85 | PSE10YrRetro | 10% | 10% | 10% | 10% | 10% | 10% | 10% | 10% | 10% | 10% | 0% | 0% | 0% | 0% | 0% | 0% | 0% | 0% | 0% | 0% | 0% | 0% | 0% | 0%
Hi Tech - Chip Fabrication Fruit Storage Tuneup | IndShift3 | 1 | 1 | 1 | 1 | 1 | 0.85 | PSE10YrRetro | 10% | 10% | 10% | 10% | 10% | 10% | 10% | 10% | 10% | 10% | 0% | 0% | 0% | 0% | 0% | 0% | 0% | 0% | 0% | 0% | 0% | 0% | 0% | 0%
Hi Tech - Chip Fabrication Groc Dist Retrofit | IndShift3 | 1 | 1 | 1 | 1 | 1 | 0.85 | PSE10YrRetro | 10% | 10% | 10% | 10% | 10% | 10% | 10% | 10% | 10% | 10% | 0% | 0% | 0% | 0% | 0% | 0% | 0% | 0% | 0% | 0% | 0% | 0% | 0% | 0%
Hi Tech - Chip Fabrication Groc Dist Tuneup | IndShift3 | 1 | 1 | 1 | 1 | 1 | 0.85 | PSE10YrRetro | 10% | 10% | 10% | 10% | 10% | 10% | 10% | 10% | 10% | 10% | 0% | 0% | 0% | 0% | 0% | 0% | 0% | 0% | 0% | 0% | 0% | 0% | 0% | 0%
Hi Tech - Chip Fabrication Plant Energy Management | IndShift3 | 1 | 1 | 1 | 1 | 1 | 0.85 | PSE10YrRetro | 10% | 10% | 10% | 10% | 10% | 10% | 10% | 10% | 10% | 10% | 0% | 0% | 0% | 0% | 0% | 0% | 0% | 0% | 0% | 0% | 0% | 0% | 0% | 0%
Hi Tech - Chip Fabrication Energy Project Management | IndShift3 | 1 | 1 | 1 | 1 | 1 | 0.85 | PSE10YrRetro | 10% | 10% | 10% | 10% | 10% | 10% | 10% | 10% | 10% | 10% | 0% | 0% | 0% | 0% | 0% | 0% | 0% | 0% | 0% | 0% | 0% | 0% | 0% | 0%
Hi Tech - Chip Fabrication Integrated Plant Energy Management | IndShift3 | 1 | 1 | 1 | 1 | 1 | 0.85 | PSE10YrRetro | 10% | 10% | 10% | 10% | 10% | 10% | 10% | 10% | 10% | 10% | 0% | 0% | 0% | 0% | 0% | 0% | 0% | 0% | 0% | 0% | 0% | 0% | 0% | 0%
Hi Tech - Silicon Air Compressor Demand Reduction | IndShift3 | 1 | 1 | 1 | 1 | 1 | 0.85 | PSE10YrRetro | 10% | 10% | 10% | 10% | 10% | 10% | 10% | 10% | 10% | 10% | 0% | 0% | 0% | 0% | 0% | 0% | 0% | 0% | 0% | 0% | 0% | 0% | 0% | 0%
Hi Tech - Silicon Air Compressor Equipment1 | IndShift1 | 1 | 1 | 1 | 1 | 1 | 0.85 | PSE10YrRetro | 10% | 10% | 10% | 10% | 10% | 10% | 10% | 10% | 10% | 10% | 0% | 0% | 0% | 0% | 0% | 0% | 0% | 0% | 0% | 0% | 0% | 0% | 0% | 0%
Hi Tech - Silicon Air Compressor Equipment2 | IndShift2 | 1 | 1 | 1 | 1 | 1 | 0.85 | PSE10YrRetro | 10% | 10% | 10% | 10% | 10% | 10% | 10% | 10% | 10% | 10% | 0% | 0% | 0% | 0% | 0% | 0% | 0% | 0% | 0% | 0% | 0% | 0% | 0% | 0%
Hi Tech - Silicon Air Compressor Optimization | IndShift3 | 1 | 1 | 1 | 1 | 1 | 0.85 | PSE10YrRetro | 10% | 10% | 10% | 10% | 10% | 10% | 10% | 10% | 10% | 10% | 0% | 0% | 0% | 0% | 0% | 0% | 0% | 0% | 0% | 0% | 0% | 0% | 0% | 0%
Hi Tech - Silicon HighBay Lighting 1 Shift | IndShift1 | 1 | 1 | 1 | 1 | 1 | 0.85 | PSE10YrRetro | 10% | 10% | 10% | 10% | 10% | 10% | 10% | 10% | 10% | 10% | 0% | 0% | 0% | 0% | 0% | 0% | 0% | 0% | 0% | 0% | 0% | 0% | 0% | 0%
Hi Tech - Silicon HighBay Lighting 2 Shift | IndShift2 | 1 | 1 | 1 | 1 | 1 | 0.85 | PSE10YrRetro | 10% | 10% | 10% | 10% | 10% | 10% | 10% | 10% | 10% | 10% | 0% | 0% | 0% | 0% | 0% | 0% | 0% | 0% | 0% | 0% | 0% | 0% | 0% | 0%
Hi Tech - Silicon HighBay Lighting 3 Shift | IndShift3 | 1 | 1 | 1 | 1 | 1 | 0.85 | PSE10YrRetro | 10% | 10% | 10% | 10% | 10% | 10% | 10% | 10% | 10% | 10% | 0% | 0% | 0% | 0% | 0% | 0% | 0% | 0% | 0% | 0% | 0% | 0% | 0% | 0%
Hi Tech - Silicon Efficient Lighting 1 Shift | IndShift1 | 1 | 1 | 1 | 1 | 1 | 0.85 | PSE10YrRetro | 10% | 10% | 10% | 10% | 10% | 10% | 10% | 10% | 10% | 10% | 0% | 0% | 0% | 0% | 0% | 0% | 0% | 0% | 0% | 0% | 0% | 0% | 0% | 0%
Hi Tech - Silicon Efficient Lighting 2 Shift | IndShift2 | 1 | 1 | 1 | 1 | 1 | 0.85 | PSE10YrRetro | 10% | 10% | 10% | 10% | 10% | 10% | 10% | 10% | 10% | 10% | 0% | 0% | 0% | 0% | 0% | 0% | 0% | 0% | 0% | 0% | 0% | 0% | 0% | 0%
Hi Tech - Silicon Efficient Lighting 3 Shift | IndShift3 | 1 | 1 | 1 | 1 | 1 | 0.85 | PSE10YrRetro | 10% | 10% | 10% | 10% | 10% | 10% | 10% | 10% | 10% | 10% | 0% | 0% | 0% | 0% | 0% | 0% | 0% | 0% | 0% | 0% | 0% | 0% | 0% | 0%
Hi Tech - Silicon Lighting Controls | IndShift3 | 1 | 1 | 1 | 1 | 1 | 0.85 | PSE10YrRetro | 10% | 10% | 10% | 10% | 10% | 10% | 10% | 10% | 10% | 10% | 0% | 0% | 0% | 0% | 0% | 0% | 0% | 0% | 0% | 0% | 0% | 0% | 0% | 0%
Hi Tech - Silicon Motors: Rewind 20-50 HP | IndShift3 | 1 | 1 | 1 | 1 | 1 | 0.85 | PSE10YrRetro | 10% | 10% | 10% | 10% | 10% | 10% | 10% | 10% | 10% | 10% | 0% | 0% | 0% | 0% | 0% | 0% | 0% | 0% | 0% | 0% | 0% | 0% | 0% | 0%
Hi Tech - Silicon Motors: Rewind 51-100 HP | IndShift3 | 1 | 1 | 1 | 1 | 1 | 0.85 | PSE10YrRetro | 10% | 10% | 10% | 10% | 10% | 10% | 10% | 10% | 10% | 10% | 0% | 0% | 0% | 0% | 0% | 0% | 0% | 0% | 0% | 0% | 0% | 0% | 0% | 0%
Hi Tech - Silicon Motors: Rewind 101-200 HP | IndShift3 | 1 | 1 | 1 | 1 | 1 | 0.85 | PSE10YrRetro | 10% | 10% | 10% | 10% | 10% | 10% | 10% | 10% | 10% | 10% | 0% | 0% | 0% | 0% | 0% | 0% | 0% | 0% | 0% | 0% | 0% | 0% | 0% | 0%
Hi Tech - Silicon Motors: Rewind 201-500 HP | IndShift3 | 1 | 1 | 1 | 1 | 1 | 0.85 | PSE10YrRetro | 10% | 10% | 10% | 10% | 10% | 10% | 10% | 10% | 10% | 10% | 0% | 0% | 0% | 0% | 0% | 0% | 0% | 0% | 0% | 0% | 0% | 0% | 0% | 0%
Hi Tech - Silicon Motors: Rewind 501-5000 HP | IndShift3 | 1 | 1 | 1 | 1 | 1 | 0.85 | PSE10YrRetro | 10% | 10% | 10% | 10% | 10% | 10% | 10% | 10% | 10% | 10% | 0% | 0% | 0% | 0% | 0% | 0% | 0% | 0% | 0% | 0% | 0% | 0% | 0% | 0%
Hi Tech - Silicon Efficient Centrifugal Fan | SIC26 | 1 | 1 | 1 | 1 | 1 | 0.85 | PSE10YrRetro | 10% | 10% | 10% | 10% | 10% | 10% | 10% | 10% | 10% | 10% | 0% | 0% | 0% | 0% | 0% | 0% | 0% | 0% | 0% | 0% | 0% | 0% | 0% | 0%
Hi Tech - Silicon Fan Energy Management | SIC20 | 1 | 1 | 1 | 1 | 1 | 0.85 | PSE10YrRetro | 10% | 10% | 10% | 10% | 10% | 10% | 10% | 10% | 10% | 10% | 0% | 0% | 0% | 0% | 0% | 0% | 0% | 0% | 0% | 0% | 0% | 0% | 0% | 0%
Hi Tech - Silicon Fan Equipment Upgrade | IndShift3 | 1 | 1 | 1 | 1 | 1 | 0.85 | PSE10YrRetro | 10% | 10% | 10% | 10% | 10% | 10% | 10% | 10% | 10% | 10% | 0% | 0% | 0% | 0% | 0% | 0% | 0% | 0% | 0% | 0% | 0% | 0% | 0% | 0%
Hi Tech - Silicon Fan System Optimization | SIC24 | 1 | 1 | 1 | 1 | 1 | 0.85 | PSE10YrRetro | 10% | 10% | 10% | 10% | 10% | 10% | 10% | 10% | 10% | 10% | 0% | 0% | 0% | 0% | 0% | 0% | 0% | 0% | 0% | 0% | 0% | 0% | 0% | 0%
Hi Tech - Silicon Pump Energy Management | SIC26 | 1 | 1 | 1 | 1 | 1 | 0.85 | PSE10YrRetro | 10% | 10% | 10% | 10% | 10% | 10% | 10% | 10% | 10% | 10% | 0% | 0% | 0% | 0% | 0% | 0% | 0% | 0% | 0% | 0% | 0% | 0% | 0% | 0%
Hi Tech - Silicon Pump Equipment Upgrade | SIC26 | 1 | 1 | 1 | 1 | 1 | 0.85 | PSE10YrRetro | 10% | 10% | 10% | 10% | 10% | 10% | 10% | 10% | 10% | 10% | 0% | 0% | 0% | 0% | 0% | 0% | 0% | 0% | 0% | 0% | 0% | 0% | 0% | 0%
Hi Tech - Silicon Pump System Optimization | SIC20 | 1 | 1 | 1 | 1 | 1 | 0.85 | PSE10YrRetro | 10% | 10% | 10% | 10% | 10% | 10% | 10% | 10% | 10% | 10% | 0% | 0% | 0% | 0% | 0% | 0% | 0% | 0% | 0% | 0% | 0% | 0% | 0% | 0%
Hi Tech - Silicon Transformers-Retrofit | IndShift3 | 1 | 1 | 1 | 1 | 1 | 0.85 | PSE10YrRetro | 10% | 10% | 10% | 10% | 10% | 10% | 10% | 10% | 10% | 10% | 0% | 0% | 0% | 0% | 0% | 0% | 0% | 0% | 0% | 0% | 0% | 0% | 0% | 0%
Hi Tech - Silicon Transformers-New | IndShift3 | 1 | 1 | 1 | 1 | 1 | 0.85 | PSE10YrRetro | 10% | 10% | 10% | 10% | 10% | 10% | 10% | 10% | 10% | 10% | 0% | 0% | 0% | 0% | 0% | 0% | 0% | 0% | 0% | 0% | 0% | 0% | 0% | 0%
Hi Tech - Silicon Synchronous Belts | IndShift3 | 1 | 1 | 1 | 1 | 1 | 0.85 | PSE10YrRetro | 10% | 10% | 10% | 10% | 10% | 10% | 10% | 10% | 10% | 10% | 0% | 0% | 0% | 0% | 0% | 0% | 0% | 0% | 0% | 0% | 0% | 0% | 0% | 0%
Hi Tech - Silicon Elec Chip Fab: Eliminate Exhaust | IndShift3 | 1 | 1 | 1 | 1 | 1 | 0.85 | PSE10YrRetro | 10% | 10% | 10% | 10% | 10% | 10% | 10% | 10% | 10% | 10% | 0% | 0% | 0% | 0% | 0% | 0% | 0% | 0% | 0% | 0% | 0% | 0% | 0% | 0%
Hi Tech - Silicon Elec Chip Fab: Exhaust Injector | IndShift3 | 1 | 1 | 1 | 1 | 1 | 0.85 | PSE10YrRetro | 10% | 10% | 10% | 10% | 10% | 10% | 10% | 10% | 10% | 10% | 0% | 0% | 0% | 0% | 0% | 0% | 0% | 0% | 0% | 0% | 0% | 0% | 0% | 0%
Hi Tech - Silicon Elec Chip Fab: Solidstate Chiller | IndShift3 | 1 | 1 | 1 | 1 | 1 | 0.85 | PSE10YrRetro | 10% | 10% | 10% | 10% | 10% | 10% | 10% | 10% | 10% | 10% | 0% | 0% | 0% | 0% | 0% | 0% | 0% | 0% | 0% | 0% | 0% | 0% | 0% | 0%
Hi Tech - Silicon Elec Chip Fab: Reduce Gas Pressure | IndShift3 | 1 | 1 | 1 | 1 | 1 | 0.85 | PSE10YrRetro | 10% | 10% | 10% | 10% | 10% | 10% | 10% | 10% | 10% | 10% | 0% | 0% | 0% | 0% | 0% | 0% | 0% | 0% | 0% | 0% | 0% | 0% | 0% | 0%
Hi Tech - Silicon Clean Room: Change Filter Strategy | IndShift3 | 1 | 1 | 1 | 1 | 1 | 0.85 | PSE10YrRetro | 10% | 10% | 10% | 10% | 10% | 10% | 10% | 10% | 10% | 10% | 0% | 0% | 0% | 0% | 0% | 0% | 0% | 0% | 0% | 0% | 0% | 0% | 0% | 0%
Hi Tech - Silicon Clean Room: Clean Room HVAC | IndShift3 | 1 | 1 | 1 | 1 | 1 | 0.85 | PSE10YrRetro | 10% | 10% | 10% | 10% | 10% | 10% | 10% | 10% | 10% | 10% | 0% | 0% | 0% | 0% | 0% | 0% | 0% | 0% | 0% | 0% | 0% | 0% | 0% | 0%
Hi Tech - Silicon Clean Room: Chiller Optimize | IndShift3 | 1 | 1 | 1 | 1 | 1 | 0.85 | PSE10YrRetro | 10% | 10% | 10% | 10% | 10% | 10% | 10% | 10% | 10% | 10% | 0% | 0% | 0% | 0% | 0% | 0% | 0% | 0% | 0% | 0% | 0% | 0% | 0% | 0%
Hi Tech - Silicon Food: Cooling and Storage | IndShift3 | 1 | 1 | 1 | 1 | 1 | 0.85 | PSE10YrRetro | 10% | 10% | 10% | 10% | 10% | 10% | 10% | 10% | 10% | 10% | 0% | 0% | 0% | 0% | 0% | 0% | 0% | 0% | 0% | 0% | 0% | 0% | 0% | 0%
Hi Tech - Silicon Food: Refrig Storage Tuneup | IndShift3 | 1 | 1 | 1 | 1 | 1 | 0.85 | PSE10YrRetro | 10% | 10% | 10% | 10% | 10% | 10% | 10% | 10% | 10% | 10% | 0% | 0% | 0% | 0% | 0% | 0% | 0% | 0% | 0% | 0% | 0% | 0% | 0% | 0%
Hi Tech - Silicon Metal: New Arc Furnace | IndShift3 | 1 | 1 | 1 | 1 | 1 | 0.85 | PSE10YrRetro | 10% | 10% | 10% | 10% | 10% | 10% | 10% | 10% | 10% | 10% | 0% | 0% | 0% | 0% | 0% | 0% | 0% | 0% | 0% | 0% | 0% | 0% | 0% | 0%
Hi Tech - Silicon Mech Pulp: Refiner Replacement | IndShift3 | 1 | 1 | 1 | 1 | 1 | 0.85 | PSE10YrRetro | 10% | 10% | 10% | 10% | 10% | 10% | 10% | 10% | 10% | 10% | 0% | 0% | 0% | 0% | 0% | 0% | 0% | 0% | 0% | 0% | 0% | 0% | 0% | 0%
Hi Tech - Silicon Mech Pulp: Premium Process | IndShift3 | 1 | 1 | 1 | 1 | 1 | 0.85 | PSE10YrRetro | 10% | 10% | 10% | 10% | 10% | 10% | 10% | 10% | 10% | 10% | 0% | 0% | 0% | 0% | 0% | 0% | 0% | 0% | 0% | 0% | 0% | 0% | 0% | 0%
Hi Tech - Silicon Mech Pulp: Refiner Plate Improvement | IndShift3 | 1 | 1 | 1 | 1 | 1 | 0.85 | PSE10YrRetro | 10% | 10% | 10% | 10% | 10% | 10% | 10% | 10% | 10% | 10% | 0% | 0% | 0% | 0% | 0% | 0% | 0% | 0% | 0% | 0% | 0% | 0% | 0% | 0%
Hi Tech - Silicon Kraft: Effluent Treatment System | IndShift3 | 1 | 1 | 1 | 1 | 1 | 0.85 | PSE10YrRetro | 10% | 10% | 10% | 10% | 10% | 10% | 10% | 10% | 10% | 10% | 0% | 0% | 0% | 0% | 0% | 0% | 0% | 0% | 0% | 0% | 0% | 0% | 0% | 0%
Hi Tech - Silicon Kraft: Efficient Agitator | IndShift3 | 1 | 1 | 1 | 1 | 1 | 0.85 | PSE10YrRetro | 10% | 10% | 10% | 10% | 10% | 10% | 10% | 10% | 10% | 10% | 0% | 0% | 0% | 0% | 0% | 0% | 0% | 0% | 0% | 0% | 0% | 0% | 0% | 0%
Hi Tech - Silicon Paper: Efficient Pulp Screen | IndShift3 | 1 | 1 | 1 | 1 | 1 | 0.85 | PSE10YrRetro | 10% | 10% | 10% | 10% | 10% | 10% | 10% | 10% | 10% | 10% | 0% | 0% | 0% | 0% | 0% | 0% | 0% | 0% | 0% | 0% | 0% | 0% | 0% | 0%
Hi Tech - Silicon Paper: Premium Fan | IndShift3 | 1 | 1 | 1 | 1 | 1 | 0.85 | PSE10YrRetro | 10% | 10% | 10% | 10% | 10% | 10% | 10% | 10% | 10% | 10% | 0% | 0% | 0% | 0% | 0% | 0% | 0% | 0% | 0% | 0% | 0% | 0% | 0% | 0%
Hi Tech - Silicon Paper: Material Handling | SIC24 | 1 | 1 | 1 | 1 | 1 | 0.85 | PSE10YrRetro | 10% | 10% | 10% | 10% | 10% | 10% | 10% | 10% | 10% | 10% | 0% | 0% | 0% | 0% | 0% | 0% | 0% | 0% | 0% | 0% | 0% | 0% | 0% | 0%
Hi Tech - Silicon Paper: Large Material Handling | SIC24 | 1 | 1 | 1 | 1 | 1 | 0.85 | PSE10YrRetro | 10% | 10% | 10% | 10% | 10% | 10% | 10% | 10% | 10% | 10% | 0% | 0% | 0% | 0% | 0% | 0% | 0% | 0% | 0% | 0% | 0% | 0% | 0% | 0%
Hi Tech - Silicon Paper: Premium Control Large Material | IndShift3 | 1 | 1 | 1 | 1 | 1 | 0.85 | PSE10YrRetro | 10% | 10% | 10% | 10% | 10% | 10% | 10% | 10% | 10% | 10% | 0% | 0% | 0% | 0% | 0% | 0% | 0% | 0% | 0% | 0% | 0% | 0% | 0% | 0%
Hi Tech - Silicon Material Handling1 | SIC24 | 1 | 1 | 1 | 1 | 1 | 0.85 | PSE10YrRetro | 10% | 10% | 10% | 10% | 10% | 10% | 10% | 10% | 10% | 10% | 0% | 0% | 0% | 0% | 0% | 0% | 0% | 0% | 0% | 0% | 0% | 0% | 0% | 0%
Hi Tech - Silicon Material Handling2 | SIC24 | 1 | 1 | 1 | 1 | 1 | 0.85 | PSE10YrRetro | 10% | 10% | 10% | 10% | 10% | 10% | 10% | 10% | 10% | 10% | 0% | 0% | 0% | 0% | 0% | 0% | 0% | 0% | 0% | 0% | 0% | 0% | 0% | 0%
Hi Tech - Silicon Material Handling VFD1 | SIC24 | 1 | 1 | 1 | 1 | 1 | 0.85 | PSE10YrRetro | 10% | 10% | 10% | 10% | 10% | 10% | 10% | 10% | 10% | 10% | 0% | 0% | 0% | 0% | 0% | 0% | 0% | 0% | 0% | 0% | 0% | 0% | 0% | 0%
Hi Tech - Silicon Material Handling VFD2 | SIC24 | 1 | 1 | 1 | 1 | 1 | 0.85 | PSE10YrRetro | 10% | 10% | 10% | 10% | 10% | 10% | 10% | 10% | 10% | 10% | 0% | 0% | 0% | 0% | 0% | 0% | 0% | 0% | 0% | 0% | 0% | 0% | 0% | 0%
Hi Tech - Silicon Wood: Replace Pneumatic Conveyor | SIC24 | 1 | 1 | 1 | 1 | 1 | 0.85 | PSE10YrRetro | 10% | 10% | 10% | 10% | 10% | 10% | 10% | 10% | 10% | 10% | 0% | 0% | 0% | 0% | 0% | 0% | 0% | 0% | 0% | 0% | 0% | 0% | 0% | 0%
Hi Tech - Silicon Panel: Hydraulic Press | SIC24 | 1 | 1 | 1 | 1 | 1 | 0.85 | PSE10YrRetro | 10% | 10% | 10% | 10% | 10% | 10% | 10% | 10% | 10% | 10% | 0% | 0% | 0% | 0% | 0% | 0% | 0% | 0% | 0% | 0% | 0% | 0% | 0% | 0%
Hi Tech - Silicon Cold Storage Retrofit | RefrigWarehouseGroc | 1 | 1 | 1 | 1 | 1 | 0.85 | PSE10YrRetro | 10% | 10% | 10% | 10% | 10% | 10% | 10% | 10% | 10% | 10% | 0% | 0% | 0% | 0% | 0% | 0% | 0% | 0% | 0% | 0% | 0% | 0% | 0% | 0%
Hi Tech - Silicon Cold Storage Tuneup | RefrigWarehouseGroc | 1 | 1 | 1 | 1 | 1 | 0.85 | PSE10YrRetro | 10% | 10% | 10% | 10% | 10% | 10% | 10% | 10% | 10% | 10% | 0% | 0% | 0% | 0% | 0% | 0% | 0% | 0% | 0% | 0% | 0% | 0% | 0% | 0%
Hi Tech - Silicon Fruit Storage Refer Retrofit | IndShift3 | 1 | 1 | 1 | 1 | 1 | 0.85 | PSE10YrRetro | 10% | 10% | 10% | 10% | 10% | 10% | 10% | 10% | 10% | 10% | 0% | 0% | 0% | 0% | 0% | 0% | 0% | 0% | 0% | 0% | 0% | 0% | 0% | 0%
Hi Tech - Silicon CA Retrofit -- CO2 Scrub | IndShift3 | 1 | 1 | 1 | 1 | 1 | 0.85 | PSE10YrRetro | 10% | 10% | 10% | 10% | 10% | 10% | 10% | 10% | 10% | 10% | 0% | 0% | 0% | 0% | 0% | 0% | 0% | 0% | 0% | 0% | 0% | 0% | 0% | 0%
Hi Tech - Silicon CA Retrofit -- Membrane | IndShift3 | 1 | 1 | 1 | 1 | 1 | 0.85 | PSE10YrRetro | 10% | 10% | 10% | 10% | 10% | 10% | 10% | 10% | 10% | 10% | 0% | 0% | 0% | 0% | 0% | 0% | 0% | 0% | 0% | 0% | 0% | 0% | 0% | 0%
Hi Tech - Silicon Fruit Storage Tuneup | IndShift3 | 1 | 1 | 1 | 1 | 1 | 0.85 | PSE10YrRetro | 10% | 10% | 10% | 10% | 10% | 10% | 10% | 10% | 10% | 10% | 0% | 0% | 0% | 0% | 0% | 0% | 0% | 0% | 0% | 0% | 0% | 0% | 0% | 0%
Hi Tech - Silicon Groc Dist Retrofit | IndShift3 | 1 | 1 | 1 | 1 | 1 | 0.85 | PSE10YrRetro | 10% | 10% | 10% | 10% | 10% | 10% | 10% | 10% | 10% | 10% | 0% | 0% | 0% | 0% | 0% | 0% | 0% | 0% | 0% | 0% | 0% | 0% | 0% | 0%
Hi Tech - Silicon Groc Dist Tuneup | IndShift3 | 1 | 1 | 1 | 1 | 1 | 0.85 | PSE10YrRetro | 10% | 10% | 10% | 10% | 10% | 10% | 10% | 10% | 10% | 10% | 0% | 0% | 0% | 0% | 0% | 0% | 0% | 0% | 0% | 0% | 0% | 0% | 0% | 0%
Hi Tech - Silicon Plant Energy Management | IndShift3 | 1 | 1 | 1 | 1 | 1 | 0.85 | PSE10YrRetro | 10% | 10% | 10% | 10% | 10% | 10% | 10% | 10% | 10% | 10% | 0% | 0% | 0% | 0% | 0% | 0% | 0% | 0% | 0% | 0% | 0% | 0% | 0% | 0%
Hi Tech - Silicon Energy Project Management | IndShift3 | 1 | 1 | 1 | 1 | 1 | 0.85 | PSE10YrRetro | 10% | 10% | 10% | 10% | 10% | 10% | 10% | 10% | 10% | 10% | 0% | 0% | 0% | 0% | 0% | 0% | 0% | 0% | 0% | 0% | 0% | 0% | 0% | 0%
Hi Tech - Silicon Integrated Plant Energy Management | IndShift3 | 1 | 1 | 1 | 1 | 1 | 0.85 | PSE10YrRetro | 10% | 10% | 10% | 10% | 10% | 10% | 10% | 10% | 10% | 10% | 0% | 0% | 0% | 0% | 0% | 0% | 0% | 0% | 0% | 0% | 0% | 0% | 0% | 0%
Metal Fabrication Air Compressor Demand Reduction | IndShift3 | 1 | 1 | 1 | 1 | 1 | 0.85 | PSE10YrRetro | 10% | 10% | 10% | 10% | 10% | 10% | 10% | 10% | 10% | 10% | 0% | 0% | 0% | 0% | 0% | 0% | 0% | 0% | 0% | 0% | 0% | 0% | 0% | 0%
Metal Fabrication Air Compressor Equipment1 | IndShift1 | 1 | 1 | 1 | 1 | 1 | 0.85 | PSE10YrRetro | 10% | 10% | 10% | 10% | 10% | 10% | 10% | 10% | 10% | 10% | 0% | 0% | 0% | 0% | 0% | 0% | 0% | 0% | 0% | 0% | 0% | 0% | 0% | 0%
Metal Fabrication Air Compressor Equipment2 | IndShift2 | 1 | 1 | 1 | 1 | 1 | 0.85 | PSE10YrRetro | 10% | 10% | 10% | 10% | 10% | 10% | 10% | 10% | 10% | 10% | 0% | 0% | 0% | 0% | 0% | 0% | 0% | 0% | 0% | 0% | 0% | 0% | 0% | 0%
Metal Fabrication Air Compressor Optimization | IndShift3 | 1 | 1 | 1 | 1 | 1 | 0.85 | PSE10YrRetro | 10% | 10% | 10% | 10% | 10% | 10% | 10% | 10% | 10% | 10% | 0% | 0% | 0% | 0% | 0% | 0% | 0% | 0% | 0% | 0% | 0% | 0% | 0% | 0%
Metal Fabrication HighBay Lighting 1 Shift | IndShift1 | 1 | 1 | 1 | 1 | 1 | 0.85 | PSE10YrRetro | 10% | 10% | 10% | 10% | 10% | 10% | 10% | 10% | 10% | 10% | 0% | 0% | 0% | 0% | 0% | 0% | 0% | 0% | 0% | 0% | 0% | 0% | 0% | 0%
Metal Fabrication HighBay Lighting 2 Shift | IndShift2 | 1 | 1 | 1 | 1 | 1 | 0.85 | PSE10YrRetro | 10% | 10% | 10% | 10% | 10% | 10% | 10% | 10% | 10% | 10% | 0% | 0% | 0% | 0% | 0% | 0% | 0% | 0% | 0% | 0% | 0% | 0% | 0% | 0%
Metal Fabrication HighBay Lighting 3 Shift | IndShift3 | 1 | 1 | 1 | 1 | 1 | 0.85 | PSE10YrRetro | 10% | 10% | 10% | 10% | 10% | 10% | 10% | 10% | 10% | 10% | 0% | 0% | 0% | 0% | 0% | 0% | 0% | 0% | 0% | 0% | 0% | 0% | 0% | 0%
Metal Fabrication Efficient Lighting 1 Shift | IndShift1 | 1 | 1 | 1 | 1 | 1 | 0.85 | PSE10YrRetro | 10% | 10% | 10% | 10% | 10% | 10% | 10% | 10% | 10% | 10% | 0% | 0% | 0% | 0% | 0% | 0% | 0% | 0% | 0% | 0% | 0% | 0% | 0% | 0%
Metal Fabrication Efficient Lighting 2 Shift | IndShift2 | 1 | 1 | 1 | 1 | 1 | 0.85 | PSE10YrRetro | 10% | 10% | 10% | 10% | 10% | 10% | 10% | 10% | 10% | 10% | 0% | 0% | 0% | 0% | 0% | 0% | 0% | 0% | 0% | 0% | 0% | 0% | 0% | 0%
Metal Fabrication Efficient Lighting 3 Shift | IndShift3 | 1 | 1 | 1 | 1 | 1 | 0.85 | PSE10YrRetro | 10% | 10% | 10% | 10% | 10% | 10% | 10% | 10% | 10% | 10% | 0% | 0% | 0% | 0% | 0% | 0% | 0% | 0% | 0% | 0% | 0% | 0% | 0% | 0%
Metal Fabrication Lighting Controls | IndShift3 | 1 | 1 | 1 | 1 | 1 | 0.85 | PSE10YrRetro | 10% | 10% | 10% | 10% | 10% | 10% | 10% | 10% | 10% | 10% | 0% | 0% | 0% | 0% | 0% | 0% | 0% | 0% | 0% | 0% | 0% | 0% | 0% | 0%
Metal Fabrication Motors: Rewind 20-50 HP | IndShift3 | 1 | 1 | 1 | 1 | 1 | 0.85 | PSE10YrRetro | 10% | 10% | 10% | 10% | 10% | 10% | 10% | 10% | 10% | 10% | 0% | 0% | 0% | 0% | 0% | 0% | 0% | 0% | 0% | 0% | 0% | 0% | 0% | 0%
Metal Fabrication Motors: Rewind 51-100 HP | IndShift3 | 1 | 1 | 1 | 1 | 1 | 0.85 | PSE10YrRetro | 10% | 10% | 10% | 10% | 10% | 10% | 10% | 10% | 10% | 10% | 0% | 0% | 0% | 0% | 0% | 0% | 0% | 0% | 0% | 0% | 0% | 0% | 0% | 0%
Metal Fabrication Motors: Rewind 101-200 HP | IndShift3 | 1 | 1 | 1 | 1 | 1 | 0.85 | PSE10YrRetro | 10% | 10% | 10% | 10% | 10% | 10% | 10% | 10% | 10% | 10% | 0% | 0% | 0% | 0% | 0% | 0% | 0% | 0% | 0% | 0% | 0% | 0% | 0% | 0%
Metal Fabrication Motors: Rewind 201-500 HP | IndShift3 | 1 | 1 | 1 | 1 | 1 | 0.85 | PSE10YrRetro | 10% | 10% | 10% | 10% | 10% | 10% | 10% | 10% | 10% | 10% | 0% | 0% | 0% | 0% | 0% | 0% | 0% | 0% | 0% | 0% | 0% | 0% | 0% | 0%
Metal Fabrication Motors: Rewind 501-5000 HP | IndShift3 | 1 | 1 | 1 | 1 | 1 | 0.85 | PSE10YrRetro | 10% | 10% | 10% | 10% | 10% | 10% | 10% | 10% | 10% | 10% | 0% | 0% | 0% | 0% | 0% | 0% | 0% | 0% | 0% | 0% | 0% | 0% | 0% | 0%
Metal Fabrication Efficient Centrifugal Fan | SIC26 | 1 | 1 | 1 | 1 | 1 | 0.85 | PSE10YrRetro | 10% | 10% | 10% | 10% | 10% | 10% | 10% | 10% | 10% | 10% | 0% | 0% | 0% | 0% | 0% | 0% | 0% | 0% | 0% | 0% | 0% | 0% | 0% | 0%
Metal Fabrication Fan Energy Management | SIC20 | 1 | 1 | 1 | 1 | 1 | 0.85 | PSE10YrRetro | 10% | 10% | 10% | 10% | 10% | 10% | 10% | 10% | 10% | 10% | 0% | 0% | 0% | 0% | 0% | 0% | 0% | 0% | 0% | 0% | 0% | 0% | 0% | 0%
Metal Fabrication Fan Equipment Upgrade | IndShift3 | 1 | 1 | 1 | 1 | 1 | 0.85 | PSE10YrRetro | 10% | 10% | 10% | 10% | 10% | 10% | 10% | 10% | 10% | 10% | 0% | 0% | 0% | 0% | 0% | 0% | 0% | 0% | 0% | 0% | 0% | 0% | 0% | 0%
Metal Fabrication Fan System Optimization | SIC24 | 1 | 1 | 1 | 1 | 1 | 0.85 | PSE10YrRetro | 10% | 10% | 10% | 10% | 10% | 10% | 10% | 10% | 10% | 10% | 0% | 0% | 0% | 0% | 0% | 0% | 0% | 0% | 0% | 0% | 0% | 0% | 0% | 0%
Metal Fabrication Pump Energy Management | SIC26 | 1 | 1 | 1 | 1 | 1 | 0.85 | PSE10YrRetro | 10% | 10% | 10% | 10% | 10% | 10% | 10% | 10% | 10% | 10% | 0% | 0% | 0% | 0% | 0% | 0% | 0% | 0% | 0% | 0% | 0% | 0% | 0% | 0%
Metal Fabrication Pump Equipment Upgrade | SIC26 | 1 | 1 | 1 | 1 | 1 | 0.85 | PSE10YrRetro | 10% | 10% | 10% | 10% | 10% | 10% | 10% | 10% | 10% | 10% | 0% | 0% | 0% | 0% | 0% | 0% | 0% | 0% | 0% | 0% | 0% | 0% | 0% | 0%
Metal Fabrication Pump System Optimization | SIC20 | 1 | 1 | 1 | 1 | 1 | 0.85 | PSE10YrRetro | 10% | 10% | 10% | 10% | 10% | 10% | 10% | 10% | 10% | 10% | 0% | 0% | 0% | 0% | 0% | 0% | 0% | 0% | 0% | 0% | 0% | 0% | 0% | 0%
Metal Fabrication Transformers-Retrofit | IndShift3 | 1 | 1 | 1 | 1 | 1 | 0.85 | PSE10YrRetro | 10% | 10% | 10% | 10% | 10% | 10% | 10% | 10% | 10% | 10% | 0% | 0% | 0% | 0% | 0% | 0% | 0% | 0% | 0% | 0% | 0% | 0% | 0% | 0%
Metal Fabrication Transformers-New | IndShift3 | 1 | 1 | 1 | 1 | 1 | 0.85 | PSE10YrRetro | 10% | 10% | 10% | 10% | 10% | 10% | 10% | 10% | 10% | 10% | 0% | 0% | 0% | 0% | 0% | 0% | 0% | 0% | 0% | 0% | 0% | 0% | 0% | 0%
Metal Fabrication Synchronous Belts | IndShift3 | 1 | 1 | 1 | 1 | 1 | 0.85 | PSE10YrRetro | 10% | 10% | 10% | 10% | 10% | 10% | 10% | 10% | 10% | 10% | 0% | 0% | 0% | 0% | 0% | 0% | 0% | 0% | 0% | 0% | 0% | 0% | 0% | 0%
Metal Fabrication Elec Chip Fab: Eliminate Exhaust | IndShift3 | 1 | 1 | 1 | 1 | 1 | 0.85 | PSE10YrRetro | 10% | 10% | 10% | 10% | 10% | 10% | 10% | 10% | 10% | 10% | 0% | 0% | 0% | 0% | 0% | 0% | 0% | 0% | 0% | 0% | 0% | 0% | 0% | 0%
Metal Fabrication Elec Chip Fab: Exhaust Injector | IndShift3 | 1 | 1 | 1 | 1 | 1 | 0.85 | PSE10YrRetro | 10% | 10% | 10% | 10% | 10% | 10% | 10% | 10% | 10% | 10% | 0% | 0% | 0% | 0% | 0% | 0% | 0% | 0% | 0% | 0% | 0% | 0% | 0% | 0%
Metal Fabrication Elec Chip Fab: Solidstate Chiller | IndShift3 | 1 | 1 | 1 | 1 | 1 | 0.85 | PSE10YrRetro | 10% | 10% | 10% | 10% | 10% | 10% | 10% | 10% | 10% | 10% | 0% | 0% | 0% | 0% | 0% | 0% | 0% | 0% | 0% | 0% | 0% | 0% | 0% | 0%
Metal Fabrication Elec Chip Fab: Reduce Gas Pressure | IndShift3 | 1 | 1 | 1 | 1 | 1 | 0.85 | PSE10YrRetro | 10% | 10% | 10% | 10% | 10% | 10% | 10% | 10% | 10% | 10% | 0% | 0% | 0% | 0% | 0% | 0% | 0% | 0% | 0% | 0% | 0% | 0% | 0% | 0%
Metal Fabrication Clean Room: Change Filter Strategy | IndShift3 | 1 | 1 | 1 | 1 | 1 | 0.85 | PSE10YrRetro | 10% | 10% | 10% | 10% | 10% | 10% | 10% | 10% | 10% | 10% | 0% | 0% | 0% | 0% | 0% | 0% | 0% | 0% | 0% | 0% | 0% | 0% | 0% | 0%
Metal Fabrication Clean Room: Clean Room HVAC | IndShift3 | 1 | 1 | 1 | 1 | 1 | 0.85 | PSE10YrRetro | 10% | 10% | 10% | 10% | 10% | 10% | 10% | 10% | 10% | 10% | 0% | 0% | 0% | 0% | 0% | 0% | 0% | 0% | 0% | 0% | 0% | 0% | 0% | 0%
Metal Fabrication Clean Room: Chiller Optimize | IndShift3 | 1 | 1 | 1 | 1 | 1 | 0.85 | PSE10YrRetro | 10% | 10% | 10% | 10% | 10% | 10% | 10% | 10% | 10% | 10% | 0% | 0% | 0% | 0% | 0% | 0% | 0% | 0% | 0% | 0% | 0% | 0% | 0% | 0%
Metal Fabrication Food: Cooling and Storage | IndShift3 | 1 | 1 | 1 | 1 | 1 | 0.85 | PSE10YrRetro | 10% | 10% | 10% | 10% | 10% | 10% | 10% | 10% | 10% | 10% | 0% | 0% | 0% | 0% | 0% | 0% | 0% | 0% | 0% | 0% | 0% | 0% | 0% | 0%
Metal Fabrication Food: Refrig Storage Tuneup | IndShift3 | 1 | 1 | 1 | 1 | 1 | 0.85 | PSE10YrRetro | 10% | 10% | 10% | 10% | 10% | 10% | 10% | 10% | 10% | 10% | 0% | 0% | 0% | 0% | 0% | 0% | 0% | 0% | 0% | 0% | 0% | 0% | 0% | 0%
Metal Fabrication Metal: New Arc Furnace | IndShift3 | 1 | 1 | 1 | 1 | 1 | 0.85 | PSE10YrRetro | 10% | 10% | 10% | 10% | 10% | 10% | 10% | 10% | 10% | 10% | 0% | 0% | 0% | 0% | 0% | 0% | 0% | 0% | 0% | 0% | 0% | 0% | 0% | 0%
Metal Fabrication Mech Pulp: Refiner Replacement | IndShift3 | 1 | 1 | 1 | 1 | 1 | 0.85 | PSE10YrRetro | 10% | 10% | 10% | 10% | 10% | 10% | 10% | 10% | 10% | 10% | 0% | 0% | 0% | 0% | 0% | 0% | 0% | 0% | 0% | 0% | 0% | 0% | 0% | 0%
Metal Fabrication Mech Pulp: Premium Process | IndShift3 | 1 | 1 | 1 | 1 | 1 | 0.85 | PSE10YrRetro | 10% | 10% | 10% | 10% | 10% | 10% | 10% | 10% | 10% | 10% | 0% | 0% | 0% | 0% | 0% | 0% | 0% | 0% | 0% | 0% | 0% | 0% | 0% | 0%
Metal Fabrication Mech Pulp: Refiner Plate Improvement | IndShift3 | 1 | 1 | 1 | 1 | 1 | 0.85 | PSE10YrRetro | 10% | 10% | 10% | 10% | 10% | 10% | 10% | 10% | 10% | 10% | 0% | 0% | 0% | 0% | 0% | 0% | 0% | 0% | 0% | 0% | 0% | 0% | 0% | 0%
Metal Fabrication Kraft: Effluent Treatment System | IndShift3 | 1 | 1 | 1 | 1 | 1 | 0.85 | PSE10YrRetro | 10% | 10% | 10% | 10% | 10% | 10% | 10% | 10% | 10% | 10% | 0% | 0% | 0% | 0% | 0% | 0% | 0% | 0% | 0% | 0% | 0% | 0% | 0% | 0%
Metal Fabrication Kraft: Efficient Agitator | IndShift3 | 1 | 1 | 1 | 1 | 1 | 0.85 | PSE10YrRetro | 10% | 10% | 10% | 10% | 10% | 10% | 10% | 10% | 10% | 10% | 0% | 0% | 0% | 0% | 0% | 0% | 0% | 0% | 0% | 0% | 0% | 0% | 0% | 0%
Metal Fabrication Paper: Efficient Pulp Screen | IndShift3 | 1 | 1 | 1 | 1 | 1 | 0.85 | PSE10YrRetro | 10% | 10% | 10% | 10% | 10% | 10% | 10% | 10% | 10% | 10% | 0% | 0% | 0% | 0% | 0% | 0% | 0% | 0% | 0% | 0% | 0% | 0% | 0% | 0%
Metal Fabrication Paper: Premium Fan | IndShift3 | 1 | 1 | 1 | 1 | 1 | 0.85 | PSE10YrRetro | 10% | 10% | 10% | 10% | 10% | 10% | 10% | 10% | 10% | 10% | 0% | 0% | 0% | 0% | 0% | 0% | 0% | 0% | 0% | 0% | 0% | 0% | 0% | 0%
Metal Fabrication Paper: Material Handling | SIC24 | 1 | 1 | 1 | 1 | 1 | 0.85 | PSE10YrRetro | 10% | 10% | 10% | 10% | 10% | 10% | 10% | 10% | 10% | 10% | 0% | 0% | 0% | 0% | 0% | 0% | 0% | 0% | 0% | 0% | 0% | 0% | 0% | 0%
Metal Fabrication Paper: Large Material Handling | SIC24 | 1 | 1 | 1 | 1 | 1 | 0.85 | PSE10YrRetro | 10% | 10% | 10% | 10% | 10% | 10% | 10% | 10% | 10% | 10% | 0% | 0% | 0% | 0% | 0% | 0% | 0% | 0% | 0% | 0% | 0% | 0% | 0% | 0%
Metal Fabrication Paper: Premium Control Large Material | IndShift3 | 1 | 1 | 1 | 1 | 1 | 0.85 | PSE10YrRetro | 10% | 10% | 10% | 10% | 10% | 10% | 10% | 10% | 10% | 10% | 0% | 0% | 0% | 0% | 0% | 0% | 0% | 0% | 0% | 0% | 0% | 0% | 0% | 0%
Metal Fabrication Material Handling1 | SIC24 | 1 | 1 | 1 | 1 | 1 | 0.85 | PSE10YrRetro | 10% | 10% | 10% | 10% | 10% | 10% | 10% | 10% | 10% | 10% | 0% | 0% | 0% | 0% | 0% | 0% | 0% | 0% | 0% | 0% | 0% | 0% | 0% | 0%
Metal Fabrication Material Handling2 | SIC24 | 1 | 1 | 1 | 1 | 1 | 0.85 | PSE10YrRetro | 10% | 10% | 10% | 10% | 10% | 10% | 10% | 10% | 10% | 10% | 0% | 0% | 0% | 0% | 0% | 0% | 0% | 0% | 0% | 0% | 0% | 0% | 0% | 0%
Metal Fabrication Material Handling VFD1 | SIC24 | 1 | 1 | 1 | 1 | 1 | 0.85 | PSE10YrRetro | 10% | 10% | 10% | 10% | 10% | 10% | 10% | 10% | 10% | 10% | 0% | 0% | 0% | 0% | 0% | 0% | 0% | 0% | 0% | 0% | 0% | 0% | 0% | 0%
Metal Fabrication Material Handling VFD2 | SIC24 | 1 | 1 | 1 | 1 | 1 | 0.85 | PSE10YrRetro | 10% | 10% | 10% | 10% | 10% | 10% | 10% | 10% | 10% | 10% | 0% | 0% | 0% | 0% | 0% | 0% | 0% | 0% | 0% | 0% | 0% | 0% | 0% | 0%
Metal Fabrication Wood: Replace Pneumatic Conveyor | SIC24 | 1 | 1 | 1 | 1 | 1 | 0.85 | PSE10YrRetro | 10% | 10% | 10% | 10% | 10% | 10% | 10% | 10% | 10% | 10% | 0% | 0% | 0% | 0% | 0% | 0% | 0% | 0% | 0% | 0% | 0% | 0% | 0% | 0%
Metal Fabrication Panel: Hydraulic Press | SIC24 | 1 | 1 | 1 | 1 | 1 | 0.85 | PSE10YrRetro | 10% | 10% | 10% | 10% | 10% | 10% | 10% | 10% | 10% | 10% | 0% | 0% | 0% | 0% | 0% | 0% | 0% | 0% | 0% | 0% | 0% | 0% | 0% | 0%
Metal Fabrication Cold Storage Retrofit | RefrigWarehouseGroc | 1 | 1 | 1 | 1 | 1 | 0.85 | PSE10YrRetro | 10% | 10% | 10% | 10% | 10% | 10% | 10% | 10% | 10% | 10% | 0% | 0% | 0% | 0% | 0% | 0% | 0% | 0% | 0% | 0% | 0% | 0% | 0% | 0%
Metal Fabrication Cold Storage Tuneup | RefrigWarehouseGroc | 1 | 1 | 1 | 1 | 1 | 0.85 | PSE10YrRetro | 10% | 10% | 10% | 10% | 10% | 10% | 10% | 10% | 10% | 10% | 0% | 0% | 0% | 0% | 0% | 0% | 0% | 0% | 0% | 0% | 0% | 0% | 0% | 0%
Metal Fabrication Fruit Storage Refer Retrofit | IndShift3 | 1 | 1 | 1 | 1 | 1 | 0.85 | PSE10YrRetro | 10% | 10% | 10% | 10% | 10% | 10% | 10% | 10% | 10% | 10% | 0% | 0% | 0% | 0% | 0% | 0% | 0% | 0% | 0% | 0% | 0% | 0% | 0% | 0%
Metal Fabrication CA Retrofit -- CO2 Scrub | IndShift3 | 1 | 1 | 1 | 1 | 1 | 0.85 | PSE10YrRetro | 10% | 10% | 10% | 10% | 10% | 10% | 10% | 10% | 10% | 10% | 0% | 0% | 0% | 0% | 0% | 0% | 0% | 0% | 0% | 0% | 0% | 0% | 0% | 0%
Metal Fabrication CA Retrofit -- Membrane | IndShift3 | 1 | 1 | 1 | 1 | 1 | 0.85 | PSE10YrRetro | 10% | 10% | 10% | 10% | 10% | 10% | 10% | 10% | 10% | 10% | 0% | 0% | 0% | 0% | 0% | 0% | 0% | 0% | 0% | 0% | 0% | 0% | 0% | 0%
Metal Fabrication Fruit Storage Tuneup | IndShift3 | 1 | 1 | 1 | 1 | 1 | 0.85 | PSE10YrRetro | 10% | 10% | 10% | 10% | 10% | 10% | 10% | 10% | 10% | 10% | 0% | 0% | 0% | 0% | 0% | 0% | 0% | 0% | 0% | 0% | 0% | 0% | 0% | 0%
Metal Fabrication Groc Dist Retrofit | IndShift3 | 1 | 1 | 1 | 1 | 1 | 0.85 | PSE10YrRetro | 10% | 10% | 10% | 10% | 10% | 10% | 10% | 10% | 10% | 10% | 0% | 0% | 0% | 0% | 0% | 0% | 0% | 0% | 0% | 0% | 0% | 0% | 0% | 0%
Metal Fabrication Groc Dist Tuneup | IndShift3 | 1 | 1 | 1 | 1 | 1 | 0.85 | PSE10YrRetro | 10% | 10% | 10% | 10% | 10% | 10% | 10% | 10% | 10% | 10% | 0% | 0% | 0% | 0% | 0% | 0% | 0% | 0% | 0% | 0% | 0% | 0% | 0% | 0%
Metal Fabrication Plant Energy Management | IndShift3 | 1 | 1 | 1 | 1 | 1 | 0.85 | PSE10YrRetro | 10% | 10% | 10% | 10% | 10% | 10% | 10% | 10% | 10% | 10% | 0% | 0% | 0% | 0% | 0% | 0% | 0% | 0% | 0% | 0% | 0% | 0% | 0% | 0%
Metal Fabrication Energy Project Management | IndShift3 | 1 | 1 | 1 | 1 | 1 | 0.85 | PSE10YrRetro | 10% | 10% | 10% | 10% | 10% | 10% | 10% | 10% | 10% | 10% | 0% | 0% | 0% | 0% | 0% | 0% | 0% | 0% | 0% | 0% | 0% | 0% | 0% | 0%
Metal Fabrication Integrated Plant Energy Management | IndShift3 | 1 | 1 | 1 | 1 | 1 | 0.85 | PSE10YrRetro | 10% | 10% | 10% | 10% | 10% | 10% | 10% | 10% | 10% | 10% | 0% | 0% | 0% | 0% | 0% | 0% | 0% | 0% | 0% | 0% | 0% | 0% | 0% | 0%
Transportation Equipment Air Compressor Demand Reduction | IndShift3 | 1 | 1 | 1 | 1 | 1 | 0.85 | PSE10YrRetro | 10% | 10% | 10% | 10% | 10% | 10% | 10% | 10% | 10% | 10% | 0% | 0% | 0% | 0% | 0% | 0% | 0% | 0% | 0% | 0% | 0% | 0% | 0% | 0%
Transportation Equipment Air Compressor Equipment1 | IndShift3 | 1 | 1 | 1 | 1 | 1 | 0.85 | PSE10YrRetro | 10% | 10% | 10% | 10% | 10% | 10% | 10% | 10% | 10% | 10% | 0% | 0% | 0% | 0% | 0% | 0% | 0% | 0% | 0% | 0% | 0% | 0% | 0% | 0%
Transportation Equipment Air Compressor Equipment2 | IndShift3 | 1 | 1 | 1 | 1 | 1 | 0.85 | PSE10YrRetro | 10% | 10% | 10% | 10% | 10% | 10% | 10% | 10% | 10% | 10% | 0% | 0% | 0% | 0% | 0% | 0% | 0% | 0% | 0% | 0% | 0% | 0% | 0% | 0%
Transportation Equipment Air Compressor Optimization | IndShift3 | 1 | 1 | 1 | 1 | 1 | 0.85 | PSE10YrRetro | 10% | 10% | 10% | 10% | 10% | 10% | 10% | 10% | 10% | 10% | 0% | 0% | 0% | 0% | 0% | 0% | 0% | 0% | 0% | 0% | 0% | 0% | 0% | 0%
Transportation Equipment HighBay Lighting 1 Shift | IndShift1 | 1 | 1 | 1 | 1 | 1 | 0.85 | PSE10YrRetro | 10% | 10% | 10% | 10% | 10% | 10% | 10% | 10% | 10% | 10% | 0% | 0% | 0% | 0% | 0% | 0% | 0% | 0% | 0% | 0% | 0% | 0% | 0% | 0%
Transportation Equipment HighBay Lighting 2 Shift | IndShift2 | 1 | 1 | 1 | 1 | 1 | 0.85 | PSE10YrRetro | 10% | 10% | 10% | 10% | 10% | 10% | 10% | 10% | 10% | 10% | 0% | 0% | 0% | 0% | 0% | 0% | 0% | 0% | 0% | 0% | 0% | 0% | 0% | 0%
Transportation Equipment HighBay Lighting 3 Shift | IndShift3 | 1 | 1 | 1 | 1 | 1 | 0.85 | PSE10YrRetro | 10% | 10% | 10% | 10% | 10% | 10% | 10% | 10% | 10% | 10% | 0% | 0% | 0% | 0% | 0% | 0% | 0% | 0% | 0% | 0% | 0% | 0% | 0% | 0%
Transportation Equipment Efficient Lighting 1 Shift | IndShift1 | 1 | 1 | 1 | 1 | 1 | 0.85 | PSE10YrRetro | 10% | 10% | 10% | 10% | 10% | 10% | 10% | 10% | 10% | 10% | 0% | 0% | 0% | 0% | 0% | 0% | 0% | 0% | 0% | 0% | 0% | 0% | 0% | 0%
Transportation Equipment Efficient Lighting 2 Shift | IndShift2 | 1 | 1 | 1 | 1 | 1 | 0.85 | PSE10YrRetro | 10% | 10% | 10% | 10% | 10% | 10% | 10% | 10% | 10% | 10% | 0% | 0% | 0% | 0% | 0% | 0% | 0% | 0% | 0% | 0% | 0% | 0% | 0% | 0%
Transportation Equipment Efficient Lighting 3 Shift | IndShift3 | 1 | 1 | 1 | 1 | 1 | 0.85 | PSE10YrRetro | 10% | 10% | 10% | 10% | 10% | 10% | 10% | 10% | 10% | 10% | 0% | 0% | 0% | 0% | 0% | 0% | 0% | 0% | 0% | 0% | 0% | 0% | 0% | 0%
Transportation Equipment Lighting Controls | IndShift3 | 1 | 1 | 1 | 1 | 1 | 0.85 | PSE10YrRetro | 10% | 10% | 10% | 10% | 10% | 10% | 10% | 10% | 10% | 10% | 0% | 0% | 0% | 0% | 0% | 0% | 0% | 0% | 0% | 0% | 0% | 0% | 0% | 0%
Transportation Equipment Motors: Rewind 20-50 HP | IndShift3 | 1 | 1 | 1 | 1 | 1 | 0.85 | PSE10YrRetro | 10% | 10% | 10% | 10% | 10% | 10% | 10% | 10% | 10% | 10% | 0% | 0% | 0% | 0% | 0% | 0% | 0% | 0% | 0% | 0% | 0% | 0% | 0% | 0%
Transportation Equipment Motors: Rewind 51-100 HP | IndShift3 | 1 | 1 | 1 | 1 | 1 | 0.85 | PSE10YrRetro | 10% | 10% | 10% | 10% | 10% | 10% | 10% | 10% | 10% | 10% | 0% | 0% | 0% | 0% | 0% | 0% | 0% | 0% | 0% | 0% | 0% | 0% | 0% | 0%
Transportation Equipment Motors: Rewind 101-200 HP | IndShift3 | 1 | 1 | 1 | 1 | 1 | 0.85 | PSE10YrRetro | 10% | 10% | 10% | 10% | 10% | 10% | 10% | 10% | 10% | 10% | 0% | 0% | 0% | 0% | 0% | 0% | 0% | 0% | 0% | 0% | 0% | 0% | 0% | 0%
Transportation Equipment Motors: Rewind 201-500 HP | IndShift3 | 1 | 1 | 1 | 1 | 1 | 0.85 | PSE10YrRetro | 10% | 10% | 10% | 10% | 10% | 10% | 10% | 10% | 10% | 10% | 0% | 0% | 0% | 0% | 0% | 0% | 0% | 0% | 0% | 0% | 0% | 0% | 0% | 0%
Transportation Equipment Motors: Rewind 501-5000 HP | IndShift3 | 1 | 1 | 1 | 1 | 1 | 0.85 | PSE10YrRetro | 10% | 10% | 10% | 10% | 10% | 10% | 10% | 10% | 10% | 10% | 0% | 0% | 0% | 0% | 0% | 0% | 0% | 0% | 0% | 0% | 0% | 0% | 0% | 0%
Transportation Equipment Efficient Centrifugal Fan | SIC26 | 1 | 1 | 1 | 1 | 1 | 0.85 | PSE10YrRetro | 10% | 10% | 10% | 10% | 10% | 10% | 10% | 10% | 10% | 10% | 0% | 0% | 0% | 0% | 0% | 0% | 0% | 0% | 0% | 0% | 0% | 0% | 0% | 0%
Transportation Equipment Fan Energy Management | SIC20 | 1 | 1 | 1 | 1 | 1 | 0.85 | PSE10YrRetro | 10% | 10% | 10% | 10% | 10% | 10% | 10% | 10% | 10% | 10% | 0% | 0% | 0% | 0% | 0% | 0% | 0% | 0% | 0% | 0% | 0% | 0% | 0% | 0%
Transportation Equipment Fan Equipment Upgrade | IndShift3 | 1 | 1 | 1 | 1 | 1 | 0.85 | PSE10YrRetro | 10% | 10% | 10% | 10% | 10% | 10% | 10% | 10% | 10% | 10% | 0% | 0% | 0% | 0% | 0% | 0% | 0% | 0% | 0% | 0% | 0% | 0% | 0% | 0%
Transportation Equipment Fan System Optimization | SIC24 | 1 | 1 | 1 | 1 | 1 | 0.85 | PSE10YrRetro | 10% | 10% | 10% | 10% | 10% | 10% | 10% | 10% | 10% | 10% | 0% | 0% | 0% | 0% | 0% | 0% | 0% | 0% | 0% | 0% | 0% | 0% | 0% | 0%
Transportation Equipment Pump Energy Management | SIC26 | 1 | 1 | 1 | 1 | 1 | 0.85 | PSE10YrRetro | 10% | 10% | 10% | 10% | 10% | 10% | 10% | 10% | 10% | 10% | 0% | 0% | 0% | 0% | 0% | 0% | 0% | 0% | 0% | 0% | 0% | 0% | 0% | 0%
Transportation Equipment Pump Equipment Upgrade | SIC26 | 1 | 1 | 1 | 1 | 1 | 0.85 | PSE10YrRetro | 10% | 10% | 10% | 10% | 10% | 10% | 10% | 10% | 10% | 10% | 0% | 0% | 0% | 0% | 0% | 0% | 0% | 0% | 0% | 0% | 0% | 0% | 0% | 0%
Transportation Equipment Pump System Optimization | SIC20 | 1 | 1 | 1 | 1 | 1 | 0.85 | PSE10YrRetro | 10% | 10% | 10% | 10% | 10% | 10% | 10% | 10% | 10% | 10% | 0% | 0% | 0% | 0% | 0% | 0% | 0% | 0% | 0% | 0% | 0% | 0% | 0% | 0%
Transportation Equipment Transformers-Retrofit | IndShift3 | 1 | 1 | 1 | 1 | 1 | 0.85 | PSE10YrRetro | 10% | 10% | 10% | 10% | 10% | 10% | 10% | 10% | 10% | 10% | 0% | 0% | 0% | 0% | 0% | 0% | 0% | 0% | 0% | 0% | 0% | 0% | 0% | 0%
Transportation Equipment Transformers-New | IndShift3 | 1 | 1 | 1 | 1 | 1 | 0.85 | PSE10YrRetro | 10% | 10% | 10% | 10% | 10% | 10% | 10% | 10% | 10% | 10% | 0% | 0% | 0% | 0% | 0% | 0% | 0% | 0% | 0% | 0% | 0% | 0% | 0% | 0%
Transportation Equipment Synchronous Belts | IndShift3 | 1 | 1 | 1 | 1 | 1 | 0.85 | PSE10YrRetro | 10% | 10% | 10% | 10% | 10% | 10% | 10% | 10% | 10% | 10% | 0% | 0% | 0% | 0% | 0% | 0% | 0% | 0% | 0% | 0% | 0% | 0% | 0% | 0%
Transportation Equipment Elec Chip Fab: Eliminate Exhaust | IndShift3 | 1 | 1 | 1 | 1 | 1 | 0.85 | PSE10YrRetro | 10% | 10% | 10% | 10% | 10% | 10% | 10% | 10% | 10% | 10% | 0% | 0% | 0% | 0% | 0% | 0% | 0% | 0% | 0% | 0% | 0% | 0% | 0% | 0%
Transportation Equipment Elec Chip Fab: Exhaust Injector | IndShift3 | 1 | 1 | 1 | 1 | 1 | 0.85 | PSE10YrRetro | 10% | 10% | 10% | 10% | 10% | 10% | 10% | 10% | 10% | 10% | 0% | 0% | 0% | 0% | 0% | 0% | 0% | 0% | 0% | 0% | 0% | 0% | 0% | 0%
Transportation Equipment Elec Chip Fab: Solidstate Chiller | IndShift3 | 1 | 1 | 1 | 1 | 1 | 0.85 | PSE10YrRetro | 10% | 10% | 10% | 10% | 10% | 10% | 10% | 10% | 10% | 10% | 0% | 0% | 0% | 0% | 0% | 0% | 0% | 0% | 0% | 0% | 0% | 0% | 0% | 0%
Transportation Equipment Elec Chip Fab: Reduce Gas Pressure | IndShift3 | 1 | 1 | 1 | 1 | 1 | 0.85 | PSE10YrRetro | 10% | 10% | 10% | 10% | 10% | 10% | 10% | 10% | 10% | 10% | 0% | 0% | 0% | 0% | 0% | 0% | 0% | 0% | 0% | 0% | 0% | 0% | 0% | 0%
Transportation Equipment Clean Room: Change Filter Strategy | IndShift3 | 1 | 1 | 1 | 1 | 1 | 0.85 | PSE10YrRetro | 10% | 10% | 10% | 10% | 10% | 10% | 10% | 10% | 10% | 10% | 0% | 0% | 0% | 0% | 0% | 0% | 0% | 0% | 0% | 0% | 0% | 0% | 0% | 0%
Transportation Equipment Clean Room: Clean Room HVAC | IndShift3 | 1 | 1 | 1 | 1 | 1 | 0.85 | PSE10YrRetro | 10% | 10% | 10% | 10% | 10% | 10% | 10% | 10% | 10% | 10% | 0% | 0% | 0% | 0% | 0% | 0% | 0% | 0% | 0% | 0% | 0% | 0% | 0% | 0%
Transportation Equipment Clean Room: Chiller Optimize | IndShift3 | 1 | 1 | 1 | 1 | 1 | 0.85 | PSE10YrRetro | 10% | 10% | 10% | 10% | 10% | 10% | 10% | 10% | 10% | 10% | 0% | 0% | 0% | 0% | 0% | 0% | 0% | 0% | 0% | 0% | 0% | 0% | 0% | 0%
Transportation Equipment Food: Cooling and Storage | IndShift3 | 1 | 1 | 1 | 1 | 1 | 0.85 | PSE10YrRetro | 10% | 10% | 10% | 10% | 10% | 10% | 10% | 10% | 10% | 10% | 0% | 0% | 0% | 0% | 0% | 0% | 0% | 0% | 0% | 0% | 0% | 0% | 0% | 0%
Transportation Equipment Food: Refrig Storage Tuneup | IndShift3 | 1 | 1 | 1 | 1 | 1 | 0.85 | PSE10YrRetro | 10% | 10% | 10% | 10% | 10% | 10% | 10% | 10% | 10% | 10% | 0% | 0% | 0% | 0% | 0% | 0% | 0% | 0% | 0% | 0% | 0% | 0% | 0% | 0%
Transportation Equipment Metal: New Arc Furnace | IndShift3 | 1 | 1 | 1 | 1 | 1 | 0.85 | PSE10YrRetro | 10% | 10% | 10% | 10% | 10% | 10% | 10% | 10% | 10% | 10% | 0% | 0% | 0% | 0% | 0% | 0% | 0% | 0% | 0% | 0% | 0% | 0% | 0% | 0%
Transportation Equipment Mech Pulp: Refiner Replacement | IndShift3 | 1 | 1 | 1 | 1 | 1 | 0.85 | PSE10YrRetro | 10% | 10% | 10% | 10% | 10% | 10% | 10% | 10% | 10% | 10% | 0% | 0% | 0% | 0% | 0% | 0% | 0% | 0% | 0% | 0% | 0% | 0% | 0% | 0%
Transportation Equipment Mech Pulp: Premium Process | IndShift3 | 1 | 1 | 1 | 1 | 1 | 0.85 | PSE10YrRetro | 10% | 10% | 10% | 10% | 10% | 10% | 10% | 10% | 10% | 10% | 0% | 0% | 0% | 0% | 0% | 0% | 0% | 0% | 0% | 0% | 0% | 0% | 0% | 0%
Transportation Equipment Mech Pulp: Refiner Plate Improvement | IndShift3 | 1 | 1 | 1 | 1 | 1 | 0.85 | PSE10YrRetro | 10% | 10% | 10% | 10% | 10% | 10% | 10% | 10% | 10% | 10% | 0% | 0% | 0% | 0% | 0% | 0% | 0% | 0% | 0% | 0% | 0% | 0% | 0% | 0%
Transportation Equipment Kraft: Effluent Treatment System | IndShift3 | 1 | 1 | 1 | 1 | 1 | 0.85 | PSE10YrRetro | 10% | 10% | 10% | 10% | 10% | 10% | 10% | 10% | 10% | 10% | 0% | 0% | 0% | 0% | 0% | 0% | 0% | 0% | 0% | 0% | 0% | 0% | 0% | 0%
Transportation Equipment Kraft: Efficient Agitator | IndShift3 | 1 | 1 | 1 | 1 | 1 | 0.85 | PSE10YrRetro | 10% | 10% | 10% | 10% | 10% | 10% | 10% | 10% | 10% | 10% | 0% | 0% | 0% | 0% | 0% | 0% | 0% | 0% | 0% | 0% | 0% | 0% | 0% | 0%
Transportation Equipment Paper: Efficient Pulp Screen | IndShift3 | 1 | 1 | 1 | 1 | 1 | 0.85 | PSE10YrRetro | 10% | 10% | 10% | 10% | 10% | 10% | 10% | 10% | 10% | 10% | 0% | 0% | 0% | 0% | 0% | 0% | 0% | 0% | 0% | 0% | 0% | 0% | 0% | 0%
Transportation Equipment Paper: Premium Fan | IndShift3 | 1 | 1 | 1 | 1 | 1 | 0.85 | PSE10YrRetro | 10% | 10% | 10% | 10% | 10% | 10% | 10% | 10% | 10% | 10% | 0% | 0% | 0% | 0% | 0% | 0% | 0% | 0% | 0% | 0% | 0% | 0% | 0% | 0%
Transportation Equipment Paper: Material Handling | SIC24 | 1 | 1 | 1 | 1 | 1 | 0.85 | PSE10YrRetro | 10% | 10% | 10% | 10% | 10% | 10% | 10% | 10% | 10% | 10% | 0% | 0% | 0% | 0% | 0% | 0% | 0% | 0% | 0% | 0% | 0% | 0% | 0% | 0%
Transportation Equipment Paper: Large Material Handling | SIC24 | 1 | 1 | 1 | 1 | 1 | 0.85 | PSE10YrRetro | 10% | 10% | 10% | 10% | 10% | 10% | 10% | 10% | 10% | 10% | 0% | 0% | 0% | 0% | 0% | 0% | 0% | 0% | 0% | 0% | 0% | 0% | 0% | 0%
Transportation Equipment Paper: Premium Control Large Material | IndShift3 | 1 | 1 | 1 | 1 | 1 | 0.85 | PSE10YrRetro | 10% | 10% | 10% | 10% | 10% | 10% | 10% | 10% | 10% | 10% | 0% | 0% | 0% | 0% | 0% | 0% | 0% | 0% | 0% | 0% | 0% | 0% | 0% | 0%
Transportation Equipment Material Handling1 | SIC24 | 1 | 1 | 1 | 1 | 1 | 0.85 | PSE10YrRetro | 10% | 10% | 10% | 10% | 10% | 10% | 10% | 10% | 10% | 10% | 0% | 0% | 0% | 0% | 0% | 0% | 0% | 0% | 0% | 0% | 0% | 0% | 0% | 0%
Transportation Equipment Material Handling2 | SIC24 | 1 | 1 | 1 | 1 | 1 | 0.85 | PSE10YrRetro | 10% | 10% | 10% | 10% | 10% | 10% | 10% | 10% | 10% | 10% | 0% | 0% | 0% | 0% | 0% | 0% | 0% | 0% | 0% | 0% | 0% | 0% | 0% | 0%
Transportation Equipment Material Handling VFD1 | SIC24 | 1 | 1 | 1 | 1 | 1 | 0.85 | PSE10YrRetro | 10% | 10% | 10% | 10% | 10% | 10% | 10% | 10% | 10% | 10% | 0% | 0% | 0% | 0% | 0% | 0% | 0% | 0% | 0% | 0% | 0% | 0% | 0% | 0%
Transportation Equipment Material Handling VFD2 | SIC24 | 1 | 1 | 1 | 1 | 1 | 0.85 | PSE10YrRetro | 10% | 10% | 10% | 10% | 10% | 10% | 10% | 10% | 10% | 10% | 0% | 0% | 0% | 0% | 0% | 0% | 0% | 0% | 0% | 0% | 0% | 0% | 0% | 0%
Transportation Equipment Wood: Replace Pneumatic Conveyor | SIC24 | 1 | 1 | 1 | 1 | 1 | 0.85 | PSE10YrRetro | 10% | 10% | 10% | 10% | 10% | 10% | 10% | 10% | 10% | 10% | 0% | 0% | 0% | 0% | 0% | 0% | 0% | 0% | 0% | 0% | 0% | 0% | 0% | 0%
Transportation Equipment Panel: Hydraulic Press | SIC24 | 1 | 1 | 1 | 1 | 1 | 0.85 | PSE10YrRetro | 10% | 10% | 10% | 10% | 10% | 10% | 10% | 10% | 10% | 10% | 0% | 0% | 0% | 0% | 0% | 0% | 0% | 0% | 0% | 0% | 0% | 0% | 0% | 0%
Transportation Equipment Cold Storage Retrofit | RefrigWarehouseGroc | 1 | 1 | 1 | 1 | 1 | 0.85 | PSE10YrRetro | 10% | 10% | 10% | 10% | 10% | 10% | 10% | 10% | 10% | 10% | 0% | 0% | 0% | 0% | 0% | 0% | 0% | 0% | 0% | 0% | 0% | 0% | 0% | 0%
Transportation Equipment Cold Storage Tuneup | RefrigWarehouseGroc | 1 | 1 | 1 | 1 | 1 | 0.85 | PSE10YrRetro | 10% | 10% | 10% | 10% | 10% | 10% | 10% | 10% | 10% | 10% | 0% | 0% | 0% | 0% | 0% | 0% | 0% | 0% | 0% | 0% | 0% | 0% | 0% | 0%
Transportation Equipment Fruit Storage Refer Retrofit | IndShift3 | 1 | 1 | 1 | 1 | 1 | 0.85 | PSE10YrRetro | 10% | 10% | 10% | 10% | 10% | 10% | 10% | 10% | 10% | 10% | 0% | 0% | 0% | 0% | 0% | 0% | 0% | 0% | 0% | 0% | 0% | 0% | 0% | 0%
Transportation Equipment CA Retrofit -- CO2 Scrub | IndShift3 | 1 | 1 | 1 | 1 | 1 | 0.85 | PSE10YrRetro | 10% | 10% | 10% | 10% | 10% | 10% | 10% | 10% | 10% | 10% | 0% | 0% | 0% | 0% | 0% | 0% | 0% | 0% | 0% | 0% | 0% | 0% | 0% | 0%
Transportation Equipment CA Retrofit -- Membrane | IndShift3 | 1 | 1 | 1 | 1 | 1 | 0.85 | PSE10YrRetro | 10% | 10% | 10% | 10% | 10% | 10% | 10% | 10% | 10% | 10% | 0% | 0% | 0% | 0% | 0% | 0% | 0% | 0% | 0% | 0% | 0% | 0% | 0% | 0%
Transportation Equipment Fruit Storage Tuneup | IndShift3 | 1 | 1 | 1 | 1 | 1 | 0.85 | PSE10YrRetro | 10% | 10% | 10% | 10% | 10% | 10% | 10% | 10% | 10% | 10% | 0% | 0% | 0% | 0% | 0% | 0% | 0% | 0% | 0% | 0% | 0% | 0% | 0% | 0%
Transportation Equipment Groc Dist Retrofit | IndShift3 | 1 | 1 | 1 | 1 | 1 | 0.85 | PSE10YrRetro | 10% | 10% | 10% | 10% | 10% | 10% | 10% | 10% | 10% | 10% | 0% | 0% | 0% | 0% | 0% | 0% | 0% | 0% | 0% | 0% | 0% | 0% | 0% | 0%
Transportation Equipment Groc Dist Tuneup | IndShift3 | 1 | 1 | 1 | 1 | 1 | 0.85 | PSE10YrRetro | 10% | 10% | 10% | 10% | 10% | 10% | 10% | 10% | 10% | 10% | 0% | 0% | 0% | 0% | 0% | 0% | 0% | 0% | 0% | 0% | 0% | 0% | 0% | 0%
Transportation Equipment Plant Energy Management | IndShift3 | 1 | 1 | 1 | 1 | 1 | 0.85 | PSE10YrRetro | 10% | 10% | 10% | 10% | 10% | 10% | 10% | 10% | 10% | 10% | 0% | 0% | 0% | 0% | 0% | 0% | 0% | 0% | 0% | 0% | 0% | 0% | 0% | 0%
Transportation Equipment Energy Project Management | IndShift3 | 1 | 1 | 1 | 1 | 1 | 0.85 | PSE10YrRetro | 10% | 10% | 10% | 10% | 10% | 10% | 10% | 10% | 10% | 10% | 0% | 0% | 0% | 0% | 0% | 0% | 0% | 0% | 0% | 0% | 0% | 0% | 0% | 0%
Transportation Equipment Integrated Plant Energy Management | IndShift3 | 1 | 1 | 1 | 1 | 1 | 0.85 | PSE10YrRetro | 10% | 10% | 10% | 10% | 10% | 10% | 10% | 10% | 10% | 10% | 0% | 0% | 0% | 0% | 0% | 0% | 0% | 0% | 0% | 0% | 0% | 0% | 0% | 0%
Refinery Air Compressor Demand Reduction | IndShift3 | 1 | 1 | 1 | 1 | 1 | 0.85 | PSE10YrRetro | 10% | 10% | 10% | 10% | 10% | 10% | 10% | 10% | 10% | 10% | 0% | 0% | 0% | 0% | 0% | 0% | 0% | 0% | 0% | 0% | 0% | 0% | 0% | 0%
Refinery Air Compressor Equipment1 | IndShift3 | 1 | 1 | 1 | 1 | 1 | 0.85 | PSE10YrRetro | 10% | 10% | 10% | 10% | 10% | 10% | 10% | 10% | 10% | 10% | 0% | 0% | 0% | 0% | 0% | 0% | 0% | 0% | 0% | 0% | 0% | 0% | 0% | 0%
Refinery Air Compressor Equipment2 | IndShift3 | 1 | 1 | 1 | 1 | 1 | 0.85 | PSE10YrRetro | 10% | 10% | 10% | 10% | 10% | 10% | 10% | 10% | 10% | 10% | 0% | 0% | 0% | 0% | 0% | 0% | 0% | 0% | 0% | 0% | 0% | 0% | 0% | 0%
Refinery Air Compressor Optimization | IndShift3 | 1 | 1 | 1 | 1 | 1 | 0.85 | PSE10YrRetro | 10% | 10% | 10% | 10% | 10% | 10% | 10% | 10% | 10% | 10% | 0% | 0% | 0% | 0% | 0% | 0% | 0% | 0% | 0% | 0% | 0% | 0% | 0% | 0%
Refinery HighBay Lighting 1 Shift | IndShift1 | 1 | 1 | 1 | 1 | 1 | 0.85 | PSE10YrRetro | 10% | 10% | 10% | 10% | 10% | 10% | 10% | 10% | 10% | 10% | 0% | 0% | 0% | 0% | 0% | 0% | 0% | 0% | 0% | 0% | 0% | 0% | 0% | 0%
Refinery HighBay Lighting 2 Shift | IndShift2 | 1 | 1 | 1 | 1 | 1 | 0.85 | PSE10YrRetro | 10% | 10% | 10% | 10% | 10% | 10% | 10% | 10% | 10% | 10% | 0% | 0% | 0% | 0% | 0% | 0% | 0% | 0% | 0% | 0% | 0% | 0% | 0% | 0%
Refinery HighBay Lighting 3 Shift | IndShift3 | 1 | 1 | 1 | 1 | 1 | 0.85 | PSE10YrRetro | 10% | 10% | 10% | 10% | 10% | 10% | 10% | 10% | 10% | 10% | 0% | 0% | 0% | 0% | 0% | 0% | 0% | 0% | 0% | 0% | 0% | 0% | 0% | 0%
Refinery Efficient Lighting 1 Shift | IndShift1 | 1 | 1 | 1 | 1 | 1 | 0.85 | PSE10YrRetro | 10% | 10% | 10% | 10% | 10% | 10% | 10% | 10% | 10% | 10% | 0% | 0% | 0% | 0% | 0% | 0% | 0% | 0% | 0% | 0% | 0% | 0% | 0% | 0%
Refinery Efficient Lighting 2 Shift | IndShift2 | 1 | 1 | 1 | 1 | 1 | 0.85 | PSE10YrRetro | 10% | 10% | 10% | 10% | 10% | 10% | 10% | 10% | 10% | 10% | 0% | 0% | 0% | 0% | 0% | 0% | 0% | 0% | 0% | 0% | 0% | 0% | 0% | 0%
Refinery Efficient Lighting 3 Shift | IndShift3 | 1 | 1 | 1 | 1 | 1 | 0.85 | PSE10YrRetro | 10% | 10% | 10% | 10% | 10% | 10% | 10% | 10% | 10% | 10% | 0% | 0% | 0% | 0% | 0% | 0% | 0% | 0% | 0% | 0% | 0% | 0% | 0% | 0%
Refinery Lighting Controls | IndShift3 | 1 | 1 | 1 | 1 | 1 | 0.85 | PSE10YrRetro | 10% | 10% | 10% | 10% | 10% | 10% | 10% | 10% | 10% | 10% | 0% | 0% | 0% | 0% | 0% | 0% | 0% | 0% | 0% | 0% | 0% | 0% | 0% | 0%
Refinery Motors: Rewind 20-50 HP | IndShift3 | 1 | 1 | 1 | 1 | 1 | 0.85 | PSE10YrRetro | 10% | 10% | 10% | 10% | 10% | 10% | 10% | 10% | 10% | 10% | 0% | 0% | 0% | 0% | 0% | 0% | 0% | 0% | 0% | 0% | 0% | 0% | 0% | 0%
Refinery Motors: Rewind 51-100 HP | IndShift3 | 1 | 1 | 1 | 1 | 1 | 0.85 | PSE10YrRetro | 10% | 10% | 10% | 10% | 10% | 10% | 10% | 10% | 10% | 10% | 0% | 0% | 0% | 0% | 0% | 0% | 0% | 0% | 0% | 0% | 0% | 0% | 0% | 0%
Refinery Motors: Rewind 101-200 HP | IndShift3 | 1 | 1 | 1 | 1 | 1 | 0.85 | PSE10YrRetro | 10% | 10% | 10% | 10% | 10% | 10% | 10% | 10% | 10% | 10% | 0% | 0% | 0% | 0% | 0% | 0% | 0% | 0% | 0% | 0% | 0% | 0% | 0% | 0%
Refinery Motors: Rewind 201-500 HP | IndShift3 | 1 | 1 | 1 | 1 | 1 | 0.85 | PSE10YrRetro | 10% | 10% | 10% | 10% | 10% | 10% | 10% | 10% | 10% | 10% | 0% | 0% | 0% | 0% | 0% | 0% | 0% | 0% | 0% | 0% | 0% | 0% | 0% | 0%
Refinery Motors: Rewind 501-5000 HP | IndShift3 | 1 | 1 | 1 | 1 | 1 | 0.85 | PSE10YrRetro | 10% | 10% | 10% | 10% | 10% | 10% | 10% | 10% | 10% | 10% | 0% | 0% | 0% | 0% | 0% | 0% | 0% | 0% | 0% | 0% | 0% | 0% | 0% | 0%
Refinery Efficient Centrifugal Fan | SIC26 | 1 | 1 | 1 | 1 | 1 | 0.85 | PSE10YrRetro | 10% | 10% | 10% | 10% | 10% | 10% | 10% | 10% | 10% | 10% | 0% | 0% | 0% | 0% | 0% | 0% | 0% | 0% | 0% | 0% | 0% | 0% | 0% | 0%
Refinery Fan Energy Management | SIC20 | 1 | 1 | 1 | 1 | 1 | 0.85 | PSE10YrRetro | 10% | 10% | 10% | 10% | 10% | 10% | 10% | 10% | 10% | 10% | 0% | 0% | 0% | 0% | 0% | 0% | 0% | 0% | 0% | 0% | 0% | 0% | 0% | 0%
Refinery Fan Equipment Upgrade | IndShift3 | 1 | 1 | 1 | 1 | 1 | 0.85 | PSE10YrRetro | 10% | 10% | 10% | 10% | 10% | 10% | 10% | 10% | 10% | 10% | 0% | 0% | 0% | 0% | 0% | 0% | 0% | 0% | 0% | 0% | 0% | 0% | 0% | 0%
Refinery Fan System Optimization | SIC24 | 1 | 1 | 1 | 1 | 1 | 0.85 | PSE10YrRetro | 10% | 10% | 10% | 10% | 10% | 10% | 10% | 10% | 10% | 10% | 0% | 0% | 0% | 0% | 0% | 0% | 0% | 0% | 0% | 0% | 0% | 0% | 0% | 0%
Refinery Pump Energy Management | SIC26 | 1 | 1 | 1 | 1 | 1 | 0.85 | PSE10YrRetro | 10% | 10% | 10% | 10% | 10% | 10% | 10% | 10% | 10% | 10% | 0% | 0% | 0% | 0% | 0% | 0% | 0% | 0% | 0% | 0% | 0% | 0% | 0% | 0%
Refinery Pump Equipment Upgrade | SIC26 | 1 | 1 | 1 | 1 | 1 | 0.85 | PSE10YrRetro | 10% | 10% | 10% | 10% | 10% | 10% | 10% | 10% | 10% | 10% | 0% | 0% | 0% | 0% | 0% | 0% | 0% | 0% | 0% | 0% | 0% | 0% | 0% | 0%
Refinery Pump System Optimization | SIC20 | 1 | 1 | 1 | 1 | 1 | 0.85 | PSE10YrRetro | 10% | 10% | 10% | 10% | 10% | 10% | 10% | 10% | 10% | 10% | 0% | 0% | 0% | 0% | 0% | 0% | 0% | 0% | 0% | 0% | 0% | 0% | 0% | 0%
Refinery Transformers-Retrofit | IndShift3 | 1 | 1 | 1 | 1 | 1 | 0.85 | PSE10YrRetro | 10% | 10% | 10% | 10% | 10% | 10% | 10% | 10% | 10% | 10% | 0% | 0% | 0% | 0% | 0% | 0% | 0% | 0% | 0% | 0% | 0% | 0% | 0% | 0%
Refinery Transformers-New | IndShift3 | 1 | 1 | 1 | 1 | 1 | 0.85 | PSE10YrRetro | 10% | 10% | 10% | 10% | 10% | 10% | 10% | 10% | 10% | 10% | 0% | 0% | 0% | 0% | 0% | 0% | 0% | 0% | 0% | 0% | 0% | 0% | 0% | 0%
Refinery Synchronous Belts | IndShift3 | 1 | 1 | 1 | 1 | 1 | 0.85 | PSE10YrRetro | 10% | 10% | 10% | 10% | 10% | 10% | 10% | 10% | 10% | 10% | 0% | 0% | 0% | 0% | 0% | 0% | 0% | 0% | 0% | 0% | 0% | 0% | 0% | 0%
Refinery Elec Chip Fab: Eliminate Exhaust | IndShift3 | 1 | 1 | 1 | 1 | 1 | 0.85 | PSE10YrRetro | 10% | 10% | 10% | 10% | 10% | 10% | 10% | 10% | 10% | 10% | 0% | 0% | 0% | 0% | 0% | 0% | 0% | 0% | 0% | 0% | 0% | 0% | 0% | 0%
Refinery Elec Chip Fab: Exhaust Injector | IndShift3 | 1 | 1 | 1 | 1 | 1 | 0.85 | PSE10YrRetro | 10% | 10% | 10% | 10% | 10% | 10% | 10% | 10% | 10% | 10% | 0% | 0% | 0% | 0% | 0% | 0% | 0% | 0% | 0% | 0% | 0% | 0% | 0% | 0%
Refinery Elec Chip Fab: Solidstate Chiller | IndShift3 | 1 | 1 | 1 | 1 | 1 | 0.85 | PSE10YrRetro | 10% | 10% | 10% | 10% | 10% | 10% | 10% | 10% | 10% | 10% | 0% | 0% | 0% | 0% | 0% | 0% | 0% | 0% | 0% | 0% | 0% | 0% | 0% | 0%
Refinery Elec Chip Fab: Reduce Gas Pressure | IndShift3 | 1 | 1 | 1 | 1 | 1 | 0.85 | PSE10YrRetro | 10% | 10% | 10% | 10% | 10% | 10% | 10% | 10% | 10% | 10% | 0% | 0% | 0% | 0% | 0% | 0% | 0% | 0% | 0% | 0% | 0% | 0% | 0% | 0%
Refinery Clean Room: Change Filter Strategy | IndShift3 | 1 | 1 | 1 | 1 | 1 | 0.85 | PSE10YrRetro | 10% | 10% | 10% | 10% | 10% | 10% | 10% | 10% | 10% | 10% | 0% | 0% | 0% | 0% | 0% | 0% | 0% | 0% | 0% | 0% | 0% | 0% | 0% | 0%
Refinery Clean Room: Clean Room HVAC | IndShift3 | 1 | 1 | 1 | 1 | 1 | 0.85 | PSE10YrRetro | 10% | 10% | 10% | 10% | 10% | 10% | 10% | 10% | 10% | 10% | 0% | 0% | 0% | 0% | 0% | 0% | 0% | 0% | 0% | 0% | 0% | 0% | 0% | 0%
Refinery Clean Room: Chiller Optimize | IndShift3 | 1 | 1 | 1 | 1 | 1 | 0.85 | PSE10YrRetro | 10% | 10% | 10% | 10% | 10% | 10% | 10% | 10% | 10% | 10% | 0% | 0% | 0% | 0% | 0% | 0% | 0% | 0% | 0% | 0% | 0% | 0% | 0% | 0%
Refinery Food: Cooling and Storage | IndShift3 | 1 | 1 | 1 | 1 | 1 | 0.85 | PSE10YrRetro | 10% | 10% | 10% | 10% | 10% | 10% | 10% | 10% | 10% | 10% | 0% | 0% | 0% | 0% | 0% | 0% | 0% | 0% | 0% | 0% | 0% | 0% | 0% | 0%
Refinery Food: Refrig Storage Tuneup | IndShift3 | 1 | 1 | 1 | 1 | 1 | 0.85 | PSE10YrRetro | 10% | 10% | 10% | 10% | 10% | 10% | 10% | 10% | 10% | 10% | 0% | 0% | 0% | 0% | 0% | 0% | 0% | 0% | 0% | 0% | 0% | 0% | 0% | 0%
Refinery Metal: New Arc Furnace | IndShift3 | 1 | 1 | 1 | 1 | 1 | 0.85 | PSE10YrRetro | 10% | 10% | 10% | 10% | 10% | 10% | 10% | 10% | 10% | 10% | 0% | 0% | 0% | 0% | 0% | 0% | 0% | 0% | 0% | 0% | 0% | 0% | 0% | 0%
Refinery Mech Pulp: Refiner Replacement | IndShift3 | 1 | 1 | 1 | 1 | 1 | 0.85 | PSE10YrRetro | 10% | 10% | 10% | 10% | 10% | 10% | 10% | 10% | 10% | 10% | 0% | 0% | 0% | 0% | 0% | 0% | 0% | 0% | 0% | 0% | 0% | 0% | 0% | 0%
Refinery Mech Pulp: Premium Process | IndShift3 | 1 | 1 | 1 | 1 | 1 | 0.85 | PSE10YrRetro | 10% | 10% | 10% | 10% | 10% | 10% | 10% | 10% | 10% | 10% | 0% | 0% | 0% | 0% | 0% | 0% | 0% | 0% | 0% | 0% | 0% | 0% | 0% | 0%
Refinery Mech Pulp: Refiner Plate Improvement | IndShift3 | 1 | 1 | 1 | 1 | 1 | 0.85 | PSE10YrRetro | 10% | 10% | 10% | 10% | 10% | 10% | 10% | 10% | 10% | 10% | 0% | 0% | 0% | 0% | 0% | 0% | 0% | 0% | 0% | 0% | 0% | 0% | 0% | 0%
Refinery Kraft: Effluent Treatment System | IndShift3 | 1 | 1 | 1 | 1 | 1 | 0.85 | PSE10YrRetro | 10% | 10% | 10% | 10% | 10% | 10% | 10% | 10% | 10% | 10% | 0% | 0% | 0% | 0% | 0% | 0% | 0% | 0% | 0% | 0% | 0% | 0% | 0% | 0%
Refinery Kraft: Efficient Agitator | IndShift3 | 1 | 1 | 1 | 1 | 1 | 0.85 | PSE10YrRetro | 10% | 10% | 10% | 10% | 10% | 10% | 10% | 10% | 10% | 10% | 0% | 0% | 0% | 0% | 0% | 0% | 0% | 0% | 0% | 0% | 0% | 0% | 0% | 0%
Refinery Paper: Efficient Pulp Screen | IndShift3 | 1 | 1 | 1 | 1 | 1 | 0.85 | PSE10YrRetro | 10% | 10% | 10% | 10% | 10% | 10% | 10% | 10% | 10% | 10% | 0% | 0% | 0% | 0% | 0% | 0% | 0% | 0% | 0% | 0% | 0% | 0% | 0% | 0%
Refinery Paper: Premium Fan | IndShift3 | 1 | 1 | 1 | 1 | 1 | 0.85 | PSE10YrRetro | 10% | 10% | 10% | 10% | 10% | 10% | 10% | 10% | 10% | 10% | 0% | 0% | 0% | 0% | 0% | 0% | 0% | 0% | 0% | 0% | 0% | 0% | 0% | 0%
Refinery Paper: Material Handling | SIC24 | 1 | 1 | 1 | 1 | 1 | 0.85 | PSE10YrRetro | 10% | 10% | 10% | 10% | 10% | 10% | 10% | 10% | 10% | 10% | 0% | 0% | 0% | 0% | 0% | 0% | 0% | 0% | 0% | 0% | 0% | 0% | 0% | 0%
Refinery Paper: Large Material Handling | SIC24 | 1 | 1 | 1 | 1 | 1 | 0.85 | PSE10YrRetro | 10% | 10% | 10% | 10% | 10% | 10% | 10% | 10% | 10% | 10% | 0% | 0% | 0% | 0% | 0% | 0% | 0% | 0% | 0% | 0% | 0% | 0% | 0% | 0%
Refinery Paper: Premium Control Large Material | IndShift3 | 1 | 1 | 1 | 1 | 1 | 0.85 | PSE10YrRetro | 10% | 10% | 10% | 10% | 10% | 10% | 10% | 10% | 10% | 10% | 0% | 0% | 0% | 0% | 0% | 0% | 0% | 0% | 0% | 0% | 0% | 0% | 0% | 0%
Refinery Material Handling1 | SIC24 | 1 | 1 | 1 | 1 | 1 | 0.85 | PSE10YrRetro | 10% | 10% | 10% | 10% | 10% | 10% | 10% | 10% | 10% | 10% | 0% | 0% | 0% | 0% | 0% | 0% | 0% | 0% | 0% | 0% | 0% | 0% | 0% | 0%
Refinery Material Handling2 | SIC24 | 1 | 1 | 1 | 1 | 1 | 0.85 | PSE10YrRetro | 10% | 10% | 10% | 10% | 10% | 10% | 10% | 10% | 10% | 10% | 0% | 0% | 0% | 0% | 0% | 0% | 0% | 0% | 0% | 0% | 0% | 0% | 0% | 0%
Refinery Material Handling VFD1 | SIC24 | 1 | 1 | 1 | 1 | 1 | 0.85 | PSE10YrRetro | 10% | 10% | 10% | 10% | 10% | 10% | 10% | 10% | 10% | 10% | 0% | 0% | 0% | 0% | 0% | 0% | 0% | 0% | 0% | 0% | 0% | 0% | 0% | 0%
Refinery Material Handling VFD2 | SIC24 | 1 | 1 | 1 | 1 | 1 | 0.85 | PSE10YrRetro | 10% | 10% | 10% | 10% | 10% | 10% | 10% | 10% | 10% | 10% | 0% | 0% | 0% | 0% | 0% | 0% | 0% | 0% | 0% | 0% | 0% | 0% | 0% | 0%
Refinery Wood: Replace Pneumatic Conveyor | SIC24 | 1 | 1 | 1 | 1 | 1 | 0.85 | PSE10YrRetro | 10% | 10% | 10% | 10% | 10% | 10% | 10% | 10% | 10% | 10% | 0% | 0% | 0% | 0% | 0% | 0% | 0% | 0% | 0% | 0% | 0% | 0% | 0% | 0%
Refinery Panel: Hydraulic Press | SIC24 | 1 | 1 | 1 | 1 | 1 | 0.85 | PSE10YrRetro | 10% | 10% | 10% | 10% | 10% | 10% | 10% | 10% | 10% | 10% | 0% | 0% | 0% | 0% | 0% | 0% | 0% | 0% | 0% | 0% | 0% | 0% | 0% | 0%
Refinery Cold Storage Retrofit | RefrigWarehouseGroc | 1 | 1 | 1 | 1 | 1 | 0.85 | PSE10YrRetro | 10% | 10% | 10% | 10% | 10% | 10% | 10% | 10% | 10% | 10% | 0% | 0% | 0% | 0% | 0% | 0% | 0% | 0% | 0% | 0% | 0% | 0% | 0% | 0%
Refinery Cold Storage Tuneup | RefrigWarehouseGroc | 1 | 1 | 1 | 1 | 1 | 0.85 | PSE10YrRetro | 10% | 10% | 10% | 10% | 10% | 10% | 10% | 10% | 10% | 10% | 0% | 0% | 0% | 0% | 0% | 0% | 0% | 0% | 0% | 0% | 0% | 0% | 0% | 0%
Refinery Fruit Storage Refer Retrofit | IndShift3 | 1 | 1 | 1 | 1 | 1 | 0.85 | PSE10YrRetro | 10% | 10% | 10% | 10% | 10% | 10% | 10% | 10% | 10% | 10% | 0% | 0% | 0% | 0% | 0% | 0% | 0% | 0% | 0% | 0% | 0% | 0% | 0% | 0%
Refinery CA Retrofit -- CO2 Scrub | IndShift3 | 1 | 1 | 1 | 1 | 1 | 0.85 | PSE10YrRetro | 10% | 10% | 10% | 10% | 10% | 10% | 10% | 10% | 10% | 10% | 0% | 0% | 0% | 0% | 0% | 0% | 0% | 0% | 0% | 0% | 0% | 0% | 0% | 0%
Refinery CA Retrofit -- Membrane | IndShift3 | 1 | 1 | 1 | 1 | 1 | 0.85 | PSE10YrRetro | 10% | 10% | 10% | 10% | 10% | 10% | 10% | 10% | 10% | 10% | 0% | 0% | 0% | 0% | 0% | 0% | 0% | 0% | 0% | 0% | 0% | 0% | 0% | 0%
Refinery Fruit Storage Tuneup | IndShift3 | 1 | 1 | 1 | 1 | 1 | 0.85 | PSE10YrRetro | 10% | 10% | 10% | 10% | 10% | 10% | 10% | 10% | 10% | 10% | 0% | 0% | 0% | 0% | 0% | 0% | 0% | 0% | 0% | 0% | 0% | 0% | 0% | 0%
Refinery Groc Dist Retrofit | IndShift3 | 1 | 1 | 1 | 1 | 1 | 0.85 | PSE10YrRetro | 10% | 10% | 10% | 10% | 10% | 10% | 10% | 10% | 10% | 10% | 0% | 0% | 0% | 0% | 0% | 0% | 0% | 0% | 0% | 0% | 0% | 0% | 0% | 0%
Refinery Groc Dist Tuneup | IndShift3 | 1 | 1 | 1 | 1 | 1 | 0.85 | PSE10YrRetro | 10% | 10% | 10% | 10% | 10% | 10% | 10% | 10% | 10% | 10% | 0% | 0% | 0% | 0% | 0% | 0% | 0% | 0% | 0% | 0% | 0% | 0% | 0% | 0%
Refinery Plant Energy Management | IndShift3 | 1 | 1 | 1 | 1 | 1 | 0.85 | PSE10YrRetro | 10% | 10% | 10% | 10% | 10% | 10% | 10% | 10% | 10% | 10% | 0% | 0% | 0% | 0% | 0% | 0% | 0% | 0% | 0% | 0% | 0% | 0% | 0% | 0%
Refinery Energy Project Management | IndShift3 | 1 | 1 | 1 | 1 | 1 | 0.85 | PSE10YrRetro | 10% | 10% | 10% | 10% | 10% | 10% | 10% | 10% | 10% | 10% | 0% | 0% | 0% | 0% | 0% | 0% | 0% | 0% | 0% | 0% | 0% | 0% | 0% | 0%
Refinery Integrated Plant Energy Management | IndShift3 | 1 | 1 | 1 | 1 | 1 | 0.85 | PSE10YrRetro | 10% | 10% | 10% | 10% | 10% | 10% | 10% | 10% | 10% | 10% | 0% | 0% | 0% | 0% | 0% | 0% | 0% | 0% | 0% | 0% | 0% | 0% | 0% | 0%
Cold Storage Air Compressor Demand Reduction | RefrigWarehouseGroc | 1 | 1 | 1 | 1 | 1 | 0.85 | PSE10YrRetro | 10% | 10% | 10% | 10% | 10% | 10% | 10% | 10% | 10% | 10% | 0% | 0% | 0% | 0% | 0% | 0% | 0% | 0% | 0% | 0% | 0% | 0% | 0% | 0%
Cold Storage Air Compressor Equipment1 | IndShift1 | 1 | 1 | 1 | 1 | 1 | 0.85 | PSE10YrRetro | 10% | 10% | 10% | 10% | 10% | 10% | 10% | 10% | 10% | 10% | 0% | 0% | 0% | 0% | 0% | 0% | 0% | 0% | 0% | 0% | 0% | 0% | 0% | 0%
Cold Storage Air Compressor Equipment2 | IndShift2 | 1 | 1 | 1 | 1 | 1 | 0.85 | PSE10YrRetro | 10% | 10% | 10% | 10% | 10% | 10% | 10% | 10% | 10% | 10% | 0% | 0% | 0% | 0% | 0% | 0% | 0% | 0% | 0% | 0% | 0% | 0% | 0% | 0%
Cold Storage Air Compressor Optimization | RefrigWarehouseGroc | 1 | 1 | 1 | 1 | 1 | 0.85 | PSE10YrRetro | 10% | 10% | 10% | 10% | 10% | 10% | 10% | 10% | 10% | 10% | 0% | 0% | 0% | 0% | 0% | 0% | 0% | 0% | 0% | 0% | 0% | 0% | 0% | 0%
Cold Storage HighBay Lighting 1 Shift | IndShift1 | 1 | 1 | 1 | 1 | 1 | 0.85 | PSE10YrRetro | 10% | 10% | 10% | 10% | 10% | 10% | 10% | 10% | 10% | 10% | 0% | 0% | 0% | 0% | 0% | 0% | 0% | 0% | 0% | 0% | 0% | 0% | 0% | 0%
Cold Storage HighBay Lighting 2 Shift | IndShift2 | 1 | 1 | 1 | 1 | 1 | 0.85 | PSE10YrRetro | 10% | 10% | 10% | 10% | 10% | 10% | 10% | 10% | 10% | 10% | 0% | 0% | 0% | 0% | 0% | 0% | 0% | 0% | 0% | 0% | 0% | 0% | 0% | 0%
Cold Storage HighBay Lighting 3 Shift | IndShift3 | 1 | 1 | 1 | 1 | 1 | 0.85 | PSE10YrRetro | 10% | 10% | 10% | 10% | 10% | 10% | 10% | 10% | 10% | 10% | 0% | 0% | 0% | 0% | 0% | 0% | 0% | 0% | 0% | 0% | 0% | 0% | 0% | 0%
Cold Storage Efficient Lighting 1 Shift | IndShift1 | 1 | 1 | 1 | 1 | 1 | 0.85 | PSE10YrRetro | 10% | 10% | 10% | 10% | 10% | 10% | 10% | 10% | 10% | 10% | 0% | 0% | 0% | 0% | 0% | 0% | 0% | 0% | 0% | 0% | 0% | 0% | 0% | 0%
Cold Storage Efficient Lighting 2 Shift | IndShift2 | 1 | 1 | 1 | 1 | 1 | 0.85 | PSE10YrRetro | 10% | 10% | 10% | 10% | 10% | 10% | 10% | 10% | 10% | 10% | 0% | 0% | 0% | 0% | 0% | 0% | 0% | 0% | 0% | 0% | 0% | 0% | 0% | 0%
Cold Storage Efficient Lighting 3 Shift | IndShift3 | 1 | 1 | 1 | 1 | 1 | 0.85 | PSE10YrRetro | 10% | 10% | 10% | 10% | 10% | 10% | 10% | 10% | 10% | 10% | 0% | 0% | 0% | 0% | 0% | 0% | 0% | 0% | 0% | 0% | 0% | 0% | 0% | 0%
Cold Storage Lighting Controls | IndShift3 | 1 | 1 | 1 | 1 | 1 | 0.85 | PSE10YrRetro | 10% | 10% | 10% | 10% | 10% | 10% | 10% | 10% | 10% | 10% | 0% | 0% | 0% | 0% | 0% | 0% | 0% | 0% | 0% | 0% | 0% | 0% | 0% | 0%
Cold Storage Motors: Rewind 20-50 HP | RefrigWarehouseGroc | 1 | 1 | 1 | 1 | 1 | 0.85 | PSE10YrRetro | 10% | 10% | 10% | 10% | 10% | 10% | 10% | 10% | 10% | 10% | 0% | 0% | 0% | 0% | 0% | 0% | 0% | 0% | 0% | 0% | 0% | 0% | 0% | 0%
Cold Storage Motors: Rewind 51-100 HP | RefrigWarehouseGroc | 1 | 1 | 1 | 1 | 1 | 0.85 | PSE10YrRetro | 10% | 10% | 10% | 10% | 10% | 10% | 10% | 10% | 10% | 10% | 0% | 0% | 0% | 0% | 0% | 0% | 0% | 0% | 0% | 0% | 0% | 0% | 0% | 0%
Cold Storage Motors: Rewind 101-200 HP | RefrigWarehouseGroc | 1 | 1 | 1 | 1 | 1 | 0.85 | PSE10YrRetro | 10% | 10% | 10% | 10% | 10% | 10% | 10% | 10% | 10% | 10% | 0% | 0% | 0% | 0% | 0% | 0% | 0% | 0% | 0% | 0% | 0% | 0% | 0% | 0%
Cold Storage Motors: Rewind 201-500 HP | RefrigWarehouseGroc | 1 | 1 | 1 | 1 | 1 | 0.85 | PSE10YrRetro | 10% | 10% | 10% | 10% | 10% | 10% | 10% | 10% | 10% | 10% | 0% | 0% | 0% | 0% | 0% | 0% | 0% | 0% | 0% | 0% | 0% | 0% | 0% | 0%
Cold Storage Motors: Rewind 501-5000 HP | RefrigWarehouseGroc | 1 | 1 | 1 | 1 | 1 | 0.85 | PSE10YrRetro | 10% | 10% | 10% | 10% | 10% | 10% | 10% | 10% | 10% | 10% | 0% | 0% | 0% | 0% | 0% | 0% | 0% | 0% | 0% | 0% | 0% | 0% | 0% | 0%
Cold Storage Efficient Centrifugal Fan | SIC26 | 1 | 1 | 1 | 1 | 1 | 0.85 | PSE10YrRetro | 10% | 10% | 10% | 10% | 10% | 10% | 10% | 10% | 10% | 10% | 0% | 0% | 0% | 0% | 0% | 0% | 0% | 0% | 0% | 0% | 0% | 0% | 0% | 0%
Cold Storage Fan Energy Management | SIC20 | 1 | 1 | 1 | 1 | 1 | 0.85 | PSE10YrRetro | 10% | 10% | 10% | 10% | 10% | 10% | 10% | 10% | 10% | 10% | 0% | 0% | 0% | 0% | 0% | 0% | 0% | 0% | 0% | 0% | 0% | 0% | 0% | 0%
Cold Storage Fan Equipment Upgrade | RefrigWarehouseGroc | 1 | 1 | 1 | 1 | 1 | 0.85 | PSE10YrRetro | 10% | 10% | 10% | 10% | 10% | 10% | 10% | 10% | 10% | 10% | 0% | 0% | 0% | 0% | 0% | 0% | 0% | 0% | 0% | 0% | 0% | 0% | 0% | 0%
Cold Storage Fan System Optimization | RefrigWarehouseGroc | 1 | 1 | 1 | 1 | 1 | 0.85 | PSE10YrRetro | 10% | 10% | 10% | 10% | 10% | 10% | 10% | 10% | 10% | 10% | 0% | 0% | 0% | 0% | 0% | 0% | 0% | 0% | 0% | 0% | 0% | 0% | 0% | 0%
Cold Storage Pump Energy Management | SIC26 | 1 | 1 | 1 | 1 | 1 | 0.85 | PSE10YrRetro | 10% | 10% | 10% | 10% | 10% | 10% | 10% | 10% | 10% | 10% | 0% | 0% | 0% | 0% | 0% | 0% | 0% | 0% | 0% | 0% | 0% | 0% | 0% | 0%
Cold Storage Pump Equipment Upgrade | RefrigWarehouseGroc | 1 | 1 | 1 | 1 | 1 | 0.85 | PSE10YrRetro | 10% | 10% | 10% | 10% | 10% | 10% | 10% | 10% | 10% | 10% | 0% | 0% | 0% | 0% | 0% | 0% | 0% | 0% | 0% | 0% | 0% | 0% | 0% | 0%
Cold Storage Pump System Optimization | RefrigWarehouseGroc | 1 | 1 | 1 | 1 | 1 | 0.85 | PSE10YrRetro | 10% | 10% | 10% | 10% | 10% | 10% | 10% | 10% | 10% | 10% | 0% | 0% | 0% | 0% | 0% | 0% | 0% | 0% | 0% | 0% | 0% | 0% | 0% | 0%
Cold Storage Transformers-Retrofit | RefrigWarehouseGroc | 1 | 1 | 1 | 1 | 1 | 0.85 | PSE10YrRetro | 10% | 10% | 10% | 10% | 10% | 10% | 10% | 10% | 10% | 10% | 0% | 0% | 0% | 0% | 0% | 0% | 0% | 0% | 0% | 0% | 0% | 0% | 0% | 0%
Cold Storage Transformers-New | RefrigWarehouseGroc | 1 | 1 | 1 | 1 | 1 | 0.85 | PSE10YrRetro | 10% | 10% | 10% | 10% | 10% | 10% | 10% | 10% | 10% | 10% | 0% | 0% | 0% | 0% | 0% | 0% | 0% | 0% | 0% | 0% | 0% | 0% | 0% | 0%
Cold Storage Synchronous Belts | RefrigWarehouseGroc | 1 | 1 | 1 | 1 | 1 | 0.85 | PSE10YrRetro | 10% | 10% | 10% | 10% | 10% | 10% | 10% | 10% | 10% | 10% | 0% | 0% | 0% | 0% | 0% | 0% | 0% | 0% | 0% | 0% | 0% | 0% | 0% | 0%
Cold Storage Elec Chip Fab: Eliminate Exhaust | RefrigWarehouseGroc | 1 | 1 | 1 | 1 | 1 | 0.85 | PSE10YrRetro | 10% | 10% | 10% | 10% | 10% | 10% | 10% | 10% | 10% | 10% | 0% | 0% | 0% | 0% | 0% | 0% | 0% | 0% | 0% | 0% | 0% | 0% | 0% | 0%
Cold Storage Elec Chip Fab: Exhaust Injector | RefrigWarehouseGroc | 1 | 1 | 1 | 1 | 1 | 0.85 | PSE10YrRetro | 10% | 10% | 10% | 10% | 10% | 10% | 10% | 10% | 10% | 10% | 0% | 0% | 0% | 0% | 0% | 0% | 0% | 0% | 0% | 0% | 0% | 0% | 0% | 0%
Cold Storage Elec Chip Fab: Solidstate Chiller | RefrigWarehouseGroc | 1 | 1 | 1 | 1 | 1 | 0.85 | PSE10YrRetro | 10% | 10% | 10% | 10% | 10% | 10% | 10% | 10% | 10% | 10% | 0% | 0% | 0% | 0% | 0% | 0% | 0% | 0% | 0% | 0% | 0% | 0% | 0% | 0%
Cold Storage Elec Chip Fab: Reduce Gas Pressure | RefrigWarehouseGroc | 1 | 1 | 1 | 1 | 1 | 0.85 | PSE10YrRetro | 10% | 10% | 10% | 10% | 10% | 10% | 10% | 10% | 10% | 10% | 0% | 0% | 0% | 0% | 0% | 0% | 0% | 0% | 0% | 0% | 0% | 0% | 0% | 0%
Cold Storage Clean Room: Change Filter Strategy | RefrigWarehouseGroc | 1 | 1 | 1 | 1 | 1 | 0.85 | PSE10YrRetro | 10% | 10% | 10% | 10% | 10% | 10% | 10% | 10% | 10% | 10% | 0% | 0% | 0% | 0% | 0% | 0% | 0% | 0% | 0% | 0% | 0% | 0% | 0% | 0%
Cold Storage Clean Room: Clean Room HVAC | RefrigWarehouseGroc | 1 | 1 | 1 | 1 | 1 | 0.85 | PSE10YrRetro | 10% | 10% | 10% | 10% | 10% | 10% | 10% | 10% | 10% | 10% | 0% | 0% | 0% | 0% | 0% | 0% | 0% | 0% | 0% | 0% | 0% | 0% | 0% | 0%
Cold Storage Clean Room: Chiller Optimize | RefrigWarehouseGroc | 1 | 1 | 1 | 1 | 1 | 0.85 | PSE10YrRetro | 10% | 10% | 10% | 10% | 10% | 10% | 10% | 10% | 10% | 10% | 0% | 0% | 0% | 0% | 0% | 0% | 0% | 0% | 0% | 0% | 0% | 0% | 0% | 0%
Cold Storage Food: Cooling and Storage | RefrigWarehouseGroc | 1 | 1 | 1 | 1 | 1 | 0.85 | PSE10YrRetro | 10% | 10% | 10% | 10% | 10% | 10% | 10% | 10% | 10% | 10% | 0% | 0% | 0% | 0% | 0% | 0% | 0% | 0% | 0% | 0% | 0% | 0% | 0% | 0%
Cold Storage Food: Refrig Storage Tuneup | RefrigWarehouseGroc | 1 | 1 | 1 | 1 | 1 | 0.85 | PSE10YrRetro | 10% | 10% | 10% | 10% | 10% | 10% | 10% | 10% | 10% | 10% | 0% | 0% | 0% | 0% | 0% | 0% | 0% | 0% | 0% | 0% | 0% | 0% | 0% | 0%
Cold Storage Metal: New Arc Furnace | RefrigWarehouseGroc | 1 | 1 | 1 | 1 | 1 | 0.85 | PSE10YrRetro | 10% | 10% | 10% | 10% | 10% | 10% | 10% | 10% | 10% | 10% | 0% | 0% | 0% | 0% | 0% | 0% | 0% | 0% | 0% | 0% | 0% | 0% | 0% | 0%
Cold Storage Mech Pulp: Refiner Replacement | RefrigWarehouseGroc | 1 | 1 | 1 | 1 | 1 | 0.85 | PSE10YrRetro | 10% | 10% | 10% | 10% | 10% | 10% | 10% | 10% | 10% | 10% | 0% | 0% | 0% | 0% | 0% | 0% | 0% | 0% | 0% | 0% | 0% | 0% | 0% | 0%
Cold Storage Mech Pulp: Premium Process | RefrigWarehouseGroc | 1 | 1 | 1 | 1 | 1 | 0.85 | PSE10YrRetro | 10% | 10% | 10% | 10% | 10% | 10% | 10% | 10% | 10% | 10% | 0% | 0% | 0% | 0% | 0% | 0% | 0% | 0% | 0% | 0% | 0% | 0% | 0% | 0%
Cold Storage Mech Pulp: Refiner Plate Improvement | RefrigWarehouseGroc | 1 | 1 | 1 | 1 | 1 | 0.85 | PSE10YrRetro | 10% | 10% | 10% | 10% | 10% | 10% | 10% | 10% | 10% | 10% | 0% | 0% | 0% | 0% | 0% | 0% | 0% | 0% | 0% | 0% | 0% | 0% | 0% | 0%
Cold Storage Kraft: Effluent Treatment System | RefrigWarehouseGroc | 1 | 1 | 1 | 1 | 1 | 0.85 | PSE10YrRetro | 10% | 10% | 10% | 10% | 10% | 10% | 10% | 10% | 10% | 10% | 0% | 0% | 0% | 0% | 0% | 0% | 0% | 0% | 0% | 0% | 0% | 0% | 0% | 0%
Cold Storage Kraft: Efficient Agitator | RefrigWarehouseGroc | 1 | 1 | 1 | 1 | 1 | 0.85 | PSE10YrRetro | 10% | 10% | 10% | 10% | 10% | 10% | 10% | 10% | 10% | 10% | 0% | 0% | 0% | 0% | 0% | 0% | 0% | 0% | 0% | 0% | 0% | 0% | 0% | 0%
Cold Storage Paper: Efficient Pulp Screen | RefrigWarehouseGroc | 1 | 1 | 1 | 1 | 1 | 0.85 | PSE10YrRetro | 10% | 10% | 10% | 10% | 10% | 10% | 10% | 10% | 10% | 10% | 0% | 0% | 0% | 0% | 0% | 0% | 0% | 0% | 0% | 0% | 0% | 0% | 0% | 0%
Cold Storage Paper: Premium Fan | RefrigWarehouseGroc | 1 | 1 | 1 | 1 | 1 | 0.85 | PSE10YrRetro | 10% | 10% | 10% | 10% | 10% | 10% | 10% | 10% | 10% | 10% | 0% | 0% | 0% | 0% | 0% | 0% | 0% | 0% | 0% | 0% | 0% | 0% | 0% | 0%
Cold Storage Paper: Material Handling | SIC24 | 1 | 1 | 1 | 1 | 1 | 0.85 | PSE10YrRetro | 10% | 10% | 10% | 10% | 10% | 10% | 10% | 10% | 10% | 10% | 0% | 0% | 0% | 0% | 0% | 0% | 0% | 0% | 0% | 0% | 0% | 0% | 0% | 0%
Cold Storage Paper: Large Material Handling | SIC24 | 1 | 1 | 1 | 1 | 1 | 0.85 | PSE10YrRetro | 10% | 10% | 10% | 10% | 10% | 10% | 10% | 10% | 10% | 10% | 0% | 0% | 0% | 0% | 0% | 0% | 0% | 0% | 0% | 0% | 0% | 0% | 0% | 0%
Cold Storage Paper: Premium Control Large Material | RefrigWarehouseGroc | 1 | 1 | 1 | 1 | 1 | 0.85 | PSE10YrRetro | 10% | 10% | 10% | 10% | 10% | 10% | 10% | 10% | 10% | 10% | 0% | 0% | 0% | 0% | 0% | 0% | 0% | 0% | 0% | 0% | 0% | 0% | 0% | 0%
Cold Storage Material Handling1 | SIC24 | 1 | 1 | 1 | 1 | 1 | 0.85 | PSE10YrRetro | 10% | 10% | 10% | 10% | 10% | 10% | 10% | 10% | 10% | 10% | 0% | 0% | 0% | 0% | 0% | 0% | 0% | 0% | 0% | 0% | 0% | 0% | 0% | 0%
Cold Storage Material Handling2 | SIC24 | 1 | 1 | 1 | 1 | 1 | 0.85 | PSE10YrRetro | 10% | 10% | 10% | 10% | 10% | 10% | 10% | 10% | 10% | 10% | 0% | 0% | 0% | 0% | 0% | 0% | 0% | 0% | 0% | 0% | 0% | 0% | 0% | 0%
Cold Storage Material Handling VFD1 | SIC24 | 1 | 1 | 1 | 1 | 1 | 0.85 | PSE10YrRetro | 10% | 10% | 10% | 10% | 10% | 10% | 10% | 10% | 10% | 10% | 0% | 0% | 0% | 0% | 0% | 0% | 0% | 0% | 0% | 0% | 0% | 0% | 0% | 0%
Cold Storage Material Handling VFD2 | SIC24 | 1 | 1 | 1 | 1 | 1 | 0.85 | PSE10YrRetro | 10% | 10% | 10% | 10% | 10% | 10% | 10% | 10% | 10% | 10% | 0% | 0% | 0% | 0% | 0% | 0% | 0% | 0% | 0% | 0% | 0% | 0% | 0% | 0%
Cold Storage Wood: Replace Pneumatic Conveyor | SIC24 | 1 | 1 | 1 | 1 | 1 | 0.85 | PSE10YrRetro | 10% | 10% | 10% | 10% | 10% | 10% | 10% | 10% | 10% | 10% | 0% | 0% | 0% | 0% | 0% | 0% | 0% | 0% | 0% | 0% | 0% | 0% | 0% | 0%
Cold Storage Panel: Hydraulic Press | RefrigWarehouseGroc | 1 | 1 | 1 | 1 | 1 | 0.85 | PSE10YrRetro | 10% | 10% | 10% | 10% | 10% | 10% | 10% | 10% | 10% | 10% | 0% | 0% | 0% | 0% | 0% | 0% | 0% | 0% | 0% | 0% | 0% | 0% | 0% | 0%
Cold Storage Cold Storage Retrofit | RefrigWarehouseGroc | 1 | 1 | 1 | 1 | 1 | 0.85 | PSE10YrRetro | 10% | 10% | 10% | 10% | 10% | 10% | 10% | 10% | 10% | 10% | 0% | 0% | 0% | 0% | 0% | 0% | 0% | 0% | 0% | 0% | 0% | 0% | 0% | 0%
Cold Storage Cold Storage Tuneup | RefrigWarehouseGroc | 1 | 1 | 1 | 1 | 1 | 0.85 | PSE10YrRetro | 10% | 10% | 10% | 10% | 10% | 10% | 10% | 10% | 10% | 10% | 0% | 0% | 0% | 0% | 0% | 0% | 0% | 0% | 0% | 0% | 0% | 0% | 0% | 0%
Cold Storage Fruit Storage Refer Retrofit | RefrigWarehouseGroc | 1 | 1 | 1 | 1 | 1 | 0.85 | PSE10YrRetro | 10% | 10% | 10% | 10% | 10% | 10% | 10% | 10% | 10% | 10% | 0% | 0% | 0% | 0% | 0% | 0% | 0% | 0% | 0% | 0% | 0% | 0% | 0% | 0%
Cold Storage CA Retrofit -- CO2 Scrub | RefrigWarehouseGroc | 1 | 1 | 1 | 1 | 1 | 0.85 | PSE10YrRetro | 10% | 10% | 10% | 10% | 10% | 10% | 10% | 10% | 10% | 10% | 0% | 0% | 0% | 0% | 0% | 0% | 0% | 0% | 0% | 0% | 0% | 0% | 0% | 0%
Cold Storage CA Retrofit -- Membrane | RefrigWarehouseGroc | 1 | 1 | 1 | 1 | 1 | 0.85 | PSE10YrRetro | 10% | 10% | 10% | 10% | 10% | 10% | 10% | 10% | 10% | 10% | 0% | 0% | 0% | 0% | 0% | 0% | 0% | 0% | 0% | 0% | 0% | 0% | 0% | 0%
Cold Storage Fruit Storage Tuneup | RefrigWarehouseGroc | 1 | 1 | 1 | 1 | 1 | 0.85 | PSE10YrRetro | 10% | 10% | 10% | 10% | 10% | 10% | 10% | 10% | 10% | 10% | 0% | 0% | 0% | 0% | 0% | 0% | 0% | 0% | 0% | 0% | 0% | 0% | 0% | 0%
Cold Storage Groc Dist Retrofit | RefrigWarehouseGroc | 1 | 1 | 1 | 1 | 1 | 0.85 | PSE10YrRetro | 10% | 10% | 10% | 10% | 10% | 10% | 10% | 10% | 10% | 10% | 0% | 0% | 0% | 0% | 0% | 0% | 0% | 0% | 0% | 0% | 0% | 0% | 0% | 0%
Cold Storage Groc Dist Tuneup | RefrigWarehouseGroc | 1 | 1 | 1 | 1 | 1 | 0.85 | PSE10YrRetro | 10% | 10% | 10% | 10% | 10% | 10% | 10% | 10% | 10% | 10% | 0% | 0% | 0% | 0% | 0% | 0% | 0% | 0% | 0% | 0% | 0% | 0% | 0% | 0%
Cold Storage Plant Energy Management | IndShift3 | 1 | 1 | 1 | 1 | 1 | 0.85 | PSE10YrRetro | 10% | 10% | 10% | 10% | 10% | 10% | 10% | 10% | 10% | 10% | 0% | 0% | 0% | 0% | 0% | 0% | 0% | 0% | 0% | 0% | 0% | 0% | 0% | 0%
Cold Storage Energy Project Management | RefrigWarehouseGroc | 1 | 1 | 1 | 1 | 1 | 0.85 | PSE10YrRetro | 10% | 10% | 10% | 10% | 10% | 10% | 10% | 10% | 10% | 10% | 0% | 0% | 0% | 0% | 0% | 0% | 0% | 0% | 0% | 0% | 0% | 0% | 0% | 0%
Cold Storage Integrated Plant Energy Management | IndShift3 | 1 | 1 | 1 | 1 | 1 | 0.85 | PSE10YrRetro | 10% | 10% | 10% | 10% | 10% | 10% | 10% | 10% | 10% | 10% | 0% | 0% | 0% | 0% | 0% | 0% | 0% | 0% | 0% | 0% | 0% | 0% | 0% | 0%
Fruit Storage Air Compressor Demand Reduction | IndShift3 | 1 | 1 | 1 | 1 | 1 | 0.85 | PSE10YrRetro | 10% | 10% | 10% | 10% | 10% | 10% | 10% | 10% | 10% | 10% | 0% | 0% | 0% | 0% | 0% | 0% | 0% | 0% | 0% | 0% | 0% | 0% | 0% | 0%
Fruit Storage Air Compressor Equipment1 | IndShift3 | 1 | 1 | 1 | 1 | 1 | 0.85 | PSE10YrRetro | 10% | 10% | 10% | 10% | 10% | 10% | 10% | 10% | 10% | 10% | 0% | 0% | 0% | 0% | 0% | 0% | 0% | 0% | 0% | 0% | 0% | 0% | 0% | 0%
Fruit Storage Air Compressor Equipment2 | IndShift3 | 1 | 1 | 1 | 1 | 1 | 0.85 | PSE10YrRetro | 10% | 10% | 10% | 10% | 10% | 10% | 10% | 10% | 10% | 10% | 0% | 0% | 0% | 0% | 0% | 0% | 0% | 0% | 0% | 0% | 0% | 0% | 0% | 0%
Fruit Storage Air Compressor Optimization | IndShift3 | 1 | 1 | 1 | 1 | 1 | 0.85 | PSE10YrRetro | 10% | 10% | 10% | 10% | 10% | 10% | 10% | 10% | 10% | 10% | 0% | 0% | 0% | 0% | 0% | 0% | 0% | 0% | 0% | 0% | 0% | 0% | 0% | 0%
Fruit Storage HighBay Lighting 1 Shift | IndShift1 | 1 | 1 | 1 | 1 | 1 | 0.85 | PSE10YrRetro | 10% | 10% | 10% | 10% | 10% | 10% | 10% | 10% | 10% | 10% | 0% | 0% | 0% | 0% | 0% | 0% | 0% | 0% | 0% | 0% | 0% | 0% | 0% | 0%
Fruit Storage HighBay Lighting 2 Shift | IndShift2 | 1 | 1 | 1 | 1 | 1 | 0.85 | PSE10YrRetro | 10% | 10% | 10% | 10% | 10% | 10% | 10% | 10% | 10% | 10% | 0% | 0% | 0% | 0% | 0% | 0% | 0% | 0% | 0% | 0% | 0% | 0% | 0% | 0%
Fruit Storage HighBay Lighting 3 Shift | IndShift3 | 1 | 1 | 1 | 1 | 1 | 0.85 | PSE10YrRetro | 10% | 10% | 10% | 10% | 10% | 10% | 10% | 10% | 10% | 10% | 0% | 0% | 0% | 0% | 0% | 0% | 0% | 0% | 0% | 0% | 0% | 0% | 0% | 0%
Fruit Storage Efficient Lighting 1 Shift | IndShift1 | 1 | 1 | 1 | 1 | 1 | 0.85 | PSE10YrRetro | 10% | 10% | 10% | 10% | 10% | 10% | 10% | 10% | 10% | 10% | 0% | 0% | 0% | 0% | 0% | 0% | 0% | 0% | 0% | 0% | 0% | 0% | 0% | 0%
Fruit Storage Efficient Lighting 2 Shift | IndShift2 | 1 | 1 | 1 | 1 | 1 | 0.85 | PSE10YrRetro | 10% | 10% | 10% | 10% | 10% | 10% | 10% | 10% | 10% | 10% | 0% | 0% | 0% | 0% | 0% | 0% | 0% | 0% | 0% | 0% | 0% | 0% | 0% | 0%
Fruit Storage Efficient Lighting 3 Shift | IndShift3 | 1 | 1 | 1 | 1 | 1 | 0.85 | PSE10YrRetro | 10% | 10% | 10% | 10% | 10% | 10% | 10% | 10% | 10% | 10% | 0% | 0% | 0% | 0% | 0% | 0% | 0% | 0% | 0% | 0% | 0% | 0% | 0% | 0%
Fruit Storage Lighting Controls | IndShift3 | 1 | 1 | 1 | 1 | 1 | 0.85 | PSE10YrRetro | 10% | 10% | 10% | 10% | 10% | 10% | 10% | 10% | 10% | 10% | 0% | 0% | 0% | 0% | 0% | 0% | 0% | 0% | 0% | 0% | 0% | 0% | 0% | 0%
Fruit Storage Motors: Rewind 20-50 HP | IndShift3 | 1 | 1 | 1 | 1 | 1 | 0.85 | PSE10YrRetro | 10% | 10% | 10% | 10% | 10% | 10% | 10% | 10% | 10% | 10% | 0% | 0% | 0% | 0% | 0% | 0% | 0% | 0% | 0% | 0% | 0% | 0% | 0% | 0%
Fruit Storage Motors: Rewind 51-100 HP | IndShift3 | 1 | 1 | 1 | 1 | 1 | 0.85 | PSE10YrRetro | 10% | 10% | 10% | 10% | 10% | 10% | 10% | 10% | 10% | 10% | 0% | 0% | 0% | 0% | 0% | 0% | 0% | 0% | 0% | 0% | 0% | 0% | 0% | 0%
Fruit Storage Motors: Rewind 101-200 HP | IndShift3 | 1 | 1 | 1 | 1 | 1 | 0.85 | PSE10YrRetro | 10% | 10% | 10% | 10% | 10% | 10% | 10% | 10% | 10% | 10% | 0% | 0% | 0% | 0% | 0% | 0% | 0% | 0% | 0% | 0% | 0% | 0% | 0% | 0%
Fruit Storage Motors: Rewind 201-500 HP | IndShift3 | 1 | 1 | 1 | 1 | 1 | 0.85 | PSE10YrRetro | 10% | 10% | 10% | 10% | 10% | 10% | 10% | 10% | 10% | 10% | 0% | 0% | 0% | 0% | 0% | 0% | 0% | 0% | 0% | 0% | 0% | 0% | 0% | 0%
Fruit Storage Motors: Rewind 501-5000 HP | IndShift3 | 1 | 1 | 1 | 1 | 1 | 0.85 | PSE10YrRetro | 10% | 10% | 10% | 10% | 10% | 10% | 10% | 10% | 10% | 10% | 0% | 0% | 0% | 0% | 0% | 0% | 0% | 0% | 0% | 0% | 0% | 0% | 0% | 0%
Fruit Storage Efficient Centrifugal Fan | SIC26 | 1 | 1 | 1 | 1 | 1 | 0.85 | PSE10YrRetro | 10% | 10% | 10% | 10% | 10% | 10% | 10% | 10% | 10% | 10% | 0% | 0% | 0% | 0% | 0% | 0% | 0% | 0% | 0% | 0% | 0% | 0% | 0% | 0%
Fruit Storage Fan Energy Management | SIC20 | 1 | 1 | 1 | 1 | 1 | 0.85 | PSE10YrRetro | 10% | 10% | 10% | 10% | 10% | 10% | 10% | 10% | 10% | 10% | 0% | 0% | 0% | 0% | 0% | 0% | 0% | 0% | 0% | 0% | 0% | 0% | 0% | 0%
Fruit Storage Fan Equipment Upgrade | IndShift3 | 1 | 1 | 1 | 1 | 1 | 0.85 | PSE10YrRetro | 10% | 10% | 10% | 10% | 10% | 10% | 10% | 10% | 10% | 10% | 0% | 0% | 0% | 0% | 0% | 0% | 0% | 0% | 0% | 0% | 0% | 0% | 0% | 0%
Fruit Storage Fan System Optimization | SIC24 | 1 | 1 | 1 | 1 | 1 | 0.85 | PSE10YrRetro | 10% | 10% | 10% | 10% | 10% | 10% | 10% | 10% | 10% | 10% | 0% | 0% | 0% | 0% | 0% | 0% | 0% | 0% | 0% | 0% | 0% | 0% | 0% | 0%
Fruit Storage Pump Energy Management | SIC26 | 1 | 1 | 1 | 1 | 1 | 0.85 | PSE10YrRetro | 10% | 10% | 10% | 10% | 10% | 10% | 10% | 10% | 10% | 10% | 0% | 0% | 0% | 0% | 0% | 0% | 0% | 0% | 0% | 0% | 0% | 0% | 0% | 0%
Fruit Storage Pump Equipment Upgrade | SIC26 | 1 | 1 | 1 | 1 | 1 | 0.85 | PSE10YrRetro | 10% | 10% | 10% | 10% | 10% | 10% | 10% | 10% | 10% | 10% | 0% | 0% | 0% | 0% | 0% | 0% | 0% | 0% | 0% | 0% | 0% | 0% | 0% | 0%
Fruit Storage Pump System Optimization | SIC20 | 1 | 1 | 1 | 1 | 1 | 0.85 | PSE10YrRetro | 10% | 10% | 10% | 10% | 10% | 10% | 10% | 10% | 10% | 10% | 0% | 0% | 0% | 0% | 0% | 0% | 0% | 0% | 0% | 0% | 0% | 0% | 0% | 0%
Fruit Storage Transformers-Retrofit | IndShift3 | 1 | 1 | 1 | 1 | 1 | 0.85 | PSE10YrRetro | 10% | 10% | 10% | 10% | 10% | 10% | 10% | 10% | 10% | 10% | 0% | 0% | 0% | 0% | 0% | 0% | 0% | 0% | 0% | 0% | 0% | 0% | 0% | 0%
Fruit Storage Transformers-New | IndShift3 | 1 | 1 | 1 | 1 | 1 | 0.85 | PSE10YrRetro | 10% | 10% | 10% | 10% | 10% | 10% | 10% | 10% | 10% | 10% | 0% | 0% | 0% | 0% | 0% | 0% | 0% | 0% | 0% | 0% | 0% | 0% | 0% | 0%
Fruit Storage Synchronous Belts | IndShift3 | 1 | 1 | 1 | 1 | 1 | 0.85 | PSE10YrRetro | 10% | 10% | 10% | 10% | 10% | 10% | 10% | 10% | 10% | 10% | 0% | 0% | 0% | 0% | 0% | 0% | 0% | 0% | 0% | 0% | 0% | 0% | 0% | 0%
Fruit Storage Elec Chip Fab: Eliminate Exhaust | IndShift3 | 1 | 1 | 1 | 1 | 1 | 0.85 | PSE10YrRetro | 10% | 10% | 10% | 10% | 10% | 10% | 10% | 10% | 10% | 10% | 0% | 0% | 0% | 0% | 0% | 0% | 0% | 0% | 0% | 0% | 0% | 0% | 0% | 0%
Fruit Storage Elec Chip Fab: Exhaust Injector | IndShift3 | 1 | 1 | 1 | 1 | 1 | 0.85 | PSE10YrRetro | 10% | 10% | 10% | 10% | 10% | 10% | 10% | 10% | 10% | 10% | 0% | 0% | 0% | 0% | 0% | 0% | 0% | 0% | 0% | 0% | 0% | 0% | 0% | 0%
Fruit Storage Elec Chip Fab: Solidstate Chiller | IndShift3 | 1 | 1 | 1 | 1 | 1 | 0.85 | PSE10YrRetro | 10% | 10% | 10% | 10% | 10% | 10% | 10% | 10% | 10% | 10% | 0% | 0% | 0% | 0% | 0% | 0% | 0% | 0% | 0% | 0% | 0% | 0% | 0% | 0%
Fruit Storage Elec Chip Fab: Reduce Gas Pressure | IndShift3 | 1 | 1 | 1 | 1 | 1 | 0.85 | PSE10YrRetro | 10% | 10% | 10% | 10% | 10% | 10% | 10% | 10% | 10% | 10% | 0% | 0% | 0% | 0% | 0% | 0% | 0% | 0% | 0% | 0% | 0% | 0% | 0% | 0%
Fruit Storage Clean Room: Change Filter Strategy | IndShift3 | 1 | 1 | 1 | 1 | 1 | 0.85 | PSE10YrRetro | 10% | 10% | 10% | 10% | 10% | 10% | 10% | 10% | 10% | 10% | 0% | 0% | 0% | 0% | 0% | 0% | 0% | 0% | 0% | 0% | 0% | 0% | 0% | 0%
Fruit Storage Clean Room: Clean Room HVAC | IndShift3 | 1 | 1 | 1 | 1 | 1 | 0.85 | PSE10YrRetro | 10% | 10% | 10% | 10% | 10% | 10% | 10% | 10% | 10% | 10% | 0% | 0% | 0% | 0% | 0% | 0% | 0% | 0% | 0% | 0% | 0% | 0% | 0% | 0%
Fruit Storage Clean Room: Chiller Optimize | IndShift3 | 1 | 1 | 1 | 1 | 1 | 0.85 | PSE10YrRetro | 10% | 10% | 10% | 10% | 10% | 10% | 10% | 10% | 10% | 10% | 0% | 0% | 0% | 0% | 0% | 0% | 0% | 0% | 0% | 0% | 0% | 0% | 0% | 0%
Fruit Storage Food: Cooling and Storage | IndShift3 | 1 | 1 | 1 | 1 | 1 | 0.85 | PSE10YrRetro | 10% | 10% | 10% | 10% | 10% | 10% | 10% | 10% | 10% | 10% | 0% | 0% | 0% | 0% | 0% | 0% | 0% | 0% | 0% | 0% | 0% | 0% | 0% | 0%
Fruit Storage Food: Refrig Storage Tuneup | IndShift3 | 1 | 1 | 1 | 1 | 1 | 0.85 | PSE10YrRetro | 10% | 10% | 10% | 10% | 10% | 10% | 10% | 10% | 10% | 10% | 0% | 0% | 0% | 0% | 0% | 0% | 0% | 0% | 0% | 0% | 0% | 0% | 0% | 0%
Fruit Storage Metal: New Arc Furnace | IndShift3 | 1 | 1 | 1 | 1 | 1 | 0.85 | PSE10YrRetro | 10% | 10% | 10% | 10% | 10% | 10% | 10% | 10% | 10% | 10% | 0% | 0% | 0% | 0% | 0% | 0% | 0% | 0% | 0% | 0% | 0% | 0% | 0% | 0%
Fruit Storage Mech Pulp: Refiner Replacement | IndShift3 | 1 | 1 | 1 | 1 | 1 | 0.85 | PSE10YrRetro | 10% | 10% | 10% | 10% | 10% | 10% | 10% | 10% | 10% | 10% | 0% | 0% | 0% | 0% | 0% | 0% | 0% | 0% | 0% | 0% | 0% | 0% | 0% | 0%
Fruit Storage Mech Pulp: Premium Process | IndShift3 | 1 | 1 | 1 | 1 | 1 | 0.85 | PSE10YrRetro | 10% | 10% | 10% | 10% | 10% | 10% | 10% | 10% | 10% | 10% | 0% | 0% | 0% | 0% | 0% | 0% | 0% | 0% | 0% | 0% | 0% | 0% | 0% | 0%
Fruit Storage Mech Pulp: Refiner Plate Improvement | IndShift3 | 1 | 1 | 1 | 1 | 1 | 0.85 | PSE10YrRetro | 10% | 10% | 10% | 10% | 10% | 10% | 10% | 10% | 10% | 10% | 0% | 0% | 0% | 0% | 0% | 0% | 0% | 0% | 0% | 0% | 0% | 0% | 0% | 0%
Fruit Storage Kraft: Effluent Treatment System | IndShift3 | 1 | 1 | 1 | 1 | 1 | 0.85 | PSE10YrRetro | 10% | 10% | 10% | 10% | 10% | 10% | 10% | 10% | 10% | 10% | 0% | 0% | 0% | 0% | 0% | 0% | 0% | 0% | 0% | 0% | 0% | 0% | 0% | 0%
Fruit Storage Kraft: Efficient Agitator | IndShift3 | 1 | 1 | 1 | 1 | 1 | 0.85 | PSE10YrRetro | 10% | 10% | 10% | 10% | 10% | 10% | 10% | 10% | 10% | 10% | 0% | 0% | 0% | 0% | 0% | 0% | 0% | 0% | 0% | 0% | 0% | 0% | 0% | 0%
Fruit Storage Paper: Efficient Pulp Screen | IndShift3 | 1 | 1 | 1 | 1 | 1 | 0.85 | PSE10YrRetro | 10% | 10% | 10% | 10% | 10% | 10% | 10% | 10% | 10% | 10% | 0% | 0% | 0% | 0% | 0% | 0% | 0% | 0% | 0% | 0% | 0% | 0% | 0% | 0%
Fruit Storage Paper: Premium Fan | IndShift3 | 1 | 1 | 1 | 1 | 1 | 0.85 | PSE10YrRetro | 10% | 10% | 10% | 10% | 10% | 10% | 10% | 10% | 10% | 10% | 0% | 0% | 0% | 0% | 0% | 0% | 0% | 0% | 0% | 0% | 0% | 0% | 0% | 0%
Fruit Storage Paper: Material Handling | SIC24 | 1 | 1 | 1 | 1 | 1 | 0.85 | PSE10YrRetro | 10% | 10% | 10% | 10% | 10% | 10% | 10% | 10% | 10% | 10% | 0% | 0% | 0% | 0% | 0% | 0% | 0% | 0% | 0% | 0% | 0% | 0% | 0% | 0%
Fruit Storage Paper: Large Material Handling | SIC24 | 1 | 1 | 1 | 1 | 1 | 0.85 | PSE10YrRetro | 10% | 10% | 10% | 10% | 10% | 10% | 10% | 10% | 10% | 10% | 0% | 0% | 0% | 0% | 0% | 0% | 0% | 0% | 0% | 0% | 0% | 0% | 0% | 0%
Fruit Storage Paper: Premium Control Large Material | IndShift3 | 1 | 1 | 1 | 1 | 1 | 0.85 | PSE10YrRetro | 10% | 10% | 10% | 10% | 10% | 10% | 10% | 10% | 10% | 10% | 0% | 0% | 0% | 0% | 0% | 0% | 0% | 0% | 0% | 0% | 0% | 0% | 0% | 0%
Fruit Storage Material Handling1 | SIC24 | 1 | 1 | 1 | 1 | 1 | 0.85 | PSE10YrRetro | 10% | 10% | 10% | 10% | 10% | 10% | 10% | 10% | 10% | 10% | 0% | 0% | 0% | 0% | 0% | 0% | 0% | 0% | 0% | 0% | 0% | 0% | 0% | 0%
Fruit Storage Material Handling2 | SIC24 | 1 | 1 | 1 | 1 | 1 | 0.85 | PSE10YrRetro | 10% | 10% | 10% | 10% | 10% | 10% | 10% | 10% | 10% | 10% | 0% | 0% | 0% | 0% | 0% | 0% | 0% | 0% | 0% | 0% | 0% | 0% | 0% | 0%
Fruit Storage Material Handling VFD1 | SIC24 | 1 | 1 | 1 | 1 | 1 | 0.85 | PSE10YrRetro | 10% | 10% | 10% | 10% | 10% | 10% | 10% | 10% | 10% | 10% | 0% | 0% | 0% | 0% | 0% | 0% | 0% | 0% | 0% | 0% | 0% | 0% | 0% | 0%
Fruit Storage Material Handling VFD2 | SIC24 | 1 | 1 | 1 | 1 | 1 | 0.85 | PSE10YrRetro | 10% | 10% | 10% | 10% | 10% | 10% | 10% | 10% | 10% | 10% | 0% | 0% | 0% | 0% | 0% | 0% | 0% | 0% | 0% | 0% | 0% | 0% | 0% | 0%
Fruit Storage Wood: Replace Pneumatic Conveyor | SIC24 | 1 | 1 | 1 | 1 | 1 | 0.85 | PSE10YrRetro | 10% | 10% | 10% | 10% | 10% | 10% | 10% | 10% | 10% | 10% | 0% | 0% | 0% | 0% | 0% | 0% | 0% | 0% | 0% | 0% | 0% | 0% | 0% | 0%
Fruit Storage Panel: Hydraulic Press | SIC24 | 1 | 1 | 1 | 1 | 1 | 0.85 | PSE10YrRetro | 10% | 10% | 10% | 10% | 10% | 10% | 10% | 10% | 10% | 10% | 0% | 0% | 0% | 0% | 0% | 0% | 0% | 0% | 0% | 0% | 0% | 0% | 0% | 0%
Fruit Storage Cold Storage Retrofit | RefrigWarehouseGroc | 1 | 1 | 1 | 1 | 1 | 0.85 | PSE10YrRetro | 10% | 10% | 10% | 10% | 10% | 10% | 10% | 10% | 10% | 10% | 0% | 0% | 0% | 0% | 0% | 0% | 0% | 0% | 0% | 0% | 0% | 0% | 0% | 0%
Fruit Storage Cold Storage Tuneup | RefrigWarehouseGroc | 1 | 1 | 1 | 1 | 1 | 0.85 | PSE10YrRetro | 10% | 10% | 10% | 10% | 10% | 10% | 10% | 10% | 10% | 10% | 0% | 0% | 0% | 0% | 0% | 0% | 0% | 0% | 0% | 0% | 0% | 0% | 0% | 0%
Fruit Storage Fruit Storage Refer Retrofit | RefrigWarehouseGroc | 1 | 1 | 1 | 1 | 1 | 0.85 | PSE10YrRetro | 10% | 10% | 10% | 10% | 10% | 10% | 10% | 10% | 10% | 10% | 0% | 0% | 0% | 0% | 0% | 0% | 0% | 0% | 0% | 0% | 0% | 0% | 0% | 0%
Fruit Storage CA Retrofit -- CO2 Scrub | IndShift3 | 1 | 1 | 1 | 1 | 1 | 0.85 | PSE10YrRetro | 10% | 10% | 10% | 10% | 10% | 10% | 10% | 10% | 10% | 10% | 0% | 0% | 0% | 0% | 0% | 0% | 0% | 0% | 0% | 0% | 0% | 0% | 0% | 0%
Fruit Storage CA Retrofit -- Membrane | IndShift3 | 1 | 1 | 1 | 1 | 1 | 0.85 | PSE10YrRetro | 10% | 10% | 10% | 10% | 10% | 10% | 10% | 10% | 10% | 10% | 0% | 0% | 0% | 0% | 0% | 0% | 0% | 0% | 0% | 0% | 0% | 0% | 0% | 0%
Fruit Storage Fruit Storage Tuneup | RefrigWarehouseGroc | 1 | 1 | 1 | 1 | 1 | 0.85 | PSE10YrRetro | 10% | 10% | 10% | 10% | 10% | 10% | 10% | 10% | 10% | 10% | 0% | 0% | 0% | 0% | 0% | 0% | 0% | 0% | 0% | 0% | 0% | 0% | 0% | 0%
Fruit Storage Groc Dist Retrofit | IndShift3 | 1 | 1 | 1 | 1 | 1 | 0.85 | PSE10YrRetro | 10% | 10% | 10% | 10% | 10% | 10% | 10% | 10% | 10% | 10% | 0% | 0% | 0% | 0% | 0% | 0% | 0% | 0% | 0% | 0% | 0% | 0% | 0% | 0%
Fruit Storage Groc Dist Tuneup | IndShift3 | 1 | 1 | 1 | 1 | 1 | 0.85 | PSE10YrRetro | 10% | 10% | 10% | 10% | 10% | 10% | 10% | 10% | 10% | 10% | 0% | 0% | 0% | 0% | 0% | 0% | 0% | 0% | 0% | 0% | 0% | 0% | 0% | 0%
Fruit Storage Plant Energy Management | IndShift3 | 1 | 1 | 1 | 1 | 1 | 0.85 | PSE10YrRetro | 10% | 10% | 10% | 10% | 10% | 10% | 10% | 10% | 10% | 10% | 0% | 0% | 0% | 0% | 0% | 0% | 0% | 0% | 0% | 0% | 0% | 0% | 0% | 0%
Fruit Storage Energy Project Management | IndShift3 | 1 | 1 | 1 | 1 | 1 | 0.85 | PSE10YrRetro | 10% | 10% | 10% | 10% | 10% | 10% | 10% | 10% | 10% | 10% | 0% | 0% | 0% | 0% | 0% | 0% | 0% | 0% | 0% | 0% | 0% | 0% | 0% | 0%
Fruit Storage Integrated Plant Energy Management | IndShift3 | 1 | 1 | 1 | 1 | 1 | 0.85 | PSE10YrRetro | 10% | 10% | 10% | 10% | 10% | 10% | 10% | 10% | 10% | 10% | 0% | 0% | 0% | 0% | 0% | 0% | 0% | 0% | 0% | 0% | 0% | 0% | 0% | 0%
Chemical Air Compressor Demand Reduction | IndShift3 | 1 | 1 | 1 | 1 | 1 | 0.85 | PSE10YrRetro | 10% | 10% | 10% | 10% | 10% | 10% | 10% | 10% | 10% | 10% | 0% | 0% | 0% | 0% | 0% | 0% | 0% | 0% | 0% | 0% | 0% | 0% | 0% | 0%
Chemical Air Compressor Equipment1 | IndShift1 | 1 | 1 | 1 | 1 | 1 | 0.85 | PSE10YrRetro | 10% | 10% | 10% | 10% | 10% | 10% | 10% | 10% | 10% | 10% | 0% | 0% | 0% | 0% | 0% | 0% | 0% | 0% | 0% | 0% | 0% | 0% | 0% | 0%
Chemical Air Compressor Equipment2 | IndShift2 | 1 | 1 | 1 | 1 | 1 | 0.85 | PSE10YrRetro | 10% | 10% | 10% | 10% | 10% | 10% | 10% | 10% | 10% | 10% | 0% | 0% | 0% | 0% | 0% | 0% | 0% | 0% | 0% | 0% | 0% | 0% | 0% | 0%
Chemical Air Compressor Optimization | IndShift3 | 1 | 1 | 1 | 1 | 1 | 0.85 | PSE10YrRetro | 10% | 10% | 10% | 10% | 10% | 10% | 10% | 10% | 10% | 10% | 0% | 0% | 0% | 0% | 0% | 0% | 0% | 0% | 0% | 0% | 0% | 0% | 0% | 0%
Chemical HighBay Lighting 1 Shift | IndShift1 | 1 | 1 | 1 | 1 | 1 | 0.85 | PSE10YrRetro | 10% | 10% | 10% | 10% | 10% | 10% | 10% | 10% | 10% | 10% | 0% | 0% | 0% | 0% | 0% | 0% | 0% | 0% | 0% | 0% | 0% | 0% | 0% | 0%
Chemical HighBay Lighting 2 Shift | IndShift2 | 1 | 1 | 1 | 1 | 1 | 0.85 | PSE10YrRetro | 10% | 10% | 10% | 10% | 10% | 10% | 10% | 10% | 10% | 10% | 0% | 0% | 0% | 0% | 0% | 0% | 0% | 0% | 0% | 0% | 0% | 0% | 0% | 0%
Chemical HighBay Lighting 3 Shift | IndShift3 | 1 | 1 | 1 | 1 | 1 | 0.85 | PSE10YrRetro | 10% | 10% | 10% | 10% | 10% | 10% | 10% | 10% | 10% | 10% | 0% | 0% | 0% | 0% | 0% | 0% | 0% | 0% | 0% | 0% | 0% | 0% | 0% | 0%
Chemical Efficient Lighting 1 Shift | IndShift1 | 1 | 1 | 1 | 1 | 1 | 0.85 | PSE10YrRetro | 10% | 10% | 10% | 10% | 10% | 10% | 10% | 10% | 10% | 10% | 0% | 0% | 0% | 0% | 0% | 0% | 0% | 0% | 0% | 0% | 0% | 0% | 0% | 0%
Chemical Efficient Lighting 2 Shift | IndShift2 | 1 | 1 | 1 | 1 | 1 | 0.85 | PSE10YrRetro | 10% | 10% | 10% | 10% | 10% | 10% | 10% | 10% | 10% | 10% | 0% | 0% | 0% | 0% | 0% | 0% | 0% | 0% | 0% | 0% | 0% | 0% | 0% | 0%
Chemical Efficient Lighting 3 Shift | IndShift3 | 1 | 1 | 1 | 1 | 1 | 0.85 | PSE10YrRetro | 10% | 10% | 10% | 10% | 10% | 10% | 10% | 10% | 10% | 10% | 0% | 0% | 0% | 0% | 0% | 0% | 0% | 0% | 0% | 0% | 0% | 0% | 0% | 0%
Chemical Lighting Controls | IndShift3 | 1 | 1 | 1 | 1 | 1 | 0.85 | PSE10YrRetro | 10% | 10% | 10% | 10% | 10% | 10% | 10% | 10% | 10% | 10% | 0% | 0% | 0% | 0% | 0% | 0% | 0% | 0% | 0% | 0% | 0% | 0% | 0% | 0%
Chemical Motors: Rewind 20-50 HP | IndShift3 | 1 | 1 | 1 | 1 | 1 | 0.85 | PSE10YrRetro | 10% | 10% | 10% | 10% | 10% | 10% | 10% | 10% | 10% | 10% | 0% | 0% | 0% | 0% | 0% | 0% | 0% | 0% | 0% | 0% | 0% | 0% | 0% | 0%
Chemical Motors: Rewind 51-100 HP | IndShift3 | 1 | 1 | 1 | 1 | 1 | 0.85 | PSE10YrRetro | 10% | 10% | 10% | 10% | 10% | 10% | 10% | 10% | 10% | 10% | 0% | 0% | 0% | 0% | 0% | 0% | 0% | 0% | 0% | 0% | 0% | 0% | 0% | 0%
Chemical Motors: Rewind 101-200 HP | IndShift3 | 1 | 1 | 1 | 1 | 1 | 0.85 | PSE10YrRetro | 10% | 10% | 10% | 10% | 10% | 10% | 10% | 10% | 10% | 10% | 0% | 0% | 0% | 0% | 0% | 0% | 0% | 0% | 0% | 0% | 0% | 0% | 0% | 0%
Chemical Motors: Rewind 201-500 HP | IndShift3 | 1 | 1 | 1 | 1 | 1 | 0.85 | PSE10YrRetro | 10% | 10% | 10% | 10% | 10% | 10% | 10% | 10% | 10% | 10% | 0% | 0% | 0% | 0% | 0% | 0% | 0% | 0% | 0% | 0% | 0% | 0% | 0% | 0%
Chemical Motors: Rewind 501-5000 HP | IndShift3 | 1 | 1 | 1 | 1 | 1 | 0.85 | PSE10YrRetro | 10% | 10% | 10% | 10% | 10% | 10% | 10% | 10% | 10% | 10% | 0% | 0% | 0% | 0% | 0% | 0% | 0% | 0% | 0% | 0% | 0% | 0% | 0% | 0%
Chemical Efficient Centrifugal Fan | SIC26 | 1 | 1 | 1 | 1 | 1 | 0.85 | PSE10YrRetro | 10% | 10% | 10% | 10% | 10% | 10% | 10% | 10% | 10% | 10% | 0% | 0% | 0% | 0% | 0% | 0% | 0% | 0% | 0% | 0% | 0% | 0% | 0% | 0%
Chemical Fan Energy Management | SIC20 | 1 | 1 | 1 | 1 | 1 | 0.85 | PSE10YrRetro | 10% | 10% | 10% | 10% | 10% | 10% | 10% | 10% | 10% | 10% | 0% | 0% | 0% | 0% | 0% | 0% | 0% | 0% | 0% | 0% | 0% | 0% | 0% | 0%
Chemical Fan Equipment Upgrade | IndShift3 | 1 | 1 | 1 | 1 | 1 | 0.85 | PSE10YrRetro | 10% | 10% | 10% | 10% | 10% | 10% | 10% | 10% | 10% | 10% | 0% | 0% | 0% | 0% | 0% | 0% | 0% | 0% | 0% | 0% | 0% | 0% | 0% | 0%
Chemical Fan System Optimization | SIC24 | 1 | 1 | 1 | 1 | 1 | 0.85 | PSE10YrRetro | 10% | 10% | 10% | 10% | 10% | 10% | 10% | 10% | 10% | 10% | 0% | 0% | 0% | 0% | 0% | 0% | 0% | 0% | 0% | 0% | 0% | 0% | 0% | 0%
Chemical Pump Energy Management | SIC26 | 1 | 1 | 1 | 1 | 1 | 0.85 | PSE10YrRetro | 10% | 10% | 10% | 10% | 10% | 10% | 10% | 10% | 10% | 10% | 0% | 0% | 0% | 0% | 0% | 0% | 0% | 0% | 0% | 0% | 0% | 0% | 0% | 0%
Chemical Pump Equipment Upgrade | SIC26 | 1 | 1 | 1 | 1 | 1 | 0.85 | PSE10YrRetro | 10% | 10% | 10% | 10% | 10% | 10% | 10% | 10% | 10% | 10% | 0% | 0% | 0% | 0% | 0% | 0% | 0% | 0% | 0% | 0% | 0% | 0% | 0% | 0%
Chemical Pump System Optimization | SIC20 | 1 | 1 | 1 | 1 | 1 | 0.85 | PSE10YrRetro | 10% | 10% | 10% | 10% | 10% | 10% | 10% | 10% | 10% | 10% | 0% | 0% | 0% | 0% | 0% | 0% | 0% | 0% | 0% | 0% | 0% | 0% | 0% | 0%
Chemical Transformers-Retrofit | IndShift3 | 1 | 1 | 1 | 1 | 1 | 0.85 | PSE10YrRetro | 10% | 10% | 10% | 10% | 10% | 10% | 10% | 10% | 10% | 10% | 0% | 0% | 0% | 0% | 0% | 0% | 0% | 0% | 0% | 0% | 0% | 0% | 0% | 0%
Chemical Transformers-New | IndShift3 | 1 | 1 | 1 | 1 | 1 | 0.85 | PSE10YrRetro | 10% | 10% | 10% | 10% | 10% | 10% | 10% | 10% | 10% | 10% | 0% | 0% | 0% | 0% | 0% | 0% | 0% | 0% | 0% | 0% | 0% | 0% | 0% | 0%
Chemical Synchronous Belts | IndShift3 | 1 | 1 | 1 | 1 | 1 | 0.85 | PSE10YrRetro | 10% | 10% | 10% | 10% | 10% | 10% | 10% | 10% | 10% | 10% | 0% | 0% | 0% | 0% | 0% | 0% | 0% | 0% | 0% | 0% | 0% | 0% | 0% | 0%
Chemical Elec Chip Fab: Eliminate Exhaust | IndShift3 | 1 | 1 | 1 | 1 | 1 | 0.85 | PSE10YrRetro | 10% | 10% | 10% | 10% | 10% | 10% | 10% | 10% | 10% | 10% | 0% | 0% | 0% | 0% | 0% | 0% | 0% | 0% | 0% | 0% | 0% | 0% | 0% | 0%
Chemical Elec Chip Fab: Exhaust Injector | IndShift3 | 1 | 1 | 1 | 1 | 1 | 0.85 | PSE10YrRetro | 10% | 10% | 10% | 10% | 10% | 10% | 10% | 10% | 10% | 10% | 0% | 0% | 0% | 0% | 0% | 0% | 0% | 0% | 0% | 0% | 0% | 0% | 0% | 0%
Chemical Elec Chip Fab: Solidstate Chiller | IndShift3 | 1 | 1 | 1 | 1 | 1 | 0.85 | PSE10YrRetro | 10% | 10% | 10% | 10% | 10% | 10% | 10% | 10% | 10% | 10% | 0% | 0% | 0% | 0% | 0% | 0% | 0% | 0% | 0% | 0% | 0% | 0% | 0% | 0%
Chemical Elec Chip Fab: Reduce Gas Pressure | IndShift3 | 1 | 1 | 1 | 1 | 1 | 0.85 | PSE10YrRetro | 10% | 10% | 10% | 10% | 10% | 10% | 10% | 10% | 10% | 10% | 0% | 0% | 0% | 0% | 0% | 0% | 0% | 0% | 0% | 0% | 0% | 0% | 0% | 0%
Chemical Clean Room: Change Filter Strategy | IndShift3 | 1 | 1 | 1 | 1 | 1 | 0.85 | PSE10YrRetro | 10% | 10% | 10% | 10% | 10% | 10% | 10% | 10% | 10% | 10% | 0% | 0% | 0% | 0% | 0% | 0% | 0% | 0% | 0% | 0% | 0% | 0% | 0% | 0%
Chemical Clean Room: Clean Room HVAC | IndShift3 | 1 | 1 | 1 | 1 | 1 | 0.85 | PSE10YrRetro | 10% | 10% | 10% | 10% | 10% | 10% | 10% | 10% | 10% | 10% | 0% | 0% | 0% | 0% | 0% | 0% | 0% | 0% | 0% | 0% | 0% | 0% | 0% | 0%
Chemical Clean Room: Chiller Optimize | IndShift3 | 1 | 1 | 1 | 1 | 1 | 0.85 | PSE10YrRetro | 10% | 10% | 10% | 10% | 10% | 10% | 10% | 10% | 10% | 10% | 0% | 0% | 0% | 0% | 0% | 0% | 0% | 0% | 0% | 0% | 0% | 0% | 0% | 0%
Chemical Food: Cooling and Storage | IndShift3 | 1 | 1 | 1 | 1 | 1 | 0.85 | PSE10YrRetro | 10% | 10% | 10% | 10% | 10% | 10% | 10% | 10% | 10% | 10% | 0% | 0% | 0% | 0% | 0% | 0% | 0% | 0% | 0% | 0% | 0% | 0% | 0% | 0%
Chemical Food: Refrig Storage Tuneup | IndShift3 | 1 | 1 | 1 | 1 | 1 | 0.85 | PSE10YrRetro | 10% | 10% | 10% | 10% | 10% | 10% | 10% | 10% | 10% | 10% | 0% | 0% | 0% | 0% | 0% | 0% | 0% | 0% | 0% | 0% | 0% | 0% | 0% | 0%
Chemical Metal: New Arc Furnace | IndShift3 | 1 | 1 | 1 | 1 | 1 | 0.85 | PSE10YrRetro | 10% | 10% | 10% | 10% | 10% | 10% | 10% | 10% | 10% | 10% | 0% | 0% | 0% | 0% | 0% | 0% | 0% | 0% | 0% | 0% | 0% | 0% | 0% | 0%
Chemical Mech Pulp: Refiner Replacement | IndShift3 | 1 | 1 | 1 | 1 | 1 | 0.85 | PSE10YrRetro | 10% | 10% | 10% | 10% | 10% | 10% | 10% | 10% | 10% | 10% | 0% | 0% | 0% | 0% | 0% | 0% | 0% | 0% | 0% | 0% | 0% | 0% | 0% | 0%
Chemical Mech Pulp: Premium Process | IndShift3 | 1 | 1 | 1 | 1 | 1 | 0.85 | PSE10YrRetro | 10% | 10% | 10% | 10% | 10% | 10% | 10% | 10% | 10% | 10% | 0% | 0% | 0% | 0% | 0% | 0% | 0% | 0% | 0% | 0% | 0% | 0% | 0% | 0%
Chemical Mech Pulp: Refiner Plate Improvement | IndShift3 | 1 | 1 | 1 | 1 | 1 | 0.85 | PSE10YrRetro | 10% | 10% | 10% | 10% | 10% | 10% | 10% | 10% | 10% | 10% | 0% | 0% | 0% | 0% | 0% | 0% | 0% | 0% | 0% | 0% | 0% | 0% | 0% | 0%
Chemical Kraft: Effluent Treatment System | IndShift3 | 1 | 1 | 1 | 1 | 1 | 0.85 | PSE10YrRetro | 10% | 10% | 10% | 10% | 10% | 10% | 10% | 10% | 10% | 10% | 0% | 0% | 0% | 0% | 0% | 0% | 0% | 0% | 0% | 0% | 0% | 0% | 0% | 0%
Chemical Kraft: Efficient Agitator | IndShift3 | 1 | 1 | 1 | 1 | 1 | 0.85 | PSE10YrRetro | 10% | 10% | 10% | 10% | 10% | 10% | 10% | 10% | 10% | 10% | 0% | 0% | 0% | 0% | 0% | 0% | 0% | 0% | 0% | 0% | 0% | 0% | 0% | 0%
Chemical Paper: Efficient Pulp Screen | IndShift3 | 1 | 1 | 1 | 1 | 1 | 0.85 | PSE10YrRetro | 10% | 10% | 10% | 10% | 10% | 10% | 10% | 10% | 10% | 10% | 0% | 0% | 0% | 0% | 0% | 0% | 0% | 0% | 0% | 0% | 0% | 0% | 0% | 0%
Chemical Paper: Premium Fan | IndShift3 | 1 | 1 | 1 | 1 | 1 | 0.85 | PSE10YrRetro | 10% | 10% | 10% | 10% | 10% | 10% | 10% | 10% | 10% | 10% | 0% | 0% | 0% | 0% | 0% | 0% | 0% | 0% | 0% | 0% | 0% | 0% | 0% | 0%
Chemical Paper: Material Handling | SIC24 | 1 | 1 | 1 | 1 | 1 | 0.85 | PSE10YrRetro | 10% | 10% | 10% | 10% | 10% | 10% | 10% | 10% | 10% | 10% | 0% | 0% | 0% | 0% | 0% | 0% | 0% | 0% | 0% | 0% | 0% | 0% | 0% | 0%
Chemical Paper: Large Material Handling | SIC24 | 1 | 1 | 1 | 1 | 1 | 0.85 | PSE10YrRetro | 10% | 10% | 10% | 10% | 10% | 10% | 10% | 10% | 10% | 10% | 0% | 0% | 0% | 0% | 0% | 0% | 0% | 0% | 0% | 0% | 0% | 0% | 0% | 0%
Chemical Paper: Premium Control Large Material | IndShift3 | 1 | 1 | 1 | 1 | 1 | 0.85 | PSE10YrRetro | 10% | 10% | 10% | 10% | 10% | 10% | 10% | 10% | 10% | 10% | 0% | 0% | 0% | 0% | 0% | 0% | 0% | 0% | 0% | 0% | 0% | 0% | 0% | 0%
Chemical Material Handling1 | SIC24 | 1 | 1 | 1 | 1 | 1 | 0.85 | PSE10YrRetro | 10% | 10% | 10% | 10% | 10% | 10% | 10% | 10% | 10% | 10% | 0% | 0% | 0% | 0% | 0% | 0% | 0% | 0% | 0% | 0% | 0% | 0% | 0% | 0%
Chemical Material Handling2 | SIC24 | 1 | 1 | 1 | 1 | 1 | 0.85 | PSE10YrRetro | 10% | 10% | 10% | 10% | 10% | 10% | 10% | 10% | 10% | 10% | 0% | 0% | 0% | 0% | 0% | 0% | 0% | 0% | 0% | 0% | 0% | 0% | 0% | 0%
Chemical Material Handling VFD1 | SIC24 | 1 | 1 | 1 | 1 | 1 | 0.85 | PSE10YrRetro | 10% | 10% | 10% | 10% | 10% | 10% | 10% | 10% | 10% | 10% | 0% | 0% | 0% | 0% | 0% | 0% | 0% | 0% | 0% | 0% | 0% | 0% | 0% | 0%
Chemical Material Handling VFD2 | SIC24 | 1 | 1 | 1 | 1 | 1 | 0.85 | PSE10YrRetro | 10% | 10% | 10% | 10% | 10% | 10% | 10% | 10% | 10% | 10% | 0% | 0% | 0% | 0% | 0% | 0% | 0% | 0% | 0% | 0% | 0% | 0% | 0% | 0%
Chemical Wood: Replace Pneumatic Conveyor | SIC24 | 1 | 1 | 1 | 1 | 1 | 0.85 | PSE10YrRetro | 10% | 10% | 10% | 10% | 10% | 10% | 10% | 10% | 10% | 10% | 0% | 0% | 0% | 0% | 0% | 0% | 0% | 0% | 0% | 0% | 0% | 0% | 0% | 0%
Chemical Panel: Hydraulic Press | SIC24 | 1 | 1 | 1 | 1 | 1 | 0.85 | PSE10YrRetro | 10% | 10% | 10% | 10% | 10% | 10% | 10% | 10% | 10% | 10% | 0% | 0% | 0% | 0% | 0% | 0% | 0% | 0% | 0% | 0% | 0% | 0% | 0% | 0%
Chemical Cold Storage Retrofit | RefrigWarehouseGroc | 1 | 1 | 1 | 1 | 1 | 0.85 | PSE10YrRetro | 10% | 10% | 10% | 10% | 10% | 10% | 10% | 10% | 10% | 10% | 0% | 0% | 0% | 0% | 0% | 0% | 0% | 0% | 0% | 0% | 0% | 0% | 0% | 0%
Chemical Cold Storage Tuneup | RefrigWarehouseGroc | 1 | 1 | 1 | 1 | 1 | 0.85 | PSE10YrRetro | 10% | 10% | 10% | 10% | 10% | 10% | 10% | 10% | 10% | 10% | 0% | 0% | 0% | 0% | 0% | 0% | 0% | 0% | 0% | 0% | 0% | 0% | 0% | 0%
Chemical Fruit Storage Refer Retrofit | IndShift3 | 1 | 1 | 1 | 1 | 1 | 0.85 | PSE10YrRetro | 10% | 10% | 10% | 10% | 10% | 10% | 10% | 10% | 10% | 10% | 0% | 0% | 0% | 0% | 0% | 0% | 0% | 0% | 0% | 0% | 0% | 0% | 0% | 0%
Chemical CA Retrofit -- CO2 Scrub | IndShift3 | 1 | 1 | 1 | 1 | 1 | 0.85 | PSE10YrRetro | 10% | 10% | 10% | 10% | 10% | 10% | 10% | 10% | 10% | 10% | 0% | 0% | 0% | 0% | 0% | 0% | 0% | 0% | 0% | 0% | 0% | 0% | 0% | 0%
Chemical CA Retrofit -- Membrane | IndShift3 | 1 | 1 | 1 | 1 | 1 | 0.85 | PSE10YrRetro | 10% | 10% | 10% | 10% | 10% | 10% | 10% | 10% | 10% | 10% | 0% | 0% | 0% | 0% | 0% | 0% | 0% | 0% | 0% | 0% | 0% | 0% | 0% | 0%
Chemical Fruit Storage Tuneup | IndShift3 | 1 | 1 | 1 | 1 | 1 | 0.85 | PSE10YrRetro | 10% | 10% | 10% | 10% | 10% | 10% | 10% | 10% | 10% | 10% | 0% | 0% | 0% | 0% | 0% | 0% | 0% | 0% | 0% | 0% | 0% | 0% | 0% | 0%
Chemical Groc Dist Retrofit | IndShift3 | 1 | 1 | 1 | 1 | 1 | 0.85 | PSE10YrRetro | 10% | 10% | 10% | 10% | 10% | 10% | 10% | 10% | 10% | 10% | 0% | 0% | 0% | 0% | 0% | 0% | 0% | 0% | 0% | 0% | 0% | 0% | 0% | 0%
Chemical Groc Dist Tuneup | IndShift3 | 1 | 1 | 1 | 1 | 1 | 0.85 | PSE10YrRetro | 10% | 10% | 10% | 10% | 10% | 10% | 10% | 10% | 10% | 10% | 0% | 0% | 0% | 0% | 0% | 0% | 0% | 0% | 0% | 0% | 0% | 0% | 0% | 0%
Chemical Plant Energy Management | IndShift3 | 1 | 1 | 1 | 1 | 1 | 0.85 | PSE10YrRetro | 10% | 10% | 10% | 10% | 10% | 10% | 10% | 10% | 10% | 10% | 0% | 0% | 0% | 0% | 0% | 0% | 0% | 0% | 0% | 0% | 0% | 0% | 0% | 0%
Chemical Energy Project Management | IndShift3 | 1 | 1 | 1 | 1 | 1 | 0.85 | PSE10YrRetro | 10% | 10% | 10% | 10% | 10% | 10% | 10% | 10% | 10% | 10% | 0% | 0% | 0% | 0% | 0% | 0% | 0% | 0% | 0% | 0% | 0% | 0% | 0% | 0%
Chemical Integrated Plant Energy Management | IndShift3 | 1 | 1 | 1 | 1 | 1 | 0.85 | PSE10YrRetro | 10% | 10% | 10% | 10% | 10% | 10% | 10% | 10% | 10% | 10% | 0% | 0% | 0% | 0% | 0% | 0% | 0% | 0% | 0% | 0% | 0% | 0% | 0% | 0%
Miscellaneous Manufacturing Air Compressor Demand Reduction | IndShift3 | 1 | 1 | 1 | 1 | 1 | 0.85 | PSE10YrRetro | 10% | 10% | 10% | 10% | 10% | 10% | 10% | 10% | 10% | 10% | 0% | 0% | 0% | 0% | 0% | 0% | 0% | 0% | 0% | 0% | 0% | 0% | 0% | 0%
Miscellaneous Manufacturing Air Compressor Equipment1 | IndShift3 | 1 | 1 | 1 | 1 | 1 | 0.85 | PSE10YrRetro | 10% | 10% | 10% | 10% | 10% | 10% | 10% | 10% | 10% | 10% | 0% | 0% | 0% | 0% | 0% | 0% | 0% | 0% | 0% | 0% | 0% | 0% | 0% | 0%
Miscellaneous Manufacturing Air Compressor Equipment2 | IndShift3 | 1 | 1 | 1 | 1 | 1 | 0.85 | PSE10YrRetro | 10% | 10% | 10% | 10% | 10% | 10% | 10% | 10% | 10% | 10% | 0% | 0% | 0% | 0% | 0% | 0% | 0% | 0% | 0% | 0% | 0% | 0% | 0% | 0%
Miscellaneous Manufacturing Air Compressor Optimization | IndShift3 | 1 | 1 | 1 | 1 | 1 | 0.85 | PSE10YrRetro | 10% | 10% | 10% | 10% | 10% | 10% | 10% | 10% | 10% | 10% | 0% | 0% | 0% | 0% | 0% | 0% | 0% | 0% | 0% | 0% | 0% | 0% | 0% | 0%
Miscellaneous Manufacturing HighBay Lighting 1 Shift | IndShift1 | 1 | 1 | 1 | 1 | 1 | 0.85 | PSE10YrRetro | 10% | 10% | 10% | 10% | 10% | 10% | 10% | 10% | 10% | 10% | 0% | 0% | 0% | 0% | 0% | 0% | 0% | 0% | 0% | 0% | 0% | 0% | 0% | 0%
Miscellaneous Manufacturing HighBay Lighting 2 Shift | IndShift2 | 1 | 1 | 1 | 1 | 1 | 0.85 | PSE10YrRetro | 10% | 10% | 10% | 10% | 10% | 10% | 10% | 10% | 10% | 10% | 0% | 0% | 0% | 0% | 0% | 0% | 0% | 0% | 0% | 0% | 0% | 0% | 0% | 0%
Miscellaneous Manufacturing HighBay Lighting 3 Shift | IndShift3 | 1 | 1 | 1 | 1 | 1 | 0.85 | PSE10YrRetro | 10% | 10% | 10% | 10% | 10% | 10% | 10% | 10% | 10% | 10% | 0% | 0% | 0% | 0% | 0% | 0% | 0% | 0% | 0% | 0% | 0% | 0% | 0% | 0%
Miscellaneous Manufacturing Efficient Lighting 1 Shift | IndShift1 | 1 | 1 | 1 | 1 | 1 | 0.85 | PSE10YrRetro | 10% | 10% | 10% | 10% | 10% | 10% | 10% | 10% | 10% | 10% | 0% | 0% | 0% | 0% | 0% | 0% | 0% | 0% | 0% | 0% | 0% | 0% | 0% | 0%
Miscellaneous Manufacturing Efficient Lighting 2 Shift | IndShift2 | 1 | 1 | 1 | 1 | 1 | 0.85 | PSE10YrRetro | 10% | 10% | 10% | 10% | 10% | 10% | 10% | 10% | 10% | 10% | 0% | 0% | 0% | 0% | 0% | 0% | 0% | 0% | 0% | 0% | 0% | 0% | 0% | 0%
Miscellaneous Manufacturing Efficient Lighting 3 Shift | IndShift3 | 1 | 1 | 1 | 1 | 1 | 0.85 | PSE10YrRetro | 10% | 10% | 10% | 10% | 10% | 10% | 10% | 10% | 10% | 10% | 0% | 0% | 0% | 0% | 0% | 0% | 0% | 0% | 0% | 0% | 0% | 0% | 0% | 0%
Miscellaneous Manufacturing Lighting Controls | IndShift3 | 1 | 1 | 1 | 1 | 1 | 0.85 | PSE10YrRetro | 10% | 10% | 10% | 10% | 10% | 10% | 10% | 10% | 10% | 10% | 0% | 0% | 0% | 0% | 0% | 0% | 0% | 0% | 0% | 0% | 0% | 0% | 0% | 0%
Miscellaneous Manufacturing Motors: Rewind 20-50 HP | IndShift3 | 1 | 1 | 1 | 1 | 1 | 0.85 | PSE10YrRetro | 10% | 10% | 10% | 10% | 10% | 10% | 10% | 10% | 10% | 10% | 0% | 0% | 0% | 0% | 0% | 0% | 0% | 0% | 0% | 0% | 0% | 0% | 0% | 0%
Miscellaneous Manufacturing Motors: Rewind 51-100 HP | IndShift3 | 1 | 1 | 1 | 1 | 1 | 0.85 | PSE10YrRetro | 10% | 10% | 10% | 10% | 10% | 10% | 10% | 10% | 10% | 10% | 0% | 0% | 0% | 0% | 0% | 0% | 0% | 0% | 0% | 0% | 0% | 0% | 0% | 0%
Miscellaneous Manufacturing Motors: Rewind 101-200 HP | IndShift3 | 1 | 1 | 1 | 1 | 1 | 0.85 | PSE10YrRetro | 10% | 10% | 10% | 10% | 10% | 10% | 10% | 10% | 10% | 10% | 0% | 0% | 0% | 0% | 0% | 0% | 0% | 0% | 0% | 0% | 0% | 0% | 0% | 0%
Miscellaneous Manufacturing Motors: Rewind 201-500 HP | IndShift3 | 1 | 1 | 1 | 1 | 1 | 0.85 | PSE10YrRetro | 10% | 10% | 10% | 10% | 10% | 10% | 10% | 10% | 10% | 10% | 0% | 0% | 0% | 0% | 0% | 0% | 0% | 0% | 0% | 0% | 0% | 0% | 0% | 0%
Miscellaneous Manufacturing Motors: Rewind 501-5000 HP | IndShift3 | 1 | 1 | 1 | 1 | 1 | 0.85 | PSE10YrRetro | 10% | 10% | 10% | 10% | 10% | 10% | 10% | 10% | 10% | 10% | 0% | 0% | 0% | 0% | 0% | 0% | 0% | 0% | 0% | 0% | 0% | 0% | 0% | 0%
Miscellaneous Manufacturing Efficient Centrifugal Fan | SIC26 | 1 | 1 | 1 | 1 | 1 | 0.85 | PSE10YrRetro | 10% | 10% | 10% | 10% | 10% | 10% | 10% | 10% | 10% | 10% | 0% | 0% | 0% | 0% | 0% | 0% | 0% | 0% | 0% | 0% | 0% | 0% | 0% | 0%
Miscellaneous Manufacturing Fan Energy Management | SIC20 | 1 | 1 | 1 | 1 | 1 | 0.85 | PSE10YrRetro | 10% | 10% | 10% | 10% | 10% | 10% | 10% | 10% | 10% | 10% | 0% | 0% | 0% | 0% | 0% | 0% | 0% | 0% | 0% | 0% | 0% | 0% | 0% | 0%
Miscellaneous Manufacturing Fan Equipment Upgrade | IndShift3 | 1 | 1 | 1 | 1 | 1 | 0.85 | PSE10YrRetro | 10% | 10% | 10% | 10% | 10% | 10% | 10% | 10% | 10% | 10% | 0% | 0% | 0% | 0% | 0% | 0% | 0% | 0% | 0% | 0% | 0% | 0% | 0% | 0%
Miscellaneous Manufacturing Fan System Optimization | SIC24 | 1 | 1 | 1 | 1 | 1 | 0.85 | PSE10YrRetro | 10% | 10% | 10% | 10% | 10% | 10% | 10% | 10% | 10% | 10% | 0% | 0% | 0% | 0% | 0% | 0% | 0% | 0% | 0% | 0% | 0% | 0% | 0% | 0%
Miscellaneous Manufacturing Pump Energy Management | SIC26 | 1 | 1 | 1 | 1 | 1 | 0.85 | PSE10YrRetro | 10% | 10% | 10% | 10% | 10% | 10% | 10% | 10% | 10% | 10% | 0% | 0% | 0% | 0% | 0% | 0% | 0% | 0% | 0% | 0% | 0% | 0% | 0% | 0%
Miscellaneous Manufacturing Pump Equipment Upgrade | SIC26 | 1 | 1 | 1 | 1 | 1 | 0.85 | PSE10YrRetro | 10% | 10% | 10% | 10% | 10% | 10% | 10% | 10% | 10% | 10% | 0% | 0% | 0% | 0% | 0% | 0% | 0% | 0% | 0% | 0% | 0% | 0% | 0% | 0%
Miscellaneous Manufacturing Pump System Optimization | SIC20 | 1 | 1 | 1 | 1 | 1 | 0.85 | PSE10YrRetro | 10% | 10% | 10% | 10% | 10% | 10% | 10% | 10% | 10% | 10% | 0% | 0% | 0% | 0% | 0% | 0% | 0% | 0% | 0% | 0% | 0% | 0% | 0% | 0%
Miscellaneous Manufacturing Transformers-Retrofit | IndShift3 | 1 | 1 | 1 | 1 | 1 | 0.85 | PSE10YrRetro | 10% | 10% | 10% | 10% | 10% | 10% | 10% | 10% | 10% | 10% | 0% | 0% | 0% | 0% | 0% | 0% | 0% | 0% | 0% | 0% | 0% | 0% | 0% | 0%
Miscellaneous Manufacturing Transformers-New | IndShift3 | 1 | 1 | 1 | 1 | 1 | 0.85 | PSE10YrRetro | 10% | 10% | 10% | 10% | 10% | 10% | 10% | 10% | 10% | 10% | 0% | 0% | 0% | 0% | 0% | 0% | 0% | 0% | 0% | 0% | 0% | 0% | 0% | 0%
Miscellaneous Manufacturing Synchronous Belts | IndShift3 | 1 | 1 | 1 | 1 | 1 | 0.85 | PSE10YrRetro | 10% | 10% | 10% | 10% | 10% | 10% | 10% | 10% | 10% | 10% | 0% | 0% | 0% | 0% | 0% | 0% | 0% | 0% | 0% | 0% | 0% | 0% | 0% | 0%
Miscellaneous Manufacturing Elec Chip Fab: Eliminate Exhaust | IndShift3 | 1 | 1 | 1 | 1 | 1 | 0.85 | PSE10YrRetro | 10% | 10% | 10% | 10% | 10% | 10% | 10% | 10% | 10% | 10% | 0% | 0% | 0% | 0% | 0% | 0% | 0% | 0% | 0% | 0% | 0% | 0% | 0% | 0%
Miscellaneous Manufacturing Elec Chip Fab: Exhaust Injector | IndShift3 | 1 | 1 | 1 | 1 | 1 | 0.85 | PSE10YrRetro | 10% | 10% | 10% | 10% | 10% | 10% | 10% | 10% | 10% | 10% | 0% | 0% | 0% | 0% | 0% | 0% | 0% | 0% | 0% | 0% | 0% | 0% | 0% | 0%
Miscellaneous Manufacturing Elec Chip Fab: Solidstate Chiller | IndShift3 | 1 | 1 | 1 | 1 | 1 | 0.85 | PSE10YrRetro | 10% | 10% | 10% | 10% | 10% | 10% | 10% | 10% | 10% | 10% | 0% | 0% | 0% | 0% | 0% | 0% | 0% | 0% | 0% | 0% | 0% | 0% | 0% | 0%
Miscellaneous Manufacturing Elec Chip Fab: Reduce Gas Pressure | IndShift3 | 1 | 1 | 1 | 1 | 1 | 0.85 | PSE10YrRetro | 10% | 10% | 10% | 10% | 10% | 10% | 10% | 10% | 10% | 10% | 0% | 0% | 0% | 0% | 0% | 0% | 0% | 0% | 0% | 0% | 0% | 0% | 0% | 0%
Miscellaneous Manufacturing Clean Room: Change Filter Strategy | IndShift3 | 1 | 1 | 1 | 1 | 1 | 0.85 | PSE10YrRetro | 10% | 10% | 10% | 10% | 10% | 10% | 10% | 10% | 10% | 10% | 0% | 0% | 0% | 0% | 0% | 0% | 0% | 0% | 0% | 0% | 0% | 0% | 0% | 0%
Miscellaneous Manufacturing Clean Room: Clean Room HVAC | IndShift3 | 1 | 1 | 1 | 1 | 1 | 0.85 | PSE10YrRetro | 10% | 10% | 10% | 10% | 10% | 10% | 10% | 10% | 10% | 10% | 0% | 0% | 0% | 0% | 0% | 0% | 0% | 0% | 0% | 0% | 0% | 0% | 0% | 0%
Miscellaneous Manufacturing Clean Room: Chiller Optimize | IndShift3 | 1 | 1 | 1 | 1 | 1 | 0.85 | PSE10YrRetro | 10% | 10% | 10% | 10% | 10% | 10% | 10% | 10% | 10% | 10% | 0% | 0% | 0% | 0% | 0% | 0% | 0% | 0% | 0% | 0% | 0% | 0% | 0% | 0%
Miscellaneous Manufacturing Food: Cooling and Storage | IndShift3 | 1 | 1 | 1 | 1 | 1 | 0.85 | PSE10YrRetro | 10% | 10% | 10% | 10% | 10% | 10% | 10% | 10% | 10% | 10% | 0% | 0% | 0% | 0% | 0% | 0% | 0% | 0% | 0% | 0% | 0% | 0% | 0% | 0%
Miscellaneous Manufacturing Food: Refrig Storage Tuneup | IndShift3 | 1 | 1 | 1 | 1 | 1 | 0.85 | PSE10YrRetro | 10% | 10% | 10% | 10% | 10% | 10% | 10% | 10% | 10% | 10% | 0% | 0% | 0% | 0% | 0% | 0% | 0% | 0% | 0% | 0% | 0% | 0% | 0% | 0%
Miscellaneous Manufacturing Metal: New Arc Furnace | IndShift3 | 1 | 1 | 1 | 1 | 1 | 0.85 | PSE10YrRetro | 10% | 10% | 10% | 10% | 10% | 10% | 10% | 10% | 10% | 10% | 0% | 0% | 0% | 0% | 0% | 0% | 0% | 0% | 0% | 0% | 0% | 0% | 0% | 0%
Miscellaneous Manufacturing Mech Pulp: Refiner Replacement | IndShift3 | 1 | 1 | 1 | 1 | 1 | 0.85 | PSE10YrRetro | 10% | 10% | 10% | 10% | 10% | 10% | 10% | 10% | 10% | 10% | 0% | 0% | 0% | 0% | 0% | 0% | 0% | 0% | 0% | 0% | 0% | 0% | 0% | 0%
Miscellaneous Manufacturing Mech Pulp: Premium Process | IndShift3 | 1 | 1 | 1 | 1 | 1 | 0.85 | PSE10YrRetro | 10% | 10% | 10% | 10% | 10% | 10% | 10% | 10% | 10% | 10% | 0% | 0% | 0% | 0% | 0% | 0% | 0% | 0% | 0% | 0% | 0% | 0% | 0% | 0%
Miscellaneous Manufacturing Mech Pulp: Refiner Plate Improvement | IndShift3 | 1 | 1 | 1 | 1 | 1 | 0.85 | PSE10YrRetro | 10% | 10% | 10% | 10% | 10% | 10% | 10% | 10% | 10% | 10% | 0% | 0% | 0% | 0% | 0% | 0% | 0% | 0% | 0% | 0% | 0% | 0% | 0% | 0%
Miscellaneous Manufacturing Kraft: Effluent Treatment System | IndShift3 | 1 | 1 | 1 | 1 | 1 | 0.85 | PSE10YrRetro | 10% | 10% | 10% | 10% | 10% | 10% | 10% | 10% | 10% | 10% | 0% | 0% | 0% | 0% | 0% | 0% | 0% | 0% | 0% | 0% | 0% | 0% | 0% | 0%
Miscellaneous Manufacturing Kraft: Efficient Agitator | IndShift3 | 1 | 1 | 1 | 1 | 1 | 0.85 | PSE10YrRetro | 10% | 10% | 10% | 10% | 10% | 10% | 10% | 10% | 10% | 10% | 0% | 0% | 0% | 0% | 0% | 0% | 0% | 0% | 0% | 0% | 0% | 0% | 0% | 0%
Miscellaneous Manufacturing Paper: Efficient Pulp Screen | IndShift3 | 1 | 1 | 1 | 1 | 1 | 0.85 | PSE10YrRetro | 10% | 10% | 10% | 10% | 10% | 10% | 10% | 10% | 10% | 10% | 0% | 0% | 0% | 0% | 0% | 0% | 0% | 0% | 0% | 0% | 0% | 0% | 0% | 0%
Miscellaneous Manufacturing Paper: Premium Fan | IndShift3 | 1 | 1 | 1 | 1 | 1 | 0.85 | PSE10YrRetro | 10% | 10% | 10% | 10% | 10% | 10% | 10% | 10% | 10% | 10% | 0% | 0% | 0% | 0% | 0% | 0% | 0% | 0% | 0% | 0% | 0% | 0% | 0% | 0%
Miscellaneous Manufacturing Paper: Material Handling | SIC24 | 1 | 1 | 1 | 1 | 1 | 0.85 | PSE10YrRetro | 10% | 10% | 10% | 10% | 10% | 10% | 10% | 10% | 10% | 10% | 0% | 0% | 0% | 0% | 0% | 0% | 0% | 0% | 0% | 0% | 0% | 0% | 0% | 0%
Miscellaneous Manufacturing Paper: Large Material Handling | SIC24 | 1 | 1 | 1 | 1 | 1 | 0.85 | PSE10YrRetro | 10% | 10% | 10% | 10% | 10% | 10% | 10% | 10% | 10% | 10% | 0% | 0% | 0% | 0% | 0% | 0% | 0% | 0% | 0% | 0% | 0% | 0% | 0% | 0%
Miscellaneous Manufacturing Paper: Premium Control Large Material | IndShift3 | 1 | 1 | 1 | 1 | 1 | 0.85 | PSE10YrRetro | 10% | 10% | 10% | 10% | 10% | 10% | 10% | 10% | 10% | 10% | 0% | 0% | 0% | 0% | 0% | 0% | 0% | 0% | 0% | 0% | 0% | 0% | 0% | 0%
Miscellaneous Manufacturing Material Handling1 | SIC24 | 1 | 1 | 1 | 1 | 1 | 0.85 | PSE10YrRetro | 10% | 10% | 10% | 10% | 10% | 10% | 10% | 10% | 10% | 10% | 0% | 0% | 0% | 0% | 0% | 0% | 0% | 0% | 0% | 0% | 0% | 0% | 0% | 0%
Miscellaneous Manufacturing Material Handling2 | SIC24 | 1 | 1 | 1 | 1 | 1 | 0.85 | PSE10YrRetro | 10% | 10% | 10% | 10% | 10% | 10% | 10% | 10% | 10% | 10% | 0% | 0% | 0% | 0% | 0% | 0% | 0% | 0% | 0% | 0% | 0% | 0% | 0% | 0%
Miscellaneous Manufacturing Material Handling VFD1 | SIC24 | 1 | 1 | 1 | 1 | 1 | 0.85 | PSE10YrRetro | 10% | 10% | 10% | 10% | 10% | 10% | 10% | 10% | 10% | 10% | 0% | 0% | 0% | 0% | 0% | 0% | 0% | 0% | 0% | 0% | 0% | 0% | 0% | 0%
Miscellaneous Manufacturing Material Handling VFD2 | SIC24 | 1 | 1 | 1 | 1 | 1 | 0.85 | PSE10YrRetro | 10% | 10% | 10% | 10% | 10% | 10% | 10% | 10% | 10% | 10% | 0% | 0% | 0% | 0% | 0% | 0% | 0% | 0% | 0% | 0% | 0% | 0% | 0% | 0%
Miscellaneous Manufacturing Wood: Replace Pneumatic Conveyor | SIC24 | 1 | 1 | 1 | 1 | 1 | 0.85 | PSE10YrRetro | 10% | 10% | 10% | 10% | 10% | 10% | 10% | 10% | 10% | 10% | 0% | 0% | 0% | 0% | 0% | 0% | 0% | 0% | 0% | 0% | 0% | 0% | 0% | 0%
Miscellaneous Manufacturing Panel: Hydraulic Press | SIC24 | 1 | 1 | 1 | 1 | 1 | 0.85 | PSE10YrRetro | 10% | 10% | 10% | 10% | 10% | 10% | 10% | 10% | 10% | 10% | 0% | 0% | 0% | 0% | 0% | 0% | 0% | 0% | 0% | 0% | 0% | 0% | 0% | 0%
Miscellaneous Manufacturing Cold Storage Retrofit | RefrigWarehouseGroc | 1 | 1 | 1 | 1 | 1 | 0.85 | PSE10YrRetro | 10% | 10% | 10% | 10% | 10% | 10% | 10% | 10% | 10% | 10% | 0% | 0% | 0% | 0% | 0% | 0% | 0% | 0% | 0% | 0% | 0% | 0% | 0% | 0%
Miscellaneous Manufacturing Cold Storage Tuneup | RefrigWarehouseGroc | 1 | 1 | 1 | 1 | 1 | 0.85 | PSE10YrRetro | 10% | 10% | 10% | 10% | 10% | 10% | 10% | 10% | 10% | 10% | 0% | 0% | 0% | 0% | 0% | 0% | 0% | 0% | 0% | 0% | 0% | 0% | 0% | 0%
Miscellaneous Manufacturing Fruit Storage Refer Retrofit | IndShift3 | 1 | 1 | 1 | 1 | 1 | 0.85 | PSE10YrRetro | 10% | 10% | 10% | 10% | 10% | 10% | 10% | 10% | 10% | 10% | 0% | 0% | 0% | 0% | 0% | 0% | 0% | 0% | 0% | 0% | 0% | 0% | 0% | 0%
Miscellaneous Manufacturing CA Retrofit -- CO2 Scrub | IndShift3 | 1 | 1 | 1 | 1 | 1 | 0.85 | PSE10YrRetro | 10% | 10% | 10% | 10% | 10% | 10% | 10% | 10% | 10% | 10% | 0% | 0% | 0% | 0% | 0% | 0% | 0% | 0% | 0% | 0% | 0% | 0% | 0% | 0%
Miscellaneous Manufacturing CA Retrofit -- Membrane | IndShift3 | 1 | 1 | 1 | 1 | 1 | 0.85 | PSE10YrRetro | 10% | 10% | 10% | 10% | 10% | 10% | 10% | 10% | 10% | 10% | 0% | 0% | 0% | 0% | 0% | 0% | 0% | 0% | 0% | 0% | 0% | 0% | 0% | 0%
Miscellaneous Manufacturing Fruit Storage Tuneup | IndShift3 | 1 | 1 | 1 | 1 | 1 | 0.85 | PSE10YrRetro | 10% | 10% | 10% | 10% | 10% | 10% | 10% | 10% | 10% | 10% | 0% | 0% | 0% | 0% | 0% | 0% | 0% | 0% | 0% | 0% | 0% | 0% | 0% | 0%
Miscellaneous Manufacturing Groc Dist Retrofit | IndShift3 | 1 | 1 | 1 | 1 | 1 | 0.85 | PSE10YrRetro | 10% | 10% | 10% | 10% | 10% | 10% | 10% | 10% | 10% | 10% | 0% | 0% | 0% | 0% | 0% | 0% | 0% | 0% | 0% | 0% | 0% | 0% | 0% | 0%
Miscellaneous Manufacturing Groc Dist Tuneup | IndShift3 | 1 | 1 | 1 | 1 | 1 | 0.85 | PSE10YrRetro | 10% | 10% | 10% | 10% | 10% | 10% | 10% | 10% | 10% | 10% | 0% | 0% | 0% | 0% | 0% | 0% | 0% | 0% | 0% | 0% | 0% | 0% | 0% | 0%
Miscellaneous Manufacturing Plant Energy Management | IndShift3 | 1 | 1 | 1 | 1 | 1 | 0.85 | PSE10YrRetro | 10% | 10% | 10% | 10% | 10% | 10% | 10% | 10% | 10% | 10% | 0% | 0% | 0% | 0% | 0% | 0% | 0% | 0% | 0% | 0% | 0% | 0% | 0% | 0%
Miscellaneous Manufacturing Energy Project Management | IndShift3 | 1 | 1 | 1 | 1 | 1 | 0.85 | PSE10YrRetro | 10% | 10% | 10% | 10% | 10% | 10% | 10% | 10% | 10% | 10% | 0% | 0% | 0% | 0% | 0% | 0% | 0% | 0% | 0% | 0% | 0% | 0% | 0% | 0%
Miscellaneous Manufacturing Integrated Plant Energy Management | IndShift3 | 1 | 1 | 1 | 1 | 1 | 0.85 | PSE10YrRetro | 10% | 10% | 10% | 10% | 10% | 10% | 10% | 10% | 10% | 10% | 0% | 0% | 0% | 0% | 0% | 0% | 0% | 0% | 0% | 0% | 0% | 0% | 0% | 0%
Mechanical Pulp Building Envelope Infiltration Improvements | IndShift3 | 1 | 1 | 1 | 1 | 1 | 0.85 | PSE10YrRetro | 10% | 10% | 10% | 10% | 10% | 10% | 10% | 10% | 10% | 10% | 0% | 0% | 0% | 0% | 0% | 0% | 0% | 0% | 0% | 0% | 0% | 0% | 0% | 0%
Mechanical Pulp Building Envelope Insulation and Window/Door Improvements | IndShift3 | 1 | 1 | 1 | 1 | 1 | 0.85 | PSE10YrRetro | 10% | 10% | 10% | 10% | 10% | 10% | 10% | 10% | 10% | 10% | 0% | 0% | 0% | 0% | 0% | 0% | 0% | 0% | 0% | 0% | 0% | 0% | 0% | 0%
Mechanical Pulp Equipment Upgrade - Replace Existing HVAC Unit With High Efficiency Model | IndShift3 | 1 | 1 | 1 | 1 | 1 | 0.85 | PSE10YrRetro | 10% | 10% | 10% | 10% | 10% | 10% | 10% | 10% | 10% | 10% | 0% | 0% | 0% | 0% | 0% | 0% | 0% | 0% | 0% | 0% | 0% | 0% | 0% | 0%
Mechanical Pulp HVAC Equipment Scheduling Improvements - HVAC Controls, Timers Or Thermostats | IndShift3 | 1 | 1 | 1 | 1 | 1 | 0.85 | PSE10YrRetro | 10% | 10% | 10% | 10% | 10% | 10% | 10% | 10% | 10% | 10% | 0% | 0% | 0% | 0% | 0% | 0% | 0% | 0% | 0% | 0% | 0% | 0% | 0% | 0%
Mechanical Pulp Optimize Ventilation System | IndShift3 | 1 | 1 | 1 | 1 | 1 | 0.85 | PSE10YrRetro | 10% | 10% | 10% | 10% | 10% | 10% | 10% | 10% | 10% | 10% | 0% | 0% | 0% | 0% | 0% | 0% | 0% | 0% | 0% | 0% | 0% | 0% | 0% | 0%
Mechanical Pulp Analyze Flue Gas For Proper Air/Fuel Ratio | IndShift3 | 1 | 1 | 1 | 1 | 1 | 0.85 | PSE10YrRetro | 10% | 10% | 10% | 10% | 10% | 10% | 10% | 10% | 10% | 10% | 0% | 0% | 0% | 0% | 0% | 0% | 0% | 0% | 0% | 0% | 0% | 0% | 0% | 0%
Mechanical Pulp Boiler - Operation, Maintenance, And Scheduling | IndShift3 | 1 | 1 | 1 | 1 | 1 | 0.85 | PSE10YrRetro | 10% | 10% | 10% | 10% | 10% | 10% | 10% | 10% | 10% | 10% | 0% | 0% | 0% | 0% | 0% | 0% | 0% | 0% | 0% | 0% | 0% | 0% | 0% | 0%
Mechanical Pulp Equipment Upgrade - Boiler Replacement | IndShift3 | 1 | 1 | 1 | 1 | 1 | 0.85 | PSE10YrRetro | 10% | 10% | 10% | 10% | 10% | 10% | 10% | 10% | 10% | 10% | 0% | 0% | 0% | 0% | 0% | 0% | 0% | 0% | 0% | 0% | 0% | 0% | 0% | 0%
Mechanical Pulp Equipment Upgrade - Boiler Turbulators | IndShift3 | 1 | 1 | 1 | 1 | 1 | 0.85 | PSE10YrRetro | 10% | 10% | 10% | 10% | 10% | 10% | 10% | 10% | 10% | 10% | 0% | 0% | 0% | 0% | 0% | 0% | 0% | 0% | 0% | 0% | 0% | 0% | 0% | 0%
Mechanical Pulp Improve Combustion Control Capability And Air Flow | IndShift3 | 1 | 1 | 1 | 1 | 1 | 0.85 | PSE10YrRetro | 10% | 10% | 10% | 10% | 10% | 10% | 10% | 10% | 10% | 10% | 0% | 0% | 0% | 0% | 0% | 0% | 0% | 0% | 0% | 0% | 0% | 0% | 0% | 0%
Mechanical Pulp Install Or Repair Insulation On Condensate Lines And Optimize Condensate | IndShift3 | 1 | 1 | 1 | 1 | 1 | 0.85 | PSE10YrRetro | 10% | 10% | 10% | 10% | 10% | 10% | 10% | 10% | 10% | 10% | 0% | 0% | 0% | 0% | 0% | 0% | 0% | 0% | 0% | 0% | 0% | 0% | 0% | 0%
Mechanical Pulp Insulate Steam, Hot Water Lines Or Feedwater Tank | IndShift3 | 1 | 1 | 1 | 1 | 1 | 0.85 | PSE10YrRetro | 10% | 10% | 10% | 10% | 10% | 10% | 10% | 10% | 10% | 10% | 0% | 0% | 0% | 0% | 0% | 0% | 0% | 0% | 0% | 0% | 0% | 0% | 0% | 0%
Mechanical Pulp Minimize Boiler Blowdown | IndShift3 | 1 | 1 | 1 | 1 | 1 | 0.85 | PSE10YrRetro | 10% | 10% | 10% | 10% | 10% | 10% | 10% | 10% | 10% | 10% | 0% | 0% | 0% | 0% | 0% | 0% | 0% | 0% | 0% | 0% | 0% | 0% | 0% | 0%
Mechanical Pulp Optimize Heating System To Improve Burner Efficiency, Reduce Energy Requirements And Heat Treatment Process | IndShift3 | 1 | 1 | 1 | 1 | 1 | 0.85 | PSE10YrRetro | 10% | 10% | 10% | 10% | 10% | 10% | 10% | 10% | 10% | 10% | 0% | 0% | 0% | 0% | 0% | 0% | 0% | 0% | 0% | 0% | 0% | 0% | 0% | 0%
Mechanical Pulp Repair And Eliminate Steam Leaks | IndShift3 | 1 | 1 | 1 | 1 | 1 | 0.85 | PSE10YrRetro | 10% | 10% | 10% | 10% | 10% | 10% | 10% | 10% | 10% | 10% | 0% | 0% | 0% | 0% | 0% | 0% | 0% | 0% | 0% | 0% | 0% | 0% | 0% | 0%
Mechanical Pulp Replace Steam Traps | IndShift3 | 1 | 1 | 1 | 1 | 1 | 0.85 | PSE10YrRetro | 10% | 10% | 10% | 10% | 10% | 10% | 10% | 10% | 10% | 10% | 0% | 0% | 0% | 0% | 0% | 0% | 0% | 0% | 0% | 0% | 0% | 0% | 0% | 0%
Mechanical Pulp Other Plant Operations Improvements To Reduce Energy Requirements | IndShift3 | 1 | 1 | 1 | 1 | 1 | 0.85 | PSE10YrRetro | 10% | 10% | 10% | 10% | 10% | 10% | 10% | 10% | 10% | 10% | 0% | 0% | 0% | 0% | 0% | 0% | 0% | 0% | 0% | 0% | 0% | 0% | 0% | 0%
Mechanical Pulp Heat Recovery And Waste Heat For Process | IndShift3 | 1 | 1 | 1 | 1 | 1 | 0.85 | PSE10YrRetro | 10% | 10% | 10% | 10% | 10% | 10% | 10% | 10% | 10% | 10% | 0% | 0% | 0% | 0% | 0% | 0% | 0% | 0% | 0% | 0% | 0% | 0% | 0% | 0%
Mechanical Pulp Process Improvements To Reduce Energy Requirements | IndShift3 | 1 | 1 | 1 | 1 | 1 | 0.85 | PSE10YrRetro | 10% | 10% | 10% | 10% | 10% | 10% | 10% | 10% | 10% | 10% | 0% | 0% | 0% | 0% | 0% | 0% | 0% | 0% | 0% | 0% | 0% | 0% | 0% | 0%
Mechanical Pulp Thermal Systems Add Insulation To Equipment | IndShift3 | 1 | 1 | 1 | 1 | 1 | 0.85 | PSE10YrRetro | 10% | 10% | 10% | 10% | 10% | 10% | 10% | 10% | 10% | 10% | 0% | 0% | 0% | 0% | 0% | 0% | 0% | 0% | 0% | 0% | 0% | 0% | 0% | 0%
Mechanical Pulp Thermal Systems Reduce Infiltration; Isolate Hot Or Cold Equipment | IndShift3 | 1 | 1 | 1 | 1 | 1 | 0.85 | PSE10YrRetro | 10% | 10% | 10% | 10% | 10% | 10% | 10% | 10% | 10% | 10% | 0% | 0% | 0% | 0% | 0% | 0% | 0% | 0% | 0% | 0% | 0% | 0% | 0% | 0%
Mechanical Pulp Waste Heat From Hot Flue Gases To Preheat | IndShift3 | 1 | 1 | 1 | 1 | 1 | 0.85 | PSE10YrRetro | 10% | 10% | 10% | 10% | 10% | 10% | 10% | 10% | 10% | 10% | 0% | 0% | 0% | 0% | 0% | 0% | 0% | 0% | 0% | 0% | 0% | 0% | 0% | 0%
Mechanical Pulp Plant Operations - Equipment Scheduling Improvements | IndShift3 | 1 | 1 | 1 | 1 | 1 | 0.85 | PSE10YrRetro | 10% | 10% | 10% | 10% | 10% | 10% | 10% | 10% | 10% | 10% | 0% | 0% | 0% | 0% | 0% | 0% | 0% | 0% | 0% | 0% | 0% | 0% | 0% | 0%
Kraft Pulp Building Envelope Infiltration Improvements | IndShift3 | 1 | 1 | 1 | 1 | 1 | 0.85 | PSE10YrRetro | 10% | 10% | 10% | 10% | 10% | 10% | 10% | 10% | 10% | 10% | 0% | 0% | 0% | 0% | 0% | 0% | 0% | 0% | 0% | 0% | 0% | 0% | 0% | 0%
Kraft Pulp Building Envelope Insulation and Window/Door Improvements | IndShift3 | 1 | 1 | 1 | 1 | 1 | 0.85 | PSE10YrRetro | 10% | 10% | 10% | 10% | 10% | 10% | 10% | 10% | 10% | 10% | 0% | 0% | 0% | 0% | 0% | 0% | 0% | 0% | 0% | 0% | 0% | 0% | 0% | 0%
Kraft Pulp Equipment Upgrade - Replace Existing HVAC Unit With High Efficiency Model | IndShift3 | 1 | 1 | 1 | 1 | 1 | 0.85 | PSE10YrRetro | 10% | 10% | 10% | 10% | 10% | 10% | 10% | 10% | 10% | 10% | 0% | 0% | 0% | 0% | 0% | 0% | 0% | 0% | 0% | 0% | 0% | 0% | 0% | 0%
Kraft Pulp HVAC Equipment Scheduling Improvements - HVAC Controls, Timers Or Thermostats | IndShift3 | 1 | 1 | 1 | 1 | 1 | 0.85 | PSE10YrRetro | 10% | 10% | 10% | 10% | 10% | 10% | 10% | 10% | 10% | 10% | 0% | 0% | 0% | 0% | 0% | 0% | 0% | 0% | 0% | 0% | 0% | 0% | 0% | 0%
Kraft Pulp Optimize Ventilation System | IndShift3 | 1 | 1 | 1 | 1 | 1 | 0.85 | PSE10YrRetro | 10% | 10% | 10% | 10% | 10% | 10% | 10% | 10% | 10% | 10% | 0% | 0% | 0% | 0% | 0% | 0% | 0% | 0% | 0% | 0% | 0% | 0% | 0% | 0%
Kraft Pulp Analyze Flue Gas For Proper Air/Fuel Ratio | IndShift3 | 1 | 1 | 1 | 1 | 1 | 0.85 | PSE10YrRetro | 10% | 10% | 10% | 10% | 10% | 10% | 10% | 10% | 10% | 10% | 0% | 0% | 0% | 0% | 0% | 0% | 0% | 0% | 0% | 0% | 0% | 0% | 0% | 0%
Kraft Pulp Boiler - Operation, Maintenance, And Scheduling | IndShift3 | 1 | 1 | 1 | 1 | 1 | 0.85 | PSE10YrRetro | 10% | 10% | 10% | 10% | 10% | 10% | 10% | 10% | 10% | 10% | 0% | 0% | 0% | 0% | 0% | 0% | 0% | 0% | 0% | 0% | 0% | 0% | 0% | 0%
Kraft Pulp Equipment Upgrade - Boiler Replacement | IndShift3 | 1 | 1 | 1 | 1 | 1 | 0.85 | PSE10YrRetro | 10% | 10% | 10% | 10% | 10% | 10% | 10% | 10% | 10% | 10% | 0% | 0% | 0% | 0% | 0% | 0% | 0% | 0% | 0% | 0% | 0% | 0% | 0% | 0%
Kraft Pulp Equipment Upgrade - Boiler Turbulators | IndShift3 | 1 | 1 | 1 | 1 | 1 | 0.85 | PSE10YrRetro | 10% | 10% | 10% | 10% | 10% | 10% | 10% | 10% | 10% | 10% | 0% | 0% | 0% | 0% | 0% | 0% | 0% | 0% | 0% | 0% | 0% | 0% | 0% | 0%
Kraft Pulp Improve Combustion Control Capability And Air Flow | IndShift3 | 1 | 1 | 1 | 1 | 1 | 0.85 | PSE10YrRetro | 10% | 10% | 10% | 10% | 10% | 10% | 10% | 10% | 10% | 10% | 0% | 0% | 0% | 0% | 0% | 0% | 0% | 0% | 0% | 0% | 0% | 0% | 0% | 0%
Kraft Pulp Install Or Repair Insulation On Condensate Lines And Optimize Condensate | IndShift3 | 1 | 1 | 1 | 1 | 1 | 0.85 | PSE10YrRetro | 10% | 10% | 10% | 10% | 10% | 10% | 10% | 10% | 10% | 10% | 0% | 0% | 0% | 0% | 0% | 0% | 0% | 0% | 0% | 0% | 0% | 0% | 0% | 0%
Kraft Pulp Insulate Steam, Hot Water Lines Or Feedwater Tank | IndShift3 | 1 | 1 | 1 | 1 | 1 | 0.85 | PSE10YrRetro | 10% | 10% | 10% | 10% | 10% | 10% | 10% | 10% | 10% | 10% | 0% | 0% | 0% | 0% | 0% | 0% | 0% | 0% | 0% | 0% | 0% | 0% | 0% | 0%
Kraft Pulp Minimize Boiler Blowdown | IndShift3 | 1 | 1 | 1 | 1 | 1 | 0.85 | PSE10YrRetro | 10% | 10% | 10% | 10% | 10% | 10% | 10% | 10% | 10% | 10% | 0% | 0% | 0% | 0% | 0% | 0% | 0% | 0% | 0% | 0% | 0% | 0% | 0% | 0%
Kraft Pulp Optimize Heating System To Improve Burner Efficiency, Reduce Energy Requirements And Heat Treatment Process | IndShift3 | 1 | 1 | 1 | 1 | 1 | 0.85 | PSE10YrRetro | 10% | 10% | 10% | 10% | 10% | 10% | 10% | 10% | 10% | 10% | 0% | 0% | 0% | 0% | 0% | 0% | 0% | 0% | 0% | 0% | 0% | 0% | 0% | 0%
Kraft Pulp Repair And Eliminate Steam Leaks | IndShift3 | 1 | 1 | 1 | 1 | 1 | 0.85 | PSE10YrRetro | 10% | 10% | 10% | 10% | 10% | 10% | 10% | 10% | 10% | 10% | 0% | 0% | 0% | 0% | 0% | 0% | 0% | 0% | 0% | 0% | 0% | 0% | 0% | 0%
Kraft Pulp Replace Steam Traps | IndShift3 | 1 | 1 | 1 | 1 | 1 | 0.85 | PSE10YrRetro | 10% | 10% | 10% | 10% | 10% | 10% | 10% | 10% | 10% | 10% | 0% | 0% | 0% | 0% | 0% | 0% | 0% | 0% | 0% | 0% | 0% | 0% | 0% | 0%
Kraft Pulp Other Plant Operations Improvements To Reduce Energy Requirements | IndShift3 | 1 | 1 | 1 | 1 | 1 | 0.85 | PSE10YrRetro | 10% | 10% | 10% | 10% | 10% | 10% | 10% | 10% | 10% | 10% | 0% | 0% | 0% | 0% | 0% | 0% | 0% | 0% | 0% | 0% | 0% | 0% | 0% | 0%
Kraft Pulp Heat Recovery And Waste Heat For Process | IndShift3 | 1 | 1 | 1 | 1 | 1 | 0.85 | PSE10YrRetro | 10% | 10% | 10% | 10% | 10% | 10% | 10% | 10% | 10% | 10% | 0% | 0% | 0% | 0% | 0% | 0% | 0% | 0% | 0% | 0% | 0% | 0% | 0% | 0%
Kraft Pulp Process Improvements To Reduce Energy Requirements | IndShift3 | 1 | 1 | 1 | 1 | 1 | 0.85 | PSE10YrRetro | 10% | 10% | 10% | 10% | 10% | 10% | 10% | 10% | 10% | 10% | 0% | 0% | 0% | 0% | 0% | 0% | 0% | 0% | 0% | 0% | 0% | 0% | 0% | 0%
Kraft Pulp Thermal Systems Add Insulation To Equipment | IndShift3 | 1 | 1 | 1 | 1 | 1 | 0.85 | PSE10YrRetro | 10% | 10% | 10% | 10% | 10% | 10% | 10% | 10% | 10% | 10% | 0% | 0% | 0% | 0% | 0% | 0% | 0% | 0% | 0% | 0% | 0% | 0% | 0% | 0%
Kraft Pulp Thermal Systems Reduce Infiltration; Isolate Hot Or Cold Equipment | IndShift3 | 1 | 1 | 1 | 1 | 1 | 0.85 | PSE10YrRetro | 10% | 10% | 10% | 10% | 10% | 10% | 10% | 10% | 10% | 10% | 0% | 0% | 0% | 0% | 0% | 0% | 0% | 0% | 0% | 0% | 0% | 0% | 0% | 0%
Kraft Pulp Waste Heat From Hot Flue Gases To Preheat | IndShift3 | 1 | 1 | 1 | 1 | 1 | 0.85 | PSE10YrRetro | 10% | 10% | 10% | 10% | 10% | 10% | 10% | 10% | 10% | 10% | 0% | 0% | 0% | 0% | 0% | 0% | 0% | 0% | 0% | 0% | 0% | 0% | 0% | 0%
Kraft Pulp Plant Operations - Equipment Scheduling Improvements | IndShift3 | 1 | 1 | 1 | 1 | 1 | 0.85 | PSE10YrRetro | 10% | 10% | 10% | 10% | 10% | 10% | 10% | 10% | 10% | 10% | 0% | 0% | 0% | 0% | 0% | 0% | 0% | 0% | 0% | 0% | 0% | 0% | 0% | 0%
Paper Building Envelope Infiltration Improvements | IndShift3 | 1 | 1 | 1 | 1 | 1 | 0.85 | PSE10YrRetro | 10% | 10% | 10% | 10% | 10% | 10% | 10% | 10% | 10% | 10% | 0% | 0% | 0% | 0% | 0% | 0% | 0% | 0% | 0% | 0% | 0% | 0% | 0% | 0%
Paper Building Envelope Insulation and Window/Door Improvements | IndShift3 | 1 | 1 | 1 | 1 | 1 | 0.85 | PSE10YrRetro | 10% | 10% | 10% | 10% | 10% | 10% | 10% | 10% | 10% | 10% | 0% | 0% | 0% | 0% | 0% | 0% | 0% | 0% | 0% | 0% | 0% | 0% | 0% | 0%
Paper Equipment Upgrade - Replace Existing HVAC Unit With High Efficiency Model | IndShift3 | 1 | 1 | 1 | 1 | 1 | 0.85 | PSE10YrRetro | 10% | 10% | 10% | 10% | 10% | 10% | 10% | 10% | 10% | 10% | 0% | 0% | 0% | 0% | 0% | 0% | 0% | 0% | 0% | 0% | 0% | 0% | 0% | 0%
Paper HVAC Equipment Scheduling Improvements - HVAC Controls, Timers Or Thermostats | IndShift3 | 1 | 1 | 1 | 1 | 1 | 0.85 | PSE10YrRetro | 10% | 10% | 10% | 10% | 10% | 10% | 10% | 10% | 10% | 10% | 0% | 0% | 0% | 0% | 0% | 0% | 0% | 0% | 0% | 0% | 0% | 0% | 0% | 0%
Paper Optimize Ventilation System | IndShift3 | 1 | 1 | 1 | 1 | 1 | 0.85 | PSE10YrRetro | 10% | 10% | 10% | 10% | 10% | 10% | 10% | 10% | 10% | 10% | 0% | 0% | 0% | 0% | 0% | 0% | 0% | 0% | 0% | 0% | 0% | 0% | 0% | 0%
Paper Analyze Flue Gas For Proper Air/Fuel Ratio | IndShift3 | 1 | 1 | 1 | 1 | 1 | 0.85 | PSE10YrRetro | 10% | 10% | 10% | 10% | 10% | 10% | 10% | 10% | 10% | 10% | 0% | 0% | 0% | 0% | 0% | 0% | 0% | 0% | 0% | 0% | 0% | 0% | 0% | 0%
Paper Boiler - Operation, Maintenance, And Scheduling | IndShift3 | 1 | 1 | 1 | 1 | 1 | 0.85 | PSE10YrRetro | 10% | 10% | 10% | 10% | 10% | 10% | 10% | 10% | 10% | 10% | 0% | 0% | 0% | 0% | 0% | 0% | 0% | 0% | 0% | 0% | 0% | 0% | 0% | 0%
Paper Equipment Upgrade - Boiler Replacement | IndShift3 | 1 | 1 | 1 | 1 | 1 | 0.85 | PSE10YrRetro | 10% | 10% | 10% | 10% | 10% | 10% | 10% | 10% | 10% | 10% | 0% | 0% | 0% | 0% | 0% | 0% | 0% | 0% | 0% | 0% | 0% | 0% | 0% | 0%
Paper Equipment Upgrade - Boiler Turbulators | IndShift3 | 1 | 1 | 1 | 1 | 1 | 0.85 | PSE10YrRetro | 10% | 10% | 10% | 10% | 10% | 10% | 10% | 10% | 10% | 10% | 0% | 0% | 0% | 0% | 0% | 0% | 0% | 0% | 0% | 0% | 0% | 0% | 0% | 0%
Paper Improve Combustion Control Capability And Air Flow | IndShift3 | 1 | 1 | 1 | 1 | 1 | 0.85 | PSE10YrRetro | 10% | 10% | 10% | 10% | 10% | 10% | 10% | 10% | 10% | 10% | 0% | 0% | 0% | 0% | 0% | 0% | 0% | 0% | 0% | 0% | 0% | 0% | 0% | 0%
Paper Install Or Repair Insulation On Condensate Lines And Optimize Condensate | IndShift3 | 1 | 1 | 1 | 1 | 1 | 0.85 | PSE10YrRetro | 10% | 10% | 10% | 10% | 10% | 10% | 10% | 10% | 10% | 10% | 0% | 0% | 0% | 0% | 0% | 0% | 0% | 0% | 0% | 0% | 0% | 0% | 0% | 0%
Paper Insulate Steam, Hot Water Lines Or Feedwater Tank | IndShift3 | 1 | 1 | 1 | 1 | 1 | 0.85 | PSE10YrRetro | 10% | 10% | 10% | 10% | 10% | 10% | 10% | 10% | 10% | 10% | 0% | 0% | 0% | 0% | 0% | 0% | 0% | 0% | 0% | 0% | 0% | 0% | 0% | 0%
Paper Minimize Boiler Blowdown | IndShift3 | 1 | 1 | 1 | 1 | 1 | 0.85 | PSE10YrRetro | 10% | 10% | 10% | 10% | 10% | 10% | 10% | 10% | 10% | 10% | 0% | 0% | 0% | 0% | 0% | 0% | 0% | 0% | 0% | 0% | 0% | 0% | 0% | 0%
Paper Optimize Heating System To Improve Burner Efficiency, Reduce Energy Requirements And Heat Treatment Process | IndShift3 | 1 | 1 | 1 | 1 | 1 | 0.85 | PSE10YrRetro | 10% | 10% | 10% | 10% | 10% | 10% | 10% | 10% | 10% | 10% | 0% | 0% | 0% | 0% | 0% | 0% | 0% | 0% | 0% | 0% | 0% | 0% | 0% | 0%
Paper Repair And Eliminate Steam Leaks | IndShift3 | 1 | 1 | 1 | 1 | 1 | 0.85 | PSE10YrRetro | 10% | 10% | 10% | 10% | 10% | 10% | 10% | 10% | 10% | 10% | 0% | 0% | 0% | 0% | 0% | 0% | 0% | 0% | 0% | 0% | 0% | 0% | 0% | 0%
Paper Replace Steam Traps | IndShift3 | 1 | 1 | 1 | 1 | 1 | 0.85 | PSE10YrRetro | 10% | 10% | 10% | 10% | 10% | 10% | 10% | 10% | 10% | 10% | 0% | 0% | 0% | 0% | 0% | 0% | 0% | 0% | 0% | 0% | 0% | 0% | 0% | 0%
Paper Other Plant Operations Improvements To Reduce Energy Requirements | IndShift3 | 1 | 1 | 1 | 1 | 1 | 0.85 | PSE10YrRetro | 10% | 10% | 10% | 10% | 10% | 10% | 10% | 10% | 10% | 10% | 0% | 0% | 0% | 0% | 0% | 0% | 0% | 0% | 0% | 0% | 0% | 0% | 0% | 0%
Paper Heat Recovery And Waste Heat For Process | IndShift3 | 1 | 1 | 1 | 1 | 1 | 0.85 | PSE10YrRetro | 10% | 10% | 10% | 10% | 10% | 10% | 10% | 10% | 10% | 10% | 0% | 0% | 0% | 0% | 0% | 0% | 0% | 0% | 0% | 0% | 0% | 0% | 0% | 0%
Paper Process Improvements To Reduce Energy Requirements | IndShift3 | 1 | 1 | 1 | 1 | 1 | 0.85 | PSE10YrRetro | 10% | 10% | 10% | 10% | 10% | 10% | 10% | 10% | 10% | 10% | 0% | 0% | 0% | 0% | 0% | 0% | 0% | 0% | 0% | 0% | 0% | 0% | 0% | 0%
Paper Thermal Systems Add Insulation To Equipment | IndShift3 | 1 | 1 | 1 | 1 | 1 | 0.85 | PSE10YrRetro | 10% | 10% | 10% | 10% | 10% | 10% | 10% | 10% | 10% | 10% | 0% | 0% | 0% | 0% | 0% | 0% | 0% | 0% | 0% | 0% | 0% | 0% | 0% | 0%
Paper Thermal Systems Reduce Infiltration; Isolate Hot Or Cold Equipment | IndShift3 | 1 | 1 | 1 | 1 | 1 | 0.85 | PSE10YrRetro | 10% | 10% | 10% | 10% | 10% | 10% | 10% | 10% | 10% | 10% | 0% | 0% | 0% | 0% | 0% | 0% | 0% | 0% | 0% | 0% | 0% | 0% | 0% | 0%
Paper Waste Heat From Hot Flue Gases To Preheat | IndShift3 | 1 | 1 | 1 | 1 | 1 | 0.85 | PSE10YrRetro | 10% | 10% | 10% | 10% | 10% | 10% | 10% | 10% | 10% | 10% | 0% | 0% | 0% | 0% | 0% | 0% | 0% | 0% | 0% | 0% | 0% | 0% | 0% | 0%
Paper Plant Operations - Equipment Scheduling Improvements | IndShift3 | 1 | 1 | 1 | 1 | 1 | 0.85 | PSE10YrRetro | 10% | 10% | 10% | 10% | 10% | 10% | 10% | 10% | 10% | 10% | 0% | 0% | 0% | 0% | 0% | 0% | 0% | 0% | 0% | 0% | 0% | 0% | 0% | 0%
Foundries Building Envelope Infiltration Improvements | IndShift3 | 1 | 1 | 1 | 1 | 1 | 0.85 | PSE10YrRetro | 10% | 10% | 10% | 10% | 10% | 10% | 10% | 10% | 10% | 10% | 0% | 0% | 0% | 0% | 0% | 0% | 0% | 0% | 0% | 0% | 0% | 0% | 0% | 0%
Foundries Building Envelope Insulation and Window/Door Improvements | IndShift3 | 1 | 1 | 1 | 1 | 1 | 0.85 | PSE10YrRetro | 10% | 10% | 10% | 10% | 10% | 10% | 10% | 10% | 10% | 10% | 0% | 0% | 0% | 0% | 0% | 0% | 0% | 0% | 0% | 0% | 0% | 0% | 0% | 0%
Foundries Equipment Upgrade - Replace Existing HVAC Unit With High Efficiency Model | IndShift3 | 1 | 1 | 1 | 1 | 1 | 0.85 | PSE10YrRetro | 10% | 10% | 10% | 10% | 10% | 10% | 10% | 10% | 10% | 10% | 0% | 0% | 0% | 0% | 0% | 0% | 0% | 0% | 0% | 0% | 0% | 0% | 0% | 0%
Foundries HVAC Equipment Scheduling Improvements - HVAC Controls, Timers Or Thermostats | IndShift3 | 1 | 1 | 1 | 1 | 1 | 0.85 | PSE10YrRetro | 10% | 10% | 10% | 10% | 10% | 10% | 10% | 10% | 10% | 10% | 0% | 0% | 0% | 0% | 0% | 0% | 0% | 0% | 0% | 0% | 0% | 0% | 0% | 0%
Foundries Optimize Ventilation System | IndShift3 | 1 | 1 | 1 | 1 | 1 | 0.85 | PSE10YrRetro | 10% | 10% | 10% | 10% | 10% | 10% | 10% | 10% | 10% | 10% | 0% | 0% | 0% | 0% | 0% | 0% | 0% | 0% | 0% | 0% | 0% | 0% | 0% | 0%
Foundries Analyze Flue Gas For Proper Air/Fuel Ratio | IndShift3 | 1 | 1 | 1 | 1 | 1 | 0.85 | PSE10YrRetro | 10% | 10% | 10% | 10% | 10% | 10% | 10% | 10% | 10% | 10% | 0% | 0% | 0% | 0% | 0% | 0% | 0% | 0% | 0% | 0% | 0% | 0% | 0% | 0%
Foundries Boiler - Operation, Maintenance, And Scheduling | IndShift3 | 1 | 1 | 1 | 1 | 1 | 0.85 | PSE10YrRetro | 10% | 10% | 10% | 10% | 10% | 10% | 10% | 10% | 10% | 10% | 0% | 0% | 0% | 0% | 0% | 0% | 0% | 0% | 0% | 0% | 0% | 0% | 0% | 0%
Foundries Equipment Upgrade - Boiler Replacement | IndShift3 | 1 | 1 | 1 | 1 | 1 | 0.85 | PSE10YrRetro | 10% | 10% | 10% | 10% | 10% | 10% | 10% | 10% | 10% | 10% | 0% | 0% | 0% | 0% | 0% | 0% | 0% | 0% | 0% | 0% | 0% | 0% | 0% | 0%
Foundries Equipment Upgrade - Boiler Turbulators | IndShift3 | 1 | 1 | 1 | 1 | 1 | 0.85 | PSE10YrRetro | 10% | 10% | 10% | 10% | 10% | 10% | 10% | 10% | 10% | 10% | 0% | 0% | 0% | 0% | 0% | 0% | 0% | 0% | 0% | 0% | 0% | 0% | 0% | 0%
Foundries Improve Combustion Control Capability And Air Flow | IndShift3 | 1 | 1 | 1 | 1 | 1 | 0.85 | PSE10YrRetro | 10% | 10% | 10% | 10% | 10% | 10% | 10% | 10% | 10% | 10% | 0% | 0% | 0% | 0% | 0% | 0% | 0% | 0% | 0% | 0% | 0% | 0% | 0% | 0%
Foundries Install Or Repair Insulation On Condensate Lines And Optimize Condensate | IndShift3 | 1 | 1 | 1 | 1 | 1 | 0.85 | PSE10YrRetro | 10% | 10% | 10% | 10% | 10% | 10% | 10% | 10% | 10% | 10% | 0% | 0% | 0% | 0% | 0% | 0% | 0% | 0% | 0% | 0% | 0% | 0% | 0% | 0%
Foundries Insulate Steam, Hot Water Lines Or Feedwater Tank | IndShift3 | 1 | 1 | 1 | 1 | 1 | 0.85 | PSE10YrRetro | 10% | 10% | 10% | 10% | 10% | 10% | 10% | 10% | 10% | 10% | 0% | 0% | 0% | 0% | 0% | 0% | 0% | 0% | 0% | 0% | 0% | 0% | 0% | 0%
Foundries Minimize Boiler Blowdown | IndShift3 | 1 | 1 | 1 | 1 | 1 | 0.85 | PSE10YrRetro | 10% | 10% | 10% | 10% | 10% | 10% | 10% | 10% | 10% | 10% | 0% | 0% | 0% | 0% | 0% | 0% | 0% | 0% | 0% | 0% | 0% | 0% | 0% | 0%
Foundries Optimize Heating System To Improve Burner Efficiency, Reduce Energy Requirements And Heat Treatment Process | IndShift3 | 1 | 1 | 1 | 1 | 1 | 0.85 | PSE10YrRetro | 10% | 10% | 10% | 10% | 10% | 10% | 10% | 10% | 10% | 10% | 0% | 0% | 0% | 0% | 0% | 0% | 0% | 0% | 0% | 0% | 0% | 0% | 0% | 0%
Foundries Repair And Eliminate Steam Leaks | IndShift3 | 1 | 1 | 1 | 1 | 1 | 0.85 | PSE10YrRetro | 10% | 10% | 10% | 10% | 10% | 10% | 10% | 10% | 10% | 10% | 0% | 0% | 0% | 0% | 0% | 0% | 0% | 0% | 0% | 0% | 0% | 0% | 0% | 0%
Foundries Replace Steam Traps | IndShift3 | 1 | 1 | 1 | 1 | 1 | 0.85 | PSE10YrRetro | 10% | 10% | 10% | 10% | 10% | 10% | 10% | 10% | 10% | 10% | 0% | 0% | 0% | 0% | 0% | 0% | 0% | 0% | 0% | 0% | 0% | 0% | 0% | 0%
Foundries Other Plant Operations Improvements To Reduce Energy Requirements | IndShift3 | 1 | 1 | 1 | 1 | 1 | 0.85 | PSE10YrRetro | 10% | 10% | 10% | 10% | 10% | 10% | 10% | 10% | 10% | 10% | 0% | 0% | 0% | 0% | 0% | 0% | 0% | 0% | 0% | 0% | 0% | 0% | 0% | 0%
Foundries Heat Recovery And Waste Heat For Process | IndShift3 | 1 | 1 | 1 | 1 | 1 | 0.85 | PSE10YrRetro | 10% | 10% | 10% | 10% | 10% | 10% | 10% | 10% | 10% | 10% | 0% | 0% | 0% | 0% | 0% | 0% | 0% | 0% | 0% | 0% | 0% | 0% | 0% | 0%
Foundries Process Improvements To Reduce Energy Requirements | IndShift3 | 1 | 1 | 1 | 1 | 1 | 0.85 | PSE10YrRetro | 10% | 10% | 10% | 10% | 10% | 10% | 10% | 10% | 10% | 10% | 0% | 0% | 0% | 0% | 0% | 0% | 0% | 0% | 0% | 0% | 0% | 0% | 0% | 0%
Foundries Thermal Systems Add Insulation To Equipment | IndShift3 | 1 | 1 | 1 | 1 | 1 | 0.85 | PSE10YrRetro | 10% | 10% | 10% | 10% | 10% | 10% | 10% | 10% | 10% | 10% | 0% | 0% | 0% | 0% | 0% | 0% | 0% | 0% | 0% | 0% | 0% | 0% | 0% | 0%
Foundries Thermal Systems Reduce Infiltration; Isolate Hot Or Cold Equipment | IndShift3 | 1 | 1 | 1 | 1 | 1 | 0.85 | PSE10YrRetro | 10% | 10% | 10% | 10% | 10% | 10% | 10% | 10% | 10% | 10% | 0% | 0% | 0% | 0% | 0% | 0% | 0% | 0% | 0% | 0% | 0% | 0% | 0% | 0%
Foundries Waste Heat From Hot Flue Gases To Preheat | IndShift3 | 1 | 1 | 1 | 1 | 1 | 0.85 | PSE10YrRetro | 10% | 10% | 10% | 10% | 10% | 10% | 10% | 10% | 10% | 10% | 0% | 0% | 0% | 0% | 0% | 0% | 0% | 0% | 0% | 0% | 0% | 0% | 0% | 0%
Foundries Plant Operations - Equipment Scheduling Improvements | IndShift3 | 1 | 1 | 1 | 1 | 1 | 0.85 | PSE10YrRetro | 10% | 10% | 10% | 10% | 10% | 10% | 10% | 10% | 10% | 10% | 0% | 0% | 0% | 0% | 0% | 0% | 0% | 0% | 0% | 0% | 0% | 0% | 0% | 0%
Food - Frozen Building Envelope Infiltration Improvements | IndShift3 | 1 | 1 | 1 | 1 | 1 | 0.85 | PSE10YrRetro | 10% | 10% | 10% | 10% | 10% | 10% | 10% | 10% | 10% | 10% | 0% | 0% | 0% | 0% | 0% | 0% | 0% | 0% | 0% | 0% | 0% | 0% | 0% | 0%
Food - Frozen Building Envelope Insulation and Window/Door Improvements | IndShift3 | 1 | 1 | 1 | 1 | 1 | 0.85 | PSE10YrRetro | 10% | 10% | 10% | 10% | 10% | 10% | 10% | 10% | 10% | 10% | 0% | 0% | 0% | 0% | 0% | 0% | 0% | 0% | 0% | 0% | 0% | 0% | 0% | 0%
Food - Frozen Equipment Upgrade - Replace Existing HVAC Unit With High Efficiency Model | IndShift3 | 1 | 1 | 1 | 1 | 1 | 0.85 | PSE10YrRetro | 10% | 10% | 10% | 10% | 10% | 10% | 10% | 10% | 10% | 10% | 0% | 0% | 0% | 0% | 0% | 0% | 0% | 0% | 0% | 0% | 0% | 0% | 0% | 0%
Food - Frozen HVAC Equipment Scheduling Improvements - HVAC Controls, Timers Or Thermostats | IndShift3 | 1 | 1 | 1 | 1 | 1 | 0.85 | PSE10YrRetro | 10% | 10% | 10% | 10% | 10% | 10% | 10% | 10% | 10% | 10% | 0% | 0% | 0% | 0% | 0% | 0% | 0% | 0% | 0% | 0% | 0% | 0% | 0% | 0%
Food - Frozen Optimize Ventilation System | IndShift3 | 1 | 1 | 1 | 1 | 1 | 0.85 | PSE10YrRetro | 10% | 10% | 10% | 10% | 10% | 10% | 10% | 10% | 10% | 10% | 0% | 0% | 0% | 0% | 0% | 0% | 0% | 0% | 0% | 0% | 0% | 0% | 0% | 0%
Food - Frozen Analyze Flue Gas For Proper Air/Fuel Ratio | IndShift3 | 1 | 1 | 1 | 1 | 1 | 0.85 | PSE10YrRetro | 10% | 10% | 10% | 10% | 10% | 10% | 10% | 10% | 10% | 10% | 0% | 0% | 0% | 0% | 0% | 0% | 0% | 0% | 0% | 0% | 0% | 0% | 0% | 0%
Food - Frozen Boiler - Operation, Maintenance, And Scheduling | IndShift3 | 1 | 1 | 1 | 1 | 1 | 0.85 | PSE10YrRetro | 10% | 10% | 10% | 10% | 10% | 10% | 10% | 10% | 10% | 10% | 0% | 0% | 0% | 0% | 0% | 0% | 0% | 0% | 0% | 0% | 0% | 0% | 0% | 0%
Food - Frozen Equipment Upgrade - Boiler Replacement | IndShift3 | 1 | 1 | 1 | 1 | 1 | 0.85 | PSE10YrRetro | 10% | 10% | 10% | 10% | 10% | 10% | 10% | 10% | 10% | 10% | 0% | 0% | 0% | 0% | 0% | 0% | 0% | 0% | 0% | 0% | 0% | 0% | 0% | 0%
Food - Frozen Equipment Upgrade - Boiler Turbulators | IndShift3 | 1 | 1 | 1 | 1 | 1 | 0.85 | PSE10YrRetro | 10% | 10% | 10% | 10% | 10% | 10% | 10% | 10% | 10% | 10% | 0% | 0% | 0% | 0% | 0% | 0% | 0% | 0% | 0% | 0% | 0% | 0% | 0% | 0%
Food - Frozen Improve Combustion Control Capability And Air Flow | IndShift3 | 1 | 1 | 1 | 1 | 1 | 0.85 | PSE10YrRetro | 10% | 10% | 10% | 10% | 10% | 10% | 10% | 10% | 10% | 10% | 0% | 0% | 0% | 0% | 0% | 0% | 0% | 0% | 0% | 0% | 0% | 0% | 0% | 0%
Food - Frozen Install Or Repair Insulation On Condensate Lines And Optimize Condensate | IndShift3 | 1 | 1 | 1 | 1 | 1 | 0.85 | PSE10YrRetro | 10% | 10% | 10% | 10% | 10% | 10% | 10% | 10% | 10% | 10% | 0% | 0% | 0% | 0% | 0% | 0% | 0% | 0% | 0% | 0% | 0% | 0% | 0% | 0%
Food - Frozen Insulate Steam, Hot Water Lines Or Feedwater Tank | IndShift3 | 1 | 1 | 1 | 1 | 1 | 0.85 | PSE10YrRetro | 10% | 10% | 10% | 10% | 10% | 10% | 10% | 10% | 10% | 10% | 0% | 0% | 0% | 0% | 0% | 0% | 0% | 0% | 0% | 0% | 0% | 0% | 0% | 0%
Food - Frozen Minimize Boiler Blowdown | IndShift3 | 1 | 1 | 1 | 1 | 1 | 0.85 | PSE10YrRetro | 10% | 10% | 10% | 10% | 10% | 10% | 10% | 10% | 10% | 10% | 0% | 0% | 0% | 0% | 0% | 0% | 0% | 0% | 0% | 0% | 0% | 0% | 0% | 0%
Food - Frozen Optimize Heating System To Improve Burner Efficiency, Reduce Energy Requirements And Heat Treatment Process | IndShift3 | 1 | 1 | 1 | 1 | 1 | 0.85 | PSE10YrRetro | 10% | 10% | 10% | 10% | 10% | 10% | 10% | 10% | 10% | 10% | 0% | 0% | 0% | 0% | 0% | 0% | 0% | 0% | 0% | 0% | 0% | 0% | 0% | 0%
Food - Frozen Repair And Eliminate Steam Leaks | IndShift3 | 1 | 1 | 1 | 1 | 1 | 0.85 | PSE10YrRetro | 10% | 10% | 10% | 10% | 10% | 10% | 10% | 10% | 10% | 10% | 0% | 0% | 0% | 0% | 0% | 0% | 0% | 0% | 0% | 0% | 0% | 0% | 0% | 0%
Food - Frozen Replace Steam Traps | IndShift3 | 1 | 1 | 1 | 1 | 1 | 0.85 | PSE10YrRetro | 10% | 10% | 10% | 10% | 10% | 10% | 10% | 10% | 10% | 10% | 0% | 0% | 0% | 0% | 0% | 0% | 0% | 0% | 0% | 0% | 0% | 0% | 0% | 0%
Food - Frozen Other Plant Operations Improvements To Reduce Energy Requirements | IndShift3 | 1 | 1 | 1 | 1 | 1 | 0.85 | PSE10YrRetro | 10% | 10% | 10% | 10% | 10% | 10% | 10% | 10% | 10% | 10% | 0% | 0% | 0% | 0% | 0% | 0% | 0% | 0% | 0% | 0% | 0% | 0% | 0% | 0%
Food - Frozen Heat Recovery And Waste Heat For Process | IndShift3 | 1 | 1 | 1 | 1 | 1 | 0.85 | PSE10YrRetro | 10% | 10% | 10% | 10% | 10% | 10% | 10% | 10% | 10% | 10% | 0% | 0% | 0% | 0% | 0% | 0% | 0% | 0% | 0% | 0% | 0% | 0% | 0% | 0%
Food - Frozen Process Improvements To Reduce Energy Requirements | IndShift3 | 1 | 1 | 1 | 1 | 1 | 0.85 | PSE10YrRetro | 10% | 10% | 10% | 10% | 10% | 10% | 10% | 10% | 10% | 10% | 0% | 0% | 0% | 0% | 0% | 0% | 0% | 0% | 0% | 0% | 0% | 0% | 0% | 0%
Food - Frozen Thermal Systems Add Insulation To Equipment | IndShift3 | 1 | 1 | 1 | 1 | 1 | 0.85 | PSE10YrRetro | 10% | 10% | 10% | 10% | 10% | 10% | 10% | 10% | 10% | 10% | 0% | 0% | 0% | 0% | 0% | 0% | 0% | 0% | 0% | 0% | 0% | 0% | 0% | 0%
Food - Frozen Thermal Systems Reduce Infiltration; Isolate Hot Or Cold Equipment | IndShift3 | 1 | 1 | 1 | 1 | 1 | 0.85 | PSE10YrRetro | 10% | 10% | 10% | 10% | 10% | 10% | 10% | 10% | 10% | 10% | 0% | 0% | 0% | 0% | 0% | 0% | 0% | 0% | 0% | 0% | 0% | 0% | 0% | 0%
Food - Frozen Waste Heat From Hot Flue Gases To Preheat | IndShift3 | 1 | 1 | 1 | 1 | 1 | 0.85 | PSE10YrRetro | 10% | 10% | 10% | 10% | 10% | 10% | 10% | 10% | 10% | 10% | 0% | 0% | 0% | 0% | 0% | 0% | 0% | 0% | 0% | 0% | 0% | 0% | 0% | 0%
Food - Frozen Plant Operations - Equipment Scheduling Improvements | IndShift3 | 1 | 1 | 1 | 1 | 1 | 0.85 | PSE10YrRetro | 10% | 10% | 10% | 10% | 10% | 10% | 10% | 10% | 10% | 10% | 0% | 0% | 0% | 0% | 0% | 0% | 0% | 0% | 0% | 0% | 0% | 0% | 0% | 0%
Food - Other Building Envelope Infiltration Improvements | IndShift3 | 1 | 1 | 1 | 1 | 1 | 0.85 | PSE10YrRetro | 10% | 10% | 10% | 10% | 10% | 10% | 10% | 10% | 10% | 10% | 0% | 0% | 0% | 0% | 0% | 0% | 0% | 0% | 0% | 0% | 0% | 0% | 0% | 0%
Food - Other Building Envelope Insulation and Window/Door Improvements | IndShift3 | 1 | 1 | 1 | 1 | 1 | 0.85 | PSE10YrRetro | 10% | 10% | 10% | 10% | 10% | 10% | 10% | 10% | 10% | 10% | 0% | 0% | 0% | 0% | 0% | 0% | 0% | 0% | 0% | 0% | 0% | 0% | 0% | 0%
Food - Other Equipment Upgrade - Replace Existing HVAC Unit With High Efficiency Model | IndShift3 | 1 | 1 | 1 | 1 | 1 | 0.85 | PSE10YrRetro | 10% | 10% | 10% | 10% | 10% | 10% | 10% | 10% | 10% | 10% | 0% | 0% | 0% | 0% | 0% | 0% | 0% | 0% | 0% | 0% | 0% | 0% | 0% | 0%
Food - Other HVAC Equipment Scheduling Improvements - HVAC Controls, Timers Or Thermostats | IndShift3 | 1 | 1 | 1 | 1 | 1 | 0.85 | PSE10YrRetro | 10% | 10% | 10% | 10% | 10% | 10% | 10% | 10% | 10% | 10% | 0% | 0% | 0% | 0% | 0% | 0% | 0% | 0% | 0% | 0% | 0% | 0% | 0% | 0%
Food - Other Optimize Ventilation System | IndShift3 | 1 | 1 | 1 | 1 | 1 | 0.85 | PSE10YrRetro | 10% | 10% | 10% | 10% | 10% | 10% | 10% | 10% | 10% | 10% | 0% | 0% | 0% | 0% | 0% | 0% | 0% | 0% | 0% | 0% | 0% | 0% | 0% | 0%
Food - Other Analyze Flue Gas For Proper Air/Fuel Ratio | IndShift3 | 1 | 1 | 1 | 1 | 1 | 0.85 | PSE10YrRetro | 10% | 10% | 10% | 10% | 10% | 10% | 10% | 10% | 10% | 10% | 0% | 0% | 0% | 0% | 0% | 0% | 0% | 0% | 0% | 0% | 0% | 0% | 0% | 0%
Food - Other Boiler - Operation, Maintenance, And Scheduling | IndShift3 | 1 | 1 | 1 | 1 | 1 | 0.85 | PSE10YrRetro | 10% | 10% | 10% | 10% | 10% | 10% | 10% | 10% | 10% | 10% | 0% | 0% | 0% | 0% | 0% | 0% | 0% | 0% | 0% | 0% | 0% | 0% | 0% | 0%
Food - Other Equipment Upgrade - Boiler Replacement | IndShift3 | 1 | 1 | 1 | 1 | 1 | 0.85 | PSE10YrRetro | 10% | 10% | 10% | 10% | 10% | 10% | 10% | 10% | 10% | 10% | 0% | 0% | 0% | 0% | 0% | 0% | 0% | 0% | 0% | 0% | 0% | 0% | 0% | 0%
Food - Other Equipment Upgrade - Boiler Turbulators | IndShift3 | 1 | 1 | 1 | 1 | 1 | 0.85 | PSE10YrRetro | 10% | 10% | 10% | 10% | 10% | 10% | 10% | 10% | 10% | 10% | 0% | 0% | 0% | 0% | 0% | 0% | 0% | 0% | 0% | 0% | 0% | 0% | 0% | 0%
Food - Other Improve Combustion Control Capability And Air Flow | IndShift3 | 1 | 1 | 1 | 1 | 1 | 0.85 | PSE10YrRetro | 10% | 10% | 10% | 10% | 10% | 10% | 10% | 10% | 10% | 10% | 0% | 0% | 0% | 0% | 0% | 0% | 0% | 0% | 0% | 0% | 0% | 0% | 0% | 0%
Food - Other Install Or Repair Insulation On Condensate Lines And Optimize Condensate | IndShift3 | 1 | 1 | 1 | 1 | 1 | 0.85 | PSE10YrRetro | 10% | 10% | 10% | 10% | 10% | 10% | 10% | 10% | 10% | 10% | 0% | 0% | 0% | 0% | 0% | 0% | 0% | 0% | 0% | 0% | 0% | 0% | 0% | 0%
Food - Other Insulate Steam, Hot Water Lines Or Feedwater Tank | IndShift3 | 1 | 1 | 1 | 1 | 1 | 0.85 | PSE10YrRetro | 10% | 10% | 10% | 10% | 10% | 10% | 10% | 10% | 10% | 10% | 0% | 0% | 0% | 0% | 0% | 0% | 0% | 0% | 0% | 0% | 0% | 0% | 0% | 0%
Food - Other Minimize Boiler Blowdown | IndShift3 | 1 | 1 | 1 | 1 | 1 | 0.85 | PSE10YrRetro | 10% | 10% | 10% | 10% | 10% | 10% | 10% | 10% | 10% | 10% | 0% | 0% | 0% | 0% | 0% | 0% | 0% | 0% | 0% | 0% | 0% | 0% | 0% | 0%
Food - Other Optimize Heating System To Improve Burner Efficiency, Reduce Energy Requirements And Heat Treatment Process | IndShift3 | 1 | 1 | 1 | 1 | 1 | 0.85 | PSE10YrRetro | 10% | 10% | 10% | 10% | 10% | 10% | 10% | 10% | 10% | 10% | 0% | 0% | 0% | 0% | 0% | 0% | 0% | 0% | 0% | 0% | 0% | 0% | 0% | 0%
Food - Other Repair And Eliminate Steam Leaks | IndShift3 | 1 | 1 | 1 | 1 | 1 | 0.85 | PSE10YrRetro | 10% | 10% | 10% | 10% | 10% | 10% | 10% | 10% | 10% | 10% | 0% | 0% | 0% | 0% | 0% | 0% | 0% | 0% | 0% | 0% | 0% | 0% | 0% | 0%
Food - Other Replace Steam Traps | IndShift3 | 1 | 1 | 1 | 1 | 1 | 0.85 | PSE10YrRetro | 10% | 10% | 10% | 10% | 10% | 10% | 10% | 10% | 10% | 10% | 0% | 0% | 0% | 0% | 0% | 0% | 0% | 0% | 0% | 0% | 0% | 0% | 0% | 0%
Food - Other Other Plant Operations Improvements To Reduce Energy Requirements | IndShift3 | 1 | 1 | 1 | 1 | 1 | 0.85 | PSE10YrRetro | 10% | 10% | 10% | 10% | 10% | 10% | 10% | 10% | 10% | 10% | 0% | 0% | 0% | 0% | 0% | 0% | 0% | 0% | 0% | 0% | 0% | 0% | 0% | 0%
Food - Other Heat Recovery And Waste Heat For Process | IndShift3 | 1 | 1 | 1 | 1 | 1 | 0.85 | PSE10YrRetro | 10% | 10% | 10% | 10% | 10% | 10% | 10% | 10% | 10% | 10% | 0% | 0% | 0% | 0% | 0% | 0% | 0% | 0% | 0% | 0% | 0% | 0% | 0% | 0%
Food - Other Process Improvements To Reduce Energy Requirements | IndShift3 | 1 | 1 | 1 | 1 | 1 | 0.85 | PSE10YrRetro | 10% | 10% | 10% | 10% | 10% | 10% | 10% | 10% | 10% | 10% | 0% | 0% | 0% | 0% | 0% | 0% | 0% | 0% | 0% | 0% | 0% | 0% | 0% | 0%
Food - Other Thermal Systems Add Insulation To Equipment | IndShift3 | 1 | 1 | 1 | 1 | 1 | 0.85 | PSE10YrRetro | 10% | 10% | 10% | 10% | 10% | 10% | 10% | 10% | 10% | 10% | 0% | 0% | 0% | 0% | 0% | 0% | 0% | 0% | 0% | 0% | 0% | 0% | 0% | 0%
Food - Other Thermal Systems Reduce Infiltration; Isolate Hot Or Cold Equipment | IndShift3 | 1 | 1 | 1 | 1 | 1 | 0.85 | PSE10YrRetro | 10% | 10% | 10% | 10% | 10% | 10% | 10% | 10% | 10% | 10% | 0% | 0% | 0% | 0% | 0% | 0% | 0% | 0% | 0% | 0% | 0% | 0% | 0% | 0%
Food - Other Waste Heat From Hot Flue Gases To Preheat | IndShift3 | 1 | 1 | 1 | 1 | 1 | 0.85 | PSE10YrRetro | 10% | 10% | 10% | 10% | 10% | 10% | 10% | 10% | 10% | 10% | 0% | 0% | 0% | 0% | 0% | 0% | 0% | 0% | 0% | 0% | 0% | 0% | 0% | 0%
Food - Other Plant Operations - Equipment Scheduling Improvements | IndShift3 | 1 | 1 | 1 | 1 | 1 | 0.85 | PSE10YrRetro | 10% | 10% | 10% | 10% | 10% | 10% | 10% | 10% | 10% | 10% | 0% | 0% | 0% | 0% | 0% | 0% | 0% | 0% | 0% | 0% | 0% | 0% | 0% | 0%
Wood - Lumber Building Envelope Infiltration Improvements | IndShift3 | 1 | 1 | 1 | 1 | 1 | 0.85 | PSE10YrRetro | 10% | 10% | 10% | 10% | 10% | 10% | 10% | 10% | 10% | 10% | 0% | 0% | 0% | 0% | 0% | 0% | 0% | 0% | 0% | 0% | 0% | 0% | 0% | 0%
Wood - Lumber Building Envelope Insulation and Window/Door Improvements | IndShift3 | 1 | 1 | 1 | 1 | 1 | 0.85 | PSE10YrRetro | 10% | 10% | 10% | 10% | 10% | 10% | 10% | 10% | 10% | 10% | 0% | 0% | 0% | 0% | 0% | 0% | 0% | 0% | 0% | 0% | 0% | 0% | 0% | 0%
Wood - Lumber Equipment Upgrade - Replace Existing HVAC Unit With High Efficiency Model | IndShift3 | 1 | 1 | 1 | 1 | 1 | 0.85 | PSE10YrRetro | 10% | 10% | 10% | 10% | 10% | 10% | 10% | 10% | 10% | 10% | 0% | 0% | 0% | 0% | 0% | 0% | 0% | 0% | 0% | 0% | 0% | 0% | 0% | 0%
Wood - Lumber HVAC Equipment Scheduling Improvements - HVAC Controls, Timers Or Thermostats | IndShift3 | 1 | 1 | 1 | 1 | 1 | 0.85 | PSE10YrRetro | 10% | 10% | 10% | 10% | 10% | 10% | 10% | 10% | 10% | 10% | 0% | 0% | 0% | 0% | 0% | 0% | 0% | 0% | 0% | 0% | 0% | 0% | 0% | 0%
Wood - Lumber Optimize Ventilation System | IndShift3 | 1 | 1 | 1 | 1 | 1 | 0.85 | PSE10YrRetro | 10% | 10% | 10% | 10% | 10% | 10% | 10% | 10% | 10% | 10% | 0% | 0% | 0% | 0% | 0% | 0% | 0% | 0% | 0% | 0% | 0% | 0% | 0% | 0%
Wood - Lumber Analyze Flue Gas For Proper Air/Fuel Ratio | IndShift3 | 1 | 1 | 1 | 1 | 1 | 0.85 | PSE10YrRetro | 10% | 10% | 10% | 10% | 10% | 10% | 10% | 10% | 10% | 10% | 0% | 0% | 0% | 0% | 0% | 0% | 0% | 0% | 0% | 0% | 0% | 0% | 0% | 0%
Wood - Lumber Boiler - Operation, Maintenance, And Scheduling | IndShift3 | 1 | 1 | 1 | 1 | 1 | 0.85 | PSE10YrRetro | 10% | 10% | 10% | 10% | 10% | 10% | 10% | 10% | 10% | 10% | 0% | 0% | 0% | 0% | 0% | 0% | 0% | 0% | 0% | 0% | 0% | 0% | 0% | 0%
Wood - Lumber Equipment Upgrade - Boiler Replacement | IndShift3 | 1 | 1 | 1 | 1 | 1 | 0.85 | PSE10YrRetro | 10% | 10% | 10% | 10% | 10% | 10% | 10% | 10% | 10% | 10% | 0% | 0% | 0% | 0% | 0% | 0% | 0% | 0% | 0% | 0% | 0% | 0% | 0% | 0%
Wood - Lumber Equipment Upgrade - Boiler Turbulators | IndShift3 | 1 | 1 | 1 | 1 | 1 | 0.85 | PSE10YrRetro | 10% | 10% | 10% | 10% | 10% | 10% | 10% | 10% | 10% | 10% | 0% | 0% | 0% | 0% | 0% | 0% | 0% | 0% | 0% | 0% | 0% | 0% | 0% | 0%
Wood - Lumber Improve Combustion Control Capability And Air Flow | IndShift3 | 1 | 1 | 1 | 1 | 1 | 0.85 | PSE10YrRetro | 10% | 10% | 10% | 10% | 10% | 10% | 10% | 10% | 10% | 10% | 0% | 0% | 0% | 0% | 0% | 0% | 0% | 0% | 0% | 0% | 0% | 0% | 0% | 0%
Wood - Lumber Install Or Repair Insulation On Condensate Lines And Optimize Condensate | IndShift3 | 1 | 1 | 1 | 1 | 1 | 0.85 | PSE10YrRetro | 10% | 10% | 10% | 10% | 10% | 10% | 10% | 10% | 10% | 10% | 0% | 0% | 0% | 0% | 0% | 0% | 0% | 0% | 0% | 0% | 0% | 0% | 0% | 0%
Wood - Lumber Insulate Steam, Hot Water Lines Or Feedwater Tank | IndShift3 | 1 | 1 | 1 | 1 | 1 | 0.85 | PSE10YrRetro | 10% | 10% | 10% | 10% | 10% | 10% | 10% | 10% | 10% | 10% | 0% | 0% | 0% | 0% | 0% | 0% | 0% | 0% | 0% | 0% | 0% | 0% | 0% | 0%
Wood - Lumber Minimize Boiler Blowdown | IndShift3 | 1 | 1 | 1 | 1 | 1 | 0.85 | PSE10YrRetro | 10% | 10% | 10% | 10% | 10% | 10% | 10% | 10% | 10% | 10% | 0% | 0% | 0% | 0% | 0% | 0% | 0% | 0% | 0% | 0% | 0% | 0% | 0% | 0%
Wood - Lumber Optimize Heating System To Improve Burner Efficiency, Reduce Energy Requirements And Heat Treatment Process | IndShift3 | 1 | 1 | 1 | 1 | 1 | 0.85 | PSE10YrRetro | 10% | 10% | 10% | 10% | 10% | 10% | 10% | 10% | 10% | 10% | 0% | 0% | 0% | 0% | 0% | 0% | 0% | 0% | 0% | 0% | 0% | 0% | 0% | 0%
Wood - Lumber Repair And Eliminate Steam Leaks | IndShift3 | 1 | 1 | 1 | 1 | 1 | 0.85 | PSE10YrRetro | 10% | 10% | 10% | 10% | 10% | 10% | 10% | 10% | 10% | 10% | 0% | 0% | 0% | 0% | 0% | 0% | 0% | 0% | 0% | 0% | 0% | 0% | 0% | 0%
Wood - Lumber Replace Steam Traps | IndShift3 | 1 | 1 | 1 | 1 | 1 | 0.85 | PSE10YrRetro | 10% | 10% | 10% | 10% | 10% | 10% | 10% | 10% | 10% | 10% | 0% | 0% | 0% | 0% | 0% | 0% | 0% | 0% | 0% | 0% | 0% | 0% | 0% | 0%
Wood - Lumber Other Plant Operations Improvements To Reduce Energy Requirements | IndShift3 | 1 | 1 | 1 | 1 | 1 | 0.85 | PSE10YrRetro | 10% | 10% | 10% | 10% | 10% | 10% | 10% | 10% | 10% | 10% | 0% | 0% | 0% | 0% | 0% | 0% | 0% | 0% | 0% | 0% | 0% | 0% | 0% | 0%
Wood - Lumber Heat Recovery And Waste Heat For Process | IndShift3 | 1 | 1 | 1 | 1 | 1 | 0.85 | PSE10YrRetro | 10% | 10% | 10% | 10% | 10% | 10% | 10% | 10% | 10% | 10% | 0% | 0% | 0% | 0% | 0% | 0% | 0% | 0% | 0% | 0% | 0% | 0% | 0% | 0%
Wood - Lumber Process Improvements To Reduce Energy Requirements | IndShift3 | 1 | 1 | 1 | 1 | 1 | 0.85 | PSE10YrRetro | 10% | 10% | 10% | 10% | 10% | 10% | 10% | 10% | 10% | 10% | 0% | 0% | 0% | 0% | 0% | 0% | 0% | 0% | 0% | 0% | 0% | 0% | 0% | 0%
Wood - Lumber Thermal Systems Add Insulation To Equipment | IndShift3 | 1 | 1 | 1 | 1 | 1 | 0.85 | PSE10YrRetro | 10% | 10% | 10% | 10% | 10% | 10% | 10% | 10% | 10% | 10% | 0% | 0% | 0% | 0% | 0% | 0% | 0% | 0% | 0% | 0% | 0% | 0% | 0% | 0%
Wood - Lumber Thermal Systems Reduce Infiltration; Isolate Hot Or Cold Equipment | IndShift3 | 1 | 1 | 1 | 1 | 1 | 0.85 | PSE10YrRetro | 10% | 10% | 10% | 10% | 10% | 10% | 10% | 10% | 10% | 10% | 0% | 0% | 0% | 0% | 0% | 0% | 0% | 0% | 0% | 0% | 0% | 0% | 0% | 0%
Wood - Lumber Waste Heat From Hot Flue Gases To Preheat | IndShift3 | 1 | 1 | 1 | 1 | 1 | 0.85 | PSE10YrRetro | 10% | 10% | 10% | 10% | 10% | 10% | 10% | 10% | 10% | 10% | 0% | 0% | 0% | 0% | 0% | 0% | 0% | 0% | 0% | 0% | 0% | 0% | 0% | 0%
Wood - Lumber Plant Operations - Equipment Scheduling Improvements | IndShift3 | 1 | 1 | 1 | 1 | 1 | 0.85 | PSE10YrRetro | 10% | 10% | 10% | 10% | 10% | 10% | 10% | 10% | 10% | 10% | 0% | 0% | 0% | 0% | 0% | 0% | 0% | 0% | 0% | 0% | 0% | 0% | 0% | 0%
Wood - Panel Building Envelope Infiltration Improvements | IndShift3 | 1 | 1 | 1 | 1 | 1 | 0.85 | PSE10YrRetro | 10% | 10% | 10% | 10% | 10% | 10% | 10% | 10% | 10% | 10% | 0% | 0% | 0% | 0% | 0% | 0% | 0% | 0% | 0% | 0% | 0% | 0% | 0% | 0%
Wood - Panel Building Envelope Insulation and Window/Door Improvements | IndShift3 | 1 | 1 | 1 | 1 | 1 | 0.85 | PSE10YrRetro | 10% | 10% | 10% | 10% | 10% | 10% | 10% | 10% | 10% | 10% | 0% | 0% | 0% | 0% | 0% | 0% | 0% | 0% | 0% | 0% | 0% | 0% | 0% | 0%
Wood - Panel Equipment Upgrade - Replace Existing HVAC Unit With High Efficiency Model | IndShift3 | 1 | 1 | 1 | 1 | 1 | 0.85 | PSE10YrRetro | 10% | 10% | 10% | 10% | 10% | 10% | 10% | 10% | 10% | 10% | 0% | 0% | 0% | 0% | 0% | 0% | 0% | 0% | 0% | 0% | 0% | 0% | 0% | 0%
Wood - Panel HVAC Equipment Scheduling Improvements - HVAC Controls, Timers Or Thermostats | IndShift3 | 1 | 1 | 1 | 1 | 1 | 0.85 | PSE10YrRetro | 10% | 10% | 10% | 10% | 10% | 10% | 10% | 10% | 10% | 10% | 0% | 0% | 0% | 0% | 0% | 0% | 0% | 0% | 0% | 0% | 0% | 0% | 0% | 0%
Wood - Panel Optimize Ventilation System | IndShift3 | 1 | 1 | 1 | 1 | 1 | 0.85 | PSE10YrRetro | 10% | 10% | 10% | 10% | 10% | 10% | 10% | 10% | 10% | 10% | 0% | 0% | 0% | 0% | 0% | 0% | 0% | 0% | 0% | 0% | 0% | 0% | 0% | 0%
Wood - Panel Analyze Flue Gas For Proper Air/Fuel Ratio | IndShift3 | 1 | 1 | 1 | 1 | 1 | 0.85 | PSE10YrRetro | 10% | 10% | 10% | 10% | 10% | 10% | 10% | 10% | 10% | 10% | 0% | 0% | 0% | 0% | 0% | 0% | 0% | 0% | 0% | 0% | 0% | 0% | 0% | 0%
Wood - Panel Boiler - Operation, Maintenance, And Scheduling | IndShift3 | 1 | 1 | 1 | 1 | 1 | 0.85 | PSE10YrRetro | 10% | 10% | 10% | 10% | 10% | 10% | 10% | 10% | 10% | 10% | 0% | 0% | 0% | 0% | 0% | 0% | 0% | 0% | 0% | 0% | 0% | 0% | 0% | 0%
Wood - Panel Equipment Upgrade - Boiler Replacement | IndShift3 | 1 | 1 | 1 | 1 | 1 | 0.85 | PSE10YrRetro | 10% | 10% | 10% | 10% | 10% | 10% | 10% | 10% | 10% | 10% | 0% | 0% | 0% | 0% | 0% | 0% | 0% | 0% | 0% | 0% | 0% | 0% | 0% | 0%
Wood - Panel Equipment Upgrade - Boiler Turbulators | IndShift3 | 1 | 1 | 1 | 1 | 1 | 0.85 | PSE10YrRetro | 10% | 10% | 10% | 10% | 10% | 10% | 10% | 10% | 10% | 10% | 0% | 0% | 0% | 0% | 0% | 0% | 0% | 0% | 0% | 0% | 0% | 0% | 0% | 0%
Wood - Panel Improve Combustion Control Capability And Air Flow | IndShift3 | 1 | 1 | 1 | 1 | 1 | 0.85 | PSE10YrRetro | 10% | 10% | 10% | 10% | 10% | 10% | 10% | 10% | 10% | 10% | 0% | 0% | 0% | 0% | 0% | 0% | 0% | 0% | 0% | 0% | 0% | 0% | 0% | 0%
Wood - Panel Install Or Repair Insulation On Condensate Lines And Optimize Condensate | IndShift3 | 1 | 1 | 1 | 1 | 1 | 0.85 | PSE10YrRetro | 10% | 10% | 10% | 10% | 10% | 10% | 10% | 10% | 10% | 10% | 0% | 0% | 0% | 0% | 0% | 0% | 0% | 0% | 0% | 0% | 0% | 0% | 0% | 0%
Wood - Panel Insulate Steam, Hot Water Lines Or Feedwater Tank | IndShift3 | 1 | 1 | 1 | 1 | 1 | 0.85 | PSE10YrRetro | 10% | 10% | 10% | 10% | 10% | 10% | 10% | 10% | 10% | 10% | 0% | 0% | 0% | 0% | 0% | 0% | 0% | 0% | 0% | 0% | 0% | 0% | 0% | 0%
Wood - Panel Minimize Boiler Blowdown | IndShift3 | 1 | 1 | 1 | 1 | 1 | 0.85 | PSE10YrRetro | 10% | 10% | 10% | 10% | 10% | 10% | 10% | 10% | 10% | 10% | 0% | 0% | 0% | 0% | 0% | 0% | 0% | 0% | 0% | 0% | 0% | 0% | 0% | 0%
Wood - Panel Optimize Heating System To Improve Burner Efficiency, Reduce Energy Requirements And Heat Treatment Process | IndShift3 | 1 | 1 | 1 | 1 | 1 | 0.85 | PSE10YrRetro | 10% | 10% | 10% | 10% | 10% | 10% | 10% | 10% | 10% | 10% | 0% | 0% | 0% | 0% | 0% | 0% | 0% | 0% | 0% | 0% | 0% | 0% | 0% | 0%
Wood - Panel Repair And Eliminate Steam Leaks | IndShift3 | 1 | 1 | 1 | 1 | 1 | 0.85 | PSE10YrRetro | 10% | 10% | 10% | 10% | 10% | 10% | 10% | 10% | 10% | 10% | 0% | 0% | 0% | 0% | 0% | 0% | 0% | 0% | 0% | 0% | 0% | 0% | 0% | 0%
Wood - Panel Replace Steam Traps | IndShift3 | 1 | 1 | 1 | 1 | 1 | 0.85 | PSE10YrRetro | 10% | 10% | 10% | 10% | 10% | 10% | 10% | 10% | 10% | 10% | 0% | 0% | 0% | 0% | 0% | 0% | 0% | 0% | 0% | 0% | 0% | 0% | 0% | 0%
Wood - Panel Other Plant Operations Improvements To Reduce Energy Requirements | IndShift3 | 1 | 1 | 1 | 1 | 1 | 0.85 | PSE10YrRetro | 10% | 10% | 10% | 10% | 10% | 10% | 10% | 10% | 10% | 10% | 0% | 0% | 0% | 0% | 0% | 0% | 0% | 0% | 0% | 0% | 0% | 0% | 0% | 0%
Wood - Panel Heat Recovery And Waste Heat For Process | IndShift3 | 1 | 1 | 1 | 1 | 1 | 0.85 | PSE10YrRetro | 10% | 10% | 10% | 10% | 10% | 10% | 10% | 10% | 10% | 10% | 0% | 0% | 0% | 0% | 0% | 0% | 0% | 0% | 0% | 0% | 0% | 0% | 0% | 0%
Wood - Panel Process Improvements To Reduce Energy Requirements | IndShift3 | 1 | 1 | 1 | 1 | 1 | 0.85 | PSE10YrRetro | 10% | 10% | 10% | 10% | 10% | 10% | 10% | 10% | 10% | 10% | 0% | 0% | 0% | 0% | 0% | 0% | 0% | 0% | 0% | 0% | 0% | 0% | 0% | 0%
Wood - Panel Thermal Systems Add Insulation To Equipment | IndShift3 | 1 | 1 | 1 | 1 | 1 | 0.85 | PSE10YrRetro | 10% | 10% | 10% | 10% | 10% | 10% | 10% | 10% | 10% | 10% | 0% | 0% | 0% | 0% | 0% | 0% | 0% | 0% | 0% | 0% | 0% | 0% | 0% | 0%
Wood - Panel Thermal Systems Reduce Infiltration; Isolate Hot Or Cold Equipment | IndShift3 | 1 | 1 | 1 | 1 | 1 | 0.85 | PSE10YrRetro | 10% | 10% | 10% | 10% | 10% | 10% | 10% | 10% | 10% | 10% | 0% | 0% | 0% | 0% | 0% | 0% | 0% | 0% | 0% | 0% | 0% | 0% | 0% | 0%
Wood - Panel Waste Heat From Hot Flue Gases To Preheat | IndShift3 | 1 | 1 | 1 | 1 | 1 | 0.85 | PSE10YrRetro | 10% | 10% | 10% | 10% | 10% | 10% | 10% | 10% | 10% | 10% | 0% | 0% | 0% | 0% | 0% | 0% | 0% | 0% | 0% | 0% | 0% | 0% | 0% | 0%
Wood - Panel Plant Operations - Equipment Scheduling Improvements | IndShift3 | 1 | 1 | 1 | 1 | 1 | 0.85 | PSE10YrRetro | 10% | 10% | 10% | 10% | 10% | 10% | 10% | 10% | 10% | 10% | 0% | 0% | 0% | 0% | 0% | 0% | 0% | 0% | 0% | 0% | 0% | 0% | 0% | 0%
Wood - Other Building Envelope Infiltration Improvements | IndShift3 | 1 | 1 | 1 | 1 | 1 | 0.85 | PSE10YrRetro | 10% | 10% | 10% | 10% | 10% | 10% | 10% | 10% | 10% | 10% | 0% | 0% | 0% | 0% | 0% | 0% | 0% | 0% | 0% | 0% | 0% | 0% | 0% | 0%
Wood - Other Building Envelope Insulation and Window/Door Improvements | IndShift3 | 1 | 1 | 1 | 1 | 1 | 0.85 | PSE10YrRetro | 10% | 10% | 10% | 10% | 10% | 10% | 10% | 10% | 10% | 10% | 0% | 0% | 0% | 0% | 0% | 0% | 0% | 0% | 0% | 0% | 0% | 0% | 0% | 0%
Wood - Other Equipment Upgrade - Replace Existing HVAC Unit With High Efficiency Model | IndShift3 | 1 | 1 | 1 | 1 | 1 | 0.85 | PSE10YrRetro | 10% | 10% | 10% | 10% | 10% | 10% | 10% | 10% | 10% | 10% | 0% | 0% | 0% | 0% | 0% | 0% | 0% | 0% | 0% | 0% | 0% | 0% | 0% | 0%
Wood - Other HVAC Equipment Scheduling Improvements - HVAC Controls, Timers Or Thermostats | IndShift3 | 1 | 1 | 1 | 1 | 1 | 0.85 | PSE10YrRetro | 10% | 10% | 10% | 10% | 10% | 10% | 10% | 10% | 10% | 10% | 0% | 0% | 0% | 0% | 0% | 0% | 0% | 0% | 0% | 0% | 0% | 0% | 0% | 0%
Wood - Other Optimize Ventilation System | IndShift3 | 1 | 1 | 1 | 1 | 1 | 0.85 | PSE10YrRetro | 10% | 10% | 10% | 10% | 10% | 10% | 10% | 10% | 10% | 10% | 0% | 0% | 0% | 0% | 0% | 0% | 0% | 0% | 0% | 0% | 0% | 0% | 0% | 0%
Wood - Other Analyze Flue Gas For Proper Air/Fuel Ratio | IndShift3 | 1 | 1 | 1 | 1 | 1 | 0.85 | PSE10YrRetro | 10% | 10% | 10% | 10% | 10% | 10% | 10% | 10% | 10% | 10% | 0% | 0% | 0% | 0% | 0% | 0% | 0% | 0% | 0% | 0% | 0% | 0% | 0% | 0%
Wood - Other Boiler - Operation, Maintenance, And Scheduling | IndShift3 | 1 | 1 | 1 | 1 | 1 | 0.85 | PSE10YrRetro | 10% | 10% | 10% | 10% | 10% | 10% | 10% | 10% | 10% | 10% | 0% | 0% | 0% | 0% | 0% | 0% | 0% | 0% | 0% | 0% | 0% | 0% | 0% | 0%
Wood - Other Equipment Upgrade - Boiler Replacement | IndShift3 | 1 | 1 | 1 | 1 | 1 | 0.85 | PSE10YrRetro | 10% | 10% | 10% | 10% | 10% | 10% | 10% | 10% | 10% | 10% | 0% | 0% | 0% | 0% | 0% | 0% | 0% | 0% | 0% | 0% | 0% | 0% | 0% | 0%
Wood - Other Equipment Upgrade - Boiler Turbulators | IndShift3 | 1 | 1 | 1 | 1 | 1 | 0.85 | PSE10YrRetro | 10% | 10% | 10% | 10% | 10% | 10% | 10% | 10% | 10% | 10% | 0% | 0% | 0% | 0% | 0% | 0% | 0% | 0% | 0% | 0% | 0% | 0% | 0% | 0%
Wood - Other Improve Combustion Control Capability And Air Flow | IndShift3 | 1 | 1 | 1 | 1 | 1 | 0.85 | PSE10YrRetro | 10% | 10% | 10% | 10% | 10% | 10% | 10% | 10% | 10% | 10% | 0% | 0% | 0% | 0% | 0% | 0% | 0% | 0% | 0% | 0% | 0% | 0% | 0% | 0%
Wood - Other Install Or Repair Insulation On Condensate Lines And Optimize Condensate | IndShift3 | 1 | 1 | 1 | 1 | 1 | 0.85 | PSE10YrRetro | 10% | 10% | 10% | 10% | 10% | 10% | 10% | 10% | 10% | 10% | 0% | 0% | 0% | 0% | 0% | 0% | 0% | 0% | 0% | 0% | 0% | 0% | 0% | 0%
Wood - Other Insulate Steam, Hot Water Lines Or Feedwater Tank | IndShift3 | 1 | 1 | 1 | 1 | 1 | 0.85 | PSE10YrRetro | 10% | 10% | 10% | 10% | 10% | 10% | 10% | 10% | 10% | 10% | 0% | 0% | 0% | 0% | 0% | 0% | 0% | 0% | 0% | 0% | 0% | 0% | 0% | 0%
Wood - Other Minimize Boiler Blowdown | IndShift3 | 1 | 1 | 1 | 1 | 1 | 0.85 | PSE10YrRetro | 10% | 10% | 10% | 10% | 10% | 10% | 10% | 10% | 10% | 10% | 0% | 0% | 0% | 0% | 0% | 0% | 0% | 0% | 0% | 0% | 0% | 0% | 0% | 0%
Wood - Other Optimize Heating System To Improve Burner Efficiency, Reduce Energy Requirements And Heat Treatment Process | IndShift3 | 1 | 1 | 1 | 1 | 1 | 0.85 | PSE10YrRetro | 10% | 10% | 10% | 10% | 10% | 10% | 10% | 10% | 10% | 10% | 0% | 0% | 0% | 0% | 0% | 0% | 0% | 0% | 0% | 0% | 0% | 0% | 0% | 0%
Wood - Other Repair And Eliminate Steam Leaks | IndShift3 | 1 | 1 | 1 | 1 | 1 | 0.85 | PSE10YrRetro | 10% | 10% | 10% | 10% | 10% | 10% | 10% | 10% | 10% | 10% | 0% | 0% | 0% | 0% | 0% | 0% | 0% | 0% | 0% | 0% | 0% | 0% | 0% | 0%
Wood - Other Replace Steam Traps | IndShift3 | 1 | 1 | 1 | 1 | 1 | 0.85 | PSE10YrRetro | 10% | 10% | 10% | 10% | 10% | 10% | 10% | 10% | 10% | 10% | 0% | 0% | 0% | 0% | 0% | 0% | 0% | 0% | 0% | 0% | 0% | 0% | 0% | 0%
Wood - Other Other Plant Operations Improvements To Reduce Energy Requirements | IndShift3 | 1 | 1 | 1 | 1 | 1 | 0.85 | PSE10YrRetro | 10% | 10% | 10% | 10% | 10% | 10% | 10% | 10% | 10% | 10% | 0% | 0% | 0% | 0% | 0% | 0% | 0% | 0% | 0% | 0% | 0% | 0% | 0% | 0%
Wood - Other Heat Recovery And Waste Heat For Process | IndShift3 | 1 | 1 | 1 | 1 | 1 | 0.85 | PSE10YrRetro | 10% | 10% | 10% | 10% | 10% | 10% | 10% | 10% | 10% | 10% | 0% | 0% | 0% | 0% | 0% | 0% | 0% | 0% | 0% | 0% | 0% | 0% | 0% | 0%
Wood - Other Process Improvements To Reduce Energy Requirements | IndShift3 | 1 | 1 | 1 | 1 | 1 | 0.85 | PSE10YrRetro | 10% | 10% | 10% | 10% | 10% | 10% | 10% | 10% | 10% | 10% | 0% | 0% | 0% | 0% | 0% | 0% | 0% | 0% | 0% | 0% | 0% | 0% | 0% | 0%
Wood - Other Thermal Systems Add Insulation To Equipment | IndShift3 | 1 | 1 | 1 | 1 | 1 | 0.85 | PSE10YrRetro | 10% | 10% | 10% | 10% | 10% | 10% | 10% | 10% | 10% | 10% | 0% | 0% | 0% | 0% | 0% | 0% | 0% | 0% | 0% | 0% | 0% | 0% | 0% | 0%
Wood - Other Thermal Systems Reduce Infiltration; Isolate Hot Or Cold Equipment | IndShift3 | 1 | 1 | 1 | 1 | 1 | 0.85 | PSE10YrRetro | 10% | 10% | 10% | 10% | 10% | 10% | 10% | 10% | 10% | 10% | 0% | 0% | 0% | 0% | 0% | 0% | 0% | 0% | 0% | 0% | 0% | 0% | 0% | 0%
Wood - Other Waste Heat From Hot Flue Gases To Preheat | IndShift3 | 1 | 1 | 1 | 1 | 1 | 0.85 | PSE10YrRetro | 10% | 10% | 10% | 10% | 10% | 10% | 10% | 10% | 10% | 10% | 0% | 0% | 0% | 0% | 0% | 0% | 0% | 0% | 0% | 0% | 0% | 0% | 0% | 0%
Wood - Other Plant Operations - Equipment Scheduling Improvements | IndShift3 | 1 | 1 | 1 | 1 | 1 | 0.85 | PSE10YrRetro | 10% | 10% | 10% | 10% | 10% | 10% | 10% | 10% | 10% | 10% | 0% | 0% | 0% | 0% | 0% | 0% | 0% | 0% | 0% | 0% | 0% | 0% | 0% | 0%
Sugar Building Envelope Infiltration Improvements | IndShift3 | 1 | 1 | 1 | 1 | 1 | 0.85 | PSE10YrRetro | 10% | 10% | 10% | 10% | 10% | 10% | 10% | 10% | 10% | 10% | 0% | 0% | 0% | 0% | 0% | 0% | 0% | 0% | 0% | 0% | 0% | 0% | 0% | 0%
Sugar Building Envelope Insulation and Window/Door Improvements | IndShift3 | 1 | 1 | 1 | 1 | 1 | 0.85 | PSE10YrRetro | 10% | 10% | 10% | 10% | 10% | 10% | 10% | 10% | 10% | 10% | 0% | 0% | 0% | 0% | 0% | 0% | 0% | 0% | 0% | 0% | 0% | 0% | 0% | 0%
Sugar Equipment Upgrade - Replace Existing HVAC Unit With High Efficiency Model | IndShift3 | 1 | 1 | 1 | 1 | 1 | 0.85 | PSE10YrRetro | 10% | 10% | 10% | 10% | 10% | 10% | 10% | 10% | 10% | 10% | 0% | 0% | 0% | 0% | 0% | 0% | 0% | 0% | 0% | 0% | 0% | 0% | 0% | 0%
Sugar HVAC Equipment Scheduling Improvements - HVAC Controls, Timers Or Thermostats | IndShift3 | 1 | 1 | 1 | 1 | 1 | 0.85 | PSE10YrRetro | 10% | 10% | 10% | 10% | 10% | 10% | 10% | 10% | 10% | 10% | 0% | 0% | 0% | 0% | 0% | 0% | 0% | 0% | 0% | 0% | 0% | 0% | 0% | 0%
Sugar Optimize Ventilation System | IndShift3 | 1 | 1 | 1 | 1 | 1 | 0.85 | PSE10YrRetro | 10% | 10% | 10% | 10% | 10% | 10% | 10% | 10% | 10% | 10% | 0% | 0% | 0% | 0% | 0% | 0% | 0% | 0% | 0% | 0% | 0% | 0% | 0% | 0%
Sugar Analyze Flue Gas For Proper Air/Fuel Ratio | IndShift3 | 1 | 1 | 1 | 1 | 1 | 0.85 | PSE10YrRetro | 10% | 10% | 10% | 10% | 10% | 10% | 10% | 10% | 10% | 10% | 0% | 0% | 0% | 0% | 0% | 0% | 0% | 0% | 0% | 0% | 0% | 0% | 0% | 0%
Sugar Boiler - Operation, Maintenance, And Scheduling | IndShift3 | 1 | 1 | 1 | 1 | 1 | 0.85 | PSE10YrRetro | 10% | 10% | 10% | 10% | 10% | 10% | 10% | 10% | 10% | 10% | 0% | 0% | 0% | 0% | 0% | 0% | 0% | 0% | 0% | 0% | 0% | 0% | 0% | 0%
Sugar Equipment Upgrade - Boiler Replacement | IndShift3 | 1 | 1 | 1 | 1 | 1 | 0.85 | PSE10YrRetro | 10% | 10% | 10% | 10% | 10% | 10% | 10% | 10% | 10% | 10% | 0% | 0% | 0% | 0% | 0% | 0% | 0% | 0% | 0% | 0% | 0% | 0% | 0% | 0%
Sugar Equipment Upgrade - Boiler Turbulators | IndShift3 | 1 | 1 | 1 | 1 | 1 | 0.85 | PSE10YrRetro | 10% | 10% | 10% | 10% | 10% | 10% | 10% | 10% | 10% | 10% | 0% | 0% | 0% | 0% | 0% | 0% | 0% | 0% | 0% | 0% | 0% | 0% | 0% | 0%
Sugar Improve Combustion Control Capability And Air Flow | IndShift3 | 1 | 1 | 1 | 1 | 1 | 0.85 | PSE10YrRetro | 10% | 10% | 10% | 10% | 10% | 10% | 10% | 10% | 10% | 10% | 0% | 0% | 0% | 0% | 0% | 0% | 0% | 0% | 0% | 0% | 0% | 0% | 0% | 0%
Sugar Install Or Repair Insulation On Condensate Lines And Optimize Condensate | IndShift3 | 1 | 1 | 1 | 1 | 1 | 0.85 | PSE10YrRetro | 10% | 10% | 10% | 10% | 10% | 10% | 10% | 10% | 10% | 10% | 0% | 0% | 0% | 0% | 0% | 0% | 0% | 0% | 0% | 0% | 0% | 0% | 0% | 0%
Sugar Insulate Steam, Hot Water Lines Or Feedwater Tank | IndShift3 | 1 | 1 | 1 | 1 | 1 | 0.85 | PSE10YrRetro | 10% | 10% | 10% | 10% | 10% | 10% | 10% | 10% | 10% | 10% | 0% | 0% | 0% | 0% | 0% | 0% | 0% | 0% | 0% | 0% | 0% | 0% | 0% | 0%
Sugar Minimize Boiler Blowdown | IndShift3 | 1 | 1 | 1 | 1 | 1 | 0.85 | PSE10YrRetro | 10% | 10% | 10% | 10% | 10% | 10% | 10% | 10% | 10% | 10% | 0% | 0% | 0% | 0% | 0% | 0% | 0% | 0% | 0% | 0% | 0% | 0% | 0% | 0%
Sugar Optimize Heating System To Improve Burner Efficiency, Reduce Energy Requirements And Heat Treatment Process | IndShift3 | 1 | 1 | 1 | 1 | 1 | 0.85 | PSE10YrRetro | 10% | 10% | 10% | 10% | 10% | 10% | 10% | 10% | 10% | 10% | 0% | 0% | 0% | 0% | 0% | 0% | 0% | 0% | 0% | 0% | 0% | 0% | 0% | 0%
Sugar Repair And Eliminate Steam Leaks | IndShift3 | 1 | 1 | 1 | 1 | 1 | 0.85 | PSE10YrRetro | 10% | 10% | 10% | 10% | 10% | 10% | 10% | 10% | 10% | 10% | 0% | 0% | 0% | 0% | 0% | 0% | 0% | 0% | 0% | 0% | 0% | 0% | 0% | 0%
Sugar Replace Steam Traps | IndShift3 | 1 | 1 | 1 | 1 | 1 | 0.85 | PSE10YrRetro | 10% | 10% | 10% | 10% | 10% | 10% | 10% | 10% | 10% | 10% | 0% | 0% | 0% | 0% | 0% | 0% | 0% | 0% | 0% | 0% | 0% | 0% | 0% | 0%
Sugar Other Plant Operations Improvements To Reduce Energy Requirements | IndShift3 | 1 | 1 | 1 | 1 | 1 | 0.85 | PSE10YrRetro | 10% | 10% | 10% | 10% | 10% | 10% | 10% | 10% | 10% | 10% | 0% | 0% | 0% | 0% | 0% | 0% | 0% | 0% | 0% | 0% | 0% | 0% | 0% | 0%
Sugar Heat Recovery And Waste Heat For Process | IndShift3 | 1 | 1 | 1 | 1 | 1 | 0.85 | PSE10YrRetro | 10% | 10% | 10% | 10% | 10% | 10% | 10% | 10% | 10% | 10% | 0% | 0% | 0% | 0% | 0% | 0% | 0% | 0% | 0% | 0% | 0% | 0% | 0% | 0%
Sugar Process Improvements To Reduce Energy Requirements | IndShift3 | 1 | 1 | 1 | 1 | 1 | 0.85 | PSE10YrRetro | 10% | 10% | 10% | 10% | 10% | 10% | 10% | 10% | 10% | 10% | 0% | 0% | 0% | 0% | 0% | 0% | 0% | 0% | 0% | 0% | 0% | 0% | 0% | 0%
Sugar Thermal Systems Add Insulation To Equipment | IndShift3 | 1 | 1 | 1 | 1 | 1 | 0.85 | PSE10YrRetro | 10% | 10% | 10% | 10% | 10% | 10% | 10% | 10% | 10% | 10% | 0% | 0% | 0% | 0% | 0% | 0% | 0% | 0% | 0% | 0% | 0% | 0% | 0% | 0%
Sugar Thermal Systems Reduce Infiltration; Isolate Hot Or Cold Equipment | IndShift3 | 1 | 1 | 1 | 1 | 1 | 0.85 | PSE10YrRetro | 10% | 10% | 10% | 10% | 10% | 10% | 10% | 10% | 10% | 10% | 0% | 0% | 0% | 0% | 0% | 0% | 0% | 0% | 0% | 0% | 0% | 0% | 0% | 0%
Sugar Waste Heat From Hot Flue Gases To Preheat | IndShift3 | 1 | 1 | 1 | 1 | 1 | 0.85 | PSE10YrRetro | 10% | 10% | 10% | 10% | 10% | 10% | 10% | 10% | 10% | 10% | 0% | 0% | 0% | 0% | 0% | 0% | 0% | 0% | 0% | 0% | 0% | 0% | 0% | 0%
Sugar Plant Operations - Equipment Scheduling Improvements | IndShift3 | 1 | 1 | 1 | 1 | 1 | 0.85 | PSE10YrRetro | 10% | 10% | 10% | 10% | 10% | 10% | 10% | 10% | 10% | 10% | 0% | 0% | 0% | 0% | 0% | 0% | 0% | 0% | 0% | 0% | 0% | 0% | 0% | 0%
Hi Tech - Chip Fabrication Building Envelope Infiltration Improvements | IndShift3 | 1 | 1 | 1 | 1 | 1 | 0.85 | PSE10YrRetro | 10% | 10% | 10% | 10% | 10% | 10% | 10% | 10% | 10% | 10% | 0% | 0% | 0% | 0% | 0% | 0% | 0% | 0% | 0% | 0% | 0% | 0% | 0% | 0%
Hi Tech - Chip Fabrication Building Envelope Insulation and Window/Door Improvements | IndShift3 | 1 | 1 | 1 | 1 | 1 | 0.85 | PSE10YrRetro | 10% | 10% | 10% | 10% | 10% | 10% | 10% | 10% | 10% | 10% | 0% | 0% | 0% | 0% | 0% | 0% | 0% | 0% | 0% | 0% | 0% | 0% | 0% | 0%
Hi Tech - Chip Fabrication Equipment Upgrade - Replace Existing HVAC Unit With High Efficiency Model | IndShift3 | 1 | 1 | 1 | 1 | 1 | 0.85 | PSE10YrRetro | 10% | 10% | 10% | 10% | 10% | 10% | 10% | 10% | 10% | 10% | 0% | 0% | 0% | 0% | 0% | 0% | 0% | 0% | 0% | 0% | 0% | 0% | 0% | 0%
Hi Tech - Chip Fabrication HVAC Equipment Scheduling Improvements - HVAC Controls, Timers Or Thermostats | IndShift3 | 1 | 1 | 1 | 1 | 1 | 0.85 | PSE10YrRetro | 10% | 10% | 10% | 10% | 10% | 10% | 10% | 10% | 10% | 10% | 0% | 0% | 0% | 0% | 0% | 0% | 0% | 0% | 0% | 0% | 0% | 0% | 0% | 0%
Hi Tech - Chip Fabrication Optimize Ventilation System | IndShift3 | 1 | 1 | 1 | 1 | 1 | 0.85 | PSE10YrRetro | 10% | 10% | 10% | 10% | 10% | 10% | 10% | 10% | 10% | 10% | 0% | 0% | 0% | 0% | 0% | 0% | 0% | 0% | 0% | 0% | 0% | 0% | 0% | 0%
Hi Tech - Chip Fabrication Analyze Flue Gas For Proper Air/Fuel Ratio | IndShift3 | 1 | 1 | 1 | 1 | 1 | 0.85 | PSE10YrRetro | 10% | 10% | 10% | 10% | 10% | 10% | 10% | 10% | 10% | 10% | 0% | 0% | 0% | 0% | 0% | 0% | 0% | 0% | 0% | 0% | 0% | 0% | 0% | 0%
Hi Tech - Chip Fabrication Boiler - Operation, Maintenance, And Scheduling | IndShift3 | 1 | 1 | 1 | 1 | 1 | 0.85 | PSE10YrRetro | 10% | 10% | 10% | 10% | 10% | 10% | 10% | 10% | 10% | 10% | 0% | 0% | 0% | 0% | 0% | 0% | 0% | 0% | 0% | 0% | 0% | 0% | 0% | 0%
Hi Tech - Chip Fabrication Equipment Upgrade - Boiler Replacement | IndShift3 | 1 | 1 | 1 | 1 | 1 | 0.85 | PSE10YrRetro | 10% | 10% | 10% | 10% | 10% | 10% | 10% | 10% | 10% | 10% | 0% | 0% | 0% | 0% | 0% | 0% | 0% | 0% | 0% | 0% | 0% | 0% | 0% | 0%
Hi Tech - Chip Fabrication Equipment Upgrade - Boiler Turbulators | IndShift3 | 1 | 1 | 1 | 1 | 1 | 0.85 | PSE10YrRetro | 10% | 10% | 10% | 10% | 10% | 10% | 10% | 10% | 10% | 10% | 0% | 0% | 0% | 0% | 0% | 0% | 0% | 0% | 0% | 0% | 0% | 0% | 0% | 0%
Hi Tech - Chip Fabrication Improve Combustion Control Capability And Air Flow | IndShift3 | 1 | 1 | 1 | 1 | 1 | 0.85 | PSE10YrRetro | 10% | 10% | 10% | 10% | 10% | 10% | 10% | 10% | 10% | 10% | 0% | 0% | 0% | 0% | 0% | 0% | 0% | 0% | 0% | 0% | 0% | 0% | 0% | 0%
Hi Tech - Chip Fabrication Install Or Repair Insulation On Condensate Lines And Optimize Condensate | IndShift3 | 1 | 1 | 1 | 1 | 1 | 0.85 | PSE10YrRetro | 10% | 10% | 10% | 10% | 10% | 10% | 10% | 10% | 10% | 10% | 0% | 0% | 0% | 0% | 0% | 0% | 0% | 0% | 0% | 0% | 0% | 0% | 0% | 0%
Hi Tech - Chip Fabrication Insulate Steam, Hot Water Lines Or Feedwater Tank | IndShift3 | 1 | 1 | 1 | 1 | 1 | 0.85 | PSE10YrRetro | 10% | 10% | 10% | 10% | 10% | 10% | 10% | 10% | 10% | 10% | 0% | 0% | 0% | 0% | 0% | 0% | 0% | 0% | 0% | 0% | 0% | 0% | 0% | 0%
Hi Tech - Chip Fabrication Minimize Boiler Blowdown | IndShift3 | 1 | 1 | 1 | 1 | 1 | 0.85 | PSE10YrRetro | 10% | 10% | 10% | 10% | 10% | 10% | 10% | 10% | 10% | 10% | 0% | 0% | 0% | 0% | 0% | 0% | 0% | 0% | 0% | 0% | 0% | 0% | 0% | 0%
Hi Tech - Chip Fabrication Optimize Heating System To Improve Burner Efficiency, Reduce Energy Requirements And Heat Treatment Process | IndShift3 | 1 | 1 | 1 | 1 | 1 | 0.85 | PSE10YrRetro | 10% | 10% | 10% | 10% | 10% | 10% | 10% | 10% | 10% | 10% | 0% | 0% | 0% | 0% | 0% | 0% | 0% | 0% | 0% | 0% | 0% | 0% | 0% | 0%
Hi Tech - Chip Fabrication Repair And Eliminate Steam Leaks | IndShift3 | 1 | 1 | 1 | 1 | 1 | 0.85 | PSE10YrRetro | 10% | 10% | 10% | 10% | 10% | 10% | 10% | 10% | 10% | 10% | 0% | 0% | 0% | 0% | 0% | 0% | 0% | 0% | 0% | 0% | 0% | 0% | 0% | 0%
Hi Tech - Chip Fabrication Replace Steam Traps | IndShift3 | 1 | 1 | 1 | 1 | 1 | 0.85 | PSE10YrRetro | 10% | 10% | 10% | 10% | 10% | 10% | 10% | 10% | 10% | 10% | 0% | 0% | 0% | 0% | 0% | 0% | 0% | 0% | 0% | 0% | 0% | 0% | 0% | 0%
Hi Tech - Chip Fabrication Other Plant Operations Improvements To Reduce Energy Requirements | IndShift3 | 1 | 1 | 1 | 1 | 1 | 0.85 | PSE10YrRetro | 10% | 10% | 10% | 10% | 10% | 10% | 10% | 10% | 10% | 10% | 0% | 0% | 0% | 0% | 0% | 0% | 0% | 0% | 0% | 0% | 0% | 0% | 0% | 0%
Hi Tech - Chip Fabrication Heat Recovery And Waste Heat For Process | IndShift3 | 1 | 1 | 1 | 1 | 1 | 0.85 | PSE10YrRetro | 10% | 10% | 10% | 10% | 10% | 10% | 10% | 10% | 10% | 10% | 0% | 0% | 0% | 0% | 0% | 0% | 0% | 0% | 0% | 0% | 0% | 0% | 0% | 0%
Hi Tech - Chip Fabrication Process Improvements To Reduce Energy Requirements | IndShift3 | 1 | 1 | 1 | 1 | 1 | 0.85 | PSE10YrRetro | 10% | 10% | 10% | 10% | 10% | 10% | 10% | 10% | 10% | 10% | 0% | 0% | 0% | 0% | 0% | 0% | 0% | 0% | 0% | 0% | 0% | 0% | 0% | 0%
Hi Tech - Chip Fabrication Thermal Systems Add Insulation To Equipment | IndShift3 | 1 | 1 | 1 | 1 | 1 | 0.85 | PSE10YrRetro | 10% | 10% | 10% | 10% | 10% | 10% | 10% | 10% | 10% | 10% | 0% | 0% | 0% | 0% | 0% | 0% | 0% | 0% | 0% | 0% | 0% | 0% | 0% | 0%
Hi Tech - Chip Fabrication Thermal Systems Reduce Infiltration; Isolate Hot Or Cold Equipment | IndShift3 | 1 | 1 | 1 | 1 | 1 | 0.85 | PSE10YrRetro | 10% | 10% | 10% | 10% | 10% | 10% | 10% | 10% | 10% | 10% | 0% | 0% | 0% | 0% | 0% | 0% | 0% | 0% | 0% | 0% | 0% | 0% | 0% | 0%
Hi Tech - Chip Fabrication Waste Heat From Hot Flue Gases To Preheat | IndShift3 | 1 | 1 | 1 | 1 | 1 | 0.85 | PSE10YrRetro | 10% | 10% | 10% | 10% | 10% | 10% | 10% | 10% | 10% | 10% | 0% | 0% | 0% | 0% | 0% | 0% | 0% | 0% | 0% | 0% | 0% | 0% | 0% | 0%
Hi Tech - Chip Fabrication Plant Operations - Equipment Scheduling Improvements | IndShift3 | 1 | 1 | 1 | 1 | 1 | 0.85 | PSE10YrRetro | 10% | 10% | 10% | 10% | 10% | 10% | 10% | 10% | 10% | 10% | 0% | 0% | 0% | 0% | 0% | 0% | 0% | 0% | 0% | 0% | 0% | 0% | 0% | 0%
Hi Tech - Silicon Building Envelope Infiltration Improvements | IndShift3 | 1 | 1 | 1 | 1 | 1 | 0.85 | PSE10YrRetro | 10% | 10% | 10% | 10% | 10% | 10% | 10% | 10% | 10% | 10% | 0% | 0% | 0% | 0% | 0% | 0% | 0% | 0% | 0% | 0% | 0% | 0% | 0% | 0%
Hi Tech - Silicon Building Envelope Insulation and Window/Door Improvements | IndShift3 | 1 | 1 | 1 | 1 | 1 | 0.85 | PSE10YrRetro | 10% | 10% | 10% | 10% | 10% | 10% | 10% | 10% | 10% | 10% | 0% | 0% | 0% | 0% | 0% | 0% | 0% | 0% | 0% | 0% | 0% | 0% | 0% | 0%
Hi Tech - Silicon Equipment Upgrade - Replace Existing HVAC Unit With High Efficiency Model | IndShift3 | 1 | 1 | 1 | 1 | 1 | 0.85 | PSE10YrRetro | 10% | 10% | 10% | 10% | 10% | 10% | 10% | 10% | 10% | 10% | 0% | 0% | 0% | 0% | 0% | 0% | 0% | 0% | 0% | 0% | 0% | 0% | 0% | 0%
Hi Tech - Silicon HVAC Equipment Scheduling Improvements - HVAC Controls, Timers Or Thermostats | IndShift3 | 1 | 1 | 1 | 1 | 1 | 0.85 | PSE10YrRetro | 10% | 10% | 10% | 10% | 10% | 10% | 10% | 10% | 10% | 10% | 0% | 0% | 0% | 0% | 0% | 0% | 0% | 0% | 0% | 0% | 0% | 0% | 0% | 0%
Hi Tech - Silicon Optimize Ventilation System | IndShift3 | 1 | 1 | 1 | 1 | 1 | 0.85 | PSE10YrRetro | 10% | 10% | 10% | 10% | 10% | 10% | 10% | 10% | 10% | 10% | 0% | 0% | 0% | 0% | 0% | 0% | 0% | 0% | 0% | 0% | 0% | 0% | 0% | 0%
Hi Tech - Silicon Analyze Flue Gas For Proper Air/Fuel Ratio | IndShift3 | 1 | 1 | 1 | 1 | 1 | 0.85 | PSE10YrRetro | 10% | 10% | 10% | 10% | 10% | 10% | 10% | 10% | 10% | 10% | 0% | 0% | 0% | 0% | 0% | 0% | 0% | 0% | 0% | 0% | 0% | 0% | 0% | 0%
Hi Tech - Silicon Boiler - Operation, Maintenance, And Scheduling | IndShift3 | 1 | 1 | 1 | 1 | 1 | 0.85 | PSE10YrRetro | 10% | 10% | 10% | 10% | 10% | 10% | 10% | 10% | 10% | 10% | 0% | 0% | 0% | 0% | 0% | 0% | 0% | 0% | 0% | 0% | 0% | 0% | 0% | 0%
Hi Tech - Silicon Equipment Upgrade - Boiler Replacement | IndShift3 | 1 | 1 | 1 | 1 | 1 | 0.85 | PSE10YrRetro | 10% | 10% | 10% | 10% | 10% | 10% | 10% | 10% | 10% | 10% | 0% | 0% | 0% | 0% | 0% | 0% | 0% | 0% | 0% | 0% | 0% | 0% | 0% | 0%
Hi Tech - Silicon Equipment Upgrade - Boiler Turbulators | IndShift3 | 1 | 1 | 1 | 1 | 1 | 0.85 | PSE10YrRetro | 10% | 10% | 10% | 10% | 10% | 10% | 10% | 10% | 10% | 10% | 0% | 0% | 0% | 0% | 0% | 0% | 0% | 0% | 0% | 0% | 0% | 0% | 0% | 0%
Hi Tech - Silicon Improve Combustion Control Capability And Air Flow | IndShift3 | 1 | 1 | 1 | 1 | 1 | 0.85 | PSE10YrRetro | 10% | 10% | 10% | 10% | 10% | 10% | 10% | 10% | 10% | 10% | 0% | 0% | 0% | 0% | 0% | 0% | 0% | 0% | 0% | 0% | 0% | 0% | 0% | 0%
Hi Tech - Silicon Install Or Repair Insulation On Condensate Lines And Optimize Condensate | IndShift3 | 1 | 1 | 1 | 1 | 1 | 0.85 | PSE10YrRetro | 10% | 10% | 10% | 10% | 10% | 10% | 10% | 10% | 10% | 10% | 0% | 0% | 0% | 0% | 0% | 0% | 0% | 0% | 0% | 0% | 0% | 0% | 0% | 0%
Hi Tech - Silicon Insulate Steam, Hot Water Lines Or Feedwater Tank | IndShift3 | 1 | 1 | 1 | 1 | 1 | 0.85 | PSE10YrRetro | 10% | 10% | 10% | 10% | 10% | 10% | 10% | 10% | 10% | 10% | 0% | 0% | 0% | 0% | 0% | 0% | 0% | 0% | 0% | 0% | 0% | 0% | 0% | 0%
Hi Tech - Silicon Minimize Boiler Blowdown | IndShift3 | 1 | 1 | 1 | 1 | 1 | 0.85 | PSE10YrRetro | 10% | 10% | 10% | 10% | 10% | 10% | 10% | 10% | 10% | 10% | 0% | 0% | 0% | 0% | 0% | 0% | 0% | 0% | 0% | 0% | 0% | 0% | 0% | 0%
Hi Tech - Silicon Optimize Heating System To Improve Burner Efficiency, Reduce Energy Requirements And Heat Treatment Process | IndShift3 | 1 | 1 | 1 | 1 | 1 | 0.85 | PSE10YrRetro | 10% | 10% | 10% | 10% | 10% | 10% | 10% | 10% | 10% | 10% | 0% | 0% | 0% | 0% | 0% | 0% | 0% | 0% | 0% | 0% | 0% | 0% | 0% | 0%
Hi Tech - Silicon Repair And Eliminate Steam Leaks | IndShift3 | 1 | 1 | 1 | 1 | 1 | 0.85 | PSE10YrRetro | 10% | 10% | 10% | 10% | 10% | 10% | 10% | 10% | 10% | 10% | 0% | 0% | 0% | 0% | 0% | 0% | 0% | 0% | 0% | 0% | 0% | 0% | 0% | 0%
Hi Tech - Silicon Replace Steam Traps | IndShift3 | 1 | 1 | 1 | 1 | 1 | 0.85 | PSE10YrRetro | 10% | 10% | 10% | 10% | 10% | 10% | 10% | 10% | 10% | 10% | 0% | 0% | 0% | 0% | 0% | 0% | 0% | 0% | 0% | 0% | 0% | 0% | 0% | 0%
Hi Tech - Silicon Other Plant Operations Improvements To Reduce Energy Requirements | IndShift3 | 1 | 1 | 1 | 1 | 1 | 0.85 | PSE10YrRetro | 10% | 10% | 10% | 10% | 10% | 10% | 10% | 10% | 10% | 10% | 0% | 0% | 0% | 0% | 0% | 0% | 0% | 0% | 0% | 0% | 0% | 0% | 0% | 0%
Hi Tech - Silicon Heat Recovery And Waste Heat For Process | IndShift3 | 1 | 1 | 1 | 1 | 1 | 0.85 | PSE10YrRetro | 10% | 10% | 10% | 10% | 10% | 10% | 10% | 10% | 10% | 10% | 0% | 0% | 0% | 0% | 0% | 0% | 0% | 0% | 0% | 0% | 0% | 0% | 0% | 0%
Hi Tech - Silicon Process Improvements To Reduce Energy Requirements | IndShift3 | 1 | 1 | 1 | 1 | 1 | 0.85 | PSE10YrRetro | 10% | 10% | 10% | 10% | 10% | 10% | 10% | 10% | 10% | 10% | 0% | 0% | 0% | 0% | 0% | 0% | 0% | 0% | 0% | 0% | 0% | 0% | 0% | 0%
Hi Tech - Silicon Thermal Systems Add Insulation To Equipment | IndShift3 | 1 | 1 | 1 | 1 | 1 | 0.85 | PSE10YrRetro | 10% | 10% | 10% | 10% | 10% | 10% | 10% | 10% | 10% | 10% | 0% | 0% | 0% | 0% | 0% | 0% | 0% | 0% | 0% | 0% | 0% | 0% | 0% | 0%
Hi Tech - Silicon Thermal Systems Reduce Infiltration; Isolate Hot Or Cold Equipment | IndShift3 | 1 | 1 | 1 | 1 | 1 | 0.85 | PSE10YrRetro | 10% | 10% | 10% | 10% | 10% | 10% | 10% | 10% | 10% | 10% | 0% | 0% | 0% | 0% | 0% | 0% | 0% | 0% | 0% | 0% | 0% | 0% | 0% | 0%
Hi Tech - Silicon Waste Heat From Hot Flue Gases To Preheat | IndShift3 | 1 | 1 | 1 | 1 | 1 | 0.85 | PSE10YrRetro | 10% | 10% | 10% | 10% | 10% | 10% | 10% | 10% | 10% | 10% | 0% | 0% | 0% | 0% | 0% | 0% | 0% | 0% | 0% | 0% | 0% | 0% | 0% | 0%
Hi Tech - Silicon Plant Operations - Equipment Scheduling Improvements | IndShift3 | 1 | 1 | 1 | 1 | 1 | 0.85 | PSE10YrRetro | 10% | 10% | 10% | 10% | 10% | 10% | 10% | 10% | 10% | 10% | 0% | 0% | 0% | 0% | 0% | 0% | 0% | 0% | 0% | 0% | 0% | 0% | 0% | 0%
Metal Fabrication Building Envelope Infiltration Improvements | IndShift3 | 1 | 1 | 1 | 1 | 1 | 0.85 | PSE10YrRetro | 10% | 10% | 10% | 10% | 10% | 10% | 10% | 10% | 10% | 10% | 0% | 0% | 0% | 0% | 0% | 0% | 0% | 0% | 0% | 0% | 0% | 0% | 0% | 0%
Metal Fabrication Building Envelope Insulation and Window/Door Improvements | IndShift3 | 1 | 1 | 1 | 1 | 1 | 0.85 | PSE10YrRetro | 10% | 10% | 10% | 10% | 10% | 10% | 10% | 10% | 10% | 10% | 0% | 0% | 0% | 0% | 0% | 0% | 0% | 0% | 0% | 0% | 0% | 0% | 0% | 0%
Metal Fabrication Equipment Upgrade - Replace Existing HVAC Unit With High Efficiency Model | IndShift3 | 1 | 1 | 1 | 1 | 1 | 0.85 | PSE10YrRetro | 10% | 10% | 10% | 10% | 10% | 10% | 10% | 10% | 10% | 10% | 0% | 0% | 0% | 0% | 0% | 0% | 0% | 0% | 0% | 0% | 0% | 0% | 0% | 0%
Metal Fabrication HVAC Equipment Scheduling Improvements - HVAC Controls, Timers Or Thermostats | IndShift3 | 1 | 1 | 1 | 1 | 1 | 0.85 | PSE10YrRetro | 10% | 10% | 10% | 10% | 10% | 10% | 10% | 10% | 10% | 10% | 0% | 0% | 0% | 0% | 0% | 0% | 0% | 0% | 0% | 0% | 0% | 0% | 0% | 0%
Metal Fabrication Optimize Ventilation System | IndShift3 | 1 | 1 | 1 | 1 | 1 | 0.85 | PSE10YrRetro | 10% | 10% | 10% | 10% | 10% | 10% | 10% | 10% | 10% | 10% | 0% | 0% | 0% | 0% | 0% | 0% | 0% | 0% | 0% | 0% | 0% | 0% | 0% | 0%
Metal Fabrication Analyze Flue Gas For Proper Air/Fuel Ratio | IndShift3 | 1 | 1 | 1 | 1 | 1 | 0.85 | PSE10YrRetro | 10% | 10% | 10% | 10% | 10% | 10% | 10% | 10% | 10% | 10% | 0% | 0% | 0% | 0% | 0% | 0% | 0% | 0% | 0% | 0% | 0% | 0% | 0% | 0%
Metal Fabrication Boiler - Operation, Maintenance, And Scheduling | IndShift3 | 1 | 1 | 1 | 1 | 1 | 0.85 | PSE10YrRetro | 10% | 10% | 10% | 10% | 10% | 10% | 10% | 10% | 10% | 10% | 0% | 0% | 0% | 0% | 0% | 0% | 0% | 0% | 0% | 0% | 0% | 0% | 0% | 0%
Metal Fabrication Equipment Upgrade - Boiler Replacement | IndShift3 | 1 | 1 | 1 | 1 | 1 | 0.85 | PSE10YrRetro | 10% | 10% | 10% | 10% | 10% | 10% | 10% | 10% | 10% | 10% | 0% | 0% | 0% | 0% | 0% | 0% | 0% | 0% | 0% | 0% | 0% | 0% | 0% | 0%
Metal Fabrication Equipment Upgrade - Boiler Turbulators | IndShift3 | 1 | 1 | 1 | 1 | 1 | 0.85 | PSE10YrRetro | 10% | 10% | 10% | 10% | 10% | 10% | 10% | 10% | 10% | 10% | 0% | 0% | 0% | 0% | 0% | 0% | 0% | 0% | 0% | 0% | 0% | 0% | 0% | 0%
Metal Fabrication Improve Combustion Control Capability And Air Flow | IndShift3 | 1 | 1 | 1 | 1 | 1 | 0.85 | PSE10YrRetro | 10% | 10% | 10% | 10% | 10% | 10% | 10% | 10% | 10% | 10% | 0% | 0% | 0% | 0% | 0% | 0% | 0% | 0% | 0% | 0% | 0% | 0% | 0% | 0%
Metal Fabrication Install Or Repair Insulation On Condensate Lines And Optimize Condensate | IndShift3 | 1 | 1 | 1 | 1 | 1 | 0.85 | PSE10YrRetro | 10% | 10% | 10% | 10% | 10% | 10% | 10% | 10% | 10% | 10% | 0% | 0% | 0% | 0% | 0% | 0% | 0% | 0% | 0% | 0% | 0% | 0% | 0% | 0%
Metal Fabrication Insulate Steam, Hot Water Lines Or Feedwater Tank | IndShift3 | 1 | 1 | 1 | 1 | 1 | 0.85 | PSE10YrRetro | 10% | 10% | 10% | 10% | 10% | 10% | 10% | 10% | 10% | 10% | 0% | 0% | 0% | 0% | 0% | 0% | 0% | 0% | 0% | 0% | 0% | 0% | 0% | 0%
Metal Fabrication Minimize Boiler Blowdown | IndShift3 | 1 | 1 | 1 | 1 | 1 | 0.85 | PSE10YrRetro | 10% | 10% | 10% | 10% | 10% | 10% | 10% | 10% | 10% | 10% | 0% | 0% | 0% | 0% | 0% | 0% | 0% | 0% | 0% | 0% | 0% | 0% | 0% | 0%
Metal Fabrication Optimize Heating System To Improve Burner Efficiency, Reduce Energy Requirements And Heat Treatment Process | IndShift3 | 1 | 1 | 1 | 1 | 1 | 0.85 | PSE10YrRetro | 10% | 10% | 10% | 10% | 10% | 10% | 10% | 10% | 10% | 10% | 0% | 0% | 0% | 0% | 0% | 0% | 0% | 0% | 0% | 0% | 0% | 0% | 0% | 0%
Metal Fabrication Repair And Eliminate Steam Leaks | IndShift3 | 1 | 1 | 1 | 1 | 1 | 0.85 | PSE10YrRetro | 10% | 10% | 10% | 10% | 10% | 10% | 10% | 10% | 10% | 10% | 0% | 0% | 0% | 0% | 0% | 0% | 0% | 0% | 0% | 0% | 0% | 0% | 0% | 0%
Metal Fabrication Replace Steam Traps | IndShift3 | 1 | 1 | 1 | 1 | 1 | 0.85 | PSE10YrRetro | 10% | 10% | 10% | 10% | 10% | 10% | 10% | 10% | 10% | 10% | 0% | 0% | 0% | 0% | 0% | 0% | 0% | 0% | 0% | 0% | 0% | 0% | 0% | 0%
Metal Fabrication Other Plant Operations Improvements To Reduce Energy Requirements | IndShift3 | 1 | 1 | 1 | 1 | 1 | 0.85 | PSE10YrRetro | 10% | 10% | 10% | 10% | 10% | 10% | 10% | 10% | 10% | 10% | 0% | 0% | 0% | 0% | 0% | 0% | 0% | 0% | 0% | 0% | 0% | 0% | 0% | 0%
Metal Fabrication Heat Recovery And Waste Heat For Process | IndShift3 | 1 | 1 | 1 | 1 | 1 | 0.85 | PSE10YrRetro | 10% | 10% | 10% | 10% | 10% | 10% | 10% | 10% | 10% | 10% | 0% | 0% | 0% | 0% | 0% | 0% | 0% | 0% | 0% | 0% | 0% | 0% | 0% | 0%
Metal Fabrication Process Improvements To Reduce Energy Requirements | IndShift3 | 1 | 1 | 1 | 1 | 1 | 0.85 | PSE10YrRetro | 10% | 10% | 10% | 10% | 10% | 10% | 10% | 10% | 10% | 10% | 0% | 0% | 0% | 0% | 0% | 0% | 0% | 0% | 0% | 0% | 0% | 0% | 0% | 0%
Metal Fabrication Thermal Systems Add Insulation To Equipment | IndShift3 | 1 | 1 | 1 | 1 | 1 | 0.85 | PSE10YrRetro | 10% | 10% | 10% | 10% | 10% | 10% | 10% | 10% | 10% | 10% | 0% | 0% | 0% | 0% | 0% | 0% | 0% | 0% | 0% | 0% | 0% | 0% | 0% | 0%
Metal Fabrication Thermal Systems Reduce Infiltration; Isolate Hot Or Cold Equipment | IndShift3 | 1 | 1 | 1 | 1 | 1 | 0.85 | PSE10YrRetro | 10% | 10% | 10% | 10% | 10% | 10% | 10% | 10% | 10% | 10% | 0% | 0% | 0% | 0% | 0% | 0% | 0% | 0% | 0% | 0% | 0% | 0% | 0% | 0%
Metal Fabrication Waste Heat From Hot Flue Gases To Preheat | IndShift3 | 1 | 1 | 1 | 1 | 1 | 0.85 | PSE10YrRetro | 10% | 10% | 10% | 10% | 10% | 10% | 10% | 10% | 10% | 10% | 0% | 0% | 0% | 0% | 0% | 0% | 0% | 0% | 0% | 0% | 0% | 0% | 0% | 0%
Metal Fabrication Plant Operations - Equipment Scheduling Improvements | IndShift3 | 1 | 1 | 1 | 1 | 1 | 0.85 | PSE10YrRetro | 10% | 10% | 10% | 10% | 10% | 10% | 10% | 10% | 10% | 10% | 0% | 0% | 0% | 0% | 0% | 0% | 0% | 0% | 0% | 0% | 0% | 0% | 0% | 0%
Transportation Equipment Building Envelope Infiltration Improvements | IndShift3 | 1 | 1 | 1 | 1 | 1 | 0.85 | PSE10YrRetro | 10% | 10% | 10% | 10% | 10% | 10% | 10% | 10% | 10% | 10% | 0% | 0% | 0% | 0% | 0% | 0% | 0% | 0% | 0% | 0% | 0% | 0% | 0% | 0%
Transportation Equipment Building Envelope Insulation and Window/Door Improvements | IndShift3 | 1 | 1 | 1 | 1 | 1 | 0.85 | PSE10YrRetro | 10% | 10% | 10% | 10% | 10% | 10% | 10% | 10% | 10% | 10% | 0% | 0% | 0% | 0% | 0% | 0% | 0% | 0% | 0% | 0% | 0% | 0% | 0% | 0%
Transportation Equipment Equipment Upgrade - Replace Existing HVAC Unit With High Efficiency Model | IndShift3 | 1 | 1 | 1 | 1 | 1 | 0.85 | PSE10YrRetro | 10% | 10% | 10% | 10% | 10% | 10% | 10% | 10% | 10% | 10% | 0% | 0% | 0% | 0% | 0% | 0% | 0% | 0% | 0% | 0% | 0% | 0% | 0% | 0%
Transportation Equipment HVAC Equipment Scheduling Improvements - HVAC Controls, Timers Or Thermostats | IndShift3 | 1 | 1 | 1 | 1 | 1 | 0.85 | PSE10YrRetro | 10% | 10% | 10% | 10% | 10% | 10% | 10% | 10% | 10% | 10% | 0% | 0% | 0% | 0% | 0% | 0% | 0% | 0% | 0% | 0% | 0% | 0% | 0% | 0%
Transportation Equipment Optimize Ventilation System | IndShift3 | 1 | 1 | 1 | 1 | 1 | 0.85 | PSE10YrRetro | 10% | 10% | 10% | 10% | 10% | 10% | 10% | 10% | 10% | 10% | 0% | 0% | 0% | 0% | 0% | 0% | 0% | 0% | 0% | 0% | 0% | 0% | 0% | 0%
Transportation Equipment Analyze Flue Gas For Proper Air/Fuel Ratio | IndShift3 | 1 | 1 | 1 | 1 | 1 | 0.85 | PSE10YrRetro | 10% | 10% | 10% | 10% | 10% | 10% | 10% | 10% | 10% | 10% | 0% | 0% | 0% | 0% | 0% | 0% | 0% | 0% | 0% | 0% | 0% | 0% | 0% | 0%
Transportation Equipment Boiler - Operation, Maintenance, And Scheduling | IndShift3 | 1 | 1 | 1 | 1 | 1 | 0.85 | PSE10YrRetro | 10% | 10% | 10% | 10% | 10% | 10% | 10% | 10% | 10% | 10% | 0% | 0% | 0% | 0% | 0% | 0% | 0% | 0% | 0% | 0% | 0% | 0% | 0% | 0%
Transportation Equipment Equipment Upgrade - Boiler Replacement | IndShift3 | 1 | 1 | 1 | 1 | 1 | 0.85 | PSE10YrRetro | 10% | 10% | 10% | 10% | 10% | 10% | 10% | 10% | 10% | 10% | 0% | 0% | 0% | 0% | 0% | 0% | 0% | 0% | 0% | 0% | 0% | 0% | 0% | 0%
Transportation Equipment Equipment Upgrade - Boiler Turbulators | IndShift3 | 1 | 1 | 1 | 1 | 1 | 0.85 | PSE10YrRetro | 10% | 10% | 10% | 10% | 10% | 10% | 10% | 10% | 10% | 10% | 0% | 0% | 0% | 0% | 0% | 0% | 0% | 0% | 0% | 0% | 0% | 0% | 0% | 0%
Transportation Equipment Improve Combustion Control Capability And Air Flow | IndShift3 | 1 | 1 | 1 | 1 | 1 | 0.85 | PSE10YrRetro | 10% | 10% | 10% | 10% | 10% | 10% | 10% | 10% | 10% | 10% | 0% | 0% | 0% | 0% | 0% | 0% | 0% | 0% | 0% | 0% | 0% | 0% | 0% | 0%
Transportation Equipment Install Or Repair Insulation On Condensate Lines And Optimize Condensate | IndShift3 | 1 | 1 | 1 | 1 | 1 | 0.85 | PSE10YrRetro | 10% | 10% | 10% | 10% | 10% | 10% | 10% | 10% | 10% | 10% | 0% | 0% | 0% | 0% | 0% | 0% | 0% | 0% | 0% | 0% | 0% | 0% | 0% | 0%
Transportation Equipment Insulate Steam, Hot Water Lines Or Feedwater Tank | IndShift3 | 1 | 1 | 1 | 1 | 1 | 0.85 | PSE10YrRetro | 10% | 10% | 10% | 10% | 10% | 10% | 10% | 10% | 10% | 10% | 0% | 0% | 0% | 0% | 0% | 0% | 0% | 0% | 0% | 0% | 0% | 0% | 0% | 0%
Transportation Equipment Minimize Boiler Blowdown | IndShift3 | 1 | 1 | 1 | 1 | 1 | 0.85 | PSE10YrRetro | 10% | 10% | 10% | 10% | 10% | 10% | 10% | 10% | 10% | 10% | 0% | 0% | 0% | 0% | 0% | 0% | 0% | 0% | 0% | 0% | 0% | 0% | 0% | 0%
Transportation Equipment Optimize Heating System To Improve Burner Efficiency, Reduce Energy Requirements And Heat Treatment Process | IndShift3 | 1 | 1 | 1 | 1 | 1 | 0.85 | PSE10YrRetro | 10% | 10% | 10% | 10% | 10% | 10% | 10% | 10% | 10% | 10% | 0% | 0% | 0% | 0% | 0% | 0% | 0% | 0% | 0% | 0% | 0% | 0% | 0% | 0%
Transportation Equipment Repair And Eliminate Steam Leaks | IndShift3 | 1 | 1 | 1 | 1 | 1 | 0.85 | PSE10YrRetro | 10% | 10% | 10% | 10% | 10% | 10% | 10% | 10% | 10% | 10% | 0% | 0% | 0% | 0% | 0% | 0% | 0% | 0% | 0% | 0% | 0% | 0% | 0% | 0%
Transportation Equipment Replace Steam Traps | IndShift3 | 1 | 1 | 1 | 1 | 1 | 0.85 | PSE10YrRetro | 10% | 10% | 10% | 10% | 10% | 10% | 10% | 10% | 10% | 10% | 0% | 0% | 0% | 0% | 0% | 0% | 0% | 0% | 0% | 0% | 0% | 0% | 0% | 0%
Transportation Equipment Other Plant Operations Improvements To Reduce Energy Requirements | IndShift3 | 1 | 1 | 1 | 1 | 1 | 0.85 | PSE10YrRetro | 10% | 10% | 10% | 10% | 10% | 10% | 10% | 10% | 10% | 10% | 0% | 0% | 0% | 0% | 0% | 0% | 0% | 0% | 0% | 0% | 0% | 0% | 0% | 0%
Transportation Equipment Heat Recovery And Waste Heat For Process | IndShift3 | 1 | 1 | 1 | 1 | 1 | 0.85 | PSE10YrRetro | 10% | 10% | 10% | 10% | 10% | 10% | 10% | 10% | 10% | 10% | 0% | 0% | 0% | 0% | 0% | 0% | 0% | 0% | 0% | 0% | 0% | 0% | 0% | 0%
Transportation Equipment Process Improvements To Reduce Energy Requirements | IndShift3 | 1 | 1 | 1 | 1 | 1 | 0.85 | PSE10YrRetro | 10% | 10% | 10% | 10% | 10% | 10% | 10% | 10% | 10% | 10% | 0% | 0% | 0% | 0% | 0% | 0% | 0% | 0% | 0% | 0% | 0% | 0% | 0% | 0%
Transportation Equipment Thermal Systems Add Insulation To Equipment | IndShift3 | 1 | 1 | 1 | 1 | 1 | 0.85 | PSE10YrRetro | 10% | 10% | 10% | 10% | 10% | 10% | 10% | 10% | 10% | 10% | 0% | 0% | 0% | 0% | 0% | 0% | 0% | 0% | 0% | 0% | 0% | 0% | 0% | 0%
Transportation Equipment Thermal Systems Reduce Infiltration; Isolate Hot Or Cold Equipment | IndShift3 | 1 | 1 | 1 | 1 | 1 | 0.85 | PSE10YrRetro | 10% | 10% | 10% | 10% | 10% | 10% | 10% | 10% | 10% | 10% | 0% | 0% | 0% | 0% | 0% | 0% | 0% | 0% | 0% | 0% | 0% | 0% | 0% | 0%
Transportation Equipment Waste Heat From Hot Flue Gases To Preheat | IndShift3 | 1 | 1 | 1 | 1 | 1 | 0.85 | PSE10YrRetro | 10% | 10% | 10% | 10% | 10% | 10% | 10% | 10% | 10% | 10% | 0% | 0% | 0% | 0% | 0% | 0% | 0% | 0% | 0% | 0% | 0% | 0% | 0% | 0%
Transportation Equipment Plant Operations - Equipment Scheduling Improvements | IndShift3 | 1 | 1 | 1 | 1 | 1 | 0.85 | PSE10YrRetro | 10% | 10% | 10% | 10% | 10% | 10% | 10% | 10% | 10% | 10% | 0% | 0% | 0% | 0% | 0% | 0% | 0% | 0% | 0% | 0% | 0% | 0% | 0% | 0%
Refinery Building Envelope Infiltration Improvements | IndShift3 | 1 | 1 | 1 | 1 | 1 | 0.85 | PSE10YrRetro | 10% | 10% | 10% | 10% | 10% | 10% | 10% | 10% | 10% | 10% | 0% | 0% | 0% | 0% | 0% | 0% | 0% | 0% | 0% | 0% | 0% | 0% | 0% | 0%
Refinery Building Envelope Insulation and Window/Door Improvements | IndShift3 | 1 | 1 | 1 | 1 | 1 | 0.85 | PSE10YrRetro | 10% | 10% | 10% | 10% | 10% | 10% | 10% | 10% | 10% | 10% | 0% | 0% | 0% | 0% | 0% | 0% | 0% | 0% | 0% | 0% | 0% | 0% | 0% | 0%
Refinery Equipment Upgrade - Replace Existing HVAC Unit With High Efficiency Model | IndShift3 | 1 | 1 | 1 | 1 | 1 | 0.85 | PSE10YrRetro | 10% | 10% | 10% | 10% | 10% | 10% | 10% | 10% | 10% | 10% | 0% | 0% | 0% | 0% | 0% | 0% | 0% | 0% | 0% | 0% | 0% | 0% | 0% | 0%
Refinery HVAC Equipment Scheduling Improvements - HVAC Controls, Timers Or Thermostats | IndShift3 | 1 | 1 | 1 | 1 | 1 | 0.85 | PSE10YrRetro | 10% | 10% | 10% | 10% | 10% | 10% | 10% | 10% | 10% | 10% | 0% | 0% | 0% | 0% | 0% | 0% | 0% | 0% | 0% | 0% | 0% | 0% | 0% | 0%
Refinery Optimize Ventilation System | IndShift3 | 1 | 1 | 1 | 1 | 1 | 0.85 | PSE10YrRetro | 10% | 10% | 10% | 10% | 10% | 10% | 10% | 10% | 10% | 10% | 0% | 0% | 0% | 0% | 0% | 0% | 0% | 0% | 0% | 0% | 0% | 0% | 0% | 0%
Refinery Analyze Flue Gas For Proper Air/Fuel Ratio | IndShift3 | 1 | 1 | 1 | 1 | 1 | 0.85 | PSE10YrRetro | 10% | 10% | 10% | 10% | 10% | 10% | 10% | 10% | 10% | 10% | 0% | 0% | 0% | 0% | 0% | 0% | 0% | 0% | 0% | 0% | 0% | 0% | 0% | 0%
Refinery Boiler - Operation, Maintenance, And Scheduling | IndShift3 | 1 | 1 | 1 | 1 | 1 | 0.85 | PSE10YrRetro | 10% | 10% | 10% | 10% | 10% | 10% | 10% | 10% | 10% | 10% | 0% | 0% | 0% | 0% | 0% | 0% | 0% | 0% | 0% | 0% | 0% | 0% | 0% | 0%
Refinery Equipment Upgrade - Boiler Replacement | IndShift3 | 1 | 1 | 1 | 1 | 1 | 0.85 | PSE10YrRetro | 10% | 10% | 10% | 10% | 10% | 10% | 10% | 10% | 10% | 10% | 0% | 0% | 0% | 0% | 0% | 0% | 0% | 0% | 0% | 0% | 0% | 0% | 0% | 0%
Refinery Equipment Upgrade - Boiler Turbulators | IndShift3 | 1 | 1 | 1 | 1 | 1 | 0.85 | PSE10YrRetro | 10% | 10% | 10% | 10% | 10% | 10% | 10% | 10% | 10% | 10% | 0% | 0% | 0% | 0% | 0% | 0% | 0% | 0% | 0% | 0% | 0% | 0% | 0% | 0%
Refinery Improve Combustion Control Capability And Air Flow | IndShift3 | 1 | 1 | 1 | 1 | 1 | 0.85 | PSE10YrRetro | 10% | 10% | 10% | 10% | 10% | 10% | 10% | 10% | 10% | 10% | 0% | 0% | 0% | 0% | 0% | 0% | 0% | 0% | 0% | 0% | 0% | 0% | 0% | 0%
Refinery Install Or Repair Insulation On Condensate Lines And Optimize Condensate | IndShift3 | 1 | 1 | 1 | 1 | 1 | 0.85 | PSE10YrRetro | 10% | 10% | 10% | 10% | 10% | 10% | 10% | 10% | 10% | 10% | 0% | 0% | 0% | 0% | 0% | 0% | 0% | 0% | 0% | 0% | 0% | 0% | 0% | 0%
Refinery Insulate Steam, Hot Water Lines Or Feedwater Tank | IndShift3 | 1 | 1 | 1 | 1 | 1 | 0.85 | PSE10YrRetro | 10% | 10% | 10% | 10% | 10% | 10% | 10% | 10% | 10% | 10% | 0% | 0% | 0% | 0% | 0% | 0% | 0% | 0% | 0% | 0% | 0% | 0% | 0% | 0%
Refinery Minimize Boiler Blowdown | IndShift3 | 1 | 1 | 1 | 1 | 1 | 0.85 | PSE10YrRetro | 10% | 10% | 10% | 10% | 10% | 10% | 10% | 10% | 10% | 10% | 0% | 0% | 0% | 0% | 0% | 0% | 0% | 0% | 0% | 0% | 0% | 0% | 0% | 0%
Refinery Optimize Heating System To Improve Burner Efficiency, Reduce Energy Requirements And Heat Treatment Process | IndShift3 | 1 | 1 | 1 | 1 | 1 | 0.85 | PSE10YrRetro | 10% | 10% | 10% | 10% | 10% | 10% | 10% | 10% | 10% | 10% | 0% | 0% | 0% | 0% | 0% | 0% | 0% | 0% | 0% | 0% | 0% | 0% | 0% | 0%
Refinery Repair And Eliminate Steam Leaks | IndShift3 | 1 | 1 | 1 | 1 | 1 | 0.85 | PSE10YrRetro | 10% | 10% | 10% | 10% | 10% | 10% | 10% | 10% | 10% | 10% | 0% | 0% | 0% | 0% | 0% | 0% | 0% | 0% | 0% | 0% | 0% | 0% | 0% | 0%
Refinery Replace Steam Traps | IndShift3 | 1 | 1 | 1 | 1 | 1 | 0.85 | PSE10YrRetro | 10% | 10% | 10% | 10% | 10% | 10% | 10% | 10% | 10% | 10% | 0% | 0% | 0% | 0% | 0% | 0% | 0% | 0% | 0% | 0% | 0% | 0% | 0% | 0%
Refinery Other Plant Operations Improvements To Reduce Energy Requirements | IndShift3 | 1 | 1 | 1 | 1 | 1 | 0.85 | PSE10YrRetro | 10% | 10% | 10% | 10% | 10% | 10% | 10% | 10% | 10% | 10% | 0% | 0% | 0% | 0% | 0% | 0% | 0% | 0% | 0% | 0% | 0% | 0% | 0% | 0%
Refinery Heat Recovery And Waste Heat For Process | IndShift3 | 1 | 1 | 1 | 1 | 1 | 0.85 | PSE10YrRetro | 10% | 10% | 10% | 10% | 10% | 10% | 10% | 10% | 10% | 10% | 0% | 0% | 0% | 0% | 0% | 0% | 0% | 0% | 0% | 0% | 0% | 0% | 0% | 0%
Refinery Process Improvements To Reduce Energy Requirements | IndShift3 | 1 | 1 | 1 | 1 | 1 | 0.85 | PSE10YrRetro | 10% | 10% | 10% | 10% | 10% | 10% | 10% | 10% | 10% | 10% | 0% | 0% | 0% | 0% | 0% | 0% | 0% | 0% | 0% | 0% | 0% | 0% | 0% | 0%
Refinery Thermal Systems Add Insulation To Equipment | IndShift3 | 1 | 1 | 1 | 1 | 1 | 0.85 | PSE10YrRetro | 10% | 10% | 10% | 10% | 10% | 10% | 10% | 10% | 10% | 10% | 0% | 0% | 0% | 0% | 0% | 0% | 0% | 0% | 0% | 0% | 0% | 0% | 0% | 0%
Refinery Thermal Systems Reduce Infiltration; Isolate Hot Or Cold Equipment | IndShift3 | 1 | 1 | 1 | 1 | 1 | 0.85 | PSE10YrRetro | 10% | 10% | 10% | 10% | 10% | 10% | 10% | 10% | 10% | 10% | 0% | 0% | 0% | 0% | 0% | 0% | 0% | 0% | 0% | 0% | 0% | 0% | 0% | 0%
Refinery Waste Heat From Hot Flue Gases To Preheat | IndShift3 | 1 | 1 | 1 | 1 | 1 | 0.85 | PSE10YrRetro | 10% | 10% | 10% | 10% | 10% | 10% | 10% | 10% | 10% | 10% | 0% | 0% | 0% | 0% | 0% | 0% | 0% | 0% | 0% | 0% | 0% | 0% | 0% | 0%
Refinery Plant Operations - Equipment Scheduling Improvements | IndShift3 | 1 | 1 | 1 | 1 | 1 | 0.85 | PSE10YrRetro | 10% | 10% | 10% | 10% | 10% | 10% | 10% | 10% | 10% | 10% | 0% | 0% | 0% | 0% | 0% | 0% | 0% | 0% | 0% | 0% | 0% | 0% | 0% | 0%
Cold Storage Building Envelope Infiltration Improvements | RefrigWarehouseGroc | 1 | 1 | 1 | 1 | 1 | 0.85 | PSE10YrRetro | 10% | 10% | 10% | 10% | 10% | 10% | 10% | 10% | 10% | 10% | 0% | 0% | 0% | 0% | 0% | 0% | 0% | 0% | 0% | 0% | 0% | 0% | 0% | 0%
Cold Storage Building Envelope Insulation and Window/Door Improvements | RefrigWarehouseGroc | 1 | 1 | 1 | 1 | 1 | 0.85 | PSE10YrRetro | 10% | 10% | 10% | 10% | 10% | 10% | 10% | 10% | 10% | 10% | 0% | 0% | 0% | 0% | 0% | 0% | 0% | 0% | 0% | 0% | 0% | 0% | 0% | 0%
Cold Storage Equipment Upgrade - Replace Existing HVAC Unit With High Efficiency Model | RefrigWarehouseGroc | 1 | 1 | 1 | 1 | 1 | 0.85 | PSE10YrRetro | 10% | 10% | 10% | 10% | 10% | 10% | 10% | 10% | 10% | 10% | 0% | 0% | 0% | 0% | 0% | 0% | 0% | 0% | 0% | 0% | 0% | 0% | 0% | 0%
Cold Storage HVAC Equipment Scheduling Improvements - HVAC Controls, Timers Or Thermostats | RefrigWarehouseGroc | 1 | 1 | 1 | 1 | 1 | 0.85 | PSE10YrRetro | 10% | 10% | 10% | 10% | 10% | 10% | 10% | 10% | 10% | 10% | 0% | 0% | 0% | 0% | 0% | 0% | 0% | 0% | 0% | 0% | 0% | 0% | 0% | 0%
Cold Storage Optimize Ventilation System | RefrigWarehouseGroc | 1 | 1 | 1 | 1 | 1 | 0.85 | PSE10YrRetro | 10% | 10% | 10% | 10% | 10% | 10% | 10% | 10% | 10% | 10% | 0% | 0% | 0% | 0% | 0% | 0% | 0% | 0% | 0% | 0% | 0% | 0% | 0% | 0%
Cold Storage Analyze Flue Gas For Proper Air/Fuel Ratio | RefrigWarehouseGroc | 1 | 1 | 1 | 1 | 1 | 0.85 | PSE10YrRetro | 10% | 10% | 10% | 10% | 10% | 10% | 10% | 10% | 10% | 10% | 0% | 0% | 0% | 0% | 0% | 0% | 0% | 0% | 0% | 0% | 0% | 0% | 0% | 0%
Cold Storage Boiler - Operation, Maintenance, And Scheduling | RefrigWarehouseGroc | 1 | 1 | 1 | 1 | 1 | 0.85 | PSE10YrRetro | 10% | 10% | 10% | 10% | 10% | 10% | 10% | 10% | 10% | 10% | 0% | 0% | 0% | 0% | 0% | 0% | 0% | 0% | 0% | 0% | 0% | 0% | 0% | 0%
Cold Storage Equipment Upgrade - Boiler Replacement | RefrigWarehouseGroc | 1 | 1 | 1 | 1 | 1 | 0.85 | PSE10YrRetro | 10% | 10% | 10% | 10% | 10% | 10% | 10% | 10% | 10% | 10% | 0% | 0% | 0% | 0% | 0% | 0% | 0% | 0% | 0% | 0% | 0% | 0% | 0% | 0%
Cold Storage Equipment Upgrade - Boiler Turbulators | RefrigWarehouseGroc | 1 | 1 | 1 | 1 | 1 | 0.85 | PSE10YrRetro | 10% | 10% | 10% | 10% | 10% | 10% | 10% | 10% | 10% | 10% | 0% | 0% | 0% | 0% | 0% | 0% | 0% | 0% | 0% | 0% | 0% | 0% | 0% | 0%
Cold Storage Improve Combustion Control Capability And Air Flow | RefrigWarehouseGroc | 1 | 1 | 1 | 1 | 1 | 0.85 | PSE10YrRetro | 10% | 10% | 10% | 10% | 10% | 10% | 10% | 10% | 10% | 10% | 0% | 0% | 0% | 0% | 0% | 0% | 0% | 0% | 0% | 0% | 0% | 0% | 0% | 0%
Cold Storage Install Or Repair Insulation On Condensate Lines And Optimize Condensate | RefrigWarehouseGroc | 1 | 1 | 1 | 1 | 1 | 0.85 | PSE10YrRetro | 10% | 10% | 10% | 10% | 10% | 10% | 10% | 10% | 10% | 10% | 0% | 0% | 0% | 0% | 0% | 0% | 0% | 0% | 0% | 0% | 0% | 0% | 0% | 0%
Cold Storage Insulate Steam, Hot Water Lines Or Feedwater Tank | RefrigWarehouseGroc | 1 | 1 | 1 | 1 | 1 | 0.85 | PSE10YrRetro | 10% | 10% | 10% | 10% | 10% | 10% | 10% | 10% | 10% | 10% | 0% | 0% | 0% | 0% | 0% | 0% | 0% | 0% | 0% | 0% | 0% | 0% | 0% | 0%
Cold Storage Minimize Boiler Blowdown | RefrigWarehouseGroc | 1 | 1 | 1 | 1 | 1 | 0.85 | PSE10YrRetro | 10% | 10% | 10% | 10% | 10% | 10% | 10% | 10% | 10% | 10% | 0% | 0% | 0% | 0% | 0% | 0% | 0% | 0% | 0% | 0% | 0% | 0% | 0% | 0%
Cold Storage Optimize Heating System To Improve Burner Efficiency, Reduce Energy Requirements And Heat Treatment Process | RefrigWarehouseGroc | 1 | 1 | 1 | 1 | 1 | 0.85 | PSE10YrRetro | 10% | 10% | 10% | 10% | 10% | 10% | 10% | 10% | 10% | 10% | 0% | 0% | 0% | 0% | 0% | 0% | 0% | 0% | 0% | 0% | 0% | 0% | 0% | 0%
Cold Storage Repair And Eliminate Steam Leaks | RefrigWarehouseGroc | 1 | 1 | 1 | 1 | 1 | 0.85 | PSE10YrRetro | 10% | 10% | 10% | 10% | 10% | 10% | 10% | 10% | 10% | 10% | 0% | 0% | 0% | 0% | 0% | 0% | 0% | 0% | 0% | 0% | 0% | 0% | 0% | 0%
Cold Storage Replace Steam Traps | RefrigWarehouseGroc | 1 | 1 | 1 | 1 | 1 | 0.85 | PSE10YrRetro | 10% | 10% | 10% | 10% | 10% | 10% | 10% | 10% | 10% | 10% | 0% | 0% | 0% | 0% | 0% | 0% | 0% | 0% | 0% | 0% | 0% | 0% | 0% | 0%
Cold Storage Other Plant Operations Improvements To Reduce Energy Requirements | RefrigWarehouseGroc | 1 | 1 | 1 | 1 | 1 | 0.85 | PSE10YrRetro | 10% | 10% | 10% | 10% | 10% | 10% | 10% | 10% | 10% | 10% | 0% | 0% | 0% | 0% | 0% | 0% | 0% | 0% | 0% | 0% | 0% | 0% | 0% | 0%
Cold Storage Heat Recovery And Waste Heat For Process | RefrigWarehouseGroc | 1 | 1 | 1 | 1 | 1 | 0.85 | PSE10YrRetro | 10% | 10% | 10% | 10% | 10% | 10% | 10% | 10% | 10% | 10% | 0% | 0% | 0% | 0% | 0% | 0% | 0% | 0% | 0% | 0% | 0% | 0% | 0% | 0%
Cold Storage Process Improvements To Reduce Energy Requirements | RefrigWarehouseGroc | 1 | 1 | 1 | 1 | 1 | 0.85 | PSE10YrRetro | 10% | 10% | 10% | 10% | 10% | 10% | 10% | 10% | 10% | 10% | 0% | 0% | 0% | 0% | 0% | 0% | 0% | 0% | 0% | 0% | 0% | 0% | 0% | 0%
Cold Storage Thermal Systems Add Insulation To Equipment | RefrigWarehouseGroc | 1 | 1 | 1 | 1 | 1 | 0.85 | PSE10YrRetro | 10% | 10% | 10% | 10% | 10% | 10% | 10% | 10% | 10% | 10% | 0% | 0% | 0% | 0% | 0% | 0% | 0% | 0% | 0% | 0% | 0% | 0% | 0% | 0%
Cold Storage Thermal Systems Reduce Infiltration; Isolate Hot Or Cold Equipment | RefrigWarehouseGroc | 1 | 1 | 1 | 1 | 1 | 0.85 | PSE10YrRetro | 10% | 10% | 10% | 10% | 10% | 10% | 10% | 10% | 10% | 10% | 0% | 0% | 0% | 0% | 0% | 0% | 0% | 0% | 0% | 0% | 0% | 0% | 0% | 0%
Cold Storage Waste Heat From Hot Flue Gases To Preheat | RefrigWarehouseGroc | 1 | 1 | 1 | 1 | 1 | 0.85 | PSE10YrRetro | 10% | 10% | 10% | 10% | 10% | 10% | 10% | 10% | 10% | 10% | 0% | 0% | 0% | 0% | 0% | 0% | 0% | 0% | 0% | 0% | 0% | 0% | 0% | 0%
Cold Storage Plant Operations - Equipment Scheduling Improvements | RefrigWarehouseGroc | 1 | 1 | 1 | 1 | 1 | 0.85 | PSE10YrRetro | 10% | 10% | 10% | 10% | 10% | 10% | 10% | 10% | 10% | 10% | 0% | 0% | 0% | 0% | 0% | 0% | 0% | 0% | 0% | 0% | 0% | 0% | 0% | 0%
Fruit Storage Building Envelope Infiltration Improvements | IndShift3 | 1 | 1 | 1 | 1 | 1 | 0.85 | PSE10YrRetro | 10% | 10% | 10% | 10% | 10% | 10% | 10% | 10% | 10% | 10% | 0% | 0% | 0% | 0% | 0% | 0% | 0% | 0% | 0% | 0% | 0% | 0% | 0% | 0%
Fruit Storage Building Envelope Insulation and Window/Door Improvements | IndShift3 | 1 | 1 | 1 | 1 | 1 | 0.85 | PSE10YrRetro | 10% | 10% | 10% | 10% | 10% | 10% | 10% | 10% | 10% | 10% | 0% | 0% | 0% | 0% | 0% | 0% | 0% | 0% | 0% | 0% | 0% | 0% | 0% | 0%
Fruit Storage Equipment Upgrade - Replace Existing HVAC Unit With High Efficiency Model | IndShift3 | 1 | 1 | 1 | 1 | 1 | 0.85 | PSE10YrRetro | 10% | 10% | 10% | 10% | 10% | 10% | 10% | 10% | 10% | 10% | 0% | 0% | 0% | 0% | 0% | 0% | 0% | 0% | 0% | 0% | 0% | 0% | 0% | 0%
Fruit Storage HVAC Equipment Scheduling Improvements - HVAC Controls, Timers Or Thermostats | IndShift3 | 1 | 1 | 1 | 1 | 1 | 0.85 | PSE10YrRetro | 10% | 10% | 10% | 10% | 10% | 10% | 10% | 10% | 10% | 10% | 0% | 0% | 0% | 0% | 0% | 0% | 0% | 0% | 0% | 0% | 0% | 0% | 0% | 0%
Fruit Storage Optimize Ventilation System | IndShift3 | 1 | 1 | 1 | 1 | 1 | 0.85 | PSE10YrRetro | 10% | 10% | 10% | 10% | 10% | 10% | 10% | 10% | 10% | 10% | 0% | 0% | 0% | 0% | 0% | 0% | 0% | 0% | 0% | 0% | 0% | 0% | 0% | 0%
Fruit Storage Analyze Flue Gas For Proper Air/Fuel Ratio | IndShift3 | 1 | 1 | 1 | 1 | 1 | 0.85 | PSE10YrRetro | 10% | 10% | 10% | 10% | 10% | 10% | 10% | 10% | 10% | 10% | 0% | 0% | 0% | 0% | 0% | 0% | 0% | 0% | 0% | 0% | 0% | 0% | 0% | 0%
Fruit Storage Boiler - Operation, Maintenance, And Scheduling | IndShift3 | 1 | 1 | 1 | 1 | 1 | 0.85 | PSE10YrRetro | 10% | 10% | 10% | 10% | 10% | 10% | 10% | 10% | 10% | 10% | 0% | 0% | 0% | 0% | 0% | 0% | 0% | 0% | 0% | 0% | 0% | 0% | 0% | 0%
Fruit Storage Equipment Upgrade - Boiler Replacement | IndShift3 | 1 | 1 | 1 | 1 | 1 | 0.85 | PSE10YrRetro | 10% | 10% | 10% | 10% | 10% | 10% | 10% | 10% | 10% | 10% | 0% | 0% | 0% | 0% | 0% | 0% | 0% | 0% | 0% | 0% | 0% | 0% | 0% | 0%
Fruit Storage Equipment Upgrade - Boiler Turbulators | IndShift3 | 1 | 1 | 1 | 1 | 1 | 0.85 | PSE10YrRetro | 10% | 10% | 10% | 10% | 10% | 10% | 10% | 10% | 10% | 10% | 0% | 0% | 0% | 0% | 0% | 0% | 0% | 0% | 0% | 0% | 0% | 0% | 0% | 0%
Fruit Storage Improve Combustion Control Capability And Air Flow | IndShift3 | 1 | 1 | 1 | 1 | 1 | 0.85 | PSE10YrRetro | 10% | 10% | 10% | 10% | 10% | 10% | 10% | 10% | 10% | 10% | 0% | 0% | 0% | 0% | 0% | 0% | 0% | 0% | 0% | 0% | 0% | 0% | 0% | 0%
Fruit Storage Install Or Repair Insulation On Condensate Lines And Optimize Condensate | IndShift3 | 1 | 1 | 1 | 1 | 1 | 0.85 | PSE10YrRetro | 10% | 10% | 10% | 10% | 10% | 10% | 10% | 10% | 10% | 10% | 0% | 0% | 0% | 0% | 0% | 0% | 0% | 0% | 0% | 0% | 0% | 0% | 0% | 0%
Fruit Storage Insulate Steam, Hot Water Lines Or Feedwater Tank | IndShift3 | 1 | 1 | 1 | 1 | 1 | 0.85 | PSE10YrRetro | 10% | 10% | 10% | 10% | 10% | 10% | 10% | 10% | 10% | 10% | 0% | 0% | 0% | 0% | 0% | 0% | 0% | 0% | 0% | 0% | 0% | 0% | 0% | 0%
Fruit Storage Minimize Boiler Blowdown | IndShift3 | 1 | 1 | 1 | 1 | 1 | 0.85 | PSE10YrRetro | 10% | 10% | 10% | 10% | 10% | 10% | 10% | 10% | 10% | 10% | 0% | 0% | 0% | 0% | 0% | 0% | 0% | 0% | 0% | 0% | 0% | 0% | 0% | 0%
Fruit Storage Optimize Heating System To Improve Burner Efficiency, Reduce Energy Requirements And Heat Treatment Process | IndShift3 | 1 | 1 | 1 | 1 | 1 | 0.85 | PSE10YrRetro | 10% | 10% | 10% | 10% | 10% | 10% | 10% | 10% | 10% | 10% | 0% | 0% | 0% | 0% | 0% | 0% | 0% | 0% | 0% | 0% | 0% | 0% | 0% | 0%
Fruit Storage Repair And Eliminate Steam Leaks | IndShift3 | 1 | 1 | 1 | 1 | 1 | 0.85 | PSE10YrRetro | 10% | 10% | 10% | 10% | 10% | 10% | 10% | 10% | 10% | 10% | 0% | 0% | 0% | 0% | 0% | 0% | 0% | 0% | 0% | 0% | 0% | 0% | 0% | 0%
Fruit Storage Replace Steam Traps | IndShift3 | 1 | 1 | 1 | 1 | 1 | 0.85 | PSE10YrRetro | 10% | 10% | 10% | 10% | 10% | 10% | 10% | 10% | 10% | 10% | 0% | 0% | 0% | 0% | 0% | 0% | 0% | 0% | 0% | 0% | 0% | 0% | 0% | 0%
Fruit Storage Other Plant Operations Improvements To Reduce Energy Requirements | IndShift3 | 1 | 1 | 1 | 1 | 1 | 0.85 | PSE10YrRetro | 10% | 10% | 10% | 10% | 10% | 10% | 10% | 10% | 10% | 10% | 0% | 0% | 0% | 0% | 0% | 0% | 0% | 0% | 0% | 0% | 0% | 0% | 0% | 0%
Fruit Storage Heat Recovery And Waste Heat For Process | IndShift3 | 1 | 1 | 1 | 1 | 1 | 0.85 | PSE10YrRetro | 10% | 10% | 10% | 10% | 10% | 10% | 10% | 10% | 10% | 10% | 0% | 0% | 0% | 0% | 0% | 0% | 0% | 0% | 0% | 0% | 0% | 0% | 0% | 0%
Fruit Storage Process Improvements To Reduce Energy Requirements | IndShift3 | 1 | 1 | 1 | 1 | 1 | 0.85 | PSE10YrRetro | 10% | 10% | 10% | 10% | 10% | 10% | 10% | 10% | 10% | 10% | 0% | 0% | 0% | 0% | 0% | 0% | 0% | 0% | 0% | 0% | 0% | 0% | 0% | 0%
Fruit Storage Thermal Systems Add Insulation To Equipment | IndShift3 | 1 | 1 | 1 | 1 | 1 | 0.85 | PSE10YrRetro | 10% | 10% | 10% | 10% | 10% | 10% | 10% | 10% | 10% | 10% | 0% | 0% | 0% | 0% | 0% | 0% | 0% | 0% | 0% | 0% | 0% | 0% | 0% | 0%
Fruit Storage Thermal Systems Reduce Infiltration; Isolate Hot Or Cold Equipment | IndShift3 | 1 | 1 | 1 | 1 | 1 | 0.85 | PSE10YrRetro | 10% | 10% | 10% | 10% | 10% | 10% | 10% | 10% | 10% | 10% | 0% | 0% | 0% | 0% | 0% | 0% | 0% | 0% | 0% | 0% | 0% | 0% | 0% | 0%
Fruit Storage Waste Heat From Hot Flue Gases To Preheat | IndShift3 | 1 | 1 | 1 | 1 | 1 | 0.85 | PSE10YrRetro | 10% | 10% | 10% | 10% | 10% | 10% | 10% | 10% | 10% | 10% | 0% | 0% | 0% | 0% | 0% | 0% | 0% | 0% | 0% | 0% | 0% | 0% | 0% | 0%
Fruit Storage Plant Operations - Equipment Scheduling Improvements | IndShift3 | 1 | 1 | 1 | 1 | 1 | 0.85 | PSE10YrRetro | 10% | 10% | 10% | 10% | 10% | 10% | 10% | 10% | 10% | 10% | 0% | 0% | 0% | 0% | 0% | 0% | 0% | 0% | 0% | 0% | 0% | 0% | 0% | 0%
Chemical Building Envelope Infiltration Improvements | IndShift3 | 1 | 1 | 1 | 1 | 1 | 0.85 | PSE10YrRetro | 10% | 10% | 10% | 10% | 10% | 10% | 10% | 10% | 10% | 10% | 0% | 0% | 0% | 0% | 0% | 0% | 0% | 0% | 0% | 0% | 0% | 0% | 0% | 0%
Chemical Building Envelope Insulation and Window/Door Improvements | IndShift3 | 1 | 1 | 1 | 1 | 1 | 0.85 | PSE10YrRetro | 10% | 10% | 10% | 10% | 10% | 10% | 10% | 10% | 10% | 10% | 0% | 0% | 0% | 0% | 0% | 0% | 0% | 0% | 0% | 0% | 0% | 0% | 0% | 0%
Chemical Equipment Upgrade - Replace Existing HVAC Unit With High Efficiency Model | IndShift3 | 1 | 1 | 1 | 1 | 1 | 0.85 | PSE10YrRetro | 10% | 10% | 10% | 10% | 10% | 10% | 10% | 10% | 10% | 10% | 0% | 0% | 0% | 0% | 0% | 0% | 0% | 0% | 0% | 0% | 0% | 0% | 0% | 0%
Chemical HVAC Equipment Scheduling Improvements - HVAC Controls, Timers Or Thermostats | IndShift3 | 1 | 1 | 1 | 1 | 1 | 0.85 | PSE10YrRetro | 10% | 10% | 10% | 10% | 10% | 10% | 10% | 10% | 10% | 10% | 0% | 0% | 0% | 0% | 0% | 0% | 0% | 0% | 0% | 0% | 0% | 0% | 0% | 0%
Chemical Optimize Ventilation System | IndShift3 | 1 | 1 | 1 | 1 | 1 | 0.85 | PSE10YrRetro | 10% | 10% | 10% | 10% | 10% | 10% | 10% | 10% | 10% | 10% | 0% | 0% | 0% | 0% | 0% | 0% | 0% | 0% | 0% | 0% | 0% | 0% | 0% | 0%
Chemical Analyze Flue Gas For Proper Air/Fuel Ratio | IndShift3 | 1 | 1 | 1 | 1 | 1 | 0.85 | PSE10YrRetro | 10% | 10% | 10% | 10% | 10% | 10% | 10% | 10% | 10% | 10% | 0% | 0% | 0% | 0% | 0% | 0% | 0% | 0% | 0% | 0% | 0% | 0% | 0% | 0%
Chemical Boiler - Operation, Maintenance, And Scheduling | IndShift3 | 1 | 1 | 1 | 1 | 1 | 0.85 | PSE10YrRetro | 10% | 10% | 10% | 10% | 10% | 10% | 10% | 10% | 10% | 10% | 0% | 0% | 0% | 0% | 0% | 0% | 0% | 0% | 0% | 0% | 0% | 0% | 0% | 0%
Chemical Equipment Upgrade - Boiler Replacement | IndShift3 | 1 | 1 | 1 | 1 | 1 | 0.85 | PSE10YrRetro | 10% | 10% | 10% | 10% | 10% | 10% | 10% | 10% | 10% | 10% | 0% | 0% | 0% | 0% | 0% | 0% | 0% | 0% | 0% | 0% | 0% | 0% | 0% | 0%
Chemical Equipment Upgrade - Boiler Turbulators | IndShift3 | 1 | 1 | 1 | 1 | 1 | 0.85 | PSE10YrRetro | 10% | 10% | 10% | 10% | 10% | 10% | 10% | 10% | 10% | 10% | 0% | 0% | 0% | 0% | 0% | 0% | 0% | 0% | 0% | 0% | 0% | 0% | 0% | 0%
Chemical Improve Combustion Control Capability And Air Flow | IndShift3 | 1 | 1 | 1 | 1 | 1 | 0.85 | PSE10YrRetro | 10% | 10% | 10% | 10% | 10% | 10% | 10% | 10% | 10% | 10% | 0% | 0% | 0% | 0% | 0% | 0% | 0% | 0% | 0% | 0% | 0% | 0% | 0% | 0%
Chemical Install Or Repair Insulation On Condensate Lines And Optimize Condensate | IndShift3 | 1 | 1 | 1 | 1 | 1 | 0.85 | PSE10YrRetro | 10% | 10% | 10% | 10% | 10% | 10% | 10% | 10% | 10% | 10% | 0% | 0% | 0% | 0% | 0% | 0% | 0% | 0% | 0% | 0% | 0% | 0% | 0% | 0%
Chemical Insulate Steam, Hot Water Lines Or Feedwater Tank | IndShift3 | 1 | 1 | 1 | 1 | 1 | 0.85 | PSE10YrRetro | 10% | 10% | 10% | 10% | 10% | 10% | 10% | 10% | 10% | 10% | 0% | 0% | 0% | 0% | 0% | 0% | 0% | 0% | 0% | 0% | 0% | 0% | 0% | 0%
Chemical Minimize Boiler Blowdown | IndShift3 | 1 | 1 | 1 | 1 | 1 | 0.85 | PSE10YrRetro | 10% | 10% | 10% | 10% | 10% | 10% | 10% | 10% | 10% | 10% | 0% | 0% | 0% | 0% | 0% | 0% | 0% | 0% | 0% | 0% | 0% | 0% | 0% | 0%
Chemical Optimize Heating System To Improve Burner Efficiency, Reduce Energy Requirements And Heat Treatment Process | IndShift3 | 1 | 1 | 1 | 1 | 1 | 0.85 | PSE10YrRetro | 10% | 10% | 10% | 10% | 10% | 10% | 10% | 10% | 10% | 10% | 0% | 0% | 0% | 0% | 0% | 0% | 0% | 0% | 0% | 0% | 0% | 0% | 0% | 0%
Chemical Repair And Eliminate Steam Leaks | IndShift3 | 1 | 1 | 1 | 1 | 1 | 0.85 | PSE10YrRetro | 10% | 10% | 10% | 10% | 10% | 10% | 10% | 10% | 10% | 10% | 0% | 0% | 0% | 0% | 0% | 0% | 0% | 0% | 0% | 0% | 0% | 0% | 0% | 0%
Chemical Replace Steam Traps | IndShift3 | 1 | 1 | 1 | 1 | 1 | 0.85 | PSE10YrRetro | 10% | 10% | 10% | 10% | 10% | 10% | 10% | 10% | 10% | 10% | 0% | 0% | 0% | 0% | 0% | 0% | 0% | 0% | 0% | 0% | 0% | 0% | 0% | 0%
Chemical Other Plant Operations Improvements To Reduce Energy Requirements | IndShift3 | 1 | 1 | 1 | 1 | 1 | 0.85 | PSE10YrRetro | 10% | 10% | 10% | 10% | 10% | 10% | 10% | 10% | 10% | 10% | 0% | 0% | 0% | 0% | 0% | 0% | 0% | 0% | 0% | 0% | 0% | 0% | 0% | 0%
Chemical Heat Recovery And Waste Heat For Process | IndShift3 | 1 | 1 | 1 | 1 | 1 | 0.85 | PSE10YrRetro | 10% | 10% | 10% | 10% | 10% | 10% | 10% | 10% | 10% | 10% | 0% | 0% | 0% | 0% | 0% | 0% | 0% | 0% | 0% | 0% | 0% | 0% | 0% | 0%
Chemical Process Improvements To Reduce Energy Requirements | IndShift3 | 1 | 1 | 1 | 1 | 1 | 0.85 | PSE10YrRetro | 10% | 10% | 10% | 10% | 10% | 10% | 10% | 10% | 10% | 10% | 0% | 0% | 0% | 0% | 0% | 0% | 0% | 0% | 0% | 0% | 0% | 0% | 0% | 0%
Chemical Thermal Systems Add Insulation To Equipment | IndShift3 | 1 | 1 | 1 | 1 | 1 | 0.85 | PSE10YrRetro | 10% | 10% | 10% | 10% | 10% | 10% | 10% | 10% | 10% | 10% | 0% | 0% | 0% | 0% | 0% | 0% | 0% | 0% | 0% | 0% | 0% | 0% | 0% | 0%
Chemical Thermal Systems Reduce Infiltration; Isolate Hot Or Cold Equipment | IndShift3 | 1 | 1 | 1 | 1 | 1 | 0.85 | PSE10YrRetro | 10% | 10% | 10% | 10% | 10% | 10% | 10% | 10% | 10% | 10% | 0% | 0% | 0% | 0% | 0% | 0% | 0% | 0% | 0% | 0% | 0% | 0% | 0% | 0%
Chemical Waste Heat From Hot Flue Gases To Preheat | IndShift3 | 1 | 1 | 1 | 1 | 1 | 0.85 | PSE10YrRetro | 10% | 10% | 10% | 10% | 10% | 10% | 10% | 10% | 10% | 10% | 0% | 0% | 0% | 0% | 0% | 0% | 0% | 0% | 0% | 0% | 0% | 0% | 0% | 0%
Chemical Plant Operations - Equipment Scheduling Improvements | IndShift3 | 1 | 1 | 1 | 1 | 1 | 0.85 | PSE10YrRetro | 10% | 10% | 10% | 10% | 10% | 10% | 10% | 10% | 10% | 10% | 0% | 0% | 0% | 0% | 0% | 0% | 0% | 0% | 0% | 0% | 0% | 0% | 0% | 0%
Miscellaneous Manufacturing Building Envelope Infiltration Improvements | IndShift3 | 1 | 1 | 1 | 1 | 1 | 0.85 | PSE10YrRetro | 10% | 10% | 10% | 10% | 10% | 10% | 10% | 10% | 10% | 10% | 0% | 0% | 0% | 0% | 0% | 0% | 0% | 0% | 0% | 0% | 0% | 0% | 0% | 0%
Miscellaneous Manufacturing Building Envelope Insulation and Window/Door Improvements | IndShift3 | 1 | 1 | 1 | 1 | 1 | 0.85 | PSE10YrRetro | 10% | 10% | 10% | 10% | 10% | 10% | 10% | 10% | 10% | 10% | 0% | 0% | 0% | 0% | 0% | 0% | 0% | 0% | 0% | 0% | 0% | 0% | 0% | 0%
Miscellaneous Manufacturing Equipment Upgrade - Replace Existing HVAC Unit With High Efficiency Model | IndShift3 | 1 | 1 | 1 | 1 | 1 | 0.85 | PSE10YrRetro | 10% | 10% | 10% | 10% | 10% | 10% | 10% | 10% | 10% | 10% | 0% | 0% | 0% | 0% | 0% | 0% | 0% | 0% | 0% | 0% | 0% | 0% | 0% | 0%
Miscellaneous Manufacturing HVAC Equipment Scheduling Improvements - HVAC Controls, Timers Or Thermostats | IndShift3 | 1 | 1 | 1 | 1 | 1 | 0.85 | PSE10YrRetro | 10% | 10% | 10% | 10% | 10% | 10% | 10% | 10% | 10% | 10% | 0% | 0% | 0% | 0% | 0% | 0% | 0% | 0% | 0% | 0% | 0% | 0% | 0% | 0%
Miscellaneous Manufacturing Optimize Ventilation System | IndShift3 | 1 | 1 | 1 | 1 | 1 | 0.85 | PSE10YrRetro | 10% | 10% | 10% | 10% | 10% | 10% | 10% | 10% | 10% | 10% | 0% | 0% | 0% | 0% | 0% | 0% | 0% | 0% | 0% | 0% | 0% | 0% | 0% | 0%
Miscellaneous Manufacturing Analyze Flue Gas For Proper Air/Fuel Ratio | IndShift3 | 1 | 1 | 1 | 1 | 1 | 0.85 | PSE10YrRetro | 10% | 10% | 10% | 10% | 10% | 10% | 10% | 10% | 10% | 10% | 0% | 0% | 0% | 0% | 0% | 0% | 0% | 0% | 0% | 0% | 0% | 0% | 0% | 0%
Miscellaneous Manufacturing Boiler - Operation, Maintenance, And Scheduling | IndShift3 | 1 | 1 | 1 | 1 | 1 | 0.85 | PSE10YrRetro | 10% | 10% | 10% | 10% | 10% | 10% | 10% | 10% | 10% | 10% | 0% | 0% | 0% | 0% | 0% | 0% | 0% | 0% | 0% | 0% | 0% | 0% | 0% | 0%
Miscellaneous Manufacturing Equipment Upgrade - Boiler Replacement | IndShift3 | 1 | 1 | 1 | 1 | 1 | 0.85 | PSE10YrRetro | 10% | 10% | 10% | 10% | 10% | 10% | 10% | 10% | 10% | 10% | 0% | 0% | 0% | 0% | 0% | 0% | 0% | 0% | 0% | 0% | 0% | 0% | 0% | 0%
Miscellaneous Manufacturing Equipment Upgrade - Boiler Turbulators | IndShift3 | 1 | 1 | 1 | 1 | 1 | 0.85 | PSE10YrRetro | 10% | 10% | 10% | 10% | 10% | 10% | 10% | 10% | 10% | 10% | 0% | 0% | 0% | 0% | 0% | 0% | 0% | 0% | 0% | 0% | 0% | 0% | 0% | 0%
Miscellaneous Manufacturing Improve Combustion Control Capability And Air Flow | IndShift3 | 1 | 1 | 1 | 1 | 1 | 0.85 | PSE10YrRetro | 10% | 10% | 10% | 10% | 10% | 10% | 10% | 10% | 10% | 10% | 0% | 0% | 0% | 0% | 0% | 0% | 0% | 0% | 0% | 0% | 0% | 0% | 0% | 0%
Miscellaneous Manufacturing Install Or Repair Insulation On Condensate Lines And Optimize Condensate | IndShift3 | 1 | 1 | 1 | 1 | 1 | 0.85 | PSE10YrRetro | 10% | 10% | 10% | 10% | 10% | 10% | 10% | 10% | 10% | 10% | 0% | 0% | 0% | 0% | 0% | 0% | 0% | 0% | 0% | 0% | 0% | 0% | 0% | 0%
Miscellaneous Manufacturing Insulate Steam, Hot Water Lines Or Feedwater Tank | IndShift3 | 1 | 1 | 1 | 1 | 1 | 0.85 | PSE10YrRetro | 10% | 10% | 10% | 10% | 10% | 10% | 10% | 10% | 10% | 10% | 0% | 0% | 0% | 0% | 0% | 0% | 0% | 0% | 0% | 0% | 0% | 0% | 0% | 0%
Miscellaneous Manufacturing Minimize Boiler Blowdown | IndShift3 | 1 | 1 | 1 | 1 | 1 | 0.85 | PSE10YrRetro | 10% | 10% | 10% | 10% | 10% | 10% | 10% | 10% | 10% | 10% | 0% | 0% | 0% | 0% | 0% | 0% | 0% | 0% | 0% | 0% | 0% | 0% | 0% | 0%
Miscellaneous Manufacturing Optimize Heating System To Improve Burner Efficiency, Reduce Energy Requirements And Heat Treatment Process | IndShift3 | 1 | 1 | 1 | 1 | 1 | 0.85 | PSE10YrRetro | 10% | 10% | 10% | 10% | 10% | 10% | 10% | 10% | 10% | 10% | 0% | 0% | 0% | 0% | 0% | 0% | 0% | 0% | 0% | 0% | 0% | 0% | 0% | 0%
Miscellaneous Manufacturing Repair And Eliminate Steam Leaks | IndShift3 | 1 | 1 | 1 | 1 | 1 | 0.85 | PSE10YrRetro | 10% | 10% | 10% | 10% | 10% | 10% | 10% | 10% | 10% | 10% | 0% | 0% | 0% | 0% | 0% | 0% | 0% | 0% | 0% | 0% | 0% | 0% | 0% | 0%
Miscellaneous Manufacturing Replace Steam Traps | IndShift3 | 1 | 1 | 1 | 1 | 1 | 0.85 | PSE10YrRetro | 10% | 10% | 10% | 10% | 10% | 10% | 10% | 10% | 10% | 10% | 0% | 0% | 0% | 0% | 0% | 0% | 0% | 0% | 0% | 0% | 0% | 0% | 0% | 0%
Miscellaneous Manufacturing Other Plant Operations Improvements To Reduce Energy Requirements | IndShift3 | 1 | 1 | 1 | 1 | 1 | 0.85 | PSE10YrRetro | 10% | 10% | 10% | 10% | 10% | 10% | 10% | 10% | 10% | 10% | 0% | 0% | 0% | 0% | 0% | 0% | 0% | 0% | 0% | 0% | 0% | 0% | 0% | 0%
Miscellaneous Manufacturing Heat Recovery And Waste Heat For Process | IndShift3 | 1 | 1 | 1 | 1 | 1 | 0.85 | PSE10YrRetro | 10% | 10% | 10% | 10% | 10% | 10% | 10% | 10% | 10% | 10% | 0% | 0% | 0% | 0% | 0% | 0% | 0% | 0% | 0% | 0% | 0% | 0% | 0% | 0%
Miscellaneous Manufacturing Process Improvements To Reduce Energy Requirements | IndShift3 | 1 | 1 | 1 | 1 | 1 | 0.85 | PSE10YrRetro | 10% | 10% | 10% | 10% | 10% | 10% | 10% | 10% | 10% | 10% | 0% | 0% | 0% | 0% | 0% | 0% | 0% | 0% | 0% | 0% | 0% | 0% | 0% | 0%
Miscellaneous Manufacturing Thermal Systems Add Insulation To Equipment | IndShift3 | 1 | 1 | 1 | 1 | 1 | 0.85 | PSE10YrRetro | 10% | 10% | 10% | 10% | 10% | 10% | 10% | 10% | 10% | 10% | 0% | 0% | 0% | 0% | 0% | 0% | 0% | 0% | 0% | 0% | 0% | 0% | 0% | 0%
Miscellaneous Manufacturing Thermal Systems Reduce Infiltration; Isolate Hot Or Cold Equipment | IndShift3 | 1 | 1 | 1 | 1 | 1 | 0.85 | PSE10YrRetro | 10% | 10% | 10% | 10% | 10% | 10% | 10% | 10% | 10% | 10% | 0% | 0% | 0% | 0% | 0% | 0% | 0% | 0% | 0% | 0% | 0% | 0% | 0% | 0%
Miscellaneous Manufacturing Waste Heat From Hot Flue Gases To Preheat | IndShift3 | 1 | 1 | 1 | 1 | 1 | 0.85 | PSE10YrRetro | 10% | 10% | 10% | 10% | 10% | 10% | 10% | 10% | 10% | 10% | 0% | 0% | 0% | 0% | 0% | 0% | 0% | 0% | 0% | 0% | 0% | 0% | 0% | 0%
Miscellaneous Manufacturing Plant Operations - Equipment Scheduling Improvements | IndShift3 | 1 | 1 | 1 | 1 | 1 | 0.85 | PSE10YrRetro | 10% | 10% | 10% | 10% | 10% | 10% | 10% | 10% | 10% | 10% | 0% | 0% | 0% | 0% | 0% | 0% | 0% | 0% | 0% | 0% | 0% | 0% | 0% | 0%
Production Facility Tier 1 - LED Lighting Fixtures | ExCommLight | 1 | 1 | 1 | 1 | 1 | 0.85 | PSE10YrRetro | 10% | 10% | 10% | 10% | 10% | 10% | 10% | 10% | 10% | 10% | 0% | 0% | 0% | 0% | 0% | 0% | 0% | 0% | 0% | 0% | 0% | 0% | 0% | 0%
Production Facility Tier 1 - High Efficiency Dehumidification System | CommVENT | 1 | 1 | 1 | 1 | 1 | 0.85 | PSE10YrRetro | 10% | 10% | 10% | 10% | 10% | 10% | 10% | 10% | 10% | 10% | 0% | 0% | 0% | 0% | 0% | 0% | 0% | 0% | 0% | 0% | 0% | 0% | 0% | 0%
Production Facility Tier 1 - VRF Heat Pump | CommVENT | 1 | 1 | 1 | 1 | 1 | 0.85 | PSE10YrRetro | 10% | 10% | 10% | 10% | 10% | 10% | 10% | 10% | 10% | 10% | 0% | 0% | 0% | 0% | 0% | 0% | 0% | 0% | 0% | 0% | 0% | 0% | 0% | 0%
Production Facility Tier 2 - LED Lighting Fixtures | ExCommLight | 1 | 1 | 1 | 1 | 1 | 0.85 | PSE10YrRetro | 10% | 10% | 10% | 10% | 10% | 10% | 10% | 10% | 10% | 10% | 0% | 0% | 0% | 0% | 0% | 0% | 0% | 0% | 0% | 0% | 0% | 0% | 0% | 0%
Production Facility Tier 2 - High Efficiency Dehumidification System | CommVENT | 1 | 1 | 1 | 1 | 1 | 0.85 | PSE10YrRetro | 10% | 10% | 10% | 10% | 10% | 10% | 10% | 10% | 10% | 10% | 0% | 0% | 0% | 0% | 0% | 0% | 0% | 0% | 0% | 0% | 0% | 0% | 0% | 0%
Production Facility Tier 2 - VRF Heat Pump | CommVENT | 1 | 1 | 1 | 1 | 1 | 0.85 | PSE10YrRetro | 10% | 10% | 10% | 10% | 10% | 10% | 10% | 10% | 10% | 10% | 0% | 0% | 0% | 0% | 0% | 0% | 0% | 0% | 0% | 0% | 0% | 0% | 0% | 0%
Production Facility Tier 3 - LED Lighting Fixtures | ExCommLight | 1 | 1 | 1 | 1 | 1 | 0.85 | PSE10YrRetro | 10% | 10% | 10% | 10% | 10% | 10% | 10% | 10% | 10% | 10% | 0% | 0% | 0% | 0% | 0% | 0% | 0% | 0% | 0% | 0% | 0% | 0% | 0% | 0%
Production Facility Tier 3 - High Efficiency Dehumidification System | CommVENT | 1 | 1 | 1 | 1 | 1 | 0.85 | PSE10YrRetro | 10% | 10% | 10% | 10% | 10% | 10% | 10% | 10% | 10% | 10% | 0% | 0% | 0% | 0% | 0% | 0% | 0% | 0% | 0% | 0% | 0% | 0% | 0% | 0%
Production Facility Tier 3 - VRF Heat Pump | CommVENT | 1 | 1 | 1 | 1 | 1 | 0.85 | PSE10YrRetro | 10% | 10% | 10% | 10% | 10% | 10% | 10% | 10% | 10% | 10% | 0% | 0% | 0% | 0% | 0% | 0% | 0% | 0% | 0% | 0% | 0% | 0% | 0% | 0%
Streetlight - HPS 100W - New | StreetLight | 1 | 1 | 1 | 1 | 10.14% | 0.85 | LO50Fast | 45% | 66% | 80% | 89% | 95% | 98% | 99% | 100% | 100% | 100% | 100% | 100% | 100% | 100% | 100% | 100% | 100% | 100% | 100% | 100% | 100% | 100% | 100% | 100%
Streetlight - MH 200W - New | StreetLight | 1 | 1 | 1 | 1 | 4.921% | 0.85 | LO50Fast | 45% | 66% | 80% | 89% | 95% | 98% | 99% | 100% | 100% | 100% | 100% | 100% | 100% | 100% | 100% | 100% | 100% | 100% | 100% | 100% | 100% | 100% | 100% | 100%
Streetlight - HPS 250W - New | StreetLight | 1 | 1 | 1 | 1 | 5.259% | 0.85 | LO50Fast | 45% | 66% | 80% | 89% | 95% | 98% | 99% | 100% | 100% | 100% | 100% | 100% | 100% | 100% | 100% | 100% | 100% | 100% | 100% | 100% | 100% | 100% | 100% | 100%
Streetlight - MH 400W - New | StreetLight | 1 | 1 | 1 | 1 | 6.574% | 0.85 | LO50Fast | 45% | 66% | 80% | 89% | 95% | 98% | 99% | 100% | 100% | 100% | 100% | 100% | 100% | 100% | 100% | 100% | 100% | 100% | 100% | 100% | 100% | 100% | 100% | 100%
Streetlight - MH 1000W - New | StreetLight | 1 | 1 | 1 | 1 | 0.5259% | 0.85 | LO50Fast | 45% | 66% | 80% | 89% | 95% | 98% | 99% | 100% | 100% | 100% | 100% | 100% | 100% | 100% | 100% | 100% | 100% | 100% | 100% | 100% | 100% | 100% | 100% | 100%
Streetlight - HPS 100W - NR | StreetLight | 1 | 1 | 1 | 1 | 10.14% | 0.85 | LO50Fast | 45% | 66% | 80% | 89% | 95% | 98% | 99% | 100% | 100% | 100% | 100% | 100% | 100% | 100% | 100% | 100% | 100% | 100% | 100% | 100% | 100% | 100% | 100% | 100%
Streetlight - MH 200W - NR | StreetLight | 1 | 1 | 1 | 1 | 4.921% | 0.85 | LO50Fast | 45% | 66% | 80% | 89% | 95% | 98% | 99% | 100% | 100% | 100% | 100% | 100% | 100% | 100% | 100% | 100% | 100% | 100% | 100% | 100% | 100% | 100% | 100% | 100%
Streetlight - HPS 250W - NR | StreetLight | 1 | 1 | 1 | 1 | 5.259% | 0.85 | LO50Fast | 45% | 66% | 80% | 89% | 95% | 98% | 99% | 100% | 100% | 100% | 100% | 100% | 100% | 100% | 100% | 100% | 100% | 100% | 100% | 100% | 100% | 100% | 100% | 100%
Streetlight - MH 400W - NR | StreetLight | 1 | 1 | 1 | 1 | 6.574% | 0.85 | LO50Fast | 45% | 66% | 80% | 89% | 95% | 98% | 99% | 100% | 100% | 100% | 100% | 100% | 100% | 100% | 100% | 100% | 100% | 100% | 100% | 100% | 100% | 100% | 100% | 100%
Streetlight - MH 1000W - NR | StreetLight | 1 | 1 | 1 | 1 | 0.5259% | 0.85 | LO50Fast | 45% | 66% | 80% | 89% | 95% | 98% | 99% | 100% | 100% | 100% | 100% | 100% | 100% | 100% | 100% | 100% | 100% | 100% | 100% | 100% | 100% | 100% | 100% | 100%
Note on H1646: [Threaded comment] Your version of Excel allows you to read this threaded comment; however, any edits to it will get removed if the file is opened in a newer version of Excel. Learn more: https://go.microsoft.com/fwlink/?linkid=870924 Comment: Accounts for the saturation of existing LEDs (as of 2018 PSE data - no new data for 2020), measure share, and efficeincy/relamp tier. Reply: Pasted valued because previous formula used a countif statement. Source: PSE Streetlighting Measure Analysis_18MAY2020.xlsx
Note on H1647: [Threaded comment] Your version of Excel allows you to read this threaded comment; however, any edits to it will get removed if the file is opened in a newer version of Excel. Learn more: https://go.microsoft.com/fwlink/?linkid=870924 Comment: Accounts for the saturation of existing LEDs (as of 2018 PSE data - no new data for 2020), measure share, and efficeincy/relamp tier. Reply: Pasted valued because previous formula used a countif statement. Source: PSE Streetlighting Measure Analysis_18MAY2020.xlsx
Note on H1648: [Threaded comment] Your version of Excel allows you to read this threaded comment; however, any edits to it will get removed if the file is opened in a newer version of Excel. Learn more: https://go.microsoft.com/fwlink/?linkid=870924 Comment: Accounts for the saturation of existing LEDs (as of 2018 PSE data - no new data for 2020), measure share, and efficeincy/relamp tier. Reply: Pasted valued because previous formula used a countif statement. Source: PSE Streetlighting Measure Analysis_18MAY2020.xlsx
Note on H1649: [Threaded comment] Your version of Excel allows you to read this threaded comment; however, any edits to it will get removed if the file is opened in a newer version of Excel. Learn more: https://go.microsoft.com/fwlink/?linkid=870924 Comment: Accounts for the saturation of existing LEDs (as of 2018 PSE data - no new data for 2020), measure share, and efficeincy/relamp tier. Reply: Pasted valued because previous formula used a countif statement. Source: PSE Streetlighting Measure Analysis_18MAY2020.xlsx
Note on H1650: [Threaded comment] Your version of Excel allows you to read this threaded comment; however, any edits to it will get removed if the file is opened in a newer version of Excel. Learn more: https://go.microsoft.com/fwlink/?linkid=870924 Comment: Accounts for the saturation of existing LEDs (as of 2018 PSE data - no new data for 2020), measure share, and efficeincy/relamp tier. Reply: Pasted valued because previous formula used a countif statement. Source: PSE Streetlighting Measure Analysis_18MAY2020.xlsx
Note on H1651: [Threaded comment] Your version of Excel allows you to read this threaded comment; however, any edits to it will get removed if the file is opened in a newer version of Excel. Learn more: https://go.microsoft.com/fwlink/?linkid=870924 Comment: Accounts for the saturation of existing LEDs (as of 2018 PSE data - no new data for 2020), measure share, and efficeincy/relamp tier. Reply: Pasted valued because previous formula used a countif statement. Source: PSE Streetlighting Measure Analysis_18MAY2020.xlsx
Note on H1652: [Threaded comment] Your version of Excel allows you to read this threaded comment; however, any edits to it will get removed if the file is opened in a newer version of Excel. Learn more: https://go.microsoft.com/fwlink/?linkid=870924 Comment: Accounts for the saturation of existing LEDs (as of 2018 PSE data - no new data for 2020), measure share, and efficeincy/relamp tier. Reply: Pasted valued because previous formula used a countif statement. Source: PSE Streetlighting Measure Analysis_18MAY2020.xlsx
Note on H1653: [Threaded comment] Your version of Excel allows you to read this threaded comment; however, any edits to it will get removed if the file is opened in a newer version of Excel. Learn more: https://go.microsoft.com/fwlink/?linkid=870924 Comment: Accounts for the saturation of existing LEDs (as of 2018 PSE data - no new data for 2020), measure share, and efficeincy/relamp tier. Reply: Pasted valued because previous formula used a countif statement. Source: PSE Streetlighting Measure Analysis_18MAY2020.xlsx
Note on H1654: [Threaded comment] Your version of Excel allows you to read this threaded comment; however, any edits to it will get removed if the file is opened in a newer version of Excel. Learn more: https://go.microsoft.com/fwlink/?linkid=870924 Comment: Accounts for the saturation of existing LEDs (as of 2018 PSE data - no new data for 2020), measure share, and efficeincy/relamp tier. Reply: Pasted valued because previous formula used a countif statement. Source: PSE Streetlighting Measure Analysis_18MAY2020.xlsx
Note on H1655: [Threaded comment] Your version of Excel allows you to read this threaded comment; however, any edits to it will get removed if the file is opened in a newer version of Excel. Learn more: https://go.microsoft.com/fwlink/?linkid=870924 Comment: Accounts for the saturation of existing LEDs (as of 2018 PSE data - no new data for 2020), measure share, and efficeincy/relamp tier. Reply: Pasted valued because previous formula used a countif statement. Source: PSE Streetlighting Measure Analysis_18MAY2020.xlsx

## Commercial
[17 empty] | 0 | 0 | 0 | 0 |  | 0 | 0 | 0 | 0 | 0 | 0 | 0 | 0 |  | 0 | 0 | 0 | [15 empty] | Intentionally left blank | [8 empty] | Intentionally left blank | [8 empty] | 2022 | 2023 | 2024 | 2025 | 2026 | 2027 | 2028 | 2029 | 2030 | 2031 | 2032 | 2033 | 2034 | 2035 | 2036 | 2037 | 2038 | 2039 | 2040 | 2041 | 2042 | 2043 | 2044 | 2045 | 2022 | 2023 | 2024 | 2025 | 2026 | 2027 | 2028 | 2029 | 2030 | 2031 | 2032 | 2033 | 2034 | 2035 | 2036 | 2037 | 2038 | 2039 | 2040 | 2041 | 2042 | 2043 | 2044 | 2045 | Max | 2022 | 2023 | 2024 | 2025 | 2026 | 2027 | 2028 | 2029 | 2030 | 2031 | 2032 | 2033 | 2034 | 2035 | 2036 | 2037 | 2038 | 2039 | 2040 | 2041 | 2042 | 2043 | 2044 | 2045 | 2022 | 2023 | 2024 | 2025 | 2026 | 2027 | 2028 | 2029 | 2030 | 2031 | 2032 | 2033 | 2034 | 2035 | 2036 | 2037 | 2038 | 2039 | 2040 | 2041 | 2022 | 2023 | 2024 | 2025 | 2026 | 2027 | 2028 | 2029 | 2030 | 2031 | 2032 | 2033 | 2034 | 2035 | 2036 | 2037 | 2038 | 2039 | 2040 | 2041 | Max | 2022 | 2023 | 2024 | 2025 | 2026 | 2027 | 2028 | 2029 | 2030 | 2031 | 2032 | 2033 | 2034 | 2035 | 2036 | 2037 | 2038 | 2039 | 2040 | 2041 | 2022 | 2023 | 2024 | 2025 | 2026 | 2027 | 2028 | 2029 | 2030 | 2031 | 2032 | 2033 | 2034 | 2035 | 2036 | 2037 | 2038 | 2039 | 2040 | 2041 | 2042 | 2043 | 2044 | 2045 | [46 empty] | 2022 | 2023 | 2024 | 2025 | 2026 | 2027 | 2028 | 2029 | 2030 | 2031 | 2032 | 2033 | 2034 | 2035 | 2036 | 2037 | 2038 | 2039 | 2040 | 2041 | 2042 | 2043 | 2044 | 2045
Strike Flag | Workbook Name | ProCost Reference Tab | Savings, Cost, and EUL Source | Cost Reference Year | Applicable Supply Curve Types | Measure Start Year | Measure Stop Year | Region | Sector | Segment | Fuel Type | Per Unit Definition for Savings and Costs | Per Unit Definition for Incentives | Incentive Per Unit | Measure Application | Savings Component | Savings for Period 1 (kWh/yr) | Measure Life (yrs) | Capital Cost | Annual O&M | Shape Pointer | Non-E Val ($/yr) | Cost A ($) | Replacement Period A (yrs) | Cost B ($) | Replacement Period B (yrs) | Cost C ($) | Replacement Period C (yrs) | Savings (therms/yr) | Shape Pointer1 | Savings for Period 2 (kWh/yr) | Length of Period 1 (yrs) | Base Case Cost at Start of Period 2 ($) | End Use Group | End Use | Measure Group | Reporting Group | Load Shape | Peak Factor | End Use Saturation - Electric | End Use Saturation - Gas | Per Unit | Units Per Square Foot | Applicability | Turnover Rate | Max Achievability Factor | Line Loss - Electric | Line Loss - Gas | Present Value of Conserved Energy at Generator ($) | Present Value of T&D at Generator ($) | Present Value of Conservation Credit ($) | PV of Capital Cost - Electric | PV of Capital Cost - Gas | Secondary Fuel Benefits - Electric | Secondary Fuel Benefits - Gas | Net Total Resource Cost Per Unit ($) - Electric | Net Total Resource Cost Per Unit ($) - Gas | Net Utility Cost Per Unit ($) | TRC Levelized Cost of Conserved Energy - Electric | TRC Levelized Cost of Conserved Energy - Gas | Selected Levelized Cost of Energy ($/kWh) - Electric | Electric Levelized Cost Bundle | Cost Effective Electric Bundle | Selected Levelized Cost of Energy ($/Therm) - Gas | Gas Levelized Cost Bundle | Cost Effective Gas Bundle | Incremental Electric Units 2022 | Incremental Electric Units 2023 | Incremental Electric Units 2024 | Incremental Electric Units 2025 | Incremental Electric Units 2026 | Incremental Electric Units 2027 | Incremental Electric Units 2028 | Incremental Electric Units 2029 | Incremental Electric Units 2030 | Incremental Electric Units 2031 | Incremental Electric Units 2032 | Incremental Electric Units 2033 | Incremental Electric Units 2034 | Incremental Electric Units 2035 | Incremental Electric Units 2036 | Incremental Electric Units 2037 | Incremental Electric Units 2038 | Incremental Electric Units 2039 | Incremental Electric Units 2040 | Incremental Electric Units 2041 | Incremental Electric Units 2042 | Incremental Electric Units 2043 | Incremental Electric Units 2044 | Incremental Electric Units 2045 | Incremental Electric Achievable Technical Potential (kWh) 2022 | Incremental Electric Achievable Technical Potential (kWh) 2023 | Incremental Electric Achievable Technical Potential (kWh) 2024 | Incremental Electric Achievable Technical Potential (kWh) 2025 | Incremental Electric Achievable Technical Potential (kWh) 2026 | Incremental Electric Achievable Technical Potential (kWh) 2027 | Incremental Electric Achievable Technical Potential (kWh) 2028 | Incremental Electric Achievable Technical Potential (kWh) 2029 | Incremental Electric Achievable Technical Potential (kWh) 2030 | Incremental Electric Achievable Technical Potential (kWh) 2031 | Incremental Electric Achievable Technical Potential (kWh) 2032 | Incremental Electric Achievable Technical Potential (kWh) 2033 | Incremental Electric Achievable Technical Potential (kWh) 2034 | Incremental Electric Achievable Technical Potential (kWh) 2035 | Incremental Electric Achievable Technical Potential (kWh) 2036 | Incremental Electric Achievable Technical Potential (kWh) 2037 | Incremental Electric Achievable Technical Potential (kWh) 2038 | Incremental Electric Achievable Technical Potential (kWh) 2039 | Incremental Electric Achievable Technical Potential (kWh) 2040 | Incremental Electric Achievable Technical Potential (kWh) 2041 | Incremental Electric Achievable Technical Potential (kWh) 2042 | Incremental Electric Achievable Technical Potential (kWh) 2043 | Incremental Electric Achievable Technical Potential (kWh) 2044 | Incremental Electric Achievable Technical Potential (kWh) 2045 | Cumulative Electric Achievable Technical Potential (kWh) Max | Cumulative Electric Achievable Technical Potential (kWh) 2022 | Cumulative Electric Achievable Technical Potential (kWh) 2023 | Cumulative Electric Achievable Technical Potential (kWh) 2024 | Cumulative Electric Achievable Technical Potential (kWh) 2025 | Cumulative Electric Achievable Technical Potential (kWh) 2026 | Cumulative Electric Achievable Technical Potential (kWh) 2027 | Cumulative Electric Achievable Technical Potential (kWh) 2028 | Cumulative Electric Achievable Technical Potential (kWh) 2029 | Cumulative Electric Achievable Technical Potential (kWh) 2030 | Cumulative Electric Achievable Technical Potential (kWh) 2031 | Cumulative Electric Achievable Technical Potential (kWh) 2032 | Cumulative Electric Achievable Technical Potential (kWh) 2033 | Cumulative Electric Achievable Technical Potential (kWh) 2034 | Cumulative Electric Achievable Technical Potential (kWh) 2035 | Cumulative Electric Achievable Technical Potential (kWh) 2036 | Cumulative Electric Achievable Technical Potential (kWh) 2037 | Cumulative Electric Achievable Technical Potential (kWh) 2038 | Cumulative Electric Achievable Technical Potential (kWh) 2039 | Cumulative Electric Achievable Technical Potential (kWh) 2040 | Cumulative Electric Achievable Technical Potential (kWh) 2041 | Cumulative Electric Achievable Technical Potential (kWh) 2042 | Cumulative Electric Achievable Technical Potential (kWh) 2043 | Cumulative Electric Achievable Technical Potential (kWh) 2044 | Cumulative Electric Achievable Technical Potential (kWh) 2045 | Incremental Gas Units 2022 | Incremental Gas Units 2023 | Incremental Gas Units 2024 | Incremental Gas Units 2025 | Incremental Gas Units 2026 | Incremental Gas Units 2027 | Incremental Gas Units 2028 | Incremental Gas Units 2029 | Incremental Gas Units 2030 | Incremental Gas Units 2031 | Incremental Gas Units 2032 | Incremental Gas Units 2033 | Incremental Gas Units 2034 | Incremental Gas Units 2035 | Incremental Gas Units 2036 | Incremental Gas Units 2037 | Incremental Gas Units 2038 | Incremental Gas Units 2039 | Incremental Gas Units 2040 | Incremental Gas Units 2041 | Incremental Gas Achievable Technical Potential (Therms) 2022 | Incremental Gas Achievable Technical Potential (Therms) 2023 | Incremental Gas Achievable Technical Potential (Therms) 2024 | Incremental Gas Achievable Technical Potential (Therms) 2025 | Incremental Gas Achievable Technical Potential (Therms) 2026 | Incremental Gas Achievable Technical Potential (Therms) 2027 | Incremental Gas Achievable Technical Potential (Therms) 2028 | Incremental Gas Achievable Technical Potential (Therms) 2029 | Incremental Gas Achievable Technical Potential (Therms) 2030 | Incremental Gas Achievable Technical Potential (Therms) 2031 | Incremental Gas Achievable Technical Potential (Therms) 2032 | Incremental Gas Achievable Technical Potential (Therms) 2033 | Incremental Gas Achievable Technical Potential (Therms) 2034 | Incremental Gas Achievable Technical Potential (Therms) 2035 | Incremental Gas Achievable Technical Potential (Therms) 2036 | Incremental Gas Achievable Technical Potential (Therms) 2037 | Incremental Gas Achievable Technical Potential (Therms) 2038 | Incremental Gas Achievable Technical Potential (Therms) 2039 | Incremental Gas Achievable Technical Potential (Therms) 2040 | Incremental Gas Achievable Technical Potential (Therms) 2041 | Cumulative Gas Achievable Technical Potential (Therms) Max | Cumulative Gas Achievable Technical Potential (Therms) 2022 | Cumulative Gas Achievable Technical Potential (Therms) 2023 | Cumulative Gas Achievable Technical Potential (Therms) 2024 | Cumulative Gas Achievable Technical Potential (Therms) 2025 | Cumulative Gas Achievable Technical Potential (Therms) 2026 | Cumulative Gas Achievable Technical Potential (Therms) 2027 | Cumulative Gas Achievable Technical Potential (Therms) 2028 | Cumulative Gas Achievable Technical Potential (Therms) 2029 | Cumulative Gas Achievable Technical Potential (Therms) 2030 | Cumulative Gas Achievable Technical Potential (Therms) 2031 | Cumulative Gas Achievable Technical Potential (Therms) 2032 | Cumulative Gas Achievable Technical Potential (Therms) 2033 | Cumulative Gas Achievable Technical Potential (Therms) 2034 | Cumulative Gas Achievable Technical Potential (Therms) 2035 | Cumulative Gas Achievable Technical Potential (Therms) 2036 | Cumulative Gas Achievable Technical Potential (Therms) 2037 | Cumulative Gas Achievable Technical Potential (Therms) 2038 | Cumulative Gas Achievable Technical Potential (Therms) 2039 | Cumulative Gas Achievable Technical Potential (Therms) 2040 | Cumulative Gas Achievable Technical Potential (Therms) 2041 | Cumulative Electric Achievable Technical Potential (kW) 2022 | Cumulative Electric Achievable Technical Potential (kW) 2023 | Cumulative Electric Achievable Technical Potential (kW) 2024 | Cumulative Electric Achievable Technical Potential (kW) 2025 | Cumulative Electric Achievable Technical Potential (kW) 2026 | Cumulative Electric Achievable Technical Potential (kW) 2027 | Cumulative Electric Achievable Technical Potential (kW) 2028 | Cumulative Electric Achievable Technical Potential (kW) 2029 | Cumulative Electric Achievable Technical Potential (kW) 2030 | Cumulative Electric Achievable Technical Potential (kW) 2031 | Cumulative Electric Achievable Technical Potential (kW) 2032 | Cumulative Electric Achievable Technical Potential (kW) 2033 | Cumulative Electric Achievable Technical Potential (kW) 2034 | Cumulative Electric Achievable Technical Potential (kW) 2035 | Cumulative Electric Achievable Technical Potential (kW) 2036 | Cumulative Electric Achievable Technical Potential (kW) 2037 | Cumulative Electric Achievable Technical Potential (kW) 2038 | Cumulative Electric Achievable Technical Potential (kW) 2039 | Cumulative Electric Achievable Technical Potential (kW) 2040 | Cumulative Electric Achievable Technical Potential (kW) 2041 | Cumulative Electric Achievable Technical Potential (kW) 2042 | Cumulative Electric Achievable Technical Potential (kW) 2043 | Cumulative Electric Achievable Technical Potential (kW) 2044 | Cumulative Electric Achievable Technical Potential (kW) 2045 | Electric Costs 2022 | Electric Costs 2023 | Electric Costs 2024 | Electric Costs 2025 | Electric Costs 2026 | Electric Costs 2027 | Electric Costs 2028 | Electric Costs 2029 | Electric Costs 2030 | Electric Costs 2031 | Electric Costs 2032 | Electric Costs 2033 | Electric Costs 2034 | Electric Costs 2035 | Electric Costs 2036 | Electric Costs 2037 | Electric Costs 2038 | Electric Costs 2039 | Electric Costs 2040 | Electric Costs 2041 | Electric Costs 2042 | Electric Costs 2043 | Electric Costs 2044 | Electric Costs 2045 | Electric Total | Gas Costs 2022 | Gas Costs 2023 | Gas Costs 2024 | Gas Costs 2025 | Gas Costs 2026 | Gas Costs 2027 | Gas Costs 2028 | Gas Costs 2029 | Gas Costs 2030 | Gas Costs 2031 | Gas Costs 2032 | Gas Costs 2033 | Gas Costs 2034 | Gas Costs 2035 | Gas Costs 2036 | Gas Costs 2037 | Gas Costs 2038 | Gas Costs 2039 | Gas Costs 2040 | Gas Costs 2041 | Summer Peak Factor | Cumulative Electric Achievable Technical Potential (kW) 2022 - Summer | Cumulative Electric Achievable Technical Potential (kW) 2023 | Cumulative Electric Achievable Technical Potential (kW) 2024 | Cumulative Electric Achievable Technical Potential (kW) 2025 | Cumulative Electric Achievable Technical Potential (kW) 2026 | Cumulative Electric Achievable Technical Potential (kW) 2027 | Cumulative Electric Achievable Technical Potential (kW) 2028 | Cumulative Electric Achievable Technical Potential (kW) 2029 | Cumulative Electric Achievable Technical Potential (kW) 2030 | Cumulative Electric Achievable Technical Potential (kW) 2031 | Cumulative Electric Achievable Technical Potential (kW) 2032 | Cumulative Electric Achievable Technical Potential (kW) 2033 | Cumulative Electric Achievable Technical Potential (kW) 2034 | Cumulative Electric Achievable Technical Potential (kW) 2035 | Cumulative Electric Achievable Technical Potential (kW) 2036 | Cumulative Electric Achievable Technical Potential (kW) 2037 | Cumulative Electric Achievable Technical Potential (kW) 2038 | Cumulative Electric Achievable Technical Potential (kW) 2039 | Cumulative Electric Achievable Technical Potential (kW) 2040 | Cumulative Electric Achievable Technical Potential (kW) 2041 | Cumulative Electric Achievable Technical Potential (kW) 2042 | Cumulative Electric Achievable Technical Potential (kW) 2043 | Cumulative Electric Achievable Technical Potential (kW) 2044 | Cumulative Electric Achievable Technical Potential (kW) 2045
| Com-Bi-Level Stairwell-2021P_V8 | M_Input(KSF) | Based on the 2021 Plan workbook "Com-Bi-Level Stairwell-2021P_V8" | 2020 | NR | 2022 | 2045 | PSE | Commercial | All Commercial | Electric | Per 1,000 Sqft of Stairwell Floor Area |  |  | NR_LFStairwell8760_Fix_Repl_from LFTube to LINEAR_LEDPanel_CONTR |  | 3689.6449 | 6.3927 | 1170.3419 | 0 |  | 0 | 148.8143 | 2.2831 | 0 | 0 | 0 | 0 | 0 |  | 0 | 0 | 0 | Lighting | Lighting | Bi-Level-Stairwell | Lighting Stairwell LF Tube | ExCommLight | 0.01065% | 100% | 100% | 1.1771 | 2.1291e-05 | 56.28% | 15.64% | 85% | 6.8% | 0.2% | 1095.0946 | 57.8665 | 115.2961 | 1462.7384 | 0 | 0 | 0 | 2284.5322 | 762.2961 |  | 0.053041 | 0 | 0.053041 | 02. $0.028 to $0.055 | 1 | 0 | 01. ($9,999.00) to $0.22 | 1 | 210.2043 | 355.7608 | 454.9752 | 530.9703 | 596.5583 | 652.3437 | 699.1875 | 738.061 | 769.9527 | 795.8111 | 816.5127 | 831.5742 | 842.2708 | 849.5905 | 854.2992 | 856.9901 | 858.1229 | 859.6141 | 859.754 | 861.6064 | 857.3985 | 853.2153 | 849.0566 | 844.9224 | 775579.1491 | 1312631.1045 | 1678697.1222 | 1959091.8361 | 2201088.2147 | 2406916.5491 | 2579753.5138 | 2723183.0523 | 2840852.0349 | 2936260.3123 | 3012642.1028 | 3068213.6721 | 3107680.1303 | 3134687.4063 | 3152060.6652 | 3161989.0562 | 3166168.8726 | 3171670.7285 | 3172187.1553 | 3179021.7604 | 3163495.9605 | 3148061.4071 | 3132717.4711 | 3117463.5284 | 20009026.6993 | 775579.1491 | 2088210.2536 | 3766907.3758 | 5725999.2119 | 7927087.4265 | 10334003.9757 | 12913757.4895 | 15636940.5418 | 18477792.5767 | 20009026.6993 | 20009026.6993 | 20009026.6993 | 20009026.6993 | 20009026.6993 | 20009026.6993 | 20009026.6993 | 20009026.6993 | 20009026.6993 | 20009026.6993 | 20009026.6993 | 20009026.6993 | 20009026.6993 | 20009026.6993 | 20009026.6993 | 0 | 0 | 0 | 0 | 0 | 0 | 0 | 0 | 0 | 0 | 0 | 0 | 0 | 0 | 0 | 0 | 0 | 0 | 0 | 0 | 0 | 0 | 0 | 0 | 0 | 0 | 0 | 0 | 0 | 0 | 0 | 0 | 0 | 0 | 0 | 0 | 0 | 0 | 0 | 0 | 0 | 0 | 0 | 0 | 0 | 0 | 0 | 0 | 0 | 0 | 0 | 0 | 0 | 0 | 0 | 0 | 0 | 0 | 0 | 0 | 0 | 82.6327 | 222.4846 | 401.3384 | 610.0663 | 844.5774 | 1101.018 | 1375.8732 | 1666.0099 | 1968.6834 | 2131.826 | 2131.826 | 2131.826 | 2131.826 | 2131.826 | 2131.826 | 2131.826 | 2131.826 | 2131.826 | 2131.826 | 2131.826 | 2131.826 | 2131.826 | 2131.826 | 2131.826 | 480218.4347 | 812747.0358 | 1039405.5918 | 1213018.705 | 1362856.5678 | 1490300.1185 | 1597316.2712 | 1686124.1105 | 1758981.6838 | 948100.3383 | 0 | 0 | 0 | 0 | 0 | 0 | 0 | 0 | 0 | 0 | 0 | 0 | 0 | 0 | 12389068.8574 | 0 | 0 | 0 | 0 | 0 | 0 | 0 | 0 | 0 | 0 | 0 | 0 | 0 | 0 | 0 | 0 | 0 | 0 | 0 | 0 | 0.01657% | 128.4888 | 345.9502 | 624.057 | 948.6163 | 1313.2668 | 1712.0164 | 2139.3997 | 2590.5447 | 3061.1837 | 3314.8606 | 3314.8606 | 3314.8606 | 3314.8606 | 3314.8606 | 3314.8606 | 3314.8606 | 3314.8606 | 3314.8606 | 3314.8606 | 3314.8606 | 3314.8606 | 3314.8606 | 3314.8606 | 3314.8606
| Com-Bi-Level Stairwell-2021P_V8 | M_Input(KSF) | Based on the 2021 Plan workbook "Com-Bi-Level Stairwell-2021P_V8" | 2020 | NR | 2022 | 2045 | PSE | Commercial | All Commercial | Electric | Per 1,000 Sqft of Stairwell Floor Area |  |  | NR_LFStairwell3600_Fix_Repl_from LFTube to LINEAR_LEDPanel_CONTR |  | 1373.4227 | 15.5556 | 1170.3419 | 0 |  | 0 | 148.8143 | 5.5556 | 0 | 0 | 0 | 0 | 0 |  | 0 | 0 | 0 | Lighting | Lighting | Bi-Level-Stairwell | Lighting Stairwell LF Tube | ExCommLight | 0.01065% | 100% | 100% | 1.1771 | 2.1291e-05 | 17.63% | 6.429% | 85% | 6.8% | 0.2% | 960.5111 | 21.5401 | 98.2051 | 1495.324 | 0 | 0 | 0 | 1922.3409 | 402.5658 |  | 0.1199 | 0 | 0.1199 | 08. $0.115 to $0.130 | 1 | 0 | 01. ($9,999.00) to $0.22 | 1 | 27.0564 | 45.7917 | 58.562 | 68.3437 | 76.7859 | 83.9663 | 89.9958 | 94.9994 | 99.1043 | 102.4327 | 105.0973 | 107.0359 | 108.4127 | 109.3549 | 109.9609 | 110.3073 | 110.4531 | 110.645 | 110.6631 | 110.9015 | 110.3599 | 109.8214 | 109.2861 | 108.754 | 37159.8742 | 62891.3332 | 80430.4421 | 93864.8315 | 105459.4637 | 115321.1974 | 123602.2347 | 130474.291 | 136112.0968 | 140683.3383 | 144342.9747 | 147005.5431 | 148896.4766 | 150190.4606 | 151022.8555 | 151498.5487 | 151698.8139 | 151962.4211 | 151987.1643 | 152314.6268 | 151570.7482 | 150831.2414 | 150096.0762 | 149365.2229 | 2332790.1841 | 37159.8742 | 100051.2074 | 180481.6495 | 274346.481 | 379805.9448 | 495127.1421 | 618729.3768 | 749203.6679 | 885315.7647 | 1025999.1029 | 1170342.0777 | 1317347.6208 | 1466244.0974 | 1616434.558 | 1767457.4135 | 1918955.9622 | 2070654.7761 | 2222617.1972 | 2332790.1841 | 2332790.1841 | 2332790.1841 | 2332790.1841 | 2332790.1841 | 2332790.1841 | 0 | 0 | 0 | 0 | 0 | 0 | 0 | 0 | 0 | 0 | 0 | 0 | 0 | 0 | 0 | 0 | 0 | 0 | 0 | 0 | 0 | 0 | 0 | 0 | 0 | 0 | 0 | 0 | 0 | 0 | 0 | 0 | 0 | 0 | 0 | 0 | 0 | 0 | 0 | 0 | 0 | 0 | 0 | 0 | 0 | 0 | 0 | 0 | 0 | 0 | 0 | 0 | 0 | 0 | 0 | 0 | 0 | 0 | 0 | 0 | 0 | 3.9591 | 10.6598 | 19.2291 | 29.2298 | 40.4657 | 52.7524 | 65.9214 | 79.8226 | 94.3244 | 109.3132 | 124.692 | 140.3544 | 156.2184 | 172.2201 | 188.3106 | 204.4517 | 220.6142 | 236.8048 | 248.543 | 248.543 | 248.543 | 248.543 | 248.543 | 248.543 | 52011.6246 | 88027.2199 | 112576.2144 | 131379.9491 | 147608.6278 | 161411.8175 | 173002.5511 | 182621.1739 | 190512.2511 | 196910.4885 | 202032.7781 | 205759.4998 | 208406.186 | 210217.3387 | 211382.4183 | 212048.2326 | 212328.5381 | 212697.5016 | 154206.0129 | 0 | 0 | 0 | 0 | 0 | 3265140.424 | 0 | 0 | 0 | 0 | 0 | 0 | 0 | 0 | 0 | 0 | 0 | 0 | 0 | 0 | 0 | 0 | 0 | 0 | 0 | 0 | 0.01657% | 6.1562 | 16.5753 | 29.9001 | 45.4505 | 62.9218 | 82.0269 | 102.5038 | 124.1193 | 146.6687 | 169.9755 | 193.8885 | 218.2427 | 242.9101 | 267.7919 | 292.8116 | 317.9101 | 343.0418 | 368.2171 | 386.4693 | 386.4693 | 386.4693 | 386.4693 | 386.4693 | 386.4693
| Com-Boiler Tune-up-Cadmus | M_Input | Cadmus developed workbook. Boiler EUI based on PSE 2014 boiler EUIs. Percent savings relative to the 2012 federal standard boiler efficiency. Percent savings based on various sources: Able company, SEAI, ESC, Washington State, DOE, UIC. Links: http://www.ablecompany.com/assets/benefits-of-oxygen-trim.pdf,http://controltrends.org/wp-content/uploads/2010/11/boiler_comb.pdf,https://www1.eere.energy.gov/manufacturing/tech_assistance/pdfs/steam4_boiler_efficiency.pdf,http://www.erc.uic.edu/energy-efficiency/illinois-energy-now-programs/boiler-tune-up-program, http://cleanboiler.org/learn-about/boiler-efficiency-improvement/efficiency-index/oxygen-control/; Costs based on calls to Heating Contractors on December 13, 2011 and adjusted to $/sqft using CBSA 2014 data analysis. EUL based on engineering judgment that a commercial boiler will be serviced every two years. | 2020 | Retro | 2022 | 2041 | PSE | Commercial | Large Off | Gas | Per Building Sqft for Boiler < 300 kBtuh |  |  | Boiler < 300 kBtuh - Tune-up Boiler - Large Off |  | 0 | 2 | 0.0042649 | 0 |  | 0 | 0 | 0 | 0 | 0 | 0 | 0 | 0.0073424 |  | 0 | 0 | 0 | Heating | Boiler | Boiler Tune-up | Boiler Tune Up LT 300 kBtuh | CommVENT | 0.0141% | 27.79% | 27.79% | 259599.5083 | 1.1293 | 1.812% | 50% | 85% | 6.8% | 0.2% | 0.012614 | 0.0014501 | 0.0014064 | 0 | 0.025313 | 0 | 0 | -0.0020035 | 0.023309 |  | 0 | 0.29502 | 0 | 01. ($9,999.000) to $0.028 | 1 | 0.29502 | 02. $0.22 to $0.30 | 1 | 0 | 0 | 0 | 0 | 0 | 0 | 0 | 0 | 0 | 0 | 0 | 0 | 0 | 0 | 0 | 0 | 0 | 0 | 0 | 0 | 0 | 0 | 0 | 0 | 0 | 0 | 0 | 0 | 0 | 0 | 0 | 0 | 0 | 0 | 0 | 0 | 0 | 0 | 0 | 0 | 0 | 0 | 0 | 0 | 0 | 0 | 0 | 0 | 0 | 0 | 0 | 0 | 0 | 0 | 0 | 0 | 0 | 0 | 0 | 0 | 0 | 0 | 0 | 0 | 0 | 0 | 0 | 0 | 0 | 0 | 0 | 0 | 0 | 59487.1091 | 59308.6478 | 59130.7218 | 58953.3297 | 58776.4697 | 58600.1403 | 58424.3399 | 58249.0668 | 58074.3196 | 57900.0967 | 0 | 0 | 0 | 0 | 0 | 0 | 0 | 0 | 0 | 0 | 436.7787 | 435.4684 | 434.162 | 432.8595 | 431.5609 | 430.2662 | 428.9754 | 427.6885 | 426.4054 | 425.1262 | 0 | 0 | 0 | 0 | 0 | 0 | 0 | 0 | 0 | 0 | 4309.2912 | 436.7787 | 872.2471 | 1306.409 | 1739.2685 | 2170.8294 | 2601.0956 | 3030.0711 | 3457.7595 | 3884.165 | 4309.2912 | 4309.2912 | 4309.2912 | 4309.2912 | 4309.2912 | 4309.2912 | 4309.2912 | 4309.2912 | 4309.2912 | 4309.2912 | 4309.2912 | 0 | 0 | 0 | 0 | 0 | 0 | 0 | 0 | 0 | 0 | 0 | 0 | 0 | 0 | 0 | 0 | 0 | 0 | 0 | 0 | 0 | 0 | 0 | 0 | 0 | 0 | 0 | 0 | 0 | 0 | 0 | 0 | 0 | 0 | 0 | 0 | 0 | 0 | 0 | 0 | 0 | 0 | 0 | 0 | 0 | 0 | 0 | 0 | 0 | 1386.5932 | 1382.4334 | 1378.2861 | 1374.1513 | 1370.0288 | 1365.9187 | 1361.821 | 1357.7355 | 1353.6623 | 1349.6013 | 0 | 0 | 0 | 0 | 0 | 0 | 0 | 0 | 0 | 0 | 0.01557% | 0 | 0 | 0 | 0 | 0 | 0 | 0 | 0 | 0 | 0 | 0 | 0 | 0 | 0 | 0 | 0 | 0 | 0 | 0 | 0 | 0 | 0 | 0 | 0
| Com-Boiler Tune-up-Cadmus | M_Input | Cadmus developed workbook. Boiler EUI based on PSE 2014 boiler EUIs. Percent savings relative to the 2012 federal standard boiler efficiency. Percent savings based on various sources: Able company, SEAI, ESC, Washington State, DOE, UIC. Links: http://www.ablecompany.com/assets/benefits-of-oxygen-trim.pdf,http://controltrends.org/wp-content/uploads/2010/11/boiler_comb.pdf,https://www1.eere.energy.gov/manufacturing/tech_assistance/pdfs/steam4_boiler_efficiency.pdf,http://www.erc.uic.edu/energy-efficiency/illinois-energy-now-programs/boiler-tune-up-program, http://cleanboiler.org/learn-about/boiler-efficiency-improvement/efficiency-index/oxygen-control/; Costs based on calls to Heating Contractors on December 13, 2011 and adjusted to $/sqft using CBSA 2014 data analysis. EUL based on engineering judgment that a commercial boiler will be serviced every two years. | 2020 | Retro | 2022 | 2041 | PSE | Commercial | Medium Off | Gas | Per Building Sqft for Boiler < 300 kBtuh |  |  | Boiler < 300 kBtuh - Tune-up Boiler - Medium Off |  | 0 | 2 | 0.0042649 | 0 |  | 0 | 0 | 0 | 0 | 0 | 0 | 0 | 0.0073424 |  | 0 | 0 | 0 | Heating | Boiler | Boiler Tune-up | Boiler Tune Up LT 300 kBtuh | CommVENT | 0.0141% | 27.79% | 27.79% | 42353.7102 | 1.0142 | 11.45% | 50% | 85% | 6.8% | 0.2% | 0.012614 | 0.0014501 | 0.0014064 | 0 | 0.025313 | 0 | 0 | -0.0020035 | 0.023309 |  | 0 | 0.29502 | 0 | 01. ($9,999.000) to $0.028 | 1 | 0.29502 | 02. $0.22 to $0.30 | 1 | 0 | 0 | 0 | 0 | 0 | 0 | 0 | 0 | 0 | 0 | 0 | 0 | 0 | 0 | 0 | 0 | 0 | 0 | 0 | 0 | 0 | 0 | 0 | 0 | 0 | 0 | 0 | 0 | 0 | 0 | 0 | 0 | 0 | 0 | 0 | 0 | 0 | 0 | 0 | 0 | 0 | 0 | 0 | 0 | 0 | 0 | 0 | 0 | 0 | 0 | 0 | 0 | 0 | 0 | 0 | 0 | 0 | 0 | 0 | 0 | 0 | 0 | 0 | 0 | 0 | 0 | 0 | 0 | 0 | 0 | 0 | 0 | 0 | 180228.4336 | 179687.7483 | 179148.685 | 178611.239 | 178075.4052 | 177541.179 | 177008.5555 | 176477.5298 | 175948.0972 | 175420.2529 | 0 | 0 | 0 | 0 | 0 | 0 | 0 | 0 | 0 | 0 | 1323.3109 | 1319.341 | 1315.383 | 1311.4368 | 1307.5025 | 1303.58 | 1299.6693 | 1295.7703 | 1291.883 | 1288.0073 | 0 | 0 | 0 | 0 | 0 | 0 | 0 | 0 | 0 | 0 | 13055.884 | 1323.3109 | 2642.6519 | 3958.0349 | 5269.4717 | 6576.9743 | 7880.5543 | 9180.2235 | 10475.9938 | 11767.8767 | 13055.884 | 13055.884 | 13055.884 | 13055.884 | 13055.884 | 13055.884 | 13055.884 | 13055.884 | 13055.884 | 13055.884 | 13055.884 | 0 | 0 | 0 | 0 | 0 | 0 | 0 | 0 | 0 | 0 | 0 | 0 | 0 | 0 | 0 | 0 | 0 | 0 | 0 | 0 | 0 | 0 | 0 | 0 | 0 | 0 | 0 | 0 | 0 | 0 | 0 | 0 | 0 | 0 | 0 | 0 | 0 | 0 | 0 | 0 | 0 | 0 | 0 | 0 | 0 | 0 | 0 | 0 | 0 | 4200.9693 | 4188.3664 | 4175.8013 | 4163.2739 | 4150.7841 | 4138.3317 | 4125.9167 | 4113.539 | 4101.1984 | 4088.8948 | 0 | 0 | 0 | 0 | 0 | 0 | 0 | 0 | 0 | 0 | 0.01557% | 0 | 0 | 0 | 0 | 0 | 0 | 0 | 0 | 0 | 0 | 0 | 0 | 0 | 0 | 0 | 0 | 0 | 0 | 0 | 0 | 0 | 0 | 0 | 0
| Com-Boiler Tune-up-Cadmus | M_Input | Cadmus developed workbook. Boiler EUI based on PSE 2014 boiler EUIs. Percent savings relative to the 2012 federal standard boiler efficiency. Percent savings based on various sources: Able company, SEAI, ESC, Washington State, DOE, UIC. Links: http://www.ablecompany.com/assets/benefits-of-oxygen-trim.pdf,http://controltrends.org/wp-content/uploads/2010/11/boiler_comb.pdf,https://www1.eere.energy.gov/manufacturing/tech_assistance/pdfs/steam4_boiler_efficiency.pdf,http://www.erc.uic.edu/energy-efficiency/illinois-energy-now-programs/boiler-tune-up-program, http://cleanboiler.org/learn-about/boiler-efficiency-improvement/efficiency-index/oxygen-control/; Costs based on calls to Heating Contractors on December 13, 2011 and adjusted to $/sqft using CBSA 2014 data analysis. EUL based on engineering judgment that a commercial boiler will be serviced every two years. | 2020 | Retro | 2022 | 2041 | PSE | Commercial | Small Off | Gas | Per Building Sqft for Boiler < 300 kBtuh |  |  | Boiler < 300 kBtuh - Tune-up Boiler - Small Off |  | 0 | 2 | 0.0042649 | 0 |  | 0 | 0 | 0 | 0 | 0 | 0 | 0 | 0.0073424 |  | 0 | 0 | 0 | Heating | Boiler | Boiler Tune-up | Boiler Tune Up LT 300 kBtuh | CommVENT | 0.0141% | 27.79% | 27.79% | 5367.7993 | 1.1188 | 50.5% | 50% | 85% | 6.8% | 0.2% | 0.012614 | 0.0014501 | 0.0014064 | 0 | 0.025313 | 0 | 0 | -0.0020035 | 0.023309 |  | 0 | 0.29502 | 0 | 01. ($9,999.000) to $0.028 | 1 | 0.29502 | 02. $0.22 to $0.30 | 1 | 0 | 0 | 0 | 0 | 0 | 0 | 0 | 0 | 0 | 0 | 0 | 0 | 0 | 0 | 0 | 0 | 0 | 0 | 0 | 0 | 0 | 0 | 0 | 0 | 0 | 0 | 0 | 0 | 0 | 0 | 0 | 0 | 0 | 0 | 0 | 0 | 0 | 0 | 0 | 0 | 0 | 0 | 0 | 0 | 0 | 0 | 0 | 0 | 0 | 0 | 0 | 0 | 0 | 0 | 0 | 0 | 0 | 0 | 0 | 0 | 0 | 0 | 0 | 0 | 0 | 0 | 0 | 0 | 0 | 0 | 0 | 0 | 0 | 606660.7731 | 604840.7908 | 603026.2685 | 601217.1896 | 599413.5381 | 597615.2975 | 595822.4516 | 594034.9842 | 592252.8793 | 590476.1206 | 0 | 0 | 0 | 0 | 0 | 0 | 0 | 0 | 0 | 0 | 4454.3517 | 4440.9887 | 4427.6657 | 4414.3827 | 4401.1396 | 4387.9361 | 4374.7723 | 4361.648 | 4348.5631 | 4335.5174 | 0 | 0 | 0 | 0 | 0 | 0 | 0 | 0 | 0 | 0 | 43946.9653 | 4454.3517 | 8895.3404 | 13323.0061 | 17737.3888 | 22138.5283 | 26526.4645 | 30901.2368 | 35262.8848 | 39611.4479 | 43946.9653 | 43946.9653 | 43946.9653 | 43946.9653 | 43946.9653 | 43946.9653 | 43946.9653 | 43946.9653 | 43946.9653 | 43946.9653 | 43946.9653 | 0 | 0 | 0 | 0 | 0 | 0 | 0 | 0 | 0 | 0 | 0 | 0 | 0 | 0 | 0 | 0 | 0 | 0 | 0 | 0 | 0 | 0 | 0 | 0 | 0 | 0 | 0 | 0 | 0 | 0 | 0 | 0 | 0 | 0 | 0 | 0 | 0 | 0 | 0 | 0 | 0 | 0 | 0 | 0 | 0 | 0 | 0 | 0 | 0 | 14140.7393 | 14098.3171 | 14056.0221 | 14013.854 | 13971.8125 | 13929.897 | 13888.1073 | 13846.443 | 13804.9037 | 13763.489 | 0 | 0 | 0 | 0 | 0 | 0 | 0 | 0 | 0 | 0 | 0.01557% | 0 | 0 | 0 | 0 | 0 | 0 | 0 | 0 | 0 | 0 | 0 | 0 | 0 | 0 | 0 | 0 | 0 | 0 | 0 | 0 | 0 | 0 | 0 | 0
| Com-Boiler Tune-up-Cadmus | M_Input | Cadmus developed workbook. Boiler EUI based on PSE 2014 boiler EUIs. Percent savings relative to the 2012 federal standard boiler efficiency. Percent savings based on various sources: Able company, SEAI, ESC, Washington State, DOE, UIC. Links: http://www.ablecompany.com/assets/benefits-of-oxygen-trim.pdf,http://controltrends.org/wp-content/uploads/2010/11/boiler_comb.pdf,https://www1.eere.energy.gov/manufacturing/tech_assistance/pdfs/steam4_boiler_efficiency.pdf,http://www.erc.uic.edu/energy-efficiency/illinois-energy-now-programs/boiler-tune-up-program, http://cleanboiler.org/learn-about/boiler-efficiency-improvement/efficiency-index/oxygen-control/; Costs based on calls to Heating Contractors on December 13, 2011 and adjusted to $/sqft using CBSA 2014 data analysis. EUL based on engineering judgment that a commercial boiler will be serviced every two years. | 2020 | Retro | 2022 | 2041 | PSE | Commercial | XLarge Ret | Gas | Per Building Sqft for Boiler < 300 kBtuh |  |  | Boiler < 300 kBtuh - Tune-up Boiler - XLarge Ret |  | 0 | 2 | 0.0055503 | 0 |  | 0 | 0 | 0 | 0 | 0 | 0 | 0 | 0.0023657 |  | 0 | 0 | 0 | Heating | Boiler | Boiler Tune-up | Boiler Tune Up LT 300 kBtuh | CommVENT | 0.0141% | 8.591% | 8.591% | 290598.2323 | 1.0366 | 0% | 50% | 85% | 6.8% | 0.2% | 0.0040642 | 0.00046721 | 0.00045314 | 0 | 0.032942 | 0 | 0 | 0.00018972 | 0.033132 |  | 0 | 1.3015 | 0 | 01. ($9,999.000) to $0.028 | 1 | 1.3015 | 11. $1.20 to $1.50 | 0 | 0 | 0 | 0 | 0 | 0 | 0 | 0 | 0 | 0 | 0 | 0 | 0 | 0 | 0 | 0 | 0 | 0 | 0 | 0 | 0 | 0 | 0 | 0 | 0 | 0 | 0 | 0 | 0 | 0 | 0 | 0 | 0 | 0 | 0 | 0 | 0 | 0 | 0 | 0 | 0 | 0 | 0 | 0 | 0 | 0 | 0 | 0 | 0 | 0 | 0 | 0 | 0 | 0 | 0 | 0 | 0 | 0 | 0 | 0 | 0 | 0 | 0 | 0 | 0 | 0 | 0 | 0 | 0 | 0 | 0 | 0 | 0 | 0 | 0 | 0 | 0 | 0 | 0 | 0 | 0 | 0 | 0 | 0 | 0 | 0 | 0 | 0 | 0 | 0 | 0 | 0 | 0 | 0 | 0 | 0 | 0 | 0 | 0 | 0 | 0 | 0 | 0 | 0 | 0 | 0 | 0 | 0 | 0 | 0 | 0 | 0 | 0 | 0 | 0 | 0 | 0 | 0 | 0 | 0 | 0 | 0 | 0 | 0 | 0 | 0 | 0 | 0 | 0 | 0 | 0 | 0 | 0 | 0 | 0 | 0 | 0 | 0 | 0 | 0 | 0 | 0 | 0 | 0 | 0 | 0 | 0 | 0 | 0 | 0 | 0 | 0 | 0 | 0 | 0 | 0 | 0 | 0 | 0 | 0 | 0 | 0 | 0 | 0 | 0 | 0 | 0 | 0 | 0 | 0 | 0 | 0 | 0 | 0 | 0 | 0 | 0 | 0 | 0 | 0 | 0 | 0 | 0 | 0 | 0 | 0 | 0 | 0 | 0 | 0 | 0 | 0 | 0 | 0 | 0 | 0 | 0 | 0 | 0 | 0 | 0 | 0 | 0 | 0 | 0.01557% | 0 | 0 | 0 | 0 | 0 | 0 | 0 | 0 | 0 | 0 | 0 | 0 | 0 | 0 | 0 | 0 | 0 | 0 | 0 | 0 | 0 | 0 | 0 | 0
| Com-Boiler Tune-up-Cadmus | M_Input | Cadmus developed workbook. Boiler EUI based on PSE 2014 boiler EUIs. Percent savings relative to the 2012 federal standard boiler efficiency. Percent savings based on various sources: Able company, SEAI, ESC, Washington State, DOE, UIC. Links: http://www.ablecompany.com/assets/benefits-of-oxygen-trim.pdf,http://controltrends.org/wp-content/uploads/2010/11/boiler_comb.pdf,https://www1.eere.energy.gov/manufacturing/tech_assistance/pdfs/steam4_boiler_efficiency.pdf,http://www.erc.uic.edu/energy-efficiency/illinois-energy-now-programs/boiler-tune-up-program, http://cleanboiler.org/learn-about/boiler-efficiency-improvement/efficiency-index/oxygen-control/; Costs based on calls to Heating Contractors on December 13, 2011 and adjusted to $/sqft using CBSA 2014 data analysis. EUL based on engineering judgment that a commercial boiler will be serviced every two years. | 2020 | Retro | 2022 | 2041 | PSE | Commercial | Large Ret | Gas | Per Building Sqft for Boiler < 300 kBtuh |  |  | Boiler < 300 kBtuh - Tune-up Boiler - Large Ret |  | 0 | 2 | 0.0055503 | 0 |  | 0 | 0 | 0 | 0 | 0 | 0 | 0 | 0.0023657 |  | 0 | 0 | 0 | Heating | Boiler | Boiler Tune-up | Boiler Tune Up LT 300 kBtuh | CommVENT | 0.0141% | 8.591% | 8.591% | 92309.7684 | 0.97759 | 0% | 50% | 85% | 6.8% | 0.2% | 0.0040642 | 0.00046721 | 0.00045314 | 0 | 0.032942 | 0 | 0 | 0.00018972 | 0.033132 |  | 0 | 1.3015 | 0 | 01. ($9,999.000) to $0.028 | 1 | 1.3015 | 11. $1.20 to $1.50 | 0 | 0 | 0 | 0 | 0 | 0 | 0 | 0 | 0 | 0 | 0 | 0 | 0 | 0 | 0 | 0 | 0 | 0 | 0 | 0 | 0 | 0 | 0 | 0 | 0 | 0 | 0 | 0 | 0 | 0 | 0 | 0 | 0 | 0 | 0 | 0 | 0 | 0 | 0 | 0 | 0 | 0 | 0 | 0 | 0 | 0 | 0 | 0 | 0 | 0 | 0 | 0 | 0 | 0 | 0 | 0 | 0 | 0 | 0 | 0 | 0 | 0 | 0 | 0 | 0 | 0 | 0 | 0 | 0 | 0 | 0 | 0 | 0 | 0 | 0 | 0 | 0 | 0 | 0 | 0 | 0 | 0 | 0 | 0 | 0 | 0 | 0 | 0 | 0 | 0 | 0 | 0 | 0 | 0 | 0 | 0 | 0 | 0 | 0 | 0 | 0 | 0 | 0 | 0 | 0 | 0 | 0 | 0 | 0 | 0 | 0 | 0 | 0 | 0 | 0 | 0 | 0 | 0 | 0 | 0 | 0 | 0 | 0 | 0 | 0 | 0 | 0 | 0 | 0 | 0 | 0 | 0 | 0 | 0 | 0 | 0 | 0 | 0 | 0 | 0 | 0 | 0 | 0 | 0 | 0 | 0 | 0 | 0 | 0 | 0 | 0 | 0 | 0 | 0 | 0 | 0 | 0 | 0 | 0 | 0 | 0 | 0 | 0 | 0 | 0 | 0 | 0 | 0 | 0 | 0 | 0 | 0 | 0 | 0 | 0 | 0 | 0 | 0 | 0 | 0 | 0 | 0 | 0 | 0 | 0 | 0 | 0 | 0 | 0 | 0 | 0 | 0 | 0 | 0 | 0 | 0 | 0 | 0 | 0 | 0 | 0 | 0 | 0 | 0 | 0.01557% | 0 | 0 | 0 | 0 | 0 | 0 | 0 | 0 | 0 | 0 | 0 | 0 | 0 | 0 | 0 | 0 | 0 | 0 | 0 | 0 | 0 | 0 | 0 | 0
| Com-Boiler Tune-up-Cadmus | M_Input | Cadmus developed workbook. Boiler EUI based on PSE 2014 boiler EUIs. Percent savings relative to the 2012 federal standard boiler efficiency. Percent savings based on various sources: Able company, SEAI, ESC, Washington State, DOE, UIC. Links: http://www.ablecompany.com/assets/benefits-of-oxygen-trim.pdf,http://controltrends.org/wp-content/uploads/2010/11/boiler_comb.pdf,https://www1.eere.energy.gov/manufacturing/tech_assistance/pdfs/steam4_boiler_efficiency.pdf,http://www.erc.uic.edu/energy-efficiency/illinois-energy-now-programs/boiler-tune-up-program, http://cleanboiler.org/learn-about/boiler-efficiency-improvement/efficiency-index/oxygen-control/; Costs based on calls to Heating Contractors on December 13, 2011 and adjusted to $/sqft using CBSA 2014 data analysis. EUL based on engineering judgment that a commercial boiler will be serviced every two years. | 2020 | Retro | 2022 | 2041 | PSE | Commercial | Medium Ret | Gas | Per Building Sqft for Boiler < 300 kBtuh |  |  | Boiler < 300 kBtuh - Tune-up Boiler - Medium Ret |  | 0 | 2 | 0.0055503 | 0 |  | 0 | 0 | 0 | 0 | 0 | 0 | 0 | 0.0023657 |  | 0 | 0 | 0 | Heating | Boiler | Boiler Tune-up | Boiler Tune Up LT 300 kBtuh | CommVENT | 0.0141% | 8.591% | 8.591% | 13686.0977 | 1.0265 | 30.58% | 50% | 85% | 6.8% | 0.2% | 0.0040642 | 0.00046721 | 0.00045314 | 0 | 0.032942 | 0 | 0 | 0.00018972 | 0.033132 |  | 0 | 1.3015 | 0 | 01. ($9,999.000) to $0.028 | 1 | 1.3015 | 11. $1.20 to $1.50 | 0 | 0 | 0 | 0 | 0 | 0 | 0 | 0 | 0 | 0 | 0 | 0 | 0 | 0 | 0 | 0 | 0 | 0 | 0 | 0 | 0 | 0 | 0 | 0 | 0 | 0 | 0 | 0 | 0 | 0 | 0 | 0 | 0 | 0 | 0 | 0 | 0 | 0 | 0 | 0 | 0 | 0 | 0 | 0 | 0 | 0 | 0 | 0 | 0 | 0 | 0 | 0 | 0 | 0 | 0 | 0 | 0 | 0 | 0 | 0 | 0 | 0 | 0 | 0 | 0 | 0 | 0 | 0 | 0 | 0 | 0 | 0 | 0 | 0 | 117493.918 | 116953.446 | 116415.4601 | 115879.949 | 115346.9012 | 114816.3055 | 114288.1505 | 113762.425 | 113239.1178 | 112718.2179 | 0 | 0 | 0 | 0 | 0 | 0 | 0 | 0 | 0 | 0 | 277.9515 | 276.6729 | 275.4002 | 274.1333 | 272.8723 | 271.6171 | 270.3677 | 269.124 | 267.886 | 266.6537 | 0 | 0 | 0 | 0 | 0 | 0 | 0 | 0 | 0 | 0 | 2722.6787 | 277.9515 | 554.6243 | 830.0245 | 1104.1579 | 1377.0302 | 1648.6473 | 1919.015 | 2188.139 | 2456.025 | 2722.6787 | 2722.6787 | 2722.6787 | 2722.6787 | 2722.6787 | 2722.6787 | 2722.6787 | 2722.6787 | 2722.6787 | 2722.6787 | 2722.6787 | 0 | 0 | 0 | 0 | 0 | 0 | 0 | 0 | 0 | 0 | 0 | 0 | 0 | 0 | 0 | 0 | 0 | 0 | 0 | 0 | 0 | 0 | 0 | 0 | 0 | 0 | 0 | 0 | 0 | 0 | 0 | 0 | 0 | 0 | 0 | 0 | 0 | 0 | 0 | 0 | 0 | 0 | 0 | 0 | 0 | 0 | 0 | 0 | 0 | 3892.795 | 3874.8881 | 3857.0636 | 3839.3211 | 3821.6603 | 3804.0806 | 3786.5819 | 3769.1636 | 3751.8254 | 3734.567 | 0 | 0 | 0 | 0 | 0 | 0 | 0 | 0 | 0 | 0 | 0.01557% | 0 | 0 | 0 | 0 | 0 | 0 | 0 | 0 | 0 | 0 | 0 | 0 | 0 | 0 | 0 | 0 | 0 | 0 | 0 | 0 | 0 | 0 | 0 | 0
| Com-Boiler Tune-up-Cadmus | M_Input | Cadmus developed workbook. Boiler EUI based on PSE 2014 boiler EUIs. Percent savings relative to the 2012 federal standard boiler efficiency. Percent savings based on various sources: Able company, SEAI, ESC, Washington State, DOE, UIC. Links: http://www.ablecompany.com/assets/benefits-of-oxygen-trim.pdf,http://controltrends.org/wp-content/uploads/2010/11/boiler_comb.pdf,https://www1.eere.energy.gov/manufacturing/tech_assistance/pdfs/steam4_boiler_efficiency.pdf,http://www.erc.uic.edu/energy-efficiency/illinois-energy-now-programs/boiler-tune-up-program, http://cleanboiler.org/learn-about/boiler-efficiency-improvement/efficiency-index/oxygen-control/; Costs based on calls to Heating Contractors on December 13, 2011 and adjusted to $/sqft using CBSA 2014 data analysis. EUL based on engineering judgment that a commercial boiler will be serviced every two years. | 2020 | Retro | 2022 | 2041 | PSE | Commercial | Small Ret | Gas | Per Building Sqft for Boiler < 300 kBtuh |  |  | Boiler < 300 kBtuh - Tune-up Boiler - Small Ret |  | 0 | 2 | 0.0055503 | 0 |  | 0 | 0 | 0 | 0 | 0 | 0 | 0 | 0.0023657 |  | 0 | 0 | 0 | Heating | Boiler | Boiler Tune-up | Boiler Tune Up LT 300 kBtuh | CommVENT | 0.0141% | 8.591% | 8.591% | 2334.2902 | 1.0756 | 40.57% | 50% | 85% | 6.8% | 0.2% | 0.0040642 | 0.00046721 | 0.00045314 | 0 | 0.032942 | 0 | 0 | 0.00018972 | 0.033132 |  | 0 | 1.3015 | 0 | 01. ($9,999.000) to $0.028 | 1 | 1.3015 | 11. $1.20 to $1.50 | 0 | 0 | 0 | 0 | 0 | 0 | 0 | 0 | 0 | 0 | 0 | 0 | 0 | 0 | 0 | 0 | 0 | 0 | 0 | 0 | 0 | 0 | 0 | 0 | 0 | 0 | 0 | 0 | 0 | 0 | 0 | 0 | 0 | 0 | 0 | 0 | 0 | 0 | 0 | 0 | 0 | 0 | 0 | 0 | 0 | 0 | 0 | 0 | 0 | 0 | 0 | 0 | 0 | 0 | 0 | 0 | 0 | 0 | 0 | 0 | 0 | 0 | 0 | 0 | 0 | 0 | 0 | 0 | 0 | 0 | 0 | 0 | 0 | 0 | 33384.0099 | 33230.4435 | 33077.5835 | 32925.4266 | 32773.9696 | 32623.2094 | 32473.1426 | 32323.7661 | 32175.0768 | 32027.0715 | 0 | 0 | 0 | 0 | 0 | 0 | 0 | 0 | 0 | 0 | 78.9754 | 78.6122 | 78.2505 | 77.8906 | 77.5323 | 77.1756 | 76.8206 | 76.4673 | 76.1155 | 75.7654 | 0 | 0 | 0 | 0 | 0 | 0 | 0 | 0 | 0 | 0 | 773.6054 | 78.9754 | 157.5876 | 235.8381 | 313.7287 | 391.261 | 468.4367 | 545.2573 | 621.7246 | 697.8401 | 773.6054 | 773.6054 | 773.6054 | 773.6054 | 773.6054 | 773.6054 | 773.6054 | 773.6054 | 773.6054 | 773.6054 | 773.6054 | 0 | 0 | 0 | 0 | 0 | 0 | 0 | 0 | 0 | 0 | 0 | 0 | 0 | 0 | 0 | 0 | 0 | 0 | 0 | 0 | 0 | 0 | 0 | 0 | 0 | 0 | 0 | 0 | 0 | 0 | 0 | 0 | 0 | 0 | 0 | 0 | 0 | 0 | 0 | 0 | 0 | 0 | 0 | 0 | 0 | 0 | 0 | 0 | 0 | 1106.0752 | 1100.9872 | 1095.9227 | 1090.8814 | 1085.8634 | 1080.8684 | 1075.8964 | 1070.9473 | 1066.0209 | 1061.1172 | 0 | 0 | 0 | 0 | 0 | 0 | 0 | 0 | 0 | 0 | 0.01557% | 0 | 0 | 0 | 0 | 0 | 0 | 0 | 0 | 0 | 0 | 0 | 0 | 0 | 0 | 0 | 0 | 0 | 0 | 0 | 0 | 0 | 0 | 0 | 0
| Com-Boiler Tune-up-Cadmus | M_Input | Cadmus developed workbook. Boiler EUI based on PSE 2014 boiler EUIs. Percent savings relative to the 2012 federal standard boiler efficiency. Percent savings based on various sources: Able company, SEAI, ESC, Washington State, DOE, UIC. Links: http://www.ablecompany.com/assets/benefits-of-oxygen-trim.pdf,http://controltrends.org/wp-content/uploads/2010/11/boiler_comb.pdf,https://www1.eere.energy.gov/manufacturing/tech_assistance/pdfs/steam4_boiler_efficiency.pdf,http://www.erc.uic.edu/energy-efficiency/illinois-energy-now-programs/boiler-tune-up-program, http://cleanboiler.org/learn-about/boiler-efficiency-improvement/efficiency-index/oxygen-control/; Costs based on calls to Heating Contractors on December 13, 2011 and adjusted to $/sqft using CBSA 2014 data analysis. EUL based on engineering judgment that a commercial boiler will be serviced every two years. | 2020 | Retro | 2022 | 2041 | PSE | Commercial | School K-12 | Gas | Per Building Sqft for Boiler < 300 kBtuh |  |  | Boiler < 300 kBtuh - Tune-up Boiler - School K-12 |  | 0 | 2 | 0.0067243 | 0 |  | 0 | 0 | 0 | 0 | 0 | 0 | 0 | 0.0038697 |  | 0 | 0 | 0 | Heating | Boiler | Boiler Tune-up | Boiler Tune Up LT 300 kBtuh | CommVENT | 0.0141% | 74.6% | 74.6% | 38253.3394 | 1.0466 | 1.475% | 50% | 85% | 6.8% | 0.2% | 0.006648 | 0.00076424 | 0.00074122 | 0 | 0.03991 | 0 | 0 | -0.0001606 | 0.039749 |  | 0 | 0.95458 | 0 | 01. ($9,999.000) to $0.028 | 1 | 0.95458 | 10. $0.95 to $1.20 | 0 | 0 | 0 | 0 | 0 | 0 | 0 | 0 | 0 | 0 | 0 | 0 | 0 | 0 | 0 | 0 | 0 | 0 | 0 | 0 | 0 | 0 | 0 | 0 | 0 | 0 | 0 | 0 | 0 | 0 | 0 | 0 | 0 | 0 | 0 | 0 | 0 | 0 | 0 | 0 | 0 | 0 | 0 | 0 | 0 | 0 | 0 | 0 | 0 | 0 | 0 | 0 | 0 | 0 | 0 | 0 | 0 | 0 | 0 | 0 | 0 | 0 | 0 | 0 | 0 | 0 | 0 | 0 | 0 | 0 | 0 | 0 | 0 | 0 | 64553.6392 | 64418.0766 | 64282.7986 | 64147.8047 | 64013.0944 | 63878.6669 | 63744.5217 | 63610.6582 | 63477.0758 | 63343.7739 | 0 | 0 | 0 | 0 | 0 | 0 | 0 | 0 | 0 | 0 | 249.8007 | 249.2761 | 248.7526 | 248.2302 | 247.709 | 247.1888 | 246.6697 | 246.1517 | 245.6348 | 245.1189 | 0 | 0 | 0 | 0 | 0 | 0 | 0 | 0 | 0 | 0 | 2474.5324 | 249.8007 | 499.0768 | 747.8294 | 996.0597 | 1243.7686 | 1490.9574 | 1737.6271 | 1983.7788 | 2229.4135 | 2474.5324 | 2474.5324 | 2474.5324 | 2474.5324 | 2474.5324 | 2474.5324 | 2474.5324 | 2474.5324 | 2474.5324 | 2474.5324 | 2474.5324 | 0 | 0 | 0 | 0 | 0 | 0 | 0 | 0 | 0 | 0 | 0 | 0 | 0 | 0 | 0 | 0 | 0 | 0 | 0 | 0 | 0 | 0 | 0 | 0 | 0 | 0 | 0 | 0 | 0 | 0 | 0 | 0 | 0 | 0 | 0 | 0 | 0 | 0 | 0 | 0 | 0 | 0 | 0 | 0 | 0 | 0 | 0 | 0 | 0 | 2565.9546 | 2560.5661 | 2555.1889 | 2549.823 | 2544.4684 | 2539.125 | 2533.7929 | 2528.4719 | 2523.1621 | 2517.8635 | 0 | 0 | 0 | 0 | 0 | 0 | 0 | 0 | 0 | 0 | 0.01557% | 0 | 0 | 0 | 0 | 0 | 0 | 0 | 0 | 0 | 0 | 0 | 0 | 0 | 0 | 0 | 0 | 0 | 0 | 0 | 0 | 0 | 0 | 0 | 0
| Com-Boiler Tune-up-Cadmus | M_Input | Cadmus developed workbook. Boiler EUI based on PSE 2014 boiler EUIs. Percent savings relative to the 2012 federal standard boiler efficiency. Percent savings based on various sources: Able company, SEAI, ESC, Washington State, DOE, UIC. Links: http://www.ablecompany.com/assets/benefits-of-oxygen-trim.pdf,http://controltrends.org/wp-content/uploads/2010/11/boiler_comb.pdf,https://www1.eere.energy.gov/manufacturing/tech_assistance/pdfs/steam4_boiler_efficiency.pdf,http://www.erc.uic.edu/energy-efficiency/illinois-energy-now-programs/boiler-tune-up-program, http://cleanboiler.org/learn-about/boiler-efficiency-improvement/efficiency-index/oxygen-control/; Costs based on calls to Heating Contractors on December 13, 2011 and adjusted to $/sqft using CBSA 2014 data analysis. EUL based on engineering judgment that a commercial boiler will be serviced every two years. | 2020 | Retro | 2022 | 2041 | PSE | Commercial | University | Gas | Per Building Sqft for Boiler < 300 kBtuh |  |  | Boiler < 300 kBtuh - Tune-up Boiler - University |  | 0 | 2 | 0.0067243 | 0 |  | 0 | 0 | 0 | 0 | 0 | 0 | 0 | 0.0077393 |  | 0 | 0 | 0 | Heating | Boiler | Boiler Tune-up | Boiler Tune Up LT 300 kBtuh | CommVENT | 0.0141% | 74.6% | 74.6% | 131012.9885 | 1.0798 | 1.475% | 50% | 85% | 6.8% | 0.2% | 0.013296 | 0.0015285 | 0.0014824 | 0 | 0.03991 | 0 | 0 | -0.0016661 | 0.038244 |  | 0 | 0.45922 | 0 | 01. ($9,999.000) to $0.028 | 1 | 0.45922 | 04. $0.45 to $0.50 | 1 | 0 | 0 | 0 | 0 | 0 | 0 | 0 | 0 | 0 | 0 | 0 | 0 | 0 | 0 | 0 | 0 | 0 | 0 | 0 | 0 | 0 | 0 | 0 | 0 | 0 | 0 | 0 | 0 | 0 | 0 | 0 | 0 | 0 | 0 | 0 | 0 | 0 | 0 | 0 | 0 | 0 | 0 | 0 | 0 | 0 | 0 | 0 | 0 | 0 | 0 | 0 | 0 | 0 | 0 | 0 | 0 | 0 | 0 | 0 | 0 | 0 | 0 | 0 | 0 | 0 | 0 | 0 | 0 | 0 | 0 | 0 | 0 | 0 | 11375.7281 | 11348.4264 | 11321.1901 | 11294.0193 | 11266.9136 | 11239.873 | 11212.8973 | 11185.9864 | 11159.14 | 11132.3581 | 0 | 0 | 0 | 0 | 0 | 0 | 0 | 0 | 0 | 0 | 88.0404 | 87.8291 | 87.6183 | 87.408 | 87.1983 | 86.989 | 86.7802 | 86.5719 | 86.3642 | 86.1569 | 0 | 0 | 0 | 0 | 0 | 0 | 0 | 0 | 0 | 0 | 870.9564 | 88.0404 | 175.8695 | 263.4879 | 350.8959 | 438.0942 | 525.0832 | 611.8634 | 698.4353 | 784.7995 | 870.9564 | 870.9564 | 870.9564 | 870.9564 | 870.9564 | 870.9564 | 870.9564 | 870.9564 | 870.9564 | 870.9564 | 870.9564 | 0 | 0 | 0 | 0 | 0 | 0 | 0 | 0 | 0 | 0 | 0 | 0 | 0 | 0 | 0 | 0 | 0 | 0 | 0 | 0 | 0 | 0 | 0 | 0 | 0 | 0 | 0 | 0 | 0 | 0 | 0 | 0 | 0 | 0 | 0 | 0 | 0 | 0 | 0 | 0 | 0 | 0 | 0 | 0 | 0 | 0 | 0 | 0 | 0 | 435.0502 | 434.0061 | 432.9645 | 431.9254 | 430.8888 | 429.8546 | 428.823 | 427.7938 | 426.7671 | 425.7429 | 0 | 0 | 0 | 0 | 0 | 0 | 0 | 0 | 0 | 0 | 0.01557% | 0 | 0 | 0 | 0 | 0 | 0 | 0 | 0 | 0 | 0 | 0 | 0 | 0 | 0 | 0 | 0 | 0 | 0 | 0 | 0 | 0 | 0 | 0 | 0
| Com-Boiler Tune-up-Cadmus | M_Input | Cadmus developed workbook. Boiler EUI based on PSE 2014 boiler EUIs. Percent savings relative to the 2012 federal standard boiler efficiency. Percent savings based on various sources: Able company, SEAI, ESC, Washington State, DOE, UIC. Links: http://www.ablecompany.com/assets/benefits-of-oxygen-trim.pdf,http://controltrends.org/wp-content/uploads/2010/11/boiler_comb.pdf,https://www1.eere.energy.gov/manufacturing/tech_assistance/pdfs/steam4_boiler_efficiency.pdf,http://www.erc.uic.edu/energy-efficiency/illinois-energy-now-programs/boiler-tune-up-program, http://cleanboiler.org/learn-about/boiler-efficiency-improvement/efficiency-index/oxygen-control/; Costs based on calls to Heating Contractors on December 13, 2011 and adjusted to $/sqft using CBSA 2014 data analysis. EUL based on engineering judgment that a commercial boiler will be serviced every two years. | 2020 | Retro | 2022 | 2041 | PSE | Commercial | Warehouse | Gas | Per Building Sqft for Boiler < 300 kBtuh |  |  | Boiler < 300 kBtuh - Tune-up Boiler - Warehouse |  | 0 | 2 | 0.0018396 | 0 |  | 0 | 0 | 0 | 0 | 0 | 0 | 0 | 0.0028634 |  | 0 | 0 | 0 | Heating | Boiler | Boiler Tune-up | Boiler Tune Up LT 300 kBtuh | CommVENT | 0.0141% | 1.122% | 1.122% | 32743.3403 | 0.95423 | 42.08% | 50% | 85% | 6.8% | 0.2% | 0.0049192 | 0.0005655 | 0.00054847 | 0 | 0.010918 | 0 | 0 | -0.00074607 | 0.010172 |  | 0 | 0.33013 | 0 | 01. ($9,999.000) to $0.028 | 1 | 0.33013 | 03. $0.30 to $0.45 | 1 | 0 | 0 | 0 | 0 | 0 | 0 | 0 | 0 | 0 | 0 | 0 | 0 | 0 | 0 | 0 | 0 | 0 | 0 | 0 | 0 | 0 | 0 | 0 | 0 | 0 | 0 | 0 | 0 | 0 | 0 | 0 | 0 | 0 | 0 | 0 | 0 | 0 | 0 | 0 | 0 | 0 | 0 | 0 | 0 | 0 | 0 | 0 | 0 | 0 | 0 | 0 | 0 | 0 | 0 | 0 | 0 | 0 | 0 | 0 | 0 | 0 | 0 | 0 | 0 | 0 | 0 | 0 | 0 | 0 | 0 | 0 | 0 | 0 | 56472.6869 | 56206.1358 | 55940.8429 | 55676.8021 | 55414.0076 | 55152.4535 | 54892.1339 | 54633.043 | 54375.175 | 54118.5242 | 0 | 0 | 0 | 0 | 0 | 0 | 0 | 0 | 0 | 0 | 161.7031 | 160.9399 | 160.1802 | 159.4242 | 158.6717 | 157.9228 | 157.1774 | 156.4355 | 155.6971 | 154.9622 | 0 | 0 | 0 | 0 | 0 | 0 | 0 | 0 | 0 | 0 | 1583.1142 | 161.7031 | 322.643 | 482.8233 | 642.2474 | 800.9192 | 958.8419 | 1116.0193 | 1272.4548 | 1428.152 | 1583.1142 | 1583.1142 | 1583.1142 | 1583.1142 | 1583.1142 | 1583.1142 | 1583.1142 | 1583.1142 | 1583.1142 | 1583.1142 | 1583.1142 | 0 | 0 | 0 | 0 | 0 | 0 | 0 | 0 | 0 | 0 | 0 | 0 | 0 | 0 | 0 | 0 | 0 | 0 | 0 | 0 | 0 | 0 | 0 | 0 | 0 | 0 | 0 | 0 | 0 | 0 | 0 | 0 | 0 | 0 | 0 | 0 | 0 | 0 | 0 | 0 | 0 | 0 | 0 | 0 | 0 | 0 | 0 | 0 | 0 | 574.44 | 571.7287 | 569.0301 | 566.3443 | 563.6711 | 561.0106 | 558.3626 | 555.7272 | 553.1041 | 550.4935 | 0 | 0 | 0 | 0 | 0 | 0 | 0 | 0 | 0 | 0 | 0.01557% | 0 | 0 | 0 | 0 | 0 | 0 | 0 | 0 | 0 | 0 | 0 | 0 | 0 | 0 | 0 | 0 | 0 | 0 | 0 | 0 | 0 | 0 | 0 | 0
| Com-Boiler Tune-up-Cadmus | M_Input | Cadmus developed workbook. Boiler EUI based on PSE 2014 boiler EUIs. Percent savings relative to the 2012 federal standard boiler efficiency. Percent savings based on various sources: Able company, SEAI, ESC, Washington State, DOE, UIC. Links: http://www.ablecompany.com/assets/benefits-of-oxygen-trim.pdf,http://controltrends.org/wp-content/uploads/2010/11/boiler_comb.pdf,https://www1.eere.energy.gov/manufacturing/tech_assistance/pdfs/steam4_boiler_efficiency.pdf,http://www.erc.uic.edu/energy-efficiency/illinois-energy-now-programs/boiler-tune-up-program, http://cleanboiler.org/learn-about/boiler-efficiency-improvement/efficiency-index/oxygen-control/; Costs based on calls to Heating Contractors on December 13, 2011 and adjusted to $/sqft using CBSA 2014 data analysis. EUL based on engineering judgment that a commercial boiler will be serviced every two years. | 2020 | Retro | 2022 | 2041 | PSE | Commercial | Supermarket | Gas | Per Building Sqft for Boiler < 300 kBtuh |  |  | Boiler < 300 kBtuh - Tune-up Boiler - Supermarket |  | 0 | 2 | 0.0055503 | 0 |  | 0 | 0 | 0 | 0 | 0 | 0 | 0 | 0.0078629 |  | 0 | 0 | 0 | Heating | Boiler | Boiler Tune-up | Boiler Tune Up LT 300 kBtuh | CommVENT | 0.0141% | 0.7407% | 0.7407% | 46001.1926 | 0.92495 | 0% | 50% | 85% | 6.8% | 0.2% | 0.013508 | 0.0015529 | 0.0015061 | 0 | 0.032942 | 0 | 0 | -0.0019489 | 0.030993 |  | 0 | 0.36631 | 0 | 01. ($9,999.000) to $0.028 | 1 | 0.36631 | 03. $0.30 to $0.45 | 1 | 0 | 0 | 0 | 0 | 0 | 0 | 0 | 0 | 0 | 0 | 0 | 0 | 0 | 0 | 0 | 0 | 0 | 0 | 0 | 0 | 0 | 0 | 0 | 0 | 0 | 0 | 0 | 0 | 0 | 0 | 0 | 0 | 0 | 0 | 0 | 0 | 0 | 0 | 0 | 0 | 0 | 0 | 0 | 0 | 0 | 0 | 0 | 0 | 0 | 0 | 0 | 0 | 0 | 0 | 0 | 0 | 0 | 0 | 0 | 0 | 0 | 0 | 0 | 0 | 0 | 0 | 0 | 0 | 0 | 0 | 0 | 0 | 0 | 0 | 0 | 0 | 0 | 0 | 0 | 0 | 0 | 0 | 0 | 0 | 0 | 0 | 0 | 0 | 0 | 0 | 0 | 0 | 0 | 0 | 0 | 0 | 0 | 0 | 0 | 0 | 0 | 0 | 0 | 0 | 0 | 0 | 0 | 0 | 0 | 0 | 0 | 0 | 0 | 0 | 0 | 0 | 0 | 0 | 0 | 0 | 0 | 0 | 0 | 0 | 0 | 0 | 0 | 0 | 0 | 0 | 0 | 0 | 0 | 0 | 0 | 0 | 0 | 0 | 0 | 0 | 0 | 0 | 0 | 0 | 0 | 0 | 0 | 0 | 0 | 0 | 0 | 0 | 0 | 0 | 0 | 0 | 0 | 0 | 0 | 0 | 0 | 0 | 0 | 0 | 0 | 0 | 0 | 0 | 0 | 0 | 0 | 0 | 0 | 0 | 0 | 0 | 0 | 0 | 0 | 0 | 0 | 0 | 0 | 0 | 0 | 0 | 0 | 0 | 0 | 0 | 0 | 0 | 0 | 0 | 0 | 0 | 0 | 0 | 0 | 0 | 0 | 0 | 0 | 0.01557% | 0 | 0 | 0 | 0 | 0 | 0 | 0 | 0 | 0 | 0 | 0 | 0 | 0 | 0 | 0 | 0 | 0 | 0 | 0 | 0 | 0 | 0 | 0 | 0
| Com-Boiler Tune-up-Cadmus | M_Input | Cadmus developed workbook. Boiler EUI based on PSE 2014 boiler EUIs. Percent savings relative to the 2012 federal standard boiler efficiency. Percent savings based on various sources: Able company, SEAI, ESC, Washington State, DOE, UIC. Links: http://www.ablecompany.com/assets/benefits-of-oxygen-trim.pdf,http://controltrends.org/wp-content/uploads/2010/11/boiler_comb.pdf,https://www1.eere.energy.gov/manufacturing/tech_assistance/pdfs/steam4_boiler_efficiency.pdf,http://www.erc.uic.edu/energy-efficiency/illinois-energy-now-programs/boiler-tune-up-program, http://cleanboiler.org/learn-about/boiler-efficiency-improvement/efficiency-index/oxygen-control/; Costs based on calls to Heating Contractors on December 13, 2011 and adjusted to $/sqft using CBSA 2014 data analysis. EUL based on engineering judgment that a commercial boiler will be serviced every two years. | 2020 | Retro | 2022 | 2041 | PSE | Commercial | MiniMart | Gas | Per Building Sqft for Boiler < 300 kBtuh |  |  | Boiler < 300 kBtuh - Tune-up Boiler - MiniMart |  | 0 | 2 | 0.0055503 | 0 |  | 0 | 0 | 0 | 0 | 0 | 0 | 0 | 0.0078629 |  | 0 | 0 | 0 | Heating | Boiler | Boiler Tune-up | Boiler Tune Up LT 300 kBtuh | CommVENT | 0.0141% | 0.7407% | 0.7407% | 2270.6714 | 1.0732 | 0% | 50% | 85% | 6.8% | 0.2% | 0.013508 | 0.0015529 | 0.0015061 | 0 | 0.032942 | 0 | 0 | -0.0019489 | 0.030993 |  | 0 | 0.36631 | 0 | 01. ($9,999.000) to $0.028 | 1 | 0.36631 | 03. $0.30 to $0.45 | 1 | 0 | 0 | 0 | 0 | 0 | 0 | 0 | 0 | 0 | 0 | 0 | 0 | 0 | 0 | 0 | 0 | 0 | 0 | 0 | 0 | 0 | 0 | 0 | 0 | 0 | 0 | 0 | 0 | 0 | 0 | 0 | 0 | 0 | 0 | 0 | 0 | 0 | 0 | 0 | 0 | 0 | 0 | 0 | 0 | 0 | 0 | 0 | 0 | 0 | 0 | 0 | 0 | 0 | 0 | 0 | 0 | 0 | 0 | 0 | 0 | 0 | 0 | 0 | 0 | 0 | 0 | 0 | 0 | 0 | 0 | 0 | 0 | 0 | 0 | 0 | 0 | 0 | 0 | 0 | 0 | 0 | 0 | 0 | 0 | 0 | 0 | 0 | 0 | 0 | 0 | 0 | 0 | 0 | 0 | 0 | 0 | 0 | 0 | 0 | 0 | 0 | 0 | 0 | 0 | 0 | 0 | 0 | 0 | 0 | 0 | 0 | 0 | 0 | 0 | 0 | 0 | 0 | 0 | 0 | 0 | 0 | 0 | 0 | 0 | 0 | 0 | 0 | 0 | 0 | 0 | 0 | 0 | 0 | 0 | 0 | 0 | 0 | 0 | 0 | 0 | 0 | 0 | 0 | 0 | 0 | 0 | 0 | 0 | 0 | 0 | 0 | 0 | 0 | 0 | 0 | 0 | 0 | 0 | 0 | 0 | 0 | 0 | 0 | 0 | 0 | 0 | 0 | 0 | 0 | 0 | 0 | 0 | 0 | 0 | 0 | 0 | 0 | 0 | 0 | 0 | 0 | 0 | 0 | 0 | 0 | 0 | 0 | 0 | 0 | 0 | 0 | 0 | 0 | 0 | 0 | 0 | 0 | 0 | 0 | 0 | 0 | 0 | 0 | 0.01557% | 0 | 0 | 0 | 0 | 0 | 0 | 0 | 0 | 0 | 0 | 0 | 0 | 0 | 0 | 0 | 0 | 0 | 0 | 0 | 0 | 0 | 0 | 0 | 0
| Com-Boiler Tune-up-Cadmus | M_Input | Cadmus developed workbook. Boiler EUI based on PSE 2014 boiler EUIs. Percent savings relative to the 2012 federal standard boiler efficiency. Percent savings based on various sources: Able company, SEAI, ESC, Washington State, DOE, UIC. Links: http://www.ablecompany.com/assets/benefits-of-oxygen-trim.pdf,http://controltrends.org/wp-content/uploads/2010/11/boiler_comb.pdf,https://www1.eere.energy.gov/manufacturing/tech_assistance/pdfs/steam4_boiler_efficiency.pdf,http://www.erc.uic.edu/energy-efficiency/illinois-energy-now-programs/boiler-tune-up-program, http://cleanboiler.org/learn-about/boiler-efficiency-improvement/efficiency-index/oxygen-control/; Costs based on calls to Heating Contractors on December 13, 2011 and adjusted to $/sqft using CBSA 2014 data analysis. EUL based on engineering judgment that a commercial boiler will be serviced every two years. | 2020 | Retro | 2022 | 2041 | PSE | Commercial | Restaurant | Gas | Per Building Sqft for Boiler < 300 kBtuh |  |  | Boiler < 300 kBtuh - Tune-up Boiler - Restaurant |  | 0 | 2 | 0.0055503 | 0 |  | 0 | 0 | 0 | 0 | 0 | 0 | 0 | 0.0014479 |  | 0 | 0 | 0 | Heating | Boiler | Boiler Tune-up | Boiler Tune Up LT 300 kBtuh | CommVENT | 0.0141% | 0% | 0% | 12127.7951 | 1.2469 | 50.5% | 50% | 85% | 6.8% | 0.2% | 0.0024875 | 0.00028596 | 0.00027735 | 0 | 0.032942 | 0 | 0 | 0.00054675 | 0.033489 |  | 0 | 2.1493 | 0 | 01. ($9,999.000) to $0.028 | 1 | 2.1493 | 12. $1.50 to $999.00 | 0 | 0 | 0 | 0 | 0 | 0 | 0 | 0 | 0 | 0 | 0 | 0 | 0 | 0 | 0 | 0 | 0 | 0 | 0 | 0 | 0 | 0 | 0 | 0 | 0 | 0 | 0 | 0 | 0 | 0 | 0 | 0 | 0 | 0 | 0 | 0 | 0 | 0 | 0 | 0 | 0 | 0 | 0 | 0 | 0 | 0 | 0 | 0 | 0 | 0 | 0 | 0 | 0 | 0 | 0 | 0 | 0 | 0 | 0 | 0 | 0 | 0 | 0 | 0 | 0 | 0 | 0 | 0 | 0 | 0 | 0 | 0 | 0 | 0 | 0 | 0 | 0 | 0 | 0 | 0 | 0 | 0 | 0 | 0 | 0 | 0 | 0 | 0 | 0 | 0 | 0 | 0 | 0 | 0 | 0 | 0 | 0 | 0 | 0 | 0 | 0 | 0 | 0 | 0 | 0 | 0 | 0 | 0 | 0 | 0 | 0 | 0 | 0 | 0 | 0 | 0 | 0 | 0 | 0 | 0 | 0 | 0 | 0 | 0 | 0 | 0 | 0 | 0 | 0 | 0 | 0 | 0 | 0 | 0 | 0 | 0 | 0 | 0 | 0 | 0 | 0 | 0 | 0 | 0 | 0 | 0 | 0 | 0 | 0 | 0 | 0 | 0 | 0 | 0 | 0 | 0 | 0 | 0 | 0 | 0 | 0 | 0 | 0 | 0 | 0 | 0 | 0 | 0 | 0 | 0 | 0 | 0 | 0 | 0 | 0 | 0 | 0 | 0 | 0 | 0 | 0 | 0 | 0 | 0 | 0 | 0 | 0 | 0 | 0 | 0 | 0 | 0 | 0 | 0 | 0 | 0 | 0 | 0 | 0 | 0 | 0 | 0 | 0 | 0 | 0.01557% | 0 | 0 | 0 | 0 | 0 | 0 | 0 | 0 | 0 | 0 | 0 | 0 | 0 | 0 | 0 | 0 | 0 | 0 | 0 | 0 | 0 | 0 | 0 | 0
| Com-Boiler Tune-up-Cadmus | M_Input | Cadmus developed workbook. Boiler EUI based on PSE 2014 boiler EUIs. Percent savings relative to the 2012 federal standard boiler efficiency. Percent savings based on various sources: Able company, SEAI, ESC, Washington State, DOE, UIC. Links: http://www.ablecompany.com/assets/benefits-of-oxygen-trim.pdf,http://controltrends.org/wp-content/uploads/2010/11/boiler_comb.pdf,https://www1.eere.energy.gov/manufacturing/tech_assistance/pdfs/steam4_boiler_efficiency.pdf,http://www.erc.uic.edu/energy-efficiency/illinois-energy-now-programs/boiler-tune-up-program, http://cleanboiler.org/learn-about/boiler-efficiency-improvement/efficiency-index/oxygen-control/; Costs based on calls to Heating Contractors on December 13, 2011 and adjusted to $/sqft using CBSA 2014 data analysis. EUL based on engineering judgment that a commercial boiler will be serviced every two years. | 2020 | Retro | 2022 | 2041 | PSE | Commercial | Lodging | Gas | Per Building Sqft for Boiler < 300 kBtuh |  |  | Boiler < 300 kBtuh - Tune-up Boiler - Lodging |  | 0 | 2 | 0.0037276 | 0 |  | 0 | 0 | 0 | 0 | 0 | 0 | 0 | 0.0056686 |  | 0 | 0 | 0 | Heating | Boiler | Boiler Tune-up | Boiler Tune Up LT 300 kBtuh | CommVENT | 0.0141% | 56.64% | 56.64% | 28301.6712 | 0.90175 | 17.5% | 50% | 85% | 6.8% | 0.2% | 0.0097386 | 0.0011195 | 0.0010858 | 0 | 0.022124 | 0 | 0 | -0.0014598 | 0.020664 |  | 0 | 0.33877 | 0 | 01. ($9,999.000) to $0.028 | 1 | 0.33877 | 03. $0.30 to $0.45 | 1 | 0 | 0 | 0 | 0 | 0 | 0 | 0 | 0 | 0 | 0 | 0 | 0 | 0 | 0 | 0 | 0 | 0 | 0 | 0 | 0 | 0 | 0 | 0 | 0 | 0 | 0 | 0 | 0 | 0 | 0 | 0 | 0 | 0 | 0 | 0 | 0 | 0 | 0 | 0 | 0 | 0 | 0 | 0 | 0 | 0 | 0 | 0 | 0 | 0 | 0 | 0 | 0 | 0 | 0 | 0 | 0 | 0 | 0 | 0 | 0 | 0 | 0 | 0 | 0 | 0 | 0 | 0 | 0 | 0 | 0 | 0 | 0 | 0 | 218105.4939 | 217298.5035 | 216494.4991 | 215693.4694 | 214895.4036 | 214100.2906 | 213308.1195 | 212518.8795 | 211732.5596 | 210949.1491 | 0 | 0 | 0 | 0 | 0 | 0 | 0 | 0 | 0 | 0 | 1236.3592 | 1231.7847 | 1227.2271 | 1222.6864 | 1218.1624 | 1213.6552 | 1209.1647 | 1204.6908 | 1200.2334 | 1195.7926 | 0 | 0 | 0 | 0 | 0 | 0 | 0 | 0 | 0 | 0 | 12159.7565 | 1236.3592 | 2468.1439 | 3695.371 | 4918.0574 | 6136.2198 | 7349.875 | 8559.0397 | 9763.7305 | 10963.9639 | 12159.7565 | 12159.7565 | 12159.7565 | 12159.7565 | 12159.7565 | 12159.7565 | 12159.7565 | 12159.7565 | 12159.7565 | 12159.7565 | 12159.7565 | 0 | 0 | 0 | 0 | 0 | 0 | 0 | 0 | 0 | 0 | 0 | 0 | 0 | 0 | 0 | 0 | 0 | 0 | 0 | 0 | 0 | 0 | 0 | 0 | 0 | 0 | 0 | 0 | 0 | 0 | 0 | 0 | 0 | 0 | 0 | 0 | 0 | 0 | 0 | 0 | 0 | 0 | 0 | 0 | 0 | 0 | 0 | 0 | 0 | 4506.977 | 4490.3012 | 4473.6871 | 4457.1344 | 4440.643 | 4424.2127 | 4407.8431 | 4391.534 | 4375.2854 | 4359.0968 | 0 | 0 | 0 | 0 | 0 | 0 | 0 | 0 | 0 | 0 | 0.01557% | 0 | 0 | 0 | 0 | 0 | 0 | 0 | 0 | 0 | 0 | 0 | 0 | 0 | 0 | 0 | 0 | 0 | 0 | 0 | 0 | 0 | 0 | 0 | 0
| Com-Boiler Tune-up-Cadmus | M_Input | Cadmus developed workbook. Boiler EUI based on PSE 2014 boiler EUIs. Percent savings relative to the 2012 federal standard boiler efficiency. Percent savings based on various sources: Able company, SEAI, ESC, Washington State, DOE, UIC. Links: http://www.ablecompany.com/assets/benefits-of-oxygen-trim.pdf,http://controltrends.org/wp-content/uploads/2010/11/boiler_comb.pdf,https://www1.eere.energy.gov/manufacturing/tech_assistance/pdfs/steam4_boiler_efficiency.pdf,http://www.erc.uic.edu/energy-efficiency/illinois-energy-now-programs/boiler-tune-up-program, http://cleanboiler.org/learn-about/boiler-efficiency-improvement/efficiency-index/oxygen-control/; Costs based on calls to Heating Contractors on December 13, 2011 and adjusted to $/sqft using CBSA 2014 data analysis. EUL based on engineering judgment that a commercial boiler will be serviced every two years. | 2020 | Retro | 2022 | 2041 | PSE | Commercial | Hospital | Gas | Per Building Sqft for Boiler < 300 kBtuh |  |  | Boiler < 300 kBtuh - Tune-up Boiler - Hospital |  | 0 | 2 | 0.0055503 | 0 |  | 0 | 0 | 0 | 0 | 0 | 0 | 0 | 0.010928 |  | 0 | 0 | 0 | Heating | Boiler | Boiler Tune-up | Boiler Tune Up LT 300 kBtuh | CommVENT | 0.0141% | 35.29% | 35.29% | 173734.3051 | 2.1454 | 1.812% | 50% | 85% | 6.8% | 0.2% | 0.018774 | 0.0021582 | 0.0020932 | 0 | 0.032942 | 0 | 0 | -0.0031413 | 0.029801 |  | 0 | 0.25343 | 0 | 01. ($9,999.000) to $0.028 | 1 | 0.25343 | 02. $0.22 to $0.30 | 1 | 0 | 0 | 0 | 0 | 0 | 0 | 0 | 0 | 0 | 0 | 0 | 0 | 0 | 0 | 0 | 0 | 0 | 0 | 0 | 0 | 0 | 0 | 0 | 0 | 0 | 0 | 0 | 0 | 0 | 0 | 0 | 0 | 0 | 0 | 0 | 0 | 0 | 0 | 0 | 0 | 0 | 0 | 0 | 0 | 0 | 0 | 0 | 0 | 0 | 0 | 0 | 0 | 0 | 0 | 0 | 0 | 0 | 0 | 0 | 0 | 0 | 0 | 0 | 0 | 0 | 0 | 0 | 0 | 0 | 0 | 0 | 0 | 0 | 11792.2544 | 11743.9062 | 11695.7562 | 11647.8036 | 11600.0476 | 11552.4874 | 11505.1222 | 11457.9512 | 11410.9736 | 11364.1886 | 0 | 0 | 0 | 0 | 0 | 0 | 0 | 0 | 0 | 0 | 128.863 | 128.3347 | 127.8085 | 127.2845 | 126.7626 | 126.2429 | 125.7253 | 125.2099 | 124.6965 | 124.1852 | 0 | 0 | 0 | 0 | 0 | 0 | 0 | 0 | 0 | 0 | 1265.1133 | 128.863 | 257.1977 | 385.0063 | 512.2908 | 639.0534 | 765.2964 | 891.0217 | 1016.2315 | 1140.928 | 1265.1133 | 1265.1133 | 1265.1133 | 1265.1133 | 1265.1133 | 1265.1133 | 1265.1133 | 1265.1133 | 1265.1133 | 1265.1133 | 1265.1133 | 0 | 0 | 0 | 0 | 0 | 0 | 0 | 0 | 0 | 0 | 0 | 0 | 0 | 0 | 0 | 0 | 0 | 0 | 0 | 0 | 0 | 0 | 0 | 0 | 0 | 0 | 0 | 0 | 0 | 0 | 0 | 0 | 0 | 0 | 0 | 0 | 0 | 0 | 0 | 0 | 0 | 0 | 0 | 0 | 0 | 0 | 0 | 0 | 0 | 351.4194 | 349.9786 | 348.5437 | 347.1147 | 345.6915 | 344.2742 | 342.8626 | 341.4569 | 340.0569 | 338.6627 | 0 | 0 | 0 | 0 | 0 | 0 | 0 | 0 | 0 | 0 | 0.01557% | 0 | 0 | 0 | 0 | 0 | 0 | 0 | 0 | 0 | 0 | 0 | 0 | 0 | 0 | 0 | 0 | 0 | 0 | 0 | 0 | 0 | 0 | 0 | 0
| Com-Boiler Tune-up-Cadmus | M_Input | Cadmus developed workbook. Boiler EUI based on PSE 2014 boiler EUIs. Percent savings relative to the 2012 federal standard boiler efficiency. Percent savings based on various sources: Able company, SEAI, ESC, Washington State, DOE, UIC. Links: http://www.ablecompany.com/assets/benefits-of-oxygen-trim.pdf,http://controltrends.org/wp-content/uploads/2010/11/boiler_comb.pdf,https://www1.eere.energy.gov/manufacturing/tech_assistance/pdfs/steam4_boiler_efficiency.pdf,http://www.erc.uic.edu/energy-efficiency/illinois-energy-now-programs/boiler-tune-up-program, http://cleanboiler.org/learn-about/boiler-efficiency-improvement/efficiency-index/oxygen-control/; Costs based on calls to Heating Contractors on December 13, 2011 and adjusted to $/sqft using CBSA 2014 data analysis. EUL based on engineering judgment that a commercial boiler will be serviced every two years. | 2020 | Retro | 2022 | 2041 | PSE | Commercial | Residential Care | Gas | Per Building Sqft for Boiler < 300 kBtuh |  |  | Boiler < 300 kBtuh - Tune-up Boiler - Residential Care |  | 0 | 2 | 0.0055503 | 0 |  | 0 | 0 | 0 | 0 | 0 | 0 | 0 | 0.0048541 |  | 0 | 0 | 0 | Heating | Boiler | Boiler Tune-up | Boiler Tune Up LT 300 kBtuh | CommVENT | 0.0141% | 25.21% | 25.21% | 101257.3441 | 1.135 | 3.107% | 50% | 85% | 6.8% | 0.2% | 0.0083393 | 0.00095867 | 0.00092979 | 0 | 0.032942 | 0 | 0 | -0.00077839 | 0.032164 |  | 0 | 0.61576 | 0 | 01. ($9,999.000) to $0.028 | 1 | 0.61576 | 06. $0.55 to $0.62 | 1 | 0 | 0 | 0 | 0 | 0 | 0 | 0 | 0 | 0 | 0 | 0 | 0 | 0 | 0 | 0 | 0 | 0 | 0 | 0 | 0 | 0 | 0 | 0 | 0 | 0 | 0 | 0 | 0 | 0 | 0 | 0 | 0 | 0 | 0 | 0 | 0 | 0 | 0 | 0 | 0 | 0 | 0 | 0 | 0 | 0 | 0 | 0 | 0 | 0 | 0 | 0 | 0 | 0 | 0 | 0 | 0 | 0 | 0 | 0 | 0 | 0 | 0 | 0 | 0 | 0 | 0 | 0 | 0 | 0 | 0 | 0 | 0 | 0 | 23478.8712 | 23382.6078 | 23286.7391 | 23191.2635 | 23096.1793 | 23001.485 | 22907.1789 | 22813.2595 | 22719.7251 | 22626.5742 | 0 | 0 | 0 | 0 | 0 | 0 | 0 | 0 | 0 | 0 | 113.9695 | 113.5022 | 113.0368 | 112.5734 | 112.1118 | 111.6522 | 111.1944 | 110.7385 | 110.2845 | 109.8323 | 0 | 0 | 0 | 0 | 0 | 0 | 0 | 0 | 0 | 0 | 1118.8956 | 113.9695 | 227.4717 | 340.5085 | 453.0819 | 565.1937 | 676.8459 | 788.0403 | 898.7788 | 1009.0633 | 1118.8956 | 1118.8956 | 1118.8956 | 1118.8956 | 1118.8956 | 1118.8956 | 1118.8956 | 1118.8956 | 1118.8956 | 1118.8956 | 1118.8956 | 0 | 0 | 0 | 0 | 0 | 0 | 0 | 0 | 0 | 0 | 0 | 0 | 0 | 0 | 0 | 0 | 0 | 0 | 0 | 0 | 0 | 0 | 0 | 0 | 0 | 0 | 0 | 0 | 0 | 0 | 0 | 0 | 0 | 0 | 0 | 0 | 0 | 0 | 0 | 0 | 0 | 0 | 0 | 0 | 0 | 0 | 0 | 0 | 0 | 755.169 | 752.0728 | 748.9893 | 745.9184 | 742.8602 | 739.8144 | 736.7812 | 733.7604 | 730.752 | 727.7559 | 0 | 0 | 0 | 0 | 0 | 0 | 0 | 0 | 0 | 0 | 0.01557% | 0 | 0 | 0 | 0 | 0 | 0 | 0 | 0 | 0 | 0 | 0 | 0 | 0 | 0 | 0 | 0 | 0 | 0 | 0 | 0 | 0 | 0 | 0 | 0
| Com-Boiler Tune-up-Cadmus | M_Input | Cadmus developed workbook. Boiler EUI based on PSE 2014 boiler EUIs. Percent savings relative to the 2012 federal standard boiler efficiency. Percent savings based on various sources: Able company, SEAI, ESC, Washington State, DOE, UIC. Links: http://www.ablecompany.com/assets/benefits-of-oxygen-trim.pdf,http://controltrends.org/wp-content/uploads/2010/11/boiler_comb.pdf,https://www1.eere.energy.gov/manufacturing/tech_assistance/pdfs/steam4_boiler_efficiency.pdf,http://www.erc.uic.edu/energy-efficiency/illinois-energy-now-programs/boiler-tune-up-program, http://cleanboiler.org/learn-about/boiler-efficiency-improvement/efficiency-index/oxygen-control/; Costs based on calls to Heating Contractors on December 13, 2011 and adjusted to $/sqft using CBSA 2014 data analysis. EUL based on engineering judgment that a commercial boiler will be serviced every two years. | 2020 | Retro | 2022 | 2041 | PSE | Commercial | Assembly | Gas | Per Building Sqft for Boiler < 300 kBtuh |  |  | Boiler < 300 kBtuh - Tune-up Boiler - Assembly |  | 0 | 2 | 0.010297 | 0 |  | 0 | 0 | 0 | 0 | 0 | 0 | 0 | 0.0048541 |  | 0 | 0 | 0 | Heating | Boiler | Boiler Tune-up | Boiler Tune Up LT 300 kBtuh | CommVENT | 0.0141% | 25.21% | 25.21% | 15455.3983 | 1.1338 | 6.671% | 50% | 85% | 6.8% | 0.2% | 0.0083393 | 0.00095867 | 0.00092979 | 0 | 0.061113 | 0 | 0 | 0.00017088 | 0.061283 |  | 0 | 1.1733 | 0 | 01. ($9,999.000) to $0.028 | 1 | 1.1733 | 10. $0.95 to $1.20 | 0 | 0 | 0 | 0 | 0 | 0 | 0 | 0 | 0 | 0 | 0 | 0 | 0 | 0 | 0 | 0 | 0 | 0 | 0 | 0 | 0 | 0 | 0 | 0 | 0 | 0 | 0 | 0 | 0 | 0 | 0 | 0 | 0 | 0 | 0 | 0 | 0 | 0 | 0 | 0 | 0 | 0 | 0 | 0 | 0 | 0 | 0 | 0 | 0 | 0 | 0 | 0 | 0 | 0 | 0 | 0 | 0 | 0 | 0 | 0 | 0 | 0 | 0 | 0 | 0 | 0 | 0 | 0 | 0 | 0 | 0 | 0 | 0 | 0 | 79326.3637 | 78970.4527 | 78616.1386 | 78263.4142 | 77912.2724 | 77562.706 | 77214.708 | 76868.2713 | 76523.389 | 76180.0541 | 0 | 0 | 0 | 0 | 0 | 0 | 0 | 0 | 0 | 0 | 385.0604 | 383.3328 | 381.6129 | 379.9007 | 378.1962 | 376.4994 | 374.8102 | 373.1285 | 371.4544 | 369.7878 | 0 | 0 | 0 | 0 | 0 | 0 | 0 | 0 | 0 | 0 | 3773.7834 | 385.0604 | 768.3932 | 1150.0061 | 1529.9068 | 1908.1031 | 2284.6024 | 2659.4126 | 3032.5411 | 3403.9956 | 3773.7834 | 3773.7834 | 3773.7834 | 3773.7834 | 3773.7834 | 3773.7834 | 3773.7834 | 3773.7834 | 3773.7834 | 3773.7834 | 3773.7834 | 0 | 0 | 0 | 0 | 0 | 0 | 0 | 0 | 0 | 0 | 0 | 0 | 0 | 0 | 0 | 0 | 0 | 0 | 0 | 0 | 0 | 0 | 0 | 0 | 0 | 0 | 0 | 0 | 0 | 0 | 0 | 0 | 0 | 0 | 0 | 0 | 0 | 0 | 0 | 0 | 0 | 0 | 0 | 0 | 0 | 0 | 0 | 0 | 0 | 4861.3967 | 4839.5853 | 4817.8716 | 4796.2555 | 4774.7363 | 4753.3136 | 4731.9871 | 4710.7562 | 4689.6206 | 4668.5799 | 0 | 0 | 0 | 0 | 0 | 0 | 0 | 0 | 0 | 0 | 0.01557% | 0 | 0 | 0 | 0 | 0 | 0 | 0 | 0 | 0 | 0 | 0 | 0 | 0 | 0 | 0 | 0 | 0 | 0 | 0 | 0 | 0 | 0 | 0 | 0
| Com-Boiler Tune-up-Cadmus | M_Input | Cadmus developed workbook. Boiler EUI based on PSE 2014 boiler EUIs. Percent savings relative to the 2012 federal standard boiler efficiency. Percent savings based on various sources: Able company, SEAI, ESC, Washington State, DOE, UIC. Links: http://www.ablecompany.com/assets/benefits-of-oxygen-trim.pdf,http://controltrends.org/wp-content/uploads/2010/11/boiler_comb.pdf,https://www1.eere.energy.gov/manufacturing/tech_assistance/pdfs/steam4_boiler_efficiency.pdf,http://www.erc.uic.edu/energy-efficiency/illinois-energy-now-programs/boiler-tune-up-program, http://cleanboiler.org/learn-about/boiler-efficiency-improvement/efficiency-index/oxygen-control/; Costs based on calls to Heating Contractors on December 13, 2011 and adjusted to $/sqft using CBSA 2014 data analysis. EUL based on engineering judgment that a commercial boiler will be serviced every two years. | 2020 | Retro | 2022 | 2041 | PSE | Commercial | Other | Gas | Per Building Sqft for Boiler < 300 kBtuh |  |  | Boiler < 300 kBtuh - Tune-up Boiler - Other |  | 0 | 2 | 0.0055503 | 0 |  | 0 | 0 | 0 | 0 | 0 | 0 | 0 | 0.0048541 |  | 0 | 0 | 0 | Heating | Boiler | Boiler Tune-up | Boiler Tune Up LT 300 kBtuh | CommVENT | 0.0141% | 25.21% | 25.21% | 31545.0104 | 1.4073 | 4.297% | 50% | 85% | 6.8% | 0.2% | 0.0083393 | 0.00095867 | 0.00092979 | 0 | 0.032942 | 0 | 0 | -0.00077839 | 0.032164 |  | 0 | 0.61576 | 0 | 01. ($9,999.000) to $0.028 | 1 | 0.61576 | 06. $0.55 to $0.62 | 1 | 0 | 0 | 0 | 0 | 0 | 0 | 0 | 0 | 0 | 0 | 0 | 0 | 0 | 0 | 0 | 0 | 0 | 0 | 0 | 0 | 0 | 0 | 0 | 0 | 0 | 0 | 0 | 0 | 0 | 0 | 0 | 0 | 0 | 0 | 0 | 0 | 0 | 0 | 0 | 0 | 0 | 0 | 0 | 0 | 0 | 0 | 0 | 0 | 0 | 0 | 0 | 0 | 0 | 0 | 0 | 0 | 0 | 0 | 0 | 0 | 0 | 0 | 0 | 0 | 0 | 0 | 0 | 0 | 0 | 0 | 0 | 0 | 0 | 177085.2439 | 175491.4767 | 173912.0534 | 172346.8449 | 170795.7233 | 169258.5618 | 167735.2347 | 166225.6176 | 164729.5871 | 163247.0208 | 0 | 0 | 0 | 0 | 0 | 0 | 0 | 0 | 0 | 0 | 859.5947 | 851.8583 | 844.1916 | 836.5939 | 829.0645 | 821.6029 | 814.2085 | 806.8806 | 799.6187 | 792.4221 | 0 | 0 | 0 | 0 | 0 | 0 | 0 | 0 | 0 | 0 | 8256.0358 | 859.5947 | 1711.453 | 2555.6445 | 3392.2384 | 4221.3029 | 5042.9058 | 5857.1143 | 6663.9949 | 7463.6136 | 8256.0358 | 8256.0358 | 8256.0358 | 8256.0358 | 8256.0358 | 8256.0358 | 8256.0358 | 8256.0358 | 8256.0358 | 8256.0358 | 8256.0358 | 0 | 0 | 0 | 0 | 0 | 0 | 0 | 0 | 0 | 0 | 0 | 0 | 0 | 0 | 0 | 0 | 0 | 0 | 0 | 0 | 0 | 0 | 0 | 0 | 0 | 0 | 0 | 0 | 0 | 0 | 0 | 0 | 0 | 0 | 0 | 0 | 0 | 0 | 0 | 0 | 0 | 0 | 0 | 0 | 0 | 0 | 0 | 0 | 0 | 5695.7289 | 5644.4673 | 5593.6671 | 5543.3241 | 5493.4342 | 5443.9933 | 5394.9973 | 5346.4424 | 5298.3244 | 5250.6395 | 0 | 0 | 0 | 0 | 0 | 0 | 0 | 0 | 0 | 0 | 0.01557% | 0 | 0 | 0 | 0 | 0 | 0 | 0 | 0 | 0 | 0 | 0 | 0 | 0 | 0 | 0 | 0 | 0 | 0 | 0 | 0 | 0 | 0 | 0 | 0
| Com-Boiler Tune-up-Cadmus | M_Input | Cadmus developed workbook. Boiler EUI based on PSE 2014 boiler EUIs. Percent savings relative to the 2012 federal standard boiler efficiency. Percent savings based on various sources: Able company, SEAI, ESC, Washington State, DOE, UIC. Links: http://www.ablecompany.com/assets/benefits-of-oxygen-trim.pdf,http://controltrends.org/wp-content/uploads/2010/11/boiler_comb.pdf,https://www1.eere.energy.gov/manufacturing/tech_assistance/pdfs/steam4_boiler_efficiency.pdf,http://www.erc.uic.edu/energy-efficiency/illinois-energy-now-programs/boiler-tune-up-program, http://cleanboiler.org/learn-about/boiler-efficiency-improvement/efficiency-index/oxygen-control/; Costs based on calls to Heating Contractors on December 13, 2011 and adjusted to $/sqft using CBSA 2014 data analysis. EUL based on engineering judgment that a commercial boiler will be serviced every two years. | 2020 | Retro | 2022 | 2041 | PSE | Commercial | Large Off | Gas | Per Building Sqft for Boiler >= 300 and <= 2,500 kBtuh |  |  | Boiler >= 300 and <= 2,500 kBtuh - Tune-up Boiler - Large Off |  | 0 | 2 | 0.012974 | 0 |  | 0 | 0 | 0 | 0 | 0 | 0 | 0 | 0.0080277 |  | 0 | 0 | 0 | Heating | Boiler | Boiler Tune-up | Boiler Tune Up 300 to 2500 kBtuh | CommVENT | 0.0141% | 27.79% | 27.79% | 259599.5083 | 1.1293 | 48.69% | 50% | 85% | 6.8% | 0.2% | 0.013791 | 0.0015854 | 0.0015377 | 0 | 0.077005 | 0 | 0 | -0.00052824 | 0.076477 |  | 0 | 0.88531 | 0 | 01. ($9,999.000) to $0.028 | 1 | 0.88531 | 09. $0.85 to $0.95 | 1 | 0 | 0 | 0 | 0 | 0 | 0 | 0 | 0 | 0 | 0 | 0 | 0 | 0 | 0 | 0 | 0 | 0 | 0 | 0 | 0 | 0 | 0 | 0 | 0 | 0 | 0 | 0 | 0 | 0 | 0 | 0 | 0 | 0 | 0 | 0 | 0 | 0 | 0 | 0 | 0 | 0 | 0 | 0 | 0 | 0 | 0 | 0 | 0 | 0 | 0 | 0 | 0 | 0 | 0 | 0 | 0 | 0 | 0 | 0 | 0 | 0 | 0 | 0 | 0 | 0 | 0 | 0 | 0 | 0 | 0 | 0 | 0 | 0 | 1598396.7506 | 1593601.5604 | 1588820.7557 | 1584054.2934 | 1579302.1306 | 1574564.2242 | 1569840.5315 | 1565131.0099 | 1560435.6169 | 1555754.31 | 0 | 0 | 0 | 0 | 0 | 0 | 0 | 0 | 0 | 0 | 12831.451 | 12792.9566 | 12754.5778 | 12716.314 | 12678.1651 | 12640.1306 | 12602.2102 | 12564.4036 | 12526.7104 | 12489.1302 | 0 | 0 | 0 | 0 | 0 | 0 | 0 | 0 | 0 | 0 | 126596.0494 | 12831.451 | 25624.4076 | 38378.9854 | 51095.2994 | 63773.4645 | 76413.5951 | 89015.8053 | 101580.2088 | 114106.9192 | 126596.0494 | 126596.0494 | 126596.0494 | 126596.0494 | 126596.0494 | 126596.0494 | 126596.0494 | 126596.0494 | 126596.0494 | 126596.0494 | 126596.0494 | 0 | 0 | 0 | 0 | 0 | 0 | 0 | 0 | 0 | 0 | 0 | 0 | 0 | 0 | 0 | 0 | 0 | 0 | 0 | 0 | 0 | 0 | 0 | 0 | 0 | 0 | 0 | 0 | 0 | 0 | 0 | 0 | 0 | 0 | 0 | 0 | 0 | 0 | 0 | 0 | 0 | 0 | 0 | 0 | 0 | 0 | 0 | 0 | 0 | 122240.31 | 121873.589 | 121507.9683 | 121143.4444 | 120780.014 | 120417.674 | 120056.421 | 119696.2517 | 119337.1629 | 118979.1514 | 0 | 0 | 0 | 0 | 0 | 0 | 0 | 0 | 0 | 0 | 0.01557% | 0 | 0 | 0 | 0 | 0 | 0 | 0 | 0 | 0 | 0 | 0 | 0 | 0 | 0 | 0 | 0 | 0 | 0 | 0 | 0 | 0 | 0 | 0 | 0
| Com-Boiler Tune-up-Cadmus | M_Input | Cadmus developed workbook. Boiler EUI based on PSE 2014 boiler EUIs. Percent savings relative to the 2012 federal standard boiler efficiency. Percent savings based on various sources: Able company, SEAI, ESC, Washington State, DOE, UIC. Links: http://www.ablecompany.com/assets/benefits-of-oxygen-trim.pdf,http://controltrends.org/wp-content/uploads/2010/11/boiler_comb.pdf,https://www1.eere.energy.gov/manufacturing/tech_assistance/pdfs/steam4_boiler_efficiency.pdf,http://www.erc.uic.edu/energy-efficiency/illinois-energy-now-programs/boiler-tune-up-program, http://cleanboiler.org/learn-about/boiler-efficiency-improvement/efficiency-index/oxygen-control/; Costs based on calls to Heating Contractors on December 13, 2011 and adjusted to $/sqft using CBSA 2014 data analysis. EUL based on engineering judgment that a commercial boiler will be serviced every two years. | 2020 | Retro | 2022 | 2041 | PSE | Commercial | Medium Off | Gas | Per Building Sqft for Boiler >= 300 and <= 2,500 kBtuh |  |  | Boiler >= 300 and <= 2,500 kBtuh - Tune-up Boiler - Medium Off |  | 0 | 2 | 0.012974 | 0 |  | 0 | 0 | 0 | 0 | 0 | 0 | 0 | 0.0080277 |  | 0 | 0 | 0 | Heating | Boiler | Boiler Tune-up | Boiler Tune Up 300 to 2500 kBtuh | CommVENT | 0.0141% | 27.79% | 27.79% | 42353.7102 | 1.0142 | 39.05% | 50% | 85% | 6.8% | 0.2% | 0.013791 | 0.0015854 | 0.0015377 | 0 | 0.077005 | 0 | 0 | -0.00052824 | 0.076477 |  | 0 | 0.88531 | 0 | 01. ($9,999.000) to $0.028 | 1 | 0.88531 | 09. $0.85 to $0.95 | 1 | 0 | 0 | 0 | 0 | 0 | 0 | 0 | 0 | 0 | 0 | 0 | 0 | 0 | 0 | 0 | 0 | 0 | 0 | 0 | 0 | 0 | 0 | 0 | 0 | 0 | 0 | 0 | 0 | 0 | 0 | 0 | 0 | 0 | 0 | 0 | 0 | 0 | 0 | 0 | 0 | 0 | 0 | 0 | 0 | 0 | 0 | 0 | 0 | 0 | 0 | 0 | 0 | 0 | 0 | 0 | 0 | 0 | 0 | 0 | 0 | 0 | 0 | 0 | 0 | 0 | 0 | 0 | 0 | 0 | 0 | 0 | 0 | 0 | 614354.9527 | 612511.8879 | 610674.3522 | 608842.3291 | 607015.8022 | 605194.7548 | 603379.1705 | 601569.033 | 599764.3259 | 597965.0329 | 0 | 0 | 0 | 0 | 0 | 0 | 0 | 0 | 0 | 0 | 4931.8578 | 4917.0622 | 4902.311 | 4887.6041 | 4872.9413 | 4858.3225 | 4843.7475 | 4829.2162 | 4814.7286 | 4800.2844 | 0 | 0 | 0 | 0 | 0 | 0 | 0 | 0 | 0 | 0 | 48658.0756 | 4931.8578 | 9848.92 | 14751.231 | 19638.8351 | 24511.7764 | 29370.0989 | 34213.8464 | 39043.0626 | 43857.7912 | 48658.0756 | 48658.0756 | 48658.0756 | 48658.0756 | 48658.0756 | 48658.0756 | 48658.0756 | 48658.0756 | 48658.0756 | 48658.0756 | 48658.0756 | 0 | 0 | 0 | 0 | 0 | 0 | 0 | 0 | 0 | 0 | 0 | 0 | 0 | 0 | 0 | 0 | 0 | 0 | 0 | 0 | 0 | 0 | 0 | 0 | 0 | 0 | 0 | 0 | 0 | 0 | 0 | 0 | 0 | 0 | 0 | 0 | 0 | 0 | 0 | 0 | 0 | 0 | 0 | 0 | 0 | 0 | 0 | 0 | 0 | 46983.9167 | 46842.965 | 46702.4361 | 46562.3288 | 46422.6418 | 46283.3739 | 46144.5237 | 46006.0902 | 45868.0719 | 45730.4677 | 0 | 0 | 0 | 0 | 0 | 0 | 0 | 0 | 0 | 0 | 0.01557% | 0 | 0 | 0 | 0 | 0 | 0 | 0 | 0 | 0 | 0 | 0 | 0 | 0 | 0 | 0 | 0 | 0 | 0 | 0 | 0 | 0 | 0 | 0 | 0
| Com-Boiler Tune-up-Cadmus | M_Input | Cadmus developed workbook. Boiler EUI based on PSE 2014 boiler EUIs. Percent savings relative to the 2012 federal standard boiler efficiency. Percent savings based on various sources: Able company, SEAI, ESC, Washington State, DOE, UIC. Links: http://www.ablecompany.com/assets/benefits-of-oxygen-trim.pdf,http://controltrends.org/wp-content/uploads/2010/11/boiler_comb.pdf,https://www1.eere.energy.gov/manufacturing/tech_assistance/pdfs/steam4_boiler_efficiency.pdf,http://www.erc.uic.edu/energy-efficiency/illinois-energy-now-programs/boiler-tune-up-program, http://cleanboiler.org/learn-about/boiler-efficiency-improvement/efficiency-index/oxygen-control/; Costs based on calls to Heating Contractors on December 13, 2011 and adjusted to $/sqft using CBSA 2014 data analysis. EUL based on engineering judgment that a commercial boiler will be serviced every two years. | 2020 | Retro | 2022 | 2041 | PSE | Commercial | Small Off | Gas | Per Building Sqft for Boiler >= 300 and <= 2,500 kBtuh |  |  | Boiler >= 300 and <= 2,500 kBtuh - Tune-up Boiler - Small Off |  | 0 | 2 | 0.012974 | 0 |  | 0 | 0 | 0 | 0 | 0 | 0 | 0 | 0.0080277 |  | 0 | 0 | 0 | Heating | Boiler | Boiler Tune-up | Boiler Tune Up 300 to 2500 kBtuh | CommVENT | 0.0141% | 27.79% | 27.79% | 5367.7993 | 1.1188 | 0% | 50% | 85% | 6.8% | 0.2% | 0.013791 | 0.0015854 | 0.0015377 | 0 | 0.077005 | 0 | 0 | -0.00052824 | 0.076477 |  | 0 | 0.88531 | 0 | 01. ($9,999.000) to $0.028 | 1 | 0.88531 | 09. $0.85 to $0.95 | 1 | 0 | 0 | 0 | 0 | 0 | 0 | 0 | 0 | 0 | 0 | 0 | 0 | 0 | 0 | 0 | 0 | 0 | 0 | 0 | 0 | 0 | 0 | 0 | 0 | 0 | 0 | 0 | 0 | 0 | 0 | 0 | 0 | 0 | 0 | 0 | 0 | 0 | 0 | 0 | 0 | 0 | 0 | 0 | 0 | 0 | 0 | 0 | 0 | 0 | 0 | 0 | 0 | 0 | 0 | 0 | 0 | 0 | 0 | 0 | 0 | 0 | 0 | 0 | 0 | 0 | 0 | 0 | 0 | 0 | 0 | 0 | 0 | 0 | 0 | 0 | 0 | 0 | 0 | 0 | 0 | 0 | 0 | 0 | 0 | 0 | 0 | 0 | 0 | 0 | 0 | 0 | 0 | 0 | 0 | 0 | 0 | 0 | 0 | 0 | 0 | 0 | 0 | 0 | 0 | 0 | 0 | 0 | 0 | 0 | 0 | 0 | 0 | 0 | 0 | 0 | 0 | 0 | 0 | 0 | 0 | 0 | 0 | 0 | 0 | 0 | 0 | 0 | 0 | 0 | 0 | 0 | 0 | 0 | 0 | 0 | 0 | 0 | 0 | 0 | 0 | 0 | 0 | 0 | 0 | 0 | 0 | 0 | 0 | 0 | 0 | 0 | 0 | 0 | 0 | 0 | 0 | 0 | 0 | 0 | 0 | 0 | 0 | 0 | 0 | 0 | 0 | 0 | 0 | 0 | 0 | 0 | 0 | 0 | 0 | 0 | 0 | 0 | 0 | 0 | 0 | 0 | 0 | 0 | 0 | 0 | 0 | 0 | 0 | 0 | 0 | 0 | 0 | 0 | 0 | 0 | 0 | 0 | 0 | 0 | 0 | 0 | 0 | 0 | 0.01557% | 0 | 0 | 0 | 0 | 0 | 0 | 0 | 0 | 0 | 0 | 0 | 0 | 0 | 0 | 0 | 0 | 0 | 0 | 0 | 0 | 0 | 0 | 0 | 0
| Com-Boiler Tune-up-Cadmus | M_Input | Cadmus developed workbook. Boiler EUI based on PSE 2014 boiler EUIs. Percent savings relative to the 2012 federal standard boiler efficiency. Percent savings based on various sources: Able company, SEAI, ESC, Washington State, DOE, UIC. Links: http://www.ablecompany.com/assets/benefits-of-oxygen-trim.pdf,http://controltrends.org/wp-content/uploads/2010/11/boiler_comb.pdf,https://www1.eere.energy.gov/manufacturing/tech_assistance/pdfs/steam4_boiler_efficiency.pdf,http://www.erc.uic.edu/energy-efficiency/illinois-energy-now-programs/boiler-tune-up-program, http://cleanboiler.org/learn-about/boiler-efficiency-improvement/efficiency-index/oxygen-control/; Costs based on calls to Heating Contractors on December 13, 2011 and adjusted to $/sqft using CBSA 2014 data analysis. EUL based on engineering judgment that a commercial boiler will be serviced every two years. | 2020 | Retro | 2022 | 2041 | PSE | Commercial | XLarge Ret | Gas | Per Building Sqft for Boiler >= 300 and <= 2,500 kBtuh |  |  | Boiler >= 300 and <= 2,500 kBtuh - Tune-up Boiler - XLarge Ret |  | 0 | 2 | 0.010782 | 0 |  | 0 | 0 | 0 | 0 | 0 | 0 | 0 | 0.0025865 |  | 0 | 0 | 0 | Heating | Boiler | Boiler Tune-up | Boiler Tune Up 300 to 2500 kBtuh | CommVENT | 0.0141% | 8.591% | 8.591% | 290598.2323 | 1.0366 | 50.5% | 50% | 85% | 6.8% | 0.2% | 0.0044435 | 0.00051081 | 0.00049543 | 0 | 0.063992 | 0 | 0 | 0.0011501 | 0.065142 |  | 0 | 2.3405 | 0 | 01. ($9,999.000) to $0.028 | 1 | 2.3405 | 12. $1.50 to $999.00 | 0 | 0 | 0 | 0 | 0 | 0 | 0 | 0 | 0 | 0 | 0 | 0 | 0 | 0 | 0 | 0 | 0 | 0 | 0 | 0 | 0 | 0 | 0 | 0 | 0 | 0 | 0 | 0 | 0 | 0 | 0 | 0 | 0 | 0 | 0 | 0 | 0 | 0 | 0 | 0 | 0 | 0 | 0 | 0 | 0 | 0 | 0 | 0 | 0 | 0 | 0 | 0 | 0 | 0 | 0 | 0 | 0 | 0 | 0 | 0 | 0 | 0 | 0 | 0 | 0 | 0 | 0 | 0 | 0 | 0 | 0 | 0 | 0 | 0 | 108429.3906 | 107930.6154 | 107434.1346 | 106939.9375 | 106448.0138 | 105958.353 | 105470.9445 | 104985.7782 | 104502.8436 | 104022.1305 | 0 | 0 | 0 | 0 | 0 | 0 | 0 | 0 | 0 | 0 | 280.4485 | 279.1585 | 277.8743 | 276.5961 | 275.3238 | 274.0573 | 272.7966 | 271.5418 | 270.2927 | 269.0493 | 0 | 0 | 0 | 0 | 0 | 0 | 0 | 0 | 0 | 0 | 2747.1389 | 280.4485 | 559.607 | 837.4813 | 1114.0775 | 1389.4012 | 1663.4585 | 1936.2552 | 2207.7969 | 2478.0896 | 2747.1389 | 2747.1389 | 2747.1389 | 2747.1389 | 2747.1389 | 2747.1389 | 2747.1389 | 2747.1389 | 2747.1389 | 2747.1389 | 2747.1389 | 0 | 0 | 0 | 0 | 0 | 0 | 0 | 0 | 0 | 0 | 0 | 0 | 0 | 0 | 0 | 0 | 0 | 0 | 0 | 0 | 0 | 0 | 0 | 0 | 0 | 0 | 0 | 0 | 0 | 0 | 0 | 0 | 0 | 0 | 0 | 0 | 0 | 0 | 0 | 0 | 0 | 0 | 0 | 0 | 0 | 0 | 0 | 0 | 0 | 7063.3133 | 7030.822 | 6998.4802 | 6966.2872 | 6934.2423 | 6902.3448 | 6870.594 | 6838.9893 | 6807.5299 | 6776.2153 | 0 | 0 | 0 | 0 | 0 | 0 | 0 | 0 | 0 | 0 | 0.01557% | 0 | 0 | 0 | 0 | 0 | 0 | 0 | 0 | 0 | 0 | 0 | 0 | 0 | 0 | 0 | 0 | 0 | 0 | 0 | 0 | 0 | 0 | 0 | 0
| Com-Boiler Tune-up-Cadmus | M_Input | Cadmus developed workbook. Boiler EUI based on PSE 2014 boiler EUIs. Percent savings relative to the 2012 federal standard boiler efficiency. Percent savings based on various sources: Able company, SEAI, ESC, Washington State, DOE, UIC. Links: http://www.ablecompany.com/assets/benefits-of-oxygen-trim.pdf,http://controltrends.org/wp-content/uploads/2010/11/boiler_comb.pdf,https://www1.eere.energy.gov/manufacturing/tech_assistance/pdfs/steam4_boiler_efficiency.pdf,http://www.erc.uic.edu/energy-efficiency/illinois-energy-now-programs/boiler-tune-up-program, http://cleanboiler.org/learn-about/boiler-efficiency-improvement/efficiency-index/oxygen-control/; Costs based on calls to Heating Contractors on December 13, 2011 and adjusted to $/sqft using CBSA 2014 data analysis. EUL based on engineering judgment that a commercial boiler will be serviced every two years. | 2020 | Retro | 2022 | 2041 | PSE | Commercial | Large Ret | Gas | Per Building Sqft for Boiler >= 300 and <= 2,500 kBtuh |  |  | Boiler >= 300 and <= 2,500 kBtuh - Tune-up Boiler - Large Ret |  | 0 | 2 | 0.010782 | 0 |  | 0 | 0 | 0 | 0 | 0 | 0 | 0 | 0.0025865 |  | 0 | 0 | 0 | Heating | Boiler | Boiler Tune-up | Boiler Tune Up 300 to 2500 kBtuh | CommVENT | 0.0141% | 8.591% | 8.591% | 92309.7684 | 0.97759 | 50.5% | 50% | 85% | 6.8% | 0.2% | 0.0044435 | 0.00051081 | 0.00049543 | 0 | 0.063992 | 0 | 0 | 0.0011501 | 0.065142 |  | 0 | 2.3405 | 0 | 01. ($9,999.000) to $0.028 | 1 | 2.3405 | 12. $1.50 to $999.00 | 0 | 0 | 0 | 0 | 0 | 0 | 0 | 0 | 0 | 0 | 0 | 0 | 0 | 0 | 0 | 0 | 0 | 0 | 0 | 0 | 0 | 0 | 0 | 0 | 0 | 0 | 0 | 0 | 0 | 0 | 0 | 0 | 0 | 0 | 0 | 0 | 0 | 0 | 0 | 0 | 0 | 0 | 0 | 0 | 0 | 0 | 0 | 0 | 0 | 0 | 0 | 0 | 0 | 0 | 0 | 0 | 0 | 0 | 0 | 0 | 0 | 0 | 0 | 0 | 0 | 0 | 0 | 0 | 0 | 0 | 0 | 0 | 0 | 0 | 124686.0786 | 124112.5227 | 123541.605 | 122973.3137 | 122407.6364 | 121844.5613 | 121284.0763 | 120726.1696 | 120170.8292 | 119618.0434 | 0 | 0 | 0 | 0 | 0 | 0 | 0 | 0 | 0 | 0 | 322.4958 | 321.0124 | 319.5357 | 318.0658 | 316.6027 | 315.1464 | 313.6967 | 312.2537 | 310.8173 | 309.3876 | 0 | 0 | 0 | 0 | 0 | 0 | 0 | 0 | 0 | 0 | 3159.0141 | 322.4958 | 643.5082 | 963.0439 | 1281.1098 | 1597.7125 | 1912.8589 | 2226.5556 | 2538.8093 | 2849.6266 | 3159.0141 | 3159.0141 | 3159.0141 | 3159.0141 | 3159.0141 | 3159.0141 | 3159.0141 | 3159.0141 | 3159.0141 | 3159.0141 | 3159.0141 | 0 | 0 | 0 | 0 | 0 | 0 | 0 | 0 | 0 | 0 | 0 | 0 | 0 | 0 | 0 | 0 | 0 | 0 | 0 | 0 | 0 | 0 | 0 | 0 | 0 | 0 | 0 | 0 | 0 | 0 | 0 | 0 | 0 | 0 | 0 | 0 | 0 | 0 | 0 | 0 | 0 | 0 | 0 | 0 | 0 | 0 | 0 | 0 | 0 | 8122.3073 | 8084.9447 | 8047.7539 | 8010.7343 | 7973.8849 | 7937.205 | 7900.6939 | 7864.3507 | 7828.1747 | 7792.1651 | 0 | 0 | 0 | 0 | 0 | 0 | 0 | 0 | 0 | 0 | 0.01557% | 0 | 0 | 0 | 0 | 0 | 0 | 0 | 0 | 0 | 0 | 0 | 0 | 0 | 0 | 0 | 0 | 0 | 0 | 0 | 0 | 0 | 0 | 0 | 0
| Com-Boiler Tune-up-Cadmus | M_Input | Cadmus developed workbook. Boiler EUI based on PSE 2014 boiler EUIs. Percent savings relative to the 2012 federal standard boiler efficiency. Percent savings based on various sources: Able company, SEAI, ESC, Washington State, DOE, UIC. Links: http://www.ablecompany.com/assets/benefits-of-oxygen-trim.pdf,http://controltrends.org/wp-content/uploads/2010/11/boiler_comb.pdf,https://www1.eere.energy.gov/manufacturing/tech_assistance/pdfs/steam4_boiler_efficiency.pdf,http://www.erc.uic.edu/energy-efficiency/illinois-energy-now-programs/boiler-tune-up-program, http://cleanboiler.org/learn-about/boiler-efficiency-improvement/efficiency-index/oxygen-control/; Costs based on calls to Heating Contractors on December 13, 2011 and adjusted to $/sqft using CBSA 2014 data analysis. EUL based on engineering judgment that a commercial boiler will be serviced every two years. | 2020 | Retro | 2022 | 2041 | PSE | Commercial | Medium Ret | Gas | Per Building Sqft for Boiler >= 300 and <= 2,500 kBtuh |  |  | Boiler >= 300 and <= 2,500 kBtuh - Tune-up Boiler - Medium Ret |  | 0 | 2 | 0.010782 | 0 |  | 0 | 0 | 0 | 0 | 0 | 0 | 0 | 0.0025865 |  | 0 | 0 | 0 | Heating | Boiler | Boiler Tune-up | Boiler Tune Up 300 to 2500 kBtuh | CommVENT | 0.0141% | 8.591% | 8.591% | 13686.0977 | 1.0265 | 19.92% | 50% | 85% | 6.8% | 0.2% | 0.0044435 | 0.00051081 | 0.00049543 | 0 | 0.063992 | 0 | 0 | 0.0011501 | 0.065142 |  | 0 | 2.3405 | 0 | 01. ($9,999.000) to $0.028 | 1 | 2.3405 | 12. $1.50 to $999.00 | 0 | 0 | 0 | 0 | 0 | 0 | 0 | 0 | 0 | 0 | 0 | 0 | 0 | 0 | 0 | 0 | 0 | 0 | 0 | 0 | 0 | 0 | 0 | 0 | 0 | 0 | 0 | 0 | 0 | 0 | 0 | 0 | 0 | 0 | 0 | 0 | 0 | 0 | 0 | 0 | 0 | 0 | 0 | 0 | 0 | 0 | 0 | 0 | 0 | 0 | 0 | 0 | 0 | 0 | 0 | 0 | 0 | 0 | 0 | 0 | 0 | 0 | 0 | 0 | 0 | 0 | 0 | 0 | 0 | 0 | 0 | 0 | 0 | 0 | 76560.6426 | 76208.4636 | 75857.9047 | 75508.9583 | 75161.6171 | 74815.8737 | 74471.7207 | 74129.1508 | 73788.1567 | 73448.7311 | 0 | 0 | 0 | 0 | 0 | 0 | 0 | 0 | 0 | 0 | 198.0212 | 197.1103 | 196.2036 | 195.3011 | 194.4027 | 193.5084 | 192.6183 | 191.7323 | 190.8503 | 189.9724 | 0 | 0 | 0 | 0 | 0 | 0 | 0 | 0 | 0 | 0 | 1939.7206 | 198.0212 | 395.1315 | 591.3352 | 786.6362 | 981.0389 | 1174.5474 | 1367.1657 | 1558.8979 | 1749.7482 | 1939.7206 | 1939.7206 | 1939.7206 | 1939.7206 | 1939.7206 | 1939.7206 | 1939.7206 | 1939.7206 | 1939.7206 | 1939.7206 | 1939.7206 | 0 | 0 | 0 | 0 | 0 | 0 | 0 | 0 | 0 | 0 | 0 | 0 | 0 | 0 | 0 | 0 | 0 | 0 | 0 | 0 | 0 | 0 | 0 | 0 | 0 | 0 | 0 | 0 | 0 | 0 | 0 | 0 | 0 | 0 | 0 | 0 | 0 | 0 | 0 | 0 | 0 | 0 | 0 | 0 | 0 | 0 | 0 | 0 | 0 | 4987.3175 | 4964.3759 | 4941.5397 | 4918.8087 | 4896.1821 | 4873.6597 | 4851.2409 | 4828.9252 | 4806.7121 | 4784.6012 | 0 | 0 | 0 | 0 | 0 | 0 | 0 | 0 | 0 | 0 | 0.01557% | 0 | 0 | 0 | 0 | 0 | 0 | 0 | 0 | 0 | 0 | 0 | 0 | 0 | 0 | 0 | 0 | 0 | 0 | 0 | 0 | 0 | 0 | 0 | 0
| Com-Boiler Tune-up-Cadmus | M_Input | Cadmus developed workbook. Boiler EUI based on PSE 2014 boiler EUIs. Percent savings relative to the 2012 federal standard boiler efficiency. Percent savings based on various sources: Able company, SEAI, ESC, Washington State, DOE, UIC. Links: http://www.ablecompany.com/assets/benefits-of-oxygen-trim.pdf,http://controltrends.org/wp-content/uploads/2010/11/boiler_comb.pdf,https://www1.eere.energy.gov/manufacturing/tech_assistance/pdfs/steam4_boiler_efficiency.pdf,http://www.erc.uic.edu/energy-efficiency/illinois-energy-now-programs/boiler-tune-up-program, http://cleanboiler.org/learn-about/boiler-efficiency-improvement/efficiency-index/oxygen-control/; Costs based on calls to Heating Contractors on December 13, 2011 and adjusted to $/sqft using CBSA 2014 data analysis. EUL based on engineering judgment that a commercial boiler will be serviced every two years. | 2020 | Retro | 2022 | 2041 | PSE | Commercial | Small Ret | Gas | Per Building Sqft for Boiler >= 300 and <= 2,500 kBtuh |  |  | Boiler >= 300 and <= 2,500 kBtuh - Tune-up Boiler - Small Ret |  | 0 | 2 | 0.010782 | 0 |  | 0 | 0 | 0 | 0 | 0 | 0 | 0 | 0.0025865 |  | 0 | 0 | 0 | Heating | Boiler | Boiler Tune-up | Boiler Tune Up 300 to 2500 kBtuh | CommVENT | 0.0141% | 8.591% | 8.591% | 2334.2902 | 1.0756 | 9.93% | 50% | 85% | 6.8% | 0.2% | 0.0044435 | 0.00051081 | 0.00049543 | 0 | 0.063992 | 0 | 0 | 0.0011501 | 0.065142 |  | 0 | 2.3405 | 0 | 01. ($9,999.000) to $0.028 | 1 | 2.3405 | 12. $1.50 to $999.00 | 0 | 0 | 0 | 0 | 0 | 0 | 0 | 0 | 0 | 0 | 0 | 0 | 0 | 0 | 0 | 0 | 0 | 0 | 0 | 0 | 0 | 0 | 0 | 0 | 0 | 0 | 0 | 0 | 0 | 0 | 0 | 0 | 0 | 0 | 0 | 0 | 0 | 0 | 0 | 0 | 0 | 0 | 0 | 0 | 0 | 0 | 0 | 0 | 0 | 0 | 0 | 0 | 0 | 0 | 0 | 0 | 0 | 0 | 0 | 0 | 0 | 0 | 0 | 0 | 0 | 0 | 0 | 0 | 0 | 0 | 0 | 0 | 0 | 0 | 8171.0813 | 8133.4943 | 8096.0802 | 8058.8383 | 8021.7676 | 7984.8675 | 7948.1371 | 7911.5757 | 7875.1824 | 7838.9566 | 0 | 0 | 0 | 0 | 0 | 0 | 0 | 0 | 0 | 0 | 21.1342 | 21.037 | 20.9402 | 20.8439 | 20.748 | 20.6526 | 20.5576 | 20.463 | 20.3689 | 20.2752 | 0 | 0 | 0 | 0 | 0 | 0 | 0 | 0 | 0 | 0 | 207.0204 | 21.1342 | 42.1712 | 63.1114 | 83.9553 | 104.7033 | 125.3558 | 145.9134 | 166.3764 | 186.7452 | 207.0204 | 207.0204 | 207.0204 | 207.0204 | 207.0204 | 207.0204 | 207.0204 | 207.0204 | 207.0204 | 207.0204 | 207.0204 | 0 | 0 | 0 | 0 | 0 | 0 | 0 | 0 | 0 | 0 | 0 | 0 | 0 | 0 | 0 | 0 | 0 | 0 | 0 | 0 | 0 | 0 | 0 | 0 | 0 | 0 | 0 | 0 | 0 | 0 | 0 | 0 | 0 | 0 | 0 | 0 | 0 | 0 | 0 | 0 | 0 | 0 | 0 | 0 | 0 | 0 | 0 | 0 | 0 | 532.281 | 529.8325 | 527.3953 | 524.9693 | 522.5544 | 520.1507 | 517.758 | 515.3763 | 513.0056 | 510.6457 | 0 | 0 | 0 | 0 | 0 | 0 | 0 | 0 | 0 | 0 | 0.01557% | 0 | 0 | 0 | 0 | 0 | 0 | 0 | 0 | 0 | 0 | 0 | 0 | 0 | 0 | 0 | 0 | 0 | 0 | 0 | 0 | 0 | 0 | 0 | 0
| Com-Boiler Tune-up-Cadmus | M_Input | Cadmus developed workbook. Boiler EUI based on PSE 2014 boiler EUIs. Percent savings relative to the 2012 federal standard boiler efficiency. Percent savings based on various sources: Able company, SEAI, ESC, Washington State, DOE, UIC. Links: http://www.ablecompany.com/assets/benefits-of-oxygen-trim.pdf,http://controltrends.org/wp-content/uploads/2010/11/boiler_comb.pdf,https://www1.eere.energy.gov/manufacturing/tech_assistance/pdfs/steam4_boiler_efficiency.pdf,http://www.erc.uic.edu/energy-efficiency/illinois-energy-now-programs/boiler-tune-up-program, http://cleanboiler.org/learn-about/boiler-efficiency-improvement/efficiency-index/oxygen-control/; Costs based on calls to Heating Contractors on December 13, 2011 and adjusted to $/sqft using CBSA 2014 data analysis. EUL based on engineering judgment that a commercial boiler will be serviced every two years. | 2020 | Retro | 2022 | 2041 | PSE | Commercial | School K-12 | Gas | Per Building Sqft for Boiler >= 300 and <= 2,500 kBtuh |  |  | Boiler >= 300 and <= 2,500 kBtuh - Tune-up Boiler - School K-12 |  | 0 | 2 | 0.0059306 | 0 |  | 0 | 0 | 0 | 0 | 0 | 0 | 0 | 0.0042308 |  | 0 | 0 | 0 | Heating | Boiler | Boiler Tune-up | Boiler Tune Up 300 to 2500 kBtuh | CommVENT | 0.0141% | 74.6% | 74.6% | 38253.3394 | 1.0466 | 49.02% | 50% | 85% | 6.8% | 0.2% | 0.0072685 | 0.00083557 | 0.0008104 | 0 | 0.035199 | 0 | 0 | -0.00045985 | 0.034739 |  | 0 | 0.76305 | 0 | 01. ($9,999.000) to $0.028 | 1 | 0.76305 | 08. $0.70 to $0.85 | 1 | 0 | 0 | 0 | 0 | 0 | 0 | 0 | 0 | 0 | 0 | 0 | 0 | 0 | 0 | 0 | 0 | 0 | 0 | 0 | 0 | 0 | 0 | 0 | 0 | 0 | 0 | 0 | 0 | 0 | 0 | 0 | 0 | 0 | 0 | 0 | 0 | 0 | 0 | 0 | 0 | 0 | 0 | 0 | 0 | 0 | 0 | 0 | 0 | 0 | 0 | 0 | 0 | 0 | 0 | 0 | 0 | 0 | 0 | 0 | 0 | 0 | 0 | 0 | 0 | 0 | 0 | 0 | 0 | 0 | 0 | 0 | 0 | 0 | 2145432.5027 | 2140927.0944 | 2136431.1475 | 2131944.6421 | 2127467.5583 | 2122999.8765 | 2118541.5767 | 2114092.6394 | 2109653.0449 | 2105222.7735 | 0 | 0 | 0 | 0 | 0 | 0 | 0 | 0 | 0 | 0 | 9076.9584 | 9057.8968 | 9038.8752 | 9019.8936 | 9000.9518 | 8982.0498 | 8963.1875 | 8944.3648 | 8925.5816 | 8906.8379 | 0 | 0 | 0 | 0 | 0 | 0 | 0 | 0 | 0 | 0 | 89916.5974 | 9076.9584 | 18134.8552 | 27173.7304 | 36193.624 | 45194.5758 | 54176.6256 | 63139.8131 | 72084.1779 | 81009.7595 | 89916.5974 | 89916.5974 | 89916.5974 | 89916.5974 | 89916.5974 | 89916.5974 | 89916.5974 | 89916.5974 | 89916.5974 | 89916.5974 | 89916.5974 | 0 | 0 | 0 | 0 | 0 | 0 | 0 | 0 | 0 | 0 | 0 | 0 | 0 | 0 | 0 | 0 | 0 | 0 | 0 | 0 | 0 | 0 | 0 | 0 | 0 | 0 | 0 | 0 | 0 | 0 | 0 | 0 | 0 | 0 | 0 | 0 | 0 | 0 | 0 | 0 | 0 | 0 | 0 | 0 | 0 | 0 | 0 | 0 | 0 | 74530.6951 | 74374.1806 | 74217.9948 | 74062.1371 | 73906.6066 | 73751.4027 | 73596.5247 | 73441.972 | 73287.7439 | 73133.8396 | 0 | 0 | 0 | 0 | 0 | 0 | 0 | 0 | 0 | 0 | 0.01557% | 0 | 0 | 0 | 0 | 0 | 0 | 0 | 0 | 0 | 0 | 0 | 0 | 0 | 0 | 0 | 0 | 0 | 0 | 0 | 0 | 0 | 0 | 0 | 0
| Com-Boiler Tune-up-Cadmus | M_Input | Cadmus developed workbook. Boiler EUI based on PSE 2014 boiler EUIs. Percent savings relative to the 2012 federal standard boiler efficiency. Percent savings based on various sources: Able company, SEAI, ESC, Washington State, DOE, UIC. Links: http://www.ablecompany.com/assets/benefits-of-oxygen-trim.pdf,http://controltrends.org/wp-content/uploads/2010/11/boiler_comb.pdf,https://www1.eere.energy.gov/manufacturing/tech_assistance/pdfs/steam4_boiler_efficiency.pdf,http://www.erc.uic.edu/energy-efficiency/illinois-energy-now-programs/boiler-tune-up-program, http://cleanboiler.org/learn-about/boiler-efficiency-improvement/efficiency-index/oxygen-control/; Costs based on calls to Heating Contractors on December 13, 2011 and adjusted to $/sqft using CBSA 2014 data analysis. EUL based on engineering judgment that a commercial boiler will be serviced every two years. | 2020 | Retro | 2022 | 2041 | PSE | Commercial | University | Gas | Per Building Sqft for Boiler >= 300 and <= 2,500 kBtuh |  |  | Boiler >= 300 and <= 2,500 kBtuh - Tune-up Boiler - University |  | 0 | 2 | 0.0059306 | 0 |  | 0 | 0 | 0 | 0 | 0 | 0 | 0 | 0.0084617 |  | 0 | 0 | 0 | Heating | Boiler | Boiler Tune-up | Boiler Tune Up 300 to 2500 kBtuh | CommVENT | 0.0141% | 74.6% | 74.6% | 131012.9885 | 1.0798 | 49.02% | 50% | 85% | 6.8% | 0.2% | 0.014537 | 0.0016711 | 0.0016208 | 0 | 0.035199 | 0 | 0 | -0.0021058 | 0.033093 |  | 0 | 0.36345 | 0 | 01. ($9,999.000) to $0.028 | 1 | 0.36345 | 03. $0.30 to $0.45 | 1 | 0 | 0 | 0 | 0 | 0 | 0 | 0 | 0 | 0 | 0 | 0 | 0 | 0 | 0 | 0 | 0 | 0 | 0 | 0 | 0 | 0 | 0 | 0 | 0 | 0 | 0 | 0 | 0 | 0 | 0 | 0 | 0 | 0 | 0 | 0 | 0 | 0 | 0 | 0 | 0 | 0 | 0 | 0 | 0 | 0 | 0 | 0 | 0 | 0 | 0 | 0 | 0 | 0 | 0 | 0 | 0 | 0 | 0 | 0 | 0 | 0 | 0 | 0 | 0 | 0 | 0 | 0 | 0 | 0 | 0 | 0 | 0 | 0 | 378070.9672 | 377163.5969 | 376258.4043 | 375355.3841 | 374454.5312 | 373555.8403 | 372659.3063 | 371764.9239 | 370872.6881 | 369982.5937 | 0 | 0 | 0 | 0 | 0 | 0 | 0 | 0 | 0 | 0 | 3199.1074 | 3191.4295 | 3183.7701 | 3176.129 | 3168.5063 | 3160.9019 | 3153.3157 | 3145.7478 | 3138.198 | 3130.6663 | 0 | 0 | 0 | 0 | 0 | 0 | 0 | 0 | 0 | 0 | 31647.7719 | 3199.1074 | 6390.5368 | 9574.3069 | 12750.4359 | 15918.9422 | 19079.8441 | 22233.1598 | 25378.9076 | 28517.1056 | 31647.7719 | 31647.7719 | 31647.7719 | 31647.7719 | 31647.7719 | 31647.7719 | 31647.7719 | 31647.7719 | 31647.7719 | 31647.7719 | 31647.7719 | 0 | 0 | 0 | 0 | 0 | 0 | 0 | 0 | 0 | 0 | 0 | 0 | 0 | 0 | 0 | 0 | 0 | 0 | 0 | 0 | 0 | 0 | 0 | 0 | 0 | 0 | 0 | 0 | 0 | 0 | 0 | 0 | 0 | 0 | 0 | 0 | 0 | 0 | 0 | 0 | 0 | 0 | 0 | 0 | 0 | 0 | 0 | 0 | 0 | 12511.6048 | 12481.577 | 12451.6212 | 12421.7373 | 12391.9251 | 12362.1845 | 12332.5153 | 12302.9172 | 12273.3902 | 12243.9341 | 0 | 0 | 0 | 0 | 0 | 0 | 0 | 0 | 0 | 0 | 0.01557% | 0 | 0 | 0 | 0 | 0 | 0 | 0 | 0 | 0 | 0 | 0 | 0 | 0 | 0 | 0 | 0 | 0 | 0 | 0 | 0 | 0 | 0 | 0 | 0
| Com-Boiler Tune-up-Cadmus | M_Input | Cadmus developed workbook. Boiler EUI based on PSE 2014 boiler EUIs. Percent savings relative to the 2012 federal standard boiler efficiency. Percent savings based on various sources: Able company, SEAI, ESC, Washington State, DOE, UIC. Links: http://www.ablecompany.com/assets/benefits-of-oxygen-trim.pdf,http://controltrends.org/wp-content/uploads/2010/11/boiler_comb.pdf,https://www1.eere.energy.gov/manufacturing/tech_assistance/pdfs/steam4_boiler_efficiency.pdf,http://www.erc.uic.edu/energy-efficiency/illinois-energy-now-programs/boiler-tune-up-program, http://cleanboiler.org/learn-about/boiler-efficiency-improvement/efficiency-index/oxygen-control/; Costs based on calls to Heating Contractors on December 13, 2011 and adjusted to $/sqft using CBSA 2014 data analysis. EUL based on engineering judgment that a commercial boiler will be serviced every two years. | 2020 | Retro | 2022 | 2041 | PSE | Commercial | Warehouse | Gas | Per Building Sqft for Boiler >= 300 and <= 2,500 kBtuh |  |  | Boiler >= 300 and <= 2,500 kBtuh - Tune-up Boiler - Warehouse |  | 0 | 2 | 0.0018396 | 0 |  | 0 | 0 | 0 | 0 | 0 | 0 | 0 | 0.0031306 |  | 0 | 0 | 0 | Heating | Boiler | Boiler Tune-up | Boiler Tune Up 300 to 2500 kBtuh | CommVENT | 0.0141% | 1.122% | 1.122% | 32743.3403 | 0.95423 | 8.425% | 50% | 85% | 6.8% | 0.2% | 0.0053783 | 0.00061828 | 0.00059966 | 0 | 0.010918 | 0 | 0 | -0.00085004 | 0.010068 |  | 0 | 0.29886 | 0 | 01. ($9,999.000) to $0.028 | 1 | 0.29886 | 02. $0.22 to $0.30 | 1 | 0 | 0 | 0 | 0 | 0 | 0 | 0 | 0 | 0 | 0 | 0 | 0 | 0 | 0 | 0 | 0 | 0 | 0 | 0 | 0 | 0 | 0 | 0 | 0 | 0 | 0 | 0 | 0 | 0 | 0 | 0 | 0 | 0 | 0 | 0 | 0 | 0 | 0 | 0 | 0 | 0 | 0 | 0 | 0 | 0 | 0 | 0 | 0 | 0 | 0 | 0 | 0 | 0 | 0 | 0 | 0 | 0 | 0 | 0 | 0 | 0 | 0 | 0 | 0 | 0 | 0 | 0 | 0 | 0 | 0 | 0 | 0 | 0 | 11307.4933 | 11254.1219 | 11201.0025 | 11148.1337 | 11095.5145 | 11043.1437 | 10991.0201 | 10939.1425 | 10887.5097 | 10836.1207 | 0 | 0 | 0 | 0 | 0 | 0 | 0 | 0 | 0 | 0 | 35.3996 | 35.2326 | 35.0663 | 34.9007 | 34.736 | 34.5721 | 34.4089 | 34.2465 | 34.0848 | 33.9239 | 0 | 0 | 0 | 0 | 0 | 0 | 0 | 0 | 0 | 0 | 346.5714 | 35.3996 | 70.6322 | 105.6985 | 140.5992 | 175.3352 | 209.9073 | 244.3162 | 278.5626 | 312.6475 | 346.5714 | 346.5714 | 346.5714 | 346.5714 | 346.5714 | 346.5714 | 346.5714 | 346.5714 | 346.5714 | 346.5714 | 346.5714 | 0 | 0 | 0 | 0 | 0 | 0 | 0 | 0 | 0 | 0 | 0 | 0 | 0 | 0 | 0 | 0 | 0 | 0 | 0 | 0 | 0 | 0 | 0 | 0 | 0 | 0 | 0 | 0 | 0 | 0 | 0 | 0 | 0 | 0 | 0 | 0 | 0 | 0 | 0 | 0 | 0 | 0 | 0 | 0 | 0 | 0 | 0 | 0 | 0 | 113.8441 | 113.3068 | 112.772 | 112.2397 | 111.7099 | 111.1827 | 110.6579 | 110.1356 | 109.6157 | 109.0983 | 0 | 0 | 0 | 0 | 0 | 0 | 0 | 0 | 0 | 0 | 0.01557% | 0 | 0 | 0 | 0 | 0 | 0 | 0 | 0 | 0 | 0 | 0 | 0 | 0 | 0 | 0 | 0 | 0 | 0 | 0 | 0 | 0 | 0 | 0 | 0
| Com-Boiler Tune-up-Cadmus | M_Input | Cadmus developed workbook. Boiler EUI based on PSE 2014 boiler EUIs. Percent savings relative to the 2012 federal standard boiler efficiency. Percent savings based on various sources: Able company, SEAI, ESC, Washington State, DOE, UIC. Links: http://www.ablecompany.com/assets/benefits-of-oxygen-trim.pdf,http://controltrends.org/wp-content/uploads/2010/11/boiler_comb.pdf,https://www1.eere.energy.gov/manufacturing/tech_assistance/pdfs/steam4_boiler_efficiency.pdf,http://www.erc.uic.edu/energy-efficiency/illinois-energy-now-programs/boiler-tune-up-program, http://cleanboiler.org/learn-about/boiler-efficiency-improvement/efficiency-index/oxygen-control/; Costs based on calls to Heating Contractors on December 13, 2011 and adjusted to $/sqft using CBSA 2014 data analysis. EUL based on engineering judgment that a commercial boiler will be serviced every two years. | 2020 | Retro | 2022 | 2041 | PSE | Commercial | Supermarket | Gas | Per Building Sqft for Boiler >= 300 and <= 2,500 kBtuh |  |  | Boiler >= 300 and <= 2,500 kBtuh - Tune-up Boiler - Supermarket |  | 0 | 2 | 0.0055184 | 0 |  | 0 | 0 | 0 | 0 | 0 | 0 | 0 | 0.0085967 |  | 0 | 0 | 0 | Heating | Boiler | Boiler Tune-up | Boiler Tune Up 300 to 2500 kBtuh | CommVENT | 0.0141% | 0.7407% | 0.7407% | 46001.1926 | 0.92495 | 50.5% | 50% | 85% | 6.8% | 0.2% | 0.014769 | 0.0016978 | 0.0016467 | 0 | 0.032752 | 0 | 0 | -0.0022408 | 0.030512 |  | 0 | 0.32983 | 0 | 01. ($9,999.000) to $0.028 | 1 | 0.32983 | 03. $0.30 to $0.45 | 1 | 0 | 0 | 0 | 0 | 0 | 0 | 0 | 0 | 0 | 0 | 0 | 0 | 0 | 0 | 0 | 0 | 0 | 0 | 0 | 0 | 0 | 0 | 0 | 0 | 0 | 0 | 0 | 0 | 0 | 0 | 0 | 0 | 0 | 0 | 0 | 0 | 0 | 0 | 0 | 0 | 0 | 0 | 0 | 0 | 0 | 0 | 0 | 0 | 0 | 0 | 0 | 0 | 0 | 0 | 0 | 0 | 0 | 0 | 0 | 0 | 0 | 0 | 0 | 0 | 0 | 0 | 0 | 0 | 0 | 0 | 0 | 0 | 0 | 9003.1027 | 8960.6081 | 8918.314 | 8876.2196 | 8834.3238 | 8792.6258 | 8751.1246 | 8709.8193 | 8668.709 | 8627.7927 | 0 | 0 | 0 | 0 | 0 | 0 | 0 | 0 | 0 | 0 | 77.3973 | 77.032 | 76.6684 | 76.3066 | 75.9464 | 75.5879 | 75.2311 | 74.8761 | 74.5226 | 74.1709 | 0 | 0 | 0 | 0 | 0 | 0 | 0 | 0 | 0 | 0 | 757.7394 | 77.3973 | 154.4294 | 231.0978 | 307.4043 | 383.3507 | 458.9386 | 534.1698 | 609.0458 | 683.5685 | 757.7394 | 757.7394 | 757.7394 | 757.7394 | 757.7394 | 757.7394 | 757.7394 | 757.7394 | 757.7394 | 757.7394 | 757.7394 | 0 | 0 | 0 | 0 | 0 | 0 | 0 | 0 | 0 | 0 | 0 | 0 | 0 | 0 | 0 | 0 | 0 | 0 | 0 | 0 | 0 | 0 | 0 | 0 | 0 | 0 | 0 | 0 | 0 | 0 | 0 | 0 | 0 | 0 | 0 | 0 | 0 | 0 | 0 | 0 | 0 | 0 | 0 | 0 | 0 | 0 | 0 | 0 | 0 | 274.6985 | 273.4019 | 272.1114 | 270.8271 | 269.5487 | 268.2765 | 267.0102 | 265.7499 | 264.4956 | 263.2472 | 0 | 0 | 0 | 0 | 0 | 0 | 0 | 0 | 0 | 0 | 0.01557% | 0 | 0 | 0 | 0 | 0 | 0 | 0 | 0 | 0 | 0 | 0 | 0 | 0 | 0 | 0 | 0 | 0 | 0 | 0 | 0 | 0 | 0 | 0 | 0
| Com-Boiler Tune-up-Cadmus | M_Input | Cadmus developed workbook. Boiler EUI based on PSE 2014 boiler EUIs. Percent savings relative to the 2012 federal standard boiler efficiency. Percent savings based on various sources: Able company, SEAI, ESC, Washington State, DOE, UIC. Links: http://www.ablecompany.com/assets/benefits-of-oxygen-trim.pdf,http://controltrends.org/wp-content/uploads/2010/11/boiler_comb.pdf,https://www1.eere.energy.gov/manufacturing/tech_assistance/pdfs/steam4_boiler_efficiency.pdf,http://www.erc.uic.edu/energy-efficiency/illinois-energy-now-programs/boiler-tune-up-program, http://cleanboiler.org/learn-about/boiler-efficiency-improvement/efficiency-index/oxygen-control/; Costs based on calls to Heating Contractors on December 13, 2011 and adjusted to $/sqft using CBSA 2014 data analysis. EUL based on engineering judgment that a commercial boiler will be serviced every two years. | 2020 | Retro | 2022 | 2041 | PSE | Commercial | MiniMart | Gas | Per Building Sqft for Boiler >= 300 and <= 2,500 kBtuh |  |  | Boiler >= 300 and <= 2,500 kBtuh - Tune-up Boiler - MiniMart |  | 0 | 2 | 0.0055184 | 0 |  | 0 | 0 | 0 | 0 | 0 | 0 | 0 | 0.0085967 |  | 0 | 0 | 0 | Heating | Boiler | Boiler Tune-up | Boiler Tune Up 300 to 2500 kBtuh | CommVENT | 0.0141% | 0.7407% | 0.7407% | 2270.6714 | 1.0732 | 50.5% | 50% | 85% | 6.8% | 0.2% | 0.014769 | 0.0016978 | 0.0016467 | 0 | 0.032752 | 0 | 0 | -0.0022408 | 0.030512 |  | 0 | 0.32983 | 0 | 01. ($9,999.000) to $0.028 | 1 | 0.32983 | 03. $0.30 to $0.45 | 1 | 0 | 0 | 0 | 0 | 0 | 0 | 0 | 0 | 0 | 0 | 0 | 0 | 0 | 0 | 0 | 0 | 0 | 0 | 0 | 0 | 0 | 0 | 0 | 0 | 0 | 0 | 0 | 0 | 0 | 0 | 0 | 0 | 0 | 0 | 0 | 0 | 0 | 0 | 0 | 0 | 0 | 0 | 0 | 0 | 0 | 0 | 0 | 0 | 0 | 0 | 0 | 0 | 0 | 0 | 0 | 0 | 0 | 0 | 0 | 0 | 0 | 0 | 0 | 0 | 0 | 0 | 0 | 0 | 0 | 0 | 0 | 0 | 0 | 375.1669 | 374.2665 | 373.3683 | 372.4722 | 371.5783 | 370.6865 | 369.7968 | 368.9093 | 368.0239 | 367.1407 | 0 | 0 | 0 | 0 | 0 | 0 | 0 | 0 | 0 | 0 | 3.2252 | 3.2175 | 3.2098 | 3.202 | 3.1944 | 3.1867 | 3.179 | 3.1714 | 3.1638 | 3.1562 | 0 | 0 | 0 | 0 | 0 | 0 | 0 | 0 | 0 | 0 | 31.906 | 3.2252 | 6.4427 | 9.6524 | 12.8545 | 16.0488 | 19.2355 | 22.4146 | 25.586 | 28.7498 | 31.906 | 31.906 | 31.906 | 31.906 | 31.906 | 31.906 | 31.906 | 31.906 | 31.906 | 31.906 | 31.906 | 0 | 0 | 0 | 0 | 0 | 0 | 0 | 0 | 0 | 0 | 0 | 0 | 0 | 0 | 0 | 0 | 0 | 0 | 0 | 0 | 0 | 0 | 0 | 0 | 0 | 0 | 0 | 0 | 0 | 0 | 0 | 0 | 0 | 0 | 0 | 0 | 0 | 0 | 0 | 0 | 0 | 0 | 0 | 0 | 0 | 0 | 0 | 0 | 0 | 11.4469 | 11.4194 | 11.392 | 11.3647 | 11.3374 | 11.3102 | 11.2831 | 11.256 | 11.229 | 11.202 | 0 | 0 | 0 | 0 | 0 | 0 | 0 | 0 | 0 | 0 | 0.01557% | 0 | 0 | 0 | 0 | 0 | 0 | 0 | 0 | 0 | 0 | 0 | 0 | 0 | 0 | 0 | 0 | 0 | 0 | 0 | 0 | 0 | 0 | 0 | 0
| Com-Boiler Tune-up-Cadmus | M_Input | Cadmus developed workbook. Boiler EUI based on PSE 2014 boiler EUIs. Percent savings relative to the 2012 federal standard boiler efficiency. Percent savings based on various sources: Able company, SEAI, ESC, Washington State, DOE, UIC. Links: http://www.ablecompany.com/assets/benefits-of-oxygen-trim.pdf,http://controltrends.org/wp-content/uploads/2010/11/boiler_comb.pdf,https://www1.eere.energy.gov/manufacturing/tech_assistance/pdfs/steam4_boiler_efficiency.pdf,http://www.erc.uic.edu/energy-efficiency/illinois-energy-now-programs/boiler-tune-up-program, http://cleanboiler.org/learn-about/boiler-efficiency-improvement/efficiency-index/oxygen-control/; Costs based on calls to Heating Contractors on December 13, 2011 and adjusted to $/sqft using CBSA 2014 data analysis. EUL based on engineering judgment that a commercial boiler will be serviced every two years. | 2020 | Retro | 2022 | 2041 | PSE | Commercial | Restaurant | Gas | Per Building Sqft for Boiler >= 300 and <= 2,500 kBtuh |  |  | Boiler >= 300 and <= 2,500 kBtuh - Tune-up Boiler - Restaurant |  | 0 | 2 | 0.0055184 | 0 |  | 0 | 0 | 0 | 0 | 0 | 0 | 0 | 0.0015831 |  | 0 | 0 | 0 | Heating | Boiler | Boiler Tune-up | Boiler Tune Up 300 to 2500 kBtuh | CommVENT | 0.0141% | 0% | 0% | 12127.7951 | 1.2469 | 0% | 50% | 85% | 6.8% | 0.2% | 0.0027197 | 0.00031265 | 0.00030324 | 0 | 0.032752 | 0 | 0 | 0.00048778 | 0.03324 |  | 0 | 1.9513 | 0 | 01. ($9,999.000) to $0.028 | 1 | 1.9513 | 12. $1.50 to $999.00 | 0 | 0 | 0 | 0 | 0 | 0 | 0 | 0 | 0 | 0 | 0 | 0 | 0 | 0 | 0 | 0 | 0 | 0 | 0 | 0 | 0 | 0 | 0 | 0 | 0 | 0 | 0 | 0 | 0 | 0 | 0 | 0 | 0 | 0 | 0 | 0 | 0 | 0 | 0 | 0 | 0 | 0 | 0 | 0 | 0 | 0 | 0 | 0 | 0 | 0 | 0 | 0 | 0 | 0 | 0 | 0 | 0 | 0 | 0 | 0 | 0 | 0 | 0 | 0 | 0 | 0 | 0 | 0 | 0 | 0 | 0 | 0 | 0 | 0 | 0 | 0 | 0 | 0 | 0 | 0 | 0 | 0 | 0 | 0 | 0 | 0 | 0 | 0 | 0 | 0 | 0 | 0 | 0 | 0 | 0 | 0 | 0 | 0 | 0 | 0 | 0 | 0 | 0 | 0 | 0 | 0 | 0 | 0 | 0 | 0 | 0 | 0 | 0 | 0 | 0 | 0 | 0 | 0 | 0 | 0 | 0 | 0 | 0 | 0 | 0 | 0 | 0 | 0 | 0 | 0 | 0 | 0 | 0 | 0 | 0 | 0 | 0 | 0 | 0 | 0 | 0 | 0 | 0 | 0 | 0 | 0 | 0 | 0 | 0 | 0 | 0 | 0 | 0 | 0 | 0 | 0 | 0 | 0 | 0 | 0 | 0 | 0 | 0 | 0 | 0 | 0 | 0 | 0 | 0 | 0 | 0 | 0 | 0 | 0 | 0 | 0 | 0 | 0 | 0 | 0 | 0 | 0 | 0 | 0 | 0 | 0 | 0 | 0 | 0 | 0 | 0 | 0 | 0 | 0 | 0 | 0 | 0 | 0 | 0 | 0 | 0 | 0 | 0 | 0 | 0.01557% | 0 | 0 | 0 | 0 | 0 | 0 | 0 | 0 | 0 | 0 | 0 | 0 | 0 | 0 | 0 | 0 | 0 | 0 | 0 | 0 | 0 | 0 | 0 | 0
| Com-Boiler Tune-up-Cadmus | M_Input | Cadmus developed workbook. Boiler EUI based on PSE 2014 boiler EUIs. Percent savings relative to the 2012 federal standard boiler efficiency. Percent savings based on various sources: Able company, SEAI, ESC, Washington State, DOE, UIC. Links: http://www.ablecompany.com/assets/benefits-of-oxygen-trim.pdf,http://controltrends.org/wp-content/uploads/2010/11/boiler_comb.pdf,https://www1.eere.energy.gov/manufacturing/tech_assistance/pdfs/steam4_boiler_efficiency.pdf,http://www.erc.uic.edu/energy-efficiency/illinois-energy-now-programs/boiler-tune-up-program, http://cleanboiler.org/learn-about/boiler-efficiency-improvement/efficiency-index/oxygen-control/; Costs based on calls to Heating Contractors on December 13, 2011 and adjusted to $/sqft using CBSA 2014 data analysis. EUL based on engineering judgment that a commercial boiler will be serviced every two years. | 2020 | Retro | 2022 | 2041 | PSE | Commercial | Lodging | Gas | Per Building Sqft for Boiler >= 300 and <= 2,500 kBtuh |  |  | Boiler >= 300 and <= 2,500 kBtuh - Tune-up Boiler - Lodging |  | 0 | 2 | 0.0043739 | 0 |  | 0 | 0 | 0 | 0 | 0 | 0 | 0 | 0.0061977 |  | 0 | 0 | 0 | Heating | Boiler | Boiler Tune-up | Boiler Tune Up 300 to 2500 kBtuh | CommVENT | 0.0141% | 56.64% | 56.64% | 28301.6712 | 0.90175 | 33% | 50% | 85% | 6.8% | 0.2% | 0.010647 | 0.001224 | 0.0011872 | 0 | 0.02596 | 0 | 0 | -0.0015364 | 0.024423 |  | 0 | 0.36621 | 0 | 01. ($9,999.000) to $0.028 | 1 | 0.36621 | 03. $0.30 to $0.45 | 1 | 0 | 0 | 0 | 0 | 0 | 0 | 0 | 0 | 0 | 0 | 0 | 0 | 0 | 0 | 0 | 0 | 0 | 0 | 0 | 0 | 0 | 0 | 0 | 0 | 0 | 0 | 0 | 0 | 0 | 0 | 0 | 0 | 0 | 0 | 0 | 0 | 0 | 0 | 0 | 0 | 0 | 0 | 0 | 0 | 0 | 0 | 0 | 0 | 0 | 0 | 0 | 0 | 0 | 0 | 0 | 0 | 0 | 0 | 0 | 0 | 0 | 0 | 0 | 0 | 0 | 0 | 0 | 0 | 0 | 0 | 0 | 0 | 0 | 411335.9311 | 409813.9881 | 408297.6764 | 406786.975 | 405281.8632 | 403782.3203 | 402288.3257 | 400799.8589 | 399316.8994 | 397839.4269 | 0 | 0 | 0 | 0 | 0 | 0 | 0 | 0 | 0 | 0 | 2549.3373 | 2539.9048 | 2530.5071 | 2521.1443 | 2511.816 | 2502.5223 | 2493.263 | 2484.0379 | 2474.847 | 2465.69 | 0 | 0 | 0 | 0 | 0 | 0 | 0 | 0 | 0 | 0 | 25073.0698 | 2549.3373 | 5089.2421 | 7619.7493 | 10140.8936 | 12652.7096 | 15155.2319 | 17648.4949 | 20132.5328 | 22607.3798 | 25073.0698 | 25073.0698 | 25073.0698 | 25073.0698 | 25073.0698 | 25073.0698 | 25073.0698 | 25073.0698 | 25073.0698 | 25073.0698 | 25073.0698 | 0 | 0 | 0 | 0 | 0 | 0 | 0 | 0 | 0 | 0 | 0 | 0 | 0 | 0 | 0 | 0 | 0 | 0 | 0 | 0 | 0 | 0 | 0 | 0 | 0 | 0 | 0 | 0 | 0 | 0 | 0 | 0 | 0 | 0 | 0 | 0 | 0 | 0 | 0 | 0 | 0 | 0 | 0 | 0 | 0 | 0 | 0 | 0 | 0 | 10046.1514 | 10008.9806 | 9971.9474 | 9935.0512 | 9898.2915 | 9861.6678 | 9825.1796 | 9788.8265 | 9752.6078 | 9716.5232 | 0 | 0 | 0 | 0 | 0 | 0 | 0 | 0 | 0 | 0 | 0.01557% | 0 | 0 | 0 | 0 | 0 | 0 | 0 | 0 | 0 | 0 | 0 | 0 | 0 | 0 | 0 | 0 | 0 | 0 | 0 | 0 | 0 | 0 | 0 | 0
| Com-Boiler Tune-up-Cadmus | M_Input | Cadmus developed workbook. Boiler EUI based on PSE 2014 boiler EUIs. Percent savings relative to the 2012 federal standard boiler efficiency. Percent savings based on various sources: Able company, SEAI, ESC, Washington State, DOE, UIC. Links: http://www.ablecompany.com/assets/benefits-of-oxygen-trim.pdf,http://controltrends.org/wp-content/uploads/2010/11/boiler_comb.pdf,https://www1.eere.energy.gov/manufacturing/tech_assistance/pdfs/steam4_boiler_efficiency.pdf,http://www.erc.uic.edu/energy-efficiency/illinois-energy-now-programs/boiler-tune-up-program, http://cleanboiler.org/learn-about/boiler-efficiency-improvement/efficiency-index/oxygen-control/; Costs based on calls to Heating Contractors on December 13, 2011 and adjusted to $/sqft using CBSA 2014 data analysis. EUL based on engineering judgment that a commercial boiler will be serviced every two years. | 2020 | Retro | 2022 | 2041 | PSE | Commercial | Hospital | Gas | Per Building Sqft for Boiler >= 300 and <= 2,500 kBtuh |  |  | Boiler >= 300 and <= 2,500 kBtuh - Tune-up Boiler - Hospital |  | 0 | 2 | 0.0055184 | 0 |  | 0 | 0 | 0 | 0 | 0 | 0 | 0 | 0.011948 |  | 0 | 0 | 0 | Heating | Boiler | Boiler Tune-up | Boiler Tune Up 300 to 2500 kBtuh | CommVENT | 0.0141% | 35.29% | 35.29% | 173734.3051 | 2.1454 | 48.69% | 50% | 85% | 6.8% | 0.2% | 0.020526 | 0.0023596 | 0.0022885 | 0 | 0.032752 | 0 | 0 | -0.0035445 | 0.029208 |  | 0 | 0.22718 | 0 | 01. ($9,999.000) to $0.028 | 1 | 0.22718 | 02. $0.22 to $0.30 | 1 | 0 | 0 | 0 | 0 | 0 | 0 | 0 | 0 | 0 | 0 | 0 | 0 | 0 | 0 | 0 | 0 | 0 | 0 | 0 | 0 | 0 | 0 | 0 | 0 | 0 | 0 | 0 | 0 | 0 | 0 | 0 | 0 | 0 | 0 | 0 | 0 | 0 | 0 | 0 | 0 | 0 | 0 | 0 | 0 | 0 | 0 | 0 | 0 | 0 | 0 | 0 | 0 | 0 | 0 | 0 | 0 | 0 | 0 | 0 | 0 | 0 | 0 | 0 | 0 | 0 | 0 | 0 | 0 | 0 | 0 | 0 | 0 | 0 | 316853.5408 | 315554.4413 | 314260.668 | 312972.1993 | 311689.0133 | 310411.0883 | 309138.4029 | 307870.9354 | 306608.6646 | 305351.5691 | 0 | 0 | 0 | 0 | 0 | 0 | 0 | 0 | 0 | 0 | 3785.6694 | 3770.1482 | 3754.6905 | 3739.2963 | 3723.9652 | 3708.6969 | 3693.4913 | 3678.348 | 3663.2667 | 3648.2474 | 0 | 0 | 0 | 0 | 0 | 0 | 0 | 0 | 0 | 0 | 37165.8199 | 3785.6694 | 7555.8176 | 11310.5081 | 15049.8044 | 18773.7696 | 22482.4666 | 26175.9578 | 29854.3058 | 33517.5726 | 37165.8199 | 37165.8199 | 37165.8199 | 37165.8199 | 37165.8199 | 37165.8199 | 37165.8199 | 37165.8199 | 37165.8199 | 37165.8199 | 37165.8199 | 0 | 0 | 0 | 0 | 0 | 0 | 0 | 0 | 0 | 0 | 0 | 0 | 0 | 0 | 0 | 0 | 0 | 0 | 0 | 0 | 0 | 0 | 0 | 0 | 0 | 0 | 0 | 0 | 0 | 0 | 0 | 0 | 0 | 0 | 0 | 0 | 0 | 0 | 0 | 0 | 0 | 0 | 0 | 0 | 0 | 0 | 0 | 0 | 0 | 9254.6169 | 9216.673 | 9178.8846 | 9141.2512 | 9103.7721 | 9066.4466 | 9029.2742 | 8992.2542 | 8955.3859 | 8918.6688 | 0 | 0 | 0 | 0 | 0 | 0 | 0 | 0 | 0 | 0 | 0.01557% | 0 | 0 | 0 | 0 | 0 | 0 | 0 | 0 | 0 | 0 | 0 | 0 | 0 | 0 | 0 | 0 | 0 | 0 | 0 | 0 | 0 | 0 | 0 | 0
| Com-Boiler Tune-up-Cadmus | M_Input | Cadmus developed workbook. Boiler EUI based on PSE 2014 boiler EUIs. Percent savings relative to the 2012 federal standard boiler efficiency. Percent savings based on various sources: Able company, SEAI, ESC, Washington State, DOE, UIC. Links: http://www.ablecompany.com/assets/benefits-of-oxygen-trim.pdf,http://controltrends.org/wp-content/uploads/2010/11/boiler_comb.pdf,https://www1.eere.energy.gov/manufacturing/tech_assistance/pdfs/steam4_boiler_efficiency.pdf,http://www.erc.uic.edu/energy-efficiency/illinois-energy-now-programs/boiler-tune-up-program, http://cleanboiler.org/learn-about/boiler-efficiency-improvement/efficiency-index/oxygen-control/; Costs based on calls to Heating Contractors on December 13, 2011 and adjusted to $/sqft using CBSA 2014 data analysis. EUL based on engineering judgment that a commercial boiler will be serviced every two years. | 2020 | Retro | 2022 | 2041 | PSE | Commercial | Residential Care | Gas | Per Building Sqft for Boiler >= 300 and <= 2,500 kBtuh |  |  | Boiler >= 300 and <= 2,500 kBtuh - Tune-up Boiler - Residential Care |  | 0 | 2 | 0.0048923 | 0 |  | 0 | 0 | 0 | 0 | 0 | 0 | 0 | 0.0053072 |  | 0 | 0 | 0 | Heating | Boiler | Boiler Tune-up | Boiler Tune Up 300 to 2500 kBtuh | CommVENT | 0.0141% | 25.21% | 25.21% | 101257.3441 | 1.135 | 47.39% | 50% | 85% | 6.8% | 0.2% | 0.0091176 | 0.0010481 | 0.0010166 | 0 | 0.029036 | 0 | 0 | -0.0010863 | 0.02795 |  | 0 | 0.48942 | 0 | 01. ($9,999.000) to $0.028 | 1 | 0.48942 | 04. $0.45 to $0.50 | 1 | 0 | 0 | 0 | 0 | 0 | 0 | 0 | 0 | 0 | 0 | 0 | 0 | 0 | 0 | 0 | 0 | 0 | 0 | 0 | 0 | 0 | 0 | 0 | 0 | 0 | 0 | 0 | 0 | 0 | 0 | 0 | 0 | 0 | 0 | 0 | 0 | 0 | 0 | 0 | 0 | 0 | 0 | 0 | 0 | 0 | 0 | 0 | 0 | 0 | 0 | 0 | 0 | 0 | 0 | 0 | 0 | 0 | 0 | 0 | 0 | 0 | 0 | 0 | 0 | 0 | 0 | 0 | 0 | 0 | 0 | 0 | 0 | 0 | 358093.9162 | 356625.7311 | 355163.5656 | 353707.395 | 352257.1947 | 350812.9402 | 349374.6072 | 347942.1713 | 346515.6084 | 345094.8944 | 0 | 0 | 0 | 0 | 0 | 0 | 0 | 0 | 0 | 0 | 1900.4693 | 1892.6774 | 1884.9174 | 1877.1893 | 1869.4928 | 1861.8279 | 1854.1944 | 1846.5922 | 1839.0211 | 1831.4812 | 0 | 0 | 0 | 0 | 0 | 0 | 0 | 0 | 0 | 0 | 18657.8628 | 1900.4693 | 3793.1467 | 5678.0641 | 7555.2534 | 9424.7462 | 11286.574 | 13140.7684 | 14987.3606 | 16826.3817 | 18657.8628 | 18657.8628 | 18657.8628 | 18657.8628 | 18657.8628 | 18657.8628 | 18657.8628 | 18657.8628 | 18657.8628 | 18657.8628 | 18657.8628 | 0 | 0 | 0 | 0 | 0 | 0 | 0 | 0 | 0 | 0 | 0 | 0 | 0 | 0 | 0 | 0 | 0 | 0 | 0 | 0 | 0 | 0 | 0 | 0 | 0 | 0 | 0 | 0 | 0 | 0 | 0 | 0 | 0 | 0 | 0 | 0 | 0 | 0 | 0 | 0 | 0 | 0 | 0 | 0 | 0 | 0 | 0 | 0 | 0 | 10008.8024 | 9967.7663 | 9926.8985 | 9886.1982 | 9845.6648 | 9805.2975 | 9765.0958 | 9725.0589 | 9685.1862 | 9645.4769 | 0 | 0 | 0 | 0 | 0 | 0 | 0 | 0 | 0 | 0 | 0.01557% | 0 | 0 | 0 | 0 | 0 | 0 | 0 | 0 | 0 | 0 | 0 | 0 | 0 | 0 | 0 | 0 | 0 | 0 | 0 | 0 | 0 | 0 | 0 | 0
| Com-Boiler Tune-up-Cadmus | M_Input | Cadmus developed workbook. Boiler EUI based on PSE 2014 boiler EUIs. Percent savings relative to the 2012 federal standard boiler efficiency. Percent savings based on various sources: Able company, SEAI, ESC, Washington State, DOE, UIC. Links: http://www.ablecompany.com/assets/benefits-of-oxygen-trim.pdf,http://controltrends.org/wp-content/uploads/2010/11/boiler_comb.pdf,https://www1.eere.energy.gov/manufacturing/tech_assistance/pdfs/steam4_boiler_efficiency.pdf,http://www.erc.uic.edu/energy-efficiency/illinois-energy-now-programs/boiler-tune-up-program, http://cleanboiler.org/learn-about/boiler-efficiency-improvement/efficiency-index/oxygen-control/; Costs based on calls to Heating Contractors on December 13, 2011 and adjusted to $/sqft using CBSA 2014 data analysis. EUL based on engineering judgment that a commercial boiler will be serviced every two years. | 2020 | Retro | 2022 | 2041 | PSE | Commercial | Assembly | Gas | Per Building Sqft for Boiler >= 300 and <= 2,500 kBtuh |  |  | Boiler >= 300 and <= 2,500 kBtuh - Tune-up Boiler - Assembly |  | 0 | 2 | 0.030876 | 0 |  | 0 | 0 | 0 | 0 | 0 | 0 | 0 | 0.0053072 |  | 0 | 0 | 0 | Heating | Boiler | Boiler Tune-up | Boiler Tune Up 300 to 2500 kBtuh | CommVENT | 0.0141% | 25.21% | 25.21% | 15455.3983 | 1.1338 | 43.83% | 50% | 85% | 6.8% | 0.2% | 0.0091176 | 0.0010481 | 0.0010166 | 0 | 0.18325 | 0 | 0 | 0.0041104 | 0.18736 |  | 0 | 3.2808 | 0 | 01. ($9,999.000) to $0.028 | 1 | 3.2808 | 12. $1.50 to $999.00 | 0 | 0 | 0 | 0 | 0 | 0 | 0 | 0 | 0 | 0 | 0 | 0 | 0 | 0 | 0 | 0 | 0 | 0 | 0 | 0 | 0 | 0 | 0 | 0 | 0 | 0 | 0 | 0 | 0 | 0 | 0 | 0 | 0 | 0 | 0 | 0 | 0 | 0 | 0 | 0 | 0 | 0 | 0 | 0 | 0 | 0 | 0 | 0 | 0 | 0 | 0 | 0 | 0 | 0 | 0 | 0 | 0 | 0 | 0 | 0 | 0 | 0 | 0 | 0 | 0 | 0 | 0 | 0 | 0 | 0 | 0 | 0 | 0 | 0 | 521142.9984 | 518804.8035 | 516477.0993 | 514159.8387 | 511852.9749 | 509556.4612 | 507270.2512 | 504994.2987 | 502728.5576 | 500472.9821 | 0 | 0 | 0 | 0 | 0 | 0 | 0 | 0 | 0 | 0 | 2765.8003 | 2753.3911 | 2741.0376 | 2728.7395 | 2716.4965 | 2704.3085 | 2692.1752 | 2680.0963 | 2668.0716 | 2656.1008 | 0 | 0 | 0 | 0 | 0 | 0 | 0 | 0 | 0 | 0 | 27106.2174 | 2765.8003 | 5519.1915 | 8260.2291 | 10988.9685 | 13705.465 | 16409.7735 | 19101.9487 | 21782.045 | 24450.1165 | 27106.2174 | 27106.2174 | 27106.2174 | 27106.2174 | 27106.2174 | 27106.2174 | 27106.2174 | 27106.2174 | 27106.2174 | 27106.2174 | 27106.2174 | 0 | 0 | 0 | 0 | 0 | 0 | 0 | 0 | 0 | 0 | 0 | 0 | 0 | 0 | 0 | 0 | 0 | 0 | 0 | 0 | 0 | 0 | 0 | 0 | 0 | 0 | 0 | 0 | 0 | 0 | 0 | 0 | 0 | 0 | 0 | 0 | 0 | 0 | 0 | 0 | 0 | 0 | 0 | 0 | 0 | 0 | 0 | 0 | 0 | 97642.9219 | 97204.8307 | 96768.705 | 96334.5361 | 95902.3151 | 95472.0334 | 95043.6822 | 94617.2529 | 94192.7368 | 93770.1254 | 0 | 0 | 0 | 0 | 0 | 0 | 0 | 0 | 0 | 0 | 0.01557% | 0 | 0 | 0 | 0 | 0 | 0 | 0 | 0 | 0 | 0 | 0 | 0 | 0 | 0 | 0 | 0 | 0 | 0 | 0 | 0 | 0 | 0 | 0 | 0
| Com-Boiler Tune-up-Cadmus | M_Input | Cadmus developed workbook. Boiler EUI based on PSE 2014 boiler EUIs. Percent savings relative to the 2012 federal standard boiler efficiency. Percent savings based on various sources: Able company, SEAI, ESC, Washington State, DOE, UIC. Links: http://www.ablecompany.com/assets/benefits-of-oxygen-trim.pdf,http://controltrends.org/wp-content/uploads/2010/11/boiler_comb.pdf,https://www1.eere.energy.gov/manufacturing/tech_assistance/pdfs/steam4_boiler_efficiency.pdf,http://www.erc.uic.edu/energy-efficiency/illinois-energy-now-programs/boiler-tune-up-program, http://cleanboiler.org/learn-about/boiler-efficiency-improvement/efficiency-index/oxygen-control/; Costs based on calls to Heating Contractors on December 13, 2011 and adjusted to $/sqft using CBSA 2014 data analysis. EUL based on engineering judgment that a commercial boiler will be serviced every two years. | 2020 | Retro | 2022 | 2041 | PSE | Commercial | Other | Gas | Per Building Sqft for Boiler >= 300 and <= 2,500 kBtuh |  |  | Boiler >= 300 and <= 2,500 kBtuh - Tune-up Boiler - Other |  | 0 | 2 | 0.0055184 | 0 |  | 0 | 0 | 0 | 0 | 0 | 0 | 0 | 0.0053072 |  | 0 | 0 | 0 | Heating | Boiler | Boiler Tune-up | Boiler Tune Up 300 to 2500 kBtuh | CommVENT | 0.0141% | 25.21% | 25.21% | 31545.0104 | 1.4073 | 46.2% | 50% | 85% | 6.8% | 0.2% | 0.0091176 | 0.0010481 | 0.0010166 | 0 | 0.032752 | 0 | 0 | -0.00096104 | 0.031791 |  | 0 | 0.55668 | 0 | 01. ($9,999.000) to $0.028 | 1 | 0.55668 | 06. $0.55 to $0.62 | 1 | 0 | 0 | 0 | 0 | 0 | 0 | 0 | 0 | 0 | 0 | 0 | 0 | 0 | 0 | 0 | 0 | 0 | 0 | 0 | 0 | 0 | 0 | 0 | 0 | 0 | 0 | 0 | 0 | 0 | 0 | 0 | 0 | 0 | 0 | 0 | 0 | 0 | 0 | 0 | 0 | 0 | 0 | 0 | 0 | 0 | 0 | 0 | 0 | 0 | 0 | 0 | 0 | 0 | 0 | 0 | 0 | 0 | 0 | 0 | 0 | 0 | 0 | 0 | 0 | 0 | 0 | 0 | 0 | 0 | 0 | 0 | 0 | 0 | 1904138.1252 | 1887000.8821 | 1870017.8741 | 1853187.7133 | 1836509.0238 | 1819980.4426 | 1803600.6186 | 1787368.2131 | 1771281.8992 | 1755340.3621 | 0 | 0 | 0 | 0 | 0 | 0 | 0 | 0 | 0 | 0 | 10105.6062 | 10014.6557 | 9924.5238 | 9835.2031 | 9746.6863 | 9658.9661 | 9572.0354 | 9485.8871 | 9400.5141 | 9315.9095 | 0 | 0 | 0 | 0 | 0 | 0 | 0 | 0 | 0 | 0 | 97059.9871 | 10105.6062 | 20120.2619 | 30044.7857 | 39879.9887 | 49626.675 | 59285.6411 | 68857.6765 | 78343.5635 | 87744.0776 | 97059.9871 | 97059.9871 | 97059.9871 | 97059.9871 | 97059.9871 | 97059.9871 | 97059.9871 | 97059.9871 | 97059.9871 | 97059.9871 | 97059.9871 | 0 | 0 | 0 | 0 | 0 | 0 | 0 | 0 | 0 | 0 | 0 | 0 | 0 | 0 | 0 | 0 | 0 | 0 | 0 | 0 | 0 | 0 | 0 | 0 | 0 | 0 | 0 | 0 | 0 | 0 | 0 | 0 | 0 | 0 | 0 | 0 | 0 | 0 | 0 | 0 | 0 | 0 | 0 | 0 | 0 | 0 | 0 | 0 | 0 | 60535.0404 | 59990.2251 | 59450.3131 | 58915.2602 | 58385.0229 | 57859.5577 | 57338.8217 | 56822.7723 | 56311.3673 | 55804.565 | 0 | 0 | 0 | 0 | 0 | 0 | 0 | 0 | 0 | 0 | 0.01557% | 0 | 0 | 0 | 0 | 0 | 0 | 0 | 0 | 0 | 0 | 0 | 0 | 0 | 0 | 0 | 0 | 0 | 0 | 0 | 0 | 0 | 0 | 0 | 0
| Com-Chiller-Cadmus | M_Input | Cadmus created workbook. Based on the PSE 2014 chiller EUI, 2014 CBSA analysis to determine capacity per sqft by capacity buckets, and costs based on the NEEP Phase 4 Incremental Cost Report for the measure "Commercial Chillers". Baseline cost based on DEER 2008 were used to establish full costs. Costs were interpolated based on the associated efficiency and capacity bucket | 2020 | NR and New | 2022 | 2045 | PSE | Commercial | Large Off | Electric | Per Building Sqft - Chiller < 150 tons - Air Cooled |  |  | Large Off Chillers < 150 tons - High Efficiency (Air Cooled) |  | 0.39092 | 20 | 0.29983 | 0 |  | 0 | 0 | 0 | 0 | 0 | 0 | 0 | 0 |  | 0 | 0 | 0 | Cooling | Chillers | Chiller | Chillers LT 150 Tons Air Cooled High | CommCOOL | 0.004239% | 22.96% | 22.96% | 229881.7404 | 1 | 54.31% | 5% | 85% | 6.8% | 0.2% | 0.341 | 0.0024395 | 0.034344 | 0.327 | 0 | 0 | 0 | 0.35018 | 0.023183 |  | 0.076737 | 0 | 0.076737 | 05. $0.070 to $0.077 | 1 | 0 | 01. ($9,999.00) to $0.22 | 1 | 16850.5886 | 35096.4597 | 50110.5239 | 57156.8341 | 74406.1253 | 92983.2594 | 115768.2525 | 115609.5764 | 146811.1029 | 172066.1823 | 175769.0517 | 161044.226 | 218128.4726 | 250378.2309 | 254527.3007 | 238256.3399 | 275030.4256 | 301894.6966 | 325976.6751 | 314156.7062 | 331036.1813 | 332875.3205 | 351455.8385 | 323269.3987 | 6587.1682 | 13719.775 | 19589.0161 | 22343.533 | 29086.5605 | 36348.6634 | 45255.6865 | 45193.6575 | 57390.8399 | 67263.4599 | 68710.9715 | 62954.7985 | 85269.9558 | 97876.9091 | 99498.8477 | 93138.2654 | 107513.8516 | 118015.5306 | 127429.5664 | 122808.9489 | 129407.4094 | 130126.3587 | 137389.7844 | 126371.2482 | 1849290.8062 | 6587.1682 | 20306.9433 | 39895.9594 | 62239.4923 | 91326.0528 | 127674.7162 | 172930.4027 | 218124.0602 | 275514.9001 | 342778.36 | 411489.3315 | 474444.13 | 559714.0858 | 657590.9949 | 757089.8426 | 850228.108 | 957741.9596 | 1075757.4903 | 1203187.0566 | 1325996.0056 | 1455403.4149 | 1585529.7736 | 1722919.558 | 1849290.8062 | 0 | 0 | 0 | 0 | 0 | 0 | 0 | 0 | 0 | 0 | 0 | 0 | 0 | 0 | 0 | 0 | 0 | 0 | 0 | 0 | 0 | 0 | 0 | 0 | 0 | 0 | 0 | 0 | 0 | 0 | 0 | 0 | 0 | 0 | 0 | 0 | 0 | 0 | 0 | 0 | 0 | 0 | 0 | 0 | 0 | 0 | 0 | 0 | 0 | 0 | 0 | 0 | 0 | 0 | 0 | 0 | 0 | 0 | 0 | 0 | 0 | 0.27926 | 0.86089 | 1.6913 | 2.6386 | 3.8717 | 5.4126 | 7.3312 | 9.2471 | 11.6802 | 14.5317 | 17.4447 | 20.1136 | 23.7285 | 27.8779 | 32.096 | 36.0445 | 40.6025 | 45.6056 | 51.0079 | 56.2142 | 61.7003 | 67.2169 | 73.0414 | 78.3987 | 5900.7429 | 12290.086 | 17547.7143 | 20015.1928 | 26055.5534 | 32560.8983 | 40539.7522 | 40484.187 | 51410.3444 | 60254.1737 | 61550.8454 | 56394.5026 | 76384.2767 | 87677.5042 | 89130.4264 | 83432.6577 | 96310.2152 | 105717.5516 | 114150.5841 | 110011.4648 | 115922.3231 | 116566.3533 | 123072.8832 | 113202.5495 | 1656582.783 | 0 | 0 | 0 | 0 | 0 | 0 | 0 | 0 | 0 | 0 | 0 | 0 | 0 | 0 | 0 | 0 | 0 | 0 | 0 | 0 | 0.04263% | 2.8083 | 8.6574 | 17.0087 | 26.5344 | 38.9348 | 54.4312 | 73.7249 | 92.9922 | 117.4595 | 146.1357 | 175.4291 | 202.2684 | 238.6213 | 280.3489 | 322.768 | 362.4753 | 408.3114 | 458.6246 | 512.9513 | 565.3081 | 620.478 | 675.9544 | 734.5274 | 788.4029
| Com-Chiller-Cadmus | M_Input | Cadmus created workbook. Based on the PSE 2014 chiller EUI, 2014 CBSA analysis to determine capacity per sqft by capacity buckets, and costs based on the NEEP Phase 4 Incremental Cost Report for the measure "Commercial Chillers". Baseline cost based on DEER 2008 were used to establish full costs. Costs were interpolated based on the associated efficiency and capacity bucket | 2020 | NR and New | 2022 | 2045 | PSE | Commercial | Medium Off | Electric | Per Building Sqft - Chiller < 150 tons - Air Cooled |  |  | Medium Off Chillers < 150 tons - High Efficiency (Air Cooled) |  | 0.39092 | 20 | 0.29983 | 0 |  | 0 | 0 | 0 | 0 | 0 | 0 | 0 | 0 |  | 0 | 0 | 0 | Cooling | Chillers | Chiller | Chillers LT 150 Tons Air Cooled High | CommCOOL | 0.004239% | 22.96% | 22.96% | 41759.2514 | 1 | 0% | 5% | 85% | 6.8% | 0.2% | 0.341 | 0.0024395 | 0.034344 | 0.327 | 0 | 0 | 0 | 0.35018 | 0.023183 |  | 0.076737 | 0 | 0.076737 | 05. $0.070 to $0.077 | 1 | 0 | 01. ($9,999.00) to $0.22 | 1 | 0 | 0 | 0 | 0 | 0 | 0 | 0 | 0 | 0 | 0 | 0 | 0 | 0 | 0 | 0 | 0 | 0 | 0 | 0 | 0 | 0 | 0 | 0 | 0 | 0 | 0 | 0 | 0 | 0 | 0 | 0 | 0 | 0 | 0 | 0 | 0 | 0 | 0 | 0 | 0 | 0 | 0 | 0 | 0 | 0 | 0 | 0 | 0 | 0 | 0 | 0 | 0 | 0 | 0 | 0 | 0 | 0 | 0 | 0 | 0 | 0 | 0 | 0 | 0 | 0 | 0 | 0 | 0 | 0 | 0 | 0 | 0 | 0 | 0 | 0 | 0 | 0 | 0 | 0 | 0 | 0 | 0 | 0 | 0 | 0 | 0 | 0 | 0 | 0 | 0 | 0 | 0 | 0 | 0 | 0 | 0 | 0 | 0 | 0 | 0 | 0 | 0 | 0 | 0 | 0 | 0 | 0 | 0 | 0 | 0 | 0 | 0 | 0 | 0 | 0 | 0 | 0 | 0 | 0 | 0 | 0 | 0 | 0 | 0 | 0 | 0 | 0 | 0 | 0 | 0 | 0 | 0 | 0 | 0 | 0 | 0 | 0 | 0 | 0 | 0 | 0 | 0 | 0 | 0 | 0 | 0 | 0 | 0 | 0 | 0 | 0 | 0 | 0 | 0 | 0 | 0 | 0 | 0 | 0 | 0 | 0 | 0 | 0 | 0 | 0 | 0 | 0 | 0 | 0 | 0 | 0 | 0 | 0 | 0 | 0 | 0 | 0 | 0 | 0 | 0 | 0 | 0 | 0 | 0 | 0 | 0 | 0 | 0 | 0 | 0 | 0 | 0 | 0 | 0 | 0 | 0 | 0 | 0 | 0 | 0 | 0 | 0 | 0 | 0.04263% | 0 | 0 | 0 | 0 | 0 | 0 | 0 | 0 | 0 | 0 | 0 | 0 | 0 | 0 | 0 | 0 | 0 | 0 | 0 | 0 | 0 | 0 | 0 | 0
| Com-Chiller-Cadmus | M_Input | Cadmus created workbook. Based on the PSE 2014 chiller EUI, 2014 CBSA analysis to determine capacity per sqft by capacity buckets, and costs based on the NEEP Phase 4 Incremental Cost Report for the measure "Commercial Chillers". Baseline cost based on DEER 2008 were used to establish full costs. Costs were interpolated based on the associated efficiency and capacity bucket | 2020 | NR and New | 2022 | 2045 | PSE | Commercial | Small Off | Electric | Per Building Sqft - Chiller < 150 tons - Air Cooled |  |  | Small Off Chillers < 150 tons - High Efficiency (Air Cooled) |  | 0.39092 | 20 | 0.29983 | 0 |  | 0 | 0 | 0 | 0 | 0 | 0 | 0 | 0 |  | 0 | 0 | 0 | Cooling | Chillers | Chiller | Chillers LT 150 Tons Air Cooled High | CommCOOL | 0.004239% | 22.96% | 22.96% | 4797.7732 | 1 | 0% | 5% | 85% | 6.8% | 0.2% | 0.341 | 0.0024395 | 0.034344 | 0.327 | 0 | 0 | 0 | 0.35018 | 0.023183 |  | 0.076737 | 0 | 0.076737 | 05. $0.070 to $0.077 | 1 | 0 | 01. ($9,999.00) to $0.22 | 1 | 0 | 0 | 0 | 0 | 0 | 0 | 0 | 0 | 0 | 0 | 0 | 0 | 0 | 0 | 0 | 0 | 0 | 0 | 0 | 0 | 0 | 0 | 0 | 0 | 0 | 0 | 0 | 0 | 0 | 0 | 0 | 0 | 0 | 0 | 0 | 0 | 0 | 0 | 0 | 0 | 0 | 0 | 0 | 0 | 0 | 0 | 0 | 0 | 0 | 0 | 0 | 0 | 0 | 0 | 0 | 0 | 0 | 0 | 0 | 0 | 0 | 0 | 0 | 0 | 0 | 0 | 0 | 0 | 0 | 0 | 0 | 0 | 0 | 0 | 0 | 0 | 0 | 0 | 0 | 0 | 0 | 0 | 0 | 0 | 0 | 0 | 0 | 0 | 0 | 0 | 0 | 0 | 0 | 0 | 0 | 0 | 0 | 0 | 0 | 0 | 0 | 0 | 0 | 0 | 0 | 0 | 0 | 0 | 0 | 0 | 0 | 0 | 0 | 0 | 0 | 0 | 0 | 0 | 0 | 0 | 0 | 0 | 0 | 0 | 0 | 0 | 0 | 0 | 0 | 0 | 0 | 0 | 0 | 0 | 0 | 0 | 0 | 0 | 0 | 0 | 0 | 0 | 0 | 0 | 0 | 0 | 0 | 0 | 0 | 0 | 0 | 0 | 0 | 0 | 0 | 0 | 0 | 0 | 0 | 0 | 0 | 0 | 0 | 0 | 0 | 0 | 0 | 0 | 0 | 0 | 0 | 0 | 0 | 0 | 0 | 0 | 0 | 0 | 0 | 0 | 0 | 0 | 0 | 0 | 0 | 0 | 0 | 0 | 0 | 0 | 0 | 0 | 0 | 0 | 0 | 0 | 0 | 0 | 0 | 0 | 0 | 0 | 0 | 0.04263% | 0 | 0 | 0 | 0 | 0 | 0 | 0 | 0 | 0 | 0 | 0 | 0 | 0 | 0 | 0 | 0 | 0 | 0 | 0 | 0 | 0 | 0 | 0 | 0
| Com-Chiller-Cadmus | M_Input | Cadmus created workbook. Based on the PSE 2014 chiller EUI, 2014 CBSA analysis to determine capacity per sqft by capacity buckets, and costs based on the NEEP Phase 4 Incremental Cost Report for the measure "Commercial Chillers". Baseline cost based on DEER 2008 were used to establish full costs. Costs were interpolated based on the associated efficiency and capacity bucket | 2020 | NR and New | 2022 | 2045 | PSE | Commercial | Xlarge Ret | Electric | Per Building Sqft - Chiller < 150 tons - Air Cooled |  |  | XLarge Ret Chillers < 150 tons - High Efficiency (Air Cooled) |  | 0.33269 | 20 | 0.088719 | 0 |  | 0 | 0 | 0 | 0 | 0 | 0 | 0 | 0 |  | 0 | 0 | 0 | Cooling | Chillers | Chiller | Chillers LT 150 Tons Air Cooled High | CommCOOL | 0.004239% | 47.57% | 47.57% | 280351.2881 | 1 | 0% | 5% | 85% | 6.8% | 0.2% | 0.29021 | 0.0020762 | 0.029229 | 0.096757 | 0 | 0 | 0 | 0.083196 | -0.013561 |  | 0.021422 | 0 | 0.021422 | 01. ($9,999.000) to $0.028 | 1 | 0 | 01. ($9,999.00) to $0.22 | 1 | 0 | 0 | 0 | 0 | 0 | 0 | 0 | 0 | 0 | 0 | 0 | 0 | 0 | 0 | 0 | 0 | 0 | 0 | 0 | 0 | 0 | 0 | 0 | 0 | 0 | 0 | 0 | 0 | 0 | 0 | 0 | 0 | 0 | 0 | 0 | 0 | 0 | 0 | 0 | 0 | 0 | 0 | 0 | 0 | 0 | 0 | 0 | 0 | 0 | 0 | 0 | 0 | 0 | 0 | 0 | 0 | 0 | 0 | 0 | 0 | 0 | 0 | 0 | 0 | 0 | 0 | 0 | 0 | 0 | 0 | 0 | 0 | 0 | 0 | 0 | 0 | 0 | 0 | 0 | 0 | 0 | 0 | 0 | 0 | 0 | 0 | 0 | 0 | 0 | 0 | 0 | 0 | 0 | 0 | 0 | 0 | 0 | 0 | 0 | 0 | 0 | 0 | 0 | 0 | 0 | 0 | 0 | 0 | 0 | 0 | 0 | 0 | 0 | 0 | 0 | 0 | 0 | 0 | 0 | 0 | 0 | 0 | 0 | 0 | 0 | 0 | 0 | 0 | 0 | 0 | 0 | 0 | 0 | 0 | 0 | 0 | 0 | 0 | 0 | 0 | 0 | 0 | 0 | 0 | 0 | 0 | 0 | 0 | 0 | 0 | 0 | 0 | 0 | 0 | 0 | 0 | 0 | 0 | 0 | 0 | 0 | 0 | 0 | 0 | 0 | 0 | 0 | 0 | 0 | 0 | 0 | 0 | 0 | 0 | 0 | 0 | 0 | 0 | 0 | 0 | 0 | 0 | 0 | 0 | 0 | 0 | 0 | 0 | 0 | 0 | 0 | 0 | 0 | 0 | 0 | 0 | 0 | 0 | 0 | 0 | 0 | 0 | 0 | 0.04263% | 0 | 0 | 0 | 0 | 0 | 0 | 0 | 0 | 0 | 0 | 0 | 0 | 0 | 0 | 0 | 0 | 0 | 0 | 0 | 0 | 0 | 0 | 0 | 0
| Com-Chiller-Cadmus | M_Input | Cadmus created workbook. Based on the PSE 2014 chiller EUI, 2014 CBSA analysis to determine capacity per sqft by capacity buckets, and costs based on the NEEP Phase 4 Incremental Cost Report for the measure "Commercial Chillers". Baseline cost based on DEER 2008 were used to establish full costs. Costs were interpolated based on the associated efficiency and capacity bucket | 2020 | NR and New | 2022 | 2045 | PSE | Commercial | Large Ret | Electric | Per Building Sqft - Chiller < 150 tons - Air Cooled |  |  | Large Ret Chillers < 150 tons - High Efficiency (Air Cooled) |  | 0.33269 | 20 | 0.088719 | 0 |  | 0 | 0 | 0 | 0 | 0 | 0 | 0 | 0 |  | 0 | 0 | 0 | Cooling | Chillers | Chiller | Chillers LT 150 Tons Air Cooled High | CommCOOL | 0.004239% | 47.57% | 47.57% | 94425.5221 | 1 | 0% | 5% | 85% | 6.8% | 0.2% | 0.29021 | 0.0020762 | 0.029229 | 0.096757 | 0 | 0 | 0 | 0.083196 | -0.013561 |  | 0.021422 | 0 | 0.021422 | 01. ($9,999.000) to $0.028 | 1 | 0 | 01. ($9,999.00) to $0.22 | 1 | 0 | 0 | 0 | 0 | 0 | 0 | 0 | 0 | 0 | 0 | 0 | 0 | 0 | 0 | 0 | 0 | 0 | 0 | 0 | 0 | 0 | 0 | 0 | 0 | 0 | 0 | 0 | 0 | 0 | 0 | 0 | 0 | 0 | 0 | 0 | 0 | 0 | 0 | 0 | 0 | 0 | 0 | 0 | 0 | 0 | 0 | 0 | 0 | 0 | 0 | 0 | 0 | 0 | 0 | 0 | 0 | 0 | 0 | 0 | 0 | 0 | 0 | 0 | 0 | 0 | 0 | 0 | 0 | 0 | 0 | 0 | 0 | 0 | 0 | 0 | 0 | 0 | 0 | 0 | 0 | 0 | 0 | 0 | 0 | 0 | 0 | 0 | 0 | 0 | 0 | 0 | 0 | 0 | 0 | 0 | 0 | 0 | 0 | 0 | 0 | 0 | 0 | 0 | 0 | 0 | 0 | 0 | 0 | 0 | 0 | 0 | 0 | 0 | 0 | 0 | 0 | 0 | 0 | 0 | 0 | 0 | 0 | 0 | 0 | 0 | 0 | 0 | 0 | 0 | 0 | 0 | 0 | 0 | 0 | 0 | 0 | 0 | 0 | 0 | 0 | 0 | 0 | 0 | 0 | 0 | 0 | 0 | 0 | 0 | 0 | 0 | 0 | 0 | 0 | 0 | 0 | 0 | 0 | 0 | 0 | 0 | 0 | 0 | 0 | 0 | 0 | 0 | 0 | 0 | 0 | 0 | 0 | 0 | 0 | 0 | 0 | 0 | 0 | 0 | 0 | 0 | 0 | 0 | 0 | 0 | 0 | 0 | 0 | 0 | 0 | 0 | 0 | 0 | 0 | 0 | 0 | 0 | 0 | 0 | 0 | 0 | 0 | 0 | 0.04263% | 0 | 0 | 0 | 0 | 0 | 0 | 0 | 0 | 0 | 0 | 0 | 0 | 0 | 0 | 0 | 0 | 0 | 0 | 0 | 0 | 0 | 0 | 0 | 0
| Com-Chiller-Cadmus | M_Input | Cadmus created workbook. Based on the PSE 2014 chiller EUI, 2014 CBSA analysis to determine capacity per sqft by capacity buckets, and costs based on the NEEP Phase 4 Incremental Cost Report for the measure "Commercial Chillers". Baseline cost based on DEER 2008 were used to establish full costs. Costs were interpolated based on the associated efficiency and capacity bucket | 2020 | NR and New | 2022 | 2045 | PSE | Commercial | Medium Ret | Electric | Per Building Sqft - Chiller < 150 tons - Air Cooled |  |  | Medium Ret Chillers < 150 tons - High Efficiency (Air Cooled) |  | 0.33269 | 20 | 0.088719 | 0 |  | 0 | 0 | 0 | 0 | 0 | 0 | 0 | 0 |  | 0 | 0 | 0 | Cooling | Chillers | Chiller | Chillers LT 150 Tons Air Cooled High | CommCOOL | 0.004239% | 47.57% | 47.57% | 13333.1618 | 1 | 0% | 5% | 85% | 6.8% | 0.2% | 0.29021 | 0.0020762 | 0.029229 | 0.096757 | 0 | 0 | 0 | 0.083196 | -0.013561 |  | 0.021422 | 0 | 0.021422 | 01. ($9,999.000) to $0.028 | 1 | 0 | 01. ($9,999.00) to $0.22 | 1 | 0 | 0 | 0 | 0 | 0 | 0 | 0 | 0 | 0 | 0 | 0 | 0 | 0 | 0 | 0 | 0 | 0 | 0 | 0 | 0 | 0 | 0 | 0 | 0 | 0 | 0 | 0 | 0 | 0 | 0 | 0 | 0 | 0 | 0 | 0 | 0 | 0 | 0 | 0 | 0 | 0 | 0 | 0 | 0 | 0 | 0 | 0 | 0 | 0 | 0 | 0 | 0 | 0 | 0 | 0 | 0 | 0 | 0 | 0 | 0 | 0 | 0 | 0 | 0 | 0 | 0 | 0 | 0 | 0 | 0 | 0 | 0 | 0 | 0 | 0 | 0 | 0 | 0 | 0 | 0 | 0 | 0 | 0 | 0 | 0 | 0 | 0 | 0 | 0 | 0 | 0 | 0 | 0 | 0 | 0 | 0 | 0 | 0 | 0 | 0 | 0 | 0 | 0 | 0 | 0 | 0 | 0 | 0 | 0 | 0 | 0 | 0 | 0 | 0 | 0 | 0 | 0 | 0 | 0 | 0 | 0 | 0 | 0 | 0 | 0 | 0 | 0 | 0 | 0 | 0 | 0 | 0 | 0 | 0 | 0 | 0 | 0 | 0 | 0 | 0 | 0 | 0 | 0 | 0 | 0 | 0 | 0 | 0 | 0 | 0 | 0 | 0 | 0 | 0 | 0 | 0 | 0 | 0 | 0 | 0 | 0 | 0 | 0 | 0 | 0 | 0 | 0 | 0 | 0 | 0 | 0 | 0 | 0 | 0 | 0 | 0 | 0 | 0 | 0 | 0 | 0 | 0 | 0 | 0 | 0 | 0 | 0 | 0 | 0 | 0 | 0 | 0 | 0 | 0 | 0 | 0 | 0 | 0 | 0 | 0 | 0 | 0 | 0 | 0.04263% | 0 | 0 | 0 | 0 | 0 | 0 | 0 | 0 | 0 | 0 | 0 | 0 | 0 | 0 | 0 | 0 | 0 | 0 | 0 | 0 | 0 | 0 | 0 | 0
| Com-Chiller-Cadmus | M_Input | Cadmus created workbook. Based on the PSE 2014 chiller EUI, 2014 CBSA analysis to determine capacity per sqft by capacity buckets, and costs based on the NEEP Phase 4 Incremental Cost Report for the measure "Commercial Chillers". Baseline cost based on DEER 2008 were used to establish full costs. Costs were interpolated based on the associated efficiency and capacity bucket | 2020 | NR and New | 2022 | 2045 | PSE | Commercial | Small Ret | Electric | Per Building Sqft - Chiller < 150 tons - Air Cooled |  |  | Small Ret Chillers < 150 tons - High Efficiency (Air Cooled) |  | 0.33269 | 20 | 0.088719 | 0 |  | 0 | 0 | 0 | 0 | 0 | 0 | 0 | 0 |  | 0 | 0 | 0 | Cooling | Chillers | Chiller | Chillers LT 150 Tons Air Cooled High | CommCOOL | 0.004239% | 47.57% | 47.57% | 2170.2819 | 1 | 0% | 5% | 85% | 6.8% | 0.2% | 0.29021 | 0.0020762 | 0.029229 | 0.096757 | 0 | 0 | 0 | 0.083196 | -0.013561 |  | 0.021422 | 0 | 0.021422 | 01. ($9,999.000) to $0.028 | 1 | 0 | 01. ($9,999.00) to $0.22 | 1 | 0 | 0 | 0 | 0 | 0 | 0 | 0 | 0 | 0 | 0 | 0 | 0 | 0 | 0 | 0 | 0 | 0 | 0 | 0 | 0 | 0 | 0 | 0 | 0 | 0 | 0 | 0 | 0 | 0 | 0 | 0 | 0 | 0 | 0 | 0 | 0 | 0 | 0 | 0 | 0 | 0 | 0 | 0 | 0 | 0 | 0 | 0 | 0 | 0 | 0 | 0 | 0 | 0 | 0 | 0 | 0 | 0 | 0 | 0 | 0 | 0 | 0 | 0 | 0 | 0 | 0 | 0 | 0 | 0 | 0 | 0 | 0 | 0 | 0 | 0 | 0 | 0 | 0 | 0 | 0 | 0 | 0 | 0 | 0 | 0 | 0 | 0 | 0 | 0 | 0 | 0 | 0 | 0 | 0 | 0 | 0 | 0 | 0 | 0 | 0 | 0 | 0 | 0 | 0 | 0 | 0 | 0 | 0 | 0 | 0 | 0 | 0 | 0 | 0 | 0 | 0 | 0 | 0 | 0 | 0 | 0 | 0 | 0 | 0 | 0 | 0 | 0 | 0 | 0 | 0 | 0 | 0 | 0 | 0 | 0 | 0 | 0 | 0 | 0 | 0 | 0 | 0 | 0 | 0 | 0 | 0 | 0 | 0 | 0 | 0 | 0 | 0 | 0 | 0 | 0 | 0 | 0 | 0 | 0 | 0 | 0 | 0 | 0 | 0 | 0 | 0 | 0 | 0 | 0 | 0 | 0 | 0 | 0 | 0 | 0 | 0 | 0 | 0 | 0 | 0 | 0 | 0 | 0 | 0 | 0 | 0 | 0 | 0 | 0 | 0 | 0 | 0 | 0 | 0 | 0 | 0 | 0 | 0 | 0 | 0 | 0 | 0 | 0 | 0.04263% | 0 | 0 | 0 | 0 | 0 | 0 | 0 | 0 | 0 | 0 | 0 | 0 | 0 | 0 | 0 | 0 | 0 | 0 | 0 | 0 | 0 | 0 | 0 | 0
| Com-Chiller-Cadmus | M_Input | Cadmus created workbook. Based on the PSE 2014 chiller EUI, 2014 CBSA analysis to determine capacity per sqft by capacity buckets, and costs based on the NEEP Phase 4 Incremental Cost Report for the measure "Commercial Chillers". Baseline cost based on DEER 2008 were used to establish full costs. Costs were interpolated based on the associated efficiency and capacity bucket | 2020 | NR and New | 2022 | 2045 | PSE | Commercial | School K-12 | Electric | Per Building Sqft - Chiller < 150 tons - Air Cooled |  |  | School K-12 Chillers < 150 tons - High Efficiency (Air Cooled) |  | 0.067849 | 20 | 0.1598 | 0 |  | 0 | 0 | 0 | 0 | 0 | 0 | 0 | 0 |  | 0 | 0 | 0 | Cooling | Chillers | Chiller | Chillers LT 150 Tons Air Cooled High | CommCOOL | 0.004239% | 25.17% | 25.17% | 36549.9879 | 1 | 28.9% | 5% | 85% | 6.8% | 0.2% | 0.059186 | 0.00042341 | 0.005961 | 0.17428 | 0 | 0 | 0 | 0.19986 | 0.025576 |  | 0.25233 | 0 | 0.25233 | 13. $0.225 to $99,999.000 | 0 | 0 | 01. ($9,999.00) to $0.22 | 1 | 9847.6797 | 20535.8923 | 29325.6217 | 33413.4162 | 43554.9457 | 54496.654 | 67943.1978 | 67822.7039 | 86279.0818 | 101229.3524 | 103435.913 | 94748.1488 | 128579.6806 | 147724.3159 | 150248.5946 | 140698.8153 | 162560.9575 | 178570.1362 | 192945.2347 | 186081.6815 | 196205.9794 | 197426.7937 | 208556.6334 | 192003.0995 | 668.1582 | 1393.3459 | 1989.7229 | 2267.0769 | 2955.1726 | 3697.5598 | 4609.8984 | 4601.723 | 5853.9753 | 6868.3407 | 7018.0543 | 6428.5956 | 8724.0414 | 10022.9915 | 10194.262 | 9546.3162 | 11029.6472 | 12115.8588 | 13091.1992 | 12625.5119 | 13312.4384 | 13395.2698 | 14150.4217 | 13027.276 | 189586.858 | 668.1582 | 2061.5041 | 4051.227 | 6318.3039 | 9273.4765 | 12971.0364 | 17580.9348 | 22182.6578 | 28036.6332 | 34904.9739 | 41923.0282 | 48351.6239 | 57075.6652 | 67098.6567 | 77292.9187 | 86839.2349 | 97868.8822 | 109984.741 | 123075.9402 | 135701.4521 | 149013.8905 | 162409.1604 | 176559.582 | 189586.858 | 0 | 0 | 0 | 0 | 0 | 0 | 0 | 0 | 0 | 0 | 0 | 0 | 0 | 0 | 0 | 0 | 0 | 0 | 0 | 0 | 0 | 0 | 0 | 0 | 0 | 0 | 0 | 0 | 0 | 0 | 0 | 0 | 0 | 0 | 0 | 0 | 0 | 0 | 0 | 0 | 0 | 0 | 0 | 0 | 0 | 0 | 0 | 0 | 0 | 0 | 0 | 0 | 0 | 0 | 0 | 0 | 0 | 0 | 0 | 0 | 0 | 0.028326 | 0.087395 | 0.17175 | 0.26786 | 0.39314 | 0.54989 | 0.74533 | 0.94041 | 1.1886 | 1.4798 | 1.7773 | 2.0498 | 2.4197 | 2.8446 | 3.2768 | 3.6815 | 4.149 | 4.6627 | 5.2177 | 5.7529 | 6.3173 | 6.8852 | 7.4851 | 8.0373 | 1968.1091 | 4104.2029 | 5860.8752 | 6677.8418 | 8704.6782 | 10891.4345 | 13578.7949 | 13554.7136 | 17243.3149 | 20231.2028 | 20672.1952 | 18935.9012 | 25697.3055 | 29523.4585 | 30027.9485 | 28119.3764 | 32488.6371 | 35688.1532 | 38561.09 | 37189.3738 | 39212.7664 | 39456.7524 | 41681.1077 | 38372.7994 | 558442.0329 | 0 | 0 | 0 | 0 | 0 | 0 | 0 | 0 | 0 | 0 | 0 | 0 | 0 | 0 | 0 | 0 | 0 | 0 | 0 | 0 | 0.04263% | 0.28485 | 0.87888 | 1.7271 | 2.6937 | 3.9535 | 5.5299 | 7.4952 | 9.4571 | 11.9528 | 14.8809 | 17.8729 | 20.6136 | 24.3329 | 28.606 | 32.9521 | 37.0219 | 41.7242 | 46.8895 | 52.4706 | 57.8532 | 63.5287 | 69.2394 | 75.2721 | 80.826
| Com-Chiller-Cadmus | M_Input | Cadmus created workbook. Based on the PSE 2014 chiller EUI, 2014 CBSA analysis to determine capacity per sqft by capacity buckets, and costs based on the NEEP Phase 4 Incremental Cost Report for the measure "Commercial Chillers". Baseline cost based on DEER 2008 were used to establish full costs. Costs were interpolated based on the associated efficiency and capacity bucket | 2020 | NR and New | 2022 | 2045 | PSE | Commercial | University | Electric | Per Building Sqft - Chiller < 150 tons - Air Cooled |  |  | University Chillers < 150 tons - High Efficiency (Air Cooled) |  | 0.067849 | 20 | 0.1598 | 0 |  | 0 | 0 | 0 | 0 | 0 | 0 | 0 | 0 |  | 0 | 0 | 0 | Cooling | Chillers | Chiller | Chillers LT 150 Tons Air Cooled High | CommCOOL | 0.004239% | 3.519% | 3.519% | 121327.9762 | 1 | 26.7% | 5% | 85% | 6.8% | 0.2% | 0.059186 | 0.00042341 | 0.005961 | 0.17428 | 0 | 0 | 0 | 0.19986 | 0.025576 |  | 0.25233 | 0 | 0.25233 | 13. $0.225 to $99,999.000 | 0 | 0 | 01. ($9,999.00) to $0.22 | 1 | 134.1624 | 279.6618 | 399.342 | 455.1731 | 593.0626 | 741.7433 | 924.3403 | 922.8294 | 1173.2624 | 1376.071 | 1405.9419 | 1287.9635 | 1746.7241 | 2006.1877 | 2040.1263 | 1910.2135 | 2206.3631 | 2423.055 | 2617.5213 | 2523.8146 | 2660.5555 | 2676.5181 | 2826.9052 | 2601.7534 | 9.1028 | 18.9749 | 27.0951 | 30.8832 | 40.2389 | 50.3268 | 62.7158 | 62.6133 | 79.605 | 93.3655 | 95.3922 | 87.3874 | 118.514 | 136.1184 | 138.4211 | 129.6067 | 149.7002 | 164.4026 | 177.597 | 171.2391 | 180.5168 | 181.5999 | 191.8035 | 176.5272 | 2573.7473 | 9.1028 | 28.0777 | 55.1728 | 86.0559 | 126.2948 | 176.6216 | 239.3374 | 301.9508 | 381.5558 | 474.9212 | 570.3134 | 657.7008 | 776.2149 | 912.3333 | 1050.7544 | 1180.3611 | 1330.0613 | 1494.4639 | 1672.0608 | 1843.2999 | 2023.8167 | 2205.4166 | 2397.2201 | 2573.7473 | 0 | 0 | 0 | 0 | 0 | 0 | 0 | 0 | 0 | 0 | 0 | 0 | 0 | 0 | 0 | 0 | 0 | 0 | 0 | 0 | 0 | 0 | 0 | 0 | 0 | 0 | 0 | 0 | 0 | 0 | 0 | 0 | 0 | 0 | 0 | 0 | 0 | 0 | 0 | 0 | 0 | 0 | 0 | 0 | 0 | 0 | 0 | 0 | 0 | 0 | 0 | 0 | 0 | 0 | 0 | 0 | 0 | 0 | 0 | 0 | 0 | 0.0003859 | 0.0011903 | 0.002339 | 0.0036483 | 0.0053541 | 0.0074877 | 0.010146 | 0.012801 | 0.016176 | 0.020134 | 0.024178 | 0.027883 | 0.032907 | 0.038677 | 0.044546 | 0.05004 | 0.056387 | 0.063356 | 0.070885 | 0.078145 | 0.085798 | 0.093496 | 0.10163 | 0.10911 | 26.813 | 55.8918 | 79.8105 | 90.9687 | 118.5266 | 148.2412 | 184.7341 | 184.4322 | 234.4825 | 275.0148 | 280.9847 | 257.4061 | 349.0917 | 400.9469 | 407.7297 | 381.7659 | 440.9529 | 484.2599 | 523.125 | 504.3972 | 531.7256 | 534.9158 | 564.9714 | 519.9737 | 7581.1619 | 0 | 0 | 0 | 0 | 0 | 0 | 0 | 0 | 0 | 0 | 0 | 0 | 0 | 0 | 0 | 0 | 0 | 0 | 0 | 0 | 0.04263% | 0.0038808 | 0.01197 | 0.023522 | 0.036688 | 0.053843 | 0.075299 | 0.10204 | 0.12873 | 0.16267 | 0.20247 | 0.24314 | 0.2804 | 0.33092 | 0.38895 | 0.44797 | 0.50322 | 0.56704 | 0.63713 | 0.71284 | 0.78585 | 0.86281 | 0.94023 | 1.022 | 1.0973
| Com-Chiller-Cadmus | M_Input | Cadmus created workbook. Based on the PSE 2014 chiller EUI, 2014 CBSA analysis to determine capacity per sqft by capacity buckets, and costs based on the NEEP Phase 4 Incremental Cost Report for the measure "Commercial Chillers". Baseline cost based on DEER 2008 were used to establish full costs. Costs were interpolated based on the associated efficiency and capacity bucket | 2020 | NR and New | 2022 | 2045 | PSE | Commercial | Warehouse | Electric | Per Building Sqft - Chiller < 150 tons - Air Cooled |  |  | Warehouse Chillers < 150 tons - High Efficiency (Air Cooled) |  | 0.03406 | 20 | 0.088719 | 0 |  | 0 | 0 | 0 | 0 | 0 | 0 | 0 | 0 |  | 0 | 0 | 0 | Cooling | Chillers | Chiller | Chillers LT 150 Tons Air Cooled High | CommCOOL | 0.004239% | 4.331% | 4.331% | 34313.8807 | 1 | 0.3375% | 5% | 85% | 6.8% | 0.2% | 0.029711 | 0.00021255 | 0.0029924 | 0.096757 | 0 | 0 | 0 | 0.1113 | 0.014539 |  | 0.27992 | 0 | 0.27992 | 13. $0.225 to $99,999.000 | 0 | 0 | 01. ($9,999.00) to $0.22 | 1 | 51.1153 | 106.2167 | 151.6023 | 173.248 | 224.9692 | 280.4831 | 348.3209 | 348.0728 | 440.5652 | 515.3133 | 526.1012 | 482.1839 | 650.8053 | 745.7504 | 757.3475 | 708.3448 | 816.316 | 894.8171 | 964.9582 | 928.6548 | 977.3799 | 981.5719 | 1035.3544 | 950.6429 | 1.741 | 3.6177 | 5.1636 | 5.9008 | 7.6624 | 9.5532 | 11.8638 | 11.8553 | 15.0056 | 17.5515 | 17.919 | 16.4232 | 22.1664 | 25.4002 | 25.7952 | 24.1262 | 27.8037 | 30.4774 | 32.8664 | 31.6299 | 33.2895 | 33.4323 | 35.2641 | 32.3789 | 478.8876 | 1.741 | 5.3587 | 10.5223 | 16.4231 | 24.0856 | 33.6388 | 45.5026 | 57.3579 | 72.3636 | 89.9151 | 107.8341 | 124.2573 | 146.4237 | 171.8239 | 197.6191 | 221.7453 | 249.549 | 280.0264 | 312.8929 | 344.5228 | 377.8123 | 411.2446 | 446.5087 | 478.8876 | 0 | 0 | 0 | 0 | 0 | 0 | 0 | 0 | 0 | 0 | 0 | 0 | 0 | 0 | 0 | 0 | 0 | 0 | 0 | 0 | 0 | 0 | 0 | 0 | 0 | 0 | 0 | 0 | 0 | 0 | 0 | 0 | 0 | 0 | 0 | 0 | 0 | 0 | 0 | 0 | 0 | 0 | 0 | 0 | 0 | 0 | 0 | 0 | 0 | 0 | 0 | 0 | 0 | 0 | 0 | 0 | 0 | 0 | 0 | 0 | 0 | 7.3807e-05 | 0.00022718 | 0.00044608 | 0.00069624 | 0.0010211 | 0.0014261 | 0.001929 | 0.0024316 | 0.0030678 | 0.0038119 | 0.0045715 | 0.0052678 | 0.0062075 | 0.0072843 | 0.0083779 | 0.0094007 | 0.010579 | 0.011871 | 0.013265 | 0.014606 | 0.016017 | 0.017434 | 0.018929 | 0.020302 | 5.6889 | 11.8215 | 16.8727 | 19.2818 | 25.0381 | 31.2166 | 38.7667 | 38.7391 | 49.0331 | 57.3523 | 58.5529 | 53.6651 | 72.432 | 82.999 | 84.2897 | 78.8359 | 90.8526 | 99.5895 | 107.3959 | 103.3555 | 108.7784 | 109.2449 | 115.2307 | 105.8027 | 1564.8357 | 0 | 0 | 0 | 0 | 0 | 0 | 0 | 0 | 0 | 0 | 0 | 0 | 0 | 0 | 0 | 0 | 0 | 0 | 0 | 0 | 0.04263% | 0.00074223 | 0.0022846 | 0.0044859 | 0.0070016 | 0.010268 | 0.014341 | 0.019399 | 0.024453 | 0.030851 | 0.038333 | 0.045973 | 0.052974 | 0.062424 | 0.073253 | 0.08425 | 0.094536 | 0.10639 | 0.11938 | 0.13339 | 0.14688 | 0.16107 | 0.17532 | 0.19036 | 0.20416
| Com-Chiller-Cadmus | M_Input | Cadmus created workbook. Based on the PSE 2014 chiller EUI, 2014 CBSA analysis to determine capacity per sqft by capacity buckets, and costs based on the NEEP Phase 4 Incremental Cost Report for the measure "Commercial Chillers". Baseline cost based on DEER 2008 were used to establish full costs. Costs were interpolated based on the associated efficiency and capacity bucket | 2020 | NR and New | 2022 | 2045 | PSE | Commercial | Supermarket | Electric | Per Building Sqft - Chiller < 150 tons - Air Cooled |  |  | Supermarket Chillers < 150 tons - High Efficiency (Air Cooled) |  | 0.33269 | 20 | 0.088719 | 0 |  | 0 | 0 | 0 | 0 | 0 | 0 | 0 | 0 |  | 0 | 0 | 0 | Cooling | Chillers | Chiller | Chillers LT 150 Tons Air Cooled High | CommCOOL | 0.004239% | 59.08% | 59.08% | 49733.7282 | 1 | 2.299% | 5% | 85% | 6.8% | 0.2% | 0.29021 | 0.0020762 | 0.029229 | 0.096757 | 0 | 0 | 0 | 0.083196 | -0.013561 |  | 0.021422 | 0 | 0.021422 | 01. ($9,999.000) to $0.028 | 1 | 0 | 01. ($9,999.00) to $0.22 | 1 | 921.3461 | 1914.5399 | 2732.6084 | 3122.7675 | 4055.0335 | 5055.6641 | 6278.4285 | 6273.9569 | 7941.1176 | 9288.4414 | 9482.8918 | 8691.2887 | 11730.6635 | 13442.0329 | 13651.0682 | 12767.8036 | 14713.9661 | 16128.9361 | 17393.2199 | 16738.8555 | 17617.1192 | 17692.6785 | 18662.0988 | 17135.1875 | 306.5242 | 636.9515 | 909.116 | 1038.9187 | 1349.0758 | 1681.9773 | 2088.7808 | 2087.2932 | 2641.9436 | 3090.187 | 3154.8791 | 2891.5193 | 3902.694 | 4472.0523 | 4541.5966 | 4247.7418 | 4895.2139 | 5365.9626 | 5786.5793 | 5568.8777 | 5861.0687 | 5886.2067 | 6208.7247 | 5700.734 | 84314.6188 | 306.5242 | 943.4756 | 1852.5917 | 2891.5104 | 4240.5862 | 5922.5635 | 8011.3444 | 10098.6375 | 12740.5812 | 15830.7682 | 18985.6472 | 21877.1665 | 25779.8605 | 30251.9128 | 34793.5094 | 39041.2513 | 43936.4651 | 49302.4277 | 55089.007 | 60657.8847 | 66518.9534 | 72405.1601 | 78613.8848 | 84314.6188 | 0 | 0 | 0 | 0 | 0 | 0 | 0 | 0 | 0 | 0 | 0 | 0 | 0 | 0 | 0 | 0 | 0 | 0 | 0 | 0 | 0 | 0 | 0 | 0 | 0 | 0 | 0 | 0 | 0 | 0 | 0 | 0 | 0 | 0 | 0 | 0 | 0 | 0 | 0 | 0 | 0 | 0 | 0 | 0 | 0 | 0 | 0 | 0 | 0 | 0 | 0 | 0 | 0 | 0 | 0 | 0 | 0 | 0 | 0 | 0 | 0 | 0.012995 | 0.039998 | 0.078539 | 0.12258 | 0.17978 | 0.25108 | 0.33963 | 0.42812 | 0.54012 | 0.67113 | 0.80488 | 0.92746 | 1.0929 | 1.2825 | 1.475 | 1.6551 | 1.8626 | 2.0901 | 2.3354 | 2.5715 | 2.82 | 3.0695 | 3.3328 | 3.5744 | 76.652 | 159.2814 | 227.3411 | 259.8007 | 337.3612 | 420.6093 | 522.338 | 521.966 | 660.6665 | 772.758 | 788.9354 | 723.0775 | 975.9402 | 1118.3187 | 1135.7096 | 1062.2258 | 1224.1381 | 1341.8574 | 1447.0403 | 1392.6001 | 1465.6678 | 1471.954 | 1552.6055 | 1425.5732 | 21084.4177 | 0 | 0 | 0 | 0 | 0 | 0 | 0 | 0 | 0 | 0 | 0 | 0 | 0 | 0 | 0 | 0 | 0 | 0 | 0 | 0 | 0.04263% | 0.13068 | 0.40223 | 0.78981 | 1.2327 | 1.8079 | 2.5249 | 3.4155 | 4.3053 | 5.4317 | 6.7491 | 8.0941 | 9.3268 | 10.9907 | 12.8972 | 14.8334 | 16.6443 | 18.7313 | 21.019 | 23.4859 | 25.8601 | 28.3588 | 30.8683 | 33.5152 | 35.9456
| Com-Chiller-Cadmus | M_Input | Cadmus created workbook. Based on the PSE 2014 chiller EUI, 2014 CBSA analysis to determine capacity per sqft by capacity buckets, and costs based on the NEEP Phase 4 Incremental Cost Report for the measure "Commercial Chillers". Baseline cost based on DEER 2008 were used to establish full costs. Costs were interpolated based on the associated efficiency and capacity bucket | 2020 | NR and New | 2022 | 2045 | PSE | Commercial | MiniMart | Electric | Per Building Sqft - Chiller < 150 tons - Air Cooled |  |  | MiniMart Chillers < 150 tons - High Efficiency (Air Cooled) |  | 0.33269 | 20 | 0.088719 | 0 |  | 0 | 0 | 0 | 0 | 0 | 0 | 0 | 0 |  | 0 | 0 | 0 | Cooling | Chillers | Chiller | Chillers LT 150 Tons Air Cooled High | CommCOOL | 0.004239% | 59.08% | 59.08% | 2115.8874 | 1 | 0% | 5% | 85% | 6.8% | 0.2% | 0.29021 | 0.0020762 | 0.029229 | 0.096757 | 0 | 0 | 0 | 0.083196 | -0.013561 |  | 0.021422 | 0 | 0.021422 | 01. ($9,999.000) to $0.028 | 1 | 0 | 01. ($9,999.00) to $0.22 | 1 | 0 | 0 | 0 | 0 | 0 | 0 | 0 | 0 | 0 | 0 | 0 | 0 | 0 | 0 | 0 | 0 | 0 | 0 | 0 | 0 | 0 | 0 | 0 | 0 | 0 | 0 | 0 | 0 | 0 | 0 | 0 | 0 | 0 | 0 | 0 | 0 | 0 | 0 | 0 | 0 | 0 | 0 | 0 | 0 | 0 | 0 | 0 | 0 | 0 | 0 | 0 | 0 | 0 | 0 | 0 | 0 | 0 | 0 | 0 | 0 | 0 | 0 | 0 | 0 | 0 | 0 | 0 | 0 | 0 | 0 | 0 | 0 | 0 | 0 | 0 | 0 | 0 | 0 | 0 | 0 | 0 | 0 | 0 | 0 | 0 | 0 | 0 | 0 | 0 | 0 | 0 | 0 | 0 | 0 | 0 | 0 | 0 | 0 | 0 | 0 | 0 | 0 | 0 | 0 | 0 | 0 | 0 | 0 | 0 | 0 | 0 | 0 | 0 | 0 | 0 | 0 | 0 | 0 | 0 | 0 | 0 | 0 | 0 | 0 | 0 | 0 | 0 | 0 | 0 | 0 | 0 | 0 | 0 | 0 | 0 | 0 | 0 | 0 | 0 | 0 | 0 | 0 | 0 | 0 | 0 | 0 | 0 | 0 | 0 | 0 | 0 | 0 | 0 | 0 | 0 | 0 | 0 | 0 | 0 | 0 | 0 | 0 | 0 | 0 | 0 | 0 | 0 | 0 | 0 | 0 | 0 | 0 | 0 | 0 | 0 | 0 | 0 | 0 | 0 | 0 | 0 | 0 | 0 | 0 | 0 | 0 | 0 | 0 | 0 | 0 | 0 | 0 | 0 | 0 | 0 | 0 | 0 | 0 | 0 | 0 | 0 | 0 | 0 | 0.04263% | 0 | 0 | 0 | 0 | 0 | 0 | 0 | 0 | 0 | 0 | 0 | 0 | 0 | 0 | 0 | 0 | 0 | 0 | 0 | 0 | 0 | 0 | 0 | 0
| Com-Chiller-Cadmus | M_Input | Cadmus created workbook. Based on the PSE 2014 chiller EUI, 2014 CBSA analysis to determine capacity per sqft by capacity buckets, and costs based on the NEEP Phase 4 Incremental Cost Report for the measure "Commercial Chillers". Baseline cost based on DEER 2008 were used to establish full costs. Costs were interpolated based on the associated efficiency and capacity bucket | 2020 | NR and New | 2022 | 2045 | PSE | Commercial | Restaurant | Electric | Per Building Sqft - Chiller < 150 tons - Air Cooled |  |  | Restaurant Chillers < 150 tons - High Efficiency (Air Cooled) |  | 0.33269 | 20 | 0.088719 | 0 |  | 0 | 0 | 0 | 0 | 0 | 0 | 0 | 0 |  | 0 | 0 | 0 | Cooling | Chillers | Chiller | Chillers LT 150 Tons Air Cooled High | CommCOOL | 0.004239% | 51% | 51% | 9726.5895 | 1 | 0% | 5% | 85% | 6.8% | 0.2% | 0.29021 | 0.0020762 | 0.029229 | 0.096757 | 0 | 0 | 0 | 0.083196 | -0.013561 |  | 0.021422 | 0 | 0.021422 | 01. ($9,999.000) to $0.028 | 1 | 0 | 01. ($9,999.00) to $0.22 | 1 | 0 | 0 | 0 | 0 | 0 | 0 | 0 | 0 | 0 | 0 | 0 | 0 | 0 | 0 | 0 | 0 | 0 | 0 | 0 | 0 | 0 | 0 | 0 | 0 | 0 | 0 | 0 | 0 | 0 | 0 | 0 | 0 | 0 | 0 | 0 | 0 | 0 | 0 | 0 | 0 | 0 | 0 | 0 | 0 | 0 | 0 | 0 | 0 | 0 | 0 | 0 | 0 | 0 | 0 | 0 | 0 | 0 | 0 | 0 | 0 | 0 | 0 | 0 | 0 | 0 | 0 | 0 | 0 | 0 | 0 | 0 | 0 | 0 | 0 | 0 | 0 | 0 | 0 | 0 | 0 | 0 | 0 | 0 | 0 | 0 | 0 | 0 | 0 | 0 | 0 | 0 | 0 | 0 | 0 | 0 | 0 | 0 | 0 | 0 | 0 | 0 | 0 | 0 | 0 | 0 | 0 | 0 | 0 | 0 | 0 | 0 | 0 | 0 | 0 | 0 | 0 | 0 | 0 | 0 | 0 | 0 | 0 | 0 | 0 | 0 | 0 | 0 | 0 | 0 | 0 | 0 | 0 | 0 | 0 | 0 | 0 | 0 | 0 | 0 | 0 | 0 | 0 | 0 | 0 | 0 | 0 | 0 | 0 | 0 | 0 | 0 | 0 | 0 | 0 | 0 | 0 | 0 | 0 | 0 | 0 | 0 | 0 | 0 | 0 | 0 | 0 | 0 | 0 | 0 | 0 | 0 | 0 | 0 | 0 | 0 | 0 | 0 | 0 | 0 | 0 | 0 | 0 | 0 | 0 | 0 | 0 | 0 | 0 | 0 | 0 | 0 | 0 | 0 | 0 | 0 | 0 | 0 | 0 | 0 | 0 | 0 | 0 | 0 | 0.04263% | 0 | 0 | 0 | 0 | 0 | 0 | 0 | 0 | 0 | 0 | 0 | 0 | 0 | 0 | 0 | 0 | 0 | 0 | 0 | 0 | 0 | 0 | 0 | 0
| Com-Chiller-Cadmus | M_Input | Cadmus created workbook. Based on the PSE 2014 chiller EUI, 2014 CBSA analysis to determine capacity per sqft by capacity buckets, and costs based on the NEEP Phase 4 Incremental Cost Report for the measure "Commercial Chillers". Baseline cost based on DEER 2008 were used to establish full costs. Costs were interpolated based on the associated efficiency and capacity bucket | 2020 | NR and New | 2022 | 2045 | PSE | Commercial | Lodging | Electric | Per Building Sqft - Chiller < 150 tons - Air Cooled |  |  | Lodging Chillers < 150 tons - High Efficiency (Air Cooled) |  | 0.33269 | 20 | 0.2003 | 0 |  | 0 | 0 | 0 | 0 | 0 | 0 | 0 | 0 |  | 0 | 0 | 0 | Cooling | Chillers | Chiller | Chillers LT 150 Tons Air Cooled High | CommCOOL | 0.004239% | 27.07% | 27.07% | 31385.388 | 1 | 18.6% | 5% | 85% | 6.8% | 0.2% | 0.29021 | 0.0020762 | 0.029229 | 0.21845 | 0 | 0 | 0 | 0.2272 | 0.0087547 |  | 0.058501 | 0 | 0.058501 | 03. $0.055 to $0.062 | 1 | 0 | 01. ($9,999.00) to $0.22 | 1 | 2557.459 | 5321.6444 | 7597.188 | 8672.3613 | 11278.0412 | 14080.4269 | 17512.3794 | 17493.3707 | 22184.6631 | 25979.5328 | 26532.6442 | 24313.6027 | 32883.9622 | 37719.3569 | 38328.9419 | 35867.0567 | 41374.6664 | 45390.4204 | 48985.5278 | 47182.519 | 49693.1364 | 49943.5435 | 52710.1581 | 48448.4219 | 850.8453 | 1770.4667 | 2527.5211 | 2885.2223 | 3752.1103 | 4684.4407 | 5826.2227 | 5819.8986 | 7380.6525 | 8643.174 | 8827.1896 | 8088.9329 | 10940.2201 | 12548.9156 | 12751.7195 | 11932.6708 | 13765.0066 | 15101.0145 | 16297.0768 | 15697.2308 | 16532.4923 | 16615.8006 | 17536.2302 | 16118.3861 | 236893.4405 | 850.8453 | 2621.312 | 5148.8331 | 8034.0554 | 11786.1657 | 16470.6064 | 22296.829 | 28116.7276 | 35497.3801 | 44140.5541 | 52967.7437 | 61056.6766 | 71996.8967 | 84545.8123 | 97297.5318 | 109230.2026 | 122995.2092 | 138096.2237 | 154393.3005 | 170090.5313 | 186623.0235 | 203238.8241 | 220775.0544 | 236893.4405 | 0 | 0 | 0 | 0 | 0 | 0 | 0 | 0 | 0 | 0 | 0 | 0 | 0 | 0 | 0 | 0 | 0 | 0 | 0 | 0 | 0 | 0 | 0 | 0 | 0 | 0 | 0 | 0 | 0 | 0 | 0 | 0 | 0 | 0 | 0 | 0 | 0 | 0 | 0 | 0 | 0 | 0 | 0 | 0 | 0 | 0 | 0 | 0 | 0 | 0 | 0 | 0 | 0 | 0 | 0 | 0 | 0 | 0 | 0 | 0 | 0 | 0.036071 | 0.11113 | 0.21828 | 0.3406 | 0.49966 | 0.69825 | 0.94525 | 1.192 | 1.5049 | 1.8713 | 2.2455 | 2.5884 | 3.0522 | 3.5842 | 4.1248 | 4.6307 | 5.2143 | 5.8544 | 6.5453 | 7.2108 | 7.9117 | 8.6161 | 9.3595 | 10.0428 | 581.0557 | 1209.0797 | 1726.084 | 1970.3638 | 2562.3753 | 3199.0784 | 3978.8194 | 3974.5006 | 5040.364 | 5902.5599 | 6028.227 | 5524.0599 | 7471.2489 | 8569.8524 | 8708.3504 | 8149.0091 | 9400.3402 | 10312.721 | 11129.5308 | 10719.8865 | 11290.2998 | 11347.1924 | 11975.7683 | 11007.5001 | 161778.2676 | 0 | 0 | 0 | 0 | 0 | 0 | 0 | 0 | 0 | 0 | 0 | 0 | 0 | 0 | 0 | 0 | 0 | 0 | 0 | 0 | 0.04263% | 0.36274 | 1.1175 | 2.1951 | 3.4251 | 5.0248 | 7.0219 | 9.5057 | 11.9869 | 15.1335 | 18.8183 | 22.5816 | 26.0301 | 30.6942 | 36.0442 | 41.4806 | 46.5678 | 52.4362 | 58.8742 | 65.8221 | 72.5142 | 79.5625 | 86.6462 | 94.1224 | 100.9941
| Com-Chiller-Cadmus | M_Input | Cadmus created workbook. Based on the PSE 2014 chiller EUI, 2014 CBSA analysis to determine capacity per sqft by capacity buckets, and costs based on the NEEP Phase 4 Incremental Cost Report for the measure "Commercial Chillers". Baseline cost based on DEER 2008 were used to establish full costs. Costs were interpolated based on the associated efficiency and capacity bucket | 2020 | NR and New | 2022 | 2045 | PSE | Commercial | Hospital | Electric | Per Building Sqft - Chiller < 150 tons - Air Cooled |  |  | Hospital Chillers < 150 tons - High Efficiency (Air Cooled) |  | 0.34809 | 20 | 0.12036 | 0 |  | 0 | 0 | 0 | 0 | 0 | 0 | 0 | 0 |  | 0 | 0 | 0 | Cooling | Chillers | Chiller | Chillers LT 150 Tons Air Cooled High | CommCOOL | 0.004239% | 22.77% | 22.77% | 80978.5882 | 1 | 43.15% | 5% | 85% | 6.8% | 0.2% | 0.30365 | 0.0021723 | 0.030582 | 0.13126 | 0 | 0 | 0 | 0.12258 | -0.0086823 |  | 0.030167 | 0 | 0.030167 | 02. $0.028 to $0.055 | 1 | 0 | 01. ($9,999.00) to $0.22 | 1 | 1165.0972 | 2423.0664 | 3458.8893 | 3950.1358 | 5134.0012 | 6406.2339 | 7962.9442 | 7955.5133 | 10081.2978 | 11800.2567 | 12049.8759 | 11042.9122 | 14923.2502 | 17110.8328 | 17383.2974 | 16263.6098 | 18753.7363 | 20567.3491 | 22189.7527 | 21365.9803 | 22496.6206 | 22603.3563 | 23850.0781 | 21912.7538 | 405.5589 | 843.4456 | 1204.0053 | 1375.0034 | 1787.0953 | 2229.947 | 2771.8225 | 2769.2359 | 3509.2006 | 4107.5532 | 4194.4432 | 3843.9291 | 5194.6365 | 5956.1125 | 6050.9548 | 5661.2025 | 6527.991 | 7159.2918 | 7724.0346 | 7437.2875 | 7830.8522 | 7868.0059 | 8301.9775 | 7627.614 | 112381.2009 | 405.5589 | 1249.0044 | 2453.0098 | 3828.0132 | 5615.1085 | 7845.0555 | 10616.878 | 13386.1139 | 16895.3144 | 21002.8677 | 25197.3109 | 29041.24 | 34235.8765 | 40191.989 | 46242.9438 | 51904.1463 | 58432.1374 | 65591.4292 | 73315.4638 | 80752.7513 | 88583.6035 | 96451.6094 | 104753.5869 | 112381.2009 | 0 | 0 | 0 | 0 | 0 | 0 | 0 | 0 | 0 | 0 | 0 | 0 | 0 | 0 | 0 | 0 | 0 | 0 | 0 | 0 | 0 | 0 | 0 | 0 | 0 | 0 | 0 | 0 | 0 | 0 | 0 | 0 | 0 | 0 | 0 | 0 | 0 | 0 | 0 | 0 | 0 | 0 | 0 | 0 | 0 | 0 | 0 | 0 | 0 | 0 | 0 | 0 | 0 | 0 | 0 | 0 | 0 | 0 | 0 | 0 | 0 | 0.017193 | 0.05295 | 0.10399 | 0.16228 | 0.23805 | 0.33258 | 0.45009 | 0.56749 | 0.71626 | 0.89039 | 1.0682 | 1.2312 | 1.4514 | 1.7039 | 1.9604 | 2.2004 | 2.4772 | 2.7807 | 3.1081 | 3.4234 | 3.7554 | 4.089 | 4.4409 | 4.7643 | 142.8187 | 297.0218 | 423.9939 | 484.2114 | 629.3307 | 785.2822 | 976.1052 | 975.1943 | 1235.775 | 1446.4866 | 1477.0852 | 1353.6506 | 1829.3061 | 2097.4621 | 2130.8611 | 1993.6087 | 2298.8508 | 2521.1651 | 2720.0409 | 2619.0621 | 2757.6571 | 2770.7408 | 2923.5652 | 2686.0861 | 39575.3619 | 0 | 0 | 0 | 0 | 0 | 0 | 0 | 0 | 0 | 0 | 0 | 0 | 0 | 0 | 0 | 0 | 0 | 0 | 0 | 0 | 0.04263% | 0.1729 | 0.53248 | 1.0458 | 1.632 | 2.3939 | 3.3446 | 4.5263 | 5.7069 | 7.2029 | 8.9541 | 10.7423 | 12.3811 | 14.5957 | 17.1349 | 19.7146 | 22.1281 | 24.9112 | 27.9634 | 31.2564 | 34.4271 | 37.7656 | 41.1199 | 44.6593 | 47.9112
| Com-Chiller-Cadmus | M_Input | Cadmus created workbook. Based on the PSE 2014 chiller EUI, 2014 CBSA analysis to determine capacity per sqft by capacity buckets, and costs based on the NEEP Phase 4 Incremental Cost Report for the measure "Commercial Chillers". Baseline cost based on DEER 2008 were used to establish full costs. Costs were interpolated based on the associated efficiency and capacity bucket | 2020 | NR and New | 2022 | 2045 | PSE | Commercial | Residential Care | Electric | Per Building Sqft - Chiller < 150 tons - Air Cooled |  |  | Residential Care Chillers < 150 tons - High Efficiency (Air Cooled) |  | 0.33269 | 20 | 0.12036 | 0 |  | 0 | 0 | 0 | 0 | 0 | 0 | 0 | 0 |  | 0 | 0 | 0 | Cooling | Chillers | Chiller | Chillers LT 150 Tons Water Cooled High | CommCOOL | 0.004239% | 6.763% | 6.763% | 89213.7828 | 1 | 4.148% | 5% | 85% | 6.8% | 0.2% | 0.29021 | 0.0020762 | 0.029229 | 0.13126 | 0 | 0 | 0 | 0.12403 | -0.0072334 |  | 0.031936 | 0 | 0.031936 | 02. $0.028 to $0.055 | 1 | 0 | 01. ($9,999.00) to $0.22 | 1 | 158.7846 | 330.2261 | 471.3926 | 538.3418 | 699.6842 | 873.0697 | 1085.225 | 1084.2122 | 1373.9235 | 1608.1907 | 1642.2099 | 1504.9765 | 2033.806 | 2331.9393 | 2369.072 | 2216.4761 | 2555.8414 | 2803.0085 | 3024.1168 | 2911.8495 | 3065.9381 | 3080.4845 | 3250.3933 | 2986.3662 | 52.8263 | 109.8635 | 156.8284 | 179.1018 | 232.7791 | 290.463 | 361.0453 | 360.7084 | 457.0929 | 535.0317 | 546.3496 | 500.6931 | 676.6303 | 775.8168 | 788.1705 | 737.4031 | 850.3071 | 932.5376 | 1006.0985 | 968.7481 | 1020.0121 | 1024.8515 | 1081.3787 | 993.5391 | 14638.2764 | 52.8263 | 162.6898 | 319.5182 | 498.62 | 731.3991 | 1021.8621 | 1382.9074 | 1743.6158 | 2200.7087 | 2735.7403 | 3282.0899 | 3782.783 | 4459.4133 | 5235.2301 | 6023.4006 | 6760.8037 | 7611.1109 | 8543.6485 | 9549.7469 | 10518.495 | 11538.507 | 12563.3586 | 13644.7373 | 14638.2764 | 0 | 0 | 0 | 0 | 0 | 0 | 0 | 0 | 0 | 0 | 0 | 0 | 0 | 0 | 0 | 0 | 0 | 0 | 0 | 0 | 0 | 0 | 0 | 0 | 0 | 0 | 0 | 0 | 0 | 0 | 0 | 0 | 0 | 0 | 0 | 0 | 0 | 0 | 0 | 0 | 0 | 0 | 0 | 0 | 0 | 0 | 0 | 0 | 0 | 0 | 0 | 0 | 0 | 0 | 0 | 0 | 0 | 0 | 0 | 0 | 0 | 0.0022395 | 0.0068971 | 0.013546 | 0.021138 | 0.031007 | 0.043321 | 0.058627 | 0.073919 | 0.093297 | 0.11598 | 0.13914 | 0.16037 | 0.18905 | 0.22194 | 0.25536 | 0.28662 | 0.32267 | 0.3622 | 0.40485 | 0.44592 | 0.48916 | 0.53261 | 0.57845 | 0.62057 | 19.694 | 40.9579 | 58.4668 | 66.7705 | 86.7818 | 108.2867 | 134.6003 | 134.4747 | 170.4076 | 199.4637 | 203.6831 | 186.6621 | 252.2527 | 289.2302 | 293.8358 | 274.9093 | 317.0007 | 347.6569 | 375.0809 | 361.1564 | 380.268 | 382.0722 | 403.1459 | 370.3987 | 5457.2569 | 0 | 0 | 0 | 0 | 0 | 0 | 0 | 0 | 0 | 0 | 0 | 0 | 0 | 0 | 0 | 0 | 0 | 0 | 0 | 0 | 0.04263% | 0.022521 | 0.069359 | 0.13622 | 0.21258 | 0.31182 | 0.43565 | 0.58957 | 0.74335 | 0.93822 | 1.1663 | 1.3992 | 1.6127 | 1.9012 | 2.2319 | 2.5679 | 2.8823 | 3.2448 | 3.6424 | 4.0713 | 4.4843 | 4.9192 | 5.3561 | 5.8171 | 6.2407
| Com-Chiller-Cadmus | M_Input | Cadmus created workbook. Based on the PSE 2014 chiller EUI, 2014 CBSA analysis to determine capacity per sqft by capacity buckets, and costs based on the NEEP Phase 4 Incremental Cost Report for the measure "Commercial Chillers". Baseline cost based on DEER 2008 were used to establish full costs. Costs were interpolated based on the associated efficiency and capacity bucket | 2020 | NR and New | 2022 | 2045 | PSE | Commercial | Large Off | Electric | Per Building Sqft - Chiller < 150 tons - Water Cooled |  |  | Large Off Chillers < 150 tons (screw) - High Efficiency (Water Cooled) |  | 0.024432 | 20 | 0.020681 | 0 |  | 0 | 0 | 0 | 0 | 0 | 0 | 0 | 0 |  | 0 | 0 | 0 | Cooling | Chillers | Chiller | Chillers LT 150 Tons Water Cooled High | CommCOOL | 0.004239% | 22.96% | 22.96% | 229881.7404 | 1 | 19.7% | 5% | 85% | 6.8% | 0.2% | 0.021313 | 0.00015247 | 0.0021465 | 0.022554 | 0 | 0 | 0 | 0.024391 | 0.0018371 |  | 0.085521 | 0 | 0.085521 | 07. $0.085 to $0.115 | 1 | 0 | 01. ($9,999.00) to $0.22 | 1 | 6111.4865 | 12729.0235 | 18174.4267 | 20730.0306 | 26986.1212 | 33723.803 | 41987.6197 | 41930.07 | 53246.4525 | 62406.1371 | 63749.119 | 58408.6187 | 79112.3228 | 90808.8852 | 92313.6981 | 86412.4351 | 99749.9114 | 109493.2285 | 118227.4448 | 113940.4978 | 120062.461 | 120729.4926 | 127468.4016 | 117245.5513 | 149.3174 | 310.9989 | 444.0424 | 506.4816 | 659.332 | 823.9488 | 1025.8526 | 1024.4465 | 1300.9313 | 1524.7232 | 1557.5352 | 1427.0547 | 1932.8931 | 2218.6666 | 2255.4326 | 2111.2514 | 2437.1161 | 2675.1674 | 2888.564 | 2783.8242 | 2933.3976 | 2949.6947 | 3114.3415 | 2864.5742 | 41919.588 | 149.3174 | 460.3163 | 904.3587 | 1410.8402 | 2070.1722 | 2894.1211 | 3919.9737 | 4944.4202 | 6245.3515 | 7770.0747 | 9327.6099 | 10754.6646 | 12687.5577 | 14906.2243 | 17161.6569 | 19272.9082 | 21710.0243 | 24385.1917 | 27273.7557 | 30057.5799 | 32990.9776 | 35940.6723 | 39055.0138 | 41919.588 | 0 | 0 | 0 | 0 | 0 | 0 | 0 | 0 | 0 | 0 | 0 | 0 | 0 | 0 | 0 | 0 | 0 | 0 | 0 | 0 | 0 | 0 | 0 | 0 | 0 | 0 | 0 | 0 | 0 | 0 | 0 | 0 | 0 | 0 | 0 | 0 | 0 | 0 | 0 | 0 | 0 | 0 | 0 | 0 | 0 | 0 | 0 | 0 | 0 | 0 | 0 | 0 | 0 | 0 | 0 | 0 | 0 | 0 | 0 | 0 | 0 | 0.0063302 | 0.019515 | 0.038339 | 0.059811 | 0.087763 | 0.12269 | 0.16618 | 0.20961 | 0.26477 | 0.3294 | 0.39543 | 0.45593 | 0.53788 | 0.63193 | 0.72755 | 0.81705 | 0.92037 | 1.0338 | 1.1562 | 1.2743 | 1.3986 | 1.5237 | 1.6557 | 1.7771 | 149.0679 | 310.4791 | 443.3003 | 505.6351 | 658.2301 | 822.5718 | 1024.1381 | 1022.7344 | 1298.7571 | 1522.1749 | 1554.9322 | 1424.6697 | 1929.6627 | 2214.9586 | 2251.6631 | 2107.7229 | 2433.043 | 2670.6964 | 2883.7365 | 2779.1717 | 2928.4951 | 2944.765 | 3109.1366 | 2859.7867 | 41849.5289 | 0 | 0 | 0 | 0 | 0 | 0 | 0 | 0 | 0 | 0 | 0 | 0 | 0 | 0 | 0 | 0 | 0 | 0 | 0 | 0 | 0.04263% | 0.063658 | 0.19625 | 0.38555 | 0.60148 | 0.88257 | 1.2338 | 1.6712 | 2.1079 | 2.6626 | 3.3126 | 3.9766 | 4.585 | 5.4091 | 6.3549 | 7.3165 | 8.2166 | 9.2556 | 10.3961 | 11.6275 | 12.8144 | 14.0649 | 15.3225 | 16.6502 | 17.8715
| Com-Chiller-Cadmus | M_Input | Cadmus created workbook. Based on the PSE 2014 chiller EUI, 2014 CBSA analysis to determine capacity per sqft by capacity buckets, and costs based on the NEEP Phase 4 Incremental Cost Report for the measure "Commercial Chillers". Baseline cost based on DEER 2008 were used to establish full costs. Costs were interpolated based on the associated efficiency and capacity bucket | 2020 | NR and New | 2022 | 2045 | PSE | Commercial | Medium Off | Electric | Per Building Sqft - Chiller < 150 tons - Water Cooled |  |  | Medium Off Chillers < 150 tons (screw) - High Efficiency (Water Cooled) |  | 0.024432 | 20 | 0.020681 | 0 |  | 0 | 0 | 0 | 0 | 0 | 0 | 0 | 0 |  | 0 | 0 | 0 | Cooling | Chillers | Chiller | Chillers LT 150 Tons Water Cooled High | CommCOOL | 0.004239% | 22.96% | 22.96% | 41759.2514 | 1 | 0% | 5% | 85% | 6.8% | 0.2% | 0.021313 | 0.00015247 | 0.0021465 | 0.022554 | 0 | 0 | 0 | 0.024391 | 0.0018371 |  | 0.085521 | 0 | 0.085521 | 07. $0.085 to $0.115 | 1 | 0 | 01. ($9,999.00) to $0.22 | 1 | 0 | 0 | 0 | 0 | 0 | 0 | 0 | 0 | 0 | 0 | 0 | 0 | 0 | 0 | 0 | 0 | 0 | 0 | 0 | 0 | 0 | 0 | 0 | 0 | 0 | 0 | 0 | 0 | 0 | 0 | 0 | 0 | 0 | 0 | 0 | 0 | 0 | 0 | 0 | 0 | 0 | 0 | 0 | 0 | 0 | 0 | 0 | 0 | 0 | 0 | 0 | 0 | 0 | 0 | 0 | 0 | 0 | 0 | 0 | 0 | 0 | 0 | 0 | 0 | 0 | 0 | 0 | 0 | 0 | 0 | 0 | 0 | 0 | 0 | 0 | 0 | 0 | 0 | 0 | 0 | 0 | 0 | 0 | 0 | 0 | 0 | 0 | 0 | 0 | 0 | 0 | 0 | 0 | 0 | 0 | 0 | 0 | 0 | 0 | 0 | 0 | 0 | 0 | 0 | 0 | 0 | 0 | 0 | 0 | 0 | 0 | 0 | 0 | 0 | 0 | 0 | 0 | 0 | 0 | 0 | 0 | 0 | 0 | 0 | 0 | 0 | 0 | 0 | 0 | 0 | 0 | 0 | 0 | 0 | 0 | 0 | 0 | 0 | 0 | 0 | 0 | 0 | 0 | 0 | 0 | 0 | 0 | 0 | 0 | 0 | 0 | 0 | 0 | 0 | 0 | 0 | 0 | 0 | 0 | 0 | 0 | 0 | 0 | 0 | 0 | 0 | 0 | 0 | 0 | 0 | 0 | 0 | 0 | 0 | 0 | 0 | 0 | 0 | 0 | 0 | 0 | 0 | 0 | 0 | 0 | 0 | 0 | 0 | 0 | 0 | 0 | 0 | 0 | 0 | 0 | 0 | 0 | 0 | 0 | 0 | 0 | 0 | 0 | 0.04263% | 0 | 0 | 0 | 0 | 0 | 0 | 0 | 0 | 0 | 0 | 0 | 0 | 0 | 0 | 0 | 0 | 0 | 0 | 0 | 0 | 0 | 0 | 0 | 0
| Com-Chiller-Cadmus | M_Input | Cadmus created workbook. Based on the PSE 2014 chiller EUI, 2014 CBSA analysis to determine capacity per sqft by capacity buckets, and costs based on the NEEP Phase 4 Incremental Cost Report for the measure "Commercial Chillers". Baseline cost based on DEER 2008 were used to establish full costs. Costs were interpolated based on the associated efficiency and capacity bucket | 2020 | NR and New | 2022 | 2045 | PSE | Commercial | Small Off | Electric | Per Building Sqft - Chiller < 150 tons - Water Cooled |  |  | Small Off Chillers < 150 tons (screw) - High Efficiency (Water Cooled) |  | 0.024432 | 20 | 0.020681 | 0 |  | 0 | 0 | 0 | 0 | 0 | 0 | 0 | 0 |  | 0 | 0 | 0 | Cooling | Chillers | Chiller | Chillers LT 150 Tons Water Cooled High | CommCOOL | 0.004239% | 22.96% | 22.96% | 4797.7732 | 1 | 0% | 5% | 85% | 6.8% | 0.2% | 0.021313 | 0.00015247 | 0.0021465 | 0.022554 | 0 | 0 | 0 | 0.024391 | 0.0018371 |  | 0.085521 | 0 | 0.085521 | 07. $0.085 to $0.115 | 1 | 0 | 01. ($9,999.00) to $0.22 | 1 | 0 | 0 | 0 | 0 | 0 | 0 | 0 | 0 | 0 | 0 | 0 | 0 | 0 | 0 | 0 | 0 | 0 | 0 | 0 | 0 | 0 | 0 | 0 | 0 | 0 | 0 | 0 | 0 | 0 | 0 | 0 | 0 | 0 | 0 | 0 | 0 | 0 | 0 | 0 | 0 | 0 | 0 | 0 | 0 | 0 | 0 | 0 | 0 | 0 | 0 | 0 | 0 | 0 | 0 | 0 | 0 | 0 | 0 | 0 | 0 | 0 | 0 | 0 | 0 | 0 | 0 | 0 | 0 | 0 | 0 | 0 | 0 | 0 | 0 | 0 | 0 | 0 | 0 | 0 | 0 | 0 | 0 | 0 | 0 | 0 | 0 | 0 | 0 | 0 | 0 | 0 | 0 | 0 | 0 | 0 | 0 | 0 | 0 | 0 | 0 | 0 | 0 | 0 | 0 | 0 | 0 | 0 | 0 | 0 | 0 | 0 | 0 | 0 | 0 | 0 | 0 | 0 | 0 | 0 | 0 | 0 | 0 | 0 | 0 | 0 | 0 | 0 | 0 | 0 | 0 | 0 | 0 | 0 | 0 | 0 | 0 | 0 | 0 | 0 | 0 | 0 | 0 | 0 | 0 | 0 | 0 | 0 | 0 | 0 | 0 | 0 | 0 | 0 | 0 | 0 | 0 | 0 | 0 | 0 | 0 | 0 | 0 | 0 | 0 | 0 | 0 | 0 | 0 | 0 | 0 | 0 | 0 | 0 | 0 | 0 | 0 | 0 | 0 | 0 | 0 | 0 | 0 | 0 | 0 | 0 | 0 | 0 | 0 | 0 | 0 | 0 | 0 | 0 | 0 | 0 | 0 | 0 | 0 | 0 | 0 | 0 | 0 | 0 | 0.04263% | 0 | 0 | 0 | 0 | 0 | 0 | 0 | 0 | 0 | 0 | 0 | 0 | 0 | 0 | 0 | 0 | 0 | 0 | 0 | 0 | 0 | 0 | 0 | 0
| Com-Chiller-Cadmus | M_Input | Cadmus created workbook. Based on the PSE 2014 chiller EUI, 2014 CBSA analysis to determine capacity per sqft by capacity buckets, and costs based on the NEEP Phase 4 Incremental Cost Report for the measure "Commercial Chillers". Baseline cost based on DEER 2008 were used to establish full costs. Costs were interpolated based on the associated efficiency and capacity bucket | 2020 | NR and New | 2022 | 2045 | PSE | Commercial | Xlarge Ret | Electric | Per Building Sqft - Chiller < 150 tons - Water Cooled |  |  | XLarge Ret Chillers < 150 tons (screw) - High Efficiency (Water Cooled) |  | 0.020793 | 20 | 0.02503 | 0 |  | 0 | 0 | 0 | 0 | 0 | 0 | 0 | 0 |  | 0 | 0 | 0 | Cooling | Chillers | Chiller | Chillers LT 150 Tons Water Cooled High | CommCOOL | 0.004239% | 47.57% | 47.57% | 280351.2881 | 1 | 0% | 5% | 85% | 6.8% | 0.2% | 0.018138 | 0.00012976 | 0.0018268 | 0.027297 | 0 | 0 | 0 | 0.030347 | 0.0030494 |  | 0.12502 | 0 | 0.12502 | 08. $0.115 to $0.130 | 1 | 0 | 01. ($9,999.00) to $0.22 | 1 | 0 | 0 | 0 | 0 | 0 | 0 | 0 | 0 | 0 | 0 | 0 | 0 | 0 | 0 | 0 | 0 | 0 | 0 | 0 | 0 | 0 | 0 | 0 | 0 | 0 | 0 | 0 | 0 | 0 | 0 | 0 | 0 | 0 | 0 | 0 | 0 | 0 | 0 | 0 | 0 | 0 | 0 | 0 | 0 | 0 | 0 | 0 | 0 | 0 | 0 | 0 | 0 | 0 | 0 | 0 | 0 | 0 | 0 | 0 | 0 | 0 | 0 | 0 | 0 | 0 | 0 | 0 | 0 | 0 | 0 | 0 | 0 | 0 | 0 | 0 | 0 | 0 | 0 | 0 | 0 | 0 | 0 | 0 | 0 | 0 | 0 | 0 | 0 | 0 | 0 | 0 | 0 | 0 | 0 | 0 | 0 | 0 | 0 | 0 | 0 | 0 | 0 | 0 | 0 | 0 | 0 | 0 | 0 | 0 | 0 | 0 | 0 | 0 | 0 | 0 | 0 | 0 | 0 | 0 | 0 | 0 | 0 | 0 | 0 | 0 | 0 | 0 | 0 | 0 | 0 | 0 | 0 | 0 | 0 | 0 | 0 | 0 | 0 | 0 | 0 | 0 | 0 | 0 | 0 | 0 | 0 | 0 | 0 | 0 | 0 | 0 | 0 | 0 | 0 | 0 | 0 | 0 | 0 | 0 | 0 | 0 | 0 | 0 | 0 | 0 | 0 | 0 | 0 | 0 | 0 | 0 | 0 | 0 | 0 | 0 | 0 | 0 | 0 | 0 | 0 | 0 | 0 | 0 | 0 | 0 | 0 | 0 | 0 | 0 | 0 | 0 | 0 | 0 | 0 | 0 | 0 | 0 | 0 | 0 | 0 | 0 | 0 | 0 | 0.04263% | 0 | 0 | 0 | 0 | 0 | 0 | 0 | 0 | 0 | 0 | 0 | 0 | 0 | 0 | 0 | 0 | 0 | 0 | 0 | 0 | 0 | 0 | 0 | 0
| Com-Chiller-Cadmus | M_Input | Cadmus created workbook. Based on the PSE 2014 chiller EUI, 2014 CBSA analysis to determine capacity per sqft by capacity buckets, and costs based on the NEEP Phase 4 Incremental Cost Report for the measure "Commercial Chillers". Baseline cost based on DEER 2008 were used to establish full costs. Costs were interpolated based on the associated efficiency and capacity bucket | 2020 | NR and New | 2022 | 2045 | PSE | Commercial | Large Ret | Electric | Per Building Sqft - Chiller < 150 tons - Water Cooled |  |  | Large Ret Chillers < 150 tons (screw) - High Efficiency (Water Cooled) |  | 0.020793 | 20 | 0.02503 | 0 |  | 0 | 0 | 0 | 0 | 0 | 0 | 0 | 0 |  | 0 | 0 | 0 | Cooling | Chillers | Chiller | Chillers LT 150 Tons Water Cooled High | CommCOOL | 0.004239% | 47.57% | 47.57% | 94425.5221 | 1 | 0% | 5% | 85% | 6.8% | 0.2% | 0.018138 | 0.00012976 | 0.0018268 | 0.027297 | 0 | 0 | 0 | 0.030347 | 0.0030494 |  | 0.12502 | 0 | 0.12502 | 08. $0.115 to $0.130 | 1 | 0 | 01. ($9,999.00) to $0.22 | 1 | 0 | 0 | 0 | 0 | 0 | 0 | 0 | 0 | 0 | 0 | 0 | 0 | 0 | 0 | 0 | 0 | 0 | 0 | 0 | 0 | 0 | 0 | 0 | 0 | 0 | 0 | 0 | 0 | 0 | 0 | 0 | 0 | 0 | 0 | 0 | 0 | 0 | 0 | 0 | 0 | 0 | 0 | 0 | 0 | 0 | 0 | 0 | 0 | 0 | 0 | 0 | 0 | 0 | 0 | 0 | 0 | 0 | 0 | 0 | 0 | 0 | 0 | 0 | 0 | 0 | 0 | 0 | 0 | 0 | 0 | 0 | 0 | 0 | 0 | 0 | 0 | 0 | 0 | 0 | 0 | 0 | 0 | 0 | 0 | 0 | 0 | 0 | 0 | 0 | 0 | 0 | 0 | 0 | 0 | 0 | 0 | 0 | 0 | 0 | 0 | 0 | 0 | 0 | 0 | 0 | 0 | 0 | 0 | 0 | 0 | 0 | 0 | 0 | 0 | 0 | 0 | 0 | 0 | 0 | 0 | 0 | 0 | 0 | 0 | 0 | 0 | 0 | 0 | 0 | 0 | 0 | 0 | 0 | 0 | 0 | 0 | 0 | 0 | 0 | 0 | 0 | 0 | 0 | 0 | 0 | 0 | 0 | 0 | 0 | 0 | 0 | 0 | 0 | 0 | 0 | 0 | 0 | 0 | 0 | 0 | 0 | 0 | 0 | 0 | 0 | 0 | 0 | 0 | 0 | 0 | 0 | 0 | 0 | 0 | 0 | 0 | 0 | 0 | 0 | 0 | 0 | 0 | 0 | 0 | 0 | 0 | 0 | 0 | 0 | 0 | 0 | 0 | 0 | 0 | 0 | 0 | 0 | 0 | 0 | 0 | 0 | 0 | 0 | 0.04263% | 0 | 0 | 0 | 0 | 0 | 0 | 0 | 0 | 0 | 0 | 0 | 0 | 0 | 0 | 0 | 0 | 0 | 0 | 0 | 0 | 0 | 0 | 0 | 0
| Com-Chiller-Cadmus | M_Input | Cadmus created workbook. Based on the PSE 2014 chiller EUI, 2014 CBSA analysis to determine capacity per sqft by capacity buckets, and costs based on the NEEP Phase 4 Incremental Cost Report for the measure "Commercial Chillers". Baseline cost based on DEER 2008 were used to establish full costs. Costs were interpolated based on the associated efficiency and capacity bucket | 2020 | NR and New | 2022 | 2045 | PSE | Commercial | Medium Ret | Electric | Per Building Sqft - Chiller < 150 tons - Water Cooled |  |  | Medium Ret Chillers < 150 tons (screw) - High Efficiency (Water Cooled) |  | 0.020793 | 20 | 0.02503 | 0 |  | 0 | 0 | 0 | 0 | 0 | 0 | 0 | 0 |  | 0 | 0 | 0 | Cooling | Chillers | Chiller | Chillers LT 150 Tons Water Cooled High | CommCOOL | 0.004239% | 47.57% | 47.57% | 13333.1618 | 1 | 0% | 5% | 85% | 6.8% | 0.2% | 0.018138 | 0.00012976 | 0.0018268 | 0.027297 | 0 | 0 | 0 | 0.030347 | 0.0030494 |  | 0.12502 | 0 | 0.12502 | 08. $0.115 to $0.130 | 1 | 0 | 01. ($9,999.00) to $0.22 | 1 | 0 | 0 | 0 | 0 | 0 | 0 | 0 | 0 | 0 | 0 | 0 | 0 | 0 | 0 | 0 | 0 | 0 | 0 | 0 | 0 | 0 | 0 | 0 | 0 | 0 | 0 | 0 | 0 | 0 | 0 | 0 | 0 | 0 | 0 | 0 | 0 | 0 | 0 | 0 | 0 | 0 | 0 | 0 | 0 | 0 | 0 | 0 | 0 | 0 | 0 | 0 | 0 | 0 | 0 | 0 | 0 | 0 | 0 | 0 | 0 | 0 | 0 | 0 | 0 | 0 | 0 | 0 | 0 | 0 | 0 | 0 | 0 | 0 | 0 | 0 | 0 | 0 | 0 | 0 | 0 | 0 | 0 | 0 | 0 | 0 | 0 | 0 | 0 | 0 | 0 | 0 | 0 | 0 | 0 | 0 | 0 | 0 | 0 | 0 | 0 | 0 | 0 | 0 | 0 | 0 | 0 | 0 | 0 | 0 | 0 | 0 | 0 | 0 | 0 | 0 | 0 | 0 | 0 | 0 | 0 | 0 | 0 | 0 | 0 | 0 | 0 | 0 | 0 | 0 | 0 | 0 | 0 | 0 | 0 | 0 | 0 | 0 | 0 | 0 | 0 | 0 | 0 | 0 | 0 | 0 | 0 | 0 | 0 | 0 | 0 | 0 | 0 | 0 | 0 | 0 | 0 | 0 | 0 | 0 | 0 | 0 | 0 | 0 | 0 | 0 | 0 | 0 | 0 | 0 | 0 | 0 | 0 | 0 | 0 | 0 | 0 | 0 | 0 | 0 | 0 | 0 | 0 | 0 | 0 | 0 | 0 | 0 | 0 | 0 | 0 | 0 | 0 | 0 | 0 | 0 | 0 | 0 | 0 | 0 | 0 | 0 | 0 | 0 | 0.04263% | 0 | 0 | 0 | 0 | 0 | 0 | 0 | 0 | 0 | 0 | 0 | 0 | 0 | 0 | 0 | 0 | 0 | 0 | 0 | 0 | 0 | 0 | 0 | 0
| Com-Chiller-Cadmus | M_Input | Cadmus created workbook. Based on the PSE 2014 chiller EUI, 2014 CBSA analysis to determine capacity per sqft by capacity buckets, and costs based on the NEEP Phase 4 Incremental Cost Report for the measure "Commercial Chillers". Baseline cost based on DEER 2008 were used to establish full costs. Costs were interpolated based on the associated efficiency and capacity bucket | 2020 | NR and New | 2022 | 2045 | PSE | Commercial | Small Ret | Electric | Per Building Sqft - Chiller < 150 tons - Water Cooled |  |  | Small Ret Chillers < 150 tons (screw) - High Efficiency (Water Cooled) |  | 0.020793 | 20 | 0.02503 | 0 |  | 0 | 0 | 0 | 0 | 0 | 0 | 0 | 0 |  | 0 | 0 | 0 | Cooling | Chillers | Chiller | Chillers LT 150 Tons Water Cooled High | CommCOOL | 0.004239% | 47.57% | 47.57% | 2170.2819 | 1 | 0% | 5% | 85% | 6.8% | 0.2% | 0.018138 | 0.00012976 | 0.0018268 | 0.027297 | 0 | 0 | 0 | 0.030347 | 0.0030494 |  | 0.12502 | 0 | 0.12502 | 08. $0.115 to $0.130 | 1 | 0 | 01. ($9,999.00) to $0.22 | 1 | 0 | 0 | 0 | 0 | 0 | 0 | 0 | 0 | 0 | 0 | 0 | 0 | 0 | 0 | 0 | 0 | 0 | 0 | 0 | 0 | 0 | 0 | 0 | 0 | 0 | 0 | 0 | 0 | 0 | 0 | 0 | 0 | 0 | 0 | 0 | 0 | 0 | 0 | 0 | 0 | 0 | 0 | 0 | 0 | 0 | 0 | 0 | 0 | 0 | 0 | 0 | 0 | 0 | 0 | 0 | 0 | 0 | 0 | 0 | 0 | 0 | 0 | 0 | 0 | 0 | 0 | 0 | 0 | 0 | 0 | 0 | 0 | 0 | 0 | 0 | 0 | 0 | 0 | 0 | 0 | 0 | 0 | 0 | 0 | 0 | 0 | 0 | 0 | 0 | 0 | 0 | 0 | 0 | 0 | 0 | 0 | 0 | 0 | 0 | 0 | 0 | 0 | 0 | 0 | 0 | 0 | 0 | 0 | 0 | 0 | 0 | 0 | 0 | 0 | 0 | 0 | 0 | 0 | 0 | 0 | 0 | 0 | 0 | 0 | 0 | 0 | 0 | 0 | 0 | 0 | 0 | 0 | 0 | 0 | 0 | 0 | 0 | 0 | 0 | 0 | 0 | 0 | 0 | 0 | 0 | 0 | 0 | 0 | 0 | 0 | 0 | 0 | 0 | 0 | 0 | 0 | 0 | 0 | 0 | 0 | 0 | 0 | 0 | 0 | 0 | 0 | 0 | 0 | 0 | 0 | 0 | 0 | 0 | 0 | 0 | 0 | 0 | 0 | 0 | 0 | 0 | 0 | 0 | 0 | 0 | 0 | 0 | 0 | 0 | 0 | 0 | 0 | 0 | 0 | 0 | 0 | 0 | 0 | 0 | 0 | 0 | 0 | 0 | 0.04263% | 0 | 0 | 0 | 0 | 0 | 0 | 0 | 0 | 0 | 0 | 0 | 0 | 0 | 0 | 0 | 0 | 0 | 0 | 0 | 0 | 0 | 0 | 0 | 0
| Com-Chiller-Cadmus | M_Input | Cadmus created workbook. Based on the PSE 2014 chiller EUI, 2014 CBSA analysis to determine capacity per sqft by capacity buckets, and costs based on the NEEP Phase 4 Incremental Cost Report for the measure "Commercial Chillers". Baseline cost based on DEER 2008 were used to establish full costs. Costs were interpolated based on the associated efficiency and capacity bucket | 2020 | NR and New | 2022 | 2045 | PSE | Commercial | School K-12 | Electric | Per Building Sqft - Chiller < 150 tons - Water Cooled |  |  | School K-12 Chillers < 150 tons (screw) - High Efficiency (Water Cooled) |  | 0.0042406 | 20 | 0.016491 | 0 |  | 0 | 0 | 0 | 0 | 0 | 0 | 0 | 0 |  | 0 | 0 | 0 | Cooling | Chillers | Chiller | Chillers LT 150 Tons Water Cooled High | CommCOOL | 0.004239% | 25.17% | 25.17% | 36549.9879 | 1 | 0% | 5% | 85% | 6.8% | 0.2% | 0.0036992 | 2.6463e-05 | 0.00037256 | 0.017985 | 0 | 0 | 0 | 0.020884 | 0.0028992 |  | 0.42188 | 0 | 0.42188 | 13. $0.225 to $99,999.000 | 0 | 0 | 01. ($9,999.00) to $0.22 | 1 | 0 | 0 | 0 | 0 | 0 | 0 | 0 | 0 | 0 | 0 | 0 | 0 | 0 | 0 | 0 | 0 | 0 | 0 | 0 | 0 | 0 | 0 | 0 | 0 | 0 | 0 | 0 | 0 | 0 | 0 | 0 | 0 | 0 | 0 | 0 | 0 | 0 | 0 | 0 | 0 | 0 | 0 | 0 | 0 | 0 | 0 | 0 | 0 | 0 | 0 | 0 | 0 | 0 | 0 | 0 | 0 | 0 | 0 | 0 | 0 | 0 | 0 | 0 | 0 | 0 | 0 | 0 | 0 | 0 | 0 | 0 | 0 | 0 | 0 | 0 | 0 | 0 | 0 | 0 | 0 | 0 | 0 | 0 | 0 | 0 | 0 | 0 | 0 | 0 | 0 | 0 | 0 | 0 | 0 | 0 | 0 | 0 | 0 | 0 | 0 | 0 | 0 | 0 | 0 | 0 | 0 | 0 | 0 | 0 | 0 | 0 | 0 | 0 | 0 | 0 | 0 | 0 | 0 | 0 | 0 | 0 | 0 | 0 | 0 | 0 | 0 | 0 | 0 | 0 | 0 | 0 | 0 | 0 | 0 | 0 | 0 | 0 | 0 | 0 | 0 | 0 | 0 | 0 | 0 | 0 | 0 | 0 | 0 | 0 | 0 | 0 | 0 | 0 | 0 | 0 | 0 | 0 | 0 | 0 | 0 | 0 | 0 | 0 | 0 | 0 | 0 | 0 | 0 | 0 | 0 | 0 | 0 | 0 | 0 | 0 | 0 | 0 | 0 | 0 | 0 | 0 | 0 | 0 | 0 | 0 | 0 | 0 | 0 | 0 | 0 | 0 | 0 | 0 | 0 | 0 | 0 | 0 | 0 | 0 | 0 | 0 | 0 | 0 | 0.04263% | 0 | 0 | 0 | 0 | 0 | 0 | 0 | 0 | 0 | 0 | 0 | 0 | 0 | 0 | 0 | 0 | 0 | 0 | 0 | 0 | 0 | 0 | 0 | 0
| Com-Chiller-Cadmus | M_Input | Cadmus created workbook. Based on the PSE 2014 chiller EUI, 2014 CBSA analysis to determine capacity per sqft by capacity buckets, and costs based on the NEEP Phase 4 Incremental Cost Report for the measure "Commercial Chillers". Baseline cost based on DEER 2008 were used to establish full costs. Costs were interpolated based on the associated efficiency and capacity bucket | 2020 | NR and New | 2022 | 2045 | PSE | Commercial | University | Electric | Per Building Sqft - Chiller < 150 tons - Water Cooled |  |  | University Chillers < 150 tons (screw) - High Efficiency (Water Cooled) |  | 0.0042406 | 20 | 0.016491 | 0 |  | 0 | 0 | 0 | 0 | 0 | 0 | 0 | 0 |  | 0 | 0 | 0 | Cooling | Chillers | Chiller | Chillers LT 150 Tons Water Cooled High | CommCOOL | 0.004239% | 3.519% | 3.519% | 121327.9762 | 1 | 0% | 5% | 85% | 6.8% | 0.2% | 0.0036992 | 2.6463e-05 | 0.00037256 | 0.017985 | 0 | 0 | 0 | 0.020884 | 0.0028992 |  | 0.42188 | 0 | 0.42188 | 13. $0.225 to $99,999.000 | 0 | 0 | 01. ($9,999.00) to $0.22 | 1 | 0 | 0 | 0 | 0 | 0 | 0 | 0 | 0 | 0 | 0 | 0 | 0 | 0 | 0 | 0 | 0 | 0 | 0 | 0 | 0 | 0 | 0 | 0 | 0 | 0 | 0 | 0 | 0 | 0 | 0 | 0 | 0 | 0 | 0 | 0 | 0 | 0 | 0 | 0 | 0 | 0 | 0 | 0 | 0 | 0 | 0 | 0 | 0 | 0 | 0 | 0 | 0 | 0 | 0 | 0 | 0 | 0 | 0 | 0 | 0 | 0 | 0 | 0 | 0 | 0 | 0 | 0 | 0 | 0 | 0 | 0 | 0 | 0 | 0 | 0 | 0 | 0 | 0 | 0 | 0 | 0 | 0 | 0 | 0 | 0 | 0 | 0 | 0 | 0 | 0 | 0 | 0 | 0 | 0 | 0 | 0 | 0 | 0 | 0 | 0 | 0 | 0 | 0 | 0 | 0 | 0 | 0 | 0 | 0 | 0 | 0 | 0 | 0 | 0 | 0 | 0 | 0 | 0 | 0 | 0 | 0 | 0 | 0 | 0 | 0 | 0 | 0 | 0 | 0 | 0 | 0 | 0 | 0 | 0 | 0 | 0 | 0 | 0 | 0 | 0 | 0 | 0 | 0 | 0 | 0 | 0 | 0 | 0 | 0 | 0 | 0 | 0 | 0 | 0 | 0 | 0 | 0 | 0 | 0 | 0 | 0 | 0 | 0 | 0 | 0 | 0 | 0 | 0 | 0 | 0 | 0 | 0 | 0 | 0 | 0 | 0 | 0 | 0 | 0 | 0 | 0 | 0 | 0 | 0 | 0 | 0 | 0 | 0 | 0 | 0 | 0 | 0 | 0 | 0 | 0 | 0 | 0 | 0 | 0 | 0 | 0 | 0 | 0 | 0.04263% | 0 | 0 | 0 | 0 | 0 | 0 | 0 | 0 | 0 | 0 | 0 | 0 | 0 | 0 | 0 | 0 | 0 | 0 | 0 | 0 | 0 | 0 | 0 | 0
| Com-Chiller-Cadmus | M_Input | Cadmus created workbook. Based on the PSE 2014 chiller EUI, 2014 CBSA analysis to determine capacity per sqft by capacity buckets, and costs based on the NEEP Phase 4 Incremental Cost Report for the measure "Commercial Chillers". Baseline cost based on DEER 2008 were used to establish full costs. Costs were interpolated based on the associated efficiency and capacity bucket | 2020 | NR and New | 2022 | 2045 | PSE | Commercial | Warehouse | Electric | Per Building Sqft - Chiller < 150 tons - Water Cooled |  |  | Warehouse Chillers < 150 tons (screw) - High Efficiency (Water Cooled) |  | 0.0021287 | 20 | 0.02503 | 0 |  | 0 | 0 | 0 | 0 | 0 | 0 | 0 | 0 |  | 0 | 0 | 0 | Cooling | Chillers | Chiller | Chillers LT 150 Tons Water Cooled High | CommCOOL | 0.004239% | 4.331% | 4.331% | 34313.8807 | 1 | 0% | 5% | 85% | 6.8% | 0.2% | 0.001857 | 1.3284e-05 | 0.00018702 | 0.027297 | 0 | 0 | 0 | 0.032103 | 0.0048057 |  | 1.2919 | 0 | 1.2919 | 13. $0.225 to $99,999.000 | 0 | 0 | 01. ($9,999.00) to $0.22 | 1 | 0 | 0 | 0 | 0 | 0 | 0 | 0 | 0 | 0 | 0 | 0 | 0 | 0 | 0 | 0 | 0 | 0 | 0 | 0 | 0 | 0 | 0 | 0 | 0 | 0 | 0 | 0 | 0 | 0 | 0 | 0 | 0 | 0 | 0 | 0 | 0 | 0 | 0 | 0 | 0 | 0 | 0 | 0 | 0 | 0 | 0 | 0 | 0 | 0 | 0 | 0 | 0 | 0 | 0 | 0 | 0 | 0 | 0 | 0 | 0 | 0 | 0 | 0 | 0 | 0 | 0 | 0 | 0 | 0 | 0 | 0 | 0 | 0 | 0 | 0 | 0 | 0 | 0 | 0 | 0 | 0 | 0 | 0 | 0 | 0 | 0 | 0 | 0 | 0 | 0 | 0 | 0 | 0 | 0 | 0 | 0 | 0 | 0 | 0 | 0 | 0 | 0 | 0 | 0 | 0 | 0 | 0 | 0 | 0 | 0 | 0 | 0 | 0 | 0 | 0 | 0 | 0 | 0 | 0 | 0 | 0 | 0 | 0 | 0 | 0 | 0 | 0 | 0 | 0 | 0 | 0 | 0 | 0 | 0 | 0 | 0 | 0 | 0 | 0 | 0 | 0 | 0 | 0 | 0 | 0 | 0 | 0 | 0 | 0 | 0 | 0 | 0 | 0 | 0 | 0 | 0 | 0 | 0 | 0 | 0 | 0 | 0 | 0 | 0 | 0 | 0 | 0 | 0 | 0 | 0 | 0 | 0 | 0 | 0 | 0 | 0 | 0 | 0 | 0 | 0 | 0 | 0 | 0 | 0 | 0 | 0 | 0 | 0 | 0 | 0 | 0 | 0 | 0 | 0 | 0 | 0 | 0 | 0 | 0 | 0 | 0 | 0 | 0 | 0.04263% | 0 | 0 | 0 | 0 | 0 | 0 | 0 | 0 | 0 | 0 | 0 | 0 | 0 | 0 | 0 | 0 | 0 | 0 | 0 | 0 | 0 | 0 | 0 | 0
| Com-Chiller-Cadmus | M_Input | Cadmus created workbook. Based on the PSE 2014 chiller EUI, 2014 CBSA analysis to determine capacity per sqft by capacity buckets, and costs based on the NEEP Phase 4 Incremental Cost Report for the measure "Commercial Chillers". Baseline cost based on DEER 2008 were used to establish full costs. Costs were interpolated based on the associated efficiency and capacity bucket | 2020 | NR and New | 2022 | 2045 | PSE | Commercial | Supermarket | Electric | Per Building Sqft - Chiller < 150 tons - Water Cooled |  |  | Supermarket Chillers < 150 tons (screw) - High Efficiency (Water Cooled) |  | 0.020793 | 20 | 0.02503 | 0 |  | 0 | 0 | 0 | 0 | 0 | 0 | 0 | 0 |  | 0 | 0 | 0 | Cooling | Chillers | Chiller | Chillers LT 150 Tons Water Cooled High | CommCOOL | 0.004239% | 59.08% | 59.08% | 49733.7282 | 1 | 0% | 5% | 85% | 6.8% | 0.2% | 0.018138 | 0.00012976 | 0.0018268 | 0.027297 | 0 | 0 | 0 | 0.030347 | 0.0030494 |  | 0.12502 | 0 | 0.12502 | 08. $0.115 to $0.130 | 1 | 0 | 01. ($9,999.00) to $0.22 | 1 | 0 | 0 | 0 | 0 | 0 | 0 | 0 | 0 | 0 | 0 | 0 | 0 | 0 | 0 | 0 | 0 | 0 | 0 | 0 | 0 | 0 | 0 | 0 | 0 | 0 | 0 | 0 | 0 | 0 | 0 | 0 | 0 | 0 | 0 | 0 | 0 | 0 | 0 | 0 | 0 | 0 | 0 | 0 | 0 | 0 | 0 | 0 | 0 | 0 | 0 | 0 | 0 | 0 | 0 | 0 | 0 | 0 | 0 | 0 | 0 | 0 | 0 | 0 | 0 | 0 | 0 | 0 | 0 | 0 | 0 | 0 | 0 | 0 | 0 | 0 | 0 | 0 | 0 | 0 | 0 | 0 | 0 | 0 | 0 | 0 | 0 | 0 | 0 | 0 | 0 | 0 | 0 | 0 | 0 | 0 | 0 | 0 | 0 | 0 | 0 | 0 | 0 | 0 | 0 | 0 | 0 | 0 | 0 | 0 | 0 | 0 | 0 | 0 | 0 | 0 | 0 | 0 | 0 | 0 | 0 | 0 | 0 | 0 | 0 | 0 | 0 | 0 | 0 | 0 | 0 | 0 | 0 | 0 | 0 | 0 | 0 | 0 | 0 | 0 | 0 | 0 | 0 | 0 | 0 | 0 | 0 | 0 | 0 | 0 | 0 | 0 | 0 | 0 | 0 | 0 | 0 | 0 | 0 | 0 | 0 | 0 | 0 | 0 | 0 | 0 | 0 | 0 | 0 | 0 | 0 | 0 | 0 | 0 | 0 | 0 | 0 | 0 | 0 | 0 | 0 | 0 | 0 | 0 | 0 | 0 | 0 | 0 | 0 | 0 | 0 | 0 | 0 | 0 | 0 | 0 | 0 | 0 | 0 | 0 | 0 | 0 | 0 | 0 | 0.04263% | 0 | 0 | 0 | 0 | 0 | 0 | 0 | 0 | 0 | 0 | 0 | 0 | 0 | 0 | 0 | 0 | 0 | 0 | 0 | 0 | 0 | 0 | 0 | 0
| Com-Chiller-Cadmus | M_Input | Cadmus created workbook. Based on the PSE 2014 chiller EUI, 2014 CBSA analysis to determine capacity per sqft by capacity buckets, and costs based on the NEEP Phase 4 Incremental Cost Report for the measure "Commercial Chillers". Baseline cost based on DEER 2008 were used to establish full costs. Costs were interpolated based on the associated efficiency and capacity bucket | 2020 | NR and New | 2022 | 2045 | PSE | Commercial | MiniMart | Electric | Per Building Sqft - Chiller < 150 tons - Water Cooled |  |  | MiniMart Chillers < 150 tons (screw) - High Efficiency (Water Cooled) |  | 0.020793 | 20 | 0.02503 | 0 |  | 0 | 0 | 0 | 0 | 0 | 0 | 0 | 0 |  | 0 | 0 | 0 | Cooling | Chillers | Chiller | Chillers LT 150 Tons Water Cooled High | CommCOOL | 0.004239% | 59.08% | 59.08% | 2115.8874 | 1 | 0% | 5% | 85% | 6.8% | 0.2% | 0.018138 | 0.00012976 | 0.0018268 | 0.027297 | 0 | 0 | 0 | 0.030347 | 0.0030494 |  | 0.12502 | 0 | 0.12502 | 08. $0.115 to $0.130 | 1 | 0 | 01. ($9,999.00) to $0.22 | 1 | 0 | 0 | 0 | 0 | 0 | 0 | 0 | 0 | 0 | 0 | 0 | 0 | 0 | 0 | 0 | 0 | 0 | 0 | 0 | 0 | 0 | 0 | 0 | 0 | 0 | 0 | 0 | 0 | 0 | 0 | 0 | 0 | 0 | 0 | 0 | 0 | 0 | 0 | 0 | 0 | 0 | 0 | 0 | 0 | 0 | 0 | 0 | 0 | 0 | 0 | 0 | 0 | 0 | 0 | 0 | 0 | 0 | 0 | 0 | 0 | 0 | 0 | 0 | 0 | 0 | 0 | 0 | 0 | 0 | 0 | 0 | 0 | 0 | 0 | 0 | 0 | 0 | 0 | 0 | 0 | 0 | 0 | 0 | 0 | 0 | 0 | 0 | 0 | 0 | 0 | 0 | 0 | 0 | 0 | 0 | 0 | 0 | 0 | 0 | 0 | 0 | 0 | 0 | 0 | 0 | 0 | 0 | 0 | 0 | 0 | 0 | 0 | 0 | 0 | 0 | 0 | 0 | 0 | 0 | 0 | 0 | 0 | 0 | 0 | 0 | 0 | 0 | 0 | 0 | 0 | 0 | 0 | 0 | 0 | 0 | 0 | 0 | 0 | 0 | 0 | 0 | 0 | 0 | 0 | 0 | 0 | 0 | 0 | 0 | 0 | 0 | 0 | 0 | 0 | 0 | 0 | 0 | 0 | 0 | 0 | 0 | 0 | 0 | 0 | 0 | 0 | 0 | 0 | 0 | 0 | 0 | 0 | 0 | 0 | 0 | 0 | 0 | 0 | 0 | 0 | 0 | 0 | 0 | 0 | 0 | 0 | 0 | 0 | 0 | 0 | 0 | 0 | 0 | 0 | 0 | 0 | 0 | 0 | 0 | 0 | 0 | 0 | 0 | 0.04263% | 0 | 0 | 0 | 0 | 0 | 0 | 0 | 0 | 0 | 0 | 0 | 0 | 0 | 0 | 0 | 0 | 0 | 0 | 0 | 0 | 0 | 0 | 0 | 0
| Com-Chiller-Cadmus | M_Input | Cadmus created workbook. Based on the PSE 2014 chiller EUI, 2014 CBSA analysis to determine capacity per sqft by capacity buckets, and costs based on the NEEP Phase 4 Incremental Cost Report for the measure "Commercial Chillers". Baseline cost based on DEER 2008 were used to establish full costs. Costs were interpolated based on the associated efficiency and capacity bucket | 2020 | NR and New | 2022 | 2045 | PSE | Commercial | Restaurant | Electric | Per Building Sqft - Chiller < 150 tons - Water Cooled |  |  | Restaurant Chillers < 150 tons (screw) - High Efficiency (Water Cooled) |  | 0.020793 | 20 | 0.02503 | 0 |  | 0 | 0 | 0 | 0 | 0 | 0 | 0 | 0 |  | 0 | 0 | 0 | Cooling | Chillers | Chiller | Chillers LT 150 Tons Water Cooled High | CommCOOL | 0.004239% | 51% | 51% | 9726.5895 | 1 | 0% | 5% | 85% | 6.8% | 0.2% | 0.018138 | 0.00012976 | 0.0018268 | 0.027297 | 0 | 0 | 0 | 0.030347 | 0.0030494 |  | 0.12502 | 0 | 0.12502 | 08. $0.115 to $0.130 | 1 | 0 | 01. ($9,999.00) to $0.22 | 1 | 0 | 0 | 0 | 0 | 0 | 0 | 0 | 0 | 0 | 0 | 0 | 0 | 0 | 0 | 0 | 0 | 0 | 0 | 0 | 0 | 0 | 0 | 0 | 0 | 0 | 0 | 0 | 0 | 0 | 0 | 0 | 0 | 0 | 0 | 0 | 0 | 0 | 0 | 0 | 0 | 0 | 0 | 0 | 0 | 0 | 0 | 0 | 0 | 0 | 0 | 0 | 0 | 0 | 0 | 0 | 0 | 0 | 0 | 0 | 0 | 0 | 0 | 0 | 0 | 0 | 0 | 0 | 0 | 0 | 0 | 0 | 0 | 0 | 0 | 0 | 0 | 0 | 0 | 0 | 0 | 0 | 0 | 0 | 0 | 0 | 0 | 0 | 0 | 0 | 0 | 0 | 0 | 0 | 0 | 0 | 0 | 0 | 0 | 0 | 0 | 0 | 0 | 0 | 0 | 0 | 0 | 0 | 0 | 0 | 0 | 0 | 0 | 0 | 0 | 0 | 0 | 0 | 0 | 0 | 0 | 0 | 0 | 0 | 0 | 0 | 0 | 0 | 0 | 0 | 0 | 0 | 0 | 0 | 0 | 0 | 0 | 0 | 0 | 0 | 0 | 0 | 0 | 0 | 0 | 0 | 0 | 0 | 0 | 0 | 0 | 0 | 0 | 0 | 0 | 0 | 0 | 0 | 0 | 0 | 0 | 0 | 0 | 0 | 0 | 0 | 0 | 0 | 0 | 0 | 0 | 0 | 0 | 0 | 0 | 0 | 0 | 0 | 0 | 0 | 0 | 0 | 0 | 0 | 0 | 0 | 0 | 0 | 0 | 0 | 0 | 0 | 0 | 0 | 0 | 0 | 0 | 0 | 0 | 0 | 0 | 0 | 0 | 0 | 0.04263% | 0 | 0 | 0 | 0 | 0 | 0 | 0 | 0 | 0 | 0 | 0 | 0 | 0 | 0 | 0 | 0 | 0 | 0 | 0 | 0 | 0 | 0 | 0 | 0
| Com-Chiller-Cadmus | M_Input | Cadmus created workbook. Based on the PSE 2014 chiller EUI, 2014 CBSA analysis to determine capacity per sqft by capacity buckets, and costs based on the NEEP Phase 4 Incremental Cost Report for the measure "Commercial Chillers". Baseline cost based on DEER 2008 were used to establish full costs. Costs were interpolated based on the associated efficiency and capacity bucket | 2020 | NR and New | 2022 | 2045 | PSE | Commercial | Lodging | Electric | Per Building Sqft - Chiller < 150 tons - Water Cooled |  |  | Lodging Chillers < 150 tons (screw) - High Efficiency (Water Cooled) |  | 0.020793 | 20 | 0.0096359 | 0 |  | 0 | 0 | 0 | 0 | 0 | 0 | 0 | 0 |  | 0 | 0 | 0 | Cooling | Chillers | Chiller | Chillers LT 150 Tons Water Cooled High | CommCOOL | 0.004239% | 27.07% | 27.07% | 31385.388 | 1 | 5.336% | 5% | 85% | 6.8% | 0.2% | 0.018138 | 0.00012976 | 0.0018268 | 0.010509 | 0 | 0 | 0 | 0.010479 | -2.9403e-05 |  | 0.043173 | 0 | 0.043173 | 02. $0.028 to $0.055 | 1 | 0 | 01. ($9,999.00) to $0.22 | 1 | 733.5896 | 1526.4773 | 2179.2014 | 2487.6075 | 3235.0289 | 4038.8741 | 5023.3062 | 5017.8536 | 6363.5188 | 7452.0512 | 7610.7074 | 6974.1905 | 9432.5395 | 10819.5394 | 10994.3947 | 10288.2197 | 11868.0399 | 13019.9314 | 14051.1634 | 13533.9827 | 14254.1361 | 14325.9636 | 15119.5481 | 13897.0982 | 15.2537 | 31.7404 | 45.3126 | 51.7254 | 67.2667 | 83.9812 | 104.4508 | 104.3374 | 132.3181 | 154.9522 | 158.2512 | 145.0159 | 196.133 | 224.9732 | 228.609 | 213.9253 | 246.7749 | 270.7264 | 292.1691 | 281.4152 | 296.3895 | 297.883 | 314.3842 | 288.9655 | 4246.9539 | 15.2537 | 46.9941 | 92.3067 | 144.0321 | 211.2988 | 295.28 | 399.7308 | 504.0682 | 636.3863 | 791.3385 | 949.5897 | 1094.6056 | 1290.7386 | 1515.7117 | 1744.3207 | 1958.246 | 2205.0209 | 2475.7473 | 2767.9163 | 3049.3315 | 3345.7211 | 3643.6041 | 3957.9883 | 4246.9539 | 0 | 0 | 0 | 0 | 0 | 0 | 0 | 0 | 0 | 0 | 0 | 0 | 0 | 0 | 0 | 0 | 0 | 0 | 0 | 0 | 0 | 0 | 0 | 0 | 0 | 0 | 0 | 0 | 0 | 0 | 0 | 0 | 0 | 0 | 0 | 0 | 0 | 0 | 0 | 0 | 0 | 0 | 0 | 0 | 0 | 0 | 0 | 0 | 0 | 0 | 0 | 0 | 0 | 0 | 0 | 0 | 0 | 0 | 0 | 0 | 0 | 0.00064666 | 0.0019923 | 0.0039132 | 0.0061061 | 0.0089578 | 0.012518 | 0.016946 | 0.021369 | 0.026979 | 0.033548 | 0.040257 | 0.046405 | 0.05472 | 0.064257 | 0.073949 | 0.083018 | 0.09348 | 0.10496 | 0.11734 | 0.12927 | 0.14184 | 0.15447 | 0.16779 | 0.18005 | 7.6876 | 15.9966 | 22.8368 | 26.0687 | 33.9012 | 42.3251 | 52.6414 | 52.5842 | 66.686 | 78.0932 | 79.7559 | 73.0855 | 98.8476 | 113.3826 | 115.215 | 107.8146 | 124.3703 | 136.4414 | 147.2481 | 141.8284 | 149.3752 | 150.1279 | 158.4442 | 145.6336 | 2140.3912 | 0 | 0 | 0 | 0 | 0 | 0 | 0 | 0 | 0 | 0 | 0 | 0 | 0 | 0 | 0 | 0 | 0 | 0 | 0 | 0 | 0.04263% | 0.0065031 | 0.020035 | 0.039353 | 0.061405 | 0.090082 | 0.12589 | 0.17042 | 0.2149 | 0.27131 | 0.33737 | 0.40484 | 0.46666 | 0.55028 | 0.64619 | 0.74365 | 0.83485 | 0.94006 | 1.0555 | 1.18 | 1.3 | 1.4264 | 1.5534 | 1.6874 | 1.8106
| Com-Chiller-Cadmus | M_Input | Cadmus created workbook. Based on the PSE 2014 chiller EUI, 2014 CBSA analysis to determine capacity per sqft by capacity buckets, and costs based on the NEEP Phase 4 Incremental Cost Report for the measure "Commercial Chillers". Baseline cost based on DEER 2008 were used to establish full costs. Costs were interpolated based on the associated efficiency and capacity bucket | 2020 | NR and New | 2022 | 2045 | PSE | Commercial | Hospital | Electric | Per Building Sqft - Chiller < 150 tons - Water Cooled |  |  | Hospital Chillers < 150 tons (screw) - High Efficiency (Water Cooled) |  | 0.021756 | 20 | 0.012991 | 0 |  | 0 | 0 | 0 | 0 | 0 | 0 | 0 | 0 |  | 0 | 0 | 0 | Cooling | Chillers | Chiller | Chillers LT 150 Tons Water Cooled High | CommCOOL | 0.004239% | 22.77% | 22.77% | 80978.5882 | 1 | 0% | 5% | 85% | 6.8% | 0.2% | 0.018978 | 0.00013577 | 0.0019114 | 0.014168 | 0 | 0 | 0 | 0.014719 | 0.00055103 |  | 0.057956 | 0 | 0.057956 | 03. $0.055 to $0.062 | 1 | 0 | 01. ($9,999.00) to $0.22 | 1 | 0 | 0 | 0 | 0 | 0 | 0 | 0 | 0 | 0 | 0 | 0 | 0 | 0 | 0 | 0 | 0 | 0 | 0 | 0 | 0 | 0 | 0 | 0 | 0 | 0 | 0 | 0 | 0 | 0 | 0 | 0 | 0 | 0 | 0 | 0 | 0 | 0 | 0 | 0 | 0 | 0 | 0 | 0 | 0 | 0 | 0 | 0 | 0 | 0 | 0 | 0 | 0 | 0 | 0 | 0 | 0 | 0 | 0 | 0 | 0 | 0 | 0 | 0 | 0 | 0 | 0 | 0 | 0 | 0 | 0 | 0 | 0 | 0 | 0 | 0 | 0 | 0 | 0 | 0 | 0 | 0 | 0 | 0 | 0 | 0 | 0 | 0 | 0 | 0 | 0 | 0 | 0 | 0 | 0 | 0 | 0 | 0 | 0 | 0 | 0 | 0 | 0 | 0 | 0 | 0 | 0 | 0 | 0 | 0 | 0 | 0 | 0 | 0 | 0 | 0 | 0 | 0 | 0 | 0 | 0 | 0 | 0 | 0 | 0 | 0 | 0 | 0 | 0 | 0 | 0 | 0 | 0 | 0 | 0 | 0 | 0 | 0 | 0 | 0 | 0 | 0 | 0 | 0 | 0 | 0 | 0 | 0 | 0 | 0 | 0 | 0 | 0 | 0 | 0 | 0 | 0 | 0 | 0 | 0 | 0 | 0 | 0 | 0 | 0 | 0 | 0 | 0 | 0 | 0 | 0 | 0 | 0 | 0 | 0 | 0 | 0 | 0 | 0 | 0 | 0 | 0 | 0 | 0 | 0 | 0 | 0 | 0 | 0 | 0 | 0 | 0 | 0 | 0 | 0 | 0 | 0 | 0 | 0 | 0 | 0 | 0 | 0 | 0 | 0.04263% | 0 | 0 | 0 | 0 | 0 | 0 | 0 | 0 | 0 | 0 | 0 | 0 | 0 | 0 | 0 | 0 | 0 | 0 | 0 | 0 | 0 | 0 | 0 | 0
| Com-Chiller-Cadmus | M_Input | Cadmus created workbook. Based on the PSE 2014 chiller EUI, 2014 CBSA analysis to determine capacity per sqft by capacity buckets, and costs based on the NEEP Phase 4 Incremental Cost Report for the measure "Commercial Chillers". Baseline cost based on DEER 2008 were used to establish full costs. Costs were interpolated based on the associated efficiency and capacity bucket | 2020 | NR and New | 2022 | 2045 | PSE | Commercial | Residential Care | Electric | Per Building Sqft - Chiller < 150 tons - Water Cooled |  |  | Residential Care Chillers < 150 tons (screw) - High Efficiency (Water Cooled) |  | 0.020793 | 20 | 0.012991 | 0 |  | 0 | 0 | 0 | 0 | 0 | 0 | 0 | 0 |  | 0 | 0 | 0 | Cooling | Chillers | Chiller | Chillers LT 150 Tons Water Cooled High | CommCOOL | 0.004239% | 6.763% | 6.763% | 89213.7828 | 1 | 9.468% | 5% | 85% | 6.8% | 0.2% | 0.018138 | 0.00012976 | 0.0018268 | 0.014168 | 0 | 0 | 0 | 0.014809 | 0.00064159 |  | 0.061011 | 0 | 0.061011 | 03. $0.055 to $0.062 | 1 | 0 | 01. ($9,999.00) to $0.22 | 1 | 362.4052 | 753.6984 | 1075.8927 | 1228.6957 | 1596.9388 | 1992.6687 | 2476.8857 | 2474.5743 | 3135.8028 | 3670.4875 | 3748.132 | 3434.9144 | 4641.8993 | 5322.3502 | 5407.1007 | 5058.8202 | 5833.3777 | 6397.5047 | 6902.1558 | 6645.9202 | 6997.6075 | 7030.8078 | 7418.6025 | 6815.9949 | 7.5356 | 15.6718 | 22.3713 | 25.5486 | 33.2055 | 41.434 | 51.5025 | 51.4544 | 65.2035 | 76.3213 | 77.9358 | 71.423 | 96.5201 | 110.6688 | 112.4311 | 105.1892 | 121.2948 | 133.0248 | 143.5181 | 138.1901 | 145.5029 | 146.1932 | 154.2567 | 141.7265 | 2088.1234 | 7.5356 | 23.2074 | 45.5787 | 71.1272 | 104.3327 | 145.7668 | 197.2692 | 248.7236 | 313.9271 | 390.2484 | 468.1841 | 539.6071 | 636.1272 | 746.796 | 859.2271 | 964.4163 | 1085.7111 | 1218.7358 | 1362.2539 | 1500.4441 | 1645.9469 | 1792.1401 | 1946.3968 | 2088.1234 | 0 | 0 | 0 | 0 | 0 | 0 | 0 | 0 | 0 | 0 | 0 | 0 | 0 | 0 | 0 | 0 | 0 | 0 | 0 | 0 | 0 | 0 | 0 | 0 | 0 | 0 | 0 | 0 | 0 | 0 | 0 | 0 | 0 | 0 | 0 | 0 | 0 | 0 | 0 | 0 | 0 | 0 | 0 | 0 | 0 | 0 | 0 | 0 | 0 | 0 | 0 | 0 | 0 | 0 | 0 | 0 | 0 | 0 | 0 | 0 | 0 | 0.00031946 | 0.00098385 | 0.0019323 | 0.0030154 | 0.0044231 | 0.0061796 | 0.008363 | 0.010544 | 0.013309 | 0.016544 | 0.019848 | 0.022876 | 0.026968 | 0.03166 | 0.036426 | 0.040885 | 0.046028 | 0.051667 | 0.057751 | 0.06361 | 0.069778 | 0.075976 | 0.082515 | 0.088524 | 5.367 | 11.1618 | 15.9332 | 18.1961 | 23.6496 | 29.51 | 36.681 | 36.6467 | 46.4391 | 54.3574 | 55.5072 | 50.8687 | 68.7433 | 78.8203 | 80.0754 | 74.9176 | 86.3883 | 94.7426 | 102.2161 | 98.4215 | 103.6297 | 104.1214 | 109.8644 | 100.9402 | 1487.1985 | 0 | 0 | 0 | 0 | 0 | 0 | 0 | 0 | 0 | 0 | 0 | 0 | 0 | 0 | 0 | 0 | 0 | 0 | 0 | 0 | 0.04263% | 0.0032126 | 0.0098939 | 0.019431 | 0.030323 | 0.04448 | 0.062144 | 0.084101 | 0.10604 | 0.13384 | 0.16637 | 0.1996 | 0.23005 | 0.2712 | 0.31838 | 0.36631 | 0.41116 | 0.46287 | 0.51958 | 0.58077 | 0.63968 | 0.70171 | 0.76404 | 0.8298 | 0.89022
| Com-Chiller-Cadmus | M_Input | Cadmus created workbook. Based on the PSE 2014 chiller EUI, 2014 CBSA analysis to determine capacity per sqft by capacity buckets, and costs based on the NEEP Phase 4 Incremental Cost Report for the measure "Commercial Chillers". Baseline cost based on DEER 2008 were used to establish full costs. Costs were interpolated based on the associated efficiency and capacity bucket | 2020 | NR and New | 2022 | 2045 | PSE | Commercial | Large Off | Electric | Per Building Sqft - Chiller < 150 tons - Water Cooled |  |  | Large Off Chillers < 150 tons (screw) - Premium Efficiency (Water Cooled) |  | 0.19546 | 20 | 0.16545 | 0 |  | 0 | 0 | 0 | 0 | 0 | 0 | 0 | 0 |  | 0 | 0 | 0 | Cooling | Chillers | Chiller | Chillers LT 150 Tons Water Cooled Premium | CommCOOL | 0.004239% | 22.96% | 22.96% | 229881.7404 | 1 | 19.7% | 5% | 85% | 6.8% | 0.2% | 0.1705 | 0.0012198 | 0.017172 | 0.18043 | 0 | 0 | 0 | 0.19513 | 0.014697 |  | 0.085521 | 0 | 0.085521 | 07. $0.085 to $0.115 | 1 | 0 | 01. ($9,999.00) to $0.22 | 1 | 6111.4865 | 12729.0235 | 18174.4267 | 20730.0306 | 26986.1212 | 33723.803 | 41987.6197 | 41930.07 | 53246.4525 | 62406.1371 | 63749.119 | 58408.6187 | 79112.3228 | 90808.8852 | 92313.6981 | 86412.4351 | 99749.9114 | 109493.2285 | 118227.4448 | 113940.4978 | 120062.461 | 120729.4926 | 127468.4016 | 117245.5513 | 1194.5396 | 2487.9908 | 3552.339 | 4051.8525 | 5274.6561 | 6591.5906 | 8206.8206 | 8195.572 | 10407.4507 | 12197.7853 | 12460.282 | 11416.4379 | 15463.1447 | 17749.3326 | 18043.4605 | 16890.0108 | 19496.9287 | 21401.339 | 23108.5123 | 22270.5938 | 23467.1811 | 23597.5578 | 24914.7322 | 22916.5933 | 335356.7039 | 1194.5396 | 3682.5304 | 7234.8694 | 11286.7219 | 16561.378 | 23152.9686 | 31359.7892 | 39555.3612 | 49962.8119 | 62160.5972 | 74620.8792 | 86037.3172 | 101500.4619 | 119249.7945 | 137293.255 | 154183.2658 | 173680.1944 | 195081.5334 | 218190.0457 | 240460.6395 | 263927.8206 | 287525.3784 | 312440.1107 | 335356.7039 | 0 | 0 | 0 | 0 | 0 | 0 | 0 | 0 | 0 | 0 | 0 | 0 | 0 | 0 | 0 | 0 | 0 | 0 | 0 | 0 | 0 | 0 | 0 | 0 | 0 | 0 | 0 | 0 | 0 | 0 | 0 | 0 | 0 | 0 | 0 | 0 | 0 | 0 | 0 | 0 | 0 | 0 | 0 | 0 | 0 | 0 | 0 | 0 | 0 | 0 | 0 | 0 | 0 | 0 | 0 | 0 | 0 | 0 | 0 | 0 | 0 | 0.050641 | 0.15612 | 0.30671 | 0.47849 | 0.7021 | 0.98155 | 1.3295 | 1.6769 | 2.1181 | 2.6352 | 3.1635 | 3.6475 | 4.303 | 5.0555 | 5.8204 | 6.5364 | 7.363 | 8.2703 | 9.2499 | 10.1941 | 11.1889 | 12.1893 | 13.2456 | 14.2171 | 1192.5432 | 2483.8327 | 3546.4021 | 4045.0807 | 5265.8407 | 6580.5743 | 8193.1048 | 8181.875 | 10390.057 | 12177.3995 | 12439.4575 | 11397.358 | 15437.3016 | 17719.6686 | 18013.305 | 16861.783 | 19464.344 | 21365.5715 | 23069.8917 | 22233.3735 | 23427.961 | 23558.1199 | 24873.0929 | 22878.2934 | 334796.2314 | 0 | 0 | 0 | 0 | 0 | 0 | 0 | 0 | 0 | 0 | 0 | 0 | 0 | 0 | 0 | 0 | 0 | 0 | 0 | 0 | 0.04263% | 0.50926 | 1.57 | 3.0844 | 4.8118 | 7.0606 | 9.8707 | 13.3695 | 16.8635 | 21.3005 | 26.5008 | 31.8129 | 36.68 | 43.2724 | 50.8394 | 58.5318 | 65.7325 | 74.0446 | 83.1686 | 93.0203 | 102.5149 | 112.5196 | 122.5799 | 133.2017 | 142.9717
| Com-Chiller-Cadmus | M_Input | Cadmus created workbook. Based on the PSE 2014 chiller EUI, 2014 CBSA analysis to determine capacity per sqft by capacity buckets, and costs based on the NEEP Phase 4 Incremental Cost Report for the measure "Commercial Chillers". Baseline cost based on DEER 2008 were used to establish full costs. Costs were interpolated based on the associated efficiency and capacity bucket | 2020 | NR and New | 2022 | 2045 | PSE | Commercial | Medium Off | Electric | Per Building Sqft - Chiller < 150 tons - Water Cooled |  |  | Medium Off Chillers < 150 tons (screw) - Premium Efficiency (Water Cooled) |  | 0.19546 | 20 | 0.16545 | 0 |  | 0 | 0 | 0 | 0 | 0 | 0 | 0 | 0 |  | 0 | 0 | 0 | Cooling | Chillers | Chiller | Chillers LT 150 Tons Water Cooled Premium | CommCOOL | 0.004239% | 22.96% | 22.96% | 41759.2514 | 1 | 0% | 5% | 85% | 6.8% | 0.2% | 0.1705 | 0.0012198 | 0.017172 | 0.18043 | 0 | 0 | 0 | 0.19513 | 0.014697 |  | 0.085521 | 0 | 0.085521 | 07. $0.085 to $0.115 | 1 | 0 | 01. ($9,999.00) to $0.22 | 1 | 0 | 0 | 0 | 0 | 0 | 0 | 0 | 0 | 0 | 0 | 0 | 0 | 0 | 0 | 0 | 0 | 0 | 0 | 0 | 0 | 0 | 0 | 0 | 0 | 0 | 0 | 0 | 0 | 0 | 0 | 0 | 0 | 0 | 0 | 0 | 0 | 0 | 0 | 0 | 0 | 0 | 0 | 0 | 0 | 0 | 0 | 0 | 0 | 0 | 0 | 0 | 0 | 0 | 0 | 0 | 0 | 0 | 0 | 0 | 0 | 0 | 0 | 0 | 0 | 0 | 0 | 0 | 0 | 0 | 0 | 0 | 0 | 0 | 0 | 0 | 0 | 0 | 0 | 0 | 0 | 0 | 0 | 0 | 0 | 0 | 0 | 0 | 0 | 0 | 0 | 0 | 0 | 0 | 0 | 0 | 0 | 0 | 0 | 0 | 0 | 0 | 0 | 0 | 0 | 0 | 0 | 0 | 0 | 0 | 0 | 0 | 0 | 0 | 0 | 0 | 0 | 0 | 0 | 0 | 0 | 0 | 0 | 0 | 0 | 0 | 0 | 0 | 0 | 0 | 0 | 0 | 0 | 0 | 0 | 0 | 0 | 0 | 0 | 0 | 0 | 0 | 0 | 0 | 0 | 0 | 0 | 0 | 0 | 0 | 0 | 0 | 0 | 0 | 0 | 0 | 0 | 0 | 0 | 0 | 0 | 0 | 0 | 0 | 0 | 0 | 0 | 0 | 0 | 0 | 0 | 0 | 0 | 0 | 0 | 0 | 0 | 0 | 0 | 0 | 0 | 0 | 0 | 0 | 0 | 0 | 0 | 0 | 0 | 0 | 0 | 0 | 0 | 0 | 0 | 0 | 0 | 0 | 0 | 0 | 0 | 0 | 0 | 0 | 0.04263% | 0 | 0 | 0 | 0 | 0 | 0 | 0 | 0 | 0 | 0 | 0 | 0 | 0 | 0 | 0 | 0 | 0 | 0 | 0 | 0 | 0 | 0 | 0 | 0
| Com-Chiller-Cadmus | M_Input | Cadmus created workbook. Based on the PSE 2014 chiller EUI, 2014 CBSA analysis to determine capacity per sqft by capacity buckets, and costs based on the NEEP Phase 4 Incremental Cost Report for the measure "Commercial Chillers". Baseline cost based on DEER 2008 were used to establish full costs. Costs were interpolated based on the associated efficiency and capacity bucket | 2020 | NR and New | 2022 | 2045 | PSE | Commercial | Small Off | Electric | Per Building Sqft - Chiller < 150 tons - Water Cooled |  |  | Small Off Chillers < 150 tons (screw) - Premium Efficiency (Water Cooled) |  | 0.19546 | 20 | 0.16545 | 0 |  | 0 | 0 | 0 | 0 | 0 | 0 | 0 | 0 |  | 0 | 0 | 0 | Cooling | Chillers | Chiller | Chillers LT 150 Tons Water Cooled Premium | CommCOOL | 0.004239% | 22.96% | 22.96% | 4797.7732 | 1 | 0% | 5% | 85% | 6.8% | 0.2% | 0.1705 | 0.0012198 | 0.017172 | 0.18043 | 0 | 0 | 0 | 0.19513 | 0.014697 |  | 0.085521 | 0 | 0.085521 | 07. $0.085 to $0.115 | 1 | 0 | 01. ($9,999.00) to $0.22 | 1 | 0 | 0 | 0 | 0 | 0 | 0 | 0 | 0 | 0 | 0 | 0 | 0 | 0 | 0 | 0 | 0 | 0 | 0 | 0 | 0 | 0 | 0 | 0 | 0 | 0 | 0 | 0 | 0 | 0 | 0 | 0 | 0 | 0 | 0 | 0 | 0 | 0 | 0 | 0 | 0 | 0 | 0 | 0 | 0 | 0 | 0 | 0 | 0 | 0 | 0 | 0 | 0 | 0 | 0 | 0 | 0 | 0 | 0 | 0 | 0 | 0 | 0 | 0 | 0 | 0 | 0 | 0 | 0 | 0 | 0 | 0 | 0 | 0 | 0 | 0 | 0 | 0 | 0 | 0 | 0 | 0 | 0 | 0 | 0 | 0 | 0 | 0 | 0 | 0 | 0 | 0 | 0 | 0 | 0 | 0 | 0 | 0 | 0 | 0 | 0 | 0 | 0 | 0 | 0 | 0 | 0 | 0 | 0 | 0 | 0 | 0 | 0 | 0 | 0 | 0 | 0 | 0 | 0 | 0 | 0 | 0 | 0 | 0 | 0 | 0 | 0 | 0 | 0 | 0 | 0 | 0 | 0 | 0 | 0 | 0 | 0 | 0 | 0 | 0 | 0 | 0 | 0 | 0 | 0 | 0 | 0 | 0 | 0 | 0 | 0 | 0 | 0 | 0 | 0 | 0 | 0 | 0 | 0 | 0 | 0 | 0 | 0 | 0 | 0 | 0 | 0 | 0 | 0 | 0 | 0 | 0 | 0 | 0 | 0 | 0 | 0 | 0 | 0 | 0 | 0 | 0 | 0 | 0 | 0 | 0 | 0 | 0 | 0 | 0 | 0 | 0 | 0 | 0 | 0 | 0 | 0 | 0 | 0 | 0 | 0 | 0 | 0 | 0 | 0.04263% | 0 | 0 | 0 | 0 | 0 | 0 | 0 | 0 | 0 | 0 | 0 | 0 | 0 | 0 | 0 | 0 | 0 | 0 | 0 | 0 | 0 | 0 | 0 | 0
| Com-Chiller-Cadmus | M_Input | Cadmus created workbook. Based on the PSE 2014 chiller EUI, 2014 CBSA analysis to determine capacity per sqft by capacity buckets, and costs based on the NEEP Phase 4 Incremental Cost Report for the measure "Commercial Chillers". Baseline cost based on DEER 2008 were used to establish full costs. Costs were interpolated based on the associated efficiency and capacity bucket | 2020 | NR and New | 2022 | 2045 | PSE | Commercial | Xlarge Ret | Electric | Per Building Sqft - Chiller < 150 tons - Water Cooled |  |  | XLarge Ret Chillers < 150 tons (screw) - Premium Efficiency (Water Cooled) |  | 0.16635 | 20 | 0.20024 | 0 |  | 0 | 0 | 0 | 0 | 0 | 0 | 0 | 0 |  | 0 | 0 | 0 | Cooling | Chillers | Chiller | Chillers LT 150 Tons Water Cooled Premium | CommCOOL | 0.004239% | 47.57% | 47.57% | 280351.2881 | 1 | 0% | 5% | 85% | 6.8% | 0.2% | 0.14511 | 0.0010381 | 0.014615 | 0.21838 | 0 | 0 | 0 | 0.24277 | 0.024395 |  | 0.12502 | 0 | 0.12502 | 08. $0.115 to $0.130 | 1 | 0 | 01. ($9,999.00) to $0.22 | 1 | 0 | 0 | 0 | 0 | 0 | 0 | 0 | 0 | 0 | 0 | 0 | 0 | 0 | 0 | 0 | 0 | 0 | 0 | 0 | 0 | 0 | 0 | 0 | 0 | 0 | 0 | 0 | 0 | 0 | 0 | 0 | 0 | 0 | 0 | 0 | 0 | 0 | 0 | 0 | 0 | 0 | 0 | 0 | 0 | 0 | 0 | 0 | 0 | 0 | 0 | 0 | 0 | 0 | 0 | 0 | 0 | 0 | 0 | 0 | 0 | 0 | 0 | 0 | 0 | 0 | 0 | 0 | 0 | 0 | 0 | 0 | 0 | 0 | 0 | 0 | 0 | 0 | 0 | 0 | 0 | 0 | 0 | 0 | 0 | 0 | 0 | 0 | 0 | 0 | 0 | 0 | 0 | 0 | 0 | 0 | 0 | 0 | 0 | 0 | 0 | 0 | 0 | 0 | 0 | 0 | 0 | 0 | 0 | 0 | 0 | 0 | 0 | 0 | 0 | 0 | 0 | 0 | 0 | 0 | 0 | 0 | 0 | 0 | 0 | 0 | 0 | 0 | 0 | 0 | 0 | 0 | 0 | 0 | 0 | 0 | 0 | 0 | 0 | 0 | 0 | 0 | 0 | 0 | 0 | 0 | 0 | 0 | 0 | 0 | 0 | 0 | 0 | 0 | 0 | 0 | 0 | 0 | 0 | 0 | 0 | 0 | 0 | 0 | 0 | 0 | 0 | 0 | 0 | 0 | 0 | 0 | 0 | 0 | 0 | 0 | 0 | 0 | 0 | 0 | 0 | 0 | 0 | 0 | 0 | 0 | 0 | 0 | 0 | 0 | 0 | 0 | 0 | 0 | 0 | 0 | 0 | 0 | 0 | 0 | 0 | 0 | 0 | 0 | 0.04263% | 0 | 0 | 0 | 0 | 0 | 0 | 0 | 0 | 0 | 0 | 0 | 0 | 0 | 0 | 0 | 0 | 0 | 0 | 0 | 0 | 0 | 0 | 0 | 0
| Com-Chiller-Cadmus | M_Input | Cadmus created workbook. Based on the PSE 2014 chiller EUI, 2014 CBSA analysis to determine capacity per sqft by capacity buckets, and costs based on the NEEP Phase 4 Incremental Cost Report for the measure "Commercial Chillers". Baseline cost based on DEER 2008 were used to establish full costs. Costs were interpolated based on the associated efficiency and capacity bucket | 2020 | NR and New | 2022 | 2045 | PSE | Commercial | Large Ret | Electric | Per Building Sqft - Chiller < 150 tons - Water Cooled |  |  | Large Ret Chillers < 150 tons (screw) - Premium Efficiency (Water Cooled) |  | 0.16635 | 20 | 0.20024 | 0 |  | 0 | 0 | 0 | 0 | 0 | 0 | 0 | 0 |  | 0 | 0 | 0 | Cooling | Chillers | Chiller | Chillers LT 150 Tons Water Cooled Premium | CommCOOL | 0.004239% | 47.57% | 47.57% | 94425.5221 | 1 | 0% | 5% | 85% | 6.8% | 0.2% | 0.14511 | 0.0010381 | 0.014615 | 0.21838 | 0 | 0 | 0 | 0.24277 | 0.024395 |  | 0.12502 | 0 | 0.12502 | 08. $0.115 to $0.130 | 1 | 0 | 01. ($9,999.00) to $0.22 | 1 | 0 | 0 | 0 | 0 | 0 | 0 | 0 | 0 | 0 | 0 | 0 | 0 | 0 | 0 | 0 | 0 | 0 | 0 | 0 | 0 | 0 | 0 | 0 | 0 | 0 | 0 | 0 | 0 | 0 | 0 | 0 | 0 | 0 | 0 | 0 | 0 | 0 | 0 | 0 | 0 | 0 | 0 | 0 | 0 | 0 | 0 | 0 | 0 | 0 | 0 | 0 | 0 | 0 | 0 | 0 | 0 | 0 | 0 | 0 | 0 | 0 | 0 | 0 | 0 | 0 | 0 | 0 | 0 | 0 | 0 | 0 | 0 | 0 | 0 | 0 | 0 | 0 | 0 | 0 | 0 | 0 | 0 | 0 | 0 | 0 | 0 | 0 | 0 | 0 | 0 | 0 | 0 | 0 | 0 | 0 | 0 | 0 | 0 | 0 | 0 | 0 | 0 | 0 | 0 | 0 | 0 | 0 | 0 | 0 | 0 | 0 | 0 | 0 | 0 | 0 | 0 | 0 | 0 | 0 | 0 | 0 | 0 | 0 | 0 | 0 | 0 | 0 | 0 | 0 | 0 | 0 | 0 | 0 | 0 | 0 | 0 | 0 | 0 | 0 | 0 | 0 | 0 | 0 | 0 | 0 | 0 | 0 | 0 | 0 | 0 | 0 | 0 | 0 | 0 | 0 | 0 | 0 | 0 | 0 | 0 | 0 | 0 | 0 | 0 | 0 | 0 | 0 | 0 | 0 | 0 | 0 | 0 | 0 | 0 | 0 | 0 | 0 | 0 | 0 | 0 | 0 | 0 | 0 | 0 | 0 | 0 | 0 | 0 | 0 | 0 | 0 | 0 | 0 | 0 | 0 | 0 | 0 | 0 | 0 | 0 | 0 | 0 | 0 | 0.04263% | 0 | 0 | 0 | 0 | 0 | 0 | 0 | 0 | 0 | 0 | 0 | 0 | 0 | 0 | 0 | 0 | 0 | 0 | 0 | 0 | 0 | 0 | 0 | 0
| Com-Chiller-Cadmus | M_Input | Cadmus created workbook. Based on the PSE 2014 chiller EUI, 2014 CBSA analysis to determine capacity per sqft by capacity buckets, and costs based on the NEEP Phase 4 Incremental Cost Report for the measure "Commercial Chillers". Baseline cost based on DEER 2008 were used to establish full costs. Costs were interpolated based on the associated efficiency and capacity bucket | 2020 | NR and New | 2022 | 2045 | PSE | Commercial | Medium Ret | Electric | Per Building Sqft - Chiller < 150 tons - Water Cooled |  |  | Medium Ret Chillers < 150 tons (screw) - Premium Efficiency (Water Cooled) |  | 0.16635 | 20 | 0.20024 | 0 |  | 0 | 0 | 0 | 0 | 0 | 0 | 0 | 0 |  | 0 | 0 | 0 | Cooling | Chillers | Chiller | Chillers LT 150 Tons Water Cooled Premium | CommCOOL | 0.004239% | 47.57% | 47.57% | 13333.1618 | 1 | 0% | 5% | 85% | 6.8% | 0.2% | 0.14511 | 0.0010381 | 0.014615 | 0.21838 | 0 | 0 | 0 | 0.24277 | 0.024395 |  | 0.12502 | 0 | 0.12502 | 08. $0.115 to $0.130 | 1 | 0 | 01. ($9,999.00) to $0.22 | 1 | 0 | 0 | 0 | 0 | 0 | 0 | 0 | 0 | 0 | 0 | 0 | 0 | 0 | 0 | 0 | 0 | 0 | 0 | 0 | 0 | 0 | 0 | 0 | 0 | 0 | 0 | 0 | 0 | 0 | 0 | 0 | 0 | 0 | 0 | 0 | 0 | 0 | 0 | 0 | 0 | 0 | 0 | 0 | 0 | 0 | 0 | 0 | 0 | 0 | 0 | 0 | 0 | 0 | 0 | 0 | 0 | 0 | 0 | 0 | 0 | 0 | 0 | 0 | 0 | 0 | 0 | 0 | 0 | 0 | 0 | 0 | 0 | 0 | 0 | 0 | 0 | 0 | 0 | 0 | 0 | 0 | 0 | 0 | 0 | 0 | 0 | 0 | 0 | 0 | 0 | 0 | 0 | 0 | 0 | 0 | 0 | 0 | 0 | 0 | 0 | 0 | 0 | 0 | 0 | 0 | 0 | 0 | 0 | 0 | 0 | 0 | 0 | 0 | 0 | 0 | 0 | 0 | 0 | 0 | 0 | 0 | 0 | 0 | 0 | 0 | 0 | 0 | 0 | 0 | 0 | 0 | 0 | 0 | 0 | 0 | 0 | 0 | 0 | 0 | 0 | 0 | 0 | 0 | 0 | 0 | 0 | 0 | 0 | 0 | 0 | 0 | 0 | 0 | 0 | 0 | 0 | 0 | 0 | 0 | 0 | 0 | 0 | 0 | 0 | 0 | 0 | 0 | 0 | 0 | 0 | 0 | 0 | 0 | 0 | 0 | 0 | 0 | 0 | 0 | 0 | 0 | 0 | 0 | 0 | 0 | 0 | 0 | 0 | 0 | 0 | 0 | 0 | 0 | 0 | 0 | 0 | 0 | 0 | 0 | 0 | 0 | 0 | 0 | 0.04263% | 0 | 0 | 0 | 0 | 0 | 0 | 0 | 0 | 0 | 0 | 0 | 0 | 0 | 0 | 0 | 0 | 0 | 0 | 0 | 0 | 0 | 0 | 0 | 0
| Com-Chiller-Cadmus | M_Input | Cadmus created workbook. Based on the PSE 2014 chiller EUI, 2014 CBSA analysis to determine capacity per sqft by capacity buckets, and costs based on the NEEP Phase 4 Incremental Cost Report for the measure "Commercial Chillers". Baseline cost based on DEER 2008 were used to establish full costs. Costs were interpolated based on the associated efficiency and capacity bucket | 2020 | NR and New | 2022 | 2045 | PSE | Commercial | Small Ret | Electric | Per Building Sqft - Chiller < 150 tons - Water Cooled |  |  | Small Ret Chillers < 150 tons (screw) - Premium Efficiency (Water Cooled) |  | 0.16635 | 20 | 0.20024 | 0 |  | 0 | 0 | 0 | 0 | 0 | 0 | 0 | 0 |  | 0 | 0 | 0 | Cooling | Chillers | Chiller | Chillers LT 150 Tons Water Cooled Premium | CommCOOL | 0.004239% | 47.57% | 47.57% | 2170.2819 | 1 | 0% | 5% | 85% | 6.8% | 0.2% | 0.14511 | 0.0010381 | 0.014615 | 0.21838 | 0 | 0 | 0 | 0.24277 | 0.024395 |  | 0.12502 | 0 | 0.12502 | 08. $0.115 to $0.130 | 1 | 0 | 01. ($9,999.00) to $0.22 | 1 | 0 | 0 | 0 | 0 | 0 | 0 | 0 | 0 | 0 | 0 | 0 | 0 | 0 | 0 | 0 | 0 | 0 | 0 | 0 | 0 | 0 | 0 | 0 | 0 | 0 | 0 | 0 | 0 | 0 | 0 | 0 | 0 | 0 | 0 | 0 | 0 | 0 | 0 | 0 | 0 | 0 | 0 | 0 | 0 | 0 | 0 | 0 | 0 | 0 | 0 | 0 | 0 | 0 | 0 | 0 | 0 | 0 | 0 | 0 | 0 | 0 | 0 | 0 | 0 | 0 | 0 | 0 | 0 | 0 | 0 | 0 | 0 | 0 | 0 | 0 | 0 | 0 | 0 | 0 | 0 | 0 | 0 | 0 | 0 | 0 | 0 | 0 | 0 | 0 | 0 | 0 | 0 | 0 | 0 | 0 | 0 | 0 | 0 | 0 | 0 | 0 | 0 | 0 | 0 | 0 | 0 | 0 | 0 | 0 | 0 | 0 | 0 | 0 | 0 | 0 | 0 | 0 | 0 | 0 | 0 | 0 | 0 | 0 | 0 | 0 | 0 | 0 | 0 | 0 | 0 | 0 | 0 | 0 | 0 | 0 | 0 | 0 | 0 | 0 | 0 | 0 | 0 | 0 | 0 | 0 | 0 | 0 | 0 | 0 | 0 | 0 | 0 | 0 | 0 | 0 | 0 | 0 | 0 | 0 | 0 | 0 | 0 | 0 | 0 | 0 | 0 | 0 | 0 | 0 | 0 | 0 | 0 | 0 | 0 | 0 | 0 | 0 | 0 | 0 | 0 | 0 | 0 | 0 | 0 | 0 | 0 | 0 | 0 | 0 | 0 | 0 | 0 | 0 | 0 | 0 | 0 | 0 | 0 | 0 | 0 | 0 | 0 | 0 | 0.04263% | 0 | 0 | 0 | 0 | 0 | 0 | 0 | 0 | 0 | 0 | 0 | 0 | 0 | 0 | 0 | 0 | 0 | 0 | 0 | 0 | 0 | 0 | 0 | 0
| Com-Chiller-Cadmus | M_Input | Cadmus created workbook. Based on the PSE 2014 chiller EUI, 2014 CBSA analysis to determine capacity per sqft by capacity buckets, and costs based on the NEEP Phase 4 Incremental Cost Report for the measure "Commercial Chillers". Baseline cost based on DEER 2008 were used to establish full costs. Costs were interpolated based on the associated efficiency and capacity bucket | 2020 | NR and New | 2022 | 2045 | PSE | Commercial | School K-12 | Electric | Per Building Sqft - Chiller < 150 tons - Water Cooled |  |  | School K-12 Chillers < 150 tons (screw) - Premium Efficiency (Water Cooled) |  | 0.033925 | 20 | 0.13193 | 0 |  | 0 | 0 | 0 | 0 | 0 | 0 | 0 | 0 |  | 0 | 0 | 0 | Cooling | Chillers | Chiller | Chillers LT 150 Tons Water Cooled Premium | CommCOOL | 0.004239% | 25.17% | 25.17% | 36549.9879 | 1 | 0% | 5% | 85% | 6.8% | 0.2% | 0.029593 | 0.00021171 | 0.0029805 | 0.14388 | 0 | 0 | 0 | 0.16707 | 0.023193 |  | 0.42188 | 0 | 0.42188 | 13. $0.225 to $99,999.000 | 0 | 0 | 01. ($9,999.00) to $0.22 | 1 | 0 | 0 | 0 | 0 | 0 | 0 | 0 | 0 | 0 | 0 | 0 | 0 | 0 | 0 | 0 | 0 | 0 | 0 | 0 | 0 | 0 | 0 | 0 | 0 | 0 | 0 | 0 | 0 | 0 | 0 | 0 | 0 | 0 | 0 | 0 | 0 | 0 | 0 | 0 | 0 | 0 | 0 | 0 | 0 | 0 | 0 | 0 | 0 | 0 | 0 | 0 | 0 | 0 | 0 | 0 | 0 | 0 | 0 | 0 | 0 | 0 | 0 | 0 | 0 | 0 | 0 | 0 | 0 | 0 | 0 | 0 | 0 | 0 | 0 | 0 | 0 | 0 | 0 | 0 | 0 | 0 | 0 | 0 | 0 | 0 | 0 | 0 | 0 | 0 | 0 | 0 | 0 | 0 | 0 | 0 | 0 | 0 | 0 | 0 | 0 | 0 | 0 | 0 | 0 | 0 | 0 | 0 | 0 | 0 | 0 | 0 | 0 | 0 | 0 | 0 | 0 | 0 | 0 | 0 | 0 | 0 | 0 | 0 | 0 | 0 | 0 | 0 | 0 | 0 | 0 | 0 | 0 | 0 | 0 | 0 | 0 | 0 | 0 | 0 | 0 | 0 | 0 | 0 | 0 | 0 | 0 | 0 | 0 | 0 | 0 | 0 | 0 | 0 | 0 | 0 | 0 | 0 | 0 | 0 | 0 | 0 | 0 | 0 | 0 | 0 | 0 | 0 | 0 | 0 | 0 | 0 | 0 | 0 | 0 | 0 | 0 | 0 | 0 | 0 | 0 | 0 | 0 | 0 | 0 | 0 | 0 | 0 | 0 | 0 | 0 | 0 | 0 | 0 | 0 | 0 | 0 | 0 | 0 | 0 | 0 | 0 | 0 | 0 | 0.04263% | 0 | 0 | 0 | 0 | 0 | 0 | 0 | 0 | 0 | 0 | 0 | 0 | 0 | 0 | 0 | 0 | 0 | 0 | 0 | 0 | 0 | 0 | 0 | 0
| Com-Chiller-Cadmus | M_Input | Cadmus created workbook. Based on the PSE 2014 chiller EUI, 2014 CBSA analysis to determine capacity per sqft by capacity buckets, and costs based on the NEEP Phase 4 Incremental Cost Report for the measure "Commercial Chillers". Baseline cost based on DEER 2008 were used to establish full costs. Costs were interpolated based on the associated efficiency and capacity bucket | 2020 | NR and New | 2022 | 2045 | PSE | Commercial | University | Electric | Per Building Sqft - Chiller < 150 tons - Water Cooled |  |  | University Chillers < 150 tons (screw) - Premium Efficiency (Water Cooled) |  | 0.033925 | 20 | 0.13193 | 0 |  | 0 | 0 | 0 | 0 | 0 | 0 | 0 | 0 |  | 0 | 0 | 0 | Cooling | Chillers | Chiller | Chillers LT 150 Tons Water Cooled Premium | CommCOOL | 0.004239% | 3.519% | 3.519% | 121327.9762 | 1 | 0% | 5% | 85% | 6.8% | 0.2% | 0.029593 | 0.00021171 | 0.0029805 | 0.14388 | 0 | 0 | 0 | 0.16707 | 0.023193 |  | 0.42188 | 0 | 0.42188 | 13. $0.225 to $99,999.000 | 0 | 0 | 01. ($9,999.00) to $0.22 | 1 | 0 | 0 | 0 | 0 | 0 | 0 | 0 | 0 | 0 | 0 | 0 | 0 | 0 | 0 | 0 | 0 | 0 | 0 | 0 | 0 | 0 | 0 | 0 | 0 | 0 | 0 | 0 | 0 | 0 | 0 | 0 | 0 | 0 | 0 | 0 | 0 | 0 | 0 | 0 | 0 | 0 | 0 | 0 | 0 | 0 | 0 | 0 | 0 | 0 | 0 | 0 | 0 | 0 | 0 | 0 | 0 | 0 | 0 | 0 | 0 | 0 | 0 | 0 | 0 | 0 | 0 | 0 | 0 | 0 | 0 | 0 | 0 | 0 | 0 | 0 | 0 | 0 | 0 | 0 | 0 | 0 | 0 | 0 | 0 | 0 | 0 | 0 | 0 | 0 | 0 | 0 | 0 | 0 | 0 | 0 | 0 | 0 | 0 | 0 | 0 | 0 | 0 | 0 | 0 | 0 | 0 | 0 | 0 | 0 | 0 | 0 | 0 | 0 | 0 | 0 | 0 | 0 | 0 | 0 | 0 | 0 | 0 | 0 | 0 | 0 | 0 | 0 | 0 | 0 | 0 | 0 | 0 | 0 | 0 | 0 | 0 | 0 | 0 | 0 | 0 | 0 | 0 | 0 | 0 | 0 | 0 | 0 | 0 | 0 | 0 | 0 | 0 | 0 | 0 | 0 | 0 | 0 | 0 | 0 | 0 | 0 | 0 | 0 | 0 | 0 | 0 | 0 | 0 | 0 | 0 | 0 | 0 | 0 | 0 | 0 | 0 | 0 | 0 | 0 | 0 | 0 | 0 | 0 | 0 | 0 | 0 | 0 | 0 | 0 | 0 | 0 | 0 | 0 | 0 | 0 | 0 | 0 | 0 | 0 | 0 | 0 | 0 | 0 | 0.04263% | 0 | 0 | 0 | 0 | 0 | 0 | 0 | 0 | 0 | 0 | 0 | 0 | 0 | 0 | 0 | 0 | 0 | 0 | 0 | 0 | 0 | 0 | 0 | 0
| Com-Chiller-Cadmus | M_Input | Cadmus created workbook. Based on the PSE 2014 chiller EUI, 2014 CBSA analysis to determine capacity per sqft by capacity buckets, and costs based on the NEEP Phase 4 Incremental Cost Report for the measure "Commercial Chillers". Baseline cost based on DEER 2008 were used to establish full costs. Costs were interpolated based on the associated efficiency and capacity bucket | 2020 | NR and New | 2022 | 2045 | PSE | Commercial | Warehouse | Electric | Per Building Sqft - Chiller < 150 tons - Water Cooled |  |  | Warehouse Chillers < 150 tons (screw) - Premium Efficiency (Water Cooled) |  | 0.01703 | 20 | 0.20024 | 0 |  | 0 | 0 | 0 | 0 | 0 | 0 | 0 | 0 |  | 0 | 0 | 0 | Cooling | Chillers | Chiller | Chillers LT 150 Tons Water Cooled Premium | CommCOOL | 0.004239% | 4.331% | 4.331% | 34313.8807 | 1 | 0% | 5% | 85% | 6.8% | 0.2% | 0.014856 | 0.00010628 | 0.0014962 | 0.21838 | 0 | 0 | 0 | 0.25682 | 0.038445 |  | 1.2919 | 0 | 1.2919 | 13. $0.225 to $99,999.000 | 0 | 0 | 01. ($9,999.00) to $0.22 | 1 | 0 | 0 | 0 | 0 | 0 | 0 | 0 | 0 | 0 | 0 | 0 | 0 | 0 | 0 | 0 | 0 | 0 | 0 | 0 | 0 | 0 | 0 | 0 | 0 | 0 | 0 | 0 | 0 | 0 | 0 | 0 | 0 | 0 | 0 | 0 | 0 | 0 | 0 | 0 | 0 | 0 | 0 | 0 | 0 | 0 | 0 | 0 | 0 | 0 | 0 | 0 | 0 | 0 | 0 | 0 | 0 | 0 | 0 | 0 | 0 | 0 | 0 | 0 | 0 | 0 | 0 | 0 | 0 | 0 | 0 | 0 | 0 | 0 | 0 | 0 | 0 | 0 | 0 | 0 | 0 | 0 | 0 | 0 | 0 | 0 | 0 | 0 | 0 | 0 | 0 | 0 | 0 | 0 | 0 | 0 | 0 | 0 | 0 | 0 | 0 | 0 | 0 | 0 | 0 | 0 | 0 | 0 | 0 | 0 | 0 | 0 | 0 | 0 | 0 | 0 | 0 | 0 | 0 | 0 | 0 | 0 | 0 | 0 | 0 | 0 | 0 | 0 | 0 | 0 | 0 | 0 | 0 | 0 | 0 | 0 | 0 | 0 | 0 | 0 | 0 | 0 | 0 | 0 | 0 | 0 | 0 | 0 | 0 | 0 | 0 | 0 | 0 | 0 | 0 | 0 | 0 | 0 | 0 | 0 | 0 | 0 | 0 | 0 | 0 | 0 | 0 | 0 | 0 | 0 | 0 | 0 | 0 | 0 | 0 | 0 | 0 | 0 | 0 | 0 | 0 | 0 | 0 | 0 | 0 | 0 | 0 | 0 | 0 | 0 | 0 | 0 | 0 | 0 | 0 | 0 | 0 | 0 | 0 | 0 | 0 | 0 | 0 | 0 | 0.04263% | 0 | 0 | 0 | 0 | 0 | 0 | 0 | 0 | 0 | 0 | 0 | 0 | 0 | 0 | 0 | 0 | 0 | 0 | 0 | 0 | 0 | 0 | 0 | 0
| Com-Chiller-Cadmus | M_Input | Cadmus created workbook. Based on the PSE 2014 chiller EUI, 2014 CBSA analysis to determine capacity per sqft by capacity buckets, and costs based on the NEEP Phase 4 Incremental Cost Report for the measure "Commercial Chillers". Baseline cost based on DEER 2008 were used to establish full costs. Costs were interpolated based on the associated efficiency and capacity bucket | 2020 | NR and New | 2022 | 2045 | PSE | Commercial | Supermarket | Electric | Per Building Sqft - Chiller < 150 tons - Water Cooled |  |  | Supermarket Chillers < 150 tons (screw) - Premium Efficiency (Water Cooled) |  | 0.16635 | 20 | 0.20024 | 0 |  | 0 | 0 | 0 | 0 | 0 | 0 | 0 | 0 |  | 0 | 0 | 0 | Cooling | Chillers | Chiller | Chillers LT 150 Tons Water Cooled Premium | CommCOOL | 0.004239% | 59.08% | 59.08% | 49733.7282 | 1 | 0% | 5% | 85% | 6.8% | 0.2% | 0.14511 | 0.0010381 | 0.014615 | 0.21838 | 0 | 0 | 0 | 0.24277 | 0.024395 |  | 0.12502 | 0 | 0.12502 | 08. $0.115 to $0.130 | 1 | 0 | 01. ($9,999.00) to $0.22 | 1 | 0 | 0 | 0 | 0 | 0 | 0 | 0 | 0 | 0 | 0 | 0 | 0 | 0 | 0 | 0 | 0 | 0 | 0 | 0 | 0 | 0 | 0 | 0 | 0 | 0 | 0 | 0 | 0 | 0 | 0 | 0 | 0 | 0 | 0 | 0 | 0 | 0 | 0 | 0 | 0 | 0 | 0 | 0 | 0 | 0 | 0 | 0 | 0 | 0 | 0 | 0 | 0 | 0 | 0 | 0 | 0 | 0 | 0 | 0 | 0 | 0 | 0 | 0 | 0 | 0 | 0 | 0 | 0 | 0 | 0 | 0 | 0 | 0 | 0 | 0 | 0 | 0 | 0 | 0 | 0 | 0 | 0 | 0 | 0 | 0 | 0 | 0 | 0 | 0 | 0 | 0 | 0 | 0 | 0 | 0 | 0 | 0 | 0 | 0 | 0 | 0 | 0 | 0 | 0 | 0 | 0 | 0 | 0 | 0 | 0 | 0 | 0 | 0 | 0 | 0 | 0 | 0 | 0 | 0 | 0 | 0 | 0 | 0 | 0 | 0 | 0 | 0 | 0 | 0 | 0 | 0 | 0 | 0 | 0 | 0 | 0 | 0 | 0 | 0 | 0 | 0 | 0 | 0 | 0 | 0 | 0 | 0 | 0 | 0 | 0 | 0 | 0 | 0 | 0 | 0 | 0 | 0 | 0 | 0 | 0 | 0 | 0 | 0 | 0 | 0 | 0 | 0 | 0 | 0 | 0 | 0 | 0 | 0 | 0 | 0 | 0 | 0 | 0 | 0 | 0 | 0 | 0 | 0 | 0 | 0 | 0 | 0 | 0 | 0 | 0 | 0 | 0 | 0 | 0 | 0 | 0 | 0 | 0 | 0 | 0 | 0 | 0 | 0 | 0.04263% | 0 | 0 | 0 | 0 | 0 | 0 | 0 | 0 | 0 | 0 | 0 | 0 | 0 | 0 | 0 | 0 | 0 | 0 | 0 | 0 | 0 | 0 | 0 | 0
| Com-Chiller-Cadmus | M_Input | Cadmus created workbook. Based on the PSE 2014 chiller EUI, 2014 CBSA analysis to determine capacity per sqft by capacity buckets, and costs based on the NEEP Phase 4 Incremental Cost Report for the measure "Commercial Chillers". Baseline cost based on DEER 2008 were used to establish full costs. Costs were interpolated based on the associated efficiency and capacity bucket | 2020 | NR and New | 2022 | 2045 | PSE | Commercial | MiniMart | Electric | Per Building Sqft - Chiller < 150 tons - Water Cooled |  |  | MiniMart Chillers < 150 tons (screw) - Premium Efficiency (Water Cooled) |  | 0.16635 | 20 | 0.20024 | 0 |  | 0 | 0 | 0 | 0 | 0 | 0 | 0 | 0 |  | 0 | 0 | 0 | Cooling | Chillers | Chiller | Chillers LT 150 Tons Water Cooled Premium | CommCOOL | 0.004239% | 59.08% | 59.08% | 2115.8874 | 1 | 0% | 5% | 85% | 6.8% | 0.2% | 0.14511 | 0.0010381 | 0.014615 | 0.21838 | 0 | 0 | 0 | 0.24277 | 0.024395 |  | 0.12502 | 0 | 0.12502 | 08. $0.115 to $0.130 | 1 | 0 | 01. ($9,999.00) to $0.22 | 1 | 0 | 0 | 0 | 0 | 0 | 0 | 0 | 0 | 0 | 0 | 0 | 0 | 0 | 0 | 0 | 0 | 0 | 0 | 0 | 0 | 0 | 0 | 0 | 0 | 0 | 0 | 0 | 0 | 0 | 0 | 0 | 0 | 0 | 0 | 0 | 0 | 0 | 0 | 0 | 0 | 0 | 0 | 0 | 0 | 0 | 0 | 0 | 0 | 0 | 0 | 0 | 0 | 0 | 0 | 0 | 0 | 0 | 0 | 0 | 0 | 0 | 0 | 0 | 0 | 0 | 0 | 0 | 0 | 0 | 0 | 0 | 0 | 0 | 0 | 0 | 0 | 0 | 0 | 0 | 0 | 0 | 0 | 0 | 0 | 0 | 0 | 0 | 0 | 0 | 0 | 0 | 0 | 0 | 0 | 0 | 0 | 0 | 0 | 0 | 0 | 0 | 0 | 0 | 0 | 0 | 0 | 0 | 0 | 0 | 0 | 0 | 0 | 0 | 0 | 0 | 0 | 0 | 0 | 0 | 0 | 0 | 0 | 0 | 0 | 0 | 0 | 0 | 0 | 0 | 0 | 0 | 0 | 0 | 0 | 0 | 0 | 0 | 0 | 0 | 0 | 0 | 0 | 0 | 0 | 0 | 0 | 0 | 0 | 0 | 0 | 0 | 0 | 0 | 0 | 0 | 0 | 0 | 0 | 0 | 0 | 0 | 0 | 0 | 0 | 0 | 0 | 0 | 0 | 0 | 0 | 0 | 0 | 0 | 0 | 0 | 0 | 0 | 0 | 0 | 0 | 0 | 0 | 0 | 0 | 0 | 0 | 0 | 0 | 0 | 0 | 0 | 0 | 0 | 0 | 0 | 0 | 0 | 0 | 0 | 0 | 0 | 0 | 0 | 0.04263% | 0 | 0 | 0 | 0 | 0 | 0 | 0 | 0 | 0 | 0 | 0 | 0 | 0 | 0 | 0 | 0 | 0 | 0 | 0 | 0 | 0 | 0 | 0 | 0
| Com-Chiller-Cadmus | M_Input | Cadmus created workbook. Based on the PSE 2014 chiller EUI, 2014 CBSA analysis to determine capacity per sqft by capacity buckets, and costs based on the NEEP Phase 4 Incremental Cost Report for the measure "Commercial Chillers". Baseline cost based on DEER 2008 were used to establish full costs. Costs were interpolated based on the associated efficiency and capacity bucket | 2020 | NR and New | 2022 | 2045 | PSE | Commercial | Restaurant | Electric | Per Building Sqft - Chiller < 150 tons - Water Cooled |  |  | Restaurant Chillers < 150 tons (screw) - Premium Efficiency (Water Cooled) |  | 0.16635 | 20 | 0.20024 | 0 |  | 0 | 0 | 0 | 0 | 0 | 0 | 0 | 0 |  | 0 | 0 | 0 | Cooling | Chillers | Chiller | Chillers LT 150 Tons Water Cooled Premium | CommCOOL | 0.004239% | 51% | 51% | 9726.5895 | 1 | 0% | 5% | 85% | 6.8% | 0.2% | 0.14511 | 0.0010381 | 0.014615 | 0.21838 | 0 | 0 | 0 | 0.24277 | 0.024395 |  | 0.12502 | 0 | 0.12502 | 08. $0.115 to $0.130 | 1 | 0 | 01. ($9,999.00) to $0.22 | 1 | 0 | 0 | 0 | 0 | 0 | 0 | 0 | 0 | 0 | 0 | 0 | 0 | 0 | 0 | 0 | 0 | 0 | 0 | 0 | 0 | 0 | 0 | 0 | 0 | 0 | 0 | 0 | 0 | 0 | 0 | 0 | 0 | 0 | 0 | 0 | 0 | 0 | 0 | 0 | 0 | 0 | 0 | 0 | 0 | 0 | 0 | 0 | 0 | 0 | 0 | 0 | 0 | 0 | 0 | 0 | 0 | 0 | 0 | 0 | 0 | 0 | 0 | 0 | 0 | 0 | 0 | 0 | 0 | 0 | 0 | 0 | 0 | 0 | 0 | 0 | 0 | 0 | 0 | 0 | 0 | 0 | 0 | 0 | 0 | 0 | 0 | 0 | 0 | 0 | 0 | 0 | 0 | 0 | 0 | 0 | 0 | 0 | 0 | 0 | 0 | 0 | 0 | 0 | 0 | 0 | 0 | 0 | 0 | 0 | 0 | 0 | 0 | 0 | 0 | 0 | 0 | 0 | 0 | 0 | 0 | 0 | 0 | 0 | 0 | 0 | 0 | 0 | 0 | 0 | 0 | 0 | 0 | 0 | 0 | 0 | 0 | 0 | 0 | 0 | 0 | 0 | 0 | 0 | 0 | 0 | 0 | 0 | 0 | 0 | 0 | 0 | 0 | 0 | 0 | 0 | 0 | 0 | 0 | 0 | 0 | 0 | 0 | 0 | 0 | 0 | 0 | 0 | 0 | 0 | 0 | 0 | 0 | 0 | 0 | 0 | 0 | 0 | 0 | 0 | 0 | 0 | 0 | 0 | 0 | 0 | 0 | 0 | 0 | 0 | 0 | 0 | 0 | 0 | 0 | 0 | 0 | 0 | 0 | 0 | 0 | 0 | 0 | 0 | 0.04263% | 0 | 0 | 0 | 0 | 0 | 0 | 0 | 0 | 0 | 0 | 0 | 0 | 0 | 0 | 0 | 0 | 0 | 0 | 0 | 0 | 0 | 0 | 0 | 0
| Com-Chiller-Cadmus | M_Input | Cadmus created workbook. Based on the PSE 2014 chiller EUI, 2014 CBSA analysis to determine capacity per sqft by capacity buckets, and costs based on the NEEP Phase 4 Incremental Cost Report for the measure "Commercial Chillers". Baseline cost based on DEER 2008 were used to establish full costs. Costs were interpolated based on the associated efficiency and capacity bucket | 2020 | NR and New | 2022 | 2045 | PSE | Commercial | Lodging | Electric | Per Building Sqft - Chiller < 150 tons - Water Cooled |  |  | Lodging Chillers < 150 tons (screw) - Premium Efficiency (Water Cooled) |  | 0.16635 | 20 | 0.077087 | 0 |  | 0 | 0 | 0 | 0 | 0 | 0 | 0 | 0 |  | 0 | 0 | 0 | Cooling | Chillers | Chiller | Chillers LT 150 Tons Water Cooled Premium | CommCOOL | 0.004239% | 27.07% | 27.07% | 31385.388 | 1 | 5.336% | 5% | 85% | 6.8% | 0.2% | 0.14511 | 0.0010381 | 0.014615 | 0.084071 | 0 | 0 | 0 | 0.083835 | -0.00023523 |  | 0.043173 | 0 | 0.043173 | 02. $0.028 to $0.055 | 1 | 0 | 01. ($9,999.00) to $0.22 | 1 | 733.5896 | 1526.4773 | 2179.2014 | 2487.6075 | 3235.0289 | 4038.8741 | 5023.3062 | 5017.8536 | 6363.5188 | 7452.0512 | 7610.7074 | 6974.1905 | 9432.5395 | 10819.5394 | 10994.3947 | 10288.2197 | 11868.0399 | 13019.9314 | 14051.1634 | 13533.9827 | 14254.1361 | 14325.9636 | 15119.5481 | 13897.0982 | 122.0296 | 253.9231 | 362.5011 | 413.8031 | 538.1336 | 671.8499 | 835.606 | 834.699 | 1058.5448 | 1239.6177 | 1266.0095 | 1160.1275 | 1569.0636 | 1799.7853 | 1828.8717 | 1711.4025 | 1974.199 | 2165.8113 | 2337.3525 | 2251.3216 | 2371.1161 | 2383.0643 | 2515.0738 | 2311.7244 | 33975.631 | 122.0296 | 375.9527 | 738.4538 | 1152.2569 | 1690.3905 | 2362.2404 | 3197.8464 | 4032.5454 | 5091.0903 | 6330.7079 | 7596.7174 | 8756.8449 | 10325.9085 | 12125.6938 | 13954.5655 | 15665.968 | 17640.167 | 19805.9783 | 22143.3308 | 24394.6524 | 26765.7685 | 29148.8329 | 31663.9067 | 33975.631 | 0 | 0 | 0 | 0 | 0 | 0 | 0 | 0 | 0 | 0 | 0 | 0 | 0 | 0 | 0 | 0 | 0 | 0 | 0 | 0 | 0 | 0 | 0 | 0 | 0 | 0 | 0 | 0 | 0 | 0 | 0 | 0 | 0 | 0 | 0 | 0 | 0 | 0 | 0 | 0 | 0 | 0 | 0 | 0 | 0 | 0 | 0 | 0 | 0 | 0 | 0 | 0 | 0 | 0 | 0 | 0 | 0 | 0 | 0 | 0 | 0 | 0.0051733 | 0.015938 | 0.031306 | 0.048849 | 0.071662 | 0.10014 | 0.13557 | 0.17096 | 0.21583 | 0.26838 | 0.32205 | 0.37124 | 0.43776 | 0.51406 | 0.59159 | 0.66414 | 0.74784 | 0.83965 | 0.93874 | 1.0342 | 1.1347 | 1.2357 | 1.3424 | 1.4404 | 61.5008 | 127.9729 | 182.6943 | 208.5496 | 271.21 | 338.6007 | 421.131 | 420.6739 | 533.4883 | 624.7458 | 638.0468 | 584.6842 | 790.7809 | 907.0606 | 921.7197 | 862.5172 | 994.9621 | 1091.5314 | 1177.9851 | 1134.6271 | 1195.0014 | 1201.0231 | 1267.5536 | 1165.069 | 17123.1293 | 0 | 0 | 0 | 0 | 0 | 0 | 0 | 0 | 0 | 0 | 0 | 0 | 0 | 0 | 0 | 0 | 0 | 0 | 0 | 0 | 0.04263% | 0.052025 | 0.16028 | 0.31482 | 0.49124 | 0.72066 | 1.0071 | 1.3633 | 1.7192 | 2.1705 | 2.699 | 3.2387 | 3.7333 | 4.4022 | 5.1695 | 5.9492 | 6.6788 | 7.5205 | 8.4438 | 9.4403 | 10.4001 | 11.411 | 12.4269 | 13.4992 | 14.4847
| Com-Chiller-Cadmus | M_Input | Cadmus created workbook. Based on the PSE 2014 chiller EUI, 2014 CBSA analysis to determine capacity per sqft by capacity buckets, and costs based on the NEEP Phase 4 Incremental Cost Report for the measure "Commercial Chillers". Baseline cost based on DEER 2008 were used to establish full costs. Costs were interpolated based on the associated efficiency and capacity bucket | 2020 | NR and New | 2022 | 2045 | PSE | Commercial | Hospital | Electric | Per Building Sqft - Chiller < 150 tons - Water Cooled |  |  | Hospital Chillers < 150 tons (screw) - Premium Efficiency (Water Cooled) |  | 0.17405 | 20 | 0.10393 | 0 |  | 0 | 0 | 0 | 0 | 0 | 0 | 0 | 0 |  | 0 | 0 | 0 | Cooling | Chillers | Chiller | Chillers LT 150 Tons Water Cooled Premium | CommCOOL | 0.004239% | 22.77% | 22.77% | 80978.5882 | 1 | 0% | 5% | 85% | 6.8% | 0.2% | 0.15182 | 0.0010861 | 0.015291 | 0.11334 | 0 | 0 | 0 | 0.11775 | 0.0044082 |  | 0.057956 | 0 | 0.057956 | 03. $0.055 to $0.062 | 1 | 0 | 01. ($9,999.00) to $0.22 | 1 | 0 | 0 | 0 | 0 | 0 | 0 | 0 | 0 | 0 | 0 | 0 | 0 | 0 | 0 | 0 | 0 | 0 | 0 | 0 | 0 | 0 | 0 | 0 | 0 | 0 | 0 | 0 | 0 | 0 | 0 | 0 | 0 | 0 | 0 | 0 | 0 | 0 | 0 | 0 | 0 | 0 | 0 | 0 | 0 | 0 | 0 | 0 | 0 | 0 | 0 | 0 | 0 | 0 | 0 | 0 | 0 | 0 | 0 | 0 | 0 | 0 | 0 | 0 | 0 | 0 | 0 | 0 | 0 | 0 | 0 | 0 | 0 | 0 | 0 | 0 | 0 | 0 | 0 | 0 | 0 | 0 | 0 | 0 | 0 | 0 | 0 | 0 | 0 | 0 | 0 | 0 | 0 | 0 | 0 | 0 | 0 | 0 | 0 | 0 | 0 | 0 | 0 | 0 | 0 | 0 | 0 | 0 | 0 | 0 | 0 | 0 | 0 | 0 | 0 | 0 | 0 | 0 | 0 | 0 | 0 | 0 | 0 | 0 | 0 | 0 | 0 | 0 | 0 | 0 | 0 | 0 | 0 | 0 | 0 | 0 | 0 | 0 | 0 | 0 | 0 | 0 | 0 | 0 | 0 | 0 | 0 | 0 | 0 | 0 | 0 | 0 | 0 | 0 | 0 | 0 | 0 | 0 | 0 | 0 | 0 | 0 | 0 | 0 | 0 | 0 | 0 | 0 | 0 | 0 | 0 | 0 | 0 | 0 | 0 | 0 | 0 | 0 | 0 | 0 | 0 | 0 | 0 | 0 | 0 | 0 | 0 | 0 | 0 | 0 | 0 | 0 | 0 | 0 | 0 | 0 | 0 | 0 | 0 | 0 | 0 | 0 | 0 | 0 | 0.04263% | 0 | 0 | 0 | 0 | 0 | 0 | 0 | 0 | 0 | 0 | 0 | 0 | 0 | 0 | 0 | 0 | 0 | 0 | 0 | 0 | 0 | 0 | 0 | 0
| Com-Chiller-Cadmus | M_Input | Cadmus created workbook. Based on the PSE 2014 chiller EUI, 2014 CBSA analysis to determine capacity per sqft by capacity buckets, and costs based on the NEEP Phase 4 Incremental Cost Report for the measure "Commercial Chillers". Baseline cost based on DEER 2008 were used to establish full costs. Costs were interpolated based on the associated efficiency and capacity bucket | 2020 | NR and New | 2022 | 2045 | PSE | Commercial | Residential Care | Electric | Per Building Sqft - Chiller < 150 tons - Water Cooled |  |  | Residential Care Chillers < 150 tons (screw) - Premium Efficiency (Water Cooled) |  | 0.16635 | 20 | 0.10393 | 0 |  | 0 | 0 | 0 | 0 | 0 | 0 | 0 | 0 |  | 0 | 0 | 0 | Cooling | Chillers | Chiller | Chillers LT 150 Tons Water Cooled Advanced | CommCOOL | 0.004239% | 6.763% | 6.763% | 89213.7828 | 1 | 9.468% | 5% | 85% | 6.8% | 0.2% | 0.14511 | 0.0010381 | 0.014615 | 0.11334 | 0 | 0 | 0 | 0.11847 | 0.0051327 |  | 0.061011 | 0 | 0.061011 | 03. $0.055 to $0.062 | 1 | 0 | 01. ($9,999.00) to $0.22 | 1 | 362.4052 | 753.6984 | 1075.8927 | 1228.6957 | 1596.9388 | 1992.6687 | 2476.8857 | 2474.5743 | 3135.8028 | 3670.4875 | 3748.132 | 3434.9144 | 4641.8993 | 5322.3502 | 5407.1007 | 5058.8202 | 5833.3777 | 6397.5047 | 6902.1558 | 6645.9202 | 6997.6075 | 7030.8078 | 7418.6025 | 6815.9949 | 60.2846 | 125.3746 | 178.9703 | 204.3884 | 265.6441 | 331.4721 | 412.0196 | 411.6351 | 521.6277 | 610.5703 | 623.4861 | 571.3837 | 772.1606 | 885.3508 | 899.4487 | 841.5137 | 970.3581 | 1064.1982 | 1148.1448 | 1105.5211 | 1164.0228 | 1169.5456 | 1234.0536 | 1133.8123 | 16704.987 | 60.2846 | 185.6592 | 364.6295 | 569.0179 | 834.662 | 1166.1341 | 1578.1537 | 1989.7888 | 2511.4166 | 3121.9869 | 3745.473 | 4316.8567 | 5089.0173 | 5974.368 | 6873.8167 | 7715.3304 | 8685.6884 | 9749.8867 | 10898.0315 | 12003.5526 | 13167.5755 | 14337.1211 | 15571.1747 | 16704.987 | 0 | 0 | 0 | 0 | 0 | 0 | 0 | 0 | 0 | 0 | 0 | 0 | 0 | 0 | 0 | 0 | 0 | 0 | 0 | 0 | 0 | 0 | 0 | 0 | 0 | 0 | 0 | 0 | 0 | 0 | 0 | 0 | 0 | 0 | 0 | 0 | 0 | 0 | 0 | 0 | 0 | 0 | 0 | 0 | 0 | 0 | 0 | 0 | 0 | 0 | 0 | 0 | 0 | 0 | 0 | 0 | 0 | 0 | 0 | 0 | 0 | 0.0025557 | 0.0078708 | 0.015458 | 0.024123 | 0.035385 | 0.049437 | 0.066904 | 0.084355 | 0.10647 | 0.13235 | 0.15879 | 0.18301 | 0.21574 | 0.25328 | 0.29141 | 0.32708 | 0.36822 | 0.41334 | 0.46201 | 0.50888 | 0.55823 | 0.60781 | 0.66012 | 0.70819 | 42.9358 | 89.294 | 127.4658 | 145.569 | 189.1964 | 236.0803 | 293.4477 | 293.1738 | 371.5125 | 434.859 | 444.0579 | 406.9496 | 549.9465 | 630.5625 | 640.6033 | 599.3409 | 691.1062 | 757.9408 | 817.7291 | 787.3717 | 829.0377 | 832.9711 | 878.9148 | 807.5212 | 11897.5878 | 0 | 0 | 0 | 0 | 0 | 0 | 0 | 0 | 0 | 0 | 0 | 0 | 0 | 0 | 0 | 0 | 0 | 0 | 0 | 0 | 0.04263% | 0.025701 | 0.079152 | 0.15545 | 0.24259 | 0.35584 | 0.49715 | 0.67281 | 0.8483 | 1.0707 | 1.331 | 1.5968 | 1.8404 | 2.1696 | 2.547 | 2.9305 | 3.2893 | 3.7029 | 4.1566 | 4.6461 | 5.1174 | 5.6137 | 6.1123 | 6.6384 | 7.1218
| Com-Chiller-Cadmus | M_Input | Cadmus created workbook. Based on the PSE 2014 chiller EUI, 2014 CBSA analysis to determine capacity per sqft by capacity buckets, and costs based on the NEEP Phase 4 Incremental Cost Report for the measure "Commercial Chillers". Baseline cost based on DEER 2008 were used to establish full costs. Costs were interpolated based on the associated efficiency and capacity bucket | 2020 | NR and New | 2022 | 2045 | PSE | Commercial | Large Off | Electric | Per Building Sqft - Chiller < 150 tons - Water Cooled |  |  | Large Off Chillers < 150 tons (screw) - Advanced Efficiency (Water Cooled) |  | 0.12216 | 20 | 0.1034 | 0 |  | 0 | 0 | 0 | 0 | 0 | 0 | 0 | 0 |  | 0 | 0 | 0 | Cooling | Chillers | Chiller | Chillers LT 150 Tons Water Cooled Advanced | CommCOOL | 0.004239% | 22.96% | 22.96% | 229881.7404 | 1 | 19.7% | 5% | 85% | 6.8% | 0.2% | 0.10656 | 0.00076235 | 0.010733 | 0.11277 | 0 | 0 | 0 | 0.12196 | 0.0091857 |  | 0.085521 | 0 | 0.085521 | 07. $0.085 to $0.115 | 1 | 0 | 01. ($9,999.00) to $0.22 | 1 | 6111.4865 | 12729.0235 | 18174.4267 | 20730.0306 | 26986.1212 | 33723.803 | 41987.6197 | 41930.07 | 53246.4525 | 62406.1371 | 63749.119 | 58408.6187 | 79112.3228 | 90808.8852 | 92313.6981 | 86412.4351 | 99749.9114 | 109493.2285 | 118227.4448 | 113940.4978 | 120062.461 | 120729.4926 | 127468.4016 | 117245.5513 | 746.5872 | 1554.9943 | 2220.2119 | 2532.4078 | 3296.6601 | 4119.7441 | 5129.2629 | 5122.2325 | 6504.6567 | 7623.6158 | 7787.6762 | 7135.2737 | 9664.4654 | 11093.3329 | 11277.1628 | 10556.2568 | 12185.5804 | 13375.8368 | 14442.8202 | 13919.1211 | 14666.9882 | 14748.4736 | 15571.7076 | 14322.8708 | 209597.94 | 746.5872 | 2301.5815 | 4521.7934 | 7054.2012 | 10350.8612 | 14470.6054 | 19599.8683 | 24722.1008 | 31226.7575 | 38850.3733 | 46638.0495 | 53773.3232 | 63437.7887 | 74531.1216 | 85808.2844 | 96364.5411 | 108550.1215 | 121925.9584 | 136368.7786 | 150287.8997 | 164954.8879 | 179703.3615 | 195275.0692 | 209597.94 | 0 | 0 | 0 | 0 | 0 | 0 | 0 | 0 | 0 | 0 | 0 | 0 | 0 | 0 | 0 | 0 | 0 | 0 | 0 | 0 | 0 | 0 | 0 | 0 | 0 | 0 | 0 | 0 | 0 | 0 | 0 | 0 | 0 | 0 | 0 | 0 | 0 | 0 | 0 | 0 | 0 | 0 | 0 | 0 | 0 | 0 | 0 | 0 | 0 | 0 | 0 | 0 | 0 | 0 | 0 | 0 | 0 | 0 | 0 | 0 | 0 | 0.031651 | 0.097573 | 0.1917 | 0.29906 | 0.43881 | 0.61347 | 0.83092 | 1.0481 | 1.3238 | 1.647 | 1.9772 | 2.2797 | 2.6894 | 3.1597 | 3.6378 | 4.0853 | 4.6019 | 5.1689 | 5.7812 | 6.3713 | 6.9931 | 7.6183 | 8.2785 | 8.8857 | 745.3395 | 1552.3954 | 2216.5013 | 2528.1755 | 3291.1505 | 4112.8589 | 5120.6905 | 5113.6719 | 6493.7856 | 7610.8747 | 7774.6609 | 7123.3487 | 9648.3135 | 11074.7929 | 11258.3156 | 10538.6144 | 12165.215 | 13353.4822 | 14418.6823 | 13895.8585 | 14642.4757 | 14723.8249 | 15545.6831 | 14298.9334 | 209247.6446 | 0 | 0 | 0 | 0 | 0 | 0 | 0 | 0 | 0 | 0 | 0 | 0 | 0 | 0 | 0 | 0 | 0 | 0 | 0 | 0 | 0.04263% | 0.31829 | 0.98123 | 1.9278 | 3.0074 | 4.4129 | 6.1692 | 8.356 | 10.5397 | 13.3128 | 16.563 | 19.8831 | 22.925 | 27.0453 | 31.7746 | 36.5824 | 41.0828 | 46.2779 | 51.9803 | 58.1377 | 64.0718 | 70.3247 | 76.6124 | 83.2511 | 89.3573
| Com-Chiller-Cadmus | M_Input | Cadmus created workbook. Based on the PSE 2014 chiller EUI, 2014 CBSA analysis to determine capacity per sqft by capacity buckets, and costs based on the NEEP Phase 4 Incremental Cost Report for the measure "Commercial Chillers". Baseline cost based on DEER 2008 were used to establish full costs. Costs were interpolated based on the associated efficiency and capacity bucket | 2020 | NR and New | 2022 | 2045 | PSE | Commercial | Medium Off | Electric | Per Building Sqft - Chiller < 150 tons - Water Cooled |  |  | Medium Off Chillers < 150 tons (screw) - Advanced Efficiency (Water Cooled) |  | 0.12216 | 20 | 0.1034 | 0 |  | 0 | 0 | 0 | 0 | 0 | 0 | 0 | 0 |  | 0 | 0 | 0 | Cooling | Chillers | Chiller | Chillers LT 150 Tons Water Cooled Advanced | CommCOOL | 0.004239% | 22.96% | 22.96% | 41759.2514 | 1 | 0% | 5% | 85% | 6.8% | 0.2% | 0.10656 | 0.00076235 | 0.010733 | 0.11277 | 0 | 0 | 0 | 0.12196 | 0.0091857 |  | 0.085521 | 0 | 0.085521 | 07. $0.085 to $0.115 | 1 | 0 | 01. ($9,999.00) to $0.22 | 1 | 0 | 0 | 0 | 0 | 0 | 0 | 0 | 0 | 0 | 0 | 0 | 0 | 0 | 0 | 0 | 0 | 0 | 0 | 0 | 0 | 0 | 0 | 0 | 0 | 0 | 0 | 0 | 0 | 0 | 0 | 0 | 0 | 0 | 0 | 0 | 0 | 0 | 0 | 0 | 0 | 0 | 0 | 0 | 0 | 0 | 0 | 0 | 0 | 0 | 0 | 0 | 0 | 0 | 0 | 0 | 0 | 0 | 0 | 0 | 0 | 0 | 0 | 0 | 0 | 0 | 0 | 0 | 0 | 0 | 0 | 0 | 0 | 0 | 0 | 0 | 0 | 0 | 0 | 0 | 0 | 0 | 0 | 0 | 0 | 0 | 0 | 0 | 0 | 0 | 0 | 0 | 0 | 0 | 0 | 0 | 0 | 0 | 0 | 0 | 0 | 0 | 0 | 0 | 0 | 0 | 0 | 0 | 0 | 0 | 0 | 0 | 0 | 0 | 0 | 0 | 0 | 0 | 0 | 0 | 0 | 0 | 0 | 0 | 0 | 0 | 0 | 0 | 0 | 0 | 0 | 0 | 0 | 0 | 0 | 0 | 0 | 0 | 0 | 0 | 0 | 0 | 0 | 0 | 0 | 0 | 0 | 0 | 0 | 0 | 0 | 0 | 0 | 0 | 0 | 0 | 0 | 0 | 0 | 0 | 0 | 0 | 0 | 0 | 0 | 0 | 0 | 0 | 0 | 0 | 0 | 0 | 0 | 0 | 0 | 0 | 0 | 0 | 0 | 0 | 0 | 0 | 0 | 0 | 0 | 0 | 0 | 0 | 0 | 0 | 0 | 0 | 0 | 0 | 0 | 0 | 0 | 0 | 0 | 0 | 0 | 0 | 0 | 0 | 0.04263% | 0 | 0 | 0 | 0 | 0 | 0 | 0 | 0 | 0 | 0 | 0 | 0 | 0 | 0 | 0 | 0 | 0 | 0 | 0 | 0 | 0 | 0 | 0 | 0
| Com-Chiller-Cadmus | M_Input | Cadmus created workbook. Based on the PSE 2014 chiller EUI, 2014 CBSA analysis to determine capacity per sqft by capacity buckets, and costs based on the NEEP Phase 4 Incremental Cost Report for the measure "Commercial Chillers". Baseline cost based on DEER 2008 were used to establish full costs. Costs were interpolated based on the associated efficiency and capacity bucket | 2020 | NR and New | 2022 | 2045 | PSE | Commercial | Small Off | Electric | Per Building Sqft - Chiller < 150 tons - Water Cooled |  |  | Small Off Chillers < 150 tons (screw) - Advanced Efficiency (Water Cooled) |  | 0.12216 | 20 | 0.1034 | 0 |  | 0 | 0 | 0 | 0 | 0 | 0 | 0 | 0 |  | 0 | 0 | 0 | Cooling | Chillers | Chiller | Chillers LT 150 Tons Water Cooled Advanced | CommCOOL | 0.004239% | 22.96% | 22.96% | 4797.7732 | 1 | 0% | 5% | 85% | 6.8% | 0.2% | 0.10656 | 0.00076235 | 0.010733 | 0.11277 | 0 | 0 | 0 | 0.12196 | 0.0091857 |  | 0.085521 | 0 | 0.085521 | 07. $0.085 to $0.115 | 1 | 0 | 01. ($9,999.00) to $0.22 | 1 | 0 | 0 | 0 | 0 | 0 | 0 | 0 | 0 | 0 | 0 | 0 | 0 | 0 | 0 | 0 | 0 | 0 | 0 | 0 | 0 | 0 | 0 | 0 | 0 | 0 | 0 | 0 | 0 | 0 | 0 | 0 | 0 | 0 | 0 | 0 | 0 | 0 | 0 | 0 | 0 | 0 | 0 | 0 | 0 | 0 | 0 | 0 | 0 | 0 | 0 | 0 | 0 | 0 | 0 | 0 | 0 | 0 | 0 | 0 | 0 | 0 | 0 | 0 | 0 | 0 | 0 | 0 | 0 | 0 | 0 | 0 | 0 | 0 | 0 | 0 | 0 | 0 | 0 | 0 | 0 | 0 | 0 | 0 | 0 | 0 | 0 | 0 | 0 | 0 | 0 | 0 | 0 | 0 | 0 | 0 | 0 | 0 | 0 | 0 | 0 | 0 | 0 | 0 | 0 | 0 | 0 | 0 | 0 | 0 | 0 | 0 | 0 | 0 | 0 | 0 | 0 | 0 | 0 | 0 | 0 | 0 | 0 | 0 | 0 | 0 | 0 | 0 | 0 | 0 | 0 | 0 | 0 | 0 | 0 | 0 | 0 | 0 | 0 | 0 | 0 | 0 | 0 | 0 | 0 | 0 | 0 | 0 | 0 | 0 | 0 | 0 | 0 | 0 | 0 | 0 | 0 | 0 | 0 | 0 | 0 | 0 | 0 | 0 | 0 | 0 | 0 | 0 | 0 | 0 | 0 | 0 | 0 | 0 | 0 | 0 | 0 | 0 | 0 | 0 | 0 | 0 | 0 | 0 | 0 | 0 | 0 | 0 | 0 | 0 | 0 | 0 | 0 | 0 | 0 | 0 | 0 | 0 | 0 | 0 | 0 | 0 | 0 | 0 | 0.04263% | 0 | 0 | 0 | 0 | 0 | 0 | 0 | 0 | 0 | 0 | 0 | 0 | 0 | 0 | 0 | 0 | 0 | 0 | 0 | 0 | 0 | 0 | 0 | 0
| Com-Chiller-Cadmus | M_Input | Cadmus created workbook. Based on the PSE 2014 chiller EUI, 2014 CBSA analysis to determine capacity per sqft by capacity buckets, and costs based on the NEEP Phase 4 Incremental Cost Report for the measure "Commercial Chillers". Baseline cost based on DEER 2008 were used to establish full costs. Costs were interpolated based on the associated efficiency and capacity bucket | 2020 | NR and New | 2022 | 2045 | PSE | Commercial | Xlarge Ret | Electric | Per Building Sqft - Chiller < 150 tons - Water Cooled |  |  | XLarge Ret Chillers < 150 tons (screw) - Advanced Efficiency (Water Cooled) |  | 0.10397 | 20 | 0.12515 | 0 |  | 0 | 0 | 0 | 0 | 0 | 0 | 0 | 0 |  | 0 | 0 | 0 | Cooling | Chillers | Chiller | Chillers LT 150 Tons Water Cooled Advanced | CommCOOL | 0.004239% | 47.57% | 47.57% | 280351.2881 | 1 | 0% | 5% | 85% | 6.8% | 0.2% | 0.090692 | 0.0006488 | 0.0091341 | 0.13649 | 0 | 0 | 0 | 0.15173 | 0.015247 |  | 0.12502 | 0 | 0.12502 | 08. $0.115 to $0.130 | 1 | 0 | 01. ($9,999.00) to $0.22 | 1 | 0 | 0 | 0 | 0 | 0 | 0 | 0 | 0 | 0 | 0 | 0 | 0 | 0 | 0 | 0 | 0 | 0 | 0 | 0 | 0 | 0 | 0 | 0 | 0 | 0 | 0 | 0 | 0 | 0 | 0 | 0 | 0 | 0 | 0 | 0 | 0 | 0 | 0 | 0 | 0 | 0 | 0 | 0 | 0 | 0 | 0 | 0 | 0 | 0 | 0 | 0 | 0 | 0 | 0 | 0 | 0 | 0 | 0 | 0 | 0 | 0 | 0 | 0 | 0 | 0 | 0 | 0 | 0 | 0 | 0 | 0 | 0 | 0 | 0 | 0 | 0 | 0 | 0 | 0 | 0 | 0 | 0 | 0 | 0 | 0 | 0 | 0 | 0 | 0 | 0 | 0 | 0 | 0 | 0 | 0 | 0 | 0 | 0 | 0 | 0 | 0 | 0 | 0 | 0 | 0 | 0 | 0 | 0 | 0 | 0 | 0 | 0 | 0 | 0 | 0 | 0 | 0 | 0 | 0 | 0 | 0 | 0 | 0 | 0 | 0 | 0 | 0 | 0 | 0 | 0 | 0 | 0 | 0 | 0 | 0 | 0 | 0 | 0 | 0 | 0 | 0 | 0 | 0 | 0 | 0 | 0 | 0 | 0 | 0 | 0 | 0 | 0 | 0 | 0 | 0 | 0 | 0 | 0 | 0 | 0 | 0 | 0 | 0 | 0 | 0 | 0 | 0 | 0 | 0 | 0 | 0 | 0 | 0 | 0 | 0 | 0 | 0 | 0 | 0 | 0 | 0 | 0 | 0 | 0 | 0 | 0 | 0 | 0 | 0 | 0 | 0 | 0 | 0 | 0 | 0 | 0 | 0 | 0 | 0 | 0 | 0 | 0 | 0 | 0.04263% | 0 | 0 | 0 | 0 | 0 | 0 | 0 | 0 | 0 | 0 | 0 | 0 | 0 | 0 | 0 | 0 | 0 | 0 | 0 | 0 | 0 | 0 | 0 | 0
| Com-Chiller-Cadmus | M_Input | Cadmus created workbook. Based on the PSE 2014 chiller EUI, 2014 CBSA analysis to determine capacity per sqft by capacity buckets, and costs based on the NEEP Phase 4 Incremental Cost Report for the measure "Commercial Chillers". Baseline cost based on DEER 2008 were used to establish full costs. Costs were interpolated based on the associated efficiency and capacity bucket | 2020 | NR and New | 2022 | 2045 | PSE | Commercial | Large Ret | Electric | Per Building Sqft - Chiller < 150 tons - Water Cooled |  |  | Large Ret Chillers < 150 tons (screw) - Advanced Efficiency (Water Cooled) |  | 0.10397 | 20 | 0.12515 | 0 |  | 0 | 0 | 0 | 0 | 0 | 0 | 0 | 0 |  | 0 | 0 | 0 | Cooling | Chillers | Chiller | Chillers LT 150 Tons Water Cooled Advanced | CommCOOL | 0.004239% | 47.57% | 47.57% | 94425.5221 | 1 | 0% | 5% | 85% | 6.8% | 0.2% | 0.090692 | 0.0006488 | 0.0091341 | 0.13649 | 0 | 0 | 0 | 0.15173 | 0.015247 |  | 0.12502 | 0 | 0.12502 | 08. $0.115 to $0.130 | 1 | 0 | 01. ($9,999.00) to $0.22 | 1 | 0 | 0 | 0 | 0 | 0 | 0 | 0 | 0 | 0 | 0 | 0 | 0 | 0 | 0 | 0 | 0 | 0 | 0 | 0 | 0 | 0 | 0 | 0 | 0 | 0 | 0 | 0 | 0 | 0 | 0 | 0 | 0 | 0 | 0 | 0 | 0 | 0 | 0 | 0 | 0 | 0 | 0 | 0 | 0 | 0 | 0 | 0 | 0 | 0 | 0 | 0 | 0 | 0 | 0 | 0 | 0 | 0 | 0 | 0 | 0 | 0 | 0 | 0 | 0 | 0 | 0 | 0 | 0 | 0 | 0 | 0 | 0 | 0 | 0 | 0 | 0 | 0 | 0 | 0 | 0 | 0 | 0 | 0 | 0 | 0 | 0 | 0 | 0 | 0 | 0 | 0 | 0 | 0 | 0 | 0 | 0 | 0 | 0 | 0 | 0 | 0 | 0 | 0 | 0 | 0 | 0 | 0 | 0 | 0 | 0 | 0 | 0 | 0 | 0 | 0 | 0 | 0 | 0 | 0 | 0 | 0 | 0 | 0 | 0 | 0 | 0 | 0 | 0 | 0 | 0 | 0 | 0 | 0 | 0 | 0 | 0 | 0 | 0 | 0 | 0 | 0 | 0 | 0 | 0 | 0 | 0 | 0 | 0 | 0 | 0 | 0 | 0 | 0 | 0 | 0 | 0 | 0 | 0 | 0 | 0 | 0 | 0 | 0 | 0 | 0 | 0 | 0 | 0 | 0 | 0 | 0 | 0 | 0 | 0 | 0 | 0 | 0 | 0 | 0 | 0 | 0 | 0 | 0 | 0 | 0 | 0 | 0 | 0 | 0 | 0 | 0 | 0 | 0 | 0 | 0 | 0 | 0 | 0 | 0 | 0 | 0 | 0 | 0 | 0.04263% | 0 | 0 | 0 | 0 | 0 | 0 | 0 | 0 | 0 | 0 | 0 | 0 | 0 | 0 | 0 | 0 | 0 | 0 | 0 | 0 | 0 | 0 | 0 | 0
| Com-Chiller-Cadmus | M_Input | Cadmus created workbook. Based on the PSE 2014 chiller EUI, 2014 CBSA analysis to determine capacity per sqft by capacity buckets, and costs based on the NEEP Phase 4 Incremental Cost Report for the measure "Commercial Chillers". Baseline cost based on DEER 2008 were used to establish full costs. Costs were interpolated based on the associated efficiency and capacity bucket | 2020 | NR and New | 2022 | 2045 | PSE | Commercial | Medium Ret | Electric | Per Building Sqft - Chiller < 150 tons - Water Cooled |  |  | Medium Ret Chillers < 150 tons (screw) - Advanced Efficiency (Water Cooled) |  | 0.10397 | 20 | 0.12515 | 0 |  | 0 | 0 | 0 | 0 | 0 | 0 | 0 | 0 |  | 0 | 0 | 0 | Cooling | Chillers | Chiller | Chillers LT 150 Tons Water Cooled Advanced | CommCOOL | 0.004239% | 47.57% | 47.57% | 13333.1618 | 1 | 0% | 5% | 85% | 6.8% | 0.2% | 0.090692 | 0.0006488 | 0.0091341 | 0.13649 | 0 | 0 | 0 | 0.15173 | 0.015247 |  | 0.12502 | 0 | 0.12502 | 08. $0.115 to $0.130 | 1 | 0 | 01. ($9,999.00) to $0.22 | 1 | 0 | 0 | 0 | 0 | 0 | 0 | 0 | 0 | 0 | 0 | 0 | 0 | 0 | 0 | 0 | 0 | 0 | 0 | 0 | 0 | 0 | 0 | 0 | 0 | 0 | 0 | 0 | 0 | 0 | 0 | 0 | 0 | 0 | 0 | 0 | 0 | 0 | 0 | 0 | 0 | 0 | 0 | 0 | 0 | 0 | 0 | 0 | 0 | 0 | 0 | 0 | 0 | 0 | 0 | 0 | 0 | 0 | 0 | 0 | 0 | 0 | 0 | 0 | 0 | 0 | 0 | 0 | 0 | 0 | 0 | 0 | 0 | 0 | 0 | 0 | 0 | 0 | 0 | 0 | 0 | 0 | 0 | 0 | 0 | 0 | 0 | 0 | 0 | 0 | 0 | 0 | 0 | 0 | 0 | 0 | 0 | 0 | 0 | 0 | 0 | 0 | 0 | 0 | 0 | 0 | 0 | 0 | 0 | 0 | 0 | 0 | 0 | 0 | 0 | 0 | 0 | 0 | 0 | 0 | 0 | 0 | 0 | 0 | 0 | 0 | 0 | 0 | 0 | 0 | 0 | 0 | 0 | 0 | 0 | 0 | 0 | 0 | 0 | 0 | 0 | 0 | 0 | 0 | 0 | 0 | 0 | 0 | 0 | 0 | 0 | 0 | 0 | 0 | 0 | 0 | 0 | 0 | 0 | 0 | 0 | 0 | 0 | 0 | 0 | 0 | 0 | 0 | 0 | 0 | 0 | 0 | 0 | 0 | 0 | 0 | 0 | 0 | 0 | 0 | 0 | 0 | 0 | 0 | 0 | 0 | 0 | 0 | 0 | 0 | 0 | 0 | 0 | 0 | 0 | 0 | 0 | 0 | 0 | 0 | 0 | 0 | 0 | 0 | 0.04263% | 0 | 0 | 0 | 0 | 0 | 0 | 0 | 0 | 0 | 0 | 0 | 0 | 0 | 0 | 0 | 0 | 0 | 0 | 0 | 0 | 0 | 0 | 0 | 0
| Com-Chiller-Cadmus | M_Input | Cadmus created workbook. Based on the PSE 2014 chiller EUI, 2014 CBSA analysis to determine capacity per sqft by capacity buckets, and costs based on the NEEP Phase 4 Incremental Cost Report for the measure "Commercial Chillers". Baseline cost based on DEER 2008 were used to establish full costs. Costs were interpolated based on the associated efficiency and capacity bucket | 2020 | NR and New | 2022 | 2045 | PSE | Commercial | Small Ret | Electric | Per Building Sqft - Chiller < 150 tons - Water Cooled |  |  | Small Ret Chillers < 150 tons (screw) - Advanced Efficiency (Water Cooled) |  | 0.10397 | 20 | 0.12515 | 0 |  | 0 | 0 | 0 | 0 | 0 | 0 | 0 | 0 |  | 0 | 0 | 0 | Cooling | Chillers | Chiller | Chillers LT 150 Tons Water Cooled Advanced | CommCOOL | 0.004239% | 47.57% | 47.57% | 2170.2819 | 1 | 0% | 5% | 85% | 6.8% | 0.2% | 0.090692 | 0.0006488 | 0.0091341 | 0.13649 | 0 | 0 | 0 | 0.15173 | 0.015247 |  | 0.12502 | 0 | 0.12502 | 08. $0.115 to $0.130 | 1 | 0 | 01. ($9,999.00) to $0.22 | 1 | 0 | 0 | 0 | 0 | 0 | 0 | 0 | 0 | 0 | 0 | 0 | 0 | 0 | 0 | 0 | 0 | 0 | 0 | 0 | 0 | 0 | 0 | 0 | 0 | 0 | 0 | 0 | 0 | 0 | 0 | 0 | 0 | 0 | 0 | 0 | 0 | 0 | 0 | 0 | 0 | 0 | 0 | 0 | 0 | 0 | 0 | 0 | 0 | 0 | 0 | 0 | 0 | 0 | 0 | 0 | 0 | 0 | 0 | 0 | 0 | 0 | 0 | 0 | 0 | 0 | 0 | 0 | 0 | 0 | 0 | 0 | 0 | 0 | 0 | 0 | 0 | 0 | 0 | 0 | 0 | 0 | 0 | 0 | 0 | 0 | 0 | 0 | 0 | 0 | 0 | 0 | 0 | 0 | 0 | 0 | 0 | 0 | 0 | 0 | 0 | 0 | 0 | 0 | 0 | 0 | 0 | 0 | 0 | 0 | 0 | 0 | 0 | 0 | 0 | 0 | 0 | 0 | 0 | 0 | 0 | 0 | 0 | 0 | 0 | 0 | 0 | 0 | 0 | 0 | 0 | 0 | 0 | 0 | 0 | 0 | 0 | 0 | 0 | 0 | 0 | 0 | 0 | 0 | 0 | 0 | 0 | 0 | 0 | 0 | 0 | 0 | 0 | 0 | 0 | 0 | 0 | 0 | 0 | 0 | 0 | 0 | 0 | 0 | 0 | 0 | 0 | 0 | 0 | 0 | 0 | 0 | 0 | 0 | 0 | 0 | 0 | 0 | 0 | 0 | 0 | 0 | 0 | 0 | 0 | 0 | 0 | 0 | 0 | 0 | 0 | 0 | 0 | 0 | 0 | 0 | 0 | 0 | 0 | 0 | 0 | 0 | 0 | 0 | 0.04263% | 0 | 0 | 0 | 0 | 0 | 0 | 0 | 0 | 0 | 0 | 0 | 0 | 0 | 0 | 0 | 0 | 0 | 0 | 0 | 0 | 0 | 0 | 0 | 0
| Com-Chiller-Cadmus | M_Input | Cadmus created workbook. Based on the PSE 2014 chiller EUI, 2014 CBSA analysis to determine capacity per sqft by capacity buckets, and costs based on the NEEP Phase 4 Incremental Cost Report for the measure "Commercial Chillers". Baseline cost based on DEER 2008 were used to establish full costs. Costs were interpolated based on the associated efficiency and capacity bucket | 2020 | NR and New | 2022 | 2045 | PSE | Commercial | School K-12 | Electric | Per Building Sqft - Chiller < 150 tons - Water Cooled |  |  | School K-12 Chillers < 150 tons (screw) - Advanced Efficiency (Water Cooled) |  | 0.021203 | 20 | 0.082455 | 0 |  | 0 | 0 | 0 | 0 | 0 | 0 | 0 | 0 |  | 0 | 0 | 0 | Cooling | Chillers | Chiller | Chillers LT 150 Tons Water Cooled Advanced | CommCOOL | 0.004239% | 25.17% | 25.17% | 36549.9879 | 1 | 0% | 5% | 85% | 6.8% | 0.2% | 0.018496 | 0.00013232 | 0.0018628 | 0.089925 | 0 | 0 | 0 | 0.10442 | 0.014496 |  | 0.42188 | 0 | 0.42188 | 13. $0.225 to $99,999.000 | 0 | 0 | 01. ($9,999.00) to $0.22 | 1 | 0 | 0 | 0 | 0 | 0 | 0 | 0 | 0 | 0 | 0 | 0 | 0 | 0 | 0 | 0 | 0 | 0 | 0 | 0 | 0 | 0 | 0 | 0 | 0 | 0 | 0 | 0 | 0 | 0 | 0 | 0 | 0 | 0 | 0 | 0 | 0 | 0 | 0 | 0 | 0 | 0 | 0 | 0 | 0 | 0 | 0 | 0 | 0 | 0 | 0 | 0 | 0 | 0 | 0 | 0 | 0 | 0 | 0 | 0 | 0 | 0 | 0 | 0 | 0 | 0 | 0 | 0 | 0 | 0 | 0 | 0 | 0 | 0 | 0 | 0 | 0 | 0 | 0 | 0 | 0 | 0 | 0 | 0 | 0 | 0 | 0 | 0 | 0 | 0 | 0 | 0 | 0 | 0 | 0 | 0 | 0 | 0 | 0 | 0 | 0 | 0 | 0 | 0 | 0 | 0 | 0 | 0 | 0 | 0 | 0 | 0 | 0 | 0 | 0 | 0 | 0 | 0 | 0 | 0 | 0 | 0 | 0 | 0 | 0 | 0 | 0 | 0 | 0 | 0 | 0 | 0 | 0 | 0 | 0 | 0 | 0 | 0 | 0 | 0 | 0 | 0 | 0 | 0 | 0 | 0 | 0 | 0 | 0 | 0 | 0 | 0 | 0 | 0 | 0 | 0 | 0 | 0 | 0 | 0 | 0 | 0 | 0 | 0 | 0 | 0 | 0 | 0 | 0 | 0 | 0 | 0 | 0 | 0 | 0 | 0 | 0 | 0 | 0 | 0 | 0 | 0 | 0 | 0 | 0 | 0 | 0 | 0 | 0 | 0 | 0 | 0 | 0 | 0 | 0 | 0 | 0 | 0 | 0 | 0 | 0 | 0 | 0 | 0 | 0.04263% | 0 | 0 | 0 | 0 | 0 | 0 | 0 | 0 | 0 | 0 | 0 | 0 | 0 | 0 | 0 | 0 | 0 | 0 | 0 | 0 | 0 | 0 | 0 | 0
| Com-Chiller-Cadmus | M_Input | Cadmus created workbook. Based on the PSE 2014 chiller EUI, 2014 CBSA analysis to determine capacity per sqft by capacity buckets, and costs based on the NEEP Phase 4 Incremental Cost Report for the measure "Commercial Chillers". Baseline cost based on DEER 2008 were used to establish full costs. Costs were interpolated based on the associated efficiency and capacity bucket | 2020 | NR and New | 2022 | 2045 | PSE | Commercial | University | Electric | Per Building Sqft - Chiller < 150 tons - Water Cooled |  |  | University Chillers < 150 tons (screw) - Advanced Efficiency (Water Cooled) |  | 0.021203 | 20 | 0.082455 | 0 |  | 0 | 0 | 0 | 0 | 0 | 0 | 0 | 0 |  | 0 | 0 | 0 | Cooling | Chillers | Chiller | Chillers LT 150 Tons Water Cooled Advanced | CommCOOL | 0.004239% | 3.519% | 3.519% | 121327.9762 | 1 | 0% | 5% | 85% | 6.8% | 0.2% | 0.018496 | 0.00013232 | 0.0018628 | 0.089925 | 0 | 0 | 0 | 0.10442 | 0.014496 |  | 0.42188 | 0 | 0.42188 | 13. $0.225 to $99,999.000 | 0 | 0 | 01. ($9,999.00) to $0.22 | 1 | 0 | 0 | 0 | 0 | 0 | 0 | 0 | 0 | 0 | 0 | 0 | 0 | 0 | 0 | 0 | 0 | 0 | 0 | 0 | 0 | 0 | 0 | 0 | 0 | 0 | 0 | 0 | 0 | 0 | 0 | 0 | 0 | 0 | 0 | 0 | 0 | 0 | 0 | 0 | 0 | 0 | 0 | 0 | 0 | 0 | 0 | 0 | 0 | 0 | 0 | 0 | 0 | 0 | 0 | 0 | 0 | 0 | 0 | 0 | 0 | 0 | 0 | 0 | 0 | 0 | 0 | 0 | 0 | 0 | 0 | 0 | 0 | 0 | 0 | 0 | 0 | 0 | 0 | 0 | 0 | 0 | 0 | 0 | 0 | 0 | 0 | 0 | 0 | 0 | 0 | 0 | 0 | 0 | 0 | 0 | 0 | 0 | 0 | 0 | 0 | 0 | 0 | 0 | 0 | 0 | 0 | 0 | 0 | 0 | 0 | 0 | 0 | 0 | 0 | 0 | 0 | 0 | 0 | 0 | 0 | 0 | 0 | 0 | 0 | 0 | 0 | 0 | 0 | 0 | 0 | 0 | 0 | 0 | 0 | 0 | 0 | 0 | 0 | 0 | 0 | 0 | 0 | 0 | 0 | 0 | 0 | 0 | 0 | 0 | 0 | 0 | 0 | 0 | 0 | 0 | 0 | 0 | 0 | 0 | 0 | 0 | 0 | 0 | 0 | 0 | 0 | 0 | 0 | 0 | 0 | 0 | 0 | 0 | 0 | 0 | 0 | 0 | 0 | 0 | 0 | 0 | 0 | 0 | 0 | 0 | 0 | 0 | 0 | 0 | 0 | 0 | 0 | 0 | 0 | 0 | 0 | 0 | 0 | 0 | 0 | 0 | 0 | 0 | 0.04263% | 0 | 0 | 0 | 0 | 0 | 0 | 0 | 0 | 0 | 0 | 0 | 0 | 0 | 0 | 0 | 0 | 0 | 0 | 0 | 0 | 0 | 0 | 0 | 0
| Com-Chiller-Cadmus | M_Input | Cadmus created workbook. Based on the PSE 2014 chiller EUI, 2014 CBSA analysis to determine capacity per sqft by capacity buckets, and costs based on the NEEP Phase 4 Incremental Cost Report for the measure "Commercial Chillers". Baseline cost based on DEER 2008 were used to establish full costs. Costs were interpolated based on the associated efficiency and capacity bucket | 2020 | NR and New | 2022 | 2045 | PSE | Commercial | Warehouse | Electric | Per Building Sqft - Chiller < 150 tons - Water Cooled |  |  | Warehouse Chillers < 150 tons (screw) - Advanced Efficiency (Water Cooled) |  | 0.010644 | 20 | 0.12515 | 0 |  | 0 | 0 | 0 | 0 | 0 | 0 | 0 | 0 |  | 0 | 0 | 0 | Cooling | Chillers | Chiller | Chillers LT 150 Tons Water Cooled Advanced | CommCOOL | 0.004239% | 4.331% | 4.331% | 34313.8807 | 1 | 0% | 5% | 85% | 6.8% | 0.2% | 0.0092848 | 6.6422e-05 | 0.00093512 | 0.13649 | 0 | 0 | 0 | 0.16052 | 0.024028 |  | 1.2919 | 0 | 1.2919 | 13. $0.225 to $99,999.000 | 0 | 0 | 01. ($9,999.00) to $0.22 | 1 | 0 | 0 | 0 | 0 | 0 | 0 | 0 | 0 | 0 | 0 | 0 | 0 | 0 | 0 | 0 | 0 | 0 | 0 | 0 | 0 | 0 | 0 | 0 | 0 | 0 | 0 | 0 | 0 | 0 | 0 | 0 | 0 | 0 | 0 | 0 | 0 | 0 | 0 | 0 | 0 | 0 | 0 | 0 | 0 | 0 | 0 | 0 | 0 | 0 | 0 | 0 | 0 | 0 | 0 | 0 | 0 | 0 | 0 | 0 | 0 | 0 | 0 | 0 | 0 | 0 | 0 | 0 | 0 | 0 | 0 | 0 | 0 | 0 | 0 | 0 | 0 | 0 | 0 | 0 | 0 | 0 | 0 | 0 | 0 | 0 | 0 | 0 | 0 | 0 | 0 | 0 | 0 | 0 | 0 | 0 | 0 | 0 | 0 | 0 | 0 | 0 | 0 | 0 | 0 | 0 | 0 | 0 | 0 | 0 | 0 | 0 | 0 | 0 | 0 | 0 | 0 | 0 | 0 | 0 | 0 | 0 | 0 | 0 | 0 | 0 | 0 | 0 | 0 | 0 | 0 | 0 | 0 | 0 | 0 | 0 | 0 | 0 | 0 | 0 | 0 | 0 | 0 | 0 | 0 | 0 | 0 | 0 | 0 | 0 | 0 | 0 | 0 | 0 | 0 | 0 | 0 | 0 | 0 | 0 | 0 | 0 | 0 | 0 | 0 | 0 | 0 | 0 | 0 | 0 | 0 | 0 | 0 | 0 | 0 | 0 | 0 | 0 | 0 | 0 | 0 | 0 | 0 | 0 | 0 | 0 | 0 | 0 | 0 | 0 | 0 | 0 | 0 | 0 | 0 | 0 | 0 | 0 | 0 | 0 | 0 | 0 | 0 | 0 | 0.04263% | 0 | 0 | 0 | 0 | 0 | 0 | 0 | 0 | 0 | 0 | 0 | 0 | 0 | 0 | 0 | 0 | 0 | 0 | 0 | 0 | 0 | 0 | 0 | 0
| Com-Chiller-Cadmus | M_Input | Cadmus created workbook. Based on the PSE 2014 chiller EUI, 2014 CBSA analysis to determine capacity per sqft by capacity buckets, and costs based on the NEEP Phase 4 Incremental Cost Report for the measure "Commercial Chillers". Baseline cost based on DEER 2008 were used to establish full costs. Costs were interpolated based on the associated efficiency and capacity bucket | 2020 | NR and New | 2022 | 2045 | PSE | Commercial | Supermarket | Electric | Per Building Sqft - Chiller < 150 tons - Water Cooled |  |  | Supermarket Chillers < 150 tons (screw) - Advanced Efficiency (Water Cooled) |  | 0.10397 | 20 | 0.12515 | 0 |  | 0 | 0 | 0 | 0 | 0 | 0 | 0 | 0 |  | 0 | 0 | 0 | Cooling | Chillers | Chiller | Chillers LT 150 Tons Water Cooled Advanced | CommCOOL | 0.004239% | 59.08% | 59.08% | 49733.7282 | 1 | 0% | 5% | 85% | 6.8% | 0.2% | 0.090692 | 0.0006488 | 0.0091341 | 0.13649 | 0 | 0 | 0 | 0.15173 | 0.015247 |  | 0.12502 | 0 | 0.12502 | 08. $0.115 to $0.130 | 1 | 0 | 01. ($9,999.00) to $0.22 | 1 | 0 | 0 | 0 | 0 | 0 | 0 | 0 | 0 | 0 | 0 | 0 | 0 | 0 | 0 | 0 | 0 | 0 | 0 | 0 | 0 | 0 | 0 | 0 | 0 | 0 | 0 | 0 | 0 | 0 | 0 | 0 | 0 | 0 | 0 | 0 | 0 | 0 | 0 | 0 | 0 | 0 | 0 | 0 | 0 | 0 | 0 | 0 | 0 | 0 | 0 | 0 | 0 | 0 | 0 | 0 | 0 | 0 | 0 | 0 | 0 | 0 | 0 | 0 | 0 | 0 | 0 | 0 | 0 | 0 | 0 | 0 | 0 | 0 | 0 | 0 | 0 | 0 | 0 | 0 | 0 | 0 | 0 | 0 | 0 | 0 | 0 | 0 | 0 | 0 | 0 | 0 | 0 | 0 | 0 | 0 | 0 | 0 | 0 | 0 | 0 | 0 | 0 | 0 | 0 | 0 | 0 | 0 | 0 | 0 | 0 | 0 | 0 | 0 | 0 | 0 | 0 | 0 | 0 | 0 | 0 | 0 | 0 | 0 | 0 | 0 | 0 | 0 | 0 | 0 | 0 | 0 | 0 | 0 | 0 | 0 | 0 | 0 | 0 | 0 | 0 | 0 | 0 | 0 | 0 | 0 | 0 | 0 | 0 | 0 | 0 | 0 | 0 | 0 | 0 | 0 | 0 | 0 | 0 | 0 | 0 | 0 | 0 | 0 | 0 | 0 | 0 | 0 | 0 | 0 | 0 | 0 | 0 | 0 | 0 | 0 | 0 | 0 | 0 | 0 | 0 | 0 | 0 | 0 | 0 | 0 | 0 | 0 | 0 | 0 | 0 | 0 | 0 | 0 | 0 | 0 | 0 | 0 | 0 | 0 | 0 | 0 | 0 | 0 | 0.04263% | 0 | 0 | 0 | 0 | 0 | 0 | 0 | 0 | 0 | 0 | 0 | 0 | 0 | 0 | 0 | 0 | 0 | 0 | 0 | 0 | 0 | 0 | 0 | 0
| Com-Chiller-Cadmus | M_Input | Cadmus created workbook. Based on the PSE 2014 chiller EUI, 2014 CBSA analysis to determine capacity per sqft by capacity buckets, and costs based on the NEEP Phase 4 Incremental Cost Report for the measure "Commercial Chillers". Baseline cost based on DEER 2008 were used to establish full costs. Costs were interpolated based on the associated efficiency and capacity bucket | 2020 | NR and New | 2022 | 2045 | PSE | Commercial | MiniMart | Electric | Per Building Sqft - Chiller < 150 tons - Water Cooled |  |  | MiniMart Chillers < 150 tons (screw) - Advanced Efficiency (Water Cooled) |  | 0.10397 | 20 | 0.12515 | 0 |  | 0 | 0 | 0 | 0 | 0 | 0 | 0 | 0 |  | 0 | 0 | 0 | Cooling | Chillers | Chiller | Chillers LT 150 Tons Water Cooled Advanced | CommCOOL | 0.004239% | 59.08% | 59.08% | 2115.8874 | 1 | 0% | 5% | 85% | 6.8% | 0.2% | 0.090692 | 0.0006488 | 0.0091341 | 0.13649 | 0 | 0 | 0 | 0.15173 | 0.015247 |  | 0.12502 | 0 | 0.12502 | 08. $0.115 to $0.130 | 1 | 0 | 01. ($9,999.00) to $0.22 | 1 | 0 | 0 | 0 | 0 | 0 | 0 | 0 | 0 | 0 | 0 | 0 | 0 | 0 | 0 | 0 | 0 | 0 | 0 | 0 | 0 | 0 | 0 | 0 | 0 | 0 | 0 | 0 | 0 | 0 | 0 | 0 | 0 | 0 | 0 | 0 | 0 | 0 | 0 | 0 | 0 | 0 | 0 | 0 | 0 | 0 | 0 | 0 | 0 | 0 | 0 | 0 | 0 | 0 | 0 | 0 | 0 | 0 | 0 | 0 | 0 | 0 | 0 | 0 | 0 | 0 | 0 | 0 | 0 | 0 | 0 | 0 | 0 | 0 | 0 | 0 | 0 | 0 | 0 | 0 | 0 | 0 | 0 | 0 | 0 | 0 | 0 | 0 | 0 | 0 | 0 | 0 | 0 | 0 | 0 | 0 | 0 | 0 | 0 | 0 | 0 | 0 | 0 | 0 | 0 | 0 | 0 | 0 | 0 | 0 | 0 | 0 | 0 | 0 | 0 | 0 | 0 | 0 | 0 | 0 | 0 | 0 | 0 | 0 | 0 | 0 | 0 | 0 | 0 | 0 | 0 | 0 | 0 | 0 | 0 | 0 | 0 | 0 | 0 | 0 | 0 | 0 | 0 | 0 | 0 | 0 | 0 | 0 | 0 | 0 | 0 | 0 | 0 | 0 | 0 | 0 | 0 | 0 | 0 | 0 | 0 | 0 | 0 | 0 | 0 | 0 | 0 | 0 | 0 | 0 | 0 | 0 | 0 | 0 | 0 | 0 | 0 | 0 | 0 | 0 | 0 | 0 | 0 | 0 | 0 | 0 | 0 | 0 | 0 | 0 | 0 | 0 | 0 | 0 | 0 | 0 | 0 | 0 | 0 | 0 | 0 | 0 | 0 | 0 | 0.04263% | 0 | 0 | 0 | 0 | 0 | 0 | 0 | 0 | 0 | 0 | 0 | 0 | 0 | 0 | 0 | 0 | 0 | 0 | 0 | 0 | 0 | 0 | 0 | 0
| Com-Chiller-Cadmus | M_Input | Cadmus created workbook. Based on the PSE 2014 chiller EUI, 2014 CBSA analysis to determine capacity per sqft by capacity buckets, and costs based on the NEEP Phase 4 Incremental Cost Report for the measure "Commercial Chillers". Baseline cost based on DEER 2008 were used to establish full costs. Costs were interpolated based on the associated efficiency and capacity bucket | 2020 | NR and New | 2022 | 2045 | PSE | Commercial | Restaurant | Electric | Per Building Sqft - Chiller < 150 tons - Water Cooled |  |  | Restaurant Chillers < 150 tons (screw) - Advanced Efficiency (Water Cooled) |  | 0.10397 | 20 | 0.12515 | 0 |  | 0 | 0 | 0 | 0 | 0 | 0 | 0 | 0 |  | 0 | 0 | 0 | Cooling | Chillers | Chiller | Chillers LT 150 Tons Water Cooled Advanced | CommCOOL | 0.004239% | 51% | 51% | 9726.5895 | 1 | 0% | 5% | 85% | 6.8% | 0.2% | 0.090692 | 0.0006488 | 0.0091341 | 0.13649 | 0 | 0 | 0 | 0.15173 | 0.015247 |  | 0.12502 | 0 | 0.12502 | 08. $0.115 to $0.130 | 1 | 0 | 01. ($9,999.00) to $0.22 | 1 | 0 | 0 | 0 | 0 | 0 | 0 | 0 | 0 | 0 | 0 | 0 | 0 | 0 | 0 | 0 | 0 | 0 | 0 | 0 | 0 | 0 | 0 | 0 | 0 | 0 | 0 | 0 | 0 | 0 | 0 | 0 | 0 | 0 | 0 | 0 | 0 | 0 | 0 | 0 | 0 | 0 | 0 | 0 | 0 | 0 | 0 | 0 | 0 | 0 | 0 | 0 | 0 | 0 | 0 | 0 | 0 | 0 | 0 | 0 | 0 | 0 | 0 | 0 | 0 | 0 | 0 | 0 | 0 | 0 | 0 | 0 | 0 | 0 | 0 | 0 | 0 | 0 | 0 | 0 | 0 | 0 | 0 | 0 | 0 | 0 | 0 | 0 | 0 | 0 | 0 | 0 | 0 | 0 | 0 | 0 | 0 | 0 | 0 | 0 | 0 | 0 | 0 | 0 | 0 | 0 | 0 | 0 | 0 | 0 | 0 | 0 | 0 | 0 | 0 | 0 | 0 | 0 | 0 | 0 | 0 | 0 | 0 | 0 | 0 | 0 | 0 | 0 | 0 | 0 | 0 | 0 | 0 | 0 | 0 | 0 | 0 | 0 | 0 | 0 | 0 | 0 | 0 | 0 | 0 | 0 | 0 | 0 | 0 | 0 | 0 | 0 | 0 | 0 | 0 | 0 | 0 | 0 | 0 | 0 | 0 | 0 | 0 | 0 | 0 | 0 | 0 | 0 | 0 | 0 | 0 | 0 | 0 | 0 | 0 | 0 | 0 | 0 | 0 | 0 | 0 | 0 | 0 | 0 | 0 | 0 | 0 | 0 | 0 | 0 | 0 | 0 | 0 | 0 | 0 | 0 | 0 | 0 | 0 | 0 | 0 | 0 | 0 | 0 | 0.04263% | 0 | 0 | 0 | 0 | 0 | 0 | 0 | 0 | 0 | 0 | 0 | 0 | 0 | 0 | 0 | 0 | 0 | 0 | 0 | 0 | 0 | 0 | 0 | 0
| Com-Chiller-Cadmus | M_Input | Cadmus created workbook. Based on the PSE 2014 chiller EUI, 2014 CBSA analysis to determine capacity per sqft by capacity buckets, and costs based on the NEEP Phase 4 Incremental Cost Report for the measure "Commercial Chillers". Baseline cost based on DEER 2008 were used to establish full costs. Costs were interpolated based on the associated efficiency and capacity bucket | 2020 | NR and New | 2022 | 2045 | PSE | Commercial | Lodging | Electric | Per Building Sqft - Chiller < 150 tons - Water Cooled |  |  | Lodging Chillers < 150 tons (screw) - Advanced Efficiency (Water Cooled) |  | 0.10397 | 20 | 0.048179 | 0 |  | 0 | 0 | 0 | 0 | 0 | 0 | 0 | 0 |  | 0 | 0 | 0 | Cooling | Chillers | Chiller | Chillers LT 150 Tons Water Cooled Advanced | CommCOOL | 0.004239% | 27.07% | 27.07% | 31385.388 | 1 | 5.336% | 5% | 85% | 6.8% | 0.2% | 0.090692 | 0.0006488 | 0.0091341 | 0.052544 | 0 | 0 | 0 | 0.052397 | -0.00014702 |  | 0.043173 | 0 | 0.043173 | 02. $0.028 to $0.055 | 1 | 0 | 01. ($9,999.00) to $0.22 | 1 | 733.5896 | 1526.4773 | 2179.2014 | 2487.6075 | 3235.0289 | 4038.8741 | 5023.3062 | 5017.8536 | 6363.5188 | 7452.0512 | 7610.7074 | 6974.1905 | 9432.5395 | 10819.5394 | 10994.3947 | 10288.2197 | 11868.0399 | 13019.9314 | 14051.1634 | 13533.9827 | 14254.1361 | 14325.9636 | 15119.5481 | 13897.0982 | 76.2685 | 158.702 | 226.5632 | 258.627 | 336.3335 | 419.9062 | 522.2538 | 521.6869 | 661.5905 | 774.761 | 791.2559 | 725.0797 | 980.6648 | 1124.8658 | 1143.0448 | 1069.6265 | 1233.8744 | 1353.6321 | 1460.8453 | 1407.076 | 1481.9476 | 1489.4152 | 1571.9211 | 1444.8277 | 21234.7694 | 76.2685 | 234.9704 | 461.5336 | 720.1606 | 1056.4941 | 1476.4002 | 1998.654 | 2520.3409 | 3181.9314 | 3956.6925 | 4747.9484 | 5473.0281 | 6453.6928 | 7578.5586 | 8721.6035 | 9791.23 | 11025.1044 | 12378.7364 | 13839.5817 | 15246.6577 | 16728.6053 | 18218.0205 | 19789.9417 | 21234.7694 | 0 | 0 | 0 | 0 | 0 | 0 | 0 | 0 | 0 | 0 | 0 | 0 | 0 | 0 | 0 | 0 | 0 | 0 | 0 | 0 | 0 | 0 | 0 | 0 | 0 | 0 | 0 | 0 | 0 | 0 | 0 | 0 | 0 | 0 | 0 | 0 | 0 | 0 | 0 | 0 | 0 | 0 | 0 | 0 | 0 | 0 | 0 | 0 | 0 | 0 | 0 | 0 | 0 | 0 | 0 | 0 | 0 | 0 | 0 | 0 | 0 | 0.0032333 | 0.0099613 | 0.019566 | 0.03053 | 0.044789 | 0.06259 | 0.084731 | 0.10685 | 0.13489 | 0.16774 | 0.20128 | 0.23202 | 0.2736 | 0.32129 | 0.36974 | 0.41509 | 0.4674 | 0.52478 | 0.58671 | 0.64637 | 0.70919 | 0.77233 | 0.83897 | 0.90023 | 38.438 | 79.983 | 114.1839 | 130.3435 | 169.5062 | 211.6254 | 263.2069 | 262.9212 | 333.4302 | 390.4661 | 398.7793 | 365.4276 | 494.2381 | 566.9129 | 576.0748 | 539.0732 | 621.8513 | 682.2071 | 736.2407 | 709.1419 | 746.8759 | 750.6395 | 792.221 | 728.1681 | 10701.9558 | 0 | 0 | 0 | 0 | 0 | 0 | 0 | 0 | 0 | 0 | 0 | 0 | 0 | 0 | 0 | 0 | 0 | 0 | 0 | 0 | 0.04263% | 0.032515 | 0.10017 | 0.19676 | 0.30702 | 0.45041 | 0.62943 | 0.85208 | 1.0745 | 1.3565 | 1.6868 | 2.0242 | 2.3333 | 2.7514 | 3.2309 | 3.7183 | 4.1743 | 4.7003 | 5.2774 | 5.9002 | 6.5001 | 7.1319 | 7.7668 | 8.437 | 9.053
| Com-Chiller-Cadmus | M_Input | Cadmus created workbook. Based on the PSE 2014 chiller EUI, 2014 CBSA analysis to determine capacity per sqft by capacity buckets, and costs based on the NEEP Phase 4 Incremental Cost Report for the measure "Commercial Chillers". Baseline cost based on DEER 2008 were used to establish full costs. Costs were interpolated based on the associated efficiency and capacity bucket | 2020 | NR and New | 2022 | 2045 | PSE | Commercial | Hospital | Electric | Per Building Sqft - Chiller < 150 tons - Water Cooled |  |  | Hospital Chillers < 150 tons (screw) - Advanced Efficiency (Water Cooled) |  | 0.10878 | 20 | 0.064954 | 0 |  | 0 | 0 | 0 | 0 | 0 | 0 | 0 | 0 |  | 0 | 0 | 0 | Cooling | Chillers | Chiller | Chillers LT 150 Tons Water Cooled Advanced | CommCOOL | 0.004239% | 22.77% | 22.77% | 80978.5882 | 1 | 0% | 5% | 85% | 6.8% | 0.2% | 0.09489 | 0.00067883 | 0.0095568 | 0.070839 | 0 | 0 | 0 | 0.073594 | 0.0027551 |  | 0.057956 | 0 | 0.057956 | 03. $0.055 to $0.062 | 1 | 0 | 01. ($9,999.00) to $0.22 | 1 | 0 | 0 | 0 | 0 | 0 | 0 | 0 | 0 | 0 | 0 | 0 | 0 | 0 | 0 | 0 | 0 | 0 | 0 | 0 | 0 | 0 | 0 | 0 | 0 | 0 | 0 | 0 | 0 | 0 | 0 | 0 | 0 | 0 | 0 | 0 | 0 | 0 | 0 | 0 | 0 | 0 | 0 | 0 | 0 | 0 | 0 | 0 | 0 | 0 | 0 | 0 | 0 | 0 | 0 | 0 | 0 | 0 | 0 | 0 | 0 | 0 | 0 | 0 | 0 | 0 | 0 | 0 | 0 | 0 | 0 | 0 | 0 | 0 | 0 | 0 | 0 | 0 | 0 | 0 | 0 | 0 | 0 | 0 | 0 | 0 | 0 | 0 | 0 | 0 | 0 | 0 | 0 | 0 | 0 | 0 | 0 | 0 | 0 | 0 | 0 | 0 | 0 | 0 | 0 | 0 | 0 | 0 | 0 | 0 | 0 | 0 | 0 | 0 | 0 | 0 | 0 | 0 | 0 | 0 | 0 | 0 | 0 | 0 | 0 | 0 | 0 | 0 | 0 | 0 | 0 | 0 | 0 | 0 | 0 | 0 | 0 | 0 | 0 | 0 | 0 | 0 | 0 | 0 | 0 | 0 | 0 | 0 | 0 | 0 | 0 | 0 | 0 | 0 | 0 | 0 | 0 | 0 | 0 | 0 | 0 | 0 | 0 | 0 | 0 | 0 | 0 | 0 | 0 | 0 | 0 | 0 | 0 | 0 | 0 | 0 | 0 | 0 | 0 | 0 | 0 | 0 | 0 | 0 | 0 | 0 | 0 | 0 | 0 | 0 | 0 | 0 | 0 | 0 | 0 | 0 | 0 | 0 | 0 | 0 | 0 | 0 | 0 | 0 | 0.04263% | 0 | 0 | 0 | 0 | 0 | 0 | 0 | 0 | 0 | 0 | 0 | 0 | 0 | 0 | 0 | 0 | 0 | 0 | 0 | 0 | 0 | 0 | 0 | 0
| Com-Chiller-Cadmus | M_Input | Cadmus created workbook. Based on the PSE 2014 chiller EUI, 2014 CBSA analysis to determine capacity per sqft by capacity buckets, and costs based on the NEEP Phase 4 Incremental Cost Report for the measure "Commercial Chillers". Baseline cost based on DEER 2008 were used to establish full costs. Costs were interpolated based on the associated efficiency and capacity bucket | 2020 | NR and New | 2022 | 2045 | PSE | Commercial | Residential Care | Electric | Per Building Sqft - Chiller < 150 tons - Water Cooled |  |  | Residential Care Chillers < 150 tons (screw) - Advanced Efficiency (Water Cooled) |  | 0.10397 | 20 | 0.064954 | 0 |  | 0 | 0 | 0 | 0 | 0 | 0 | 0 | 0 |  | 0 | 0 | 0 | Cooling | Chillers | Chiller | Chillers LT 150 Tons Water Cooled Advanced | CommCOOL | 0.004239% | 6.763% | 6.763% | 89213.7828 | 1 | 9.468% | 5% | 85% | 6.8% | 0.2% | 0.090692 | 0.0006488 | 0.0091341 | 0.070839 | 0 | 0 | 0 | 0.074047 | 0.0032079 |  | 0.061011 | 0 | 0.061011 | 03. $0.055 to $0.062 | 1 | 0 | 01. ($9,999.00) to $0.22 | 1 | 362.4052 | 753.6984 | 1075.8927 | 1228.6957 | 1596.9388 | 1992.6687 | 2476.8857 | 2474.5743 | 3135.8028 | 3670.4875 | 3748.132 | 3434.9144 | 4641.8993 | 5322.3502 | 5407.1007 | 5058.8202 | 5833.3777 | 6397.5047 | 6902.1558 | 6645.9202 | 6997.6075 | 7030.8078 | 7418.6025 | 6815.9949 | 37.6779 | 78.3591 | 111.8564 | 127.7428 | 166.0276 | 207.1701 | 257.5123 | 257.272 | 326.0173 | 381.6064 | 389.6788 | 357.1148 | 482.6004 | 553.3442 | 562.1554 | 525.946 | 606.4738 | 665.1239 | 717.5905 | 690.9507 | 727.5143 | 730.966 | 771.2835 | 708.6327 | 10440.6169 | 37.6779 | 116.037 | 227.8934 | 355.6362 | 521.6637 | 728.8338 | 986.3461 | 1243.618 | 1569.6353 | 1951.2418 | 2340.9206 | 2698.0354 | 3180.6358 | 3733.98 | 4296.1354 | 4822.0815 | 5428.5553 | 6093.6792 | 6811.2697 | 7502.2204 | 8229.7347 | 8960.7007 | 9731.9842 | 10440.6169 | 0 | 0 | 0 | 0 | 0 | 0 | 0 | 0 | 0 | 0 | 0 | 0 | 0 | 0 | 0 | 0 | 0 | 0 | 0 | 0 | 0 | 0 | 0 | 0 | 0 | 0 | 0 | 0 | 0 | 0 | 0 | 0 | 0 | 0 | 0 | 0 | 0 | 0 | 0 | 0 | 0 | 0 | 0 | 0 | 0 | 0 | 0 | 0 | 0 | 0 | 0 | 0 | 0 | 0 | 0 | 0 | 0 | 0 | 0 | 0 | 0 | 0.0015973 | 0.0049193 | 0.0096613 | 0.015077 | 0.022115 | 0.030898 | 0.041815 | 0.052722 | 0.066543 | 0.082721 | 0.099241 | 0.11438 | 0.13484 | 0.1583 | 0.18213 | 0.20443 | 0.23014 | 0.25834 | 0.28876 | 0.31805 | 0.34889 | 0.37988 | 0.41258 | 0.44262 | 26.8349 | 55.8088 | 79.6661 | 90.9807 | 118.2478 | 147.5502 | 183.4048 | 183.2336 | 232.1953 | 271.7869 | 277.5362 | 254.3435 | 343.7165 | 394.1016 | 400.377 | 374.5881 | 431.9414 | 473.713 | 511.0807 | 492.1073 | 518.1486 | 520.6069 | 549.3218 | 504.7008 | 7435.9924 | 0 | 0 | 0 | 0 | 0 | 0 | 0 | 0 | 0 | 0 | 0 | 0 | 0 | 0 | 0 | 0 | 0 | 0 | 0 | 0 | 0.04263% | 0.016063 | 0.04947 | 0.097157 | 0.15162 | 0.2224 | 0.31072 | 0.42051 | 0.53019 | 0.66918 | 0.83187 | 0.998 | 1.1502 | 1.356 | 1.5919 | 1.8316 | 2.0558 | 2.3143 | 2.5979 | 2.9038 | 3.1984 | 3.5086 | 3.8202 | 4.149 | 4.4511
| Com-Chiller-Cadmus | M_Input | Cadmus created workbook. Based on the PSE 2014 chiller EUI, 2014 CBSA analysis to determine capacity per sqft by capacity buckets, and costs based on the NEEP Phase 4 Incremental Cost Report for the measure "Commercial Chillers". Baseline cost based on DEER 2008 were used to establish full costs. Costs were interpolated based on the associated efficiency and capacity bucket | 2020 | NR and New | 2022 | 2045 | PSE | Commercial | Large Off | Electric | Per Building Sqft - Chiller 150-300 tons - Water Cooled |  |  | Large Off Chillers 150-300 tons (screw) - High Efficiency (Water Cooled) |  | 0.073297 | 20 | 0.043028 | 0 |  | 0 | 0 | 0 | 0 | 0 | 0 | 0 | 0 |  | 0 | 0 | 0 | Cooling | Chillers | Chiller | Chillers 150-300 tons Water Cooled High | CommCOOL | 0.004239% | 22.96% | 22.96% | 229881.7404 | 1 | 16.32% | 5% | 85% | 6.8% | 0.2% | 0.063938 | 0.00045741 | 0.0064396 | 0.046927 | 0 | 0 | 0 | 0.048635 | 0.0017087 |  | 0.056841 | 0 | 0.056841 | 03. $0.055 to $0.062 | 1 | 0 | 01. ($9,999.00) to $0.22 | 1 | 5064.3092 | 10547.9594 | 15060.3159 | 17178.0279 | 22362.164 | 27945.3726 | 34793.2194 | 34745.5306 | 44122.899 | 51713.1105 | 52825.9782 | 48400.55 | 65556.7623 | 75249.1684 | 76496.138 | 71606.0313 | 82658.1877 | 90732.0288 | 97969.6742 | 94417.2774 | 99490.2682 | 100043.0067 | 105627.2324 | 97156.024 | 371.1976 | 773.1316 | 1103.8728 | 1259.0943 | 1639.0748 | 2048.3061 | 2550.2313 | 2546.7358 | 3234.0668 | 3790.405 | 3871.9746 | 3547.6049 | 4805.1002 | 5515.5224 | 5606.9213 | 5248.4922 | 6058.5798 | 6650.3664 | 7180.8626 | 6920.4833 | 7292.3172 | 7332.8312 | 7742.137 | 7121.2246 | 104210.5339 | 371.1976 | 1144.3292 | 2248.202 | 3507.2963 | 5146.3711 | 7194.6772 | 9744.9084 | 12291.6443 | 15525.7111 | 19316.1161 | 23188.0907 | 26735.6956 | 31540.7958 | 37056.3182 | 42663.2396 | 47911.7318 | 53970.3115 | 60620.6779 | 67801.5405 | 74722.0238 | 82014.341 | 89347.1722 | 97089.3092 | 104210.5339 | 0 | 0 | 0 | 0 | 0 | 0 | 0 | 0 | 0 | 0 | 0 | 0 | 0 | 0 | 0 | 0 | 0 | 0 | 0 | 0 | 0 | 0 | 0 | 0 | 0 | 0 | 0 | 0 | 0 | 0 | 0 | 0 | 0 | 0 | 0 | 0 | 0 | 0 | 0 | 0 | 0 | 0 | 0 | 0 | 0 | 0 | 0 | 0 | 0 | 0 | 0 | 0 | 0 | 0 | 0 | 0 | 0 | 0 | 0 | 0 | 0 | 0.015737 | 0.048513 | 0.09531 | 0.14869 | 0.21817 | 0.30501 | 0.41313 | 0.52109 | 0.6582 | 0.81889 | 0.98303 | 1.1334 | 1.3371 | 1.571 | 1.8087 | 2.0312 | 2.288 | 2.5699 | 2.8744 | 3.1678 | 3.4769 | 3.7878 | 4.116 | 4.4179 | 246.3039 | 513.0026 | 732.4621 | 835.4576 | 1087.5893 | 1359.13 | 1692.1767 | 1689.8574 | 2145.928 | 2515.0797 | 2569.2043 | 2353.9726 | 3188.3691 | 3659.7617 | 3720.4083 | 3482.5768 | 4020.1011 | 4412.7744 | 4764.779 | 4592.0073 | 4838.7335 | 4865.616 | 5137.2062 | 4725.2069 | 69147.7046 | 0 | 0 | 0 | 0 | 0 | 0 | 0 | 0 | 0 | 0 | 0 | 0 | 0 | 0 | 0 | 0 | 0 | 0 | 0 | 0 | 0.04263% | 0.15825 | 0.48786 | 0.95847 | 1.4953 | 2.194 | 3.0673 | 4.1545 | 5.2403 | 6.619 | 8.235 | 9.8857 | 11.3982 | 13.4467 | 15.7981 | 18.1885 | 20.4261 | 23.009 | 25.8442 | 28.9056 | 31.856 | 34.9649 | 38.0911 | 41.3918 | 44.4278
| Com-Chiller-Cadmus | M_Input | Cadmus created workbook. Based on the PSE 2014 chiller EUI, 2014 CBSA analysis to determine capacity per sqft by capacity buckets, and costs based on the NEEP Phase 4 Incremental Cost Report for the measure "Commercial Chillers". Baseline cost based on DEER 2008 were used to establish full costs. Costs were interpolated based on the associated efficiency and capacity bucket | 2020 | NR and New | 2022 | 2045 | PSE | Commercial | Medium Off | Electric | Per Building Sqft - Chiller 150-300 tons - Water Cooled |  |  | Medium Off Chillers 150-300 tons (screw) - High Efficiency (Water Cooled) |  | 0.073297 | 20 | 0.043028 | 0 |  | 0 | 0 | 0 | 0 | 0 | 0 | 0 | 0 |  | 0 | 0 | 0 | Cooling | Chillers | Chiller | Chillers 150-300 tons Water Cooled High | CommCOOL | 0.004239% | 22.96% | 22.96% | 41759.2514 | 1 | 0% | 5% | 85% | 6.8% | 0.2% | 0.063938 | 0.00045741 | 0.0064396 | 0.046927 | 0 | 0 | 0 | 0.048635 | 0.0017087 |  | 0.056841 | 0 | 0.056841 | 03. $0.055 to $0.062 | 1 | 0 | 01. ($9,999.00) to $0.22 | 1 | 0 | 0 | 0 | 0 | 0 | 0 | 0 | 0 | 0 | 0 | 0 | 0 | 0 | 0 | 0 | 0 | 0 | 0 | 0 | 0 | 0 | 0 | 0 | 0 | 0 | 0 | 0 | 0 | 0 | 0 | 0 | 0 | 0 | 0 | 0 | 0 | 0 | 0 | 0 | 0 | 0 | 0 | 0 | 0 | 0 | 0 | 0 | 0 | 0 | 0 | 0 | 0 | 0 | 0 | 0 | 0 | 0 | 0 | 0 | 0 | 0 | 0 | 0 | 0 | 0 | 0 | 0 | 0 | 0 | 0 | 0 | 0 | 0 | 0 | 0 | 0 | 0 | 0 | 0 | 0 | 0 | 0 | 0 | 0 | 0 | 0 | 0 | 0 | 0 | 0 | 0 | 0 | 0 | 0 | 0 | 0 | 0 | 0 | 0 | 0 | 0 | 0 | 0 | 0 | 0 | 0 | 0 | 0 | 0 | 0 | 0 | 0 | 0 | 0 | 0 | 0 | 0 | 0 | 0 | 0 | 0 | 0 | 0 | 0 | 0 | 0 | 0 | 0 | 0 | 0 | 0 | 0 | 0 | 0 | 0 | 0 | 0 | 0 | 0 | 0 | 0 | 0 | 0 | 0 | 0 | 0 | 0 | 0 | 0 | 0 | 0 | 0 | 0 | 0 | 0 | 0 | 0 | 0 | 0 | 0 | 0 | 0 | 0 | 0 | 0 | 0 | 0 | 0 | 0 | 0 | 0 | 0 | 0 | 0 | 0 | 0 | 0 | 0 | 0 | 0 | 0 | 0 | 0 | 0 | 0 | 0 | 0 | 0 | 0 | 0 | 0 | 0 | 0 | 0 | 0 | 0 | 0 | 0 | 0 | 0 | 0 | 0 | 0 | 0.04263% | 0 | 0 | 0 | 0 | 0 | 0 | 0 | 0 | 0 | 0 | 0 | 0 | 0 | 0 | 0 | 0 | 0 | 0 | 0 | 0 | 0 | 0 | 0 | 0
| Com-Chiller-Cadmus | M_Input | Cadmus created workbook. Based on the PSE 2014 chiller EUI, 2014 CBSA analysis to determine capacity per sqft by capacity buckets, and costs based on the NEEP Phase 4 Incremental Cost Report for the measure "Commercial Chillers". Baseline cost based on DEER 2008 were used to establish full costs. Costs were interpolated based on the associated efficiency and capacity bucket | 2020 | NR and New | 2022 | 2045 | PSE | Commercial | Small Off | Electric | Per Building Sqft - Chiller 150-300 tons - Water Cooled |  |  | Small Off Chillers 150-300 tons (screw) - High Efficiency (Water Cooled) |  | 0.073297 | 20 | 0.043028 | 0 |  | 0 | 0 | 0 | 0 | 0 | 0 | 0 | 0 |  | 0 | 0 | 0 | Cooling | Chillers | Chiller | Chillers 150-300 tons Water Cooled High | CommCOOL | 0.004239% | 22.96% | 22.96% | 4797.7732 | 1 | 0% | 5% | 85% | 6.8% | 0.2% | 0.063938 | 0.00045741 | 0.0064396 | 0.046927 | 0 | 0 | 0 | 0.048635 | 0.0017087 |  | 0.056841 | 0 | 0.056841 | 03. $0.055 to $0.062 | 1 | 0 | 01. ($9,999.00) to $0.22 | 1 | 0 | 0 | 0 | 0 | 0 | 0 | 0 | 0 | 0 | 0 | 0 | 0 | 0 | 0 | 0 | 0 | 0 | 0 | 0 | 0 | 0 | 0 | 0 | 0 | 0 | 0 | 0 | 0 | 0 | 0 | 0 | 0 | 0 | 0 | 0 | 0 | 0 | 0 | 0 | 0 | 0 | 0 | 0 | 0 | 0 | 0 | 0 | 0 | 0 | 0 | 0 | 0 | 0 | 0 | 0 | 0 | 0 | 0 | 0 | 0 | 0 | 0 | 0 | 0 | 0 | 0 | 0 | 0 | 0 | 0 | 0 | 0 | 0 | 0 | 0 | 0 | 0 | 0 | 0 | 0 | 0 | 0 | 0 | 0 | 0 | 0 | 0 | 0 | 0 | 0 | 0 | 0 | 0 | 0 | 0 | 0 | 0 | 0 | 0 | 0 | 0 | 0 | 0 | 0 | 0 | 0 | 0 | 0 | 0 | 0 | 0 | 0 | 0 | 0 | 0 | 0 | 0 | 0 | 0 | 0 | 0 | 0 | 0 | 0 | 0 | 0 | 0 | 0 | 0 | 0 | 0 | 0 | 0 | 0 | 0 | 0 | 0 | 0 | 0 | 0 | 0 | 0 | 0 | 0 | 0 | 0 | 0 | 0 | 0 | 0 | 0 | 0 | 0 | 0 | 0 | 0 | 0 | 0 | 0 | 0 | 0 | 0 | 0 | 0 | 0 | 0 | 0 | 0 | 0 | 0 | 0 | 0 | 0 | 0 | 0 | 0 | 0 | 0 | 0 | 0 | 0 | 0 | 0 | 0 | 0 | 0 | 0 | 0 | 0 | 0 | 0 | 0 | 0 | 0 | 0 | 0 | 0 | 0 | 0 | 0 | 0 | 0 | 0 | 0.04263% | 0 | 0 | 0 | 0 | 0 | 0 | 0 | 0 | 0 | 0 | 0 | 0 | 0 | 0 | 0 | 0 | 0 | 0 | 0 | 0 | 0 | 0 | 0 | 0
| Com-Chiller-Cadmus | M_Input | Cadmus created workbook. Based on the PSE 2014 chiller EUI, 2014 CBSA analysis to determine capacity per sqft by capacity buckets, and costs based on the NEEP Phase 4 Incremental Cost Report for the measure "Commercial Chillers". Baseline cost based on DEER 2008 were used to establish full costs. Costs were interpolated based on the associated efficiency and capacity bucket | 2020 | NR and New | 2022 | 2045 | PSE | Commercial | Xlarge Ret | Electric | Per Building Sqft - Chiller 150-300 tons - Water Cooled |  |  | XLarge Ret Chillers 150-300 tons (screw) - High Efficiency (Water Cooled) |  | 0.06238 | 20 | 0.031758 | 0 |  | 0 | 0 | 0 | 0 | 0 | 0 | 0 | 0 |  | 0 | 0 | 0 | Cooling | Chillers | Chiller | Chillers 150-300 tons Water Cooled High | CommCOOL | 0.004239% | 47.57% | 47.57% | 280351.2881 | 1 | 1.794% | 5% | 85% | 6.8% | 0.2% | 0.054415 | 0.00038928 | 0.0054804 | 0.034635 | 0 | 0 | 0 | 0.035117 | 0.00048188 |  | 0.048225 | 0 | 0.048225 | 02. $0.028 to $0.055 | 1 | 0 | 01. ($9,999.00) to $0.22 | 1 | 407.993 | 847.9383 | 1210.2882 | 1382.9178 | 1796.0826 | 2239.6501 | 2781.8246 | 2779.7283 | 3519.1706 | 4116.8223 | 4203.1839 | 3852.2485 | 5200.6384 | 5960.0543 | 6053.1706 | 5661.8597 | 6525.626 | 7153.8456 | 7715.2933 | 7425.778 | 7816.0401 | 7850.2513 | 8280.9334 | 7604.346 | 25.4505 | 52.8941 | 75.4974 | 86.266 | 112.0391 | 139.7087 | 173.5293 | 173.3986 | 219.5248 | 256.8061 | 262.1933 | 240.3021 | 324.4142 | 371.7863 | 377.5949 | 353.185 | 407.0665 | 446.2546 | 481.2776 | 463.2177 | 487.5621 | 489.6962 | 516.562 | 474.3567 | 7010.5839 | 25.4505 | 78.3446 | 153.842 | 240.108 | 352.1471 | 491.8557 | 665.3851 | 838.7837 | 1058.3084 | 1315.1145 | 1577.3078 | 1817.6099 | 2142.024 | 2513.8104 | 2891.4053 | 3244.5903 | 3651.6568 | 4097.9114 | 4579.189 | 5042.4067 | 5529.9689 | 6019.6651 | 6536.2271 | 7010.5839 | 0 | 0 | 0 | 0 | 0 | 0 | 0 | 0 | 0 | 0 | 0 | 0 | 0 | 0 | 0 | 0 | 0 | 0 | 0 | 0 | 0 | 0 | 0 | 0 | 0 | 0 | 0 | 0 | 0 | 0 | 0 | 0 | 0 | 0 | 0 | 0 | 0 | 0 | 0 | 0 | 0 | 0 | 0 | 0 | 0 | 0 | 0 | 0 | 0 | 0 | 0 | 0 | 0 | 0 | 0 | 0 | 0 | 0 | 0 | 0 | 0 | 0.0010789 | 0.0033213 | 0.006522 | 0.010179 | 0.014929 | 0.020852 | 0.028208 | 0.035559 | 0.044866 | 0.055753 | 0.066868 | 0.077056 | 0.090809 | 0.10657 | 0.12258 | 0.13755 | 0.15481 | 0.17373 | 0.19413 | 0.21377 | 0.23444 | 0.2552 | 0.2771 | 0.29721 | 14.3275 | 29.7771 | 42.5018 | 48.564 | 63.0731 | 78.6499 | 97.6895 | 97.6159 | 123.5829 | 144.5707 | 147.6035 | 135.2796 | 182.6311 | 209.2996 | 212.5695 | 198.8279 | 229.1608 | 251.222 | 270.9384 | 260.7715 | 274.4763 | 275.6777 | 290.802 | 267.0423 | 3946.6547 | 0 | 0 | 0 | 0 | 0 | 0 | 0 | 0 | 0 | 0 | 0 | 0 | 0 | 0 | 0 | 0 | 0 | 0 | 0 | 0 | 0.04263% | 0.01085 | 0.0334 | 0.065587 | 0.10236 | 0.15013 | 0.20969 | 0.28367 | 0.3576 | 0.45119 | 0.56067 | 0.67245 | 0.7749 | 0.9132 | 1.0717 | 1.2327 | 1.3833 | 1.5568 | 1.7471 | 1.9522 | 2.1497 | 2.3576 | 2.5663 | 2.7866 | 2.9888
| Com-Chiller-Cadmus | M_Input | Cadmus created workbook. Based on the PSE 2014 chiller EUI, 2014 CBSA analysis to determine capacity per sqft by capacity buckets, and costs based on the NEEP Phase 4 Incremental Cost Report for the measure "Commercial Chillers". Baseline cost based on DEER 2008 were used to establish full costs. Costs were interpolated based on the associated efficiency and capacity bucket | 2020 | NR and New | 2022 | 2045 | PSE | Commercial | Large Ret | Electric | Per Building Sqft - Chiller 150-300 tons - Water Cooled |  |  | Large Ret Chillers 150-300 tons (screw) - High Efficiency (Water Cooled) |  | 0.06238 | 20 | 0.031758 | 0 |  | 0 | 0 | 0 | 0 | 0 | 0 | 0 | 0 |  | 0 | 0 | 0 | Cooling | Chillers | Chiller | Chillers 150-300 tons Water Cooled High | CommCOOL | 0.004239% | 47.57% | 47.57% | 94425.5221 | 1 | 0% | 5% | 85% | 6.8% | 0.2% | 0.054415 | 0.00038928 | 0.0054804 | 0.034635 | 0 | 0 | 0 | 0.035117 | 0.00048188 |  | 0.048225 | 0 | 0.048225 | 02. $0.028 to $0.055 | 1 | 0 | 01. ($9,999.00) to $0.22 | 1 | 0 | 0 | 0 | 0 | 0 | 0 | 0 | 0 | 0 | 0 | 0 | 0 | 0 | 0 | 0 | 0 | 0 | 0 | 0 | 0 | 0 | 0 | 0 | 0 | 0 | 0 | 0 | 0 | 0 | 0 | 0 | 0 | 0 | 0 | 0 | 0 | 0 | 0 | 0 | 0 | 0 | 0 | 0 | 0 | 0 | 0 | 0 | 0 | 0 | 0 | 0 | 0 | 0 | 0 | 0 | 0 | 0 | 0 | 0 | 0 | 0 | 0 | 0 | 0 | 0 | 0 | 0 | 0 | 0 | 0 | 0 | 0 | 0 | 0 | 0 | 0 | 0 | 0 | 0 | 0 | 0 | 0 | 0 | 0 | 0 | 0 | 0 | 0 | 0 | 0 | 0 | 0 | 0 | 0 | 0 | 0 | 0 | 0 | 0 | 0 | 0 | 0 | 0 | 0 | 0 | 0 | 0 | 0 | 0 | 0 | 0 | 0 | 0 | 0 | 0 | 0 | 0 | 0 | 0 | 0 | 0 | 0 | 0 | 0 | 0 | 0 | 0 | 0 | 0 | 0 | 0 | 0 | 0 | 0 | 0 | 0 | 0 | 0 | 0 | 0 | 0 | 0 | 0 | 0 | 0 | 0 | 0 | 0 | 0 | 0 | 0 | 0 | 0 | 0 | 0 | 0 | 0 | 0 | 0 | 0 | 0 | 0 | 0 | 0 | 0 | 0 | 0 | 0 | 0 | 0 | 0 | 0 | 0 | 0 | 0 | 0 | 0 | 0 | 0 | 0 | 0 | 0 | 0 | 0 | 0 | 0 | 0 | 0 | 0 | 0 | 0 | 0 | 0 | 0 | 0 | 0 | 0 | 0 | 0 | 0 | 0 | 0 | 0 | 0.04263% | 0 | 0 | 0 | 0 | 0 | 0 | 0 | 0 | 0 | 0 | 0 | 0 | 0 | 0 | 0 | 0 | 0 | 0 | 0 | 0 | 0 | 0 | 0 | 0
| Com-Chiller-Cadmus | M_Input | Cadmus created workbook. Based on the PSE 2014 chiller EUI, 2014 CBSA analysis to determine capacity per sqft by capacity buckets, and costs based on the NEEP Phase 4 Incremental Cost Report for the measure "Commercial Chillers". Baseline cost based on DEER 2008 were used to establish full costs. Costs were interpolated based on the associated efficiency and capacity bucket | 2020 | NR and New | 2022 | 2045 | PSE | Commercial | Medium Ret | Electric | Per Building Sqft - Chiller 150-300 tons - Water Cooled |  |  | Medium Ret Chillers 150-300 tons (screw) - High Efficiency (Water Cooled) |  | 0.06238 | 20 | 0.031758 | 0 |  | 0 | 0 | 0 | 0 | 0 | 0 | 0 | 0 |  | 0 | 0 | 0 | Cooling | Chillers | Chiller | Chillers 150-300 tons Water Cooled High | CommCOOL | 0.004239% | 47.57% | 47.57% | 13333.1618 | 1 | 0% | 5% | 85% | 6.8% | 0.2% | 0.054415 | 0.00038928 | 0.0054804 | 0.034635 | 0 | 0 | 0 | 0.035117 | 0.00048188 |  | 0.048225 | 0 | 0.048225 | 02. $0.028 to $0.055 | 1 | 0 | 01. ($9,999.00) to $0.22 | 1 | 0 | 0 | 0 | 0 | 0 | 0 | 0 | 0 | 0 | 0 | 0 | 0 | 0 | 0 | 0 | 0 | 0 | 0 | 0 | 0 | 0 | 0 | 0 | 0 | 0 | 0 | 0 | 0 | 0 | 0 | 0 | 0 | 0 | 0 | 0 | 0 | 0 | 0 | 0 | 0 | 0 | 0 | 0 | 0 | 0 | 0 | 0 | 0 | 0 | 0 | 0 | 0 | 0 | 0 | 0 | 0 | 0 | 0 | 0 | 0 | 0 | 0 | 0 | 0 | 0 | 0 | 0 | 0 | 0 | 0 | 0 | 0 | 0 | 0 | 0 | 0 | 0 | 0 | 0 | 0 | 0 | 0 | 0 | 0 | 0 | 0 | 0 | 0 | 0 | 0 | 0 | 0 | 0 | 0 | 0 | 0 | 0 | 0 | 0 | 0 | 0 | 0 | 0 | 0 | 0 | 0 | 0 | 0 | 0 | 0 | 0 | 0 | 0 | 0 | 0 | 0 | 0 | 0 | 0 | 0 | 0 | 0 | 0 | 0 | 0 | 0 | 0 | 0 | 0 | 0 | 0 | 0 | 0 | 0 | 0 | 0 | 0 | 0 | 0 | 0 | 0 | 0 | 0 | 0 | 0 | 0 | 0 | 0 | 0 | 0 | 0 | 0 | 0 | 0 | 0 | 0 | 0 | 0 | 0 | 0 | 0 | 0 | 0 | 0 | 0 | 0 | 0 | 0 | 0 | 0 | 0 | 0 | 0 | 0 | 0 | 0 | 0 | 0 | 0 | 0 | 0 | 0 | 0 | 0 | 0 | 0 | 0 | 0 | 0 | 0 | 0 | 0 | 0 | 0 | 0 | 0 | 0 | 0 | 0 | 0 | 0 | 0 | 0 | 0.04263% | 0 | 0 | 0 | 0 | 0 | 0 | 0 | 0 | 0 | 0 | 0 | 0 | 0 | 0 | 0 | 0 | 0 | 0 | 0 | 0 | 0 | 0 | 0 | 0
| Com-Chiller-Cadmus | M_Input | Cadmus created workbook. Based on the PSE 2014 chiller EUI, 2014 CBSA analysis to determine capacity per sqft by capacity buckets, and costs based on the NEEP Phase 4 Incremental Cost Report for the measure "Commercial Chillers". Baseline cost based on DEER 2008 were used to establish full costs. Costs were interpolated based on the associated efficiency and capacity bucket | 2020 | NR and New | 2022 | 2045 | PSE | Commercial | Small Ret | Electric | Per Building Sqft - Chiller 150-300 tons - Water Cooled |  |  | Small Ret Chillers 150-300 tons (screw) - High Efficiency (Water Cooled) |  | 0.06238 | 20 | 0.031758 | 0 |  | 0 | 0 | 0 | 0 | 0 | 0 | 0 | 0 |  | 0 | 0 | 0 | Cooling | Chillers | Chiller | Chillers 150-300 tons Water Cooled High | CommCOOL | 0.004239% | 47.57% | 47.57% | 2170.2819 | 1 | 0% | 5% | 85% | 6.8% | 0.2% | 0.054415 | 0.00038928 | 0.0054804 | 0.034635 | 0 | 0 | 0 | 0.035117 | 0.00048188 |  | 0.048225 | 0 | 0.048225 | 02. $0.028 to $0.055 | 1 | 0 | 01. ($9,999.00) to $0.22 | 1 | 0 | 0 | 0 | 0 | 0 | 0 | 0 | 0 | 0 | 0 | 0 | 0 | 0 | 0 | 0 | 0 | 0 | 0 | 0 | 0 | 0 | 0 | 0 | 0 | 0 | 0 | 0 | 0 | 0 | 0 | 0 | 0 | 0 | 0 | 0 | 0 | 0 | 0 | 0 | 0 | 0 | 0 | 0 | 0 | 0 | 0 | 0 | 0 | 0 | 0 | 0 | 0 | 0 | 0 | 0 | 0 | 0 | 0 | 0 | 0 | 0 | 0 | 0 | 0 | 0 | 0 | 0 | 0 | 0 | 0 | 0 | 0 | 0 | 0 | 0 | 0 | 0 | 0 | 0 | 0 | 0 | 0 | 0 | 0 | 0 | 0 | 0 | 0 | 0 | 0 | 0 | 0 | 0 | 0 | 0 | 0 | 0 | 0 | 0 | 0 | 0 | 0 | 0 | 0 | 0 | 0 | 0 | 0 | 0 | 0 | 0 | 0 | 0 | 0 | 0 | 0 | 0 | 0 | 0 | 0 | 0 | 0 | 0 | 0 | 0 | 0 | 0 | 0 | 0 | 0 | 0 | 0 | 0 | 0 | 0 | 0 | 0 | 0 | 0 | 0 | 0 | 0 | 0 | 0 | 0 | 0 | 0 | 0 | 0 | 0 | 0 | 0 | 0 | 0 | 0 | 0 | 0 | 0 | 0 | 0 | 0 | 0 | 0 | 0 | 0 | 0 | 0 | 0 | 0 | 0 | 0 | 0 | 0 | 0 | 0 | 0 | 0 | 0 | 0 | 0 | 0 | 0 | 0 | 0 | 0 | 0 | 0 | 0 | 0 | 0 | 0 | 0 | 0 | 0 | 0 | 0 | 0 | 0 | 0 | 0 | 0 | 0 | 0 | 0.04263% | 0 | 0 | 0 | 0 | 0 | 0 | 0 | 0 | 0 | 0 | 0 | 0 | 0 | 0 | 0 | 0 | 0 | 0 | 0 | 0 | 0 | 0 | 0 | 0
| Com-Chiller-Cadmus | M_Input | Cadmus created workbook. Based on the PSE 2014 chiller EUI, 2014 CBSA analysis to determine capacity per sqft by capacity buckets, and costs based on the NEEP Phase 4 Incremental Cost Report for the measure "Commercial Chillers". Baseline cost based on DEER 2008 were used to establish full costs. Costs were interpolated based on the associated efficiency and capacity bucket | 2020 | NR and New | 2022 | 2045 | PSE | Commercial | School K-12 | Electric | Per Building Sqft - Chiller 150-300 tons - Water Cooled |  |  | School K-12 Chillers 150-300 tons (screw) - High Efficiency (Water Cooled) |  | 0.012722 | 20 | 0.028483 | 0 |  | 0 | 0 | 0 | 0 | 0 | 0 | 0 | 0 |  | 0 | 0 | 0 | Cooling | Chillers | Chiller | Chillers 150-300 tons Water Cooled High | CommCOOL | 0.004239% | 25.17% | 25.17% | 36549.9879 | 1 | 0% | 5% | 85% | 6.8% | 0.2% | 0.011097 | 7.939e-05 | 0.0011177 | 0.031063 | 0 | 0 | 0 | 0.035563 | 0.0044995 |  | 0.23947 | 0 | 0.23947 | 13. $0.225 to $99,999.000 | 0 | 0 | 01. ($9,999.00) to $0.22 | 1 | 0 | 0 | 0 | 0 | 0 | 0 | 0 | 0 | 0 | 0 | 0 | 0 | 0 | 0 | 0 | 0 | 0 | 0 | 0 | 0 | 0 | 0 | 0 | 0 | 0 | 0 | 0 | 0 | 0 | 0 | 0 | 0 | 0 | 0 | 0 | 0 | 0 | 0 | 0 | 0 | 0 | 0 | 0 | 0 | 0 | 0 | 0 | 0 | 0 | 0 | 0 | 0 | 0 | 0 | 0 | 0 | 0 | 0 | 0 | 0 | 0 | 0 | 0 | 0 | 0 | 0 | 0 | 0 | 0 | 0 | 0 | 0 | 0 | 0 | 0 | 0 | 0 | 0 | 0 | 0 | 0 | 0 | 0 | 0 | 0 | 0 | 0 | 0 | 0 | 0 | 0 | 0 | 0 | 0 | 0 | 0 | 0 | 0 | 0 | 0 | 0 | 0 | 0 | 0 | 0 | 0 | 0 | 0 | 0 | 0 | 0 | 0 | 0 | 0 | 0 | 0 | 0 | 0 | 0 | 0 | 0 | 0 | 0 | 0 | 0 | 0 | 0 | 0 | 0 | 0 | 0 | 0 | 0 | 0 | 0 | 0 | 0 | 0 | 0 | 0 | 0 | 0 | 0 | 0 | 0 | 0 | 0 | 0 | 0 | 0 | 0 | 0 | 0 | 0 | 0 | 0 | 0 | 0 | 0 | 0 | 0 | 0 | 0 | 0 | 0 | 0 | 0 | 0 | 0 | 0 | 0 | 0 | 0 | 0 | 0 | 0 | 0 | 0 | 0 | 0 | 0 | 0 | 0 | 0 | 0 | 0 | 0 | 0 | 0 | 0 | 0 | 0 | 0 | 0 | 0 | 0 | 0 | 0 | 0 | 0 | 0 | 0 | 0 | 0.04263% | 0 | 0 | 0 | 0 | 0 | 0 | 0 | 0 | 0 | 0 | 0 | 0 | 0 | 0 | 0 | 0 | 0 | 0 | 0 | 0 | 0 | 0 | 0 | 0
| Com-Chiller-Cadmus | M_Input | Cadmus created workbook. Based on the PSE 2014 chiller EUI, 2014 CBSA analysis to determine capacity per sqft by capacity buckets, and costs based on the NEEP Phase 4 Incremental Cost Report for the measure "Commercial Chillers". Baseline cost based on DEER 2008 were used to establish full costs. Costs were interpolated based on the associated efficiency and capacity bucket | 2020 | NR and New | 2022 | 2045 | PSE | Commercial | University | Electric | Per Building Sqft - Chiller 150-300 tons - Water Cooled |  |  | University Chillers 150-300 tons (screw) - High Efficiency (Water Cooled) |  | 0.012722 | 20 | 0.028483 | 0 |  | 0 | 0 | 0 | 0 | 0 | 0 | 0 | 0 |  | 0 | 0 | 0 | Cooling | Chillers | Chiller | Chillers 150-300 tons Water Cooled High | CommCOOL | 0.004239% | 3.519% | 3.519% | 121327.9762 | 1 | 0% | 5% | 85% | 6.8% | 0.2% | 0.011097 | 7.939e-05 | 0.0011177 | 0.031063 | 0 | 0 | 0 | 0.035563 | 0.0044995 |  | 0.23947 | 0 | 0.23947 | 13. $0.225 to $99,999.000 | 0 | 0 | 01. ($9,999.00) to $0.22 | 1 | 0 | 0 | 0 | 0 | 0 | 0 | 0 | 0 | 0 | 0 | 0 | 0 | 0 | 0 | 0 | 0 | 0 | 0 | 0 | 0 | 0 | 0 | 0 | 0 | 0 | 0 | 0 | 0 | 0 | 0 | 0 | 0 | 0 | 0 | 0 | 0 | 0 | 0 | 0 | 0 | 0 | 0 | 0 | 0 | 0 | 0 | 0 | 0 | 0 | 0 | 0 | 0 | 0 | 0 | 0 | 0 | 0 | 0 | 0 | 0 | 0 | 0 | 0 | 0 | 0 | 0 | 0 | 0 | 0 | 0 | 0 | 0 | 0 | 0 | 0 | 0 | 0 | 0 | 0 | 0 | 0 | 0 | 0 | 0 | 0 | 0 | 0 | 0 | 0 | 0 | 0 | 0 | 0 | 0 | 0 | 0 | 0 | 0 | 0 | 0 | 0 | 0 | 0 | 0 | 0 | 0 | 0 | 0 | 0 | 0 | 0 | 0 | 0 | 0 | 0 | 0 | 0 | 0 | 0 | 0 | 0 | 0 | 0 | 0 | 0 | 0 | 0 | 0 | 0 | 0 | 0 | 0 | 0 | 0 | 0 | 0 | 0 | 0 | 0 | 0 | 0 | 0 | 0 | 0 | 0 | 0 | 0 | 0 | 0 | 0 | 0 | 0 | 0 | 0 | 0 | 0 | 0 | 0 | 0 | 0 | 0 | 0 | 0 | 0 | 0 | 0 | 0 | 0 | 0 | 0 | 0 | 0 | 0 | 0 | 0 | 0 | 0 | 0 | 0 | 0 | 0 | 0 | 0 | 0 | 0 | 0 | 0 | 0 | 0 | 0 | 0 | 0 | 0 | 0 | 0 | 0 | 0 | 0 | 0 | 0 | 0 | 0 | 0 | 0.04263% | 0 | 0 | 0 | 0 | 0 | 0 | 0 | 0 | 0 | 0 | 0 | 0 | 0 | 0 | 0 | 0 | 0 | 0 | 0 | 0 | 0 | 0 | 0 | 0
| Com-Chiller-Cadmus | M_Input | Cadmus created workbook. Based on the PSE 2014 chiller EUI, 2014 CBSA analysis to determine capacity per sqft by capacity buckets, and costs based on the NEEP Phase 4 Incremental Cost Report for the measure "Commercial Chillers". Baseline cost based on DEER 2008 were used to establish full costs. Costs were interpolated based on the associated efficiency and capacity bucket | 2020 | NR and New | 2022 | 2045 | PSE | Commercial | Warehouse | Electric | Per Building Sqft - Chiller 150-300 tons - Water Cooled |  |  | Warehouse Chillers 150-300 tons (screw) - High Efficiency (Water Cooled) |  | 0.0063862 | 20 | 0.031758 | 0 |  | 0 | 0 | 0 | 0 | 0 | 0 | 0 | 0 |  | 0 | 0 | 0 | Cooling | Chillers | Chiller | Chillers 150-300 tons Water Cooled High | CommCOOL | 0.004239% | 4.331% | 4.331% | 34313.8807 | 1 | 0% | 5% | 85% | 6.8% | 0.2% | 0.0055709 | 3.9853e-05 | 0.00056107 | 0.034635 | 0 | 0 | 0 | 0.040386 | 0.0057507 |  | 0.54173 | 0 | 0.54173 | 13. $0.225 to $99,999.000 | 0 | 0 | 01. ($9,999.00) to $0.22 | 1 | 0 | 0 | 0 | 0 | 0 | 0 | 0 | 0 | 0 | 0 | 0 | 0 | 0 | 0 | 0 | 0 | 0 | 0 | 0 | 0 | 0 | 0 | 0 | 0 | 0 | 0 | 0 | 0 | 0 | 0 | 0 | 0 | 0 | 0 | 0 | 0 | 0 | 0 | 0 | 0 | 0 | 0 | 0 | 0 | 0 | 0 | 0 | 0 | 0 | 0 | 0 | 0 | 0 | 0 | 0 | 0 | 0 | 0 | 0 | 0 | 0 | 0 | 0 | 0 | 0 | 0 | 0 | 0 | 0 | 0 | 0 | 0 | 0 | 0 | 0 | 0 | 0 | 0 | 0 | 0 | 0 | 0 | 0 | 0 | 0 | 0 | 0 | 0 | 0 | 0 | 0 | 0 | 0 | 0 | 0 | 0 | 0 | 0 | 0 | 0 | 0 | 0 | 0 | 0 | 0 | 0 | 0 | 0 | 0 | 0 | 0 | 0 | 0 | 0 | 0 | 0 | 0 | 0 | 0 | 0 | 0 | 0 | 0 | 0 | 0 | 0 | 0 | 0 | 0 | 0 | 0 | 0 | 0 | 0 | 0 | 0 | 0 | 0 | 0 | 0 | 0 | 0 | 0 | 0 | 0 | 0 | 0 | 0 | 0 | 0 | 0 | 0 | 0 | 0 | 0 | 0 | 0 | 0 | 0 | 0 | 0 | 0 | 0 | 0 | 0 | 0 | 0 | 0 | 0 | 0 | 0 | 0 | 0 | 0 | 0 | 0 | 0 | 0 | 0 | 0 | 0 | 0 | 0 | 0 | 0 | 0 | 0 | 0 | 0 | 0 | 0 | 0 | 0 | 0 | 0 | 0 | 0 | 0 | 0 | 0 | 0 | 0 | 0 | 0.04263% | 0 | 0 | 0 | 0 | 0 | 0 | 0 | 0 | 0 | 0 | 0 | 0 | 0 | 0 | 0 | 0 | 0 | 0 | 0 | 0 | 0 | 0 | 0 | 0
| Com-Chiller-Cadmus | M_Input | Cadmus created workbook. Based on the PSE 2014 chiller EUI, 2014 CBSA analysis to determine capacity per sqft by capacity buckets, and costs based on the NEEP Phase 4 Incremental Cost Report for the measure "Commercial Chillers". Baseline cost based on DEER 2008 were used to establish full costs. Costs were interpolated based on the associated efficiency and capacity bucket | 2020 | NR and New | 2022 | 2045 | PSE | Commercial | Supermarket | Electric | Per Building Sqft - Chiller 150-300 tons - Water Cooled |  |  | Supermarket Chillers 150-300 tons (screw) - High Efficiency (Water Cooled) |  | 0.06238 | 20 | 0.031758 | 0 |  | 0 | 0 | 0 | 0 | 0 | 0 | 0 | 0 |  | 0 | 0 | 0 | Cooling | Chillers | Chiller | Chillers 150-300 tons Water Cooled High | CommCOOL | 0.004239% | 59.08% | 59.08% | 49733.7282 | 1 | 0% | 5% | 85% | 6.8% | 0.2% | 0.054415 | 0.00038928 | 0.0054804 | 0.034635 | 0 | 0 | 0 | 0.035117 | 0.00048188 |  | 0.048225 | 0 | 0.048225 | 02. $0.028 to $0.055 | 1 | 0 | 01. ($9,999.00) to $0.22 | 1 | 0 | 0 | 0 | 0 | 0 | 0 | 0 | 0 | 0 | 0 | 0 | 0 | 0 | 0 | 0 | 0 | 0 | 0 | 0 | 0 | 0 | 0 | 0 | 0 | 0 | 0 | 0 | 0 | 0 | 0 | 0 | 0 | 0 | 0 | 0 | 0 | 0 | 0 | 0 | 0 | 0 | 0 | 0 | 0 | 0 | 0 | 0 | 0 | 0 | 0 | 0 | 0 | 0 | 0 | 0 | 0 | 0 | 0 | 0 | 0 | 0 | 0 | 0 | 0 | 0 | 0 | 0 | 0 | 0 | 0 | 0 | 0 | 0 | 0 | 0 | 0 | 0 | 0 | 0 | 0 | 0 | 0 | 0 | 0 | 0 | 0 | 0 | 0 | 0 | 0 | 0 | 0 | 0 | 0 | 0 | 0 | 0 | 0 | 0 | 0 | 0 | 0 | 0 | 0 | 0 | 0 | 0 | 0 | 0 | 0 | 0 | 0 | 0 | 0 | 0 | 0 | 0 | 0 | 0 | 0 | 0 | 0 | 0 | 0 | 0 | 0 | 0 | 0 | 0 | 0 | 0 | 0 | 0 | 0 | 0 | 0 | 0 | 0 | 0 | 0 | 0 | 0 | 0 | 0 | 0 | 0 | 0 | 0 | 0 | 0 | 0 | 0 | 0 | 0 | 0 | 0 | 0 | 0 | 0 | 0 | 0 | 0 | 0 | 0 | 0 | 0 | 0 | 0 | 0 | 0 | 0 | 0 | 0 | 0 | 0 | 0 | 0 | 0 | 0 | 0 | 0 | 0 | 0 | 0 | 0 | 0 | 0 | 0 | 0 | 0 | 0 | 0 | 0 | 0 | 0 | 0 | 0 | 0 | 0 | 0 | 0 | 0 | 0 | 0.04263% | 0 | 0 | 0 | 0 | 0 | 0 | 0 | 0 | 0 | 0 | 0 | 0 | 0 | 0 | 0 | 0 | 0 | 0 | 0 | 0 | 0 | 0 | 0 | 0
| Com-Chiller-Cadmus | M_Input | Cadmus created workbook. Based on the PSE 2014 chiller EUI, 2014 CBSA analysis to determine capacity per sqft by capacity buckets, and costs based on the NEEP Phase 4 Incremental Cost Report for the measure "Commercial Chillers". Baseline cost based on DEER 2008 were used to establish full costs. Costs were interpolated based on the associated efficiency and capacity bucket | 2020 | NR and New | 2022 | 2045 | PSE | Commercial | MiniMart | Electric | Per Building Sqft - Chiller 150-300 tons - Water Cooled |  |  | MiniMart Chillers 150-300 tons (screw) - High Efficiency (Water Cooled) |  | 0.06238 | 20 | 0.031758 | 0 |  | 0 | 0 | 0 | 0 | 0 | 0 | 0 | 0 |  | 0 | 0 | 0 | Cooling | Chillers | Chiller | Chillers 150-300 tons Water Cooled High | CommCOOL | 0.004239% | 59.08% | 59.08% | 2115.8874 | 1 | 0% | 5% | 85% | 6.8% | 0.2% | 0.054415 | 0.00038928 | 0.0054804 | 0.034635 | 0 | 0 | 0 | 0.035117 | 0.00048188 |  | 0.048225 | 0 | 0.048225 | 02. $0.028 to $0.055 | 1 | 0 | 01. ($9,999.00) to $0.22 | 1 | 0 | 0 | 0 | 0 | 0 | 0 | 0 | 0 | 0 | 0 | 0 | 0 | 0 | 0 | 0 | 0 | 0 | 0 | 0 | 0 | 0 | 0 | 0 | 0 | 0 | 0 | 0 | 0 | 0 | 0 | 0 | 0 | 0 | 0 | 0 | 0 | 0 | 0 | 0 | 0 | 0 | 0 | 0 | 0 | 0 | 0 | 0 | 0 | 0 | 0 | 0 | 0 | 0 | 0 | 0 | 0 | 0 | 0 | 0 | 0 | 0 | 0 | 0 | 0 | 0 | 0 | 0 | 0 | 0 | 0 | 0 | 0 | 0 | 0 | 0 | 0 | 0 | 0 | 0 | 0 | 0 | 0 | 0 | 0 | 0 | 0 | 0 | 0 | 0 | 0 | 0 | 0 | 0 | 0 | 0 | 0 | 0 | 0 | 0 | 0 | 0 | 0 | 0 | 0 | 0 | 0 | 0 | 0 | 0 | 0 | 0 | 0 | 0 | 0 | 0 | 0 | 0 | 0 | 0 | 0 | 0 | 0 | 0 | 0 | 0 | 0 | 0 | 0 | 0 | 0 | 0 | 0 | 0 | 0 | 0 | 0 | 0 | 0 | 0 | 0 | 0 | 0 | 0 | 0 | 0 | 0 | 0 | 0 | 0 | 0 | 0 | 0 | 0 | 0 | 0 | 0 | 0 | 0 | 0 | 0 | 0 | 0 | 0 | 0 | 0 | 0 | 0 | 0 | 0 | 0 | 0 | 0 | 0 | 0 | 0 | 0 | 0 | 0 | 0 | 0 | 0 | 0 | 0 | 0 | 0 | 0 | 0 | 0 | 0 | 0 | 0 | 0 | 0 | 0 | 0 | 0 | 0 | 0 | 0 | 0 | 0 | 0 | 0 | 0.04263% | 0 | 0 | 0 | 0 | 0 | 0 | 0 | 0 | 0 | 0 | 0 | 0 | 0 | 0 | 0 | 0 | 0 | 0 | 0 | 0 | 0 | 0 | 0 | 0
| Com-Chiller-Cadmus | M_Input | Cadmus created workbook. Based on the PSE 2014 chiller EUI, 2014 CBSA analysis to determine capacity per sqft by capacity buckets, and costs based on the NEEP Phase 4 Incremental Cost Report for the measure "Commercial Chillers". Baseline cost based on DEER 2008 were used to establish full costs. Costs were interpolated based on the associated efficiency and capacity bucket | 2020 | NR and New | 2022 | 2045 | PSE | Commercial | Restaurant | Electric | Per Building Sqft - Chiller 150-300 tons - Water Cooled |  |  | Restaurant Chillers 150-300 tons (screw) - High Efficiency (Water Cooled) |  | 0.06238 | 20 | 0.031758 | 0 |  | 0 | 0 | 0 | 0 | 0 | 0 | 0 | 0 |  | 0 | 0 | 0 | Cooling | Chillers | Chiller | Chillers 150-300 tons Water Cooled High | CommCOOL | 0.004239% | 51% | 51% | 9726.5895 | 1 | 0% | 5% | 85% | 6.8% | 0.2% | 0.054415 | 0.00038928 | 0.0054804 | 0.034635 | 0 | 0 | 0 | 0.035117 | 0.00048188 |  | 0.048225 | 0 | 0.048225 | 02. $0.028 to $0.055 | 1 | 0 | 01. ($9,999.00) to $0.22 | 1 | 0 | 0 | 0 | 0 | 0 | 0 | 0 | 0 | 0 | 0 | 0 | 0 | 0 | 0 | 0 | 0 | 0 | 0 | 0 | 0 | 0 | 0 | 0 | 0 | 0 | 0 | 0 | 0 | 0 | 0 | 0 | 0 | 0 | 0 | 0 | 0 | 0 | 0 | 0 | 0 | 0 | 0 | 0 | 0 | 0 | 0 | 0 | 0 | 0 | 0 | 0 | 0 | 0 | 0 | 0 | 0 | 0 | 0 | 0 | 0 | 0 | 0 | 0 | 0 | 0 | 0 | 0 | 0 | 0 | 0 | 0 | 0 | 0 | 0 | 0 | 0 | 0 | 0 | 0 | 0 | 0 | 0 | 0 | 0 | 0 | 0 | 0 | 0 | 0 | 0 | 0 | 0 | 0 | 0 | 0 | 0 | 0 | 0 | 0 | 0 | 0 | 0 | 0 | 0 | 0 | 0 | 0 | 0 | 0 | 0 | 0 | 0 | 0 | 0 | 0 | 0 | 0 | 0 | 0 | 0 | 0 | 0 | 0 | 0 | 0 | 0 | 0 | 0 | 0 | 0 | 0 | 0 | 0 | 0 | 0 | 0 | 0 | 0 | 0 | 0 | 0 | 0 | 0 | 0 | 0 | 0 | 0 | 0 | 0 | 0 | 0 | 0 | 0 | 0 | 0 | 0 | 0 | 0 | 0 | 0 | 0 | 0 | 0 | 0 | 0 | 0 | 0 | 0 | 0 | 0 | 0 | 0 | 0 | 0 | 0 | 0 | 0 | 0 | 0 | 0 | 0 | 0 | 0 | 0 | 0 | 0 | 0 | 0 | 0 | 0 | 0 | 0 | 0 | 0 | 0 | 0 | 0 | 0 | 0 | 0 | 0 | 0 | 0 | 0.04263% | 0 | 0 | 0 | 0 | 0 | 0 | 0 | 0 | 0 | 0 | 0 | 0 | 0 | 0 | 0 | 0 | 0 | 0 | 0 | 0 | 0 | 0 | 0 | 0
| Com-Chiller-Cadmus | M_Input | Cadmus created workbook. Based on the PSE 2014 chiller EUI, 2014 CBSA analysis to determine capacity per sqft by capacity buckets, and costs based on the NEEP Phase 4 Incremental Cost Report for the measure "Commercial Chillers". Baseline cost based on DEER 2008 were used to establish full costs. Costs were interpolated based on the associated efficiency and capacity bucket | 2020 | NR and New | 2022 | 2045 | PSE | Commercial | Lodging | Electric | Per Building Sqft - Chiller 150-300 tons - Water Cooled |  |  | Lodging Chillers 150-300 tons (screw) - High Efficiency (Water Cooled) |  | 0.06238 | 20 | 0.016643 | 0 |  | 0 | 0 | 0 | 0 | 0 | 0 | 0 | 0 |  | 0 | 0 | 0 | Cooling | Chillers | Chiller | Chillers 150-300 tons Water Cooled High | CommCOOL | 0.004239% | 27.07% | 27.07% | 31385.388 | 1 | 2.042% | 5% | 85% | 6.8% | 0.2% | 0.054415 | 0.00038928 | 0.0054804 | 0.018151 | 0 | 0 | 0 | 0.01561 | -0.0025411 |  | 0.021436 | 0 | 0.021436 | 01. ($9,999.000) to $0.028 | 1 | 0 | 01. ($9,999.00) to $0.22 | 1 | 280.7274 | 584.1468 | 833.929 | 951.9487 | 1237.9693 | 1545.5818 | 1922.3008 | 1920.2142 | 2435.1685 | 2851.7242 | 2912.4382 | 2668.8582 | 3609.6104 | 4140.3825 | 4207.2955 | 3937.059 | 4541.6189 | 4982.4206 | 5377.0488 | 5179.1359 | 5454.7216 | 5482.2083 | 5785.8944 | 5318.0917 | 17.5117 | 36.4389 | 52.0202 | 59.3823 | 77.2241 | 96.4129 | 119.9125 | 119.7824 | 151.9051 | 177.8897 | 181.677 | 166.4825 | 225.1664 | 258.2758 | 262.4498 | 245.5925 | 283.3048 | 310.8018 | 335.4186 | 323.0729 | 340.2638 | 341.9784 | 360.9223 | 331.7409 | 4875.6272 | 17.5117 | 53.9506 | 105.9708 | 165.3531 | 242.5772 | 338.9901 | 458.9026 | 578.685 | 730.5901 | 908.4797 | 1090.1567 | 1256.6392 | 1481.8056 | 1740.0814 | 2002.5311 | 2248.1237 | 2531.4284 | 2842.2303 | 3177.6489 | 3500.7218 | 3840.9856 | 4182.964 | 4543.8863 | 4875.6272 | 0 | 0 | 0 | 0 | 0 | 0 | 0 | 0 | 0 | 0 | 0 | 0 | 0 | 0 | 0 | 0 | 0 | 0 | 0 | 0 | 0 | 0 | 0 | 0 | 0 | 0 | 0 | 0 | 0 | 0 | 0 | 0 | 0 | 0 | 0 | 0 | 0 | 0 | 0 | 0 | 0 | 0 | 0 | 0 | 0 | 0 | 0 | 0 | 0 | 0 | 0 | 0 | 0 | 0 | 0 | 0 | 0 | 0 | 0 | 0 | 0 | 0.00074239 | 0.0022872 | 0.0044925 | 0.00701 | 0.010284 | 0.014371 | 0.019455 | 0.024533 | 0.030973 | 0.038514 | 0.046216 | 0.053274 | 0.06282 | 0.073769 | 0.084895 | 0.095307 | 0.10732 | 0.12049 | 0.13471 | 0.14841 | 0.16283 | 0.17733 | 0.19263 | 0.2067 | 4.382 | 9.1183 | 13.0173 | 14.8595 | 19.3242 | 24.1259 | 30.0064 | 29.9738 | 38.012 | 44.5143 | 45.462 | 41.6598 | 56.3446 | 64.6298 | 65.6742 | 61.456 | 70.8929 | 77.7736 | 83.9336 | 80.8443 | 85.1461 | 85.5751 | 90.3155 | 83.0133 | 1220.0548 | 0 | 0 | 0 | 0 | 0 | 0 | 0 | 0 | 0 | 0 | 0 | 0 | 0 | 0 | 0 | 0 | 0 | 0 | 0 | 0 | 0.04263% | 0.0074657 | 0.023001 | 0.045178 | 0.070495 | 0.10342 | 0.14452 | 0.19564 | 0.24671 | 0.31147 | 0.38731 | 0.46476 | 0.53574 | 0.63173 | 0.74184 | 0.85373 | 0.95844 | 1.0792 | 1.2117 | 1.3547 | 1.4925 | 1.6375 | 1.7833 | 1.9372 | 2.0786
| Com-Chiller-Cadmus | M_Input | Cadmus created workbook. Based on the PSE 2014 chiller EUI, 2014 CBSA analysis to determine capacity per sqft by capacity buckets, and costs based on the NEEP Phase 4 Incremental Cost Report for the measure "Commercial Chillers". Baseline cost based on DEER 2008 were used to establish full costs. Costs were interpolated based on the associated efficiency and capacity bucket | 2020 | NR and New | 2022 | 2045 | PSE | Commercial | Hospital | Electric | Per Building Sqft - Chiller 150-300 tons - Water Cooled |  |  | Hospital Chillers 150-300 tons (screw) - High Efficiency (Water Cooled) |  | 0.065267 | 20 | 0.022438 | 0 |  | 0 | 0 | 0 | 0 | 0 | 0 | 0 | 0 |  | 0 | 0 | 0 | Cooling | Chillers | Chiller | Chillers 150-300 tons Water Cooled High | CommCOOL | 0.004239% | 22.77% | 22.77% | 80978.5882 | 1 | 0% | 5% | 85% | 6.8% | 0.2% | 0.056934 | 0.0004073 | 0.0057341 | 0.02447 | 0 | 0 | 0 | 0.022816 | -0.0016539 |  | 0.029947 | 0 | 0.029947 | 02. $0.028 to $0.055 | 1 | 0 | 01. ($9,999.00) to $0.22 | 1 | 0 | 0 | 0 | 0 | 0 | 0 | 0 | 0 | 0 | 0 | 0 | 0 | 0 | 0 | 0 | 0 | 0 | 0 | 0 | 0 | 0 | 0 | 0 | 0 | 0 | 0 | 0 | 0 | 0 | 0 | 0 | 0 | 0 | 0 | 0 | 0 | 0 | 0 | 0 | 0 | 0 | 0 | 0 | 0 | 0 | 0 | 0 | 0 | 0 | 0 | 0 | 0 | 0 | 0 | 0 | 0 | 0 | 0 | 0 | 0 | 0 | 0 | 0 | 0 | 0 | 0 | 0 | 0 | 0 | 0 | 0 | 0 | 0 | 0 | 0 | 0 | 0 | 0 | 0 | 0 | 0 | 0 | 0 | 0 | 0 | 0 | 0 | 0 | 0 | 0 | 0 | 0 | 0 | 0 | 0 | 0 | 0 | 0 | 0 | 0 | 0 | 0 | 0 | 0 | 0 | 0 | 0 | 0 | 0 | 0 | 0 | 0 | 0 | 0 | 0 | 0 | 0 | 0 | 0 | 0 | 0 | 0 | 0 | 0 | 0 | 0 | 0 | 0 | 0 | 0 | 0 | 0 | 0 | 0 | 0 | 0 | 0 | 0 | 0 | 0 | 0 | 0 | 0 | 0 | 0 | 0 | 0 | 0 | 0 | 0 | 0 | 0 | 0 | 0 | 0 | 0 | 0 | 0 | 0 | 0 | 0 | 0 | 0 | 0 | 0 | 0 | 0 | 0 | 0 | 0 | 0 | 0 | 0 | 0 | 0 | 0 | 0 | 0 | 0 | 0 | 0 | 0 | 0 | 0 | 0 | 0 | 0 | 0 | 0 | 0 | 0 | 0 | 0 | 0 | 0 | 0 | 0 | 0 | 0 | 0 | 0 | 0 | 0 | 0.04263% | 0 | 0 | 0 | 0 | 0 | 0 | 0 | 0 | 0 | 0 | 0 | 0 | 0 | 0 | 0 | 0 | 0 | 0 | 0 | 0 | 0 | 0 | 0 | 0
| Com-Chiller-Cadmus | M_Input | Cadmus created workbook. Based on the PSE 2014 chiller EUI, 2014 CBSA analysis to determine capacity per sqft by capacity buckets, and costs based on the NEEP Phase 4 Incremental Cost Report for the measure "Commercial Chillers". Baseline cost based on DEER 2008 were used to establish full costs. Costs were interpolated based on the associated efficiency and capacity bucket | 2020 | NR and New | 2022 | 2045 | PSE | Commercial | Residential Care | Electric | Per Building Sqft - Chiller 150-300 tons - Water Cooled |  |  | Residential Care Chillers 150-300 tons (screw) - High Efficiency (Water Cooled) |  | 0.06238 | 20 | 0.022438 | 0 |  | 0 | 0 | 0 | 0 | 0 | 0 | 0 | 0 |  | 0 | 0 | 0 | Cooling | Chillers | Chiller | Chillers 150-300 tons Water Cooled High | CommCOOL | 0.004239% | 6.763% | 6.763% | 89213.7828 | 1 | 0% | 5% | 85% | 6.8% | 0.2% | 0.054415 | 0.00038928 | 0.0054804 | 0.02447 | 0 | 0 | 0 | 0.023088 | -0.0013822 |  | 0.031706 | 0 | 0.031706 | 02. $0.028 to $0.055 | 1 | 0 | 01. ($9,999.00) to $0.22 | 1 | 0 | 0 | 0 | 0 | 0 | 0 | 0 | 0 | 0 | 0 | 0 | 0 | 0 | 0 | 0 | 0 | 0 | 0 | 0 | 0 | 0 | 0 | 0 | 0 | 0 | 0 | 0 | 0 | 0 | 0 | 0 | 0 | 0 | 0 | 0 | 0 | 0 | 0 | 0 | 0 | 0 | 0 | 0 | 0 | 0 | 0 | 0 | 0 | 0 | 0 | 0 | 0 | 0 | 0 | 0 | 0 | 0 | 0 | 0 | 0 | 0 | 0 | 0 | 0 | 0 | 0 | 0 | 0 | 0 | 0 | 0 | 0 | 0 | 0 | 0 | 0 | 0 | 0 | 0 | 0 | 0 | 0 | 0 | 0 | 0 | 0 | 0 | 0 | 0 | 0 | 0 | 0 | 0 | 0 | 0 | 0 | 0 | 0 | 0 | 0 | 0 | 0 | 0 | 0 | 0 | 0 | 0 | 0 | 0 | 0 | 0 | 0 | 0 | 0 | 0 | 0 | 0 | 0 | 0 | 0 | 0 | 0 | 0 | 0 | 0 | 0 | 0 | 0 | 0 | 0 | 0 | 0 | 0 | 0 | 0 | 0 | 0 | 0 | 0 | 0 | 0 | 0 | 0 | 0 | 0 | 0 | 0 | 0 | 0 | 0 | 0 | 0 | 0 | 0 | 0 | 0 | 0 | 0 | 0 | 0 | 0 | 0 | 0 | 0 | 0 | 0 | 0 | 0 | 0 | 0 | 0 | 0 | 0 | 0 | 0 | 0 | 0 | 0 | 0 | 0 | 0 | 0 | 0 | 0 | 0 | 0 | 0 | 0 | 0 | 0 | 0 | 0 | 0 | 0 | 0 | 0 | 0 | 0 | 0 | 0 | 0 | 0 | 0 | 0.04263% | 0 | 0 | 0 | 0 | 0 | 0 | 0 | 0 | 0 | 0 | 0 | 0 | 0 | 0 | 0 | 0 | 0 | 0 | 0 | 0 | 0 | 0 | 0 | 0
| Com-Chiller-Cadmus | M_Input | Cadmus created workbook. Based on the PSE 2014 chiller EUI, 2014 CBSA analysis to determine capacity per sqft by capacity buckets, and costs based on the NEEP Phase 4 Incremental Cost Report for the measure "Commercial Chillers". Baseline cost based on DEER 2008 were used to establish full costs. Costs were interpolated based on the associated efficiency and capacity bucket | 2020 | NR and New | 2022 | 2045 | PSE | Commercial | Large Off | Electric | Per Building Sqft - Chiller 150-300 tons - Water Cooled |  |  | Large Off Chillers 150-300 tons (screw) - Premium Efficiency (Water Cooled) |  | 0.12216 | 20 | 0.071714 | 0 |  | 0 | 0 | 0 | 0 | 0 | 0 | 0 | 0 |  | 0 | 0 | 0 | Cooling | Chillers | Chiller | Chillers 150-300 tons Water Cooled Premium | CommCOOL | 0.004239% | 22.96% | 22.96% | 229881.7404 | 1 | 16.32% | 5% | 85% | 6.8% | 0.2% | 0.10656 | 0.00076235 | 0.010733 | 0.078211 | 0 | 0 | 0 | 0.081059 | 0.0028478 |  | 0.056841 | 0 | 0.056841 | 03. $0.055 to $0.062 | 1 | 0 | 01. ($9,999.00) to $0.22 | 1 | 5064.3092 | 10547.9594 | 15060.3159 | 17178.0279 | 22362.164 | 27945.3726 | 34793.2194 | 34745.5306 | 44122.899 | 51713.1105 | 52825.9782 | 48400.55 | 65556.7623 | 75249.1684 | 76496.138 | 71606.0313 | 82658.1877 | 90732.0288 | 97969.6742 | 94417.2774 | 99490.2682 | 100043.0067 | 105627.2324 | 97156.024 | 618.6627 | 1288.5526 | 1839.788 | 2098.4905 | 2731.7914 | 3413.8435 | 4250.3855 | 4244.5597 | 5390.1114 | 6317.3416 | 6453.291 | 5912.6749 | 8008.5003 | 9192.5374 | 9344.8689 | 8747.487 | 10097.633 | 11083.944 | 11968.1043 | 11534.1388 | 12153.8621 | 12221.3853 | 12903.5617 | 11868.7077 | 173684.2231 | 618.6627 | 1907.2153 | 3747.0033 | 5845.4938 | 8577.2851 | 11991.1286 | 16241.5141 | 20486.0738 | 25876.1852 | 32193.5268 | 38646.8178 | 44559.4927 | 52567.993 | 61760.5304 | 71105.3993 | 79852.8863 | 89950.5192 | 101034.4632 | 113002.5675 | 124536.7063 | 136690.5684 | 148911.9537 | 161815.5154 | 173684.2231 | 0 | 0 | 0 | 0 | 0 | 0 | 0 | 0 | 0 | 0 | 0 | 0 | 0 | 0 | 0 | 0 | 0 | 0 | 0 | 0 | 0 | 0 | 0 | 0 | 0 | 0 | 0 | 0 | 0 | 0 | 0 | 0 | 0 | 0 | 0 | 0 | 0 | 0 | 0 | 0 | 0 | 0 | 0 | 0 | 0 | 0 | 0 | 0 | 0 | 0 | 0 | 0 | 0 | 0 | 0 | 0 | 0 | 0 | 0 | 0 | 0 | 0.026228 | 0.080854 | 0.15885 | 0.24781 | 0.36362 | 0.50835 | 0.68854 | 0.86849 | 1.097 | 1.3648 | 1.6384 | 1.8891 | 2.2286 | 2.6183 | 3.0144 | 3.3853 | 3.8134 | 4.2832 | 4.7906 | 5.2796 | 5.7949 | 6.313 | 6.86 | 7.3632 | 410.5065 | 855.0043 | 1220.7702 | 1392.4293 | 1812.6488 | 2265.2167 | 2820.2945 | 2816.4289 | 3576.5466 | 4191.7996 | 4282.0072 | 3923.2876 | 5313.9485 | 6099.6028 | 6200.6806 | 5804.2947 | 6700.1685 | 7354.6239 | 7941.2984 | 7653.3455 | 8064.5558 | 8109.3601 | 8562.0104 | 7875.3449 | 115246.1744 | 0 | 0 | 0 | 0 | 0 | 0 | 0 | 0 | 0 | 0 | 0 | 0 | 0 | 0 | 0 | 0 | 0 | 0 | 0 | 0 | 0.04263% | 0.26375 | 0.8131 | 1.5974 | 2.4921 | 3.6567 | 5.1121 | 6.9242 | 8.7338 | 11.0317 | 13.725 | 16.4762 | 18.9969 | 22.4112 | 26.3302 | 30.3142 | 34.0435 | 38.3483 | 43.0737 | 48.1761 | 53.0934 | 58.2749 | 63.4852 | 68.9863 | 74.0463
| Com-Chiller-Cadmus | M_Input | Cadmus created workbook. Based on the PSE 2014 chiller EUI, 2014 CBSA analysis to determine capacity per sqft by capacity buckets, and costs based on the NEEP Phase 4 Incremental Cost Report for the measure "Commercial Chillers". Baseline cost based on DEER 2008 were used to establish full costs. Costs were interpolated based on the associated efficiency and capacity bucket | 2020 | NR and New | 2022 | 2045 | PSE | Commercial | Medium Off | Electric | Per Building Sqft - Chiller 150-300 tons - Water Cooled |  |  | Medium Off Chillers 150-300 tons (screw) - Premium Efficiency (Water Cooled) |  | 0.12216 | 20 | 0.071714 | 0 |  | 0 | 0 | 0 | 0 | 0 | 0 | 0 | 0 |  | 0 | 0 | 0 | Cooling | Chillers | Chiller | Chillers 150-300 tons Water Cooled Premium | CommCOOL | 0.004239% | 22.96% | 22.96% | 41759.2514 | 1 | 0% | 5% | 85% | 6.8% | 0.2% | 0.10656 | 0.00076235 | 0.010733 | 0.078211 | 0 | 0 | 0 | 0.081059 | 0.0028478 |  | 0.056841 | 0 | 0.056841 | 03. $0.055 to $0.062 | 1 | 0 | 01. ($9,999.00) to $0.22 | 1 | 0 | 0 | 0 | 0 | 0 | 0 | 0 | 0 | 0 | 0 | 0 | 0 | 0 | 0 | 0 | 0 | 0 | 0 | 0 | 0 | 0 | 0 | 0 | 0 | 0 | 0 | 0 | 0 | 0 | 0 | 0 | 0 | 0 | 0 | 0 | 0 | 0 | 0 | 0 | 0 | 0 | 0 | 0 | 0 | 0 | 0 | 0 | 0 | 0 | 0 | 0 | 0 | 0 | 0 | 0 | 0 | 0 | 0 | 0 | 0 | 0 | 0 | 0 | 0 | 0 | 0 | 0 | 0 | 0 | 0 | 0 | 0 | 0 | 0 | 0 | 0 | 0 | 0 | 0 | 0 | 0 | 0 | 0 | 0 | 0 | 0 | 0 | 0 | 0 | 0 | 0 | 0 | 0 | 0 | 0 | 0 | 0 | 0 | 0 | 0 | 0 | 0 | 0 | 0 | 0 | 0 | 0 | 0 | 0 | 0 | 0 | 0 | 0 | 0 | 0 | 0 | 0 | 0 | 0 | 0 | 0 | 0 | 0 | 0 | 0 | 0 | 0 | 0 | 0 | 0 | 0 | 0 | 0 | 0 | 0 | 0 | 0 | 0 | 0 | 0 | 0 | 0 | 0 | 0 | 0 | 0 | 0 | 0 | 0 | 0 | 0 | 0 | 0 | 0 | 0 | 0 | 0 | 0 | 0 | 0 | 0 | 0 | 0 | 0 | 0 | 0 | 0 | 0 | 0 | 0 | 0 | 0 | 0 | 0 | 0 | 0 | 0 | 0 | 0 | 0 | 0 | 0 | 0 | 0 | 0 | 0 | 0 | 0 | 0 | 0 | 0 | 0 | 0 | 0 | 0 | 0 | 0 | 0 | 0 | 0 | 0 | 0 | 0 | 0.04263% | 0 | 0 | 0 | 0 | 0 | 0 | 0 | 0 | 0 | 0 | 0 | 0 | 0 | 0 | 0 | 0 | 0 | 0 | 0 | 0 | 0 | 0 | 0 | 0
| Com-Chiller-Cadmus | M_Input | Cadmus created workbook. Based on the PSE 2014 chiller EUI, 2014 CBSA analysis to determine capacity per sqft by capacity buckets, and costs based on the NEEP Phase 4 Incremental Cost Report for the measure "Commercial Chillers". Baseline cost based on DEER 2008 were used to establish full costs. Costs were interpolated based on the associated efficiency and capacity bucket | 2020 | NR and New | 2022 | 2045 | PSE | Commercial | Small Off | Electric | Per Building Sqft - Chiller 150-300 tons - Water Cooled |  |  | Small Off Chillers 150-300 tons (screw) - Premium Efficiency (Water Cooled) |  | 0.12216 | 20 | 0.071714 | 0 |  | 0 | 0 | 0 | 0 | 0 | 0 | 0 | 0 |  | 0 | 0 | 0 | Cooling | Chillers | Chiller | Chillers 150-300 tons Water Cooled Premium | CommCOOL | 0.004239% | 22.96% | 22.96% | 4797.7732 | 1 | 0% | 5% | 85% | 6.8% | 0.2% | 0.10656 | 0.00076235 | 0.010733 | 0.078211 | 0 | 0 | 0 | 0.081059 | 0.0028478 |  | 0.056841 | 0 | 0.056841 | 03. $0.055 to $0.062 | 1 | 0 | 01. ($9,999.00) to $0.22 | 1 | 0 | 0 | 0 | 0 | 0 | 0 | 0 | 0 | 0 | 0 | 0 | 0 | 0 | 0 | 0 | 0 | 0 | 0 | 0 | 0 | 0 | 0 | 0 | 0 | 0 | 0 | 0 | 0 | 0 | 0 | 0 | 0 | 0 | 0 | 0 | 0 | 0 | 0 | 0 | 0 | 0 | 0 | 0 | 0 | 0 | 0 | 0 | 0 | 0 | 0 | 0 | 0 | 0 | 0 | 0 | 0 | 0 | 0 | 0 | 0 | 0 | 0 | 0 | 0 | 0 | 0 | 0 | 0 | 0 | 0 | 0 | 0 | 0 | 0 | 0 | 0 | 0 | 0 | 0 | 0 | 0 | 0 | 0 | 0 | 0 | 0 | 0 | 0 | 0 | 0 | 0 | 0 | 0 | 0 | 0 | 0 | 0 | 0 | 0 | 0 | 0 | 0 | 0 | 0 | 0 | 0 | 0 | 0 | 0 | 0 | 0 | 0 | 0 | 0 | 0 | 0 | 0 | 0 | 0 | 0 | 0 | 0 | 0 | 0 | 0 | 0 | 0 | 0 | 0 | 0 | 0 | 0 | 0 | 0 | 0 | 0 | 0 | 0 | 0 | 0 | 0 | 0 | 0 | 0 | 0 | 0 | 0 | 0 | 0 | 0 | 0 | 0 | 0 | 0 | 0 | 0 | 0 | 0 | 0 | 0 | 0 | 0 | 0 | 0 | 0 | 0 | 0 | 0 | 0 | 0 | 0 | 0 | 0 | 0 | 0 | 0 | 0 | 0 | 0 | 0 | 0 | 0 | 0 | 0 | 0 | 0 | 0 | 0 | 0 | 0 | 0 | 0 | 0 | 0 | 0 | 0 | 0 | 0 | 0 | 0 | 0 | 0 | 0 | 0.04263% | 0 | 0 | 0 | 0 | 0 | 0 | 0 | 0 | 0 | 0 | 0 | 0 | 0 | 0 | 0 | 0 | 0 | 0 | 0 | 0 | 0 | 0 | 0 | 0
| Com-Chiller-Cadmus | M_Input | Cadmus created workbook. Based on the PSE 2014 chiller EUI, 2014 CBSA analysis to determine capacity per sqft by capacity buckets, and costs based on the NEEP Phase 4 Incremental Cost Report for the measure "Commercial Chillers". Baseline cost based on DEER 2008 were used to establish full costs. Costs were interpolated based on the associated efficiency and capacity bucket | 2020 | NR and New | 2022 | 2045 | PSE | Commercial | Xlarge Ret | Electric | Per Building Sqft - Chiller 150-300 tons - Water Cooled |  |  | XLarge Ret Chillers 150-300 tons (screw) - Premium Efficiency (Water Cooled) |  | 0.10397 | 20 | 0.05293 | 0 |  | 0 | 0 | 0 | 0 | 0 | 0 | 0 | 0 |  | 0 | 0 | 0 | Cooling | Chillers | Chiller | Chillers 150-300 tons Water Cooled Premium | CommCOOL | 0.004239% | 47.57% | 47.57% | 280351.2881 | 1 | 1.794% | 5% | 85% | 6.8% | 0.2% | 0.090692 | 0.0006488 | 0.0091341 | 0.057725 | 0 | 0 | 0 | 0.058528 | 0.00080313 |  | 0.048225 | 0 | 0.048225 | 02. $0.028 to $0.055 | 1 | 0 | 01. ($9,999.00) to $0.22 | 1 | 407.993 | 847.9383 | 1210.2882 | 1382.9178 | 1796.0826 | 2239.6501 | 2781.8246 | 2779.7283 | 3519.1706 | 4116.8223 | 4203.1839 | 3852.2485 | 5200.6384 | 5960.0543 | 6053.1706 | 5661.8597 | 6525.626 | 7153.8456 | 7715.2933 | 7425.778 | 7816.0401 | 7850.2513 | 8280.9334 | 7604.346 | 42.4175 | 88.1569 | 125.829 | 143.7766 | 186.7318 | 232.8478 | 289.2156 | 288.9976 | 365.8746 | 428.0101 | 436.9888 | 400.5034 | 540.6903 | 619.6439 | 629.3248 | 588.6417 | 678.4442 | 743.7577 | 802.1293 | 772.0295 | 812.6036 | 816.1604 | 860.9367 | 790.5945 | 11684.3064 | 42.4175 | 130.5743 | 256.4033 | 400.18 | 586.9118 | 819.7595 | 1108.9751 | 1397.9728 | 1763.8473 | 2191.8575 | 2628.8463 | 3029.3498 | 3570.0401 | 4189.6839 | 4819.0088 | 5407.6505 | 6086.0947 | 6829.8524 | 7631.9817 | 8404.0112 | 9216.6148 | 10032.7752 | 10893.7119 | 11684.3064 | 0 | 0 | 0 | 0 | 0 | 0 | 0 | 0 | 0 | 0 | 0 | 0 | 0 | 0 | 0 | 0 | 0 | 0 | 0 | 0 | 0 | 0 | 0 | 0 | 0 | 0 | 0 | 0 | 0 | 0 | 0 | 0 | 0 | 0 | 0 | 0 | 0 | 0 | 0 | 0 | 0 | 0 | 0 | 0 | 0 | 0 | 0 | 0 | 0 | 0 | 0 | 0 | 0 | 0 | 0 | 0 | 0 | 0 | 0 | 0 | 0 | 0.0017982 | 0.0055356 | 0.01087 | 0.016965 | 0.024882 | 0.034753 | 0.047014 | 0.059266 | 0.074776 | 0.092921 | 0.11145 | 0.12843 | 0.15135 | 0.17762 | 0.2043 | 0.22925 | 0.25801 | 0.28954 | 0.32355 | 0.35628 | 0.39073 | 0.42533 | 0.46183 | 0.49534 | 23.8792 | 49.6285 | 70.8363 | 80.94 | 105.1219 | 131.0832 | 162.8158 | 162.6931 | 205.9715 | 240.9511 | 246.0058 | 225.4661 | 304.3852 | 348.8326 | 354.2826 | 331.3798 | 381.9346 | 418.7034 | 451.564 | 434.6191 | 457.4606 | 459.4629 | 484.67 | 445.0704 | 6577.7578 | 0 | 0 | 0 | 0 | 0 | 0 | 0 | 0 | 0 | 0 | 0 | 0 | 0 | 0 | 0 | 0 | 0 | 0 | 0 | 0 | 0.04263% | 0.018084 | 0.055667 | 0.10931 | 0.17061 | 0.25022 | 0.34949 | 0.47279 | 0.59599 | 0.75198 | 0.93445 | 1.1207 | 1.2915 | 1.522 | 1.7862 | 2.0545 | 2.3054 | 2.5947 | 2.9118 | 3.2537 | 3.5829 | 3.9293 | 4.2772 | 4.6443 | 4.9813
| Com-Chiller-Cadmus | M_Input | Cadmus created workbook. Based on the PSE 2014 chiller EUI, 2014 CBSA analysis to determine capacity per sqft by capacity buckets, and costs based on the NEEP Phase 4 Incremental Cost Report for the measure "Commercial Chillers". Baseline cost based on DEER 2008 were used to establish full costs. Costs were interpolated based on the associated efficiency and capacity bucket | 2020 | NR and New | 2022 | 2045 | PSE | Commercial | Large Ret | Electric | Per Building Sqft - Chiller 150-300 tons - Water Cooled |  |  | Large Ret Chillers 150-300 tons (screw) - Premium Efficiency (Water Cooled) |  | 0.10397 | 20 | 0.05293 | 0 |  | 0 | 0 | 0 | 0 | 0 | 0 | 0 | 0 |  | 0 | 0 | 0 | Cooling | Chillers | Chiller | Chillers 150-300 tons Water Cooled Premium | CommCOOL | 0.004239% | 47.57% | 47.57% | 94425.5221 | 1 | 0% | 5% | 85% | 6.8% | 0.2% | 0.090692 | 0.0006488 | 0.0091341 | 0.057725 | 0 | 0 | 0 | 0.058528 | 0.00080313 |  | 0.048225 | 0 | 0.048225 | 02. $0.028 to $0.055 | 1 | 0 | 01. ($9,999.00) to $0.22 | 1 | 0 | 0 | 0 | 0 | 0 | 0 | 0 | 0 | 0 | 0 | 0 | 0 | 0 | 0 | 0 | 0 | 0 | 0 | 0 | 0 | 0 | 0 | 0 | 0 | 0 | 0 | 0 | 0 | 0 | 0 | 0 | 0 | 0 | 0 | 0 | 0 | 0 | 0 | 0 | 0 | 0 | 0 | 0 | 0 | 0 | 0 | 0 | 0 | 0 | 0 | 0 | 0 | 0 | 0 | 0 | 0 | 0 | 0 | 0 | 0 | 0 | 0 | 0 | 0 | 0 | 0 | 0 | 0 | 0 | 0 | 0 | 0 | 0 | 0 | 0 | 0 | 0 | 0 | 0 | 0 | 0 | 0 | 0 | 0 | 0 | 0 | 0 | 0 | 0 | 0 | 0 | 0 | 0 | 0 | 0 | 0 | 0 | 0 | 0 | 0 | 0 | 0 | 0 | 0 | 0 | 0 | 0 | 0 | 0 | 0 | 0 | 0 | 0 | 0 | 0 | 0 | 0 | 0 | 0 | 0 | 0 | 0 | 0 | 0 | 0 | 0 | 0 | 0 | 0 | 0 | 0 | 0 | 0 | 0 | 0 | 0 | 0 | 0 | 0 | 0 | 0 | 0 | 0 | 0 | 0 | 0 | 0 | 0 | 0 | 0 | 0 | 0 | 0 | 0 | 0 | 0 | 0 | 0 | 0 | 0 | 0 | 0 | 0 | 0 | 0 | 0 | 0 | 0 | 0 | 0 | 0 | 0 | 0 | 0 | 0 | 0 | 0 | 0 | 0 | 0 | 0 | 0 | 0 | 0 | 0 | 0 | 0 | 0 | 0 | 0 | 0 | 0 | 0 | 0 | 0 | 0 | 0 | 0 | 0 | 0 | 0 | 0 | 0 | 0.04263% | 0 | 0 | 0 | 0 | 0 | 0 | 0 | 0 | 0 | 0 | 0 | 0 | 0 | 0 | 0 | 0 | 0 | 0 | 0 | 0 | 0 | 0 | 0 | 0
| Com-Chiller-Cadmus | M_Input | Cadmus created workbook. Based on the PSE 2014 chiller EUI, 2014 CBSA analysis to determine capacity per sqft by capacity buckets, and costs based on the NEEP Phase 4 Incremental Cost Report for the measure "Commercial Chillers". Baseline cost based on DEER 2008 were used to establish full costs. Costs were interpolated based on the associated efficiency and capacity bucket | 2020 | NR and New | 2022 | 2045 | PSE | Commercial | Medium Ret | Electric | Per Building Sqft - Chiller 150-300 tons - Water Cooled |  |  | Medium Ret Chillers 150-300 tons (screw) - Premium Efficiency (Water Cooled) |  | 0.10397 | 20 | 0.05293 | 0 |  | 0 | 0 | 0 | 0 | 0 | 0 | 0 | 0 |  | 0 | 0 | 0 | Cooling | Chillers | Chiller | Chillers 150-300 tons Water Cooled Premium | CommCOOL | 0.004239% | 47.57% | 47.57% | 13333.1618 | 1 | 0% | 5% | 85% | 6.8% | 0.2% | 0.090692 | 0.0006488 | 0.0091341 | 0.057725 | 0 | 0 | 0 | 0.058528 | 0.00080313 |  | 0.048225 | 0 | 0.048225 | 02. $0.028 to $0.055 | 1 | 0 | 01. ($9,999.00) to $0.22 | 1 | 0 | 0 | 0 | 0 | 0 | 0 | 0 | 0 | 0 | 0 | 0 | 0 | 0 | 0 | 0 | 0 | 0 | 0 | 0 | 0 | 0 | 0 | 0 | 0 | 0 | 0 | 0 | 0 | 0 | 0 | 0 | 0 | 0 | 0 | 0 | 0 | 0 | 0 | 0 | 0 | 0 | 0 | 0 | 0 | 0 | 0 | 0 | 0 | 0 | 0 | 0 | 0 | 0 | 0 | 0 | 0 | 0 | 0 | 0 | 0 | 0 | 0 | 0 | 0 | 0 | 0 | 0 | 0 | 0 | 0 | 0 | 0 | 0 | 0 | 0 | 0 | 0 | 0 | 0 | 0 | 0 | 0 | 0 | 0 | 0 | 0 | 0 | 0 | 0 | 0 | 0 | 0 | 0 | 0 | 0 | 0 | 0 | 0 | 0 | 0 | 0 | 0 | 0 | 0 | 0 | 0 | 0 | 0 | 0 | 0 | 0 | 0 | 0 | 0 | 0 | 0 | 0 | 0 | 0 | 0 | 0 | 0 | 0 | 0 | 0 | 0 | 0 | 0 | 0 | 0 | 0 | 0 | 0 | 0 | 0 | 0 | 0 | 0 | 0 | 0 | 0 | 0 | 0 | 0 | 0 | 0 | 0 | 0 | 0 | 0 | 0 | 0 | 0 | 0 | 0 | 0 | 0 | 0 | 0 | 0 | 0 | 0 | 0 | 0 | 0 | 0 | 0 | 0 | 0 | 0 | 0 | 0 | 0 | 0 | 0 | 0 | 0 | 0 | 0 | 0 | 0 | 0 | 0 | 0 | 0 | 0 | 0 | 0 | 0 | 0 | 0 | 0 | 0 | 0 | 0 | 0 | 0 | 0 | 0 | 0 | 0 | 0 | 0 | 0.04263% | 0 | 0 | 0 | 0 | 0 | 0 | 0 | 0 | 0 | 0 | 0 | 0 | 0 | 0 | 0 | 0 | 0 | 0 | 0 | 0 | 0 | 0 | 0 | 0
| Com-Chiller-Cadmus | M_Input | Cadmus created workbook. Based on the PSE 2014 chiller EUI, 2014 CBSA analysis to determine capacity per sqft by capacity buckets, and costs based on the NEEP Phase 4 Incremental Cost Report for the measure "Commercial Chillers". Baseline cost based on DEER 2008 were used to establish full costs. Costs were interpolated based on the associated efficiency and capacity bucket | 2020 | NR and New | 2022 | 2045 | PSE | Commercial | Small Ret | Electric | Per Building Sqft - Chiller 150-300 tons - Water Cooled |  |  | Small Ret Chillers 150-300 tons (screw) - Premium Efficiency (Water Cooled) |  | 0.10397 | 20 | 0.05293 | 0 |  | 0 | 0 | 0 | 0 | 0 | 0 | 0 | 0 |  | 0 | 0 | 0 | Cooling | Chillers | Chiller | Chillers 150-300 tons Water Cooled Premium | CommCOOL | 0.004239% | 47.57% | 47.57% | 2170.2819 | 1 | 0% | 5% | 85% | 6.8% | 0.2% | 0.090692 | 0.0006488 | 0.0091341 | 0.057725 | 0 | 0 | 0 | 0.058528 | 0.00080313 |  | 0.048225 | 0 | 0.048225 | 02. $0.028 to $0.055 | 1 | 0 | 01. ($9,999.00) to $0.22 | 1 | 0 | 0 | 0 | 0 | 0 | 0 | 0 | 0 | 0 | 0 | 0 | 0 | 0 | 0 | 0 | 0 | 0 | 0 | 0 | 0 | 0 | 0 | 0 | 0 | 0 | 0 | 0 | 0 | 0 | 0 | 0 | 0 | 0 | 0 | 0 | 0 | 0 | 0 | 0 | 0 | 0 | 0 | 0 | 0 | 0 | 0 | 0 | 0 | 0 | 0 | 0 | 0 | 0 | 0 | 0 | 0 | 0 | 0 | 0 | 0 | 0 | 0 | 0 | 0 | 0 | 0 | 0 | 0 | 0 | 0 | 0 | 0 | 0 | 0 | 0 | 0 | 0 | 0 | 0 | 0 | 0 | 0 | 0 | 0 | 0 | 0 | 0 | 0 | 0 | 0 | 0 | 0 | 0 | 0 | 0 | 0 | 0 | 0 | 0 | 0 | 0 | 0 | 0 | 0 | 0 | 0 | 0 | 0 | 0 | 0 | 0 | 0 | 0 | 0 | 0 | 0 | 0 | 0 | 0 | 0 | 0 | 0 | 0 | 0 | 0 | 0 | 0 | 0 | 0 | 0 | 0 | 0 | 0 | 0 | 0 | 0 | 0 | 0 | 0 | 0 | 0 | 0 | 0 | 0 | 0 | 0 | 0 | 0 | 0 | 0 | 0 | 0 | 0 | 0 | 0 | 0 | 0 | 0 | 0 | 0 | 0 | 0 | 0 | 0 | 0 | 0 | 0 | 0 | 0 | 0 | 0 | 0 | 0 | 0 | 0 | 0 | 0 | 0 | 0 | 0 | 0 | 0 | 0 | 0 | 0 | 0 | 0 | 0 | 0 | 0 | 0 | 0 | 0 | 0 | 0 | 0 | 0 | 0 | 0 | 0 | 0 | 0 | 0 | 0.04263% | 0 | 0 | 0 | 0 | 0 | 0 | 0 | 0 | 0 | 0 | 0 | 0 | 0 | 0 | 0 | 0 | 0 | 0 | 0 | 0 | 0 | 0 | 0 | 0
| Com-Chiller-Cadmus | M_Input | Cadmus created workbook. Based on the PSE 2014 chiller EUI, 2014 CBSA analysis to determine capacity per sqft by capacity buckets, and costs based on the NEEP Phase 4 Incremental Cost Report for the measure "Commercial Chillers". Baseline cost based on DEER 2008 were used to establish full costs. Costs were interpolated based on the associated efficiency and capacity bucket | 2020 | NR and New | 2022 | 2045 | PSE | Commercial | School K-12 | Electric | Per Building Sqft - Chiller 150-300 tons - Water Cooled |  |  | School K-12 Chillers 150-300 tons (screw) - Premium Efficiency (Water Cooled) |  | 0.021203 | 20 | 0.047472 | 0 |  | 0 | 0 | 0 | 0 | 0 | 0 | 0 | 0 |  | 0 | 0 | 0 | Cooling | Chillers | Chiller | Chillers 150-300 tons Water Cooled Premium | CommCOOL | 0.004239% | 25.17% | 25.17% | 36549.9879 | 1 | 0% | 5% | 85% | 6.8% | 0.2% | 0.018496 | 0.00013232 | 0.0018628 | 0.051772 | 0 | 0 | 0 | 0.059272 | 0.0074992 |  | 0.23947 | 0 | 0.23947 | 13. $0.225 to $99,999.000 | 0 | 0 | 01. ($9,999.00) to $0.22 | 1 | 0 | 0 | 0 | 0 | 0 | 0 | 0 | 0 | 0 | 0 | 0 | 0 | 0 | 0 | 0 | 0 | 0 | 0 | 0 | 0 | 0 | 0 | 0 | 0 | 0 | 0 | 0 | 0 | 0 | 0 | 0 | 0 | 0 | 0 | 0 | 0 | 0 | 0 | 0 | 0 | 0 | 0 | 0 | 0 | 0 | 0 | 0 | 0 | 0 | 0 | 0 | 0 | 0 | 0 | 0 | 0 | 0 | 0 | 0 | 0 | 0 | 0 | 0 | 0 | 0 | 0 | 0 | 0 | 0 | 0 | 0 | 0 | 0 | 0 | 0 | 0 | 0 | 0 | 0 | 0 | 0 | 0 | 0 | 0 | 0 | 0 | 0 | 0 | 0 | 0 | 0 | 0 | 0 | 0 | 0 | 0 | 0 | 0 | 0 | 0 | 0 | 0 | 0 | 0 | 0 | 0 | 0 | 0 | 0 | 0 | 0 | 0 | 0 | 0 | 0 | 0 | 0 | 0 | 0 | 0 | 0 | 0 | 0 | 0 | 0 | 0 | 0 | 0 | 0 | 0 | 0 | 0 | 0 | 0 | 0 | 0 | 0 | 0 | 0 | 0 | 0 | 0 | 0 | 0 | 0 | 0 | 0 | 0 | 0 | 0 | 0 | 0 | 0 | 0 | 0 | 0 | 0 | 0 | 0 | 0 | 0 | 0 | 0 | 0 | 0 | 0 | 0 | 0 | 0 | 0 | 0 | 0 | 0 | 0 | 0 | 0 | 0 | 0 | 0 | 0 | 0 | 0 | 0 | 0 | 0 | 0 | 0 | 0 | 0 | 0 | 0 | 0 | 0 | 0 | 0 | 0 | 0 | 0 | 0 | 0 | 0 | 0 | 0 | 0.04263% | 0 | 0 | 0 | 0 | 0 | 0 | 0 | 0 | 0 | 0 | 0 | 0 | 0 | 0 | 0 | 0 | 0 | 0 | 0 | 0 | 0 | 0 | 0 | 0
| Com-Chiller-Cadmus | M_Input | Cadmus created workbook. Based on the PSE 2014 chiller EUI, 2014 CBSA analysis to determine capacity per sqft by capacity buckets, and costs based on the NEEP Phase 4 Incremental Cost Report for the measure "Commercial Chillers". Baseline cost based on DEER 2008 were used to establish full costs. Costs were interpolated based on the associated efficiency and capacity bucket | 2020 | NR and New | 2022 | 2045 | PSE | Commercial | University | Electric | Per Building Sqft - Chiller 150-300 tons - Water Cooled |  |  | University Chillers 150-300 tons (screw) - Premium Efficiency (Water Cooled) |  | 0.021203 | 20 | 0.047472 | 0 |  | 0 | 0 | 0 | 0 | 0 | 0 | 0 | 0 |  | 0 | 0 | 0 | Cooling | Chillers | Chiller | Chillers 150-300 tons Water Cooled Premium | CommCOOL | 0.004239% | 3.519% | 3.519% | 121327.9762 | 1 | 0% | 5% | 85% | 6.8% | 0.2% | 0.018496 | 0.00013232 | 0.0018628 | 0.051772 | 0 | 0 | 0 | 0.059272 | 0.0074992 |  | 0.23947 | 0 | 0.23947 | 13. $0.225 to $99,999.000 | 0 | 0 | 01. ($9,999.00) to $0.22 | 1 | 0 | 0 | 0 | 0 | 0 | 0 | 0 | 0 | 0 | 0 | 0 | 0 | 0 | 0 | 0 | 0 | 0 | 0 | 0 | 0 | 0 | 0 | 0 | 0 | 0 | 0 | 0 | 0 | 0 | 0 | 0 | 0 | 0 | 0 | 0 | 0 | 0 | 0 | 0 | 0 | 0 | 0 | 0 | 0 | 0 | 0 | 0 | 0 | 0 | 0 | 0 | 0 | 0 | 0 | 0 | 0 | 0 | 0 | 0 | 0 | 0 | 0 | 0 | 0 | 0 | 0 | 0 | 0 | 0 | 0 | 0 | 0 | 0 | 0 | 0 | 0 | 0 | 0 | 0 | 0 | 0 | 0 | 0 | 0 | 0 | 0 | 0 | 0 | 0 | 0 | 0 | 0 | 0 | 0 | 0 | 0 | 0 | 0 | 0 | 0 | 0 | 0 | 0 | 0 | 0 | 0 | 0 | 0 | 0 | 0 | 0 | 0 | 0 | 0 | 0 | 0 | 0 | 0 | 0 | 0 | 0 | 0 | 0 | 0 | 0 | 0 | 0 | 0 | 0 | 0 | 0 | 0 | 0 | 0 | 0 | 0 | 0 | 0 | 0 | 0 | 0 | 0 | 0 | 0 | 0 | 0 | 0 | 0 | 0 | 0 | 0 | 0 | 0 | 0 | 0 | 0 | 0 | 0 | 0 | 0 | 0 | 0 | 0 | 0 | 0 | 0 | 0 | 0 | 0 | 0 | 0 | 0 | 0 | 0 | 0 | 0 | 0 | 0 | 0 | 0 | 0 | 0 | 0 | 0 | 0 | 0 | 0 | 0 | 0 | 0 | 0 | 0 | 0 | 0 | 0 | 0 | 0 | 0 | 0 | 0 | 0 | 0 | 0 | 0.04263% | 0 | 0 | 0 | 0 | 0 | 0 | 0 | 0 | 0 | 0 | 0 | 0 | 0 | 0 | 0 | 0 | 0 | 0 | 0 | 0 | 0 | 0 | 0 | 0
| Com-Chiller-Cadmus | M_Input | Cadmus created workbook. Based on the PSE 2014 chiller EUI, 2014 CBSA analysis to determine capacity per sqft by capacity buckets, and costs based on the NEEP Phase 4 Incremental Cost Report for the measure "Commercial Chillers". Baseline cost based on DEER 2008 were used to establish full costs. Costs were interpolated based on the associated efficiency and capacity bucket | 2020 | NR and New | 2022 | 2045 | PSE | Commercial | Warehouse | Electric | Per Building Sqft - Chiller 150-300 tons - Water Cooled |  |  | Warehouse Chillers 150-300 tons (screw) - Premium Efficiency (Water Cooled) |  | 0.010644 | 20 | 0.05293 | 0 |  | 0 | 0 | 0 | 0 | 0 | 0 | 0 | 0 |  | 0 | 0 | 0 | Cooling | Chillers | Chiller | Chillers 150-300 tons Water Cooled Premium | CommCOOL | 0.004239% | 4.331% | 4.331% | 34313.8807 | 1 | 0% | 5% | 85% | 6.8% | 0.2% | 0.0092848 | 6.6422e-05 | 0.00093512 | 0.057725 | 0 | 0 | 0 | 0.06731 | 0.0095845 |  | 0.54173 | 0 | 0.54173 | 13. $0.225 to $99,999.000 | 0 | 0 | 01. ($9,999.00) to $0.22 | 1 | 0 | 0 | 0 | 0 | 0 | 0 | 0 | 0 | 0 | 0 | 0 | 0 | 0 | 0 | 0 | 0 | 0 | 0 | 0 | 0 | 0 | 0 | 0 | 0 | 0 | 0 | 0 | 0 | 0 | 0 | 0 | 0 | 0 | 0 | 0 | 0 | 0 | 0 | 0 | 0 | 0 | 0 | 0 | 0 | 0 | 0 | 0 | 0 | 0 | 0 | 0 | 0 | 0 | 0 | 0 | 0 | 0 | 0 | 0 | 0 | 0 | 0 | 0 | 0 | 0 | 0 | 0 | 0 | 0 | 0 | 0 | 0 | 0 | 0 | 0 | 0 | 0 | 0 | 0 | 0 | 0 | 0 | 0 | 0 | 0 | 0 | 0 | 0 | 0 | 0 | 0 | 0 | 0 | 0 | 0 | 0 | 0 | 0 | 0 | 0 | 0 | 0 | 0 | 0 | 0 | 0 | 0 | 0 | 0 | 0 | 0 | 0 | 0 | 0 | 0 | 0 | 0 | 0 | 0 | 0 | 0 | 0 | 0 | 0 | 0 | 0 | 0 | 0 | 0 | 0 | 0 | 0 | 0 | 0 | 0 | 0 | 0 | 0 | 0 | 0 | 0 | 0 | 0 | 0 | 0 | 0 | 0 | 0 | 0 | 0 | 0 | 0 | 0 | 0 | 0 | 0 | 0 | 0 | 0 | 0 | 0 | 0 | 0 | 0 | 0 | 0 | 0 | 0 | 0 | 0 | 0 | 0 | 0 | 0 | 0 | 0 | 0 | 0 | 0 | 0 | 0 | 0 | 0 | 0 | 0 | 0 | 0 | 0 | 0 | 0 | 0 | 0 | 0 | 0 | 0 | 0 | 0 | 0 | 0 | 0 | 0 | 0 | 0 | 0.04263% | 0 | 0 | 0 | 0 | 0 | 0 | 0 | 0 | 0 | 0 | 0 | 0 | 0 | 0 | 0 | 0 | 0 | 0 | 0 | 0 | 0 | 0 | 0 | 0
| Com-Chiller-Cadmus | M_Input | Cadmus created workbook. Based on the PSE 2014 chiller EUI, 2014 CBSA analysis to determine capacity per sqft by capacity buckets, and costs based on the NEEP Phase 4 Incremental Cost Report for the measure "Commercial Chillers". Baseline cost based on DEER 2008 were used to establish full costs. Costs were interpolated based on the associated efficiency and capacity bucket | 2020 | NR and New | 2022 | 2045 | PSE | Commercial | Supermarket | Electric | Per Building Sqft - Chiller 150-300 tons - Water Cooled |  |  | Supermarket Chillers 150-300 tons (screw) - Premium Efficiency (Water Cooled) |  | 0.10397 | 20 | 0.05293 | 0 |  | 0 | 0 | 0 | 0 | 0 | 0 | 0 | 0 |  | 0 | 0 | 0 | Cooling | Chillers | Chiller | Chillers 150-300 tons Water Cooled Premium | CommCOOL | 0.004239% | 59.08% | 59.08% | 49733.7282 | 1 | 0% | 5% | 85% | 6.8% | 0.2% | 0.090692 | 0.0006488 | 0.0091341 | 0.057725 | 0 | 0 | 0 | 0.058528 | 0.00080313 |  | 0.048225 | 0 | 0.048225 | 02. $0.028 to $0.055 | 1 | 0 | 01. ($9,999.00) to $0.22 | 1 | 0 | 0 | 0 | 0 | 0 | 0 | 0 | 0 | 0 | 0 | 0 | 0 | 0 | 0 | 0 | 0 | 0 | 0 | 0 | 0 | 0 | 0 | 0 | 0 | 0 | 0 | 0 | 0 | 0 | 0 | 0 | 0 | 0 | 0 | 0 | 0 | 0 | 0 | 0 | 0 | 0 | 0 | 0 | 0 | 0 | 0 | 0 | 0 | 0 | 0 | 0 | 0 | 0 | 0 | 0 | 0 | 0 | 0 | 0 | 0 | 0 | 0 | 0 | 0 | 0 | 0 | 0 | 0 | 0 | 0 | 0 | 0 | 0 | 0 | 0 | 0 | 0 | 0 | 0 | 0 | 0 | 0 | 0 | 0 | 0 | 0 | 0 | 0 | 0 | 0 | 0 | 0 | 0 | 0 | 0 | 0 | 0 | 0 | 0 | 0 | 0 | 0 | 0 | 0 | 0 | 0 | 0 | 0 | 0 | 0 | 0 | 0 | 0 | 0 | 0 | 0 | 0 | 0 | 0 | 0 | 0 | 0 | 0 | 0 | 0 | 0 | 0 | 0 | 0 | 0 | 0 | 0 | 0 | 0 | 0 | 0 | 0 | 0 | 0 | 0 | 0 | 0 | 0 | 0 | 0 | 0 | 0 | 0 | 0 | 0 | 0 | 0 | 0 | 0 | 0 | 0 | 0 | 0 | 0 | 0 | 0 | 0 | 0 | 0 | 0 | 0 | 0 | 0 | 0 | 0 | 0 | 0 | 0 | 0 | 0 | 0 | 0 | 0 | 0 | 0 | 0 | 0 | 0 | 0 | 0 | 0 | 0 | 0 | 0 | 0 | 0 | 0 | 0 | 0 | 0 | 0 | 0 | 0 | 0 | 0 | 0 | 0 | 0 | 0.04263% | 0 | 0 | 0 | 0 | 0 | 0 | 0 | 0 | 0 | 0 | 0 | 0 | 0 | 0 | 0 | 0 | 0 | 0 | 0 | 0 | 0 | 0 | 0 | 0
| Com-Chiller-Cadmus | M_Input | Cadmus created workbook. Based on the PSE 2014 chiller EUI, 2014 CBSA analysis to determine capacity per sqft by capacity buckets, and costs based on the NEEP Phase 4 Incremental Cost Report for the measure "Commercial Chillers". Baseline cost based on DEER 2008 were used to establish full costs. Costs were interpolated based on the associated efficiency and capacity bucket | 2020 | NR and New | 2022 | 2045 | PSE | Commercial | MiniMart | Electric | Per Building Sqft - Chiller 150-300 tons - Water Cooled |  |  | MiniMart Chillers 150-300 tons (screw) - Premium Efficiency (Water Cooled) |  | 0.10397 | 20 | 0.05293 | 0 |  | 0 | 0 | 0 | 0 | 0 | 0 | 0 | 0 |  | 0 | 0 | 0 | Cooling | Chillers | Chiller | Chillers 150-300 tons Water Cooled Premium | CommCOOL | 0.004239% | 59.08% | 59.08% | 2115.8874 | 1 | 0% | 5% | 85% | 6.8% | 0.2% | 0.090692 | 0.0006488 | 0.0091341 | 0.057725 | 0 | 0 | 0 | 0.058528 | 0.00080313 |  | 0.048225 | 0 | 0.048225 | 02. $0.028 to $0.055 | 1 | 0 | 01. ($9,999.00) to $0.22 | 1 | 0 | 0 | 0 | 0 | 0 | 0 | 0 | 0 | 0 | 0 | 0 | 0 | 0 | 0 | 0 | 0 | 0 | 0 | 0 | 0 | 0 | 0 | 0 | 0 | 0 | 0 | 0 | 0 | 0 | 0 | 0 | 0 | 0 | 0 | 0 | 0 | 0 | 0 | 0 | 0 | 0 | 0 | 0 | 0 | 0 | 0 | 0 | 0 | 0 | 0 | 0 | 0 | 0 | 0 | 0 | 0 | 0 | 0 | 0 | 0 | 0 | 0 | 0 | 0 | 0 | 0 | 0 | 0 | 0 | 0 | 0 | 0 | 0 | 0 | 0 | 0 | 0 | 0 | 0 | 0 | 0 | 0 | 0 | 0 | 0 | 0 | 0 | 0 | 0 | 0 | 0 | 0 | 0 | 0 | 0 | 0 | 0 | 0 | 0 | 0 | 0 | 0 | 0 | 0 | 0 | 0 | 0 | 0 | 0 | 0 | 0 | 0 | 0 | 0 | 0 | 0 | 0 | 0 | 0 | 0 | 0 | 0 | 0 | 0 | 0 | 0 | 0 | 0 | 0 | 0 | 0 | 0 | 0 | 0 | 0 | 0 | 0 | 0 | 0 | 0 | 0 | 0 | 0 | 0 | 0 | 0 | 0 | 0 | 0 | 0 | 0 | 0 | 0 | 0 | 0 | 0 | 0 | 0 | 0 | 0 | 0 | 0 | 0 | 0 | 0 | 0 | 0 | 0 | 0 | 0 | 0 | 0 | 0 | 0 | 0 | 0 | 0 | 0 | 0 | 0 | 0 | 0 | 0 | 0 | 0 | 0 | 0 | 0 | 0 | 0 | 0 | 0 | 0 | 0 | 0 | 0 | 0 | 0 | 0 | 0 | 0 | 0 | 0 | 0.04263% | 0 | 0 | 0 | 0 | 0 | 0 | 0 | 0 | 0 | 0 | 0 | 0 | 0 | 0 | 0 | 0 | 0 | 0 | 0 | 0 | 0 | 0 | 0 | 0
| Com-Chiller-Cadmus | M_Input | Cadmus created workbook. Based on the PSE 2014 chiller EUI, 2014 CBSA analysis to determine capacity per sqft by capacity buckets, and costs based on the NEEP Phase 4 Incremental Cost Report for the measure "Commercial Chillers". Baseline cost based on DEER 2008 were used to establish full costs. Costs were interpolated based on the associated efficiency and capacity bucket | 2020 | NR and New | 2022 | 2045 | PSE | Commercial | Restaurant | Electric | Per Building Sqft - Chiller 150-300 tons - Water Cooled |  |  | Restaurant Chillers 150-300 tons (screw) - Premium Efficiency (Water Cooled) |  | 0.10397 | 20 | 0.05293 | 0 |  | 0 | 0 | 0 | 0 | 0 | 0 | 0 | 0 |  | 0 | 0 | 0 | Cooling | Chillers | Chiller | Chillers 150-300 tons Water Cooled Premium | CommCOOL | 0.004239% | 51% | 51% | 9726.5895 | 1 | 0% | 5% | 85% | 6.8% | 0.2% | 0.090692 | 0.0006488 | 0.0091341 | 0.057725 | 0 | 0 | 0 | 0.058528 | 0.00080313 |  | 0.048225 | 0 | 0.048225 | 02. $0.028 to $0.055 | 1 | 0 | 01. ($9,999.00) to $0.22 | 1 | 0 | 0 | 0 | 0 | 0 | 0 | 0 | 0 | 0 | 0 | 0 | 0 | 0 | 0 | 0 | 0 | 0 | 0 | 0 | 0 | 0 | 0 | 0 | 0 | 0 | 0 | 0 | 0 | 0 | 0 | 0 | 0 | 0 | 0 | 0 | 0 | 0 | 0 | 0 | 0 | 0 | 0 | 0 | 0 | 0 | 0 | 0 | 0 | 0 | 0 | 0 | 0 | 0 | 0 | 0 | 0 | 0 | 0 | 0 | 0 | 0 | 0 | 0 | 0 | 0 | 0 | 0 | 0 | 0 | 0 | 0 | 0 | 0 | 0 | 0 | 0 | 0 | 0 | 0 | 0 | 0 | 0 | 0 | 0 | 0 | 0 | 0 | 0 | 0 | 0 | 0 | 0 | 0 | 0 | 0 | 0 | 0 | 0 | 0 | 0 | 0 | 0 | 0 | 0 | 0 | 0 | 0 | 0 | 0 | 0 | 0 | 0 | 0 | 0 | 0 | 0 | 0 | 0 | 0 | 0 | 0 | 0 | 0 | 0 | 0 | 0 | 0 | 0 | 0 | 0 | 0 | 0 | 0 | 0 | 0 | 0 | 0 | 0 | 0 | 0 | 0 | 0 | 0 | 0 | 0 | 0 | 0 | 0 | 0 | 0 | 0 | 0 | 0 | 0 | 0 | 0 | 0 | 0 | 0 | 0 | 0 | 0 | 0 | 0 | 0 | 0 | 0 | 0 | 0 | 0 | 0 | 0 | 0 | 0 | 0 | 0 | 0 | 0 | 0 | 0 | 0 | 0 | 0 | 0 | 0 | 0 | 0 | 0 | 0 | 0 | 0 | 0 | 0 | 0 | 0 | 0 | 0 | 0 | 0 | 0 | 0 | 0 | 0 | 0.04263% | 0 | 0 | 0 | 0 | 0 | 0 | 0 | 0 | 0 | 0 | 0 | 0 | 0 | 0 | 0 | 0 | 0 | 0 | 0 | 0 | 0 | 0 | 0 | 0
| Com-Chiller-Cadmus | M_Input | Cadmus created workbook. Based on the PSE 2014 chiller EUI, 2014 CBSA analysis to determine capacity per sqft by capacity buckets, and costs based on the NEEP Phase 4 Incremental Cost Report for the measure "Commercial Chillers". Baseline cost based on DEER 2008 were used to establish full costs. Costs were interpolated based on the associated efficiency and capacity bucket | 2020 | NR and New | 2022 | 2045 | PSE | Commercial | Lodging | Electric | Per Building Sqft - Chiller 150-300 tons - Water Cooled |  |  | Lodging Chillers 150-300 tons (screw) - Premium Efficiency (Water Cooled) |  | 0.10397 | 20 | 0.027738 | 0 |  | 0 | 0 | 0 | 0 | 0 | 0 | 0 | 0 |  | 0 | 0 | 0 | Cooling | Chillers | Chiller | Chillers 150-300 tons Water Cooled Premium | CommCOOL | 0.004239% | 27.07% | 27.07% | 31385.388 | 1 | 2.042% | 5% | 85% | 6.8% | 0.2% | 0.090692 | 0.0006488 | 0.0091341 | 0.030251 | 0 | 0 | 0 | 0.026016 | -0.0042352 |  | 0.021436 | 0 | 0.021436 | 01. ($9,999.000) to $0.028 | 1 | 0 | 01. ($9,999.00) to $0.22 | 1 | 280.7274 | 584.1468 | 833.929 | 951.9487 | 1237.9693 | 1545.5818 | 1922.3008 | 1920.2142 | 2435.1685 | 2851.7242 | 2912.4382 | 2668.8582 | 3609.6104 | 4140.3825 | 4207.2955 | 3937.059 | 4541.6189 | 4982.4206 | 5377.0488 | 5179.1359 | 5454.7216 | 5482.2083 | 5785.8944 | 5318.0917 | 29.1861 | 60.7315 | 86.7004 | 98.9704 | 128.7069 | 160.6882 | 199.8542 | 199.6373 | 253.1751 | 296.4828 | 302.795 | 277.4709 | 375.2773 | 430.4596 | 437.4163 | 409.3208 | 472.1746 | 518.0031 | 559.031 | 538.4548 | 567.1064 | 569.9641 | 601.5371 | 552.9015 | 8126.0453 | 29.1861 | 89.9176 | 176.618 | 275.5885 | 404.2954 | 564.9835 | 764.8377 | 964.475 | 1217.6501 | 1514.1329 | 1816.9278 | 2094.3987 | 2469.676 | 2900.1356 | 3337.5519 | 3746.8728 | 4219.0474 | 4737.0504 | 5296.0815 | 5834.5363 | 6401.6426 | 6971.6067 | 7573.1438 | 8126.0453 | 0 | 0 | 0 | 0 | 0 | 0 | 0 | 0 | 0 | 0 | 0 | 0 | 0 | 0 | 0 | 0 | 0 | 0 | 0 | 0 | 0 | 0 | 0 | 0 | 0 | 0 | 0 | 0 | 0 | 0 | 0 | 0 | 0 | 0 | 0 | 0 | 0 | 0 | 0 | 0 | 0 | 0 | 0 | 0 | 0 | 0 | 0 | 0 | 0 | 0 | 0 | 0 | 0 | 0 | 0 | 0 | 0 | 0 | 0 | 0 | 0 | 0.0012373 | 0.003812 | 0.0074875 | 0.011683 | 0.01714 | 0.023952 | 0.032424 | 0.040888 | 0.051621 | 0.06419 | 0.077027 | 0.08879 | 0.1047 | 0.12295 | 0.14149 | 0.15884 | 0.17886 | 0.20082 | 0.22452 | 0.24735 | 0.27139 | 0.29555 | 0.32106 | 0.3445 | 7.3034 | 15.1972 | 21.6955 | 24.7659 | 32.207 | 40.2099 | 50.0106 | 49.9563 | 63.3534 | 74.1905 | 75.77 | 69.4331 | 93.9077 | 107.7163 | 109.4571 | 102.4266 | 118.1548 | 129.6227 | 139.8894 | 134.7405 | 141.9101 | 142.6252 | 150.5259 | 138.3556 | 2033.4246 | 0 | 0 | 0 | 0 | 0 | 0 | 0 | 0 | 0 | 0 | 0 | 0 | 0 | 0 | 0 | 0 | 0 | 0 | 0 | 0 | 0.04263% | 0.012443 | 0.038334 | 0.075297 | 0.11749 | 0.17236 | 0.24087 | 0.32607 | 0.41118 | 0.51912 | 0.64552 | 0.77461 | 0.8929 | 1.0529 | 1.2364 | 1.4229 | 1.5974 | 1.7987 | 2.0195 | 2.2579 | 2.4874 | 2.7292 | 2.9722 | 3.2286 | 3.4644
| Com-Chiller-Cadmus | M_Input | Cadmus created workbook. Based on the PSE 2014 chiller EUI, 2014 CBSA analysis to determine capacity per sqft by capacity buckets, and costs based on the NEEP Phase 4 Incremental Cost Report for the measure "Commercial Chillers". Baseline cost based on DEER 2008 were used to establish full costs. Costs were interpolated based on the associated efficiency and capacity bucket | 2020 | NR and New | 2022 | 2045 | PSE | Commercial | Hospital | Electric | Per Building Sqft - Chiller 150-300 tons - Water Cooled |  |  | Hospital Chillers 150-300 tons (screw) - Premium Efficiency (Water Cooled) |  | 0.10878 | 20 | 0.037396 | 0 |  | 0 | 0 | 0 | 0 | 0 | 0 | 0 | 0 |  | 0 | 0 | 0 | Cooling | Chillers | Chiller | Chillers 150-300 tons Water Cooled Premium | CommCOOL | 0.004239% | 22.77% | 22.77% | 80978.5882 | 1 | 0% | 5% | 85% | 6.8% | 0.2% | 0.09489 | 0.00067883 | 0.0095568 | 0.040784 | 0 | 0 | 0 | 0.038027 | -0.0027565 |  | 0.029947 | 0 | 0.029947 | 02. $0.028 to $0.055 | 1 | 0 | 01. ($9,999.00) to $0.22 | 1 | 0 | 0 | 0 | 0 | 0 | 0 | 0 | 0 | 0 | 0 | 0 | 0 | 0 | 0 | 0 | 0 | 0 | 0 | 0 | 0 | 0 | 0 | 0 | 0 | 0 | 0 | 0 | 0 | 0 | 0 | 0 | 0 | 0 | 0 | 0 | 0 | 0 | 0 | 0 | 0 | 0 | 0 | 0 | 0 | 0 | 0 | 0 | 0 | 0 | 0 | 0 | 0 | 0 | 0 | 0 | 0 | 0 | 0 | 0 | 0 | 0 | 0 | 0 | 0 | 0 | 0 | 0 | 0 | 0 | 0 | 0 | 0 | 0 | 0 | 0 | 0 | 0 | 0 | 0 | 0 | 0 | 0 | 0 | 0 | 0 | 0 | 0 | 0 | 0 | 0 | 0 | 0 | 0 | 0 | 0 | 0 | 0 | 0 | 0 | 0 | 0 | 0 | 0 | 0 | 0 | 0 | 0 | 0 | 0 | 0 | 0 | 0 | 0 | 0 | 0 | 0 | 0 | 0 | 0 | 0 | 0 | 0 | 0 | 0 | 0 | 0 | 0 | 0 | 0 | 0 | 0 | 0 | 0 | 0 | 0 | 0 | 0 | 0 | 0 | 0 | 0 | 0 | 0 | 0 | 0 | 0 | 0 | 0 | 0 | 0 | 0 | 0 | 0 | 0 | 0 | 0 | 0 | 0 | 0 | 0 | 0 | 0 | 0 | 0 | 0 | 0 | 0 | 0 | 0 | 0 | 0 | 0 | 0 | 0 | 0 | 0 | 0 | 0 | 0 | 0 | 0 | 0 | 0 | 0 | 0 | 0 | 0 | 0 | 0 | 0 | 0 | 0 | 0 | 0 | 0 | 0 | 0 | 0 | 0 | 0 | 0 | 0 | 0 | 0.04263% | 0 | 0 | 0 | 0 | 0 | 0 | 0 | 0 | 0 | 0 | 0 | 0 | 0 | 0 | 0 | 0 | 0 | 0 | 0 | 0 | 0 | 0 | 0 | 0
| Com-Chiller-Cadmus | M_Input | Cadmus created workbook. Based on the PSE 2014 chiller EUI, 2014 CBSA analysis to determine capacity per sqft by capacity buckets, and costs based on the NEEP Phase 4 Incremental Cost Report for the measure "Commercial Chillers". Baseline cost based on DEER 2008 were used to establish full costs. Costs were interpolated based on the associated efficiency and capacity bucket | 2020 | NR and New | 2022 | 2045 | PSE | Commercial | Residential Care | Electric | Per Building Sqft - Chiller 150-300 tons - Water Cooled |  |  | Residential Care Chillers 150-300 tons (screw) - Premium Efficiency (Water Cooled) |  | 0.10397 | 20 | 0.037396 | 0 |  | 0 | 0 | 0 | 0 | 0 | 0 | 0 | 0 |  | 0 | 0 | 0 | Cooling | Chillers | Chiller | Chillers 150-300 tons Water Cooled Premium | CommCOOL | 0.004239% | 6.763% | 6.763% | 89213.7828 | 1 | 0% | 5% | 85% | 6.8% | 0.2% | 0.090692 | 0.0006488 | 0.0091341 | 0.040784 | 0 | 0 | 0 | 0.03848 | -0.0023037 |  | 0.031706 | 0 | 0.031706 | 02. $0.028 to $0.055 | 1 | 0 | 01. ($9,999.00) to $0.22 | 1 | 0 | 0 | 0 | 0 | 0 | 0 | 0 | 0 | 0 | 0 | 0 | 0 | 0 | 0 | 0 | 0 | 0 | 0 | 0 | 0 | 0 | 0 | 0 | 0 | 0 | 0 | 0 | 0 | 0 | 0 | 0 | 0 | 0 | 0 | 0 | 0 | 0 | 0 | 0 | 0 | 0 | 0 | 0 | 0 | 0 | 0 | 0 | 0 | 0 | 0 | 0 | 0 | 0 | 0 | 0 | 0 | 0 | 0 | 0 | 0 | 0 | 0 | 0 | 0 | 0 | 0 | 0 | 0 | 0 | 0 | 0 | 0 | 0 | 0 | 0 | 0 | 0 | 0 | 0 | 0 | 0 | 0 | 0 | 0 | 0 | 0 | 0 | 0 | 0 | 0 | 0 | 0 | 0 | 0 | 0 | 0 | 0 | 0 | 0 | 0 | 0 | 0 | 0 | 0 | 0 | 0 | 0 | 0 | 0 | 0 | 0 | 0 | 0 | 0 | 0 | 0 | 0 | 0 | 0 | 0 | 0 | 0 | 0 | 0 | 0 | 0 | 0 | 0 | 0 | 0 | 0 | 0 | 0 | 0 | 0 | 0 | 0 | 0 | 0 | 0 | 0 | 0 | 0 | 0 | 0 | 0 | 0 | 0 | 0 | 0 | 0 | 0 | 0 | 0 | 0 | 0 | 0 | 0 | 0 | 0 | 0 | 0 | 0 | 0 | 0 | 0 | 0 | 0 | 0 | 0 | 0 | 0 | 0 | 0 | 0 | 0 | 0 | 0 | 0 | 0 | 0 | 0 | 0 | 0 | 0 | 0 | 0 | 0 | 0 | 0 | 0 | 0 | 0 | 0 | 0 | 0 | 0 | 0 | 0 | 0 | 0 | 0 | 0 | 0.04263% | 0 | 0 | 0 | 0 | 0 | 0 | 0 | 0 | 0 | 0 | 0 | 0 | 0 | 0 | 0 | 0 | 0 | 0 | 0 | 0 | 0 | 0 | 0 | 0
| Com-Chiller-Cadmus | M_Input | Cadmus created workbook. Based on the PSE 2014 chiller EUI, 2014 CBSA analysis to determine capacity per sqft by capacity buckets, and costs based on the NEEP Phase 4 Incremental Cost Report for the measure "Commercial Chillers". Baseline cost based on DEER 2008 were used to establish full costs. Costs were interpolated based on the associated efficiency and capacity bucket | 2020 | NR and New | 2022 | 2045 | PSE | Commercial | Large Off | Electric | Per Building Sqft - Chiller 150-300 tons - Water Cooled |  |  | Large Off Chillers 150-300 tons (screw) - Advanced Efficiency (Water Cooled) |  | 0.14659 | 20 | 0.086057 | 0 |  | 0 | 0 | 0 | 0 | 0 | 0 | 0 | 0 |  | 0 | 0 | 0 | Cooling | Chillers | Chiller | Chillers 150-300 tons Water Cooled Advanced | CommCOOL | 0.004239% | 22.96% | 22.96% | 229881.7404 | 1 | 16.32% | 5% | 85% | 6.8% | 0.2% | 0.12788 | 0.00091482 | 0.012879 | 0.093853 | 0 | 0 | 0 | 0.09727 | 0.0034174 |  | 0.056841 | 0 | 0.056841 | 03. $0.055 to $0.062 | 1 | 0 | 01. ($9,999.00) to $0.22 | 1 | 5064.3092 | 10547.9594 | 15060.3159 | 17178.0279 | 22362.164 | 27945.3726 | 34793.2194 | 34745.5306 | 44122.899 | 51713.1105 | 52825.9782 | 48400.55 | 65556.7623 | 75249.1684 | 76496.138 | 71606.0313 | 82658.1877 | 90732.0288 | 97969.6742 | 94417.2774 | 99490.2682 | 100043.0067 | 105627.2324 | 97156.024 | 742.3952 | 1546.2631 | 2207.7456 | 2518.1886 | 3278.1496 | 4096.6122 | 5100.4626 | 5093.4717 | 6468.1337 | 7580.8099 | 7743.9492 | 7095.2098 | 9610.2004 | 11031.0449 | 11213.8426 | 10496.9844 | 12117.1595 | 13300.7328 | 14361.7252 | 13840.9666 | 14584.6345 | 14665.6624 | 15484.274 | 14242.4493 | 208421.0677 | 742.3952 | 2288.6583 | 4496.4039 | 7014.5925 | 10292.7422 | 14389.3543 | 19489.8169 | 24583.2886 | 31051.4222 | 38632.2322 | 46376.1814 | 53471.3912 | 63081.5916 | 74112.6365 | 85326.4791 | 95823.4635 | 107940.6231 | 121241.3559 | 135603.081 | 149444.0476 | 164028.6821 | 178694.3445 | 194178.6185 | 208421.0677 | 0 | 0 | 0 | 0 | 0 | 0 | 0 | 0 | 0 | 0 | 0 | 0 | 0 | 0 | 0 | 0 | 0 | 0 | 0 | 0 | 0 | 0 | 0 | 0 | 0 | 0 | 0 | 0 | 0 | 0 | 0 | 0 | 0 | 0 | 0 | 0 | 0 | 0 | 0 | 0 | 0 | 0 | 0 | 0 | 0 | 0 | 0 | 0 | 0 | 0 | 0 | 0 | 0 | 0 | 0 | 0 | 0 | 0 | 0 | 0 | 0 | 0.031473 | 0.097025 | 0.19062 | 0.29738 | 0.43635 | 0.61002 | 0.82625 | 1.0422 | 1.3164 | 1.6378 | 1.9661 | 2.2669 | 2.6743 | 3.1419 | 3.6173 | 4.0623 | 4.576 | 5.1399 | 5.7488 | 6.3355 | 6.9538 | 7.5756 | 8.232 | 8.8358 | 492.6078 | 1026.0052 | 1464.9243 | 1670.9152 | 2175.1786 | 2718.26 | 3384.3534 | 3379.7147 | 4291.8559 | 5030.1595 | 5138.4087 | 4707.9451 | 6376.7383 | 7319.5233 | 7440.8167 | 6965.1536 | 8040.2023 | 8825.5487 | 9529.558 | 9184.0146 | 9677.4669 | 9731.2321 | 10274.4124 | 9450.4139 | 138295.4093 | 0 | 0 | 0 | 0 | 0 | 0 | 0 | 0 | 0 | 0 | 0 | 0 | 0 | 0 | 0 | 0 | 0 | 0 | 0 | 0 | 0.04263% | 0.3165 | 0.97572 | 1.9169 | 2.9905 | 4.3881 | 6.1346 | 8.309 | 10.4805 | 13.2381 | 16.47 | 19.7714 | 22.7963 | 26.8934 | 31.5962 | 36.377 | 40.8521 | 46.018 | 51.6885 | 57.8113 | 63.7121 | 69.9299 | 76.1823 | 82.7836 | 88.8556
| Com-Chiller-Cadmus | M_Input | Cadmus created workbook. Based on the PSE 2014 chiller EUI, 2014 CBSA analysis to determine capacity per sqft by capacity buckets, and costs based on the NEEP Phase 4 Incremental Cost Report for the measure "Commercial Chillers". Baseline cost based on DEER 2008 were used to establish full costs. Costs were interpolated based on the associated efficiency and capacity bucket | 2020 | NR and New | 2022 | 2045 | PSE | Commercial | Medium Off | Electric | Per Building Sqft - Chiller 150-300 tons - Water Cooled |  |  | Medium Off Chillers 150-300 tons (screw) - Advanced Efficiency (Water Cooled) |  | 0.14659 | 20 | 0.086057 | 0 |  | 0 | 0 | 0 | 0 | 0 | 0 | 0 | 0 |  | 0 | 0 | 0 | Cooling | Chillers | Chiller | Chillers 150-300 tons Water Cooled Advanced | CommCOOL | 0.004239% | 22.96% | 22.96% | 41759.2514 | 1 | 0% | 5% | 85% | 6.8% | 0.2% | 0.12788 | 0.00091482 | 0.012879 | 0.093853 | 0 | 0 | 0 | 0.09727 | 0.0034174 |  | 0.056841 | 0 | 0.056841 | 03. $0.055 to $0.062 | 1 | 0 | 01. ($9,999.00) to $0.22 | 1 | 0 | 0 | 0 | 0 | 0 | 0 | 0 | 0 | 0 | 0 | 0 | 0 | 0 | 0 | 0 | 0 | 0 | 0 | 0 | 0 | 0 | 0 | 0 | 0 | 0 | 0 | 0 | 0 | 0 | 0 | 0 | 0 | 0 | 0 | 0 | 0 | 0 | 0 | 0 | 0 | 0 | 0 | 0 | 0 | 0 | 0 | 0 | 0 | 0 | 0 | 0 | 0 | 0 | 0 | 0 | 0 | 0 | 0 | 0 | 0 | 0 | 0 | 0 | 0 | 0 | 0 | 0 | 0 | 0 | 0 | 0 | 0 | 0 | 0 | 0 | 0 | 0 | 0 | 0 | 0 | 0 | 0 | 0 | 0 | 0 | 0 | 0 | 0 | 0 | 0 | 0 | 0 | 0 | 0 | 0 | 0 | 0 | 0 | 0 | 0 | 0 | 0 | 0 | 0 | 0 | 0 | 0 | 0 | 0 | 0 | 0 | 0 | 0 | 0 | 0 | 0 | 0 | 0 | 0 | 0 | 0 | 0 | 0 | 0 | 0 | 0 | 0 | 0 | 0 | 0 | 0 | 0 | 0 | 0 | 0 | 0 | 0 | 0 | 0 | 0 | 0 | 0 | 0 | 0 | 0 | 0 | 0 | 0 | 0 | 0 | 0 | 0 | 0 | 0 | 0 | 0 | 0 | 0 | 0 | 0 | 0 | 0 | 0 | 0 | 0 | 0 | 0 | 0 | 0 | 0 | 0 | 0 | 0 | 0 | 0 | 0 | 0 | 0 | 0 | 0 | 0 | 0 | 0 | 0 | 0 | 0 | 0 | 0 | 0 | 0 | 0 | 0 | 0 | 0 | 0 | 0 | 0 | 0 | 0 | 0 | 0 | 0 | 0 | 0.04263% | 0 | 0 | 0 | 0 | 0 | 0 | 0 | 0 | 0 | 0 | 0 | 0 | 0 | 0 | 0 | 0 | 0 | 0 | 0 | 0 | 0 | 0 | 0 | 0
| Com-Chiller-Cadmus | M_Input | Cadmus created workbook. Based on the PSE 2014 chiller EUI, 2014 CBSA analysis to determine capacity per sqft by capacity buckets, and costs based on the NEEP Phase 4 Incremental Cost Report for the measure "Commercial Chillers". Baseline cost based on DEER 2008 were used to establish full costs. Costs were interpolated based on the associated efficiency and capacity bucket | 2020 | NR and New | 2022 | 2045 | PSE | Commercial | Small Off | Electric | Per Building Sqft - Chiller 150-300 tons - Water Cooled |  |  | Small Off Chillers 150-300 tons (screw) - Advanced Efficiency (Water Cooled) |  | 0.14659 | 20 | 0.086057 | 0 |  | 0 | 0 | 0 | 0 | 0 | 0 | 0 | 0 |  | 0 | 0 | 0 | Cooling | Chillers | Chiller | Chillers 150-300 tons Water Cooled Advanced | CommCOOL | 0.004239% | 22.96% | 22.96% | 4797.7732 | 1 | 0% | 5% | 85% | 6.8% | 0.2% | 0.12788 | 0.00091482 | 0.012879 | 0.093853 | 0 | 0 | 0 | 0.09727 | 0.0034174 |  | 0.056841 | 0 | 0.056841 | 03. $0.055 to $0.062 | 1 | 0 | 01. ($9,999.00) to $0.22 | 1 | 0 | 0 | 0 | 0 | 0 | 0 | 0 | 0 | 0 | 0 | 0 | 0 | 0 | 0 | 0 | 0 | 0 | 0 | 0 | 0 | 0 | 0 | 0 | 0 | 0 | 0 | 0 | 0 | 0 | 0 | 0 | 0 | 0 | 0 | 0 | 0 | 0 | 0 | 0 | 0 | 0 | 0 | 0 | 0 | 0 | 0 | 0 | 0 | 0 | 0 | 0 | 0 | 0 | 0 | 0 | 0 | 0 | 0 | 0 | 0 | 0 | 0 | 0 | 0 | 0 | 0 | 0 | 0 | 0 | 0 | 0 | 0 | 0 | 0 | 0 | 0 | 0 | 0 | 0 | 0 | 0 | 0 | 0 | 0 | 0 | 0 | 0 | 0 | 0 | 0 | 0 | 0 | 0 | 0 | 0 | 0 | 0 | 0 | 0 | 0 | 0 | 0 | 0 | 0 | 0 | 0 | 0 | 0 | 0 | 0 | 0 | 0 | 0 | 0 | 0 | 0 | 0 | 0 | 0 | 0 | 0 | 0 | 0 | 0 | 0 | 0 | 0 | 0 | 0 | 0 | 0 | 0 | 0 | 0 | 0 | 0 | 0 | 0 | 0 | 0 | 0 | 0 | 0 | 0 | 0 | 0 | 0 | 0 | 0 | 0 | 0 | 0 | 0 | 0 | 0 | 0 | 0 | 0 | 0 | 0 | 0 | 0 | 0 | 0 | 0 | 0 | 0 | 0 | 0 | 0 | 0 | 0 | 0 | 0 | 0 | 0 | 0 | 0 | 0 | 0 | 0 | 0 | 0 | 0 | 0 | 0 | 0 | 0 | 0 | 0 | 0 | 0 | 0 | 0 | 0 | 0 | 0 | 0 | 0 | 0 | 0 | 0 | 0 | 0.04263% | 0 | 0 | 0 | 0 | 0 | 0 | 0 | 0 | 0 | 0 | 0 | 0 | 0 | 0 | 0 | 0 | 0 | 0 | 0 | 0 | 0 | 0 | 0 | 0
| Com-Chiller-Cadmus | M_Input | Cadmus created workbook. Based on the PSE 2014 chiller EUI, 2014 CBSA analysis to determine capacity per sqft by capacity buckets, and costs based on the NEEP Phase 4 Incremental Cost Report for the measure "Commercial Chillers". Baseline cost based on DEER 2008 were used to establish full costs. Costs were interpolated based on the associated efficiency and capacity bucket | 2020 | NR and New | 2022 | 2045 | PSE | Commercial | Xlarge Ret | Electric | Per Building Sqft - Chiller 150-300 tons - Water Cooled |  |  | XLarge Ret Chillers 150-300 tons (screw) - Advanced Efficiency (Water Cooled) |  | 0.12476 | 20 | 0.063516 | 0 |  | 0 | 0 | 0 | 0 | 0 | 0 | 0 | 0 |  | 0 | 0 | 0 | Cooling | Chillers | Chiller | Chillers 150-300 tons Water Cooled Advanced | CommCOOL | 0.004239% | 47.57% | 47.57% | 280351.2881 | 1 | 1.794% | 5% | 85% | 6.8% | 0.2% | 0.10883 | 0.00077856 | 0.010961 | 0.06927 | 0 | 0 | 0 | 0.070234 | 0.00096376 |  | 0.048225 | 0 | 0.048225 | 02. $0.028 to $0.055 | 1 | 0 | 01. ($9,999.00) to $0.22 | 1 | 407.993 | 847.9383 | 1210.2882 | 1382.9178 | 1796.0826 | 2239.6501 | 2781.8246 | 2779.7283 | 3519.1706 | 4116.8223 | 4203.1839 | 3852.2485 | 5200.6384 | 5960.0543 | 6053.1706 | 5661.8597 | 6525.626 | 7153.8456 | 7715.2933 | 7425.778 | 7816.0401 | 7850.2513 | 8280.9334 | 7604.346 | 50.901 | 105.7882 | 150.9948 | 172.532 | 224.0781 | 279.4173 | 347.0587 | 346.7972 | 439.0495 | 513.6122 | 524.3866 | 480.6041 | 648.8284 | 743.5726 | 755.1898 | 706.3701 | 814.133 | 892.5093 | 962.5552 | 926.4354 | 975.1243 | 979.3924 | 1033.1241 | 948.7134 | 14021.1677 | 50.901 | 156.6892 | 307.684 | 480.216 | 704.2941 | 983.7114 | 1330.7701 | 1677.5673 | 2116.6168 | 2630.229 | 3154.6156 | 3635.2197 | 4284.0481 | 5027.6207 | 5782.8105 | 6489.1806 | 7303.3136 | 8195.8229 | 9158.3781 | 10084.8135 | 11059.9378 | 12039.3302 | 13072.4543 | 14021.1677 | 0 | 0 | 0 | 0 | 0 | 0 | 0 | 0 | 0 | 0 | 0 | 0 | 0 | 0 | 0 | 0 | 0 | 0 | 0 | 0 | 0 | 0 | 0 | 0 | 0 | 0 | 0 | 0 | 0 | 0 | 0 | 0 | 0 | 0 | 0 | 0 | 0 | 0 | 0 | 0 | 0 | 0 | 0 | 0 | 0 | 0 | 0 | 0 | 0 | 0 | 0 | 0 | 0 | 0 | 0 | 0 | 0 | 0 | 0 | 0 | 0 | 0.0021579 | 0.0066427 | 0.013044 | 0.020358 | 0.029858 | 0.041703 | 0.056417 | 0.071119 | 0.089732 | 0.11151 | 0.13374 | 0.15411 | 0.18162 | 0.21314 | 0.24516 | 0.2751 | 0.30962 | 0.34745 | 0.38826 | 0.42754 | 0.46887 | 0.51039 | 0.55419 | 0.59441 | 28.655 | 59.5542 | 85.0035 | 97.128 | 126.1463 | 157.2998 | 195.379 | 195.2318 | 247.1658 | 289.1414 | 295.2069 | 270.5593 | 365.2622 | 418.5991 | 425.1391 | 397.6557 | 458.3216 | 502.444 | 541.8768 | 521.543 | 548.9527 | 551.3555 | 581.604 | 534.0845 | 7893.3093 | 0 | 0 | 0 | 0 | 0 | 0 | 0 | 0 | 0 | 0 | 0 | 0 | 0 | 0 | 0 | 0 | 0 | 0 | 0 | 0 | 0.04263% | 0.0217 | 0.066801 | 0.13117 | 0.20473 | 0.30026 | 0.41938 | 0.56734 | 0.71519 | 0.90237 | 1.1213 | 1.3449 | 1.5498 | 1.8264 | 2.1434 | 2.4654 | 2.7665 | 3.1136 | 3.4941 | 3.9045 | 4.2994 | 4.7152 | 5.1327 | 5.5731 | 5.9776
| Com-Chiller-Cadmus | M_Input | Cadmus created workbook. Based on the PSE 2014 chiller EUI, 2014 CBSA analysis to determine capacity per sqft by capacity buckets, and costs based on the NEEP Phase 4 Incremental Cost Report for the measure "Commercial Chillers". Baseline cost based on DEER 2008 were used to establish full costs. Costs were interpolated based on the associated efficiency and capacity bucket | 2020 | NR and New | 2022 | 2045 | PSE | Commercial | Large Ret | Electric | Per Building Sqft - Chiller 150-300 tons - Water Cooled |  |  | Large Ret Chillers 150-300 tons (screw) - Advanced Efficiency (Water Cooled) |  | 0.12476 | 20 | 0.063516 | 0 |  | 0 | 0 | 0 | 0 | 0 | 0 | 0 | 0 |  | 0 | 0 | 0 | Cooling | Chillers | Chiller | Chillers 150-300 tons Water Cooled Advanced | CommCOOL | 0.004239% | 47.57% | 47.57% | 94425.5221 | 1 | 0% | 5% | 85% | 6.8% | 0.2% | 0.10883 | 0.00077856 | 0.010961 | 0.06927 | 0 | 0 | 0 | 0.070234 | 0.00096376 |  | 0.048225 | 0 | 0.048225 | 02. $0.028 to $0.055 | 1 | 0 | 01. ($9,999.00) to $0.22 | 1 | 0 | 0 | 0 | 0 | 0 | 0 | 0 | 0 | 0 | 0 | 0 | 0 | 0 | 0 | 0 | 0 | 0 | 0 | 0 | 0 | 0 | 0 | 0 | 0 | 0 | 0 | 0 | 0 | 0 | 0 | 0 | 0 | 0 | 0 | 0 | 0 | 0 | 0 | 0 | 0 | 0 | 0 | 0 | 0 | 0 | 0 | 0 | 0 | 0 | 0 | 0 | 0 | 0 | 0 | 0 | 0 | 0 | 0 | 0 | 0 | 0 | 0 | 0 | 0 | 0 | 0 | 0 | 0 | 0 | 0 | 0 | 0 | 0 | 0 | 0 | 0 | 0 | 0 | 0 | 0 | 0 | 0 | 0 | 0 | 0 | 0 | 0 | 0 | 0 | 0 | 0 | 0 | 0 | 0 | 0 | 0 | 0 | 0 | 0 | 0 | 0 | 0 | 0 | 0 | 0 | 0 | 0 | 0 | 0 | 0 | 0 | 0 | 0 | 0 | 0 | 0 | 0 | 0 | 0 | 0 | 0 | 0 | 0 | 0 | 0 | 0 | 0 | 0 | 0 | 0 | 0 | 0 | 0 | 0 | 0 | 0 | 0 | 0 | 0 | 0 | 0 | 0 | 0 | 0 | 0 | 0 | 0 | 0 | 0 | 0 | 0 | 0 | 0 | 0 | 0 | 0 | 0 | 0 | 0 | 0 | 0 | 0 | 0 | 0 | 0 | 0 | 0 | 0 | 0 | 0 | 0 | 0 | 0 | 0 | 0 | 0 | 0 | 0 | 0 | 0 | 0 | 0 | 0 | 0 | 0 | 0 | 0 | 0 | 0 | 0 | 0 | 0 | 0 | 0 | 0 | 0 | 0 | 0 | 0 | 0 | 0 | 0 | 0 | 0.04263% | 0 | 0 | 0 | 0 | 0 | 0 | 0 | 0 | 0 | 0 | 0 | 0 | 0 | 0 | 0 | 0 | 0 | 0 | 0 | 0 | 0 | 0 | 0 | 0
| Com-Chiller-Cadmus | M_Input | Cadmus created workbook. Based on the PSE 2014 chiller EUI, 2014 CBSA analysis to determine capacity per sqft by capacity buckets, and costs based on the NEEP Phase 4 Incremental Cost Report for the measure "Commercial Chillers". Baseline cost based on DEER 2008 were used to establish full costs. Costs were interpolated based on the associated efficiency and capacity bucket | 2020 | NR and New | 2022 | 2045 | PSE | Commercial | Medium Ret | Electric | Per Building Sqft - Chiller 150-300 tons - Water Cooled |  |  | Medium Ret Chillers 150-300 tons (screw) - Advanced Efficiency (Water Cooled) |  | 0.12476 | 20 | 0.063516 | 0 |  | 0 | 0 | 0 | 0 | 0 | 0 | 0 | 0 |  | 0 | 0 | 0 | Cooling | Chillers | Chiller | Chillers 150-300 tons Water Cooled Advanced | CommCOOL | 0.004239% | 47.57% | 47.57% | 13333.1618 | 1 | 0% | 5% | 85% | 6.8% | 0.2% | 0.10883 | 0.00077856 | 0.010961 | 0.06927 | 0 | 0 | 0 | 0.070234 | 0.00096376 |  | 0.048225 | 0 | 0.048225 | 02. $0.028 to $0.055 | 1 | 0 | 01. ($9,999.00) to $0.22 | 1 | 0 | 0 | 0 | 0 | 0 | 0 | 0 | 0 | 0 | 0 | 0 | 0 | 0 | 0 | 0 | 0 | 0 | 0 | 0 | 0 | 0 | 0 | 0 | 0 | 0 | 0 | 0 | 0 | 0 | 0 | 0 | 0 | 0 | 0 | 0 | 0 | 0 | 0 | 0 | 0 | 0 | 0 | 0 | 0 | 0 | 0 | 0 | 0 | 0 | 0 | 0 | 0 | 0 | 0 | 0 | 0 | 0 | 0 | 0 | 0 | 0 | 0 | 0 | 0 | 0 | 0 | 0 | 0 | 0 | 0 | 0 | 0 | 0 | 0 | 0 | 0 | 0 | 0 | 0 | 0 | 0 | 0 | 0 | 0 | 0 | 0 | 0 | 0 | 0 | 0 | 0 | 0 | 0 | 0 | 0 | 0 | 0 | 0 | 0 | 0 | 0 | 0 | 0 | 0 | 0 | 0 | 0 | 0 | 0 | 0 | 0 | 0 | 0 | 0 | 0 | 0 | 0 | 0 | 0 | 0 | 0 | 0 | 0 | 0 | 0 | 0 | 0 | 0 | 0 | 0 | 0 | 0 | 0 | 0 | 0 | 0 | 0 | 0 | 0 | 0 | 0 | 0 | 0 | 0 | 0 | 0 | 0 | 0 | 0 | 0 | 0 | 0 | 0 | 0 | 0 | 0 | 0 | 0 | 0 | 0 | 0 | 0 | 0 | 0 | 0 | 0 | 0 | 0 | 0 | 0 | 0 | 0 | 0 | 0 | 0 | 0 | 0 | 0 | 0 | 0 | 0 | 0 | 0 | 0 | 0 | 0 | 0 | 0 | 0 | 0 | 0 | 0 | 0 | 0 | 0 | 0 | 0 | 0 | 0 | 0 | 0 | 0 | 0 | 0.04263% | 0 | 0 | 0 | 0 | 0 | 0 | 0 | 0 | 0 | 0 | 0 | 0 | 0 | 0 | 0 | 0 | 0 | 0 | 0 | 0 | 0 | 0 | 0 | 0
| Com-Chiller-Cadmus | M_Input | Cadmus created workbook. Based on the PSE 2014 chiller EUI, 2014 CBSA analysis to determine capacity per sqft by capacity buckets, and costs based on the NEEP Phase 4 Incremental Cost Report for the measure "Commercial Chillers". Baseline cost based on DEER 2008 were used to establish full costs. Costs were interpolated based on the associated efficiency and capacity bucket | 2020 | NR and New | 2022 | 2045 | PSE | Commercial | Small Ret | Electric | Per Building Sqft - Chiller 150-300 tons - Water Cooled |  |  | Small Ret Chillers 150-300 tons (screw) - Advanced Efficiency (Water Cooled) |  | 0.12476 | 20 | 0.063516 | 0 |  | 0 | 0 | 0 | 0 | 0 | 0 | 0 | 0 |  | 0 | 0 | 0 | Cooling | Chillers | Chiller | Chillers 150-300 tons Water Cooled Advanced | CommCOOL | 0.004239% | 47.57% | 47.57% | 2170.2819 | 1 | 0% | 5% | 85% | 6.8% | 0.2% | 0.10883 | 0.00077856 | 0.010961 | 0.06927 | 0 | 0 | 0 | 0.070234 | 0.00096376 |  | 0.048225 | 0 | 0.048225 | 02. $0.028 to $0.055 | 1 | 0 | 01. ($9,999.00) to $0.22 | 1 | 0 | 0 | 0 | 0 | 0 | 0 | 0 | 0 | 0 | 0 | 0 | 0 | 0 | 0 | 0 | 0 | 0 | 0 | 0 | 0 | 0 | 0 | 0 | 0 | 0 | 0 | 0 | 0 | 0 | 0 | 0 | 0 | 0 | 0 | 0 | 0 | 0 | 0 | 0 | 0 | 0 | 0 | 0 | 0 | 0 | 0 | 0 | 0 | 0 | 0 | 0 | 0 | 0 | 0 | 0 | 0 | 0 | 0 | 0 | 0 | 0 | 0 | 0 | 0 | 0 | 0 | 0 | 0 | 0 | 0 | 0 | 0 | 0 | 0 | 0 | 0 | 0 | 0 | 0 | 0 | 0 | 0 | 0 | 0 | 0 | 0 | 0 | 0 | 0 | 0 | 0 | 0 | 0 | 0 | 0 | 0 | 0 | 0 | 0 | 0 | 0 | 0 | 0 | 0 | 0 | 0 | 0 | 0 | 0 | 0 | 0 | 0 | 0 | 0 | 0 | 0 | 0 | 0 | 0 | 0 | 0 | 0 | 0 | 0 | 0 | 0 | 0 | 0 | 0 | 0 | 0 | 0 | 0 | 0 | 0 | 0 | 0 | 0 | 0 | 0 | 0 | 0 | 0 | 0 | 0 | 0 | 0 | 0 | 0 | 0 | 0 | 0 | 0 | 0 | 0 | 0 | 0 | 0 | 0 | 0 | 0 | 0 | 0 | 0 | 0 | 0 | 0 | 0 | 0 | 0 | 0 | 0 | 0 | 0 | 0 | 0 | 0 | 0 | 0 | 0 | 0 | 0 | 0 | 0 | 0 | 0 | 0 | 0 | 0 | 0 | 0 | 0 | 0 | 0 | 0 | 0 | 0 | 0 | 0 | 0 | 0 | 0 | 0 | 0.04263% | 0 | 0 | 0 | 0 | 0 | 0 | 0 | 0 | 0 | 0 | 0 | 0 | 0 | 0 | 0 | 0 | 0 | 0 | 0 | 0 | 0 | 0 | 0 | 0
| Com-Chiller-Cadmus | M_Input | Cadmus created workbook. Based on the PSE 2014 chiller EUI, 2014 CBSA analysis to determine capacity per sqft by capacity buckets, and costs based on the NEEP Phase 4 Incremental Cost Report for the measure "Commercial Chillers". Baseline cost based on DEER 2008 were used to establish full costs. Costs were interpolated based on the associated efficiency and capacity bucket | 2020 | NR and New | 2022 | 2045 | PSE | Commercial | School K-12 | Electric | Per Building Sqft - Chiller 150-300 tons - Water Cooled |  |  | School K-12 Chillers 150-300 tons (screw) - Advanced Efficiency (Water Cooled) |  | 0.025443 | 20 | 0.056966 | 0 |  | 0 | 0 | 0 | 0 | 0 | 0 | 0 | 0 |  | 0 | 0 | 0 | Cooling | Chillers | Chiller | Chillers 150-300 tons Water Cooled Advanced | CommCOOL | 0.004239% | 25.17% | 25.17% | 36549.9879 | 1 | 0% | 5% | 85% | 6.8% | 0.2% | 0.022195 | 0.00015878 | 0.0022354 | 0.062127 | 0 | 0 | 0 | 0.071126 | 0.008999 |  | 0.23947 | 0 | 0.23947 | 13. $0.225 to $99,999.000 | 0 | 0 | 01. ($9,999.00) to $0.22 | 1 | 0 | 0 | 0 | 0 | 0 | 0 | 0 | 0 | 0 | 0 | 0 | 0 | 0 | 0 | 0 | 0 | 0 | 0 | 0 | 0 | 0 | 0 | 0 | 0 | 0 | 0 | 0 | 0 | 0 | 0 | 0 | 0 | 0 | 0 | 0 | 0 | 0 | 0 | 0 | 0 | 0 | 0 | 0 | 0 | 0 | 0 | 0 | 0 | 0 | 0 | 0 | 0 | 0 | 0 | 0 | 0 | 0 | 0 | 0 | 0 | 0 | 0 | 0 | 0 | 0 | 0 | 0 | 0 | 0 | 0 | 0 | 0 | 0 | 0 | 0 | 0 | 0 | 0 | 0 | 0 | 0 | 0 | 0 | 0 | 0 | 0 | 0 | 0 | 0 | 0 | 0 | 0 | 0 | 0 | 0 | 0 | 0 | 0 | 0 | 0 | 0 | 0 | 0 | 0 | 0 | 0 | 0 | 0 | 0 | 0 | 0 | 0 | 0 | 0 | 0 | 0 | 0 | 0 | 0 | 0 | 0 | 0 | 0 | 0 | 0 | 0 | 0 | 0 | 0 | 0 | 0 | 0 | 0 | 0 | 0 | 0 | 0 | 0 | 0 | 0 | 0 | 0 | 0 | 0 | 0 | 0 | 0 | 0 | 0 | 0 | 0 | 0 | 0 | 0 | 0 | 0 | 0 | 0 | 0 | 0 | 0 | 0 | 0 | 0 | 0 | 0 | 0 | 0 | 0 | 0 | 0 | 0 | 0 | 0 | 0 | 0 | 0 | 0 | 0 | 0 | 0 | 0 | 0 | 0 | 0 | 0 | 0 | 0 | 0 | 0 | 0 | 0 | 0 | 0 | 0 | 0 | 0 | 0 | 0 | 0 | 0 | 0 | 0 | 0.04263% | 0 | 0 | 0 | 0 | 0 | 0 | 0 | 0 | 0 | 0 | 0 | 0 | 0 | 0 | 0 | 0 | 0 | 0 | 0 | 0 | 0 | 0 | 0 | 0
| Com-Chiller-Cadmus | M_Input | Cadmus created workbook. Based on the PSE 2014 chiller EUI, 2014 CBSA analysis to determine capacity per sqft by capacity buckets, and costs based on the NEEP Phase 4 Incremental Cost Report for the measure "Commercial Chillers". Baseline cost based on DEER 2008 were used to establish full costs. Costs were interpolated based on the associated efficiency and capacity bucket | 2020 | NR and New | 2022 | 2045 | PSE | Commercial | University | Electric | Per Building Sqft - Chiller 150-300 tons - Water Cooled |  |  | University Chillers 150-300 tons (screw) - Advanced Efficiency (Water Cooled) |  | 0.025443 | 20 | 0.056966 | 0 |  | 0 | 0 | 0 | 0 | 0 | 0 | 0 | 0 |  | 0 | 0 | 0 | Cooling | Chillers | Chiller | Chillers 150-300 tons Water Cooled Advanced | CommCOOL | 0.004239% | 3.519% | 3.519% | 121327.9762 | 1 | 0% | 5% | 85% | 6.8% | 0.2% | 0.022195 | 0.00015878 | 0.0022354 | 0.062127 | 0 | 0 | 0 | 0.071126 | 0.008999 |  | 0.23947 | 0 | 0.23947 | 13. $0.225 to $99,999.000 | 0 | 0 | 01. ($9,999.00) to $0.22 | 1 | 0 | 0 | 0 | 0 | 0 | 0 | 0 | 0 | 0 | 0 | 0 | 0 | 0 | 0 | 0 | 0 | 0 | 0 | 0 | 0 | 0 | 0 | 0 | 0 | 0 | 0 | 0 | 0 | 0 | 0 | 0 | 0 | 0 | 0 | 0 | 0 | 0 | 0 | 0 | 0 | 0 | 0 | 0 | 0 | 0 | 0 | 0 | 0 | 0 | 0 | 0 | 0 | 0 | 0 | 0 | 0 | 0 | 0 | 0 | 0 | 0 | 0 | 0 | 0 | 0 | 0 | 0 | 0 | 0 | 0 | 0 | 0 | 0 | 0 | 0 | 0 | 0 | 0 | 0 | 0 | 0 | 0 | 0 | 0 | 0 | 0 | 0 | 0 | 0 | 0 | 0 | 0 | 0 | 0 | 0 | 0 | 0 | 0 | 0 | 0 | 0 | 0 | 0 | 0 | 0 | 0 | 0 | 0 | 0 | 0 | 0 | 0 | 0 | 0 | 0 | 0 | 0 | 0 | 0 | 0 | 0 | 0 | 0 | 0 | 0 | 0 | 0 | 0 | 0 | 0 | 0 | 0 | 0 | 0 | 0 | 0 | 0 | 0 | 0 | 0 | 0 | 0 | 0 | 0 | 0 | 0 | 0 | 0 | 0 | 0 | 0 | 0 | 0 | 0 | 0 | 0 | 0 | 0 | 0 | 0 | 0 | 0 | 0 | 0 | 0 | 0 | 0 | 0 | 0 | 0 | 0 | 0 | 0 | 0 | 0 | 0 | 0 | 0 | 0 | 0 | 0 | 0 | 0 | 0 | 0 | 0 | 0 | 0 | 0 | 0 | 0 | 0 | 0 | 0 | 0 | 0 | 0 | 0 | 0 | 0 | 0 | 0 | 0 | 0.04263% | 0 | 0 | 0 | 0 | 0 | 0 | 0 | 0 | 0 | 0 | 0 | 0 | 0 | 0 | 0 | 0 | 0 | 0 | 0 | 0 | 0 | 0 | 0 | 0
| Com-Chiller-Cadmus | M_Input | Cadmus created workbook. Based on the PSE 2014 chiller EUI, 2014 CBSA analysis to determine capacity per sqft by capacity buckets, and costs based on the NEEP Phase 4 Incremental Cost Report for the measure "Commercial Chillers". Baseline cost based on DEER 2008 were used to establish full costs. Costs were interpolated based on the associated efficiency and capacity bucket | 2020 | NR and New | 2022 | 2045 | PSE | Commercial | Warehouse | Electric | Per Building Sqft - Chiller 150-300 tons - Water Cooled |  |  | Warehouse Chillers 150-300 tons (screw) - Advanced Efficiency (Water Cooled) |  | 0.012772 | 20 | 0.063516 | 0 |  | 0 | 0 | 0 | 0 | 0 | 0 | 0 | 0 |  | 0 | 0 | 0 | Cooling | Chillers | Chiller | Chillers 150-300 tons Water Cooled Advanced | CommCOOL | 0.004239% | 4.331% | 4.331% | 34313.8807 | 1 | 0% | 5% | 85% | 6.8% | 0.2% | 0.011142 | 7.9707e-05 | 0.0011221 | 0.06927 | 0 | 0 | 0 | 0.080772 | 0.011501 |  | 0.54173 | 0 | 0.54173 | 13. $0.225 to $99,999.000 | 0 | 0 | 01. ($9,999.00) to $0.22 | 1 | 0 | 0 | 0 | 0 | 0 | 0 | 0 | 0 | 0 | 0 | 0 | 0 | 0 | 0 | 0 | 0 | 0 | 0 | 0 | 0 | 0 | 0 | 0 | 0 | 0 | 0 | 0 | 0 | 0 | 0 | 0 | 0 | 0 | 0 | 0 | 0 | 0 | 0 | 0 | 0 | 0 | 0 | 0 | 0 | 0 | 0 | 0 | 0 | 0 | 0 | 0 | 0 | 0 | 0 | 0 | 0 | 0 | 0 | 0 | 0 | 0 | 0 | 0 | 0 | 0 | 0 | 0 | 0 | 0 | 0 | 0 | 0 | 0 | 0 | 0 | 0 | 0 | 0 | 0 | 0 | 0 | 0 | 0 | 0 | 0 | 0 | 0 | 0 | 0 | 0 | 0 | 0 | 0 | 0 | 0 | 0 | 0 | 0 | 0 | 0 | 0 | 0 | 0 | 0 | 0 | 0 | 0 | 0 | 0 | 0 | 0 | 0 | 0 | 0 | 0 | 0 | 0 | 0 | 0 | 0 | 0 | 0 | 0 | 0 | 0 | 0 | 0 | 0 | 0 | 0 | 0 | 0 | 0 | 0 | 0 | 0 | 0 | 0 | 0 | 0 | 0 | 0 | 0 | 0 | 0 | 0 | 0 | 0 | 0 | 0 | 0 | 0 | 0 | 0 | 0 | 0 | 0 | 0 | 0 | 0 | 0 | 0 | 0 | 0 | 0 | 0 | 0 | 0 | 0 | 0 | 0 | 0 | 0 | 0 | 0 | 0 | 0 | 0 | 0 | 0 | 0 | 0 | 0 | 0 | 0 | 0 | 0 | 0 | 0 | 0 | 0 | 0 | 0 | 0 | 0 | 0 | 0 | 0 | 0 | 0 | 0 | 0 | 0 | 0.04263% | 0 | 0 | 0 | 0 | 0 | 0 | 0 | 0 | 0 | 0 | 0 | 0 | 0 | 0 | 0 | 0 | 0 | 0 | 0 | 0 | 0 | 0 | 0 | 0
| Com-Chiller-Cadmus | M_Input | Cadmus created workbook. Based on the PSE 2014 chiller EUI, 2014 CBSA analysis to determine capacity per sqft by capacity buckets, and costs based on the NEEP Phase 4 Incremental Cost Report for the measure "Commercial Chillers". Baseline cost based on DEER 2008 were used to establish full costs. Costs were interpolated based on the associated efficiency and capacity bucket | 2020 | NR and New | 2022 | 2045 | PSE | Commercial | Supermarket | Electric | Per Building Sqft - Chiller 150-300 tons - Water Cooled |  |  | Supermarket Chillers 150-300 tons (screw) - Advanced Efficiency (Water Cooled) |  | 0.12476 | 20 | 0.063516 | 0 |  | 0 | 0 | 0 | 0 | 0 | 0 | 0 | 0 |  | 0 | 0 | 0 | Cooling | Chillers | Chiller | Chillers 150-300 tons Water Cooled Advanced | CommCOOL | 0.004239% | 59.08% | 59.08% | 49733.7282 | 1 | 0% | 5% | 85% | 6.8% | 0.2% | 0.10883 | 0.00077856 | 0.010961 | 0.06927 | 0 | 0 | 0 | 0.070234 | 0.00096376 |  | 0.048225 | 0 | 0.048225 | 02. $0.028 to $0.055 | 1 | 0 | 01. ($9,999.00) to $0.22 | 1 | 0 | 0 | 0 | 0 | 0 | 0 | 0 | 0 | 0 | 0 | 0 | 0 | 0 | 0 | 0 | 0 | 0 | 0 | 0 | 0 | 0 | 0 | 0 | 0 | 0 | 0 | 0 | 0 | 0 | 0 | 0 | 0 | 0 | 0 | 0 | 0 | 0 | 0 | 0 | 0 | 0 | 0 | 0 | 0 | 0 | 0 | 0 | 0 | 0 | 0 | 0 | 0 | 0 | 0 | 0 | 0 | 0 | 0 | 0 | 0 | 0 | 0 | 0 | 0 | 0 | 0 | 0 | 0 | 0 | 0 | 0 | 0 | 0 | 0 | 0 | 0 | 0 | 0 | 0 | 0 | 0 | 0 | 0 | 0 | 0 | 0 | 0 | 0 | 0 | 0 | 0 | 0 | 0 | 0 | 0 | 0 | 0 | 0 | 0 | 0 | 0 | 0 | 0 | 0 | 0 | 0 | 0 | 0 | 0 | 0 | 0 | 0 | 0 | 0 | 0 | 0 | 0 | 0 | 0 | 0 | 0 | 0 | 0 | 0 | 0 | 0 | 0 | 0 | 0 | 0 | 0 | 0 | 0 | 0 | 0 | 0 | 0 | 0 | 0 | 0 | 0 | 0 | 0 | 0 | 0 | 0 | 0 | 0 | 0 | 0 | 0 | 0 | 0 | 0 | 0 | 0 | 0 | 0 | 0 | 0 | 0 | 0 | 0 | 0 | 0 | 0 | 0 | 0 | 0 | 0 | 0 | 0 | 0 | 0 | 0 | 0 | 0 | 0 | 0 | 0 | 0 | 0 | 0 | 0 | 0 | 0 | 0 | 0 | 0 | 0 | 0 | 0 | 0 | 0 | 0 | 0 | 0 | 0 | 0 | 0 | 0 | 0 | 0 | 0.04263% | 0 | 0 | 0 | 0 | 0 | 0 | 0 | 0 | 0 | 0 | 0 | 0 | 0 | 0 | 0 | 0 | 0 | 0 | 0 | 0 | 0 | 0 | 0 | 0
| Com-Chiller-Cadmus | M_Input | Cadmus created workbook. Based on the PSE 2014 chiller EUI, 2014 CBSA analysis to determine capacity per sqft by capacity buckets, and costs based on the NEEP Phase 4 Incremental Cost Report for the measure "Commercial Chillers". Baseline cost based on DEER 2008 were used to establish full costs. Costs were interpolated based on the associated efficiency and capacity bucket | 2020 | NR and New | 2022 | 2045 | PSE | Commercial | MiniMart | Electric | Per Building Sqft - Chiller 150-300 tons - Water Cooled |  |  | MiniMart Chillers 150-300 tons (screw) - Advanced Efficiency (Water Cooled) |  | 0.12476 | 20 | 0.063516 | 0 |  | 0 | 0 | 0 | 0 | 0 | 0 | 0 | 0 |  | 0 | 0 | 0 | Cooling | Chillers | Chiller | Chillers 150-300 tons Water Cooled Advanced | CommCOOL | 0.004239% | 59.08% | 59.08% | 2115.8874 | 1 | 0% | 5% | 85% | 6.8% | 0.2% | 0.10883 | 0.00077856 | 0.010961 | 0.06927 | 0 | 0 | 0 | 0.070234 | 0.00096376 |  | 0.048225 | 0 | 0.048225 | 02. $0.028 to $0.055 | 1 | 0 | 01. ($9,999.00) to $0.22 | 1 | 0 | 0 | 0 | 0 | 0 | 0 | 0 | 0 | 0 | 0 | 0 | 0 | 0 | 0 | 0 | 0 | 0 | 0 | 0 | 0 | 0 | 0 | 0 | 0 | 0 | 0 | 0 | 0 | 0 | 0 | 0 | 0 | 0 | 0 | 0 | 0 | 0 | 0 | 0 | 0 | 0 | 0 | 0 | 0 | 0 | 0 | 0 | 0 | 0 | 0 | 0 | 0 | 0 | 0 | 0 | 0 | 0 | 0 | 0 | 0 | 0 | 0 | 0 | 0 | 0 | 0 | 0 | 0 | 0 | 0 | 0 | 0 | 0 | 0 | 0 | 0 | 0 | 0 | 0 | 0 | 0 | 0 | 0 | 0 | 0 | 0 | 0 | 0 | 0 | 0 | 0 | 0 | 0 | 0 | 0 | 0 | 0 | 0 | 0 | 0 | 0 | 0 | 0 | 0 | 0 | 0 | 0 | 0 | 0 | 0 | 0 | 0 | 0 | 0 | 0 | 0 | 0 | 0 | 0 | 0 | 0 | 0 | 0 | 0 | 0 | 0 | 0 | 0 | 0 | 0 | 0 | 0 | 0 | 0 | 0 | 0 | 0 | 0 | 0 | 0 | 0 | 0 | 0 | 0 | 0 | 0 | 0 | 0 | 0 | 0 | 0 | 0 | 0 | 0 | 0 | 0 | 0 | 0 | 0 | 0 | 0 | 0 | 0 | 0 | 0 | 0 | 0 | 0 | 0 | 0 | 0 | 0 | 0 | 0 | 0 | 0 | 0 | 0 | 0 | 0 | 0 | 0 | 0 | 0 | 0 | 0 | 0 | 0 | 0 | 0 | 0 | 0 | 0 | 0 | 0 | 0 | 0 | 0 | 0 | 0 | 0 | 0 | 0 | 0.04263% | 0 | 0 | 0 | 0 | 0 | 0 | 0 | 0 | 0 | 0 | 0 | 0 | 0 | 0 | 0 | 0 | 0 | 0 | 0 | 0 | 0 | 0 | 0 | 0
| Com-Chiller-Cadmus | M_Input | Cadmus created workbook. Based on the PSE 2014 chiller EUI, 2014 CBSA analysis to determine capacity per sqft by capacity buckets, and costs based on the NEEP Phase 4 Incremental Cost Report for the measure "Commercial Chillers". Baseline cost based on DEER 2008 were used to establish full costs. Costs were interpolated based on the associated efficiency and capacity bucket | 2020 | NR and New | 2022 | 2045 | PSE | Commercial | Restaurant | Electric | Per Building Sqft - Chiller 150-300 tons - Water Cooled |  |  | Restaurant Chillers 150-300 tons (screw) - Advanced Efficiency (Water Cooled) |  | 0.12476 | 20 | 0.063516 | 0 |  | 0 | 0 | 0 | 0 | 0 | 0 | 0 | 0 |  | 0 | 0 | 0 | Cooling | Chillers | Chiller | Chillers 150-300 tons Water Cooled Advanced | CommCOOL | 0.004239% | 51% | 51% | 9726.5895 | 1 | 0% | 5% | 85% | 6.8% | 0.2% | 0.10883 | 0.00077856 | 0.010961 | 0.06927 | 0 | 0 | 0 | 0.070234 | 0.00096376 |  | 0.048225 | 0 | 0.048225 | 02. $0.028 to $0.055 | 1 | 0 | 01. ($9,999.00) to $0.22 | 1 | 0 | 0 | 0 | 0 | 0 | 0 | 0 | 0 | 0 | 0 | 0 | 0 | 0 | 0 | 0 | 0 | 0 | 0 | 0 | 0 | 0 | 0 | 0 | 0 | 0 | 0 | 0 | 0 | 0 | 0 | 0 | 0 | 0 | 0 | 0 | 0 | 0 | 0 | 0 | 0 | 0 | 0 | 0 | 0 | 0 | 0 | 0 | 0 | 0 | 0 | 0 | 0 | 0 | 0 | 0 | 0 | 0 | 0 | 0 | 0 | 0 | 0 | 0 | 0 | 0 | 0 | 0 | 0 | 0 | 0 | 0 | 0 | 0 | 0 | 0 | 0 | 0 | 0 | 0 | 0 | 0 | 0 | 0 | 0 | 0 | 0 | 0 | 0 | 0 | 0 | 0 | 0 | 0 | 0 | 0 | 0 | 0 | 0 | 0 | 0 | 0 | 0 | 0 | 0 | 0 | 0 | 0 | 0 | 0 | 0 | 0 | 0 | 0 | 0 | 0 | 0 | 0 | 0 | 0 | 0 | 0 | 0 | 0 | 0 | 0 | 0 | 0 | 0 | 0 | 0 | 0 | 0 | 0 | 0 | 0 | 0 | 0 | 0 | 0 | 0 | 0 | 0 | 0 | 0 | 0 | 0 | 0 | 0 | 0 | 0 | 0 | 0 | 0 | 0 | 0 | 0 | 0 | 0 | 0 | 0 | 0 | 0 | 0 | 0 | 0 | 0 | 0 | 0 | 0 | 0 | 0 | 0 | 0 | 0 | 0 | 0 | 0 | 0 | 0 | 0 | 0 | 0 | 0 | 0 | 0 | 0 | 0 | 0 | 0 | 0 | 0 | 0 | 0 | 0 | 0 | 0 | 0 | 0 | 0 | 0 | 0 | 0 | 0 | 0.04263% | 0 | 0 | 0 | 0 | 0 | 0 | 0 | 0 | 0 | 0 | 0 | 0 | 0 | 0 | 0 | 0 | 0 | 0 | 0 | 0 | 0 | 0 | 0 | 0
| Com-Chiller-Cadmus | M_Input | Cadmus created workbook. Based on the PSE 2014 chiller EUI, 2014 CBSA analysis to determine capacity per sqft by capacity buckets, and costs based on the NEEP Phase 4 Incremental Cost Report for the measure "Commercial Chillers". Baseline cost based on DEER 2008 were used to establish full costs. Costs were interpolated based on the associated efficiency and capacity bucket | 2020 | NR and New | 2022 | 2045 | PSE | Commercial | Lodging | Electric | Per Building Sqft - Chiller 150-300 tons - Water Cooled |  |  | Lodging Chillers 150-300 tons (screw) - Advanced Efficiency (Water Cooled) |  | 0.12476 | 20 | 0.033286 | 0 |  | 0 | 0 | 0 | 0 | 0 | 0 | 0 | 0 |  | 0 | 0 | 0 | Cooling | Chillers | Chiller | Chillers 150-300 tons Water Cooled Advanced | CommCOOL | 0.004239% | 27.07% | 27.07% | 31385.388 | 1 | 2.042% | 5% | 85% | 6.8% | 0.2% | 0.10883 | 0.00077856 | 0.010961 | 0.036301 | 0 | 0 | 0 | 0.031219 | -0.0050823 |  | 0.021436 | 0 | 0.021436 | 01. ($9,999.000) to $0.028 | 1 | 0 | 01. ($9,999.00) to $0.22 | 1 | 280.7274 | 584.1468 | 833.929 | 951.9487 | 1237.9693 | 1545.5818 | 1922.3008 | 1920.2142 | 2435.1685 | 2851.7242 | 2912.4382 | 2668.8582 | 3609.6104 | 4140.3825 | 4207.2955 | 3937.059 | 4541.6189 | 4982.4206 | 5377.0488 | 5179.1359 | 5454.7216 | 5482.2083 | 5785.8944 | 5318.0917 | 35.0234 | 72.8778 | 104.0405 | 118.7645 | 154.4483 | 192.8258 | 239.825 | 239.5647 | 303.8101 | 355.7793 | 363.354 | 332.9651 | 450.3327 | 516.5515 | 524.8996 | 491.185 | 566.6095 | 621.6037 | 670.8372 | 646.1458 | 680.5277 | 683.9569 | 721.8446 | 663.4818 | 9751.2544 | 35.0234 | 107.9012 | 211.9416 | 330.7062 | 485.1544 | 677.9802 | 917.8053 | 1157.37 | 1461.1801 | 1816.9594 | 2180.3134 | 2513.2785 | 2963.6112 | 3480.1627 | 4005.0623 | 4496.2473 | 5062.8568 | 5684.4605 | 6355.2978 | 7001.4435 | 7681.9712 | 8365.928 | 9087.7726 | 9751.2544 | 0 | 0 | 0 | 0 | 0 | 0 | 0 | 0 | 0 | 0 | 0 | 0 | 0 | 0 | 0 | 0 | 0 | 0 | 0 | 0 | 0 | 0 | 0 | 0 | 0 | 0 | 0 | 0 | 0 | 0 | 0 | 0 | 0 | 0 | 0 | 0 | 0 | 0 | 0 | 0 | 0 | 0 | 0 | 0 | 0 | 0 | 0 | 0 | 0 | 0 | 0 | 0 | 0 | 0 | 0 | 0 | 0 | 0 | 0 | 0 | 0 | 0.0014848 | 0.0045744 | 0.008985 | 0.01402 | 0.020568 | 0.028742 | 0.038909 | 0.049065 | 0.061945 | 0.077028 | 0.092432 | 0.10655 | 0.12564 | 0.14754 | 0.16979 | 0.19061 | 0.21463 | 0.24099 | 0.26943 | 0.29682 | 0.32567 | 0.35466 | 0.38527 | 0.41339 | 8.7641 | 18.2366 | 26.0346 | 29.7191 | 38.6484 | 48.2519 | 60.0127 | 59.9476 | 76.0241 | 89.0286 | 90.924 | 83.3197 | 112.6892 | 129.2595 | 131.3485 | 122.9119 | 141.7858 | 155.5473 | 167.8673 | 161.6886 | 170.2921 | 171.1503 | 180.6311 | 166.0267 | 2440.1095 | 0 | 0 | 0 | 0 | 0 | 0 | 0 | 0 | 0 | 0 | 0 | 0 | 0 | 0 | 0 | 0 | 0 | 0 | 0 | 0 | 0.04263% | 0.014931 | 0.046001 | 0.090356 | 0.14099 | 0.20683 | 0.28904 | 0.39129 | 0.49342 | 0.62294 | 0.77462 | 0.92953 | 1.0715 | 1.2635 | 1.4837 | 1.7075 | 1.9169 | 2.1584 | 2.4234 | 2.7094 | 2.9849 | 3.275 | 3.5666 | 3.8744 | 4.1572
| Com-Chiller-Cadmus | M_Input | Cadmus created workbook. Based on the PSE 2014 chiller EUI, 2014 CBSA analysis to determine capacity per sqft by capacity buckets, and costs based on the NEEP Phase 4 Incremental Cost Report for the measure "Commercial Chillers". Baseline cost based on DEER 2008 were used to establish full costs. Costs were interpolated based on the associated efficiency and capacity bucket | 2020 | NR and New | 2022 | 2045 | PSE | Commercial | Hospital | Electric | Per Building Sqft - Chiller 150-300 tons - Water Cooled |  |  | Hospital Chillers 150-300 tons (screw) - Advanced Efficiency (Water Cooled) |  | 0.13053 | 20 | 0.044875 | 0 |  | 0 | 0 | 0 | 0 | 0 | 0 | 0 | 0 |  | 0 | 0 | 0 | Cooling | Chillers | Chiller | Chillers 150-300 tons Water Cooled Advanced | CommCOOL | 0.004239% | 22.77% | 22.77% | 80978.5882 | 1 | 0% | 5% | 85% | 6.8% | 0.2% | 0.11387 | 0.0008146 | 0.011468 | 0.048941 | 0 | 0 | 0 | 0.045633 | -0.0033078 |  | 0.029947 | 0 | 0.029947 | 02. $0.028 to $0.055 | 1 | 0 | 01. ($9,999.00) to $0.22 | 1 | 0 | 0 | 0 | 0 | 0 | 0 | 0 | 0 | 0 | 0 | 0 | 0 | 0 | 0 | 0 | 0 | 0 | 0 | 0 | 0 | 0 | 0 | 0 | 0 | 0 | 0 | 0 | 0 | 0 | 0 | 0 | 0 | 0 | 0 | 0 | 0 | 0 | 0 | 0 | 0 | 0 | 0 | 0 | 0 | 0 | 0 | 0 | 0 | 0 | 0 | 0 | 0 | 0 | 0 | 0 | 0 | 0 | 0 | 0 | 0 | 0 | 0 | 0 | 0 | 0 | 0 | 0 | 0 | 0 | 0 | 0 | 0 | 0 | 0 | 0 | 0 | 0 | 0 | 0 | 0 | 0 | 0 | 0 | 0 | 0 | 0 | 0 | 0 | 0 | 0 | 0 | 0 | 0 | 0 | 0 | 0 | 0 | 0 | 0 | 0 | 0 | 0 | 0 | 0 | 0 | 0 | 0 | 0 | 0 | 0 | 0 | 0 | 0 | 0 | 0 | 0 | 0 | 0 | 0 | 0 | 0 | 0 | 0 | 0 | 0 | 0 | 0 | 0 | 0 | 0 | 0 | 0 | 0 | 0 | 0 | 0 | 0 | 0 | 0 | 0 | 0 | 0 | 0 | 0 | 0 | 0 | 0 | 0 | 0 | 0 | 0 | 0 | 0 | 0 | 0 | 0 | 0 | 0 | 0 | 0 | 0 | 0 | 0 | 0 | 0 | 0 | 0 | 0 | 0 | 0 | 0 | 0 | 0 | 0 | 0 | 0 | 0 | 0 | 0 | 0 | 0 | 0 | 0 | 0 | 0 | 0 | 0 | 0 | 0 | 0 | 0 | 0 | 0 | 0 | 0 | 0 | 0 | 0 | 0 | 0 | 0 | 0 | 0 | 0.04263% | 0 | 0 | 0 | 0 | 0 | 0 | 0 | 0 | 0 | 0 | 0 | 0 | 0 | 0 | 0 | 0 | 0 | 0 | 0 | 0 | 0 | 0 | 0 | 0
| Com-Chiller-Cadmus | M_Input | Cadmus created workbook. Based on the PSE 2014 chiller EUI, 2014 CBSA analysis to determine capacity per sqft by capacity buckets, and costs based on the NEEP Phase 4 Incremental Cost Report for the measure "Commercial Chillers". Baseline cost based on DEER 2008 were used to establish full costs. Costs were interpolated based on the associated efficiency and capacity bucket | 2020 | NR and New | 2022 | 2045 | PSE | Commercial | Residential Care | Electric | Per Building Sqft - Chiller 150-300 tons - Water Cooled |  |  | Residential Care Chillers 150-300 tons (screw) - Advanced Efficiency (Water Cooled) |  | 0.12476 | 20 | 0.044875 | 0 |  | 0 | 0 | 0 | 0 | 0 | 0 | 0 | 0 |  | 0 | 0 | 0 | Cooling | Chillers | Chiller | Chillers 150-300 tons Water Cooled Advanced | CommCOOL | 0.004239% | 6.763% | 6.763% | 89213.7828 | 1 | 0% | 5% | 85% | 6.8% | 0.2% | 0.10883 | 0.00077856 | 0.010961 | 0.048941 | 0 | 0 | 0 | 0.046176 | -0.0027644 |  | 0.031706 | 0 | 0.031706 | 02. $0.028 to $0.055 | 1 | 0 | 01. ($9,999.00) to $0.22 | 1 | 0 | 0 | 0 | 0 | 0 | 0 | 0 | 0 | 0 | 0 | 0 | 0 | 0 | 0 | 0 | 0 | 0 | 0 | 0 | 0 | 0 | 0 | 0 | 0 | 0 | 0 | 0 | 0 | 0 | 0 | 0 | 0 | 0 | 0 | 0 | 0 | 0 | 0 | 0 | 0 | 0 | 0 | 0 | 0 | 0 | 0 | 0 | 0 | 0 | 0 | 0 | 0 | 0 | 0 | 0 | 0 | 0 | 0 | 0 | 0 | 0 | 0 | 0 | 0 | 0 | 0 | 0 | 0 | 0 | 0 | 0 | 0 | 0 | 0 | 0 | 0 | 0 | 0 | 0 | 0 | 0 | 0 | 0 | 0 | 0 | 0 | 0 | 0 | 0 | 0 | 0 | 0 | 0 | 0 | 0 | 0 | 0 | 0 | 0 | 0 | 0 | 0 | 0 | 0 | 0 | 0 | 0 | 0 | 0 | 0 | 0 | 0 | 0 | 0 | 0 | 0 | 0 | 0 | 0 | 0 | 0 | 0 | 0 | 0 | 0 | 0 | 0 | 0 | 0 | 0 | 0 | 0 | 0 | 0 | 0 | 0 | 0 | 0 | 0 | 0 | 0 | 0 | 0 | 0 | 0 | 0 | 0 | 0 | 0 | 0 | 0 | 0 | 0 | 0 | 0 | 0 | 0 | 0 | 0 | 0 | 0 | 0 | 0 | 0 | 0 | 0 | 0 | 0 | 0 | 0 | 0 | 0 | 0 | 0 | 0 | 0 | 0 | 0 | 0 | 0 | 0 | 0 | 0 | 0 | 0 | 0 | 0 | 0 | 0 | 0 | 0 | 0 | 0 | 0 | 0 | 0 | 0 | 0 | 0 | 0 | 0 | 0 | 0 | 0.04263% | 0 | 0 | 0 | 0 | 0 | 0 | 0 | 0 | 0 | 0 | 0 | 0 | 0 | 0 | 0 | 0 | 0 | 0 | 0 | 0 | 0 | 0 | 0 | 0
| Com-Chiller-Cadmus | M_Input | Cadmus created workbook. Based on the PSE 2014 chiller EUI, 2014 CBSA analysis to determine capacity per sqft by capacity buckets, and costs based on the NEEP Phase 4 Incremental Cost Report for the measure "Commercial Chillers". Baseline cost based on DEER 2008 were used to establish full costs. Costs were interpolated based on the associated efficiency and capacity bucket | 2020 | NR and New | 2022 | 2045 | PSE | Commercial | Large Off | Electric | Per Building Sqft - Chiller > 300 ton - Water Cooled |  |  | Large Off Chillers > 300 tons (centrifugal) - High Efficiency (Water Cooled) |  | 0.024432 | 20 | 0.036848 | 0 |  | 0 | 0 | 0 | 0 | 0 | 0 | 0 | 0 |  | 0 | 0 | 0 | Cooling | Chillers | Chiller | Chillers GT 300 tons Water Cooled High | CommCOOL | 0.004239% | 22.96% | 22.96% | 229881.7404 | 1 | 16.32% | 5% | 85% | 6.8% | 0.2% | 0.021313 | 0.00015247 | 0.0021465 | 0.040187 | 0 | 0 | 0 | 0.045257 | 0.0050707 |  | 0.15868 | 0 | 0.15868 | 10. $0.150 to $0.175 | 0 | 0 | 01. ($9,999.00) to $0.22 | 1 | 5064.3092 | 10547.9594 | 15060.3159 | 17178.0279 | 22362.164 | 27945.3726 | 34793.2194 | 34745.5306 | 44122.899 | 51713.1105 | 52825.9782 | 48400.55 | 65556.7623 | 75249.1684 | 76496.138 | 71606.0313 | 82658.1877 | 90732.0288 | 97969.6742 | 94417.2774 | 99490.2682 | 100043.0067 | 105627.2324 | 97156.024 | 123.7325 | 257.7105 | 367.9576 | 419.6981 | 546.3583 | 682.7687 | 850.0771 | 848.9119 | 1078.0223 | 1263.4683 | 1290.6582 | 1182.535 | 1601.7001 | 1838.5075 | 1868.9738 | 1749.4974 | 2019.5266 | 2216.7888 | 2393.6209 | 2306.8278 | 2430.7724 | 2444.2771 | 2580.7123 | 2373.7415 | 34736.8446 | 123.7325 | 381.4431 | 749.4007 | 1169.0988 | 1715.457 | 2398.2257 | 3248.3028 | 4097.2148 | 5175.237 | 6438.7054 | 7729.3636 | 8911.8985 | 10513.5986 | 12352.1061 | 14221.0799 | 15970.5773 | 17990.1038 | 20206.8926 | 22600.5135 | 24907.3413 | 27338.1137 | 29782.3907 | 32363.1031 | 34736.8446 | 0 | 0 | 0 | 0 | 0 | 0 | 0 | 0 | 0 | 0 | 0 | 0 | 0 | 0 | 0 | 0 | 0 | 0 | 0 | 0 | 0 | 0 | 0 | 0 | 0 | 0 | 0 | 0 | 0 | 0 | 0 | 0 | 0 | 0 | 0 | 0 | 0 | 0 | 0 | 0 | 0 | 0 | 0 | 0 | 0 | 0 | 0 | 0 | 0 | 0 | 0 | 0 | 0 | 0 | 0 | 0 | 0 | 0 | 0 | 0 | 0 | 0.0052455 | 0.016171 | 0.03177 | 0.049563 | 0.072725 | 0.10167 | 0.13771 | 0.1737 | 0.2194 | 0.27296 | 0.32768 | 0.37781 | 0.44571 | 0.52365 | 0.60289 | 0.67706 | 0.76267 | 0.85665 | 0.95813 | 1.0559 | 1.159 | 1.2626 | 1.372 | 1.4726 | 229.1979 | 477.3741 | 681.592 | 777.4343 | 1012.0553 | 1264.7372 | 1574.6536 | 1572.4953 | 1996.8914 | 2340.4052 | 2390.7708 | 2190.4871 | 2966.9341 | 3405.588 | 3462.0227 | 3240.7088 | 3740.9016 | 4106.3033 | 4433.8609 | 4273.0884 | 4502.6792 | 4527.6947 | 4780.4227 | 4397.0371 | 64345.3356 | 0 | 0 | 0 | 0 | 0 | 0 | 0 | 0 | 0 | 0 | 0 | 0 | 0 | 0 | 0 | 0 | 0 | 0 | 0 | 0 | 0.04263% | 0.052751 | 0.16262 | 0.31949 | 0.49842 | 0.73135 | 1.0224 | 1.3848 | 1.7468 | 2.2063 | 2.745 | 3.2952 | 3.7994 | 4.4822 | 5.266 | 6.0628 | 6.8087 | 7.6697 | 8.6147 | 9.6352 | 10.6187 | 11.655 | 12.697 | 13.7973 | 14.8093
| Com-Chiller-Cadmus | M_Input | Cadmus created workbook. Based on the PSE 2014 chiller EUI, 2014 CBSA analysis to determine capacity per sqft by capacity buckets, and costs based on the NEEP Phase 4 Incremental Cost Report for the measure "Commercial Chillers". Baseline cost based on DEER 2008 were used to establish full costs. Costs were interpolated based on the associated efficiency and capacity bucket | 2020 | NR and New | 2022 | 2045 | PSE | Commercial | Medium Off | Electric | Per Building Sqft - Chiller > 300 ton - Water Cooled |  |  | Medium Off Chillers > 300 tons (centrifugal) - High Efficiency (Water Cooled) |  | 0.024432 | 20 | 0.036848 | 0 |  | 0 | 0 | 0 | 0 | 0 | 0 | 0 | 0 |  | 0 | 0 | 0 | Cooling | Chillers | Chiller | Chillers GT 300 tons Water Cooled High | CommCOOL | 0.004239% | 22.96% | 22.96% | 41759.2514 | 1 | 0% | 5% | 85% | 6.8% | 0.2% | 0.021313 | 0.00015247 | 0.0021465 | 0.040187 | 0 | 0 | 0 | 0.045257 | 0.0050707 |  | 0.15868 | 0 | 0.15868 | 10. $0.150 to $0.175 | 0 | 0 | 01. ($9,999.00) to $0.22 | 1 | 0 | 0 | 0 | 0 | 0 | 0 | 0 | 0 | 0 | 0 | 0 | 0 | 0 | 0 | 0 | 0 | 0 | 0 | 0 | 0 | 0 | 0 | 0 | 0 | 0 | 0 | 0 | 0 | 0 | 0 | 0 | 0 | 0 | 0 | 0 | 0 | 0 | 0 | 0 | 0 | 0 | 0 | 0 | 0 | 0 | 0 | 0 | 0 | 0 | 0 | 0 | 0 | 0 | 0 | 0 | 0 | 0 | 0 | 0 | 0 | 0 | 0 | 0 | 0 | 0 | 0 | 0 | 0 | 0 | 0 | 0 | 0 | 0 | 0 | 0 | 0 | 0 | 0 | 0 | 0 | 0 | 0 | 0 | 0 | 0 | 0 | 0 | 0 | 0 | 0 | 0 | 0 | 0 | 0 | 0 | 0 | 0 | 0 | 0 | 0 | 0 | 0 | 0 | 0 | 0 | 0 | 0 | 0 | 0 | 0 | 0 | 0 | 0 | 0 | 0 | 0 | 0 | 0 | 0 | 0 | 0 | 0 | 0 | 0 | 0 | 0 | 0 | 0 | 0 | 0 | 0 | 0 | 0 | 0 | 0 | 0 | 0 | 0 | 0 | 0 | 0 | 0 | 0 | 0 | 0 | 0 | 0 | 0 | 0 | 0 | 0 | 0 | 0 | 0 | 0 | 0 | 0 | 0 | 0 | 0 | 0 | 0 | 0 | 0 | 0 | 0 | 0 | 0 | 0 | 0 | 0 | 0 | 0 | 0 | 0 | 0 | 0 | 0 | 0 | 0 | 0 | 0 | 0 | 0 | 0 | 0 | 0 | 0 | 0 | 0 | 0 | 0 | 0 | 0 | 0 | 0 | 0 | 0 | 0 | 0 | 0 | 0 | 0 | 0.04263% | 0 | 0 | 0 | 0 | 0 | 0 | 0 | 0 | 0 | 0 | 0 | 0 | 0 | 0 | 0 | 0 | 0 | 0 | 0 | 0 | 0 | 0 | 0 | 0