| Com-Chiller-Cadmus | M_Input | Cadmus created workbook. Based on the PSE 2014 chiller EUI, 2014 CBSA analysis to determine capacity per sqft by capacity buckets, and costs based on the NEEP Phase 4 Incremental Cost Report for the measure "Commercial Chillers". Baseline cost based on DEER 2008 were used to establish full costs. Costs were interpolated based on the associated efficiency and capacity bucket | 2020 | NR and New | 2022 | 2045 | PSE | Commercial | Small Off | Electric | Per Building Sqft - Chiller > 300 ton - Water Cooled |  |  | Small Off Chillers > 300 tons (centrifugal) - High Efficiency (Water Cooled) |  | 0.024432 | 20 | 0.036848 | 0 |  | 0 | 0 | 0 | 0 | 0 | 0 | 0 | 0 |  | 0 | 0 | 0 | Cooling | Chillers | Chiller | Chillers GT 300 tons Water Cooled High | CommCOOL | 0.004239% | 22.96% | 22.96% | 4797.7732 | 1 | 0% | 5% | 85% | 6.8% | 0.2% | 0.021313 | 0.00015247 | 0.0021465 | 0.040187 | 0 | 0 | 0 | 0.045257 | 0.0050707 |  | 0.15868 | 0 | 0.15868 | 10. $0.150 to $0.175 | 0 | 0 | 01. ($9,999.00) to $0.22 | 1 | 0 | 0 | 0 | 0 | 0 | 0 | 0 | 0 | 0 | 0 | 0 | 0 | 0 | 0 | 0 | 0 | 0 | 0 | 0 | 0 | 0 | 0 | 0 | 0 | 0 | 0 | 0 | 0 | 0 | 0 | 0 | 0 | 0 | 0 | 0 | 0 | 0 | 0 | 0 | 0 | 0 | 0 | 0 | 0 | 0 | 0 | 0 | 0 | 0 | 0 | 0 | 0 | 0 | 0 | 0 | 0 | 0 | 0 | 0 | 0 | 0 | 0 | 0 | 0 | 0 | 0 | 0 | 0 | 0 | 0 | 0 | 0 | 0 | 0 | 0 | 0 | 0 | 0 | 0 | 0 | 0 | 0 | 0 | 0 | 0 | 0 | 0 | 0 | 0 | 0 | 0 | 0 | 0 | 0 | 0 | 0 | 0 | 0 | 0 | 0 | 0 | 0 | 0 | 0 | 0 | 0 | 0 | 0 | 0 | 0 | 0 | 0 | 0 | 0 | 0 | 0 | 0 | 0 | 0 | 0 | 0 | 0 | 0 | 0 | 0 | 0 | 0 | 0 | 0 | 0 | 0 | 0 | 0 | 0 | 0 | 0 | 0 | 0 | 0 | 0 | 0 | 0 | 0 | 0 | 0 | 0 | 0 | 0 | 0 | 0 | 0 | 0 | 0 | 0 | 0 | 0 | 0 | 0 | 0 | 0 | 0 | 0 | 0 | 0 | 0 | 0 | 0 | 0 | 0 | 0 | 0 | 0 | 0 | 0 | 0 | 0 | 0 | 0 | 0 | 0 | 0 | 0 | 0 | 0 | 0 | 0 | 0 | 0 | 0 | 0 | 0 | 0 | 0 | 0 | 0 | 0 | 0 | 0 | 0 | 0 | 0 | 0 | 0 | 0.04263% | 0 | 0 | 0 | 0 | 0 | 0 | 0 | 0 | 0 | 0 | 0 | 0 | 0 | 0 | 0 | 0 | 0 | 0 | 0 | 0 | 0 | 0 | 0 | 0
| Com-Chiller-Cadmus | M_Input | Cadmus created workbook. Based on the PSE 2014 chiller EUI, 2014 CBSA analysis to determine capacity per sqft by capacity buckets, and costs based on the NEEP Phase 4 Incremental Cost Report for the measure "Commercial Chillers". Baseline cost based on DEER 2008 were used to establish full costs. Costs were interpolated based on the associated efficiency and capacity bucket | 2020 | NR and New | 2022 | 2045 | PSE | Commercial | Xlarge Ret | Electric | Per Building Sqft - Chiller > 300 ton - Water Cooled |  |  | XLarge Ret Chillers > 300 tons (centrifugal) - High Efficiency (Water Cooled) |  | 0.020793 | 20 | 0.027197 | 0 |  | 0 | 0 | 0 | 0 | 0 | 0 | 0 | 0 |  | 0 | 0 | 0 | Cooling | Chillers | Chiller | Chillers GT 300 tons Water Cooled High | CommCOOL | 0.004239% | 47.57% | 47.57% | 280351.2881 | 1 | 1.794% | 5% | 85% | 6.8% | 0.2% | 0.018138 | 0.00012976 | 0.0018268 | 0.029661 | 0 | 0 | 0 | 0.033144 | 0.0034828 |  | 0.13654 | 0 | 0.13654 | 09. $0.130 to $0.150 | 1 | 0 | 01. ($9,999.00) to $0.22 | 1 | 407.993 | 847.9383 | 1210.2882 | 1382.9178 | 1796.0826 | 2239.6501 | 2781.8246 | 2779.7283 | 3519.1706 | 4116.8223 | 4203.1839 | 3852.2485 | 5200.6384 | 5960.0543 | 6053.1706 | 5661.8597 | 6525.626 | 7153.8456 | 7715.2933 | 7425.778 | 7816.0401 | 7850.2513 | 8280.9334 | 7604.346 | 8.4835 | 17.6314 | 25.1658 | 28.7553 | 37.3464 | 46.5696 | 57.8431 | 57.7995 | 73.1749 | 85.602 | 87.3978 | 80.1007 | 108.1381 | 123.9288 | 125.865 | 117.7283 | 135.6888 | 148.7515 | 160.4259 | 154.4059 | 162.5207 | 163.2321 | 172.1873 | 158.1189 | 2336.8613 | 8.4835 | 26.1149 | 51.2807 | 80.036 | 117.3824 | 163.9519 | 221.795 | 279.5946 | 352.7695 | 438.3715 | 525.7693 | 605.87 | 714.008 | 837.9368 | 963.8018 | 1081.5301 | 1217.2189 | 1365.9705 | 1526.3963 | 1680.8022 | 1843.323 | 2006.555 | 2178.7424 | 2336.8613 | 0 | 0 | 0 | 0 | 0 | 0 | 0 | 0 | 0 | 0 | 0 | 0 | 0 | 0 | 0 | 0 | 0 | 0 | 0 | 0 | 0 | 0 | 0 | 0 | 0 | 0 | 0 | 0 | 0 | 0 | 0 | 0 | 0 | 0 | 0 | 0 | 0 | 0 | 0 | 0 | 0 | 0 | 0 | 0 | 0 | 0 | 0 | 0 | 0 | 0 | 0 | 0 | 0 | 0 | 0 | 0 | 0 | 0 | 0 | 0 | 0 | 0.00035965 | 0.0011071 | 0.002174 | 0.003393 | 0.0049763 | 0.0069506 | 0.0094028 | 0.011853 | 0.014955 | 0.018584 | 0.022289 | 0.025685 | 0.03027 | 0.035523 | 0.040859 | 0.04585 | 0.051603 | 0.057909 | 0.06471 | 0.071256 | 0.078146 | 0.085066 | 0.092365 | 0.099069 | 13.5223 | 28.1037 | 40.1132 | 45.8348 | 59.5285 | 74.2299 | 92.1995 | 92.13 | 116.6377 | 136.446 | 139.3083 | 127.6771 | 172.3675 | 197.5372 | 200.6234 | 187.654 | 216.2823 | 237.1037 | 255.712 | 246.1165 | 259.0512 | 260.185 | 274.4594 | 252.0349 | 3724.8582 | 0 | 0 | 0 | 0 | 0 | 0 | 0 | 0 | 0 | 0 | 0 | 0 | 0 | 0 | 0 | 0 | 0 | 0 | 0 | 0 | 0.04263% | 0.0036167 | 0.011133 | 0.021862 | 0.034122 | 0.050043 | 0.069897 | 0.094557 | 0.1192 | 0.1504 | 0.18689 | 0.22415 | 0.2583 | 0.3044 | 0.35724 | 0.41089 | 0.46109 | 0.51893 | 0.58235 | 0.65074 | 0.71657 | 0.78586 | 0.85545 | 0.92886 | 0.99627
| Com-Chiller-Cadmus | M_Input | Cadmus created workbook. Based on the PSE 2014 chiller EUI, 2014 CBSA analysis to determine capacity per sqft by capacity buckets, and costs based on the NEEP Phase 4 Incremental Cost Report for the measure "Commercial Chillers". Baseline cost based on DEER 2008 were used to establish full costs. Costs were interpolated based on the associated efficiency and capacity bucket | 2020 | NR and New | 2022 | 2045 | PSE | Commercial | Large Ret | Electric | Per Building Sqft - Chiller > 300 ton - Water Cooled |  |  | Large Ret Chillers > 300 tons (centrifugal) - High Efficiency (Water Cooled) |  | 0.020793 | 20 | 0.027197 | 0 |  | 0 | 0 | 0 | 0 | 0 | 0 | 0 | 0 |  | 0 | 0 | 0 | Cooling | Chillers | Chiller | Chillers GT 300 tons Water Cooled High | CommCOOL | 0.004239% | 47.57% | 47.57% | 94425.5221 | 1 | 0% | 5% | 85% | 6.8% | 0.2% | 0.018138 | 0.00012976 | 0.0018268 | 0.029661 | 0 | 0 | 0 | 0.033144 | 0.0034828 |  | 0.13654 | 0 | 0.13654 | 09. $0.130 to $0.150 | 1 | 0 | 01. ($9,999.00) to $0.22 | 1 | 0 | 0 | 0 | 0 | 0 | 0 | 0 | 0 | 0 | 0 | 0 | 0 | 0 | 0 | 0 | 0 | 0 | 0 | 0 | 0 | 0 | 0 | 0 | 0 | 0 | 0 | 0 | 0 | 0 | 0 | 0 | 0 | 0 | 0 | 0 | 0 | 0 | 0 | 0 | 0 | 0 | 0 | 0 | 0 | 0 | 0 | 0 | 0 | 0 | 0 | 0 | 0 | 0 | 0 | 0 | 0 | 0 | 0 | 0 | 0 | 0 | 0 | 0 | 0 | 0 | 0 | 0 | 0 | 0 | 0 | 0 | 0 | 0 | 0 | 0 | 0 | 0 | 0 | 0 | 0 | 0 | 0 | 0 | 0 | 0 | 0 | 0 | 0 | 0 | 0 | 0 | 0 | 0 | 0 | 0 | 0 | 0 | 0 | 0 | 0 | 0 | 0 | 0 | 0 | 0 | 0 | 0 | 0 | 0 | 0 | 0 | 0 | 0 | 0 | 0 | 0 | 0 | 0 | 0 | 0 | 0 | 0 | 0 | 0 | 0 | 0 | 0 | 0 | 0 | 0 | 0 | 0 | 0 | 0 | 0 | 0 | 0 | 0 | 0 | 0 | 0 | 0 | 0 | 0 | 0 | 0 | 0 | 0 | 0 | 0 | 0 | 0 | 0 | 0 | 0 | 0 | 0 | 0 | 0 | 0 | 0 | 0 | 0 | 0 | 0 | 0 | 0 | 0 | 0 | 0 | 0 | 0 | 0 | 0 | 0 | 0 | 0 | 0 | 0 | 0 | 0 | 0 | 0 | 0 | 0 | 0 | 0 | 0 | 0 | 0 | 0 | 0 | 0 | 0 | 0 | 0 | 0 | 0 | 0 | 0 | 0 | 0 | 0 | 0.04263% | 0 | 0 | 0 | 0 | 0 | 0 | 0 | 0 | 0 | 0 | 0 | 0 | 0 | 0 | 0 | 0 | 0 | 0 | 0 | 0 | 0 | 0 | 0 | 0
| Com-Chiller-Cadmus | M_Input | Cadmus created workbook. Based on the PSE 2014 chiller EUI, 2014 CBSA analysis to determine capacity per sqft by capacity buckets, and costs based on the NEEP Phase 4 Incremental Cost Report for the measure "Commercial Chillers". Baseline cost based on DEER 2008 were used to establish full costs. Costs were interpolated based on the associated efficiency and capacity bucket | 2020 | NR and New | 2022 | 2045 | PSE | Commercial | Medium Ret | Electric | Per Building Sqft - Chiller > 300 ton - Water Cooled |  |  | Medium Ret Chillers > 300 tons (centrifugal) - High Efficiency (Water Cooled) |  | 0.020793 | 20 | 0.027197 | 0 |  | 0 | 0 | 0 | 0 | 0 | 0 | 0 | 0 |  | 0 | 0 | 0 | Cooling | Chillers | Chiller | Chillers GT 300 tons Water Cooled High | CommCOOL | 0.004239% | 47.57% | 47.57% | 13333.1618 | 1 | 0% | 5% | 85% | 6.8% | 0.2% | 0.018138 | 0.00012976 | 0.0018268 | 0.029661 | 0 | 0 | 0 | 0.033144 | 0.0034828 |  | 0.13654 | 0 | 0.13654 | 09. $0.130 to $0.150 | 1 | 0 | 01. ($9,999.00) to $0.22 | 1 | 0 | 0 | 0 | 0 | 0 | 0 | 0 | 0 | 0 | 0 | 0 | 0 | 0 | 0 | 0 | 0 | 0 | 0 | 0 | 0 | 0 | 0 | 0 | 0 | 0 | 0 | 0 | 0 | 0 | 0 | 0 | 0 | 0 | 0 | 0 | 0 | 0 | 0 | 0 | 0 | 0 | 0 | 0 | 0 | 0 | 0 | 0 | 0 | 0 | 0 | 0 | 0 | 0 | 0 | 0 | 0 | 0 | 0 | 0 | 0 | 0 | 0 | 0 | 0 | 0 | 0 | 0 | 0 | 0 | 0 | 0 | 0 | 0 | 0 | 0 | 0 | 0 | 0 | 0 | 0 | 0 | 0 | 0 | 0 | 0 | 0 | 0 | 0 | 0 | 0 | 0 | 0 | 0 | 0 | 0 | 0 | 0 | 0 | 0 | 0 | 0 | 0 | 0 | 0 | 0 | 0 | 0 | 0 | 0 | 0 | 0 | 0 | 0 | 0 | 0 | 0 | 0 | 0 | 0 | 0 | 0 | 0 | 0 | 0 | 0 | 0 | 0 | 0 | 0 | 0 | 0 | 0 | 0 | 0 | 0 | 0 | 0 | 0 | 0 | 0 | 0 | 0 | 0 | 0 | 0 | 0 | 0 | 0 | 0 | 0 | 0 | 0 | 0 | 0 | 0 | 0 | 0 | 0 | 0 | 0 | 0 | 0 | 0 | 0 | 0 | 0 | 0 | 0 | 0 | 0 | 0 | 0 | 0 | 0 | 0 | 0 | 0 | 0 | 0 | 0 | 0 | 0 | 0 | 0 | 0 | 0 | 0 | 0 | 0 | 0 | 0 | 0 | 0 | 0 | 0 | 0 | 0 | 0 | 0 | 0 | 0 | 0 | 0 | 0.04263% | 0 | 0 | 0 | 0 | 0 | 0 | 0 | 0 | 0 | 0 | 0 | 0 | 0 | 0 | 0 | 0 | 0 | 0 | 0 | 0 | 0 | 0 | 0 | 0
| Com-Chiller-Cadmus | M_Input | Cadmus created workbook. Based on the PSE 2014 chiller EUI, 2014 CBSA analysis to determine capacity per sqft by capacity buckets, and costs based on the NEEP Phase 4 Incremental Cost Report for the measure "Commercial Chillers". Baseline cost based on DEER 2008 were used to establish full costs. Costs were interpolated based on the associated efficiency and capacity bucket | 2020 | NR and New | 2022 | 2045 | PSE | Commercial | Small Ret | Electric | Per Building Sqft - Chiller > 300 ton - Water Cooled |  |  | Small Ret Chillers > 300 tons (centrifugal) - High Efficiency (Water Cooled) |  | 0.020793 | 20 | 0.027197 | 0 |  | 0 | 0 | 0 | 0 | 0 | 0 | 0 | 0 |  | 0 | 0 | 0 | Cooling | Chillers | Chiller | Chillers GT 300 tons Water Cooled High | CommCOOL | 0.004239% | 47.57% | 47.57% | 2170.2819 | 1 | 0% | 5% | 85% | 6.8% | 0.2% | 0.018138 | 0.00012976 | 0.0018268 | 0.029661 | 0 | 0 | 0 | 0.033144 | 0.0034828 |  | 0.13654 | 0 | 0.13654 | 09. $0.130 to $0.150 | 1 | 0 | 01. ($9,999.00) to $0.22 | 1 | 0 | 0 | 0 | 0 | 0 | 0 | 0 | 0 | 0 | 0 | 0 | 0 | 0 | 0 | 0 | 0 | 0 | 0 | 0 | 0 | 0 | 0 | 0 | 0 | 0 | 0 | 0 | 0 | 0 | 0 | 0 | 0 | 0 | 0 | 0 | 0 | 0 | 0 | 0 | 0 | 0 | 0 | 0 | 0 | 0 | 0 | 0 | 0 | 0 | 0 | 0 | 0 | 0 | 0 | 0 | 0 | 0 | 0 | 0 | 0 | 0 | 0 | 0 | 0 | 0 | 0 | 0 | 0 | 0 | 0 | 0 | 0 | 0 | 0 | 0 | 0 | 0 | 0 | 0 | 0 | 0 | 0 | 0 | 0 | 0 | 0 | 0 | 0 | 0 | 0 | 0 | 0 | 0 | 0 | 0 | 0 | 0 | 0 | 0 | 0 | 0 | 0 | 0 | 0 | 0 | 0 | 0 | 0 | 0 | 0 | 0 | 0 | 0 | 0 | 0 | 0 | 0 | 0 | 0 | 0 | 0 | 0 | 0 | 0 | 0 | 0 | 0 | 0 | 0 | 0 | 0 | 0 | 0 | 0 | 0 | 0 | 0 | 0 | 0 | 0 | 0 | 0 | 0 | 0 | 0 | 0 | 0 | 0 | 0 | 0 | 0 | 0 | 0 | 0 | 0 | 0 | 0 | 0 | 0 | 0 | 0 | 0 | 0 | 0 | 0 | 0 | 0 | 0 | 0 | 0 | 0 | 0 | 0 | 0 | 0 | 0 | 0 | 0 | 0 | 0 | 0 | 0 | 0 | 0 | 0 | 0 | 0 | 0 | 0 | 0 | 0 | 0 | 0 | 0 | 0 | 0 | 0 | 0 | 0 | 0 | 0 | 0 | 0 | 0.04263% | 0 | 0 | 0 | 0 | 0 | 0 | 0 | 0 | 0 | 0 | 0 | 0 | 0 | 0 | 0 | 0 | 0 | 0 | 0 | 0 | 0 | 0 | 0 | 0
| Com-Chiller-Cadmus | M_Input | Cadmus created workbook. Based on the PSE 2014 chiller EUI, 2014 CBSA analysis to determine capacity per sqft by capacity buckets, and costs based on the NEEP Phase 4 Incremental Cost Report for the measure "Commercial Chillers". Baseline cost based on DEER 2008 were used to establish full costs. Costs were interpolated based on the associated efficiency and capacity bucket | 2020 | NR and New | 2022 | 2045 | PSE | Commercial | School K-12 | Electric | Per Building Sqft - Chiller > 300 ton - Water Cooled |  |  | School K-12 Chillers > 300 tons (centrifugal) - High Efficiency (Water Cooled) |  | 0.0042406 | 20 | 0.024392 | 0 |  | 0 | 0 | 0 | 0 | 0 | 0 | 0 | 0 |  | 0 | 0 | 0 | Cooling | Chillers | Chiller | Chillers GT 300 tons Water Cooled High | CommCOOL | 0.004239% | 25.17% | 25.17% | 36549.9879 | 1 | 0% | 5% | 85% | 6.8% | 0.2% | 0.0036992 | 2.6463e-05 | 0.00037256 | 0.026602 | 0 | 0 | 0 | 0.031081 | 0.0044794 |  | 0.62787 | 0 | 0.62787 | 13. $0.225 to $99,999.000 | 0 | 0 | 01. ($9,999.00) to $0.22 | 1 | 0 | 0 | 0 | 0 | 0 | 0 | 0 | 0 | 0 | 0 | 0 | 0 | 0 | 0 | 0 | 0 | 0 | 0 | 0 | 0 | 0 | 0 | 0 | 0 | 0 | 0 | 0 | 0 | 0 | 0 | 0 | 0 | 0 | 0 | 0 | 0 | 0 | 0 | 0 | 0 | 0 | 0 | 0 | 0 | 0 | 0 | 0 | 0 | 0 | 0 | 0 | 0 | 0 | 0 | 0 | 0 | 0 | 0 | 0 | 0 | 0 | 0 | 0 | 0 | 0 | 0 | 0 | 0 | 0 | 0 | 0 | 0 | 0 | 0 | 0 | 0 | 0 | 0 | 0 | 0 | 0 | 0 | 0 | 0 | 0 | 0 | 0 | 0 | 0 | 0 | 0 | 0 | 0 | 0 | 0 | 0 | 0 | 0 | 0 | 0 | 0 | 0 | 0 | 0 | 0 | 0 | 0 | 0 | 0 | 0 | 0 | 0 | 0 | 0 | 0 | 0 | 0 | 0 | 0 | 0 | 0 | 0 | 0 | 0 | 0 | 0 | 0 | 0 | 0 | 0 | 0 | 0 | 0 | 0 | 0 | 0 | 0 | 0 | 0 | 0 | 0 | 0 | 0 | 0 | 0 | 0 | 0 | 0 | 0 | 0 | 0 | 0 | 0 | 0 | 0 | 0 | 0 | 0 | 0 | 0 | 0 | 0 | 0 | 0 | 0 | 0 | 0 | 0 | 0 | 0 | 0 | 0 | 0 | 0 | 0 | 0 | 0 | 0 | 0 | 0 | 0 | 0 | 0 | 0 | 0 | 0 | 0 | 0 | 0 | 0 | 0 | 0 | 0 | 0 | 0 | 0 | 0 | 0 | 0 | 0 | 0 | 0 | 0 | 0.04263% | 0 | 0 | 0 | 0 | 0 | 0 | 0 | 0 | 0 | 0 | 0 | 0 | 0 | 0 | 0 | 0 | 0 | 0 | 0 | 0 | 0 | 0 | 0 | 0
| Com-Chiller-Cadmus | M_Input | Cadmus created workbook. Based on the PSE 2014 chiller EUI, 2014 CBSA analysis to determine capacity per sqft by capacity buckets, and costs based on the NEEP Phase 4 Incremental Cost Report for the measure "Commercial Chillers". Baseline cost based on DEER 2008 were used to establish full costs. Costs were interpolated based on the associated efficiency and capacity bucket | 2020 | NR and New | 2022 | 2045 | PSE | Commercial | University | Electric | Per Building Sqft - Chiller > 300 ton - Water Cooled |  |  | University Chillers > 300 tons (centrifugal) - High Efficiency (Water Cooled) |  | 0.0042406 | 20 | 0.024392 | 0 |  | 0 | 0 | 0 | 0 | 0 | 0 | 0 | 0 |  | 0 | 0 | 0 | Cooling | Chillers | Chiller | Chillers GT 300 tons Water Cooled High | CommCOOL | 0.004239% | 3.519% | 3.519% | 121327.9762 | 1 | 0% | 5% | 85% | 6.8% | 0.2% | 0.0036992 | 2.6463e-05 | 0.00037256 | 0.026602 | 0 | 0 | 0 | 0.031081 | 0.0044794 |  | 0.62787 | 0 | 0.62787 | 13. $0.225 to $99,999.000 | 0 | 0 | 01. ($9,999.00) to $0.22 | 1 | 0 | 0 | 0 | 0 | 0 | 0 | 0 | 0 | 0 | 0 | 0 | 0 | 0 | 0 | 0 | 0 | 0 | 0 | 0 | 0 | 0 | 0 | 0 | 0 | 0 | 0 | 0 | 0 | 0 | 0 | 0 | 0 | 0 | 0 | 0 | 0 | 0 | 0 | 0 | 0 | 0 | 0 | 0 | 0 | 0 | 0 | 0 | 0 | 0 | 0 | 0 | 0 | 0 | 0 | 0 | 0 | 0 | 0 | 0 | 0 | 0 | 0 | 0 | 0 | 0 | 0 | 0 | 0 | 0 | 0 | 0 | 0 | 0 | 0 | 0 | 0 | 0 | 0 | 0 | 0 | 0 | 0 | 0 | 0 | 0 | 0 | 0 | 0 | 0 | 0 | 0 | 0 | 0 | 0 | 0 | 0 | 0 | 0 | 0 | 0 | 0 | 0 | 0 | 0 | 0 | 0 | 0 | 0 | 0 | 0 | 0 | 0 | 0 | 0 | 0 | 0 | 0 | 0 | 0 | 0 | 0 | 0 | 0 | 0 | 0 | 0 | 0 | 0 | 0 | 0 | 0 | 0 | 0 | 0 | 0 | 0 | 0 | 0 | 0 | 0 | 0 | 0 | 0 | 0 | 0 | 0 | 0 | 0 | 0 | 0 | 0 | 0 | 0 | 0 | 0 | 0 | 0 | 0 | 0 | 0 | 0 | 0 | 0 | 0 | 0 | 0 | 0 | 0 | 0 | 0 | 0 | 0 | 0 | 0 | 0 | 0 | 0 | 0 | 0 | 0 | 0 | 0 | 0 | 0 | 0 | 0 | 0 | 0 | 0 | 0 | 0 | 0 | 0 | 0 | 0 | 0 | 0 | 0 | 0 | 0 | 0 | 0 | 0 | 0.04263% | 0 | 0 | 0 | 0 | 0 | 0 | 0 | 0 | 0 | 0 | 0 | 0 | 0 | 0 | 0 | 0 | 0 | 0 | 0 | 0 | 0 | 0 | 0 | 0
| Com-Chiller-Cadmus | M_Input | Cadmus created workbook. Based on the PSE 2014 chiller EUI, 2014 CBSA analysis to determine capacity per sqft by capacity buckets, and costs based on the NEEP Phase 4 Incremental Cost Report for the measure "Commercial Chillers". Baseline cost based on DEER 2008 were used to establish full costs. Costs were interpolated based on the associated efficiency and capacity bucket | 2020 | NR and New | 2022 | 2045 | PSE | Commercial | Warehouse | Electric | Per Building Sqft - Chiller > 300 ton - Water Cooled |  |  | Warehouse Chillers > 300 tons (centrifugal) - High Efficiency (Water Cooled) |  | 0.0021287 | 20 | 0.027197 | 0 |  | 0 | 0 | 0 | 0 | 0 | 0 | 0 | 0 |  | 0 | 0 | 0 | Cooling | Chillers | Chiller | Chillers GT 300 tons Water Cooled High | CommCOOL | 0.004239% | 4.331% | 4.331% | 34313.8807 | 1 | 0% | 5% | 85% | 6.8% | 0.2% | 0.001857 | 1.3284e-05 | 0.00018702 | 0.029661 | 0 | 0 | 0 | 0.0349 | 0.0052391 |  | 1.4044 | 0 | 1.4044 | 13. $0.225 to $99,999.000 | 0 | 0 | 01. ($9,999.00) to $0.22 | 1 | 0 | 0 | 0 | 0 | 0 | 0 | 0 | 0 | 0 | 0 | 0 | 0 | 0 | 0 | 0 | 0 | 0 | 0 | 0 | 0 | 0 | 0 | 0 | 0 | 0 | 0 | 0 | 0 | 0 | 0 | 0 | 0 | 0 | 0 | 0 | 0 | 0 | 0 | 0 | 0 | 0 | 0 | 0 | 0 | 0 | 0 | 0 | 0 | 0 | 0 | 0 | 0 | 0 | 0 | 0 | 0 | 0 | 0 | 0 | 0 | 0 | 0 | 0 | 0 | 0 | 0 | 0 | 0 | 0 | 0 | 0 | 0 | 0 | 0 | 0 | 0 | 0 | 0 | 0 | 0 | 0 | 0 | 0 | 0 | 0 | 0 | 0 | 0 | 0 | 0 | 0 | 0 | 0 | 0 | 0 | 0 | 0 | 0 | 0 | 0 | 0 | 0 | 0 | 0 | 0 | 0 | 0 | 0 | 0 | 0 | 0 | 0 | 0 | 0 | 0 | 0 | 0 | 0 | 0 | 0 | 0 | 0 | 0 | 0 | 0 | 0 | 0 | 0 | 0 | 0 | 0 | 0 | 0 | 0 | 0 | 0 | 0 | 0 | 0 | 0 | 0 | 0 | 0 | 0 | 0 | 0 | 0 | 0 | 0 | 0 | 0 | 0 | 0 | 0 | 0 | 0 | 0 | 0 | 0 | 0 | 0 | 0 | 0 | 0 | 0 | 0 | 0 | 0 | 0 | 0 | 0 | 0 | 0 | 0 | 0 | 0 | 0 | 0 | 0 | 0 | 0 | 0 | 0 | 0 | 0 | 0 | 0 | 0 | 0 | 0 | 0 | 0 | 0 | 0 | 0 | 0 | 0 | 0 | 0 | 0 | 0 | 0 | 0 | 0.04263% | 0 | 0 | 0 | 0 | 0 | 0 | 0 | 0 | 0 | 0 | 0 | 0 | 0 | 0 | 0 | 0 | 0 | 0 | 0 | 0 | 0 | 0 | 0 | 0
| Com-Chiller-Cadmus | M_Input | Cadmus created workbook. Based on the PSE 2014 chiller EUI, 2014 CBSA analysis to determine capacity per sqft by capacity buckets, and costs based on the NEEP Phase 4 Incremental Cost Report for the measure "Commercial Chillers". Baseline cost based on DEER 2008 were used to establish full costs. Costs were interpolated based on the associated efficiency and capacity bucket | 2020 | NR and New | 2022 | 2045 | PSE | Commercial | Supermarket | Electric | Per Building Sqft - Chiller > 300 ton - Water Cooled |  |  | Supermarket Chillers > 300 tons (centrifugal) - High Efficiency (Water Cooled) |  | 0.020793 | 20 | 0.027197 | 0 |  | 0 | 0 | 0 | 0 | 0 | 0 | 0 | 0 |  | 0 | 0 | 0 | Cooling | Chillers | Chiller | Chillers GT 300 tons Water Cooled High | CommCOOL | 0.004239% | 59.08% | 59.08% | 49733.7282 | 1 | 0% | 5% | 85% | 6.8% | 0.2% | 0.018138 | 0.00012976 | 0.0018268 | 0.029661 | 0 | 0 | 0 | 0.033144 | 0.0034828 |  | 0.13654 | 0 | 0.13654 | 09. $0.130 to $0.150 | 1 | 0 | 01. ($9,999.00) to $0.22 | 1 | 0 | 0 | 0 | 0 | 0 | 0 | 0 | 0 | 0 | 0 | 0 | 0 | 0 | 0 | 0 | 0 | 0 | 0 | 0 | 0 | 0 | 0 | 0 | 0 | 0 | 0 | 0 | 0 | 0 | 0 | 0 | 0 | 0 | 0 | 0 | 0 | 0 | 0 | 0 | 0 | 0 | 0 | 0 | 0 | 0 | 0 | 0 | 0 | 0 | 0 | 0 | 0 | 0 | 0 | 0 | 0 | 0 | 0 | 0 | 0 | 0 | 0 | 0 | 0 | 0 | 0 | 0 | 0 | 0 | 0 | 0 | 0 | 0 | 0 | 0 | 0 | 0 | 0 | 0 | 0 | 0 | 0 | 0 | 0 | 0 | 0 | 0 | 0 | 0 | 0 | 0 | 0 | 0 | 0 | 0 | 0 | 0 | 0 | 0 | 0 | 0 | 0 | 0 | 0 | 0 | 0 | 0 | 0 | 0 | 0 | 0 | 0 | 0 | 0 | 0 | 0 | 0 | 0 | 0 | 0 | 0 | 0 | 0 | 0 | 0 | 0 | 0 | 0 | 0 | 0 | 0 | 0 | 0 | 0 | 0 | 0 | 0 | 0 | 0 | 0 | 0 | 0 | 0 | 0 | 0 | 0 | 0 | 0 | 0 | 0 | 0 | 0 | 0 | 0 | 0 | 0 | 0 | 0 | 0 | 0 | 0 | 0 | 0 | 0 | 0 | 0 | 0 | 0 | 0 | 0 | 0 | 0 | 0 | 0 | 0 | 0 | 0 | 0 | 0 | 0 | 0 | 0 | 0 | 0 | 0 | 0 | 0 | 0 | 0 | 0 | 0 | 0 | 0 | 0 | 0 | 0 | 0 | 0 | 0 | 0 | 0 | 0 | 0 | 0.04263% | 0 | 0 | 0 | 0 | 0 | 0 | 0 | 0 | 0 | 0 | 0 | 0 | 0 | 0 | 0 | 0 | 0 | 0 | 0 | 0 | 0 | 0 | 0 | 0
| Com-Chiller-Cadmus | M_Input | Cadmus created workbook. Based on the PSE 2014 chiller EUI, 2014 CBSA analysis to determine capacity per sqft by capacity buckets, and costs based on the NEEP Phase 4 Incremental Cost Report for the measure "Commercial Chillers". Baseline cost based on DEER 2008 were used to establish full costs. Costs were interpolated based on the associated efficiency and capacity bucket | 2020 | NR and New | 2022 | 2045 | PSE | Commercial | MiniMart | Electric | Per Building Sqft - Chiller > 300 ton - Water Cooled |  |  | MiniMart Chillers > 300 tons (centrifugal) - High Efficiency (Water Cooled) |  | 0.020793 | 20 | 0.027197 | 0 |  | 0 | 0 | 0 | 0 | 0 | 0 | 0 | 0 |  | 0 | 0 | 0 | Cooling | Chillers | Chiller | Chillers GT 300 tons Water Cooled High | CommCOOL | 0.004239% | 59.08% | 59.08% | 2115.8874 | 1 | 0% | 5% | 85% | 6.8% | 0.2% | 0.018138 | 0.00012976 | 0.0018268 | 0.029661 | 0 | 0 | 0 | 0.033144 | 0.0034828 |  | 0.13654 | 0 | 0.13654 | 09. $0.130 to $0.150 | 1 | 0 | 01. ($9,999.00) to $0.22 | 1 | 0 | 0 | 0 | 0 | 0 | 0 | 0 | 0 | 0 | 0 | 0 | 0 | 0 | 0 | 0 | 0 | 0 | 0 | 0 | 0 | 0 | 0 | 0 | 0 | 0 | 0 | 0 | 0 | 0 | 0 | 0 | 0 | 0 | 0 | 0 | 0 | 0 | 0 | 0 | 0 | 0 | 0 | 0 | 0 | 0 | 0 | 0 | 0 | 0 | 0 | 0 | 0 | 0 | 0 | 0 | 0 | 0 | 0 | 0 | 0 | 0 | 0 | 0 | 0 | 0 | 0 | 0 | 0 | 0 | 0 | 0 | 0 | 0 | 0 | 0 | 0 | 0 | 0 | 0 | 0 | 0 | 0 | 0 | 0 | 0 | 0 | 0 | 0 | 0 | 0 | 0 | 0 | 0 | 0 | 0 | 0 | 0 | 0 | 0 | 0 | 0 | 0 | 0 | 0 | 0 | 0 | 0 | 0 | 0 | 0 | 0 | 0 | 0 | 0 | 0 | 0 | 0 | 0 | 0 | 0 | 0 | 0 | 0 | 0 | 0 | 0 | 0 | 0 | 0 | 0 | 0 | 0 | 0 | 0 | 0 | 0 | 0 | 0 | 0 | 0 | 0 | 0 | 0 | 0 | 0 | 0 | 0 | 0 | 0 | 0 | 0 | 0 | 0 | 0 | 0 | 0 | 0 | 0 | 0 | 0 | 0 | 0 | 0 | 0 | 0 | 0 | 0 | 0 | 0 | 0 | 0 | 0 | 0 | 0 | 0 | 0 | 0 | 0 | 0 | 0 | 0 | 0 | 0 | 0 | 0 | 0 | 0 | 0 | 0 | 0 | 0 | 0 | 0 | 0 | 0 | 0 | 0 | 0 | 0 | 0 | 0 | 0 | 0 | 0.04263% | 0 | 0 | 0 | 0 | 0 | 0 | 0 | 0 | 0 | 0 | 0 | 0 | 0 | 0 | 0 | 0 | 0 | 0 | 0 | 0 | 0 | 0 | 0 | 0
| Com-Chiller-Cadmus | M_Input | Cadmus created workbook. Based on the PSE 2014 chiller EUI, 2014 CBSA analysis to determine capacity per sqft by capacity buckets, and costs based on the NEEP Phase 4 Incremental Cost Report for the measure "Commercial Chillers". Baseline cost based on DEER 2008 were used to establish full costs. Costs were interpolated based on the associated efficiency and capacity bucket | 2020 | NR and New | 2022 | 2045 | PSE | Commercial | Restaurant | Electric | Per Building Sqft - Chiller > 300 ton - Water Cooled |  |  | Restaurant Chillers > 300 tons (centrifugal) - High Efficiency (Water Cooled) |  | 0.020793 | 20 | 0.027197 | 0 |  | 0 | 0 | 0 | 0 | 0 | 0 | 0 | 0 |  | 0 | 0 | 0 | Cooling | Chillers | Chiller | Chillers GT 300 tons Water Cooled High | CommCOOL | 0.004239% | 51% | 51% | 9726.5895 | 1 | 0% | 5% | 85% | 6.8% | 0.2% | 0.018138 | 0.00012976 | 0.0018268 | 0.029661 | 0 | 0 | 0 | 0.033144 | 0.0034828 |  | 0.13654 | 0 | 0.13654 | 09. $0.130 to $0.150 | 1 | 0 | 01. ($9,999.00) to $0.22 | 1 | 0 | 0 | 0 | 0 | 0 | 0 | 0 | 0 | 0 | 0 | 0 | 0 | 0 | 0 | 0 | 0 | 0 | 0 | 0 | 0 | 0 | 0 | 0 | 0 | 0 | 0 | 0 | 0 | 0 | 0 | 0 | 0 | 0 | 0 | 0 | 0 | 0 | 0 | 0 | 0 | 0 | 0 | 0 | 0 | 0 | 0 | 0 | 0 | 0 | 0 | 0 | 0 | 0 | 0 | 0 | 0 | 0 | 0 | 0 | 0 | 0 | 0 | 0 | 0 | 0 | 0 | 0 | 0 | 0 | 0 | 0 | 0 | 0 | 0 | 0 | 0 | 0 | 0 | 0 | 0 | 0 | 0 | 0 | 0 | 0 | 0 | 0 | 0 | 0 | 0 | 0 | 0 | 0 | 0 | 0 | 0 | 0 | 0 | 0 | 0 | 0 | 0 | 0 | 0 | 0 | 0 | 0 | 0 | 0 | 0 | 0 | 0 | 0 | 0 | 0 | 0 | 0 | 0 | 0 | 0 | 0 | 0 | 0 | 0 | 0 | 0 | 0 | 0 | 0 | 0 | 0 | 0 | 0 | 0 | 0 | 0 | 0 | 0 | 0 | 0 | 0 | 0 | 0 | 0 | 0 | 0 | 0 | 0 | 0 | 0 | 0 | 0 | 0 | 0 | 0 | 0 | 0 | 0 | 0 | 0 | 0 | 0 | 0 | 0 | 0 | 0 | 0 | 0 | 0 | 0 | 0 | 0 | 0 | 0 | 0 | 0 | 0 | 0 | 0 | 0 | 0 | 0 | 0 | 0 | 0 | 0 | 0 | 0 | 0 | 0 | 0 | 0 | 0 | 0 | 0 | 0 | 0 | 0 | 0 | 0 | 0 | 0 | 0 | 0.04263% | 0 | 0 | 0 | 0 | 0 | 0 | 0 | 0 | 0 | 0 | 0 | 0 | 0 | 0 | 0 | 0 | 0 | 0 | 0 | 0 | 0 | 0 | 0 | 0
| Com-Chiller-Cadmus | M_Input | Cadmus created workbook. Based on the PSE 2014 chiller EUI, 2014 CBSA analysis to determine capacity per sqft by capacity buckets, and costs based on the NEEP Phase 4 Incremental Cost Report for the measure "Commercial Chillers". Baseline cost based on DEER 2008 were used to establish full costs. Costs were interpolated based on the associated efficiency and capacity bucket | 2020 | NR and New | 2022 | 2045 | PSE | Commercial | Lodging | Electric | Per Building Sqft - Chiller > 300 ton - Water Cooled |  |  | Lodging Chillers > 300 tons (centrifugal) - High Efficiency (Water Cooled) |  | 0.020793 | 20 | 0.014253 | 0 |  | 0 | 0 | 0 | 0 | 0 | 0 | 0 | 0 |  | 0 | 0 | 0 | Cooling | Chillers | Chiller | Chillers GT 300 tons Water Cooled High | CommCOOL | 0.004239% | 27.07% | 27.07% | 31385.388 | 1 | 2.042% | 5% | 85% | 6.8% | 0.2% | 0.018138 | 0.00012976 | 0.0018268 | 0.015544 | 0 | 0 | 0 | 0.016438 | 0.00089395 |  | 0.067721 | 0 | 0.067721 | 04. $0.062 to $0.070 | 1 | 0 | 01. ($9,999.00) to $0.22 | 1 | 280.7274 | 584.1468 | 833.929 | 951.9487 | 1237.9693 | 1545.5818 | 1922.3008 | 1920.2142 | 2435.1685 | 2851.7242 | 2912.4382 | 2668.8582 | 3609.6104 | 4140.3825 | 4207.2955 | 3937.059 | 4541.6189 | 4982.4206 | 5377.0488 | 5179.1359 | 5454.7216 | 5482.2083 | 5785.8944 | 5318.0917 | 5.8372 | 12.1463 | 17.3401 | 19.7941 | 25.7414 | 32.1376 | 39.9708 | 39.9275 | 50.635 | 59.2966 | 60.559 | 55.4942 | 75.0555 | 86.0919 | 87.4833 | 81.8642 | 94.4349 | 103.6006 | 111.8062 | 107.691 | 113.4213 | 113.9928 | 120.3074 | 110.5803 | 1625.2091 | 5.8372 | 17.9835 | 35.3236 | 55.1177 | 80.8591 | 112.9967 | 152.9675 | 192.895 | 243.53 | 302.8266 | 363.3856 | 418.8797 | 493.9352 | 580.0271 | 667.5104 | 749.3746 | 843.8095 | 947.4101 | 1059.2163 | 1166.9073 | 1280.3285 | 1394.3213 | 1514.6288 | 1625.2091 | 0 | 0 | 0 | 0 | 0 | 0 | 0 | 0 | 0 | 0 | 0 | 0 | 0 | 0 | 0 | 0 | 0 | 0 | 0 | 0 | 0 | 0 | 0 | 0 | 0 | 0 | 0 | 0 | 0 | 0 | 0 | 0 | 0 | 0 | 0 | 0 | 0 | 0 | 0 | 0 | 0 | 0 | 0 | 0 | 0 | 0 | 0 | 0 | 0 | 0 | 0 | 0 | 0 | 0 | 0 | 0 | 0 | 0 | 0 | 0 | 0 | 0.00024746 | 0.00076239 | 0.0014975 | 0.0023367 | 0.0034279 | 0.0047904 | 0.0064849 | 0.0081776 | 0.010324 | 0.012838 | 0.015405 | 0.017758 | 0.02094 | 0.02459 | 0.028298 | 0.031769 | 0.035772 | 0.040164 | 0.044904 | 0.04947 | 0.054278 | 0.059111 | 0.064211 | 0.068899 | 4.6145 | 9.6021 | 13.708 | 15.648 | 20.3495 | 25.406 | 31.5984 | 31.5641 | 40.0288 | 46.8761 | 47.8741 | 43.8702 | 59.3341 | 68.0588 | 69.1587 | 64.7166 | 74.6543 | 81.9001 | 88.3869 | 85.1337 | 89.6637 | 90.1155 | 95.1075 | 87.4178 | 1284.7877 | 0 | 0 | 0 | 0 | 0 | 0 | 0 | 0 | 0 | 0 | 0 | 0 | 0 | 0 | 0 | 0 | 0 | 0 | 0 | 0 | 0.04263% | 0.0024886 | 0.0076669 | 0.015059 | 0.023498 | 0.034472 | 0.048174 | 0.065214 | 0.082236 | 0.10382 | 0.1291 | 0.15492 | 0.17858 | 0.21058 | 0.24728 | 0.28458 | 0.31948 | 0.35974 | 0.40391 | 0.45157 | 0.49748 | 0.54584 | 0.59444 | 0.64573 | 0.69287
| Com-Chiller-Cadmus | M_Input | Cadmus created workbook. Based on the PSE 2014 chiller EUI, 2014 CBSA analysis to determine capacity per sqft by capacity buckets, and costs based on the NEEP Phase 4 Incremental Cost Report for the measure "Commercial Chillers". Baseline cost based on DEER 2008 were used to establish full costs. Costs were interpolated based on the associated efficiency and capacity bucket | 2020 | NR and New | 2022 | 2045 | PSE | Commercial | Hospital | Electric | Per Building Sqft - Chiller > 300 ton - Water Cooled |  |  | Hospital Chillers > 300 tons (centrifugal) - High Efficiency (Water Cooled) |  | 0.021756 | 20 | 0.019215 | 0 |  | 0 | 0 | 0 | 0 | 0 | 0 | 0 | 0 |  | 0 | 0 | 0 | Cooling | Chillers | Chiller | Chillers GT 300 tons Water Cooled High | CommCOOL | 0.004239% | 22.77% | 22.77% | 80978.5882 | 1 | 0% | 5% | 85% | 6.8% | 0.2% | 0.018978 | 0.00013577 | 0.0019114 | 0.020956 | 0 | 0 | 0 | 0.022752 | 0.0017959 |  | 0.089586 | 0 | 0.089586 | 07. $0.085 to $0.115 | 1 | 0 | 01. ($9,999.00) to $0.22 | 1 | 0 | 0 | 0 | 0 | 0 | 0 | 0 | 0 | 0 | 0 | 0 | 0 | 0 | 0 | 0 | 0 | 0 | 0 | 0 | 0 | 0 | 0 | 0 | 0 | 0 | 0 | 0 | 0 | 0 | 0 | 0 | 0 | 0 | 0 | 0 | 0 | 0 | 0 | 0 | 0 | 0 | 0 | 0 | 0 | 0 | 0 | 0 | 0 | 0 | 0 | 0 | 0 | 0 | 0 | 0 | 0 | 0 | 0 | 0 | 0 | 0 | 0 | 0 | 0 | 0 | 0 | 0 | 0 | 0 | 0 | 0 | 0 | 0 | 0 | 0 | 0 | 0 | 0 | 0 | 0 | 0 | 0 | 0 | 0 | 0 | 0 | 0 | 0 | 0 | 0 | 0 | 0 | 0 | 0 | 0 | 0 | 0 | 0 | 0 | 0 | 0 | 0 | 0 | 0 | 0 | 0 | 0 | 0 | 0 | 0 | 0 | 0 | 0 | 0 | 0 | 0 | 0 | 0 | 0 | 0 | 0 | 0 | 0 | 0 | 0 | 0 | 0 | 0 | 0 | 0 | 0 | 0 | 0 | 0 | 0 | 0 | 0 | 0 | 0 | 0 | 0 | 0 | 0 | 0 | 0 | 0 | 0 | 0 | 0 | 0 | 0 | 0 | 0 | 0 | 0 | 0 | 0 | 0 | 0 | 0 | 0 | 0 | 0 | 0 | 0 | 0 | 0 | 0 | 0 | 0 | 0 | 0 | 0 | 0 | 0 | 0 | 0 | 0 | 0 | 0 | 0 | 0 | 0 | 0 | 0 | 0 | 0 | 0 | 0 | 0 | 0 | 0 | 0 | 0 | 0 | 0 | 0 | 0 | 0 | 0 | 0 | 0 | 0 | 0.04263% | 0 | 0 | 0 | 0 | 0 | 0 | 0 | 0 | 0 | 0 | 0 | 0 | 0 | 0 | 0 | 0 | 0 | 0 | 0 | 0 | 0 | 0 | 0 | 0
| Com-Chiller-Cadmus | M_Input | Cadmus created workbook. Based on the PSE 2014 chiller EUI, 2014 CBSA analysis to determine capacity per sqft by capacity buckets, and costs based on the NEEP Phase 4 Incremental Cost Report for the measure "Commercial Chillers". Baseline cost based on DEER 2008 were used to establish full costs. Costs were interpolated based on the associated efficiency and capacity bucket | 2020 | NR and New | 2022 | 2045 | PSE | Commercial | Residential Care | Electric | Per Building Sqft - Chiller > 300 ton - Water Cooled |  |  | Residential Care Chillers > 300 tons (centrifugal) - High Efficiency (Water Cooled) |  | 0.020793 | 20 | 0.019215 | 0 |  | 0 | 0 | 0 | 0 | 0 | 0 | 0 | 0 |  | 0 | 0 | 0 | Cooling | Chillers | Chiller | Chillers GT 300 tons Water Cooled High | CommCOOL | 0.004239% | 6.763% | 6.763% | 89213.7828 | 1 | 0% | 5% | 85% | 6.8% | 0.2% | 0.018138 | 0.00012976 | 0.0018268 | 0.020956 | 0 | 0 | 0 | 0.022842 | 0.0018864 |  | 0.094105 | 0 | 0.094105 | 07. $0.085 to $0.115 | 1 | 0 | 01. ($9,999.00) to $0.22 | 1 | 0 | 0 | 0 | 0 | 0 | 0 | 0 | 0 | 0 | 0 | 0 | 0 | 0 | 0 | 0 | 0 | 0 | 0 | 0 | 0 | 0 | 0 | 0 | 0 | 0 | 0 | 0 | 0 | 0 | 0 | 0 | 0 | 0 | 0 | 0 | 0 | 0 | 0 | 0 | 0 | 0 | 0 | 0 | 0 | 0 | 0 | 0 | 0 | 0 | 0 | 0 | 0 | 0 | 0 | 0 | 0 | 0 | 0 | 0 | 0 | 0 | 0 | 0 | 0 | 0 | 0 | 0 | 0 | 0 | 0 | 0 | 0 | 0 | 0 | 0 | 0 | 0 | 0 | 0 | 0 | 0 | 0 | 0 | 0 | 0 | 0 | 0 | 0 | 0 | 0 | 0 | 0 | 0 | 0 | 0 | 0 | 0 | 0 | 0 | 0 | 0 | 0 | 0 | 0 | 0 | 0 | 0 | 0 | 0 | 0 | 0 | 0 | 0 | 0 | 0 | 0 | 0 | 0 | 0 | 0 | 0 | 0 | 0 | 0 | 0 | 0 | 0 | 0 | 0 | 0 | 0 | 0 | 0 | 0 | 0 | 0 | 0 | 0 | 0 | 0 | 0 | 0 | 0 | 0 | 0 | 0 | 0 | 0 | 0 | 0 | 0 | 0 | 0 | 0 | 0 | 0 | 0 | 0 | 0 | 0 | 0 | 0 | 0 | 0 | 0 | 0 | 0 | 0 | 0 | 0 | 0 | 0 | 0 | 0 | 0 | 0 | 0 | 0 | 0 | 0 | 0 | 0 | 0 | 0 | 0 | 0 | 0 | 0 | 0 | 0 | 0 | 0 | 0 | 0 | 0 | 0 | 0 | 0 | 0 | 0 | 0 | 0 | 0 | 0.04263% | 0 | 0 | 0 | 0 | 0 | 0 | 0 | 0 | 0 | 0 | 0 | 0 | 0 | 0 | 0 | 0 | 0 | 0 | 0 | 0 | 0 | 0 | 0 | 0
| Com-Chiller-Cadmus | M_Input | Cadmus created workbook. Based on the PSE 2014 chiller EUI, 2014 CBSA analysis to determine capacity per sqft by capacity buckets, and costs based on the NEEP Phase 4 Incremental Cost Report for the measure "Commercial Chillers". Baseline cost based on DEER 2008 were used to establish full costs. Costs were interpolated based on the associated efficiency and capacity bucket | 2020 | NR and New | 2022 | 2045 | PSE | Commercial | Large Off | Electric | Per Building Sqft - Chiller > 300 ton - Water Cooled |  |  | Large Off Chillers > 300 tons (centrifugal) - Premium Efficiency (Water Cooled) |  | 0.073297 | 20 | 0.11055 | 0 |  | 0 | 0 | 0 | 0 | 0 | 0 | 0 | 0 |  | 0 | 0 | 0 | Cooling | Chillers | Chiller | Chillers GT 300 tons Water Cooled Premium | CommCOOL | 0.004239% | 22.96% | 22.96% | 229881.7404 | 1 | 16.32% | 5% | 85% | 6.8% | 0.2% | 0.063938 | 0.00045741 | 0.0064396 | 0.12056 | 0 | 0 | 0 | 0.13577 | 0.015212 |  | 0.15868 | 0 | 0.15868 | 10. $0.150 to $0.175 | 0 | 0 | 01. ($9,999.00) to $0.22 | 1 | 5064.3092 | 10547.9594 | 15060.3159 | 17178.0279 | 22362.164 | 27945.3726 | 34793.2194 | 34745.5306 | 44122.899 | 51713.1105 | 52825.9782 | 48400.55 | 65556.7623 | 75249.1684 | 76496.138 | 71606.0313 | 82658.1877 | 90732.0288 | 97969.6742 | 94417.2774 | 99490.2682 | 100043.0067 | 105627.2324 | 97156.024 | 371.1976 | 773.1316 | 1103.8728 | 1259.0943 | 1639.0748 | 2048.3061 | 2550.2313 | 2546.7358 | 3234.0668 | 3790.405 | 3871.9746 | 3547.6049 | 4805.1002 | 5515.5224 | 5606.9213 | 5248.4922 | 6058.5798 | 6650.3664 | 7180.8626 | 6920.4833 | 7292.3172 | 7332.8312 | 7742.137 | 7121.2246 | 104210.5339 | 371.1976 | 1144.3292 | 2248.202 | 3507.2963 | 5146.3711 | 7194.6772 | 9744.9084 | 12291.6443 | 15525.7111 | 19316.1161 | 23188.0907 | 26735.6956 | 31540.7958 | 37056.3182 | 42663.2396 | 47911.7318 | 53970.3115 | 60620.6779 | 67801.5405 | 74722.0238 | 82014.341 | 89347.1722 | 97089.3092 | 104210.5339 | 0 | 0 | 0 | 0 | 0 | 0 | 0 | 0 | 0 | 0 | 0 | 0 | 0 | 0 | 0 | 0 | 0 | 0 | 0 | 0 | 0 | 0 | 0 | 0 | 0 | 0 | 0 | 0 | 0 | 0 | 0 | 0 | 0 | 0 | 0 | 0 | 0 | 0 | 0 | 0 | 0 | 0 | 0 | 0 | 0 | 0 | 0 | 0 | 0 | 0 | 0 | 0 | 0 | 0 | 0 | 0 | 0 | 0 | 0 | 0 | 0 | 0.015737 | 0.048513 | 0.09531 | 0.14869 | 0.21817 | 0.30501 | 0.41313 | 0.52109 | 0.6582 | 0.81889 | 0.98303 | 1.1334 | 1.3371 | 1.571 | 1.8087 | 2.0312 | 2.288 | 2.5699 | 2.8744 | 3.1678 | 3.4769 | 3.7878 | 4.116 | 4.4179 | 687.5937 | 1432.1223 | 2044.776 | 2332.3029 | 3036.1658 | 3794.2117 | 4723.9607 | 4717.4858 | 5990.6741 | 7021.2157 | 7172.3125 | 6571.4613 | 8900.8023 | 10216.764 | 10386.0681 | 9722.1263 | 11222.7047 | 12318.9099 | 13301.5827 | 12819.2651 | 13508.0375 | 13583.0842 | 14341.2682 | 13191.1114 | 193036.0068 | 0 | 0 | 0 | 0 | 0 | 0 | 0 | 0 | 0 | 0 | 0 | 0 | 0 | 0 | 0 | 0 | 0 | 0 | 0 | 0 | 0.04263% | 0.15825 | 0.48786 | 0.95847 | 1.4953 | 2.194 | 3.0673 | 4.1545 | 5.2403 | 6.619 | 8.235 | 9.8857 | 11.3982 | 13.4467 | 15.7981 | 18.1885 | 20.4261 | 23.009 | 25.8442 | 28.9056 | 31.856 | 34.9649 | 38.0911 | 41.3918 | 44.4278
| Com-Chiller-Cadmus | M_Input | Cadmus created workbook. Based on the PSE 2014 chiller EUI, 2014 CBSA analysis to determine capacity per sqft by capacity buckets, and costs based on the NEEP Phase 4 Incremental Cost Report for the measure "Commercial Chillers". Baseline cost based on DEER 2008 were used to establish full costs. Costs were interpolated based on the associated efficiency and capacity bucket | 2020 | NR and New | 2022 | 2045 | PSE | Commercial | Medium Off | Electric | Per Building Sqft - Chiller > 300 ton - Water Cooled |  |  | Medium Off Chillers > 300 tons (centrifugal) - Premium Efficiency (Water Cooled) |  | 0.073297 | 20 | 0.11055 | 0 |  | 0 | 0 | 0 | 0 | 0 | 0 | 0 | 0 |  | 0 | 0 | 0 | Cooling | Chillers | Chiller | Chillers GT 300 tons Water Cooled Premium | CommCOOL | 0.004239% | 22.96% | 22.96% | 41759.2514 | 1 | 0% | 5% | 85% | 6.8% | 0.2% | 0.063938 | 0.00045741 | 0.0064396 | 0.12056 | 0 | 0 | 0 | 0.13577 | 0.015212 |  | 0.15868 | 0 | 0.15868 | 10. $0.150 to $0.175 | 0 | 0 | 01. ($9,999.00) to $0.22 | 1 | 0 | 0 | 0 | 0 | 0 | 0 | 0 | 0 | 0 | 0 | 0 | 0 | 0 | 0 | 0 | 0 | 0 | 0 | 0 | 0 | 0 | 0 | 0 | 0 | 0 | 0 | 0 | 0 | 0 | 0 | 0 | 0 | 0 | 0 | 0 | 0 | 0 | 0 | 0 | 0 | 0 | 0 | 0 | 0 | 0 | 0 | 0 | 0 | 0 | 0 | 0 | 0 | 0 | 0 | 0 | 0 | 0 | 0 | 0 | 0 | 0 | 0 | 0 | 0 | 0 | 0 | 0 | 0 | 0 | 0 | 0 | 0 | 0 | 0 | 0 | 0 | 0 | 0 | 0 | 0 | 0 | 0 | 0 | 0 | 0 | 0 | 0 | 0 | 0 | 0 | 0 | 0 | 0 | 0 | 0 | 0 | 0 | 0 | 0 | 0 | 0 | 0 | 0 | 0 | 0 | 0 | 0 | 0 | 0 | 0 | 0 | 0 | 0 | 0 | 0 | 0 | 0 | 0 | 0 | 0 | 0 | 0 | 0 | 0 | 0 | 0 | 0 | 0 | 0 | 0 | 0 | 0 | 0 | 0 | 0 | 0 | 0 | 0 | 0 | 0 | 0 | 0 | 0 | 0 | 0 | 0 | 0 | 0 | 0 | 0 | 0 | 0 | 0 | 0 | 0 | 0 | 0 | 0 | 0 | 0 | 0 | 0 | 0 | 0 | 0 | 0 | 0 | 0 | 0 | 0 | 0 | 0 | 0 | 0 | 0 | 0 | 0 | 0 | 0 | 0 | 0 | 0 | 0 | 0 | 0 | 0 | 0 | 0 | 0 | 0 | 0 | 0 | 0 | 0 | 0 | 0 | 0 | 0 | 0 | 0 | 0 | 0 | 0 | 0.04263% | 0 | 0 | 0 | 0 | 0 | 0 | 0 | 0 | 0 | 0 | 0 | 0 | 0 | 0 | 0 | 0 | 0 | 0 | 0 | 0 | 0 | 0 | 0 | 0
| Com-Chiller-Cadmus | M_Input | Cadmus created workbook. Based on the PSE 2014 chiller EUI, 2014 CBSA analysis to determine capacity per sqft by capacity buckets, and costs based on the NEEP Phase 4 Incremental Cost Report for the measure "Commercial Chillers". Baseline cost based on DEER 2008 were used to establish full costs. Costs were interpolated based on the associated efficiency and capacity bucket | 2020 | NR and New | 2022 | 2045 | PSE | Commercial | Small Off | Electric | Per Building Sqft - Chiller > 300 ton - Water Cooled |  |  | Small Off Chillers > 300 tons (centrifugal) - Premium Efficiency (Water Cooled) |  | 0.073297 | 20 | 0.11055 | 0 |  | 0 | 0 | 0 | 0 | 0 | 0 | 0 | 0 |  | 0 | 0 | 0 | Cooling | Chillers | Chiller | Chillers GT 300 tons Water Cooled Premium | CommCOOL | 0.004239% | 22.96% | 22.96% | 4797.7732 | 1 | 0% | 5% | 85% | 6.8% | 0.2% | 0.063938 | 0.00045741 | 0.0064396 | 0.12056 | 0 | 0 | 0 | 0.13577 | 0.015212 |  | 0.15868 | 0 | 0.15868 | 10. $0.150 to $0.175 | 0 | 0 | 01. ($9,999.00) to $0.22 | 1 | 0 | 0 | 0 | 0 | 0 | 0 | 0 | 0 | 0 | 0 | 0 | 0 | 0 | 0 | 0 | 0 | 0 | 0 | 0 | 0 | 0 | 0 | 0 | 0 | 0 | 0 | 0 | 0 | 0 | 0 | 0 | 0 | 0 | 0 | 0 | 0 | 0 | 0 | 0 | 0 | 0 | 0 | 0 | 0 | 0 | 0 | 0 | 0 | 0 | 0 | 0 | 0 | 0 | 0 | 0 | 0 | 0 | 0 | 0 | 0 | 0 | 0 | 0 | 0 | 0 | 0 | 0 | 0 | 0 | 0 | 0 | 0 | 0 | 0 | 0 | 0 | 0 | 0 | 0 | 0 | 0 | 0 | 0 | 0 | 0 | 0 | 0 | 0 | 0 | 0 | 0 | 0 | 0 | 0 | 0 | 0 | 0 | 0 | 0 | 0 | 0 | 0 | 0 | 0 | 0 | 0 | 0 | 0 | 0 | 0 | 0 | 0 | 0 | 0 | 0 | 0 | 0 | 0 | 0 | 0 | 0 | 0 | 0 | 0 | 0 | 0 | 0 | 0 | 0 | 0 | 0 | 0 | 0 | 0 | 0 | 0 | 0 | 0 | 0 | 0 | 0 | 0 | 0 | 0 | 0 | 0 | 0 | 0 | 0 | 0 | 0 | 0 | 0 | 0 | 0 | 0 | 0 | 0 | 0 | 0 | 0 | 0 | 0 | 0 | 0 | 0 | 0 | 0 | 0 | 0 | 0 | 0 | 0 | 0 | 0 | 0 | 0 | 0 | 0 | 0 | 0 | 0 | 0 | 0 | 0 | 0 | 0 | 0 | 0 | 0 | 0 | 0 | 0 | 0 | 0 | 0 | 0 | 0 | 0 | 0 | 0 | 0 | 0 | 0.04263% | 0 | 0 | 0 | 0 | 0 | 0 | 0 | 0 | 0 | 0 | 0 | 0 | 0 | 0 | 0 | 0 | 0 | 0 | 0 | 0 | 0 | 0 | 0 | 0
| Com-Chiller-Cadmus | M_Input | Cadmus created workbook. Based on the PSE 2014 chiller EUI, 2014 CBSA analysis to determine capacity per sqft by capacity buckets, and costs based on the NEEP Phase 4 Incremental Cost Report for the measure "Commercial Chillers". Baseline cost based on DEER 2008 were used to establish full costs. Costs were interpolated based on the associated efficiency and capacity bucket | 2020 | NR and New | 2022 | 2045 | PSE | Commercial | Xlarge Ret | Electric | Per Building Sqft - Chiller > 300 ton - Water Cooled |  |  | XLarge Ret Chillers > 300 tons (centrifugal) - Premium Efficiency (Water Cooled) |  | 0.06238 | 20 | 0.08159 | 0 |  | 0 | 0 | 0 | 0 | 0 | 0 | 0 | 0 |  | 0 | 0 | 0 | Cooling | Chillers | Chiller | Chillers GT 300 tons Water Cooled Premium | CommCOOL | 0.004239% | 47.57% | 47.57% | 280351.2881 | 1 | 1.794% | 5% | 85% | 6.8% | 0.2% | 0.054415 | 0.00038928 | 0.0054804 | 0.088982 | 0 | 0 | 0 | 0.099431 | 0.010448 |  | 0.13654 | 0 | 0.13654 | 09. $0.130 to $0.150 | 1 | 0 | 01. ($9,999.00) to $0.22 | 1 | 407.993 | 847.9383 | 1210.2882 | 1382.9178 | 1796.0826 | 2239.6501 | 2781.8246 | 2779.7283 | 3519.1706 | 4116.8223 | 4203.1839 | 3852.2485 | 5200.6384 | 5960.0543 | 6053.1706 | 5661.8597 | 6525.626 | 7153.8456 | 7715.2933 | 7425.778 | 7816.0401 | 7850.2513 | 8280.9334 | 7604.346 | 25.4505 | 52.8941 | 75.4974 | 86.266 | 112.0391 | 139.7087 | 173.5293 | 173.3986 | 219.5248 | 256.8061 | 262.1933 | 240.3021 | 324.4142 | 371.7863 | 377.5949 | 353.185 | 407.0665 | 446.2546 | 481.2776 | 463.2177 | 487.5621 | 489.6962 | 516.562 | 474.3567 | 7010.5839 | 25.4505 | 78.3446 | 153.842 | 240.108 | 352.1471 | 491.8557 | 665.3851 | 838.7837 | 1058.3084 | 1315.1145 | 1577.3078 | 1817.6099 | 2142.024 | 2513.8104 | 2891.4053 | 3244.5903 | 3651.6568 | 4097.9114 | 4579.189 | 5042.4067 | 5529.9689 | 6019.6651 | 6536.2271 | 7010.5839 | 0 | 0 | 0 | 0 | 0 | 0 | 0 | 0 | 0 | 0 | 0 | 0 | 0 | 0 | 0 | 0 | 0 | 0 | 0 | 0 | 0 | 0 | 0 | 0 | 0 | 0 | 0 | 0 | 0 | 0 | 0 | 0 | 0 | 0 | 0 | 0 | 0 | 0 | 0 | 0 | 0 | 0 | 0 | 0 | 0 | 0 | 0 | 0 | 0 | 0 | 0 | 0 | 0 | 0 | 0 | 0 | 0 | 0 | 0 | 0 | 0 | 0.0010789 | 0.0033213 | 0.006522 | 0.010179 | 0.014929 | 0.020852 | 0.028208 | 0.035559 | 0.044866 | 0.055753 | 0.066868 | 0.077056 | 0.090809 | 0.10657 | 0.12258 | 0.13755 | 0.15481 | 0.17373 | 0.19413 | 0.21377 | 0.23444 | 0.2552 | 0.2771 | 0.29721 | 40.567 | 84.311 | 120.3397 | 137.5043 | 178.5855 | 222.6897 | 276.5985 | 276.39 | 349.9132 | 409.3381 | 417.925 | 383.0313 | 517.1025 | 592.6117 | 601.8703 | 562.962 | 648.8468 | 711.3111 | 767.1361 | 738.3495 | 777.1535 | 780.5551 | 823.3781 | 756.1046 | 11174.5745 | 0 | 0 | 0 | 0 | 0 | 0 | 0 | 0 | 0 | 0 | 0 | 0 | 0 | 0 | 0 | 0 | 0 | 0 | 0 | 0 | 0.04263% | 0.01085 | 0.0334 | 0.065587 | 0.10236 | 0.15013 | 0.20969 | 0.28367 | 0.3576 | 0.45119 | 0.56067 | 0.67245 | 0.7749 | 0.9132 | 1.0717 | 1.2327 | 1.3833 | 1.5568 | 1.7471 | 1.9522 | 2.1497 | 2.3576 | 2.5663 | 2.7866 | 2.9888
| Com-Chiller-Cadmus | M_Input | Cadmus created workbook. Based on the PSE 2014 chiller EUI, 2014 CBSA analysis to determine capacity per sqft by capacity buckets, and costs based on the NEEP Phase 4 Incremental Cost Report for the measure "Commercial Chillers". Baseline cost based on DEER 2008 were used to establish full costs. Costs were interpolated based on the associated efficiency and capacity bucket | 2020 | NR and New | 2022 | 2045 | PSE | Commercial | Large Ret | Electric | Per Building Sqft - Chiller > 300 ton - Water Cooled |  |  | Large Ret Chillers > 300 tons (centrifugal) - Premium Efficiency (Water Cooled) |  | 0.06238 | 20 | 0.08159 | 0 |  | 0 | 0 | 0 | 0 | 0 | 0 | 0 | 0 |  | 0 | 0 | 0 | Cooling | Chillers | Chiller | Chillers GT 300 tons Water Cooled Premium | CommCOOL | 0.004239% | 47.57% | 47.57% | 94425.5221 | 1 | 0% | 5% | 85% | 6.8% | 0.2% | 0.054415 | 0.00038928 | 0.0054804 | 0.088982 | 0 | 0 | 0 | 0.099431 | 0.010448 |  | 0.13654 | 0 | 0.13654 | 09. $0.130 to $0.150 | 1 | 0 | 01. ($9,999.00) to $0.22 | 1 | 0 | 0 | 0 | 0 | 0 | 0 | 0 | 0 | 0 | 0 | 0 | 0 | 0 | 0 | 0 | 0 | 0 | 0 | 0 | 0 | 0 | 0 | 0 | 0 | 0 | 0 | 0 | 0 | 0 | 0 | 0 | 0 | 0 | 0 | 0 | 0 | 0 | 0 | 0 | 0 | 0 | 0 | 0 | 0 | 0 | 0 | 0 | 0 | 0 | 0 | 0 | 0 | 0 | 0 | 0 | 0 | 0 | 0 | 0 | 0 | 0 | 0 | 0 | 0 | 0 | 0 | 0 | 0 | 0 | 0 | 0 | 0 | 0 | 0 | 0 | 0 | 0 | 0 | 0 | 0 | 0 | 0 | 0 | 0 | 0 | 0 | 0 | 0 | 0 | 0 | 0 | 0 | 0 | 0 | 0 | 0 | 0 | 0 | 0 | 0 | 0 | 0 | 0 | 0 | 0 | 0 | 0 | 0 | 0 | 0 | 0 | 0 | 0 | 0 | 0 | 0 | 0 | 0 | 0 | 0 | 0 | 0 | 0 | 0 | 0 | 0 | 0 | 0 | 0 | 0 | 0 | 0 | 0 | 0 | 0 | 0 | 0 | 0 | 0 | 0 | 0 | 0 | 0 | 0 | 0 | 0 | 0 | 0 | 0 | 0 | 0 | 0 | 0 | 0 | 0 | 0 | 0 | 0 | 0 | 0 | 0 | 0 | 0 | 0 | 0 | 0 | 0 | 0 | 0 | 0 | 0 | 0 | 0 | 0 | 0 | 0 | 0 | 0 | 0 | 0 | 0 | 0 | 0 | 0 | 0 | 0 | 0 | 0 | 0 | 0 | 0 | 0 | 0 | 0 | 0 | 0 | 0 | 0 | 0 | 0 | 0 | 0 | 0 | 0.04263% | 0 | 0 | 0 | 0 | 0 | 0 | 0 | 0 | 0 | 0 | 0 | 0 | 0 | 0 | 0 | 0 | 0 | 0 | 0 | 0 | 0 | 0 | 0 | 0
| Com-Chiller-Cadmus | M_Input | Cadmus created workbook. Based on the PSE 2014 chiller EUI, 2014 CBSA analysis to determine capacity per sqft by capacity buckets, and costs based on the NEEP Phase 4 Incremental Cost Report for the measure "Commercial Chillers". Baseline cost based on DEER 2008 were used to establish full costs. Costs were interpolated based on the associated efficiency and capacity bucket | 2020 | NR and New | 2022 | 2045 | PSE | Commercial | Medium Ret | Electric | Per Building Sqft - Chiller > 300 ton - Water Cooled |  |  | Medium Ret Chillers > 300 tons (centrifugal) - Premium Efficiency (Water Cooled) |  | 0.06238 | 20 | 0.08159 | 0 |  | 0 | 0 | 0 | 0 | 0 | 0 | 0 | 0 |  | 0 | 0 | 0 | Cooling | Chillers | Chiller | Chillers GT 300 tons Water Cooled Premium | CommCOOL | 0.004239% | 47.57% | 47.57% | 13333.1618 | 1 | 0% | 5% | 85% | 6.8% | 0.2% | 0.054415 | 0.00038928 | 0.0054804 | 0.088982 | 0 | 0 | 0 | 0.099431 | 0.010448 |  | 0.13654 | 0 | 0.13654 | 09. $0.130 to $0.150 | 1 | 0 | 01. ($9,999.00) to $0.22 | 1 | 0 | 0 | 0 | 0 | 0 | 0 | 0 | 0 | 0 | 0 | 0 | 0 | 0 | 0 | 0 | 0 | 0 | 0 | 0 | 0 | 0 | 0 | 0 | 0 | 0 | 0 | 0 | 0 | 0 | 0 | 0 | 0 | 0 | 0 | 0 | 0 | 0 | 0 | 0 | 0 | 0 | 0 | 0 | 0 | 0 | 0 | 0 | 0 | 0 | 0 | 0 | 0 | 0 | 0 | 0 | 0 | 0 | 0 | 0 | 0 | 0 | 0 | 0 | 0 | 0 | 0 | 0 | 0 | 0 | 0 | 0 | 0 | 0 | 0 | 0 | 0 | 0 | 0 | 0 | 0 | 0 | 0 | 0 | 0 | 0 | 0 | 0 | 0 | 0 | 0 | 0 | 0 | 0 | 0 | 0 | 0 | 0 | 0 | 0 | 0 | 0 | 0 | 0 | 0 | 0 | 0 | 0 | 0 | 0 | 0 | 0 | 0 | 0 | 0 | 0 | 0 | 0 | 0 | 0 | 0 | 0 | 0 | 0 | 0 | 0 | 0 | 0 | 0 | 0 | 0 | 0 | 0 | 0 | 0 | 0 | 0 | 0 | 0 | 0 | 0 | 0 | 0 | 0 | 0 | 0 | 0 | 0 | 0 | 0 | 0 | 0 | 0 | 0 | 0 | 0 | 0 | 0 | 0 | 0 | 0 | 0 | 0 | 0 | 0 | 0 | 0 | 0 | 0 | 0 | 0 | 0 | 0 | 0 | 0 | 0 | 0 | 0 | 0 | 0 | 0 | 0 | 0 | 0 | 0 | 0 | 0 | 0 | 0 | 0 | 0 | 0 | 0 | 0 | 0 | 0 | 0 | 0 | 0 | 0 | 0 | 0 | 0 | 0 | 0.04263% | 0 | 0 | 0 | 0 | 0 | 0 | 0 | 0 | 0 | 0 | 0 | 0 | 0 | 0 | 0 | 0 | 0 | 0 | 0 | 0 | 0 | 0 | 0 | 0
| Com-Chiller-Cadmus | M_Input | Cadmus created workbook. Based on the PSE 2014 chiller EUI, 2014 CBSA analysis to determine capacity per sqft by capacity buckets, and costs based on the NEEP Phase 4 Incremental Cost Report for the measure "Commercial Chillers". Baseline cost based on DEER 2008 were used to establish full costs. Costs were interpolated based on the associated efficiency and capacity bucket | 2020 | NR and New | 2022 | 2045 | PSE | Commercial | Small Ret | Electric | Per Building Sqft - Chiller > 300 ton - Water Cooled |  |  | Small Ret Chillers > 300 tons (centrifugal) - Premium Efficiency (Water Cooled) |  | 0.06238 | 20 | 0.08159 | 0 |  | 0 | 0 | 0 | 0 | 0 | 0 | 0 | 0 |  | 0 | 0 | 0 | Cooling | Chillers | Chiller | Chillers GT 300 tons Water Cooled Premium | CommCOOL | 0.004239% | 47.57% | 47.57% | 2170.2819 | 1 | 0% | 5% | 85% | 6.8% | 0.2% | 0.054415 | 0.00038928 | 0.0054804 | 0.088982 | 0 | 0 | 0 | 0.099431 | 0.010448 |  | 0.13654 | 0 | 0.13654 | 09. $0.130 to $0.150 | 1 | 0 | 01. ($9,999.00) to $0.22 | 1 | 0 | 0 | 0 | 0 | 0 | 0 | 0 | 0 | 0 | 0 | 0 | 0 | 0 | 0 | 0 | 0 | 0 | 0 | 0 | 0 | 0 | 0 | 0 | 0 | 0 | 0 | 0 | 0 | 0 | 0 | 0 | 0 | 0 | 0 | 0 | 0 | 0 | 0 | 0 | 0 | 0 | 0 | 0 | 0 | 0 | 0 | 0 | 0 | 0 | 0 | 0 | 0 | 0 | 0 | 0 | 0 | 0 | 0 | 0 | 0 | 0 | 0 | 0 | 0 | 0 | 0 | 0 | 0 | 0 | 0 | 0 | 0 | 0 | 0 | 0 | 0 | 0 | 0 | 0 | 0 | 0 | 0 | 0 | 0 | 0 | 0 | 0 | 0 | 0 | 0 | 0 | 0 | 0 | 0 | 0 | 0 | 0 | 0 | 0 | 0 | 0 | 0 | 0 | 0 | 0 | 0 | 0 | 0 | 0 | 0 | 0 | 0 | 0 | 0 | 0 | 0 | 0 | 0 | 0 | 0 | 0 | 0 | 0 | 0 | 0 | 0 | 0 | 0 | 0 | 0 | 0 | 0 | 0 | 0 | 0 | 0 | 0 | 0 | 0 | 0 | 0 | 0 | 0 | 0 | 0 | 0 | 0 | 0 | 0 | 0 | 0 | 0 | 0 | 0 | 0 | 0 | 0 | 0 | 0 | 0 | 0 | 0 | 0 | 0 | 0 | 0 | 0 | 0 | 0 | 0 | 0 | 0 | 0 | 0 | 0 | 0 | 0 | 0 | 0 | 0 | 0 | 0 | 0 | 0 | 0 | 0 | 0 | 0 | 0 | 0 | 0 | 0 | 0 | 0 | 0 | 0 | 0 | 0 | 0 | 0 | 0 | 0 | 0 | 0.04263% | 0 | 0 | 0 | 0 | 0 | 0 | 0 | 0 | 0 | 0 | 0 | 0 | 0 | 0 | 0 | 0 | 0 | 0 | 0 | 0 | 0 | 0 | 0 | 0
| Com-Chiller-Cadmus | M_Input | Cadmus created workbook. Based on the PSE 2014 chiller EUI, 2014 CBSA analysis to determine capacity per sqft by capacity buckets, and costs based on the NEEP Phase 4 Incremental Cost Report for the measure "Commercial Chillers". Baseline cost based on DEER 2008 were used to establish full costs. Costs were interpolated based on the associated efficiency and capacity bucket | 2020 | NR and New | 2022 | 2045 | PSE | Commercial | School K-12 | Electric | Per Building Sqft - Chiller > 300 ton - Water Cooled |  |  | School K-12 Chillers > 300 tons (centrifugal) - Premium Efficiency (Water Cooled) |  | 0.012722 | 20 | 0.073176 | 0 |  | 0 | 0 | 0 | 0 | 0 | 0 | 0 | 0 |  | 0 | 0 | 0 | Cooling | Chillers | Chiller | Chillers GT 300 tons Water Cooled Premium | CommCOOL | 0.004239% | 25.17% | 25.17% | 36549.9879 | 1 | 0% | 5% | 85% | 6.8% | 0.2% | 0.011097 | 7.939e-05 | 0.0011177 | 0.079806 | 0 | 0 | 0 | 0.093244 | 0.013438 |  | 0.62787 | 0 | 0.62787 | 13. $0.225 to $99,999.000 | 0 | 0 | 01. ($9,999.00) to $0.22 | 1 | 0 | 0 | 0 | 0 | 0 | 0 | 0 | 0 | 0 | 0 | 0 | 0 | 0 | 0 | 0 | 0 | 0 | 0 | 0 | 0 | 0 | 0 | 0 | 0 | 0 | 0 | 0 | 0 | 0 | 0 | 0 | 0 | 0 | 0 | 0 | 0 | 0 | 0 | 0 | 0 | 0 | 0 | 0 | 0 | 0 | 0 | 0 | 0 | 0 | 0 | 0 | 0 | 0 | 0 | 0 | 0 | 0 | 0 | 0 | 0 | 0 | 0 | 0 | 0 | 0 | 0 | 0 | 0 | 0 | 0 | 0 | 0 | 0 | 0 | 0 | 0 | 0 | 0 | 0 | 0 | 0 | 0 | 0 | 0 | 0 | 0 | 0 | 0 | 0 | 0 | 0 | 0 | 0 | 0 | 0 | 0 | 0 | 0 | 0 | 0 | 0 | 0 | 0 | 0 | 0 | 0 | 0 | 0 | 0 | 0 | 0 | 0 | 0 | 0 | 0 | 0 | 0 | 0 | 0 | 0 | 0 | 0 | 0 | 0 | 0 | 0 | 0 | 0 | 0 | 0 | 0 | 0 | 0 | 0 | 0 | 0 | 0 | 0 | 0 | 0 | 0 | 0 | 0 | 0 | 0 | 0 | 0 | 0 | 0 | 0 | 0 | 0 | 0 | 0 | 0 | 0 | 0 | 0 | 0 | 0 | 0 | 0 | 0 | 0 | 0 | 0 | 0 | 0 | 0 | 0 | 0 | 0 | 0 | 0 | 0 | 0 | 0 | 0 | 0 | 0 | 0 | 0 | 0 | 0 | 0 | 0 | 0 | 0 | 0 | 0 | 0 | 0 | 0 | 0 | 0 | 0 | 0 | 0 | 0 | 0 | 0 | 0 | 0 | 0.04263% | 0 | 0 | 0 | 0 | 0 | 0 | 0 | 0 | 0 | 0 | 0 | 0 | 0 | 0 | 0 | 0 | 0 | 0 | 0 | 0 | 0 | 0 | 0 | 0
| Com-Chiller-Cadmus | M_Input | Cadmus created workbook. Based on the PSE 2014 chiller EUI, 2014 CBSA analysis to determine capacity per sqft by capacity buckets, and costs based on the NEEP Phase 4 Incremental Cost Report for the measure "Commercial Chillers". Baseline cost based on DEER 2008 were used to establish full costs. Costs were interpolated based on the associated efficiency and capacity bucket | 2020 | NR and New | 2022 | 2045 | PSE | Commercial | University | Electric | Per Building Sqft - Chiller > 300 ton - Water Cooled |  |  | University Chillers > 300 tons (centrifugal) - Premium Efficiency (Water Cooled) |  | 0.012722 | 20 | 0.073176 | 0 |  | 0 | 0 | 0 | 0 | 0 | 0 | 0 | 0 |  | 0 | 0 | 0 | Cooling | Chillers | Chiller | Chillers GT 300 tons Water Cooled Premium | CommCOOL | 0.004239% | 3.519% | 3.519% | 121327.9762 | 1 | 0% | 5% | 85% | 6.8% | 0.2% | 0.011097 | 7.939e-05 | 0.0011177 | 0.079806 | 0 | 0 | 0 | 0.093244 | 0.013438 |  | 0.62787 | 0 | 0.62787 | 13. $0.225 to $99,999.000 | 0 | 0 | 01. ($9,999.00) to $0.22 | 1 | 0 | 0 | 0 | 0 | 0 | 0 | 0 | 0 | 0 | 0 | 0 | 0 | 0 | 0 | 0 | 0 | 0 | 0 | 0 | 0 | 0 | 0 | 0 | 0 | 0 | 0 | 0 | 0 | 0 | 0 | 0 | 0 | 0 | 0 | 0 | 0 | 0 | 0 | 0 | 0 | 0 | 0 | 0 | 0 | 0 | 0 | 0 | 0 | 0 | 0 | 0 | 0 | 0 | 0 | 0 | 0 | 0 | 0 | 0 | 0 | 0 | 0 | 0 | 0 | 0 | 0 | 0 | 0 | 0 | 0 | 0 | 0 | 0 | 0 | 0 | 0 | 0 | 0 | 0 | 0 | 0 | 0 | 0 | 0 | 0 | 0 | 0 | 0 | 0 | 0 | 0 | 0 | 0 | 0 | 0 | 0 | 0 | 0 | 0 | 0 | 0 | 0 | 0 | 0 | 0 | 0 | 0 | 0 | 0 | 0 | 0 | 0 | 0 | 0 | 0 | 0 | 0 | 0 | 0 | 0 | 0 | 0 | 0 | 0 | 0 | 0 | 0 | 0 | 0 | 0 | 0 | 0 | 0 | 0 | 0 | 0 | 0 | 0 | 0 | 0 | 0 | 0 | 0 | 0 | 0 | 0 | 0 | 0 | 0 | 0 | 0 | 0 | 0 | 0 | 0 | 0 | 0 | 0 | 0 | 0 | 0 | 0 | 0 | 0 | 0 | 0 | 0 | 0 | 0 | 0 | 0 | 0 | 0 | 0 | 0 | 0 | 0 | 0 | 0 | 0 | 0 | 0 | 0 | 0 | 0 | 0 | 0 | 0 | 0 | 0 | 0 | 0 | 0 | 0 | 0 | 0 | 0 | 0 | 0 | 0 | 0 | 0 | 0 | 0.04263% | 0 | 0 | 0 | 0 | 0 | 0 | 0 | 0 | 0 | 0 | 0 | 0 | 0 | 0 | 0 | 0 | 0 | 0 | 0 | 0 | 0 | 0 | 0 | 0
| Com-Chiller-Cadmus | M_Input | Cadmus created workbook. Based on the PSE 2014 chiller EUI, 2014 CBSA analysis to determine capacity per sqft by capacity buckets, and costs based on the NEEP Phase 4 Incremental Cost Report for the measure "Commercial Chillers". Baseline cost based on DEER 2008 were used to establish full costs. Costs were interpolated based on the associated efficiency and capacity bucket | 2020 | NR and New | 2022 | 2045 | PSE | Commercial | Warehouse | Electric | Per Building Sqft - Chiller > 300 ton - Water Cooled |  |  | Warehouse Chillers > 300 tons (centrifugal) - Premium Efficiency (Water Cooled) |  | 0.0063862 | 20 | 0.08159 | 0 |  | 0 | 0 | 0 | 0 | 0 | 0 | 0 | 0 |  | 0 | 0 | 0 | Cooling | Chillers | Chiller | Chillers GT 300 tons Water Cooled Premium | CommCOOL | 0.004239% | 4.331% | 4.331% | 34313.8807 | 1 | 0% | 5% | 85% | 6.8% | 0.2% | 0.0055709 | 3.9853e-05 | 0.00056107 | 0.088982 | 0 | 0 | 0 | 0.1047 | 0.015717 |  | 1.4044 | 0 | 1.4044 | 13. $0.225 to $99,999.000 | 0 | 0 | 01. ($9,999.00) to $0.22 | 1 | 0 | 0 | 0 | 0 | 0 | 0 | 0 | 0 | 0 | 0 | 0 | 0 | 0 | 0 | 0 | 0 | 0 | 0 | 0 | 0 | 0 | 0 | 0 | 0 | 0 | 0 | 0 | 0 | 0 | 0 | 0 | 0 | 0 | 0 | 0 | 0 | 0 | 0 | 0 | 0 | 0 | 0 | 0 | 0 | 0 | 0 | 0 | 0 | 0 | 0 | 0 | 0 | 0 | 0 | 0 | 0 | 0 | 0 | 0 | 0 | 0 | 0 | 0 | 0 | 0 | 0 | 0 | 0 | 0 | 0 | 0 | 0 | 0 | 0 | 0 | 0 | 0 | 0 | 0 | 0 | 0 | 0 | 0 | 0 | 0 | 0 | 0 | 0 | 0 | 0 | 0 | 0 | 0 | 0 | 0 | 0 | 0 | 0 | 0 | 0 | 0 | 0 | 0 | 0 | 0 | 0 | 0 | 0 | 0 | 0 | 0 | 0 | 0 | 0 | 0 | 0 | 0 | 0 | 0 | 0 | 0 | 0 | 0 | 0 | 0 | 0 | 0 | 0 | 0 | 0 | 0 | 0 | 0 | 0 | 0 | 0 | 0 | 0 | 0 | 0 | 0 | 0 | 0 | 0 | 0 | 0 | 0 | 0 | 0 | 0 | 0 | 0 | 0 | 0 | 0 | 0 | 0 | 0 | 0 | 0 | 0 | 0 | 0 | 0 | 0 | 0 | 0 | 0 | 0 | 0 | 0 | 0 | 0 | 0 | 0 | 0 | 0 | 0 | 0 | 0 | 0 | 0 | 0 | 0 | 0 | 0 | 0 | 0 | 0 | 0 | 0 | 0 | 0 | 0 | 0 | 0 | 0 | 0 | 0 | 0 | 0 | 0 | 0 | 0.04263% | 0 | 0 | 0 | 0 | 0 | 0 | 0 | 0 | 0 | 0 | 0 | 0 | 0 | 0 | 0 | 0 | 0 | 0 | 0 | 0 | 0 | 0 | 0 | 0
| Com-Chiller-Cadmus | M_Input | Cadmus created workbook. Based on the PSE 2014 chiller EUI, 2014 CBSA analysis to determine capacity per sqft by capacity buckets, and costs based on the NEEP Phase 4 Incremental Cost Report for the measure "Commercial Chillers". Baseline cost based on DEER 2008 were used to establish full costs. Costs were interpolated based on the associated efficiency and capacity bucket | 2020 | NR and New | 2022 | 2045 | PSE | Commercial | Supermarket | Electric | Per Building Sqft - Chiller > 300 ton - Water Cooled |  |  | Supermarket Chillers > 300 tons (centrifugal) - Premium Efficiency (Water Cooled) |  | 0.06238 | 20 | 0.08159 | 0 |  | 0 | 0 | 0 | 0 | 0 | 0 | 0 | 0 |  | 0 | 0 | 0 | Cooling | Chillers | Chiller | Chillers GT 300 tons Water Cooled Premium | CommCOOL | 0.004239% | 59.08% | 59.08% | 49733.7282 | 1 | 0% | 5% | 85% | 6.8% | 0.2% | 0.054415 | 0.00038928 | 0.0054804 | 0.088982 | 0 | 0 | 0 | 0.099431 | 0.010448 |  | 0.13654 | 0 | 0.13654 | 09. $0.130 to $0.150 | 1 | 0 | 01. ($9,999.00) to $0.22 | 1 | 0 | 0 | 0 | 0 | 0 | 0 | 0 | 0 | 0 | 0 | 0 | 0 | 0 | 0 | 0 | 0 | 0 | 0 | 0 | 0 | 0 | 0 | 0 | 0 | 0 | 0 | 0 | 0 | 0 | 0 | 0 | 0 | 0 | 0 | 0 | 0 | 0 | 0 | 0 | 0 | 0 | 0 | 0 | 0 | 0 | 0 | 0 | 0 | 0 | 0 | 0 | 0 | 0 | 0 | 0 | 0 | 0 | 0 | 0 | 0 | 0 | 0 | 0 | 0 | 0 | 0 | 0 | 0 | 0 | 0 | 0 | 0 | 0 | 0 | 0 | 0 | 0 | 0 | 0 | 0 | 0 | 0 | 0 | 0 | 0 | 0 | 0 | 0 | 0 | 0 | 0 | 0 | 0 | 0 | 0 | 0 | 0 | 0 | 0 | 0 | 0 | 0 | 0 | 0 | 0 | 0 | 0 | 0 | 0 | 0 | 0 | 0 | 0 | 0 | 0 | 0 | 0 | 0 | 0 | 0 | 0 | 0 | 0 | 0 | 0 | 0 | 0 | 0 | 0 | 0 | 0 | 0 | 0 | 0 | 0 | 0 | 0 | 0 | 0 | 0 | 0 | 0 | 0 | 0 | 0 | 0 | 0 | 0 | 0 | 0 | 0 | 0 | 0 | 0 | 0 | 0 | 0 | 0 | 0 | 0 | 0 | 0 | 0 | 0 | 0 | 0 | 0 | 0 | 0 | 0 | 0 | 0 | 0 | 0 | 0 | 0 | 0 | 0 | 0 | 0 | 0 | 0 | 0 | 0 | 0 | 0 | 0 | 0 | 0 | 0 | 0 | 0 | 0 | 0 | 0 | 0 | 0 | 0 | 0 | 0 | 0 | 0 | 0 | 0.04263% | 0 | 0 | 0 | 0 | 0 | 0 | 0 | 0 | 0 | 0 | 0 | 0 | 0 | 0 | 0 | 0 | 0 | 0 | 0 | 0 | 0 | 0 | 0 | 0
| Com-Chiller-Cadmus | M_Input | Cadmus created workbook. Based on the PSE 2014 chiller EUI, 2014 CBSA analysis to determine capacity per sqft by capacity buckets, and costs based on the NEEP Phase 4 Incremental Cost Report for the measure "Commercial Chillers". Baseline cost based on DEER 2008 were used to establish full costs. Costs were interpolated based on the associated efficiency and capacity bucket | 2020 | NR and New | 2022 | 2045 | PSE | Commercial | MiniMart | Electric | Per Building Sqft - Chiller > 300 ton - Water Cooled |  |  | MiniMart Chillers > 300 tons (centrifugal) - Premium Efficiency (Water Cooled) |  | 0.06238 | 20 | 0.08159 | 0 |  | 0 | 0 | 0 | 0 | 0 | 0 | 0 | 0 |  | 0 | 0 | 0 | Cooling | Chillers | Chiller | Chillers GT 300 tons Water Cooled Premium | CommCOOL | 0.004239% | 59.08% | 59.08% | 2115.8874 | 1 | 0% | 5% | 85% | 6.8% | 0.2% | 0.054415 | 0.00038928 | 0.0054804 | 0.088982 | 0 | 0 | 0 | 0.099431 | 0.010448 |  | 0.13654 | 0 | 0.13654 | 09. $0.130 to $0.150 | 1 | 0 | 01. ($9,999.00) to $0.22 | 1 | 0 | 0 | 0 | 0 | 0 | 0 | 0 | 0 | 0 | 0 | 0 | 0 | 0 | 0 | 0 | 0 | 0 | 0 | 0 | 0 | 0 | 0 | 0 | 0 | 0 | 0 | 0 | 0 | 0 | 0 | 0 | 0 | 0 | 0 | 0 | 0 | 0 | 0 | 0 | 0 | 0 | 0 | 0 | 0 | 0 | 0 | 0 | 0 | 0 | 0 | 0 | 0 | 0 | 0 | 0 | 0 | 0 | 0 | 0 | 0 | 0 | 0 | 0 | 0 | 0 | 0 | 0 | 0 | 0 | 0 | 0 | 0 | 0 | 0 | 0 | 0 | 0 | 0 | 0 | 0 | 0 | 0 | 0 | 0 | 0 | 0 | 0 | 0 | 0 | 0 | 0 | 0 | 0 | 0 | 0 | 0 | 0 | 0 | 0 | 0 | 0 | 0 | 0 | 0 | 0 | 0 | 0 | 0 | 0 | 0 | 0 | 0 | 0 | 0 | 0 | 0 | 0 | 0 | 0 | 0 | 0 | 0 | 0 | 0 | 0 | 0 | 0 | 0 | 0 | 0 | 0 | 0 | 0 | 0 | 0 | 0 | 0 | 0 | 0 | 0 | 0 | 0 | 0 | 0 | 0 | 0 | 0 | 0 | 0 | 0 | 0 | 0 | 0 | 0 | 0 | 0 | 0 | 0 | 0 | 0 | 0 | 0 | 0 | 0 | 0 | 0 | 0 | 0 | 0 | 0 | 0 | 0 | 0 | 0 | 0 | 0 | 0 | 0 | 0 | 0 | 0 | 0 | 0 | 0 | 0 | 0 | 0 | 0 | 0 | 0 | 0 | 0 | 0 | 0 | 0 | 0 | 0 | 0 | 0 | 0 | 0 | 0 | 0 | 0.04263% | 0 | 0 | 0 | 0 | 0 | 0 | 0 | 0 | 0 | 0 | 0 | 0 | 0 | 0 | 0 | 0 | 0 | 0 | 0 | 0 | 0 | 0 | 0 | 0
| Com-Chiller-Cadmus | M_Input | Cadmus created workbook. Based on the PSE 2014 chiller EUI, 2014 CBSA analysis to determine capacity per sqft by capacity buckets, and costs based on the NEEP Phase 4 Incremental Cost Report for the measure "Commercial Chillers". Baseline cost based on DEER 2008 were used to establish full costs. Costs were interpolated based on the associated efficiency and capacity bucket | 2020 | NR and New | 2022 | 2045 | PSE | Commercial | Restaurant | Electric | Per Building Sqft - Chiller > 300 ton - Water Cooled |  |  | Restaurant Chillers > 300 tons (centrifugal) - Premium Efficiency (Water Cooled) |  | 0.06238 | 20 | 0.08159 | 0 |  | 0 | 0 | 0 | 0 | 0 | 0 | 0 | 0 |  | 0 | 0 | 0 | Cooling | Chillers | Chiller | Chillers GT 300 tons Water Cooled Premium | CommCOOL | 0.004239% | 51% | 51% | 9726.5895 | 1 | 0% | 5% | 85% | 6.8% | 0.2% | 0.054415 | 0.00038928 | 0.0054804 | 0.088982 | 0 | 0 | 0 | 0.099431 | 0.010448 |  | 0.13654 | 0 | 0.13654 | 09. $0.130 to $0.150 | 1 | 0 | 01. ($9,999.00) to $0.22 | 1 | 0 | 0 | 0 | 0 | 0 | 0 | 0 | 0 | 0 | 0 | 0 | 0 | 0 | 0 | 0 | 0 | 0 | 0 | 0 | 0 | 0 | 0 | 0 | 0 | 0 | 0 | 0 | 0 | 0 | 0 | 0 | 0 | 0 | 0 | 0 | 0 | 0 | 0 | 0 | 0 | 0 | 0 | 0 | 0 | 0 | 0 | 0 | 0 | 0 | 0 | 0 | 0 | 0 | 0 | 0 | 0 | 0 | 0 | 0 | 0 | 0 | 0 | 0 | 0 | 0 | 0 | 0 | 0 | 0 | 0 | 0 | 0 | 0 | 0 | 0 | 0 | 0 | 0 | 0 | 0 | 0 | 0 | 0 | 0 | 0 | 0 | 0 | 0 | 0 | 0 | 0 | 0 | 0 | 0 | 0 | 0 | 0 | 0 | 0 | 0 | 0 | 0 | 0 | 0 | 0 | 0 | 0 | 0 | 0 | 0 | 0 | 0 | 0 | 0 | 0 | 0 | 0 | 0 | 0 | 0 | 0 | 0 | 0 | 0 | 0 | 0 | 0 | 0 | 0 | 0 | 0 | 0 | 0 | 0 | 0 | 0 | 0 | 0 | 0 | 0 | 0 | 0 | 0 | 0 | 0 | 0 | 0 | 0 | 0 | 0 | 0 | 0 | 0 | 0 | 0 | 0 | 0 | 0 | 0 | 0 | 0 | 0 | 0 | 0 | 0 | 0 | 0 | 0 | 0 | 0 | 0 | 0 | 0 | 0 | 0 | 0 | 0 | 0 | 0 | 0 | 0 | 0 | 0 | 0 | 0 | 0 | 0 | 0 | 0 | 0 | 0 | 0 | 0 | 0 | 0 | 0 | 0 | 0 | 0 | 0 | 0 | 0 | 0 | 0.04263% | 0 | 0 | 0 | 0 | 0 | 0 | 0 | 0 | 0 | 0 | 0 | 0 | 0 | 0 | 0 | 0 | 0 | 0 | 0 | 0 | 0 | 0 | 0 | 0
| Com-Chiller-Cadmus | M_Input | Cadmus created workbook. Based on the PSE 2014 chiller EUI, 2014 CBSA analysis to determine capacity per sqft by capacity buckets, and costs based on the NEEP Phase 4 Incremental Cost Report for the measure "Commercial Chillers". Baseline cost based on DEER 2008 were used to establish full costs. Costs were interpolated based on the associated efficiency and capacity bucket | 2020 | NR and New | 2022 | 2045 | PSE | Commercial | Lodging | Electric | Per Building Sqft - Chiller > 300 ton - Water Cooled |  |  | Lodging Chillers > 300 tons (centrifugal) - Premium Efficiency (Water Cooled) |  | 0.06238 | 20 | 0.042758 | 0 |  | 0 | 0 | 0 | 0 | 0 | 0 | 0 | 0 |  | 0 | 0 | 0 | Cooling | Chillers | Chiller | Chillers GT 300 tons Water Cooled Premium | CommCOOL | 0.004239% | 27.07% | 27.07% | 31385.388 | 1 | 2.042% | 5% | 85% | 6.8% | 0.2% | 0.054415 | 0.00038928 | 0.0054804 | 0.046632 | 0 | 0 | 0 | 0.049313 | 0.0026819 |  | 0.067721 | 0 | 0.067721 | 04. $0.062 to $0.070 | 1 | 0 | 01. ($9,999.00) to $0.22 | 1 | 280.7274 | 584.1468 | 833.929 | 951.9487 | 1237.9693 | 1545.5818 | 1922.3008 | 1920.2142 | 2435.1685 | 2851.7242 | 2912.4382 | 2668.8582 | 3609.6104 | 4140.3825 | 4207.2955 | 3937.059 | 4541.6189 | 4982.4206 | 5377.0488 | 5179.1359 | 5454.7216 | 5482.2083 | 5785.8944 | 5318.0917 | 17.5117 | 36.4389 | 52.0202 | 59.3823 | 77.2241 | 96.4129 | 119.9125 | 119.7824 | 151.9051 | 177.8897 | 181.677 | 166.4825 | 225.1664 | 258.2758 | 262.4498 | 245.5925 | 283.3048 | 310.8018 | 335.4186 | 323.0729 | 340.2638 | 341.9784 | 360.9223 | 331.7409 | 4875.6272 | 17.5117 | 53.9506 | 105.9708 | 165.3531 | 242.5772 | 338.9901 | 458.9026 | 578.685 | 730.5901 | 908.4797 | 1090.1567 | 1256.6392 | 1481.8056 | 1740.0814 | 2002.5311 | 2248.1237 | 2531.4284 | 2842.2303 | 3177.6489 | 3500.7218 | 3840.9856 | 4182.964 | 4543.8863 | 4875.6272 | 0 | 0 | 0 | 0 | 0 | 0 | 0 | 0 | 0 | 0 | 0 | 0 | 0 | 0 | 0 | 0 | 0 | 0 | 0 | 0 | 0 | 0 | 0 | 0 | 0 | 0 | 0 | 0 | 0 | 0 | 0 | 0 | 0 | 0 | 0 | 0 | 0 | 0 | 0 | 0 | 0 | 0 | 0 | 0 | 0 | 0 | 0 | 0 | 0 | 0 | 0 | 0 | 0 | 0 | 0 | 0 | 0 | 0 | 0 | 0 | 0 | 0.00074239 | 0.0022872 | 0.0044925 | 0.00701 | 0.010284 | 0.014371 | 0.019455 | 0.024533 | 0.030973 | 0.038514 | 0.046216 | 0.053274 | 0.06282 | 0.073769 | 0.084895 | 0.095307 | 0.10732 | 0.12049 | 0.13471 | 0.14841 | 0.16283 | 0.17733 | 0.19263 | 0.2067 | 13.8436 | 28.8063 | 41.1239 | 46.9439 | 61.0485 | 76.218 | 94.7953 | 94.6924 | 120.0865 | 140.6283 | 143.6224 | 131.6106 | 178.0023 | 204.1765 | 207.4762 | 194.1499 | 223.9629 | 245.7003 | 265.1608 | 255.401 | 268.9911 | 270.3466 | 285.3224 | 262.2534 | 3854.3631 | 0 | 0 | 0 | 0 | 0 | 0 | 0 | 0 | 0 | 0 | 0 | 0 | 0 | 0 | 0 | 0 | 0 | 0 | 0 | 0 | 0.04263% | 0.0074657 | 0.023001 | 0.045178 | 0.070495 | 0.10342 | 0.14452 | 0.19564 | 0.24671 | 0.31147 | 0.38731 | 0.46476 | 0.53574 | 0.63173 | 0.74184 | 0.85373 | 0.95844 | 1.0792 | 1.2117 | 1.3547 | 1.4925 | 1.6375 | 1.7833 | 1.9372 | 2.0786
| Com-Chiller-Cadmus | M_Input | Cadmus created workbook. Based on the PSE 2014 chiller EUI, 2014 CBSA analysis to determine capacity per sqft by capacity buckets, and costs based on the NEEP Phase 4 Incremental Cost Report for the measure "Commercial Chillers". Baseline cost based on DEER 2008 were used to establish full costs. Costs were interpolated based on the associated efficiency and capacity bucket | 2020 | NR and New | 2022 | 2045 | PSE | Commercial | Hospital | Electric | Per Building Sqft - Chiller > 300 ton - Water Cooled |  |  | Hospital Chillers > 300 tons (centrifugal) - Premium Efficiency (Water Cooled) |  | 0.065267 | 20 | 0.057645 | 0 |  | 0 | 0 | 0 | 0 | 0 | 0 | 0 | 0 |  | 0 | 0 | 0 | Cooling | Chillers | Chiller | Chillers GT 300 tons Water Cooled Premium | CommCOOL | 0.004239% | 22.77% | 22.77% | 80978.5882 | 1 | 0% | 5% | 85% | 6.8% | 0.2% | 0.056934 | 0.0004073 | 0.0057341 | 0.062867 | 0 | 0 | 0 | 0.068255 | 0.0053876 |  | 0.089586 | 0 | 0.089586 | 07. $0.085 to $0.115 | 1 | 0 | 01. ($9,999.00) to $0.22 | 1 | 0 | 0 | 0 | 0 | 0 | 0 | 0 | 0 | 0 | 0 | 0 | 0 | 0 | 0 | 0 | 0 | 0 | 0 | 0 | 0 | 0 | 0 | 0 | 0 | 0 | 0 | 0 | 0 | 0 | 0 | 0 | 0 | 0 | 0 | 0 | 0 | 0 | 0 | 0 | 0 | 0 | 0 | 0 | 0 | 0 | 0 | 0 | 0 | 0 | 0 | 0 | 0 | 0 | 0 | 0 | 0 | 0 | 0 | 0 | 0 | 0 | 0 | 0 | 0 | 0 | 0 | 0 | 0 | 0 | 0 | 0 | 0 | 0 | 0 | 0 | 0 | 0 | 0 | 0 | 0 | 0 | 0 | 0 | 0 | 0 | 0 | 0 | 0 | 0 | 0 | 0 | 0 | 0 | 0 | 0 | 0 | 0 | 0 | 0 | 0 | 0 | 0 | 0 | 0 | 0 | 0 | 0 | 0 | 0 | 0 | 0 | 0 | 0 | 0 | 0 | 0 | 0 | 0 | 0 | 0 | 0 | 0 | 0 | 0 | 0 | 0 | 0 | 0 | 0 | 0 | 0 | 0 | 0 | 0 | 0 | 0 | 0 | 0 | 0 | 0 | 0 | 0 | 0 | 0 | 0 | 0 | 0 | 0 | 0 | 0 | 0 | 0 | 0 | 0 | 0 | 0 | 0 | 0 | 0 | 0 | 0 | 0 | 0 | 0 | 0 | 0 | 0 | 0 | 0 | 0 | 0 | 0 | 0 | 0 | 0 | 0 | 0 | 0 | 0 | 0 | 0 | 0 | 0 | 0 | 0 | 0 | 0 | 0 | 0 | 0 | 0 | 0 | 0 | 0 | 0 | 0 | 0 | 0 | 0 | 0 | 0 | 0 | 0 | 0.04263% | 0 | 0 | 0 | 0 | 0 | 0 | 0 | 0 | 0 | 0 | 0 | 0 | 0 | 0 | 0 | 0 | 0 | 0 | 0 | 0 | 0 | 0 | 0 | 0
| Com-Chiller-Cadmus | M_Input | Cadmus created workbook. Based on the PSE 2014 chiller EUI, 2014 CBSA analysis to determine capacity per sqft by capacity buckets, and costs based on the NEEP Phase 4 Incremental Cost Report for the measure "Commercial Chillers". Baseline cost based on DEER 2008 were used to establish full costs. Costs were interpolated based on the associated efficiency and capacity bucket | 2020 | NR and New | 2022 | 2045 | PSE | Commercial | Residential Care | Electric | Per Building Sqft - Chiller > 300 ton - Water Cooled |  |  | Residential Care Chillers > 300 tons (centrifugal) - Premium Efficiency (Water Cooled) |  | 0.06238 | 20 | 0.057645 | 0 |  | 0 | 0 | 0 | 0 | 0 | 0 | 0 | 0 |  | 0 | 0 | 0 | Cooling | Chillers | Chiller | Chillers GT 300 tons Water Cooled Premium | CommCOOL | 0.004239% | 6.763% | 6.763% | 89213.7828 | 1 | 0% | 5% | 85% | 6.8% | 0.2% | 0.054415 | 0.00038928 | 0.0054804 | 0.062867 | 0 | 0 | 0 | 0.068527 | 0.0056593 |  | 0.094105 | 0 | 0.094105 | 07. $0.085 to $0.115 | 1 | 0 | 01. ($9,999.00) to $0.22 | 1 | 0 | 0 | 0 | 0 | 0 | 0 | 0 | 0 | 0 | 0 | 0 | 0 | 0 | 0 | 0 | 0 | 0 | 0 | 0 | 0 | 0 | 0 | 0 | 0 | 0 | 0 | 0 | 0 | 0 | 0 | 0 | 0 | 0 | 0 | 0 | 0 | 0 | 0 | 0 | 0 | 0 | 0 | 0 | 0 | 0 | 0 | 0 | 0 | 0 | 0 | 0 | 0 | 0 | 0 | 0 | 0 | 0 | 0 | 0 | 0 | 0 | 0 | 0 | 0 | 0 | 0 | 0 | 0 | 0 | 0 | 0 | 0 | 0 | 0 | 0 | 0 | 0 | 0 | 0 | 0 | 0 | 0 | 0 | 0 | 0 | 0 | 0 | 0 | 0 | 0 | 0 | 0 | 0 | 0 | 0 | 0 | 0 | 0 | 0 | 0 | 0 | 0 | 0 | 0 | 0 | 0 | 0 | 0 | 0 | 0 | 0 | 0 | 0 | 0 | 0 | 0 | 0 | 0 | 0 | 0 | 0 | 0 | 0 | 0 | 0 | 0 | 0 | 0 | 0 | 0 | 0 | 0 | 0 | 0 | 0 | 0 | 0 | 0 | 0 | 0 | 0 | 0 | 0 | 0 | 0 | 0 | 0 | 0 | 0 | 0 | 0 | 0 | 0 | 0 | 0 | 0 | 0 | 0 | 0 | 0 | 0 | 0 | 0 | 0 | 0 | 0 | 0 | 0 | 0 | 0 | 0 | 0 | 0 | 0 | 0 | 0 | 0 | 0 | 0 | 0 | 0 | 0 | 0 | 0 | 0 | 0 | 0 | 0 | 0 | 0 | 0 | 0 | 0 | 0 | 0 | 0 | 0 | 0 | 0 | 0 | 0 | 0 | 0 | 0.04263% | 0 | 0 | 0 | 0 | 0 | 0 | 0 | 0 | 0 | 0 | 0 | 0 | 0 | 0 | 0 | 0 | 0 | 0 | 0 | 0 | 0 | 0 | 0 | 0
| Com-Chiller-Cadmus | M_Input | Cadmus created workbook. Based on the PSE 2014 chiller EUI, 2014 CBSA analysis to determine capacity per sqft by capacity buckets, and costs based on the NEEP Phase 4 Incremental Cost Report for the measure "Commercial Chillers". Baseline cost based on DEER 2008 were used to establish full costs. Costs were interpolated based on the associated efficiency and capacity bucket | 2020 | NR and New | 2022 | 2045 | PSE | Commercial | Large Off | Electric | Per Building Sqft - Chiller > 300 ton - Water Cooled |  |  | Large Off Chillers > 300 tons (centrifugal) with VSD - Advanced Efficiency (Water Cooled) |  | 0.12216 | 20 | 0.18424 | 0 |  | 0 | 0 | 0 | 0 | 0 | 0 | 0 | 0 |  | 0 | 0 | 0 | Cooling | Chillers | Chiller | Chillers GT 300 tons Water Cooled Advanced VSD | CommCOOL | 0.004239% | 22.96% | 22.96% | 229881.7404 | 1 | 16.32% | 5% | 85% | 6.8% | 0.2% | 0.10656 | 0.00076235 | 0.010733 | 0.20093 | 0 | 0 | 0 | 0.22629 | 0.025353 |  | 0.15868 | 0 | 0.15868 | 10. $0.150 to $0.175 | 0 | 0 | 01. ($9,999.00) to $0.22 | 1 | 5064.3092 | 10547.9594 | 15060.3159 | 17178.0279 | 22362.164 | 27945.3726 | 34793.2194 | 34745.5306 | 44122.899 | 51713.1105 | 52825.9782 | 48400.55 | 65556.7623 | 75249.1684 | 76496.138 | 71606.0313 | 82658.1877 | 90732.0288 | 97969.6742 | 94417.2774 | 99490.2682 | 100043.0067 | 105627.2324 | 97156.024 | 618.6627 | 1288.5526 | 1839.788 | 2098.4905 | 2731.7914 | 3413.8435 | 4250.3855 | 4244.5597 | 5390.1114 | 6317.3416 | 6453.291 | 5912.6749 | 8008.5003 | 9192.5374 | 9344.8689 | 8747.487 | 10097.633 | 11083.944 | 11968.1043 | 11534.1388 | 12153.8621 | 12221.3853 | 12903.5617 | 11868.7077 | 173684.2231 | 618.6627 | 1907.2153 | 3747.0033 | 5845.4938 | 8577.2851 | 11991.1286 | 16241.5141 | 20486.0738 | 25876.1852 | 32193.5268 | 38646.8178 | 44559.4927 | 52567.993 | 61760.5304 | 71105.3993 | 79852.8863 | 89950.5192 | 101034.4632 | 113002.5675 | 124536.7063 | 136690.5684 | 148911.9537 | 161815.5154 | 173684.2231 | 0 | 0 | 0 | 0 | 0 | 0 | 0 | 0 | 0 | 0 | 0 | 0 | 0 | 0 | 0 | 0 | 0 | 0 | 0 | 0 | 0 | 0 | 0 | 0 | 0 | 0 | 0 | 0 | 0 | 0 | 0 | 0 | 0 | 0 | 0 | 0 | 0 | 0 | 0 | 0 | 0 | 0 | 0 | 0 | 0 | 0 | 0 | 0 | 0 | 0 | 0 | 0 | 0 | 0 | 0 | 0 | 0 | 0 | 0 | 0 | 0 | 0.026228 | 0.080854 | 0.15885 | 0.24781 | 0.36362 | 0.50835 | 0.68854 | 0.86849 | 1.097 | 1.3648 | 1.6384 | 1.8891 | 2.2286 | 2.6183 | 3.0144 | 3.3853 | 3.8134 | 4.2832 | 4.7906 | 5.2796 | 5.7949 | 6.313 | 6.86 | 7.3632 | 1145.9895 | 2386.8705 | 3407.96 | 3887.1716 | 5060.2763 | 6323.6862 | 7873.2678 | 7862.4764 | 9984.4569 | 11702.0262 | 11953.8542 | 10952.4354 | 14834.6704 | 17027.94 | 17310.1135 | 16203.5439 | 18704.5078 | 20531.5165 | 22169.3045 | 21365.4418 | 22513.3958 | 22638.4736 | 23902.1136 | 21985.1857 | 321726.678 | 0 | 0 | 0 | 0 | 0 | 0 | 0 | 0 | 0 | 0 | 0 | 0 | 0 | 0 | 0 | 0 | 0 | 0 | 0 | 0 | 0.04263% | 0.26375 | 0.8131 | 1.5974 | 2.4921 | 3.6567 | 5.1121 | 6.9242 | 8.7338 | 11.0317 | 13.725 | 16.4762 | 18.9969 | 22.4112 | 26.3302 | 30.3142 | 34.0435 | 38.3483 | 43.0737 | 48.1761 | 53.0934 | 58.2749 | 63.4852 | 68.9863 | 74.0463
| Com-Chiller-Cadmus | M_Input | Cadmus created workbook. Based on the PSE 2014 chiller EUI, 2014 CBSA analysis to determine capacity per sqft by capacity buckets, and costs based on the NEEP Phase 4 Incremental Cost Report for the measure "Commercial Chillers". Baseline cost based on DEER 2008 were used to establish full costs. Costs were interpolated based on the associated efficiency and capacity bucket | 2020 | NR and New | 2022 | 2045 | PSE | Commercial | Medium Off | Electric | Per Building Sqft - Chiller > 300 ton - Water Cooled |  |  | Medium Off Chillers > 300 tons (centrifugal) with VSD - Advanced Efficiency (Water Cooled) |  | 0.12216 | 20 | 0.18424 | 0 |  | 0 | 0 | 0 | 0 | 0 | 0 | 0 | 0 |  | 0 | 0 | 0 | Cooling | Chillers | Chiller | Chillers GT 300 tons Water Cooled Advanced VSD | CommCOOL | 0.004239% | 22.96% | 22.96% | 41759.2514 | 1 | 0% | 5% | 85% | 6.8% | 0.2% | 0.10656 | 0.00076235 | 0.010733 | 0.20093 | 0 | 0 | 0 | 0.22629 | 0.025353 |  | 0.15868 | 0 | 0.15868 | 10. $0.150 to $0.175 | 0 | 0 | 01. ($9,999.00) to $0.22 | 1 | 0 | 0 | 0 | 0 | 0 | 0 | 0 | 0 | 0 | 0 | 0 | 0 | 0 | 0 | 0 | 0 | 0 | 0 | 0 | 0 | 0 | 0 | 0 | 0 | 0 | 0 | 0 | 0 | 0 | 0 | 0 | 0 | 0 | 0 | 0 | 0 | 0 | 0 | 0 | 0 | 0 | 0 | 0 | 0 | 0 | 0 | 0 | 0 | 0 | 0 | 0 | 0 | 0 | 0 | 0 | 0 | 0 | 0 | 0 | 0 | 0 | 0 | 0 | 0 | 0 | 0 | 0 | 0 | 0 | 0 | 0 | 0 | 0 | 0 | 0 | 0 | 0 | 0 | 0 | 0 | 0 | 0 | 0 | 0 | 0 | 0 | 0 | 0 | 0 | 0 | 0 | 0 | 0 | 0 | 0 | 0 | 0 | 0 | 0 | 0 | 0 | 0 | 0 | 0 | 0 | 0 | 0 | 0 | 0 | 0 | 0 | 0 | 0 | 0 | 0 | 0 | 0 | 0 | 0 | 0 | 0 | 0 | 0 | 0 | 0 | 0 | 0 | 0 | 0 | 0 | 0 | 0 | 0 | 0 | 0 | 0 | 0 | 0 | 0 | 0 | 0 | 0 | 0 | 0 | 0 | 0 | 0 | 0 | 0 | 0 | 0 | 0 | 0 | 0 | 0 | 0 | 0 | 0 | 0 | 0 | 0 | 0 | 0 | 0 | 0 | 0 | 0 | 0 | 0 | 0 | 0 | 0 | 0 | 0 | 0 | 0 | 0 | 0 | 0 | 0 | 0 | 0 | 0 | 0 | 0 | 0 | 0 | 0 | 0 | 0 | 0 | 0 | 0 | 0 | 0 | 0 | 0 | 0 | 0 | 0 | 0 | 0 | 0 | 0.04263% | 0 | 0 | 0 | 0 | 0 | 0 | 0 | 0 | 0 | 0 | 0 | 0 | 0 | 0 | 0 | 0 | 0 | 0 | 0 | 0 | 0 | 0 | 0 | 0
| Com-Chiller-Cadmus | M_Input | Cadmus created workbook. Based on the PSE 2014 chiller EUI, 2014 CBSA analysis to determine capacity per sqft by capacity buckets, and costs based on the NEEP Phase 4 Incremental Cost Report for the measure "Commercial Chillers". Baseline cost based on DEER 2008 were used to establish full costs. Costs were interpolated based on the associated efficiency and capacity bucket | 2020 | NR and New | 2022 | 2045 | PSE | Commercial | Small Off | Electric | Per Building Sqft - Chiller > 300 ton - Water Cooled |  |  | Small Off Chillers > 300 tons (centrifugal) with VSD - Advanced Efficiency (Water Cooled) |  | 0.12216 | 20 | 0.18424 | 0 |  | 0 | 0 | 0 | 0 | 0 | 0 | 0 | 0 |  | 0 | 0 | 0 | Cooling | Chillers | Chiller | Chillers GT 300 tons Water Cooled Advanced VSD | CommCOOL | 0.004239% | 22.96% | 22.96% | 4797.7732 | 1 | 0% | 5% | 85% | 6.8% | 0.2% | 0.10656 | 0.00076235 | 0.010733 | 0.20093 | 0 | 0 | 0 | 0.22629 | 0.025353 |  | 0.15868 | 0 | 0.15868 | 10. $0.150 to $0.175 | 0 | 0 | 01. ($9,999.00) to $0.22 | 1 | 0 | 0 | 0 | 0 | 0 | 0 | 0 | 0 | 0 | 0 | 0 | 0 | 0 | 0 | 0 | 0 | 0 | 0 | 0 | 0 | 0 | 0 | 0 | 0 | 0 | 0 | 0 | 0 | 0 | 0 | 0 | 0 | 0 | 0 | 0 | 0 | 0 | 0 | 0 | 0 | 0 | 0 | 0 | 0 | 0 | 0 | 0 | 0 | 0 | 0 | 0 | 0 | 0 | 0 | 0 | 0 | 0 | 0 | 0 | 0 | 0 | 0 | 0 | 0 | 0 | 0 | 0 | 0 | 0 | 0 | 0 | 0 | 0 | 0 | 0 | 0 | 0 | 0 | 0 | 0 | 0 | 0 | 0 | 0 | 0 | 0 | 0 | 0 | 0 | 0 | 0 | 0 | 0 | 0 | 0 | 0 | 0 | 0 | 0 | 0 | 0 | 0 | 0 | 0 | 0 | 0 | 0 | 0 | 0 | 0 | 0 | 0 | 0 | 0 | 0 | 0 | 0 | 0 | 0 | 0 | 0 | 0 | 0 | 0 | 0 | 0 | 0 | 0 | 0 | 0 | 0 | 0 | 0 | 0 | 0 | 0 | 0 | 0 | 0 | 0 | 0 | 0 | 0 | 0 | 0 | 0 | 0 | 0 | 0 | 0 | 0 | 0 | 0 | 0 | 0 | 0 | 0 | 0 | 0 | 0 | 0 | 0 | 0 | 0 | 0 | 0 | 0 | 0 | 0 | 0 | 0 | 0 | 0 | 0 | 0 | 0 | 0 | 0 | 0 | 0 | 0 | 0 | 0 | 0 | 0 | 0 | 0 | 0 | 0 | 0 | 0 | 0 | 0 | 0 | 0 | 0 | 0 | 0 | 0 | 0 | 0 | 0 | 0 | 0.04263% | 0 | 0 | 0 | 0 | 0 | 0 | 0 | 0 | 0 | 0 | 0 | 0 | 0 | 0 | 0 | 0 | 0 | 0 | 0 | 0 | 0 | 0 | 0 | 0
| Com-Chiller-Cadmus | M_Input | Cadmus created workbook. Based on the PSE 2014 chiller EUI, 2014 CBSA analysis to determine capacity per sqft by capacity buckets, and costs based on the NEEP Phase 4 Incremental Cost Report for the measure "Commercial Chillers". Baseline cost based on DEER 2008 were used to establish full costs. Costs were interpolated based on the associated efficiency and capacity bucket | 2020 | NR and New | 2022 | 2045 | PSE | Commercial | Xlarge Ret | Electric | Per Building Sqft - Chiller > 300 ton - Water Cooled |  |  | XLarge Ret Chillers > 300 tons (centrifugal) with VSD - Advanced Efficiency (Water Cooled) |  | 0.10397 | 20 | 0.13598 | 0 |  | 0 | 0 | 0 | 0 | 0 | 0 | 0 | 0 |  | 0 | 0 | 0 | Cooling | Chillers | Chiller | Chillers GT 300 tons Water Cooled Advanced VSD | CommCOOL | 0.004239% | 47.57% | 47.57% | 280351.2881 | 1 | 1.794% | 5% | 85% | 6.8% | 0.2% | 0.090692 | 0.0006488 | 0.0091341 | 0.1483 | 0 | 0 | 0 | 0.16572 | 0.017414 |  | 0.13654 | 0 | 0.13654 | 09. $0.130 to $0.150 | 1 | 0 | 01. ($9,999.00) to $0.22 | 1 | 407.993 | 847.9383 | 1210.2882 | 1382.9178 | 1796.0826 | 2239.6501 | 2781.8246 | 2779.7283 | 3519.1706 | 4116.8223 | 4203.1839 | 3852.2485 | 5200.6384 | 5960.0543 | 6053.1706 | 5661.8597 | 6525.626 | 7153.8456 | 7715.2933 | 7425.778 | 7816.0401 | 7850.2513 | 8280.9334 | 7604.346 | 42.4175 | 88.1569 | 125.829 | 143.7766 | 186.7318 | 232.8478 | 289.2156 | 288.9976 | 365.8746 | 428.0101 | 436.9888 | 400.5034 | 540.6903 | 619.6439 | 629.3248 | 588.6417 | 678.4442 | 743.7577 | 802.1293 | 772.0295 | 812.6036 | 816.1604 | 860.9367 | 790.5945 | 11684.3064 | 42.4175 | 130.5743 | 256.4033 | 400.18 | 586.9118 | 819.7595 | 1108.9751 | 1397.9728 | 1763.8473 | 2191.8575 | 2628.8463 | 3029.3498 | 3570.0401 | 4189.6839 | 4819.0088 | 5407.6505 | 6086.0947 | 6829.8524 | 7631.9817 | 8404.0112 | 9216.6148 | 10032.7752 | 10893.7119 | 11684.3064 | 0 | 0 | 0 | 0 | 0 | 0 | 0 | 0 | 0 | 0 | 0 | 0 | 0 | 0 | 0 | 0 | 0 | 0 | 0 | 0 | 0 | 0 | 0 | 0 | 0 | 0 | 0 | 0 | 0 | 0 | 0 | 0 | 0 | 0 | 0 | 0 | 0 | 0 | 0 | 0 | 0 | 0 | 0 | 0 | 0 | 0 | 0 | 0 | 0 | 0 | 0 | 0 | 0 | 0 | 0 | 0 | 0 | 0 | 0 | 0 | 0 | 0.0017982 | 0.0055356 | 0.01087 | 0.016965 | 0.024882 | 0.034753 | 0.047014 | 0.059266 | 0.074776 | 0.092921 | 0.11145 | 0.12843 | 0.15135 | 0.17762 | 0.2043 | 0.22925 | 0.25801 | 0.28954 | 0.32355 | 0.35628 | 0.39073 | 0.42533 | 0.46183 | 0.49534 | 67.6116 | 140.5183 | 200.5661 | 229.1739 | 297.6426 | 371.1495 | 460.9974 | 460.65 | 583.1887 | 682.2301 | 696.5417 | 638.3856 | 861.8375 | 987.6861 | 1003.1172 | 938.27 | 1081.4114 | 1185.5184 | 1278.5602 | 1230.5824 | 1295.2558 | 1300.9252 | 1372.2968 | 1260.1743 | 18624.2909 | 0 | 0 | 0 | 0 | 0 | 0 | 0 | 0 | 0 | 0 | 0 | 0 | 0 | 0 | 0 | 0 | 0 | 0 | 0 | 0 | 0.04263% | 0.018084 | 0.055667 | 0.10931 | 0.17061 | 0.25022 | 0.34949 | 0.47279 | 0.59599 | 0.75198 | 0.93445 | 1.1207 | 1.2915 | 1.522 | 1.7862 | 2.0545 | 2.3054 | 2.5947 | 2.9118 | 3.2537 | 3.5829 | 3.9293 | 4.2772 | 4.6443 | 4.9813
| Com-Chiller-Cadmus | M_Input | Cadmus created workbook. Based on the PSE 2014 chiller EUI, 2014 CBSA analysis to determine capacity per sqft by capacity buckets, and costs based on the NEEP Phase 4 Incremental Cost Report for the measure "Commercial Chillers". Baseline cost based on DEER 2008 were used to establish full costs. Costs were interpolated based on the associated efficiency and capacity bucket | 2020 | NR and New | 2022 | 2045 | PSE | Commercial | Large Ret | Electric | Per Building Sqft - Chiller > 300 ton - Water Cooled |  |  | Large Ret Chillers > 300 tons (centrifugal) with VSD - Advanced Efficiency (Water Cooled) |  | 0.10397 | 20 | 0.13598 | 0 |  | 0 | 0 | 0 | 0 | 0 | 0 | 0 | 0 |  | 0 | 0 | 0 | Cooling | Chillers | Chiller | Chillers GT 300 tons Water Cooled Advanced VSD | CommCOOL | 0.004239% | 47.57% | 47.57% | 94425.5221 | 1 | 0% | 5% | 85% | 6.8% | 0.2% | 0.090692 | 0.0006488 | 0.0091341 | 0.1483 | 0 | 0 | 0 | 0.16572 | 0.017414 |  | 0.13654 | 0 | 0.13654 | 09. $0.130 to $0.150 | 1 | 0 | 01. ($9,999.00) to $0.22 | 1 | 0 | 0 | 0 | 0 | 0 | 0 | 0 | 0 | 0 | 0 | 0 | 0 | 0 | 0 | 0 | 0 | 0 | 0 | 0 | 0 | 0 | 0 | 0 | 0 | 0 | 0 | 0 | 0 | 0 | 0 | 0 | 0 | 0 | 0 | 0 | 0 | 0 | 0 | 0 | 0 | 0 | 0 | 0 | 0 | 0 | 0 | 0 | 0 | 0 | 0 | 0 | 0 | 0 | 0 | 0 | 0 | 0 | 0 | 0 | 0 | 0 | 0 | 0 | 0 | 0 | 0 | 0 | 0 | 0 | 0 | 0 | 0 | 0 | 0 | 0 | 0 | 0 | 0 | 0 | 0 | 0 | 0 | 0 | 0 | 0 | 0 | 0 | 0 | 0 | 0 | 0 | 0 | 0 | 0 | 0 | 0 | 0 | 0 | 0 | 0 | 0 | 0 | 0 | 0 | 0 | 0 | 0 | 0 | 0 | 0 | 0 | 0 | 0 | 0 | 0 | 0 | 0 | 0 | 0 | 0 | 0 | 0 | 0 | 0 | 0 | 0 | 0 | 0 | 0 | 0 | 0 | 0 | 0 | 0 | 0 | 0 | 0 | 0 | 0 | 0 | 0 | 0 | 0 | 0 | 0 | 0 | 0 | 0 | 0 | 0 | 0 | 0 | 0 | 0 | 0 | 0 | 0 | 0 | 0 | 0 | 0 | 0 | 0 | 0 | 0 | 0 | 0 | 0 | 0 | 0 | 0 | 0 | 0 | 0 | 0 | 0 | 0 | 0 | 0 | 0 | 0 | 0 | 0 | 0 | 0 | 0 | 0 | 0 | 0 | 0 | 0 | 0 | 0 | 0 | 0 | 0 | 0 | 0 | 0 | 0 | 0 | 0 | 0 | 0.04263% | 0 | 0 | 0 | 0 | 0 | 0 | 0 | 0 | 0 | 0 | 0 | 0 | 0 | 0 | 0 | 0 | 0 | 0 | 0 | 0 | 0 | 0 | 0 | 0
| Com-Chiller-Cadmus | M_Input | Cadmus created workbook. Based on the PSE 2014 chiller EUI, 2014 CBSA analysis to determine capacity per sqft by capacity buckets, and costs based on the NEEP Phase 4 Incremental Cost Report for the measure "Commercial Chillers". Baseline cost based on DEER 2008 were used to establish full costs. Costs were interpolated based on the associated efficiency and capacity bucket | 2020 | NR and New | 2022 | 2045 | PSE | Commercial | Medium Ret | Electric | Per Building Sqft - Chiller > 300 ton - Water Cooled |  |  | Medium Ret Chillers > 300 tons (centrifugal) with VSD - Advanced Efficiency (Water Cooled) |  | 0.10397 | 20 | 0.13598 | 0 |  | 0 | 0 | 0 | 0 | 0 | 0 | 0 | 0 |  | 0 | 0 | 0 | Cooling | Chillers | Chiller | Chillers GT 300 tons Water Cooled Advanced VSD | CommCOOL | 0.004239% | 47.57% | 47.57% | 13333.1618 | 1 | 0% | 5% | 85% | 6.8% | 0.2% | 0.090692 | 0.0006488 | 0.0091341 | 0.1483 | 0 | 0 | 0 | 0.16572 | 0.017414 |  | 0.13654 | 0 | 0.13654 | 09. $0.130 to $0.150 | 1 | 0 | 01. ($9,999.00) to $0.22 | 1 | 0 | 0 | 0 | 0 | 0 | 0 | 0 | 0 | 0 | 0 | 0 | 0 | 0 | 0 | 0 | 0 | 0 | 0 | 0 | 0 | 0 | 0 | 0 | 0 | 0 | 0 | 0 | 0 | 0 | 0 | 0 | 0 | 0 | 0 | 0 | 0 | 0 | 0 | 0 | 0 | 0 | 0 | 0 | 0 | 0 | 0 | 0 | 0 | 0 | 0 | 0 | 0 | 0 | 0 | 0 | 0 | 0 | 0 | 0 | 0 | 0 | 0 | 0 | 0 | 0 | 0 | 0 | 0 | 0 | 0 | 0 | 0 | 0 | 0 | 0 | 0 | 0 | 0 | 0 | 0 | 0 | 0 | 0 | 0 | 0 | 0 | 0 | 0 | 0 | 0 | 0 | 0 | 0 | 0 | 0 | 0 | 0 | 0 | 0 | 0 | 0 | 0 | 0 | 0 | 0 | 0 | 0 | 0 | 0 | 0 | 0 | 0 | 0 | 0 | 0 | 0 | 0 | 0 | 0 | 0 | 0 | 0 | 0 | 0 | 0 | 0 | 0 | 0 | 0 | 0 | 0 | 0 | 0 | 0 | 0 | 0 | 0 | 0 | 0 | 0 | 0 | 0 | 0 | 0 | 0 | 0 | 0 | 0 | 0 | 0 | 0 | 0 | 0 | 0 | 0 | 0 | 0 | 0 | 0 | 0 | 0 | 0 | 0 | 0 | 0 | 0 | 0 | 0 | 0 | 0 | 0 | 0 | 0 | 0 | 0 | 0 | 0 | 0 | 0 | 0 | 0 | 0 | 0 | 0 | 0 | 0 | 0 | 0 | 0 | 0 | 0 | 0 | 0 | 0 | 0 | 0 | 0 | 0 | 0 | 0 | 0 | 0 | 0 | 0.04263% | 0 | 0 | 0 | 0 | 0 | 0 | 0 | 0 | 0 | 0 | 0 | 0 | 0 | 0 | 0 | 0 | 0 | 0 | 0 | 0 | 0 | 0 | 0 | 0
| Com-Chiller-Cadmus | M_Input | Cadmus created workbook. Based on the PSE 2014 chiller EUI, 2014 CBSA analysis to determine capacity per sqft by capacity buckets, and costs based on the NEEP Phase 4 Incremental Cost Report for the measure "Commercial Chillers". Baseline cost based on DEER 2008 were used to establish full costs. Costs were interpolated based on the associated efficiency and capacity bucket | 2020 | NR and New | 2022 | 2045 | PSE | Commercial | Small Ret | Electric | Per Building Sqft - Chiller > 300 ton - Water Cooled |  |  | Small Ret Chillers > 300 tons (centrifugal) with VSD - Advanced Efficiency (Water Cooled) |  | 0.10397 | 20 | 0.13598 | 0 |  | 0 | 0 | 0 | 0 | 0 | 0 | 0 | 0 |  | 0 | 0 | 0 | Cooling | Chillers | Chiller | Chillers GT 300 tons Water Cooled Advanced VSD | CommCOOL | 0.004239% | 47.57% | 47.57% | 2170.2819 | 1 | 0% | 5% | 85% | 6.8% | 0.2% | 0.090692 | 0.0006488 | 0.0091341 | 0.1483 | 0 | 0 | 0 | 0.16572 | 0.017414 |  | 0.13654 | 0 | 0.13654 | 09. $0.130 to $0.150 | 1 | 0 | 01. ($9,999.00) to $0.22 | 1 | 0 | 0 | 0 | 0 | 0 | 0 | 0 | 0 | 0 | 0 | 0 | 0 | 0 | 0 | 0 | 0 | 0 | 0 | 0 | 0 | 0 | 0 | 0 | 0 | 0 | 0 | 0 | 0 | 0 | 0 | 0 | 0 | 0 | 0 | 0 | 0 | 0 | 0 | 0 | 0 | 0 | 0 | 0 | 0 | 0 | 0 | 0 | 0 | 0 | 0 | 0 | 0 | 0 | 0 | 0 | 0 | 0 | 0 | 0 | 0 | 0 | 0 | 0 | 0 | 0 | 0 | 0 | 0 | 0 | 0 | 0 | 0 | 0 | 0 | 0 | 0 | 0 | 0 | 0 | 0 | 0 | 0 | 0 | 0 | 0 | 0 | 0 | 0 | 0 | 0 | 0 | 0 | 0 | 0 | 0 | 0 | 0 | 0 | 0 | 0 | 0 | 0 | 0 | 0 | 0 | 0 | 0 | 0 | 0 | 0 | 0 | 0 | 0 | 0 | 0 | 0 | 0 | 0 | 0 | 0 | 0 | 0 | 0 | 0 | 0 | 0 | 0 | 0 | 0 | 0 | 0 | 0 | 0 | 0 | 0 | 0 | 0 | 0 | 0 | 0 | 0 | 0 | 0 | 0 | 0 | 0 | 0 | 0 | 0 | 0 | 0 | 0 | 0 | 0 | 0 | 0 | 0 | 0 | 0 | 0 | 0 | 0 | 0 | 0 | 0 | 0 | 0 | 0 | 0 | 0 | 0 | 0 | 0 | 0 | 0 | 0 | 0 | 0 | 0 | 0 | 0 | 0 | 0 | 0 | 0 | 0 | 0 | 0 | 0 | 0 | 0 | 0 | 0 | 0 | 0 | 0 | 0 | 0 | 0 | 0 | 0 | 0 | 0 | 0.04263% | 0 | 0 | 0 | 0 | 0 | 0 | 0 | 0 | 0 | 0 | 0 | 0 | 0 | 0 | 0 | 0 | 0 | 0 | 0 | 0 | 0 | 0 | 0 | 0
| Com-Chiller-Cadmus | M_Input | Cadmus created workbook. Based on the PSE 2014 chiller EUI, 2014 CBSA analysis to determine capacity per sqft by capacity buckets, and costs based on the NEEP Phase 4 Incremental Cost Report for the measure "Commercial Chillers". Baseline cost based on DEER 2008 were used to establish full costs. Costs were interpolated based on the associated efficiency and capacity bucket | 2020 | NR and New | 2022 | 2045 | PSE | Commercial | School K-12 | Electric | Per Building Sqft - Chiller > 300 ton - Water Cooled |  |  | School K-12 Chillers > 300 tons (centrifugal) with VSD - Advanced Efficiency (Water Cooled) |  | 0.021203 | 20 | 0.12196 | 0 |  | 0 | 0 | 0 | 0 | 0 | 0 | 0 | 0 |  | 0 | 0 | 0 | Cooling | Chillers | Chiller | Chillers GT 300 tons Water Cooled Advanced VSD | CommCOOL | 0.004239% | 25.17% | 25.17% | 36549.9879 | 1 | 0% | 5% | 85% | 6.8% | 0.2% | 0.018496 | 0.00013232 | 0.0018628 | 0.13301 | 0 | 0 | 0 | 0.15541 | 0.022397 |  | 0.62787 | 0 | 0.62787 | 13. $0.225 to $99,999.000 | 0 | 0 | 01. ($9,999.00) to $0.22 | 1 | 0 | 0 | 0 | 0 | 0 | 0 | 0 | 0 | 0 | 0 | 0 | 0 | 0 | 0 | 0 | 0 | 0 | 0 | 0 | 0 | 0 | 0 | 0 | 0 | 0 | 0 | 0 | 0 | 0 | 0 | 0 | 0 | 0 | 0 | 0 | 0 | 0 | 0 | 0 | 0 | 0 | 0 | 0 | 0 | 0 | 0 | 0 | 0 | 0 | 0 | 0 | 0 | 0 | 0 | 0 | 0 | 0 | 0 | 0 | 0 | 0 | 0 | 0 | 0 | 0 | 0 | 0 | 0 | 0 | 0 | 0 | 0 | 0 | 0 | 0 | 0 | 0 | 0 | 0 | 0 | 0 | 0 | 0 | 0 | 0 | 0 | 0 | 0 | 0 | 0 | 0 | 0 | 0 | 0 | 0 | 0 | 0 | 0 | 0 | 0 | 0 | 0 | 0 | 0 | 0 | 0 | 0 | 0 | 0 | 0 | 0 | 0 | 0 | 0 | 0 | 0 | 0 | 0 | 0 | 0 | 0 | 0 | 0 | 0 | 0 | 0 | 0 | 0 | 0 | 0 | 0 | 0 | 0 | 0 | 0 | 0 | 0 | 0 | 0 | 0 | 0 | 0 | 0 | 0 | 0 | 0 | 0 | 0 | 0 | 0 | 0 | 0 | 0 | 0 | 0 | 0 | 0 | 0 | 0 | 0 | 0 | 0 | 0 | 0 | 0 | 0 | 0 | 0 | 0 | 0 | 0 | 0 | 0 | 0 | 0 | 0 | 0 | 0 | 0 | 0 | 0 | 0 | 0 | 0 | 0 | 0 | 0 | 0 | 0 | 0 | 0 | 0 | 0 | 0 | 0 | 0 | 0 | 0 | 0 | 0 | 0 | 0 | 0 | 0.04263% | 0 | 0 | 0 | 0 | 0 | 0 | 0 | 0 | 0 | 0 | 0 | 0 | 0 | 0 | 0 | 0 | 0 | 0 | 0 | 0 | 0 | 0 | 0 | 0
| Com-Chiller-Cadmus | M_Input | Cadmus created workbook. Based on the PSE 2014 chiller EUI, 2014 CBSA analysis to determine capacity per sqft by capacity buckets, and costs based on the NEEP Phase 4 Incremental Cost Report for the measure "Commercial Chillers". Baseline cost based on DEER 2008 were used to establish full costs. Costs were interpolated based on the associated efficiency and capacity bucket | 2020 | NR and New | 2022 | 2045 | PSE | Commercial | University | Electric | Per Building Sqft - Chiller > 300 ton - Water Cooled |  |  | University Chillers > 300 tons (centrifugal) with VSD - Advanced Efficiency (Water Cooled) |  | 0.021203 | 20 | 0.12196 | 0 |  | 0 | 0 | 0 | 0 | 0 | 0 | 0 | 0 |  | 0 | 0 | 0 | Cooling | Chillers | Chiller | Chillers GT 300 tons Water Cooled Advanced VSD | CommCOOL | 0.004239% | 3.519% | 3.519% | 121327.9762 | 1 | 0% | 5% | 85% | 6.8% | 0.2% | 0.018496 | 0.00013232 | 0.0018628 | 0.13301 | 0 | 0 | 0 | 0.15541 | 0.022397 |  | 0.62787 | 0 | 0.62787 | 13. $0.225 to $99,999.000 | 0 | 0 | 01. ($9,999.00) to $0.22 | 1 | 0 | 0 | 0 | 0 | 0 | 0 | 0 | 0 | 0 | 0 | 0 | 0 | 0 | 0 | 0 | 0 | 0 | 0 | 0 | 0 | 0 | 0 | 0 | 0 | 0 | 0 | 0 | 0 | 0 | 0 | 0 | 0 | 0 | 0 | 0 | 0 | 0 | 0 | 0 | 0 | 0 | 0 | 0 | 0 | 0 | 0 | 0 | 0 | 0 | 0 | 0 | 0 | 0 | 0 | 0 | 0 | 0 | 0 | 0 | 0 | 0 | 0 | 0 | 0 | 0 | 0 | 0 | 0 | 0 | 0 | 0 | 0 | 0 | 0 | 0 | 0 | 0 | 0 | 0 | 0 | 0 | 0 | 0 | 0 | 0 | 0 | 0 | 0 | 0 | 0 | 0 | 0 | 0 | 0 | 0 | 0 | 0 | 0 | 0 | 0 | 0 | 0 | 0 | 0 | 0 | 0 | 0 | 0 | 0 | 0 | 0 | 0 | 0 | 0 | 0 | 0 | 0 | 0 | 0 | 0 | 0 | 0 | 0 | 0 | 0 | 0 | 0 | 0 | 0 | 0 | 0 | 0 | 0 | 0 | 0 | 0 | 0 | 0 | 0 | 0 | 0 | 0 | 0 | 0 | 0 | 0 | 0 | 0 | 0 | 0 | 0 | 0 | 0 | 0 | 0 | 0 | 0 | 0 | 0 | 0 | 0 | 0 | 0 | 0 | 0 | 0 | 0 | 0 | 0 | 0 | 0 | 0 | 0 | 0 | 0 | 0 | 0 | 0 | 0 | 0 | 0 | 0 | 0 | 0 | 0 | 0 | 0 | 0 | 0 | 0 | 0 | 0 | 0 | 0 | 0 | 0 | 0 | 0 | 0 | 0 | 0 | 0 | 0 | 0.04263% | 0 | 0 | 0 | 0 | 0 | 0 | 0 | 0 | 0 | 0 | 0 | 0 | 0 | 0 | 0 | 0 | 0 | 0 | 0 | 0 | 0 | 0 | 0 | 0
| Com-Chiller-Cadmus | M_Input | Cadmus created workbook. Based on the PSE 2014 chiller EUI, 2014 CBSA analysis to determine capacity per sqft by capacity buckets, and costs based on the NEEP Phase 4 Incremental Cost Report for the measure "Commercial Chillers". Baseline cost based on DEER 2008 were used to establish full costs. Costs were interpolated based on the associated efficiency and capacity bucket | 2020 | NR and New | 2022 | 2045 | PSE | Commercial | Warehouse | Electric | Per Building Sqft - Chiller > 300 ton - Water Cooled |  |  | Warehouse Chillers > 300 tons (centrifugal) with VSD - Advanced Efficiency (Water Cooled) |  | 0.010644 | 20 | 0.13598 | 0 |  | 0 | 0 | 0 | 0 | 0 | 0 | 0 | 0 |  | 0 | 0 | 0 | Cooling | Chillers | Chiller | Chillers GT 300 tons Water Cooled Advanced VSD | CommCOOL | 0.004239% | 4.331% | 4.331% | 34313.8807 | 1 | 0% | 5% | 85% | 6.8% | 0.2% | 0.0092848 | 6.6422e-05 | 0.00093512 | 0.1483 | 0 | 0 | 0 | 0.1745 | 0.026195 |  | 1.4044 | 0 | 1.4044 | 13. $0.225 to $99,999.000 | 0 | 0 | 01. ($9,999.00) to $0.22 | 1 | 0 | 0 | 0 | 0 | 0 | 0 | 0 | 0 | 0 | 0 | 0 | 0 | 0 | 0 | 0 | 0 | 0 | 0 | 0 | 0 | 0 | 0 | 0 | 0 | 0 | 0 | 0 | 0 | 0 | 0 | 0 | 0 | 0 | 0 | 0 | 0 | 0 | 0 | 0 | 0 | 0 | 0 | 0 | 0 | 0 | 0 | 0 | 0 | 0 | 0 | 0 | 0 | 0 | 0 | 0 | 0 | 0 | 0 | 0 | 0 | 0 | 0 | 0 | 0 | 0 | 0 | 0 | 0 | 0 | 0 | 0 | 0 | 0 | 0 | 0 | 0 | 0 | 0 | 0 | 0 | 0 | 0 | 0 | 0 | 0 | 0 | 0 | 0 | 0 | 0 | 0 | 0 | 0 | 0 | 0 | 0 | 0 | 0 | 0 | 0 | 0 | 0 | 0 | 0 | 0 | 0 | 0 | 0 | 0 | 0 | 0 | 0 | 0 | 0 | 0 | 0 | 0 | 0 | 0 | 0 | 0 | 0 | 0 | 0 | 0 | 0 | 0 | 0 | 0 | 0 | 0 | 0 | 0 | 0 | 0 | 0 | 0 | 0 | 0 | 0 | 0 | 0 | 0 | 0 | 0 | 0 | 0 | 0 | 0 | 0 | 0 | 0 | 0 | 0 | 0 | 0 | 0 | 0 | 0 | 0 | 0 | 0 | 0 | 0 | 0 | 0 | 0 | 0 | 0 | 0 | 0 | 0 | 0 | 0 | 0 | 0 | 0 | 0 | 0 | 0 | 0 | 0 | 0 | 0 | 0 | 0 | 0 | 0 | 0 | 0 | 0 | 0 | 0 | 0 | 0 | 0 | 0 | 0 | 0 | 0 | 0 | 0 | 0 | 0.04263% | 0 | 0 | 0 | 0 | 0 | 0 | 0 | 0 | 0 | 0 | 0 | 0 | 0 | 0 | 0 | 0 | 0 | 0 | 0 | 0 | 0 | 0 | 0 | 0
| Com-Chiller-Cadmus | M_Input | Cadmus created workbook. Based on the PSE 2014 chiller EUI, 2014 CBSA analysis to determine capacity per sqft by capacity buckets, and costs based on the NEEP Phase 4 Incremental Cost Report for the measure "Commercial Chillers". Baseline cost based on DEER 2008 were used to establish full costs. Costs were interpolated based on the associated efficiency and capacity bucket | 2020 | NR and New | 2022 | 2045 | PSE | Commercial | Supermarket | Electric | Per Building Sqft - Chiller > 300 ton - Water Cooled |  |  | Supermarket Chillers > 300 tons (centrifugal) with VSD - Advanced Efficiency (Water Cooled) |  | 0.10397 | 20 | 0.13598 | 0 |  | 0 | 0 | 0 | 0 | 0 | 0 | 0 | 0 |  | 0 | 0 | 0 | Cooling | Chillers | Chiller | Chillers GT 300 tons Water Cooled Advanced VSD | CommCOOL | 0.004239% | 59.08% | 59.08% | 49733.7282 | 1 | 0% | 5% | 85% | 6.8% | 0.2% | 0.090692 | 0.0006488 | 0.0091341 | 0.1483 | 0 | 0 | 0 | 0.16572 | 0.017414 |  | 0.13654 | 0 | 0.13654 | 09. $0.130 to $0.150 | 1 | 0 | 01. ($9,999.00) to $0.22 | 1 | 0 | 0 | 0 | 0 | 0 | 0 | 0 | 0 | 0 | 0 | 0 | 0 | 0 | 0 | 0 | 0 | 0 | 0 | 0 | 0 | 0 | 0 | 0 | 0 | 0 | 0 | 0 | 0 | 0 | 0 | 0 | 0 | 0 | 0 | 0 | 0 | 0 | 0 | 0 | 0 | 0 | 0 | 0 | 0 | 0 | 0 | 0 | 0 | 0 | 0 | 0 | 0 | 0 | 0 | 0 | 0 | 0 | 0 | 0 | 0 | 0 | 0 | 0 | 0 | 0 | 0 | 0 | 0 | 0 | 0 | 0 | 0 | 0 | 0 | 0 | 0 | 0 | 0 | 0 | 0 | 0 | 0 | 0 | 0 | 0 | 0 | 0 | 0 | 0 | 0 | 0 | 0 | 0 | 0 | 0 | 0 | 0 | 0 | 0 | 0 | 0 | 0 | 0 | 0 | 0 | 0 | 0 | 0 | 0 | 0 | 0 | 0 | 0 | 0 | 0 | 0 | 0 | 0 | 0 | 0 | 0 | 0 | 0 | 0 | 0 | 0 | 0 | 0 | 0 | 0 | 0 | 0 | 0 | 0 | 0 | 0 | 0 | 0 | 0 | 0 | 0 | 0 | 0 | 0 | 0 | 0 | 0 | 0 | 0 | 0 | 0 | 0 | 0 | 0 | 0 | 0 | 0 | 0 | 0 | 0 | 0 | 0 | 0 | 0 | 0 | 0 | 0 | 0 | 0 | 0 | 0 | 0 | 0 | 0 | 0 | 0 | 0 | 0 | 0 | 0 | 0 | 0 | 0 | 0 | 0 | 0 | 0 | 0 | 0 | 0 | 0 | 0 | 0 | 0 | 0 | 0 | 0 | 0 | 0 | 0 | 0 | 0 | 0 | 0.04263% | 0 | 0 | 0 | 0 | 0 | 0 | 0 | 0 | 0 | 0 | 0 | 0 | 0 | 0 | 0 | 0 | 0 | 0 | 0 | 0 | 0 | 0 | 0 | 0
| Com-Chiller-Cadmus | M_Input | Cadmus created workbook. Based on the PSE 2014 chiller EUI, 2014 CBSA analysis to determine capacity per sqft by capacity buckets, and costs based on the NEEP Phase 4 Incremental Cost Report for the measure "Commercial Chillers". Baseline cost based on DEER 2008 were used to establish full costs. Costs were interpolated based on the associated efficiency and capacity bucket | 2020 | NR and New | 2022 | 2045 | PSE | Commercial | MiniMart | Electric | Per Building Sqft - Chiller > 300 ton - Water Cooled |  |  | MiniMart Chillers > 300 tons (centrifugal) with VSD - Advanced Efficiency (Water Cooled) |  | 0.10397 | 20 | 0.13598 | 0 |  | 0 | 0 | 0 | 0 | 0 | 0 | 0 | 0 |  | 0 | 0 | 0 | Cooling | Chillers | Chiller | Chillers GT 300 tons Water Cooled Advanced VSD | CommCOOL | 0.004239% | 59.08% | 59.08% | 2115.8874 | 1 | 0% | 5% | 85% | 6.8% | 0.2% | 0.090692 | 0.0006488 | 0.0091341 | 0.1483 | 0 | 0 | 0 | 0.16572 | 0.017414 |  | 0.13654 | 0 | 0.13654 | 09. $0.130 to $0.150 | 1 | 0 | 01. ($9,999.00) to $0.22 | 1 | 0 | 0 | 0 | 0 | 0 | 0 | 0 | 0 | 0 | 0 | 0 | 0 | 0 | 0 | 0 | 0 | 0 | 0 | 0 | 0 | 0 | 0 | 0 | 0 | 0 | 0 | 0 | 0 | 0 | 0 | 0 | 0 | 0 | 0 | 0 | 0 | 0 | 0 | 0 | 0 | 0 | 0 | 0 | 0 | 0 | 0 | 0 | 0 | 0 | 0 | 0 | 0 | 0 | 0 | 0 | 0 | 0 | 0 | 0 | 0 | 0 | 0 | 0 | 0 | 0 | 0 | 0 | 0 | 0 | 0 | 0 | 0 | 0 | 0 | 0 | 0 | 0 | 0 | 0 | 0 | 0 | 0 | 0 | 0 | 0 | 0 | 0 | 0 | 0 | 0 | 0 | 0 | 0 | 0 | 0 | 0 | 0 | 0 | 0 | 0 | 0 | 0 | 0 | 0 | 0 | 0 | 0 | 0 | 0 | 0 | 0 | 0 | 0 | 0 | 0 | 0 | 0 | 0 | 0 | 0 | 0 | 0 | 0 | 0 | 0 | 0 | 0 | 0 | 0 | 0 | 0 | 0 | 0 | 0 | 0 | 0 | 0 | 0 | 0 | 0 | 0 | 0 | 0 | 0 | 0 | 0 | 0 | 0 | 0 | 0 | 0 | 0 | 0 | 0 | 0 | 0 | 0 | 0 | 0 | 0 | 0 | 0 | 0 | 0 | 0 | 0 | 0 | 0 | 0 | 0 | 0 | 0 | 0 | 0 | 0 | 0 | 0 | 0 | 0 | 0 | 0 | 0 | 0 | 0 | 0 | 0 | 0 | 0 | 0 | 0 | 0 | 0 | 0 | 0 | 0 | 0 | 0 | 0 | 0 | 0 | 0 | 0 | 0 | 0.04263% | 0 | 0 | 0 | 0 | 0 | 0 | 0 | 0 | 0 | 0 | 0 | 0 | 0 | 0 | 0 | 0 | 0 | 0 | 0 | 0 | 0 | 0 | 0 | 0
| Com-Chiller-Cadmus | M_Input | Cadmus created workbook. Based on the PSE 2014 chiller EUI, 2014 CBSA analysis to determine capacity per sqft by capacity buckets, and costs based on the NEEP Phase 4 Incremental Cost Report for the measure "Commercial Chillers". Baseline cost based on DEER 2008 were used to establish full costs. Costs were interpolated based on the associated efficiency and capacity bucket | 2020 | NR and New | 2022 | 2045 | PSE | Commercial | Restaurant | Electric | Per Building Sqft - Chiller > 300 ton - Water Cooled |  |  | Restaurant Chillers > 300 tons (centrifugal) with VSD - Advanced Efficiency (Water Cooled) |  | 0.10397 | 20 | 0.13598 | 0 |  | 0 | 0 | 0 | 0 | 0 | 0 | 0 | 0 |  | 0 | 0 | 0 | Cooling | Chillers | Chiller | Chillers GT 300 tons Water Cooled Advanced VSD | CommCOOL | 0.004239% | 51% | 51% | 9726.5895 | 1 | 0% | 5% | 85% | 6.8% | 0.2% | 0.090692 | 0.0006488 | 0.0091341 | 0.1483 | 0 | 0 | 0 | 0.16572 | 0.017414 |  | 0.13654 | 0 | 0.13654 | 09. $0.130 to $0.150 | 1 | 0 | 01. ($9,999.00) to $0.22 | 1 | 0 | 0 | 0 | 0 | 0 | 0 | 0 | 0 | 0 | 0 | 0 | 0 | 0 | 0 | 0 | 0 | 0 | 0 | 0 | 0 | 0 | 0 | 0 | 0 | 0 | 0 | 0 | 0 | 0 | 0 | 0 | 0 | 0 | 0 | 0 | 0 | 0 | 0 | 0 | 0 | 0 | 0 | 0 | 0 | 0 | 0 | 0 | 0 | 0 | 0 | 0 | 0 | 0 | 0 | 0 | 0 | 0 | 0 | 0 | 0 | 0 | 0 | 0 | 0 | 0 | 0 | 0 | 0 | 0 | 0 | 0 | 0 | 0 | 0 | 0 | 0 | 0 | 0 | 0 | 0 | 0 | 0 | 0 | 0 | 0 | 0 | 0 | 0 | 0 | 0 | 0 | 0 | 0 | 0 | 0 | 0 | 0 | 0 | 0 | 0 | 0 | 0 | 0 | 0 | 0 | 0 | 0 | 0 | 0 | 0 | 0 | 0 | 0 | 0 | 0 | 0 | 0 | 0 | 0 | 0 | 0 | 0 | 0 | 0 | 0 | 0 | 0 | 0 | 0 | 0 | 0 | 0 | 0 | 0 | 0 | 0 | 0 | 0 | 0 | 0 | 0 | 0 | 0 | 0 | 0 | 0 | 0 | 0 | 0 | 0 | 0 | 0 | 0 | 0 | 0 | 0 | 0 | 0 | 0 | 0 | 0 | 0 | 0 | 0 | 0 | 0 | 0 | 0 | 0 | 0 | 0 | 0 | 0 | 0 | 0 | 0 | 0 | 0 | 0 | 0 | 0 | 0 | 0 | 0 | 0 | 0 | 0 | 0 | 0 | 0 | 0 | 0 | 0 | 0 | 0 | 0 | 0 | 0 | 0 | 0 | 0 | 0 | 0 | 0.04263% | 0 | 0 | 0 | 0 | 0 | 0 | 0 | 0 | 0 | 0 | 0 | 0 | 0 | 0 | 0 | 0 | 0 | 0 | 0 | 0 | 0 | 0 | 0 | 0
| Com-Chiller-Cadmus | M_Input | Cadmus created workbook. Based on the PSE 2014 chiller EUI, 2014 CBSA analysis to determine capacity per sqft by capacity buckets, and costs based on the NEEP Phase 4 Incremental Cost Report for the measure "Commercial Chillers". Baseline cost based on DEER 2008 were used to establish full costs. Costs were interpolated based on the associated efficiency and capacity bucket | 2020 | NR and New | 2022 | 2045 | PSE | Commercial | Lodging | Electric | Per Building Sqft - Chiller > 300 ton - Water Cooled |  |  | Lodging Chillers > 300 tons (centrifugal) with VSD - Advanced Efficiency (Water Cooled) |  | 0.10397 | 20 | 0.071263 | 0 |  | 0 | 0 | 0 | 0 | 0 | 0 | 0 | 0 |  | 0 | 0 | 0 | Cooling | Chillers | Chiller | Chillers GT 300 tons Water Cooled Advanced VSD | CommCOOL | 0.004239% | 27.07% | 27.07% | 31385.388 | 1 | 2.042% | 5% | 85% | 6.8% | 0.2% | 0.090692 | 0.0006488 | 0.0091341 | 0.077719 | 0 | 0 | 0 | 0.082189 | 0.0044698 |  | 0.067721 | 0 | 0.067721 | 04. $0.062 to $0.070 | 1 | 0 | 01. ($9,999.00) to $0.22 | 1 | 280.7274 | 584.1468 | 833.929 | 951.9487 | 1237.9693 | 1545.5818 | 1922.3008 | 1920.2142 | 2435.1685 | 2851.7242 | 2912.4382 | 2668.8582 | 3609.6104 | 4140.3825 | 4207.2955 | 3937.059 | 4541.6189 | 4982.4206 | 5377.0488 | 5179.1359 | 5454.7216 | 5482.2083 | 5785.8944 | 5318.0917 | 29.1861 | 60.7315 | 86.7004 | 98.9704 | 128.7069 | 160.6882 | 199.8542 | 199.6373 | 253.1751 | 296.4828 | 302.795 | 277.4709 | 375.2773 | 430.4596 | 437.4163 | 409.3208 | 472.1746 | 518.0031 | 559.031 | 538.4548 | 567.1064 | 569.9641 | 601.5371 | 552.9015 | 8126.0453 | 29.1861 | 89.9176 | 176.618 | 275.5885 | 404.2954 | 564.9835 | 764.8377 | 964.475 | 1217.6501 | 1514.1329 | 1816.9278 | 2094.3987 | 2469.676 | 2900.1356 | 3337.5519 | 3746.8728 | 4219.0474 | 4737.0504 | 5296.0815 | 5834.5363 | 6401.6426 | 6971.6067 | 7573.1438 | 8126.0453 | 0 | 0 | 0 | 0 | 0 | 0 | 0 | 0 | 0 | 0 | 0 | 0 | 0 | 0 | 0 | 0 | 0 | 0 | 0 | 0 | 0 | 0 | 0 | 0 | 0 | 0 | 0 | 0 | 0 | 0 | 0 | 0 | 0 | 0 | 0 | 0 | 0 | 0 | 0 | 0 | 0 | 0 | 0 | 0 | 0 | 0 | 0 | 0 | 0 | 0 | 0 | 0 | 0 | 0 | 0 | 0 | 0 | 0 | 0 | 0 | 0 | 0.0012373 | 0.003812 | 0.0074875 | 0.011683 | 0.01714 | 0.023952 | 0.032424 | 0.040888 | 0.051621 | 0.06419 | 0.077027 | 0.08879 | 0.1047 | 0.12295 | 0.14149 | 0.15884 | 0.17886 | 0.20082 | 0.22452 | 0.24735 | 0.27139 | 0.29555 | 0.32106 | 0.3445 | 23.0727 | 48.0105 | 68.5398 | 78.2398 | 101.7475 | 127.0299 | 157.9921 | 157.8206 | 200.1442 | 234.3806 | 239.3706 | 219.351 | 296.6705 | 340.2942 | 345.7937 | 323.5832 | 373.2714 | 409.5005 | 441.9346 | 425.6684 | 448.3185 | 450.5776 | 475.5373 | 437.089 | 6423.9385 | 0 | 0 | 0 | 0 | 0 | 0 | 0 | 0 | 0 | 0 | 0 | 0 | 0 | 0 | 0 | 0 | 0 | 0 | 0 | 0 | 0.04263% | 0.012443 | 0.038334 | 0.075297 | 0.11749 | 0.17236 | 0.24087 | 0.32607 | 0.41118 | 0.51912 | 0.64552 | 0.77461 | 0.8929 | 1.0529 | 1.2364 | 1.4229 | 1.5974 | 1.7987 | 2.0195 | 2.2579 | 2.4874 | 2.7292 | 2.9722 | 3.2286 | 3.4644
| Com-Chiller-Cadmus | M_Input | Cadmus created workbook. Based on the PSE 2014 chiller EUI, 2014 CBSA analysis to determine capacity per sqft by capacity buckets, and costs based on the NEEP Phase 4 Incremental Cost Report for the measure "Commercial Chillers". Baseline cost based on DEER 2008 were used to establish full costs. Costs were interpolated based on the associated efficiency and capacity bucket | 2020 | NR and New | 2022 | 2045 | PSE | Commercial | Hospital | Electric | Per Building Sqft - Chiller > 300 ton - Water Cooled |  |  | Hospital Chillers > 300 tons (centrifugal) with VSD - Advanced Efficiency (Water Cooled) |  | 0.10878 | 20 | 0.096075 | 0 |  | 0 | 0 | 0 | 0 | 0 | 0 | 0 | 0 |  | 0 | 0 | 0 | Cooling | Chillers | Chiller | Chillers GT 300 tons Water Cooled Advanced VSD | CommCOOL | 0.004239% | 22.77% | 22.77% | 80978.5882 | 1 | 0% | 5% | 85% | 6.8% | 0.2% | 0.09489 | 0.00067883 | 0.0095568 | 0.10478 | 0 | 0 | 0 | 0.11376 | 0.0089793 |  | 0.089586 | 0 | 0.089586 | 07. $0.085 to $0.115 | 1 | 0 | 01. ($9,999.00) to $0.22 | 1 | 0 | 0 | 0 | 0 | 0 | 0 | 0 | 0 | 0 | 0 | 0 | 0 | 0 | 0 | 0 | 0 | 0 | 0 | 0 | 0 | 0 | 0 | 0 | 0 | 0 | 0 | 0 | 0 | 0 | 0 | 0 | 0 | 0 | 0 | 0 | 0 | 0 | 0 | 0 | 0 | 0 | 0 | 0 | 0 | 0 | 0 | 0 | 0 | 0 | 0 | 0 | 0 | 0 | 0 | 0 | 0 | 0 | 0 | 0 | 0 | 0 | 0 | 0 | 0 | 0 | 0 | 0 | 0 | 0 | 0 | 0 | 0 | 0 | 0 | 0 | 0 | 0 | 0 | 0 | 0 | 0 | 0 | 0 | 0 | 0 | 0 | 0 | 0 | 0 | 0 | 0 | 0 | 0 | 0 | 0 | 0 | 0 | 0 | 0 | 0 | 0 | 0 | 0 | 0 | 0 | 0 | 0 | 0 | 0 | 0 | 0 | 0 | 0 | 0 | 0 | 0 | 0 | 0 | 0 | 0 | 0 | 0 | 0 | 0 | 0 | 0 | 0 | 0 | 0 | 0 | 0 | 0 | 0 | 0 | 0 | 0 | 0 | 0 | 0 | 0 | 0 | 0 | 0 | 0 | 0 | 0 | 0 | 0 | 0 | 0 | 0 | 0 | 0 | 0 | 0 | 0 | 0 | 0 | 0 | 0 | 0 | 0 | 0 | 0 | 0 | 0 | 0 | 0 | 0 | 0 | 0 | 0 | 0 | 0 | 0 | 0 | 0 | 0 | 0 | 0 | 0 | 0 | 0 | 0 | 0 | 0 | 0 | 0 | 0 | 0 | 0 | 0 | 0 | 0 | 0 | 0 | 0 | 0 | 0 | 0 | 0 | 0 | 0 | 0.04263% | 0 | 0 | 0 | 0 | 0 | 0 | 0 | 0 | 0 | 0 | 0 | 0 | 0 | 0 | 0 | 0 | 0 | 0 | 0 | 0 | 0 | 0 | 0 | 0
| Com-Chiller-Cadmus | M_Input | Cadmus created workbook. Based on the PSE 2014 chiller EUI, 2014 CBSA analysis to determine capacity per sqft by capacity buckets, and costs based on the NEEP Phase 4 Incremental Cost Report for the measure "Commercial Chillers". Baseline cost based on DEER 2008 were used to establish full costs. Costs were interpolated based on the associated efficiency and capacity bucket | 2020 | NR and New | 2022 | 2045 | PSE | Commercial | Residential Care | Electric | Per Building Sqft - Chiller > 300 ton - Water Cooled |  |  | Residential Care Chillers > 300 tons (centrifugal) with VSD - Advanced Efficiency (Water Cooled) |  | 0.10397 | 20 | 0.096075 | 0 |  | 0 | 0 | 0 | 0 | 0 | 0 | 0 | 0 |  | 0 | 0 | 0 | Cooling | Chillers | Chiller | Chillers GT 300 tons Water Cooled Advanced VSD | CommCOOL | 0.004239% | 6.763% | 6.763% | 89213.7828 | 1 | 0% | 5% | 85% | 6.8% | 0.2% | 0.090692 | 0.0006488 | 0.0091341 | 0.10478 | 0 | 0 | 0 | 0.11421 | 0.0094321 |  | 0.094105 | 0 | 0.094105 | 07. $0.085 to $0.115 | 1 | 0 | 01. ($9,999.00) to $0.22 | 1 | 0 | 0 | 0 | 0 | 0 | 0 | 0 | 0 | 0 | 0 | 0 | 0 | 0 | 0 | 0 | 0 | 0 | 0 | 0 | 0 | 0 | 0 | 0 | 0 | 0 | 0 | 0 | 0 | 0 | 0 | 0 | 0 | 0 | 0 | 0 | 0 | 0 | 0 | 0 | 0 | 0 | 0 | 0 | 0 | 0 | 0 | 0 | 0 | 0 | 0 | 0 | 0 | 0 | 0 | 0 | 0 | 0 | 0 | 0 | 0 | 0 | 0 | 0 | 0 | 0 | 0 | 0 | 0 | 0 | 0 | 0 | 0 | 0 | 0 | 0 | 0 | 0 | 0 | 0 | 0 | 0 | 0 | 0 | 0 | 0 | 0 | 0 | 0 | 0 | 0 | 0 | 0 | 0 | 0 | 0 | 0 | 0 | 0 | 0 | 0 | 0 | 0 | 0 | 0 | 0 | 0 | 0 | 0 | 0 | 0 | 0 | 0 | 0 | 0 | 0 | 0 | 0 | 0 | 0 | 0 | 0 | 0 | 0 | 0 | 0 | 0 | 0 | 0 | 0 | 0 | 0 | 0 | 0 | 0 | 0 | 0 | 0 | 0 | 0 | 0 | 0 | 0 | 0 | 0 | 0 | 0 | 0 | 0 | 0 | 0 | 0 | 0 | 0 | 0 | 0 | 0 | 0 | 0 | 0 | 0 | 0 | 0 | 0 | 0 | 0 | 0 | 0 | 0 | 0 | 0 | 0 | 0 | 0 | 0 | 0 | 0 | 0 | 0 | 0 | 0 | 0 | 0 | 0 | 0 | 0 | 0 | 0 | 0 | 0 | 0 | 0 | 0 | 0 | 0 | 0 | 0 | 0 | 0 | 0 | 0 | 0 | 0 | 0 | 0.04263% | 0 | 0 | 0 | 0 | 0 | 0 | 0 | 0 | 0 | 0 | 0 | 0 | 0 | 0 | 0 | 0 | 0 | 0 | 0 | 0 | 0 | 0 | 0 | 0
| Com-Chiller-Cadmus | M_Input | Cadmus created workbook. Based on the PSE 2014 chiller EUI, 2014 CBSA analysis to determine capacity per sqft by capacity buckets, and costs based on the NEEP Phase 4 Incremental Cost Report for the measure "Commercial Chillers". Baseline cost based on DEER 2008 were used to establish full costs. Costs were interpolated based on the associated efficiency and capacity bucket | 2020 | NR and New | 2022 | 2045 | PSE | Commercial | Assembly | Electric | Per Building Sqft - Chiller < 150 tons - Air Cooled |  |  | Assembly Chillers < 150 tons - High Efficiency (Air Cooled) |  | 0.33269 | 20 | 0.25765 | 0 |  | 0 | 0 | 0 | 0 | 0 | 0 | 0 | 0 |  | 0 | 0 | 0 | Cooling | Chillers | Chiller | Chillers LT 150 Tons Air Cooled High | CommCOOL | 0.004239% | 6.763% | 6.763% | 13631.2945 | 1 | 6.469% | 5% | 85% | 6.8% | 0.2% | 0.29021 | 0.0020762 | 0.029229 | 0.28099 | 0 | 0 | 0 | 0.30122 | 0.020225 |  | 0.07756 | 0 | 0.07756 | 06. $0.077 to $0.085 | 1 | 0 | 01. ($9,999.00) to $0.22 | 1 | 476.1812 | 989.8052 | 1412.8145 | 1614.1381 | 2096.7258 | 2614.9405 | 3248.5087 | 3245.9318 | 4110.2668 | 4808.9371 | 4910.012 | 4499.9852 | 6076.4788 | 6964.5644 | 7073.8505 | 6616.9372 | 7627.2324 | 8362.2573 | 9019.3015 | 8681.677 | 9138.6538 | 9179.4147 | 9683.6266 | 8893.4793 | 158.4215 | 329.3 | 470.0316 | 537.0103 | 697.5632 | 869.9689 | 1080.7518 | 1079.8945 | 1367.4515 | 1599.8933 | 1633.5201 | 1497.1076 | 2021.5938 | 2317.0525 | 2353.4111 | 2201.3998 | 2537.5167 | 2782.0533 | 3000.6464 | 2888.3216 | 3040.3539 | 3053.9147 | 3221.6619 | 2958.7864 | 43697.6263 | 158.4215 | 487.7215 | 957.7531 | 1494.7633 | 2192.3266 | 3062.2955 | 4143.0472 | 5222.9417 | 6590.3932 | 8190.2865 | 9823.8065 | 11320.9141 | 13342.5079 | 15659.5604 | 18012.9715 | 20214.3714 | 22751.888 | 25533.9413 | 28534.5877 | 31422.9093 | 34463.2632 | 37517.178 | 40738.8398 | 43697.6263 | 0 | 0 | 0 | 0 | 0 | 0 | 0 | 0 | 0 | 0 | 0 | 0 | 0 | 0 | 0 | 0 | 0 | 0 | 0 | 0 | 0 | 0 | 0 | 0 | 0 | 0 | 0 | 0 | 0 | 0 | 0 | 0 | 0 | 0 | 0 | 0 | 0 | 0 | 0 | 0 | 0 | 0 | 0 | 0 | 0 | 0 | 0 | 0 | 0 | 0 | 0 | 0 | 0 | 0 | 0 | 0 | 0 | 0 | 0 | 0 | 0 | 0.0067161 | 0.020676 | 0.040603 | 0.063369 | 0.092941 | 0.12982 | 0.17564 | 0.22142 | 0.27939 | 0.34722 | 0.41647 | 0.47994 | 0.56564 | 0.66387 | 0.76364 | 0.85697 | 0.96454 | 1.0825 | 1.2097 | 1.3321 | 1.461 | 1.5905 | 1.7271 | 1.8525 | 143.4346 | 298.1477 | 425.566 | 486.2084 | 631.5728 | 787.6687 | 978.5112 | 977.735 | 1238.0887 | 1448.5412 | 1478.9868 | 1355.4791 | 1830.3483 | 2097.8562 | 2130.7752 | 1993.1444 | 2297.4641 | 2518.8673 | 2716.7812 | 2615.0824 | 2752.7323 | 2765.0103 | 2916.8883 | 2678.8812 | 39563.7713 | 0 | 0 | 0 | 0 | 0 | 0 | 0 | 0 | 0 | 0 | 0 | 0 | 0 | 0 | 0 | 0 | 0 | 0 | 0 | 0 | 0.04263% | 0.067539 | 0.20793 | 0.40832 | 0.63726 | 0.93465 | 1.3055 | 1.7663 | 2.2267 | 2.8097 | 3.4917 | 4.1882 | 4.8264 | 5.6883 | 6.6761 | 7.6794 | 8.6179 | 9.6997 | 10.8858 | 12.1651 | 13.3964 | 14.6926 | 15.9946 | 17.3681 | 18.6295
| Com-Chiller-Cadmus | M_Input | Cadmus created workbook. Based on the PSE 2014 chiller EUI, 2014 CBSA analysis to determine capacity per sqft by capacity buckets, and costs based on the NEEP Phase 4 Incremental Cost Report for the measure "Commercial Chillers". Baseline cost based on DEER 2008 were used to establish full costs. Costs were interpolated based on the associated efficiency and capacity bucket | 2020 | NR and New | 2022 | 2045 | PSE | Commercial | Assembly | Electric | Per Building Sqft - Chiller < 150 tons - Water Cooled |  |  | Assembly Chillers < 150 tons (screw) - High Efficiency (Water Cooled) |  | 0.020793 | 20 | 0.027809 | 0 |  | 0 | 0 | 0 | 0 | 0 | 0 | 0 | 0 |  | 0 | 0 | 0 | Cooling | Chillers | Chiller | Chillers LT 150 Tons Water Cooled High | CommCOOL | 0.004239% | 6.763% | 6.763% | 13631.2945 | 1 | 6.469% | 5% | 85% | 6.8% | 0.2% | 0.018138 | 0.00012976 | 0.0018268 | 0.030329 | 0 | 0 | 0 | 0.033934 | 0.0036053 |  | 0.1398 | 0 | 0.1398 | 09. $0.130 to $0.150 | 1 | 0 | 01. ($9,999.00) to $0.22 | 1 | 476.1812 | 989.8052 | 1412.8145 | 1614.1381 | 2096.7258 | 2614.9405 | 3248.5087 | 3245.9318 | 4110.2668 | 4808.9371 | 4910.012 | 4499.9852 | 6076.4788 | 6964.5644 | 7073.8505 | 6616.9372 | 7627.2324 | 8362.2573 | 9019.3015 | 8681.677 | 9138.6538 | 9179.4147 | 9683.6266 | 8893.4793 | 9.9013 | 20.5812 | 29.377 | 33.5631 | 43.5977 | 54.3731 | 67.547 | 67.4934 | 85.4657 | 99.9933 | 102.095 | 93.5692 | 126.3496 | 144.8158 | 147.0882 | 137.5875 | 158.5948 | 173.8783 | 187.5404 | 180.5201 | 190.0221 | 190.8697 | 201.3539 | 184.9242 | 2731.1016 | 9.9013 | 30.4826 | 59.8596 | 93.4227 | 137.0204 | 191.3935 | 258.9405 | 326.4339 | 411.8996 | 511.8929 | 613.9879 | 707.5571 | 833.9067 | 978.7225 | 1125.8107 | 1263.3982 | 1421.993 | 1595.8713 | 1783.4117 | 1963.9318 | 2153.954 | 2344.8236 | 2546.1775 | 2731.1016 | 0 | 0 | 0 | 0 | 0 | 0 | 0 | 0 | 0 | 0 | 0 | 0 | 0 | 0 | 0 | 0 | 0 | 0 | 0 | 0 | 0 | 0 | 0 | 0 | 0 | 0 | 0 | 0 | 0 | 0 | 0 | 0 | 0 | 0 | 0 | 0 | 0 | 0 | 0 | 0 | 0 | 0 | 0 | 0 | 0 | 0 | 0 | 0 | 0 | 0 | 0 | 0 | 0 | 0 | 0 | 0 | 0 | 0 | 0 | 0 | 0 | 0.00041976 | 0.0012923 | 0.0025377 | 0.0039606 | 0.0058088 | 0.0081139 | 0.010978 | 0.013839 | 0.017462 | 0.021701 | 0.026029 | 0.029996 | 0.035353 | 0.041492 | 0.047728 | 0.05356 | 0.060284 | 0.067655 | 0.075606 | 0.083259 | 0.091315 | 0.099406 | 0.10794 | 0.11578 | 16.1587 | 33.588 | 47.9423 | 54.774 | 71.1501 | 88.7352 | 110.2347 | 110.1472 | 139.4775 | 163.1861 | 166.616 | 152.7022 | 206.1988 | 236.335 | 240.0435 | 224.5386 | 258.8219 | 283.7642 | 306.0603 | 294.6034 | 310.1104 | 311.4936 | 328.6035 | 301.7907 | 4457.0758 | 0 | 0 | 0 | 0 | 0 | 0 | 0 | 0 | 0 | 0 | 0 | 0 | 0 | 0 | 0 | 0 | 0 | 0 | 0 | 0 | 0.04263% | 0.0042212 | 0.012996 | 0.02552 | 0.039829 | 0.058416 | 0.081596 | 0.11039 | 0.13917 | 0.1756 | 0.21823 | 0.26176 | 0.30165 | 0.35552 | 0.41726 | 0.47996 | 0.53862 | 0.60623 | 0.68036 | 0.76032 | 0.83728 | 0.91829 | 0.99966 | 1.0855 | 1.1643
| Com-Chiller-Cadmus | M_Input | Cadmus created workbook. Based on the PSE 2014 chiller EUI, 2014 CBSA analysis to determine capacity per sqft by capacity buckets, and costs based on the NEEP Phase 4 Incremental Cost Report for the measure "Commercial Chillers". Baseline cost based on DEER 2008 were used to establish full costs. Costs were interpolated based on the associated efficiency and capacity bucket | 2020 | NR and New | 2022 | 2045 | PSE | Commercial | Assembly | Electric | Per Building Sqft - Chiller < 150 tons - Water Cooled |  |  | Assembly Chillers < 150 tons (screw) - Premium Efficiency (Water Cooled) |  | 0.16635 | 20 | 0.22247 | 0 |  | 0 | 0 | 0 | 0 | 0 | 0 | 0 | 0 |  | 0 | 0 | 0 | Cooling | Chillers | Chiller | Chillers LT 150 Tons Water Cooled Premium | CommCOOL | 0.004239% | 6.763% | 6.763% | 13631.2945 | 1 | 6.469% | 5% | 85% | 6.8% | 0.2% | 0.14511 | 0.0010381 | 0.014615 | 0.24263 | 0 | 0 | 0 | 0.27147 | 0.028842 |  | 0.1398 | 0 | 0.1398 | 09. $0.130 to $0.150 | 1 | 0 | 01. ($9,999.00) to $0.22 | 1 | 476.1812 | 989.8052 | 1412.8145 | 1614.1381 | 2096.7258 | 2614.9405 | 3248.5087 | 3245.9318 | 4110.2668 | 4808.9371 | 4910.012 | 4499.9852 | 6076.4788 | 6964.5644 | 7073.8505 | 6616.9372 | 7627.2324 | 8362.2573 | 9019.3015 | 8681.677 | 9138.6538 | 9179.4147 | 9683.6266 | 8893.4793 | 79.2108 | 164.65 | 235.0158 | 268.5051 | 348.7816 | 434.9844 | 540.3759 | 539.9472 | 683.7257 | 799.9466 | 816.76 | 748.5538 | 1010.7969 | 1158.5263 | 1176.7055 | 1100.6999 | 1268.7583 | 1391.0266 | 1500.3232 | 1444.1608 | 1520.177 | 1526.9574 | 1610.8309 | 1479.3932 | 21848.8131 | 79.2108 | 243.8607 | 478.8765 | 747.3817 | 1096.1633 | 1531.1477 | 2071.5236 | 2611.4708 | 3295.1966 | 4095.1432 | 4911.9033 | 5660.457 | 6671.254 | 7829.7802 | 9006.4858 | 10107.1857 | 11375.944 | 12766.9707 | 14267.2939 | 15711.4547 | 17231.6316 | 18758.589 | 20369.4199 | 21848.8131 | 0 | 0 | 0 | 0 | 0 | 0 | 0 | 0 | 0 | 0 | 0 | 0 | 0 | 0 | 0 | 0 | 0 | 0 | 0 | 0 | 0 | 0 | 0 | 0 | 0 | 0 | 0 | 0 | 0 | 0 | 0 | 0 | 0 | 0 | 0 | 0 | 0 | 0 | 0 | 0 | 0 | 0 | 0 | 0 | 0 | 0 | 0 | 0 | 0 | 0 | 0 | 0 | 0 | 0 | 0 | 0 | 0 | 0 | 0 | 0 | 0 | 0.0033581 | 0.010338 | 0.020301 | 0.031684 | 0.046471 | 0.064911 | 0.08782 | 0.11071 | 0.1397 | 0.17361 | 0.20823 | 0.23997 | 0.28282 | 0.33194 | 0.38182 | 0.42848 | 0.48227 | 0.54124 | 0.60485 | 0.66607 | 0.73052 | 0.79525 | 0.86354 | 0.92626 | 129.2696 | 268.7038 | 383.5387 | 438.1923 | 569.2011 | 709.8816 | 881.8772 | 881.1776 | 1115.8199 | 1305.4889 | 1332.9278 | 1221.6173 | 1649.5902 | 1890.68 | 1920.3481 | 1796.3092 | 2070.5755 | 2270.1137 | 2448.4824 | 2356.827 | 2480.8831 | 2491.9486 | 2628.8277 | 2414.3253 | 35656.6065 | 0 | 0 | 0 | 0 | 0 | 0 | 0 | 0 | 0 | 0 | 0 | 0 | 0 | 0 | 0 | 0 | 0 | 0 | 0 | 0 | 0.04263% | 0.03377 | 0.10396 | 0.20416 | 0.31863 | 0.46732 | 0.65277 | 0.88315 | 1.1133 | 1.4048 | 1.7459 | 2.0941 | 2.4132 | 2.8441 | 3.338 | 3.8397 | 4.309 | 4.8499 | 5.4429 | 6.0825 | 6.6982 | 7.3463 | 7.9973 | 8.684 | 9.3147
| Com-Chiller-Cadmus | M_Input | Cadmus created workbook. Based on the PSE 2014 chiller EUI, 2014 CBSA analysis to determine capacity per sqft by capacity buckets, and costs based on the NEEP Phase 4 Incremental Cost Report for the measure "Commercial Chillers". Baseline cost based on DEER 2008 were used to establish full costs. Costs were interpolated based on the associated efficiency and capacity bucket | 2020 | NR and New | 2022 | 2045 | PSE | Commercial | Assembly | Electric | Per Building Sqft - Chiller < 150 tons - Water Cooled |  |  | Assembly Chillers < 150 tons (screw) - Advanced Efficiency (Water Cooled) |  | 0.10397 | 20 | 0.13905 | 0 |  | 0 | 0 | 0 | 0 | 0 | 0 | 0 | 0 |  | 0 | 0 | 0 | Cooling | Chillers | Chiller | Chillers LT 150 Tons Water Cooled Advanced | CommCOOL | 0.004239% | 6.763% | 6.763% | 13631.2945 | 1 | 6.469% | 5% | 85% | 6.8% | 0.2% | 0.090692 | 0.0006488 | 0.0091341 | 0.15164 | 0 | 0 | 0 | 0.16967 | 0.018026 |  | 0.1398 | 0 | 0.1398 | 09. $0.130 to $0.150 | 1 | 0 | 01. ($9,999.00) to $0.22 | 1 | 476.1812 | 989.8052 | 1412.8145 | 1614.1381 | 2096.7258 | 2614.9405 | 3248.5087 | 3245.9318 | 4110.2668 | 4808.9371 | 4910.012 | 4499.9852 | 6076.4788 | 6964.5644 | 7073.8505 | 6616.9372 | 7627.2324 | 8362.2573 | 9019.3015 | 8681.677 | 9138.6538 | 9179.4147 | 9683.6266 | 8893.4793 | 49.5067 | 102.9062 | 146.8849 | 167.8157 | 217.9885 | 271.8653 | 337.7349 | 337.467 | 427.3286 | 499.9666 | 510.475 | 467.8461 | 631.7481 | 724.0789 | 735.441 | 687.9374 | 792.974 | 869.3917 | 937.702 | 902.6005 | 950.1106 | 954.3484 | 1006.7693 | 924.6208 | 13655.5082 | 49.5067 | 152.413 | 299.2978 | 467.1135 | 685.102 | 956.9673 | 1294.7023 | 1632.1693 | 2059.4979 | 2559.4645 | 3069.9395 | 3537.7857 | 4169.5337 | 4893.6126 | 5629.0536 | 6316.9911 | 7109.965 | 7979.3567 | 8917.0587 | 9819.6592 | 10769.7698 | 11724.1181 | 12730.8875 | 13655.5082 | 0 | 0 | 0 | 0 | 0 | 0 | 0 | 0 | 0 | 0 | 0 | 0 | 0 | 0 | 0 | 0 | 0 | 0 | 0 | 0 | 0 | 0 | 0 | 0 | 0 | 0 | 0 | 0 | 0 | 0 | 0 | 0 | 0 | 0 | 0 | 0 | 0 | 0 | 0 | 0 | 0 | 0 | 0 | 0 | 0 | 0 | 0 | 0 | 0 | 0 | 0 | 0 | 0 | 0 | 0 | 0 | 0 | 0 | 0 | 0 | 0 | 0.0020988 | 0.0064614 | 0.012688 | 0.019803 | 0.029044 | 0.04057 | 0.054888 | 0.069194 | 0.08731 | 0.10851 | 0.13015 | 0.14998 | 0.17676 | 0.20746 | 0.23864 | 0.2678 | 0.30142 | 0.33828 | 0.37803 | 0.41629 | 0.45657 | 0.49703 | 0.53971 | 0.57891 | 80.7935 | 167.9399 | 239.7117 | 273.8702 | 355.7507 | 443.676 | 551.1733 | 550.736 | 697.3874 | 815.9305 | 833.0799 | 763.5108 | 1030.9939 | 1181.675 | 1200.2176 | 1122.6932 | 1294.1097 | 1418.8211 | 1530.3015 | 1473.0169 | 1550.552 | 1557.4678 | 1643.0173 | 1508.9533 | 22285.3791 | 0 | 0 | 0 | 0 | 0 | 0 | 0 | 0 | 0 | 0 | 0 | 0 | 0 | 0 | 0 | 0 | 0 | 0 | 0 | 0 | 0.04263% | 0.021106 | 0.064978 | 0.1276 | 0.19914 | 0.29208 | 0.40798 | 0.55197 | 0.69584 | 0.87802 | 1.0912 | 1.3088 | 1.5083 | 1.7776 | 2.0863 | 2.3998 | 2.6931 | 3.0312 | 3.4018 | 3.8016 | 4.1864 | 4.5914 | 4.9983 | 5.4275 | 5.8217
| Com-Chiller-Cadmus | M_Input | Cadmus created workbook. Based on the PSE 2014 chiller EUI, 2014 CBSA analysis to determine capacity per sqft by capacity buckets, and costs based on the NEEP Phase 4 Incremental Cost Report for the measure "Commercial Chillers". Baseline cost based on DEER 2008 were used to establish full costs. Costs were interpolated based on the associated efficiency and capacity bucket | 2020 | NR and New | 2022 | 2045 | PSE | Commercial | Assembly | Electric | Per Building Sqft - Chiller 150-300 tons - Water Cooled |  |  | Assembly Chillers 150-300 tons (screw) - High Efficiency (Water Cooled) |  | 0.06238 | 20 | 0.048032 | 0 |  | 0 | 0 | 0 | 0 | 0 | 0 | 0 | 0 |  | 0 | 0 | 0 | Cooling | Chillers | Chiller | Chillers 150-300 tons Water Cooled High | CommCOOL | 0.004239% | 6.763% | 6.763% | 13631.2945 | 1 | 6.469% | 5% | 85% | 6.8% | 0.2% | 0.054415 | 0.00038928 | 0.0054804 | 0.052383 | 0 | 0 | 0 | 0.05612 | 0.0037366 |  | 0.077068 | 0 | 0.077068 | 06. $0.077 to $0.085 | 1 | 0 | 01. ($9,999.00) to $0.22 | 1 | 476.1812 | 989.8052 | 1412.8145 | 1614.1381 | 2096.7258 | 2614.9405 | 3248.5087 | 3245.9318 | 4110.2668 | 4808.9371 | 4910.012 | 4499.9852 | 6076.4788 | 6964.5644 | 7073.8505 | 6616.9372 | 7627.2324 | 8362.2573 | 9019.3015 | 8681.677 | 9138.6538 | 9179.4147 | 9683.6266 | 8893.4793 | 29.704 | 61.7437 | 88.1309 | 100.6894 | 130.7931 | 163.1192 | 202.641 | 202.4802 | 256.3972 | 299.98 | 306.285 | 280.7077 | 379.0488 | 434.4473 | 441.2646 | 412.7625 | 475.7844 | 521.635 | 562.6212 | 541.5603 | 570.0664 | 572.609 | 604.0616 | 554.7725 | 8193.3049 | 29.704 | 91.4478 | 179.5787 | 280.2681 | 411.0612 | 574.1804 | 776.8214 | 979.3016 | 1235.6987 | 1535.6787 | 1841.9637 | 2122.6714 | 2501.7202 | 2936.1676 | 3377.4322 | 3790.1946 | 4265.979 | 4787.614 | 5350.2352 | 5891.7955 | 6461.8619 | 7034.4709 | 7638.5325 | 8193.3049 | 0 | 0 | 0 | 0 | 0 | 0 | 0 | 0 | 0 | 0 | 0 | 0 | 0 | 0 | 0 | 0 | 0 | 0 | 0 | 0 | 0 | 0 | 0 | 0 | 0 | 0 | 0 | 0 | 0 | 0 | 0 | 0 | 0 | 0 | 0 | 0 | 0 | 0 | 0 | 0 | 0 | 0 | 0 | 0 | 0 | 0 | 0 | 0 | 0 | 0 | 0 | 0 | 0 | 0 | 0 | 0 | 0 | 0 | 0 | 0 | 0 | 0.0012593 | 0.0038768 | 0.0076131 | 0.011882 | 0.017427 | 0.024342 | 0.032933 | 0.041516 | 0.052386 | 0.065103 | 0.078088 | 0.089988 | 0.10606 | 0.12448 | 0.14318 | 0.16068 | 0.18085 | 0.20297 | 0.22682 | 0.24978 | 0.27394 | 0.29822 | 0.32383 | 0.34735 | 26.7233 | 55.5478 | 79.2871 | 90.5854 | 117.6682 | 146.7504 | 182.3062 | 182.1616 | 230.6681 | 269.8774 | 275.5497 | 252.5391 | 341.0118 | 390.8512 | 396.9843 | 371.3423 | 428.0401 | 469.2897 | 506.163 | 487.2155 | 512.861 | 515.1485 | 543.4449 | 499.1018 | 7371.1184 | 0 | 0 | 0 | 0 | 0 | 0 | 0 | 0 | 0 | 0 | 0 | 0 | 0 | 0 | 0 | 0 | 0 | 0 | 0 | 0 | 0.04263% | 0.012664 | 0.038987 | 0.076559 | 0.11949 | 0.17525 | 0.24479 | 0.33118 | 0.4175 | 0.52681 | 0.6547 | 0.78528 | 0.90495 | 1.0666 | 1.2518 | 1.4399 | 1.6159 | 1.8187 | 2.0411 | 2.281 | 2.5118 | 2.7549 | 2.999 | 3.2565 | 3.493
| Com-Chiller-Cadmus | M_Input | Cadmus created workbook. Based on the PSE 2014 chiller EUI, 2014 CBSA analysis to determine capacity per sqft by capacity buckets, and costs based on the NEEP Phase 4 Incremental Cost Report for the measure "Commercial Chillers". Baseline cost based on DEER 2008 were used to establish full costs. Costs were interpolated based on the associated efficiency and capacity bucket | 2020 | NR and New | 2022 | 2045 | PSE | Commercial | Assembly | Electric | Per Building Sqft - Chiller 150-300 tons - Water Cooled |  |  | Assembly Chillers 150-300 tons (screw) - Premium Efficiency (Water Cooled) |  | 0.10397 | 20 | 0.080053 | 0 |  | 0 | 0 | 0 | 0 | 0 | 0 | 0 | 0 |  | 0 | 0 | 0 | Cooling | Chillers | Chiller | Chillers 150-300 tons Water Cooled Premium | CommCOOL | 0.004239% | 6.763% | 6.763% | 13631.2945 | 1 | 6.469% | 5% | 85% | 6.8% | 0.2% | 0.090692 | 0.0006488 | 0.0091341 | 0.087306 | 0 | 0 | 0 | 0.093533 | 0.0062277 |  | 0.077068 | 0 | 0.077068 | 06. $0.077 to $0.085 | 1 | 0 | 01. ($9,999.00) to $0.22 | 1 | 476.1812 | 989.8052 | 1412.8145 | 1614.1381 | 2096.7258 | 2614.9405 | 3248.5087 | 3245.9318 | 4110.2668 | 4808.9371 | 4910.012 | 4499.9852 | 6076.4788 | 6964.5644 | 7073.8505 | 6616.9372 | 7627.2324 | 8362.2573 | 9019.3015 | 8681.677 | 9138.6538 | 9179.4147 | 9683.6266 | 8893.4793 | 49.5067 | 102.9062 | 146.8849 | 167.8157 | 217.9885 | 271.8653 | 337.7349 | 337.467 | 427.3286 | 499.9666 | 510.475 | 467.8461 | 631.7481 | 724.0789 | 735.441 | 687.9374 | 792.974 | 869.3917 | 937.702 | 902.6005 | 950.1106 | 954.3484 | 1006.7693 | 924.6208 | 13655.5082 | 49.5067 | 152.413 | 299.2978 | 467.1135 | 685.102 | 956.9673 | 1294.7023 | 1632.1693 | 2059.4979 | 2559.4645 | 3069.9395 | 3537.7857 | 4169.5337 | 4893.6126 | 5629.0536 | 6316.9911 | 7109.965 | 7979.3567 | 8917.0587 | 9819.6592 | 10769.7698 | 11724.1181 | 12730.8875 | 13655.5082 | 0 | 0 | 0 | 0 | 0 | 0 | 0 | 0 | 0 | 0 | 0 | 0 | 0 | 0 | 0 | 0 | 0 | 0 | 0 | 0 | 0 | 0 | 0 | 0 | 0 | 0 | 0 | 0 | 0 | 0 | 0 | 0 | 0 | 0 | 0 | 0 | 0 | 0 | 0 | 0 | 0 | 0 | 0 | 0 | 0 | 0 | 0 | 0 | 0 | 0 | 0 | 0 | 0 | 0 | 0 | 0 | 0 | 0 | 0 | 0 | 0 | 0.0020988 | 0.0064614 | 0.012688 | 0.019803 | 0.029044 | 0.04057 | 0.054888 | 0.069194 | 0.08731 | 0.10851 | 0.13015 | 0.14998 | 0.17676 | 0.20746 | 0.23864 | 0.2678 | 0.30142 | 0.33828 | 0.37803 | 0.41629 | 0.45657 | 0.49703 | 0.53971 | 0.57891 | 44.5388 | 92.5797 | 132.1452 | 150.9756 | 196.1137 | 244.584 | 303.8437 | 303.6027 | 384.4468 | 449.7957 | 459.2496 | 420.8984 | 568.3531 | 651.4186 | 661.6405 | 618.9039 | 713.4001 | 782.1494 | 843.6049 | 812.0258 | 854.7684 | 858.5809 | 905.7415 | 831.8364 | 12285.1974 | 0 | 0 | 0 | 0 | 0 | 0 | 0 | 0 | 0 | 0 | 0 | 0 | 0 | 0 | 0 | 0 | 0 | 0 | 0 | 0 | 0.04263% | 0.021106 | 0.064978 | 0.1276 | 0.19914 | 0.29208 | 0.40798 | 0.55197 | 0.69584 | 0.87802 | 1.0912 | 1.3088 | 1.5083 | 1.7776 | 2.0863 | 2.3998 | 2.6931 | 3.0312 | 3.4018 | 3.8016 | 4.1864 | 4.5914 | 4.9983 | 5.4275 | 5.8217
| Com-Chiller-Cadmus | M_Input | Cadmus created workbook. Based on the PSE 2014 chiller EUI, 2014 CBSA analysis to determine capacity per sqft by capacity buckets, and costs based on the NEEP Phase 4 Incremental Cost Report for the measure "Commercial Chillers". Baseline cost based on DEER 2008 were used to establish full costs. Costs were interpolated based on the associated efficiency and capacity bucket | 2020 | NR and New | 2022 | 2045 | PSE | Commercial | Assembly | Electric | Per Building Sqft - Chiller 150-300 tons - Water Cooled |  |  | Assembly Chillers 150-300 tons (screw) - Advanced Efficiency (Water Cooled) |  | 0.12476 | 20 | 0.096064 | 0 |  | 0 | 0 | 0 | 0 | 0 | 0 | 0 | 0 |  | 0 | 0 | 0 | Cooling | Chillers | Chiller | Chillers 150-300 tons Water Cooled Advanced | CommCOOL | 0.004239% | 6.763% | 6.763% | 13631.2945 | 1 | 6.469% | 5% | 85% | 6.8% | 0.2% | 0.10883 | 0.00077856 | 0.010961 | 0.10477 | 0 | 0 | 0 | 0.11224 | 0.0074733 |  | 0.077068 | 0 | 0.077068 | 06. $0.077 to $0.085 | 1 | 0 | 01. ($9,999.00) to $0.22 | 1 | 476.1812 | 989.8052 | 1412.8145 | 1614.1381 | 2096.7258 | 2614.9405 | 3248.5087 | 3245.9318 | 4110.2668 | 4808.9371 | 4910.012 | 4499.9852 | 6076.4788 | 6964.5644 | 7073.8505 | 6616.9372 | 7627.2324 | 8362.2573 | 9019.3015 | 8681.677 | 9138.6538 | 9179.4147 | 9683.6266 | 8893.4793 | 59.4081 | 123.4875 | 176.2618 | 201.3789 | 261.5862 | 326.2383 | 405.2819 | 404.9604 | 512.7943 | 599.96 | 612.57 | 561.4153 | 758.0977 | 868.8947 | 882.5292 | 825.5249 | 951.5687 | 1043.27 | 1125.2424 | 1083.1206 | 1140.1327 | 1145.218 | 1208.1232 | 1109.5449 | 16386.6099 | 59.4081 | 182.8956 | 359.1574 | 560.5363 | 822.1225 | 1148.3608 | 1553.6427 | 1958.6031 | 2471.3974 | 3071.3574 | 3683.9274 | 4245.3428 | 5003.4405 | 5872.3352 | 6754.8643 | 7580.3893 | 8531.958 | 9575.228 | 10700.4704 | 11783.591 | 12923.7237 | 14068.9417 | 15277.0649 | 16386.6099 | 0 | 0 | 0 | 0 | 0 | 0 | 0 | 0 | 0 | 0 | 0 | 0 | 0 | 0 | 0 | 0 | 0 | 0 | 0 | 0 | 0 | 0 | 0 | 0 | 0 | 0 | 0 | 0 | 0 | 0 | 0 | 0 | 0 | 0 | 0 | 0 | 0 | 0 | 0 | 0 | 0 | 0 | 0 | 0 | 0 | 0 | 0 | 0 | 0 | 0 | 0 | 0 | 0 | 0 | 0 | 0 | 0 | 0 | 0 | 0 | 0 | 0.0025185 | 0.0077537 | 0.015226 | 0.023763 | 0.034853 | 0.048684 | 0.065865 | 0.083033 | 0.10477 | 0.13021 | 0.15618 | 0.17998 | 0.21212 | 0.24895 | 0.28637 | 0.32136 | 0.3617 | 0.40593 | 0.45364 | 0.49955 | 0.54789 | 0.59644 | 0.64766 | 0.69469 | 53.4466 | 111.0957 | 158.5742 | 181.1708 | 235.3364 | 293.5008 | 364.6125 | 364.3232 | 461.3361 | 539.7548 | 551.0995 | 505.0781 | 682.0237 | 781.7023 | 793.9686 | 742.6847 | 856.0802 | 938.5793 | 1012.3259 | 974.431 | 1025.722 | 1030.297 | 1086.8898 | 998.2037 | 14742.2369 | 0 | 0 | 0 | 0 | 0 | 0 | 0 | 0 | 0 | 0 | 0 | 0 | 0 | 0 | 0 | 0 | 0 | 0 | 0 | 0 | 0.04263% | 0.025327 | 0.077973 | 0.15312 | 0.23897 | 0.35049 | 0.48958 | 0.66236 | 0.83501 | 1.0536 | 1.3094 | 1.5706 | 1.8099 | 2.1331 | 2.5035 | 2.8798 | 3.2317 | 3.6374 | 4.0822 | 4.5619 | 5.0237 | 5.5097 | 5.998 | 6.513 | 6.9861
| Com-Chiller-Cadmus | M_Input | Cadmus created workbook. Based on the PSE 2014 chiller EUI, 2014 CBSA analysis to determine capacity per sqft by capacity buckets, and costs based on the NEEP Phase 4 Incremental Cost Report for the measure "Commercial Chillers". Baseline cost based on DEER 2008 were used to establish full costs. Costs were interpolated based on the associated efficiency and capacity bucket | 2020 | NR and New | 2022 | 2045 | PSE | Commercial | Assembly | Electric | Per Building Sqft - Chiller > 300 ton - Water Cooled |  |  | Assembly Chillers > 300 tons (centrifugal) - High Efficiency (Water Cooled) |  | 0.020793 | 20 | 0.041133 | 0 |  | 0 | 0 | 0 | 0 | 0 | 0 | 0 | 0 |  | 0 | 0 | 0 | Cooling | Chillers | Chiller | Chillers GT 300 tons Water Cooled High | CommCOOL | 0.004239% | 6.763% | 6.763% | 13631.2945 | 1 | 6.469% | 5% | 85% | 6.8% | 0.2% | 0.018138 | 0.00012976 | 0.0018268 | 0.04486 | 0 | 0 | 0 | 0.05113 | 0.0062701 |  | 0.21065 | 0 | 0.21065 | 12. $0.200 to $0.225 | 0 | 0 | 01. ($9,999.00) to $0.22 | 1 | 476.1812 | 989.8052 | 1412.8145 | 1614.1381 | 2096.7258 | 2614.9405 | 3248.5087 | 3245.9318 | 4110.2668 | 4808.9371 | 4910.012 | 4499.9852 | 6076.4788 | 6964.5644 | 7073.8505 | 6616.9372 | 7627.2324 | 8362.2573 | 9019.3015 | 8681.677 | 9138.6538 | 9179.4147 | 9683.6266 | 8893.4793 | 9.9013 | 20.5812 | 29.377 | 33.5631 | 43.5977 | 54.3731 | 67.547 | 67.4934 | 85.4657 | 99.9933 | 102.095 | 93.5692 | 126.3496 | 144.8158 | 147.0882 | 137.5875 | 158.5948 | 173.8783 | 187.5404 | 180.5201 | 190.0221 | 190.8697 | 201.3539 | 184.9242 | 2731.1016 | 9.9013 | 30.4826 | 59.8596 | 93.4227 | 137.0204 | 191.3935 | 258.9405 | 326.4339 | 411.8996 | 511.8929 | 613.9879 | 707.5571 | 833.9067 | 978.7225 | 1125.8107 | 1263.3982 | 1421.993 | 1595.8713 | 1783.4117 | 1963.9318 | 2153.954 | 2344.8236 | 2546.1775 | 2731.1016 | 0 | 0 | 0 | 0 | 0 | 0 | 0 | 0 | 0 | 0 | 0 | 0 | 0 | 0 | 0 | 0 | 0 | 0 | 0 | 0 | 0 | 0 | 0 | 0 | 0 | 0 | 0 | 0 | 0 | 0 | 0 | 0 | 0 | 0 | 0 | 0 | 0 | 0 | 0 | 0 | 0 | 0 | 0 | 0 | 0 | 0 | 0 | 0 | 0 | 0 | 0 | 0 | 0 | 0 | 0 | 0 | 0 | 0 | 0 | 0 | 0 | 0.00041976 | 0.0012923 | 0.0025377 | 0.0039606 | 0.0058088 | 0.0081139 | 0.010978 | 0.013839 | 0.017462 | 0.021701 | 0.026029 | 0.029996 | 0.035353 | 0.041492 | 0.047728 | 0.05356 | 0.060284 | 0.067655 | 0.075606 | 0.083259 | 0.091315 | 0.099406 | 0.10794 | 0.11578 | 24.3471 | 50.6087 | 72.2371 | 82.5308 | 107.2054 | 133.7017 | 166.096 | 165.9642 | 210.1576 | 245.8806 | 251.0485 | 230.0839 | 310.6899 | 356.0977 | 361.6854 | 338.3235 | 389.9798 | 427.5616 | 461.1562 | 443.8935 | 467.2587 | 469.3428 | 495.1231 | 454.7229 | 6715.6968 | 0 | 0 | 0 | 0 | 0 | 0 | 0 | 0 | 0 | 0 | 0 | 0 | 0 | 0 | 0 | 0 | 0 | 0 | 0 | 0 | 0.04263% | 0.0042212 | 0.012996 | 0.02552 | 0.039829 | 0.058416 | 0.081596 | 0.11039 | 0.13917 | 0.1756 | 0.21823 | 0.26176 | 0.30165 | 0.35552 | 0.41726 | 0.47996 | 0.53862 | 0.60623 | 0.68036 | 0.76032 | 0.83728 | 0.91829 | 0.99966 | 1.0855 | 1.1643
| Com-Chiller-Cadmus | M_Input | Cadmus created workbook. Based on the PSE 2014 chiller EUI, 2014 CBSA analysis to determine capacity per sqft by capacity buckets, and costs based on the NEEP Phase 4 Incremental Cost Report for the measure "Commercial Chillers". Baseline cost based on DEER 2008 were used to establish full costs. Costs were interpolated based on the associated efficiency and capacity bucket | 2020 | NR and New | 2022 | 2045 | PSE | Commercial | Assembly | Electric | Per Building Sqft - Chiller > 300 ton - Water Cooled |  |  | Assembly Chillers > 300 tons (centrifugal) - Premium Efficiency (Water Cooled) |  | 0.06238 | 20 | 0.1234 | 0 |  | 0 | 0 | 0 | 0 | 0 | 0 | 0 | 0 |  | 0 | 0 | 0 | Cooling | Chillers | Chiller | Chillers GT 300 tons Water Cooled Premium | CommCOOL | 0.004239% | 6.763% | 6.763% | 13631.2945 | 1 | 6.469% | 5% | 85% | 6.8% | 0.2% | 0.054415 | 0.00038928 | 0.0054804 | 0.13458 | 0 | 0 | 0 | 0.15339 | 0.01881 |  | 0.21065 | 0 | 0.21065 | 12. $0.200 to $0.225 | 0 | 0 | 01. ($9,999.00) to $0.22 | 1 | 476.1812 | 989.8052 | 1412.8145 | 1614.1381 | 2096.7258 | 2614.9405 | 3248.5087 | 3245.9318 | 4110.2668 | 4808.9371 | 4910.012 | 4499.9852 | 6076.4788 | 6964.5644 | 7073.8505 | 6616.9372 | 7627.2324 | 8362.2573 | 9019.3015 | 8681.677 | 9138.6538 | 9179.4147 | 9683.6266 | 8893.4793 | 29.704 | 61.7437 | 88.1309 | 100.6894 | 130.7931 | 163.1192 | 202.641 | 202.4802 | 256.3972 | 299.98 | 306.285 | 280.7077 | 379.0488 | 434.4473 | 441.2646 | 412.7625 | 475.7844 | 521.635 | 562.6212 | 541.5603 | 570.0664 | 572.609 | 604.0616 | 554.7725 | 8193.3049 | 29.704 | 91.4478 | 179.5787 | 280.2681 | 411.0612 | 574.1804 | 776.8214 | 979.3016 | 1235.6987 | 1535.6787 | 1841.9637 | 2122.6714 | 2501.7202 | 2936.1676 | 3377.4322 | 3790.1946 | 4265.979 | 4787.614 | 5350.2352 | 5891.7955 | 6461.8619 | 7034.4709 | 7638.5325 | 8193.3049 | 0 | 0 | 0 | 0 | 0 | 0 | 0 | 0 | 0 | 0 | 0 | 0 | 0 | 0 | 0 | 0 | 0 | 0 | 0 | 0 | 0 | 0 | 0 | 0 | 0 | 0 | 0 | 0 | 0 | 0 | 0 | 0 | 0 | 0 | 0 | 0 | 0 | 0 | 0 | 0 | 0 | 0 | 0 | 0 | 0 | 0 | 0 | 0 | 0 | 0 | 0 | 0 | 0 | 0 | 0 | 0 | 0 | 0 | 0 | 0 | 0 | 0.0012593 | 0.0038768 | 0.0076131 | 0.011882 | 0.017427 | 0.024342 | 0.032933 | 0.041516 | 0.052386 | 0.065103 | 0.078088 | 0.089988 | 0.10606 | 0.12448 | 0.14318 | 0.16068 | 0.18085 | 0.20297 | 0.22682 | 0.24978 | 0.27394 | 0.29822 | 0.32383 | 0.34735 | 73.0413 | 151.826 | 216.7113 | 247.5923 | 321.6163 | 401.1051 | 498.288 | 497.8927 | 630.4729 | 737.6418 | 753.1456 | 690.2517 | 932.0697 | 1068.293 | 1085.0563 | 1014.9705 | 1169.9395 | 1282.6848 | 1383.4686 | 1331.6805 | 1401.776 | 1408.0284 | 1485.3693 | 1364.1688 | 20147.0905 | 0 | 0 | 0 | 0 | 0 | 0 | 0 | 0 | 0 | 0 | 0 | 0 | 0 | 0 | 0 | 0 | 0 | 0 | 0 | 0 | 0.04263% | 0.012664 | 0.038987 | 0.076559 | 0.11949 | 0.17525 | 0.24479 | 0.33118 | 0.4175 | 0.52681 | 0.6547 | 0.78528 | 0.90495 | 1.0666 | 1.2518 | 1.4399 | 1.6159 | 1.8187 | 2.0411 | 2.281 | 2.5118 | 2.7549 | 2.999 | 3.2565 | 3.493
| Com-Chiller-Cadmus | M_Input | Cadmus created workbook. Based on the PSE 2014 chiller EUI, 2014 CBSA analysis to determine capacity per sqft by capacity buckets, and costs based on the NEEP Phase 4 Incremental Cost Report for the measure "Commercial Chillers". Baseline cost based on DEER 2008 were used to establish full costs. Costs were interpolated based on the associated efficiency and capacity bucket | 2020 | NR and New | 2022 | 2045 | PSE | Commercial | Assembly | Electric | Per Building Sqft - Chiller > 300 ton - Water Cooled |  |  | Assembly Chillers > 300 tons (centrifugal) with VSD - Advanced Efficiency (Water Cooled) |  | 0.10397 | 20 | 0.20567 | 0 |  | 0 | 0 | 0 | 0 | 0 | 0 | 0 | 0 |  | 0 | 0 | 0 | Cooling | Chillers | Chiller | Chillers GT 300 tons Water Cooled Advanced VSD | CommCOOL | 0.004239% | 6.763% | 6.763% | 13631.2945 | 1 | 6.469% | 5% | 85% | 6.8% | 0.2% | 0.090692 | 0.0006488 | 0.0091341 | 0.2243 | 0 | 0 | 0 | 0.25565 | 0.03135 |  | 0.21065 | 0 | 0.21065 | 12. $0.200 to $0.225 | 0 | 0 | 01. ($9,999.00) to $0.22 | 1 | 476.1812 | 989.8052 | 1412.8145 | 1614.1381 | 2096.7258 | 2614.9405 | 3248.5087 | 3245.9318 | 4110.2668 | 4808.9371 | 4910.012 | 4499.9852 | 6076.4788 | 6964.5644 | 7073.8505 | 6616.9372 | 7627.2324 | 8362.2573 | 9019.3015 | 8681.677 | 9138.6538 | 9179.4147 | 9683.6266 | 8893.4793 | 49.5067 | 102.9062 | 146.8849 | 167.8157 | 217.9885 | 271.8653 | 337.7349 | 337.467 | 427.3286 | 499.9666 | 510.475 | 467.8461 | 631.7481 | 724.0789 | 735.441 | 687.9374 | 792.974 | 869.3917 | 937.702 | 902.6005 | 950.1106 | 954.3484 | 1006.7693 | 924.6208 | 13655.5082 | 49.5067 | 152.413 | 299.2978 | 467.1135 | 685.102 | 956.9673 | 1294.7023 | 1632.1693 | 2059.4979 | 2559.4645 | 3069.9395 | 3537.7857 | 4169.5337 | 4893.6126 | 5629.0536 | 6316.9911 | 7109.965 | 7979.3567 | 8917.0587 | 9819.6592 | 10769.7698 | 11724.1181 | 12730.8875 | 13655.5082 | 0 | 0 | 0 | 0 | 0 | 0 | 0 | 0 | 0 | 0 | 0 | 0 | 0 | 0 | 0 | 0 | 0 | 0 | 0 | 0 | 0 | 0 | 0 | 0 | 0 | 0 | 0 | 0 | 0 | 0 | 0 | 0 | 0 | 0 | 0 | 0 | 0 | 0 | 0 | 0 | 0 | 0 | 0 | 0 | 0 | 0 | 0 | 0 | 0 | 0 | 0 | 0 | 0 | 0 | 0 | 0 | 0 | 0 | 0 | 0 | 0 | 0.0020988 | 0.0064614 | 0.012688 | 0.019803 | 0.029044 | 0.04057 | 0.054888 | 0.069194 | 0.08731 | 0.10851 | 0.13015 | 0.14998 | 0.17676 | 0.20746 | 0.23864 | 0.2678 | 0.30142 | 0.33828 | 0.37803 | 0.41629 | 0.45657 | 0.49703 | 0.53971 | 0.57891 | 121.7355 | 253.0433 | 361.1855 | 412.6538 | 536.0272 | 668.5086 | 830.48 | 829.8212 | 1050.7882 | 1229.403 | 1255.2427 | 1150.4195 | 1553.4495 | 1780.4883 | 1808.4272 | 1691.6175 | 1949.8991 | 2137.8079 | 2305.7811 | 2219.4675 | 2336.2934 | 2346.7139 | 2475.6155 | 2273.6147 | 33578.4842 | 0 | 0 | 0 | 0 | 0 | 0 | 0 | 0 | 0 | 0 | 0 | 0 | 0 | 0 | 0 | 0 | 0 | 0 | 0 | 0 | 0.04263% | 0.021106 | 0.064978 | 0.1276 | 0.19914 | 0.29208 | 0.40798 | 0.55197 | 0.69584 | 0.87802 | 1.0912 | 1.3088 | 1.5083 | 1.7776 | 2.0863 | 2.3998 | 2.6931 | 3.0312 | 3.4018 | 3.8016 | 4.1864 | 4.5914 | 4.9983 | 5.4275 | 5.8217
| Com-Chiller-Cadmus | M_Input | Cadmus created workbook. Based on the PSE 2014 chiller EUI, 2014 CBSA analysis to determine capacity per sqft by capacity buckets, and costs based on the NEEP Phase 4 Incremental Cost Report for the measure "Commercial Chillers". Baseline cost based on DEER 2008 were used to establish full costs. Costs were interpolated based on the associated efficiency and capacity bucket | 2020 | NR and New | 2022 | 2045 | PSE | Commercial | Other | Electric | Per Building Sqft - Chiller < 150 tons - Air Cooled |  |  | Other Chillers < 150 tons - High Efficiency (Air Cooled) |  | 0.33269 | 20 | 0.088719 | 0 |  | 0 | 0 | 0 | 0 | 0 | 0 | 0 | 0 |  | 0 | 0 | 0 | Cooling | Chillers | Chiller | Chillers LT 150 Tons Air Cooled High | CommCOOL | 0.004239% | 6.763% | 6.763% | 22414.5695 | 1 | 21.64% | 5% | 85% | 6.8% | 0.2% | 0.29021 | 0.0020762 | 0.029229 | 0.096757 | 0 | 0 | 0 | 0.083196 | -0.013561 |  | 0.021422 | 0 | 0.021422 | 01. ($9,999.000) to $0.028 | 1 | 0 | 01. ($9,999.00) to $0.22 | 1 | 4788.1045 | 9893.4246 | 14104.6328 | 16181.8732 | 20886.1831 | 25893.334 | 31958.6057 | 31969.8508 | 40153.9265 | 46738.3103 | 47635.489 | 43664.7435 | 58466.2956 | 66722.9881 | 67579.8861 | 63049.8131 | 72379.2436 | 79076.4711 | 85009.3854 | 81502.2435 | 85538.624 | 85639.5095 | 90130.7664 | 82374.9589 | 1592.9625 | 3291.4599 | 4692.4938 | 5383.5743 | 6948.659 | 8614.4964 | 10632.3617 | 10636.1029 | 13358.8766 | 15549.4462 | 15847.9301 | 14526.8962 | 19451.2492 | 22198.182 | 22483.2648 | 20976.1472 | 24079.971 | 26308.0828 | 28281.9139 | 27115.117 | 28457.9872 | 28491.5509 | 29985.7547 | 27405.4622 | 416309.9425 | 1592.9625 | 4884.4224 | 9576.9161 | 14960.4905 | 21909.1495 | 30523.6459 | 41156.0076 | 51792.1104 | 65150.9871 | 80700.4333 | 96548.3634 | 111075.2596 | 130526.5088 | 152724.6908 | 175207.9556 | 196184.1028 | 220264.0738 | 246572.1566 | 274854.0705 | 301969.1875 | 330427.1747 | 358918.7256 | 388904.4803 | 416309.9425 | 0 | 0 | 0 | 0 | 0 | 0 | 0 | 0 | 0 | 0 | 0 | 0 | 0 | 0 | 0 | 0 | 0 | 0 | 0 | 0 | 0 | 0 | 0 | 0 | 0 | 0 | 0 | 0 | 0 | 0 | 0 | 0 | 0 | 0 | 0 | 0 | 0 | 0 | 0 | 0 | 0 | 0 | 0 | 0 | 0 | 0 | 0 | 0 | 0 | 0 | 0 | 0 | 0 | 0 | 0 | 0 | 0 | 0 | 0 | 0 | 0 | 0.067532 | 0.20707 | 0.406 | 0.63423 | 0.92882 | 1.294 | 1.7448 | 2.1957 | 2.762 | 3.4212 | 4.0931 | 4.7089 | 5.5335 | 6.4746 | 7.4278 | 8.317 | 9.3379 | 10.4532 | 11.6521 | 12.8017 | 14.0081 | 15.216 | 16.4872 | 17.649 | 398.3495 | 823.0899 | 1173.4442 | 1346.2616 | 1737.6397 | 2154.2129 | 2658.8172 | 2659.7527 | 3340.6323 | 3888.4244 | 3963.0658 | 3632.717 | 4864.1418 | 5551.0628 | 5622.353 | 5245.4706 | 6021.6386 | 6578.8189 | 7072.4116 | 6780.6326 | 7116.4419 | 7124.8352 | 7498.4882 | 6853.2387 | 104105.9409 | 0 | 0 | 0 | 0 | 0 | 0 | 0 | 0 | 0 | 0 | 0 | 0 | 0 | 0 | 0 | 0 | 0 | 0 | 0 | 0 | 0.04263% | 0.67912 | 2.0824 | 4.0829 | 6.3781 | 9.3405 | 13.0131 | 17.5459 | 22.0804 | 27.7756 | 34.4048 | 41.1612 | 47.3544 | 55.647 | 65.1107 | 74.6959 | 83.6386 | 93.9046 | 105.1204 | 117.1778 | 128.7377 | 140.8701 | 153.0168 | 165.8005 | 177.4842
| Com-Chiller-Cadmus | M_Input | Cadmus created workbook. Based on the PSE 2014 chiller EUI, 2014 CBSA analysis to determine capacity per sqft by capacity buckets, and costs based on the NEEP Phase 4 Incremental Cost Report for the measure "Commercial Chillers". Baseline cost based on DEER 2008 were used to establish full costs. Costs were interpolated based on the associated efficiency and capacity bucket | 2020 | NR and New | 2022 | 2045 | PSE | Commercial | Other | Electric | Per Building Sqft - Chiller < 150 tons - Water Cooled |  |  | Other Chillers < 150 tons (screw) - High Efficiency (Water Cooled) |  | 0.020793 | 20 | 0.0095758 | 0 |  | 0 | 0 | 0 | 0 | 0 | 0 | 0 | 0 |  | 0 | 0 | 0 | Cooling | Chillers | Chiller | Chillers LT 150 Tons Water Cooled High | CommCOOL | 0.004239% | 6.763% | 6.763% | 22414.5695 | 1 | 21.64% | 5% | 85% | 6.8% | 0.2% | 0.018138 | 0.00012976 | 0.0018268 | 0.010443 | 0 | 0 | 0 | 0.010402 | -4.1415e-05 |  | 0.042854 | 0 | 0.042854 | 02. $0.028 to $0.055 | 1 | 0 | 01. ($9,999.00) to $0.22 | 1 | 4788.1045 | 9893.4246 | 14104.6328 | 16181.8732 | 20886.1831 | 25893.334 | 31958.6057 | 31969.8508 | 40153.9265 | 46738.3103 | 47635.489 | 43664.7435 | 58466.2956 | 66722.9881 | 67579.8861 | 63049.8131 | 72379.2436 | 79076.4711 | 85009.3854 | 81502.2435 | 85538.624 | 85639.5095 | 90130.7664 | 82374.9589 | 99.5602 | 205.7162 | 293.2809 | 336.4734 | 434.2912 | 538.406 | 664.5226 | 664.7564 | 834.9298 | 971.8404 | 990.4956 | 907.931 | 1215.7031 | 1387.3864 | 1405.204 | 1311.0092 | 1504.9982 | 1644.2552 | 1767.6196 | 1694.6948 | 1778.6242 | 1780.7219 | 1874.1097 | 1712.8414 | 26019.3714 | 99.5602 | 305.2764 | 598.5573 | 935.0307 | 1369.3218 | 1907.7279 | 2572.2505 | 3237.0069 | 4071.9367 | 5043.7771 | 6034.2727 | 6942.2037 | 8157.9068 | 9545.2932 | 10950.4972 | 12261.5064 | 13766.5046 | 15410.7598 | 17178.3794 | 18873.0742 | 20651.6984 | 22432.4204 | 24306.53 | 26019.3714 | 0 | 0 | 0 | 0 | 0 | 0 | 0 | 0 | 0 | 0 | 0 | 0 | 0 | 0 | 0 | 0 | 0 | 0 | 0 | 0 | 0 | 0 | 0 | 0 | 0 | 0 | 0 | 0 | 0 | 0 | 0 | 0 | 0 | 0 | 0 | 0 | 0 | 0 | 0 | 0 | 0 | 0 | 0 | 0 | 0 | 0 | 0 | 0 | 0 | 0 | 0 | 0 | 0 | 0 | 0 | 0 | 0 | 0 | 0 | 0 | 0 | 0.0042207 | 0.012942 | 0.025375 | 0.03964 | 0.058051 | 0.080876 | 0.10905 | 0.13723 | 0.17263 | 0.21383 | 0.25582 | 0.29431 | 0.34585 | 0.40466 | 0.46423 | 0.51981 | 0.58362 | 0.65332 | 0.72826 | 0.8001 | 0.87551 | 0.951 | 1.0304 | 1.1031 | 49.8055 | 102.9106 | 146.7152 | 168.3225 | 217.2564 | 269.3403 | 332.4308 | 332.5478 | 417.6779 | 486.1681 | 495.5005 | 454.1971 | 608.1616 | 694.0471 | 702.9605 | 655.839 | 752.883 | 822.547 | 884.2607 | 847.7797 | 889.7658 | 890.8152 | 937.5329 | 856.8576 | 13016.3226 | 0 | 0 | 0 | 0 | 0 | 0 | 0 | 0 | 0 | 0 | 0 | 0 | 0 | 0 | 0 | 0 | 0 | 0 | 0 | 0 | 0.04263% | 0.042445 | 0.13015 | 0.25518 | 0.39863 | 0.58378 | 0.81332 | 1.0966 | 1.38 | 1.736 | 2.1503 | 2.5726 | 2.9596 | 3.4779 | 4.0694 | 4.6685 | 5.2274 | 5.869 | 6.57 | 7.3236 | 8.0461 | 8.8044 | 9.5635 | 10.3625 | 11.0928
| Com-Chiller-Cadmus | M_Input | Cadmus created workbook. Based on the PSE 2014 chiller EUI, 2014 CBSA analysis to determine capacity per sqft by capacity buckets, and costs based on the NEEP Phase 4 Incremental Cost Report for the measure "Commercial Chillers". Baseline cost based on DEER 2008 were used to establish full costs. Costs were interpolated based on the associated efficiency and capacity bucket | 2020 | NR and New | 2022 | 2045 | PSE | Commercial | Other | Electric | Per Building Sqft - Chiller < 150 tons - Water Cooled |  |  | Other Chillers < 150 tons (screw) - Premium Efficiency (Water Cooled) |  | 0.16635 | 20 | 0.076606 | 0 |  | 0 | 0 | 0 | 0 | 0 | 0 | 0 | 0 |  | 0 | 0 | 0 | Cooling | Chillers | Chiller | Chillers LT 150 Tons Water Cooled Premium | CommCOOL | 0.004239% | 6.763% | 6.763% | 22414.5695 | 1 | 21.64% | 5% | 85% | 6.8% | 0.2% | 0.14511 | 0.0010381 | 0.014615 | 0.083547 | 0 | 0 | 0 | 0.083215 | -0.00033132 |  | 0.042854 | 0 | 0.042854 | 02. $0.028 to $0.055 | 1 | 0 | 01. ($9,999.00) to $0.22 | 1 | 4788.1045 | 9893.4246 | 14104.6328 | 16181.8732 | 20886.1831 | 25893.334 | 31958.6057 | 31969.8508 | 40153.9265 | 46738.3103 | 47635.489 | 43664.7435 | 58466.2956 | 66722.9881 | 67579.8861 | 63049.8131 | 72379.2436 | 79076.4711 | 85009.3854 | 81502.2435 | 85538.624 | 85639.5095 | 90130.7664 | 82374.9589 | 796.4812 | 1645.7299 | 2346.2469 | 2691.7872 | 3474.3295 | 4307.2482 | 5316.1809 | 5318.0514 | 6679.4383 | 7774.7231 | 7923.9651 | 7263.4481 | 9725.6246 | 11099.091 | 11241.6324 | 10488.0736 | 12039.9855 | 13154.0414 | 14140.957 | 13557.5585 | 14228.9936 | 14245.7755 | 14992.8773 | 13702.7311 | 208154.9713 | 796.4812 | 2442.2112 | 4788.4581 | 7480.2452 | 10954.5747 | 15261.8229 | 20578.0038 | 25896.0552 | 32575.4935 | 40350.2167 | 48274.1817 | 55537.6298 | 65263.2544 | 76362.3454 | 87603.9778 | 98092.0514 | 110132.0369 | 123286.0783 | 137427.0352 | 150984.5938 | 165213.5874 | 179459.3628 | 194452.2402 | 208154.9713 | 0 | 0 | 0 | 0 | 0 | 0 | 0 | 0 | 0 | 0 | 0 | 0 | 0 | 0 | 0 | 0 | 0 | 0 | 0 | 0 | 0 | 0 | 0 | 0 | 0 | 0 | 0 | 0 | 0 | 0 | 0 | 0 | 0 | 0 | 0 | 0 | 0 | 0 | 0 | 0 | 0 | 0 | 0 | 0 | 0 | 0 | 0 | 0 | 0 | 0 | 0 | 0 | 0 | 0 | 0 | 0 | 0 | 0 | 0 | 0 | 0 | 0.033766 | 0.10353 | 0.203 | 0.31712 | 0.46441 | 0.64701 | 0.87238 | 1.0978 | 1.381 | 1.7106 | 2.0465 | 2.3545 | 2.7668 | 3.2373 | 3.7139 | 4.1585 | 4.6689 | 5.2266 | 5.8261 | 6.4008 | 7.0041 | 7.608 | 8.2436 | 8.8245 | 398.4438 | 823.2848 | 1173.7219 | 1346.5802 | 1738.051 | 2154.7228 | 2659.4465 | 2660.3822 | 3341.4229 | 3889.3447 | 3964.0037 | 3633.5768 | 4865.2931 | 5552.3766 | 5623.6837 | 5246.7121 | 6023.0639 | 6580.376 | 7074.0855 | 6782.2375 | 7118.1263 | 7126.5215 | 7500.263 | 6854.8608 | 104130.5808 | 0 | 0 | 0 | 0 | 0 | 0 | 0 | 0 | 0 | 0 | 0 | 0 | 0 | 0 | 0 | 0 | 0 | 0 | 0 | 0 | 0.04263% | 0.33956 | 1.0412 | 2.0414 | 3.189 | 4.6702 | 6.5065 | 8.773 | 11.0402 | 13.8878 | 17.2024 | 20.5806 | 23.6772 | 27.8235 | 32.5553 | 37.348 | 41.8193 | 46.9523 | 52.5602 | 58.5889 | 64.3688 | 70.435 | 76.5084 | 82.9003 | 88.7421
| Com-Chiller-Cadmus | M_Input | Cadmus created workbook. Based on the PSE 2014 chiller EUI, 2014 CBSA analysis to determine capacity per sqft by capacity buckets, and costs based on the NEEP Phase 4 Incremental Cost Report for the measure "Commercial Chillers". Baseline cost based on DEER 2008 were used to establish full costs. Costs were interpolated based on the associated efficiency and capacity bucket | 2020 | NR and New | 2022 | 2045 | PSE | Commercial | Other | Electric | Per Building Sqft - Chiller < 150 tons - Water Cooled |  |  | Other Chillers < 150 tons (screw) - Advanced Efficiency (Water Cooled) |  | 0.10397 | 20 | 0.047879 | 0 |  | 0 | 0 | 0 | 0 | 0 | 0 | 0 | 0 |  | 0 | 0 | 0 | Cooling | Chillers | Chiller | Chillers LT 150 Tons Water Cooled Advanced | CommCOOL | 0.004239% | 6.763% | 6.763% | 22414.5695 | 1 | 21.64% | 5% | 85% | 6.8% | 0.2% | 0.090692 | 0.0006488 | 0.0091341 | 0.052217 | 0 | 0 | 0 | 0.05201 | -0.00020707 |  | 0.042854 | 0 | 0.042854 | 02. $0.028 to $0.055 | 1 | 0 | 01. ($9,999.00) to $0.22 | 1 | 4788.1045 | 9893.4246 | 14104.6328 | 16181.8732 | 20886.1831 | 25893.334 | 31958.6057 | 31969.8508 | 40153.9265 | 46738.3103 | 47635.489 | 43664.7435 | 58466.2956 | 66722.9881 | 67579.8861 | 63049.8131 | 72379.2436 | 79076.4711 | 85009.3854 | 81502.2435 | 85538.624 | 85639.5095 | 90130.7664 | 82374.9589 | 497.8008 | 1028.5812 | 1466.4043 | 1682.367 | 2171.4559 | 2692.0301 | 3322.613 | 3323.7821 | 4174.649 | 4859.202 | 4952.4782 | 4539.6551 | 6078.5154 | 6936.9319 | 7026.0202 | 6555.046 | 7524.9909 | 8221.2759 | 8838.0981 | 8473.4741 | 8893.121 | 8903.6097 | 9370.5483 | 8564.2069 | 130096.857 | 497.8008 | 1526.382 | 2992.7863 | 4675.1533 | 6846.6092 | 9538.6393 | 12861.2524 | 16185.0345 | 20359.6835 | 25218.8854 | 30171.3636 | 34711.0186 | 40789.534 | 47726.4659 | 54752.4861 | 61307.5321 | 68832.5231 | 77053.7989 | 85891.897 | 94365.3711 | 103258.4921 | 112162.1018 | 121532.6501 | 130096.857 | 0 | 0 | 0 | 0 | 0 | 0 | 0 | 0 | 0 | 0 | 0 | 0 | 0 | 0 | 0 | 0 | 0 | 0 | 0 | 0 | 0 | 0 | 0 | 0 | 0 | 0 | 0 | 0 | 0 | 0 | 0 | 0 | 0 | 0 | 0 | 0 | 0 | 0 | 0 | 0 | 0 | 0 | 0 | 0 | 0 | 0 | 0 | 0 | 0 | 0 | 0 | 0 | 0 | 0 | 0 | 0 | 0 | 0 | 0 | 0 | 0 | 0.021104 | 0.064709 | 0.12688 | 0.1982 | 0.29025 | 0.40438 | 0.54524 | 0.68615 | 0.86313 | 1.0691 | 1.2791 | 1.4715 | 1.7292 | 2.0233 | 2.3212 | 2.5991 | 2.9181 | 3.2666 | 3.6413 | 4.0005 | 4.3775 | 4.755 | 5.1522 | 5.5153 | 249.0274 | 514.553 | 733.5762 | 841.6126 | 1086.2819 | 1346.7017 | 1662.154 | 1662.7389 | 2088.3893 | 2430.8404 | 2477.5023 | 2270.9855 | 3040.8082 | 3470.2354 | 3514.8023 | 3279.195 | 3764.4149 | 4112.735 | 4421.3034 | 4238.8984 | 4448.8289 | 4454.0759 | 4687.6644 | 4284.288 | 65081.613 | 0 | 0 | 0 | 0 | 0 | 0 | 0 | 0 | 0 | 0 | 0 | 0 | 0 | 0 | 0 | 0 | 0 | 0 | 0 | 0 | 0.04263% | 0.21223 | 0.65074 | 1.2759 | 1.9931 | 2.9189 | 4.0666 | 5.4831 | 6.9001 | 8.6799 | 10.7515 | 12.8629 | 14.7982 | 17.3897 | 20.3471 | 23.3425 | 26.1371 | 29.3452 | 32.8501 | 36.618 | 40.2305 | 44.0219 | 47.8177 | 51.8127 | 55.4638
| Com-Chiller-Cadmus | M_Input | Cadmus created workbook. Based on the PSE 2014 chiller EUI, 2014 CBSA analysis to determine capacity per sqft by capacity buckets, and costs based on the NEEP Phase 4 Incremental Cost Report for the measure "Commercial Chillers". Baseline cost based on DEER 2008 were used to establish full costs. Costs were interpolated based on the associated efficiency and capacity bucket | 2020 | NR and New | 2022 | 2045 | PSE | Commercial | Other | Electric | Per Building Sqft - Chiller 150-300 tons - Water Cooled |  |  | Other Chillers 150-300 tons (screw) - High Efficiency (Water Cooled) |  | 0.06238 | 20 | 0.016539 | 0 |  | 0 | 0 | 0 | 0 | 0 | 0 | 0 | 0 |  | 0 | 0 | 0 | Cooling | Chillers | Chiller | Chillers 150-300 tons Water Cooled High | CommCOOL | 0.004239% | 6.763% | 6.763% | 22414.5695 | 1 | 21.64% | 5% | 85% | 6.8% | 0.2% | 0.054415 | 0.00038928 | 0.0054804 | 0.018038 | 0 | 0 | 0 | 0.015476 | -0.0025619 |  | 0.021252 | 0 | 0.021252 | 01. ($9,999.000) to $0.028 | 1 | 0 | 01. ($9,999.00) to $0.22 | 1 | 4788.1045 | 9893.4246 | 14104.6328 | 16181.8732 | 20886.1831 | 25893.334 | 31958.6057 | 31969.8508 | 40153.9265 | 46738.3103 | 47635.489 | 43664.7435 | 58466.2956 | 66722.9881 | 67579.8861 | 63049.8131 | 72379.2436 | 79076.4711 | 85009.3854 | 81502.2435 | 85538.624 | 85639.5095 | 90130.7664 | 82374.9589 | 298.6805 | 617.1487 | 879.8426 | 1009.4202 | 1302.8736 | 1615.2181 | 1993.5678 | 1994.2693 | 2504.7894 | 2915.5212 | 2971.4869 | 2723.793 | 3647.1092 | 4162.1591 | 4215.6121 | 3933.0276 | 4514.9946 | 4932.7655 | 5302.8589 | 5084.0844 | 5335.8726 | 5342.1658 | 5622.329 | 5138.5242 | 78058.1142 | 298.6805 | 915.8292 | 1795.6718 | 2805.092 | 4107.9655 | 5723.1836 | 7716.7514 | 9711.0207 | 12215.8101 | 15131.3312 | 18102.8181 | 20826.6112 | 24473.7204 | 28635.8795 | 32851.4917 | 36784.5193 | 41299.5138 | 46232.2794 | 51535.1382 | 56619.2227 | 61955.0953 | 67297.2611 | 72919.5901 | 78058.1142 | 0 | 0 | 0 | 0 | 0 | 0 | 0 | 0 | 0 | 0 | 0 | 0 | 0 | 0 | 0 | 0 | 0 | 0 | 0 | 0 | 0 | 0 | 0 | 0 | 0 | 0 | 0 | 0 | 0 | 0 | 0 | 0 | 0 | 0 | 0 | 0 | 0 | 0 | 0 | 0 | 0 | 0 | 0 | 0 | 0 | 0 | 0 | 0 | 0 | 0 | 0 | 0 | 0 | 0 | 0 | 0 | 0 | 0 | 0 | 0 | 0 | 0.012662 | 0.038826 | 0.076126 | 0.11892 | 0.17415 | 0.24263 | 0.32714 | 0.41169 | 0.51788 | 0.64148 | 0.76745 | 0.88292 | 1.0375 | 1.214 | 1.3927 | 1.5594 | 1.7508 | 1.96 | 2.1848 | 2.4003 | 2.6265 | 2.853 | 3.0913 | 3.3092 | 74.0994 | 153.108 | 218.2796 | 250.4264 | 323.2291 | 400.7184 | 494.583 | 494.757 | 621.4116 | 723.3098 | 737.1943 | 675.7441 | 904.809 | 1032.5874 | 1045.8485 | 975.7423 | 1120.1221 | 1223.7666 | 1315.5829 | 1261.3073 | 1323.7732 | 1325.3345 | 1394.84 | 1274.8132 | 19365.3877 | 0 | 0 | 0 | 0 | 0 | 0 | 0 | 0 | 0 | 0 | 0 | 0 | 0 | 0 | 0 | 0 | 0 | 0 | 0 | 0 | 0.04263% | 0.12734 | 0.39044 | 0.76554 | 1.1959 | 1.7513 | 2.4399 | 3.2899 | 4.1401 | 5.2079 | 6.4509 | 7.7177 | 8.8789 | 10.4338 | 12.2083 | 14.0055 | 15.6822 | 17.6071 | 19.7101 | 21.9708 | 24.1383 | 26.4131 | 28.6906 | 31.0876 | 33.2783
| Com-Chiller-Cadmus | M_Input | Cadmus created workbook. Based on the PSE 2014 chiller EUI, 2014 CBSA analysis to determine capacity per sqft by capacity buckets, and costs based on the NEEP Phase 4 Incremental Cost Report for the measure "Commercial Chillers". Baseline cost based on DEER 2008 were used to establish full costs. Costs were interpolated based on the associated efficiency and capacity bucket | 2020 | NR and New | 2022 | 2045 | PSE | Commercial | Other | Electric | Per Building Sqft - Chiller 150-300 tons - Water Cooled |  |  | Other Chillers 150-300 tons (screw) - Premium Efficiency (Water Cooled) |  | 0.10397 | 20 | 0.027565 | 0 |  | 0 | 0 | 0 | 0 | 0 | 0 | 0 | 0 |  | 0 | 0 | 0 | Cooling | Chillers | Chiller | Chillers 150-300 tons Water Cooled Premium | CommCOOL | 0.004239% | 6.763% | 6.763% | 22414.5695 | 1 | 21.64% | 5% | 85% | 6.8% | 0.2% | 0.090692 | 0.0006488 | 0.0091341 | 0.030063 | 0 | 0 | 0 | 0.025793 | -0.0042698 |  | 0.021252 | 0 | 0.021252 | 01. ($9,999.000) to $0.028 | 1 | 0 | 01. ($9,999.00) to $0.22 | 1 | 4788.1045 | 9893.4246 | 14104.6328 | 16181.8732 | 20886.1831 | 25893.334 | 31958.6057 | 31969.8508 | 40153.9265 | 46738.3103 | 47635.489 | 43664.7435 | 58466.2956 | 66722.9881 | 67579.8861 | 63049.8131 | 72379.2436 | 79076.4711 | 85009.3854 | 81502.2435 | 85538.624 | 85639.5095 | 90130.7664 | 82374.9589 | 497.8008 | 1028.5812 | 1466.4043 | 1682.367 | 2171.4559 | 2692.0301 | 3322.613 | 3323.7821 | 4174.649 | 4859.202 | 4952.4782 | 4539.6551 | 6078.5154 | 6936.9319 | 7026.0202 | 6555.046 | 7524.9909 | 8221.2759 | 8838.0981 | 8473.4741 | 8893.121 | 8903.6097 | 9370.5483 | 8564.2069 | 130096.857 | 497.8008 | 1526.382 | 2992.7863 | 4675.1533 | 6846.6092 | 9538.6393 | 12861.2524 | 16185.0345 | 20359.6835 | 25218.8854 | 30171.3636 | 34711.0186 | 40789.534 | 47726.4659 | 54752.4861 | 61307.5321 | 68832.5231 | 77053.7989 | 85891.897 | 94365.3711 | 103258.4921 | 112162.1018 | 121532.6501 | 130096.857 | 0 | 0 | 0 | 0 | 0 | 0 | 0 | 0 | 0 | 0 | 0 | 0 | 0 | 0 | 0 | 0 | 0 | 0 | 0 | 0 | 0 | 0 | 0 | 0 | 0 | 0 | 0 | 0 | 0 | 0 | 0 | 0 | 0 | 0 | 0 | 0 | 0 | 0 | 0 | 0 | 0 | 0 | 0 | 0 | 0 | 0 | 0 | 0 | 0 | 0 | 0 | 0 | 0 | 0 | 0 | 0 | 0 | 0 | 0 | 0 | 0 | 0.021104 | 0.064709 | 0.12688 | 0.1982 | 0.29025 | 0.40438 | 0.54524 | 0.68615 | 0.86313 | 1.0691 | 1.2791 | 1.4715 | 1.7292 | 2.0233 | 2.3212 | 2.5991 | 2.9181 | 3.2666 | 3.6413 | 4.0005 | 4.3775 | 4.755 | 5.1522 | 5.5153 | 123.4991 | 255.1801 | 363.7993 | 417.3773 | 538.7151 | 667.864 | 824.3049 | 824.595 | 1035.686 | 1205.5163 | 1228.6571 | 1126.2401 | 1508.015 | 1720.979 | 1743.0809 | 1626.2372 | 1866.8702 | 2039.6111 | 2192.6381 | 2102.1788 | 2206.2887 | 2208.8908 | 2324.7334 | 2124.6886 | 32275.6462 | 0 | 0 | 0 | 0 | 0 | 0 | 0 | 0 | 0 | 0 | 0 | 0 | 0 | 0 | 0 | 0 | 0 | 0 | 0 | 0 | 0.04263% | 0.21223 | 0.65074 | 1.2759 | 1.9931 | 2.9189 | 4.0666 | 5.4831 | 6.9001 | 8.6799 | 10.7515 | 12.8629 | 14.7982 | 17.3897 | 20.3471 | 23.3425 | 26.1371 | 29.3452 | 32.8501 | 36.618 | 40.2305 | 44.0219 | 47.8177 | 51.8127 | 55.4638
| Com-Chiller-Cadmus | M_Input | Cadmus created workbook. Based on the PSE 2014 chiller EUI, 2014 CBSA analysis to determine capacity per sqft by capacity buckets, and costs based on the NEEP Phase 4 Incremental Cost Report for the measure "Commercial Chillers". Baseline cost based on DEER 2008 were used to establish full costs. Costs were interpolated based on the associated efficiency and capacity bucket | 2020 | NR and New | 2022 | 2045 | PSE | Commercial | Other | Electric | Per Building Sqft - Chiller 150-300 tons - Water Cooled |  |  | Other Chillers 150-300 tons (screw) - Advanced Efficiency (Water Cooled) |  | 0.12476 | 20 | 0.033078 | 0 |  | 0 | 0 | 0 | 0 | 0 | 0 | 0 | 0 |  | 0 | 0 | 0 | Cooling | Chillers | Chiller | Chillers 150-300 tons Water Cooled Advanced | CommCOOL | 0.004239% | 6.763% | 6.763% | 22414.5695 | 1 | 21.64% | 5% | 85% | 6.8% | 0.2% | 0.10883 | 0.00077856 | 0.010961 | 0.036075 | 0 | 0 | 0 | 0.030951 | -0.0051238 |  | 0.021252 | 0 | 0.021252 | 01. ($9,999.000) to $0.028 | 1 | 0 | 01. ($9,999.00) to $0.22 | 1 | 4788.1045 | 9893.4246 | 14104.6328 | 16181.8732 | 20886.1831 | 25893.334 | 31958.6057 | 31969.8508 | 40153.9265 | 46738.3103 | 47635.489 | 43664.7435 | 58466.2956 | 66722.9881 | 67579.8861 | 63049.8131 | 72379.2436 | 79076.4711 | 85009.3854 | 81502.2435 | 85538.624 | 85639.5095 | 90130.7664 | 82374.9589 | 597.3609 | 1234.2975 | 1759.6852 | 2018.8404 | 2605.7471 | 3230.4361 | 3987.1356 | 3988.5386 | 5009.5787 | 5831.0423 | 5942.9738 | 5447.5861 | 7294.2184 | 8324.3182 | 8431.2243 | 7866.0552 | 9029.9891 | 9865.531 | 10605.7177 | 10168.1689 | 10671.7452 | 10684.3316 | 11244.658 | 10277.0483 | 156116.2284 | 597.3609 | 1831.6584 | 3591.3435 | 5610.1839 | 8215.9311 | 11446.3672 | 15433.5028 | 19422.0414 | 24431.6202 | 30262.6625 | 36205.6363 | 41653.2224 | 48947.4408 | 57271.759 | 65702.9833 | 73569.0386 | 82599.0277 | 92464.5587 | 103070.2764 | 113238.4453 | 123910.1905 | 134594.5221 | 145839.1801 | 156116.2284 | 0 | 0 | 0 | 0 | 0 | 0 | 0 | 0 | 0 | 0 | 0 | 0 | 0 | 0 | 0 | 0 | 0 | 0 | 0 | 0 | 0 | 0 | 0 | 0 | 0 | 0 | 0 | 0 | 0 | 0 | 0 | 0 | 0 | 0 | 0 | 0 | 0 | 0 | 0 | 0 | 0 | 0 | 0 | 0 | 0 | 0 | 0 | 0 | 0 | 0 | 0 | 0 | 0 | 0 | 0 | 0 | 0 | 0 | 0 | 0 | 0 | 0.025324 | 0.077651 | 0.15225 | 0.23784 | 0.34831 | 0.48526 | 0.65429 | 0.82338 | 1.0358 | 1.283 | 1.5349 | 1.7658 | 2.0751 | 2.428 | 2.7854 | 3.1189 | 3.5017 | 3.9199 | 4.3696 | 4.8006 | 5.253 | 5.706 | 6.1827 | 6.6184 | 148.1989 | 306.2161 | 436.5592 | 500.8528 | 646.4581 | 801.4368 | 989.1659 | 989.514 | 1242.8232 | 1446.6196 | 1474.3886 | 1351.4881 | 1809.618 | 2065.1748 | 2091.6971 | 1951.4846 | 2240.2442 | 2447.5333 | 2631.1657 | 2522.6145 | 2647.5465 | 2650.669 | 2789.68 | 2549.6264 | 38730.7754 | 0 | 0 | 0 | 0 | 0 | 0 | 0 | 0 | 0 | 0 | 0 | 0 | 0 | 0 | 0 | 0 | 0 | 0 | 0 | 0 | 0.04263% | 0.25467 | 0.78089 | 1.5311 | 2.3918 | 3.5027 | 4.8799 | 6.5797 | 8.2801 | 10.4159 | 12.9018 | 15.4354 | 17.7579 | 20.8676 | 24.4165 | 28.011 | 31.3645 | 35.2142 | 39.4202 | 43.9417 | 48.2766 | 52.8263 | 57.3813 | 62.1752 | 66.5566
| Com-Chiller-Cadmus | M_Input | Cadmus created workbook. Based on the PSE 2014 chiller EUI, 2014 CBSA analysis to determine capacity per sqft by capacity buckets, and costs based on the NEEP Phase 4 Incremental Cost Report for the measure "Commercial Chillers". Baseline cost based on DEER 2008 were used to establish full costs. Costs were interpolated based on the associated efficiency and capacity bucket | 2020 | NR and New | 2022 | 2045 | PSE | Commercial | Other | Electric | Per Building Sqft - Chiller > 300 ton - Water Cooled |  |  | Other Chillers > 300 tons (centrifugal) - High Efficiency (Water Cooled) |  | 0.020793 | 20 | 0.014164 | 0 |  | 0 | 0 | 0 | 0 | 0 | 0 | 0 | 0 |  | 0 | 0 | 0 | Cooling | Chillers | Chiller | Chillers GT 300 tons Water Cooled High | CommCOOL | 0.004239% | 6.763% | 6.763% | 22414.5695 | 1 | 21.64% | 5% | 85% | 6.8% | 0.2% | 0.018138 | 0.00012976 | 0.0018268 | 0.015447 | 0 | 0 | 0 | 0.016323 | 0.00087618 |  | 0.067248 | 0 | 0.067248 | 04. $0.062 to $0.070 | 1 | 0 | 01. ($9,999.00) to $0.22 | 1 | 4788.1045 | 9893.4246 | 14104.6328 | 16181.8732 | 20886.1831 | 25893.334 | 31958.6057 | 31969.8508 | 40153.9265 | 46738.3103 | 47635.489 | 43664.7435 | 58466.2956 | 66722.9881 | 67579.8861 | 63049.8131 | 72379.2436 | 79076.4711 | 85009.3854 | 81502.2435 | 85538.624 | 85639.5095 | 90130.7664 | 82374.9589 | 99.5602 | 205.7162 | 293.2809 | 336.4734 | 434.2912 | 538.406 | 664.5226 | 664.7564 | 834.9298 | 971.8404 | 990.4956 | 907.931 | 1215.7031 | 1387.3864 | 1405.204 | 1311.0092 | 1504.9982 | 1644.2552 | 1767.6196 | 1694.6948 | 1778.6242 | 1780.7219 | 1874.1097 | 1712.8414 | 26019.3714 | 99.5602 | 305.2764 | 598.5573 | 935.0307 | 1369.3218 | 1907.7279 | 2572.2505 | 3237.0069 | 4071.9367 | 5043.7771 | 6034.2727 | 6942.2037 | 8157.9068 | 9545.2932 | 10950.4972 | 12261.5064 | 13766.5046 | 15410.7598 | 17178.3794 | 18873.0742 | 20651.6984 | 22432.4204 | 24306.53 | 26019.3714 | 0 | 0 | 0 | 0 | 0 | 0 | 0 | 0 | 0 | 0 | 0 | 0 | 0 | 0 | 0 | 0 | 0 | 0 | 0 | 0 | 0 | 0 | 0 | 0 | 0 | 0 | 0 | 0 | 0 | 0 | 0 | 0 | 0 | 0 | 0 | 0 | 0 | 0 | 0 | 0 | 0 | 0 | 0 | 0 | 0 | 0 | 0 | 0 | 0 | 0 | 0 | 0 | 0 | 0 | 0 | 0 | 0 | 0 | 0 | 0 | 0 | 0.0042207 | 0.012942 | 0.025375 | 0.03964 | 0.058051 | 0.080876 | 0.10905 | 0.13723 | 0.17263 | 0.21383 | 0.25582 | 0.29431 | 0.34585 | 0.40466 | 0.46423 | 0.51981 | 0.58362 | 0.65332 | 0.72826 | 0.8001 | 0.87551 | 0.951 | 1.0304 | 1.1031 | 78.157 | 161.492 | 230.2323 | 264.1395 | 340.9287 | 422.6613 | 521.6657 | 521.8493 | 655.4393 | 762.9173 | 777.5621 | 712.747 | 954.3552 | 1089.1306 | 1103.1179 | 1029.1728 | 1181.4586 | 1290.7786 | 1387.6226 | 1330.3749 | 1396.2614 | 1397.9082 | 1471.2197 | 1344.6204 | 20425.8126 | 0 | 0 | 0 | 0 | 0 | 0 | 0 | 0 | 0 | 0 | 0 | 0 | 0 | 0 | 0 | 0 | 0 | 0 | 0 | 0 | 0.04263% | 0.042445 | 0.13015 | 0.25518 | 0.39863 | 0.58378 | 0.81332 | 1.0966 | 1.38 | 1.736 | 2.1503 | 2.5726 | 2.9596 | 3.4779 | 4.0694 | 4.6685 | 5.2274 | 5.869 | 6.57 | 7.3236 | 8.0461 | 8.8044 | 9.5635 | 10.3625 | 11.0928
| Com-Chiller-Cadmus | M_Input | Cadmus created workbook. Based on the PSE 2014 chiller EUI, 2014 CBSA analysis to determine capacity per sqft by capacity buckets, and costs based on the NEEP Phase 4 Incremental Cost Report for the measure "Commercial Chillers". Baseline cost based on DEER 2008 were used to establish full costs. Costs were interpolated based on the associated efficiency and capacity bucket | 2020 | NR and New | 2022 | 2045 | PSE | Commercial | Other | Electric | Per Building Sqft - Chiller > 300 ton - Water Cooled |  |  | Other Chillers > 300 tons (centrifugal) - Premium Efficiency (Water Cooled) |  | 0.06238 | 20 | 0.042491 | 0 |  | 0 | 0 | 0 | 0 | 0 | 0 | 0 | 0 |  | 0 | 0 | 0 | Cooling | Chillers | Chiller | Chillers GT 300 tons Water Cooled Premium | CommCOOL | 0.004239% | 6.763% | 6.763% | 22414.5695 | 1 | 21.64% | 5% | 85% | 6.8% | 0.2% | 0.054415 | 0.00038928 | 0.0054804 | 0.046341 | 0 | 0 | 0 | 0.04897 | 0.0026286 |  | 0.067248 | 0 | 0.067248 | 04. $0.062 to $0.070 | 1 | 0 | 01. ($9,999.00) to $0.22 | 1 | 4788.1045 | 9893.4246 | 14104.6328 | 16181.8732 | 20886.1831 | 25893.334 | 31958.6057 | 31969.8508 | 40153.9265 | 46738.3103 | 47635.489 | 43664.7435 | 58466.2956 | 66722.9881 | 67579.8861 | 63049.8131 | 72379.2436 | 79076.4711 | 85009.3854 | 81502.2435 | 85538.624 | 85639.5095 | 90130.7664 | 82374.9589 | 298.6805 | 617.1487 | 879.8426 | 1009.4202 | 1302.8736 | 1615.2181 | 1993.5678 | 1994.2693 | 2504.7894 | 2915.5212 | 2971.4869 | 2723.793 | 3647.1092 | 4162.1591 | 4215.6121 | 3933.0276 | 4514.9946 | 4932.7655 | 5302.8589 | 5084.0844 | 5335.8726 | 5342.1658 | 5622.329 | 5138.5242 | 78058.1142 | 298.6805 | 915.8292 | 1795.6718 | 2805.092 | 4107.9655 | 5723.1836 | 7716.7514 | 9711.0207 | 12215.8101 | 15131.3312 | 18102.8181 | 20826.6112 | 24473.7204 | 28635.8795 | 32851.4917 | 36784.5193 | 41299.5138 | 46232.2794 | 51535.1382 | 56619.2227 | 61955.0953 | 67297.2611 | 72919.5901 | 78058.1142 | 0 | 0 | 0 | 0 | 0 | 0 | 0 | 0 | 0 | 0 | 0 | 0 | 0 | 0 | 0 | 0 | 0 | 0 | 0 | 0 | 0 | 0 | 0 | 0 | 0 | 0 | 0 | 0 | 0 | 0 | 0 | 0 | 0 | 0 | 0 | 0 | 0 | 0 | 0 | 0 | 0 | 0 | 0 | 0 | 0 | 0 | 0 | 0 | 0 | 0 | 0 | 0 | 0 | 0 | 0 | 0 | 0 | 0 | 0 | 0 | 0 | 0.012662 | 0.038826 | 0.076126 | 0.11892 | 0.17415 | 0.24263 | 0.32714 | 0.41169 | 0.51788 | 0.64148 | 0.76745 | 0.88292 | 1.0375 | 1.214 | 1.3927 | 1.5594 | 1.7508 | 1.96 | 2.1848 | 2.4003 | 2.6265 | 2.853 | 3.0913 | 3.3092 | 234.4711 | 484.4761 | 690.6969 | 792.4184 | 1022.7861 | 1267.9838 | 1564.9972 | 1565.5478 | 1966.318 | 2288.752 | 2332.6864 | 2138.241 | 2863.0657 | 3267.3919 | 3309.3537 | 3087.5183 | 3544.3759 | 3872.3358 | 4162.8677 | 3991.1247 | 4188.7843 | 4193.7246 | 4413.6592 | 4033.8612 | 61277.4378 | 0 | 0 | 0 | 0 | 0 | 0 | 0 | 0 | 0 | 0 | 0 | 0 | 0 | 0 | 0 | 0 | 0 | 0 | 0 | 0 | 0.04263% | 0.12734 | 0.39044 | 0.76554 | 1.1959 | 1.7513 | 2.4399 | 3.2899 | 4.1401 | 5.2079 | 6.4509 | 7.7177 | 8.8789 | 10.4338 | 12.2083 | 14.0055 | 15.6822 | 17.6071 | 19.7101 | 21.9708 | 24.1383 | 26.4131 | 28.6906 | 31.0876 | 33.2783
| Com-Chiller-Cadmus | M_Input | Cadmus created workbook. Based on the PSE 2014 chiller EUI, 2014 CBSA analysis to determine capacity per sqft by capacity buckets, and costs based on the NEEP Phase 4 Incremental Cost Report for the measure "Commercial Chillers". Baseline cost based on DEER 2008 were used to establish full costs. Costs were interpolated based on the associated efficiency and capacity bucket | 2020 | NR and New | 2022 | 2045 | PSE | Commercial | Other | Electric | Per Building Sqft - Chiller > 300 ton - Water Cooled |  |  | Other Chillers > 300 tons (centrifugal) with VSD - Advanced Efficiency (Water Cooled) |  | 0.10397 | 20 | 0.070819 | 0 |  | 0 | 0 | 0 | 0 | 0 | 0 | 0 | 0 |  | 0 | 0 | 0 | Cooling | Chillers | Chiller | Chillers GT 300 tons Water Cooled Advanced VSD | CommCOOL | 0.004239% | 6.763% | 6.763% | 22414.5695 | 1 | 21.64% | 5% | 85% | 6.8% | 0.2% | 0.090692 | 0.0006488 | 0.0091341 | 0.077235 | 0 | 0 | 0 | 0.081616 | 0.0043809 |  | 0.067248 | 0 | 0.067248 | 04. $0.062 to $0.070 | 1 | 0 | 01. ($9,999.00) to $0.22 | 1 | 4788.1045 | 9893.4246 | 14104.6328 | 16181.8732 | 20886.1831 | 25893.334 | 31958.6057 | 31969.8508 | 40153.9265 | 46738.3103 | 47635.489 | 43664.7435 | 58466.2956 | 66722.9881 | 67579.8861 | 63049.8131 | 72379.2436 | 79076.4711 | 85009.3854 | 81502.2435 | 85538.624 | 85639.5095 | 90130.7664 | 82374.9589 | 497.8008 | 1028.5812 | 1466.4043 | 1682.367 | 2171.4559 | 2692.0301 | 3322.613 | 3323.7821 | 4174.649 | 4859.202 | 4952.4782 | 4539.6551 | 6078.5154 | 6936.9319 | 7026.0202 | 6555.046 | 7524.9909 | 8221.2759 | 8838.0981 | 8473.4741 | 8893.121 | 8903.6097 | 9370.5483 | 8564.2069 | 130096.857 | 497.8008 | 1526.382 | 2992.7863 | 4675.1533 | 6846.6092 | 9538.6393 | 12861.2524 | 16185.0345 | 20359.6835 | 25218.8854 | 30171.3636 | 34711.0186 | 40789.534 | 47726.4659 | 54752.4861 | 61307.5321 | 68832.5231 | 77053.7989 | 85891.897 | 94365.3711 | 103258.4921 | 112162.1018 | 121532.6501 | 130096.857 | 0 | 0 | 0 | 0 | 0 | 0 | 0 | 0 | 0 | 0 | 0 | 0 | 0 | 0 | 0 | 0 | 0 | 0 | 0 | 0 | 0 | 0 | 0 | 0 | 0 | 0 | 0 | 0 | 0 | 0 | 0 | 0 | 0 | 0 | 0 | 0 | 0 | 0 | 0 | 0 | 0 | 0 | 0 | 0 | 0 | 0 | 0 | 0 | 0 | 0 | 0 | 0 | 0 | 0 | 0 | 0 | 0 | 0 | 0 | 0 | 0 | 0.021104 | 0.064709 | 0.12688 | 0.1982 | 0.29025 | 0.40438 | 0.54524 | 0.68615 | 0.86313 | 1.0691 | 1.2791 | 1.4715 | 1.7292 | 2.0233 | 2.3212 | 2.5991 | 2.9181 | 3.2666 | 3.6413 | 4.0005 | 4.3775 | 4.755 | 5.1522 | 5.5153 | 390.7852 | 807.4602 | 1151.1615 | 1320.6973 | 1704.6435 | 2113.3063 | 2608.3286 | 2609.2464 | 3277.1967 | 3814.5867 | 3887.8107 | 3563.735 | 4771.7762 | 5445.6531 | 5515.5895 | 5145.8638 | 5907.2932 | 6453.893 | 6938.1129 | 6651.8745 | 6981.3071 | 6989.541 | 7356.0987 | 6723.1019 | 102129.063 | 0 | 0 | 0 | 0 | 0 | 0 | 0 | 0 | 0 | 0 | 0 | 0 | 0 | 0 | 0 | 0 | 0 | 0 | 0 | 0 | 0.04263% | 0.21223 | 0.65074 | 1.2759 | 1.9931 | 2.9189 | 4.0666 | 5.4831 | 6.9001 | 8.6799 | 10.7515 | 12.8629 | 14.7982 | 17.3897 | 20.3471 | 23.3425 | 26.1371 | 29.3452 | 32.8501 | 36.618 | 40.2305 | 44.0219 | 47.8177 | 51.8127 | 55.4638
| Com-Commissioning | Measure InputOutput-New | Updated percent savings for electric and gas savings from 7th Plan workbook Com-EM-7P_V5 to reflect DDC data from: http://sbt.siemens.com/hvp/staefa/press/pr5.asp and Misc: http://www.oee.nrcan.gc.ca/publications/infosource/pub/ici/eii/pdf/m92-242-2002-3E.pdf and http://www.enviro-tec.com/pdf/catalog/spec-gd4.pdf and http://www.lrc.rpi.edu/programs/Futures/LF-BAS/index.asp and http://greenbuildings.santa-monica.org/pdf/cs1.pdf and http://www.iklimnet.com/expert_hvac/building_control.html and http://txspace.tamu.edu/bitstream/handle/1969.1/5293/ESL-IC-06-11-149.pdf;jsessionid=A7133C4E9E20B60C3D236FBD72F9BD1E?sequence=1 | 2020 | New | 2022 | 2041 | PSE | Commercial | Large Off | Gas | Per 1,000 Sqft of Floor Area for Commissioning |  |  | Commissioning-New-Large Off |  | 488.1376 | 5 | 1380.9265 | 0 |  | 0 | 0 | 0 | 0 | 0 | 0 | 0 | 17.9164 |  | 0 | 0 | 0 | Whole Building | Whole Building | Commissioning | Commissioning | CommVENT | 0.0141% | 100% | 100% | 229.8817 | 0.001 | 47.68% | 20% | 85% | 6.8% | 0.2% | 68.8428 | 3.5384 | 7.2381 | 0 | 3604.7684 | 0 | 122.333 | 265.4088 | 2553.7871 |  | 0.046577 | 13.2462 | 0.046577 | 02. $0.028 to $0.055 | 1 | 13.2462 | 12. $1.50 to $999.00 | 0 | 0 | 0 | 0 | 0 | 0 | 0 | 0 | 0 | 0 | 0 | 0 | 0 | 0 | 0 | 0 | 0 | 0 | 0 | 0 | 0 | 0 | 0 | 0 | 0 | 0 | 0 | 0 | 0 | 0 | 0 | 0 | 0 | 0 | 0 | 0 | 0 | 0 | 0 | 0 | 0 | 0 | 0 | 0 | 0 | 0 | 0 | 0 | 0 | 0 | 0 | 0 | 0 | 0 | 0 | 0 | 0 | 0 | 0 | 0 | 0 | 0 | 0 | 0 | 0 | 0 | 0 | 0 | 0 | 0 | 0 | 0 | 0 | 0 | 40.6805 | 116.9926 | 154.4069 | 138.0686 | 157.2567 | 194.8746 | 240.2578 | 343.1474 | 425.0979 | 519.2538 | 488.9201 | 555.0092 | 542.6922 | 573.52 | 535.7041 | 574.5478 | 543.1448 | 597.7923 | 581.3057 | 660.5081 | 728.8489 | 2096.0903 | 2766.4218 | 2473.6981 | 2817.4806 | 3491.4592 | 4304.5649 | 6147.9787 | 7616.2412 | 9303.1794 | 8759.7075 | 9943.7883 | 9723.1121 | 10275.4365 | 9597.9096 | 10293.8506 | 9731.2205 | 10710.3098 | 10414.9286 | 11833.9533 | 143030.18 | 728.8489 | 2824.9392 | 5591.3611 | 8065.0592 | 10882.5398 | 14373.999 | 18678.5639 | 24826.5426 | 32442.7838 | 41745.9633 | 50505.6708 | 60449.4591 | 70172.5712 | 80448.0077 | 90045.9173 | 100339.7679 | 110070.9883 | 120781.2981 | 131196.2267 | 143030.18 | 0 | 0 | 0 | 0 | 0 | 0 | 0 | 0 | 0 | 0 | 0 | 0 | 0 | 0 | 0 | 0 | 0 | 0 | 0 | 0 | 0 | 0 | 0 | 0 | 0 | 0 | 0 | 0 | 0 | 0 | 0 | 0 | 0 | 0 | 0 | 0 | 0 | 0 | 0 | 0 | 0 | 0 | 0 | 0 | 0 | 0 | 0 | 0 | 0 | 103889.2211 | 298774.1244 | 394322.3488 | 352597.8667 | 401600.2072 | 497668.2715 | 613567.358 | 876325.2786 | 1085609.6062 | 1326063.6912 | 1248597.8797 | 1417375.2802 | 1385920.3769 | 1464648.014 | 1368074.1602 | 1467272.7336 | 1387076.1305 | 1526634.3093 | 1484531.0381 | 1686797.0639 | 0.01557% | 0 | 0 | 0 | 0 | 0 | 0 | 0 | 0 | 0 | 0 | 0 | 0 | 0 | 0 | 0 | 0 | 0 | 0 | 0 | 0 | 0 | 0 | 0 | 0
| Com-Commissioning | Measure InputOutput-New | Updated percent savings for electric and gas savings from 7th Plan workbook Com-EM-7P_V5 to reflect DDC data from: http://sbt.siemens.com/hvp/staefa/press/pr5.asp and Misc: http://www.oee.nrcan.gc.ca/publications/infosource/pub/ici/eii/pdf/m92-242-2002-3E.pdf and http://www.enviro-tec.com/pdf/catalog/spec-gd4.pdf and http://www.lrc.rpi.edu/programs/Futures/LF-BAS/index.asp and http://greenbuildings.santa-monica.org/pdf/cs1.pdf and http://www.iklimnet.com/expert_hvac/building_control.html and http://txspace.tamu.edu/bitstream/handle/1969.1/5293/ESL-IC-06-11-149.pdf;jsessionid=A7133C4E9E20B60C3D236FBD72F9BD1E?sequence=1 | 2020 | New | 2022 | 2041 | PSE | Commercial | Medium Off | Gas | Per 1,000 Sqft of Floor Area for Commissioning |  |  | Commissioning-New-Medium Off |  | 393.9025 | 5 | 1380.9265 | 0 |  | 0 | 0 | 0 | 0 | 0 | 0 | 0 | 17.9164 |  | 0 | 0 | 0 | Whole Building | Whole Building | Commissioning | Commissioning | CommVENT | 0.0141% | 100% | 100% | 41.7593 | 0.001 | 8.441% | 20% | 85% | 6.8% | 0.2% | 68.8428 | 3.5384 | 7.2381 | 0 | 3604.7684 | 0 | 98.7166 | 265.4088 | 2807.9165 |  | 0.05772 | 14.5644 | 0.05772 | 03. $0.055 to $0.062 | 1 | 14.5644 | 12. $1.50 to $999.00 | 0 | 0 | 0 | 0 | 0 | 0 | 0 | 0 | 0 | 0 | 0 | 0 | 0 | 0 | 0 | 0 | 0 | 0 | 0 | 0 | 0 | 0 | 0 | 0 | 0 | 0 | 0 | 0 | 0 | 0 | 0 | 0 | 0 | 0 | 0 | 0 | 0 | 0 | 0 | 0 | 0 | 0 | 0 | 0 | 0 | 0 | 0 | 0 | 0 | 0 | 0 | 0 | 0 | 0 | 0 | 0 | 0 | 0 | 0 | 0 | 0 | 0 | 0 | 0 | 0 | 0 | 0 | 0 | 0 | 0 | 0 | 0 | 0 | 0 | 3.8432 | 11.0526 | 14.5873 | 13.0437 | 14.8565 | 18.4104 | 22.6978 | 32.4181 | 40.1602 | 49.0554 | 46.1897 | 52.4333 | 51.2697 | 54.1821 | 50.6095 | 54.2792 | 51.3124 | 56.4751 | 54.9176 | 62.4001 | 68.8564 | 198.0236 | 261.3518 | 233.6973 | 266.1754 | 329.8481 | 406.6645 | 580.8171 | 719.528 | 878.8979 | 827.5545 | 939.418 | 918.5701 | 970.7498 | 906.7419 | 972.4894 | 919.3361 | 1011.8335 | 983.928 | 1117.9873 | 13512.4684 | 68.8564 | 266.8801 | 528.2318 | 761.9291 | 1028.1045 | 1357.9526 | 1764.6171 | 2345.4342 | 3064.9622 | 3943.86 | 4771.4145 | 5710.8325 | 6629.4026 | 7600.1524 | 8506.8942 | 9479.3836 | 10398.7197 | 11410.5532 | 12394.4812 | 13512.4684 | 0 | 0 | 0 | 0 | 0 | 0 | 0 | 0 | 0 | 0 | 0 | 0 | 0 | 0 | 0 | 0 | 0 | 0 | 0 | 0 | 0 | 0 | 0 | 0 | 0 | 0 | 0 | 0 | 0 | 0 | 0 | 0 | 0 | 0 | 0 | 0 | 0 | 0 | 0 | 0 | 0 | 0 | 0 | 0 | 0 | 0 | 0 | 0 | 0 | 10791.3801 | 31034.8379 | 40959.8061 | 36625.7208 | 41715.7857 | 51694.7516 | 63733.6434 | 91027.3373 | 112766.5197 | 137743.4268 | 129696.7497 | 147228.319 | 143960.9751 | 152138.723 | 142107.2187 | 152411.3629 | 144081.0278 | 158577.4821 | 154204.0505 | 175214.2144 | 0.01557% | 0 | 0 | 0 | 0 | 0 | 0 | 0 | 0 | 0 | 0 | 0 | 0 | 0 | 0 | 0 | 0 | 0 | 0 | 0 | 0 | 0 | 0 | 0 | 0
| Com-Commissioning | Measure InputOutput-New | Updated percent savings for electric and gas savings from 7th Plan workbook Com-EM-7P_V5 to reflect DDC data from: http://sbt.siemens.com/hvp/staefa/press/pr5.asp and Misc: http://www.oee.nrcan.gc.ca/publications/infosource/pub/ici/eii/pdf/m92-242-2002-3E.pdf and http://www.enviro-tec.com/pdf/catalog/spec-gd4.pdf and http://www.lrc.rpi.edu/programs/Futures/LF-BAS/index.asp and http://greenbuildings.santa-monica.org/pdf/cs1.pdf and http://www.iklimnet.com/expert_hvac/building_control.html and http://txspace.tamu.edu/bitstream/handle/1969.1/5293/ESL-IC-06-11-149.pdf;jsessionid=A7133C4E9E20B60C3D236FBD72F9BD1E?sequence=1 | 2020 | New | 2022 | 2041 | PSE | Commercial | Small Off | Gas | Per 1,000 Sqft of Floor Area for Commissioning |  |  | Commissioning-New-Small Off |  | 318.5145 | 5 | 1380.9265 | 0 |  | 0 | 0 | 0 | 0 | 0 | 0 | 0 | 17.9164 |  | 0 | 0 | 0 | Whole Building | Whole Building | Commissioning | Commissioning | CommVENT | 0.0141% | 100% | 100% | 4.7978 | 0.001 | 0% | 20% | 85% | 6.8% | 0.2% | 68.8428 | 3.5384 | 7.2381 | 0 | 3604.7684 | 0 | 79.8235 | 265.4088 | 3011.2199 |  | 0.071381 | 15.6189 | 0.071381 | 05. $0.070 to $0.077 | 1 | 15.6189 | 12. $1.50 to $999.00 | 0 | 0 | 0 | 0 | 0 | 0 | 0 | 0 | 0 | 0 | 0 | 0 | 0 | 0 | 0 | 0 | 0 | 0 | 0 | 0 | 0 | 0 | 0 | 0 | 0 | 0 | 0 | 0 | 0 | 0 | 0 | 0 | 0 | 0 | 0 | 0 | 0 | 0 | 0 | 0 | 0 | 0 | 0 | 0 | 0 | 0 | 0 | 0 | 0 | 0 | 0 | 0 | 0 | 0 | 0 | 0 | 0 | 0 | 0 | 0 | 0 | 0 | 0 | 0 | 0 | 0 | 0 | 0 | 0 | 0 | 0 | 0 | 0 | 0 | 0 | 0 | 0 | 0 | 0 | 0 | 0 | 0 | 0 | 0 | 0 | 0 | 0 | 0 | 0 | 0 | 0 | 0 | 0 | 0 | 0 | 0 | 0 | 0 | 0 | 0 | 0 | 0 | 0 | 0 | 0 | 0 | 0 | 0 | 0 | 0 | 0 | 0 | 0 | 0 | 0 | 0 | 0 | 0 | 0 | 0 | 0 | 0 | 0 | 0 | 0 | 0 | 0 | 0 | 0 | 0 | 0 | 0 | 0 | 0 | 0 | 0 | 0 | 0 | 0 | 0 | 0 | 0 | 0 | 0 | 0 | 0 | 0 | 0 | 0 | 0 | 0 | 0 | 0 | 0 | 0 | 0 | 0 | 0 | 0 | 0 | 0 | 0 | 0 | 0 | 0 | 0 | 0 | 0 | 0 | 0 | 0 | 0 | 0 | 0 | 0 | 0 | 0 | 0 | 0 | 0 | 0 | 0 | 0 | 0 | 0 | 0 | 0 | 0 | 0 | 0 | 0 | 0 | 0 | 0 | 0 | 0 | 0 | 0 | 0 | 0 | 0 | 0 | 0 | 0 | 0.01557% | 0 | 0 | 0 | 0 | 0 | 0 | 0 | 0 | 0 | 0 | 0 | 0 | 0 | 0 | 0 | 0 | 0 | 0 | 0 | 0 | 0 | 0 | 0 | 0
| Com-Commissioning | Measure InputOutput-New | Updated percent savings for electric and gas savings from 7th Plan workbook Com-EM-7P_V5 to reflect DDC data from: http://sbt.siemens.com/hvp/staefa/press/pr5.asp and Misc: http://www.oee.nrcan.gc.ca/publications/infosource/pub/ici/eii/pdf/m92-242-2002-3E.pdf and http://www.enviro-tec.com/pdf/catalog/spec-gd4.pdf and http://www.lrc.rpi.edu/programs/Futures/LF-BAS/index.asp and http://greenbuildings.santa-monica.org/pdf/cs1.pdf and http://www.iklimnet.com/expert_hvac/building_control.html and http://txspace.tamu.edu/bitstream/handle/1969.1/5293/ESL-IC-06-11-149.pdf;jsessionid=A7133C4E9E20B60C3D236FBD72F9BD1E?sequence=1 | 2020 | New | 2022 | 2041 | PSE | Commercial | Xlarge Ret | Gas | Per 1,000 Sqft of Floor Area for Commissioning |  |  | Commissioning-New-Xlarge Ret |  | 104.8184 | 5 | 1380.9265 | 0 |  | 0 | 0 | 0 | 0 | 0 | 0 | 0 | 5.1208 |  | 0 | 0 | 0 | Whole Building | Whole Building | Commissioning | Commissioning | CommVENT | 0.0141% | 100% | 100% | 280.3513 | 0.001 | 3.625% | 20% | 85% | 6.8% | 0.2% | 19.6762 | 1.0113 | 2.0688 | 0 | 3604.7684 | 0 | 26.2687 | 273.1052 | 3595.2035 |  | 0.2232 | 65.2451 | 0.2232 | 12. $0.200 to $0.225 | 0 | 65.2451 | 12. $1.50 to $999.00 | 0 | 0 | 0 | 0 | 0 | 0 | 0 | 0 | 0 | 0 | 0 | 0 | 0 | 0 | 0 | 0 | 0 | 0 | 0 | 0 | 0 | 0 | 0 | 0 | 0 | 0 | 0 | 0 | 0 | 0 | 0 | 0 | 0 | 0 | 0 | 0 | 0 | 0 | 0 | 0 | 0 | 0 | 0 | 0 | 0 | 0 | 0 | 0 | 0 | 0 | 0 | 0 | 0 | 0 | 0 | 0 | 0 | 0 | 0 | 0 | 0 | 0 | 0 | 0 | 0 | 0 | 0 | 0 | 0 | 0 | 0 | 0 | 0 | 0 | 0.7746 | 2.1875 | 2.9327 | 2.7472 | 3.1982 | 3.9905 | 4.9301 | 6.8802 | 8.4519 | 10.2163 | 9.7667 | 10.98 | 10.7911 | 11.3396 | 10.6658 | 11.3379 | 10.7768 | 11.7265 | 11.4274 | 12.8082 | 3.9665 | 11.2016 | 15.0177 | 14.0677 | 16.377 | 20.4343 | 25.2458 | 35.2317 | 43.28 | 52.3151 | 50.0127 | 56.2259 | 55.2588 | 58.0676 | 54.6172 | 58.0589 | 55.1856 | 60.0486 | 58.5169 | 65.5879 | 808.7176 | 3.9665 | 15.1681 | 30.1859 | 44.2535 | 60.6305 | 81.0648 | 106.3105 | 141.5423 | 184.8223 | 237.1374 | 287.1501 | 343.376 | 398.6348 | 456.7023 | 511.3196 | 569.3784 | 624.5641 | 684.6127 | 743.1296 | 808.7176 | 0 | 0 | 0 | 0 | 0 | 0 | 0 | 0 | 0 | 0 | 0 | 0 | 0 | 0 | 0 | 0 | 0 | 0 | 0 | 0 | 0 | 0 | 0 | 0 | 0 | 0 | 0 | 0 | 0 | 0 | 0 | 0 | 0 | 0 | 0 | 0 | 0 | 0 | 0 | 0 | 0 | 0 | 0 | 0 | 0 | 0 | 0 | 0 | 0 | 2784.8411 | 7864.453 | 10543.7003 | 9876.6771 | 11498.0159 | 14346.5573 | 17724.6451 | 24735.6327 | 30386.1909 | 36729.5891 | 35113.0955 | 39475.2816 | 38796.2694 | 40768.2847 | 38345.8689 | 40762.1737 | 38744.9352 | 42159.1388 | 41083.7861 | 46048.2207 | 0.01557% | 0 | 0 | 0 | 0 | 0 | 0 | 0 | 0 | 0 | 0 | 0 | 0 | 0 | 0 | 0 | 0 | 0 | 0 | 0 | 0 | 0 | 0 | 0 | 0
| Com-Commissioning | Measure InputOutput-New | Updated percent savings for electric and gas savings from 7th Plan workbook Com-EM-7P_V5 to reflect DDC data from: http://sbt.siemens.com/hvp/staefa/press/pr5.asp and Misc: http://www.oee.nrcan.gc.ca/publications/infosource/pub/ici/eii/pdf/m92-242-2002-3E.pdf and http://www.enviro-tec.com/pdf/catalog/spec-gd4.pdf and http://www.lrc.rpi.edu/programs/Futures/LF-BAS/index.asp and http://greenbuildings.santa-monica.org/pdf/cs1.pdf and http://www.iklimnet.com/expert_hvac/building_control.html and http://txspace.tamu.edu/bitstream/handle/1969.1/5293/ESL-IC-06-11-149.pdf;jsessionid=A7133C4E9E20B60C3D236FBD72F9BD1E?sequence=1 | 2020 | New | 2022 | 2041 | PSE | Commercial | Large Ret | Gas | Per 1,000 Sqft of Floor Area for Commissioning |  |  | Commissioning-New-Large Ret |  | 115.3504 | 5 | 1380.9265 | 0 |  | 0 | 0 | 0 | 0 | 0 | 0 | 0 | 5.1208 |  | 0 | 0 | 0 | Whole Building | Whole Building | Commissioning | Commissioning | CommVENT | 0.0141% | 100% | 100% | 94.4255 | 0.001 | 24.42% | 20% | 85% | 6.8% | 0.2% | 19.6762 | 1.0113 | 2.0688 | 0 | 3604.7684 | 0 | 28.9082 | 273.1052 | 3566.8013 |  | 0.20282 | 64.7297 | 0.20282 | 12. $0.200 to $0.225 | 0 | 64.7297 | 12. $1.50 to $999.00 | 0 | 0 | 0 | 0 | 0 | 0 | 0 | 0 | 0 | 0 | 0 | 0 | 0 | 0 | 0 | 0 | 0 | 0 | 0 | 0 | 0 | 0 | 0 | 0 | 0 | 0 | 0 | 0 | 0 | 0 | 0 | 0 | 0 | 0 | 0 | 0 | 0 | 0 | 0 | 0 | 0 | 0 | 0 | 0 | 0 | 0 | 0 | 0 | 0 | 0 | 0 | 0 | 0 | 0 | 0 | 0 | 0 | 0 | 0 | 0 | 0 | 0 | 0 | 0 | 0 | 0 | 0 | 0 | 0 | 0 | 0 | 0 | 0 | 0 | 6.362 | 17.9664 | 24.0871 | 22.5633 | 26.2673 | 32.7748 | 40.4921 | 56.5087 | 69.4174 | 83.909 | 80.2161 | 90.1815 | 88.6303 | 93.1354 | 87.6014 | 93.1214 | 88.513 | 96.3128 | 93.8562 | 105.1974 | 32.5782 | 92.0016 | 123.3446 | 115.5414 | 134.5085 | 167.832 | 207.3502 | 289.3676 | 355.4702 | 429.6779 | 410.7675 | 461.7981 | 453.8548 | 476.9242 | 448.5858 | 476.8527 | 453.2543 | 493.195 | 480.6151 | 538.6911 | 6642.211 | 32.5782 | 124.5798 | 247.9244 | 363.4658 | 497.9744 | 665.8063 | 873.1566 | 1162.5242 | 1517.9944 | 1947.6723 | 2358.4398 | 2820.2379 | 3274.0927 | 3751.017 | 4199.6028 | 4676.4555 | 5129.7098 | 5622.9048 | 6103.5199 | 6642.211 | 0 | 0 | 0 | 0 | 0 | 0 | 0 | 0 | 0 | 0 | 0 | 0 | 0 | 0 | 0 | 0 | 0 | 0 | 0 | 0 | 0 | 0 | 0 | 0 | 0 | 0 | 0 | 0 | 0 | 0 | 0 | 0 | 0 | 0 | 0 | 0 | 0 | 0 | 0 | 0 | 0 | 0 | 0 | 0 | 0 | 0 | 0 | 0 | 0 | 22691.9405 | 64082.5434 | 85914.0653 | 80478.9075 | 93690.1903 | 116901.1856 | 144427.1251 | 201555.3087 | 247598.1978 | 299286.61 | 286114.8078 | 321659.5533 | 316126.7044 | 332195.4326 | 312456.6706 | 332145.6375 | 315708.4143 | 343528.6387 | 334766.2574 | 375218.3517 | 0.01557% | 0 | 0 | 0 | 0 | 0 | 0 | 0 | 0 | 0 | 0 | 0 | 0 | 0 | 0 | 0 | 0 | 0 | 0 | 0 | 0 | 0 | 0 | 0 | 0
| Com-Commissioning | Measure InputOutput-New | Updated percent savings for electric and gas savings from 7th Plan workbook Com-EM-7P_V5 to reflect DDC data from: http://sbt.siemens.com/hvp/staefa/press/pr5.asp and Misc: http://www.oee.nrcan.gc.ca/publications/infosource/pub/ici/eii/pdf/m92-242-2002-3E.pdf and http://www.enviro-tec.com/pdf/catalog/spec-gd4.pdf and http://www.lrc.rpi.edu/programs/Futures/LF-BAS/index.asp and http://greenbuildings.santa-monica.org/pdf/cs1.pdf and http://www.iklimnet.com/expert_hvac/building_control.html and http://txspace.tamu.edu/bitstream/handle/1969.1/5293/ESL-IC-06-11-149.pdf;jsessionid=A7133C4E9E20B60C3D236FBD72F9BD1E?sequence=1 | 2020 | New | 2022 | 2041 | PSE | Commercial | Medium Ret | Gas | Per 1,000 Sqft of Floor Area for Commissioning |  |  | Commissioning-New-Medium Ret |  | 160.4875 | 5 | 1380.9265 | 0 |  | 0 | 0 | 0 | 0 | 0 | 0 | 0 | 5.1208 |  | 0 | 0 | 0 | Whole Building | Whole Building | Commissioning | Commissioning | CommVENT | 0.0141% | 100% | 100% | 13.3332 | 0.001 | 2.323% | 20% | 85% | 6.8% | 0.2% | 19.6762 | 1.0113 | 2.0688 | 0 | 3604.7684 | 0 | 40.22 | 273.1052 | 3445.0773 |  | 0.14578 | 62.5206 | 0.14578 | 09. $0.130 to $0.150 | 1 | 62.5206 | 12. $1.50 to $999.00 | 0 | 0 | 0 | 0 | 0 | 0 | 0 | 0 | 0 | 0 | 0 | 0 | 0 | 0 | 0 | 0 | 0 | 0 | 0 | 0 | 0 | 0 | 0 | 0 | 0 | 0 | 0 | 0 | 0 | 0 | 0 | 0 | 0 | 0 | 0 | 0 | 0 | 0 | 0 | 0 | 0 | 0 | 0 | 0 | 0 | 0 | 0 | 0 | 0 | 0 | 0 | 0 | 0 | 0 | 0 | 0 | 0 | 0 | 0 | 0 | 0 | 0 | 0 | 0 | 0 | 0 | 0 | 0 | 0 | 0 | 0 | 0 | 0 | 0 | 0.89692 | 2.5329 | 3.3959 | 3.181 | 3.7032 | 4.6207 | 5.7086 | 7.9667 | 9.7866 | 11.8296 | 11.309 | 12.714 | 12.4953 | 13.1304 | 12.3502 | 13.1284 | 12.4787 | 13.5784 | 13.232 | 14.8309 | 4.5929 | 12.9706 | 17.3893 | 16.2892 | 18.9633 | 23.6613 | 29.2326 | 40.7956 | 50.1149 | 60.5768 | 57.9108 | 65.1052 | 63.9853 | 67.2377 | 63.2425 | 67.2276 | 63.9006 | 69.5316 | 67.758 | 75.9457 | 936.4313 | 4.5929 | 17.5635 | 34.9528 | 51.2421 | 70.2054 | 93.8666 | 123.0992 | 163.8948 | 214.0097 | 274.5865 | 332.4972 | 397.6024 | 461.5877 | 528.8253 | 592.0678 | 659.2954 | 723.196 | 792.7276 | 860.4856 | 936.4313 | 0 | 0 | 0 | 0 | 0 | 0 | 0 | 0 | 0 | 0 | 0 | 0 | 0 | 0 | 0 | 0 | 0 | 0 | 0 | 0 | 0 | 0 | 0 | 0 | 0 | 0 | 0 | 0 | 0 | 0 | 0 | 0 | 0 | 0 | 0 | 0 | 0 | 0 | 0 | 0 | 0 | 0 | 0 | 0 | 0 | 0 | 0 | 0 | 0 | 3089.9748 | 8726.1573 | 11698.9684 | 10958.8598 | 12757.8479 | 15918.5026 | 19666.7259 | 27445.9039 | 33715.591 | 40754.0322 | 38960.4203 | 43800.569 | 43047.1577 | 45235.2458 | 42547.4071 | 45228.4652 | 42990.1989 | 46778.4951 | 45585.3165 | 51093.7018 | 0.01557% | 0 | 0 | 0 | 0 | 0 | 0 | 0 | 0 | 0 | 0 | 0 | 0 | 0 | 0 | 0 | 0 | 0 | 0 | 0 | 0 | 0 | 0 | 0 | 0
| Com-Commissioning | Measure InputOutput-New | Updated percent savings for electric and gas savings from 7th Plan workbook Com-EM-7P_V5 to reflect DDC data from: http://sbt.siemens.com/hvp/staefa/press/pr5.asp and Misc: http://www.oee.nrcan.gc.ca/publications/infosource/pub/ici/eii/pdf/m92-242-2002-3E.pdf and http://www.enviro-tec.com/pdf/catalog/spec-gd4.pdf and http://www.lrc.rpi.edu/programs/Futures/LF-BAS/index.asp and http://greenbuildings.santa-monica.org/pdf/cs1.pdf and http://www.iklimnet.com/expert_hvac/building_control.html and http://txspace.tamu.edu/bitstream/handle/1969.1/5293/ESL-IC-06-11-149.pdf;jsessionid=A7133C4E9E20B60C3D236FBD72F9BD1E?sequence=1 | 2020 | New | 2022 | 2041 | PSE | Commercial | Small Ret | Gas | Per 1,000 Sqft of Floor Area for Commissioning |  |  | Commissioning-New-Small Ret |  | 168.0103 | 5 | 1380.9265 | 0 |  | 0 | 0 | 0 | 0 | 0 | 0 | 0 | 5.1208 |  | 0 | 0 | 0 | Whole Building | Whole Building | Commissioning | Commissioning | CommVENT | 0.0141% | 100% | 100% | 2.1703 | 0.001 | 0% | 20% | 85% | 6.8% | 0.2% | 19.6762 | 1.0113 | 2.0688 | 0 | 3604.7684 | 0 | 42.1054 | 273.1052 | 3424.79 |  | 0.13925 | 62.1525 | 0.13925 | 09. $0.130 to $0.150 | 1 | 62.1525 | 12. $1.50 to $999.00 | 0 | 0 | 0 | 0 | 0 | 0 | 0 | 0 | 0 | 0 | 0 | 0 | 0 | 0 | 0 | 0 | 0 | 0 | 0 | 0 | 0 | 0 | 0 | 0 | 0 | 0 | 0 | 0 | 0 | 0 | 0 | 0 | 0 | 0 | 0 | 0 | 0 | 0 | 0 | 0 | 0 | 0 | 0 | 0 | 0 | 0 | 0 | 0 | 0 | 0 | 0 | 0 | 0 | 0 | 0 | 0 | 0 | 0 | 0 | 0 | 0 | 0 | 0 | 0 | 0 | 0 | 0 | 0 | 0 | 0 | 0 | 0 | 0 | 0 | 0 | 0 | 0 | 0 | 0 | 0 | 0 | 0 | 0 | 0 | 0 | 0 | 0 | 0 | 0 | 0 | 0 | 0 | 0 | 0 | 0 | 0 | 0 | 0 | 0 | 0 | 0 | 0 | 0 | 0 | 0 | 0 | 0 | 0 | 0 | 0 | 0 | 0 | 0 | 0 | 0 | 0 | 0 | 0 | 0 | 0 | 0 | 0 | 0 | 0 | 0 | 0 | 0 | 0 | 0 | 0 | 0 | 0 | 0 | 0 | 0 | 0 | 0 | 0 | 0 | 0 | 0 | 0 | 0 | 0 | 0 | 0 | 0 | 0 | 0 | 0 | 0 | 0 | 0 | 0 | 0 | 0 | 0 | 0 | 0 | 0 | 0 | 0 | 0 | 0 | 0 | 0 | 0 | 0 | 0 | 0 | 0 | 0 | 0 | 0 | 0 | 0 | 0 | 0 | 0 | 0 | 0 | 0 | 0 | 0 | 0 | 0 | 0 | 0 | 0 | 0 | 0 | 0 | 0 | 0 | 0 | 0 | 0 | 0 | 0 | 0 | 0 | 0 | 0 | 0 | 0.01557% | 0 | 0 | 0 | 0 | 0 | 0 | 0 | 0 | 0 | 0 | 0 | 0 | 0 | 0 | 0 | 0 | 0 | 0 | 0 | 0 | 0 | 0 | 0 | 0
| Com-Commissioning | Measure InputOutput-New | Updated percent savings for electric and gas savings from 7th Plan workbook Com-EM-7P_V5 to reflect DDC data from: http://sbt.siemens.com/hvp/staefa/press/pr5.asp and Misc: http://www.oee.nrcan.gc.ca/publications/infosource/pub/ici/eii/pdf/m92-242-2002-3E.pdf and http://www.enviro-tec.com/pdf/catalog/spec-gd4.pdf and http://www.lrc.rpi.edu/programs/Futures/LF-BAS/index.asp and http://greenbuildings.santa-monica.org/pdf/cs1.pdf and http://www.iklimnet.com/expert_hvac/building_control.html and http://txspace.tamu.edu/bitstream/handle/1969.1/5293/ESL-IC-06-11-149.pdf;jsessionid=A7133C4E9E20B60C3D236FBD72F9BD1E?sequence=1 | 2020 | New | 2022 | 2041 | PSE | Commercial | School K-12 | Gas | Per 1,000 Sqft of Floor Area for Commissioning |  |  | Commissioning-New-School K-12 |  | 46.4278 | 5 | 1380.9265 | 0 |  | 0 | 0 | 0 | 0 | 0 | 0 | 0 | 3.0584 |  | 0 | 0 | 0 | Whole Building | Whole Building | Commissioning | Commissioning | CommVENT | 0.0141% | 100% | 100% | 36.55 | 0.001 | 27.8% | 20% | 85% | 6.8% | 0.2% | 11.7516 | 0.60401 | 1.2356 | 0 | 3604.7684 | 0 | 11.6354 | 274.3457 | 3753.9093 |  | 0.5062 | 114.0651 | 0.5062 | 13. $0.225 to $99,999.000 | 0 | 114.0651 | 12. $1.50 to $999.00 | 0 | 0 | 0 | 0 | 0 | 0 | 0 | 0 | 0 | 0 | 0 | 0 | 0 | 0 | 0 | 0 | 0 | 0 | 0 | 0 | 0 | 0 | 0 | 0 | 0 | 0 | 0 | 0 | 0 | 0 | 0 | 0 | 0 | 0 | 0 | 0 | 0 | 0 | 0 | 0 | 0 | 0 | 0 | 0 | 0 | 0 | 0 | 0 | 0 | 0 | 0 | 0 | 0 | 0 | 0 | 0 | 0 | 0 | 0 | 0 | 0 | 0 | 0 | 0 | 0 | 0 | 0 | 0 | 0 | 0 | 0 | 0 | 0 | 0 | 12.0945 | 35.181 | 45.9683 | 39.8416 | 44.6702 | 55.0656 | 67.7669 | 98.4024 | 122.6043 | 150.8296 | 140.4808 | 160.5335 | 156.3732 | 165.8868 | 154.1503 | 166.3437 | 156.6085 | 173.7346 | 168.6553 | 193.4459 | 36.9895 | 107.5965 | 140.5882 | 121.8505 | 136.6181 | 168.4112 | 207.2563 | 300.9511 | 374.9694 | 461.293 | 429.6426 | 490.9712 | 478.2474 | 507.3435 | 471.449 | 508.7407 | 478.967 | 531.3451 | 515.8105 | 591.6295 | 7060.6701 | 36.9895 | 144.5859 | 285.1741 | 407.0246 | 543.6427 | 712.0539 | 919.3102 | 1220.2613 | 1595.2307 | 2056.5237 | 2486.1663 | 2977.1375 | 3455.3849 | 3962.7284 | 4434.1773 | 4942.918 | 5421.8851 | 5953.2301 | 6469.0406 | 7060.6701 | 0 | 0 | 0 | 0 | 0 | 0 | 0 | 0 | 0 | 0 | 0 | 0 | 0 | 0 | 0 | 0 | 0 | 0 | 0 | 0 | 0 | 0 | 0 | 0 | 0 | 0 | 0 | 0 | 0 | 0 | 0 | 0 | 0 | 0 | 0 | 0 | 0 | 0 | 0 | 0 | 0 | 0 | 0 | 0 | 0 | 0 | 0 | 0 | 0 | 45401.6678 | 132066.1466 | 172560.9136 | 149561.8381 | 167687.8837 | 206711.4477 | 254390.6719 | 369393.7201 | 460245.2594 | 566200.7563 | 527352.2897 | 602628.3329 | 587010.9437 | 622723.9994 | 578666.3457 | 624439.0034 | 587894.1612 | 652184.0788 | 633116.6109 | 726178.4215 | 0.01557% | 0 | 0 | 0 | 0 | 0 | 0 | 0 | 0 | 0 | 0 | 0 | 0 | 0 | 0 | 0 | 0 | 0 | 0 | 0 | 0 | 0 | 0 | 0 | 0
| Com-Commissioning | Measure InputOutput-New | Updated percent savings for electric and gas savings from 7th Plan workbook Com-EM-7P_V5 to reflect DDC data from: http://sbt.siemens.com/hvp/staefa/press/pr5.asp and Misc: http://www.oee.nrcan.gc.ca/publications/infosource/pub/ici/eii/pdf/m92-242-2002-3E.pdf and http://www.enviro-tec.com/pdf/catalog/spec-gd4.pdf and http://www.lrc.rpi.edu/programs/Futures/LF-BAS/index.asp and http://greenbuildings.santa-monica.org/pdf/cs1.pdf and http://www.iklimnet.com/expert_hvac/building_control.html and http://txspace.tamu.edu/bitstream/handle/1969.1/5293/ESL-IC-06-11-149.pdf;jsessionid=A7133C4E9E20B60C3D236FBD72F9BD1E?sequence=1 | 2020 | New | 2022 | 2041 | PSE | Commercial | University | Gas | Per 1,000 Sqft of Floor Area for Commissioning |  |  | Commissioning-New-University |  | 76.3813 | 5 | 1380.9265 | 0 |  | 0 | 0 | 0 | 0 | 0 | 0 | 0 | 3.0584 |  | 0 | 0 | 0 | Whole Building | Whole Building | Commissioning | Commissioning | CommVENT | 0.0141% | 100% | 100% | 121.328 | 0.001 | 74.65% | 20% | 85% | 6.8% | 0.2% | 11.7516 | 0.60401 | 1.2356 | 0 | 3604.7684 | 0 | 19.142 | 274.3457 | 3673.1321 |  | 0.30769 | 111.6106 | 0.30769 | 13. $0.225 to $99,999.000 | 0 | 111.6106 | 12. $1.50 to $999.00 | 0 | 0 | 0 | 0 | 0 | 0 | 0 | 0 | 0 | 0 | 0 | 0 | 0 | 0 | 0 | 0 | 0 | 0 | 0 | 0 | 0 | 0 | 0 | 0 | 0 | 0 | 0 | 0 | 0 | 0 | 0 | 0 | 0 | 0 | 0 | 0 | 0 | 0 | 0 | 0 | 0 | 0 | 0 | 0 | 0 | 0 | 0 | 0 | 0 | 0 | 0 | 0 | 0 | 0 | 0 | 0 | 0 | 0 | 0 | 0 | 0 | 0 | 0 | 0 | 0 | 0 | 0 | 0 | 0 | 0 | 0 | 0 | 0 | 0 | 5.641 | 16.345 | 21.4306 | 18.7773 | 21.1709 | 26.1471 | 32.1995 | 46.4826 | 57.7986 | 70.9279 | 66.3166 | 75.6063 | 73.7475 | 78.1302 | 72.7366 | 78.3213 | 73.8459 | 81.6938 | 79.3544 | 90.7185 | 17.2524 | 49.9891 | 65.5428 | 57.4281 | 64.7484 | 79.9675 | 98.4782 | 142.1612 | 176.7697 | 216.924 | 202.8209 | 231.2323 | 225.5473 | 238.9513 | 222.4555 | 239.5358 | 225.8483 | 249.8499 | 242.6951 | 277.451 | 3325.6489 | 17.2524 | 67.2415 | 132.7844 | 190.2125 | 254.9609 | 334.9284 | 433.4066 | 575.5677 | 752.3374 | 969.2615 | 1172.0824 | 1403.3147 | 1628.862 | 1867.8132 | 2090.2688 | 2329.8046 | 2555.6529 | 2805.5028 | 3048.1979 | 3325.6489 | 0 | 0 | 0 | 0 | 0 | 0 | 0 | 0 | 0 | 0 | 0 | 0 | 0 | 0 | 0 | 0 | 0 | 0 | 0 | 0 | 0 | 0 | 0 | 0 | 0 | 0 | 0 | 0 | 0 | 0 | 0 | 0 | 0 | 0 | 0 | 0 | 0 | 0 | 0 | 0 | 0 | 0 | 0 | 0 | 0 | 0 | 0 | 0 | 0 | 20720.2762 | 60037.386 | 78717.5542 | 68971.6844 | 77763.415 | 96041.741 | 118273.1942 | 170736.8594 | 212302.0172 | 260527.7191 | 243589.7653 | 277712.103 | 270884.3781 | 286982.6296 | 267171.1354 | 287684.6309 | 271245.8724 | 300072.0055 | 291479.0786 | 333221.1582 | 0.01557% | 0 | 0 | 0 | 0 | 0 | 0 | 0 | 0 | 0 | 0 | 0 | 0 | 0 | 0 | 0 | 0 | 0 | 0 | 0 | 0 | 0 | 0 | 0 | 0
| Com-Commissioning | Measure InputOutput-New | Updated percent savings for electric and gas savings from 7th Plan workbook Com-EM-7P_V5 to reflect DDC data from: http://sbt.siemens.com/hvp/staefa/press/pr5.asp and Misc: http://www.oee.nrcan.gc.ca/publications/infosource/pub/ici/eii/pdf/m92-242-2002-3E.pdf and http://www.enviro-tec.com/pdf/catalog/spec-gd4.pdf and http://www.lrc.rpi.edu/programs/Futures/LF-BAS/index.asp and http://greenbuildings.santa-monica.org/pdf/cs1.pdf and http://www.iklimnet.com/expert_hvac/building_control.html and http://txspace.tamu.edu/bitstream/handle/1969.1/5293/ESL-IC-06-11-149.pdf;jsessionid=A7133C4E9E20B60C3D236FBD72F9BD1E?sequence=1 | 2020 | New | 2022 | 2041 | PSE | Commercial | Warehouse | Gas | Per 1,000 Sqft of Floor Area for Commissioning |  |  | Commissioning-New-Warehouse |  | 40.6505 | 5 | 1380.9265 | 0 |  | 0 | 0 | 0 | 0 | 0 | 0 | 0 | 4.4238 |  | 0 | 0 | 0 | Whole Building | Whole Building | Commissioning | Commissioning | CommVENT | 0.0141% | 100% | 100% | 34.3139 | 0.001 | 0% | 20% | 85% | 6.8% | 0.2% | 16.9983 | 0.87368 | 1.7872 | 0 | 3604.7684 | 0 | 10.1875 | 273.5244 | 3768.6681 |  | 0.57641 | 79.1679 | 0.57641 | 13. $0.225 to $99,999.000 | 0 | 79.1679 | 12. $1.50 to $999.00 | 0 | 0 | 0 | 0 | 0 | 0 | 0 | 0 | 0 | 0 | 0 | 0 | 0 | 0 | 0 | 0 | 0 | 0 | 0 | 0 | 0 | 0 | 0 | 0 | 0 | 0 | 0 | 0 | 0 | 0 | 0 | 0 | 0 | 0 | 0 | 0 | 0 | 0 | 0 | 0 | 0 | 0 | 0 | 0 | 0 | 0 | 0 | 0 | 0 | 0 | 0 | 0 | 0 | 0 | 0 | 0 | 0 | 0 | 0 | 0 | 0 | 0 | 0 | 0 | 0 | 0 | 0 | 0 | 0 | 0 | 0 | 0 | 0 | 0 | 0 | 0 | 0 | 0 | 0 | 0 | 0 | 0 | 0 | 0 | 0 | 0 | 0 | 0 | 0 | 0 | 0 | 0 | 0 | 0 | 0 | 0 | 0 | 0 | 0 | 0 | 0 | 0 | 0 | 0 | 0 | 0 | 0 | 0 | 0 | 0 | 0 | 0 | 0 | 0 | 0 | 0 | 0 | 0 | 0 | 0 | 0 | 0 | 0 | 0 | 0 | 0 | 0 | 0 | 0 | 0 | 0 | 0 | 0 | 0 | 0 | 0 | 0 | 0 | 0 | 0 | 0 | 0 | 0 | 0 | 0 | 0 | 0 | 0 | 0 | 0 | 0 | 0 | 0 | 0 | 0 | 0 | 0 | 0 | 0 | 0 | 0 | 0 | 0 | 0 | 0 | 0 | 0 | 0 | 0 | 0 | 0 | 0 | 0 | 0 | 0 | 0 | 0 | 0 | 0 | 0 | 0 | 0 | 0 | 0 | 0 | 0 | 0 | 0 | 0 | 0 | 0 | 0 | 0 | 0 | 0 | 0 | 0 | 0 | 0 | 0 | 0 | 0 | 0 | 0 | 0.01557% | 0 | 0 | 0 | 0 | 0 | 0 | 0 | 0 | 0 | 0 | 0 | 0 | 0 | 0 | 0 | 0 | 0 | 0 | 0 | 0 | 0 | 0 | 0 | 0
| Com-Commissioning | Measure InputOutput-New | Updated percent savings for electric and gas savings from 7th Plan workbook Com-EM-7P_V5 to reflect DDC data from: http://sbt.siemens.com/hvp/staefa/press/pr5.asp and Misc: http://www.oee.nrcan.gc.ca/publications/infosource/pub/ici/eii/pdf/m92-242-2002-3E.pdf and http://www.enviro-tec.com/pdf/catalog/spec-gd4.pdf and http://www.lrc.rpi.edu/programs/Futures/LF-BAS/index.asp and http://greenbuildings.santa-monica.org/pdf/cs1.pdf and http://www.iklimnet.com/expert_hvac/building_control.html and http://txspace.tamu.edu/bitstream/handle/1969.1/5293/ESL-IC-06-11-149.pdf;jsessionid=A7133C4E9E20B60C3D236FBD72F9BD1E?sequence=1 | 2020 | New | 2022 | 2041 | PSE | Commercial | Supermarket | Gas | Per 1,000 Sqft of Floor Area for Commissioning |  |  | Commissioning-New-Supermarket |  | 129.3097 | 5 | 1380.9265 | 0 |  | 0 | 0 | 0 | 0 | 0 | 0 | 0 | 5.9905 |  | 0 | 0 | 0 | Whole Building | Whole Building | Commissioning | Commissioning | CommVENT | 0.0141% | 100% | 100% | 49.7337 | 0.001 | 6.44% | 20% | 85% | 6.8% | 0.2% | 23.0181 | 1.1831 | 2.4201 | 0 | 3604.7684 | 0 | 32.4065 | 272.5821 | 3528.6331 |  | 0.18058 | 54.7397 | 0.18058 | 11. $0.175 to $0.200 | 0 | 54.7397 | 12. $1.50 to $999.00 | 0 | 0 | 0 | 0 | 0 | 0 | 0 | 0 | 0 | 0 | 0 | 0 | 0 | 0 | 0 | 0 | 0 | 0 | 0 | 0 | 0 | 0 | 0 | 0 | 0 | 0 | 0 | 0 | 0 | 0 | 0 | 0 | 0 | 0 | 0 | 0 | 0 | 0 | 0 | 0 | 0 | 0 | 0 | 0 | 0 | 0 | 0 | 0 | 0 | 0 | 0 | 0 | 0 | 0 | 0 | 0 | 0 | 0 | 0 | 0 | 0 | 0 | 0 | 0 | 0 | 0 | 0 | 0 | 0 | 0 | 0 | 0 | 0 | 0 | 1.4937 | 4.2129 | 5.6543 | 5.313 | 6.1938 | 7.7315 | 9.5531 | 13.312 | 16.3438 | 19.742 | 18.8914 | 21.2248 | 20.8662 | 21.9185 | 20.625 | 21.9118 | 20.8344 | 22.6534 | 22.0783 | 24.7239 | 8.9481 | 25.2376 | 33.8721 | 31.8277 | 37.1042 | 46.3157 | 57.2278 | 79.7454 | 97.9076 | 118.2643 | 113.169 | 127.1469 | 124.999 | 131.3027 | 123.5541 | 131.2626 | 124.8085 | 135.705 | 132.2598 | 148.1086 | 1828.7667 | 8.9481 | 34.1857 | 68.0578 | 99.8855 | 136.9897 | 183.3054 | 240.5332 | 320.2787 | 418.1863 | 536.4506 | 649.6196 | 776.7665 | 901.7654 | 1033.0681 | 1156.6222 | 1287.8848 | 1412.6933 | 1548.3983 | 1680.6581 | 1828.7667 | 0 | 0 | 0 | 0 | 0 | 0 | 0 | 0 | 0 | 0 | 0 | 0 | 0 | 0 | 0 | 0 | 0 | 0 | 0 | 0 | 0 | 0 | 0 | 0 | 0 | 0 | 0 | 0 | 0 | 0 | 0 | 0 | 0 | 0 | 0 | 0 | 0 | 0 | 0 | 0 | 0 | 0 | 0 | 0 | 0 | 0 | 0 | 0 | 0 | 5270.7907 | 14865.9172 | 19951.9329 | 18747.7522 | 21855.7731 | 27281.723 | 33709.3698 | 46973.1143 | 57671.3243 | 69662.2171 | 66660.8512 | 74894.3604 | 73629.1553 | 77342.2938 | 72778.0584 | 77318.7126 | 73516.9703 | 79935.4196 | 77906.0742 | 87241.6214 | 0.01557% | 0 | 0 | 0 | 0 | 0 | 0 | 0 | 0 | 0 | 0 | 0 | 0 | 0 | 0 | 0 | 0 | 0 | 0 | 0 | 0 | 0 | 0 | 0 | 0
| Com-Commissioning | Measure InputOutput-New | Updated percent savings for electric and gas savings from 7th Plan workbook Com-EM-7P_V5 to reflect DDC data from: http://sbt.siemens.com/hvp/staefa/press/pr5.asp and Misc: http://www.oee.nrcan.gc.ca/publications/infosource/pub/ici/eii/pdf/m92-242-2002-3E.pdf and http://www.enviro-tec.com/pdf/catalog/spec-gd4.pdf and http://www.lrc.rpi.edu/programs/Futures/LF-BAS/index.asp and http://greenbuildings.santa-monica.org/pdf/cs1.pdf and http://www.iklimnet.com/expert_hvac/building_control.html and http://txspace.tamu.edu/bitstream/handle/1969.1/5293/ESL-IC-06-11-149.pdf;jsessionid=A7133C4E9E20B60C3D236FBD72F9BD1E?sequence=1 | 2020 | New | 2022 | 2041 | PSE | Commercial | MiniMart | Gas | Per 1,000 Sqft of Floor Area for Commissioning |  |  | Commissioning-New-MiniMart |  | 171.8458 | 5 | 1380.9265 | 0 |  | 0 | 0 | 0 | 0 | 0 | 0 | 0 | 5.9905 |  | 0 | 0 | 0 | Whole Building | Whole Building | Commissioning | Commissioning | CommVENT | 0.0141% | 100% | 100% | 2.1159 | 0.001 | 0% | 20% | 85% | 6.8% | 0.2% | 23.0181 | 1.1831 | 2.4201 | 0 | 3604.7684 | 0 | 43.0666 | 272.5821 | 3413.9235 |  | 0.13588 | 52.9602 | 0.13588 | 09. $0.130 to $0.150 | 1 | 52.9602 | 12. $1.50 to $999.00 | 0 | 0 | 0 | 0 | 0 | 0 | 0 | 0 | 0 | 0 | 0 | 0 | 0 | 0 | 0 | 0 | 0 | 0 | 0 | 0 | 0 | 0 | 0 | 0 | 0 | 0 | 0 | 0 | 0 | 0 | 0 | 0 | 0 | 0 | 0 | 0 | 0 | 0 | 0 | 0 | 0 | 0 | 0 | 0 | 0 | 0 | 0 | 0 | 0 | 0 | 0 | 0 | 0 | 0 | 0 | 0 | 0 | 0 | 0 | 0 | 0 | 0 | 0 | 0 | 0 | 0 | 0 | 0 | 0 | 0 | 0 | 0 | 0 | 0 | 0 | 0 | 0 | 0 | 0 | 0 | 0 | 0 | 0 | 0 | 0 | 0 | 0 | 0 | 0 | 0 | 0 | 0 | 0 | 0 | 0 | 0 | 0 | 0 | 0 | 0 | 0 | 0 | 0 | 0 | 0 | 0 | 0 | 0 | 0 | 0 | 0 | 0 | 0 | 0 | 0 | 0 | 0 | 0 | 0 | 0 | 0 | 0 | 0 | 0 | 0 | 0 | 0 | 0 | 0 | 0 | 0 | 0 | 0 | 0 | 0 | 0 | 0 | 0 | 0 | 0 | 0 | 0 | 0 | 0 | 0 | 0 | 0 | 0 | 0 | 0 | 0 | 0 | 0 | 0 | 0 | 0 | 0 | 0 | 0 | 0 | 0 | 0 | 0 | 0 | 0 | 0 | 0 | 0 | 0 | 0 | 0 | 0 | 0 | 0 | 0 | 0 | 0 | 0 | 0 | 0 | 0 | 0 | 0 | 0 | 0 | 0 | 0 | 0 | 0 | 0 | 0 | 0 | 0 | 0 | 0 | 0 | 0 | 0 | 0 | 0 | 0 | 0 | 0 | 0 | 0.01557% | 0 | 0 | 0 | 0 | 0 | 0 | 0 | 0 | 0 | 0 | 0 | 0 | 0 | 0 | 0 | 0 | 0 | 0 | 0 | 0 | 0 | 0 | 0 | 0
| Com-Commissioning | Measure InputOutput-New | Updated percent savings for electric and gas savings from 7th Plan workbook Com-EM-7P_V5 to reflect DDC data from: http://sbt.siemens.com/hvp/staefa/press/pr5.asp and Misc: http://www.oee.nrcan.gc.ca/publications/infosource/pub/ici/eii/pdf/m92-242-2002-3E.pdf and http://www.enviro-tec.com/pdf/catalog/spec-gd4.pdf and http://www.lrc.rpi.edu/programs/Futures/LF-BAS/index.asp and http://greenbuildings.santa-monica.org/pdf/cs1.pdf and http://www.iklimnet.com/expert_hvac/building_control.html and http://txspace.tamu.edu/bitstream/handle/1969.1/5293/ESL-IC-06-11-149.pdf;jsessionid=A7133C4E9E20B60C3D236FBD72F9BD1E?sequence=1 | 2020 | New | 2022 | 2041 | PSE | Commercial | Restaurant | Gas | Per 1,000 Sqft of Floor Area for Commissioning |  |  | Commissioning-New-Restaurant |  | 324.5294 | 5 | 1380.9265 | 0 |  | 0 | 0 | 0 | 0 | 0 | 0 | 0 | 11.313 |  | 0 | 0 | 0 | Whole Building | Whole Building | Commissioning | Commissioning | CommVENT | 0.0141% | 100% | 100% | 9.7266 | 0.001 | 2.068% | 20% | 85% | 6.8% | 0.2% | 43.4695 | 2.2343 | 4.5704 | 0 | 3604.7684 | 0 | 81.3309 | 269.3807 | 2998.971 |  | 0.071107 | 24.635 | 0.071107 | 05. $0.070 to $0.077 | 1 | 24.635 | 12. $1.50 to $999.00 | 0 | 0 | 0 | 0 | 0 | 0 | 0 | 0 | 0 | 0 | 0 | 0 | 0 | 0 | 0 | 0 | 0 | 0 | 0 | 0 | 0 | 0 | 0 | 0 | 0 | 0 | 0 | 0 | 0 | 0 | 0 | 0 | 0 | 0 | 0 | 0 | 0 | 0 | 0 | 0 | 0 | 0 | 0 | 0 | 0 | 0 | 0 | 0 | 0 | 0 | 0 | 0 | 0 | 0 | 0 | 0 | 0 | 0 | 0 | 0 | 0 | 0 | 0 | 0 | 0 | 0 | 0 | 0 | 0 | 0 | 0 | 0 | 0 | 0 | 0.74431 | 2.0196 | 2.7975 | 2.8642 | 3.459 | 4.3585 | 5.3941 | 7.2273 | 8.7351 | 10.3475 | 10.147 | 11.1995 | 11.0893 | 11.5215 | 10.9522 | 11.4482 | 10.9688 | 11.6851 | 11.4138 | 12.472 | 8.4204 | 22.8478 | 31.6476 | 32.4023 | 39.1319 | 49.3078 | 61.0234 | 81.763 | 98.8202 | 117.0614 | 114.7931 | 126.6998 | 125.453 | 130.343 | 123.9026 | 129.5133 | 124.0903 | 132.194 | 129.1246 | 141.0962 | 1819.6357 | 8.4204 | 31.2682 | 62.9158 | 95.3181 | 134.45 | 183.7578 | 244.7812 | 326.5442 | 425.3644 | 542.4258 | 657.2189 | 783.9188 | 909.3717 | 1039.7147 | 1163.6173 | 1293.1306 | 1417.221 | 1549.415 | 1678.5395 | 1819.6357 | 0 | 0 | 0 | 0 | 0 | 0 | 0 | 0 | 0 | 0 | 0 | 0 | 0 | 0 | 0 | 0 | 0 | 0 | 0 | 0 | 0 | 0 | 0 | 0 | 0 | 0 | 0 | 0 | 0 | 0 | 0 | 0 | 0 | 0 | 0 | 0 | 0 | 0 | 0 | 0 | 0 | 0 | 0 | 0 | 0 | 0 | 0 | 0 | 0 | 2232.174 | 6056.7245 | 8389.4762 | 8589.5453 | 10373.4935 | 13071.0375 | 16176.7167 | 21674.5835 | 26196.3073 | 31031.8654 | 30430.5673 | 33586.9149 | 33256.3836 | 34552.6887 | 32845.4088 | 34332.7354 | 32895.1713 | 35043.3741 | 34229.6966 | 37403.2583 | 0.01557% | 0 | 0 | 0 | 0 | 0 | 0 | 0 | 0 | 0 | 0 | 0 | 0 | 0 | 0 | 0 | 0 | 0 | 0 | 0 | 0 | 0 | 0 | 0 | 0
| Com-Commissioning | Measure InputOutput-New | Updated percent savings for electric and gas savings from 7th Plan workbook Com-EM-7P_V5 to reflect DDC data from: http://sbt.siemens.com/hvp/staefa/press/pr5.asp and Misc: http://www.oee.nrcan.gc.ca/publications/infosource/pub/ici/eii/pdf/m92-242-2002-3E.pdf and http://www.enviro-tec.com/pdf/catalog/spec-gd4.pdf and http://www.lrc.rpi.edu/programs/Futures/LF-BAS/index.asp and http://greenbuildings.santa-monica.org/pdf/cs1.pdf and http://www.iklimnet.com/expert_hvac/building_control.html and http://txspace.tamu.edu/bitstream/handle/1969.1/5293/ESL-IC-06-11-149.pdf;jsessionid=A7133C4E9E20B60C3D236FBD72F9BD1E?sequence=1 | 2020 | New | 2022 | 2041 | PSE | Commercial | Lodging | Gas | Per 1,000 Sqft of Floor Area for Commissioning |  |  | Commissioning-New-Lodging |  | 505.2155 | 5 | 1380.9265 | 0 |  | 0 | 0 | 0 | 0 | 0 | 0 | 0 | 20.9268 |  | 0 | 0 | 0 | Whole Building | Whole Building | Commissioning | Commissioning | CommVENT | 0.0141% | 100% | 100% | 31.3854 | 0.001 | 7.142% | 20% | 85% | 6.8% | 0.2% | 80.41 | 4.1329 | 8.4543 | 0 | 3604.7684 | 0 | 126.613 | 263.5981 | 2505.9212 |  | 0.044695 | 11.1282 | 0.044695 | 02. $0.028 to $0.055 | 1 | 11.1282 | 12. $1.50 to $999.00 | 0 | 0 | 0 | 0 | 0 | 0 | 0 | 0 | 0 | 0 | 0 | 0 | 0 | 0 | 0 | 0 | 0 | 0 | 0 | 0 | 0 | 0 | 0 | 0 | 0 | 0 | 0 | 0 | 0 | 0 | 0 | 0 | 0 | 0 | 0 | 0 | 0 | 0 | 0 | 0 | 0 | 0 | 0 | 0 | 0 | 0 | 0 | 0 | 0 | 0 | 0 | 0 | 0 | 0 | 0 | 0 | 0 | 0 | 0 | 0 | 0 | 0 | 0 | 0 | 0 | 0 | 0 | 0 | 0 | 0 | 0 | 0 | 0 | 0 | 1.4755 | 4.2084 | 5.5942 | 5.1115 | 5.8827 | 7.3142 | 9.0271 | 12.7524 | 15.7361 | 19.1279 | 18.1408 | 20.5 | 20.0944 | 21.1801 | 19.8498 | 21.2007 | 20.0948 | 21.9985 | 21.4143 | 24.177 | 30.8767 | 88.0674 | 117.0689 | 106.9671 | 123.1055 | 153.0628 | 188.9093 | 266.8673 | 329.3061 | 400.2863 | 379.6297 | 428.9998 | 420.511 | 443.2312 | 415.3923 | 443.6627 | 420.5192 | 460.3583 | 448.134 | 505.9468 | 6170.9026 | 30.8767 | 118.9441 | 236.013 | 342.98 | 466.0855 | 619.1483 | 808.0577 | 1074.9249 | 1404.2311 | 1804.5174 | 2184.1471 | 2613.147 | 3033.658 | 3476.8892 | 3892.2815 | 4335.9442 | 4756.4635 | 5216.8218 | 5664.9558 | 6170.9026 | 0 | 0 | 0 | 0 | 0 | 0 | 0 | 0 | 0 | 0 | 0 | 0 | 0 | 0 | 0 | 0 | 0 | 0 | 0 | 0 | 0 | 0 | 0 | 0 | 0 | 0 | 0 | 0 | 0 | 0 | 0 | 0 | 0 | 0 | 0 | 0 | 0 | 0 | 0 | 0 | 0 | 0 | 0 | 0 | 0 | 0 | 0 | 0 | 0 | 3697.3879 | 10545.7966 | 14018.6305 | 12808.9716 | 14741.4951 | 18328.7941 | 22621.3017 | 31956.5199 | 39433.381 | 47933.0377 | 45459.4696 | 51371.3897 | 50354.8779 | 53075.5462 | 49741.933 | 53127.2235 | 50355.864 | 55126.469 | 53662.6459 | 60585.5434 | 0.01557% | 0 | 0 | 0 | 0 | 0 | 0 | 0 | 0 | 0 | 0 | 0 | 0 | 0 | 0 | 0 | 0 | 0 | 0 | 0 | 0 | 0 | 0 | 0 | 0
| Com-Commissioning | Measure InputOutput-New | Updated percent savings for electric and gas savings from 7th Plan workbook Com-EM-7P_V5 to reflect DDC data from: http://sbt.siemens.com/hvp/staefa/press/pr5.asp and Misc: http://www.oee.nrcan.gc.ca/publications/infosource/pub/ici/eii/pdf/m92-242-2002-3E.pdf and http://www.enviro-tec.com/pdf/catalog/spec-gd4.pdf and http://www.lrc.rpi.edu/programs/Futures/LF-BAS/index.asp and http://greenbuildings.santa-monica.org/pdf/cs1.pdf and http://www.iklimnet.com/expert_hvac/building_control.html and http://txspace.tamu.edu/bitstream/handle/1969.1/5293/ESL-IC-06-11-149.pdf;jsessionid=A7133C4E9E20B60C3D236FBD72F9BD1E?sequence=1 | 2020 | New | 2022 | 2041 | PSE | Commercial | Hospital | Gas | Per 1,000 Sqft of Floor Area for Commissioning |  |  | Commissioning-New-Hospital |  | 426.0992 | 5 | 1380.9265 | 0 |  | 0 | 0 | 0 | 0 | 0 | 0 | 0 | 16.3068 |  | 0 | 0 | 0 | Whole Building | Whole Building | Commissioning | Commissioning | CommVENT | 0.0141% | 100% | 100% | 80.9786 | 0.001 | 81.93% | 20% | 85% | 6.8% | 0.2% | 62.6578 | 3.2205 | 6.5878 | 0 | 3604.7684 | 0 | 106.7855 | 266.377 | 2722.0578 |  | 0.053553 | 15.5127 | 0.053553 | 02. $0.028 to $0.055 | 1 | 15.5127 | 12. $1.50 to $999.00 | 0 | 0 | 0 | 0 | 0 | 0 | 0 | 0 | 0 | 0 | 0 | 0 | 0 | 0 | 0 | 0 | 0 | 0 | 0 | 0 | 0 | 0 | 0 | 0 | 0 | 0 | 0 | 0 | 0 | 0 | 0 | 0 | 0 | 0 | 0 | 0 | 0 | 0 | 0 | 0 | 0 | 0 | 0 | 0 | 0 | 0 | 0 | 0 | 0 | 0 | 0 | 0 | 0 | 0 | 0 | 0 | 0 | 0 | 0 | 0 | 0 | 0 | 0 | 0 | 0 | 0 | 0 | 0 | 0 | 0 | 0 | 0 | 0 | 0 | 6.0846 | 17.2765 | 23.0551 | 21.3079 | 24.6539 | 30.7044 | 37.9141 | 53.2581 | 65.5833 | 79.5145 | 75.6913 | 85.3318 | 83.7469 | 88.1487 | 82.752 | 88.1913 | 83.7016 | 91.3753 | 88.9946 | 100.1396 | 99.2197 | 281.7245 | 375.9546 | 347.4636 | 402.0267 | 500.6901 | 618.2572 | 868.469 | 1069.4525 | 1296.6259 | 1234.2822 | 1391.4881 | 1365.6424 | 1437.4225 | 1349.4196 | 1438.1171 | 1364.9047 | 1490.0381 | 1451.2161 | 1632.9558 | 20015.3703 | 99.2197 | 380.9441 | 756.8987 | 1104.3624 | 1506.389 | 2007.0791 | 2625.3363 | 3493.8053 | 4563.2578 | 5859.8837 | 7094.1659 | 8485.654 | 9851.2964 | 11288.7189 | 12638.1385 | 14076.2556 | 15441.1603 | 16931.1984 | 18382.4144 | 20015.3703 | 0 | 0 | 0 | 0 | 0 | 0 | 0 | 0 | 0 | 0 | 0 | 0 | 0 | 0 | 0 | 0 | 0 | 0 | 0 | 0 | 0 | 0 | 0 | 0 | 0 | 0 | 0 | 0 | 0 | 0 | 0 | 0 | 0 | 0 | 0 | 0 | 0 | 0 | 0 | 0 | 0 | 0 | 0 | 0 | 0 | 0 | 0 | 0 | 0 | 16562.5306 | 47027.6762 | 62757.3166 | 58001.3767 | 67109.4716 | 83579.1458 | 103204.3786 | 144971.7168 | 178521.4722 | 216443.0508 | 206036.1431 | 232278.1963 | 227963.828 | 239945.9293 | 225255.7889 | 240061.8824 | 227840.6841 | 248728.9432 | 242248.4619 | 272585.9041 | 0.01557% | 0 | 0 | 0 | 0 | 0 | 0 | 0 | 0 | 0 | 0 | 0 | 0 | 0 | 0 | 0 | 0 | 0 | 0 | 0 | 0 | 0 | 0 | 0 | 0
| Com-Commissioning | Measure InputOutput-New | Updated percent savings for electric and gas savings from 7th Plan workbook Com-EM-7P_V5 to reflect DDC data from: http://sbt.siemens.com/hvp/staefa/press/pr5.asp and Misc: http://www.oee.nrcan.gc.ca/publications/infosource/pub/ici/eii/pdf/m92-242-2002-3E.pdf and http://www.enviro-tec.com/pdf/catalog/spec-gd4.pdf and http://www.lrc.rpi.edu/programs/Futures/LF-BAS/index.asp and http://greenbuildings.santa-monica.org/pdf/cs1.pdf and http://www.iklimnet.com/expert_hvac/building_control.html and http://txspace.tamu.edu/bitstream/handle/1969.1/5293/ESL-IC-06-11-149.pdf;jsessionid=A7133C4E9E20B60C3D236FBD72F9BD1E?sequence=1 | 2020 | New | 2022 | 2041 | PSE | Commercial | Residential Care | Gas | Per 1,000 Sqft of Floor Area for Commissioning |  |  | Commissioning-New-Residential Care |  | 361.258 | 5 | 1380.9265 | 0 |  | 0 | 0 | 0 | 0 | 0 | 0 | 0 | 16.3068 |  | 0 | 0 | 0 | Whole Building | Whole Building | Commissioning | Commissioning | CommVENT | 0.0141% | 100% | 100% | 89.2138 | 0.001 | 6.965% | 20% | 85% | 6.8% | 0.2% | 62.6578 | 3.2205 | 6.5878 | 0 | 3604.7684 | 0 | 90.5355 | 266.377 | 2896.919 |  | 0.063165 | 16.5092 | 0.063165 | 04. $0.062 to $0.070 | 1 | 16.5092 | 12. $1.50 to $999.00 | 0 | 0 | 0 | 0 | 0 | 0 | 0 | 0 | 0 | 0 | 0 | 0 | 0 | 0 | 0 | 0 | 0 | 0 | 0 | 0 | 0 | 0 | 0 | 0 | 0 | 0 | 0 | 0 | 0 | 0 | 0 | 0 | 0 | 0 | 0 | 0 | 0 | 0 | 0 | 0 | 0 | 0 | 0 | 0 | 0 | 0 | 0 | 0 | 0 | 0 | 0 | 0 | 0 | 0 | 0 | 0 | 0 | 0 | 0 | 0 | 0 | 0 | 0 | 0 | 0 | 0 | 0 | 0 | 0 | 0 | 0 | 0 | 0 | 0 | 1.5892 | 4.5123 | 6.0216 | 5.5653 | 6.4392 | 8.0194 | 9.9025 | 13.9101 | 17.1292 | 20.7678 | 19.7692 | 22.2872 | 21.8732 | 23.0229 | 21.6134 | 23.034 | 21.8614 | 23.8656 | 23.2438 | 26.1547 | 25.9144 | 73.5815 | 98.1927 | 90.7514 | 105.0023 | 130.7714 | 161.4779 | 226.8288 | 279.3222 | 338.6559 | 322.3728 | 363.4322 | 356.6818 | 375.4294 | 352.4446 | 375.6109 | 356.4891 | 389.1717 | 379.0321 | 426.4993 | 5227.6624 | 25.9144 | 99.4959 | 197.6886 | 288.44 | 393.4423 | 524.2137 | 685.6916 | 912.5204 | 1191.8426 | 1530.4985 | 1852.8713 | 2216.3035 | 2572.9852 | 2948.4147 | 3300.8593 | 3676.4702 | 4032.9592 | 4422.131 | 4801.1631 | 5227.6624 | 0 | 0 | 0 | 0 | 0 | 0 | 0 | 0 | 0 | 0 | 0 | 0 | 0 | 0 | 0 | 0 | 0 | 0 | 0 | 0 | 0 | 0 | 0 | 0 | 0 | 0 | 0 | 0 | 0 | 0 | 0 | 0 | 0 | 0 | 0 | 0 | 0 | 0 | 0 | 0 | 0 | 0 | 0 | 0 | 0 | 0 | 0 | 0 | 0 | 4603.7274 | 13071.8309 | 17444.0478 | 16122.085 | 18653.7745 | 23231.6915 | 28686.7287 | 40296.3941 | 49621.897 | 60162.5935 | 57269.8855 | 64564.1367 | 63364.9132 | 66695.4627 | 62612.1856 | 66727.6931 | 63330.6841 | 69136.7926 | 67335.4755 | 75768.0826 | 0.01557% | 0 | 0 | 0 | 0 | 0 | 0 | 0 | 0 | 0 | 0 | 0 | 0 | 0 | 0 | 0 | 0 | 0 | 0 | 0 | 0 | 0 | 0 | 0 | 0
| Com-Commissioning | Measure InputOutput-New | Updated percent savings for electric and gas savings from 7th Plan workbook Com-EM-7P_V5 to reflect DDC data from: http://sbt.siemens.com/hvp/staefa/press/pr5.asp and Misc: http://www.oee.nrcan.gc.ca/publications/infosource/pub/ici/eii/pdf/m92-242-2002-3E.pdf and http://www.enviro-tec.com/pdf/catalog/spec-gd4.pdf and http://www.lrc.rpi.edu/programs/Futures/LF-BAS/index.asp and http://greenbuildings.santa-monica.org/pdf/cs1.pdf and http://www.iklimnet.com/expert_hvac/building_control.html and http://txspace.tamu.edu/bitstream/handle/1969.1/5293/ESL-IC-06-11-149.pdf;jsessionid=A7133C4E9E20B60C3D236FBD72F9BD1E?sequence=1 | 2020 | New | 2022 | 2041 | PSE | Commercial | Assembly | Gas | Per 1,000 Sqft of Floor Area for Commissioning |  |  | Commissioning-New-Assembly |  | 269.0468 | 5 | 1380.9265 | 0 |  | 0 | 0 | 0 | 0 | 0 | 0 | 0 | 16.4742 |  | 0 | 0 | 0 | Whole Building | Whole Building | Commissioning | Commissioning | CommVENT | 0.0141% | 100% | 100% | 13.6313 | 0.001 | 0% | 20% | 85% | 6.8% | 0.2% | 63.3012 | 3.2536 | 6.6555 | 0 | 3604.7684 | 0 | 67.4263 | 266.2762 | 3145.4899 |  | 0.084782 | 17.7436 | 0.084782 | 06. $0.077 to $0.085 | 1 | 17.7436 | 12. $1.50 to $999.00 | 0 | 0 | 0 | 0 | 0 | 0 | 0 | 0 | 0 | 0 | 0 | 0 | 0 | 0 | 0 | 0 | 0 | 0 | 0 | 0 | 0 | 0 | 0 | 0 | 0 | 0 | 0 | 0 | 0 | 0 | 0 | 0 | 0 | 0 | 0 | 0 | 0 | 0 | 0 | 0 | 0 | 0 | 0 | 0 | 0 | 0 | 0 | 0 | 0 | 0 | 0 | 0 | 0 | 0 | 0 | 0 | 0 | 0 | 0 | 0 | 0 | 0 | 0 | 0 | 0 | 0 | 0 | 0 | 0 | 0 | 0 | 0 | 0 | 0 | 0 | 0 | 0 | 0 | 0 | 0 | 0 | 0 | 0 | 0 | 0 | 0 | 0 | 0 | 0 | 0 | 0 | 0 | 0 | 0 | 0 | 0 | 0 | 0 | 0 | 0 | 0 | 0 | 0 | 0 | 0 | 0 | 0 | 0 | 0 | 0 | 0 | 0 | 0 | 0 | 0 | 0 | 0 | 0 | 0 | 0 | 0 | 0 | 0 | 0 | 0 | 0 | 0 | 0 | 0 | 0 | 0 | 0 | 0 | 0 | 0 | 0 | 0 | 0 | 0 | 0 | 0 | 0 | 0 | 0 | 0 | 0 | 0 | 0 | 0 | 0 | 0 | 0 | 0 | 0 | 0 | 0 | 0 | 0 | 0 | 0 | 0 | 0 | 0 | 0 | 0 | 0 | 0 | 0 | 0 | 0 | 0 | 0 | 0 | 0 | 0 | 0 | 0 | 0 | 0 | 0 | 0 | 0 | 0 | 0 | 0 | 0 | 0 | 0 | 0 | 0 | 0 | 0 | 0 | 0 | 0 | 0 | 0 | 0 | 0 | 0 | 0 | 0 | 0 | 0 | 0.01557% | 0 | 0 | 0 | 0 | 0 | 0 | 0 | 0 | 0 | 0 | 0 | 0 | 0 | 0 | 0 | 0 | 0 | 0 | 0 | 0 | 0 | 0 | 0 | 0
| Com-Commissioning | Measure InputOutput-New | Updated percent savings for electric and gas savings from 7th Plan workbook Com-EM-7P_V5 to reflect DDC data from: http://sbt.siemens.com/hvp/staefa/press/pr5.asp and Misc: http://www.oee.nrcan.gc.ca/publications/infosource/pub/ici/eii/pdf/m92-242-2002-3E.pdf and http://www.enviro-tec.com/pdf/catalog/spec-gd4.pdf and http://www.lrc.rpi.edu/programs/Futures/LF-BAS/index.asp and http://greenbuildings.santa-monica.org/pdf/cs1.pdf and http://www.iklimnet.com/expert_hvac/building_control.html and http://txspace.tamu.edu/bitstream/handle/1969.1/5293/ESL-IC-06-11-149.pdf;jsessionid=A7133C4E9E20B60C3D236FBD72F9BD1E?sequence=1 | 2020 | New | 2022 | 2041 | PSE | Commercial | Other | Gas | Per 1,000 Sqft of Floor Area for Commissioning |  |  | Commissioning-New-Other |  | 148.7137 | 5 | 1380.9265 | 0 |  | 0 | 0 | 0 | 0 | 0 | 0 | 0 | 13.659 |  | 0 | 0 | 0 | Whole Building | Whole Building | Commissioning | Commissioning | CommVENT | 0.0141% | 100% | 100% | 22.4146 | 0.001 | 0% | 20% | 85% | 6.8% | 0.2% | 52.484 | 2.6976 | 5.5182 | 0 | 3604.7684 | 0 | 37.2694 | 267.9696 | 3471.6927 |  | 0.15436 | 23.62 | 0.15436 | 10. $0.150 to $0.175 | 0 | 23.62 | 12. $1.50 to $999.00 | 0 | 0 | 0 | 0 | 0 | 0 | 0 | 0 | 0 | 0 | 0 | 0 | 0 | 0 | 0 | 0 | 0 | 0 | 0 | 0 | 0 | 0 | 0 | 0 | 0 | 0 | 0 | 0 | 0 | 0 | 0 | 0 | 0 | 0 | 0 | 0 | 0 | 0 | 0 | 0 | 0 | 0 | 0 | 0 | 0 | 0 | 0 | 0 | 0 | 0 | 0 | 0 | 0 | 0 | 0 | 0 | 0 | 0 | 0 | 0 | 0 | 0 | 0 | 0 | 0 | 0 | 0 | 0 | 0 | 0 | 0 | 0 | 0 | 0 | 0 | 0 | 0 | 0 | 0 | 0 | 0 | 0 | 0 | 0 | 0 | 0 | 0 | 0 | 0 | 0 | 0 | 0 | 0 | 0 | 0 | 0 | 0 | 0 | 0 | 0 | 0 | 0 | 0 | 0 | 0 | 0 | 0 | 0 | 0 | 0 | 0 | 0 | 0 | 0 | 0 | 0 | 0 | 0 | 0 | 0 | 0 | 0 | 0 | 0 | 0 | 0 | 0 | 0 | 0 | 0 | 0 | 0 | 0 | 0 | 0 | 0 | 0 | 0 | 0 | 0 | 0 | 0 | 0 | 0 | 0 | 0 | 0 | 0 | 0 | 0 | 0 | 0 | 0 | 0 | 0 | 0 | 0 | 0 | 0 | 0 | 0 | 0 | 0 | 0 | 0 | 0 | 0 | 0 | 0 | 0 | 0 | 0 | 0 | 0 | 0 | 0 | 0 | 0 | 0 | 0 | 0 | 0 | 0 | 0 | 0 | 0 | 0 | 0 | 0 | 0 | 0 | 0 | 0 | 0 | 0 | 0 | 0 | 0 | 0 | 0 | 0 | 0 | 0 | 0 | 0.01557% | 0 | 0 | 0 | 0 | 0 | 0 | 0 | 0 | 0 | 0 | 0 | 0 | 0 | 0 | 0 | 0 | 0 | 0 | 0 | 0 | 0 | 0 | 0 | 0
| Com-Commissioning | Measure InputOutput-New | Updated percent savings for electric and gas savings from 7th Plan workbook Com-EM-7P_V5 to reflect DDC data from: http://sbt.siemens.com/hvp/staefa/press/pr5.asp and Misc: http://www.oee.nrcan.gc.ca/publications/infosource/pub/ici/eii/pdf/m92-242-2002-3E.pdf and http://www.enviro-tec.com/pdf/catalog/spec-gd4.pdf and http://www.lrc.rpi.edu/programs/Futures/LF-BAS/index.asp and http://greenbuildings.santa-monica.org/pdf/cs1.pdf and http://www.iklimnet.com/expert_hvac/building_control.html and http://txspace.tamu.edu/bitstream/handle/1969.1/5293/ESL-IC-06-11-149.pdf;jsessionid=A7133C4E9E20B60C3D236FBD72F9BD1E?sequence=1 | 2020 | New | 2022 | 2045 | PSE | Commercial | Large Off | Electric | Per 1,000 Sqft of Floor Area for Commissioning |  |  | Commissioning-New-Large Off |  | 581.8415 | 5 | 2761.8531 | 0 |  | 0 | 0 | 0 | 0 | 0 | 0 | 0 | 0 |  | 0 | 0 | 0 | Whole Building | Whole Building | Commissioning | Commissioning | CommVENT | 0.0141% | 100% | 100% | 229.8817 | 0.001 | 47.68% | 20% | 85% | 6.8% | 0.2% | 145.8163 | 12.0769 | 15.7893 | 7862.6952 | 0 | 0 | 0 | 8387.1996 | 524.5044 |  | 1.2348 | 0 | 1.2348 | 13. $0.225 to $99,999.000 | 0 | 0 | 01. ($9,999.00) to $0.22 | 1 | 14.3866 | 37.4371 | 52.7796 | 34.6565 | 62.6947 | 103.2563 | 173.9245 | 109.8547 | 236.5428 | 324.9867 | 269.3352 | 98.8547 | 358.0072 | 450.1819 | 382.8974 | 226.7418 | 327.9365 | 376.0732 | 408.2214 | 300.1157 | 367.3733 | 377.1028 | 450.8497 | 345.7337 | 8370.7109 | 21782.4547 | 30709.3782 | 20164.5985 | 36478.4064 | 60078.8252 | 101196.5163 | 63918.0184 | 137630.3905 | 189090.7228 | 156710.3959 | 57517.7834 | 208303.4548 | 261934.4793 | 222785.5877 | 131927.8085 | 190807.0462 | 218814.9933 | 237520.1198 | 174619.7865 | 213753.054 | 219414.0703 | 262323.0475 | 201162.1955 | 3427013.8445 | 8370.7109 | 30153.1655 | 60862.5437 | 81027.1422 | 117505.5485 | 177584.3738 | 278780.8901 | 342698.9085 | 480329.299 | 669420.0218 | 826130.4177 | 883648.201 | 1091951.6559 | 1353886.1352 | 1576671.7229 | 1708599.5314 | 1899406.5776 | 2118221.571 | 2355741.6908 | 2530361.4773 | 2744114.5312 | 2963528.6016 | 3225851.649 | 3427013.8445 | 0 | 0 | 0 | 0 | 0 | 0 | 0 | 0 | 0 | 0 | 0 | 0 | 0 | 0 | 0 | 0 | 0 | 0 | 0 | 0 | 0 | 0 | 0 | 0 | 0 | 0 | 0 | 0 | 0 | 0 | 0 | 0 | 0 | 0 | 0 | 0 | 0 | 0 | 0 | 0 | 0 | 0 | 0 | 0 | 0 | 0 | 0 | 0 | 0 | 0 | 0 | 0 | 0 | 0 | 0 | 0 | 0 | 0 | 0 | 0 | 0 | 1.1803 | 4.2517 | 8.5819 | 11.4252 | 16.5689 | 25.0403 | 39.3095 | 48.3222 | 67.7288 | 94.3915 | 116.4884 | 124.5987 | 153.9705 | 190.9046 | 222.3184 | 240.9209 | 267.8256 | 298.6796 | 332.1711 | 356.7934 | 386.9336 | 417.8721 | 454.8609 | 483.2258 | 120663.1422 | 313992.3803 | 442673.284 | 290671.1095 | 525833.3742 | 866031.5658 | 1458739.867 | 921373.2345 | 1983931.3135 | 2725727.9776 | 2258968.0975 | 829114.3479 | 3002678.0067 | 3775765.0295 | 3211436.819 | 1901729.0393 | 2750468.6456 | 3154201.0118 | 3423833.9468 | 2517130.5628 | 3081233.5522 | 3162836.6601 | 3781366.2087 | 2899737.3117 | 49400136.4883 | 0 | 0 | 0 | 0 | 0 | 0 | 0 | 0 | 0 | 0 | 0 | 0 | 0 | 0 | 0 | 0 | 0 | 0 | 0 | 0 | 0.01557% | 1.3035 | 4.6955 | 9.4777 | 12.6178 | 18.2983 | 27.6539 | 43.4125 | 53.366 | 74.7982 | 104.2439 | 128.6473 | 137.6042 | 170.0418 | 210.8309 | 245.5237 | 266.0679 | 295.7809 | 329.8554 | 366.8427 | 394.0349 | 427.3212 | 461.4889 | 502.3386 | 533.6641
| Com-Commissioning | Measure InputOutput-New | Updated percent savings for electric and gas savings from 7th Plan workbook Com-EM-7P_V5 to reflect DDC data from: http://sbt.siemens.com/hvp/staefa/press/pr5.asp and Misc: http://www.oee.nrcan.gc.ca/publications/infosource/pub/ici/eii/pdf/m92-242-2002-3E.pdf and http://www.enviro-tec.com/pdf/catalog/spec-gd4.pdf and http://www.lrc.rpi.edu/programs/Futures/LF-BAS/index.asp and http://greenbuildings.santa-monica.org/pdf/cs1.pdf and http://www.iklimnet.com/expert_hvac/building_control.html and http://txspace.tamu.edu/bitstream/handle/1969.1/5293/ESL-IC-06-11-149.pdf;jsessionid=A7133C4E9E20B60C3D236FBD72F9BD1E?sequence=1 | 2020 | New | 2022 | 2045 | PSE | Commercial | Medium Off | Electric | Per 1,000 Sqft of Floor Area for Commissioning |  |  | Commissioning-New-Medium Off |  | 377.7898 | 5 | 2761.8531 | 0 |  | 0 | 0 | 0 | 0 | 0 | 0 | 0 | 0 |  | 0 | 0 | 0 | Whole Building | Whole Building | Commissioning | Commissioning | CommVENT | 0.0141% | 100% | 100% | 41.7593 | 0.001 | 8.441% | 20% | 85% | 6.8% | 0.2% | 94.6786 | 7.8415 | 10.252 | 7862.6952 | 0 | 0 | 0 | 8396.9723 | 534.2771 |  | 1.904 | 0 | 1.904 | 13. $0.225 to $99,999.000 | 0 | 0 | 01. ($9,999.00) to $0.22 | 1 | 1.9819 | 5.1573 | 7.2709 | 4.7743 | 8.6368 | 14.2246 | 23.9599 | 15.1336 | 32.5862 | 44.7702 | 37.1037 | 13.6182 | 49.3191 | 62.0171 | 52.748 | 31.236 | 45.1766 | 51.8079 | 56.2366 | 41.344 | 50.6094 | 51.9497 | 62.1091 | 47.6283 | 748.7407 | 1948.3902 | 2746.8829 | 1803.6767 | 3262.9091 | 5373.912 | 9051.7945 | 5717.319 | 12310.7203 | 16913.7281 | 14017.3827 | 5144.8328 | 18632.2626 | 23429.4337 | 19927.6559 | 11800.6375 | 17067.2492 | 19572.4954 | 21245.6257 | 15619.3363 | 19119.7166 | 19626.0814 | 23464.1903 | 17993.4934 | 306538.4671 | 748.7407 | 2697.131 | 5444.0139 | 7247.6906 | 10510.5997 | 15884.5118 | 24936.3062 | 30653.6252 | 42964.3455 | 59878.0736 | 73895.4563 | 79040.2891 | 97672.5516 | 121101.9854 | 141029.6412 | 152830.2788 | 169897.528 | 189470.0234 | 210715.6491 | 226334.9854 | 245454.702 | 265080.7834 | 288544.9737 | 306538.4671 | 0 | 0 | 0 | 0 | 0 | 0 | 0 | 0 | 0 | 0 | 0 | 0 | 0 | 0 | 0 | 0 | 0 | 0 | 0 | 0 | 0 | 0 | 0 | 0 | 0 | 0 | 0 | 0 | 0 | 0 | 0 | 0 | 0 | 0 | 0 | 0 | 0 | 0 | 0 | 0 | 0 | 0 | 0 | 0 | 0 | 0 | 0 | 0 | 0 | 0 | 0 | 0 | 0 | 0 | 0 | 0 | 0 | 0 | 0 | 0 | 0 | 0.10558 | 0.38031 | 0.76763 | 1.022 | 1.482 | 2.2398 | 3.5161 | 4.3223 | 6.0582 | 8.4431 | 10.4196 | 11.1451 | 13.7723 | 17.076 | 19.8859 | 21.5498 | 23.9564 | 26.7162 | 29.7119 | 31.9143 | 34.6103 | 37.3777 | 40.6863 | 43.2234 | 16641.9405 | 43306.0372 | 61053.7927 | 40089.5521 | 72523.2874 | 119443.6475 | 201190.3692 | 127076.4071 | 273625.1215 | 375934.2091 | 311558.3771 | 114352.0003 | 414131.3406 | 520756.0151 | 442923.4943 | 262287.7294 | 379346.4584 | 435029.4939 | 472217.447 | 347164.3154 | 424965.7735 | 436220.5282 | 521528.5335 | 399933.6917 | 6813299.5627 | 0 | 0 | 0 | 0 | 0 | 0 | 0 | 0 | 0 | 0 | 0 | 0 | 0 | 0 | 0 | 0 | 0 | 0 | 0 | 0 | 0.01557% | 0.1166 | 0.42 | 0.84776 | 1.1286 | 1.6367 | 2.4736 | 3.8832 | 4.7735 | 6.6905 | 9.3244 | 11.5072 | 12.3084 | 15.2098 | 18.8583 | 21.9615 | 23.7992 | 26.4569 | 29.5048 | 32.8132 | 35.2455 | 38.2229 | 41.2791 | 44.933 | 47.735
| Com-Commissioning | Measure InputOutput-New | Updated percent savings for electric and gas savings from 7th Plan workbook Com-EM-7P_V5 to reflect DDC data from: http://sbt.siemens.com/hvp/staefa/press/pr5.asp and Misc: http://www.oee.nrcan.gc.ca/publications/infosource/pub/ici/eii/pdf/m92-242-2002-3E.pdf and http://www.enviro-tec.com/pdf/catalog/spec-gd4.pdf and http://www.lrc.rpi.edu/programs/Futures/LF-BAS/index.asp and http://greenbuildings.santa-monica.org/pdf/cs1.pdf and http://www.iklimnet.com/expert_hvac/building_control.html and http://txspace.tamu.edu/bitstream/handle/1969.1/5293/ESL-IC-06-11-149.pdf;jsessionid=A7133C4E9E20B60C3D236FBD72F9BD1E?sequence=1 | 2020 | New | 2022 | 2045 | PSE | Commercial | Small Off | Electric | Per 1,000 Sqft of Floor Area for Commissioning |  |  | Commissioning-New-Small Off |  | 305.4855 | 5 | 2761.8531 | 0 |  | 0 | 0 | 0 | 0 | 0 | 0 | 0 | 0 |  | 0 | 0 | 0 | Whole Building | Whole Building | Commissioning | Commissioning | CommVENT | 0.0141% | 100% | 100% | 4.7978 | 0.001 | 0% | 20% | 85% | 6.8% | 0.2% | 76.5583 | 6.3408 | 8.2899 | 7862.6952 | 0 | 0 | 0 | 8400.4351 | 537.7399 |  | 2.3556 | 0 | 2.3556 | 13. $0.225 to $99,999.000 | 0 | 0 | 01. ($9,999.00) to $0.22 | 1 | 0 | 0 | 0 | 0 | 0 | 0 | 0 | 0 | 0 | 0 | 0 | 0 | 0 | 0 | 0 | 0 | 0 | 0 | 0 | 0 | 0 | 0 | 0 | 0 | 0 | 0 | 0 | 0 | 0 | 0 | 0 | 0 | 0 | 0 | 0 | 0 | 0 | 0 | 0 | 0 | 0 | 0 | 0 | 0 | 0 | 0 | 0 | 0 | 0 | 0 | 0 | 0 | 0 | 0 | 0 | 0 | 0 | 0 | 0 | 0 | 0 | 0 | 0 | 0 | 0 | 0 | 0 | 0 | 0 | 0 | 0 | 0 | 0 | 0 | 0 | 0 | 0 | 0 | 0 | 0 | 0 | 0 | 0 | 0 | 0 | 0 | 0 | 0 | 0 | 0 | 0 | 0 | 0 | 0 | 0 | 0 | 0 | 0 | 0 | 0 | 0 | 0 | 0 | 0 | 0 | 0 | 0 | 0 | 0 | 0 | 0 | 0 | 0 | 0 | 0 | 0 | 0 | 0 | 0 | 0 | 0 | 0 | 0 | 0 | 0 | 0 | 0 | 0 | 0 | 0 | 0 | 0 | 0 | 0 | 0 | 0 | 0 | 0 | 0 | 0 | 0 | 0 | 0 | 0 | 0 | 0 | 0 | 0 | 0 | 0 | 0 | 0 | 0 | 0 | 0 | 0 | 0 | 0 | 0 | 0 | 0 | 0 | 0 | 0 | 0 | 0 | 0 | 0 | 0 | 0 | 0 | 0 | 0 | 0 | 0 | 0 | 0 | 0 | 0 | 0 | 0 | 0 | 0 | 0 | 0 | 0 | 0 | 0 | 0 | 0 | 0 | 0 | 0 | 0 | 0 | 0 | 0 | 0 | 0 | 0 | 0 | 0 | 0 | 0.01557% | 0 | 0 | 0 | 0 | 0 | 0 | 0 | 0 | 0 | 0 | 0 | 0 | 0 | 0 | 0 | 0 | 0 | 0 | 0 | 0 | 0 | 0 | 0 | 0
| Com-Commissioning | Measure InputOutput-New | Updated percent savings for electric and gas savings from 7th Plan workbook Com-EM-7P_V5 to reflect DDC data from: http://sbt.siemens.com/hvp/staefa/press/pr5.asp and Misc: http://www.oee.nrcan.gc.ca/publications/infosource/pub/ici/eii/pdf/m92-242-2002-3E.pdf and http://www.enviro-tec.com/pdf/catalog/spec-gd4.pdf and http://www.lrc.rpi.edu/programs/Futures/LF-BAS/index.asp and http://greenbuildings.santa-monica.org/pdf/cs1.pdf and http://www.iklimnet.com/expert_hvac/building_control.html and http://txspace.tamu.edu/bitstream/handle/1969.1/5293/ESL-IC-06-11-149.pdf;jsessionid=A7133C4E9E20B60C3D236FBD72F9BD1E?sequence=1 | 2020 | New | 2022 | 2045 | PSE | Commercial | Xlarge Ret | Electric | Per 1,000 Sqft of Floor Area for Commissioning |  |  | Commissioning-New-Xlarge Ret |  | 188.9573 | 5 | 2761.8531 | 0 |  | 0 | 0 | 0 | 0 | 0 | 0 | 0 | 0 |  | 0 | 0 | 0 | Whole Building | Whole Building | Commissioning | Commissioning | CommVENT | 0.0141% | 100% | 100% | 280.3513 | 0.001 | 3.625% | 20% | 85% | 6.8% | 0.2% | 47.3549 | 3.9221 | 5.1277 | 7862.6952 | 0 | 0 | 0 | 8406.0161 | 543.3209 |  | 3.8109 | 0 | 3.8109 | 13. $0.225 to $99,999.000 | 0 | 0 | 01. ($9,999.00) to $0.22 | 1 | 0.41307 | 1.0613 | 1.5156 | 1.097 | 1.8999 | 3.0425 | 4.9833 | 3.3804 | 6.7891 | 9.1794 | 7.7631 | 3.3092 | 10.1417 | 12.5705 | 10.7949 | 6.6817 | 9.338 | 10.5986 | 11.4387 | 8.5895 | 10.3532 | 10.6037 | 12.5381 | 9.7677 | 78.0529 | 200.5495 | 286.3842 | 207.2812 | 359.0051 | 574.9027 | 941.6294 | 638.7567 | 1282.8519 | 1734.5231 | 1466.8975 | 625.2976 | 1916.3475 | 2375.2812 | 2039.7797 | 1262.5619 | 1764.4768 | 2002.6803 | 2161.4207 | 1623.0537 | 1956.3134 | 2003.643 | 2369.1688 | 1845.6854 | 31716.5441 | 78.0529 | 278.6024 | 564.9867 | 772.2678 | 1131.2729 | 1706.1756 | 2647.805 | 3286.5617 | 4569.4136 | 6303.9367 | 7770.8342 | 8396.1318 | 10312.4793 | 12687.7605 | 14727.5402 | 15990.1021 | 17754.5789 | 19757.2591 | 21918.6798 | 23541.7335 | 25498.0469 | 27501.6899 | 29870.8587 | 31716.5441 | 0 | 0 | 0 | 0 | 0 | 0 | 0 | 0 | 0 | 0 | 0 | 0 | 0 | 0 | 0 | 0 | 0 | 0 | 0 | 0 | 0 | 0 | 0 | 0 | 0 | 0 | 0 | 0 | 0 | 0 | 0 | 0 | 0 | 0 | 0 | 0 | 0 | 0 | 0 | 0 | 0 | 0 | 0 | 0 | 0 | 0 | 0 | 0 | 0 | 0 | 0 | 0 | 0 | 0 | 0 | 0 | 0 | 0 | 0 | 0 | 0 | 0.011006 | 0.039284 | 0.079666 | 0.10889 | 0.15952 | 0.24058 | 0.37335 | 0.46342 | 0.64431 | 0.88889 | 1.0957 | 1.1839 | 1.4541 | 1.789 | 2.0767 | 2.2547 | 2.5035 | 2.7859 | 3.0906 | 3.3195 | 3.5953 | 3.8779 | 4.2119 | 4.4722 | 3472.2884 | 8921.7101 | 12740.1812 | 9221.1783 | 15970.8157 | 25575.3062 | 41889.6303 | 28415.9393 | 57069.3655 | 77162.558 | 65256.8771 | 27817.1924 | 85251.2553 | 105667.532 | 90742.3005 | 56166.7378 | 78495.0862 | 89091.8837 | 96153.6615 | 72203.6924 | 87029.1938 | 89134.7118 | 105395.6104 | 82107.7609 | 1410952.4688 | 0 | 0 | 0 | 0 | 0 | 0 | 0 | 0 | 0 | 0 | 0 | 0 | 0 | 0 | 0 | 0 | 0 | 0 | 0 | 0 | 0.01557% | 0.012155 | 0.043385 | 0.087981 | 0.12026 | 0.17616 | 0.26569 | 0.41232 | 0.51179 | 0.71156 | 0.98167 | 1.2101 | 1.3075 | 1.6059 | 1.9758 | 2.2934 | 2.49 | 2.7648 | 3.0767 | 3.4132 | 3.666 | 3.9706 | 4.2826 | 4.6516 | 4.939
| Com-Commissioning | Measure InputOutput-New | Updated percent savings for electric and gas savings from 7th Plan workbook Com-EM-7P_V5 to reflect DDC data from: http://sbt.siemens.com/hvp/staefa/press/pr5.asp and Misc: http://www.oee.nrcan.gc.ca/publications/infosource/pub/ici/eii/pdf/m92-242-2002-3E.pdf and http://www.enviro-tec.com/pdf/catalog/spec-gd4.pdf and http://www.lrc.rpi.edu/programs/Futures/LF-BAS/index.asp and http://greenbuildings.santa-monica.org/pdf/cs1.pdf and http://www.iklimnet.com/expert_hvac/building_control.html and http://txspace.tamu.edu/bitstream/handle/1969.1/5293/ESL-IC-06-11-149.pdf;jsessionid=A7133C4E9E20B60C3D236FBD72F9BD1E?sequence=1 | 2020 | New | 2022 | 2045 | PSE | Commercial | Large Ret | Electric | Per 1,000 Sqft of Floor Area for Commissioning |  |  | Commissioning-New-Large Ret |  | 207.9434 | 5 | 2761.8531 | 0 |  | 0 | 0 | 0 | 0 | 0 | 0 | 0 | 0 |  | 0 | 0 | 0 | Whole Building | Whole Building | Commissioning | Commissioning | CommVENT | 0.0141% | 100% | 100% | 94.4255 | 0.001 | 24.42% | 20% | 85% | 6.8% | 0.2% | 52.1131 | 4.3161 | 5.6429 | 7862.6952 | 0 | 0 | 0 | 8405.1067 | 542.4115 |  | 3.4626 | 0 | 3.4626 | 13. $0.225 to $99,999.000 | 0 | 0 | 01. ($9,999.00) to $0.22 | 1 | 3.9552 | 10.1626 | 14.5122 | 10.5037 | 18.1921 | 29.1325 | 47.7159 | 32.3682 | 65.0069 | 87.8948 | 74.3332 | 31.6862 | 97.1085 | 120.3644 | 103.3633 | 63.9788 | 89.4127 | 101.4833 | 109.5273 | 82.2462 | 99.1338 | 101.5321 | 120.0547 | 93.5278 | 822.4655 | 2113.2457 | 3017.7099 | 2184.1794 | 3782.936 | 6057.9088 | 9922.2101 | 6730.7569 | 13517.7663 | 18277.1513 | 15457.1057 | 6588.9344 | 20193.085 | 25028.9975 | 21493.7244 | 13303.965 | 18592.7813 | 21102.7976 | 22775.4894 | 17102.5669 | 20614.2174 | 21112.9421 | 24964.5887 | 19448.4995 | 334206.0251 | 822.4655 | 2935.7112 | 5953.4212 | 8137.6006 | 11920.5365 | 17978.4454 | 27900.6555 | 34631.4124 | 48149.1787 | 66426.3301 | 81883.4358 | 88472.3703 | 108665.4553 | 133694.4528 | 155188.1772 | 168492.1422 | 187084.9235 | 208187.7211 | 230963.2105 | 248065.7774 | 268679.9948 | 289792.9369 | 314757.5255 | 334206.0251 | 0 | 0 | 0 | 0 | 0 | 0 | 0 | 0 | 0 | 0 | 0 | 0 | 0 | 0 | 0 | 0 | 0 | 0 | 0 | 0 | 0 | 0 | 0 | 0 | 0 | 0 | 0 | 0 | 0 | 0 | 0 | 0 | 0 | 0 | 0 | 0 | 0 | 0 | 0 | 0 | 0 | 0 | 0 | 0 | 0 | 0 | 0 | 0 | 0 | 0 | 0 | 0 | 0 | 0 | 0 | 0 | 0 | 0 | 0 | 0 | 0 | 0.11597 | 0.41395 | 0.83946 | 1.1474 | 1.6809 | 2.535 | 3.9341 | 4.8832 | 6.7893 | 9.3664 | 11.546 | 12.475 | 15.3224 | 18.8516 | 21.8823 | 23.7582 | 26.3799 | 29.3555 | 32.5669 | 34.9785 | 37.8852 | 40.8622 | 44.3824 | 47.1247 | 33244.1838 | 85417.7232 | 121976.3088 | 88284.8739 | 152906.8637 | 244861.624 | 401057.2866 | 272058.25 | 546390.2328 | 738765.3195 | 624778.6353 | 266325.7618 | 816207.6594 | 1011676.0002 | 868779.7087 | 537748.3472 | 751523.1342 | 852978.3827 | 920588.8491 | 691288.4344 | 833229.8964 | 853388.4248 | 1009072.5843 | 786111.3966 | 13508659.8817 | 0 | 0 | 0 | 0 | 0 | 0 | 0 | 0 | 0 | 0 | 0 | 0 | 0 | 0 | 0 | 0 | 0 | 0 | 0 | 0 | 0.01557% | 0.12808 | 0.45716 | 0.92708 | 1.2672 | 1.8563 | 2.7997 | 4.3448 | 5.3929 | 7.4979 | 10.3441 | 12.7511 | 13.7772 | 16.9217 | 20.8193 | 24.1663 | 26.2381 | 29.1334 | 32.4196 | 35.9662 | 38.6295 | 41.8396 | 45.1274 | 49.0149 | 52.0435
| Com-Commissioning | Measure InputOutput-New | Updated percent savings for electric and gas savings from 7th Plan workbook Com-EM-7P_V5 to reflect DDC data from: http://sbt.siemens.com/hvp/staefa/press/pr5.asp and Misc: http://www.oee.nrcan.gc.ca/publications/infosource/pub/ici/eii/pdf/m92-242-2002-3E.pdf and http://www.enviro-tec.com/pdf/catalog/spec-gd4.pdf and http://www.lrc.rpi.edu/programs/Futures/LF-BAS/index.asp and http://greenbuildings.santa-monica.org/pdf/cs1.pdf and http://www.iklimnet.com/expert_hvac/building_control.html and http://txspace.tamu.edu/bitstream/handle/1969.1/5293/ESL-IC-06-11-149.pdf;jsessionid=A7133C4E9E20B60C3D236FBD72F9BD1E?sequence=1 | 2020 | New | 2022 | 2045 | PSE | Commercial | Medium Ret | Electric | Per 1,000 Sqft of Floor Area for Commissioning |  |  | Commissioning-New-Medium Ret |  | 289.3126 | 5 | 2761.8531 | 0 |  | 0 | 0 | 0 | 0 | 0 | 0 | 0 | 0 |  | 0 | 0 | 0 | Whole Building | Whole Building | Commissioning | Commissioning | CommVENT | 0.0141% | 100% | 100% | 13.3332 | 0.001 | 2.323% | 20% | 85% | 6.8% | 0.2% | 72.5051 | 6.0051 | 7.851 | 7862.6952 | 0 | 0 | 0 | 8401.2097 | 538.5145 |  | 2.4876 | 0 | 2.4876 | 13. $0.225 to $99,999.000 | 0 | 0 | 01. ($9,999.00) to $0.22 | 1 | 0.56022 | 1.4394 | 2.0555 | 1.4877 | 2.5767 | 4.1263 | 6.7585 | 4.5846 | 9.2076 | 12.4494 | 10.5285 | 4.488 | 13.7544 | 17.0484 | 14.6403 | 9.0619 | 12.6644 | 14.3741 | 15.5134 | 11.6493 | 14.0413 | 14.381 | 17.0045 | 13.2472 | 162.0782 | 416.4442 | 594.6814 | 430.4227 | 745.4797 | 1193.7945 | 1955.3084 | 1326.3885 | 2663.8623 | 3601.7648 | 3046.0359 | 1298.4404 | 3979.3259 | 4932.3092 | 4235.6349 | 2621.7298 | 3663.964 | 4158.5974 | 4488.2244 | 3370.2967 | 4062.3159 | 4160.5965 | 4919.6166 | 3832.5951 | 65859.9073 | 162.0782 | 578.5224 | 1173.2038 | 1603.6264 | 2349.1062 | 3542.9007 | 5498.209 | 6824.5975 | 9488.4598 | 13090.2246 | 16136.2605 | 17434.7009 | 21414.0269 | 26346.3361 | 30581.971 | 33203.7008 | 36867.6648 | 41026.2622 | 45514.4865 | 48884.7833 | 52947.0991 | 57107.6956 | 62027.3122 | 65859.9073 | 0 | 0 | 0 | 0 | 0 | 0 | 0 | 0 | 0 | 0 | 0 | 0 | 0 | 0 | 0 | 0 | 0 | 0 | 0 | 0 | 0 | 0 | 0 | 0 | 0 | 0 | 0 | 0 | 0 | 0 | 0 | 0 | 0 | 0 | 0 | 0 | 0 | 0 | 0 | 0 | 0 | 0 | 0 | 0 | 0 | 0 | 0 | 0 | 0 | 0 | 0 | 0 | 0 | 0 | 0 | 0 | 0 | 0 | 0 | 0 | 0 | 0.022854 | 0.081574 | 0.16543 | 0.22612 | 0.33124 | 0.49957 | 0.77527 | 0.9623 | 1.3379 | 1.8458 | 2.2753 | 2.4584 | 3.0195 | 3.715 | 4.3122 | 4.6819 | 5.1985 | 5.7849 | 6.4178 | 6.893 | 7.4658 | 8.0525 | 8.7462 | 9.2866 | 4706.5098 | 12092.9228 | 17268.6655 | 12498.8366 | 21647.6257 | 34666.0226 | 56779.2565 | 38516.3558 | 77354.613 | 104589.9102 | 88452.3672 | 37704.785 | 115553.7266 | 143226.948 | 122996.5583 | 76131.1473 | 106396.0841 | 120759.5025 | 130331.3819 | 97868.4209 | 117963.6316 | 120817.5537 | 142858.3721 | 111292.8804 | 1912474.0782 | 0 | 0 | 0 | 0 | 0 | 0 | 0 | 0 | 0 | 0 | 0 | 0 | 0 | 0 | 0 | 0 | 0 | 0 | 0 | 0 | 0.01557% | 0.025239 | 0.090089 | 0.18269 | 0.24972 | 0.36581 | 0.55171 | 0.8562 | 1.0627 | 1.4776 | 2.0384 | 2.5128 | 2.715 | 3.3347 | 4.1027 | 4.7623 | 5.1706 | 5.7411 | 6.3887 | 7.0876 | 7.6125 | 8.2451 | 8.893 | 9.6591 | 10.2559
| Com-Commissioning | Measure InputOutput-New | Updated percent savings for electric and gas savings from 7th Plan workbook Com-EM-7P_V5 to reflect DDC data from: http://sbt.siemens.com/hvp/staefa/press/pr5.asp and Misc: http://www.oee.nrcan.gc.ca/publications/infosource/pub/ici/eii/pdf/m92-242-2002-3E.pdf and http://www.enviro-tec.com/pdf/catalog/spec-gd4.pdf and http://www.lrc.rpi.edu/programs/Futures/LF-BAS/index.asp and http://greenbuildings.santa-monica.org/pdf/cs1.pdf and http://www.iklimnet.com/expert_hvac/building_control.html and http://txspace.tamu.edu/bitstream/handle/1969.1/5293/ESL-IC-06-11-149.pdf;jsessionid=A7133C4E9E20B60C3D236FBD72F9BD1E?sequence=1 | 2020 | New | 2022 | 2045 | PSE | Commercial | Small Ret | Electric | Per 1,000 Sqft of Floor Area for Commissioning |  |  | Commissioning-New-Small Ret |  | 302.8742 | 5 | 2761.8531 | 0 |  | 0 | 0 | 0 | 0 | 0 | 0 | 0 | 0 |  | 0 | 0 | 0 | Whole Building | Whole Building | Commissioning | Commissioning | CommVENT | 0.0141% | 100% | 100% | 2.1703 | 0.001 | 0% | 20% | 85% | 6.8% | 0.2% | 75.9038 | 6.2866 | 8.219 | 7862.6952 | 0 | 0 | 0 | 8400.5602 | 537.865 |  | 2.376 | 0 | 2.376 | 13. $0.225 to $99,999.000 | 0 | 0 | 01. ($9,999.00) to $0.22 | 1 | 0 | 0 | 0 | 0 | 0 | 0 | 0 | 0 | 0 | 0 | 0 | 0 | 0 | 0 | 0 | 0 | 0 | 0 | 0 | 0 | 0 | 0 | 0 | 0 | 0 | 0 | 0 | 0 | 0 | 0 | 0 | 0 | 0 | 0 | 0 | 0 | 0 | 0 | 0 | 0 | 0 | 0 | 0 | 0 | 0 | 0 | 0 | 0 | 0 | 0 | 0 | 0 | 0 | 0 | 0 | 0 | 0 | 0 | 0 | 0 | 0 | 0 | 0 | 0 | 0 | 0 | 0 | 0 | 0 | 0 | 0 | 0 | 0 | 0 | 0 | 0 | 0 | 0 | 0 | 0 | 0 | 0 | 0 | 0 | 0 | 0 | 0 | 0 | 0 | 0 | 0 | 0 | 0 | 0 | 0 | 0 | 0 | 0 | 0 | 0 | 0 | 0 | 0 | 0 | 0 | 0 | 0 | 0 | 0 | 0 | 0 | 0 | 0 | 0 | 0 | 0 | 0 | 0 | 0 | 0 | 0 | 0 | 0 | 0 | 0 | 0 | 0 | 0 | 0 | 0 | 0 | 0 | 0 | 0 | 0 | 0 | 0 | 0 | 0 | 0 | 0 | 0 | 0 | 0 | 0 | 0 | 0 | 0 | 0 | 0 | 0 | 0 | 0 | 0 | 0 | 0 | 0 | 0 | 0 | 0 | 0 | 0 | 0 | 0 | 0 | 0 | 0 | 0 | 0 | 0 | 0 | 0 | 0 | 0 | 0 | 0 | 0 | 0 | 0 | 0 | 0 | 0 | 0 | 0 | 0 | 0 | 0 | 0 | 0 | 0 | 0 | 0 | 0 | 0 | 0 | 0 | 0 | 0 | 0 | 0 | 0 | 0 | 0 | 0.01557% | 0 | 0 | 0 | 0 | 0 | 0 | 0 | 0 | 0 | 0 | 0 | 0 | 0 | 0 | 0 | 0 | 0 | 0 | 0 | 0 | 0 | 0 | 0 | 0
| Com-Commissioning | Measure InputOutput-New | Updated percent savings for electric and gas savings from 7th Plan workbook Com-EM-7P_V5 to reflect DDC data from: http://sbt.siemens.com/hvp/staefa/press/pr5.asp and Misc: http://www.oee.nrcan.gc.ca/publications/infosource/pub/ici/eii/pdf/m92-242-2002-3E.pdf and http://www.enviro-tec.com/pdf/catalog/spec-gd4.pdf and http://www.lrc.rpi.edu/programs/Futures/LF-BAS/index.asp and http://greenbuildings.santa-monica.org/pdf/cs1.pdf and http://www.iklimnet.com/expert_hvac/building_control.html and http://txspace.tamu.edu/bitstream/handle/1969.1/5293/ESL-IC-06-11-149.pdf;jsessionid=A7133C4E9E20B60C3D236FBD72F9BD1E?sequence=1 | 2020 | New | 2022 | 2045 | PSE | Commercial | School K-12 | Electric | Per 1,000 Sqft of Floor Area for Commissioning |  |  | Commissioning-New-School K-12 |  | 252.458 | 5 | 2761.8531 | 0 |  | 0 | 0 | 0 | 0 | 0 | 0 | 0 | 0 |  | 0 | 0 | 0 | Whole Building | Whole Building | Commissioning | Commissioning | CommVENT | 0.0141% | 100% | 100% | 36.55 | 0.001 | 27.8% | 20% | 85% | 6.8% | 0.2% | 63.269 | 5.2401 | 6.8509 | 7862.6952 | 0 | 0 | 0 | 8402.9748 | 540.2796 |  | 2.8513 | 0 | 2.8513 | 13. $0.225 to $99,999.000 | 0 | 0 | 01. ($9,999.00) to $0.22 | 1 | 8.0704 | 21.1699 | 29.5972 | 18.1345 | 33.875 | 56.887 | 97.6191 | 58.652 | 132.5775 | 184.0394 | 150.4881 | 49.2435 | 202.283 | 256.7175 | 216.9735 | 124.6691 | 184.5667 | 213.0846 | 232.1464 | 168.2589 | 208.0847 | 213.887 | 257.5503 | 195.4302 | 2037.4314 | 5344.5193 | 7472.0411 | 4578.1938 | 8552.0059 | 14361.5911 | 24644.7168 | 14807.1603 | 33470.2536 | 46462.234 | 37991.922 | 12431.9218 | 51067.9753 | 64810.4062 | 54776.706 | 31473.7058 | 46595.3503 | 53794.9252 | 58607.2133 | 42478.3076 | 52532.6578 | 53997.495 | 65020.6524 | 49337.9334 | 836647.3193 | 2037.4314 | 7381.9507 | 14853.9918 | 19432.1856 | 27984.1915 | 42345.7826 | 66990.4994 | 81797.6598 | 115267.9133 | 161730.1473 | 199722.0693 | 212153.9911 | 263221.9664 | 328032.3726 | 382809.0786 | 414282.7844 | 460878.1347 | 514673.0599 | 573280.2732 | 615758.5807 | 668291.2386 | 722288.7335 | 787309.3859 | 836647.3193 | 0 | 0 | 0 | 0 | 0 | 0 | 0 | 0 | 0 | 0 | 0 | 0 | 0 | 0 | 0 | 0 | 0 | 0 | 0 | 0 | 0 | 0 | 0 | 0 | 0 | 0 | 0 | 0 | 0 | 0 | 0 | 0 | 0 | 0 | 0 | 0 | 0 | 0 | 0 | 0 | 0 | 0 | 0 | 0 | 0 | 0 | 0 | 0 | 0 | 0 | 0 | 0 | 0 | 0 | 0 | 0 | 0 | 0 | 0 | 0 | 0 | 0.28729 | 1.0409 | 2.0945 | 2.74 | 3.9459 | 5.971 | 9.446 | 11.5339 | 16.2533 | 22.8047 | 28.1618 | 29.9148 | 37.1156 | 46.2542 | 53.978 | 58.4159 | 64.9861 | 72.5714 | 80.8353 | 86.825 | 94.2323 | 101.8463 | 111.0145 | 117.9714 | 67815.1688 | 177890.3989 | 248704.1938 | 152383.5285 | 284650.4344 | 478020.3824 | 820290.5119 | 492850.9926 | 1114045.3216 | 1546478.7049 | 1264547.4262 | 413792.0342 | 1699779.1458 | 2157191.002 | 1823222.9071 | 1047590.9504 | 1550909.4342 | 1790544.688 | 1950719.9613 | 1413875.1509 | 1748530.5744 | 1797287.1501 | 2164188.9711 | 1642195.323 | 27847504.3565 | 0 | 0 | 0 | 0 | 0 | 0 | 0 | 0 | 0 | 0 | 0 | 0 | 0 | 0 | 0 | 0 | 0 | 0 | 0 | 0 | 0.01557% | 0.31727 | 1.1495 | 2.3131 | 3.026 | 4.3578 | 6.5942 | 10.4319 | 12.7378 | 17.9498 | 25.1851 | 31.1013 | 33.0372 | 40.9897 | 51.0821 | 59.6121 | 64.5133 | 71.7692 | 80.1463 | 89.2728 | 95.8876 | 104.0682 | 112.4768 | 122.602 | 130.285
| Com-Commissioning | Measure InputOutput-New | Updated percent savings for electric and gas savings from 7th Plan workbook Com-EM-7P_V5 to reflect DDC data from: http://sbt.siemens.com/hvp/staefa/press/pr5.asp and Misc: http://www.oee.nrcan.gc.ca/publications/infosource/pub/ici/eii/pdf/m92-242-2002-3E.pdf and http://www.enviro-tec.com/pdf/catalog/spec-gd4.pdf and http://www.lrc.rpi.edu/programs/Futures/LF-BAS/index.asp and http://greenbuildings.santa-monica.org/pdf/cs1.pdf and http://www.iklimnet.com/expert_hvac/building_control.html and http://txspace.tamu.edu/bitstream/handle/1969.1/5293/ESL-IC-06-11-149.pdf;jsessionid=A7133C4E9E20B60C3D236FBD72F9BD1E?sequence=1 | 2020 | New | 2022 | 2045 | PSE | Commercial | University | Electric | Per 1,000 Sqft of Floor Area for Commissioning |  |  | Commissioning-New-University |  | 415.3342 | 5 | 2761.8531 | 0 |  | 0 | 0 | 0 | 0 | 0 | 0 | 0 | 0 |  | 0 | 0 | 0 | Whole Building | Whole Building | Commissioning | Commissioning | CommVENT | 0.0141% | 100% | 100% | 121.328 | 0.001 | 74.65% | 20% | 85% | 6.8% | 0.2% | 104.0876 | 8.6208 | 11.2708 | 7862.6952 | 0 | 0 | 0 | 8395.1741 | 532.4789 |  | 1.7315 | 0 | 1.7315 | 13. $0.225 to $99,999.000 | 0 | 0 | 01. ($9,999.00) to $0.22 | 1 | 2.318 | 6.0638 | 8.5022 | 5.3386 | 9.8588 | 16.4433 | 28.035 | 17.1435 | 38.0942 | 52.6929 | 43.2883 | 14.7655 | 57.963 | 73.3281 | 62.1114 | 36.0665 | 52.9606 | 61.002 | 66.3756 | 48.3477 | 59.5793 | 61.2122 | 73.5264 | 55.9972 | 962.7473 | 2518.5086 | 3531.2673 | 2217.306 | 4094.6927 | 6829.446 | 11643.9139 | 7120.2888 | 15821.8178 | 21885.179 | 17979.1139 | 6132.6188 | 24074.0137 | 30455.6553 | 25796.995 | 14979.6531 | 21996.3681 | 25336.2145 | 27568.0539 | 20080.4515 | 24745.3035 | 25423.5059 | 30538.0224 | 23257.5317 | 394988.6687 | 962.7473 | 3481.2559 | 7012.5231 | 9229.8292 | 13324.5218 | 20153.9678 | 31797.8817 | 38918.1705 | 54739.9883 | 76625.1674 | 94604.2813 | 100736.9001 | 124810.9138 | 155266.5691 | 181063.5641 | 196043.2172 | 218039.5853 | 243375.7998 | 270943.8537 | 291024.3052 | 315769.6087 | 341193.1146 | 371731.137 | 394988.6687 | 0 | 0 | 0 | 0 | 0 | 0 | 0 | 0 | 0 | 0 | 0 | 0 | 0 | 0 | 0 | 0 | 0 | 0 | 0 | 0 | 0 | 0 | 0 | 0 | 0 | 0 | 0 | 0 | 0 | 0 | 0 | 0 | 0 | 0 | 0 | 0 | 0 | 0 | 0 | 0 | 0 | 0 | 0 | 0 | 0 | 0 | 0 | 0 | 0 | 0 | 0 | 0 | 0 | 0 | 0 | 0 | 0 | 0 | 0 | 0 | 0 | 0.13575 | 0.49087 | 0.9888 | 1.3015 | 1.8788 | 2.8418 | 4.4837 | 5.4877 | 7.7186 | 10.8045 | 13.3397 | 14.2044 | 17.599 | 21.8933 | 25.5309 | 27.6431 | 30.7447 | 34.3172 | 38.2044 | 41.0359 | 44.5251 | 48.1099 | 52.4159 | 55.6953 | 19460.0676 | 50906.7597 | 71377.71 | 44818.535 | 82766.2604 | 138043.9873 | 235359.1076 | 143922.8106 | 319807.3222 | 442366.3934 | 363412.8733 | 123958.98 | 486609.435 | 615601.9276 | 521436.1559 | 302784.5979 | 444613.8653 | 512122.3734 | 557234.6728 | 405887.331 | 500178.2561 | 513886.8004 | 617266.8183 | 470105.8371 | 7983928.8781 | 0 | 0 | 0 | 0 | 0 | 0 | 0 | 0 | 0 | 0 | 0 | 0 | 0 | 0 | 0 | 0 | 0 | 0 | 0 | 0 | 0.01557% | 0.14992 | 0.54211 | 1.092 | 1.4373 | 2.0749 | 3.1384 | 4.9517 | 6.0604 | 8.5243 | 11.9323 | 14.732 | 15.687 | 19.4359 | 24.1785 | 28.1957 | 30.5284 | 33.9537 | 37.8992 | 42.1921 | 45.3191 | 49.1725 | 53.1315 | 57.887 | 61.5087
| Com-Commissioning | Measure InputOutput-New | Updated percent savings for electric and gas savings from 7th Plan workbook Com-EM-7P_V5 to reflect DDC data from: http://sbt.siemens.com/hvp/staefa/press/pr5.asp and Misc: http://www.oee.nrcan.gc.ca/publications/infosource/pub/ici/eii/pdf/m92-242-2002-3E.pdf and http://www.enviro-tec.com/pdf/catalog/spec-gd4.pdf and http://www.lrc.rpi.edu/programs/Futures/LF-BAS/index.asp and http://greenbuildings.santa-monica.org/pdf/cs1.pdf and http://www.iklimnet.com/expert_hvac/building_control.html and http://txspace.tamu.edu/bitstream/handle/1969.1/5293/ESL-IC-06-11-149.pdf;jsessionid=A7133C4E9E20B60C3D236FBD72F9BD1E?sequence=1 | 2020 | New | 2022 | 2045 | PSE | Commercial | Warehouse | Electric | Per 1,000 Sqft of Floor Area for Commissioning |  |  | Commissioning-New-Warehouse |  | 42.0951 | 5 | 2761.8531 | 0 |  | 0 | 0 | 0 | 0 | 0 | 0 | 0 | 0 |  | 0 | 0 | 0 | Whole Building | Whole Building | Commissioning | Commissioning | CommVENT | 0.0141% | 100% | 100% | 34.3139 | 0.001 | 0% | 20% | 85% | 6.8% | 0.2% | 10.5495 | 0.87374 | 1.1423 | 7862.6952 | 0 | 0 | 0 | 8413.0497 | 550.3546 |  | 17.1206 | 0 | 17.1206 | 13. $0.225 to $99,999.000 | 0 | 0 | 01. ($9,999.00) to $0.22 | 1 | 0 | 0 | 0 | 0 | 0 | 0 | 0 | 0 | 0 | 0 | 0 | 0 | 0 | 0 | 0 | 0 | 0 | 0 | 0 | 0 | 0 | 0 | 0 | 0 | 0 | 0 | 0 | 0 | 0 | 0 | 0 | 0 | 0 | 0 | 0 | 0 | 0 | 0 | 0 | 0 | 0 | 0 | 0 | 0 | 0 | 0 | 0 | 0 | 0 | 0 | 0 | 0 | 0 | 0 | 0 | 0 | 0 | 0 | 0 | 0 | 0 | 0 | 0 | 0 | 0 | 0 | 0 | 0 | 0 | 0 | 0 | 0 | 0 | 0 | 0 | 0 | 0 | 0 | 0 | 0 | 0 | 0 | 0 | 0 | 0 | 0 | 0 | 0 | 0 | 0 | 0 | 0 | 0 | 0 | 0 | 0 | 0 | 0 | 0 | 0 | 0 | 0 | 0 | 0 | 0 | 0 | 0 | 0 | 0 | 0 | 0 | 0 | 0 | 0 | 0 | 0 | 0 | 0 | 0 | 0 | 0 | 0 | 0 | 0 | 0 | 0 | 0 | 0 | 0 | 0 | 0 | 0 | 0 | 0 | 0 | 0 | 0 | 0 | 0 | 0 | 0 | 0 | 0 | 0 | 0 | 0 | 0 | 0 | 0 | 0 | 0 | 0 | 0 | 0 | 0 | 0 | 0 | 0 | 0 | 0 | 0 | 0 | 0 | 0 | 0 | 0 | 0 | 0 | 0 | 0 | 0 | 0 | 0 | 0 | 0 | 0 | 0 | 0 | 0 | 0 | 0 | 0 | 0 | 0 | 0 | 0 | 0 | 0 | 0 | 0 | 0 | 0 | 0 | 0 | 0 | 0 | 0 | 0 | 0 | 0 | 0 | 0 | 0 | 0.01557% | 0 | 0 | 0 | 0 | 0 | 0 | 0 | 0 | 0 | 0 | 0 | 0 | 0 | 0 | 0 | 0 | 0 | 0 | 0 | 0 | 0 | 0 | 0 | 0
| Com-Commissioning | Measure InputOutput-New | Updated percent savings for electric and gas savings from 7th Plan workbook Com-EM-7P_V5 to reflect DDC data from: http://sbt.siemens.com/hvp/staefa/press/pr5.asp and Misc: http://www.oee.nrcan.gc.ca/publications/infosource/pub/ici/eii/pdf/m92-242-2002-3E.pdf and http://www.enviro-tec.com/pdf/catalog/spec-gd4.pdf and http://www.lrc.rpi.edu/programs/Futures/LF-BAS/index.asp and http://greenbuildings.santa-monica.org/pdf/cs1.pdf and http://www.iklimnet.com/expert_hvac/building_control.html and http://txspace.tamu.edu/bitstream/handle/1969.1/5293/ESL-IC-06-11-149.pdf;jsessionid=A7133C4E9E20B60C3D236FBD72F9BD1E?sequence=1 | 2020 | New | 2022 | 2045 | PSE | Commercial | Supermarket | Electric | Per 1,000 Sqft of Floor Area for Commissioning |  |  | Commissioning-New-Supermarket |  | 362.4248 | 5 | 2761.8531 | 0 |  | 0 | 0 | 0 | 0 | 0 | 0 | 0 | 0 |  | 0 | 0 | 0 | Whole Building | Whole Building | Commissioning | Commissioning | CommVENT | 0.0141% | 100% | 100% | 49.7337 | 0.001 | 6.44% | 20% | 85% | 6.8% | 0.2% | 90.8279 | 7.5226 | 9.8351 | 7862.6952 | 0 | 0 | 0 | 8397.7081 | 535.0129 |  | 1.9849 | 0 | 1.9849 | 13. $0.225 to $99,999.000 | 0 | 0 | 01. ($9,999.00) to $0.22 | 1 | 1.0456 | 2.6843 | 3.8365 | 2.7943 | 4.8263 | 7.7146 | 12.6119 | 8.5951 | 17.1838 | 23.2084 | 19.6542 | 8.4556 | 25.6457 | 31.7559 | 27.2881 | 16.9399 | 23.6205 | 26.7904 | 28.9024 | 21.734 | 26.1694 | 26.7983 | 31.6632 | 24.693 | 378.9645 | 972.8544 | 1390.4404 | 1012.7141 | 1749.1832 | 2795.9584 | 4570.8722 | 3115.0688 | 6227.8283 | 8411.3158 | 7123.1724 | 3064.517 | 9294.6337 | 11509.1222 | 9889.9009 | 6139.4576 | 8560.6719 | 9709.5151 | 10474.9623 | 7876.9571 | 9484.4446 | 9712.358 | 11475.5314 | 8949.3506 | 153889.7951 | 378.9645 | 1351.8189 | 2742.2593 | 3754.9733 | 5504.1566 | 8300.115 | 12870.9872 | 15986.056 | 22213.8844 | 30625.2002 | 37748.3726 | 40812.8897 | 50107.5234 | 61616.6456 | 71506.5465 | 77646.004 | 86206.6759 | 95916.1911 | 106391.1534 | 114268.1105 | 123752.5551 | 133464.9131 | 144940.4444 | 153889.7951 | 0 | 0 | 0 | 0 | 0 | 0 | 0 | 0 | 0 | 0 | 0 | 0 | 0 | 0 | 0 | 0 | 0 | 0 | 0 | 0 | 0 | 0 | 0 | 0 | 0 | 0 | 0 | 0 | 0 | 0 | 0 | 0 | 0 | 0 | 0 | 0 | 0 | 0 | 0 | 0 | 0 | 0 | 0 | 0 | 0 | 0 | 0 | 0 | 0 | 0 | 0 | 0 | 0 | 0 | 0 | 0 | 0 | 0 | 0 | 0 | 0 | 0.053436 | 0.19061 | 0.38667 | 0.52947 | 0.77611 | 1.1704 | 1.8149 | 2.2541 | 3.1323 | 4.3183 | 5.3227 | 5.7548 | 7.0654 | 8.6882 | 10.0828 | 10.9485 | 12.1556 | 13.5247 | 15.0017 | 16.1124 | 17.4497 | 18.8192 | 20.4373 | 21.6992 | 8780.9464 | 22541.9072 | 32217.7491 | 23465.4915 | 40530.1417 | 64784.859 | 105911.2023 | 72178.933 | 144304.3584 | 194897.7186 | 165050.2826 | 71007.6034 | 215364.9851 | 266676.6656 | 229157.8573 | 142256.7286 | 198358.4322 | 224978.1588 | 242714.2557 | 182516.1484 | 219763.0722 | 225044.0298 | 265898.3354 | 207364.4666 | 3565764.3291 | 0 | 0 | 0 | 0 | 0 | 0 | 0 | 0 | 0 | 0 | 0 | 0 | 0 | 0 | 0 | 0 | 0 | 0 | 0 | 0 | 0.01557% | 0.059013 | 0.21051 | 0.42703 | 0.58473 | 0.85712 | 1.2925 | 2.0043 | 2.4894 | 3.4592 | 4.769 | 5.8783 | 6.3555 | 7.8029 | 9.5951 | 11.1352 | 12.0913 | 13.4243 | 14.9363 | 16.5675 | 17.7941 | 19.2711 | 20.7835 | 22.5705 | 23.9641
| Com-Commissioning | Measure InputOutput-New | Updated percent savings for electric and gas savings from 7th Plan workbook Com-EM-7P_V5 to reflect DDC data from: http://sbt.siemens.com/hvp/staefa/press/pr5.asp and Misc: http://www.oee.nrcan.gc.ca/publications/infosource/pub/ici/eii/pdf/m92-242-2002-3E.pdf and http://www.enviro-tec.com/pdf/catalog/spec-gd4.pdf and http://www.lrc.rpi.edu/programs/Futures/LF-BAS/index.asp and http://greenbuildings.santa-monica.org/pdf/cs1.pdf and http://www.iklimnet.com/expert_hvac/building_control.html and http://txspace.tamu.edu/bitstream/handle/1969.1/5293/ESL-IC-06-11-149.pdf;jsessionid=A7133C4E9E20B60C3D236FBD72F9BD1E?sequence=1 | 2020 | New | 2022 | 2045 | PSE | Commercial | MiniMart | Electric | Per 1,000 Sqft of Floor Area for Commissioning |  |  | Commissioning-New-MiniMart |  | 481.6435 | 5 | 2761.8531 | 0 |  | 0 | 0 | 0 | 0 | 0 | 0 | 0 | 0 |  | 0 | 0 | 0 | Whole Building | Whole Building | Commissioning | Commissioning | CommVENT | 0.0141% | 100% | 100% | 2.1159 | 0.001 | 0% | 20% | 85% | 6.8% | 0.2% | 120.7055 | 9.9972 | 13.0703 | 7862.6952 | 0 | 0 | 0 | 8391.9984 | 529.3032 |  | 1.4926 | 0 | 1.4926 | 13. $0.225 to $99,999.000 | 0 | 0 | 01. ($9,999.00) to $0.22 | 1 | 0 | 0 | 0 | 0 | 0 | 0 | 0 | 0 | 0 | 0 | 0 | 0 | 0 | 0 | 0 | 0 | 0 | 0 | 0 | 0 | 0 | 0 | 0 | 0 | 0 | 0 | 0 | 0 | 0 | 0 | 0 | 0 | 0 | 0 | 0 | 0 | 0 | 0 | 0 | 0 | 0 | 0 | 0 | 0 | 0 | 0 | 0 | 0 | 0 | 0 | 0 | 0 | 0 | 0 | 0 | 0 | 0 | 0 | 0 | 0 | 0 | 0 | 0 | 0 | 0 | 0 | 0 | 0 | 0 | 0 | 0 | 0 | 0 | 0 | 0 | 0 | 0 | 0 | 0 | 0 | 0 | 0 | 0 | 0 | 0 | 0 | 0 | 0 | 0 | 0 | 0 | 0 | 0 | 0 | 0 | 0 | 0 | 0 | 0 | 0 | 0 | 0 | 0 | 0 | 0 | 0 | 0 | 0 | 0 | 0 | 0 | 0 | 0 | 0 | 0 | 0 | 0 | 0 | 0 | 0 | 0 | 0 | 0 | 0 | 0 | 0 | 0 | 0 | 0 | 0 | 0 | 0 | 0 | 0 | 0 | 0 | 0 | 0 | 0 | 0 | 0 | 0 | 0 | 0 | 0 | 0 | 0 | 0 | 0 | 0 | 0 | 0 | 0 | 0 | 0 | 0 | 0 | 0 | 0 | 0 | 0 | 0 | 0 | 0 | 0 | 0 | 0 | 0 | 0 | 0 | 0 | 0 | 0 | 0 | 0 | 0 | 0 | 0 | 0 | 0 | 0 | 0 | 0 | 0 | 0 | 0 | 0 | 0 | 0 | 0 | 0 | 0 | 0 | 0 | 0 | 0 | 0 | 0 | 0 | 0 | 0 | 0 | 0 | 0.01557% | 0 | 0 | 0 | 0 | 0 | 0 | 0 | 0 | 0 | 0 | 0 | 0 | 0 | 0 | 0 | 0 | 0 | 0 | 0 | 0 | 0 | 0 | 0 | 0
| Com-Commissioning | Measure InputOutput-New | Updated percent savings for electric and gas savings from 7th Plan workbook Com-EM-7P_V5 to reflect DDC data from: http://sbt.siemens.com/hvp/staefa/press/pr5.asp and Misc: http://www.oee.nrcan.gc.ca/publications/infosource/pub/ici/eii/pdf/m92-242-2002-3E.pdf and http://www.enviro-tec.com/pdf/catalog/spec-gd4.pdf and http://www.lrc.rpi.edu/programs/Futures/LF-BAS/index.asp and http://greenbuildings.santa-monica.org/pdf/cs1.pdf and http://www.iklimnet.com/expert_hvac/building_control.html and http://txspace.tamu.edu/bitstream/handle/1969.1/5293/ESL-IC-06-11-149.pdf;jsessionid=A7133C4E9E20B60C3D236FBD72F9BD1E?sequence=1 | 2020 | New | 2022 | 2045 | PSE | Commercial | Restaurant | Electric | Per 1,000 Sqft of Floor Area for Commissioning |  |  | Commissioning-New-Restaurant |  | 545.5487 | 5 | 2761.8531 | 0 |  | 0 | 0 | 0 | 0 | 0 | 0 | 0 | 0 |  | 0 | 0 | 0 | Whole Building | Whole Building | Commissioning | Commissioning | CommVENT | 0.0141% | 100% | 100% | 9.7266 | 0.001 | 2.068% | 20% | 85% | 6.8% | 0.2% | 136.7209 | 11.3236 | 14.8045 | 7862.6952 | 0 | 0 | 0 | 8388.9378 | 526.2426 |  | 1.3173 | 0 | 1.3173 | 13. $0.225 to $99,999.000 | 0 | 0 | 01. ($9,999.00) to $0.22 | 1 | 0.39631 | 0.99065 | 1.4511 | 1.2454 | 2.0059 | 3.0507 | 4.7288 | 3.6432 | 6.45 | 8.4357 | 7.4193 | 3.9993 | 9.348 | 11.2405 | 9.8359 | 6.609 | 8.6598 | 9.6228 | 10.2581 | 8.0175 | 9.3733 | 9.5496 | 11.039 | 8.8606 | 216.2038 | 540.4471 | 791.6664 | 679.4274 | 1094.3065 | 1664.2848 | 2579.7815 | 1987.564 | 3518.7639 | 4602.1089 | 4047.5781 | 2181.7909 | 5099.8121 | 6132.2618 | 5365.949 | 3605.5271 | 4724.3339 | 5249.6879 | 5596.2998 | 4373.9558 | 5113.6092 | 5209.7946 | 6022.2971 | 4833.901 | 85231.3526 | 216.2038 | 756.6509 | 1548.3173 | 2227.7447 | 3322.0512 | 4986.336 | 7566.1175 | 9553.6815 | 13072.4454 | 17674.5544 | 21722.1325 | 23903.9233 | 29003.7355 | 35135.9973 | 40501.9462 | 44107.4733 | 48831.8071 | 54081.4951 | 59677.7949 | 64051.7507 | 69165.3599 | 74375.1545 | 80397.4516 | 85231.3526 | 0 | 0 | 0 | 0 | 0 | 0 | 0 | 0 | 0 | 0 | 0 | 0 | 0 | 0 | 0 | 0 | 0 | 0 | 0 | 0 | 0 | 0 | 0 | 0 | 0 | 0 | 0 | 0 | 0 | 0 | 0 | 0 | 0 | 0 | 0 | 0 | 0 | 0 | 0 | 0 | 0 | 0 | 0 | 0 | 0 | 0 | 0 | 0 | 0 | 0 | 0 | 0 | 0 | 0 | 0 | 0 | 0 | 0 | 0 | 0 | 0 | 0.030486 | 0.10669 | 0.21832 | 0.31412 | 0.46843 | 0.7031 | 1.0669 | 1.3471 | 1.8433 | 2.4922 | 3.0629 | 3.3706 | 4.0897 | 4.9543 | 5.711 | 6.2194 | 6.8855 | 7.6258 | 8.4149 | 9.0316 | 9.7527 | 10.4873 | 11.3364 | 12.018 | 3324.5803 | 8310.4899 | 12173.5049 | 10447.5997 | 16827.2215 | 25591.8148 | 39669.4676 | 30562.9008 | 54108.2597 | 70766.9272 | 62239.871 | 33549.5393 | 78420.1415 | 94296.186 | 82512.5446 | 55442.4229 | 72646.3877 | 80724.791 | 86054.6648 | 67258.601 | 78632.2997 | 80111.3493 | 92605.2524 | 74331.209 | 1310608.0268 | 0 | 0 | 0 | 0 | 0 | 0 | 0 | 0 | 0 | 0 | 0 | 0 | 0 | 0 | 0 | 0 | 0 | 0 | 0 | 0 | 0.01557% | 0.033668 | 0.11783 | 0.24111 | 0.34691 | 0.51732 | 0.77649 | 1.1782 | 1.4877 | 2.0357 | 2.7523 | 3.3826 | 3.7224 | 4.5165 | 5.4715 | 6.3071 | 6.8685 | 7.6042 | 8.4217 | 9.2932 | 9.9743 | 10.7706 | 11.5819 | 12.5197 | 13.2725
| Com-Commissioning | Measure InputOutput-New | Updated percent savings for electric and gas savings from 7th Plan workbook Com-EM-7P_V5 to reflect DDC data from: http://sbt.siemens.com/hvp/staefa/press/pr5.asp and Misc: http://www.oee.nrcan.gc.ca/publications/infosource/pub/ici/eii/pdf/m92-242-2002-3E.pdf and http://www.enviro-tec.com/pdf/catalog/spec-gd4.pdf and http://www.lrc.rpi.edu/programs/Futures/LF-BAS/index.asp and http://greenbuildings.santa-monica.org/pdf/cs1.pdf and http://www.iklimnet.com/expert_hvac/building_control.html and http://txspace.tamu.edu/bitstream/handle/1969.1/5293/ESL-IC-06-11-149.pdf;jsessionid=A7133C4E9E20B60C3D236FBD72F9BD1E?sequence=1 | 2020 | New | 2022 | 2045 | PSE | Commercial | Lodging | Electric | Per 1,000 Sqft of Floor Area for Commissioning |  |  | Commissioning-New-Lodging |  | 1249.0742 | 5 | 2761.8531 | 0 |  | 0 | 0 | 0 | 0 | 0 | 0 | 0 | 0 |  | 0 | 0 | 0 | Whole Building | Whole Building | Commissioning | Commissioning | CommVENT | 0.0141% | 100% | 100% | 31.3854 | 0.001 | 7.142% | 20% | 85% | 6.8% | 0.2% | 313.0327 | 25.9262 | 33.8959 | 7862.6952 | 0 | 0 | 0 | 8355.2437 | 492.5485 |  | 0.57302 | 0 | 0.57302 | 13. $0.225 to $99,999.000 | 0 | 0 | 01. ($9,999.00) to $0.22 | 1 | 0.83417 | 2.1582 | 3.0607 | 2.1044 | 3.7286 | 6.0605 | 10.0769 | 6.5823 | 13.7168 | 18.7077 | 15.6502 | 6.1751 | 20.6381 | 25.7813 | 22.0256 | 13.3153 | 18.9522 | 21.6312 | 23.4188 | 17.3874 | 21.1325 | 21.6704 | 25.7772 | 19.9126 | 1041.937 | 2695.7313 | 3822.9978 | 2628.5838 | 4657.2851 | 7570.0646 | 12586.8086 | 8221.8317 | 17133.2723 | 23367.3032 | 19548.2591 | 7713.1753 | 25778.4637 | 32202.7706 | 27511.5517 | 16631.8076 | 23672.7212 | 27018.9672 | 29251.8746 | 21718.2142 | 26396.0338 | 27067.9004 | 32197.6572 | 24872.2946 | 425307.5063 | 1041.937 | 3737.6683 | 7560.666 | 10189.2498 | 14846.5349 | 22416.5995 | 35003.408 | 43225.2398 | 60358.5121 | 83725.8153 | 103274.0744 | 110987.2497 | 136765.7134 | 168968.484 | 196480.0357 | 213111.8432 | 236784.5644 | 263803.5316 | 293055.4062 | 314773.6204 | 341169.6542 | 368237.5546 | 400435.2117 | 425307.5063 | 0 | 0 | 0 | 0 | 0 | 0 | 0 | 0 | 0 | 0 | 0 | 0 | 0 | 0 | 0 | 0 | 0 | 0 | 0 | 0 | 0 | 0 | 0 | 0 | 0 | 0 | 0 | 0 | 0 | 0 | 0 | 0 | 0 | 0 | 0 | 0 | 0 | 0 | 0 | 0 | 0 | 0 | 0 | 0 | 0 | 0 | 0 | 0 | 0 | 0 | 0 | 0 | 0 | 0 | 0 | 0 | 0 | 0 | 0 | 0 | 0 | 0.14692 | 0.52703 | 1.0661 | 1.4367 | 2.0934 | 3.1609 | 4.9357 | 6.095 | 8.5108 | 11.8058 | 14.5622 | 15.6497 | 19.2846 | 23.8254 | 27.7046 | 30.0498 | 33.3878 | 37.1976 | 41.3222 | 44.3846 | 48.1066 | 51.9233 | 56.4633 | 59.9704 | 6969.6719 | 18032.1489 | 25572.6025 | 17582.989 | 31153.2749 | 50637.2918 | 84195.0406 | 54997.0593 | 114607.0153 | 156307.3776 | 130761.2218 | 51594.5805 | 172435.9903 | 215409.1379 | 184028.8742 | 111252.6425 | 158350.3643 | 180733.903 | 195670.154 | 145276.3758 | 176567.0085 | 181061.2247 | 215374.9331 | 166374.4898 | 2844945.372 | 0 | 0 | 0 | 0 | 0 | 0 | 0 | 0 | 0 | 0 | 0 | 0 | 0 | 0 | 0 | 0 | 0 | 0 | 0 | 0 | 0.01557% | 0.16225 | 0.58204 | 1.1774 | 1.5867 | 2.3119 | 3.4908 | 5.4508 | 6.7312 | 9.3992 | 13.038 | 16.0821 | 17.2832 | 21.2975 | 26.3122 | 30.5964 | 33.1864 | 36.8728 | 41.0802 | 45.6354 | 49.0174 | 53.1279 | 57.343 | 62.3569 | 66.2301
| Com-Commissioning | Measure InputOutput-New | Updated percent savings for electric and gas savings from 7th Plan workbook Com-EM-7P_V5 to reflect DDC data from: http://sbt.siemens.com/hvp/staefa/press/pr5.asp and Misc: http://www.oee.nrcan.gc.ca/publications/infosource/pub/ici/eii/pdf/m92-242-2002-3E.pdf and http://www.enviro-tec.com/pdf/catalog/spec-gd4.pdf and http://www.lrc.rpi.edu/programs/Futures/LF-BAS/index.asp and http://greenbuildings.santa-monica.org/pdf/cs1.pdf and http://www.iklimnet.com/expert_hvac/building_control.html and http://txspace.tamu.edu/bitstream/handle/1969.1/5293/ESL-IC-06-11-149.pdf;jsessionid=A7133C4E9E20B60C3D236FBD72F9BD1E?sequence=1 | 2020 | New | 2022 | 2045 | PSE | Commercial | Hospital | Electric | Per 1,000 Sqft of Floor Area for Commissioning |  |  | Commissioning-New-Hospital |  | 426.0992 | 5 | 2761.8531 | 0 |  | 0 | 0 | 0 | 0 | 0 | 0 | 0 | 0 |  | 0 | 0 | 0 | Whole Building | Whole Building | Commissioning | Commissioning | CommVENT | 0.0141% | 100% | 100% | 80.9786 | 0.001 | 81.93% | 20% | 85% | 6.8% | 0.2% | 106.7855 | 8.8443 | 11.563 | 7862.6952 | 0 | 0 | 0 | 8394.6586 | 531.9634 |  | 1.6877 | 0 | 1.6877 | 13. $0.225 to $99,999.000 | 0 | 0 | 01. ($9,999.00) to $0.22 | 1 | 2.2695 | 5.8534 | 8.3274 | 5.8636 | 10.2795 | 16.594 | 27.4014 | 18.2144 | 37.3145 | 50.6908 | 42.618 | 17.4367 | 55.9609 | 69.6586 | 59.6521 | 36.456 | 51.4541 | 58.5779 | 63.3288 | 47.2645 | 57.2263 | 58.6504 | 69.5756 | 53.9553 | 967.0479 | 2494.131 | 3548.2873 | 2498.465 | 4380.0822 | 7070.6768 | 11675.7231 | 7761.137 | 15899.6736 | 21599.3074 | 18159.5084 | 7429.7476 | 23844.8938 | 29681.4862 | 25417.6991 | 15533.8789 | 21924.5646 | 24959.9913 | 26984.3699 | 20139.3473 | 24384.0914 | 24990.8851 | 29646.0918 | 22990.3129 | 393981.3995 | 967.0479 | 3461.1789 | 7009.4662 | 9507.9311 | 13888.0133 | 20958.6902 | 32634.4133 | 40395.5503 | 56295.2239 | 77894.5312 | 96054.0397 | 103483.7873 | 127328.6811 | 157010.1673 | 182427.8664 | 197961.7453 | 219886.3099 | 244846.3012 | 271830.6711 | 291970.0184 | 316354.1098 | 341344.9949 | 370991.0866 | 393981.3995 | 0 | 0 | 0 | 0 | 0 | 0 | 0 | 0 | 0 | 0 | 0 | 0 | 0 | 0 | 0 | 0 | 0 | 0 | 0 | 0 | 0 | 0 | 0 | 0 | 0 | 0 | 0 | 0 | 0 | 0 | 0 | 0 | 0 | 0 | 0 | 0 | 0 | 0 | 0 | 0 | 0 | 0 | 0 | 0 | 0 | 0 | 0 | 0 | 0 | 0 | 0 | 0 | 0 | 0 | 0 | 0 | 0 | 0 | 0 | 0 | 0 | 0.13636 | 0.48804 | 0.98837 | 1.3407 | 1.9583 | 2.9553 | 4.6016 | 5.696 | 7.9379 | 10.9835 | 13.5441 | 14.5917 | 17.954 | 22.1392 | 25.7232 | 27.9136 | 31.005 | 34.5245 | 38.3295 | 41.1692 | 44.6075 | 48.1313 | 52.3116 | 55.5533 | 19051.9874 | 49137.3281 | 69905.4538 | 49222.7128 | 86292.7966 | 139300.6914 | 230025.5469 | 152903.5729 | 313242.3632 | 425531.8859 | 357763.7813 | 146374.8106 | 469772.5932 | 584760.3617 | 500758.7174 | 306035.7758 | 431939.8382 | 491741.3326 | 531623.9834 | 396768.9477 | 480395.4224 | 492349.9756 | 584063.0508 | 452936.3387 | 7761899.2683 | 0 | 0 | 0 | 0 | 0 | 0 | 0 | 0 | 0 | 0 | 0 | 0 | 0 | 0 | 0 | 0 | 0 | 0 | 0 | 0 | 0.01557% | 0.15059 | 0.53898 | 1.0915 | 1.4806 | 2.1627 | 3.2637 | 5.0819 | 6.2905 | 8.7664 | 12.13 | 14.9578 | 16.1148 | 19.828 | 24.4501 | 28.4082 | 30.8272 | 34.2413 | 38.1281 | 42.3302 | 45.4664 | 49.2635 | 53.1552 | 57.7718 | 61.3519
| Com-Commissioning | Measure InputOutput-New | Updated percent savings for electric and gas savings from 7th Plan workbook Com-EM-7P_V5 to reflect DDC data from: http://sbt.siemens.com/hvp/staefa/press/pr5.asp and Misc: http://www.oee.nrcan.gc.ca/publications/infosource/pub/ici/eii/pdf/m92-242-2002-3E.pdf and http://www.enviro-tec.com/pdf/catalog/spec-gd4.pdf and http://www.lrc.rpi.edu/programs/Futures/LF-BAS/index.asp and http://greenbuildings.santa-monica.org/pdf/cs1.pdf and http://www.iklimnet.com/expert_hvac/building_control.html and http://txspace.tamu.edu/bitstream/handle/1969.1/5293/ESL-IC-06-11-149.pdf;jsessionid=A7133C4E9E20B60C3D236FBD72F9BD1E?sequence=1 | 2020 | New | 2022 | 2045 | PSE | Commercial | Residential Care | Electric | Per 1,000 Sqft of Floor Area for Commissioning |  |  | Commissioning-New-Residential Care |  | 899.1486 | 5 | 2761.8531 | 0 |  | 0 | 0 | 0 | 0 | 0 | 0 | 0 | 0 |  | 0 | 0 | 0 | Whole Building | Whole Building | Commissioning | Commissioning | CommVENT | 0.0141% | 100% | 100% | 89.2138 | 0.001 | 6.965% | 20% | 85% | 6.8% | 0.2% | 225.3372 | 18.6631 | 24.4 | 7862.6952 | 0 | 0 | 0 | 8372.0027 | 509.3075 |  | 0.79762 | 0 | 0.79762 | 13. $0.225 to $99,999.000 | 0 | 0 | 01. ($9,999.00) to $0.22 | 1 | 0.92112 | 2.3757 | 3.3798 | 2.3798 | 4.1721 | 6.7349 | 11.1212 | 7.3925 | 15.1445 | 20.5735 | 17.297 | 7.0769 | 22.7124 | 28.2718 | 24.2105 | 14.7961 | 20.8833 | 23.7745 | 25.7028 | 19.1828 | 23.226 | 23.804 | 28.2381 | 21.8984 | 828.2227 | 2136.0844 | 3038.9106 | 2139.7962 | 3751.2966 | 6055.6412 | 9999.6071 | 6646.9819 | 13617.1856 | 18498.6047 | 15552.6084 | 6363.1654 | 20421.8245 | 25420.541 | 21768.8447 | 13303.9028 | 18777.1694 | 21376.8435 | 23110.6111 | 17248.2302 | 20883.6172 | 21403.3022 | 25390.2277 | 19689.9235 | 337423.1426 | 828.2227 | 2964.3071 | 6003.2177 | 8143.0139 | 11894.3105 | 17949.9517 | 27949.5588 | 34596.5407 | 48213.7263 | 66712.331 | 82264.9393 | 88628.1047 | 109049.9292 | 134470.4702 | 156239.315 | 169543.2178 | 188320.3872 | 209697.2307 | 232807.8418 | 250056.0719 | 270939.6891 | 292342.9914 | 317733.2191 | 337423.1426 | 0 | 0 | 0 | 0 | 0 | 0 | 0 | 0 | 0 | 0 | 0 | 0 | 0 | 0 | 0 | 0 | 0 | 0 | 0 | 0 | 0 | 0 | 0 | 0 | 0 | 0 | 0 | 0 | 0 | 0 | 0 | 0 | 0 | 0 | 0 | 0 | 0 | 0 | 0 | 0 | 0 | 0 | 0 | 0 | 0 | 0 | 0 | 0 | 0 | 0 | 0 | 0 | 0 | 0 | 0 | 0 | 0 | 0 | 0 | 0 | 0 | 0.11678 | 0.41798 | 0.84648 | 1.1482 | 1.6772 | 2.531 | 3.941 | 4.8783 | 6.7984 | 9.4068 | 11.5998 | 12.497 | 15.3766 | 18.961 | 22.0305 | 23.9064 | 26.5541 | 29.5683 | 32.827 | 35.2591 | 38.2038 | 41.2218 | 44.8019 | 47.5783 | 7711.6096 | 19889.153 | 28295.3981 | 19923.7138 | 34928.4484 | 56384.2778 | 93106.676 | 61890.2709 | 126790.0701 | 172241.127 | 144810.8565 | 59247.6455 | 190148.291 | 236691.5078 | 202690.4415 | 123873.0837 | 174834.8525 | 199040.5046 | 215183.6726 | 160598.8481 | 194448.0583 | 199286.863 | 236409.2596 | 183333.5362 | 3141758.1657 | 0 | 0 | 0 | 0 | 0 | 0 | 0 | 0 | 0 | 0 | 0 | 0 | 0 | 0 | 0 | 0 | 0 | 0 | 0 | 0 | 0.01557% | 0.12897 | 0.46161 | 0.93484 | 1.2681 | 1.8522 | 2.7952 | 4.3524 | 5.3875 | 7.508 | 10.3886 | 12.8105 | 13.8014 | 16.9816 | 20.9401 | 24.33 | 26.4017 | 29.3258 | 32.6546 | 36.2535 | 38.9394 | 42.1915 | 45.5245 | 49.4783 | 52.5445
| Com-Commissioning | Measure InputOutput-New | Updated percent savings for electric and gas savings from 7th Plan workbook Com-EM-7P_V5 to reflect DDC data from: http://sbt.siemens.com/hvp/staefa/press/pr5.asp and Misc: http://www.oee.nrcan.gc.ca/publications/infosource/pub/ici/eii/pdf/m92-242-2002-3E.pdf and http://www.enviro-tec.com/pdf/catalog/spec-gd4.pdf and http://www.lrc.rpi.edu/programs/Futures/LF-BAS/index.asp and http://greenbuildings.santa-monica.org/pdf/cs1.pdf and http://www.iklimnet.com/expert_hvac/building_control.html and http://txspace.tamu.edu/bitstream/handle/1969.1/5293/ESL-IC-06-11-149.pdf;jsessionid=A7133C4E9E20B60C3D236FBD72F9BD1E?sequence=1 | 2020 | New | 2022 | 2045 | PSE | Commercial | Assembly | Electric | Per 1,000 Sqft of Floor Area for Commissioning |  |  | Commissioning-New-Assembly |  | 441.1787 | 5 | 2761.8531 | 0 |  | 0 | 0 | 0 | 0 | 0 | 0 | 0 | 0 |  | 0 | 0 | 0 | Whole Building | Whole Building | Commissioning | Commissioning | CommVENT | 0.0141% | 100% | 100% | 13.6313 | 0.001 | 0% | 20% | 85% | 6.8% | 0.2% | 110.5646 | 9.1573 | 11.9722 | 7862.6952 | 0 | 0 | 0 | 8393.9364 | 531.2412 |  | 1.6299 | 0 | 1.6299 | 13. $0.225 to $99,999.000 | 0 | 0 | 01. ($9,999.00) to $0.22 | 1 | 0 | 0 | 0 | 0 | 0 | 0 | 0 | 0 | 0 | 0 | 0 | 0 | 0 | 0 | 0 | 0 | 0 | 0 | 0 | 0 | 0 | 0 | 0 | 0 | 0 | 0 | 0 | 0 | 0 | 0 | 0 | 0 | 0 | 0 | 0 | 0 | 0 | 0 | 0 | 0 | 0 | 0 | 0 | 0 | 0 | 0 | 0 | 0 | 0 | 0 | 0 | 0 | 0 | 0 | 0 | 0 | 0 | 0 | 0 | 0 | 0 | 0 | 0 | 0 | 0 | 0 | 0 | 0 | 0 | 0 | 0 | 0 | 0 | 0 | 0 | 0 | 0 | 0 | 0 | 0 | 0 | 0 | 0 | 0 | 0 | 0 | 0 | 0 | 0 | 0 | 0 | 0 | 0 | 0 | 0 | 0 | 0 | 0 | 0 | 0 | 0 | 0 | 0 | 0 | 0 | 0 | 0 | 0 | 0 | 0 | 0 | 0 | 0 | 0 | 0 | 0 | 0 | 0 | 0 | 0 | 0 | 0 | 0 | 0 | 0 | 0 | 0 | 0 | 0 | 0 | 0 | 0 | 0 | 0 | 0 | 0 | 0 | 0 | 0 | 0 | 0 | 0 | 0 | 0 | 0 | 0 | 0 | 0 | 0 | 0 | 0 | 0 | 0 | 0 | 0 | 0 | 0 | 0 | 0 | 0 | 0 | 0 | 0 | 0 | 0 | 0 | 0 | 0 | 0 | 0 | 0 | 0 | 0 | 0 | 0 | 0 | 0 | 0 | 0 | 0 | 0 | 0 | 0 | 0 | 0 | 0 | 0 | 0 | 0 | 0 | 0 | 0 | 0 | 0 | 0 | 0 | 0 | 0 | 0 | 0 | 0 | 0 | 0 | 0.01557% | 0 | 0 | 0 | 0 | 0 | 0 | 0 | 0 | 0 | 0 | 0 | 0 | 0 | 0 | 0 | 0 | 0 | 0 | 0 | 0 | 0 | 0 | 0 | 0
| Com-Commissioning | Measure InputOutput-New | Updated percent savings for electric and gas savings from 7th Plan workbook Com-EM-7P_V5 to reflect DDC data from: http://sbt.siemens.com/hvp/staefa/press/pr5.asp and Misc: http://www.oee.nrcan.gc.ca/publications/infosource/pub/ici/eii/pdf/m92-242-2002-3E.pdf and http://www.enviro-tec.com/pdf/catalog/spec-gd4.pdf and http://www.lrc.rpi.edu/programs/Futures/LF-BAS/index.asp and http://greenbuildings.santa-monica.org/pdf/cs1.pdf and http://www.iklimnet.com/expert_hvac/building_control.html and http://txspace.tamu.edu/bitstream/handle/1969.1/5293/ESL-IC-06-11-149.pdf;jsessionid=A7133C4E9E20B60C3D236FBD72F9BD1E?sequence=1 | 2020 | New | 2022 | 2045 | PSE | Commercial | Other | Electric | Per 1,000 Sqft of Floor Area for Commissioning |  |  | Commissioning-New-Other |  | 394.1304 | 5 | 2761.8531 | 0 |  | 0 | 0 | 0 | 0 | 0 | 0 | 0 | 0 |  | 0 | 0 | 0 | Whole Building | Whole Building | Commissioning | Commissioning | CommVENT | 0.0141% | 100% | 100% | 22.4146 | 0.001 | 0% | 20% | 85% | 6.8% | 0.2% | 98.7737 | 8.1807 | 10.6954 | 7862.6952 | 0 | 0 | 0 | 8396.1897 | 533.4945 |  | 1.8249 | 0 | 1.8249 | 13. $0.225 to $99,999.000 | 0 | 0 | 01. ($9,999.00) to $0.22 | 1 | 0 | 0 | 0 | 0 | 0 | 0 | 0 | 0 | 0 | 0 | 0 | 0 | 0 | 0 | 0 | 0 | 0 | 0 | 0 | 0 | 0 | 0 | 0 | 0 | 0 | 0 | 0 | 0 | 0 | 0 | 0 | 0 | 0 | 0 | 0 | 0 | 0 | 0 | 0 | 0 | 0 | 0 | 0 | 0 | 0 | 0 | 0 | 0 | 0 | 0 | 0 | 0 | 0 | 0 | 0 | 0 | 0 | 0 | 0 | 0 | 0 | 0 | 0 | 0 | 0 | 0 | 0 | 0 | 0 | 0 | 0 | 0 | 0 | 0 | 0 | 0 | 0 | 0 | 0 | 0 | 0 | 0 | 0 | 0 | 0 | 0 | 0 | 0 | 0 | 0 | 0 | 0 | 0 | 0 | 0 | 0 | 0 | 0 | 0 | 0 | 0 | 0 | 0 | 0 | 0 | 0 | 0 | 0 | 0 | 0 | 0 | 0 | 0 | 0 | 0 | 0 | 0 | 0 | 0 | 0 | 0 | 0 | 0 | 0 | 0 | 0 | 0 | 0 | 0 | 0 | 0 | 0 | 0 | 0 | 0 | 0 | 0 | 0 | 0 | 0 | 0 | 0 | 0 | 0 | 0 | 0 | 0 | 0 | 0 | 0 | 0 | 0 | 0 | 0 | 0 | 0 | 0 | 0 | 0 | 0 | 0 | 0 | 0 | 0 | 0 | 0 | 0 | 0 | 0 | 0 | 0 | 0 | 0 | 0 | 0 | 0 | 0 | 0 | 0 | 0 | 0 | 0 | 0 | 0 | 0 | 0 | 0 | 0 | 0 | 0 | 0 | 0 | 0 | 0 | 0 | 0 | 0 | 0 | 0 | 0 | 0 | 0 | 0 | 0.01557% | 0 | 0 | 0 | 0 | 0 | 0 | 0 | 0 | 0 | 0 | 0 | 0 | 0 | 0 | 0 | 0 | 0 | 0 | 0 | 0 | 0 | 0 | 0 | 0
| COM-CompressedAir-7P_V4 | M_Input | 7P workbook COM-CompressedAir-7P_V4 with region specific updates from CBSA | 2020 | Retro | 2022 | 2045 | PSE | Commercial | Large Off | Electric | Per Building SqFt |  |  | Compressed Air-Retro-Large Off |  | 1.3352 | 10 | 0.067504 | 0.012335 |  | 0 | 0 | 0 | 0 | 0 | 0 | 0 | 0 |  | 0 | 0 | 0 | Other | Compressed Air | Compressed Air | Compressed Air | CommSector | 0.01858% | 0% | 0% | 229881.7404 | 1 | 1% | 10% | 85% | 6.8% | 0.2% | 0.62423 | 0.036522 | 0.066076 | 0.11175 | 0 | 0 | 0 | 0.16665 | 0.043635 |  | 0.010692 | 0 | 0.010692 | 01. ($9,999.000) to $0.028 | 1 | 0 | 01. ($9,999.00) to $0.22 | 1 | 0 | 0 | 0 | 0 | 0 | 0 | 0 | 0 | 0 | 0 | 0 | 0 | 0 | 0 | 0 | 0 | 0 | 0 | 0 | 0 | 0 | 0 | 0 | 0 | 0 | 0 | 0 | 0 | 0 | 0 | 0 | 0 | 0 | 0 | 0 | 0 | 0 | 0 | 0 | 0 | 0 | 0 | 0 | 0 | 0 | 0 | 0 | 0 | 0 | 0 | 0 | 0 | 0 | 0 | 0 | 0 | 0 | 0 | 0 | 0 | 0 | 0 | 0 | 0 | 0 | 0 | 0 | 0 | 0 | 0 | 0 | 0 | 0 | 0 | 0 | 0 | 0 | 0 | 0 | 0 | 0 | 0 | 0 | 0 | 0 | 0 | 0 | 0 | 0 | 0 | 0 | 0 | 0 | 0 | 0 | 0 | 0 | 0 | 0 | 0 | 0 | 0 | 0 | 0 | 0 | 0 | 0 | 0 | 0 | 0 | 0 | 0 | 0 | 0 | 0 | 0 | 0 | 0 | 0 | 0 | 0 | 0 | 0 | 0 | 0 | 0 | 0 | 0 | 0 | 0 | 0 | 0 | 0 | 0 | 0 | 0 | 0 | 0 | 0 | 0 | 0 | 0 | 0 | 0 | 0 | 0 | 0 | 0 | 0 | 0 | 0 | 0 | 0 | 0 | 0 | 0 | 0 | 0 | 0 | 0 | 0 | 0 | 0 | 0 | 0 | 0 | 0 | 0 | 0 | 0 | 0 | 0 | 0 | 0 | 0 | 0 | 0 | 0 | 0 | 0 | 0 | 0 | 0 | 0 | 0 | 0 | 0 | 0 | 0 | 0 | 0 | 0 | 0 | 0 | 0 | 0 | 0 | 0 | 0 | 0 | 0 | 0 | 0 | 0.01363% | 0 | 0 | 0 | 0 | 0 | 0 | 0 | 0 | 0 | 0 | 0 | 0 | 0 | 0 | 0 | 0 | 0 | 0 | 0 | 0 | 0 | 0 | 0 | 0
| COM-CompressedAir-7P_V4 | M_Input | 7P workbook COM-CompressedAir-7P_V4 with region specific updates from CBSA | 2020 | Retro | 2022 | 2045 | PSE | Commercial | Medium Off | Electric | Per Building SqFt |  |  | Compressed Air-Retro-Medium Off |  | 0 | 10 | 0 | 0 |  | 0 | 0 | 0 | 0 | 0 | 0 | 0 | 0 |  | 0 | 0 | 0 | Other | Compressed Air | Compressed Air | Compressed Air | CommSector | 0.01858% | 0% | 0% | 41759.2514 | 1 | 1% | 10% | 85% | 6.8% | 0.2% | 0 | 0 | 0 | 0 | 0 | 0 | 0 | 0 | 0 |  | 0 | 0 | 0 | 01. ($9,999.000) to $0.028 | 1 | 0 | 01. ($9,999.00) to $0.22 | 1 | 0 | 0 | 0 | 0 | 0 | 0 | 0 | 0 | 0 | 0 | 0 | 0 | 0 | 0 | 0 | 0 | 0 | 0 | 0 | 0 | 0 | 0 | 0 | 0 | 0 | 0 | 0 | 0 | 0 | 0 | 0 | 0 | 0 | 0 | 0 | 0 | 0 | 0 | 0 | 0 | 0 | 0 | 0 | 0 | 0 | 0 | 0 | 0 | 0 | 0 | 0 | 0 | 0 | 0 | 0 | 0 | 0 | 0 | 0 | 0 | 0 | 0 | 0 | 0 | 0 | 0 | 0 | 0 | 0 | 0 | 0 | 0 | 0 | 0 | 0 | 0 | 0 | 0 | 0 | 0 | 0 | 0 | 0 | 0 | 0 | 0 | 0 | 0 | 0 | 0 | 0 | 0 | 0 | 0 | 0 | 0 | 0 | 0 | 0 | 0 | 0 | 0 | 0 | 0 | 0 | 0 | 0 | 0 | 0 | 0 | 0 | 0 | 0 | 0 | 0 | 0 | 0 | 0 | 0 | 0 | 0 | 0 | 0 | 0 | 0 | 0 | 0 | 0 | 0 | 0 | 0 | 0 | 0 | 0 | 0 | 0 | 0 | 0 | 0 | 0 | 0 | 0 | 0 | 0 | 0 | 0 | 0 | 0 | 0 | 0 | 0 | 0 | 0 | 0 | 0 | 0 | 0 | 0 | 0 | 0 | 0 | 0 | 0 | 0 | 0 | 0 | 0 | 0 | 0 | 0 | 0 | 0 | 0 | 0 | 0 | 0 | 0 | 0 | 0 | 0 | 0 | 0 | 0 | 0 | 0 | 0 | 0 | 0 | 0 | 0 | 0 | 0 | 0 | 0 | 0 | 0 | 0 | 0 | 0 | 0 | 0 | 0 | 0 | 0.01363% | 0 | 0 | 0 | 0 | 0 | 0 | 0 | 0 | 0 | 0 | 0 | 0 | 0 | 0 | 0 | 0 | 0 | 0 | 0 | 0 | 0 | 0 | 0 | 0
| COM-CompressedAir-7P_V4 | M_Input | 7P workbook COM-CompressedAir-7P_V4 with region specific updates from CBSA | 2020 | Retro | 2022 | 2045 | PSE | Commercial | Small Off | Electric | Per Building SqFt |  |  | Compressed Air-Retro-Small Off |  | 0 | 10 | 0 | 0 |  | 0 | 0 | 0 | 0 | 0 | 0 | 0 | 0 |  | 0 | 0 | 0 | Other | Compressed Air | Compressed Air | Compressed Air | CommSector | 0.01858% | 0% | 0% | 4797.7732 | 1 | 1% | 10% | 85% | 6.8% | 0.2% | 0 | 0 | 0 | 0 | 0 | 0 | 0 | 0 | 0 |  | 0 | 0 | 0 | 01. ($9,999.000) to $0.028 | 1 | 0 | 01. ($9,999.00) to $0.22 | 1 | 0 | 0 | 0 | 0 | 0 | 0 | 0 | 0 | 0 | 0 | 0 | 0 | 0 | 0 | 0 | 0 | 0 | 0 | 0 | 0 | 0 | 0 | 0 | 0 | 0 | 0 | 0 | 0 | 0 | 0 | 0 | 0 | 0 | 0 | 0 | 0 | 0 | 0 | 0 | 0 | 0 | 0 | 0 | 0 | 0 | 0 | 0 | 0 | 0 | 0 | 0 | 0 | 0 | 0 | 0 | 0 | 0 | 0 | 0 | 0 | 0 | 0 | 0 | 0 | 0 | 0 | 0 | 0 | 0 | 0 | 0 | 0 | 0 | 0 | 0 | 0 | 0 | 0 | 0 | 0 | 0 | 0 | 0 | 0 | 0 | 0 | 0 | 0 | 0 | 0 | 0 | 0 | 0 | 0 | 0 | 0 | 0 | 0 | 0 | 0 | 0 | 0 | 0 | 0 | 0 | 0 | 0 | 0 | 0 | 0 | 0 | 0 | 0 | 0 | 0 | 0 | 0 | 0 | 0 | 0 | 0 | 0 | 0 | 0 | 0 | 0 | 0 | 0 | 0 | 0 | 0 | 0 | 0 | 0 | 0 | 0 | 0 | 0 | 0 | 0 | 0 | 0 | 0 | 0 | 0 | 0 | 0 | 0 | 0 | 0 | 0 | 0 | 0 | 0 | 0 | 0 | 0 | 0 | 0 | 0 | 0 | 0 | 0 | 0 | 0 | 0 | 0 | 0 | 0 | 0 | 0 | 0 | 0 | 0 | 0 | 0 | 0 | 0 | 0 | 0 | 0 | 0 | 0 | 0 | 0 | 0 | 0 | 0 | 0 | 0 | 0 | 0 | 0 | 0 | 0 | 0 | 0 | 0 | 0 | 0 | 0 | 0 | 0 | 0.01363% | 0 | 0 | 0 | 0 | 0 | 0 | 0 | 0 | 0 | 0 | 0 | 0 | 0 | 0 | 0 | 0 | 0 | 0 | 0 | 0 | 0 | 0 | 0 | 0
| COM-CompressedAir-7P_V4 | M_Input | 7P workbook COM-CompressedAir-7P_V4 with region specific updates from CBSA | 2020 | Retro | 2022 | 2045 | PSE | Commercial | Xlarge Ret | Electric | Per Building SqFt |  |  | Compressed Air-Retro-Xlarge Ret |  | 0.42098 | 10 | 0.021284 | 0.0038891 |  | 0 | 0 | 0 | 0 | 0 | 0 | 0 | 0 |  | 0 | 0 | 0 | Other | Compressed Air | Compressed Air | Compressed Air | CommSector | 0.01858% | 0% | 0% | 280351.2881 | 1 | 1% | 10% | 85% | 6.8% | 0.2% | 0.19682 | 0.011515 | 0.020833 | 0.035234 | 0 | 0 | 0 | 0.052542 | 0.013758 |  | 0.010692 | 0 | 0.010692 | 01. ($9,999.000) to $0.028 | 1 | 0 | 01. ($9,999.00) to $0.22 | 1 | 0 | 0 | 0 | 0 | 0 | 0 | 0 | 0 | 0 | 0 | 0 | 0 | 0 | 0 | 0 | 0 | 0 | 0 | 0 | 0 | 0 | 0 | 0 | 0 | 0 | 0 | 0 | 0 | 0 | 0 | 0 | 0 | 0 | 0 | 0 | 0 | 0 | 0 | 0 | 0 | 0 | 0 | 0 | 0 | 0 | 0 | 0 | 0 | 0 | 0 | 0 | 0 | 0 | 0 | 0 | 0 | 0 | 0 | 0 | 0 | 0 | 0 | 0 | 0 | 0 | 0 | 0 | 0 | 0 | 0 | 0 | 0 | 0 | 0 | 0 | 0 | 0 | 0 | 0 | 0 | 0 | 0 | 0 | 0 | 0 | 0 | 0 | 0 | 0 | 0 | 0 | 0 | 0 | 0 | 0 | 0 | 0 | 0 | 0 | 0 | 0 | 0 | 0 | 0 | 0 | 0 | 0 | 0 | 0 | 0 | 0 | 0 | 0 | 0 | 0 | 0 | 0 | 0 | 0 | 0 | 0 | 0 | 0 | 0 | 0 | 0 | 0 | 0 | 0 | 0 | 0 | 0 | 0 | 0 | 0 | 0 | 0 | 0 | 0 | 0 | 0 | 0 | 0 | 0 | 0 | 0 | 0 | 0 | 0 | 0 | 0 | 0 | 0 | 0 | 0 | 0 | 0 | 0 | 0 | 0 | 0 | 0 | 0 | 0 | 0 | 0 | 0 | 0 | 0 | 0 | 0 | 0 | 0 | 0 | 0 | 0 | 0 | 0 | 0 | 0 | 0 | 0 | 0 | 0 | 0 | 0 | 0 | 0 | 0 | 0 | 0 | 0 | 0 | 0 | 0 | 0 | 0 | 0 | 0 | 0 | 0 | 0 | 0 | 0.01363% | 0 | 0 | 0 | 0 | 0 | 0 | 0 | 0 | 0 | 0 | 0 | 0 | 0 | 0 | 0 | 0 | 0 | 0 | 0 | 0 | 0 | 0 | 0 | 0
| COM-CompressedAir-7P_V4 | M_Input | 7P workbook COM-CompressedAir-7P_V4 with region specific updates from CBSA | 2020 | Retro | 2022 | 2045 | PSE | Commercial | Large Ret | Electric | Per Building SqFt |  |  | Compressed Air-Retro-Large Ret |  | 0 | 10 | 0 | 0 |  | 0 | 0 | 0 | 0 | 0 | 0 | 0 | 0 |  | 0 | 0 | 0 | Other | Compressed Air | Compressed Air | Compressed Air | CommSector | 0.01858% | 0% | 0% | 94425.5221 | 1 | 1% | 10% | 85% | 6.8% | 0.2% | 0 | 0 | 0 | 0 | 0 | 0 | 0 | 0 | 0 |  | 0 | 0 | 0 | 01. ($9,999.000) to $0.028 | 1 | 0 | 01. ($9,999.00) to $0.22 | 1 | 0 | 0 | 0 | 0 | 0 | 0 | 0 | 0 | 0 | 0 | 0 | 0 | 0 | 0 | 0 | 0 | 0 | 0 | 0 | 0 | 0 | 0 | 0 | 0 | 0 | 0 | 0 | 0 | 0 | 0 | 0 | 0 | 0 | 0 | 0 | 0 | 0 | 0 | 0 | 0 | 0 | 0 | 0 | 0 | 0 | 0 | 0 | 0 | 0 | 0 | 0 | 0 | 0 | 0 | 0 | 0 | 0 | 0 | 0 | 0 | 0 | 0 | 0 | 0 | 0 | 0 | 0 | 0 | 0 | 0 | 0 | 0 | 0 | 0 | 0 | 0 | 0 | 0 | 0 | 0 | 0 | 0 | 0 | 0 | 0 | 0 | 0 | 0 | 0 | 0 | 0 | 0 | 0 | 0 | 0 | 0 | 0 | 0 | 0 | 0 | 0 | 0 | 0 | 0 | 0 | 0 | 0 | 0 | 0 | 0 | 0 | 0 | 0 | 0 | 0 | 0 | 0 | 0 | 0 | 0 | 0 | 0 | 0 | 0 | 0 | 0 | 0 | 0 | 0 | 0 | 0 | 0 | 0 | 0 | 0 | 0 | 0 | 0 | 0 | 0 | 0 | 0 | 0 | 0 | 0 | 0 | 0 | 0 | 0 | 0 | 0 | 0 | 0 | 0 | 0 | 0 | 0 | 0 | 0 | 0 | 0 | 0 | 0 | 0 | 0 | 0 | 0 | 0 | 0 | 0 | 0 | 0 | 0 | 0 | 0 | 0 | 0 | 0 | 0 | 0 | 0 | 0 | 0 | 0 | 0 | 0 | 0 | 0 | 0 | 0 | 0 | 0 | 0 | 0 | 0 | 0 | 0 | 0 | 0 | 0 | 0 | 0 | 0 | 0.01363% | 0 | 0 | 0 | 0 | 0 | 0 | 0 | 0 | 0 | 0 | 0 | 0 | 0 | 0 | 0 | 0 | 0 | 0 | 0 | 0 | 0 | 0 | 0 | 0
| COM-CompressedAir-7P_V4 | M_Input | 7P workbook COM-CompressedAir-7P_V4 with region specific updates from CBSA | 2020 | Retro | 2022 | 2045 | PSE | Commercial | Medium Ret | Electric | Per Building SqFt |  |  | Compressed Air-Retro-Medium Ret |  | 0 | 10 | 0 | 0 |  | 0 | 0 | 0 | 0 | 0 | 0 | 0 | 0 |  | 0 | 0 | 0 | Other | Compressed Air | Compressed Air | Compressed Air | CommSector | 0.01858% | 1% | 1% | 13333.1618 | 1 | 1% | 10% | 85% | 6.8% | 0.2% | 0 | 0 | 0 | 0 | 0 | 0 | 0 | 0 | 0 |  | 0 | 0 | 0 | 01. ($9,999.000) to $0.028 | 1 | 0 | 01. ($9,999.00) to $0.22 | 1 | 292.6507 | 291.3045 | 289.9645 | 288.6307 | 287.303 | 285.9814 | 284.6659 | 283.3564 | 282.053 | 280.7555 | 0 | 0 | 0 | 0 | 0 | 0 | 0 | 0 | 0 | 0 | 0 | 0 | 0 | 0 | 0 | 0 | 0 | 0 | 0 | 0 | 0 | 0 | 0 | 0 | 0 | 0 | 0 | 0 | 0 | 0 | 0 | 0 | 0 | 0 | 0 | 0 | 0 | 0 | 0 | 0 | 0 | 0 | 0 | 0 | 0 | 0 | 0 | 0 | 0 | 0 | 0 | 0 | 0 | 0 | 0 | 0 | 0 | 0 | 0 | 0 | 0 | 0 | 0 | 0 | 0 | 0 | 0 | 0 | 0 | 0 | 0 | 0 | 0 | 0 | 0 | 0 | 0 | 0 | 0 | 0 | 0 | 0 | 0 | 0 | 0 | 0 | 0 | 0 | 0 | 0 | 0 | 0 | 0 | 0 | 0 | 0 | 0 | 0 | 0 | 0 | 0 | 0 | 0 | 0 | 0 | 0 | 0 | 0 | 0 | 0 | 0 | 0 | 0 | 0 | 0 | 0 | 0 | 0 | 0 | 0 | 0 | 0 | 0 | 0 | 0 | 0 | 0 | 0 | 0 | 0 | 0 | 0 | 0 | 0 | 0 | 0 | 0 | 0 | 0 | 0 | 0 | 0 | 0 | 0 | 0 | 0 | 0 | 0 | 0 | 0 | 0 | 0 | 0 | 0 | 0 | 0 | 0 | 0 | 0 | 0 | 0 | 0 | 0 | 0 | 0 | 0 | 0 | 0 | 0 | 0 | 0 | 0 | 0 | 0 | 0 | 0 | 0 | 0 | 0 | 0 | 0 | 0 | 0 | 0 | 0 | 0 | 0 | 0 | 0 | 0 | 0 | 0 | 0 | 0.01363% | 0 | 0 | 0 | 0 | 0 | 0 | 0 | 0 | 0 | 0 | 0 | 0 | 0 | 0 | 0 | 0 | 0 | 0 | 0 | 0 | 0 | 0 | 0 | 0
| COM-CompressedAir-7P_V4 | M_Input | 7P workbook COM-CompressedAir-7P_V4 with region specific updates from CBSA | 2020 | Retro | 2022 | 2045 | PSE | Commercial | Small Ret | Electric | Per Building SqFt |  |  | Compressed Air-Retro-Small Ret |  | 0 | 10 | 0 | 0 |  | 0 | 0 | 0 | 0 | 0 | 0 | 0 | 0 |  | 0 | 0 | 0 | Other | Compressed Air | Compressed Air | Compressed Air | CommSector | 0.01858% | 0% | 0% | 2170.2819 | 1 | 1% | 10% | 85% | 6.8% | 0.2% | 0 | 0 | 0 | 0 | 0 | 0 | 0 | 0 | 0 |  | 0 | 0 | 0 | 01. ($9,999.000) to $0.028 | 1 | 0 | 01. ($9,999.00) to $0.22 | 1 | 0 | 0 | 0 | 0 | 0 | 0 | 0 | 0 | 0 | 0 | 0 | 0 | 0 | 0 | 0 | 0 | 0 | 0 | 0 | 0 | 0 | 0 | 0 | 0 | 0 | 0 | 0 | 0 | 0 | 0 | 0 | 0 | 0 | 0 | 0 | 0 | 0 | 0 | 0 | 0 | 0 | 0 | 0 | 0 | 0 | 0 | 0 | 0 | 0 | 0 | 0 | 0 | 0 | 0 | 0 | 0 | 0 | 0 | 0 | 0 | 0 | 0 | 0 | 0 | 0 | 0 | 0 | 0 | 0 | 0 | 0 | 0 | 0 | 0 | 0 | 0 | 0 | 0 | 0 | 0 | 0 | 0 | 0 | 0 | 0 | 0 | 0 | 0 | 0 | 0 | 0 | 0 | 0 | 0 | 0 | 0 | 0 | 0 | 0 | 0 | 0 | 0 | 0 | 0 | 0 | 0 | 0 | 0 | 0 | 0 | 0 | 0 | 0 | 0 | 0 | 0 | 0 | 0 | 0 | 0 | 0 | 0 | 0 | 0 | 0 | 0 | 0 | 0 | 0 | 0 | 0 | 0 | 0 | 0 | 0 | 0 | 0 | 0 | 0 | 0 | 0 | 0 | 0 | 0 | 0 | 0 | 0 | 0 | 0 | 0 | 0 | 0 | 0 | 0 | 0 | 0 | 0 | 0 | 0 | 0 | 0 | 0 | 0 | 0 | 0 | 0 | 0 | 0 | 0 | 0 | 0 | 0 | 0 | 0 | 0 | 0 | 0 | 0 | 0 | 0 | 0 | 0 | 0 | 0 | 0 | 0 | 0 | 0 | 0 | 0 | 0 | 0 | 0 | 0 | 0 | 0 | 0 | 0 | 0 | 0 | 0 | 0 | 0 | 0.01363% | 0 | 0 | 0 | 0 | 0 | 0 | 0 | 0 | 0 | 0 | 0 | 0 | 0 | 0 | 0 | 0 | 0 | 0 | 0 | 0 | 0 | 0 | 0 | 0
| COM-CompressedAir-7P_V4 | M_Input | 7P workbook COM-CompressedAir-7P_V4 with region specific updates from CBSA | 2020 | Retro | 2022 | 2045 | PSE | Commercial | School K-12 | Electric | Per Building SqFt |  |  | Compressed Air-Retro-School K-12 |  | 0.043854 | 10 | 0.0022171 | 0.00040513 |  | 0 | 0 | 0 | 0 | 0 | 0 | 0 | 0 |  | 0 | 0 | 0 | Other | Compressed Air | Compressed Air | Compressed Air | CommSector | 0.01858% | 0% | 0% | 36549.9879 | 1 | 1% | 10% | 85% | 6.8% | 0.2% | 0.020502 | 0.0011995 | 0.0021702 | 0.0036704 | 0 | 0 | 0 | 0.0054734 | 0.0014332 |  | 0.010692 | 0 | 0.010692 | 01. ($9,999.000) to $0.028 | 1 | 0 | 01. ($9,999.00) to $0.22 | 1 | 0 | 0 | 0 | 0 | 0 | 0 | 0 | 0 | 0 | 0 | 0 | 0 | 0 | 0 | 0 | 0 | 0 | 0 | 0 | 0 | 0 | 0 | 0 | 0 | 0 | 0 | 0 | 0 | 0 | 0 | 0 | 0 | 0 | 0 | 0 | 0 | 0 | 0 | 0 | 0 | 0 | 0 | 0 | 0 | 0 | 0 | 0 | 0 | 0 | 0 | 0 | 0 | 0 | 0 | 0 | 0 | 0 | 0 | 0 | 0 | 0 | 0 | 0 | 0 | 0 | 0 | 0 | 0 | 0 | 0 | 0 | 0 | 0 | 0 | 0 | 0 | 0 | 0 | 0 | 0 | 0 | 0 | 0 | 0 | 0 | 0 | 0 | 0 | 0 | 0 | 0 | 0 | 0 | 0 | 0 | 0 | 0 | 0 | 0 | 0 | 0 | 0 | 0 | 0 | 0 | 0 | 0 | 0 | 0 | 0 | 0 | 0 | 0 | 0 | 0 | 0 | 0 | 0 | 0 | 0 | 0 | 0 | 0 | 0 | 0 | 0 | 0 | 0 | 0 | 0 | 0 | 0 | 0 | 0 | 0 | 0 | 0 | 0 | 0 | 0 | 0 | 0 | 0 | 0 | 0 | 0 | 0 | 0 | 0 | 0 | 0 | 0 | 0 | 0 | 0 | 0 | 0 | 0 | 0 | 0 | 0 | 0 | 0 | 0 | 0 | 0 | 0 | 0 | 0 | 0 | 0 | 0 | 0 | 0 | 0 | 0 | 0 | 0 | 0 | 0 | 0 | 0 | 0 | 0 | 0 | 0 | 0 | 0 | 0 | 0 | 0 | 0 | 0 | 0 | 0 | 0 | 0 | 0 | 0 | 0 | 0 | 0 | 0 | 0.01363% | 0 | 0 | 0 | 0 | 0 | 0 | 0 | 0 | 0 | 0 | 0 | 0 | 0 | 0 | 0 | 0 | 0 | 0 | 0 | 0 | 0 | 0 | 0 | 0
| COM-CompressedAir-7P_V4 | M_Input | 7P workbook COM-CompressedAir-7P_V4 with region specific updates from CBSA | 2020 | Retro | 2022 | 2045 | PSE | Commercial | University | Electric | Per Building SqFt |  |  | Compressed Air-Retro-University |  | 0.043854 | 10 | 0.0022171 | 0.00040513 |  | 0 | 0 | 0 | 0 | 0 | 0 | 0 | 0 |  | 0 | 0 | 0 | Other | Compressed Air | Compressed Air | Compressed Air | CommSector | 0.01858% | 0% | 0% | 121327.9762 | 1 | 1% | 10% | 85% | 6.8% | 0.2% | 0.020502 | 0.0011995 | 0.0021702 | 0.0036704 | 0 | 0 | 0 | 0.0054734 | 0.0014332 |  | 0.010692 | 0 | 0.010692 | 01. ($9,999.000) to $0.028 | 1 | 0 | 01. ($9,999.00) to $0.22 | 1 | 0 | 0 | 0 | 0 | 0 | 0 | 0 | 0 | 0 | 0 | 0 | 0 | 0 | 0 | 0 | 0 | 0 | 0 | 0 | 0 | 0 | 0 | 0 | 0 | 0 | 0 | 0 | 0 | 0 | 0 | 0 | 0 | 0 | 0 | 0 | 0 | 0 | 0 | 0 | 0 | 0 | 0 | 0 | 0 | 0 | 0 | 0 | 0 | 0 | 0 | 0 | 0 | 0 | 0 | 0 | 0 | 0 | 0 | 0 | 0 | 0 | 0 | 0 | 0 | 0 | 0 | 0 | 0 | 0 | 0 | 0 | 0 | 0 | 0 | 0 | 0 | 0 | 0 | 0 | 0 | 0 | 0 | 0 | 0 | 0 | 0 | 0 | 0 | 0 | 0 | 0 | 0 | 0 | 0 | 0 | 0 | 0 | 0 | 0 | 0 | 0 | 0 | 0 | 0 | 0 | 0 | 0 | 0 | 0 | 0 | 0 | 0 | 0 | 0 | 0 | 0 | 0 | 0 | 0 | 0 | 0 | 0 | 0 | 0 | 0 | 0 | 0 | 0 | 0 | 0 | 0 | 0 | 0 | 0 | 0 | 0 | 0 | 0 | 0 | 0 | 0 | 0 | 0 | 0 | 0 | 0 | 0 | 0 | 0 | 0 | 0 | 0 | 0 | 0 | 0 | 0 | 0 | 0 | 0 | 0 | 0 | 0 | 0 | 0 | 0 | 0 | 0 | 0 | 0 | 0 | 0 | 0 | 0 | 0 | 0 | 0 | 0 | 0 | 0 | 0 | 0 | 0 | 0 | 0 | 0 | 0 | 0 | 0 | 0 | 0 | 0 | 0 | 0 | 0 | 0 | 0 | 0 | 0 | 0 | 0 | 0 | 0 | 0 | 0.01363% | 0 | 0 | 0 | 0 | 0 | 0 | 0 | 0 | 0 | 0 | 0 | 0 | 0 | 0 | 0 | 0 | 0 | 0 | 0 | 0 | 0 | 0 | 0 | 0
| COM-CompressedAir-7P_V4 | M_Input | 7P workbook COM-CompressedAir-7P_V4 with region specific updates from CBSA | 2020 | Retro | 2022 | 2045 | PSE | Commercial | Warehouse | Electric | Per Building SqFt |  |  | Compressed Air-Retro-Warehouse |  | 0.39029 | 10 | 0.019732 | 0.0036056 |  | 0 | 0 | 0 | 0 | 0 | 0 | 0 | 0 |  | 0 | 0 | 0 | Other | Compressed Air | Compressed Air | Compressed Air | ExWareh | 0.01472% | 1% | 1% | 34313.8807 | 1 | 1% | 10% | 85% | 6.8% | 0.2% | 0.18247 | 0.0084573 | 0.019093 | 0.032666 | 0 | 0 | 0 | 0.051153 | 0.015195 |  | 0.011227 | 0 | 0.011227 | 01. ($9,999.000) to $0.028 | 1 | 0 | 01. ($9,999.00) to $0.22 | 1 | 1009.4432 | 1004.6786 | 999.9365 | 995.2168 | 990.5194 | 985.8441 | 981.1909 | 976.5597 | 971.9504 | 967.3628 | 0 | 0 | 0 | 0 | 0 | 0 | 0 | 0 | 0 | 0 | 0 | 0 | 0 | 0 | 393.98 | 392.1204 | 390.2696 | 388.4275 | 386.5941 | 384.7694 | 382.9533 | 381.1458 | 379.3468 | 377.5562 | 0 | 0 | 0 | 0 | 0 | 0 | 0 | 0 | 0 | 0 | 0 | 0 | 0 | 0 | 3857.1632 | 393.98 | 786.1004 | 1176.37 | 1564.7975 | 1951.3917 | 2336.1611 | 2719.1144 | 3100.2602 | 3479.6069 | 3857.1632 | 3857.1632 | 3857.1632 | 3857.1632 | 3857.1632 | 3857.1632 | 3857.1632 | 3857.1632 | 3857.1632 | 3857.1632 | 3857.1632 | 3857.1632 | 3857.1632 | 3857.1632 | 3857.1632 | 0 | 0 | 0 | 0 | 0 | 0 | 0 | 0 | 0 | 0 | 0 | 0 | 0 | 0 | 0 | 0 | 0 | 0 | 0 | 0 | 0 | 0 | 0 | 0 | 0 | 0 | 0 | 0 | 0 | 0 | 0 | 0 | 0 | 0 | 0 | 0 | 0 | 0 | 0 | 0 | 0 | 0 | 0 | 0 | 0 | 0 | 0 | 0 | 0 | 0 | 0 | 0 | 0 | 0 | 0 | 0 | 0 | 0 | 0 | 0 | 0 | 0.057996 | 0.11572 | 0.17317 | 0.23035 | 0.28725 | 0.34389 | 0.40027 | 0.45637 | 0.51222 | 0.56779 | 0.56779 | 0.56779 | 0.56779 | 0.56779 | 0.56779 | 0.56779 | 0.56779 | 0.56779 | 0.56779 | 0.56779 | 0.56779 | 0.56779 | 0.56779 | 0.56779 | 51.636 | 51.3923 | 51.1497 | 50.9083 | 50.668 | 50.4289 | 50.1908 | 49.9539 | 49.7182 | 49.4835 | 0 | 0 | 0 | 0 | 0 | 0 | 0 | 0 | 0 | 0 | 0 | 0 | 0 | 0 | 505.5297 | 0 | 0 | 0 | 0 | 0 | 0 | 0 | 0 | 0 | 0 | 0 | 0 | 0 | 0 | 0 | 0 | 0 | 0 | 0 | 0 | 0.0147% | 0.057934 | 0.11559 | 0.17298 | 0.2301 | 0.28695 | 0.34353 | 0.39984 | 0.45589 | 0.51167 | 0.56719 | 0.56719 | 0.56719 | 0.56719 | 0.56719 | 0.56719 | 0.56719 | 0.56719 | 0.56719 | 0.56719 | 0.56719 | 0.56719 | 0.56719 | 0.56719 | 0.56719
| COM-CompressedAir-7P_V4 | M_Input | 7P workbook COM-CompressedAir-7P_V4 with region specific updates from CBSA | 2020 | Retro | 2022 | 2045 | PSE | Commercial | Supermarket | Electric | Per Building SqFt |  |  | Compressed Air-Retro-Supermarket |  | 0.18784 | 10 | 0.009497 | 0.0017354 |  | 0 | 0 | 0 | 0 | 0 | 0 | 0 | 0 |  | 0 | 0 | 0 | Other | Compressed Air | Compressed Air | Compressed Air | CommSector | 0.01858% | 0% | 0% | 49733.7282 | 1 | 1% | 10% | 85% | 6.8% | 0.2% | 0.087821 | 0.0051381 | 0.009296 | 0.015722 | 0 | 0 | 0 | 0.023445 | 0.0061389 |  | 0.010692 | 0 | 0.010692 | 01. ($9,999.000) to $0.028 | 1 | 0 | 01. ($9,999.00) to $0.22 | 1 | 0 | 0 | 0 | 0 | 0 | 0 | 0 | 0 | 0 | 0 | 0 | 0 | 0 | 0 | 0 | 0 | 0 | 0 | 0 | 0 | 0 | 0 | 0 | 0 | 0 | 0 | 0 | 0 | 0 | 0 | 0 | 0 | 0 | 0 | 0 | 0 | 0 | 0 | 0 | 0 | 0 | 0 | 0 | 0 | 0 | 0 | 0 | 0 | 0 | 0 | 0 | 0 | 0 | 0 | 0 | 0 | 0 | 0 | 0 | 0 | 0 | 0 | 0 | 0 | 0 | 0 | 0 | 0 | 0 | 0 | 0 | 0 | 0 | 0 | 0 | 0 | 0 | 0 | 0 | 0 | 0 | 0 | 0 | 0 | 0 | 0 | 0 | 0 | 0 | 0 | 0 | 0 | 0 | 0 | 0 | 0 | 0 | 0 | 0 | 0 | 0 | 0 | 0 | 0 | 0 | 0 | 0 | 0 | 0 | 0 | 0 | 0 | 0 | 0 | 0 | 0 | 0 | 0 | 0 | 0 | 0 | 0 | 0 | 0 | 0 | 0 | 0 | 0 | 0 | 0 | 0 | 0 | 0 | 0 | 0 | 0 | 0 | 0 | 0 | 0 | 0 | 0 | 0 | 0 | 0 | 0 | 0 | 0 | 0 | 0 | 0 | 0 | 0 | 0 | 0 | 0 | 0 | 0 | 0 | 0 | 0 | 0 | 0 | 0 | 0 | 0 | 0 | 0 | 0 | 0 | 0 | 0 | 0 | 0 | 0 | 0 | 0 | 0 | 0 | 0 | 0 | 0 | 0 | 0 | 0 | 0 | 0 | 0 | 0 | 0 | 0 | 0 | 0 | 0 | 0 | 0 | 0 | 0 | 0 | 0 | 0 | 0 | 0 | 0.01363% | 0 | 0 | 0 | 0 | 0 | 0 | 0 | 0 | 0 | 0 | 0 | 0 | 0 | 0 | 0 | 0 | 0 | 0 | 0 | 0 | 0 | 0 | 0 | 0
| COM-CompressedAir-7P_V4 | M_Input | 7P workbook COM-CompressedAir-7P_V4 with region specific updates from CBSA | 2020 | Retro | 2022 | 2045 | PSE | Commercial | MiniMart | Electric | Per Building SqFt |  |  | Compressed Air-Retro-MiniMart |  | 0 | 10 | 0 | 0 |  | 0 | 0 | 0 | 0 | 0 | 0 | 0 | 0 |  | 0 | 0 | 0 | Other | Compressed Air | Compressed Air | Compressed Air | CommSector | 0.01858% | 1% | 1% | 2115.8874 | 1 | 1% | 10% | 85% | 6.8% | 0.2% | 0 | 0 | 0 | 0 | 0 | 0 | 0 | 0 | 0 |  | 0 | 0 | 0 | 01. ($9,999.000) to $0.028 | 1 | 0 | 01. ($9,999.00) to $0.22 | 1 | 8.0292 | 8.0099 | 7.9907 | 7.9715 | 7.9524 | 7.9333 | 7.9143 | 7.8953 | 7.8763 | 7.8574 | 0 | 0 | 0 | 0 | 0 | 0 | 0 | 0 | 0 | 0 | 0 | 0 | 0 | 0 | 0 | 0 | 0 | 0 | 0 | 0 | 0 | 0 | 0 | 0 | 0 | 0 | 0 | 0 | 0 | 0 | 0 | 0 | 0 | 0 | 0 | 0 | 0 | 0 | 0 | 0 | 0 | 0 | 0 | 0 | 0 | 0 | 0 | 0 | 0 | 0 | 0 | 0 | 0 | 0 | 0 | 0 | 0 | 0 | 0 | 0 | 0 | 0 | 0 | 0 | 0 | 0 | 0 | 0 | 0 | 0 | 0 | 0 | 0 | 0 | 0 | 0 | 0 | 0 | 0 | 0 | 0 | 0 | 0 | 0 | 0 | 0 | 0 | 0 | 0 | 0 | 0 | 0 | 0 | 0 | 0 | 0 | 0 | 0 | 0 | 0 | 0 | 0 | 0 | 0 | 0 | 0 | 0 | 0 | 0 | 0 | 0 | 0 | 0 | 0 | 0 | 0 | 0 | 0 | 0 | 0 | 0 | 0 | 0 | 0 | 0 | 0 | 0 | 0 | 0 | 0 | 0 | 0 | 0 | 0 | 0 | 0 | 0 | 0 | 0 | 0 | 0 | 0 | 0 | 0 | 0 | 0 | 0 | 0 | 0 | 0 | 0 | 0 | 0 | 0 | 0 | 0 | 0 | 0 | 0 | 0 | 0 | 0 | 0 | 0 | 0 | 0 | 0 | 0 | 0 | 0 | 0 | 0 | 0 | 0 | 0 | 0 | 0 | 0 | 0 | 0 | 0 | 0 | 0 | 0 | 0 | 0 | 0 | 0 | 0 | 0 | 0 | 0 | 0 | 0.01363% | 0 | 0 | 0 | 0 | 0 | 0 | 0 | 0 | 0 | 0 | 0 | 0 | 0 | 0 | 0 | 0 | 0 | 0 | 0 | 0 | 0 | 0 | 0 | 0
| COM-CompressedAir-7P_V4 | M_Input | 7P workbook COM-CompressedAir-7P_V4 with region specific updates from CBSA | 2020 | Retro | 2022 | 2045 | PSE | Commercial | Restaurant | Electric | Per Building SqFt |  |  | Compressed Air-Retro-Restaurant |  | 0.15216 | 10 | 0.0076928 | 0.0014057 |  | 0 | 0 | 0 | 0 | 0 | 0 | 0 | 0 |  | 0 | 0 | 0 | Other | Compressed Air | Compressed Air | Compressed Air | CommSector | 0.01858% | 0% | 0% | 9726.5895 | 1 | 1% | 10% | 85% | 6.8% | 0.2% | 0.071137 | 0.004162 | 0.0075299 | 0.012735 | 0 | 0 | 0 | 0.018991 | 0.0049727 |  | 0.010692 | 0 | 0.010692 | 01. ($9,999.000) to $0.028 | 1 | 0 | 01. ($9,999.00) to $0.22 | 1 | 0 | 0 | 0 | 0 | 0 | 0 | 0 | 0 | 0 | 0 | 0 | 0 | 0 | 0 | 0 | 0 | 0 | 0 | 0 | 0 | 0 | 0 | 0 | 0 | 0 | 0 | 0 | 0 | 0 | 0 | 0 | 0 | 0 | 0 | 0 | 0 | 0 | 0 | 0 | 0 | 0 | 0 | 0 | 0 | 0 | 0 | 0 | 0 | 0 | 0 | 0 | 0 | 0 | 0 | 0 | 0 | 0 | 0 | 0 | 0 | 0 | 0 | 0 | 0 | 0 | 0 | 0 | 0 | 0 | 0 | 0 | 0 | 0 | 0 | 0 | 0 | 0 | 0 | 0 | 0 | 0 | 0 | 0 | 0 | 0 | 0 | 0 | 0 | 0 | 0 | 0 | 0 | 0 | 0 | 0 | 0 | 0 | 0 | 0 | 0 | 0 | 0 | 0 | 0 | 0 | 0 | 0 | 0 | 0 | 0 | 0 | 0 | 0 | 0 | 0 | 0 | 0 | 0 | 0 | 0 | 0 | 0 | 0 | 0 | 0 | 0 | 0 | 0 | 0 | 0 | 0 | 0 | 0 | 0 | 0 | 0 | 0 | 0 | 0 | 0 | 0 | 0 | 0 | 0 | 0 | 0 | 0 | 0 | 0 | 0 | 0 | 0 | 0 | 0 | 0 | 0 | 0 | 0 | 0 | 0 | 0 | 0 | 0 | 0 | 0 | 0 | 0 | 0 | 0 | 0 | 0 | 0 | 0 | 0 | 0 | 0 | 0 | 0 | 0 | 0 | 0 | 0 | 0 | 0 | 0 | 0 | 0 | 0 | 0 | 0 | 0 | 0 | 0 | 0 | 0 | 0 | 0 | 0 | 0 | 0 | 0 | 0 | 0 | 0.01363% | 0 | 0 | 0 | 0 | 0 | 0 | 0 | 0 | 0 | 0 | 0 | 0 | 0 | 0 | 0 | 0 | 0 | 0 | 0 | 0 | 0 | 0 | 0 | 0
| COM-CompressedAir-7P_V4 | M_Input | 7P workbook COM-CompressedAir-7P_V4 with region specific updates from CBSA | 2020 | Retro | 2022 | 2045 | PSE | Commercial | Lodging | Electric | Per Building SqFt |  |  | Compressed Air-Retro-Lodging |  | 0.062698 | 10 | 0.0031699 | 0.00057922 |  | 0 | 0 | 0 | 0 | 0 | 0 | 0 | 0 |  | 0 | 0 | 0 | Other | Compressed Air | Compressed Air | Compressed Air | CommSector | 0.01858% | 0% | 0% | 31385.388 | 1 | 1% | 10% | 85% | 6.8% | 0.2% | 0.029313 | 0.001715 | 0.0031028 | 0.0052476 | 0 | 0 | 0 | 0.0078254 | 0.002049 |  | 0.010692 | 0 | 0.010692 | 01. ($9,999.000) to $0.028 | 1 | 0 | 01. ($9,999.00) to $0.22 | 1 | 0 | 0 | 0 | 0 | 0 | 0 | 0 | 0 | 0 | 0 | 0 | 0 | 0 | 0 | 0 | 0 | 0 | 0 | 0 | 0 | 0 | 0 | 0 | 0 | 0 | 0 | 0 | 0 | 0 | 0 | 0 | 0 | 0 | 0 | 0 | 0 | 0 | 0 | 0 | 0 | 0 | 0 | 0 | 0 | 0 | 0 | 0 | 0 | 0 | 0 | 0 | 0 | 0 | 0 | 0 | 0 | 0 | 0 | 0 | 0 | 0 | 0 | 0 | 0 | 0 | 0 | 0 | 0 | 0 | 0 | 0 | 0 | 0 | 0 | 0 | 0 | 0 | 0 | 0 | 0 | 0 | 0 | 0 | 0 | 0 | 0 | 0 | 0 | 0 | 0 | 0 | 0 | 0 | 0 | 0 | 0 | 0 | 0 | 0 | 0 | 0 | 0 | 0 | 0 | 0 | 0 | 0 | 0 | 0 | 0 | 0 | 0 | 0 | 0 | 0 | 0 | 0 | 0 | 0 | 0 | 0 | 0 | 0 | 0 | 0 | 0 | 0 | 0 | 0 | 0 | 0 | 0 | 0 | 0 | 0 | 0 | 0 | 0 | 0 | 0 | 0 | 0 | 0 | 0 | 0 | 0 | 0 | 0 | 0 | 0 | 0 | 0 | 0 | 0 | 0 | 0 | 0 | 0 | 0 | 0 | 0 | 0 | 0 | 0 | 0 | 0 | 0 | 0 | 0 | 0 | 0 | 0 | 0 | 0 | 0 | 0 | 0 | 0 | 0 | 0 | 0 | 0 | 0 | 0 | 0 | 0 | 0 | 0 | 0 | 0 | 0 | 0 | 0 | 0 | 0 | 0 | 0 | 0 | 0 | 0 | 0 | 0 | 0 | 0.01363% | 0 | 0 | 0 | 0 | 0 | 0 | 0 | 0 | 0 | 0 | 0 | 0 | 0 | 0 | 0 | 0 | 0 | 0 | 0 | 0 | 0 | 0 | 0 | 0
| COM-CompressedAir-7P_V4 | M_Input | 7P workbook COM-CompressedAir-7P_V4 with region specific updates from CBSA | 2020 | Retro | 2022 | 2045 | PSE | Commercial | Hospital | Electric | Per Building SqFt |  |  | Compressed Air-Retro-Hospital |  | 0.060069 | 10 | 0.0030369 | 0.00055493 |  | 0 | 0 | 0 | 0 | 0 | 0 | 0 | 0 |  | 0 | 0 | 0 | Other | Compressed Air | Compressed Air | Compressed Air | CommSector | 0.01858% | 1% | 1% | 80978.5882 | 1 | 1% | 10% | 85% | 6.8% | 0.2% | 0.028084 | 0.0016431 | 0.0029727 | 0.0050276 | 0 | 0 | 0 | 0.0074972 | 0.0019631 |  | 0.010692 | 0 | 0.010692 | 01. ($9,999.000) to $0.028 | 1 | 0 | 01. ($9,999.00) to $0.22 | 1 | 34.5366 | 34.395 | 34.254 | 34.1136 | 33.9737 | 33.8344 | 33.6957 | 33.5576 | 33.42 | 33.2829 | 0 | 0 | 0 | 0 | 0 | 0 | 0 | 0 | 0 | 0 | 0 | 0 | 0 | 0 | 2.0746 | 2.0661 | 2.0576 | 2.0492 | 2.0408 | 2.0324 | 2.0241 | 2.0158 | 2.0075 | 1.9993 | 0 | 0 | 0 | 0 | 0 | 0 | 0 | 0 | 0 | 0 | 0 | 0 | 0 | 0 | 20.3673 | 2.0746 | 4.1407 | 6.1983 | 8.2475 | 10.2882 | 12.3206 | 14.3447 | 16.3605 | 18.368 | 20.3673 | 20.3673 | 20.3673 | 20.3673 | 20.3673 | 20.3673 | 20.3673 | 20.3673 | 20.3673 | 20.3673 | 20.3673 | 20.3673 | 20.3673 | 20.3673 | 20.3673 | 0 | 0 | 0 | 0 | 0 | 0 | 0 | 0 | 0 | 0 | 0 | 0 | 0 | 0 | 0 | 0 | 0 | 0 | 0 | 0 | 0 | 0 | 0 | 0 | 0 | 0 | 0 | 0 | 0 | 0 | 0 | 0 | 0 | 0 | 0 | 0 | 0 | 0 | 0 | 0 | 0 | 0 | 0 | 0 | 0 | 0 | 0 | 0 | 0 | 0 | 0 | 0 | 0 | 0 | 0 | 0 | 0 | 0 | 0 | 0 | 0 | 0.0003855 | 0.00076941 | 0.0011518 | 0.0015325 | 0.0019117 | 0.0022894 | 0.0026655 | 0.0030401 | 0.0034131 | 0.0037846 | 0.0037846 | 0.0037846 | 0.0037846 | 0.0037846 | 0.0037846 | 0.0037846 | 0.0037846 | 0.0037846 | 0.0037846 | 0.0037846 | 0.0037846 | 0.0037846 | 0.0037846 | 0.0037846 | 0.25893 | 0.25787 | 0.25681 | 0.25576 | 0.25471 | 0.25366 | 0.25262 | 0.25159 | 0.25056 | 0.24953 | 0 | 0 | 0 | 0 | 0 | 0 | 0 | 0 | 0 | 0 | 0 | 0 | 0 | 0 | 2.542 | 0 | 0 | 0 | 0 | 0 | 0 | 0 | 0 | 0 | 0 | 0 | 0 | 0 | 0 | 0 | 0 | 0 | 0 | 0 | 0 | 0.01363% | 0.00028269 | 0.00056421 | 0.00084459 | 0.0011238 | 0.0014019 | 0.0016788 | 0.0019546 | 0.0022293 | 0.0025029 | 0.0027753 | 0.0027753 | 0.0027753 | 0.0027753 | 0.0027753 | 0.0027753 | 0.0027753 | 0.0027753 | 0.0027753 | 0.0027753 | 0.0027753 | 0.0027753 | 0.0027753 | 0.0027753 | 0.0027753
| COM-CompressedAir-7P_V4 | M_Input | 7P workbook COM-CompressedAir-7P_V4 with region specific updates from CBSA | 2020 | Retro | 2022 | 2045 | PSE | Commercial | Residential Care | Electric | Per Building SqFt |  |  | Compressed Air-Retro-Residential Care |  | 0.060069 | 10 | 0.0030369 | 0.00055493 |  | 0 | 0 | 0 | 0 | 0 | 0 | 0 | 0 |  | 0 | 0 | 0 | Other | Compressed Air | Compressed Air | Compressed Air | CommSector | 0.01858% | 0% | 0% | 89213.7828 | 1 | 1% | 10% | 85% | 6.8% | 0.2% | 0.028084 | 0.0016431 | 0.0029727 | 0.0050276 | 0 | 0 | 0 | 0.0074972 | 0.0019631 |  | 0.010692 | 0 | 0.010692 | 01. ($9,999.000) to $0.028 | 1 | 0 | 01. ($9,999.00) to $0.22 | 1 | 0 | 0 | 0 | 0 | 0 | 0 | 0 | 0 | 0 | 0 | 0 | 0 | 0 | 0 | 0 | 0 | 0 | 0 | 0 | 0 | 0 | 0 | 0 | 0 | 0 | 0 | 0 | 0 | 0 | 0 | 0 | 0 | 0 | 0 | 0 | 0 | 0 | 0 | 0 | 0 | 0 | 0 | 0 | 0 | 0 | 0 | 0 | 0 | 0 | 0 | 0 | 0 | 0 | 0 | 0 | 0 | 0 | 0 | 0 | 0 | 0 | 0 | 0 | 0 | 0 | 0 | 0 | 0 | 0 | 0 | 0 | 0 | 0 | 0 | 0 | 0 | 0 | 0 | 0 | 0 | 0 | 0 | 0 | 0 | 0 | 0 | 0 | 0 | 0 | 0 | 0 | 0 | 0 | 0 | 0 | 0 | 0 | 0 | 0 | 0 | 0 | 0 | 0 | 0 | 0 | 0 | 0 | 0 | 0 | 0 | 0 | 0 | 0 | 0 | 0 | 0 | 0 | 0 | 0 | 0 | 0 | 0 | 0 | 0 | 0 | 0 | 0 | 0 | 0 | 0 | 0 | 0 | 0 | 0 | 0 | 0 | 0 | 0 | 0 | 0 | 0 | 0 | 0 | 0 | 0 | 0 | 0 | 0 | 0 | 0 | 0 | 0 | 0 | 0 | 0 | 0 | 0 | 0 | 0 | 0 | 0 | 0 | 0 | 0 | 0 | 0 | 0 | 0 | 0 | 0 | 0 | 0 | 0 | 0 | 0 | 0 | 0 | 0 | 0 | 0 | 0 | 0 | 0 | 0 | 0 | 0 | 0 | 0 | 0 | 0 | 0 | 0 | 0 | 0 | 0 | 0 | 0 | 0 | 0 | 0 | 0 | 0 | 0 | 0.01363% | 0 | 0 | 0 | 0 | 0 | 0 | 0 | 0 | 0 | 0 | 0 | 0 | 0 | 0 | 0 | 0 | 0 | 0 | 0 | 0 | 0 | 0 | 0 | 0
| COM-CompressedAir-7P_V4 | M_Input | 7P workbook COM-CompressedAir-7P_V4 with region specific updates from CBSA | 2020 | Retro | 2022 | 2045 | PSE | Commercial | Assembly | Electric | Per Building SqFt |  |  | Compressed Air-Retro-Assembly |  | 0.10668 | 10 | 0.0053934 | 0.00098552 |  | 0 | 0 | 0 | 0 | 0 | 0 | 0 | 0 |  | 0 | 0 | 0 | Other | Compressed Air | Compressed Air | Compressed Air | CommSector | 0.01858% | 0% | 0% | 13631.2945 | 1 | 1% | 10% | 85% | 6.8% | 0.2% | 0.049874 | 0.002918 | 0.0052792 | 0.0089286 | 0 | 0 | 0 | 0.013315 | 0.0034863 |  | 0.010692 | 0 | 0.010692 | 01. ($9,999.000) to $0.028 | 1 | 0 | 01. ($9,999.00) to $0.22 | 1 | 0 | 0 | 0 | 0 | 0 | 0 | 0 | 0 | 0 | 0 | 0 | 0 | 0 | 0 | 0 | 0 | 0 | 0 | 0 | 0 | 0 | 0 | 0 | 0 | 0 | 0 | 0 | 0 | 0 | 0 | 0 | 0 | 0 | 0 | 0 | 0 | 0 | 0 | 0 | 0 | 0 | 0 | 0 | 0 | 0 | 0 | 0 | 0 | 0 | 0 | 0 | 0 | 0 | 0 | 0 | 0 | 0 | 0 | 0 | 0 | 0 | 0 | 0 | 0 | 0 | 0 | 0 | 0 | 0 | 0 | 0 | 0 | 0 | 0 | 0 | 0 | 0 | 0 | 0 | 0 | 0 | 0 | 0 | 0 | 0 | 0 | 0 | 0 | 0 | 0 | 0 | 0 | 0 | 0 | 0 | 0 | 0 | 0 | 0 | 0 | 0 | 0 | 0 | 0 | 0 | 0 | 0 | 0 | 0 | 0 | 0 | 0 | 0 | 0 | 0 | 0 | 0 | 0 | 0 | 0 | 0 | 0 | 0 | 0 | 0 | 0 | 0 | 0 | 0 | 0 | 0 | 0 | 0 | 0 | 0 | 0 | 0 | 0 | 0 | 0 | 0 | 0 | 0 | 0 | 0 | 0 | 0 | 0 | 0 | 0 | 0 | 0 | 0 | 0 | 0 | 0 | 0 | 0 | 0 | 0 | 0 | 0 | 0 | 0 | 0 | 0 | 0 | 0 | 0 | 0 | 0 | 0 | 0 | 0 | 0 | 0 | 0 | 0 | 0 | 0 | 0 | 0 | 0 | 0 | 0 | 0 | 0 | 0 | 0 | 0 | 0 | 0 | 0 | 0 | 0 | 0 | 0 | 0 | 0 | 0 | 0 | 0 | 0 | 0.01363% | 0 | 0 | 0 | 0 | 0 | 0 | 0 | 0 | 0 | 0 | 0 | 0 | 0 | 0 | 0 | 0 | 0 | 0 | 0 | 0 | 0 | 0 | 0 | 0
| COM-CompressedAir-7P_V4 | M_Input | 7P workbook COM-CompressedAir-7P_V4 with region specific updates from CBSA | 2020 | Retro | 2022 | 2045 | PSE | Commercial | Other | Electric | Per Building SqFt |  |  | Compressed Air-Retro-Other |  | 0.26323 | 10 | 0.013308 | 0.0024318 |  | 0 | 0 | 0 | 0 | 0 | 0 | 0 | 0 |  | 0 | 0 | 0 | Other | Compressed Air | Compressed Air | Compressed Air | CommSector | 0.01858% | 1% | 1% | 22414.5695 | 1 | 1% | 10% | 85% | 6.8% | 0.2% | 0.12307 | 0.0072003 | 0.013027 | 0.022032 | 0 | 0 | 0 | 0.032854 | 0.0086027 |  | 0.010692 | 0 | 0.010692 | 01. ($9,999.000) to $0.028 | 1 | 0 | 01. ($9,999.00) to $0.22 | 1 | 887.8408 | 879.8502 | 871.9316 | 864.0842 | 856.3074 | 848.6007 | 840.9633 | 833.3946 | 825.8941 | 818.461 | 0 | 0 | 0 | 0 | 0 | 0 | 0 | 0 | 0 | 0 | 0 | 0 | 0 | 0 | 233.7101 | 231.6067 | 229.5223 | 227.4566 | 225.4094 | 223.3808 | 221.3703 | 219.378 | 217.4036 | 215.447 | 0 | 0 | 0 | 0 | 0 | 0 | 0 | 0 | 0 | 0 | 0 | 0 | 0 | 0 | 2244.6847 | 233.7101 | 465.3168 | 694.8391 | 922.2956 | 1147.7051 | 1371.0858 | 1592.4562 | 1811.8342 | 2029.2378 | 2244.6847 | 2244.6847 | 2244.6847 | 2244.6847 | 2244.6847 | 2244.6847 | 2244.6847 | 2244.6847 | 2244.6847 | 2244.6847 | 2244.6847 | 2244.6847 | 2244.6847 | 2244.6847 | 2244.6847 | 0 | 0 | 0 | 0 | 0 | 0 | 0 | 0 | 0 | 0 | 0 | 0 | 0 | 0 | 0 | 0 | 0 | 0 | 0 | 0 | 0 | 0 | 0 | 0 | 0 | 0 | 0 | 0 | 0 | 0 | 0 | 0 | 0 | 0 | 0 | 0 | 0 | 0 | 0 | 0 | 0 | 0 | 0 | 0 | 0 | 0 | 0 | 0 | 0 | 0 | 0 | 0 | 0 | 0 | 0 | 0 | 0 | 0 | 0 | 0 | 0 | 0.043428 | 0.086465 | 0.12911 | 0.17138 | 0.21327 | 0.25477 | 0.29591 | 0.33667 | 0.37707 | 0.4171 | 0.4171 | 0.4171 | 0.4171 | 0.4171 | 0.4171 | 0.4171 | 0.4171 | 0.4171 | 0.4171 | 0.4171 | 0.4171 | 0.4171 | 0.4171 | 0.4171 | 29.1694 | 28.9068 | 28.6467 | 28.3889 | 28.1334 | 27.8802 | 27.6292 | 27.3806 | 27.1342 | 26.8899 | 0 | 0 | 0 | 0 | 0 | 0 | 0 | 0 | 0 | 0 | 0 | 0 | 0 | 0 | 280.1592 | 0 | 0 | 0 | 0 | 0 | 0 | 0 | 0 | 0 | 0 | 0 | 0 | 0 | 0 | 0 | 0 | 0 | 0 | 0 | 0 | 0.01363% | 0.031846 | 0.063405 | 0.09468 | 0.12567 | 0.15639 | 0.18683 | 0.21699 | 0.24688 | 0.27651 | 0.30586 | 0.30586 | 0.30586 | 0.30586 | 0.30586 | 0.30586 | 0.30586 | 0.30586 | 0.30586 | 0.30586 | 0.30586 | 0.30586 | 0.30586 | 0.30586 | 0.30586
| COM-CompressedAir-7P_V4 | M_Input | 7P workbook COM-CompressedAir-7P_V4 with region specific updates from CBSA | 2020 | NR | 2022 | 2045 | PSE | Commercial | Large Off | Electric | Per Building SqFt |  |  | Compressed Air-NR-Large Off |  | 0.08589 | 10 | 0.015981 | 0 |  | 0 | 0 | 0 | 0 | 0 | 0 | 0 | 0 |  | 0 | 0 | 0 | Other | Compressed Air | Compressed Air | Compressed Air | CommSector | 0.01858% | 0% | 0% | 229881.7404 | 1 | 1% | 10% | 85% | 6.8% | 0.2% | 0.040155 | 0.0023494 | 0.0042505 | 0.026456 | 0 | 0 | 0 | 0.023053 | -0.0034036 |  | 0.022992 | 0 | 0.022992 | 01. ($9,999.000) to $0.028 | 1 | 0 | 01. ($9,999.00) to $0.22 | 1 | 0 | 0 | 0 | 0 | 0 | 0 | 0 | 0 | 0 | 0 | 0 | 0 | 0 | 0 | 0 | 0 | 0 | 0 | 0 | 0 | 0 | 0 | 0 | 0 | 0 | 0 | 0 | 0 | 0 | 0 | 0 | 0 | 0 | 0 | 0 | 0 | 0 | 0 | 0 | 0 | 0 | 0 | 0 | 0 | 0 | 0 | 0 | 0 | 0 | 0 | 0 | 0 | 0 | 0 | 0 | 0 | 0 | 0 | 0 | 0 | 0 | 0 | 0 | 0 | 0 | 0 | 0 | 0 | 0 | 0 | 0 | 0 | 0 | 0 | 0 | 0 | 0 | 0 | 0 | 0 | 0 | 0 | 0 | 0 | 0 | 0 | 0 | 0 | 0 | 0 | 0 | 0 | 0 | 0 | 0 | 0 | 0 | 0 | 0 | 0 | 0 | 0 | 0 | 0 | 0 | 0 | 0 | 0 | 0 | 0 | 0 | 0 | 0 | 0 | 0 | 0 | 0 | 0 | 0 | 0 | 0 | 0 | 0 | 0 | 0 | 0 | 0 | 0 | 0 | 0 | 0 | 0 | 0 | 0 | 0 | 0 | 0 | 0 | 0 | 0 | 0 | 0 | 0 | 0 | 0 | 0 | 0 | 0 | 0 | 0 | 0 | 0 | 0 | 0 | 0 | 0 | 0 | 0 | 0 | 0 | 0 | 0 | 0 | 0 | 0 | 0 | 0 | 0 | 0 | 0 | 0 | 0 | 0 | 0 | 0 | 0 | 0 | 0 | 0 | 0 | 0 | 0 | 0 | 0 | 0 | 0 | 0 | 0 | 0 | 0 | 0 | 0 | 0 | 0 | 0 | 0 | 0 | 0 | 0 | 0 | 0 | 0 | 0 | 0.01363% | 0 | 0 | 0 | 0 | 0 | 0 | 0 | 0 | 0 | 0 | 0 | 0 | 0 | 0 | 0 | 0 | 0 | 0 | 0 | 0 | 0 | 0 | 0 | 0
| COM-CompressedAir-7P_V4 | M_Input | 7P workbook COM-CompressedAir-7P_V4 with region specific updates from CBSA | 2020 | NR | 2022 | 2045 | PSE | Commercial | Medium Off | Electric | Per Building SqFt |  |  | Compressed Air-NR-Medium Off |  | 0 | 10 | 0 | 0 |  | 0 | 0 | 0 | 0 | 0 | 0 | 0 | 0 |  | 0 | 0 | 0 | Other | Compressed Air | Compressed Air | Compressed Air | CommSector | 0.01858% | 0% | 0% | 41759.2514 | 1 | 1% | 10% | 85% | 6.8% | 0.2% | 0 | 0 | 0 | 0 | 0 | 0 | 0 | 0 | 0 |  | 0 | 0 | 0 | 01. ($9,999.000) to $0.028 | 1 | 0 | 01. ($9,999.00) to $0.22 | 1 | 0 | 0 | 0 | 0 | 0 | 0 | 0 | 0 | 0 | 0 | 0 | 0 | 0 | 0 | 0 | 0 | 0 | 0 | 0 | 0 | 0 | 0 | 0 | 0 | 0 | 0 | 0 | 0 | 0 | 0 | 0 | 0 | 0 | 0 | 0 | 0 | 0 | 0 | 0 | 0 | 0 | 0 | 0 | 0 | 0 | 0 | 0 | 0 | 0 | 0 | 0 | 0 | 0 | 0 | 0 | 0 | 0 | 0 | 0 | 0 | 0 | 0 | 0 | 0 | 0 | 0 | 0 | 0 | 0 | 0 | 0 | 0 | 0 | 0 | 0 | 0 | 0 | 0 | 0 | 0 | 0 | 0 | 0 | 0 | 0 | 0 | 0 | 0 | 0 | 0 | 0 | 0 | 0 | 0 | 0 | 0 | 0 | 0 | 0 | 0 | 0 | 0 | 0 | 0 | 0 | 0 | 0 | 0 | 0 | 0 | 0 | 0 | 0 | 0 | 0 | 0 | 0 | 0 | 0 | 0 | 0 | 0 | 0 | 0 | 0 | 0 | 0 | 0 | 0 | 0 | 0 | 0 | 0 | 0 | 0 | 0 | 0 | 0 | 0 | 0 | 0 | 0 | 0 | 0 | 0 | 0 | 0 | 0 | 0 | 0 | 0 | 0 | 0 | 0 | 0 | 0 | 0 | 0 | 0 | 0 | 0 | 0 | 0 | 0 | 0 | 0 | 0 | 0 | 0 | 0 | 0 | 0 | 0 | 0 | 0 | 0 | 0 | 0 | 0 | 0 | 0 | 0 | 0 | 0 | 0 | 0 | 0 | 0 | 0 | 0 | 0 | 0 | 0 | 0 | 0 | 0 | 0 | 0 | 0 | 0 | 0 | 0 | 0 | 0.01363% | 0 | 0 | 0 | 0 | 0 | 0 | 0 | 0 | 0 | 0 | 0 | 0 | 0 | 0 | 0 | 0 | 0 | 0 | 0 | 0 | 0 | 0 | 0 | 0
| COM-CompressedAir-7P_V4 | M_Input | 7P workbook COM-CompressedAir-7P_V4 with region specific updates from CBSA | 2020 | NR | 2022 | 2045 | PSE | Commercial | Small Off | Electric | Per Building SqFt |  |  | Compressed Air-NR-Small Off |  | 0 | 10 | 0 | 0 |  | 0 | 0 | 0 | 0 | 0 | 0 | 0 | 0 |  | 0 | 0 | 0 | Other | Compressed Air | Compressed Air | Compressed Air | CommSector | 0.01858% | 0% | 0% | 4797.7732 | 1 | 1% | 10% | 85% | 6.8% | 0.2% | 0 | 0 | 0 | 0 | 0 | 0 | 0 | 0 | 0 |  | 0 | 0 | 0 | 01. ($9,999.000) to $0.028 | 1 | 0 | 01. ($9,999.00) to $0.22 | 1 | 0 | 0 | 0 | 0 | 0 | 0 | 0 | 0 | 0 | 0 | 0 | 0 | 0 | 0 | 0 | 0 | 0 | 0 | 0 | 0 | 0 | 0 | 0 | 0 | 0 | 0 | 0 | 0 | 0 | 0 | 0 | 0 | 0 | 0 | 0 | 0 | 0 | 0 | 0 | 0 | 0 | 0 | 0 | 0 | 0 | 0 | 0 | 0 | 0 | 0 | 0 | 0 | 0 | 0 | 0 | 0 | 0 | 0 | 0 | 0 | 0 | 0 | 0 | 0 | 0 | 0 | 0 | 0 | 0 | 0 | 0 | 0 | 0 | 0 | 0 | 0 | 0 | 0 | 0 | 0 | 0 | 0 | 0 | 0 | 0 | 0 | 0 | 0 | 0 | 0 | 0 | 0 | 0 | 0 | 0 | 0 | 0 | 0 | 0 | 0 | 0 | 0 | 0 | 0 | 0 | 0 | 0 | 0 | 0 | 0 | 0 | 0 | 0 | 0 | 0 | 0 | 0 | 0 | 0 | 0 | 0 | 0 | 0 | 0 | 0 | 0 | 0 | 0 | 0 | 0 | 0 | 0 | 0 | 0 | 0 | 0 | 0 | 0 | 0 | 0 | 0 | 0 | 0 | 0 | 0 | 0 | 0 | 0 | 0 | 0 | 0 | 0 | 0 | 0 | 0 | 0 | 0 | 0 | 0 | 0 | 0 | 0 | 0 | 0 | 0 | 0 | 0 | 0 | 0 | 0 | 0 | 0 | 0 | 0 | 0 | 0 | 0 | 0 | 0 | 0 | 0 | 0 | 0 | 0 | 0 | 0 | 0 | 0 | 0 | 0 | 0 | 0 | 0 | 0 | 0 | 0 | 0 | 0 | 0 | 0 | 0 | 0 | 0 | 0.01363% | 0 | 0 | 0 | 0 | 0 | 0 | 0 | 0 | 0 | 0 | 0 | 0 | 0 | 0 | 0 | 0 | 0 | 0 | 0 | 0 | 0 | 0 | 0 | 0
| COM-CompressedAir-7P_V4 | M_Input | 7P workbook COM-CompressedAir-7P_V4 with region specific updates from CBSA | 2020 | NR | 2022 | 2045 | PSE | Commercial | Xlarge Ret | Electric | Per Building SqFt |  |  | Compressed Air-NR-Xlarge Ret |  | 0.027081 | 10 | 0.0050387 | 0 |  | 0 | 0 | 0 | 0 | 0 | 0 | 0 | 0 |  | 0 | 0 | 0 | Other | Compressed Air | Compressed Air | Compressed Air | CommSector | 0.01858% | 0% | 0% | 280351.2881 | 1 | 1% | 10% | 85% | 6.8% | 0.2% | 0.012661 | 0.00074074 | 0.0013401 | 0.0083415 | 0 | 0 | 0 | 0.0072683 | -0.0010731 |  | 0.022992 | 0 | 0.022992 | 01. ($9,999.000) to $0.028 | 1 | 0 | 01. ($9,999.00) to $0.22 | 1 | 0 | 0 | 0 | 0 | 0 | 0 | 0 | 0 | 0 | 0 | 0 | 0 | 0 | 0 | 0 | 0 | 0 | 0 | 0 | 0 | 0 | 0 | 0 | 0 | 0 | 0 | 0 | 0 | 0 | 0 | 0 | 0 | 0 | 0 | 0 | 0 | 0 | 0 | 0 | 0 | 0 | 0 | 0 | 0 | 0 | 0 | 0 | 0 | 0 | 0 | 0 | 0 | 0 | 0 | 0 | 0 | 0 | 0 | 0 | 0 | 0 | 0 | 0 | 0 | 0 | 0 | 0 | 0 | 0 | 0 | 0 | 0 | 0 | 0 | 0 | 0 | 0 | 0 | 0 | 0 | 0 | 0 | 0 | 0 | 0 | 0 | 0 | 0 | 0 | 0 | 0 | 0 | 0 | 0 | 0 | 0 | 0 | 0 | 0 | 0 | 0 | 0 | 0 | 0 | 0 | 0 | 0 | 0 | 0 | 0 | 0 | 0 | 0 | 0 | 0 | 0 | 0 | 0 | 0 | 0 | 0 | 0 | 0 | 0 | 0 | 0 | 0 | 0 | 0 | 0 | 0 | 0 | 0 | 0 | 0 | 0 | 0 | 0 | 0 | 0 | 0 | 0 | 0 | 0 | 0 | 0 | 0 | 0 | 0 | 0 | 0 | 0 | 0 | 0 | 0 | 0 | 0 | 0 | 0 | 0 | 0 | 0 | 0 | 0 | 0 | 0 | 0 | 0 | 0 | 0 | 0 | 0 | 0 | 0 | 0 | 0 | 0 | 0 | 0 | 0 | 0 | 0 | 0 | 0 | 0 | 0 | 0 | 0 | 0 | 0 | 0 | 0 | 0 | 0 | 0 | 0 | 0 | 0 | 0 | 0 | 0 | 0 | 0 | 0.01363% | 0 | 0 | 0 | 0 | 0 | 0 | 0 | 0 | 0 | 0 | 0 | 0 | 0 | 0 | 0 | 0 | 0 | 0 | 0 | 0 | 0 | 0 | 0 | 0
| COM-CompressedAir-7P_V4 | M_Input | 7P workbook COM-CompressedAir-7P_V4 with region specific updates from CBSA | 2020 | NR | 2022 | 2045 | PSE | Commercial | Large Ret | Electric | Per Building SqFt |  |  | Compressed Air-NR-Large Ret |  | 0 | 10 | 0 | 0 |  | 0 | 0 | 0 | 0 | 0 | 0 | 0 | 0 |  | 0 | 0 | 0 | Other | Compressed Air | Compressed Air | Compressed Air | CommSector | 0.01858% | 0% | 0% | 94425.5221 | 1 | 1% | 10% | 85% | 6.8% | 0.2% | 0 | 0 | 0 | 0 | 0 | 0 | 0 | 0 | 0 |  | 0 | 0 | 0 | 01. ($9,999.000) to $0.028 | 1 | 0 | 01. ($9,999.00) to $0.22 | 1 | 0 | 0 | 0 | 0 | 0 | 0 | 0 | 0 | 0 | 0 | 0 | 0 | 0 | 0 | 0 | 0 | 0 | 0 | 0 | 0 | 0 | 0 | 0 | 0 | 0 | 0 | 0 | 0 | 0 | 0 | 0 | 0 | 0 | 0 | 0 | 0 | 0 | 0 | 0 | 0 | 0 | 0 | 0 | 0 | 0 | 0 | 0 | 0 | 0 | 0 | 0 | 0 | 0 | 0 | 0 | 0 | 0 | 0 | 0 | 0 | 0 | 0 | 0 | 0 | 0 | 0 | 0 | 0 | 0 | 0 | 0 | 0 | 0 | 0 | 0 | 0 | 0 | 0 | 0 | 0 | 0 | 0 | 0 | 0 | 0 | 0 | 0 | 0 | 0 | 0 | 0 | 0 | 0 | 0 | 0 | 0 | 0 | 0 | 0 | 0 | 0 | 0 | 0 | 0 | 0 | 0 | 0 | 0 | 0 | 0 | 0 | 0 | 0 | 0 | 0 | 0 | 0 | 0 | 0 | 0 | 0 | 0 | 0 | 0 | 0 | 0 | 0 | 0 | 0 | 0 | 0 | 0 | 0 | 0 | 0 | 0 | 0 | 0 | 0 | 0 | 0 | 0 | 0 | 0 | 0 | 0 | 0 | 0 | 0 | 0 | 0 | 0 | 0 | 0 | 0 | 0 | 0 | 0 | 0 | 0 | 0 | 0 | 0 | 0 | 0 | 0 | 0 | 0 | 0 | 0 | 0 | 0 | 0 | 0 | 0 | 0 | 0 | 0 | 0 | 0 | 0 | 0 | 0 | 0 | 0 | 0 | 0 | 0 | 0 | 0 | 0 | 0 | 0 | 0 | 0 | 0 | 0 | 0 | 0 | 0 | 0 | 0 | 0 | 0.01363% | 0 | 0 | 0 | 0 | 0 | 0 | 0 | 0 | 0 | 0 | 0 | 0 | 0 | 0 | 0 | 0 | 0 | 0 | 0 | 0 | 0 | 0 | 0 | 0
| COM-CompressedAir-7P_V4 | M_Input | 7P workbook COM-CompressedAir-7P_V4 with region specific updates from CBSA | 2020 | NR | 2022 | 2045 | PSE | Commercial | Medium Ret | Electric | Per Building SqFt |  |  | Compressed Air-NR-Medium Ret |  | 0 | 10 | 0 | 0 |  | 0 | 0 | 0 | 0 | 0 | 0 | 0 | 0 |  | 0 | 0 | 0 | Other | Compressed Air | Compressed Air | Compressed Air | CommSector | 0.01858% | 1% | 1% | 13333.1618 | 1 | 1% | 10% | 85% | 6.8% | 0.2% | 0 | 0 | 0 | 0 | 0 | 0 | 0 | 0 | 0 |  | 0 | 0 | 0 | 01. ($9,999.000) to $0.028 | 1 | 0 | 01. ($9,999.00) to $0.22 | 1 | 14.6325 | 29.1305 | 43.4947 | 57.7261 | 71.8257 | 85.7944 | 99.6331 | 113.3426 | 126.9238 | 140.3778 | 153.7052 | 166.9071 | 179.9843 | 192.9376 | 205.768 | 218.4762 | 231.0632 | 243.5297 | 255.8767 | 268.1049 | 266.8716 | 265.644 | 264.422 | 263.2057 | 0 | 0 | 0 | 0 | 0 | 0 | 0 | 0 | 0 | 0 | 0 | 0 | 0 | 0 | 0 | 0 | 0 | 0 | 0 | 0 | 0 | 0 | 0 | 0 | 0 | 0 | 0 | 0 | 0 | 0 | 0 | 0 | 0 | 0 | 0 | 0 | 0 | 0 | 0 | 0 | 0 | 0 | 0 | 0 | 0 | 0 | 0 | 0 | 0 | 0 | 0 | 0 | 0 | 0 | 0 | 0 | 0 | 0 | 0 | 0 | 0 | 0 | 0 | 0 | 0 | 0 | 0 | 0 | 0 | 0 | 0 | 0 | 0 | 0 | 0 | 0 | 0 | 0 | 0 | 0 | 0 | 0 | 0 | 0 | 0 | 0 | 0 | 0 | 0 | 0 | 0 | 0 | 0 | 0 | 0 | 0 | 0 | 0 | 0 | 0 | 0 | 0 | 0 | 0 | 0 | 0 | 0 | 0 | 0 | 0 | 0 | 0 | 0 | 0 | 0 | 0 | 0 | 0 | 0 | 0 | 0 | 0 | 0 | 0 | 0 | 0 | 0 | 0 | 0 | 0 | 0 | 0 | 0 | 0 | 0 | 0 | 0 | 0 | 0 | 0 | 0 | 0 | 0 | 0 | 0 | 0 | 0 | 0 | 0 | 0 | 0 | 0 | 0 | 0 | 0 | 0 | 0 | 0 | 0 | 0 | 0 | 0 | 0 | 0 | 0 | 0 | 0 | 0 | 0 | 0 | 0 | 0 | 0 | 0 | 0 | 0 | 0 | 0 | 0 | 0.01363% | 0 | 0 | 0 | 0 | 0 | 0 | 0 | 0 | 0 | 0 | 0 | 0 | 0 | 0 | 0 | 0 | 0 | 0 | 0 | 0 | 0 | 0 | 0 | 0
| COM-CompressedAir-7P_V4 | M_Input | 7P workbook COM-CompressedAir-7P_V4 with region specific updates from CBSA | 2020 | NR | 2022 | 2045 | PSE | Commercial | Small Ret | Electric | Per Building SqFt |  |  | Compressed Air-NR-Small Ret |  | 0 | 10 | 0 | 0 |  | 0 | 0 | 0 | 0 | 0 | 0 | 0 | 0 |  | 0 | 0 | 0 | Other | Compressed Air | Compressed Air | Compressed Air | CommSector | 0.01858% | 0% | 0% | 2170.2819 | 1 | 1% | 10% | 85% | 6.8% | 0.2% | 0 | 0 | 0 | 0 | 0 | 0 | 0 | 0 | 0 |  | 0 | 0 | 0 | 01. ($9,999.000) to $0.028 | 1 | 0 | 01. ($9,999.00) to $0.22 | 1 | 0 | 0 | 0 | 0 | 0 | 0 | 0 | 0 | 0 | 0 | 0 | 0 | 0 | 0 | 0 | 0 | 0 | 0 | 0 | 0 | 0 | 0 | 0 | 0 | 0 | 0 | 0 | 0 | 0 | 0 | 0 | 0 | 0 | 0 | 0 | 0 | 0 | 0 | 0 | 0 | 0 | 0 | 0 | 0 | 0 | 0 | 0 | 0 | 0 | 0 | 0 | 0 | 0 | 0 | 0 | 0 | 0 | 0 | 0 | 0 | 0 | 0 | 0 | 0 | 0 | 0 | 0 | 0 | 0 | 0 | 0 | 0 | 0 | 0 | 0 | 0 | 0 | 0 | 0 | 0 | 0 | 0 | 0 | 0 | 0 | 0 | 0 | 0 | 0 | 0 | 0 | 0 | 0 | 0 | 0 | 0 | 0 | 0 | 0 | 0 | 0 | 0 | 0 | 0 | 0 | 0 | 0 | 0 | 0 | 0 | 0 | 0 | 0 | 0 | 0 | 0 | 0 | 0 | 0 | 0 | 0 | 0 | 0 | 0 | 0 | 0 | 0 | 0 | 0 | 0 | 0 | 0 | 0 | 0 | 0 | 0 | 0 | 0 | 0 | 0 | 0 | 0 | 0 | 0 | 0 | 0 | 0 | 0 | 0 | 0 | 0 | 0 | 0 | 0 | 0 | 0 | 0 | 0 | 0 | 0 | 0 | 0 | 0 | 0 | 0 | 0 | 0 | 0 | 0 | 0 | 0 | 0 | 0 | 0 | 0 | 0 | 0 | 0 | 0 | 0 | 0 | 0 | 0 | 0 | 0 | 0 | 0 | 0 | 0 | 0 | 0 | 0 | 0 | 0 | 0 | 0 | 0 | 0 | 0 | 0 | 0 | 0 | 0 | 0.01363% | 0 | 0 | 0 | 0 | 0 | 0 | 0 | 0 | 0 | 0 | 0 | 0 | 0 | 0 | 0 | 0 | 0 | 0 | 0 | 0 | 0 | 0 | 0 | 0
| COM-CompressedAir-7P_V4 | M_Input | 7P workbook COM-CompressedAir-7P_V4 with region specific updates from CBSA | 2020 | NR | 2022 | 2045 | PSE | Commercial | School K-12 | Electric | Per Building SqFt |  |  | Compressed Air-NR-School K-12 |  | 0.002821 | 10 | 0.00052489 | 0 |  | 0 | 0 | 0 | 0 | 0 | 0 | 0 | 0 |  | 0 | 0 | 0 | Other | Compressed Air | Compressed Air | Compressed Air | CommSector | 0.01858% | 0% | 0% | 36549.9879 | 1 | 1% | 10% | 85% | 6.8% | 0.2% | 0.0013189 | 7.7163e-05 | 0.0001396 | 0.00086894 | 0 | 0 | 0 | 0.00075715 | -0.00011179 |  | 0.022992 | 0 | 0.022992 | 01. ($9,999.000) to $0.028 | 1 | 0 | 01. ($9,999.00) to $0.22 | 1 | 0 | 0 | 0 | 0 | 0 | 0 | 0 | 0 | 0 | 0 | 0 | 0 | 0 | 0 | 0 | 0 | 0 | 0 | 0 | 0 | 0 | 0 | 0 | 0 | 0 | 0 | 0 | 0 | 0 | 0 | 0 | 0 | 0 | 0 | 0 | 0 | 0 | 0 | 0 | 0 | 0 | 0 | 0 | 0 | 0 | 0 | 0 | 0 | 0 | 0 | 0 | 0 | 0 | 0 | 0 | 0 | 0 | 0 | 0 | 0 | 0 | 0 | 0 | 0 | 0 | 0 | 0 | 0 | 0 | 0 | 0 | 0 | 0 | 0 | 0 | 0 | 0 | 0 | 0 | 0 | 0 | 0 | 0 | 0 | 0 | 0 | 0 | 0 | 0 | 0 | 0 | 0 | 0 | 0 | 0 | 0 | 0 | 0 | 0 | 0 | 0 | 0 | 0 | 0 | 0 | 0 | 0 | 0 | 0 | 0 | 0 | 0 | 0 | 0 | 0 | 0 | 0 | 0 | 0 | 0 | 0 | 0 | 0 | 0 | 0 | 0 | 0 | 0 | 0 | 0 | 0 | 0 | 0 | 0 | 0 | 0 | 0 | 0 | 0 | 0 | 0 | 0 | 0 | 0 | 0 | 0 | 0 | 0 | 0 | 0 | 0 | 0 | 0 | 0 | 0 | 0 | 0 | 0 | 0 | 0 | 0 | 0 | 0 | 0 | 0 | 0 | 0 | 0 | 0 | 0 | 0 | 0 | 0 | 0 | 0 | 0 | 0 | 0 | 0 | 0 | 0 | 0 | 0 | 0 | 0 | 0 | 0 | 0 | 0 | 0 | 0 | 0 | 0 | 0 | 0 | 0 | 0 | 0 | 0 | 0 | 0 | 0 | 0 | 0.01363% | 0 | 0 | 0 | 0 | 0 | 0 | 0 | 0 | 0 | 0 | 0 | 0 | 0 | 0 | 0 | 0 | 0 | 0 | 0 | 0 | 0 | 0 | 0 | 0
| COM-CompressedAir-7P_V4 | M_Input | 7P workbook COM-CompressedAir-7P_V4 with region specific updates from CBSA | 2020 | NR | 2022 | 2045 | PSE | Commercial | University | Electric | Per Building SqFt |  |  | Compressed Air-NR-University |  | 0.002821 | 10 | 0.00052489 | 0 |  | 0 | 0 | 0 | 0 | 0 | 0 | 0 | 0 |  | 0 | 0 | 0 | Other | Compressed Air | Compressed Air | Compressed Air | CommSector | 0.01858% | 0% | 0% | 121327.9762 | 1 | 1% | 10% | 85% | 6.8% | 0.2% | 0.0013189 | 7.7163e-05 | 0.0001396 | 0.00086894 | 0 | 0 | 0 | 0.00075715 | -0.00011179 |  | 0.022992 | 0 | 0.022992 | 01. ($9,999.000) to $0.028 | 1 | 0 | 01. ($9,999.00) to $0.22 | 1 | 0 | 0 | 0 | 0 | 0 | 0 | 0 | 0 | 0 | 0 | 0 | 0 | 0 | 0 | 0 | 0 | 0 | 0 | 0 | 0 | 0 | 0 | 0 | 0 | 0 | 0 | 0 | 0 | 0 | 0 | 0 | 0 | 0 | 0 | 0 | 0 | 0 | 0 | 0 | 0 | 0 | 0 | 0 | 0 | 0 | 0 | 0 | 0 | 0 | 0 | 0 | 0 | 0 | 0 | 0 | 0 | 0 | 0 | 0 | 0 | 0 | 0 | 0 | 0 | 0 | 0 | 0 | 0 | 0 | 0 | 0 | 0 | 0 | 0 | 0 | 0 | 0 | 0 | 0 | 0 | 0 | 0 | 0 | 0 | 0 | 0 | 0 | 0 | 0 | 0 | 0 | 0 | 0 | 0 | 0 | 0 | 0 | 0 | 0 | 0 | 0 | 0 | 0 | 0 | 0 | 0 | 0 | 0 | 0 | 0 | 0 | 0 | 0 | 0 | 0 | 0 | 0 | 0 | 0 | 0 | 0 | 0 | 0 | 0 | 0 | 0 | 0 | 0 | 0 | 0 | 0 | 0 | 0 | 0 | 0 | 0 | 0 | 0 | 0 | 0 | 0 | 0 | 0 | 0 | 0 | 0 | 0 | 0 | 0 | 0 | 0 | 0 | 0 | 0 | 0 | 0 | 0 | 0 | 0 | 0 | 0 | 0 | 0 | 0 | 0 | 0 | 0 | 0 | 0 | 0 | 0 | 0 | 0 | 0 | 0 | 0 | 0 | 0 | 0 | 0 | 0 | 0 | 0 | 0 | 0 | 0 | 0 | 0 | 0 | 0 | 0 | 0 | 0 | 0 | 0 | 0 | 0 | 0 | 0 | 0 | 0 | 0 | 0 | 0.01363% | 0 | 0 | 0 | 0 | 0 | 0 | 0 | 0 | 0 | 0 | 0 | 0 | 0 | 0 | 0 | 0 | 0 | 0 | 0 | 0 | 0 | 0 | 0 | 0
| COM-CompressedAir-7P_V4 | M_Input | 7P workbook COM-CompressedAir-7P_V4 with region specific updates from CBSA | 2020 | NR | 2022 | 2045 | PSE | Commercial | Warehouse | Electric | Per Building SqFt |  |  | Compressed Air-NR-Warehouse |  | 0.025107 | 10 | 0.0046715 | 0 |  | 0 | 0 | 0 | 0 | 0 | 0 | 0 | 0 |  | 0 | 0 | 0 | Other | Compressed Air | Compressed Air | Compressed Air | ExWareh | 0.01472% | 1% | 1% | 34313.8807 | 1 | 1% | 10% | 85% | 6.8% | 0.2% | 0.011738 | 0.00054404 | 0.0012282 | 0.0077335 | 0 | 0 | 0 | 0.0068955 | -0.00083794 |  | 0.023528 | 0 | 0.023528 | 01. ($9,999.000) to $0.028 | 1 | 0 | 01. ($9,999.00) to $0.22 | 1 | 50.4722 | 100.4679 | 149.9905 | 199.0434 | 247.6298 | 295.7532 | 343.4168 | 390.6239 | 437.3777 | 483.6814 | 529.5382 | 574.9514 | 619.9241 | 664.4595 | 708.5606 | 752.2306 | 795.4726 | 838.2896 | 880.6847 | 922.6609 | 918.306 | 913.9716 | 909.6576 | 905.364 | 1.2672 | 2.5224 | 3.7658 | 4.9973 | 6.2172 | 7.4254 | 8.622 | 9.8073 | 10.9811 | 12.1436 | 13.2949 | 14.4351 | 15.5642 | 16.6824 | 17.7896 | 18.886 | 19.9717 | 21.0466 | 22.111 | 23.1649 | 23.0556 | 22.9468 | 22.8385 | 22.7307 | 227.3066 | 1.2672 | 3.7896 | 7.5554 | 12.5527 | 18.7698 | 26.1952 | 34.8173 | 44.6245 | 55.6056 | 67.7492 | 81.0442 | 95.4793 | 111.0435 | 127.7258 | 145.5154 | 164.4014 | 184.3731 | 205.4197 | 227.3066 | 227.3066 | 227.3066 | 227.3066 | 227.3066 | 227.3066 | 0 | 0 | 0 | 0 | 0 | 0 | 0 | 0 | 0 | 0 | 0 | 0 | 0 | 0 | 0 | 0 | 0 | 0 | 0 | 0 | 0 | 0 | 0 | 0 | 0 | 0 | 0 | 0 | 0 | 0 | 0 | 0 | 0 | 0 | 0 | 0 | 0 | 0 | 0 | 0 | 0 | 0 | 0 | 0 | 0 | 0 | 0 | 0 | 0 | 0 | 0 | 0 | 0 | 0 | 0 | 0 | 0 | 0 | 0 | 0 | 0 | 0.00018654 | 0.00055785 | 0.0011122 | 0.0018478 | 0.002763 | 0.0038561 | 0.0051253 | 0.006569 | 0.0081854 | 0.009973 | 0.01193 | 0.014055 | 0.016346 | 0.018802 | 0.021421 | 0.024201 | 0.027141 | 0.030239 | 0.033461 | 0.033461 | 0.033461 | 0.033461 | 0.033461 | 0.033461 | 0.34803 | 0.69278 | 1.0343 | 1.3725 | 1.7075 | 2.0394 | 2.368 | 2.6936 | 3.016 | 3.3352 | 3.6515 | 3.9646 | 4.2747 | 4.5818 | 4.8859 | 5.187 | 5.4852 | 5.7805 | 6.0112 | 0 | 0 | 0 | 0 | 0 | 62.4298 | 0 | 0 | 0 | 0 | 0 | 0 | 0 | 0 | 0 | 0 | 0 | 0 | 0 | 0 | 0 | 0 | 0 | 0 | 0 | 0 | 0.0147% | 0.00018634 | 0.00055725 | 0.001111 | 0.0018458 | 0.0027601 | 0.0038519 | 0.0051198 | 0.0065619 | 0.0081767 | 0.0099624 | 0.011917 | 0.01404 | 0.016329 | 0.018782 | 0.021398 | 0.024175 | 0.027112 | 0.030206 | 0.033425 | 0.033425 | 0.033425 | 0.033425 | 0.033425 | 0.033425
| COM-CompressedAir-7P_V4 | M_Input | 7P workbook COM-CompressedAir-7P_V4 with region specific updates from CBSA | 2020 | NR | 2022 | 2045 | PSE | Commercial | Supermarket | Electric | Per Building SqFt |  |  | Compressed Air-NR-Supermarket |  | 0.012084 | 10 | 0.0022483 | 0 |  | 0 | 0 | 0 | 0 | 0 | 0 | 0 | 0 |  | 0 | 0 | 0 | Other | Compressed Air | Compressed Air | Compressed Air | CommSector | 0.01858% | 0% | 0% | 49733.7282 | 1 | 1% | 10% | 85% | 6.8% | 0.2% | 0.0056493 | 0.00033052 | 0.00059799 | 0.003722 | 0 | 0 | 0 | 0.0032432 | -0.00047884 |  | 0.022992 | 0 | 0.022992 | 01. ($9,999.000) to $0.028 | 1 | 0 | 01. ($9,999.00) to $0.22 | 1 | 0 | 0 | 0 | 0 | 0 | 0 | 0 | 0 | 0 | 0 | 0 | 0 | 0 | 0 | 0 | 0 | 0 | 0 | 0 | 0 | 0 | 0 | 0 | 0 | 0 | 0 | 0 | 0 | 0 | 0 | 0 | 0 | 0 | 0 | 0 | 0 | 0 | 0 | 0 | 0 | 0 | 0 | 0 | 0 | 0 | 0 | 0 | 0 | 0 | 0 | 0 | 0 | 0 | 0 | 0 | 0 | 0 | 0 | 0 | 0 | 0 | 0 | 0 | 0 | 0 | 0 | 0 | 0 | 0 | 0 | 0 | 0 | 0 | 0 | 0 | 0 | 0 | 0 | 0 | 0 | 0 | 0 | 0 | 0 | 0 | 0 | 0 | 0 | 0 | 0 | 0 | 0 | 0 | 0 | 0 | 0 | 0 | 0 | 0 | 0 | 0 | 0 | 0 | 0 | 0 | 0 | 0 | 0 | 0 | 0 | 0 | 0 | 0 | 0 | 0 | 0 | 0 | 0 | 0 | 0 | 0 | 0 | 0 | 0 | 0 | 0 | 0 | 0 | 0 | 0 | 0 | 0 | 0 | 0 | 0 | 0 | 0 | 0 | 0 | 0 | 0 | 0 | 0 | 0 | 0 | 0 | 0 | 0 | 0 | 0 | 0 | 0 | 0 | 0 | 0 | 0 | 0 | 0 | 0 | 0 | 0 | 0 | 0 | 0 | 0 | 0 | 0 | 0 | 0 | 0 | 0 | 0 | 0 | 0 | 0 | 0 | 0 | 0 | 0 | 0 | 0 | 0 | 0 | 0 | 0 | 0 | 0 | 0 | 0 | 0 | 0 | 0 | 0 | 0 | 0 | 0 | 0 | 0 | 0 | 0 | 0 | 0 | 0 | 0.01363% | 0 | 0 | 0 | 0 | 0 | 0 | 0 | 0 | 0 | 0 | 0 | 0 | 0 | 0 | 0 | 0 | 0 | 0 | 0 | 0 | 0 | 0 | 0 | 0
| COM-CompressedAir-7P_V4 | M_Input | 7P workbook COM-CompressedAir-7P_V4 with region specific updates from CBSA | 2020 | NR | 2022 | 2045 | PSE | Commercial | MiniMart | Electric | Per Building SqFt |  |  | Compressed Air-NR-MiniMart |  | 0 | 10 | 0 | 0 |  | 0 | 0 | 0 | 0 | 0 | 0 | 0 | 0 |  | 0 | 0 | 0 | Other | Compressed Air | Compressed Air | Compressed Air | CommSector | 0.01858% | 1% | 1% | 2115.8874 | 1 | 1% | 10% | 85% | 6.8% | 0.2% | 0 | 0 | 0 | 0 | 0 | 0 | 0 | 0 | 0 |  | 0 | 0 | 0 | 01. ($9,999.000) to $0.028 | 1 | 0 | 01. ($9,999.00) to $0.22 | 1 | 0.40146 | 0.80099 | 1.1986 | 1.5943 | 1.9881 | 2.38 | 2.77 | 3.1581 | 3.5443 | 3.9287 | 4.3112 | 4.6918 | 5.0706 | 5.4476 | 5.8227 | 6.1959 | 6.5674 | 6.937 | 7.3048 | 7.6709 | 7.6524 | 7.6341 | 7.6158 | 7.5975 | 0 | 0 | 0 | 0 | 0 | 0 | 0 | 0 | 0 | 0 | 0 | 0 | 0 | 0 | 0 | 0 | 0 | 0 | 0 | 0 | 0 | 0 | 0 | 0 | 0 | 0 | 0 | 0 | 0 | 0 | 0 | 0 | 0 | 0 | 0 | 0 | 0 | 0 | 0 | 0 | 0 | 0 | 0 | 0 | 0 | 0 | 0 | 0 | 0 | 0 | 0 | 0 | 0 | 0 | 0 | 0 | 0 | 0 | 0 | 0 | 0 | 0 | 0 | 0 | 0 | 0 | 0 | 0 | 0 | 0 | 0 | 0 | 0 | 0 | 0 | 0 | 0 | 0 | 0 | 0 | 0 | 0 | 0 | 0 | 0 | 0 | 0 | 0 | 0 | 0 | 0 | 0 | 0 | 0 | 0 | 0 | 0 | 0 | 0 | 0 | 0 | 0 | 0 | 0 | 0 | 0 | 0 | 0 | 0 | 0 | 0 | 0 | 0 | 0 | 0 | 0 | 0 | 0 | 0 | 0 | 0 | 0 | 0 | 0 | 0 | 0 | 0 | 0 | 0 | 0 | 0 | 0 | 0 | 0 | 0 | 0 | 0 | 0 | 0 | 0 | 0 | 0 | 0 | 0 | 0 | 0 | 0 | 0 | 0 | 0 | 0 | 0 | 0 | 0 | 0 | 0 | 0 | 0 | 0 | 0 | 0 | 0 | 0 | 0 | 0 | 0 | 0 | 0 | 0 | 0 | 0 | 0 | 0 | 0 | 0 | 0 | 0 | 0 | 0 | 0.01363% | 0 | 0 | 0 | 0 | 0 | 0 | 0 | 0 | 0 | 0 | 0 | 0 | 0 | 0 | 0 | 0 | 0 | 0 | 0 | 0 | 0 | 0 | 0 | 0
| COM-CompressedAir-7P_V4 | M_Input | 7P workbook COM-CompressedAir-7P_V4 with region specific updates from CBSA | 2020 | NR | 2022 | 2045 | PSE | Commercial | Restaurant | Electric | Per Building SqFt |  |  | Compressed Air-NR-Restaurant |  | 0.009788 | 10 | 0.0018212 | 0 |  | 0 | 0 | 0 | 0 | 0 | 0 | 0 | 0 |  | 0 | 0 | 0 | Other | Compressed Air | Compressed Air | Compressed Air | CommSector | 0.01858% | 0% | 0% | 9726.5895 | 1 | 1% | 10% | 85% | 6.8% | 0.2% | 0.0045761 | 0.00026773 | 0.00048438 | 0.0030149 | 0 | 0 | 0 | 0.0026271 | -0.00038787 |  | 0.022992 | 0 | 0.022992 | 01. ($9,999.000) to $0.028 | 1 | 0 | 01. ($9,999.00) to $0.22 | 1 | 0 | 0 | 0 | 0 | 0 | 0 | 0 | 0 | 0 | 0 | 0 | 0 | 0 | 0 | 0 | 0 | 0 | 0 | 0 | 0 | 0 | 0 | 0 | 0 | 0 | 0 | 0 | 0 | 0 | 0 | 0 | 0 | 0 | 0 | 0 | 0 | 0 | 0 | 0 | 0 | 0 | 0 | 0 | 0 | 0 | 0 | 0 | 0 | 0 | 0 | 0 | 0 | 0 | 0 | 0 | 0 | 0 | 0 | 0 | 0 | 0 | 0 | 0 | 0 | 0 | 0 | 0 | 0 | 0 | 0 | 0 | 0 | 0 | 0 | 0 | 0 | 0 | 0 | 0 | 0 | 0 | 0 | 0 | 0 | 0 | 0 | 0 | 0 | 0 | 0 | 0 | 0 | 0 | 0 | 0 | 0 | 0 | 0 | 0 | 0 | 0 | 0 | 0 | 0 | 0 | 0 | 0 | 0 | 0 | 0 | 0 | 0 | 0 | 0 | 0 | 0 | 0 | 0 | 0 | 0 | 0 | 0 | 0 | 0 | 0 | 0 | 0 | 0 | 0 | 0 | 0 | 0 | 0 | 0 | 0 | 0 | 0 | 0 | 0 | 0 | 0 | 0 | 0 | 0 | 0 | 0 | 0 | 0 | 0 | 0 | 0 | 0 | 0 | 0 | 0 | 0 | 0 | 0 | 0 | 0 | 0 | 0 | 0 | 0 | 0 | 0 | 0 | 0 | 0 | 0 | 0 | 0 | 0 | 0 | 0 | 0 | 0 | 0 | 0 | 0 | 0 | 0 | 0 | 0 | 0 | 0 | 0 | 0 | 0 | 0 | 0 | 0 | 0 | 0 | 0 | 0 | 0 | 0 | 0 | 0 | 0 | 0 | 0 | 0.01363% | 0 | 0 | 0 | 0 | 0 | 0 | 0 | 0 | 0 | 0 | 0 | 0 | 0 | 0 | 0 | 0 | 0 | 0 | 0 | 0 | 0 | 0 | 0 | 0
| COM-CompressedAir-7P_V4 | M_Input | 7P workbook COM-CompressedAir-7P_V4 with region specific updates from CBSA | 2020 | NR | 2022 | 2045 | PSE | Commercial | Lodging | Electric | Per Building SqFt |  |  | Compressed Air-NR-Lodging |  | 0.0040332 | 10 | 0.00075044 | 0 |  | 0 | 0 | 0 | 0 | 0 | 0 | 0 | 0 |  | 0 | 0 | 0 | Other | Compressed Air | Compressed Air | Compressed Air | CommSector | 0.01858% | 0% | 0% | 31385.388 | 1 | 1% | 10% | 85% | 6.8% | 0.2% | 0.0018856 | 0.00011032 | 0.00019959 | 0.0012423 | 0 | 0 | 0 | 0.0010825 | -0.00015983 |  | 0.022992 | 0 | 0.022992 | 01. ($9,999.000) to $0.028 | 1 | 0 | 01. ($9,999.00) to $0.22 | 1 | 0 | 0 | 0 | 0 | 0 | 0 | 0 | 0 | 0 | 0 | 0 | 0 | 0 | 0 | 0 | 0 | 0 | 0 | 0 | 0 | 0 | 0 | 0 | 0 | 0 | 0 | 0 | 0 | 0 | 0 | 0 | 0 | 0 | 0 | 0 | 0 | 0 | 0 | 0 | 0 | 0 | 0 | 0 | 0 | 0 | 0 | 0 | 0 | 0 | 0 | 0 | 0 | 0 | 0 | 0 | 0 | 0 | 0 | 0 | 0 | 0 | 0 | 0 | 0 | 0 | 0 | 0 | 0 | 0 | 0 | 0 | 0 | 0 | 0 | 0 | 0 | 0 | 0 | 0 | 0 | 0 | 0 | 0 | 0 | 0 | 0 | 0 | 0 | 0 | 0 | 0 | 0 | 0 | 0 | 0 | 0 | 0 | 0 | 0 | 0 | 0 | 0 | 0 | 0 | 0 | 0 | 0 | 0 | 0 | 0 | 0 | 0 | 0 | 0 | 0 | 0 | 0 | 0 | 0 | 0 | 0 | 0 | 0 | 0 | 0 | 0 | 0 | 0 | 0 | 0 | 0 | 0 | 0 | 0 | 0 | 0 | 0 | 0 | 0 | 0 | 0 | 0 | 0 | 0 | 0 | 0 | 0 | 0 | 0 | 0 | 0 | 0 | 0 | 0 | 0 | 0 | 0 | 0 | 0 | 0 | 0 | 0 | 0 | 0 | 0 | 0 | 0 | 0 | 0 | 0 | 0 | 0 | 0 | 0 | 0 | 0 | 0 | 0 | 0 | 0 | 0 | 0 | 0 | 0 | 0 | 0 | 0 | 0 | 0 | 0 | 0 | 0 | 0 | 0 | 0 | 0 | 0 | 0 | 0 | 0 | 0 | 0 | 0 | 0.01363% | 0 | 0 | 0 | 0 | 0 | 0 | 0 | 0 | 0 | 0 | 0 | 0 | 0 | 0 | 0 | 0 | 0 | 0 | 0 | 0 | 0 | 0 | 0 | 0
| COM-CompressedAir-7P_V4 | M_Input | 7P workbook COM-CompressedAir-7P_V4 with region specific updates from CBSA | 2020 | NR | 2022 | 2045 | PSE | Commercial | Hospital | Electric | Per Building SqFt |  |  | Compressed Air-NR-Hospital |  | 0.0038641 | 10 | 0.00071897 | 0 |  | 0 | 0 | 0 | 0 | 0 | 0 | 0 | 0 |  | 0 | 0 | 0 | Other | Compressed Air | Compressed Air | Compressed Air | CommSector | 0.01858% | 1% | 1% | 80978.5882 | 1 | 1% | 10% | 85% | 6.8% | 0.2% | 0.0018065 | 0.0001057 | 0.00019122 | 0.0011902 | 0 | 0 | 0 | 0.0010371 | -0.00015312 |  | 0.022992 | 0 | 0.022992 | 01. ($9,999.000) to $0.028 | 1 | 0 | 01. ($9,999.00) to $0.22 | 1 | 1.7268 | 3.4395 | 5.1381 | 6.8227 | 8.4934 | 10.1503 | 11.7935 | 13.423 | 15.039 | 16.6415 | 18.2306 | 19.8064 | 21.3689 | 22.9183 | 24.4547 | 25.978 | 27.4885 | 28.9861 | 30.471 | 31.9433 | 31.8123 | 31.6819 | 31.552 | 31.4226 | 0.0066727 | 0.013291 | 0.019854 | 0.026364 | 0.032819 | 0.039222 | 0.045571 | 0.051868 | 0.058112 | 0.064304 | 0.070445 | 0.076534 | 0.082572 | 0.088559 | 0.094495 | 0.10038 | 0.10622 | 0.11201 | 0.11774 | 0.12343 | 0.12293 | 0.12242 | 0.12192 | 0.12142 | 1.2142 | 0.0066727 | 0.019963 | 0.039817 | 0.066181 | 0.099 | 0.13822 | 0.18379 | 0.23566 | 0.29377 | 0.35808 | 0.42852 | 0.50506 | 0.58763 | 0.67619 | 0.77068 | 0.87106 | 0.97728 | 1.0893 | 1.207 | 1.2142 | 1.2142 | 1.2142 | 1.2142 | 1.2142 | 0 | 0 | 0 | 0 | 0 | 0 | 0 | 0 | 0 | 0 | 0 | 0 | 0 | 0 | 0 | 0 | 0 | 0 | 0 | 0 | 0 | 0 | 0 | 0 | 0 | 0 | 0 | 0 | 0 | 0 | 0 | 0 | 0 | 0 | 0 | 0 | 0 | 0 | 0 | 0 | 0 | 0 | 0 | 0 | 0 | 0 | 0 | 0 | 0 | 0 | 0 | 0 | 0 | 0 | 0 | 0 | 0 | 0 | 0 | 0 | 0 | 1.2399e-06 | 3.7095e-06 | 7.3988e-06 | 1.2298e-05 | 1.8396e-05 | 2.5684e-05 | 3.4152e-05 | 4.379e-05 | 5.4589e-05 | 6.6538e-05 | 7.9628e-05 | 9.3849e-05 | 0.00010919 | 0.00012565 | 0.00014321 | 0.00016186 | 0.0001816 | 0.00020241 | 0.00022429 | 0.00022562 | 0.00022562 | 0.00022562 | 0.00022562 | 0.00022562 | 0.0017909 | 0.0035672 | 0.0053288 | 0.0070759 | 0.0088087 | 0.010527 | 0.012231 | 0.013921 | 0.015597 | 0.017259 | 0.018907 | 0.020541 | 0.022162 | 0.023769 | 0.025362 | 0.026942 | 0.028509 | 0.030062 | 0.031602 | 0.0019244 | 0 | 0 | 0 | 0 | 0.32589 | 0 | 0 | 0 | 0 | 0 | 0 | 0 | 0 | 0 | 0 | 0 | 0 | 0 | 0 | 0 | 0 | 0 | 0 | 0 | 0 | 0.01363% | 9.0923e-07 | 2.7202e-06 | 5.4256e-06 | 9.0179e-06 | 1.349e-05 | 1.8834e-05 | 2.5044e-05 | 3.2112e-05 | 4.003e-05 | 4.8792e-05 | 5.8391e-05 | 6.882e-05 | 8.0071e-05 | 9.2138e-05 | 0.00010501 | 0.00011869 | 0.00013317 | 0.00014843 | 0.00016447 | 0.00016545 | 0.00016545 | 0.00016545 | 0.00016545 | 0.00016545
| COM-CompressedAir-7P_V4 | M_Input | 7P workbook COM-CompressedAir-7P_V4 with region specific updates from CBSA | 2020 | NR | 2022 | 2045 | PSE | Commercial | Residential Care | Electric | Per Building SqFt |  |  | Compressed Air-NR-Residential Care |  | 0.0038641 | 10 | 0.00071897 | 0 |  | 0 | 0 | 0 | 0 | 0 | 0 | 0 | 0 |  | 0 | 0 | 0 | Other | Compressed Air | Compressed Air | Compressed Air | CommSector | 0.01858% | 0% | 0% | 89213.7828 | 1 | 1% | 10% | 85% | 6.8% | 0.2% | 0.0018065 | 0.0001057 | 0.00019122 | 0.0011902 | 0 | 0 | 0 | 0.0010371 | -0.00015312 |  | 0.022992 | 0 | 0.022992 | 01. ($9,999.000) to $0.028 | 1 | 0 | 01. ($9,999.00) to $0.22 | 1 | 0 | 0 | 0 | 0 | 0 | 0 | 0 | 0 | 0 | 0 | 0 | 0 | 0 | 0 | 0 | 0 | 0 | 0 | 0 | 0 | 0 | 0 | 0 | 0 | 0 | 0 | 0 | 0 | 0 | 0 | 0 | 0 | 0 | 0 | 0 | 0 | 0 | 0 | 0 | 0 | 0 | 0 | 0 | 0 | 0 | 0 | 0 | 0 | 0 | 0 | 0 | 0 | 0 | 0 | 0 | 0 | 0 | 0 | 0 | 0 | 0 | 0 | 0 | 0 | 0 | 0 | 0 | 0 | 0 | 0 | 0 | 0 | 0 | 0 | 0 | 0 | 0 | 0 | 0 | 0 | 0 | 0 | 0 | 0 | 0 | 0 | 0 | 0 | 0 | 0 | 0 | 0 | 0 | 0 | 0 | 0 | 0 | 0 | 0 | 0 | 0 | 0 | 0 | 0 | 0 | 0 | 0 | 0 | 0 | 0 | 0 | 0 | 0 | 0 | 0 | 0 | 0 | 0 | 0 | 0 | 0 | 0 | 0 | 0 | 0 | 0 | 0 | 0 | 0 | 0 | 0 | 0 | 0 | 0 | 0 | 0 | 0 | 0 | 0 | 0 | 0 | 0 | 0 | 0 | 0 | 0 | 0 | 0 | 0 | 0 | 0 | 0 | 0 | 0 | 0 | 0 | 0 | 0 | 0 | 0 | 0 | 0 | 0 | 0 | 0 | 0 | 0 | 0 | 0 | 0 | 0 | 0 | 0 | 0 | 0 | 0 | 0 | 0 | 0 | 0 | 0 | 0 | 0 | 0 | 0 | 0 | 0 | 0 | 0 | 0 | 0 | 0 | 0 | 0 | 0 | 0 | 0 | 0 | 0 | 0 | 0 | 0 | 0 | 0.01363% | 0 | 0 | 0 | 0 | 0 | 0 | 0 | 0 | 0 | 0 | 0 | 0 | 0 | 0 | 0 | 0 | 0 | 0 | 0 | 0 | 0 | 0 | 0 | 0
| COM-CompressedAir-7P_V4 | M_Input | 7P workbook COM-CompressedAir-7P_V4 with region specific updates from CBSA | 2020 | NR | 2022 | 2045 | PSE | Commercial | Assembly | Electric | Per Building SqFt |  |  | Compressed Air-NR-Assembly |  | 0.0068624 | 10 | 0.0012768 | 0 |  | 0 | 0 | 0 | 0 | 0 | 0 | 0 | 0 |  | 0 | 0 | 0 | Other | Compressed Air | Compressed Air | Compressed Air | CommSector | 0.01858% | 0% | 0% | 13631.2945 | 1 | 1% | 10% | 85% | 6.8% | 0.2% | 0.0032083 | 0.00018771 | 0.0003396 | 0.0021138 | 0 | 0 | 0 | 0.0018418 | -0.00027194 |  | 0.022992 | 0 | 0.022992 | 01. ($9,999.000) to $0.028 | 1 | 0 | 01. ($9,999.00) to $0.22 | 1 | 0 | 0 | 0 | 0 | 0 | 0 | 0 | 0 | 0 | 0 | 0 | 0 | 0 | 0 | 0 | 0 | 0 | 0 | 0 | 0 | 0 | 0 | 0 | 0 | 0 | 0 | 0 | 0 | 0 | 0 | 0 | 0 | 0 | 0 | 0 | 0 | 0 | 0 | 0 | 0 | 0 | 0 | 0 | 0 | 0 | 0 | 0 | 0 | 0 | 0 | 0 | 0 | 0 | 0 | 0 | 0 | 0 | 0 | 0 | 0 | 0 | 0 | 0 | 0 | 0 | 0 | 0 | 0 | 0 | 0 | 0 | 0 | 0 | 0 | 0 | 0 | 0 | 0 | 0 | 0 | 0 | 0 | 0 | 0 | 0 | 0 | 0 | 0 | 0 | 0 | 0 | 0 | 0 | 0 | 0 | 0 | 0 | 0 | 0 | 0 | 0 | 0 | 0 | 0 | 0 | 0 | 0 | 0 | 0 | 0 | 0 | 0 | 0 | 0 | 0 | 0 | 0 | 0 | 0 | 0 | 0 | 0 | 0 | 0 | 0 | 0 | 0 | 0 | 0 | 0 | 0 | 0 | 0 | 0 | 0 | 0 | 0 | 0 | 0 | 0 | 0 | 0 | 0 | 0 | 0 | 0 | 0 | 0 | 0 | 0 | 0 | 0 | 0 | 0 | 0 | 0 | 0 | 0 | 0 | 0 | 0 | 0 | 0 | 0 | 0 | 0 | 0 | 0 | 0 | 0 | 0 | 0 | 0 | 0 | 0 | 0 | 0 | 0 | 0 | 0 | 0 | 0 | 0 | 0 | 0 | 0 | 0 | 0 | 0 | 0 | 0 | 0 | 0 | 0 | 0 | 0 | 0 | 0 | 0 | 0 | 0 | 0 | 0 | 0.01363% | 0 | 0 | 0 | 0 | 0 | 0 | 0 | 0 | 0 | 0 | 0 | 0 | 0 | 0 | 0 | 0 | 0 | 0 | 0 | 0 | 0 | 0 | 0 | 0
| COM-CompressedAir-7P_V4 | M_Input | 7P workbook COM-CompressedAir-7P_V4 with region specific updates from CBSA | 2020 | NR | 2022 | 2045 | PSE | Commercial | Other | Electric | Per Building SqFt |  |  | Compressed Air-NR-Other |  | 0.016933 | 10 | 0.0031507 | 0 |  | 0 | 0 | 0 | 0 | 0 | 0 | 0 | 0 |  | 0 | 0 | 0 | Other | Compressed Air | Compressed Air | Compressed Air | CommSector | 0.01858% | 1% | 1% | 22414.5695 | 1 | 1% | 10% | 85% | 6.8% | 0.2% | 0.0079166 | 0.00046318 | 0.00083798 | 0.0052159 | 0 | 0 | 0 | 0.0045448 | -0.00067102 |  | 0.022992 | 0 | 0.022992 | 01. ($9,999.000) to $0.028 | 1 | 0 | 01. ($9,999.00) to $0.22 | 1 | 44.392 | 87.985 | 130.7897 | 172.8168 | 214.0769 | 254.5802 | 294.3371 | 333.3578 | 371.6523 | 409.2305 | 446.1022 | 482.277 | 517.7646 | 552.5743 | 586.7155 | 620.1974 | 653.029 | 685.2195 | 716.7777 | 747.7123 | 740.9829 | 734.3141 | 727.7052 | 721.1559 | 0.7517 | 1.4899 | 2.2147 | 2.9263 | 3.625 | 4.3109 | 4.9841 | 5.6448 | 6.2933 | 6.9296 | 7.5539 | 8.1665 | 8.7674 | 9.3568 | 9.935 | 10.5019 | 11.0579 | 11.603 | 12.1373 | 12.6612 | 12.5472 | 12.4343 | 12.3224 | 12.2115 | 122.1147 | 0.7517 | 2.2416 | 4.4563 | 7.3826 | 11.0076 | 15.3185 | 20.3025 | 25.9473 | 32.2406 | 39.1702 | 46.7241 | 54.8906 | 63.658 | 73.0149 | 82.9498 | 93.4518 | 104.5096 | 116.1126 | 122.1147 | 122.1147 | 122.1147 | 122.1147 | 122.1147 | 122.1147 | 0 | 0 | 0 | 0 | 0 | 0 | 0 | 0 | 0 | 0 | 0 | 0 | 0 | 0 | 0 | 0 | 0 | 0 | 0 | 0 | 0 | 0 | 0 | 0 | 0 | 0 | 0 | 0 | 0 | 0 | 0 | 0 | 0 | 0 | 0 | 0 | 0 | 0 | 0 | 0 | 0 | 0 | 0 | 0 | 0 | 0 | 0 | 0 | 0 | 0 | 0 | 0 | 0 | 0 | 0 | 0 | 0 | 0 | 0 | 0 | 0 | 0.00013968 | 0.00041653 | 0.00082806 | 0.0013718 | 0.0020454 | 0.0028465 | 0.0037726 | 0.0048215 | 0.0059909 | 0.0072786 | 0.0086822 | 0.0102 | 0.011829 | 0.013568 | 0.015414 | 0.017365 | 0.01942 | 0.021576 | 0.022691 | 0.022691 | 0.022691 | 0.022691 | 0.022691 | 0.022691 | 0.20175 | 0.39988 | 0.59442 | 0.78542 | 0.97294 | 1.157 | 1.3377 | 1.5151 | 1.6891 | 1.8599 | 2.0275 | 2.1919 | 2.3532 | 2.5114 | 2.6665 | 2.8187 | 2.9679 | 3.1142 | 1.611 | 0 | 0 | 0 | 0 | 0 | 32.7753 | 0 | 0 | 0 | 0 | 0 | 0 | 0 | 0 | 0 | 0 | 0 | 0 | 0 | 0 | 0 | 0 | 0 | 0 | 0 | 0 | 0.01363% | 0.00010243 | 0.00030544 | 0.00060722 | 0.001006 | 0.0014999 | 0.0020873 | 0.0027665 | 0.0035356 | 0.0043932 | 0.0053374 | 0.0063667 | 0.0074795 | 0.0086741 | 0.0099491 | 0.011303 | 0.012734 | 0.014241 | 0.015822 | 0.01664 | 0.01664 | 0.01664 | 0.01664 | 0.01664 | 0.01664
| Com-Tuneup_Cooling_DX-Cadmus | M_Input | Cadmus created workbook. Cooling DX EUIs based on Cadmus developed 2014 PSE EUIs. Percent savings based on Wisconsin Focus on Energy Technical Reference Manual. February 2016. Air Conditioning Unit Tune Up - Coil Cleaning. Page 165 - 168 and Air Conditioning Unit Tune Up - Refrigerant Charge Correction. Page 169 - 172. Costs based on CEE http://www.californiaenergyefficiency.com/docs/WtPaperCalAirConditionaerQualityInstallationProgram.pdf and GDS / Kema and TRANE Service Center provided estimated costs ranging from $3000 to $8000 depending on system. XCEL 2005 http://www.metrodenver.org/documents/newsCenter/EnergyEfficiencyReport.pdf and GDS 2006 Report for North Carolina Utilities Commission and 2005 http://eetd.lbl.gov/emills/PUBS/PDF/NCBC_Mills_6Apr05.pdf and Wisconsin Focus on Energy Technical Reference Manual. February 2016. Air Conditioning Unit Tune Up - Refrigerant Charge Correction. Page 169 - 172. EUL based on California Energy Commission and California Public Utilities Commission. Database for Energy Efficient Resources (DEER) 2008 | 2020 | Retro | 2022 | 2045 | PSE | Commercial | XLarge Ret | Electric | Per Building Sqft - Cooling DX Tune Up |  |  | XLarge Ret Tune-up - DX Maintenance - Refrigerant Charge Correction |  | 0.030439 | 10 | 0.062515 | 0 |  | 0 | 0 | 0 | 0 | 0 | 0 | 0 | 0 |  | 0 | 0 | 0 | Cooling | Cooling DX | Cooling DX Tuneup | Cooling DX Tune Up and Maintenance | CommCOOL | 0.004239% | 47.57% | 47.57% | 280351.2881 | 1 | 50% | 10% | 85% | 6.8% | 0.2% | 0.014231 | 0.00018996 | 0.0014421 | 0.10349 | 0 | 0 | 0 | 0.11436 | 0.010871 |  | 0.32184 | 0 | 0.32184 | 13. $0.225 to $99,999.000 | 0 | 0 | 01. ($9,999.00) to $0.22 | 1 | 328817 | 327304.4418 | 325798.8413 | 324300.1667 | 322808.3859 | 321323.4673 | 319845.3794 | 318374.0906 | 316909.5698 | 315451.7858 | 0 | 0 | 0 | 0 | 0 | 0 | 0 | 0 | 0 | 0 | 0 | 0 | 0 | 0 | 10008.9404 | 9962.8993 | 9917.0699 | 9871.4514 | 9826.0427 | 9780.8429 | 9735.8511 | 9691.0661 | 9646.4872 | 9602.1134 | 0 | 0 | 0 | 0 | 0 | 0 | 0 | 0 | 0 | 0 | 0 | 0 | 0 | 0 | 98042.7645 | 10008.9404 | 19971.8396 | 29888.9096 | 39760.361 | 49586.4037 | 59367.2466 | 69103.0977 | 78794.1638 | 88440.6511 | 98042.7645 | 98042.7645 | 98042.7645 | 98042.7645 | 98042.7645 | 98042.7645 | 98042.7645 | 98042.7645 | 98042.7645 | 98042.7645 | 98042.7645 | 98042.7645 | 98042.7645 | 98042.7645 | 98042.7645 | 0 | 0 | 0 | 0 | 0 | 0 | 0 | 0 | 0 | 0 | 0 | 0 | 0 | 0 | 0 | 0 | 0 | 0 | 0 | 0 | 0 | 0 | 0 | 0 | 0 | 0 | 0 | 0 | 0 | 0 | 0 | 0 | 0 | 0 | 0 | 0 | 0 | 0 | 0 | 0 | 0 | 0 | 0 | 0 | 0 | 0 | 0 | 0 | 0 | 0 | 0 | 0 | 0 | 0 | 0 | 0 | 0 | 0 | 0 | 0 | 0 | 0.42432 | 0.84669 | 1.2671 | 1.6856 | 2.1022 | 2.5168 | 2.9296 | 3.3404 | 3.7493 | 4.1564 | 4.1564 | 4.1564 | 4.1564 | 4.1564 | 4.1564 | 4.1564 | 4.1564 | 4.1564 | 4.1564 | 4.1564 | 4.1564 | 4.1564 | 4.1564 | 4.1564 | 37604.1815 | 37431.2022 | 37259.0187 | 37087.6272 | 36917.0241 | 36747.2058 | 36578.1687 | 36409.9091 | 36242.4235 | 36075.7084 | 0 | 0 | 0 | 0 | 0 | 0 | 0 | 0 | 0 | 0 | 0 | 0 | 0 | 0 | 368352.4692 | 0 | 0 | 0 | 0 | 0 | 0 | 0 | 0 | 0 | 0 | 0 | 0 | 0 | 0 | 0 | 0 | 0 | 0 | 0 | 0 | 0.04263% | 4.2671 | 8.5145 | 12.7425 | 16.9509 | 21.14 | 25.3099 | 29.4605 | 33.5921 | 37.7047 | 41.7983 | 41.7983 | 41.7983 | 41.7983 | 41.7983 | 41.7983 | 41.7983 | 41.7983 | 41.7983 | 41.7983 | 41.7983 | 41.7983 | 41.7983 | 41.7983 | 41.7983
| Com-Tuneup_Cooling_DX-Cadmus | M_Input | Cadmus created workbook. Cooling DX EUIs based on Cadmus developed 2014 PSE EUIs. Percent savings based on Wisconsin Focus on Energy Technical Reference Manual. February 2016. Air Conditioning Unit Tune Up - Coil Cleaning. Page 165 - 168 and Air Conditioning Unit Tune Up - Refrigerant Charge Correction. Page 169 - 172. Costs based on CEE http://www.californiaenergyefficiency.com/docs/WtPaperCalAirConditionaerQualityInstallationProgram.pdf and GDS / Kema and TRANE Service Center provided estimated costs ranging from $3000 to $8000 depending on system. XCEL 2005 http://www.metrodenver.org/documents/newsCenter/EnergyEfficiencyReport.pdf and GDS 2006 Report for North Carolina Utilities Commission and 2005 http://eetd.lbl.gov/emills/PUBS/PDF/NCBC_Mills_6Apr05.pdf and Wisconsin Focus on Energy Technical Reference Manual. February 2016. Air Conditioning Unit Tune Up - Refrigerant Charge Correction. Page 169 - 172. EUL based on California Energy Commission and California Public Utilities Commission. Database for Energy Efficient Resources (DEER) 2008 | 2020 | Retro | 2022 | 2045 | PSE | Commercial | XLarge Ret | Electric | Per Building Sqft - Cooling DX Tune Up |  |  | XLarge Ret Tune-up - DX Maintenance - Coil Cleaning |  | 0.12842 | 3 | 0.64301 | 0 |  | 0 | 0 | 0 | 0 | 0 | 0 | 0 | 0 |  | 0 | 0 | 0 | Cooling | Cooling DX | Cooling DX Tuneup | Cooling DX Tune Up and Maintenance | CommCOOL | 0.004239% | 47.57% | 47.57% | 280351.2881 | 1 | 50% | 33.33% | 85% | 6.8% | 0.2% | 0.02007 | 0.00080141 | 0.0020871 | 2.8498 | 0 | 0 | 0 | 2.9755 | 0.12571 |  | 1.9848 | 0 | 1.9848 | 13. $0.225 to $99,999.000 | 0 | 0 | 01. ($9,999.00) to $0.22 | 1 | 328817 | 327304.4418 | 325798.8413 | 324300.1667 | 322808.3859 | 321323.4673 | 319845.3794 | 318374.0906 | 316909.5698 | 315451.7858 | 0 | 0 | 0 | 0 | 0 | 0 | 0 | 0 | 0 | 0 | 0 | 0 | 0 | 0 | 42226.5597 | 42032.3175 | 41838.9688 | 41646.5096 | 41454.9356 | 41264.2429 | 41074.4274 | 40885.485 | 40697.4118 | 40510.2037 | 0 | 0 | 0 | 0 | 0 | 0 | 0 | 0 | 0 | 0 | 0 | 0 | 0 | 0 | 413631.062 | 42226.5597 | 84258.8771 | 126097.846 | 167744.3555 | 209199.2912 | 250463.5341 | 291537.9615 | 332423.4465 | 373120.8583 | 413631.062 | 413631.062 | 413631.062 | 413631.062 | 413631.062 | 413631.062 | 413631.062 | 413631.062 | 413631.062 | 413631.062 | 413631.062 | 413631.062 | 413631.062 | 413631.062 | 413631.062 | 0 | 0 | 0 | 0 | 0 | 0 | 0 | 0 | 0 | 0 | 0 | 0 | 0 | 0 | 0 | 0 | 0 | 0 | 0 | 0 | 0 | 0 | 0 | 0 | 0 | 0 | 0 | 0 | 0 | 0 | 0 | 0 | 0 | 0 | 0 | 0 | 0 | 0 | 0 | 0 | 0 | 0 | 0 | 0 | 0 | 0 | 0 | 0 | 0 | 0 | 0 | 0 | 0 | 0 | 0 | 0 | 0 | 0 | 0 | 0 | 0 | 1.7902 | 3.5721 | 5.3458 | 7.1113 | 8.8688 | 10.6181 | 12.3594 | 14.0927 | 15.8181 | 17.5355 | 17.5355 | 17.5355 | 17.5355 | 17.5355 | 17.5355 | 17.5355 | 17.5355 | 17.5355 | 17.5355 | 17.5355 | 17.5355 | 17.5355 | 17.5355 | 17.5355 | 978396.3969 | 973895.7734 | 969415.8529 | 964956.54 | 960517.7399 | 956099.3583 | 951701.3012 | 947323.4752 | 942965.7872 | 938628.1446 | 0 | 0 | 0 | 0 | 0 | 0 | 0 | 0 | 0 | 0 | 0 | 0 | 0 | 0 | 9583900.3696 | 0 | 0 | 0 | 0 | 0 | 0 | 0 | 0 | 0 | 0 | 0 | 0 | 0 | 0 | 0 | 0 | 0 | 0 | 0 | 0 | 0.04263% | 18.0023 | 35.9218 | 53.7589 | 71.514 | 89.1873 | 106.7794 | 124.2905 | 141.7211 | 159.0716 | 176.3422 | 176.3422 | 176.3422 | 176.3422 | 176.3422 | 176.3422 | 176.3422 | 176.3422 | 176.3422 | 176.3422 | 176.3422 | 176.3422 | 176.3422 | 176.3422 | 176.3422
| Com-Cooling_DX_Cadmus | M_Input | Cadmus created workbook. Based on the PSE 2014 cooling DX EUI, 2014 CBSA analysis to determine capacity per sqft by capacity buckets, and costs based on the NEEP Phase 4 Incremental Cost Report for the measure "Commercial Unitary AC". Baseline cost based on DEER 2008 were used to establish full costs. Costs were interpolated based on the associated efficiency and capacity bucket | 2020 | NR and New | 2022 | 2045 | PSE | Commercial | Xlarge Ret | Electric | Per Building Sqft of Cooling DX - 65 to 135 kBtuh |  |  | XLarge Ret DX Package 65 to 135 kBtuh - Premium Efficiency |  | 0.28918 | 15 | 0.41039 | 0 |  | 0 | 0 | 0 | 0 | 0 | 0 | 0 | 0 |  | 0 | 0 | 0 | Cooling | Cooling DX | Cooling DX | Cooling DX 65 to 135 kBtuh Premium | CommCOOL | 0.004239% | 47.57% | 47.57% | 280351.2881 | 1 | 44.65% | 6.667% | 85% | 6.8% | 0.2% | 0.19015 | 0.0018046 | 0.019196 | 0.52678 | 0 | 0 | 0 | 0.58786 | 0.061078 |  | 0.17414 | 0 | 0.17414 | 10. $0.150 to $0.175 | 0 | 0 | 01. ($9,999.00) to $0.22 | 1 | 10838.1487 | 24885.9967 | 39993.6941 | 51879.004 | 72815.6374 | 98359.4874 | 130252.8252 | 141643.1837 | 180982.6064 | 211389.5656 | 215501.8942 | 197598.6979 | 242152.9512 | 258026.5812 | 246776.1321 | 221834.0769 | 236555.6919 | 243104.7433 | 247193.8729 | 229672.8656 | 239180.6479 | 239826.8973 | 250342.6676 | 233298.277 | 3134.1531 | 7196.4802 | 11565.2924 | 15002.2613 | 21056.6729 | 28443.3898 | 37666.2381 | 40960.078 | 52336.1696 | 61129.1901 | 62318.3846 | 57141.176 | 70025.2813 | 74615.5842 | 71362.203 | 64149.5119 | 68406.6776 | 70300.5185 | 71483.0044 | 66416.3164 | 69165.7569 | 69352.6379 | 72393.5663 | 67464.7052 | 1233085.2497 | 3134.1531 | 10330.6333 | 21895.9256 | 36898.1869 | 57954.8599 | 86398.2496 | 124064.4877 | 165024.5658 | 217360.7353 | 278489.9254 | 340808.3101 | 397949.4861 | 467974.7674 | 542590.3516 | 613952.5546 | 678102.0665 | 746508.7441 | 816809.2626 | 888292.2671 | 954708.5834 | 1023874.3403 | 1093226.9782 | 1165620.5445 | 1233085.2497 | 0 | 0 | 0 | 0 | 0 | 0 | 0 | 0 | 0 | 0 | 0 | 0 | 0 | 0 | 0 | 0 | 0 | 0 | 0 | 0 | 0 | 0 | 0 | 0 | 0 | 0 | 0 | 0 | 0 | 0 | 0 | 0 | 0 | 0 | 0 | 0 | 0 | 0 | 0 | 0 | 0 | 0 | 0 | 0 | 0 | 0 | 0 | 0 | 0 | 0 | 0 | 0 | 0 | 0 | 0 | 0 | 0 | 0 | 0 | 0 | 0 | 0.13287 | 0.43796 | 0.92825 | 1.5643 | 2.4569 | 3.6628 | 5.2596 | 6.996 | 9.2148 | 11.8063 | 14.4482 | 16.8707 | 19.8393 | 23.0025 | 26.0279 | 28.7474 | 31.6475 | 34.6278 | 37.6582 | 40.4739 | 43.4061 | 46.3462 | 49.4153 | 52.2754 | 6371.3251 | 14629.5071 | 23510.7334 | 30497.6436 | 42805.4741 | 57821.7075 | 76570.5572 | 83266.5048 | 106392.6175 | 124267.6832 | 126685.1608 | 116160.5699 | 142352.2781 | 151683.7663 | 145070.0659 | 130407.6042 | 139061.8676 | 142911.7996 | 145315.6395 | 135015.7224 | 140604.9769 | 140984.8818 | 147166.6931 | 137146.9604 | 2506701.7398 | 0 | 0 | 0 | 0 | 0 | 0 | 0 | 0 | 0 | 0 | 0 | 0 | 0 | 0 | 0 | 0 | 0 | 0 | 0 | 0 | 0.04263% | 1.3362 | 4.4042 | 9.3348 | 15.7307 | 24.7077 | 36.8339 | 52.8921 | 70.3545 | 92.6668 | 118.7278 | 145.2958 | 169.6567 | 199.5103 | 231.321 | 261.7446 | 289.0933 | 318.2569 | 348.228 | 378.7031 | 407.0182 | 436.5054 | 466.0723 | 496.9357 | 525.6977
| Com-Cooling_DX_Cadmus | M_Input | Cadmus created workbook. Based on the PSE 2014 cooling DX EUI, 2014 CBSA analysis to determine capacity per sqft by capacity buckets, and costs based on the NEEP Phase 4 Incremental Cost Report for the measure "Commercial Unitary AC". Baseline cost based on DEER 2008 were used to establish full costs. Costs were interpolated based on the associated efficiency and capacity bucket | 2020 | NR and New | 2022 | 2023 | PSE | Commercial | Xlarge Ret | Electric | Per Building Sqft of Cooling DX - 65 to 135 kBtuh |  |  | XLarge Ret DX Package 65 to 135 kBtuh - Federal Standard 2023 |  | 0.19268 | 15 | 0.18565 | 0 |  | 0 | 0 | 0 | 0 | 0 | 0 | 0 | 0 |  | 0 | 0 | 0 | Cooling | Cooling DX | Cooling DX | Cooling DX 65 to 135 kBtuh Standard | CommCOOL | 0.004239% | 47.57% | 47.57% | 280351.2881 | 1 | 44.65% | 6.667% | 85% | 6.8% | 0.2% | 0.1267 | 0.0012024 | 0.01279 | 0.23831 | 0 | 0 | 0 | 0.26144 | 0.023138 |  | 0.11624 | 0 | 0.11624 | 08. $0.115 to $0.130 | 1 | 0 | 01. ($9,999.00) to $0.22 | 1 | 10838.1487 | 24885.9967 | 39993.6941 | 51879.004 | 72815.6374 | 98359.4874 | 130252.8252 | 141643.1837 | 180982.6064 | 211389.5656 | 215501.8942 | 197598.6979 | 242152.9512 | 258026.5812 | 246776.1321 | 221834.0769 | 236555.6919 | 243104.7433 | 247193.8729 | 229672.8656 | 239180.6479 | 239826.8973 | 250342.6676 | 233298.277 | 2088.2784 | 4794.997 | 7705.9257 | 9995.9696 | 14030.0091 | 18951.7603 | 25096.9213 | 27291.5987 | 34871.4604 | 40730.2282 | 41522.5856 | 38073.0242 | 46657.6717 | 49716.1792 | 47548.4594 | 42742.6611 | 45579.2001 | 46841.0616 | 47628.9491 | 44253.0273 | 46084.9727 | 46209.4911 | 48235.6542 | 44951.5662 | 821601.6522 | 2088.2784 | 6883.2754 | 14589.2011 | 24585.1707 | 38615.1798 | 57566.94 | 82663.8613 | 109955.46 | 144826.9204 | 185557.1486 | 227079.7341 | 265152.7584 | 311810.4301 | 361526.6093 | 409075.0687 | 451817.7298 | 497396.9299 | 544237.9915 | 591866.9406 | 636119.9679 | 682204.9407 | 728414.4318 | 776650.0859 | 821601.6522 | 0 | 0 | 0 | 0 | 0 | 0 | 0 | 0 | 0 | 0 | 0 | 0 | 0 | 0 | 0 | 0 | 0 | 0 | 0 | 0 | 0 | 0 | 0 | 0 | 0 | 0 | 0 | 0 | 0 | 0 | 0 | 0 | 0 | 0 | 0 | 0 | 0 | 0 | 0 | 0 | 0 | 0 | 0 | 0 | 0 | 0 | 0 | 0 | 0 | 0 | 0 | 0 | 0 | 0 | 0 | 0 | 0 | 0 | 0 | 0 | 0 | 0.08853 | 0.29181 | 0.61849 | 1.0423 | 1.637 | 2.4405 | 3.5044 | 4.6614 | 6.1398 | 7.8665 | 9.6268 | 11.2409 | 13.2189 | 15.3265 | 17.3423 | 19.1543 | 21.0866 | 23.0724 | 25.0916 | 26.9676 | 28.9214 | 30.8804 | 32.9253 | 34.8309 | 2833.5772 | 6506.3135 | 10456.1419 | 13563.494 | 19037.2672 | 25715.573 | 34053.9192 | 37031.8688 | 47316.9548 | 55266.6951 | 56341.8419 | 51661.145 | 63309.6212 | 67459.6987 | 64518.3277 | 57997.3579 | 61846.2471 | 63558.4623 | 64627.5438 | 60046.7682 | 62532.5281 | 62701.4866 | 65450.7797 | 60994.613 | 1114828.2259 | 0 | 0 | 0 | 0 | 0 | 0 | 0 | 0 | 0 | 0 | 0 | 0 | 0 | 0 | 0 | 0 | 0 | 0 | 0 | 0 | 0.04263% | 0.89029 | 2.9345 | 6.2198 | 10.4813 | 16.4627 | 24.5423 | 35.2418 | 46.877 | 61.7436 | 79.108 | 96.8103 | 113.0418 | 132.9333 | 154.1286 | 174.3998 | 192.6222 | 212.0538 | 232.0234 | 252.3289 | 271.1952 | 290.8425 | 310.5428 | 331.107 | 350.2711
| Com-Cooling_DX_Cadmus | M_Input | Cadmus created workbook. Based on the PSE 2014 cooling DX EUI, 2014 CBSA analysis to determine capacity per sqft by capacity buckets, and costs based on the NEEP Phase 4 Incremental Cost Report for the measure "Commercial Unitary AC". Baseline cost based on DEER 2008 were used to establish full costs. Costs were interpolated based on the associated efficiency and capacity bucket | 2020 | NR and New | 2022 | 2045 | PSE | Commercial | Xlarge Ret | Electric | Per Building Sqft of Cooling DX - 240 to 760 kBtuh |  |  | XLarge Ret DX Package 240 to 760 kBtuh - Premium Efficiency |  | 0.39113 | 15 | 0.26257 | 0 |  | 0 | 0 | 0 | 0 | 0 | 0 | 0 | 0 |  | 0 | 0 | 0 | Cooling | Cooling DX | Cooling DX | Cooling DX 240 to 760 kBtuh Premium | CommCOOL | 0.004239% | 47.57% | 47.57% | 280351.2881 | 1 | 28.35% | 6.667% | 85% | 6.8% | 0.2% | 0.2572 | 0.0024409 | 0.025964 | 0.33704 | 0 | 0 | 0 | 0.36115 | 0.024109 |  | 0.079096 | 0 | 0.079096 | 06. $0.077 to $0.085 | 1 | 0 | 01. ($9,999.00) to $0.22 | 1 | 6880.9592 | 15799.7027 | 25391.3269 | 32937.1111 | 46229.4292 | 62446.7919 | 82695.3381 | 89926.886 | 114902.8269 | 134207.6963 | 136818.5449 | 125452.1053 | 153738.8548 | 163816.7568 | 156674.035 | 140838.7416 | 150185.2485 | 154343.1316 | 156939.2516 | 145815.4574 | 151851.7892 | 152262.0821 | 158938.3687 | 148117.1704 | 2691.3793 | 6179.8059 | 9931.4193 | 12882.8345 | 18081.9163 | 24425.0834 | 32344.9847 | 35173.4913 | 44942.4389 | 52493.2358 | 53514.4283 | 49068.6237 | 60132.5421 | 64074.3555 | 61280.5918 | 55086.8652 | 58742.6048 | 60368.8956 | 61384.3272 | 57033.4295 | 59394.446 | 59554.9257 | 62166.2505 | 57933.7085 | 1058882.5835 | 2691.3793 | 8871.1852 | 18802.6045 | 31685.439 | 49767.3553 | 74192.4387 | 106537.4234 | 141710.9146 | 186653.3535 | 239146.5893 | 292661.0175 | 341729.6412 | 401862.1833 | 465936.5388 | 527217.1306 | 582303.9958 | 641046.6006 | 701415.4962 | 762799.8234 | 819833.2529 | 879227.6989 | 938782.6246 | 1000948.8751 | 1058882.5835 | 0 | 0 | 0 | 0 | 0 | 0 | 0 | 0 | 0 | 0 | 0 | 0 | 0 | 0 | 0 | 0 | 0 | 0 | 0 | 0 | 0 | 0 | 0 | 0 | 0 | 0 | 0 | 0 | 0 | 0 | 0 | 0 | 0 | 0 | 0 | 0 | 0 | 0 | 0 | 0 | 0 | 0 | 0 | 0 | 0 | 0 | 0 | 0 | 0 | 0 | 0 | 0 | 0 | 0 | 0 | 0 | 0 | 0 | 0 | 0 | 0 | 0.1141 | 0.37608 | 0.79712 | 1.3433 | 2.1098 | 3.1453 | 4.5165 | 6.0077 | 7.913 | 10.1384 | 12.4071 | 14.4873 | 17.0365 | 19.7529 | 22.3508 | 24.6862 | 27.1765 | 29.7358 | 32.3381 | 34.756 | 37.2739 | 39.7987 | 42.4342 | 44.8902 | 2485.0353 | 5706.0096 | 9169.9924 | 11895.1271 | 16695.6031 | 22552.4492 | 29865.1437 | 32476.7929 | 41496.7701 | 48468.6588 | 49411.558 | 45306.6065 | 55522.2711 | 59161.8716 | 56582.3016 | 50863.4386 | 54238.8982 | 55740.5037 | 56678.0837 | 52660.7628 | 54840.7637 | 54988.9397 | 57400.0581 | 53492.0187 | 977699.6582 | 0 | 0 | 0 | 0 | 0 | 0 | 0 | 0 | 0 | 0 | 0 | 0 | 0 | 0 | 0 | 0 | 0 | 0 | 0 | 0 | 0.04263% | 1.1474 | 3.782 | 8.0161 | 13.5084 | 21.2172 | 31.6303 | 45.4198 | 60.4152 | 79.5754 | 101.9547 | 124.7693 | 145.6886 | 171.3248 | 198.6414 | 224.767 | 248.252 | 273.2956 | 299.0325 | 325.2023 | 349.5172 | 374.8386 | 400.2285 | 426.7317 | 451.4304
| Com-Cooling_DX_Cadmus | M_Input | Cadmus created workbook. Based on the PSE 2014 cooling DX EUI, 2014 CBSA analysis to determine capacity per sqft by capacity buckets, and costs based on the NEEP Phase 4 Incremental Cost Report for the measure "Commercial Unitary AC". Baseline cost based on DEER 2008 were used to establish full costs. Costs were interpolated based on the associated efficiency and capacity bucket | 2020 | NR and New | 2022 | 2023 | PSE | Commercial | Xlarge Ret | Electric | Per Building Sqft of Cooling DX - 240 to 760 kBtuh |  |  | XLarge Ret DX Package 240 to 760 kBtuh - Federal Standard 2023 |  | 0.20231 | 15 | 0.087524 | 0 |  | 0 | 0 | 0 | 0 | 0 | 0 | 0 | 0 |  | 0 | 0 | 0 | Cooling | Cooling DX | Cooling DX | Cooling DX 240 to 760 kBtuh Standard | CommCOOL | 0.004239% | 47.57% | 47.57% | 280351.2881 | 1 | 28.35% | 6.667% | 85% | 6.8% | 0.2% | 0.13303 | 0.0012625 | 0.01343 | 0.11235 | 0 | 0 | 0 | 0.11516 | 0.0028126 |  | 0.048761 | 0 | 0.048761 | 02. $0.028 to $0.055 | 1 | 0 | 01. ($9,999.00) to $0.22 | 1 | 6880.9592 | 15799.7027 | 25391.3269 | 32937.1111 | 46229.4292 | 62446.7919 | 82695.3381 | 89926.886 | 114902.8269 | 134207.6963 | 136818.5449 | 125452.1053 | 153738.8548 | 163816.7568 | 156674.035 | 140838.7416 | 150185.2485 | 154343.1316 | 156939.2516 | 145815.4574 | 151851.7892 | 152262.0821 | 158938.3687 | 148117.1704 | 1392.0927 | 3196.4513 | 5136.941 | 6663.5351 | 9352.7153 | 12633.6638 | 16730.1645 | 18193.1851 | 23246.0891 | 27151.6737 | 27679.8767 | 25380.3226 | 31103.039 | 33141.908 | 31696.8578 | 28493.2061 | 30384.1059 | 31225.2908 | 31750.5141 | 29500.0497 | 30721.2652 | 30804.2719 | 32154.9571 | 29965.7113 | 547697.888 | 1392.0927 | 4588.5441 | 9725.4851 | 16389.0202 | 25741.7355 | 38375.3993 | 55105.5638 | 73298.7489 | 96544.838 | 123696.5117 | 151376.3884 | 176756.711 | 207859.75 | 241001.658 | 272698.5159 | 301191.722 | 331575.8279 | 362801.1187 | 394551.6328 | 424051.6825 | 454772.9477 | 485577.2196 | 517732.1768 | 547697.888 | 0 | 0 | 0 | 0 | 0 | 0 | 0 | 0 | 0 | 0 | 0 | 0 | 0 | 0 | 0 | 0 | 0 | 0 | 0 | 0 | 0 | 0 | 0 | 0 | 0 | 0 | 0 | 0 | 0 | 0 | 0 | 0 | 0 | 0 | 0 | 0 | 0 | 0 | 0 | 0 | 0 | 0 | 0 | 0 | 0 | 0 | 0 | 0 | 0 | 0 | 0 | 0 | 0 | 0 | 0 | 0 | 0 | 0 | 0 | 0 | 0 | 0.059016 | 0.19453 | 0.4123 | 0.6948 | 1.0913 | 1.6269 | 2.3361 | 3.1074 | 4.0929 | 5.244 | 6.4174 | 7.4934 | 8.812 | 10.217 | 11.5608 | 12.7687 | 14.0568 | 15.3806 | 16.7266 | 17.9772 | 19.2796 | 20.5855 | 21.9487 | 23.2191 | 792.3999 | 1819.4677 | 2924.0234 | 3792.9835 | 5323.705 | 7191.2698 | 9523.059 | 10355.8321 | 13232.0204 | 15455.1374 | 15755.7984 | 14446.8579 | 17704.3134 | 18864.868 | 18042.3239 | 16218.7576 | 17295.086 | 17773.9009 | 18072.8658 | 16791.868 | 17487.0021 | 17534.2507 | 18303.0809 | 17056.9295 | 311757.8014 | 0 | 0 | 0 | 0 | 0 | 0 | 0 | 0 | 0 | 0 | 0 | 0 | 0 | 0 | 0 | 0 | 0 | 0 | 0 | 0 | 0.04263% | 0.59349 | 1.9562 | 4.1462 | 6.9871 | 10.9744 | 16.3605 | 23.493 | 31.2492 | 41.1597 | 52.7352 | 64.5359 | 75.3562 | 88.6163 | 102.7455 | 116.2588 | 128.4062 | 141.3598 | 154.672 | 168.2081 | 180.7847 | 193.8821 | 207.0148 | 220.7233 | 233.4985
| Com-Cooling_DX_Cadmus | M_Input | Cadmus created workbook. Based on the PSE 2014 cooling DX EUI, 2014 CBSA analysis to determine capacity per sqft by capacity buckets, and costs based on the NEEP Phase 4 Incremental Cost Report for the measure "Commercial Unitary AC". Baseline cost based on DEER 2008 were used to establish full costs. Costs were interpolated based on the associated efficiency and capacity bucket | 2020 | NR and New | 2022 | 2045 | PSE | Commercial | Xlarge Ret | Electric | Per Building Sqft of Cooling DX - 135 to 240 kBtuh |  |  | XLarge Ret DX Package 135 to 240 kBtuh - Premium Efficiency |  | 0.31691 | 15 | 0.83162 | 0 |  | 0 | 0 | 0 | 0 | 0 | 0 | 0 | 0 |  | 0 | 0 | 0 | Cooling | Cooling DX | Cooling DX | Cooling DX 135 to 240 kBtuh Premium | CommCOOL | 0.004239% | 47.57% | 47.57% | 280351.2881 | 1 | 27% | 6.667% | 85% | 6.8% | 0.2% | 0.20839 | 0.0019777 | 0.021037 | 1.0675 | 0 | 0 | 0 | 1.2108 | 0.14331 |  | 0.32728 | 0 | 0.32728 | 13. $0.225 to $99,999.000 | 0 | 0 | 01. ($9,999.00) to $0.22 | 1 | 6552.7188 | 15046.014 | 24180.0916 | 31365.9215 | 44024.1599 | 59467.9104 | 78750.546 | 85637.1294 | 109421.6501 | 127805.6248 | 130291.9288 | 119467.6993 | 146405.094 | 156002.2527 | 149200.2581 | 134120.3513 | 143021.0044 | 146980.5452 | 149452.8232 | 138859.6642 | 144608.0466 | 144998.7674 | 151356.577 | 141051.5792 | 2076.6391 | 4768.2714 | 7662.9757 | 9940.2557 | 13951.8109 | 18846.13 | 24957.0402 | 27139.4852 | 34677.0995 | 40503.2127 | 41291.1537 | 37860.819 | 46397.6188 | 49439.0793 | 47283.4415 | 42504.429 | 45325.1582 | 46579.9865 | 47363.4826 | 44006.377 | 45828.1118 | 45951.9362 | 47966.8061 | 44701.0225 | 817022.3425 | 2076.6391 | 6844.9105 | 14507.8862 | 24448.1419 | 38399.9528 | 57246.0828 | 82203.1229 | 109342.6082 | 144019.7076 | 184522.9203 | 225814.074 | 263674.893 | 310072.5118 | 359511.5911 | 406795.0326 | 449299.4616 | 494624.6198 | 541204.6063 | 588568.0889 | 632574.4659 | 678402.5777 | 724354.5139 | 772321.32 | 817022.3425 | 0 | 0 | 0 | 0 | 0 | 0 | 0 | 0 | 0 | 0 | 0 | 0 | 0 | 0 | 0 | 0 | 0 | 0 | 0 | 0 | 0 | 0 | 0 | 0 | 0 | 0 | 0 | 0 | 0 | 0 | 0 | 0 | 0 | 0 | 0 | 0 | 0 | 0 | 0 | 0 | 0 | 0 | 0 | 0 | 0 | 0 | 0 | 0 | 0 | 0 | 0 | 0 | 0 | 0 | 0 | 0 | 0 | 0 | 0 | 0 | 0 | 0.088037 | 0.29018 | 0.61505 | 1.0365 | 1.6279 | 2.4269 | 3.4849 | 4.6355 | 6.1056 | 7.8227 | 9.5732 | 11.1782 | 13.1452 | 15.2411 | 17.2456 | 19.0476 | 20.9691 | 22.9438 | 24.9517 | 26.8173 | 28.7602 | 30.7082 | 32.7418 | 34.6368 | 7933.868 | 18217.3375 | 29276.6504 | 37977.0735 | 53303.3521 | 72002.259 | 95349.1921 | 103687.2951 | 132484.9981 | 154743.855 | 157754.2097 | 144648.5032 | 177263.6273 | 188883.6271 | 180647.9421 | 162389.5679 | 173166.2562 | 177960.3692 | 180953.7416 | 168127.8095 | 175087.8072 | 175560.8822 | 183258.759 | 170781.7254 | 3121460.7086 | 0 | 0 | 0 | 0 | 0 | 0 | 0 | 0 | 0 | 0 | 0 | 0 | 0 | 0 | 0 | 0 | 0 | 0 | 0 | 0 | 0.04263% | 0.88533 | 2.9182 | 6.1851 | 10.4229 | 16.3709 | 24.4056 | 35.0454 | 46.6157 | 61.3995 | 78.6671 | 96.2707 | 112.4118 | 132.1923 | 153.2696 | 173.4278 | 191.5486 | 210.8719 | 230.7302 | 250.9226 | 269.6837 | 289.2214 | 308.812 | 329.2615 | 348.3188
| Com-Cooling_DX_Cadmus | M_Input | Cadmus created workbook. Based on the PSE 2014 cooling DX EUI, 2014 CBSA analysis to determine capacity per sqft by capacity buckets, and costs based on the NEEP Phase 4 Incremental Cost Report for the measure "Commercial Unitary AC". Baseline cost based on DEER 2008 were used to establish full costs. Costs were interpolated based on the associated efficiency and capacity bucket | 2020 | NR and New | 2022 | 2023 | PSE | Commercial | Xlarge Ret | Electric | Per Building Sqft of Cooling DX - 135 to 240 kBtuh |  |  | XLarge Ret DX Package 135 to 240 kBtuh - Federal Standard 2023 |  | 0.19792 | 15 | 0.34812 | 0 |  | 0 | 0 | 0 | 0 | 0 | 0 | 0 | 0 |  | 0 | 0 | 0 | Cooling | Cooling DX | Cooling DX | Cooling DX 135 to 240 kBtuh Standard | CommCOOL | 0.004239% | 47.57% | 47.57% | 280351.2881 | 1 | 27% | 6.667% | 85% | 6.8% | 0.2% | 0.13015 | 0.0012351 | 0.013138 | 0.44685 | 0 | 0 | 0 | 0.5021 | 0.05525 |  | 0.21732 | 0 | 0.21732 | 12. $0.200 to $0.225 | 0 | 0 | 01. ($9,999.00) to $0.22 | 1 | 6552.7188 | 15046.014 | 24180.0916 | 31365.9215 | 44024.1599 | 59467.9104 | 78750.546 | 85637.1294 | 109421.6501 | 127805.6248 | 130291.9288 | 119467.6993 | 146405.094 | 156002.2527 | 149200.2581 | 134120.3513 | 143021.0044 | 146980.5452 | 149452.8232 | 138859.6642 | 144608.0466 | 144998.7674 | 151356.577 | 141051.5792 | 1296.9258 | 2977.9339 | 4785.7669 | 6207.9991 | 8713.3403 | 11769.9949 | 15586.4486 | 16949.4534 | 21656.9282 | 25295.5173 | 25787.611 | 23645.2602 | 28976.7574 | 30876.2442 | 29529.9813 | 26545.3392 | 28306.9724 | 29090.6517 | 29579.9694 | 27483.3525 | 28621.0826 | 28698.4147 | 29956.7638 | 27917.1802 | 510255.8891 | 1296.9258 | 4274.8597 | 9060.6266 | 15268.6257 | 23981.966 | 35751.9609 | 51338.4095 | 68287.8629 | 89944.7912 | 115240.3084 | 141027.9194 | 164673.1796 | 193649.937 | 224526.1812 | 254056.1625 | 280601.5017 | 308908.4741 | 337999.1258 | 367579.0953 | 395062.4477 | 423683.5303 | 452381.9451 | 482338.7088 | 510255.8891 | 0 | 0 | 0 | 0 | 0 | 0 | 0 | 0 | 0 | 0 | 0 | 0 | 0 | 0 | 0 | 0 | 0 | 0 | 0 | 0 | 0 | 0 | 0 | 0 | 0 | 0 | 0 | 0 | 0 | 0 | 0 | 0 | 0 | 0 | 0 | 0 | 0 | 0 | 0 | 0 | 0 | 0 | 0 | 0 | 0 | 0 | 0 | 0 | 0 | 0 | 0 | 0 | 0 | 0 | 0 | 0 | 0 | 0 | 0 | 0 | 0 | 0.054982 | 0.18123 | 0.38412 | 0.6473 | 1.0167 | 1.5157 | 2.1764 | 2.895 | 3.8131 | 4.8855 | 5.9787 | 6.9811 | 8.2096 | 9.5186 | 10.7704 | 11.8958 | 13.0959 | 14.3291 | 15.5831 | 16.7483 | 17.9616 | 19.1783 | 20.4482 | 21.6318 | 3290.0986 | 7554.5542 | 12140.7447 | 15748.7263 | 22104.3862 | 29858.6427 | 39540.3908 | 42998.1217 | 54940.2515 | 64170.7849 | 65419.15 | 59984.3398 | 73509.5174 | 78328.2193 | 74912.9601 | 67341.3883 | 71810.3771 | 73798.4495 | 75039.7722 | 69720.9818 | 72607.2257 | 72803.4054 | 75995.6407 | 70821.5352 | 1294439.6641 | 0 | 0 | 0 | 0 | 0 | 0 | 0 | 0 | 0 | 0 | 0 | 0 | 0 | 0 | 0 | 0 | 0 | 0 | 0 | 0 | 0.04263% | 0.55291 | 1.8225 | 3.8628 | 6.5094 | 10.2242 | 15.242 | 21.887 | 29.113 | 38.3459 | 49.1301 | 60.124 | 70.2046 | 82.5582 | 95.7216 | 108.311 | 119.628 | 131.6961 | 144.0982 | 156.7089 | 168.4258 | 180.6278 | 192.8627 | 205.6341 | 217.5359
| Com-Tuneup_Cooling_DX-Cadmus | M_Input | Cadmus created workbook. Cooling DX EUIs based on Cadmus developed 2014 PSE EUIs. Percent savings based on Wisconsin Focus on Energy Technical Reference Manual. February 2016. Air Conditioning Unit Tune Up - Coil Cleaning. Page 165 - 168 and Air Conditioning Unit Tune Up - Refrigerant Charge Correction. Page 169 - 172. Costs based on CEE http://www.californiaenergyefficiency.com/docs/WtPaperCalAirConditionaerQualityInstallationProgram.pdf and GDS / Kema and TRANE Service Center provided estimated costs ranging from $3000 to $8000 depending on system. XCEL 2005 http://www.metrodenver.org/documents/newsCenter/EnergyEfficiencyReport.pdf and GDS 2006 Report for North Carolina Utilities Commission and 2005 http://eetd.lbl.gov/emills/PUBS/PDF/NCBC_Mills_6Apr05.pdf and Wisconsin Focus on Energy Technical Reference Manual. February 2016. Air Conditioning Unit Tune Up - Refrigerant Charge Correction. Page 169 - 172. EUL based on California Energy Commission and California Public Utilities Commission. Database for Energy Efficient Resources (DEER) 2008 | 2020 | Retro | 2022 | 2045 | PSE | Commercial | Warehouse | Electric | Per Building Sqft - Cooling DX Tune Up |  |  | Warehouse Tune-up - DX Maintenance - Refrigerant Charge Correction |  | 0.0030428 | 10 | 0.021351 | 0 |  | 0 | 0 | 0 | 0 | 0 | 0 | 0 | 0 |  | 0 | 0 | 0 | Cooling | Cooling DX | Cooling DX Tuneup | Cooling DX Tune Up and Maintenance | CommCOOL | 0.004239% | 14.2% | 14.2% | 34313.8807 | 1 | 50% | 10% | 85% | 6.8% | 0.2% | 0.0014226 | 1.8988e-05 | 0.00014415 | 0.035345 | 0 | 0 | 0 | 0.039452 | 0.004107 |  | 1.1107 | 0 | 1.1107 | 13. $0.225 to $99,999.000 | 0 | 0 | 01. ($9,999.00) to $0.22 | 1 | 716692.0624 | 713309.2758 | 709942.456 | 706591.5276 | 703256.4156 | 699937.0453 | 696633.3425 | 693345.2331 | 690072.6436 | 686815.5007 | 0 | 0 | 0 | 0 | 0 | 0 | 0 | 0 | 0 | 0 | 0 | 0 | 0 | 0 | 2180.7224 | 2170.4294 | 2160.185 | 2149.9889 | 2139.8409 | 2129.7409 | 2119.6885 | 2109.6836 | 2099.7259 | 2089.8152 | 0 | 0 | 0 | 0 | 0 | 0 | 0 | 0 | 0 | 0 | 0 | 0 | 0 | 0 | 21349.8206 | 2180.7224 | 4351.1518 | 6511.3367 | 8661.3256 | 10801.1666 | 12930.9075 | 15050.596 | 17160.2795 | 19260.0054 | 21349.8206 | 21349.8206 | 21349.8206 | 21349.8206 | 21349.8206 | 21349.8206 | 21349.8206 | 21349.8206 | 21349.8206 | 21349.8206 | 21349.8206 | 21349.8206 | 21349.8206 | 21349.8206 | 21349.8206 | 0 | 0 | 0 | 0 | 0 | 0 | 0 | 0 | 0 | 0 | 0 | 0 | 0 | 0 | 0 | 0 | 0 | 0 | 0 | 0 | 0 | 0 | 0 | 0 | 0 | 0 | 0 | 0 | 0 | 0 | 0 | 0 | 0 | 0 | 0 | 0 | 0 | 0 | 0 | 0 | 0 | 0 | 0 | 0 | 0 | 0 | 0 | 0 | 0 | 0 | 0 | 0 | 0 | 0 | 0 | 0 | 0 | 0 | 0 | 0 | 0 | 0.092449 | 0.18446 | 0.27604 | 0.36719 | 0.4579 | 0.54819 | 0.63805 | 0.72749 | 0.81651 | 0.9051 | 0.9051 | 0.9051 | 0.9051 | 0.9051 | 0.9051 | 0.9051 | 0.9051 | 0.9051 | 0.9051 | 0.9051 | 0.9051 | 0.9051 | 0.9051 | 0.9051 | 28275.0214 | 28141.5633 | 28008.7351 | 27876.5339 | 27744.9567 | 27614.0005 | 27483.6624 | 27353.9395 | 27224.8289 | 27096.3277 | 0 | 0 | 0 | 0 | 0 | 0 | 0 | 0 | 0 | 0 | 0 | 0 | 0 | 0 | 276819.5695 | 0 | 0 | 0 | 0 | 0 | 0 | 0 | 0 | 0 | 0 | 0 | 0 | 0 | 0 | 0 | 0 | 0 | 0 | 0 | 0 | 0.04263% | 0.9297 | 1.855 | 2.776 | 3.6926 | 4.6048 | 5.5128 | 6.4165 | 7.3159 | 8.2111 | 9.102 | 9.102 | 9.102 | 9.102 | 9.102 | 9.102 | 9.102 | 9.102 | 9.102 | 9.102 | 9.102 | 9.102 | 9.102 | 9.102 | 9.102
| Com-Tuneup_Cooling_DX-Cadmus | M_Input | Cadmus created workbook. Cooling DX EUIs based on Cadmus developed 2014 PSE EUIs. Percent savings based on Wisconsin Focus on Energy Technical Reference Manual. February 2016. Air Conditioning Unit Tune Up - Coil Cleaning. Page 165 - 168 and Air Conditioning Unit Tune Up - Refrigerant Charge Correction. Page 169 - 172. Costs based on CEE http://www.californiaenergyefficiency.com/docs/WtPaperCalAirConditionaerQualityInstallationProgram.pdf and GDS / Kema and TRANE Service Center provided estimated costs ranging from $3000 to $8000 depending on system. XCEL 2005 http://www.metrodenver.org/documents/newsCenter/EnergyEfficiencyReport.pdf and GDS 2006 Report for North Carolina Utilities Commission and 2005 http://eetd.lbl.gov/emills/PUBS/PDF/NCBC_Mills_6Apr05.pdf and Wisconsin Focus on Energy Technical Reference Manual. February 2016. Air Conditioning Unit Tune Up - Refrigerant Charge Correction. Page 169 - 172. EUL based on California Energy Commission and California Public Utilities Commission. Database for Energy Efficient Resources (DEER) 2008 | 2020 | Retro | 2022 | 2045 | PSE | Commercial | Warehouse | Electric | Per Building Sqft - Cooling DX Tune Up |  |  | Warehouse Tune-up - DX Maintenance - Coil Cleaning |  | 0.012837 | 3 | 0.21961 | 0 |  | 0 | 0 | 0 | 0 | 0 | 0 | 0 | 0 |  | 0 | 0 | 0 | Cooling | Cooling DX | Cooling DX Tuneup | Cooling DX Tune Up and Maintenance | CommCOOL | 0.004239% | 14.2% | 14.2% | 34313.8807 | 1 | 50% | 33.33% | 85% | 6.8% | 0.2% | 0.0020062 | 8.011e-05 | 0.00020863 | 0.97328 | 0 | 0 | 0 | 1.0169 | 0.043632 |  | 6.7861 | 0 | 6.7861 | 13. $0.225 to $99,999.000 | 0 | 0 | 01. ($9,999.00) to $0.22 | 1 | 716692.0624 | 713309.2758 | 709942.456 | 706591.5276 | 703256.4156 | 699937.0453 | 696633.3425 | 693345.2331 | 690072.6436 | 686815.5007 | 0 | 0 | 0 | 0 | 0 | 0 | 0 | 0 | 0 | 0 | 0 | 0 | 0 | 0 | 9200.2151 | 9156.7901 | 9113.57 | 9070.554 | 9027.741 | 8985.13 | 8942.7202 | 8900.5106 | 8858.5002 | 8816.688 | 0 | 0 | 0 | 0 | 0 | 0 | 0 | 0 | 0 | 0 | 0 | 0 | 0 | 0 | 90072.4191 | 9200.2151 | 18357.0052 | 27470.5752 | 36541.1291 | 45568.8701 | 54554.0001 | 63496.7203 | 72397.2309 | 81255.731 | 90072.4191 | 90072.4191 | 90072.4191 | 90072.4191 | 90072.4191 | 90072.4191 | 90072.4191 | 90072.4191 | 90072.4191 | 90072.4191 | 90072.4191 | 90072.4191 | 90072.4191 | 90072.4191 | 90072.4191 | 0 | 0 | 0 | 0 | 0 | 0 | 0 | 0 | 0 | 0 | 0 | 0 | 0 | 0 | 0 | 0 | 0 | 0 | 0 | 0 | 0 | 0 | 0 | 0 | 0 | 0 | 0 | 0 | 0 | 0 | 0 | 0 | 0 | 0 | 0 | 0 | 0 | 0 | 0 | 0 | 0 | 0 | 0 | 0 | 0 | 0 | 0 | 0 | 0 | 0 | 0 | 0 | 0 | 0 | 0 | 0 | 0 | 0 | 0 | 0 | 0 | 0.39003 | 0.77823 | 1.1646 | 1.5491 | 1.9318 | 2.3128 | 2.6919 | 3.0692 | 3.4448 | 3.8185 | 3.8185 | 3.8185 | 3.8185 | 3.8185 | 3.8185 | 3.8185 | 3.8185 | 3.8185 | 3.8185 | 3.8185 | 3.8185 | 3.8185 | 3.8185 | 3.8185 | 728816.1233 | 725376.1112 | 721952.336 | 718544.721 | 715153.1899 | 711777.6668 | 708418.0762 | 705074.3429 | 701746.392 | 698434.149 | 0 | 0 | 0 | 0 | 0 | 0 | 0 | 0 | 0 | 0 | 0 | 0 | 0 | 0 | 7135293.1084 | 0 | 0 | 0 | 0 | 0 | 0 | 0 | 0 | 0 | 0 | 0 | 0 | 0 | 0 | 0 | 0 | 0 | 0 | 0 | 0 | 0.04263% | 3.9223 | 7.8261 | 11.7115 | 15.5785 | 19.4272 | 23.2579 | 27.0704 | 30.8649 | 34.6415 | 38.4003 | 38.4003 | 38.4003 | 38.4003 | 38.4003 | 38.4003 | 38.4003 | 38.4003 | 38.4003 | 38.4003 | 38.4003 | 38.4003 | 38.4003 | 38.4003 | 38.4003
| Com-Cooling_DX_Cadmus | M_Input | Cadmus created workbook. Based on the PSE 2014 cooling DX EUI, 2014 CBSA analysis to determine capacity per sqft by capacity buckets, and costs based on the NEEP Phase 4 Incremental Cost Report for the measure "Commercial Unitary AC". Baseline cost based on DEER 2008 were used to establish full costs. Costs were interpolated based on the associated efficiency and capacity bucket | 2020 | NR and New | 2022 | 2045 | PSE | Commercial | Warehouse | Electric | Per Building Sqft of Cooling DX - 65 to 135 kBtuh |  |  | Warehouse DX Package 65 to 135 kBtuh - Premium Efficiency |  | 0.028907 | 15 | 0.11944 | 0 |  | 0 | 0 | 0 | 0 | 0 | 0 | 0 | 0 |  | 0 | 0 | 0 | Cooling | Cooling DX | Cooling DX | Cooling DX 65 to 135 kBtuh Premium | CommCOOL | 0.004239% | 14.2% | 14.2% | 34313.8807 | 1 | 66.63% | 6.667% | 85% | 6.8% | 0.2% | 0.019008 | 0.00018039 | 0.0019189 | 0.15331 | 0 | 0 | 0 | 0.1751 | 0.021789 |  | 0.51891 | 0 | 0.51891 | 13. $0.225 to $99,999.000 | 0 | 0 | 01. ($9,999.00) to $0.22 | 1 | 35300.9075 | 81044.6476 | 130237.5074 | 168946.0278 | 237092.1769 | 320220.0825 | 423990.9633 | 461052.5049 | 589007.2505 | 687884.8546 | 701211.4904 | 642911.2054 | 787766.0722 | 839323.7659 | 802650.9397 | 721442.3174 | 769253.7182 | 790481.8388 | 803708.9463 | 746642.5763 | 777497.0481 | 779527.1176 | 813661.7772 | 758148.5034 | 1020.434 | 2342.7362 | 3764.7411 | 4883.6781 | 6853.5608 | 9256.5171 | 12256.1945 | 13327.5227 | 17026.2766 | 19884.5054 | 20269.7349 | 18584.464 | 22771.7453 | 24262.1099 | 23202.0182 | 20854.5421 | 22236.6136 | 22850.2492 | 23232.6017 | 21582.9993 | 22474.9013 | 22533.584 | 23520.3056 | 21915.5981 | 400907.6336 | 1020.434 | 3363.1702 | 7127.9113 | 12011.5894 | 18865.1502 | 28121.6673 | 40377.8619 | 53705.3845 | 70731.6612 | 90616.1666 | 110885.9015 | 129470.3655 | 152242.1107 | 176504.2206 | 199706.2388 | 220560.7809 | 242797.3945 | 265647.6437 | 288880.2454 | 310463.2447 | 332938.146 | 355471.73 | 378992.0356 | 400907.6336 | 0 | 0 | 0 | 0 | 0 | 0 | 0 | 0 | 0 | 0 | 0 | 0 | 0 | 0 | 0 | 0 | 0 | 0 | 0 | 0 | 0 | 0 | 0 | 0 | 0 | 0 | 0 | 0 | 0 | 0 | 0 | 0 | 0 | 0 | 0 | 0 | 0 | 0 | 0 | 0 | 0 | 0 | 0 | 0 | 0 | 0 | 0 | 0 | 0 | 0 | 0 | 0 | 0 | 0 | 0 | 0 | 0 | 0 | 0 | 0 | 0 | 0.04326 | 0.14258 | 0.30218 | 0.50922 | 0.79977 | 1.1922 | 1.7118 | 2.2768 | 2.9986 | 3.8416 | 4.7009 | 5.4888 | 6.4541 | 7.4827 | 8.4663 | 9.3504 | 10.2931 | 11.2619 | 12.2468 | 13.1618 | 14.1146 | 15.0699 | 16.067 | 16.9961 | 6181.2468 | 14191.0507 | 22804.8011 | 29582.7265 | 41515.229 | 56071.0616 | 74241.5129 | 80731.0497 | 103136.1354 | 120449.7661 | 122783.2818 | 112574.8063 | 137939.1311 | 146966.9678 | 140545.4957 | 126325.7328 | 134697.5875 | 138414.6662 | 140730.7544 | 130738.3395 | 136141.0081 | 136496.4766 | 142473.5115 | 132753.0462 | 2428485.3853 | 0 | 0 | 0 | 0 | 0 | 0 | 0 | 0 | 0 | 0 | 0 | 0 | 0 | 0 | 0 | 0 | 0 | 0 | 0 | 0 | 0.04263% | 0.43504 | 1.4338 | 3.0388 | 5.1209 | 8.0427 | 11.989 | 17.2142 | 22.8961 | 30.1548 | 38.6321 | 47.2737 | 55.1967 | 64.9049 | 75.2485 | 85.1402 | 94.031 | 103.5111 | 113.2528 | 123.1575 | 132.3589 | 141.9406 | 151.5472 | 161.5746 | 170.9178
| Com-Cooling_DX_Cadmus | M_Input | Cadmus created workbook. Based on the PSE 2014 cooling DX EUI, 2014 CBSA analysis to determine capacity per sqft by capacity buckets, and costs based on the NEEP Phase 4 Incremental Cost Report for the measure "Commercial Unitary AC". Baseline cost based on DEER 2008 were used to establish full costs. Costs were interpolated based on the associated efficiency and capacity bucket | 2020 | NR and New | 2022 | 2023 | PSE | Commercial | Warehouse | Electric | Per Building Sqft of Cooling DX - 65 to 135 kBtuh |  |  | Warehouse DX Package 65 to 135 kBtuh - Federal Standard 2023 |  | 0.01926 | 15 | 0.054032 | 0 |  | 0 | 0 | 0 | 0 | 0 | 0 | 0 | 0 |  | 0 | 0 | 0 | Cooling | Cooling DX | Cooling DX | Cooling DX 65 to 135 kBtuh Standard | CommCOOL | 0.004239% | 14.2% | 14.2% | 34313.8807 | 1 | 66.63% | 6.667% | 85% | 6.8% | 0.2% | 0.012665 | 0.0001202 | 0.0012785 | 0.069356 | 0 | 0 | 0 | 0.078764 | 0.0094077 |  | 0.35031 | 0 | 0.35031 | 13. $0.225 to $99,999.000 | 0 | 0 | 01. ($9,999.00) to $0.22 | 1 | 35300.9075 | 81044.6476 | 130237.5074 | 168946.0278 | 237092.1769 | 320220.0825 | 423990.9633 | 461052.5049 | 589007.2505 | 687884.8546 | 701211.4904 | 642911.2054 | 787766.0722 | 839323.7659 | 802650.9397 | 721442.3174 | 769253.7182 | 790481.8388 | 803708.9463 | 746642.5763 | 777497.0481 | 779527.1176 | 813661.7772 | 758148.5034 | 679.9126 | 1560.9593 | 2508.4377 | 3253.9826 | 4566.5106 | 6167.5945 | 8166.2721 | 8880.0954 | 11344.566 | 13248.9967 | 13505.6742 | 12382.7824 | 15172.7576 | 16165.7838 | 15459.4473 | 13895.3298 | 14816.2006 | 15225.0645 | 15479.8251 | 14380.699 | 14974.9712 | 15014.0713 | 15671.5214 | 14602.3088 | 267123.7648 | 679.9126 | 2240.872 | 4749.3097 | 8003.2923 | 12569.8029 | 18737.3974 | 26903.6695 | 35783.7649 | 47128.3309 | 60377.3277 | 73883.0019 | 86265.7843 | 101438.5419 | 117604.3257 | 133063.773 | 146959.1028 | 161775.3034 | 177000.368 | 192480.193 | 206860.8921 | 221835.8632 | 236849.9345 | 252521.456 | 267123.7648 | 0 | 0 | 0 | 0 | 0 | 0 | 0 | 0 | 0 | 0 | 0 | 0 | 0 | 0 | 0 | 0 | 0 | 0 | 0 | 0 | 0 | 0 | 0 | 0 | 0 | 0 | 0 | 0 | 0 | 0 | 0 | 0 | 0 | 0 | 0 | 0 | 0 | 0 | 0 | 0 | 0 | 0 | 0 | 0 | 0 | 0 | 0 | 0 | 0 | 0 | 0 | 0 | 0 | 0 | 0 | 0 | 0 | 0 | 0 | 0 | 0 | 0.028824 | 0.094999 | 0.20134 | 0.33929 | 0.53288 | 0.79435 | 1.1406 | 1.517 | 1.998 | 2.5596 | 3.1322 | 3.6571 | 4.3004 | 4.9857 | 5.6411 | 6.2302 | 6.8583 | 7.5037 | 8.16 | 8.7697 | 9.4045 | 10.041 | 10.7054 | 11.3244 | 2780.4259 | 6383.3668 | 10257.9727 | 13306.7944 | 18674.2292 | 25221.6809 | 33395.0472 | 36314.147 | 46392.3211 | 54180.2755 | 55229.929 | 50637.9897 | 62047.278 | 66108.1466 | 63219.6635 | 56823.3815 | 60589.1787 | 62261.1815 | 63302.9959 | 58808.2441 | 61238.4529 | 61398.3484 | 64086.9165 | 59714.4922 | 1092372.4589 | 0 | 0 | 0 | 0 | 0 | 0 | 0 | 0 | 0 | 0 | 0 | 0 | 0 | 0 | 0 | 0 | 0 | 0 | 0 | 0 | 0.04263% | 0.28987 | 0.95534 | 2.0248 | 3.412 | 5.3588 | 7.9883 | 11.4698 | 15.2556 | 20.0921 | 25.7405 | 31.4983 | 36.7774 | 43.246 | 50.1379 | 56.7287 | 62.6527 | 68.9692 | 75.4601 | 82.0595 | 88.1904 | 94.5747 | 100.9756 | 107.6568 | 113.8821
| Com-Cooling_DX_Cadmus | M_Input | Cadmus created workbook. Based on the PSE 2014 cooling DX EUI, 2014 CBSA analysis to determine capacity per sqft by capacity buckets, and costs based on the NEEP Phase 4 Incremental Cost Report for the measure "Commercial Unitary AC". Baseline cost based on DEER 2008 were used to establish full costs. Costs were interpolated based on the associated efficiency and capacity bucket | 2020 | NR and New | 2022 | 2045 | PSE | Commercial | Warehouse | Electric | Per Building Sqft of Cooling DX - 240 to 760 kBtuh |  |  | Warehouse DX Package 240 to 760 kBtuh - Premium Efficiency |  | 0.039098 | 15 | 0.10435 | 0 |  | 0 | 0 | 0 | 0 | 0 | 0 | 0 | 0 |  | 0 | 0 | 0 | Cooling | Cooling DX | Cooling DX | Cooling DX 240 to 760 kBtuh Premium | CommCOOL | 0.004239% | 14.2% | 14.2% | 34313.8807 | 1 | 13.39% | 6.667% | 85% | 6.8% | 0.2% | 0.02571 | 0.00024399 | 0.0025954 | 0.13395 | 0 | 0 | 0 | 0.15198 | 0.018031 |  | 0.33298 | 0 | 0.33298 | 13. $0.225 to $99,999.000 | 0 | 0 | 01. ($9,999.00) to $0.22 | 1 | 7093.9519 | 16286.4603 | 26172.0923 | 33950.8266 | 47645.2479 | 64350.3528 | 85203.8006 | 92651.5636 | 118364.9197 | 138235.0311 | 140913.1071 | 129197.2775 | 158306.8253 | 168667.6863 | 161298.0383 | 144978.6262 | 154586.6448 | 158852.5766 | 161510.6517 | 150042.7856 | 156243.1967 | 156651.1526 | 163510.7392 | 152354.9781 | 277.3627 | 636.7758 | 1023.289 | 1327.4257 | 1862.8568 | 2516.001 | 3331.3391 | 3622.5353 | 4627.8884 | 5404.7796 | 5509.4883 | 5051.4171 | 6189.5562 | 6594.6501 | 6306.5081 | 5668.4439 | 6044.1028 | 6210.8943 | 6314.821 | 5866.4448 | 6108.8715 | 6124.8219 | 6393.0213 | 5956.848 | 108970.1427 | 277.3627 | 914.1386 | 1937.4276 | 3264.8533 | 5127.7101 | 7643.711 | 10975.0501 | 14597.5854 | 19225.4738 | 24630.2534 | 30139.7417 | 35191.1588 | 41380.715 | 47975.3651 | 54281.8732 | 59950.3171 | 65994.4199 | 72205.3142 | 78520.1351 | 84386.58 | 90495.4514 | 96620.2734 | 103013.2947 | 108970.1427 | 0 | 0 | 0 | 0 | 0 | 0 | 0 | 0 | 0 | 0 | 0 | 0 | 0 | 0 | 0 | 0 | 0 | 0 | 0 | 0 | 0 | 0 | 0 | 0 | 0 | 0 | 0 | 0 | 0 | 0 | 0 | 0 | 0 | 0 | 0 | 0 | 0 | 0 | 0 | 0 | 0 | 0 | 0 | 0 | 0 | 0 | 0 | 0 | 0 | 0 | 0 | 0 | 0 | 0 | 0 | 0 | 0 | 0 | 0 | 0 | 0 | 0.011759 | 0.038754 | 0.082135 | 0.13841 | 0.21738 | 0.32405 | 0.46528 | 0.61885 | 0.81504 | 1.0442 | 1.2777 | 1.4919 | 1.7543 | 2.0339 | 2.3012 | 2.5415 | 2.7978 | 3.0611 | 3.3288 | 3.5775 | 3.8365 | 4.0961 | 4.3671 | 4.6197 | 1078.1268 | 2475.1887 | 3977.5904 | 5159.7893 | 7241.0444 | 9779.858 | 12949.1298 | 14081.0283 | 17988.9007 | 21008.7267 | 21415.7362 | 19635.1842 | 24059.2041 | 25633.8303 | 24513.8036 | 22033.6069 | 23493.8174 | 24142.1465 | 24546.1163 | 22803.2493 | 23745.5773 | 23807.5778 | 24850.0862 | 23154.6524 | 423573.9717 | 0 | 0 | 0 | 0 | 0 | 0 | 0 | 0 | 0 | 0 | 0 | 0 | 0 | 0 | 0 | 0 | 0 | 0 | 0 | 0 | 0.04263% | 0.11825 | 0.38972 | 0.82598 | 1.3919 | 2.1861 | 3.2587 | 4.679 | 6.2233 | 8.1963 | 10.5005 | 12.8494 | 15.0029 | 17.6417 | 20.4532 | 23.1418 | 25.5584 | 28.1352 | 30.7831 | 33.4753 | 35.9763 | 38.5807 | 41.1918 | 43.9174 | 46.4569
| Com-Cooling_DX_Cadmus | M_Input | Cadmus created workbook. Based on the PSE 2014 cooling DX EUI, 2014 CBSA analysis to determine capacity per sqft by capacity buckets, and costs based on the NEEP Phase 4 Incremental Cost Report for the measure "Commercial Unitary AC". Baseline cost based on DEER 2008 were used to establish full costs. Costs were interpolated based on the associated efficiency and capacity bucket | 2020 | NR and New | 2022 | 2023 | PSE | Commercial | Warehouse | Electric | Per Building Sqft of Cooling DX - 240 to 760 kBtuh |  |  | Warehouse DX Package 240 to 760 kBtuh - Federal Standard 2023 |  | 0.020223 | 15 | 0.034784 | 0 |  | 0 | 0 | 0 | 0 | 0 | 0 | 0 | 0 |  | 0 | 0 | 0 | Cooling | Cooling DX | Cooling DX | Cooling DX 240 to 760 kBtuh Standard | CommCOOL | 0.004239% | 14.2% | 14.2% | 34313.8807 | 1 | 13.39% | 6.667% | 85% | 6.8% | 0.2% | 0.013298 | 0.0001262 | 0.0013424 | 0.044649 | 0 | 0 | 0 | 0.050137 | 0.0054882 |  | 0.21238 | 0 | 0.21238 | 12. $0.200 to $0.225 | 0 | 0 | 01. ($9,999.00) to $0.22 | 1 | 7093.9519 | 16286.4603 | 26172.0923 | 33950.8266 | 47645.2479 | 64350.3528 | 85203.8006 | 92651.5636 | 118364.9197 | 138235.0311 | 140913.1071 | 129197.2775 | 158306.8253 | 168667.6863 | 161298.0383 | 144978.6262 | 154586.6448 | 158852.5766 | 161510.6517 | 150042.7856 | 156243.1967 | 156651.1526 | 163510.7392 | 152354.9781 | 143.4635 | 329.3668 | 529.2874 | 686.5995 | 963.5466 | 1301.3798 | 1723.1064 | 1873.7251 | 2393.7354 | 2795.5756 | 2849.7353 | 2612.802 | 3201.4946 | 3411.0259 | 3261.9869 | 2931.9537 | 3126.2601 | 3212.5315 | 3266.2867 | 3034.368 | 3159.7611 | 3168.0113 | 3306.7352 | 3081.1283 | 56363.8669 | 143.4635 | 472.8303 | 1002.1177 | 1688.7172 | 2652.2638 | 3953.6436 | 5676.7501 | 7550.4752 | 9944.2106 | 12739.7862 | 15589.5215 | 18202.3235 | 21403.8181 | 24814.844 | 28076.831 | 31008.7847 | 34135.0448 | 37347.5763 | 40613.863 | 43648.231 | 46807.9921 | 49976.0035 | 53282.7386 | 56363.8669 | 0 | 0 | 0 | 0 | 0 | 0 | 0 | 0 | 0 | 0 | 0 | 0 | 0 | 0 | 0 | 0 | 0 | 0 | 0 | 0 | 0 | 0 | 0 | 0 | 0 | 0 | 0 | 0 | 0 | 0 | 0 | 0 | 0 | 0 | 0 | 0 | 0 | 0 | 0 | 0 | 0 | 0 | 0 | 0 | 0 | 0 | 0 | 0 | 0 | 0 | 0 | 0 | 0 | 0 | 0 | 0 | 0 | 0 | 0 | 0 | 0 | 0.006082 | 0.020045 | 0.042484 | 0.071591 | 0.11244 | 0.16761 | 0.24066 | 0.32009 | 0.42157 | 0.54009 | 0.6609 | 0.77167 | 0.90739 | 1.052 | 1.1903 | 1.3146 | 1.4471 | 1.5833 | 1.7218 | 1.8504 | 1.9844 | 2.1187 | 2.2589 | 2.3895 | 355.6712 | 816.5583 | 1312.1968 | 1702.2011 | 2388.8018 | 3226.3498 | 4271.8843 | 4645.2947 | 5934.4917 | 6930.7245 | 7064.9958 | 6477.5963 | 7937.069 | 8456.5341 | 8087.0402 | 7268.8298 | 7750.5494 | 7964.4315 | 8097.7001 | 7522.7328 | 7833.6044 | 7854.0582 | 8197.979 | 7638.6598 | 139735.9548 | 0 | 0 | 0 | 0 | 0 | 0 | 0 | 0 | 0 | 0 | 0 | 0 | 0 | 0 | 0 | 0 | 0 | 0 | 0 | 0 | 0.04263% | 0.061162 | 0.20158 | 0.42723 | 0.71995 | 1.1307 | 1.6855 | 2.4202 | 3.219 | 4.2395 | 5.4313 | 6.6462 | 7.7601 | 9.125 | 10.5792 | 11.9699 | 13.2199 | 14.5527 | 15.9223 | 17.3148 | 18.6084 | 19.9555 | 21.3061 | 22.7159 | 24.0294
| Com-Cooling_DX_Cadmus | M_Input | Cadmus created workbook. Based on the PSE 2014 cooling DX EUI, 2014 CBSA analysis to determine capacity per sqft by capacity buckets, and costs based on the NEEP Phase 4 Incremental Cost Report for the measure "Commercial Unitary AC". Baseline cost based on DEER 2008 were used to establish full costs. Costs were interpolated based on the associated efficiency and capacity bucket | 2020 | NR and New | 2022 | 2045 | PSE | Commercial | Warehouse | Electric | Per Building Sqft of Cooling DX - 135 to 240 kBtuh |  |  | Warehouse DX Package 135 to 240 kBtuh - Premium Efficiency |  | 0.031679 | 15 | 0.5886 | 0 |  | 0 | 0 | 0 | 0 | 0 | 0 | 0 | 0 |  | 0 | 0 | 0 | Cooling | Cooling DX | Cooling DX | Cooling DX 135 to 240 kBtuh Premium | CommCOOL | 0.004239% | 14.2% | 14.2% | 34313.8807 | 1 | 19.98% | 6.667% | 85% | 6.8% | 0.2% | 0.020831 | 0.00019769 | 0.0021029 | 0.75552 | 0 | 0 | 0 | 0.87094 | 0.11542 |  | 2.3551 | 0 | 2.3551 | 13. $0.225 to $99,999.000 | 0 | 0 | 01. ($9,999.00) to $0.22 | 1 | 10583.9384 | 24298.8529 | 39047.8844 | 50653.4953 | 71085.1129 | 96008.5694 | 127121.2146 | 138233.0273 | 176596.4928 | 206242.0329 | 210237.6326 | 192758.0076 | 236188.4771 | 251646.5345 | 240651.2666 | 216303.2508 | 230638.0924 | 237002.7198 | 240968.4787 | 223858.8069 | 233109.6124 | 233718.269 | 243952.5422 | 227308.5206 | 335.2901 | 769.7669 | 1237.0036 | 1604.6594 | 2251.9156 | 3041.4694 | 4027.0914 | 4379.1041 | 5594.4259 | 6533.5713 | 6660.1485 | 6106.4089 | 7482.249 | 7971.9471 | 7623.6264 | 6852.3021 | 7306.4176 | 7508.0436 | 7633.6754 | 7091.6556 | 7384.7132 | 7403.995 | 7728.208 | 7200.9396 | 131728.6278 | 335.2901 | 1105.057 | 2342.0606 | 3946.72 | 6198.6356 | 9240.105 | 13267.1965 | 17646.3006 | 23240.7265 | 29774.2978 | 36434.4463 | 42540.8552 | 50023.1042 | 57995.0513 | 65618.6777 | 72470.9798 | 79777.3974 | 87285.4409 | 94919.1163 | 102010.772 | 109395.4852 | 116799.4802 | 124527.6882 | 131728.6278 | 0 | 0 | 0 | 0 | 0 | 0 | 0 | 0 | 0 | 0 | 0 | 0 | 0 | 0 | 0 | 0 | 0 | 0 | 0 | 0 | 0 | 0 | 0 | 0 | 0 | 0 | 0 | 0 | 0 | 0 | 0 | 0 | 0 | 0 | 0 | 0 | 0 | 0 | 0 | 0 | 0 | 0 | 0 | 0 | 0 | 0 | 0 | 0 | 0 | 0 | 0 | 0 | 0 | 0 | 0 | 0 | 0 | 0 | 0 | 0 | 0 | 0.014214 | 0.046848 | 0.099289 | 0.16732 | 0.26278 | 0.39172 | 0.56245 | 0.7481 | 0.98527 | 1.2623 | 1.5446 | 1.8035 | 2.1207 | 2.4586 | 2.7818 | 3.0723 | 3.3821 | 3.7004 | 4.024 | 4.3246 | 4.6377 | 4.9516 | 5.2792 | 5.5845 | 9217.9887 | 21162.8736 | 34008.4137 | 44116.2191 | 61910.9579 | 83617.8245 | 110715.111 | 120392.8472 | 153805.1722 | 179624.6963 | 183104.6289 | 167880.9022 | 205706.2901 | 219169.3501 | 209593.1176 | 188387.426 | 200872.2311 | 206415.4477 | 209869.3908 | 194967.8716 | 203024.7798 | 203554.8839 | 212468.3348 | 197972.3696 | 3621559.1282 | 0 | 0 | 0 | 0 | 0 | 0 | 0 | 0 | 0 | 0 | 0 | 0 | 0 | 0 | 0 | 0 | 0 | 0 | 0 | 0 | 0.04263% | 0.14294 | 0.47112 | 0.99848 | 1.6826 | 2.6426 | 3.9393 | 5.6562 | 7.5231 | 9.9082 | 12.6936 | 15.533 | 18.1363 | 21.3262 | 24.7249 | 27.975 | 30.8963 | 34.0113 | 37.2122 | 40.4666 | 43.49 | 46.6383 | 49.7948 | 53.0895 | 56.1595
| Com-Cooling_DX_Cadmus | M_Input | Cadmus created workbook. Based on the PSE 2014 cooling DX EUI, 2014 CBSA analysis to determine capacity per sqft by capacity buckets, and costs based on the NEEP Phase 4 Incremental Cost Report for the measure "Commercial Unitary AC". Baseline cost based on DEER 2008 were used to establish full costs. Costs were interpolated based on the associated efficiency and capacity bucket | 2020 | NR and New | 2022 | 2023 | PSE | Commercial | Warehouse | Electric | Per Building Sqft of Cooling DX - 135 to 240 kBtuh |  |  | Warehouse DX Package 135 to 240 kBtuh - Federal Standard 2023 |  | 0.019785 | 15 | 0.24639 | 0 |  | 0 | 0 | 0 | 0 | 0 | 0 | 0 | 0 |  | 0 | 0 | 0 | Cooling | Cooling DX | Cooling DX | Cooling DX 135 to 240 kBtuh Standard | CommCOOL | 0.004239% | 14.2% | 14.2% | 34313.8807 | 1 | 19.98% | 6.667% | 85% | 6.8% | 0.2% | 0.01301 | 0.00012347 | 0.0013133 | 0.31627 | 0 | 0 | 0 | 0.36411 | 0.047841 |  | 1.5765 | 0 | 1.5765 | 13. $0.225 to $99,999.000 | 0 | 0 | 01. ($9,999.00) to $0.22 | 1 | 10583.9384 | 24298.8529 | 39047.8844 | 50653.4953 | 71085.1129 | 96008.5694 | 127121.2146 | 138233.0273 | 176596.4928 | 206242.0329 | 210237.6326 | 192758.0076 | 236188.4771 | 251646.5345 | 240651.2666 | 216303.2508 | 230638.0924 | 237002.7198 | 240968.4787 | 223858.8069 | 233109.6124 | 233718.269 | 243952.5422 | 227308.5206 | 209.3991 | 480.7434 | 772.5473 | 1002.1598 | 1406.3914 | 1899.4923 | 2515.044 | 2734.8869 | 3493.8932 | 4080.4187 | 4159.4701 | 3813.6425 | 4672.8975 | 4978.7291 | 4761.192 | 4279.476 | 4563.0853 | 4689.0069 | 4767.468 | 4428.9597 | 4611.9833 | 4624.0254 | 4826.5065 | 4497.211 | 82268.6291 | 209.3991 | 690.1425 | 1462.6898 | 2464.8495 | 3871.2409 | 5770.7333 | 8285.7772 | 11020.6641 | 14514.5573 | 18594.9759 | 22754.446 | 26568.0885 | 31240.9859 | 36219.7151 | 40980.9071 | 45260.3831 | 49823.4684 | 54512.4753 | 59279.9432 | 63708.903 | 68320.8863 | 72944.9117 | 77771.4182 | 82268.6291 | 0 | 0 | 0 | 0 | 0 | 0 | 0 | 0 | 0 | 0 | 0 | 0 | 0 | 0 | 0 | 0 | 0 | 0 | 0 | 0 | 0 | 0 | 0 | 0 | 0 | 0 | 0 | 0 | 0 | 0 | 0 | 0 | 0 | 0 | 0 | 0 | 0 | 0 | 0 | 0 | 0 | 0 | 0 | 0 | 0 | 0 | 0 | 0 | 0 | 0 | 0 | 0 | 0 | 0 | 0 | 0 | 0 | 0 | 0 | 0 | 0 | 0.0088773 | 0.029258 | 0.062009 | 0.10449 | 0.16412 | 0.24464 | 0.35127 | 0.46721 | 0.61533 | 0.78831 | 0.96465 | 1.1263 | 1.3244 | 1.5355 | 1.7373 | 1.9188 | 2.1122 | 2.311 | 2.5131 | 2.7009 | 2.8964 | 3.0924 | 3.297 | 3.4877 | 3853.6788 | 8847.3657 | 14217.5812 | 18443.2573 | 25882.5383 | 34957.3261 | 46285.6365 | 50331.5177 | 64299.8976 | 75094.0259 | 76548.8489 | 70184.4071 | 85997.7152 | 91626.0914 | 87622.645 | 78757.3788 | 83976.7851 | 86294.1861 | 87738.144 | 81508.4044 | 84876.6811 | 85098.2968 | 88824.6603 | 82764.467 | 1514031.5362 | 0 | 0 | 0 | 0 | 0 | 0 | 0 | 0 | 0 | 0 | 0 | 0 | 0 | 0 | 0 | 0 | 0 | 0 | 0 | 0 | 0.04263% | 0.089273 | 0.29423 | 0.62358 | 1.0508 | 1.6504 | 2.4602 | 3.5325 | 4.6984 | 6.1879 | 7.9275 | 9.7008 | 11.3267 | 13.3189 | 15.4414 | 17.4713 | 19.2957 | 21.2411 | 23.2401 | 25.2726 | 27.1608 | 29.127 | 31.0984 | 33.1561 | 35.0733
| Com-Tuneup_Cooling_DX-Cadmus | M_Input | Cadmus created workbook. Cooling DX EUIs based on Cadmus developed 2014 PSE EUIs. Percent savings based on Wisconsin Focus on Energy Technical Reference Manual. February 2016. Air Conditioning Unit Tune Up - Coil Cleaning. Page 165 - 168 and Air Conditioning Unit Tune Up - Refrigerant Charge Correction. Page 169 - 172. Costs based on CEE http://www.californiaenergyefficiency.com/docs/WtPaperCalAirConditionaerQualityInstallationProgram.pdf and GDS / Kema and TRANE Service Center provided estimated costs ranging from $3000 to $8000 depending on system. XCEL 2005 http://www.metrodenver.org/documents/newsCenter/EnergyEfficiencyReport.pdf and GDS 2006 Report for North Carolina Utilities Commission and 2005 http://eetd.lbl.gov/emills/PUBS/PDF/NCBC_Mills_6Apr05.pdf and Wisconsin Focus on Energy Technical Reference Manual. February 2016. Air Conditioning Unit Tune Up - Refrigerant Charge Correction. Page 169 - 172. EUL based on California Energy Commission and California Public Utilities Commission. Database for Energy Efficient Resources (DEER) 2008 | 2020 | Retro | 2022 | 2045 | PSE | Commercial | University | Electric | Per Building Sqft - Cooling DX Tune Up |  |  | University Tune-up - DX Maintenance - Refrigerant Charge Correction |  | 0.0054868 | 10 | 0.091149 | 0 |  | 0 | 0 | 0 | 0 | 0 | 0 | 0 | 0 |  | 0 | 0 | 0 | Cooling | Cooling DX | Cooling DX Tuneup | Cooling DX Tune Up and Maintenance | CommCOOL | 0.004239% | 4.629% | 4.629% | 121327.9762 | 1 | 50% | 10% | 85% | 6.8% | 0.2% | 0.0025652 | 3.4241e-05 | 0.00025994 | 0.15089 | 0 | 0 | 0 | 0.16883 | 0.017936 |  | 2.6359 | 0 | 2.6359 | 13. $0.225 to $99,999.000 | 0 | 0 | 01. ($9,999.00) to $0.22 | 1 | 9879.2631 | 9855.5529 | 9831.8996 | 9808.303 | 9784.7631 | 9761.2796 | 9737.8526 | 9714.4817 | 9691.167 | 9667.9082 | 0 | 0 | 0 | 0 | 0 | 0 | 0 | 0 | 0 | 0 | 0 | 0 | 0 | 0 | 54.2056 | 54.0755 | 53.9457 | 53.8162 | 53.6871 | 53.5582 | 53.4297 | 53.3015 | 53.1735 | 53.0459 | 0 | 0 | 0 | 0 | 0 | 0 | 0 | 0 | 0 | 0 | 0 | 0 | 0 | 0 | 536.2389 | 54.2056 | 108.2811 | 162.2268 | 216.043 | 269.7301 | 323.2883 | 376.718 | 430.0194 | 483.193 | 536.2389 | 536.2389 | 536.2389 | 536.2389 | 536.2389 | 536.2389 | 536.2389 | 536.2389 | 536.2389 | 536.2389 | 536.2389 | 536.2389 | 536.2389 | 536.2389 | 536.2389 | 0 | 0 | 0 | 0 | 0 | 0 | 0 | 0 | 0 | 0 | 0 | 0 | 0 | 0 | 0 | 0 | 0 | 0 | 0 | 0 | 0 | 0 | 0 | 0 | 0 | 0 | 0 | 0 | 0 | 0 | 0 | 0 | 0 | 0 | 0 | 0 | 0 | 0 | 0 | 0 | 0 | 0 | 0 | 0 | 0 | 0 | 0 | 0 | 0 | 0 | 0 | 0 | 0 | 0 | 0 | 0 | 0 | 0 | 0 | 0 | 0 | 0.002298 | 0.0045905 | 0.0068774 | 0.0091589 | 0.011435 | 0.013705 | 0.015971 | 0.01823 | 0.020484 | 0.022733 | 0.022733 | 0.022733 | 0.022733 | 0.022733 | 0.022733 | 0.022733 | 0.022733 | 0.022733 | 0.022733 | 0.022733 | 0.022733 | 0.022733 | 0.022733 | 0.022733 | 1667.9151 | 1663.9121 | 1659.9187 | 1655.9349 | 1651.9607 | 1647.996 | 1644.0408 | 1640.0951 | 1636.1589 | 1632.2321 | 0 | 0 | 0 | 0 | 0 | 0 | 0 | 0 | 0 | 0 | 0 | 0 | 0 | 0 | 16500.1644 | 0 | 0 | 0 | 0 | 0 | 0 | 0 | 0 | 0 | 0 | 0 | 0 | 0 | 0 | 0 | 0 | 0 | 0 | 0 | 0 | 0.04263% | 0.023109 | 0.046163 | 0.069162 | 0.092105 | 0.11499 | 0.13783 | 0.16061 | 0.18333 | 0.206 | 0.22861 | 0.22861 | 0.22861 | 0.22861 | 0.22861 | 0.22861 | 0.22861 | 0.22861 | 0.22861 | 0.22861 | 0.22861 | 0.22861 | 0.22861 | 0.22861 | 0.22861
| Com-Tuneup_Cooling_DX-Cadmus | M_Input | Cadmus created workbook. Cooling DX EUIs based on Cadmus developed 2014 PSE EUIs. Percent savings based on Wisconsin Focus on Energy Technical Reference Manual. February 2016. Air Conditioning Unit Tune Up - Coil Cleaning. Page 165 - 168 and Air Conditioning Unit Tune Up - Refrigerant Charge Correction. Page 169 - 172. Costs based on CEE http://www.californiaenergyefficiency.com/docs/WtPaperCalAirConditionaerQualityInstallationProgram.pdf and GDS / Kema and TRANE Service Center provided estimated costs ranging from $3000 to $8000 depending on system. XCEL 2005 http://www.metrodenver.org/documents/newsCenter/EnergyEfficiencyReport.pdf and GDS 2006 Report for North Carolina Utilities Commission and 2005 http://eetd.lbl.gov/emills/PUBS/PDF/NCBC_Mills_6Apr05.pdf and Wisconsin Focus on Energy Technical Reference Manual. February 2016. Air Conditioning Unit Tune Up - Refrigerant Charge Correction. Page 169 - 172. EUL based on California Energy Commission and California Public Utilities Commission. Database for Energy Efficient Resources (DEER) 2008 | 2020 | Retro | 2022 | 2045 | PSE | Commercial | University | Electric | Per Building Sqft - Cooling DX Tune Up |  |  | University Tune-up - DX Maintenance - Coil Cleaning |  | 0.023148 | 3 | 0.93753 | 0 |  | 0 | 0 | 0 | 0 | 0 | 0 | 0 | 0 |  | 0 | 0 | 0 | Cooling | Cooling DX | Cooling DX Tuneup | Cooling DX Tune Up and Maintenance | CommCOOL | 0.004239% | 4.629% | 4.629% | 121327.9762 | 1 | 50% | 33.33% | 85% | 6.8% | 0.2% | 0.0036177 | 0.00014446 | 0.00037622 | 4.1551 | 0 | 0 | 0 | 4.3421 | 0.18699 |  | 16.0687 | 0 | 16.0687 | 13. $0.225 to $99,999.000 | 0 | 0 | 01. ($9,999.00) to $0.22 | 1 | 9879.2631 | 9855.5529 | 9831.8996 | 9808.303 | 9784.7631 | 9761.2796 | 9737.8526 | 9714.4817 | 9691.167 | 9667.9082 | 0 | 0 | 0 | 0 | 0 | 0 | 0 | 0 | 0 | 0 | 0 | 0 | 0 | 0 | 228.6871 | 228.1382 | 227.5907 | 227.0445 | 226.4996 | 225.956 | 225.4137 | 224.8727 | 224.333 | 223.7946 | 0 | 0 | 0 | 0 | 0 | 0 | 0 | 0 | 0 | 0 | 0 | 0 | 0 | 0 | 2262.3298 | 228.6871 | 456.8253 | 684.4159 | 911.4604 | 1137.9599 | 1363.9159 | 1589.3296 | 1814.2022 | 2038.5352 | 2262.3298 | 2262.3298 | 2262.3298 | 2262.3298 | 2262.3298 | 2262.3298 | 2262.3298 | 2262.3298 | 2262.3298 | 2262.3298 | 2262.3298 | 2262.3298 | 2262.3298 | 2262.3298 | 2262.3298 | 0 | 0 | 0 | 0 | 0 | 0 | 0 | 0 | 0 | 0 | 0 | 0 | 0 | 0 | 0 | 0 | 0 | 0 | 0 | 0 | 0 | 0 | 0 | 0 | 0 | 0 | 0 | 0 | 0 | 0 | 0 | 0 | 0 | 0 | 0 | 0 | 0 | 0 | 0 | 0 | 0 | 0 | 0 | 0 | 0 | 0 | 0 | 0 | 0 | 0 | 0 | 0 | 0 | 0 | 0 | 0 | 0 | 0 | 0 | 0 | 0 | 0.0096949 | 0.019367 | 0.029015 | 0.03864 | 0.048243 | 0.057822 | 0.067378 | 0.076911 | 0.086422 | 0.095909 | 0.095909 | 0.095909 | 0.095909 | 0.095909 | 0.095909 | 0.095909 | 0.095909 | 0.095909 | 0.095909 | 0.095909 | 0.095909 | 0.095909 | 0.095909 | 0.095909 | 42896.721 | 42793.7688 | 42691.0638 | 42588.6052 | 42486.3926 | 42384.4252 | 42282.7026 | 42181.2241 | 42079.9892 | 41978.9972 | 0 | 0 | 0 | 0 | 0 | 0 | 0 | 0 | 0 | 0 | 0 | 0 | 0 | 0 | 424363.8899 | 0 | 0 | 0 | 0 | 0 | 0 | 0 | 0 | 0 | 0 | 0 | 0 | 0 | 0 | 0 | 0 | 0 | 0 | 0 | 0 | 0.04263% | 0.097496 | 0.19476 | 0.29179 | 0.38858 | 0.48514 | 0.58147 | 0.67757 | 0.77344 | 0.86908 | 0.96449 | 0.96449 | 0.96449 | 0.96449 | 0.96449 | 0.96449 | 0.96449 | 0.96449 | 0.96449 | 0.96449 | 0.96449 | 0.96449 | 0.96449 | 0.96449 | 0.96449
| Com-Cooling_DX_Cadmus | M_Input | Cadmus created workbook. Based on the PSE 2014 cooling DX EUI, 2014 CBSA analysis to determine capacity per sqft by capacity buckets, and costs based on the NEEP Phase 4 Incremental Cost Report for the measure "Commercial Unitary AC". Baseline cost based on DEER 2008 were used to establish full costs. Costs were interpolated based on the associated efficiency and capacity bucket | 2020 | NR and New | 2022 | 2045 | PSE | Commercial | University | Electric | Per Building Sqft of Cooling DX - 65 to 135 kBtuh |  |  | University DX Package 65 to 135 kBtuh - Premium Efficiency |  | 0.052126 | 15 | 0.53369 | 0 |  | 0 | 0 | 0 | 0 | 0 | 0 | 0 | 0 |  | 0 | 0 | 0 | Cooling | Cooling DX | Cooling DX | Cooling DX 65 to 135 kBtuh Premium | CommCOOL | 0.004239% | 4.629% | 4.629% | 121327.9762 | 1 | 0% | 6.667% | 85% | 6.8% | 0.2% | 0.034276 | 0.00032529 | 0.0034601 | 0.68505 | 0 | 0 | 0 | 0.788 | 0.10295 |  | 1.295 | 0 | 1.295 | 13. $0.225 to $99,999.000 | 0 | 0 | 01. ($9,999.00) to $0.22 | 1 | 0 | 0 | 0 | 0 | 0 | 0 | 0 | 0 | 0 | 0 | 0 | 0 | 0 | 0 | 0 | 0 | 0 | 0 | 0 | 0 | 0 | 0 | 0 | 0 | 0 | 0 | 0 | 0 | 0 | 0 | 0 | 0 | 0 | 0 | 0 | 0 | 0 | 0 | 0 | 0 | 0 | 0 | 0 | 0 | 0 | 0 | 0 | 0 | 0 | 0 | 0 | 0 | 0 | 0 | 0 | 0 | 0 | 0 | 0 | 0 | 0 | 0 | 0 | 0 | 0 | 0 | 0 | 0 | 0 | 0 | 0 | 0 | 0 | 0 | 0 | 0 | 0 | 0 | 0 | 0 | 0 | 0 | 0 | 0 | 0 | 0 | 0 | 0 | 0 | 0 | 0 | 0 | 0 | 0 | 0 | 0 | 0 | 0 | 0 | 0 | 0 | 0 | 0 | 0 | 0 | 0 | 0 | 0 | 0 | 0 | 0 | 0 | 0 | 0 | 0 | 0 | 0 | 0 | 0 | 0 | 0 | 0 | 0 | 0 | 0 | 0 | 0 | 0 | 0 | 0 | 0 | 0 | 0 | 0 | 0 | 0 | 0 | 0 | 0 | 0 | 0 | 0 | 0 | 0 | 0 | 0 | 0 | 0 | 0 | 0 | 0 | 0 | 0 | 0 | 0 | 0 | 0 | 0 | 0 | 0 | 0 | 0 | 0 | 0 | 0 | 0 | 0 | 0 | 0 | 0 | 0 | 0 | 0 | 0 | 0 | 0 | 0 | 0 | 0 | 0 | 0 | 0 | 0 | 0 | 0 | 0 | 0 | 0 | 0 | 0 | 0 | 0 | 0 | 0 | 0 | 0 | 0 | 0 | 0 | 0 | 0 | 0 | 0 | 0.04263% | 0 | 0 | 0 | 0 | 0 | 0 | 0 | 0 | 0 | 0 | 0 | 0 | 0 | 0 | 0 | 0 | 0 | 0 | 0 | 0 | 0 | 0 | 0 | 0
| Com-Cooling_DX_Cadmus | M_Input | Cadmus created workbook. Based on the PSE 2014 cooling DX EUI, 2014 CBSA analysis to determine capacity per sqft by capacity buckets, and costs based on the NEEP Phase 4 Incremental Cost Report for the measure "Commercial Unitary AC". Baseline cost based on DEER 2008 were used to establish full costs. Costs were interpolated based on the associated efficiency and capacity bucket | 2020 | NR and New | 2022 | 2023 | PSE | Commercial | University | Electric | Per Building Sqft of Cooling DX - 65 to 135 kBtuh |  |  | University DX Package 65 to 135 kBtuh - Federal Standard 2023 |  | 0.034731 | 15 | 0.24143 | 0 |  | 0 | 0 | 0 | 0 | 0 | 0 | 0 | 0 |  | 0 | 0 | 0 | Cooling | Cooling DX | Cooling DX | Cooling DX 65 to 135 kBtuh Standard | CommCOOL | 0.004239% | 4.629% | 4.629% | 121327.9762 | 1 | 0% | 6.667% | 85% | 6.8% | 0.2% | 0.022838 | 0.00021674 | 0.0023055 | 0.3099 | 0 | 0 | 0 | 0.35567 | 0.045764 |  | 0.87725 | 0 | 0.87725 | 13. $0.225 to $99,999.000 | 0 | 0 | 01. ($9,999.00) to $0.22 | 1 | 0 | 0 | 0 | 0 | 0 | 0 | 0 | 0 | 0 | 0 | 0 | 0 | 0 | 0 | 0 | 0 | 0 | 0 | 0 | 0 | 0 | 0 | 0 | 0 | 0 | 0 | 0 | 0 | 0 | 0 | 0 | 0 | 0 | 0 | 0 | 0 | 0 | 0 | 0 | 0 | 0 | 0 | 0 | 0 | 0 | 0 | 0 | 0 | 0 | 0 | 0 | 0 | 0 | 0 | 0 | 0 | 0 | 0 | 0 | 0 | 0 | 0 | 0 | 0 | 0 | 0 | 0 | 0 | 0 | 0 | 0 | 0 | 0 | 0 | 0 | 0 | 0 | 0 | 0 | 0 | 0 | 0 | 0 | 0 | 0 | 0 | 0 | 0 | 0 | 0 | 0 | 0 | 0 | 0 | 0 | 0 | 0 | 0 | 0 | 0 | 0 | 0 | 0 | 0 | 0 | 0 | 0 | 0 | 0 | 0 | 0 | 0 | 0 | 0 | 0 | 0 | 0 | 0 | 0 | 0 | 0 | 0 | 0 | 0 | 0 | 0 | 0 | 0 | 0 | 0 | 0 | 0 | 0 | 0 | 0 | 0 | 0 | 0 | 0 | 0 | 0 | 0 | 0 | 0 | 0 | 0 | 0 | 0 | 0 | 0 | 0 | 0 | 0 | 0 | 0 | 0 | 0 | 0 | 0 | 0 | 0 | 0 | 0 | 0 | 0 | 0 | 0 | 0 | 0 | 0 | 0 | 0 | 0 | 0 | 0 | 0 | 0 | 0 | 0 | 0 | 0 | 0 | 0 | 0 | 0 | 0 | 0 | 0 | 0 | 0 | 0 | 0 | 0 | 0 | 0 | 0 | 0 | 0 | 0 | 0 | 0 | 0 | 0 | 0.04263% | 0 | 0 | 0 | 0 | 0 | 0 | 0 | 0 | 0 | 0 | 0 | 0 | 0 | 0 | 0 | 0 | 0 | 0 | 0 | 0 | 0 | 0 | 0 | 0
| Com-Cooling_DX_Cadmus | M_Input | Cadmus created workbook. Based on the PSE 2014 cooling DX EUI, 2014 CBSA analysis to determine capacity per sqft by capacity buckets, and costs based on the NEEP Phase 4 Incremental Cost Report for the measure "Commercial Unitary AC". Baseline cost based on DEER 2008 were used to establish full costs. Costs were interpolated based on the associated efficiency and capacity bucket | 2020 | NR and New | 2022 | 2045 | PSE | Commercial | University | Electric | Per Building Sqft of Cooling DX - 240 to 760 kBtuh |  |  | University DX Package 240 to 760 kBtuh - Premium Efficiency |  | 0.070504 | 15 | 0.33491 | 0 |  | 0 | 0 | 0 | 0 | 0 | 0 | 0 | 0 |  | 0 | 0 | 0 | Cooling | Cooling DX | Cooling DX | Cooling DX 240 to 760 kBtuh Premium | CommCOOL | 0.004239% | 4.629% | 4.629% | 121327.9762 | 1 | 0% | 6.667% | 85% | 6.8% | 0.2% | 0.046361 | 0.00043998 | 0.0046801 | 0.42989 | 0 | 0 | 0 | 0.49176 | 0.061862 |  | 0.5975 | 0 | 0.5975 | 13. $0.225 to $99,999.000 | 0 | 0 | 01. ($9,999.00) to $0.22 | 1 | 0 | 0 | 0 | 0 | 0 | 0 | 0 | 0 | 0 | 0 | 0 | 0 | 0 | 0 | 0 | 0 | 0 | 0 | 0 | 0 | 0 | 0 | 0 | 0 | 0 | 0 | 0 | 0 | 0 | 0 | 0 | 0 | 0 | 0 | 0 | 0 | 0 | 0 | 0 | 0 | 0 | 0 | 0 | 0 | 0 | 0 | 0 | 0 | 0 | 0 | 0 | 0 | 0 | 0 | 0 | 0 | 0 | 0 | 0 | 0 | 0 | 0 | 0 | 0 | 0 | 0 | 0 | 0 | 0 | 0 | 0 | 0 | 0 | 0 | 0 | 0 | 0 | 0 | 0 | 0 | 0 | 0 | 0 | 0 | 0 | 0 | 0 | 0 | 0 | 0 | 0 | 0 | 0 | 0 | 0 | 0 | 0 | 0 | 0 | 0 | 0 | 0 | 0 | 0 | 0 | 0 | 0 | 0 | 0 | 0 | 0 | 0 | 0 | 0 | 0 | 0 | 0 | 0 | 0 | 0 | 0 | 0 | 0 | 0 | 0 | 0 | 0 | 0 | 0 | 0 | 0 | 0 | 0 | 0 | 0 | 0 | 0 | 0 | 0 | 0 | 0 | 0 | 0 | 0 | 0 | 0 | 0 | 0 | 0 | 0 | 0 | 0 | 0 | 0 | 0 | 0 | 0 | 0 | 0 | 0 | 0 | 0 | 0 | 0 | 0 | 0 | 0 | 0 | 0 | 0 | 0 | 0 | 0 | 0 | 0 | 0 | 0 | 0 | 0 | 0 | 0 | 0 | 0 | 0 | 0 | 0 | 0 | 0 | 0 | 0 | 0 | 0 | 0 | 0 | 0 | 0 | 0 | 0 | 0 | 0 | 0 | 0 | 0 | 0.04263% | 0 | 0 | 0 | 0 | 0 | 0 | 0 | 0 | 0 | 0 | 0 | 0 | 0 | 0 | 0 | 0 | 0 | 0 | 0 | 0 | 0 | 0 | 0 | 0
| Com-Cooling_DX_Cadmus | M_Input | Cadmus created workbook. Based on the PSE 2014 cooling DX EUI, 2014 CBSA analysis to determine capacity per sqft by capacity buckets, and costs based on the NEEP Phase 4 Incremental Cost Report for the measure "Commercial Unitary AC". Baseline cost based on DEER 2008 were used to establish full costs. Costs were interpolated based on the associated efficiency and capacity bucket | 2020 | NR and New | 2022 | 2023 | PSE | Commercial | University | Electric | Per Building Sqft of Cooling DX - 240 to 760 kBtuh |  |  | University DX Package 240 to 760 kBtuh - Federal Standard 2023 |  | 0.036467 | 15 | 0.11164 | 0 |  | 0 | 0 | 0 | 0 | 0 | 0 | 0 | 0 |  | 0 | 0 | 0 | Cooling | Cooling DX | Cooling DX | Cooling DX 240 to 760 kBtuh Standard | CommCOOL | 0.004239% | 4.629% | 4.629% | 121327.9762 | 1 | 0% | 6.667% | 85% | 6.8% | 0.2% | 0.02398 | 0.00022758 | 0.0024207 | 0.1433 | 0 | 0 | 0 | 0.16298 | 0.019679 |  | 0.38284 | 0 | 0.38284 | 13. $0.225 to $99,999.000 | 0 | 0 | 01. ($9,999.00) to $0.22 | 1 | 0 | 0 | 0 | 0 | 0 | 0 | 0 | 0 | 0 | 0 | 0 | 0 | 0 | 0 | 0 | 0 | 0 | 0 | 0 | 0 | 0 | 0 | 0 | 0 | 0 | 0 | 0 | 0 | 0 | 0 | 0 | 0 | 0 | 0 | 0 | 0 | 0 | 0 | 0 | 0 | 0 | 0 | 0 | 0 | 0 | 0 | 0 | 0 | 0 | 0 | 0 | 0 | 0 | 0 | 0 | 0 | 0 | 0 | 0 | 0 | 0 | 0 | 0 | 0 | 0 | 0 | 0 | 0 | 0 | 0 | 0 | 0 | 0 | 0 | 0 | 0 | 0 | 0 | 0 | 0 | 0 | 0 | 0 | 0 | 0 | 0 | 0 | 0 | 0 | 0 | 0 | 0 | 0 | 0 | 0 | 0 | 0 | 0 | 0 | 0 | 0 | 0 | 0 | 0 | 0 | 0 | 0 | 0 | 0 | 0 | 0 | 0 | 0 | 0 | 0 | 0 | 0 | 0 | 0 | 0 | 0 | 0 | 0 | 0 | 0 | 0 | 0 | 0 | 0 | 0 | 0 | 0 | 0 | 0 | 0 | 0 | 0 | 0 | 0 | 0 | 0 | 0 | 0 | 0 | 0 | 0 | 0 | 0 | 0 | 0 | 0 | 0 | 0 | 0 | 0 | 0 | 0 | 0 | 0 | 0 | 0 | 0 | 0 | 0 | 0 | 0 | 0 | 0 | 0 | 0 | 0 | 0 | 0 | 0 | 0 | 0 | 0 | 0 | 0 | 0 | 0 | 0 | 0 | 0 | 0 | 0 | 0 | 0 | 0 | 0 | 0 | 0 | 0 | 0 | 0 | 0 | 0 | 0 | 0 | 0 | 0 | 0 | 0 | 0.04263% | 0 | 0 | 0 | 0 | 0 | 0 | 0 | 0 | 0 | 0 | 0 | 0 | 0 | 0 | 0 | 0 | 0 | 0 | 0 | 0 | 0 | 0 | 0 | 0
| Com-Cooling_DX_Cadmus | M_Input | Cadmus created workbook. Based on the PSE 2014 cooling DX EUI, 2014 CBSA analysis to determine capacity per sqft by capacity buckets, and costs based on the NEEP Phase 4 Incremental Cost Report for the measure "Commercial Unitary AC". Baseline cost based on DEER 2008 were used to establish full costs. Costs were interpolated based on the associated efficiency and capacity bucket | 2020 | NR and New | 2022 | 2045 | PSE | Commercial | University | Electric | Per Building Sqft of Cooling DX - 135 to 240 kBtuh |  |  | University DX Package 135 to 240 kBtuh - Premium Efficiency |  | 0.057125 | 15 | 1.4181 | 0 |  | 0 | 0 | 0 | 0 | 0 | 0 | 0 | 0 |  | 0 | 0 | 0 | Cooling | Cooling DX | Cooling DX | Cooling DX 135 to 240 kBtuh Premium | CommCOOL | 0.004239% | 4.629% | 4.629% | 121327.9762 | 1 | 0% | 6.667% | 85% | 6.8% | 0.2% | 0.037564 | 0.00035649 | 0.003792 | 1.8202 | 0 | 0 | 0 | 2.0997 | 0.27947 |  | 3.1487 | 0 | 3.1487 | 13. $0.225 to $99,999.000 | 0 | 0 | 01. ($9,999.00) to $0.22 | 1 | 0 | 0 | 0 | 0 | 0 | 0 | 0 | 0 | 0 | 0 | 0 | 0 | 0 | 0 | 0 | 0 | 0 | 0 | 0 | 0 | 0 | 0 | 0 | 0 | 0 | 0 | 0 | 0 | 0 | 0 | 0 | 0 | 0 | 0 | 0 | 0 | 0 | 0 | 0 | 0 | 0 | 0 | 0 | 0 | 0 | 0 | 0 | 0 | 0 | 0 | 0 | 0 | 0 | 0 | 0 | 0 | 0 | 0 | 0 | 0 | 0 | 0 | 0 | 0 | 0 | 0 | 0 | 0 | 0 | 0 | 0 | 0 | 0 | 0 | 0 | 0 | 0 | 0 | 0 | 0 | 0 | 0 | 0 | 0 | 0 | 0 | 0 | 0 | 0 | 0 | 0 | 0 | 0 | 0 | 0 | 0 | 0 | 0 | 0 | 0 | 0 | 0 | 0 | 0 | 0 | 0 | 0 | 0 | 0 | 0 | 0 | 0 | 0 | 0 | 0 | 0 | 0 | 0 | 0 | 0 | 0 | 0 | 0 | 0 | 0 | 0 | 0 | 0 | 0 | 0 | 0 | 0 | 0 | 0 | 0 | 0 | 0 | 0 | 0 | 0 | 0 | 0 | 0 | 0 | 0 | 0 | 0 | 0 | 0 | 0 | 0 | 0 | 0 | 0 | 0 | 0 | 0 | 0 | 0 | 0 | 0 | 0 | 0 | 0 | 0 | 0 | 0 | 0 | 0 | 0 | 0 | 0 | 0 | 0 | 0 | 0 | 0 | 0 | 0 | 0 | 0 | 0 | 0 | 0 | 0 | 0 | 0 | 0 | 0 | 0 | 0 | 0 | 0 | 0 | 0 | 0 | 0 | 0 | 0 | 0 | 0 | 0 | 0 | 0.04263% | 0 | 0 | 0 | 0 | 0 | 0 | 0 | 0 | 0 | 0 | 0 | 0 | 0 | 0 | 0 | 0 | 0 | 0 | 0 | 0 | 0 | 0 | 0 | 0
| Com-Cooling_DX_Cadmus | M_Input | Cadmus created workbook. Based on the PSE 2014 cooling DX EUI, 2014 CBSA analysis to determine capacity per sqft by capacity buckets, and costs based on the NEEP Phase 4 Incremental Cost Report for the measure "Commercial Unitary AC". Baseline cost based on DEER 2008 were used to establish full costs. Costs were interpolated based on the associated efficiency and capacity bucket | 2020 | NR and New | 2022 | 2023 | PSE | Commercial | University | Electric | Per Building Sqft of Cooling DX - 135 to 240 kBtuh |  |  | University DX Package 135 to 240 kBtuh - Federal Standard 2023 |  | 0.035676 | 15 | 0.59361 | 0 |  | 0 | 0 | 0 | 0 | 0 | 0 | 0 | 0 |  | 0 | 0 | 0 | Cooling | Cooling DX | Cooling DX | Cooling DX 135 to 240 kBtuh Standard | CommCOOL | 0.004239% | 4.629% | 4.629% | 121327.9762 | 1 | 0% | 6.667% | 85% | 6.8% | 0.2% | 0.02346 | 0.00022264 | 0.0023682 | 0.76196 | 0 | 0 | 0 | 0.8781 | 0.11613 |  | 2.1084 | 0 | 2.1084 | 13. $0.225 to $99,999.000 | 0 | 0 | 01. ($9,999.00) to $0.22 | 1 | 0 | 0 | 0 | 0 | 0 | 0 | 0 | 0 | 0 | 0 | 0 | 0 | 0 | 0 | 0 | 0 | 0 | 0 | 0 | 0 | 0 | 0 | 0 | 0 | 0 | 0 | 0 | 0 | 0 | 0 | 0 | 0 | 0 | 0 | 0 | 0 | 0 | 0 | 0 | 0 | 0 | 0 | 0 | 0 | 0 | 0 | 0 | 0 | 0 | 0 | 0 | 0 | 0 | 0 | 0 | 0 | 0 | 0 | 0 | 0 | 0 | 0 | 0 | 0 | 0 | 0 | 0 | 0 | 0 | 0 | 0 | 0 | 0 | 0 | 0 | 0 | 0 | 0 | 0 | 0 | 0 | 0 | 0 | 0 | 0 | 0 | 0 | 0 | 0 | 0 | 0 | 0 | 0 | 0 | 0 | 0 | 0 | 0 | 0 | 0 | 0 | 0 | 0 | 0 | 0 | 0 | 0 | 0 | 0 | 0 | 0 | 0 | 0 | 0 | 0 | 0 | 0 | 0 | 0 | 0 | 0 | 0 | 0 | 0 | 0 | 0 | 0 | 0 | 0 | 0 | 0 | 0 | 0 | 0 | 0 | 0 | 0 | 0 | 0 | 0 | 0 | 0 | 0 | 0 | 0 | 0 | 0 | 0 | 0 | 0 | 0 | 0 | 0 | 0 | 0 | 0 | 0 | 0 | 0 | 0 | 0 | 0 | 0 | 0 | 0 | 0 | 0 | 0 | 0 | 0 | 0 | 0 | 0 | 0 | 0 | 0 | 0 | 0 | 0 | 0 | 0 | 0 | 0 | 0 | 0 | 0 | 0 | 0 | 0 | 0 | 0 | 0 | 0 | 0 | 0 | 0 | 0 | 0 | 0 | 0 | 0 | 0 | 0 | 0.04263% | 0 | 0 | 0 | 0 | 0 | 0 | 0 | 0 | 0 | 0 | 0 | 0 | 0 | 0 | 0 | 0 | 0 | 0 | 0 | 0 | 0 | 0 | 0 | 0
| Com-Tuneup_Cooling_DX-Cadmus | M_Input | Cadmus created workbook. Cooling DX EUIs based on Cadmus developed 2014 PSE EUIs. Percent savings based on Wisconsin Focus on Energy Technical Reference Manual. February 2016. Air Conditioning Unit Tune Up - Coil Cleaning. Page 165 - 168 and Air Conditioning Unit Tune Up - Refrigerant Charge Correction. Page 169 - 172. Costs based on CEE http://www.californiaenergyefficiency.com/docs/WtPaperCalAirConditionaerQualityInstallationProgram.pdf and GDS / Kema and TRANE Service Center provided estimated costs ranging from $3000 to $8000 depending on system. XCEL 2005 http://www.metrodenver.org/documents/newsCenter/EnergyEfficiencyReport.pdf and GDS 2006 Report for North Carolina Utilities Commission and 2005 http://eetd.lbl.gov/emills/PUBS/PDF/NCBC_Mills_6Apr05.pdf and Wisconsin Focus on Energy Technical Reference Manual. February 2016. Air Conditioning Unit Tune Up - Refrigerant Charge Correction. Page 169 - 172. EUL based on California Energy Commission and California Public Utilities Commission. Database for Energy Efficient Resources (DEER) 2008 | 2020 | Retro | 2022 | 2045 | PSE | Commercial | Supermarket | Electric | Per Building Sqft - Cooling DX Tune Up |  |  | Supermarket Tune-up - DX Maintenance - Refrigerant Charge Correction |  | 0.027718 | 10 | 0.079298 | 0 |  | 0 | 0 | 0 | 0 | 0 | 0 | 0 | 0 |  | 0 | 0 | 0 | Cooling | Cooling DX | Cooling DX Tuneup | Cooling DX Tune Up and Maintenance | CommCOOL | 0.004239% | 59.08% | 59.08% | 49733.7282 | 1 | 50% | 10% | 85% | 6.8% | 0.2% | 0.012959 | 0.00017297 | 0.0013132 | 0.13128 | 0 | 0 | 0 | 0.14565 | 0.014374 |  | 0.45014 | 0 | 0.45014 | 13. $0.225 to $99,999.000 | 0 | 0 | 01. ($9,999.00) to $0.22 | 1 | 578276.9933 | 575547.5259 | 572830.9416 | 570127.1795 | 567436.1792 | 564757.8805 | 562092.2233 | 559439.148 | 556798.5952 | 554170.5058 | 0 | 0 | 0 | 0 | 0 | 0 | 0 | 0 | 0 | 0 | 0 | 0 | 0 | 0 | 16028.4688 | 15952.8144 | 15877.5171 | 15802.5752 | 15727.9871 | 15653.751 | 15579.8653 | 15506.3283 | 15433.1384 | 15360.294 | 0 | 0 | 0 | 0 | 0 | 0 | 0 | 0 | 0 | 0 | 0 | 0 | 0 | 0 | 156922.7395 | 16028.4688 | 31981.2831 | 47858.8002 | 63661.3755 | 79389.3625 | 95043.1135 | 110622.9788 | 126129.3071 | 141562.4455 | 156922.7395 | 156922.7395 | 156922.7395 | 156922.7395 | 156922.7395 | 156922.7395 | 156922.7395 | 156922.7395 | 156922.7395 | 156922.7395 | 156922.7395 | 156922.7395 | 156922.7395 | 156922.7395 | 156922.7395 | 0 | 0 | 0 | 0 | 0 | 0 | 0 | 0 | 0 | 0 | 0 | 0 | 0 | 0 | 0 | 0 | 0 | 0 | 0 | 0 | 0 | 0 | 0 | 0 | 0 | 0 | 0 | 0 | 0 | 0 | 0 | 0 | 0 | 0 | 0 | 0 | 0 | 0 | 0 | 0 | 0 | 0 | 0 | 0 | 0 | 0 | 0 | 0 | 0 | 0 | 0 | 0 | 0 | 0 | 0 | 0 | 0 | 0 | 0 | 0 | 0 | 0.67951 | 1.3558 | 2.0289 | 2.6989 | 3.3656 | 4.0293 | 4.6897 | 5.3471 | 6.0014 | 6.6526 | 6.6526 | 6.6526 | 6.6526 | 6.6526 | 6.6526 | 6.6526 | 6.6526 | 6.6526 | 6.6526 | 6.6526 | 6.6526 | 6.6526 | 6.6526 | 6.6526 | 84225.6438 | 83828.0987 | 83432.4301 | 83038.629 | 82646.6867 | 82256.5943 | 81868.3432 | 81481.9246 | 81097.33 | 80714.5506 | 0 | 0 | 0 | 0 | 0 | 0 | 0 | 0 | 0 | 0 | 0 | 0 | 0 | 0 | 824590.231 | 0 | 0 | 0 | 0 | 0 | 0 | 0 | 0 | 0 | 0 | 0 | 0 | 0 | 0 | 0 | 0 | 0 | 0 | 0 | 0 | 0.04263% | 6.8334 | 13.6345 | 20.4035 | 27.1406 | 33.8458 | 40.5195 | 47.1616 | 53.7723 | 60.3519 | 66.9004 | 66.9004 | 66.9004 | 66.9004 | 66.9004 | 66.9004 | 66.9004 | 66.9004 | 66.9004 | 66.9004 | 66.9004 | 66.9004 | 66.9004 | 66.9004 | 66.9004
| Com-Tuneup_Cooling_DX-Cadmus | M_Input | Cadmus created workbook. Cooling DX EUIs based on Cadmus developed 2014 PSE EUIs. Percent savings based on Wisconsin Focus on Energy Technical Reference Manual. February 2016. Air Conditioning Unit Tune Up - Coil Cleaning. Page 165 - 168 and Air Conditioning Unit Tune Up - Refrigerant Charge Correction. Page 169 - 172. Costs based on CEE http://www.californiaenergyefficiency.com/docs/WtPaperCalAirConditionaerQualityInstallationProgram.pdf and GDS / Kema and TRANE Service Center provided estimated costs ranging from $3000 to $8000 depending on system. XCEL 2005 http://www.metrodenver.org/documents/newsCenter/EnergyEfficiencyReport.pdf and GDS 2006 Report for North Carolina Utilities Commission and 2005 http://eetd.lbl.gov/emills/PUBS/PDF/NCBC_Mills_6Apr05.pdf and Wisconsin Focus on Energy Technical Reference Manual. February 2016. Air Conditioning Unit Tune Up - Refrigerant Charge Correction. Page 169 - 172. EUL based on California Energy Commission and California Public Utilities Commission. Database for Energy Efficient Resources (DEER) 2008 | 2020 | Retro | 2022 | 2045 | PSE | Commercial | Supermarket | Electric | Per Building Sqft - Cooling DX Tune Up |  |  | Supermarket Tune-up - DX Maintenance - Coil Cleaning |  | 0.11694 | 3 | 0.81564 | 0 |  | 0 | 0 | 0 | 0 | 0 | 0 | 0 | 0 |  | 0 | 0 | 0 | Cooling | Cooling DX | Cooling DX Tuneup | Cooling DX Tune Up and Maintenance | CommCOOL | 0.004239% | 59.08% | 59.08% | 49733.7282 | 1 | 50% | 33.33% | 85% | 6.8% | 0.2% | 0.018276 | 0.00072975 | 0.0019005 | 3.6149 | 0 | 0 | 0 | 3.7754 | 0.1605 |  | 2.7657 | 0 | 2.7657 | 13. $0.225 to $99,999.000 | 0 | 0 | 01. ($9,999.00) to $0.22 | 1 | 578276.9933 | 575547.5259 | 572830.9416 | 570127.1795 | 567436.1792 | 564757.8805 | 562092.2233 | 559439.148 | 556798.5952 | 554170.5058 | 0 | 0 | 0 | 0 | 0 | 0 | 0 | 0 | 0 | 0 | 0 | 0 | 0 | 0 | 67622.2523 | 67303.0753 | 66985.4048 | 66669.2337 | 66354.5549 | 66041.3614 | 65729.6461 | 65419.4022 | 65110.6226 | 64803.3005 | 0 | 0 | 0 | 0 | 0 | 0 | 0 | 0 | 0 | 0 | 0 | 0 | 0 | 0 | 662038.8538 | 67622.2523 | 134925.3276 | 201910.7324 | 268579.966 | 334934.5209 | 400975.8823 | 466705.5284 | 532124.9306 | 597235.5533 | 662038.8538 | 662038.8538 | 662038.8538 | 662038.8538 | 662038.8538 | 662038.8538 | 662038.8538 | 662038.8538 | 662038.8538 | 662038.8538 | 662038.8538 | 662038.8538 | 662038.8538 | 662038.8538 | 662038.8538 | 0 | 0 | 0 | 0 | 0 | 0 | 0 | 0 | 0 | 0 | 0 | 0 | 0 | 0 | 0 | 0 | 0 | 0 | 0 | 0 | 0 | 0 | 0 | 0 | 0 | 0 | 0 | 0 | 0 | 0 | 0 | 0 | 0 | 0 | 0 | 0 | 0 | 0 | 0 | 0 | 0 | 0 | 0 | 0 | 0 | 0 | 0 | 0 | 0 | 0 | 0 | 0 | 0 | 0 | 0 | 0 | 0 | 0 | 0 | 0 | 0 | 2.8668 | 5.72 | 8.5598 | 11.3862 | 14.1992 | 16.999 | 19.7855 | 22.5589 | 25.3192 | 28.0664 | 28.0664 | 28.0664 | 28.0664 | 28.0664 | 28.0664 | 28.0664 | 28.0664 | 28.0664 | 28.0664 | 28.0664 | 28.0664 | 28.0664 | 28.0664 | 28.0664 | 2183216.7692 | 2172911.986 | 2162655.8415 | 2152448.1059 | 2142288.5508 | 2132176.9489 | 2122113.0737 | 2112096.7 | 2102127.6035 | 2092205.5613 | 0 | 0 | 0 | 0 | 0 | 0 | 0 | 0 | 0 | 0 | 0 | 0 | 0 | 0 | 21374241.1408 | 0 | 0 | 0 | 0 | 0 | 0 | 0 | 0 | 0 | 0 | 0 | 0 | 0 | 0 | 0 | 0 | 0 | 0 | 0 | 0 | 0.04263% | 28.8292 | 57.5223 | 86.08 | 114.5029 | 142.7917 | 170.9469 | 198.9692 | 226.8593 | 254.6177 | 282.2451 | 282.2451 | 282.2451 | 282.2451 | 282.2451 | 282.2451 | 282.2451 | 282.2451 | 282.2451 | 282.2451 | 282.2451 | 282.2451 | 282.2451 | 282.2451 | 282.2451
| Com-Cooling_DX_Cadmus | M_Input | Cadmus created workbook. Based on the PSE 2014 cooling DX EUI, 2014 CBSA analysis to determine capacity per sqft by capacity buckets, and costs based on the NEEP Phase 4 Incremental Cost Report for the measure "Commercial Unitary AC". Baseline cost based on DEER 2008 were used to establish full costs. Costs were interpolated based on the associated efficiency and capacity bucket | 2020 | NR and New | 2022 | 2045 | PSE | Commercial | Supermarket | Electric | Per Building Sqft of Cooling DX - 65 to 135 kBtuh |  |  | Supermarket DX Package 65 to 135 kBtuh - Premium Efficiency |  | 0.26332 | 15 | 0.64861 | 0 |  | 0 | 0 | 0 | 0 | 0 | 0 | 0 | 0 |  | 0 | 0 | 0 | Cooling | Cooling DX | Cooling DX | Cooling DX 65 to 135 kBtuh Premium | CommCOOL | 0.004239% | 59.08% | 59.08% | 49733.7282 | 1 | 50.23% | 6.667% | 85% | 6.8% | 0.2% | 0.17315 | 0.0016433 | 0.01748 | 0.83256 | 0 | 0 | 0 | 0.94316 | 0.1106 |  | 0.30683 | 0 | 0.30683 | 13. $0.225 to $99,999.000 | 0 | 0 | 01. ($9,999.00) to $0.22 | 1 | 21470.0848 | 49291.5218 | 79210.7206 | 102753.3226 | 144199.951 | 194758.5147 | 257872.1784 | 280413.0844 | 358235.4246 | 418372.9874 | 426478.2747 | 391019.9212 | 479120.9499 | 510478.4455 | 488173.957 | 438782.7055 | 467861.698 | 480772.6847 | 488817.4388 | 454109.5549 | 472875.3083 | 474110.0007 | 494870.7711 | 461107.4835 | 5653.5487 | 12979.549 | 20857.9365 | 27057.2248 | 37971.0397 | 51284.2289 | 67903.4539 | 73838.9736 | 94331.3187 | 110166.8705 | 112301.1721 | 102964.2025 | 126163.154 | 134420.2769 | 128547.0112 | 115541.2011 | 123198.3437 | 126598.0923 | 128716.4542 | 119577.0999 | 124518.5383 | 124843.6601 | 130310.4306 | 121419.8095 | 2221163.5908 | 5653.5487 | 18633.0977 | 39491.0342 | 66548.259 | 104519.2987 | 155803.5277 | 223706.9816 | 297545.9552 | 391877.2739 | 502044.1444 | 614345.3165 | 717309.519 | 843472.673 | 977892.9498 | 1106439.961 | 1221981.1622 | 1345179.5058 | 1471777.5982 | 1600494.0524 | 1720071.1523 | 1844589.6906 | 1969433.3507 | 2099743.7813 | 2221163.5908 | 0 | 0 | 0 | 0 | 0 | 0 | 0 | 0 | 0 | 0 | 0 | 0 | 0 | 0 | 0 | 0 | 0 | 0 | 0 | 0 | 0 | 0 | 0 | 0 | 0 | 0 | 0 | 0 | 0 | 0 | 0 | 0 | 0 | 0 | 0 | 0 | 0 | 0 | 0 | 0 | 0 | 0 | 0 | 0 | 0 | 0 | 0 | 0 | 0 | 0 | 0 | 0 | 0 | 0 | 0 | 0 | 0 | 0 | 0 | 0 | 0 | 0.23968 | 0.78993 | 1.6742 | 2.8212 | 4.431 | 6.6051 | 9.4838 | 12.6141 | 16.6132 | 21.2836 | 26.0445 | 30.4096 | 35.7581 | 41.4567 | 46.9064 | 51.8046 | 57.0275 | 62.3945 | 67.8513 | 72.9206 | 78.1994 | 83.4921 | 89.0164 | 94.1639 | 20249.7615 | 46489.8752 | 74708.5174 | 96912.9977 | 136003.87 | 183688.7704 | 243215.1604 | 264474.8795 | 337873.9296 | 394593.3751 | 402237.9717 | 368795.0109 | 451888.5263 | 481463.715 | 460426.9758 | 413843.0394 | 441269.2313 | 453446.3794 | 461033.8832 | 428298.7367 | 445997.8764 | 447162.391 | 466743.1543 | 434898.9149 | 7955716.9431 | 0 | 0 | 0 | 0 | 0 | 0 | 0 | 0 | 0 | 0 | 0 | 0 | 0 | 0 | 0 | 0 | 0 | 0 | 0 | 0 | 0.04263% | 2.4103 | 7.9438 | 16.8361 | 28.3713 | 44.5594 | 66.4233 | 95.3724 | 126.8519 | 167.0679 | 214.035 | 261.9121 | 305.8085 | 359.5953 | 416.9023 | 471.7054 | 520.9637 | 573.4865 | 627.4587 | 682.3341 | 733.313 | 786.3987 | 839.6229 | 895.1778 | 946.9423
| Com-Cooling_DX_Cadmus | M_Input | Cadmus created workbook. Based on the PSE 2014 cooling DX EUI, 2014 CBSA analysis to determine capacity per sqft by capacity buckets, and costs based on the NEEP Phase 4 Incremental Cost Report for the measure "Commercial Unitary AC". Baseline cost based on DEER 2008 were used to establish full costs. Costs were interpolated based on the associated efficiency and capacity bucket | 2020 | NR and New | 2022 | 2023 | PSE | Commercial | Supermarket | Electric | Per Building Sqft of Cooling DX - 65 to 135 kBtuh |  |  | Supermarket DX Package 65 to 135 kBtuh - Federal Standard 2023 |  | 0.17545 | 15 | 0.29342 | 0 |  | 0 | 0 | 0 | 0 | 0 | 0 | 0 | 0 |  | 0 | 0 | 0 | Cooling | Cooling DX | Cooling DX | Cooling DX 65 to 135 kBtuh Standard | CommCOOL | 0.004239% | 59.08% | 59.08% | 49733.7282 | 1 | 50.23% | 6.667% | 85% | 6.8% | 0.2% | 0.11537 | 0.0010949 | 0.011647 | 0.37664 | 0 | 0 | 0 | 0.42258 | 0.045943 |  | 0.20632 | 0 | 0.20632 | 12. $0.200 to $0.225 | 0 | 0 | 01. ($9,999.00) to $0.22 | 1 | 21470.0848 | 49291.5218 | 79210.7206 | 102753.3226 | 144199.951 | 194758.5147 | 257872.1784 | 280413.0844 | 358235.4246 | 418372.9874 | 426478.2747 | 391019.9212 | 479120.9499 | 510478.4455 | 488173.957 | 438782.7055 | 467861.698 | 480772.6847 | 488817.4388 | 454109.5549 | 472875.3083 | 474110.0007 | 494870.7711 | 461107.4835 | 3766.9455 | 8648.2414 | 13897.5915 | 18028.162 | 25300.0099 | 34170.5549 | 45243.9034 | 49198.7255 | 62852.7244 | 73403.9133 | 74825.9932 | 68604.7935 | 84062.1975 | 89563.898 | 85650.5556 | 76984.8165 | 82086.7517 | 84351.9958 | 85763.4551 | 79673.9259 | 82966.3941 | 83183.022 | 86825.5176 | 80901.7187 | 1479955.8071 | 3766.9455 | 12415.1869 | 26312.7784 | 44340.9404 | 69640.9503 | 103811.5051 | 149055.4086 | 198254.134 | 261106.8584 | 334510.7717 | 409336.7649 | 477941.5584 | 562003.7559 | 651567.6539 | 737218.2095 | 814203.0261 | 896289.7778 | 980641.7736 | 1066405.2287 | 1146079.1546 | 1229045.5487 | 1312228.5707 | 1399054.0883 | 1479955.8071 | 0 | 0 | 0 | 0 | 0 | 0 | 0 | 0 | 0 | 0 | 0 | 0 | 0 | 0 | 0 | 0 | 0 | 0 | 0 | 0 | 0 | 0 | 0 | 0 | 0 | 0 | 0 | 0 | 0 | 0 | 0 | 0 | 0 | 0 | 0 | 0 | 0 | 0 | 0 | 0 | 0 | 0 | 0 | 0 | 0 | 0 | 0 | 0 | 0 | 0 | 0 | 0 | 0 | 0 | 0 | 0 | 0 | 0 | 0 | 0 | 0 | 0.1597 | 0.52633 | 1.1155 | 1.8798 | 2.9524 | 4.401 | 6.319 | 8.4048 | 11.0694 | 14.1812 | 17.3534 | 20.2618 | 23.8256 | 27.6225 | 31.2536 | 34.5173 | 37.9973 | 41.5733 | 45.2091 | 48.5868 | 52.1041 | 55.6306 | 59.3114 | 62.7412 | 9072.7789 | 20829.4976 | 33472.6836 | 43421.2621 | 60935.6827 | 82300.6039 | 108971.0304 | 118496.3145 | 151382.2995 | 176795.0921 | 180220.2057 | 165236.2965 | 202465.826 | 215716.8042 | 206291.4249 | 185419.7837 | 197707.9173 | 203163.8123 | 206563.3459 | 191896.5684 | 199826.5572 | 200348.3107 | 209121.3491 | 194853.7369 | 3564509.184 | 0 | 0 | 0 | 0 | 0 | 0 | 0 | 0 | 0 | 0 | 0 | 0 | 0 | 0 | 0 | 0 | 0 | 0 | 0 | 0 | 0.04263% | 1.606 | 5.2929 | 11.2179 | 18.9037 | 29.6898 | 44.2577 | 63.5464 | 84.5211 | 111.3169 | 142.611 | 174.5114 | 203.7595 | 239.5975 | 277.781 | 314.2961 | 347.1169 | 382.1127 | 418.0742 | 454.6375 | 488.6047 | 523.9755 | 559.4387 | 596.4547 | 630.9453
| Com-Cooling_DX_Cadmus | M_Input | Cadmus created workbook. Based on the PSE 2014 cooling DX EUI, 2014 CBSA analysis to determine capacity per sqft by capacity buckets, and costs based on the NEEP Phase 4 Incremental Cost Report for the measure "Commercial Unitary AC". Baseline cost based on DEER 2008 were used to establish full costs. Costs were interpolated based on the associated efficiency and capacity bucket | 2020 | NR and New | 2022 | 2045 | PSE | Commercial | Supermarket | Electric | Per Building Sqft of Cooling DX - 240 to 760 kBtuh |  |  | Supermarket DX Package 240 to 760 kBtuh - Premium Efficiency |  | 0.35616 | 15 | 0.29421 | 0 |  | 0 | 0 | 0 | 0 | 0 | 0 | 0 | 0 |  | 0 | 0 | 0 | Cooling | Cooling DX | Cooling DX | Cooling DX 240 to 760 kBtuh Premium | CommCOOL | 0.004239% | 59.08% | 59.08% | 49733.7282 | 1 | 32.17% | 6.667% | 85% | 6.8% | 0.2% | 0.2342 | 0.0022226 | 0.023642 | 0.37765 | 0 | 0 | 0 | 0.41063 | 0.032978 |  | 0.098765 | 0 | 0.098765 | 07. $0.085 to $0.115 | 1 | 0 | 01. ($9,999.00) to $0.22 | 1 | 13753.5955 | 31575.8257 | 50741.8683 | 65823.1047 | 92373.5432 | 124761.0276 | 165191.2267 | 179630.7834 | 229483.2642 | 268006.9927 | 273199.1866 | 250484.7978 | 306921.7392 | 327009.1453 | 312721.0362 | 281081.3242 | 299709.1362 | 307979.8297 | 313133.2464 | 290899.6035 | 302920.8221 | 303711.758 | 317010.9713 | 295382.4307 | 4898.5151 | 11246.1253 | 18072.3512 | 23443.7222 | 32899.993 | 44435.2007 | 58834.922 | 63977.7507 | 81733.3354 | 95454.0432 | 97303.3081 | 89213.2943 | 109314.017 | 116468.398 | 111379.5092 | 100110.63 | 106745.1583 | 109690.8692 | 111526.323 | 103607.533 | 107889.0404 | 108170.7421 | 112907.4233 | 105204.148 | 1924526.3526 | 4898.5151 | 16144.6404 | 34216.9916 | 57660.7138 | 90560.7068 | 134995.9076 | 193830.8295 | 257808.5802 | 339541.9157 | 434995.9589 | 532299.2669 | 621512.5613 | 730826.5783 | 847294.9763 | 958674.4855 | 1058785.1155 | 1165530.2737 | 1275221.1429 | 1386747.466 | 1490354.9989 | 1598244.0393 | 1706414.7814 | 1819322.2046 | 1924526.3526 | 0 | 0 | 0 | 0 | 0 | 0 | 0 | 0 | 0 | 0 | 0 | 0 | 0 | 0 | 0 | 0 | 0 | 0 | 0 | 0 | 0 | 0 | 0 | 0 | 0 | 0 | 0 | 0 | 0 | 0 | 0 | 0 | 0 | 0 | 0 | 0 | 0 | 0 | 0 | 0 | 0 | 0 | 0 | 0 | 0 | 0 | 0 | 0 | 0 | 0 | 0 | 0 | 0 | 0 | 0 | 0 | 0 | 0 | 0 | 0 | 0 | 0.20767 | 0.68444 | 1.4506 | 2.4445 | 3.8392 | 5.723 | 8.2173 | 10.9295 | 14.3945 | 18.4412 | 22.5663 | 26.3484 | 30.9826 | 35.9202 | 40.642 | 44.8861 | 49.4114 | 54.0617 | 58.7897 | 63.182 | 67.7559 | 72.3417 | 77.1283 | 81.5883 | 5647.6706 | 12966.054 | 20836.2502 | 27029.0931 | 37931.5608 | 51230.908 | 67832.8538 | 73762.2022 | 94233.2412 | 110052.3285 | 112184.4111 | 102857.1493 | 126031.9805 | 134280.5183 | 128413.3592 | 115421.0714 | 123070.2528 | 126466.4667 | 128582.626 | 119452.7741 | 124389.0747 | 124713.8586 | 130174.9452 | 121293.5677 | 2218854.2181 | 0 | 0 | 0 | 0 | 0 | 0 | 0 | 0 | 0 | 0 | 0 | 0 | 0 | 0 | 0 | 0 | 0 | 0 | 0 | 0 | 0.04263% | 2.0884 | 6.8829 | 14.5876 | 24.5823 | 38.6085 | 57.5524 | 82.6353 | 109.9108 | 144.7559 | 185.4506 | 226.9336 | 264.9677 | 311.5712 | 361.2248 | 408.709 | 451.3888 | 496.8972 | 543.6614 | 591.2081 | 635.3788 | 681.3748 | 727.4909 | 775.6264 | 820.4778
| Com-Cooling_DX_Cadmus | M_Input | Cadmus created workbook. Based on the PSE 2014 cooling DX EUI, 2014 CBSA analysis to determine capacity per sqft by capacity buckets, and costs based on the NEEP Phase 4 Incremental Cost Report for the measure "Commercial Unitary AC". Baseline cost based on DEER 2008 were used to establish full costs. Costs were interpolated based on the associated efficiency and capacity bucket | 2020 | NR and New | 2022 | 2023 | PSE | Commercial | Supermarket | Electric | Per Building Sqft of Cooling DX - 240 to 760 kBtuh |  |  | Supermarket DX Package 240 to 760 kBtuh - Federal Standard 2023 |  | 0.18422 | 15 | 0.098071 | 0 |  | 0 | 0 | 0 | 0 | 0 | 0 | 0 | 0 |  | 0 | 0 | 0 | Cooling | Cooling DX | Cooling DX | Cooling DX 240 to 760 kBtuh Standard | CommCOOL | 0.004239% | 59.08% | 59.08% | 49733.7282 | 1 | 32.17% | 6.667% | 85% | 6.8% | 0.2% | 0.12114 | 0.0011496 | 0.012229 | 0.12588 | 0 | 0 | 0 | 0.13212 | 0.0062358 |  | 0.061437 | 0 | 0.061437 | 03. $0.055 to $0.062 | 1 | 0 | 01. ($9,999.00) to $0.22 | 1 | 13753.5955 | 31575.8257 | 50741.8683 | 65823.1047 | 92373.5432 | 124761.0276 | 165191.2267 | 179630.7834 | 229483.2642 | 268006.9927 | 273199.1866 | 250484.7978 | 306921.7392 | 327009.1453 | 312721.0362 | 281081.3242 | 299709.1362 | 307979.8297 | 313133.2464 | 290899.6035 | 302920.8221 | 303711.758 | 317010.9713 | 295382.4307 | 2533.7147 | 5816.9614 | 9347.7679 | 12126.0632 | 17017.2378 | 22983.7245 | 30431.8562 | 33091.94 | 42275.8631 | 49372.781 | 50329.2973 | 46144.8074 | 56541.7329 | 60242.2748 | 57610.091 | 51781.3603 | 55213.0129 | 56736.6565 | 57686.0291 | 53590.1033 | 55804.676 | 55950.3838 | 58400.3914 | 54415.9386 | 995444.6651 | 2533.7147 | 8350.6761 | 17698.4439 | 29824.5072 | 46841.7449 | 69825.4694 | 100257.3256 | 133349.2656 | 175625.1288 | 224997.9098 | 275327.207 | 321472.0144 | 378013.7474 | 438256.0222 | 495866.1132 | 547647.4735 | 602860.4864 | 659597.1429 | 717283.1721 | 770873.2753 | 826677.9514 | 882628.3352 | 941028.7265 | 995444.6651 | 0 | 0 | 0 | 0 | 0 | 0 | 0 | 0 | 0 | 0 | 0 | 0 | 0 | 0 | 0 | 0 | 0 | 0 | 0 | 0 | 0 | 0 | 0 | 0 | 0 | 0 | 0 | 0 | 0 | 0 | 0 | 0 | 0 | 0 | 0 | 0 | 0 | 0 | 0 | 0 | 0 | 0 | 0 | 0 | 0 | 0 | 0 | 0 | 0 | 0 | 0 | 0 | 0 | 0 | 0 | 0 | 0 | 0 | 0 | 0 | 0 | 0.10741 | 0.35402 | 0.75031 | 1.2644 | 1.9858 | 2.9602 | 4.2503 | 5.6532 | 7.4454 | 9.5386 | 11.6722 | 13.6285 | 16.0255 | 18.5794 | 21.0217 | 23.2169 | 25.5576 | 27.9629 | 30.4085 | 32.6804 | 35.0461 | 37.4181 | 39.8939 | 42.2008 | 1817.1339 | 4171.8185 | 6704.0484 | 8696.5911 | 12204.4522 | 16483.5075 | 21825.1716 | 23732.9351 | 30319.4771 | 35409.257 | 36095.253 | 33094.2133 | 40550.6984 | 43204.6595 | 41316.9053 | 37136.6461 | 39597.7646 | 40690.494 | 41371.3667 | 38433.8435 | 40022.0947 | 40126.5936 | 41883.6943 | 39026.1175 | 713914.7368 | 0 | 0 | 0 | 0 | 0 | 0 | 0 | 0 | 0 | 0 | 0 | 0 | 0 | 0 | 0 | 0 | 0 | 0 | 0 | 0 | 0.04263% | 1.0802 | 3.5601 | 7.5453 | 12.715 | 19.9699 | 29.7685 | 42.7424 | 56.8504 | 74.8738 | 95.9227 | 117.3795 | 137.0522 | 161.1575 | 186.8404 | 211.4012 | 233.477 | 257.0158 | 281.2042 | 305.7973 | 328.6442 | 352.4353 | 376.2884 | 401.1861 | 424.3851
| Com-Cooling_DX_Cadmus | M_Input | Cadmus created workbook. Based on the PSE 2014 cooling DX EUI, 2014 CBSA analysis to determine capacity per sqft by capacity buckets, and costs based on the NEEP Phase 4 Incremental Cost Report for the measure "Commercial Unitary AC". Baseline cost based on DEER 2008 were used to establish full costs. Costs were interpolated based on the associated efficiency and capacity bucket | 2020 | NR and New | 2022 | 2045 | PSE | Commercial | Supermarket | Electric | Per Building Sqft of Cooling DX - 135 to 240 kBtuh |  |  | Supermarket DX Package 135 to 240 kBtuh - Premium Efficiency |  | 0.28858 | 15 | 0.77396 | 0 |  | 0 | 0 | 0 | 0 | 0 | 0 | 0 | 0 |  | 0 | 0 | 0 | Cooling | Cooling DX | Cooling DX | Cooling DX 135 to 240 kBtuh Premium | CommCOOL | 0.004239% | 59.08% | 59.08% | 49733.7282 | 1 | 17.6% | 6.667% | 85% | 6.8% | 0.2% | 0.18976 | 0.0018009 | 0.019156 | 0.99345 | 0 | 0 | 0 | 1.1273 | 0.13383 |  | 0.33464 | 0 | 0.33464 | 13. $0.225 to $99,999.000 | 0 | 0 | 01. ($9,999.00) to $0.22 | 1 | 7523.2978 | 17272.1627 | 27756.101 | 36005.6262 | 50528.8725 | 68245.0173 | 90360.5745 | 98259.0971 | 125528.698 | 146601.4044 | 149441.5651 | 137016.6606 | 167888.0001 | 178875.9296 | 171060.2497 | 153753.1409 | 163942.6638 | 168466.7819 | 171285.7312 | 159123.7975 | 165699.4749 | 166132.1215 | 173406.8696 | 161575.9304 | 2171.0511 | 4984.3497 | 8009.7737 | 10390.3973 | 14581.4728 | 19693.9456 | 26075.9878 | 28355.3201 | 36224.701 | 42305.8004 | 43125.4056 | 39539.8633 | 48448.6233 | 51619.4876 | 49364.0617 | 44369.6274 | 47310.0898 | 48615.6464 | 49429.1305 | 45919.4756 | 47817.0652 | 47941.9171 | 50041.2424 | 46627.1049 | 852961.5402 | 2171.0511 | 7155.4008 | 15165.1745 | 25555.5717 | 40137.0446 | 59830.9902 | 85906.9779 | 114262.298 | 150486.999 | 192792.7994 | 235918.205 | 275458.0683 | 323906.6916 | 375526.1792 | 424890.241 | 469259.8683 | 516569.9581 | 565185.6046 | 614614.7351 | 660534.2107 | 708351.2759 | 756293.1929 | 806334.4353 | 852961.5402 | 0 | 0 | 0 | 0 | 0 | 0 | 0 | 0 | 0 | 0 | 0 | 0 | 0 | 0 | 0 | 0 | 0 | 0 | 0 | 0 | 0 | 0 | 0 | 0 | 0 | 0 | 0 | 0 | 0 | 0 | 0 | 0 | 0 | 0 | 0 | 0 | 0 | 0 | 0 | 0 | 0 | 0 | 0 | 0 | 0 | 0 | 0 | 0 | 0 | 0 | 0 | 0 | 0 | 0 | 0 | 0 | 0 | 0 | 0 | 0 | 0 | 0.092039 | 0.30335 | 0.64291 | 1.0834 | 1.7016 | 2.5365 | 3.6419 | 4.844 | 6.3797 | 8.1732 | 10.0015 | 11.6778 | 13.7317 | 15.92 | 18.0128 | 19.8938 | 21.8994 | 23.9604 | 26.0559 | 28.0027 | 30.0298 | 32.0623 | 34.1837 | 36.1604 | 8480.9258 | 19470.7074 | 31289.1286 | 40588.722 | 56960.608 | 76931.8112 | 101862.4206 | 110766.3329 | 141507.0356 | 165262.0515 | 168463.7315 | 154457.2817 | 189258.1823 | 201644.7469 | 192834.2222 | 173324.1205 | 184810.6507 | 189910.6362 | 193088.4048 | 179378.399 | 186791.0833 | 187278.8008 | 195479.5394 | 182142.6598 | 3331982.2028 | 0 | 0 | 0 | 0 | 0 | 0 | 0 | 0 | 0 | 0 | 0 | 0 | 0 | 0 | 0 | 0 | 0 | 0 | 0 | 0 | 0.04263% | 0.92558 | 3.0505 | 6.4653 | 10.895 | 17.1115 | 25.5076 | 36.6245 | 48.7131 | 64.1567 | 82.1928 | 100.5783 | 117.4353 | 138.0902 | 160.097 | 181.1422 | 200.0582 | 220.2278 | 240.954 | 262.0269 | 281.6037 | 301.9894 | 322.4283 | 343.7623 | 363.6407
| Com-Cooling_DX_Cadmus | M_Input | Cadmus created workbook. Based on the PSE 2014 cooling DX EUI, 2014 CBSA analysis to determine capacity per sqft by capacity buckets, and costs based on the NEEP Phase 4 Incremental Cost Report for the measure "Commercial Unitary AC". Baseline cost based on DEER 2008 were used to establish full costs. Costs were interpolated based on the associated efficiency and capacity bucket | 2020 | NR and New | 2022 | 2023 | PSE | Commercial | Supermarket | Electric | Per Building Sqft of Cooling DX - 135 to 240 kBtuh |  |  | Supermarket DX Package 135 to 240 kBtuh - Federal Standard 2023 |  | 0.18023 | 15 | 0.32398 | 0 |  | 0 | 0 | 0 | 0 | 0 | 0 | 0 | 0 |  | 0 | 0 | 0 | Cooling | Cooling DX | Cooling DX | Cooling DX 135 to 240 kBtuh Standard | CommCOOL | 0.004239% | 59.08% | 59.08% | 49733.7282 | 1 | 17.6% | 6.667% | 85% | 6.8% | 0.2% | 0.11851 | 0.0011247 | 0.011964 | 0.41586 | 0 | 0 | 0 | 0.46757 | 0.051708 |  | 0.22224 | 0 | 0.22224 | 12. $0.200 to $0.225 | 0 | 0 | 01. ($9,999.00) to $0.22 | 1 | 7523.2978 | 17272.1627 | 27756.101 | 36005.6262 | 50528.8725 | 68245.0173 | 90360.5745 | 98259.0971 | 125528.698 | 146601.4044 | 149441.5651 | 137016.6606 | 167888.0001 | 178875.9296 | 171060.2497 | 153753.1409 | 163942.6638 | 168466.7819 | 171285.7312 | 159123.7975 | 165699.4749 | 166132.1215 | 173406.8696 | 161575.9304 | 1355.889 | 3112.8816 | 5002.353 | 6489.1266 | 9106.5837 | 12299.4821 | 16285.2662 | 17708.7802 | 22623.4535 | 26421.2894 | 26933.1584 | 24693.8756 | 30257.6736 | 32237.977 | 30829.3934 | 27710.2136 | 29546.624 | 30361.9847 | 30870.0309 | 28678.1421 | 29863.2459 | 29941.2198 | 31252.3138 | 29120.0786 | 532701.0369 | 1355.889 | 4468.7706 | 9471.1236 | 15960.2502 | 25066.8339 | 37366.3161 | 53651.5822 | 71360.3624 | 93983.816 | 120405.1054 | 147338.2638 | 172032.1394 | 202289.813 | 234527.7901 | 265357.1835 | 293067.3971 | 322614.0211 | 352976.0059 | 383846.0367 | 412524.1789 | 442387.4247 | 472328.6445 | 503580.9583 | 532701.0369 | 0 | 0 | 0 | 0 | 0 | 0 | 0 | 0 | 0 | 0 | 0 | 0 | 0 | 0 | 0 | 0 | 0 | 0 | 0 | 0 | 0 | 0 | 0 | 0 | 0 | 0 | 0 | 0 | 0 | 0 | 0 | 0 | 0 | 0 | 0 | 0 | 0 | 0 | 0 | 0 | 0 | 0 | 0 | 0 | 0 | 0 | 0 | 0 | 0 | 0 | 0 | 0 | 0 | 0 | 0 | 0 | 0 | 0 | 0 | 0 | 0 | 0.057481 | 0.18945 | 0.40152 | 0.67662 | 1.0627 | 1.5841 | 2.2745 | 3.0252 | 3.9843 | 5.1044 | 6.2463 | 7.2931 | 8.5759 | 9.9426 | 11.2495 | 12.4243 | 13.6769 | 14.964 | 16.2727 | 17.4885 | 18.7546 | 20.0239 | 21.3488 | 22.5833 | 3517.6876 | 8075.9893 | 12977.9912 | 16835.2428 | 23625.9142 | 31909.4974 | 42250.125 | 45943.2574 | 58693.7745 | 68546.7938 | 69874.775 | 64065.2305 | 78499.8218 | 83637.4761 | 79983.0786 | 71890.7495 | 76655.0908 | 78770.4442 | 80088.5076 | 74401.9211 | 77476.5274 | 77678.8211 | 81080.2937 | 75548.4712 | 1382027.4816 | 0 | 0 | 0 | 0 | 0 | 0 | 0 | 0 | 0 | 0 | 0 | 0 | 0 | 0 | 0 | 0 | 0 | 0 | 0 | 0 | 0.04263% | 0.57805 | 1.9052 | 4.0378 | 6.8043 | 10.6867 | 15.9303 | 22.8731 | 30.4229 | 40.0679 | 51.332 | 62.8143 | 73.342 | 86.2416 | 99.9856 | 113.129 | 124.9426 | 137.5391 | 150.4833 | 163.644 | 175.8703 | 188.6018 | 201.3665 | 214.6902 | 227.1049
| Com-Tuneup_Cooling_DX-Cadmus | M_Input | Cadmus created workbook. Cooling DX EUIs based on Cadmus developed 2014 PSE EUIs. Percent savings based on Wisconsin Focus on Energy Technical Reference Manual. February 2016. Air Conditioning Unit Tune Up - Coil Cleaning. Page 165 - 168 and Air Conditioning Unit Tune Up - Refrigerant Charge Correction. Page 169 - 172. Costs based on CEE http://www.californiaenergyefficiency.com/docs/WtPaperCalAirConditionaerQualityInstallationProgram.pdf and GDS / Kema and TRANE Service Center provided estimated costs ranging from $3000 to $8000 depending on system. XCEL 2005 http://www.metrodenver.org/documents/newsCenter/EnergyEfficiencyReport.pdf and GDS 2006 Report for North Carolina Utilities Commission and 2005 http://eetd.lbl.gov/emills/PUBS/PDF/NCBC_Mills_6Apr05.pdf and Wisconsin Focus on Energy Technical Reference Manual. February 2016. Air Conditioning Unit Tune Up - Refrigerant Charge Correction. Page 169 - 172. EUL based on California Energy Commission and California Public Utilities Commission. Database for Energy Efficient Resources (DEER) 2008 | 2020 | Retro | 2022 | 2045 | PSE | Commercial | Small Ret | Electric | Per Building Sqft - Cooling DX Tune Up |  |  | Small Ret Tune-up - DX Maintenance - Refrigerant Charge Correction |  | 0.030439 | 10 | 0.062515 | 0 |  | 0 | 0 | 0 | 0 | 0 | 0 | 0 | 0 |  | 0 | 0 | 0 | Cooling | Cooling DX | Cooling DX Tuneup | Cooling DX Tune Up and Maintenance | CommCOOL | 0.004239% | 47.57% | 47.57% | 2170.2819 | 1 | 50% | 10% | 85% | 6.8% | 0.2% | 0.014231 | 0.00018996 | 0.0014421 | 0.10349 | 0 | 0 | 0 | 0.11436 | 0.010871 |  | 0.32184 | 0 | 0.32184 | 13. $0.225 to $99,999.000 | 0 | 0 | 01. ($9,999.00) to $0.22 | 1 | 150441.5474 | 149749.5163 | 149060.6685 | 148374.9894 | 147692.4645 | 147013.0791 | 146336.819 | 145663.6696 | 144993.6167 | 144326.6461 | 0 | 0 | 0 | 0 | 0 | 0 | 0 | 0 | 0 | 0 | 0 | 0 | 0 | 0 | 4579.3267 | 4558.2618 | 4537.2938 | 4516.4223 | 4495.6467 | 4474.9668 | 4454.3819 | 4433.8918 | 4413.4959 | 4393.1938 | 0 | 0 | 0 | 0 | 0 | 0 | 0 | 0 | 0 | 0 | 0 | 0 | 0 | 0 | 44856.8815 | 4579.3267 | 9137.5886 | 13674.8824 | 18191.3047 | 22686.9514 | 27161.9182 | 31616.3001 | 36050.1918 | 40463.6877 | 44856.8815 | 44856.8815 | 44856.8815 | 44856.8815 | 44856.8815 | 44856.8815 | 44856.8815 | 44856.8815 | 44856.8815 | 44856.8815 | 44856.8815 | 44856.8815 | 44856.8815 | 44856.8815 | 44856.8815 | 0 | 0 | 0 | 0 | 0 | 0 | 0 | 0 | 0 | 0 | 0 | 0 | 0 | 0 | 0 | 0 | 0 | 0 | 0 | 0 | 0 | 0 | 0 | 0 | 0 | 0 | 0 | 0 | 0 | 0 | 0 | 0 | 0 | 0 | 0 | 0 | 0 | 0 | 0 | 0 | 0 | 0 | 0 | 0 | 0 | 0 | 0 | 0 | 0 | 0 | 0 | 0 | 0 | 0 | 0 | 0 | 0 | 0 | 0 | 0 | 0 | 0.19414 | 0.38738 | 0.57973 | 0.7712 | 0.96179 | 1.1515 | 1.3403 | 1.5283 | 1.7154 | 1.9017 | 1.9017 | 1.9017 | 1.9017 | 1.9017 | 1.9017 | 1.9017 | 1.9017 | 1.9017 | 1.9017 | 1.9017 | 1.9017 | 1.9017 | 1.9017 | 1.9017 | 17204.8016 | 17125.6595 | 17046.8815 | 16968.4658 | 16890.4109 | 16812.715 | 16735.3765 | 16658.3938 | 16581.7652 | 16505.489 | 0 | 0 | 0 | 0 | 0 | 0 | 0 | 0 | 0 | 0 | 0 | 0 | 0 | 0 | 168529.9588 | 0 | 0 | 0 | 0 | 0 | 0 | 0 | 0 | 0 | 0 | 0 | 0 | 0 | 0 | 0 | 0 | 0 | 0 | 0 | 0 | 0.04263% | 1.9523 | 3.8956 | 5.83 | 7.7554 | 9.6721 | 11.5799 | 13.4789 | 15.3692 | 17.2508 | 19.1237 | 19.1237 | 19.1237 | 19.1237 | 19.1237 | 19.1237 | 19.1237 | 19.1237 | 19.1237 | 19.1237 | 19.1237 | 19.1237 | 19.1237 | 19.1237 | 19.1237
| Com-Tuneup_Cooling_DX-Cadmus | M_Input | Cadmus created workbook. Cooling DX EUIs based on Cadmus developed 2014 PSE EUIs. Percent savings based on Wisconsin Focus on Energy Technical Reference Manual. February 2016. Air Conditioning Unit Tune Up - Coil Cleaning. Page 165 - 168 and Air Conditioning Unit Tune Up - Refrigerant Charge Correction. Page 169 - 172. Costs based on CEE http://www.californiaenergyefficiency.com/docs/WtPaperCalAirConditionaerQualityInstallationProgram.pdf and GDS / Kema and TRANE Service Center provided estimated costs ranging from $3000 to $8000 depending on system. XCEL 2005 http://www.metrodenver.org/documents/newsCenter/EnergyEfficiencyReport.pdf and GDS 2006 Report for North Carolina Utilities Commission and 2005 http://eetd.lbl.gov/emills/PUBS/PDF/NCBC_Mills_6Apr05.pdf and Wisconsin Focus on Energy Technical Reference Manual. February 2016. Air Conditioning Unit Tune Up - Refrigerant Charge Correction. Page 169 - 172. EUL based on California Energy Commission and California Public Utilities Commission. Database for Energy Efficient Resources (DEER) 2008 | 2020 | Retro | 2022 | 2045 | PSE | Commercial | Small Ret | Electric | Per Building Sqft - Cooling DX Tune Up |  |  | Small Ret Tune-up - DX Maintenance - Coil Cleaning |  | 0.12842 | 3 | 0.64301 | 0 |  | 0 | 0 | 0 | 0 | 0 | 0 | 0 | 0 |  | 0 | 0 | 0 | Cooling | Cooling DX | Cooling DX Tuneup | Cooling DX Tune Up and Maintenance | CommCOOL | 0.004239% | 47.57% | 47.57% | 2170.2819 | 1 | 50% | 33.33% | 85% | 6.8% | 0.2% | 0.02007 | 0.00080141 | 0.0020871 | 2.8498 | 0 | 0 | 0 | 2.9755 | 0.12571 |  | 1.9848 | 0 | 1.9848 | 13. $0.225 to $99,999.000 | 0 | 0 | 01. ($9,999.00) to $0.22 | 1 | 150441.5474 | 149749.5163 | 149060.6685 | 148374.9894 | 147692.4645 | 147013.0791 | 146336.819 | 145663.6696 | 144993.6167 | 144326.6461 | 0 | 0 | 0 | 0 | 0 | 0 | 0 | 0 | 0 | 0 | 0 | 0 | 0 | 0 | 19319.6489 | 19230.7785 | 19142.3169 | 19054.2622 | 18966.6126 | 18879.3662 | 18792.5211 | 18706.0755 | 18620.0276 | 18534.3754 | 0 | 0 | 0 | 0 | 0 | 0 | 0 | 0 | 0 | 0 | 0 | 0 | 0 | 0 | 189245.9849 | 19319.6489 | 38550.4273 | 57692.7442 | 76747.0064 | 95713.6191 | 114592.9853 | 133385.5064 | 152091.5819 | 170711.6095 | 189245.9849 | 189245.9849 | 189245.9849 | 189245.9849 | 189245.9849 | 189245.9849 | 189245.9849 | 189245.9849 | 189245.9849 | 189245.9849 | 189245.9849 | 189245.9849 | 189245.9849 | 189245.9849 | 189245.9849 | 0 | 0 | 0 | 0 | 0 | 0 | 0 | 0 | 0 | 0 | 0 | 0 | 0 | 0 | 0 | 0 | 0 | 0 | 0 | 0 | 0 | 0 | 0 | 0 | 0 | 0 | 0 | 0 | 0 | 0 | 0 | 0 | 0 | 0 | 0 | 0 | 0 | 0 | 0 | 0 | 0 | 0 | 0 | 0 | 0 | 0 | 0 | 0 | 0 | 0 | 0 | 0 | 0 | 0 | 0 | 0 | 0 | 0 | 0 | 0 | 0 | 0.81904 | 1.6343 | 2.4458 | 3.2536 | 4.0577 | 4.858 | 5.6547 | 6.4478 | 7.2371 | 8.0229 | 8.0229 | 8.0229 | 8.0229 | 8.0229 | 8.0229 | 8.0229 | 8.0229 | 8.0229 | 8.0229 | 8.0229 | 8.0229 | 8.0229 | 8.0229 | 8.0229 | 447639.4709 | 445580.3294 | 443530.6598 | 441490.4188 | 439459.5629 | 437438.0489 | 435425.8339 | 433422.875 | 431429.1298 | 429444.5558 | 0 | 0 | 0 | 0 | 0 | 0 | 0 | 0 | 0 | 0 | 0 | 0 | 0 | 0 | 4384860.8853 | 0 | 0 | 0 | 0 | 0 | 0 | 0 | 0 | 0 | 0 | 0 | 0 | 0 | 0 | 0 | 0 | 0 | 0 | 0 | 0 | 0.04263% | 8.2365 | 16.4351 | 24.596 | 32.7193 | 40.8053 | 48.8541 | 56.8659 | 64.8408 | 72.779 | 80.6807 | 80.6807 | 80.6807 | 80.6807 | 80.6807 | 80.6807 | 80.6807 | 80.6807 | 80.6807 | 80.6807 | 80.6807 | 80.6807 | 80.6807 | 80.6807 | 80.6807
| Com-Cooling_DX_Cadmus | M_Input | Cadmus created workbook. Based on the PSE 2014 cooling DX EUI, 2014 CBSA analysis to determine capacity per sqft by capacity buckets, and costs based on the NEEP Phase 4 Incremental Cost Report for the measure "Commercial Unitary AC". Baseline cost based on DEER 2008 were used to establish full costs. Costs were interpolated based on the associated efficiency and capacity bucket | 2020 | NR and New | 2022 | 2045 | PSE | Commercial | Small Ret | Electric | Per Building Sqft of Cooling DX - 65 to 135 kBtuh |  |  | Small Ret DX Package 65 to 135 kBtuh - Premium Efficiency |  | 0.28918 | 15 | 0.41039 | 0 |  | 0 | 0 | 0 | 0 | 0 | 0 | 0 | 0 |  | 0 | 0 | 0 | Cooling | Cooling DX | Cooling DX | Cooling DX 65 to 135 kBtuh Premium | CommCOOL | 0.004239% | 47.57% | 47.57% | 2170.2819 | 1 | 0% | 6.667% | 85% | 6.8% | 0.2% | 0.19015 | 0.0018046 | 0.019196 | 0.52678 | 0 | 0 | 0 | 0.58786 | 0.061078 |  | 0.17414 | 0 | 0.17414 | 10. $0.150 to $0.175 | 0 | 0 | 01. ($9,999.00) to $0.22 | 1 | 0 | 0 | 0 | 0 | 0 | 0 | 0 | 0 | 0 | 0 | 0 | 0 | 0 | 0 | 0 | 0 | 0 | 0 | 0 | 0 | 0 | 0 | 0 | 0 | 0 | 0 | 0 | 0 | 0 | 0 | 0 | 0 | 0 | 0 | 0 | 0 | 0 | 0 | 0 | 0 | 0 | 0 | 0 | 0 | 0 | 0 | 0 | 0 | 0 | 0 | 0 | 0 | 0 | 0 | 0 | 0 | 0 | 0 | 0 | 0 | 0 | 0 | 0 | 0 | 0 | 0 | 0 | 0 | 0 | 0 | 0 | 0 | 0 | 0 | 0 | 0 | 0 | 0 | 0 | 0 | 0 | 0 | 0 | 0 | 0 | 0 | 0 | 0 | 0 | 0 | 0 | 0 | 0 | 0 | 0 | 0 | 0 | 0 | 0 | 0 | 0 | 0 | 0 | 0 | 0 | 0 | 0 | 0 | 0 | 0 | 0 | 0 | 0 | 0 | 0 | 0 | 0 | 0 | 0 | 0 | 0 | 0 | 0 | 0 | 0 | 0 | 0 | 0 | 0 | 0 | 0 | 0 | 0 | 0 | 0 | 0 | 0 | 0 | 0 | 0 | 0 | 0 | 0 | 0 | 0 | 0 | 0 | 0 | 0 | 0 | 0 | 0 | 0 | 0 | 0 | 0 | 0 | 0 | 0 | 0 | 0 | 0 | 0 | 0 | 0 | 0 | 0 | 0 | 0 | 0 | 0 | 0 | 0 | 0 | 0 | 0 | 0 | 0 | 0 | 0 | 0 | 0 | 0 | 0 | 0 | 0 | 0 | 0 | 0 | 0 | 0 | 0 | 0 | 0 | 0 | 0 | 0 | 0 | 0 | 0 | 0 | 0 | 0 | 0.04263% | 0 | 0 | 0 | 0 | 0 | 0 | 0 | 0 | 0 | 0 | 0 | 0 | 0 | 0 | 0 | 0 | 0 | 0 | 0 | 0 | 0 | 0 | 0 | 0
| Com-Cooling_DX_Cadmus | M_Input | Cadmus created workbook. Based on the PSE 2014 cooling DX EUI, 2014 CBSA analysis to determine capacity per sqft by capacity buckets, and costs based on the NEEP Phase 4 Incremental Cost Report for the measure "Commercial Unitary AC". Baseline cost based on DEER 2008 were used to establish full costs. Costs were interpolated based on the associated efficiency and capacity bucket | 2020 | NR and New | 2022 | 2023 | PSE | Commercial | Small Ret | Electric | Per Building Sqft of Cooling DX - 65 to 135 kBtuh |  |  | Small Ret DX Package 65 to 135 kBtuh - Federal Standard 2023 |  | 0.19268 | 15 | 0.18565 | 0 |  | 0 | 0 | 0 | 0 | 0 | 0 | 0 | 0 |  | 0 | 0 | 0 | Cooling | Cooling DX | Cooling DX | Cooling DX 65 to 135 kBtuh Standard | CommCOOL | 0.004239% | 47.57% | 47.57% | 2170.2819 | 1 | 0% | 6.667% | 85% | 6.8% | 0.2% | 0.1267 | 0.0012024 | 0.01279 | 0.23831 | 0 | 0 | 0 | 0.26144 | 0.023138 |  | 0.11624 | 0 | 0.11624 | 08. $0.115 to $0.130 | 1 | 0 | 01. ($9,999.00) to $0.22 | 1 | 0 | 0 | 0 | 0 | 0 | 0 | 0 | 0 | 0 | 0 | 0 | 0 | 0 | 0 | 0 | 0 | 0 | 0 | 0 | 0 | 0 | 0 | 0 | 0 | 0 | 0 | 0 | 0 | 0 | 0 | 0 | 0 | 0 | 0 | 0 | 0 | 0 | 0 | 0 | 0 | 0 | 0 | 0 | 0 | 0 | 0 | 0 | 0 | 0 | 0 | 0 | 0 | 0 | 0 | 0 | 0 | 0 | 0 | 0 | 0 | 0 | 0 | 0 | 0 | 0 | 0 | 0 | 0 | 0 | 0 | 0 | 0 | 0 | 0 | 0 | 0 | 0 | 0 | 0 | 0 | 0 | 0 | 0 | 0 | 0 | 0 | 0 | 0 | 0 | 0 | 0 | 0 | 0 | 0 | 0 | 0 | 0 | 0 | 0 | 0 | 0 | 0 | 0 | 0 | 0 | 0 | 0 | 0 | 0 | 0 | 0 | 0 | 0 | 0 | 0 | 0 | 0 | 0 | 0 | 0 | 0 | 0 | 0 | 0 | 0 | 0 | 0 | 0 | 0 | 0 | 0 | 0 | 0 | 0 | 0 | 0 | 0 | 0 | 0 | 0 | 0 | 0 | 0 | 0 | 0 | 0 | 0 | 0 | 0 | 0 | 0 | 0 | 0 | 0 | 0 | 0 | 0 | 0 | 0 | 0 | 0 | 0 | 0 | 0 | 0 | 0 | 0 | 0 | 0 | 0 | 0 | 0 | 0 | 0 | 0 | 0 | 0 | 0 | 0 | 0 | 0 | 0 | 0 | 0 | 0 | 0 | 0 | 0 | 0 | 0 | 0 | 0 | 0 | 0 | 0 | 0 | 0 | 0 | 0 | 0 | 0 | 0 | 0 | 0.04263% | 0 | 0 | 0 | 0 | 0 | 0 | 0 | 0 | 0 | 0 | 0 | 0 | 0 | 0 | 0 | 0 | 0 | 0 | 0 | 0 | 0 | 0 | 0 | 0
| Com-Cooling_DX_Cadmus | M_Input | Cadmus created workbook. Based on the PSE 2014 cooling DX EUI, 2014 CBSA analysis to determine capacity per sqft by capacity buckets, and costs based on the NEEP Phase 4 Incremental Cost Report for the measure "Commercial Unitary AC". Baseline cost based on DEER 2008 were used to establish full costs. Costs were interpolated based on the associated efficiency and capacity bucket | 2020 | NR and New | 2022 | 2045 | PSE | Commercial | Small Ret | Electric | Per Building Sqft of Cooling DX - 240 to 760 kBtuh |  |  | Small Ret DX Package 240 to 760 kBtuh - Premium Efficiency |  | 0.39113 | 15 | 0.26257 | 0 |  | 0 | 0 | 0 | 0 | 0 | 0 | 0 | 0 |  | 0 | 0 | 0 | Cooling | Cooling DX | Cooling DX | Cooling DX 240 to 760 kBtuh Premium | CommCOOL | 0.004239% | 47.57% | 47.57% | 2170.2819 | 1 | 0% | 6.667% | 85% | 6.8% | 0.2% | 0.2572 | 0.0024409 | 0.025964 | 0.33704 | 0 | 0 | 0 | 0.36115 | 0.024109 |  | 0.079096 | 0 | 0.079096 | 06. $0.077 to $0.085 | 1 | 0 | 01. ($9,999.00) to $0.22 | 1 | 0 | 0 | 0 | 0 | 0 | 0 | 0 | 0 | 0 | 0 | 0 | 0 | 0 | 0 | 0 | 0 | 0 | 0 | 0 | 0 | 0 | 0 | 0 | 0 | 0 | 0 | 0 | 0 | 0 | 0 | 0 | 0 | 0 | 0 | 0 | 0 | 0 | 0 | 0 | 0 | 0 | 0 | 0 | 0 | 0 | 0 | 0 | 0 | 0 | 0 | 0 | 0 | 0 | 0 | 0 | 0 | 0 | 0 | 0 | 0 | 0 | 0 | 0 | 0 | 0 | 0 | 0 | 0 | 0 | 0 | 0 | 0 | 0 | 0 | 0 | 0 | 0 | 0 | 0 | 0 | 0 | 0 | 0 | 0 | 0 | 0 | 0 | 0 | 0 | 0 | 0 | 0 | 0 | 0 | 0 | 0 | 0 | 0 | 0 | 0 | 0 | 0 | 0 | 0 | 0 | 0 | 0 | 0 | 0 | 0 | 0 | 0 | 0 | 0 | 0 | 0 | 0 | 0 | 0 | 0 | 0 | 0 | 0 | 0 | 0 | 0 | 0 | 0 | 0 | 0 | 0 | 0 | 0 | 0 | 0 | 0 | 0 | 0 | 0 | 0 | 0 | 0 | 0 | 0 | 0 | 0 | 0 | 0 | 0 | 0 | 0 | 0 | 0 | 0 | 0 | 0 | 0 | 0 | 0 | 0 | 0 | 0 | 0 | 0 | 0 | 0 | 0 | 0 | 0 | 0 | 0 | 0 | 0 | 0 | 0 | 0 | 0 | 0 | 0 | 0 | 0 | 0 | 0 | 0 | 0 | 0 | 0 | 0 | 0 | 0 | 0 | 0 | 0 | 0 | 0 | 0 | 0 | 0 | 0 | 0 | 0 | 0 | 0 | 0.04263% | 0 | 0 | 0 | 0 | 0 | 0 | 0 | 0 | 0 | 0 | 0 | 0 | 0 | 0 | 0 | 0 | 0 | 0 | 0 | 0 | 0 | 0 | 0 | 0
| Com-Cooling_DX_Cadmus | M_Input | Cadmus created workbook. Based on the PSE 2014 cooling DX EUI, 2014 CBSA analysis to determine capacity per sqft by capacity buckets, and costs based on the NEEP Phase 4 Incremental Cost Report for the measure "Commercial Unitary AC". Baseline cost based on DEER 2008 were used to establish full costs. Costs were interpolated based on the associated efficiency and capacity bucket | 2020 | NR and New | 2022 | 2023 | PSE | Commercial | Small Ret | Electric | Per Building Sqft of Cooling DX - 240 to 760 kBtuh |  |  | Small Ret DX Package 240 to 760 kBtuh - Federal Standard 2023 |  | 0.20231 | 15 | 0.087524 | 0 |  | 0 | 0 | 0 | 0 | 0 | 0 | 0 | 0 |  | 0 | 0 | 0 | Cooling | Cooling DX | Cooling DX | Cooling DX 240 to 760 kBtuh Standard | CommCOOL | 0.004239% | 47.57% | 47.57% | 2170.2819 | 1 | 0% | 6.667% | 85% | 6.8% | 0.2% | 0.13303 | 0.0012625 | 0.01343 | 0.11235 | 0 | 0 | 0 | 0.11516 | 0.0028126 |  | 0.048761 | 0 | 0.048761 | 02. $0.028 to $0.055 | 1 | 0 | 01. ($9,999.00) to $0.22 | 1 | 0 | 0 | 0 | 0 | 0 | 0 | 0 | 0 | 0 | 0 | 0 | 0 | 0 | 0 | 0 | 0 | 0 | 0 | 0 | 0 | 0 | 0 | 0 | 0 | 0 | 0 | 0 | 0 | 0 | 0 | 0 | 0 | 0 | 0 | 0 | 0 | 0 | 0 | 0 | 0 | 0 | 0 | 0 | 0 | 0 | 0 | 0 | 0 | 0 | 0 | 0 | 0 | 0 | 0 | 0 | 0 | 0 | 0 | 0 | 0 | 0 | 0 | 0 | 0 | 0 | 0 | 0 | 0 | 0 | 0 | 0 | 0 | 0 | 0 | 0 | 0 | 0 | 0 | 0 | 0 | 0 | 0 | 0 | 0 | 0 | 0 | 0 | 0 | 0 | 0 | 0 | 0 | 0 | 0 | 0 | 0 | 0 | 0 | 0 | 0 | 0 | 0 | 0 | 0 | 0 | 0 | 0 | 0 | 0 | 0 | 0 | 0 | 0 | 0 | 0 | 0 | 0 | 0 | 0 | 0 | 0 | 0 | 0 | 0 | 0 | 0 | 0 | 0 | 0 | 0 | 0 | 0 | 0 | 0 | 0 | 0 | 0 | 0 | 0 | 0 | 0 | 0 | 0 | 0 | 0 | 0 | 0 | 0 | 0 | 0 | 0 | 0 | 0 | 0 | 0 | 0 | 0 | 0 | 0 | 0 | 0 | 0 | 0 | 0 | 0 | 0 | 0 | 0 | 0 | 0 | 0 | 0 | 0 | 0 | 0 | 0 | 0 | 0 | 0 | 0 | 0 | 0 | 0 | 0 | 0 | 0 | 0 | 0 | 0 | 0 | 0 | 0 | 0 | 0 | 0 | 0 | 0 | 0 | 0 | 0 | 0 | 0 | 0 | 0.04263% | 0 | 0 | 0 | 0 | 0 | 0 | 0 | 0 | 0 | 0 | 0 | 0 | 0 | 0 | 0 | 0 | 0 | 0 | 0 | 0 | 0 | 0 | 0 | 0
| Com-Cooling_DX_Cadmus | M_Input | Cadmus created workbook. Based on the PSE 2014 cooling DX EUI, 2014 CBSA analysis to determine capacity per sqft by capacity buckets, and costs based on the NEEP Phase 4 Incremental Cost Report for the measure "Commercial Unitary AC". Baseline cost based on DEER 2008 were used to establish full costs. Costs were interpolated based on the associated efficiency and capacity bucket | 2020 | NR and New | 2022 | 2045 | PSE | Commercial | Small Ret | Electric | Per Building Sqft of Cooling DX - 135 to 240 kBtuh |  |  | Small Ret DX Package 135 to 240 kBtuh - Premium Efficiency |  | 0.31691 | 15 | 0.83162 | 0 |  | 0 | 0 | 0 | 0 | 0 | 0 | 0 | 0 |  | 0 | 0 | 0 | Cooling | Cooling DX | Cooling DX | Cooling DX 135 to 240 kBtuh Premium | CommCOOL | 0.004239% | 47.57% | 47.57% | 2170.2819 | 1 | 0% | 6.667% | 85% | 6.8% | 0.2% | 0.20839 | 0.0019777 | 0.021037 | 1.0675 | 0 | 0 | 0 | 1.2108 | 0.14331 |  | 0.32728 | 0 | 0.32728 | 13. $0.225 to $99,999.000 | 0 | 0 | 01. ($9,999.00) to $0.22 | 1 | 0 | 0 | 0 | 0 | 0 | 0 | 0 | 0 | 0 | 0 | 0 | 0 | 0 | 0 | 0 | 0 | 0 | 0 | 0 | 0 | 0 | 0 | 0 | 0 | 0 | 0 | 0 | 0 | 0 | 0 | 0 | 0 | 0 | 0 | 0 | 0 | 0 | 0 | 0 | 0 | 0 | 0 | 0 | 0 | 0 | 0 | 0 | 0 | 0 | 0 | 0 | 0 | 0 | 0 | 0 | 0 | 0 | 0 | 0 | 0 | 0 | 0 | 0 | 0 | 0 | 0 | 0 | 0 | 0 | 0 | 0 | 0 | 0 | 0 | 0 | 0 | 0 | 0 | 0 | 0 | 0 | 0 | 0 | 0 | 0 | 0 | 0 | 0 | 0 | 0 | 0 | 0 | 0 | 0 | 0 | 0 | 0 | 0 | 0 | 0 | 0 | 0 | 0 | 0 | 0 | 0 | 0 | 0 | 0 | 0 | 0 | 0 | 0 | 0 | 0 | 0 | 0 | 0 | 0 | 0 | 0 | 0 | 0 | 0 | 0 | 0 | 0 | 0 | 0 | 0 | 0 | 0 | 0 | 0 | 0 | 0 | 0 | 0 | 0 | 0 | 0 | 0 | 0 | 0 | 0 | 0 | 0 | 0 | 0 | 0 | 0 | 0 | 0 | 0 | 0 | 0 | 0 | 0 | 0 | 0 | 0 | 0 | 0 | 0 | 0 | 0 | 0 | 0 | 0 | 0 | 0 | 0 | 0 | 0 | 0 | 0 | 0 | 0 | 0 | 0 | 0 | 0 | 0 | 0 | 0 | 0 | 0 | 0 | 0 | 0 | 0 | 0 | 0 | 0 | 0 | 0 | 0 | 0 | 0 | 0 | 0 | 0 | 0 | 0.04263% | 0 | 0 | 0 | 0 | 0 | 0 | 0 | 0 | 0 | 0 | 0 | 0 | 0 | 0 | 0 | 0 | 0 | 0 | 0 | 0 | 0 | 0 | 0 | 0
| Com-Cooling_DX_Cadmus | M_Input | Cadmus created workbook. Based on the PSE 2014 cooling DX EUI, 2014 CBSA analysis to determine capacity per sqft by capacity buckets, and costs based on the NEEP Phase 4 Incremental Cost Report for the measure "Commercial Unitary AC". Baseline cost based on DEER 2008 were used to establish full costs. Costs were interpolated based on the associated efficiency and capacity bucket | 2020 | NR and New | 2022 | 2023 | PSE | Commercial | Small Ret | Electric | Per Building Sqft of Cooling DX - 135 to 240 kBtuh |  |  | Small Ret DX Package 135 to 240 kBtuh - Federal Standard 2023 |  | 0.19792 | 15 | 0.34812 | 0 |  | 0 | 0 | 0 | 0 | 0 | 0 | 0 | 0 |  | 0 | 0 | 0 | Cooling | Cooling DX | Cooling DX | Cooling DX 135 to 240 kBtuh Standard | CommCOOL | 0.004239% | 47.57% | 47.57% | 2170.2819 | 1 | 0% | 6.667% | 85% | 6.8% | 0.2% | 0.13015 | 0.0012351 | 0.013138 | 0.44685 | 0 | 0 | 0 | 0.5021 | 0.05525 |  | 0.21732 | 0 | 0.21732 | 12. $0.200 to $0.225 | 0 | 0 | 01. ($9,999.00) to $0.22 | 1 | 0 | 0 | 0 | 0 | 0 | 0 | 0 | 0 | 0 | 0 | 0 | 0 | 0 | 0 | 0 | 0 | 0 | 0 | 0 | 0 | 0 | 0 | 0 | 0 | 0 | 0 | 0 | 0 | 0 | 0 | 0 | 0 | 0 | 0 | 0 | 0 | 0 | 0 | 0 | 0 | 0 | 0 | 0 | 0 | 0 | 0 | 0 | 0 | 0 | 0 | 0 | 0 | 0 | 0 | 0 | 0 | 0 | 0 | 0 | 0 | 0 | 0 | 0 | 0 | 0 | 0 | 0 | 0 | 0 | 0 | 0 | 0 | 0 | 0 | 0 | 0 | 0 | 0 | 0 | 0 | 0 | 0 | 0 | 0 | 0 | 0 | 0 | 0 | 0 | 0 | 0 | 0 | 0 | 0 | 0 | 0 | 0 | 0 | 0 | 0 | 0 | 0 | 0 | 0 | 0 | 0 | 0 | 0 | 0 | 0 | 0 | 0 | 0 | 0 | 0 | 0 | 0 | 0 | 0 | 0 | 0 | 0 | 0 | 0 | 0 | 0 | 0 | 0 | 0 | 0 | 0 | 0 | 0 | 0 | 0 | 0 | 0 | 0 | 0 | 0 | 0 | 0 | 0 | 0 | 0 | 0 | 0 | 0 | 0 | 0 | 0 | 0 | 0 | 0 | 0 | 0 | 0 | 0 | 0 | 0 | 0 | 0 | 0 | 0 | 0 | 0 | 0 | 0 | 0 | 0 | 0 | 0 | 0 | 0 | 0 | 0 | 0 | 0 | 0 | 0 | 0 | 0 | 0 | 0 | 0 | 0 | 0 | 0 | 0 | 0 | 0 | 0 | 0 | 0 | 0 | 0 | 0 | 0 | 0 | 0 | 0 | 0 | 0 | 0.04263% | 0 | 0 | 0 | 0 | 0 | 0 | 0 | 0 | 0 | 0 | 0 | 0 | 0 | 0 | 0 | 0 | 0 | 0 | 0 | 0 | 0 | 0 | 0 | 0
| Com-Tuneup_Cooling_DX-Cadmus | M_Input | Cadmus created workbook. Cooling DX EUIs based on Cadmus developed 2014 PSE EUIs. Percent savings based on Wisconsin Focus on Energy Technical Reference Manual. February 2016. Air Conditioning Unit Tune Up - Coil Cleaning. Page 165 - 168 and Air Conditioning Unit Tune Up - Refrigerant Charge Correction. Page 169 - 172. Costs based on CEE http://www.californiaenergyefficiency.com/docs/WtPaperCalAirConditionaerQualityInstallationProgram.pdf and GDS / Kema and TRANE Service Center provided estimated costs ranging from $3000 to $8000 depending on system. XCEL 2005 http://www.metrodenver.org/documents/newsCenter/EnergyEfficiencyReport.pdf and GDS 2006 Report for North Carolina Utilities Commission and 2005 http://eetd.lbl.gov/emills/PUBS/PDF/NCBC_Mills_6Apr05.pdf and Wisconsin Focus on Energy Technical Reference Manual. February 2016. Air Conditioning Unit Tune Up - Refrigerant Charge Correction. Page 169 - 172. EUL based on California Energy Commission and California Public Utilities Commission. Database for Energy Efficient Resources (DEER) 2008 | 2020 | Retro | 2022 | 2045 | PSE | Commercial | Small Off | Electric | Per Building Sqft - Cooling DX Tune Up |  |  | Small Off Tune-up - DX Maintenance - Refrigerant Charge Correction |  | 0.024664 | 10 | 0.15667 | 0 |  | 0 | 0 | 0 | 0 | 0 | 0 | 0 | 0 |  | 0 | 0 | 0 | Cooling | Cooling DX | Cooling DX Tuneup | Cooling DX Tune Up and Maintenance | CommCOOL | 0.004239% | 39.18% | 39.18% | 4797.7732 | 1 | 50% | 10% | 85% | 6.8% | 0.2% | 0.011531 | 0.00015391 | 0.0011685 | 0.25936 | 0 | 0 | 0 | 0.28937 | 0.030011 |  | 1.0051 | 0 | 1.0051 | 13. $0.225 to $99,999.000 | 0 | 0 | 01. ($9,999.00) to $0.22 | 1 | 519647.8216 | 518088.8782 | 516534.6115 | 514985.0077 | 513440.0527 | 511899.7325 | 510364.0333 | 508832.9412 | 507306.4424 | 505784.5231 | 0 | 0 | 0 | 0 | 0 | 0 | 0 | 0 | 0 | 0 | 0 | 0 | 0 | 0 | 12816.4184 | 12777.9691 | 12739.6352 | 12701.4163 | 12663.312 | 12625.3221 | 12587.4461 | 12549.6838 | 12512.0348 | 12474.4987 | 0 | 0 | 0 | 0 | 0 | 0 | 0 | 0 | 0 | 0 | 0 | 0 | 0 | 0 | 126447.7365 | 12816.4184 | 25594.3875 | 38334.0227 | 51035.439 | 63698.751 | 76324.0731 | 88911.5193 | 101461.2031 | 113973.2378 | 126447.7365 | 126447.7365 | 126447.7365 | 126447.7365 | 126447.7365 | 126447.7365 | 126447.7365 | 126447.7365 | 126447.7365 | 126447.7365 | 126447.7365 | 126447.7365 | 126447.7365 | 126447.7365 | 126447.7365 | 0 | 0 | 0 | 0 | 0 | 0 | 0 | 0 | 0 | 0 | 0 | 0 | 0 | 0 | 0 | 0 | 0 | 0 | 0 | 0 | 0 | 0 | 0 | 0 | 0 | 0 | 0 | 0 | 0 | 0 | 0 | 0 | 0 | 0 | 0 | 0 | 0 | 0 | 0 | 0 | 0 | 0 | 0 | 0 | 0 | 0 | 0 | 0 | 0 | 0 | 0 | 0 | 0 | 0 | 0 | 0 | 0 | 0 | 0 | 0 | 0 | 0.54334 | 1.085 | 1.6251 | 2.1636 | 2.7004 | 3.2357 | 3.7693 | 4.3013 | 4.8318 | 5.3606 | 5.3606 | 5.3606 | 5.3606 | 5.3606 | 5.3606 | 5.3606 | 5.3606 | 5.3606 | 5.3606 | 5.3606 | 5.3606 | 5.3606 | 5.3606 | 5.3606 | 150370.9449 | 149919.8321 | 149470.0726 | 149021.6624 | 148574.5974 | 148128.8736 | 147684.487 | 147241.4335 | 146799.7092 | 146359.3101 | 0 | 0 | 0 | 0 | 0 | 0 | 0 | 0 | 0 | 0 | 0 | 0 | 0 | 0 | 1483570.9228 | 0 | 0 | 0 | 0 | 0 | 0 | 0 | 0 | 0 | 0 | 0 | 0 | 0 | 0 | 0 | 0 | 0 | 0 | 0 | 0 | 0.04263% | 5.464 | 10.9116 | 16.3428 | 21.7578 | 27.1565 | 32.539 | 37.9054 | 43.2557 | 48.5899 | 53.9081 | 53.9081 | 53.9081 | 53.9081 | 53.9081 | 53.9081 | 53.9081 | 53.9081 | 53.9081 | 53.9081 | 53.9081 | 53.9081 | 53.9081 | 53.9081 | 53.9081
| Com-Tuneup_Cooling_DX-Cadmus | M_Input | Cadmus created workbook. Cooling DX EUIs based on Cadmus developed 2014 PSE EUIs. Percent savings based on Wisconsin Focus on Energy Technical Reference Manual. February 2016. Air Conditioning Unit Tune Up - Coil Cleaning. Page 165 - 168 and Air Conditioning Unit Tune Up - Refrigerant Charge Correction. Page 169 - 172. Costs based on CEE http://www.californiaenergyefficiency.com/docs/WtPaperCalAirConditionaerQualityInstallationProgram.pdf and GDS / Kema and TRANE Service Center provided estimated costs ranging from $3000 to $8000 depending on system. XCEL 2005 http://www.metrodenver.org/documents/newsCenter/EnergyEfficiencyReport.pdf and GDS 2006 Report for North Carolina Utilities Commission and 2005 http://eetd.lbl.gov/emills/PUBS/PDF/NCBC_Mills_6Apr05.pdf and Wisconsin Focus on Energy Technical Reference Manual. February 2016. Air Conditioning Unit Tune Up - Refrigerant Charge Correction. Page 169 - 172. EUL based on California Energy Commission and California Public Utilities Commission. Database for Energy Efficient Resources (DEER) 2008 | 2020 | Retro | 2022 | 2045 | PSE | Commercial | Small Off | Electric | Per Building Sqft - Cooling DX Tune Up |  |  | Small Off Tune-up - DX Maintenance - Coil Cleaning |  | 0.10405 | 3 | 1.6114 | 0 |  | 0 | 0 | 0 | 0 | 0 | 0 | 0 | 0 |  | 0 | 0 | 0 | Cooling | Cooling DX | Cooling DX Tuneup | Cooling DX Tune Up and Maintenance | CommCOOL | 0.004239% | 39.18% | 39.18% | 4797.7732 | 1 | 50% | 33.33% | 85% | 6.8% | 0.2% | 0.016262 | 0.00064935 | 0.0016911 | 7.1419 | 0 | 0 | 0 | 7.4618 | 0.31995 |  | 6.1431 | 0 | 6.1431 | 13. $0.225 to $99,999.000 | 0 | 0 | 01. ($9,999.00) to $0.22 | 1 | 519647.8216 | 518088.8782 | 516534.6115 | 514985.0077 | 513440.0527 | 511899.7325 | 510364.0333 | 508832.9412 | 507306.4424 | 505784.5231 | 0 | 0 | 0 | 0 | 0 | 0 | 0 | 0 | 0 | 0 | 0 | 0 | 0 | 0 | 54070.9839 | 53908.771 | 53747.0447 | 53585.8035 | 53425.0461 | 53264.771 | 53104.9767 | 52945.6617 | 52786.8247 | 52628.4643 | 0 | 0 | 0 | 0 | 0 | 0 | 0 | 0 | 0 | 0 | 0 | 0 | 0 | 0 | 533468.3476 | 54070.9839 | 107979.7549 | 161726.7995 | 215312.6031 | 268737.6492 | 322002.4202 | 375107.3968 | 428053.0585 | 480839.8833 | 533468.3476 | 533468.3476 | 533468.3476 | 533468.3476 | 533468.3476 | 533468.3476 | 533468.3476 | 533468.3476 | 533468.3476 | 533468.3476 | 533468.3476 | 533468.3476 | 533468.3476 | 533468.3476 | 533468.3476 | 0 | 0 | 0 | 0 | 0 | 0 | 0 | 0 | 0 | 0 | 0 | 0 | 0 | 0 | 0 | 0 | 0 | 0 | 0 | 0 | 0 | 0 | 0 | 0 | 0 | 0 | 0 | 0 | 0 | 0 | 0 | 0 | 0 | 0 | 0 | 0 | 0 | 0 | 0 | 0 | 0 | 0 | 0 | 0 | 0 | 0 | 0 | 0 | 0 | 0 | 0 | 0 | 0 | 0 | 0 | 0 | 0 | 0 | 0 | 0 | 0 | 2.2923 | 4.5777 | 6.8562 | 9.128 | 11.3929 | 13.651 | 15.9023 | 18.1469 | 20.3847 | 22.6158 | 22.6158 | 22.6158 | 22.6158 | 22.6158 | 22.6158 | 22.6158 | 22.6158 | 22.6158 | 22.6158 | 22.6158 | 22.6158 | 22.6158 | 22.6158 | 22.6158 | 3877519.6125 | 3865887.0537 | 3854289.3925 | 3842726.5243 | 3831198.3448 | 3819704.7497 | 3808245.6355 | 3796820.8986 | 3785430.4359 | 3774074.1446 | 0 | 0 | 0 | 0 | 0 | 0 | 0 | 0 | 0 | 0 | 0 | 0 | 0 | 0 | 38255896.7919 | 0 | 0 | 0 | 0 | 0 | 0 | 0 | 0 | 0 | 0 | 0 | 0 | 0 | 0 | 0 | 0 | 0 | 0 | 0 | 0 | 0.04263% | 23.0519 | 46.0347 | 68.9485 | 91.7936 | 114.5702 | 137.2784 | 159.9185 | 182.4906 | 204.9951 | 227.432 | 227.432 | 227.432 | 227.432 | 227.432 | 227.432 | 227.432 | 227.432 | 227.432 | 227.432 | 227.432 | 227.432 | 227.432 | 227.432 | 227.432
| Com-Cooling_DX_Cadmus | M_Input | Cadmus created workbook. Based on the PSE 2014 cooling DX EUI, 2014 CBSA analysis to determine capacity per sqft by capacity buckets, and costs based on the NEEP Phase 4 Incremental Cost Report for the measure "Commercial Unitary AC". Baseline cost based on DEER 2008 were used to establish full costs. Costs were interpolated based on the associated efficiency and capacity bucket | 2020 | NR and New | 2022 | 2045 | PSE | Commercial | Small Off | Electric | Per Building Sqft of Cooling DX - 65 to 135 kBtuh |  |  | Small Off DX Package 65 to 135 kBtuh - Premium Efficiency |  | 0.23431 | 15 | 0.56615 | 0 |  | 0 | 0 | 0 | 0 | 0 | 0 | 0 | 0 |  | 0 | 0 | 0 | Cooling | Cooling DX | Cooling DX | Cooling DX 65 to 135 kBtuh Premium | CommCOOL | 0.004239% | 39.18% | 39.18% | 4797.7732 | 1 | 100% | 6.667% | 85% | 6.8% | 0.2% | 0.15407 | 0.0014622 | 0.015554 | 0.72671 | 0 | 0 | 0 | 0.82292 | 0.096214 |  | 0.30086 | 0 | 0.30086 | 13. $0.225 to $99,999.000 | 0 | 0 | 01. ($9,999.00) to $0.22 | 1 | 37627.1876 | 86561.178 | 139213.7815 | 180512.1322 | 253859.4442 | 343550.9748 | 455831.8403 | 495902.9503 | 635027.5976 | 742900.0101 | 758138.0583 | 695793.1373 | 854269.8098 | 911464.4287 | 872826.4907 | 785800.8347 | 838918.199 | 863149.4612 | 878680.2706 | 817843.4542 | 852504.5435 | 855845.2524 | 894051.744 | 834866.4107 | 8816.3857 | 20282.056 | 32619.0306 | 42295.6026 | 59481.5319 | 80497.0575 | 106805.4657 | 116194.4842 | 148792.6299 | 174068.0982 | 177638.5088 | 163030.5378 | 200163.0356 | 213564.2449 | 204511.0314 | 184120.1441 | 196566.0163 | 202243.6171 | 205882.6243 | 191628.0156 | 199749.418 | 200532.1758 | 209484.2976 | 195616.6461 | 3534582.6558 | 8816.3857 | 29098.4417 | 61717.4723 | 104013.0749 | 163494.6068 | 243991.6643 | 350797.13 | 466991.6142 | 615784.2441 | 789852.3423 | 967490.8512 | 1130521.389 | 1330684.4246 | 1544248.6695 | 1748759.701 | 1932879.845 | 2129445.8613 | 2331689.4784 | 2537572.1027 | 2729200.1183 | 2928949.5362 | 3129481.7121 | 3338966.0096 | 3534582.6558 | 0 | 0 | 0 | 0 | 0 | 0 | 0 | 0 | 0 | 0 | 0 | 0 | 0 | 0 | 0 | 0 | 0 | 0 | 0 | 0 | 0 | 0 | 0 | 0 | 0 | 0 | 0 | 0 | 0 | 0 | 0 | 0 | 0 | 0 | 0 | 0 | 0 | 0 | 0 | 0 | 0 | 0 | 0 | 0 | 0 | 0 | 0 | 0 | 0 | 0 | 0 | 0 | 0 | 0 | 0 | 0 | 0 | 0 | 0 | 0 | 0 | 0.37376 | 1.2336 | 2.6164 | 4.4095 | 6.9312 | 10.3438 | 14.8717 | 19.7976 | 26.1055 | 33.485 | 41.0158 | 47.9273 | 56.413 | 65.4668 | 74.1368 | 81.9424 | 90.2756 | 98.8495 | 107.5777 | 115.7016 | 124.1697 | 132.6711 | 141.552 | 149.8449 | 30964.3011 | 71233.2371 | 114562.3077 | 148547.6956 | 208906.9303 | 282716.2084 | 375114.7837 | 408090.2462 | 522579.2032 | 611349.9583 | 623889.708 | 572584.6005 | 702998.796 | 750065.5982 | 718269.5268 | 646654.0597 | 690365.593 | 710306.0707 | 723086.7405 | 673022.6879 | 701546.1166 | 704295.2648 | 735736.2888 | 687031.2807 | 12413917.2038 | 0 | 0 | 0 | 0 | 0 | 0 | 0 | 0 | 0 | 0 | 0 | 0 | 0 | 0 | 0 | 0 | 0 | 0 | 0 | 0 | 0.04263% | 3.7587 | 12.4055 | 26.3118 | 44.3436 | 69.7022 | 104.0203 | 149.5543 | 199.0912 | 262.5255 | 336.7355 | 412.4676 | 481.972 | 567.3069 | 658.3551 | 745.5437 | 824.0391 | 907.8406 | 994.0625 | 1081.8359 | 1163.5321 | 1248.6907 | 1334.183 | 1423.4919 | 1506.8885
| Com-Cooling_DX_Cadmus | M_Input | Cadmus created workbook. Based on the PSE 2014 cooling DX EUI, 2014 CBSA analysis to determine capacity per sqft by capacity buckets, and costs based on the NEEP Phase 4 Incremental Cost Report for the measure "Commercial Unitary AC". Baseline cost based on DEER 2008 were used to establish full costs. Costs were interpolated based on the associated efficiency and capacity bucket | 2020 | NR and New | 2022 | 2023 | PSE | Commercial | Small Off | Electric | Per Building Sqft of Cooling DX - 65 to 135 kBtuh |  |  | Small Off DX Package 65 to 135 kBtuh - Federal Standard 2023 |  | 0.15612 | 15 | 0.25611 | 0 |  | 0 | 0 | 0 | 0 | 0 | 0 | 0 | 0 |  | 0 | 0 | 0 | Cooling | Cooling DX | Cooling DX | Cooling DX 65 to 135 kBtuh Standard | CommCOOL | 0.004239% | 39.18% | 39.18% | 4797.7732 | 1 | 100% | 6.667% | 85% | 6.8% | 0.2% | 0.10266 | 0.00097427 | 0.010363 | 0.32875 | 0 | 0 | 0 | 0.36863 | 0.039885 |  | 0.20227 | 0 | 0.20227 | 12. $0.200 to $0.225 | 0 | 0 | 01. ($9,999.00) to $0.22 | 1 | 37627.1876 | 86561.178 | 139213.7815 | 180512.1322 | 253859.4442 | 343550.9748 | 455831.8403 | 495902.9503 | 635027.5976 | 742900.0101 | 758138.0583 | 695793.1373 | 854269.8098 | 911464.4287 | 872826.4907 | 785800.8347 | 838918.199 | 863149.4612 | 878680.2706 | 817843.4542 | 852504.5435 | 855845.2524 | 894051.744 | 834866.4107 | 5874.336 | 13513.8838 | 21733.9794 | 28181.4554 | 39632.3976 | 53634.9903 | 71164.2177 | 77420.0974 | 99140.1613 | 115981.1433 | 118360.0991 | 108626.8441 | 133368.1356 | 142297.3282 | 136265.1944 | 122678.7966 | 130971.4505 | 134754.4219 | 137179.0834 | 127681.2729 | 133092.5432 | 133614.0928 | 139578.8694 | 130338.8875 | 2355083.6817 | 5874.336 | 19388.2197 | 41122.1992 | 69303.6546 | 108936.0522 | 162571.0425 | 233735.2601 | 311155.3576 | 410295.5189 | 526276.6622 | 644636.7613 | 753263.6054 | 886631.741 | 1028929.0692 | 1165194.2636 | 1287873.0603 | 1418844.5107 | 1553598.9326 | 1690778.016 | 1818459.2888 | 1951551.832 | 2085165.9248 | 2224744.7942 | 2355083.6817 | 0 | 0 | 0 | 0 | 0 | 0 | 0 | 0 | 0 | 0 | 0 | 0 | 0 | 0 | 0 | 0 | 0 | 0 | 0 | 0 | 0 | 0 | 0 | 0 | 0 | 0 | 0 | 0 | 0 | 0 | 0 | 0 | 0 | 0 | 0 | 0 | 0 | 0 | 0 | 0 | 0 | 0 | 0 | 0 | 0 | 0 | 0 | 0 | 0 | 0 | 0 | 0 | 0 | 0 | 0 | 0 | 0 | 0 | 0 | 0 | 0 | 0.24904 | 0.82194 | 1.7433 | 2.9381 | 4.6182 | 6.892 | 9.909 | 13.1911 | 17.394 | 22.3109 | 27.3287 | 31.9338 | 37.5878 | 43.6204 | 49.3972 | 54.598 | 60.1504 | 65.8632 | 71.6788 | 77.0917 | 82.734 | 88.3984 | 94.3157 | 99.8413 | 13870.6981 | 31909.4793 | 51319.0714 | 66543.0887 | 93581.4746 | 126644.9114 | 168035.5675 | 182807.1809 | 234093.3944 | 273858.9404 | 279476.2183 | 256493.6987 | 314913.7458 | 335997.6838 | 321754.3878 | 289673.6856 | 309254.6049 | 318187.0961 | 323912.2959 | 301485.7165 | 314263.0069 | 315494.5091 | 329578.7589 | 307760.9739 | 5560910.189 | 0 | 0 | 0 | 0 | 0 | 0 | 0 | 0 | 0 | 0 | 0 | 0 | 0 | 0 | 0 | 0 | 0 | 0 | 0 | 0 | 0.04263% | 2.5044 | 8.2657 | 17.5315 | 29.546 | 46.4424 | 69.3084 | 99.6477 | 132.654 | 174.9201 | 224.366 | 274.8262 | 321.1367 | 377.9952 | 438.6604 | 496.7539 | 549.0552 | 604.8919 | 662.3414 | 720.8246 | 775.2586 | 831.9995 | 888.9628 | 948.4691 | 1004.0361
| Com-Cooling_DX_Cadmus | M_Input | Cadmus created workbook. Based on the PSE 2014 cooling DX EUI, 2014 CBSA analysis to determine capacity per sqft by capacity buckets, and costs based on the NEEP Phase 4 Incremental Cost Report for the measure "Commercial Unitary AC". Baseline cost based on DEER 2008 were used to establish full costs. Costs were interpolated based on the associated efficiency and capacity bucket | 2020 | NR and New | 2022 | 2045 | PSE | Commercial | Small Off | Electric | Per Building Sqft of Cooling DX - 240 to 760 kBtuh |  |  | Small Off DX Package 240 to 760 kBtuh - Premium Efficiency |  | 0.31692 | 15 | 0.43293 | 0 |  | 0 | 0 | 0 | 0 | 0 | 0 | 0 | 0 |  | 0 | 0 | 0 | Cooling | Cooling DX | Cooling DX | Cooling DX 240 to 760 kBtuh Premium | CommCOOL | 0.004239% | 39.18% | 39.18% | 4797.7732 | 1 | 0% | 6.667% | 85% | 6.8% | 0.2% | 0.2084 | 0.0019777 | 0.021037 | 0.55571 | 0 | 0 | 0 | 0.61928 | 0.063571 |  | 0.16739 | 0 | 0.16739 | 10. $0.150 to $0.175 | 0 | 0 | 01. ($9,999.00) to $0.22 | 1 | 0 | 0 | 0 | 0 | 0 | 0 | 0 | 0 | 0 | 0 | 0 | 0 | 0 | 0 | 0 | 0 | 0 | 0 | 0 | 0 | 0 | 0 | 0 | 0 | 0 | 0 | 0 | 0 | 0 | 0 | 0 | 0 | 0 | 0 | 0 | 0 | 0 | 0 | 0 | 0 | 0 | 0 | 0 | 0 | 0 | 0 | 0 | 0 | 0 | 0 | 0 | 0 | 0 | 0 | 0 | 0 | 0 | 0 | 0 | 0 | 0 | 0 | 0 | 0 | 0 | 0 | 0 | 0 | 0 | 0 | 0 | 0 | 0 | 0 | 0 | 0 | 0 | 0 | 0 | 0 | 0 | 0 | 0 | 0 | 0 | 0 | 0 | 0 | 0 | 0 | 0 | 0 | 0 | 0 | 0 | 0 | 0 | 0 | 0 | 0 | 0 | 0 | 0 | 0 | 0 | 0 | 0 | 0 | 0 | 0 | 0 | 0 | 0 | 0 | 0 | 0 | 0 | 0 | 0 | 0 | 0 | 0 | 0 | 0 | 0 | 0 | 0 | 0 | 0 | 0 | 0 | 0 | 0 | 0 | 0 | 0 | 0 | 0 | 0 | 0 | 0 | 0 | 0 | 0 | 0 | 0 | 0 | 0 | 0 | 0 | 0 | 0 | 0 | 0 | 0 | 0 | 0 | 0 | 0 | 0 | 0 | 0 | 0 | 0 | 0 | 0 | 0 | 0 | 0 | 0 | 0 | 0 | 0 | 0 | 0 | 0 | 0 | 0 | 0 | 0 | 0 | 0 | 0 | 0 | 0 | 0 | 0 | 0 | 0 | 0 | 0 | 0 | 0 | 0 | 0 | 0 | 0 | 0 | 0 | 0 | 0 | 0 | 0 | 0.04263% | 0 | 0 | 0 | 0 | 0 | 0 | 0 | 0 | 0 | 0 | 0 | 0 | 0 | 0 | 0 | 0 | 0 | 0 | 0 | 0 | 0 | 0 | 0 | 0
| Com-Cooling_DX_Cadmus | M_Input | Cadmus created workbook. Based on the PSE 2014 cooling DX EUI, 2014 CBSA analysis to determine capacity per sqft by capacity buckets, and costs based on the NEEP Phase 4 Incremental Cost Report for the measure "Commercial Unitary AC". Baseline cost based on DEER 2008 were used to establish full costs. Costs were interpolated based on the associated efficiency and capacity bucket | 2020 | NR and New | 2022 | 2023 | PSE | Commercial | Small Off | Electric | Per Building Sqft of Cooling DX - 240 to 760 kBtuh |  |  | Small Off DX Package 240 to 760 kBtuh - Federal Standard 2023 |  | 0.16392 | 15 | 0.14431 | 0 |  | 0 | 0 | 0 | 0 | 0 | 0 | 0 | 0 |  | 0 | 0 | 0 | Cooling | Cooling DX | Cooling DX | Cooling DX 240 to 760 kBtuh Standard | CommCOOL | 0.004239% | 39.18% | 39.18% | 4797.7732 | 1 | 0% | 6.667% | 85% | 6.8% | 0.2% | 0.10779 | 0.001023 | 0.010881 | 0.18524 | 0 | 0 | 0 | 0.20219 | 0.016957 |  | 0.10566 | 0 | 0.10566 | 07. $0.085 to $0.115 | 1 | 0 | 01. ($9,999.00) to $0.22 | 1 | 0 | 0 | 0 | 0 | 0 | 0 | 0 | 0 | 0 | 0 | 0 | 0 | 0 | 0 | 0 | 0 | 0 | 0 | 0 | 0 | 0 | 0 | 0 | 0 | 0 | 0 | 0 | 0 | 0 | 0 | 0 | 0 | 0 | 0 | 0 | 0 | 0 | 0 | 0 | 0 | 0 | 0 | 0 | 0 | 0 | 0 | 0 | 0 | 0 | 0 | 0 | 0 | 0 | 0 | 0 | 0 | 0 | 0 | 0 | 0 | 0 | 0 | 0 | 0 | 0 | 0 | 0 | 0 | 0 | 0 | 0 | 0 | 0 | 0 | 0 | 0 | 0 | 0 | 0 | 0 | 0 | 0 | 0 | 0 | 0 | 0 | 0 | 0 | 0 | 0 | 0 | 0 | 0 | 0 | 0 | 0 | 0 | 0 | 0 | 0 | 0 | 0 | 0 | 0 | 0 | 0 | 0 | 0 | 0 | 0 | 0 | 0 | 0 | 0 | 0 | 0 | 0 | 0 | 0 | 0 | 0 | 0 | 0 | 0 | 0 | 0 | 0 | 0 | 0 | 0 | 0 | 0 | 0 | 0 | 0 | 0 | 0 | 0 | 0 | 0 | 0 | 0 | 0 | 0 | 0 | 0 | 0 | 0 | 0 | 0 | 0 | 0 | 0 | 0 | 0 | 0 | 0 | 0 | 0 | 0 | 0 | 0 | 0 | 0 | 0 | 0 | 0 | 0 | 0 | 0 | 0 | 0 | 0 | 0 | 0 | 0 | 0 | 0 | 0 | 0 | 0 | 0 | 0 | 0 | 0 | 0 | 0 | 0 | 0 | 0 | 0 | 0 | 0 | 0 | 0 | 0 | 0 | 0 | 0 | 0 | 0 | 0 | 0 | 0.04263% | 0 | 0 | 0 | 0 | 0 | 0 | 0 | 0 | 0 | 0 | 0 | 0 | 0 | 0 | 0 | 0 | 0 | 0 | 0 | 0 | 0 | 0 | 0 | 0
| Com-Cooling_DX_Cadmus | M_Input | Cadmus created workbook. Based on the PSE 2014 cooling DX EUI, 2014 CBSA analysis to determine capacity per sqft by capacity buckets, and costs based on the NEEP Phase 4 Incremental Cost Report for the measure "Commercial Unitary AC". Baseline cost based on DEER 2008 were used to establish full costs. Costs were interpolated based on the associated efficiency and capacity bucket | 2020 | NR and New | 2022 | 2045 | PSE | Commercial | Small Off | Electric | Per Building Sqft of Cooling DX - 135 to 240 kBtuh |  |  | Small Off DX Package 135 to 240 kBtuh - Premium Efficiency |  | 0.25678 | 15 | 3.1246 | 0 |  | 0 | 0 | 0 | 0 | 0 | 0 | 0 | 0 |  | 0 | 0 | 0 | Cooling | Cooling DX | Cooling DX | Cooling DX 135 to 240 kBtuh Premium | CommCOOL | 0.004239% | 39.18% | 39.18% | 4797.7732 | 1 | 0% | 6.667% | 85% | 6.8% | 0.2% | 0.16885 | 0.0016024 | 0.017045 | 4.0107 | 0 | 0 | 0 | 4.617 | 0.60627 |  | 1.5403 | 0 | 1.5403 | 13. $0.225 to $99,999.000 | 0 | 0 | 01. ($9,999.00) to $0.22 | 1 | 0 | 0 | 0 | 0 | 0 | 0 | 0 | 0 | 0 | 0 | 0 | 0 | 0 | 0 | 0 | 0 | 0 | 0 | 0 | 0 | 0 | 0 | 0 | 0 | 0 | 0 | 0 | 0 | 0 | 0 | 0 | 0 | 0 | 0 | 0 | 0 | 0 | 0 | 0 | 0 | 0 | 0 | 0 | 0 | 0 | 0 | 0 | 0 | 0 | 0 | 0 | 0 | 0 | 0 | 0 | 0 | 0 | 0 | 0 | 0 | 0 | 0 | 0 | 0 | 0 | 0 | 0 | 0 | 0 | 0 | 0 | 0 | 0 | 0 | 0 | 0 | 0 | 0 | 0 | 0 | 0 | 0 | 0 | 0 | 0 | 0 | 0 | 0 | 0 | 0 | 0 | 0 | 0 | 0 | 0 | 0 | 0 | 0 | 0 | 0 | 0 | 0 | 0 | 0 | 0 | 0 | 0 | 0 | 0 | 0 | 0 | 0 | 0 | 0 | 0 | 0 | 0 | 0 | 0 | 0 | 0 | 0 | 0 | 0 | 0 | 0 | 0 | 0 | 0 | 0 | 0 | 0 | 0 | 0 | 0 | 0 | 0 | 0 | 0 | 0 | 0 | 0 | 0 | 0 | 0 | 0 | 0 | 0 | 0 | 0 | 0 | 0 | 0 | 0 | 0 | 0 | 0 | 0 | 0 | 0 | 0 | 0 | 0 | 0 | 0 | 0 | 0 | 0 | 0 | 0 | 0 | 0 | 0 | 0 | 0 | 0 | 0 | 0 | 0 | 0 | 0 | 0 | 0 | 0 | 0 | 0 | 0 | 0 | 0 | 0 | 0 | 0 | 0 | 0 | 0 | 0 | 0 | 0 | 0 | 0 | 0 | 0 | 0 | 0.04263% | 0 | 0 | 0 | 0 | 0 | 0 | 0 | 0 | 0 | 0 | 0 | 0 | 0 | 0 | 0 | 0 | 0 | 0 | 0 | 0 | 0 | 0 | 0 | 0
| Com-Cooling_DX_Cadmus | M_Input | Cadmus created workbook. Based on the PSE 2014 cooling DX EUI, 2014 CBSA analysis to determine capacity per sqft by capacity buckets, and costs based on the NEEP Phase 4 Incremental Cost Report for the measure "Commercial Unitary AC". Baseline cost based on DEER 2008 were used to establish full costs. Costs were interpolated based on the associated efficiency and capacity bucket | 2020 | NR and New | 2022 | 2023 | PSE | Commercial | Small Off | Electric | Per Building Sqft of Cooling DX - 135 to 240 kBtuh |  |  | Small Off DX Package 135 to 240 kBtuh - Federal Standard 2023 |  | 0.16037 | 15 | 1.308 | 0 |  | 0 | 0 | 0 | 0 | 0 | 0 | 0 | 0 |  | 0 | 0 | 0 | Cooling | Cooling DX | Cooling DX | Cooling DX 135 to 240 kBtuh Standard | CommCOOL | 0.004239% | 39.18% | 39.18% | 4797.7732 | 1 | 0% | 6.667% | 85% | 6.8% | 0.2% | 0.10545 | 0.0010008 | 0.010645 | 1.6789 | 0 | 0 | 0 | 1.9289 | 0.24995 |  | 1.0303 | 0 | 1.0303 | 13. $0.225 to $99,999.000 | 0 | 0 | 01. ($9,999.00) to $0.22 | 1 | 0 | 0 | 0 | 0 | 0 | 0 | 0 | 0 | 0 | 0 | 0 | 0 | 0 | 0 | 0 | 0 | 0 | 0 | 0 | 0 | 0 | 0 | 0 | 0 | 0 | 0 | 0 | 0 | 0 | 0 | 0 | 0 | 0 | 0 | 0 | 0 | 0 | 0 | 0 | 0 | 0 | 0 | 0 | 0 | 0 | 0 | 0 | 0 | 0 | 0 | 0 | 0 | 0 | 0 | 0 | 0 | 0 | 0 | 0 | 0 | 0 | 0 | 0 | 0 | 0 | 0 | 0 | 0 | 0 | 0 | 0 | 0 | 0 | 0 | 0 | 0 | 0 | 0 | 0 | 0 | 0 | 0 | 0 | 0 | 0 | 0 | 0 | 0 | 0 | 0 | 0 | 0 | 0 | 0 | 0 | 0 | 0 | 0 | 0 | 0 | 0 | 0 | 0 | 0 | 0 | 0 | 0 | 0 | 0 | 0 | 0 | 0 | 0 | 0 | 0 | 0 | 0 | 0 | 0 | 0 | 0 | 0 | 0 | 0 | 0 | 0 | 0 | 0 | 0 | 0 | 0 | 0 | 0 | 0 | 0 | 0 | 0 | 0 | 0 | 0 | 0 | 0 | 0 | 0 | 0 | 0 | 0 | 0 | 0 | 0 | 0 | 0 | 0 | 0 | 0 | 0 | 0 | 0 | 0 | 0 | 0 | 0 | 0 | 0 | 0 | 0 | 0 | 0 | 0 | 0 | 0 | 0 | 0 | 0 | 0 | 0 | 0 | 0 | 0 | 0 | 0 | 0 | 0 | 0 | 0 | 0 | 0 | 0 | 0 | 0 | 0 | 0 | 0 | 0 | 0 | 0 | 0 | 0 | 0 | 0 | 0 | 0 | 0 | 0.04263% | 0 | 0 | 0 | 0 | 0 | 0 | 0 | 0 | 0 | 0 | 0 | 0 | 0 | 0 | 0 | 0 | 0 | 0 | 0 | 0 | 0 | 0 | 0 | 0
| Com-Tuneup_Cooling_DX-Cadmus | M_Input | Cadmus created workbook. Cooling DX EUIs based on Cadmus developed 2014 PSE EUIs. Percent savings based on Wisconsin Focus on Energy Technical Reference Manual. February 2016. Air Conditioning Unit Tune Up - Coil Cleaning. Page 165 - 168 and Air Conditioning Unit Tune Up - Refrigerant Charge Correction. Page 169 - 172. Costs based on CEE http://www.californiaenergyefficiency.com/docs/WtPaperCalAirConditionaerQualityInstallationProgram.pdf and GDS / Kema and TRANE Service Center provided estimated costs ranging from $3000 to $8000 depending on system. XCEL 2005 http://www.metrodenver.org/documents/newsCenter/EnergyEfficiencyReport.pdf and GDS 2006 Report for North Carolina Utilities Commission and 2005 http://eetd.lbl.gov/emills/PUBS/PDF/NCBC_Mills_6Apr05.pdf and Wisconsin Focus on Energy Technical Reference Manual. February 2016. Air Conditioning Unit Tune Up - Refrigerant Charge Correction. Page 169 - 172. EUL based on California Energy Commission and California Public Utilities Commission. Database for Energy Efficient Resources (DEER) 2008 | 2020 | Retro | 2022 | 2045 | PSE | Commercial | School K-12 | Electric | Per Building Sqft - Cooling DX Tune Up |  |  | School K-12 Tune-up - DX Maintenance - Refrigerant Charge Correction |  | 0.0054868 | 10 | 0.091149 | 0 |  | 0 | 0 | 0 | 0 | 0 | 0 | 0 | 0 |  | 0 | 0 | 0 | Cooling | Cooling DX | Cooling DX Tuneup | Cooling DX Tune Up and Maintenance | CommCOOL | 0.004239% | 21.26% | 21.26% | 36549.9879 | 1 | 50% | 10% | 85% | 6.8% | 0.2% | 0.0025652 | 3.4241e-05 | 0.00025994 | 0.15089 | 0 | 0 | 0 | 0.16883 | 0.017936 |  | 2.6359 | 0 | 2.6359 | 13. $0.225 to $99,999.000 | 0 | 0 | 01. ($9,999.00) to $0.22 | 1 | 432118.7352 | 431211.2859 | 430305.7422 | 429402.1001 | 428500.3557 | 427600.5049 | 426702.5439 | 425806.4685 | 424912.275 | 424019.9592 | 0 | 0 | 0 | 0 | 0 | 0 | 0 | 0 | 0 | 0 | 0 | 0 | 0 | 0 | 2370.9507 | 2365.9717 | 2361.0032 | 2356.0451 | 2351.0974 | 2346.1601 | 2341.2332 | 2336.3166 | 2331.4103 | 2326.5143 | 0 | 0 | 0 | 0 | 0 | 0 | 0 | 0 | 0 | 0 | 0 | 0 | 0 | 0 | 23486.7027 | 2370.9507 | 4736.9225 | 7097.9257 | 9453.9708 | 11805.0682 | 14151.2283 | 16492.4614 | 18828.778 | 21160.1883 | 23486.7027 | 23486.7027 | 23486.7027 | 23486.7027 | 23486.7027 | 23486.7027 | 23486.7027 | 23486.7027 | 23486.7027 | 23486.7027 | 23486.7027 | 23486.7027 | 23486.7027 | 23486.7027 | 23486.7027 | 0 | 0 | 0 | 0 | 0 | 0 | 0 | 0 | 0 | 0 | 0 | 0 | 0 | 0 | 0 | 0 | 0 | 0 | 0 | 0 | 0 | 0 | 0 | 0 | 0 | 0 | 0 | 0 | 0 | 0 | 0 | 0 | 0 | 0 | 0 | 0 | 0 | 0 | 0 | 0 | 0 | 0 | 0 | 0 | 0 | 0 | 0 | 0 | 0 | 0 | 0 | 0 | 0 | 0 | 0 | 0 | 0 | 0 | 0 | 0 | 0 | 0.10051 | 0.20082 | 0.30091 | 0.40079 | 0.50046 | 0.59993 | 0.69918 | 0.79823 | 0.89706 | 0.99569 | 0.99569 | 0.99569 | 0.99569 | 0.99569 | 0.99569 | 0.99569 | 0.99569 | 0.99569 | 0.99569 | 0.99569 | 0.99569 | 0.99569 | 0.99569 | 0.99569 | 72954.5678 | 72801.3632 | 72648.4804 | 72495.9186 | 72343.6771 | 72191.7554 | 72040.1527 | 71888.8684 | 71737.9018 | 71587.2522 | 0 | 0 | 0 | 0 | 0 | 0 | 0 | 0 | 0 | 0 | 0 | 0 | 0 | 0 | 722689.9378 | 0 | 0 | 0 | 0 | 0 | 0 | 0 | 0 | 0 | 0 | 0 | 0 | 0 | 0 | 0 | 0 | 0 | 0 | 0 | 0 | 0.04263% | 1.0108 | 2.0195 | 3.026 | 4.0305 | 5.0328 | 6.0331 | 7.0312 | 8.0272 | 9.0212 | 10.013 | 10.013 | 10.013 | 10.013 | 10.013 | 10.013 | 10.013 | 10.013 | 10.013 | 10.013 | 10.013 | 10.013 | 10.013 | 10.013 | 10.013
| Com-Tuneup_Cooling_DX-Cadmus | M_Input | Cadmus created workbook. Cooling DX EUIs based on Cadmus developed 2014 PSE EUIs. Percent savings based on Wisconsin Focus on Energy Technical Reference Manual. February 2016. Air Conditioning Unit Tune Up - Coil Cleaning. Page 165 - 168 and Air Conditioning Unit Tune Up - Refrigerant Charge Correction. Page 169 - 172. Costs based on CEE http://www.californiaenergyefficiency.com/docs/WtPaperCalAirConditionaerQualityInstallationProgram.pdf and GDS / Kema and TRANE Service Center provided estimated costs ranging from $3000 to $8000 depending on system. XCEL 2005 http://www.metrodenver.org/documents/newsCenter/EnergyEfficiencyReport.pdf and GDS 2006 Report for North Carolina Utilities Commission and 2005 http://eetd.lbl.gov/emills/PUBS/PDF/NCBC_Mills_6Apr05.pdf and Wisconsin Focus on Energy Technical Reference Manual. February 2016. Air Conditioning Unit Tune Up - Refrigerant Charge Correction. Page 169 - 172. EUL based on California Energy Commission and California Public Utilities Commission. Database for Energy Efficient Resources (DEER) 2008 | 2020 | Retro | 2022 | 2045 | PSE | Commercial | School K-12 | Electric | Per Building Sqft - Cooling DX Tune Up |  |  | School K-12 Tune-up - DX Maintenance - Coil Cleaning |  | 0.023148 | 3 | 0.93753 | 0 |  | 0 | 0 | 0 | 0 | 0 | 0 | 0 | 0 |  | 0 | 0 | 0 | Cooling | Cooling DX | Cooling DX Tuneup | Cooling DX Tune Up and Maintenance | CommCOOL | 0.004239% | 21.26% | 21.26% | 36549.9879 | 1 | 50% | 33.33% | 85% | 6.8% | 0.2% | 0.0036177 | 0.00014446 | 0.00037622 | 4.1551 | 0 | 0 | 0 | 4.3421 | 0.18699 |  | 16.0687 | 0 | 16.0687 | 13. $0.225 to $99,999.000 | 0 | 0 | 01. ($9,999.00) to $0.22 | 1 | 432118.7352 | 431211.2859 | 430305.7422 | 429402.1001 | 428500.3557 | 427600.5049 | 426702.5439 | 425806.4685 | 424912.275 | 424019.9592 | 0 | 0 | 0 | 0 | 0 | 0 | 0 | 0 | 0 | 0 | 0 | 0 | 0 | 0 | 10002.7664 | 9981.7606 | 9960.7989 | 9939.8812 | 9919.0075 | 9898.1776 | 9877.3914 | 9856.6489 | 9835.9499 | 9815.2944 | 0 | 0 | 0 | 0 | 0 | 0 | 0 | 0 | 0 | 0 | 0 | 0 | 0 | 0 | 99087.6768 | 10002.7664 | 19984.527 | 29945.3259 | 39885.2072 | 49804.2147 | 59702.3922 | 69579.7836 | 79436.4325 | 89272.3824 | 99087.6768 | 99087.6768 | 99087.6768 | 99087.6768 | 99087.6768 | 99087.6768 | 99087.6768 | 99087.6768 | 99087.6768 | 99087.6768 | 99087.6768 | 99087.6768 | 99087.6768 | 99087.6768 | 99087.6768 | 0 | 0 | 0 | 0 | 0 | 0 | 0 | 0 | 0 | 0 | 0 | 0 | 0 | 0 | 0 | 0 | 0 | 0 | 0 | 0 | 0 | 0 | 0 | 0 | 0 | 0 | 0 | 0 | 0 | 0 | 0 | 0 | 0 | 0 | 0 | 0 | 0 | 0 | 0 | 0 | 0 | 0 | 0 | 0 | 0 | 0 | 0 | 0 | 0 | 0 | 0 | 0 | 0 | 0 | 0 | 0 | 0 | 0 | 0 | 0 | 0 | 0.42406 | 0.84722 | 1.2695 | 1.6909 | 2.1114 | 2.531 | 2.9498 | 3.3676 | 3.7846 | 4.2007 | 4.2007 | 4.2007 | 4.2007 | 4.2007 | 4.2007 | 4.2007 | 4.2007 | 4.2007 | 4.2007 | 4.2007 | 4.2007 | 4.2007 | 4.2007 | 4.2007 | 1876301.5627 | 1872361.3294 | 1868429.3706 | 1864505.6689 | 1860590.207 | 1856682.9676 | 1852783.9333 | 1848893.0871 | 1845010.4116 | 1841135.8897 | 0 | 0 | 0 | 0 | 0 | 0 | 0 | 0 | 0 | 0 | 0 | 0 | 0 | 0 | 18586694.428 | 0 | 0 | 0 | 0 | 0 | 0 | 0 | 0 | 0 | 0 | 0 | 0 | 0 | 0 | 0 | 0 | 0 | 0 | 0 | 0 | 0.04263% | 4.2645 | 8.5199 | 12.7665 | 17.0041 | 21.2329 | 25.4528 | 29.6638 | 33.8659 | 38.0592 | 42.2438 | 42.2438 | 42.2438 | 42.2438 | 42.2438 | 42.2438 | 42.2438 | 42.2438 | 42.2438 | 42.2438 | 42.2438 | 42.2438 | 42.2438 | 42.2438 | 42.2438
| Com-Cooling_DX_Cadmus | M_Input | Cadmus created workbook. Based on the PSE 2014 cooling DX EUI, 2014 CBSA analysis to determine capacity per sqft by capacity buckets, and costs based on the NEEP Phase 4 Incremental Cost Report for the measure "Commercial Unitary AC". Baseline cost based on DEER 2008 were used to establish full costs. Costs were interpolated based on the associated efficiency and capacity bucket | 2020 | NR and New | 2022 | 2045 | PSE | Commercial | School K-12 | Electric | Per Building Sqft of Cooling DX - 65 to 135 kBtuh |  |  | School K-12 DX Package 65 to 135 kBtuh - Premium Efficiency |  | 0.052126 | 15 | 0.53369 | 0 |  | 0 | 0 | 0 | 0 | 0 | 0 | 0 | 0 |  | 0 | 0 | 0 | Cooling | Cooling DX | Cooling DX | Cooling DX 65 to 135 kBtuh Premium | CommCOOL | 0.004239% | 21.26% | 21.26% | 36549.9879 | 1 | 15.29% | 6.667% | 85% | 6.8% | 0.2% | 0.034276 | 0.00032529 | 0.0034601 | 0.68505 | 0 | 0 | 0 | 0.788 | 0.10295 |  | 1.295 | 0 | 1.295 | 13. $0.225 to $99,999.000 | 0 | 0 | 01. ($9,999.00) to $0.22 | 1 | 4731.9094 | 10897.3661 | 17532.9873 | 22728.2207 | 31998.9388 | 43350.022 | 57581.1721 | 62656.3018 | 80335.1495 | 94066.4252 | 96050.6751 | 88195.0648 | 108399.8579 | 115743.731 | 110915.2952 | 99939.8166 | 106766.1412 | 109922.6942 | 111973.6371 | 104323.2877 | 108803.5297 | 109304.7828 | 114234.601 | 106792.4532 | 246.6534 | 568.0313 | 913.9167 | 1184.7211 | 1667.9624 | 2259.6439 | 3001.4505 | 3265.9945 | 4187.5142 | 4903.2646 | 5006.6947 | 4597.2167 | 5650.4027 | 6033.2062 | 5781.5213 | 5209.4184 | 5565.2443 | 5729.7814 | 5836.688 | 5437.9092 | 5671.4443 | 5697.5724 | 5954.542 | 5566.6159 | 99937.4103 | 246.6534 | 814.6847 | 1728.6013 | 2913.3225 | 4581.2849 | 6840.9288 | 9842.3794 | 13108.3739 | 17295.8881 | 22199.1527 | 27205.8474 | 31803.0641 | 37453.4668 | 43486.673 | 49268.1943 | 54477.6127 | 60042.8571 | 65772.6385 | 71609.3264 | 77047.2357 | 82718.68 | 88416.2525 | 94370.7944 | 99937.4103 | 0 | 0 | 0 | 0 | 0 | 0 | 0 | 0 | 0 | 0 | 0 | 0 | 0 | 0 | 0 | 0 | 0 | 0 | 0 | 0 | 0 | 0 | 0 | 0 | 0 | 0 | 0 | 0 | 0 | 0 | 0 | 0 | 0 | 0 | 0 | 0 | 0 | 0 | 0 | 0 | 0 | 0 | 0 | 0 | 0 | 0 | 0 | 0 | 0 | 0 | 0 | 0 | 0 | 0 | 0 | 0 | 0 | 0 | 0 | 0 | 0 | 0.010457 | 0.034538 | 0.073282 | 0.12351 | 0.19422 | 0.29001 | 0.41726 | 0.55572 | 0.73324 | 0.94111 | 1.1534 | 1.3483 | 1.5878 | 1.8436 | 2.0887 | 2.3095 | 2.5455 | 2.7884 | 3.0358 | 3.2663 | 3.5068 | 3.7483 | 4.0008 | 4.2367 | 3728.7449 | 8587.1252 | 13815.9952 | 17909.8394 | 25215.166 | 34159.8203 | 45373.9675 | 49373.1701 | 63304.1032 | 74124.3494 | 75687.9385 | 69497.7171 | 85419.0954 | 91206.0679 | 87401.2602 | 78752.5823 | 84131.7265 | 86619.0905 | 88235.2336 | 82206.7578 | 85737.1888 | 86132.1763 | 90016.8734 | 84152.4604 | 1510788.4499 | 0 | 0 | 0 | 0 | 0 | 0 | 0 | 0 | 0 | 0 | 0 | 0 | 0 | 0 | 0 | 0 | 0 | 0 | 0 | 0 | 0.04263% | 0.10516 | 0.34732 | 0.73695 | 1.242 | 1.9531 | 2.9165 | 4.1961 | 5.5885 | 7.3737 | 9.4641 | 11.5986 | 13.5585 | 15.9674 | 18.5395 | 21.0044 | 23.2253 | 25.5979 | 28.0407 | 30.529 | 32.8473 | 35.2652 | 37.6942 | 40.2328 | 42.606
| Com-Cooling_DX_Cadmus | M_Input | Cadmus created workbook. Based on the PSE 2014 cooling DX EUI, 2014 CBSA analysis to determine capacity per sqft by capacity buckets, and costs based on the NEEP Phase 4 Incremental Cost Report for the measure "Commercial Unitary AC". Baseline cost based on DEER 2008 were used to establish full costs. Costs were interpolated based on the associated efficiency and capacity bucket | 2020 | NR and New | 2022 | 2023 | PSE | Commercial | School K-12 | Electric | Per Building Sqft of Cooling DX - 65 to 135 kBtuh |  |  | School K-12 DX Package 65 to 135 kBtuh - Federal Standard 2023 |  | 0.034731 | 15 | 0.24143 | 0 |  | 0 | 0 | 0 | 0 | 0 | 0 | 0 | 0 |  | 0 | 0 | 0 | Cooling | Cooling DX | Cooling DX | Cooling DX 65 to 135 kBtuh Standard | CommCOOL | 0.004239% | 21.26% | 21.26% | 36549.9879 | 1 | 15.29% | 6.667% | 85% | 6.8% | 0.2% | 0.022838 | 0.00021674 | 0.0023055 | 0.3099 | 0 | 0 | 0 | 0.35567 | 0.045764 |  | 0.87725 | 0 | 0.87725 | 13. $0.225 to $99,999.000 | 0 | 0 | 01. ($9,999.00) to $0.22 | 1 | 4731.9094 | 10897.3661 | 17532.9873 | 22728.2207 | 31998.9388 | 43350.022 | 57581.1721 | 62656.3018 | 80335.1495 | 94066.4252 | 96050.6751 | 88195.0648 | 108399.8579 | 115743.731 | 110915.2952 | 99939.8166 | 106766.1412 | 109922.6942 | 111973.6371 | 104323.2877 | 108803.5297 | 109304.7828 | 114234.601 | 106792.4532 | 164.3446 | 378.4778 | 608.9404 | 789.3767 | 1111.3592 | 1505.5952 | 1999.8591 | 2176.1241 | 2790.1304 | 3267.0331 | 3335.9483 | 3063.1141 | 3764.8494 | 4019.9104 | 3852.2133 | 3471.0226 | 3708.1085 | 3817.7392 | 3888.9707 | 3623.2655 | 3778.8693 | 3796.2784 | 3967.4966 | 3709.0224 | 66588.0493 | 164.3446 | 542.8224 | 1151.7628 | 1941.1395 | 3052.4988 | 4558.094 | 6557.953 | 8734.0771 | 11524.2075 | 14791.2405 | 18127.1889 | 21190.303 | 24955.1523 | 28975.0627 | 32827.276 | 36298.2986 | 40006.4072 | 43824.1463 | 47713.1171 | 51336.3826 | 55115.2519 | 58911.5303 | 62879.0269 | 66588.0493 | 0 | 0 | 0 | 0 | 0 | 0 | 0 | 0 | 0 | 0 | 0 | 0 | 0 | 0 | 0 | 0 | 0 | 0 | 0 | 0 | 0 | 0 | 0 | 0 | 0 | 0 | 0 | 0 | 0 | 0 | 0 | 0 | 0 | 0 | 0 | 0 | 0 | 0 | 0 | 0 | 0 | 0 | 0 | 0 | 0 | 0 | 0 | 0 | 0 | 0 | 0 | 0 | 0 | 0 | 0 | 0 | 0 | 0 | 0 | 0 | 0 | 0.0069672 | 0.023012 | 0.048828 | 0.082293 | 0.12941 | 0.19324 | 0.27802 | 0.37027 | 0.48856 | 0.62706 | 0.76848 | 0.89834 | 1.0579 | 1.2284 | 1.3917 | 1.5388 | 1.696 | 1.8579 | 2.0227 | 2.1764 | 2.3366 | 2.4975 | 2.6657 | 2.8229 | 1682.9814 | 3875.8276 | 6235.8954 | 8083.6657 | 11380.9491 | 15418.1486 | 20479.6913 | 22284.7447 | 28572.5178 | 33456.2719 | 34162.003 | 31368.026 | 38554.1931 | 41166.1624 | 39448.8498 | 35545.2402 | 37973.1349 | 39095.8149 | 39825.2665 | 37104.2938 | 38697.7656 | 38876.0445 | 40629.4155 | 37982.4932 | 681899.397 | 0 | 0 | 0 | 0 | 0 | 0 | 0 | 0 | 0 | 0 | 0 | 0 | 0 | 0 | 0 | 0 | 0 | 0 | 0 | 0 | 0.04263% | 0.070065 | 0.23142 | 0.49103 | 0.82756 | 1.3014 | 1.9432 | 2.7958 | 3.7236 | 4.9131 | 6.3059 | 7.7281 | 9.034 | 10.6391 | 12.3529 | 13.9952 | 15.475 | 17.0558 | 18.6834 | 20.3414 | 21.8861 | 23.4971 | 25.1156 | 26.807 | 28.3883
| Com-Cooling_DX_Cadmus | M_Input | Cadmus created workbook. Based on the PSE 2014 cooling DX EUI, 2014 CBSA analysis to determine capacity per sqft by capacity buckets, and costs based on the NEEP Phase 4 Incremental Cost Report for the measure "Commercial Unitary AC". Baseline cost based on DEER 2008 were used to establish full costs. Costs were interpolated based on the associated efficiency and capacity bucket | 2020 | NR and New | 2022 | 2045 | PSE | Commercial | School K-12 | Electric | Per Building Sqft of Cooling DX - 240 to 760 kBtuh |  |  | School K-12 DX Package 240 to 760 kBtuh - Premium Efficiency |  | 0.070504 | 15 | 0.33491 | 0 |  | 0 | 0 | 0 | 0 | 0 | 0 | 0 | 0 |  | 0 | 0 | 0 | Cooling | Cooling DX | Cooling DX | Cooling DX 240 to 760 kBtuh Premium | CommCOOL | 0.004239% | 21.26% | 21.26% | 36549.9879 | 1 | 20.07% | 6.667% | 85% | 6.8% | 0.2% | 0.046361 | 0.00043998 | 0.0046801 | 0.42989 | 0 | 0 | 0 | 0.49176 | 0.061862 |  | 0.5975 | 0 | 0.5975 | 13. $0.225 to $99,999.000 | 0 | 0 | 01. ($9,999.00) to $0.22 | 1 | 6211.008 | 14303.6612 | 23013.4426 | 29832.6004 | 42001.1565 | 56900.3575 | 75579.8758 | 82241.3878 | 105446.2838 | 123469.6771 | 126074.1632 | 115763.0489 | 142283.4495 | 151922.868 | 145585.1614 | 131178.9713 | 140139.0662 | 144282.2934 | 146974.3193 | 136932.6263 | 142813.3009 | 143471.2355 | 149942.0147 | 140173.6028 | 437.8987 | 1008.4601 | 1622.5314 | 2103.3068 | 2961.2343 | 4011.6821 | 5328.6561 | 5798.3169 | 7434.3464 | 8705.0612 | 8888.687 | 8161.7159 | 10031.5006 | 10711.1146 | 10264.2833 | 9248.5945 | 9880.3138 | 10172.4264 | 10362.224 | 9654.2481 | 10068.857 | 10115.2438 | 10571.4573 | 9882.7487 | 177424.9089 | 437.8987 | 1446.3588 | 3068.8902 | 5172.197 | 8133.4312 | 12145.1134 | 17473.7694 | 23272.0863 | 30706.4328 | 39411.494 | 48300.181 | 56461.8969 | 66493.3974 | 77204.5121 | 87468.7954 | 96717.3899 | 106597.7036 | 116770.13 | 127132.3539 | 136786.602 | 146855.4591 | 156970.7029 | 167542.1602 | 177424.9089 | 0 | 0 | 0 | 0 | 0 | 0 | 0 | 0 | 0 | 0 | 0 | 0 | 0 | 0 | 0 | 0 | 0 | 0 | 0 | 0 | 0 | 0 | 0 | 0 | 0 | 0 | 0 | 0 | 0 | 0 | 0 | 0 | 0 | 0 | 0 | 0 | 0 | 0 | 0 | 0 | 0 | 0 | 0 | 0 | 0 | 0 | 0 | 0 | 0 | 0 | 0 | 0 | 0 | 0 | 0 | 0 | 0 | 0 | 0 | 0 | 0 | 0.018564 | 0.061317 | 0.1301 | 0.21927 | 0.34481 | 0.51488 | 0.74078 | 0.9866 | 1.3018 | 1.6708 | 2.0476 | 2.3936 | 2.8189 | 3.273 | 3.7081 | 4.1002 | 4.5191 | 4.9503 | 5.3896 | 5.7989 | 6.2258 | 6.6546 | 7.1028 | 7.5217 | 3054.2996 | 7033.9092 | 11316.9953 | 14670.3561 | 20654.3149 | 27981.0844 | 37166.847 | 40442.6846 | 51853.8282 | 60716.9375 | 61997.7088 | 56927.1579 | 69968.7204 | 74708.9609 | 71592.3565 | 64508.0281 | 68914.2073 | 70951.6636 | 72275.4831 | 67337.4217 | 70229.2779 | 70552.8211 | 73734.8647 | 68931.1909 | 1237521.1196 | 0 | 0 | 0 | 0 | 0 | 0 | 0 | 0 | 0 | 0 | 0 | 0 | 0 | 0 | 0 | 0 | 0 | 0 | 0 | 0 | 0.04263% | 0.18669 | 0.61662 | 1.3084 | 2.205 | 3.4675 | 5.1778 | 7.4495 | 9.9215 | 13.091 | 16.8022 | 20.5917 | 24.0712 | 28.3479 | 32.9144 | 37.2903 | 41.2332 | 45.4455 | 49.7823 | 54.2 | 58.3158 | 62.6085 | 66.9209 | 71.4278 | 75.6411
| Com-Cooling_DX_Cadmus | M_Input | Cadmus created workbook. Based on the PSE 2014 cooling DX EUI, 2014 CBSA analysis to determine capacity per sqft by capacity buckets, and costs based on the NEEP Phase 4 Incremental Cost Report for the measure "Commercial Unitary AC". Baseline cost based on DEER 2008 were used to establish full costs. Costs were interpolated based on the associated efficiency and capacity bucket | 2020 | NR and New | 2022 | 2023 | PSE | Commercial | School K-12 | Electric | Per Building Sqft of Cooling DX - 240 to 760 kBtuh |  |  | School K-12 DX Package 240 to 760 kBtuh - Federal Standard 2023 |  | 0.036467 | 15 | 0.11164 | 0 |  | 0 | 0 | 0 | 0 | 0 | 0 | 0 | 0 |  | 0 | 0 | 0 | Cooling | Cooling DX | Cooling DX | Cooling DX 240 to 760 kBtuh Standard | CommCOOL | 0.004239% | 21.26% | 21.26% | 36549.9879 | 1 | 20.07% | 6.667% | 85% | 6.8% | 0.2% | 0.02398 | 0.00022758 | 0.0024207 | 0.1433 | 0 | 0 | 0 | 0.16298 | 0.019679 |  | 0.38284 | 0 | 0.38284 | 13. $0.225 to $99,999.000 | 0 | 0 | 01. ($9,999.00) to $0.22 | 1 | 6211.008 | 14303.6612 | 23013.4426 | 29832.6004 | 42001.1565 | 56900.3575 | 75579.8758 | 82241.3878 | 105446.2838 | 123469.6771 | 126074.1632 | 115763.0489 | 142283.4495 | 151922.868 | 145585.1614 | 131178.9713 | 140139.0662 | 144282.2934 | 146974.3193 | 136932.6263 | 142813.3009 | 143471.2355 | 149942.0147 | 140173.6028 | 226.4993 | 521.6173 | 839.2404 | 1087.9173 | 1531.6729 | 2075.008 | 2756.2014 | 2999.1294 | 3845.3516 | 4502.6179 | 4597.5967 | 4221.5772 | 5188.7072 | 5540.2317 | 5309.112 | 4783.7558 | 5110.5071 | 5261.5998 | 5359.771 | 4993.5766 | 5208.0295 | 5232.0227 | 5467.9951 | 5111.7666 | 91771.5046 | 226.4993 | 748.1166 | 1587.357 | 2675.2743 | 4206.9472 | 6281.9552 | 9038.1566 | 12037.286 | 15882.6376 | 20385.2555 | 24982.8522 | 29204.4294 | 34393.1366 | 39933.3683 | 45242.4804 | 50026.2361 | 55136.7433 | 60398.3431 | 65758.1141 | 70751.6907 | 75959.7202 | 81191.7429 | 86659.738 | 91771.5046 | 0 | 0 | 0 | 0 | 0 | 0 | 0 | 0 | 0 | 0 | 0 | 0 | 0 | 0 | 0 | 0 | 0 | 0 | 0 | 0 | 0 | 0 | 0 | 0 | 0 | 0 | 0 | 0 | 0 | 0 | 0 | 0 | 0 | 0 | 0 | 0 | 0 | 0 | 0 | 0 | 0 | 0 | 0 | 0 | 0 | 0 | 0 | 0 | 0 | 0 | 0 | 0 | 0 | 0 | 0 | 0 | 0 | 0 | 0 | 0 | 0 | 0.0096022 | 0.031716 | 0.067294 | 0.11342 | 0.17835 | 0.26632 | 0.38316 | 0.51031 | 0.67333 | 0.86421 | 1.0591 | 1.2381 | 1.4581 | 1.6929 | 1.918 | 2.1208 | 2.3375 | 2.5605 | 2.7877 | 2.9994 | 3.2202 | 3.442 | 3.6738 | 3.8906 | 1012.2514 | 2331.1678 | 3750.6618 | 4862.0276 | 6845.2224 | 9273.4494 | 12317.7812 | 13403.4545 | 17185.3187 | 20122.7173 | 20547.1886 | 18866.7141 | 23188.9294 | 24759.9329 | 23727.0325 | 21379.1549 | 22839.4442 | 23514.695 | 23953.4333 | 22316.8683 | 23275.283 | 23382.5112 | 24437.0994 | 22845.0729 | 410137.4116 | 0 | 0 | 0 | 0 | 0 | 0 | 0 | 0 | 0 | 0 | 0 | 0 | 0 | 0 | 0 | 0 | 0 | 0 | 0 | 0 | 0.04263% | 0.096563 | 0.31894 | 0.67673 | 1.1405 | 1.7935 | 2.6782 | 3.8532 | 5.1318 | 6.7712 | 8.6908 | 10.6509 | 12.4506 | 14.6627 | 17.0247 | 19.2881 | 21.3275 | 23.5063 | 25.7495 | 28.0345 | 30.1634 | 32.3837 | 34.6142 | 36.9454 | 39.1247
| Com-Cooling_DX_Cadmus | M_Input | Cadmus created workbook. Based on the PSE 2014 cooling DX EUI, 2014 CBSA analysis to determine capacity per sqft by capacity buckets, and costs based on the NEEP Phase 4 Incremental Cost Report for the measure "Commercial Unitary AC". Baseline cost based on DEER 2008 were used to establish full costs. Costs were interpolated based on the associated efficiency and capacity bucket | 2020 | NR and New | 2022 | 2045 | PSE | Commercial | School K-12 | Electric | Per Building Sqft of Cooling DX - 135 to 240 kBtuh |  |  | School K-12 DX Package 135 to 240 kBtuh - Premium Efficiency |  | 0.057125 | 15 | 1.4181 | 0 |  | 0 | 0 | 0 | 0 | 0 | 0 | 0 | 0 |  | 0 | 0 | 0 | Cooling | Cooling DX | Cooling DX | Cooling DX 135 to 240 kBtuh Premium | CommCOOL | 0.004239% | 21.26% | 21.26% | 36549.9879 | 1 | 64.64% | 6.667% | 85% | 6.8% | 0.2% | 0.037564 | 0.00035649 | 0.003792 | 1.8202 | 0 | 0 | 0 | 2.0997 | 0.27947 |  | 3.1487 | 0 | 3.1487 | 13. $0.225 to $99,999.000 | 1 | 0 | 01. ($9,999.00) to $0.22 | 1 | 20005.3361 | 46071.3539 | 74125.11 | 96089.2649 | 135283.5557 | 183273.1127 | 243438.8762 | 264895.2624 | 339637.0339 | 397689.4529 | 406078.368 | 372866.8013 | 458287.642 | 489335.7111 | 468922.2853 | 422520.6912 | 451380.6941 | 464725.815 | 473396.6914 | 441052.9166 | 459994.266 | 462113.4392 | 482955.4849 | 451491.9346 | 1142.8019 | 2631.8193 | 4234.386 | 5489.0852 | 7728.0533 | 10469.4497 | 13906.4101 | 15132.103 | 19401.7158 | 22717.9517 | 23197.1673 | 21299.9614 | 26179.6144 | 27953.2308 | 26787.1168 | 24136.4326 | 25785.056 | 26547.3941 | 27042.7166 | 25195.0832 | 26277.105 | 26398.1625 | 27588.7613 | 25791.4106 | 463032.9886 | 1142.8019 | 3774.6212 | 8009.0073 | 13498.0924 | 21226.1457 | 31695.5954 | 45602.0056 | 60734.1086 | 80135.8244 | 102853.7761 | 126050.9434 | 147350.9047 | 173530.5191 | 201483.7499 | 228270.8667 | 252407.2993 | 278192.3553 | 304739.7494 | 331782.466 | 356977.5492 | 383254.6542 | 409652.8167 | 437241.578 | 463032.9886 | 0 | 0 | 0 | 0 | 0 | 0 | 0 | 0 | 0 | 0 | 0 | 0 | 0 | 0 | 0 | 0 | 0 | 0 | 0 | 0 | 0 | 0 | 0 | 0 | 0 | 0 | 0 | 0 | 0 | 0 | 0 | 0 | 0 | 0 | 0 | 0 | 0 | 0 | 0 | 0 | 0 | 0 | 0 | 0 | 0 | 0 | 0 | 0 | 0 | 0 | 0 | 0 | 0 | 0 | 0 | 0 | 0 | 0 | 0 | 0 | 0 | 0.048448 | 0.16002 | 0.33953 | 0.57224 | 0.89986 | 1.3437 | 1.9332 | 2.5748 | 3.3973 | 4.3604 | 5.3438 | 6.2468 | 7.3566 | 8.5417 | 9.6773 | 10.7005 | 11.7937 | 12.9191 | 14.0656 | 15.1337 | 16.2477 | 17.3668 | 18.5364 | 19.6298 | 42005.4761 | 96736.6482 | 155641.5011 | 201759.9358 | 284056.721 | 384821.0463 | 511151.9178 | 556204.1837 | 713140.4974 | 835033.9507 | 852648.2699 | 782913.4917 | 962272.7923 | 1027464.8451 | 984602.4973 | 887172.4395 | 947770.1798 | 975791.1117 | 993997.4687 | 926084.8051 | 965856.2138 | 970305.8706 | 1014068.1972 | 948003.753 | 17019503.8137 | 0 | 0 | 0 | 0 | 0 | 0 | 0 | 0 | 0 | 0 | 0 | 0 | 0 | 0 | 0 | 0 | 0 | 0 | 0 | 0 | 0.04263% | 0.48721 | 1.6092 | 3.4145 | 5.7546 | 9.0493 | 13.5127 | 19.4414 | 25.8926 | 34.1641 | 43.8494 | 53.7389 | 62.8197 | 73.9808 | 85.898 | 97.3181 | 107.6081 | 118.601 | 129.9188 | 141.4479 | 152.1892 | 163.3919 | 174.6461 | 186.408 | 197.4035
| Com-Cooling_DX_Cadmus | M_Input | Cadmus created workbook. Based on the PSE 2014 cooling DX EUI, 2014 CBSA analysis to determine capacity per sqft by capacity buckets, and costs based on the NEEP Phase 4 Incremental Cost Report for the measure "Commercial Unitary AC". Baseline cost based on DEER 2008 were used to establish full costs. Costs were interpolated based on the associated efficiency and capacity bucket | 2020 | NR and New | 2022 | 2023 | PSE | Commercial | School K-12 | Electric | Per Building Sqft of Cooling DX - 135 to 240 kBtuh |  |  | School K-12 DX Package 135 to 240 kBtuh - Federal Standard 2023 |  | 0.035676 | 15 | 0.59361 | 0 |  | 0 | 0 | 0 | 0 | 0 | 0 | 0 | 0 |  | 0 | 0 | 0 | Cooling | Cooling DX | Cooling DX | Cooling DX 135 to 240 kBtuh Standard | CommCOOL | 0.004239% | 21.26% | 21.26% | 36549.9879 | 1 | 64.64% | 6.667% | 85% | 6.8% | 0.2% | 0.02346 | 0.00022264 | 0.0023682 | 0.76196 | 0 | 0 | 0 | 0.8781 | 0.11613 |  | 2.1084 | 0 | 2.1084 | 13. $0.225 to $99,999.000 | 1 | 0 | 01. ($9,999.00) to $0.22 | 1 | 20005.3361 | 46071.3539 | 74125.11 | 96089.2649 | 135283.5557 | 183273.1127 | 243438.8762 | 264895.2624 | 339637.0339 | 397689.4529 | 406078.368 | 372866.8013 | 458287.642 | 489335.7111 | 468922.2853 | 422520.6912 | 451380.6941 | 464725.815 | 473396.6914 | 441052.9166 | 459994.266 | 462113.4392 | 482955.4849 | 451491.9346 | 713.7154 | 1643.6531 | 2644.5059 | 3428.1046 | 4826.4099 | 6538.4973 | 8684.9861 | 9450.4695 | 12116.9755 | 14188.0681 | 14487.3531 | 13302.489 | 16349.9842 | 17457.6629 | 16729.3884 | 15073.9536 | 16103.5702 | 16579.6741 | 16889.0184 | 15735.1139 | 16410.8702 | 16486.4743 | 17230.0403 | 16107.5389 | 289178.5169 | 713.7154 | 2357.3685 | 5001.8744 | 8429.979 | 13256.3888 | 19794.8861 | 28479.8722 | 37930.3416 | 50047.3172 | 64235.3853 | 78722.7384 | 92025.2275 | 108375.2117 | 125832.8746 | 142562.263 | 157636.2166 | 173739.7868 | 190319.4609 | 207208.4793 | 222943.5932 | 239354.4634 | 255840.9377 | 273070.978 | 289178.5169 | 0 | 0 | 0 | 0 | 0 | 0 | 0 | 0 | 0 | 0 | 0 | 0 | 0 | 0 | 0 | 0 | 0 | 0 | 0 | 0 | 0 | 0 | 0 | 0 | 0 | 0 | 0 | 0 | 0 | 0 | 0 | 0 | 0 | 0 | 0 | 0 | 0 | 0 | 0 | 0 | 0 | 0 | 0 | 0 | 0 | 0 | 0 | 0 | 0 | 0 | 0 | 0 | 0 | 0 | 0 | 0 | 0 | 0 | 0 | 0 | 0 | 0.030257 | 0.099938 | 0.21205 | 0.35738 | 0.56199 | 0.83918 | 1.2074 | 1.608 | 2.1217 | 2.7232 | 3.3374 | 3.9013 | 4.5945 | 5.3346 | 6.0438 | 6.6828 | 7.3655 | 8.0684 | 8.7844 | 9.4515 | 10.1472 | 10.8461 | 11.5766 | 12.2594 | 17566.5974 | 40455.0528 | 65088.9324 | 84375.56 | 118791.8941 | 160931.3126 | 213762.6043 | 232603.3625 | 298233.7827 | 349209.356 | 356575.6254 | 327412.695 | 402420.3588 | 429683.5315 | 411758.5922 | 371013.5569 | 396355.3983 | 408073.6902 | 415687.5485 | 387286.6224 | 403918.9378 | 405779.7744 | 424081.0829 | 396453.078 | 7117518.9471 | 0 | 0 | 0 | 0 | 0 | 0 | 0 | 0 | 0 | 0 | 0 | 0 | 0 | 0 | 0 | 0 | 0 | 0 | 0 | 0 | 0.04263% | 0.30428 | 1.005 | 2.1324 | 3.5939 | 5.6516 | 8.4391 | 12.1417 | 16.1707 | 21.3365 | 27.3853 | 33.5616 | 39.2329 | 46.2033 | 53.646 | 60.7782 | 67.2046 | 74.07 | 81.1384 | 88.3386 | 95.0469 | 102.0433 | 109.0719 | 116.4176 | 123.2847
| Com-Tuneup_Cooling_DX-Cadmus | M_Input | Cadmus created workbook. Cooling DX EUIs based on Cadmus developed 2014 PSE EUIs. Percent savings based on Wisconsin Focus on Energy Technical Reference Manual. February 2016. Air Conditioning Unit Tune Up - Coil Cleaning. Page 165 - 168 and Air Conditioning Unit Tune Up - Refrigerant Charge Correction. Page 169 - 172. Costs based on CEE http://www.californiaenergyefficiency.com/docs/WtPaperCalAirConditionaerQualityInstallationProgram.pdf and GDS / Kema and TRANE Service Center provided estimated costs ranging from $3000 to $8000 depending on system. XCEL 2005 http://www.metrodenver.org/documents/newsCenter/EnergyEfficiencyReport.pdf and GDS 2006 Report for North Carolina Utilities Commission and 2005 http://eetd.lbl.gov/emills/PUBS/PDF/NCBC_Mills_6Apr05.pdf and Wisconsin Focus on Energy Technical Reference Manual. February 2016. Air Conditioning Unit Tune Up - Refrigerant Charge Correction. Page 169 - 172. EUL based on California Energy Commission and California Public Utilities Commission. Database for Energy Efficient Resources (DEER) 2008 | 2020 | Retro | 2022 | 2045 | PSE | Commercial | Restaurant | Electric | Per Building Sqft - Cooling DX Tune Up |  |  | Restaurant Tune-up - DX Maintenance - Refrigerant Charge Correction |  | 0.066411 | 10 | 0.23122 | 0 |  | 0 | 0 | 0 | 0 | 0 | 0 | 0 | 0 |  | 0 | 0 | 0 | Cooling | Cooling DX | Cooling DX Tuneup | Cooling DX Tune Up and Maintenance | CommCOOL | 0.004239% | 51% | 51% | 9726.5895 | 1 | 50% | 10% | 85% | 6.8% | 0.2% | 0.031048 | 0.00041444 | 0.0031463 | 0.38277 | 0 | 0 | 0 | 0.42546 | 0.042683 |  | 0.5488 | 0 | 0.5488 | 13. $0.225 to $99,999.000 | 0 | 0 | 01. ($9,999.00) to $0.22 | 1 | 479617.474 | 475300.9167 | 471023.2085 | 466783.9996 | 462582.9436 | 458419.6971 | 454293.9198 | 450205.2746 | 446153.4271 | 442138.0462 | 0 | 0 | 0 | 0 | 0 | 0 | 0 | 0 | 0 | 0 | 0 | 0 | 0 | 0 | 31851.6787 | 31565.0136 | 31280.9284 | 30999.4001 | 30720.4055 | 30443.9218 | 30169.9265 | 29898.3972 | 29629.3116 | 29362.6478 | 0 | 0 | 0 | 0 | 0 | 0 | 0 | 0 | 0 | 0 | 0 | 0 | 0 | 0 | 305921.6313 | 31851.6787 | 63416.6922 | 94697.6207 | 125697.0208 | 156417.4262 | 186861.3481 | 217031.2746 | 246929.6718 | 276558.9834 | 305921.6313 | 305921.6313 | 305921.6313 | 305921.6313 | 305921.6313 | 305921.6313 | 305921.6313 | 305921.6313 | 305921.6313 | 305921.6313 | 305921.6313 | 305921.6313 | 305921.6313 | 305921.6313 | 305921.6313 | 0 | 0 | 0 | 0 | 0 | 0 | 0 | 0 | 0 | 0 | 0 | 0 | 0 | 0 | 0 | 0 | 0 | 0 | 0 | 0 | 0 | 0 | 0 | 0 | 0 | 0 | 0 | 0 | 0 | 0 | 0 | 0 | 0 | 0 | 0 | 0 | 0 | 0 | 0 | 0 | 0 | 0 | 0 | 0 | 0 | 0 | 0 | 0 | 0 | 0 | 0 | 0 | 0 | 0 | 0 | 0 | 0 | 0 | 0 | 0 | 0 | 1.3503 | 2.6885 | 4.0146 | 5.3288 | 6.6312 | 7.9218 | 9.2008 | 10.4683 | 11.7244 | 12.9692 | 12.9692 | 12.9692 | 12.9692 | 12.9692 | 12.9692 | 12.9692 | 12.9692 | 12.9692 | 12.9692 | 12.9692 | 12.9692 | 12.9692 | 12.9692 | 12.9692 | 204055.7956 | 202219.2934 | 200399.3198 | 198595.7259 | 196808.3644 | 195037.0891 | 193281.7553 | 191542.2195 | 189818.3395 | 188109.9745 | 0 | 0 | 0 | 0 | 0 | 0 | 0 | 0 | 0 | 0 | 0 | 0 | 0 | 0 | 1959867.8771 | 0 | 0 | 0 | 0 | 0 | 0 | 0 | 0 | 0 | 0 | 0 | 0 | 0 | 0 | 0 | 0 | 0 | 0 | 0 | 0 | 0.04263% | 13.5792 | 27.0363 | 40.3722 | 53.5881 | 66.685 | 79.6641 | 92.5263 | 105.2728 | 117.9046 | 130.4227 | 130.4227 | 130.4227 | 130.4227 | 130.4227 | 130.4227 | 130.4227 | 130.4227 | 130.4227 | 130.4227 | 130.4227 | 130.4227 | 130.4227 | 130.4227 | 130.4227
| Com-Tuneup_Cooling_DX-Cadmus | M_Input | Cadmus created workbook. Cooling DX EUIs based on Cadmus developed 2014 PSE EUIs. Percent savings based on Wisconsin Focus on Energy Technical Reference Manual. February 2016. Air Conditioning Unit Tune Up - Coil Cleaning. Page 165 - 168 and Air Conditioning Unit Tune Up - Refrigerant Charge Correction. Page 169 - 172. Costs based on CEE http://www.californiaenergyefficiency.com/docs/WtPaperCalAirConditionaerQualityInstallationProgram.pdf and GDS / Kema and TRANE Service Center provided estimated costs ranging from $3000 to $8000 depending on system. XCEL 2005 http://www.metrodenver.org/documents/newsCenter/EnergyEfficiencyReport.pdf and GDS 2006 Report for North Carolina Utilities Commission and 2005 http://eetd.lbl.gov/emills/PUBS/PDF/NCBC_Mills_6Apr05.pdf and Wisconsin Focus on Energy Technical Reference Manual. February 2016. Air Conditioning Unit Tune Up - Refrigerant Charge Correction. Page 169 - 172. EUL based on California Energy Commission and California Public Utilities Commission. Database for Energy Efficient Resources (DEER) 2008 | 2020 | Retro | 2022 | 2045 | PSE | Commercial | Restaurant | Electric | Per Building Sqft - Cooling DX Tune Up |  |  | Restaurant Tune-up - DX Maintenance - Coil Cleaning |  | 0.28018 | 3 | 2.3782 | 0 |  | 0 | 0 | 0 | 0 | 0 | 0 | 0 | 0 |  | 0 | 0 | 0 | Cooling | Cooling DX | Cooling DX Tuneup | Cooling DX Tune Up and Maintenance | CommCOOL | 0.004239% | 51% | 51% | 9726.5895 | 1 | 50% | 33.33% | 85% | 6.8% | 0.2% | 0.043788 | 0.0017485 | 0.0045536 | 10.5402 | 0 | 0 | 0 | 11.0096 | 0.46934 |  | 3.3662 | 0 | 3.3662 | 13. $0.225 to $99,999.000 | 0 | 0 | 01. ($9,999.00) to $0.22 | 1 | 479617.474 | 475300.9167 | 471023.2085 | 466783.9996 | 462582.9436 | 458419.6971 | 454293.9198 | 450205.2746 | 446153.4271 | 442138.0462 | 0 | 0 | 0 | 0 | 0 | 0 | 0 | 0 | 0 | 0 | 0 | 0 | 0 | 0 | 134378.5413 | 133169.1345 | 131970.6123 | 130782.8768 | 129605.8309 | 128439.3784 | 127283.424 | 126137.8732 | 125002.6323 | 123877.6086 | 0 | 0 | 0 | 0 | 0 | 0 | 0 | 0 | 0 | 0 | 0 | 0 | 0 | 0 | 1290647.9122 | 134378.5413 | 267547.6758 | 399518.2881 | 530301.1649 | 659906.9957 | 788346.3741 | 915629.7981 | 1041767.6713 | 1166770.3036 | 1290647.9122 | 1290647.9122 | 1290647.9122 | 1290647.9122 | 1290647.9122 | 1290647.9122 | 1290647.9122 | 1290647.9122 | 1290647.9122 | 1290647.9122 | 1290647.9122 | 1290647.9122 | 1290647.9122 | 1290647.9122 | 1290647.9122 | 0 | 0 | 0 | 0 | 0 | 0 | 0 | 0 | 0 | 0 | 0 | 0 | 0 | 0 | 0 | 0 | 0 | 0 | 0 | 0 | 0 | 0 | 0 | 0 | 0 | 0 | 0 | 0 | 0 | 0 | 0 | 0 | 0 | 0 | 0 | 0 | 0 | 0 | 0 | 0 | 0 | 0 | 0 | 0 | 0 | 0 | 0 | 0 | 0 | 0 | 0 | 0 | 0 | 0 | 0 | 0 | 0 | 0 | 0 | 0 | 0 | 5.6968 | 11.3424 | 16.9372 | 22.4816 | 27.9761 | 33.4211 | 38.8172 | 44.1646 | 49.464 | 54.7157 | 54.7157 | 54.7157 | 54.7157 | 54.7157 | 54.7157 | 54.7157 | 54.7157 | 54.7157 | 54.7157 | 54.7157 | 54.7157 | 54.7157 | 54.7157 | 54.7157 | 5280391.28 | 5232867.7585 | 5185771.9487 | 5139100.0011 | 5092848.1011 | 5047012.4682 | 5001589.356 | 4956575.0518 | 4911965.8763 | 4867758.1834 | 0 | 0 | 0 | 0 | 0 | 0 | 0 | 0 | 0 | 0 | 0 | 0 | 0 | 0 | 50715880.0252 | 0 | 0 | 0 | 0 | 0 | 0 | 0 | 0 | 0 | 0 | 0 | 0 | 0 | 0 | 0 | 0 | 0 | 0 | 0 | 0 | 0.04263% | 57.2892 | 114.0628 | 170.3255 | 226.0818 | 281.3363 | 336.0935 | 390.3578 | 444.1338 | 497.4259 | 550.2382 | 550.2382 | 550.2382 | 550.2382 | 550.2382 | 550.2382 | 550.2382 | 550.2382 | 550.2382 | 550.2382 | 550.2382 | 550.2382 | 550.2382 | 550.2382 | 550.2382
| Com-Cooling_DX_Cadmus | M_Input | Cadmus created workbook. Based on the PSE 2014 cooling DX EUI, 2014 CBSA analysis to determine capacity per sqft by capacity buckets, and costs based on the NEEP Phase 4 Incremental Cost Report for the measure "Commercial Unitary AC". Baseline cost based on DEER 2008 were used to establish full costs. Costs were interpolated based on the associated efficiency and capacity bucket | 2020 | NR and New | 2022 | 2045 | PSE | Commercial | Restaurant | Electric | Per Building Sqft of Cooling DX - 65 to 135 kBtuh |  |  | Restaurant DX Package 65 to 135 kBtuh - Premium Efficiency |  | 0.63091 | 15 | 1.0384 | 0 |  | 0 | 0 | 0 | 0 | 0 | 0 | 0 | 0 |  | 0 | 0 | 0 | Cooling | Cooling DX | Cooling DX | Cooling DX 65 to 135 kBtuh Premium | CommCOOL | 0.004239% | 51% | 51% | 9726.5895 | 1 | 76.26% | 6.667% | 85% | 6.8% | 0.2% | 0.41487 | 0.0039372 | 0.041881 | 1.3328 | 0 | 0 | 0 | 1.4947 | 0.16185 |  | 0.20295 | 0 | 0.20295 | 12. $0.200 to $0.225 | 1 | 0 | 01. ($9,999.00) to $0.22 | 1 | 28422.4725 | 64926.2471 | 104112.3532 | 135150.0167 | 188682.5185 | 253589.5217 | 334060.9086 | 362752.16 | 460798.7418 | 535902.3072 | 544696.6741 | 498030.2893 | 607426.8061 | 644971.6191 | 614656.2534 | 550111.5416 | 584841.4871 | 599151.0853 | 607334.0688 | 561472.9183 | 583270.5099 | 582922.6284 | 607297.3816 | 562738.8113 | 17932.0706 | 40962.7292 | 65685.7022 | 85267.7273 | 119042.0092 | 159992.5973 | 210762.9371 | 228864.5834 | 290723.3194 | 338107.0378 | 343655.5068 | 314213.1385 | 383232.6812 | 406920.1432 | 387793.8242 | 347071.8101 | 368983.3392 | 378011.4322 | 383174.1722 | 354239.8356 | 367992.1912 | 367772.7087 | 383151.0258 | 355038.5023 | 6698591.0246 | 17932.0706 | 58894.7998 | 124580.5019 | 209848.2292 | 328890.2385 | 488882.8357 | 699645.7728 | 928510.3562 | 1219233.6755 | 1557340.7133 | 1900996.2201 | 2215209.3586 | 2598442.0398 | 3005362.183 | 3393156.0072 | 3740227.8173 | 4109211.1565 | 4487222.5886 | 4870396.7609 | 5224636.5965 | 5592628.7877 | 5960401.4964 | 6343552.5222 | 6698591.0246 | 0 | 0 | 0 | 0 | 0 | 0 | 0 | 0 | 0 | 0 | 0 | 0 | 0 | 0 | 0 | 0 | 0 | 0 | 0 | 0 | 0 | 0 | 0 | 0 | 0 | 0 | 0 | 0 | 0 | 0 | 0 | 0 | 0 | 0 | 0 | 0 | 0 | 0 | 0 | 0 | 0 | 0 | 0 | 0 | 0 | 0 | 0 | 0 | 0 | 0 | 0 | 0 | 0 | 0 | 0 | 0 | 0 | 0 | 0 | 0 | 0 | 0.76021 | 2.4968 | 5.2815 | 8.8963 | 13.943 | 20.7257 | 29.6607 | 39.3632 | 51.6881 | 66.0218 | 80.5907 | 93.9115 | 110.1582 | 127.4092 | 143.8493 | 158.563 | 174.2057 | 190.2311 | 206.4754 | 221.493 | 237.0936 | 252.685 | 268.9282 | 283.9797 | 42482.6068 | 97044.2043 | 155615.039 | 202006.5292 | 282020.688 | 379036.1288 | 499315.4003 | 542199.7467 | 688748.3759 | 801004.4521 | 814149.2491 | 744397.7637 | 907910.9559 | 964028.5766 | 918716.6932 | 822242.7634 | 874153.0475 | 895541.3709 | 907772.3431 | 839224.4282 | 871804.9334 | 871284.9606 | 907717.5072 | 841116.5379 | 15869534.302 | 0 | 0 | 0 | 0 | 0 | 0 | 0 | 0 | 0 | 0 | 0 | 0 | 0 | 0 | 0 | 0 | 0 | 0 | 0 | 0 | 0.04263% | 7.6449 | 25.1085 | 53.112 | 89.464 | 140.2148 | 208.424 | 298.278 | 395.8492 | 519.7924 | 663.9366 | 810.4463 | 944.4039 | 1107.7864 | 1281.2675 | 1446.5945 | 1594.5607 | 1751.8683 | 1913.0248 | 2076.3824 | 2227.4044 | 2384.2895 | 2541.081 | 2704.4286 | 2855.7912
| Com-Cooling_DX_Cadmus | M_Input | Cadmus created workbook. Based on the PSE 2014 cooling DX EUI, 2014 CBSA analysis to determine capacity per sqft by capacity buckets, and costs based on the NEEP Phase 4 Incremental Cost Report for the measure "Commercial Unitary AC". Baseline cost based on DEER 2008 were used to establish full costs. Costs were interpolated based on the associated efficiency and capacity bucket | 2020 | NR and New | 2022 | 2023 | PSE | Commercial | Restaurant | Electric | Per Building Sqft of Cooling DX - 65 to 135 kBtuh |  |  | Restaurant DX Package 65 to 135 kBtuh - Federal Standard 2023 |  | 0.42037 | 15 | 0.46973 | 0 |  | 0 | 0 | 0 | 0 | 0 | 0 | 0 | 0 |  | 0 | 0 | 0 | Cooling | Cooling DX | Cooling DX | Cooling DX 65 to 135 kBtuh Standard | CommCOOL | 0.004239% | 51% | 51% | 9726.5895 | 1 | 76.26% | 6.667% | 85% | 6.8% | 0.2% | 0.27643 | 0.0026234 | 0.027905 | 0.60295 | 0 | 0 | 0 | 0.66637 | 0.063418 |  | 0.13579 | 0 | 0.13579 | 09. $0.130 to $0.150 | 1 | 0 | 01. ($9,999.00) to $0.22 | 1 | 28422.4725 | 64926.2471 | 104112.3532 | 135150.0167 | 188682.5185 | 253589.5217 | 334060.9086 | 362752.16 | 460798.7418 | 535902.3072 | 544696.6741 | 498030.2893 | 607426.8061 | 644971.6191 | 614656.2534 | 550111.5416 | 584841.4871 | 599151.0853 | 607334.0688 | 561472.9183 | 583270.5099 | 582922.6284 | 607297.3816 | 562738.8113 | 11948.0943 | 27293.3652 | 43766.2209 | 56813.6758 | 79317.3963 | 106602.6719 | 140430.8237 | 152491.9059 | 193708.2287 | 225279.8831 | 228976.8142 | 209359.437 | 255346.9877 | 271129.885 | 258386.066 | 231253.0887 | 245852.6863 | 251868.0823 | 255308.0033 | 236029.1263 | 245192.2869 | 245046.0462 | 255292.5809 | 236561.276 | 4463254.6325 | 11948.0943 | 39241.4594 | 83007.6803 | 139821.3561 | 219138.7525 | 325741.4243 | 466172.248 | 618664.1539 | 812372.3826 | 1037652.2656 | 1266629.0798 | 1475988.5169 | 1731335.5046 | 2002465.3896 | 2260851.4555 | 2492104.5442 | 2737957.2305 | 2989825.3128 | 3245133.3161 | 3481162.4425 | 3726354.7293 | 3971400.7756 | 4226693.3565 | 4463254.6325 | 0 | 0 | 0 | 0 | 0 | 0 | 0 | 0 | 0 | 0 | 0 | 0 | 0 | 0 | 0 | 0 | 0 | 0 | 0 | 0 | 0 | 0 | 0 | 0 | 0 | 0 | 0 | 0 | 0 | 0 | 0 | 0 | 0 | 0 | 0 | 0 | 0 | 0 | 0 | 0 | 0 | 0 | 0 | 0 | 0 | 0 | 0 | 0 | 0 | 0 | 0 | 0 | 0 | 0 | 0 | 0 | 0 | 0 | 0 | 0 | 0 | 0.50653 | 1.6636 | 3.519 | 5.9276 | 9.2902 | 13.8095 | 19.7629 | 26.2276 | 34.4397 | 43.9902 | 53.6974 | 62.573 | 73.3981 | 84.8924 | 95.8464 | 105.6502 | 116.0728 | 126.7505 | 137.574 | 147.5802 | 157.9749 | 168.3634 | 179.1862 | 189.215 | 18939.7487 | 43264.5964 | 69376.8567 | 90059.2778 | 125731.478 | 168983.2509 | 222606.5886 | 241725.4422 | 307060.2795 | 357106.6873 | 362966.9481 | 331870.0898 | 404768.1296 | 429786.6892 | 409585.5823 | 366575.2277 | 389718.0574 | 399253.4767 | 404706.3327 | 374146.0546 | 388671.2127 | 388439.3965 | 404681.8856 | 374989.6017 | 7075012.8907 | 0 | 0 | 0 | 0 | 0 | 0 | 0 | 0 | 0 | 0 | 0 | 0 | 0 | 0 | 0 | 0 | 0 | 0 | 0 | 0 | 0.04263% | 5.0938 | 16.7297 | 35.3884 | 59.6096 | 93.4248 | 138.8724 | 198.7419 | 263.7533 | 346.3364 | 442.3793 | 539.9984 | 629.254 | 738.1153 | 853.7054 | 963.8624 | 1062.4518 | 1167.2655 | 1274.6437 | 1383.4884 | 1484.1141 | 1588.6462 | 1693.116 | 1801.9541 | 1902.8066
| Com-Cooling_DX_Cadmus | M_Input | Cadmus created workbook. Based on the PSE 2014 cooling DX EUI, 2014 CBSA analysis to determine capacity per sqft by capacity buckets, and costs based on the NEEP Phase 4 Incremental Cost Report for the measure "Commercial Unitary AC". Baseline cost based on DEER 2008 were used to establish full costs. Costs were interpolated based on the associated efficiency and capacity bucket | 2020 | NR and New | 2022 | 2045 | PSE | Commercial | Restaurant | Electric | Per Building Sqft of Cooling DX - 240 to 760 kBtuh |  |  | Restaurant DX Package 240 to 760 kBtuh - Premium Efficiency |  | 0.85335 | 15 | 1.5923 | 0 |  | 0 | 0 | 0 | 0 | 0 | 0 | 0 | 0 |  | 0 | 0 | 0 | Cooling | Cooling DX | Cooling DX | Cooling DX 240 to 760 kBtuh Premium | CommCOOL | 0.004239% | 51% | 51% | 9726.5895 | 1 | 18.02% | 6.667% | 85% | 6.8% | 0.2% | 0.56114 | 0.0053254 | 0.056646 | 2.0439 | 0 | 0 | 0 | 2.3004 | 0.2565 |  | 0.23093 | 0 | 0.23093 | 13. $0.225 to $99,999.000 | 0 | 0 | 01. ($9,999.00) to $0.22 | 1 | 6715.123 | 15339.543 | 24597.6933 | 31930.6841 | 44578.3289 | 59913.3253 | 78925.5793 | 85704.2043 | 108868.7922 | 126612.839 | 128690.6053 | 117665.1565 | 143511.2918 | 152381.6686 | 145219.3286 | 129969.9275 | 138175.2608 | 141556.0614 | 143489.3816 | 132654.1783 | 137804.1 | 137721.9092 | 143480.7138 | 132953.2595 | 5730.3795 | 13090.0659 | 20990.5488 | 27248.1885 | 38041.1113 | 51127.2973 | 67351.4871 | 73136.0563 | 92903.6583 | 108045.618 | 109818.6889 | 100410.0741 | 122465.9864 | 130035.561 | 123923.547 | 110910.4042 | 117912.461 | 120797.482 | 122447.2892 | 113201.0212 | 117595.7294 | 117525.5915 | 122439.8925 | 113456.2435 | 2140604.3829 | 5730.3795 | 18820.4454 | 39810.9942 | 67059.1827 | 105100.294 | 156227.5913 | 223579.0784 | 296715.1347 | 389618.793 | 497664.411 | 607483.0999 | 707893.174 | 830359.1604 | 960394.7214 | 1084318.2684 | 1195228.6726 | 1313141.1336 | 1433938.6156 | 1556385.9048 | 1669586.926 | 1787182.6554 | 1904708.2469 | 2027148.1394 | 2140604.3829 | 0 | 0 | 0 | 0 | 0 | 0 | 0 | 0 | 0 | 0 | 0 | 0 | 0 | 0 | 0 | 0 | 0 | 0 | 0 | 0 | 0 | 0 | 0 | 0 | 0 | 0 | 0 | 0 | 0 | 0 | 0 | 0 | 0 | 0 | 0 | 0 | 0 | 0 | 0 | 0 | 0 | 0 | 0 | 0 | 0 | 0 | 0 | 0 | 0 | 0 | 0 | 0 | 0 | 0 | 0 | 0 | 0 | 0 | 0 | 0 | 0 | 0.24293 | 0.79787 | 1.6877 | 2.8429 | 4.4556 | 6.6231 | 9.4784 | 12.5789 | 16.5175 | 21.098 | 25.7536 | 30.0104 | 35.2022 | 40.7149 | 45.9685 | 50.6705 | 55.6692 | 60.7903 | 65.9813 | 70.7804 | 75.7657 | 80.7481 | 85.9388 | 90.7487 | 15447.6542 | 35287.5076 | 56585.212 | 73454.2262 | 102549.217 | 137826.2656 | 181562.5787 | 197156.3146 | 250444.7712 | 291263.6658 | 296043.4167 | 270680.1702 | 330137.3326 | 350542.9919 | 334066.5475 | 298986.4049 | 317862.1797 | 325639.4666 | 330086.9298 | 305161.3293 | 317008.3513 | 316819.2772 | 330066.9902 | 305849.3439 | 5770528.1446 | 0 | 0 | 0 | 0 | 0 | 0 | 0 | 0 | 0 | 0 | 0 | 0 | 0 | 0 | 0 | 0 | 0 | 0 | 0 | 0 | 0.04263% | 2.443 | 8.0237 | 16.9725 | 28.5892 | 44.8071 | 66.6041 | 95.3178 | 126.4977 | 166.1051 | 212.1678 | 258.9865 | 301.7941 | 354.0047 | 409.4423 | 462.2743 | 509.5584 | 559.8277 | 611.327 | 663.5296 | 711.7902 | 761.9245 | 812.0288 | 864.2283 | 912.5978
| Com-Cooling_DX_Cadmus | M_Input | Cadmus created workbook. Based on the PSE 2014 cooling DX EUI, 2014 CBSA analysis to determine capacity per sqft by capacity buckets, and costs based on the NEEP Phase 4 Incremental Cost Report for the measure "Commercial Unitary AC". Baseline cost based on DEER 2008 were used to establish full costs. Costs were interpolated based on the associated efficiency and capacity bucket | 2020 | NR and New | 2022 | 2023 | PSE | Commercial | Restaurant | Electric | Per Building Sqft of Cooling DX - 240 to 760 kBtuh |  |  | Restaurant DX Package 240 to 760 kBtuh - Federal Standard 2023 |  | 0.44139 | 15 | 0.53078 | 0 |  | 0 | 0 | 0 | 0 | 0 | 0 | 0 | 0 |  | 0 | 0 | 0 | Cooling | Cooling DX | Cooling DX | Cooling DX 240 to 760 kBtuh Standard | CommCOOL | 0.004239% | 51% | 51% | 9726.5895 | 1 | 18.02% | 6.667% | 85% | 6.8% | 0.2% | 0.29024 | 0.0027545 | 0.0293 | 0.68131 | 0 | 0 | 0 | 0.75541 | 0.074102 |  | 0.14661 | 0 | 0.14661 | 09. $0.130 to $0.150 | 0 | 0 | 01. ($9,999.00) to $0.22 | 1 | 6715.123 | 15339.543 | 24597.6933 | 31930.6841 | 44578.3289 | 59913.3253 | 78925.5793 | 85704.2043 | 108868.7922 | 126612.839 | 128690.6053 | 117665.1565 | 143511.2918 | 152381.6686 | 145219.3286 | 129969.9275 | 138175.2608 | 141556.0614 | 143489.3816 | 132654.1783 | 137804.1 | 137721.9092 | 143480.7138 | 132953.2595 | 2963.9894 | 6770.7237 | 10857.1804 | 14093.8906 | 19676.4369 | 26445.1538 | 34836.9761 | 37828.9946 | 48053.6164 | 55885.6645 | 56802.7701 | 51936.2452 | 63344.4757 | 67259.7729 | 64098.3864 | 57367.4504 | 60989.204 | 62481.4562 | 63334.8048 | 58552.2524 | 60825.3773 | 60789.099 | 63330.9789 | 58684.2639 | 1107209.1636 | 2963.9894 | 9734.7131 | 20591.8936 | 34685.7841 | 54362.221 | 80807.3748 | 115644.3509 | 153473.3455 | 201526.9619 | 257412.6264 | 314215.3965 | 366151.6417 | 429496.1174 | 496755.8904 | 560854.2768 | 618221.7272 | 679210.9312 | 741692.3874 | 805027.1921 | 863579.4445 | 924404.8218 | 985193.9208 | 1048524.8997 | 1107209.1636 | 0 | 0 | 0 | 0 | 0 | 0 | 0 | 0 | 0 | 0 | 0 | 0 | 0 | 0 | 0 | 0 | 0 | 0 | 0 | 0 | 0 | 0 | 0 | 0 | 0 | 0 | 0 | 0 | 0 | 0 | 0 | 0 | 0 | 0 | 0 | 0 | 0 | 0 | 0 | 0 | 0 | 0 | 0 | 0 | 0 | 0 | 0 | 0 | 0 | 0 | 0 | 0 | 0 | 0 | 0 | 0 | 0 | 0 | 0 | 0 | 0 | 0.12566 | 0.41269 | 0.87297 | 1.4705 | 2.3046 | 3.4257 | 4.9026 | 6.5063 | 8.5435 | 10.9127 | 13.3208 | 15.5226 | 18.208 | 21.0594 | 23.7768 | 26.2089 | 28.7944 | 31.4433 | 34.1283 | 36.6105 | 39.1892 | 41.7663 | 44.4511 | 46.939 | 5072.685 | 11587.676 | 18581.3945 | 24120.8243 | 33675.0079 | 45259.2493 | 59621.3354 | 64741.9906 | 82240.8 | 95644.8671 | 97214.4369 | 88885.6798 | 108410.1624 | 115110.9521 | 109700.434 | 98180.8524 | 104379.2602 | 106933.1578 | 108393.6112 | 100208.5678 | 104098.8809 | 104036.7929 | 108387.0635 | 100434.4973 | 1894920.1791 | 0 | 0 | 0 | 0 | 0 | 0 | 0 | 0 | 0 | 0 | 0 | 0 | 0 | 0 | 0 | 0 | 0 | 0 | 0 | 0 | 0.04263% | 1.2636 | 4.1502 | 8.7789 | 14.7875 | 23.1761 | 34.4504 | 49.3023 | 65.4299 | 85.9164 | 109.742 | 133.9586 | 156.1004 | 183.1059 | 211.7805 | 239.1074 | 263.5647 | 289.5661 | 316.2036 | 343.2049 | 368.1674 | 394.0989 | 420.0149 | 447.0146 | 472.0333
| Com-Cooling_DX_Cadmus | M_Input | Cadmus created workbook. Based on the PSE 2014 cooling DX EUI, 2014 CBSA analysis to determine capacity per sqft by capacity buckets, and costs based on the NEEP Phase 4 Incremental Cost Report for the measure "Commercial Unitary AC". Baseline cost based on DEER 2008 were used to establish full costs. Costs were interpolated based on the associated efficiency and capacity bucket | 2020 | NR and New | 2022 | 2045 | PSE | Commercial | Restaurant | Electric | Per Building Sqft of Cooling DX - 135 to 240 kBtuh |  |  | Restaurant DX Package 135 to 240 kBtuh - Premium Efficiency |  | 0.69142 | 15 | 2.5716 | 0 |  | 0 | 0 | 0 | 0 | 0 | 0 | 0 | 0 |  | 0 | 0 | 0 | Cooling | Cooling DX | Cooling DX | Cooling DX 135 to 240 kBtuh Premium | CommCOOL | 0.004239% | 51% | 51% | 9726.5895 | 1 | 5.721% | 6.667% | 85% | 6.8% | 0.2% | 0.45466 | 0.0043148 | 0.045897 | 3.3009 | 0 | 0 | 0 | 3.765 | 0.46411 |  | 0.46647 | 0 | 0.46647 | 13. $0.225 to $99,999.000 | 0 | 0 | 01. ($9,999.00) to $0.22 | 1 | 2132.1132 | 4870.4457 | 7809.9935 | 10138.2854 | 14154.0287 | 19023.0309 | 25059.596 | 27211.8717 | 34566.841 | 40200.7388 | 40860.4487 | 37359.7675 | 45566.1527 | 48382.5788 | 46108.4701 | 41266.6452 | 43871.9139 | 44945.3491 | 45559.196 | 42118.9195 | 43754.0669 | 43727.9706 | 45556.4439 | 42213.8805 | 1474.1893 | 3367.5318 | 5399.9988 | 7009.8303 | 9786.4023 | 13152.9359 | 17326.748 | 18814.878 | 23900.2633 | 27795.6623 | 28251.8001 | 25831.3532 | 31505.4258 | 33452.7639 | 31880.3958 | 28532.6532 | 30333.9924 | 31076.1888 | 31500.6158 | 29121.9341 | 30252.5105 | 30234.4669 | 31498.713 | 29187.5922 | 550688.8456 | 1474.1893 | 4841.7211 | 10241.7199 | 17251.5502 | 27037.9525 | 40190.8884 | 57517.6364 | 76332.5144 | 100232.7777 | 128028.4401 | 156280.2401 | 182111.5933 | 213617.0192 | 247069.783 | 278950.1789 | 307482.832 | 337816.8244 | 368893.0132 | 400393.629 | 429515.5631 | 459768.0736 | 490002.5404 | 521501.2534 | 550688.8456 | 0 | 0 | 0 | 0 | 0 | 0 | 0 | 0 | 0 | 0 | 0 | 0 | 0 | 0 | 0 | 0 | 0 | 0 | 0 | 0 | 0 | 0 | 0 | 0 | 0 | 0 | 0 | 0 | 0 | 0 | 0 | 0 | 0 | 0 | 0 | 0 | 0 | 0 | 0 | 0 | 0 | 0 | 0 | 0 | 0 | 0 | 0 | 0 | 0 | 0 | 0 | 0 | 0 | 0 | 0 | 0 | 0 | 0 | 0 | 0 | 0 | 0.062497 | 0.20526 | 0.43419 | 0.73136 | 1.1462 | 1.7039 | 2.4384 | 3.236 | 4.2493 | 5.4276 | 6.6253 | 7.7204 | 9.0561 | 10.4743 | 11.8258 | 13.0354 | 14.3214 | 15.6388 | 16.9743 | 18.2089 | 19.4914 | 20.7731 | 22.1085 | 23.3459 | 8027.4409 | 18337.3073 | 29404.7523 | 38170.8091 | 53290.148 | 71622.0202 | 94349.7861 | 102453.139 | 130144.718 | 151356.4346 | 153840.253 | 140660.1314 | 171557.3052 | 182161.195 | 173599.1389 | 155369.5897 | 165178.4684 | 169219.9695 | 171531.1131 | 158578.4161 | 164734.7728 | 164636.5196 | 171520.7514 | 158935.9459 | 2998680.1256 | 0 | 0 | 0 | 0 | 0 | 0 | 0 | 0 | 0 | 0 | 0 | 0 | 0 | 0 | 0 | 0 | 0 | 0 | 0 | 0 | 0.04263% | 0.62849 | 2.0642 | 4.3663 | 7.3548 | 11.527 | 17.1345 | 24.5213 | 32.5426 | 42.732 | 54.582 | 66.6265 | 77.6391 | 91.0707 | 105.3326 | 118.924 | 131.0883 | 144.0205 | 157.2691 | 170.6987 | 183.1141 | 196.0116 | 208.9014 | 222.3301 | 234.7736
| Com-Cooling_DX_Cadmus | M_Input | Cadmus created workbook. Based on the PSE 2014 cooling DX EUI, 2014 CBSA analysis to determine capacity per sqft by capacity buckets, and costs based on the NEEP Phase 4 Incremental Cost Report for the measure "Commercial Unitary AC". Baseline cost based on DEER 2008 were used to establish full costs. Costs were interpolated based on the associated efficiency and capacity bucket | 2020 | NR and New | 2022 | 2023 | PSE | Commercial | Restaurant | Electric | Per Building Sqft of Cooling DX - 135 to 240 kBtuh |  |  | Restaurant DX Package 135 to 240 kBtuh - Federal Standard 2023 |  | 0.43181 | 15 | 1.0765 | 0 |  | 0 | 0 | 0 | 0 | 0 | 0 | 0 | 0 |  | 0 | 0 | 0 | Cooling | Cooling DX | Cooling DX | Cooling DX 135 to 240 kBtuh Standard | CommCOOL | 0.004239% | 51% | 51% | 9726.5895 | 1 | 5.721% | 6.667% | 85% | 6.8% | 0.2% | 0.28395 | 0.0026947 | 0.028664 | 1.3818 | 0 | 0 | 0 | 1.5657 | 0.18394 |  | 0.31061 | 0 | 0.31061 | 13. $0.225 to $99,999.000 | 1 | 0 | 01. ($9,999.00) to $0.22 | 1 | 2132.1132 | 4870.4457 | 7809.9935 | 10138.2854 | 14154.0287 | 19023.0309 | 25059.596 | 27211.8717 | 34566.841 | 40200.7388 | 40860.4487 | 37359.7675 | 45566.1527 | 48382.5788 | 46108.4701 | 41266.6452 | 43871.9139 | 44945.3491 | 45559.196 | 42118.9195 | 43754.0669 | 43727.9706 | 45556.4439 | 42213.8805 | 920.6771 | 2103.1284 | 3372.4674 | 4377.8573 | 6111.9129 | 8214.418 | 10821.0935 | 11750.4771 | 14926.4585 | 17359.2565 | 17644.1287 | 16132.4843 | 19676.1193 | 20892.2925 | 19910.2997 | 17819.5302 | 18944.5226 | 19408.0474 | 19673.1153 | 18187.5545 | 18893.6346 | 18882.3658 | 19671.9269 | 18228.56 | 343922.3285 | 920.6771 | 3023.8055 | 6396.2729 | 10774.1302 | 16886.0431 | 25100.4611 | 35921.5546 | 47672.0317 | 62598.4902 | 79957.7467 | 97601.8754 | 113734.3597 | 133410.479 | 154302.7715 | 174213.0712 | 192032.6014 | 210977.124 | 230385.1714 | 250058.2867 | 268245.8412 | 287139.4758 | 306021.8416 | 325693.7685 | 343922.3285 | 0 | 0 | 0 | 0 | 0 | 0 | 0 | 0 | 0 | 0 | 0 | 0 | 0 | 0 | 0 | 0 | 0 | 0 | 0 | 0 | 0 | 0 | 0 | 0 | 0 | 0 | 0 | 0 | 0 | 0 | 0 | 0 | 0 | 0 | 0 | 0 | 0 | 0 | 0 | 0 | 0 | 0 | 0 | 0 | 0 | 0 | 0 | 0 | 0 | 0 | 0 | 0 | 0 | 0 | 0 | 0 | 0 | 0 | 0 | 0 | 0 | 0.039031 | 0.12819 | 0.27116 | 0.45676 | 0.71587 | 1.0641 | 1.5229 | 2.021 | 2.6538 | 3.3897 | 4.1377 | 4.8216 | 5.6558 | 6.5415 | 7.3856 | 8.141 | 8.9442 | 9.7669 | 10.601 | 11.372 | 12.173 | 12.9735 | 13.8074 | 14.5802 | 3338.2781 | 7625.7218 | 12228.2108 | 15873.6485 | 22161.1513 | 29784.6128 | 39236.1434 | 42605.9901 | 54121.7635 | 62942.8323 | 63975.7489 | 58494.6856 | 71343.5324 | 75753.2482 | 72192.6459 | 64611.7362 | 68690.84 | 70371.5319 | 71332.6402 | 65946.1534 | 68506.3255 | 68465.4661 | 71328.3312 | 66094.8351 | 1247026.0729 | 0 | 0 | 0 | 0 | 0 | 0 | 0 | 0 | 0 | 0 | 0 | 0 | 0 | 0 | 0 | 0 | 0 | 0 | 0 | 0 | 0.04263% | 0.39251 | 1.2891 | 2.7269 | 4.5933 | 7.199 | 10.701 | 15.3143 | 20.3239 | 26.6874 | 34.0882 | 41.6103 | 48.488 | 56.8765 | 65.7835 | 74.2718 | 81.8687 | 89.9453 | 98.2195 | 106.6066 | 114.3605 | 122.4154 | 130.4654 | 138.8521 | 146.6234
| Com-Tuneup_Cooling_DX-Cadmus | M_Input | Cadmus created workbook. Cooling DX EUIs based on Cadmus developed 2014 PSE EUIs. Percent savings based on Wisconsin Focus on Energy Technical Reference Manual. February 2016. Air Conditioning Unit Tune Up - Coil Cleaning. Page 165 - 168 and Air Conditioning Unit Tune Up - Refrigerant Charge Correction. Page 169 - 172. Costs based on CEE http://www.californiaenergyefficiency.com/docs/WtPaperCalAirConditionaerQualityInstallationProgram.pdf and GDS / Kema and TRANE Service Center provided estimated costs ranging from $3000 to $8000 depending on system. XCEL 2005 http://www.metrodenver.org/documents/newsCenter/EnergyEfficiencyReport.pdf and GDS 2006 Report for North Carolina Utilities Commission and 2005 http://eetd.lbl.gov/emills/PUBS/PDF/NCBC_Mills_6Apr05.pdf and Wisconsin Focus on Energy Technical Reference Manual. February 2016. Air Conditioning Unit Tune Up - Refrigerant Charge Correction. Page 169 - 172. EUL based on California Energy Commission and California Public Utilities Commission. Database for Energy Efficient Resources (DEER) 2008 | 2020 | Retro | 2022 | 2045 | PSE | Commercial | Residential Care | Electric | Per Building Sqft - Cooling DX Tune Up |  |  | Residential Care Tune-up - DX Maintenance - Refrigerant Charge Correction |  | 0.029762 | 10 | 0.085434 | 0 |  | 0 | 0 | 0 | 0 | 0 | 0 | 0 | 0 |  | 0 | 0 | 0 | Cooling | Cooling DX | Cooling DX Tuneup | Cooling DX Tune Up and Maintenance | CommCOOL | 0.004239% | 29.07% | 29.07% | 89213.7828 | 1 | 50% | 10% | 85% | 6.8% | 0.2% | 0.013914 | 0.00018573 | 0.00141 | 0.14143 | 0 | 0 | 0 | 0.15692 | 0.015491 |  | 0.45167 | 0 | 0.45167 | 13. $0.225 to $99,999.000 | 0 | 0 | 01. ($9,999.00) to $0.22 | 1 | 239654.2669 | 238671.6844 | 237693.1305 | 236718.5887 | 235748.0425 | 234781.4755 | 233818.8714 | 232860.2141 | 231905.4872 | 230954.6747 | 0 | 0 | 0 | 0 | 0 | 0 | 0 | 0 | 0 | 0 | 0 | 0 | 0 | 0 | 7132.6353 | 7103.3915 | 7074.2676 | 7045.2631 | 7016.3775 | 6987.6104 | 6958.9612 | 6930.4295 | 6902.0147 | 6873.7164 | 0 | 0 | 0 | 0 | 0 | 0 | 0 | 0 | 0 | 0 | 0 | 0 | 0 | 0 | 70024.6673 | 7132.6353 | 14236.0269 | 21310.2945 | 28355.5576 | 35371.9352 | 42359.5456 | 49318.5068 | 56248.9362 | 63150.9509 | 70024.6673 | 70024.6673 | 70024.6673 | 70024.6673 | 70024.6673 | 70024.6673 | 70024.6673 | 70024.6673 | 70024.6673 | 70024.6673 | 70024.6673 | 70024.6673 | 70024.6673 | 70024.6673 | 70024.6673 | 0 | 0 | 0 | 0 | 0 | 0 | 0 | 0 | 0 | 0 | 0 | 0 | 0 | 0 | 0 | 0 | 0 | 0 | 0 | 0 | 0 | 0 | 0 | 0 | 0 | 0 | 0 | 0 | 0 | 0 | 0 | 0 | 0 | 0 | 0 | 0 | 0 | 0 | 0 | 0 | 0 | 0 | 0 | 0 | 0 | 0 | 0 | 0 | 0 | 0 | 0 | 0 | 0 | 0 | 0 | 0 | 0 | 0 | 0 | 0 | 0 | 0.30238 | 0.60352 | 0.90343 | 1.2021 | 1.4996 | 1.7958 | 2.0908 | 2.3846 | 2.6772 | 2.9686 | 2.9686 | 2.9686 | 2.9686 | 2.9686 | 2.9686 | 2.9686 | 2.9686 | 2.9686 | 2.9686 | 2.9686 | 2.9686 | 2.9686 | 2.9686 | 2.9686 | 37607.5989 | 37453.4077 | 37299.8487 | 37146.9194 | 36994.617 | 36842.9391 | 36691.883 | 36541.4463 | 36391.6264 | 36242.4207 | 0 | 0 | 0 | 0 | 0 | 0 | 0 | 0 | 0 | 0 | 0 | 0 | 0 | 0 | 369212.707 | 0 | 0 | 0 | 0 | 0 | 0 | 0 | 0 | 0 | 0 | 0 | 0 | 0 | 0 | 0 | 0 | 0 | 0 | 0 | 0 | 0.04263% | 3.0408 | 6.0692 | 9.0852 | 12.0887 | 15.08 | 18.059 | 21.0258 | 23.9804 | 26.923 | 29.8534 | 29.8534 | 29.8534 | 29.8534 | 29.8534 | 29.8534 | 29.8534 | 29.8534 | 29.8534 | 29.8534 | 29.8534 | 29.8534 | 29.8534 | 29.8534 | 29.8534
| Com-Tuneup_Cooling_DX-Cadmus | M_Input | Cadmus created workbook. Cooling DX EUIs based on Cadmus developed 2014 PSE EUIs. Percent savings based on Wisconsin Focus on Energy Technical Reference Manual. February 2016. Air Conditioning Unit Tune Up - Coil Cleaning. Page 165 - 168 and Air Conditioning Unit Tune Up - Refrigerant Charge Correction. Page 169 - 172. Costs based on CEE http://www.californiaenergyefficiency.com/docs/WtPaperCalAirConditionaerQualityInstallationProgram.pdf and GDS / Kema and TRANE Service Center provided estimated costs ranging from $3000 to $8000 depending on system. XCEL 2005 http://www.metrodenver.org/documents/newsCenter/EnergyEfficiencyReport.pdf and GDS 2006 Report for North Carolina Utilities Commission and 2005 http://eetd.lbl.gov/emills/PUBS/PDF/NCBC_Mills_6Apr05.pdf and Wisconsin Focus on Energy Technical Reference Manual. February 2016. Air Conditioning Unit Tune Up - Refrigerant Charge Correction. Page 169 - 172. EUL based on California Energy Commission and California Public Utilities Commission. Database for Energy Efficient Resources (DEER) 2008 | 2020 | Retro | 2022 | 2045 | PSE | Commercial | Residential Care | Electric | Per Building Sqft - Cooling DX Tune Up |  |  | Residential Care Tune-up - DX Maintenance - Coil Cleaning |  | 0.12556 | 3 | 0.87875 | 0 |  | 0 | 0 | 0 | 0 | 0 | 0 | 0 | 0 |  | 0 | 0 | 0 | Cooling | Cooling DX | Cooling DX Tuneup | Cooling DX Tune Up and Maintenance | CommCOOL | 0.004239% | 29.07% | 29.07% | 89213.7828 | 1 | 50% | 33.33% | 85% | 6.8% | 0.2% | 0.019624 | 0.00078358 | 0.0020407 | 3.8946 | 0 | 0 | 0 | 4.0675 | 0.17293 |  | 2.775 | 0 | 2.775 | 13. $0.225 to $99,999.000 | 0 | 0 | 01. ($9,999.00) to $0.22 | 1 | 239654.2669 | 238671.6844 | 237693.1305 | 236718.5887 | 235748.0425 | 234781.4755 | 233818.8714 | 232860.2141 | 231905.4872 | 230954.6747 | 0 | 0 | 0 | 0 | 0 | 0 | 0 | 0 | 0 | 0 | 0 | 0 | 0 | 0 | 30091.7619 | 29968.3857 | 29845.5153 | 29723.1487 | 29601.2838 | 29479.9186 | 29359.0509 | 29238.6788 | 29118.8002 | 28999.4131 | 0 | 0 | 0 | 0 | 0 | 0 | 0 | 0 | 0 | 0 | 0 | 0 | 0 | 0 | 295425.9571 | 30091.7619 | 60060.1477 | 89905.663 | 119628.8117 | 149230.0956 | 178710.0141 | 208069.065 | 237307.7438 | 266426.544 | 295425.9571 | 295425.9571 | 295425.9571 | 295425.9571 | 295425.9571 | 295425.9571 | 295425.9571 | 295425.9571 | 295425.9571 | 295425.9571 | 295425.9571 | 295425.9571 | 295425.9571 | 295425.9571 | 295425.9571 | 0 | 0 | 0 | 0 | 0 | 0 | 0 | 0 | 0 | 0 | 0 | 0 | 0 | 0 | 0 | 0 | 0 | 0 | 0 | 0 | 0 | 0 | 0 | 0 | 0 | 0 | 0 | 0 | 0 | 0 | 0 | 0 | 0 | 0 | 0 | 0 | 0 | 0 | 0 | 0 | 0 | 0 | 0 | 0 | 0 | 0 | 0 | 0 | 0 | 0 | 0 | 0 | 0 | 0 | 0 | 0 | 0 | 0 | 0 | 0 | 0 | 1.2757 | 2.5462 | 3.8115 | 5.0715 | 6.3265 | 7.5762 | 8.8209 | 10.0604 | 11.2949 | 12.5243 | 12.5243 | 12.5243 | 12.5243 | 12.5243 | 12.5243 | 12.5243 | 12.5243 | 12.5243 | 12.5243 | 12.5243 | 12.5243 | 12.5243 | 12.5243 | 12.5243 | 974797.2241 | 970800.5555 | 966820.2732 | 962856.3101 | 958908.5992 | 954977.0739 | 951061.6679 | 947162.3151 | 943278.9496 | 939411.5059 | 0 | 0 | 0 | 0 | 0 | 0 | 0 | 0 | 0 | 0 | 0 | 0 | 0 | 0 | 9570074.4745 | 0 | 0 | 0 | 0 | 0 | 0 | 0 | 0 | 0 | 0 | 0 | 0 | 0 | 0 | 0 | 0 | 0 | 0 | 0 | 0 | 0.04263% | 12.8289 | 25.6053 | 38.3292 | 51.001 | 63.6208 | 76.1889 | 88.7055 | 101.1707 | 113.5849 | 125.9481 | 125.9481 | 125.9481 | 125.9481 | 125.9481 | 125.9481 | 125.9481 | 125.9481 | 125.9481 | 125.9481 | 125.9481 | 125.9481 | 125.9481 | 125.9481 | 125.9481
| Com-Cooling_DX_Cadmus | M_Input | Cadmus created workbook. Based on the PSE 2014 cooling DX EUI, 2014 CBSA analysis to determine capacity per sqft by capacity buckets, and costs based on the NEEP Phase 4 Incremental Cost Report for the measure "Commercial Unitary AC". Baseline cost based on DEER 2008 were used to establish full costs. Costs were interpolated based on the associated efficiency and capacity bucket | 2020 | NR and New | 2022 | 2045 | PSE | Commercial | Residential Care | Electric | Per Building Sqft of Cooling DX - 65 to 135 kBtuh |  |  | Residential Care DX Package 65 to 135 kBtuh - Premium Efficiency |  | 0.56549 | 15 | 1.1149 | 0 |  | 0 | 0 | 0 | 0 | 0 | 0 | 0 | 0 |  | 0 | 0 | 0 | Cooling | Cooling DX | Cooling DX | Cooling DX 65 to 135 kBtuh Premium | CommCOOL | 0.004239% | 29.07% | 29.07% | 89213.7828 | 1 | 75.4% | 6.667% | 85% | 6.8% | 0.2% | 0.37185 | 0.003529 | 0.037538 | 1.4311 | 0 | 0 | 0 | 1.613 | 0.18191 |  | 0.24435 | 0 | 0.24435 | 13. $0.225 to $99,999.000 | 1 | 0 | 01. ($9,999.00) to $0.22 | 1 | 13258.6057 | 30461.6976 | 48965.8015 | 63509.9452 | 89195.0848 | 120554.6365 | 159741.303 | 173734.3622 | 222138.2554 | 259588.4759 | 264725.0352 | 242803.866 | 297721.8674 | 317367.6779 | 303650.4345 | 273090.8284 | 291318.319 | 299492.1377 | 304639.1045 | 283203.5774 | 295013.6879 | 295922.6895 | 308970.6495 | 288117.3383 | 7497.6292 | 17225.8321 | 27689.7461 | 35914.3363 | 50439.0652 | 68172.6261 | 90332.3542 | 98245.3107 | 125617.3024 | 146795.085 | 149699.7658 | 137303.5302 | 168359.195 | 179468.7345 | 171711.7495 | 154430.551 | 164738.0426 | 169360.2679 | 172270.834 | 160149.225 | 166827.7425 | 167341.7751 | 174720.286 | 162927.9151 | 2967238.9017 | 7497.6292 | 24723.4613 | 52413.2075 | 88327.5437 | 138766.6089 | 206939.235 | 297271.5893 | 395516.8999 | 521134.2024 | 667929.2874 | 817629.0532 | 954932.5834 | 1123291.7784 | 1302760.5129 | 1474472.2624 | 1628902.8135 | 1793640.8561 | 1963001.124 | 2135271.958 | 2295421.1829 | 2462248.9254 | 2629590.7005 | 2804310.9866 | 2967238.9017 | 0 | 0 | 0 | 0 | 0 | 0 | 0 | 0 | 0 | 0 | 0 | 0 | 0 | 0 | 0 | 0 | 0 | 0 | 0 | 0 | 0 | 0 | 0 | 0 | 0 | 0 | 0 | 0 | 0 | 0 | 0 | 0 | 0 | 0 | 0 | 0 | 0 | 0 | 0 | 0 | 0 | 0 | 0 | 0 | 0 | 0 | 0 | 0 | 0 | 0 | 0 | 0 | 0 | 0 | 0 | 0 | 0 | 0 | 0 | 0 | 0 | 0.31785 | 1.0481 | 2.222 | 3.7446 | 5.8829 | 8.773 | 12.6025 | 16.7675 | 22.0929 | 28.3162 | 34.6625 | 40.4834 | 47.6208 | 55.2292 | 62.5087 | 69.0556 | 76.0395 | 83.2194 | 90.5226 | 97.312 | 104.3845 | 111.4787 | 118.8858 | 125.793 | 21386.3392 | 49135.1967 | 78982.6069 | 102442.5392 | 143873.0727 | 194456.522 | 257665.2307 | 280236.2548 | 358312.4948 | 418720.2887 | 427005.6395 | 391646.4493 | 480230.0481 | 511919.049 | 489792.92 | 440499.7953 | 469901.024 | 483085.5219 | 491387.6602 | 456811.8184 | 475861.7121 | 477327.9459 | 498374.5103 | 464737.7918 | 8463792.4314 | 0 | 0 | 0 | 0 | 0 | 0 | 0 | 0 | 0 | 0 | 0 | 0 | 0 | 0 | 0 | 0 | 0 | 0 | 0 | 0 | 0.04263% | 3.1964 | 10.5403 | 22.3452 | 37.6564 | 59.16 | 88.2238 | 126.7349 | 168.6196 | 222.1737 | 284.7564 | 348.5775 | 407.1137 | 478.8898 | 555.4022 | 628.6076 | 694.4455 | 764.6778 | 836.8807 | 910.3244 | 978.6004 | 1049.7236 | 1121.0659 | 1195.5539 | 1265.0145
| Com-Cooling_DX_Cadmus | M_Input | Cadmus created workbook. Based on the PSE 2014 cooling DX EUI, 2014 CBSA analysis to determine capacity per sqft by capacity buckets, and costs based on the NEEP Phase 4 Incremental Cost Report for the measure "Commercial Unitary AC". Baseline cost based on DEER 2008 were used to establish full costs. Costs were interpolated based on the associated efficiency and capacity bucket | 2020 | NR and New | 2022 | 2023 | PSE | Commercial | Residential Care | Electric | Per Building Sqft of Cooling DX - 65 to 135 kBtuh |  |  | Residential Care DX Package 65 to 135 kBtuh - Federal Standard 2023 |  | 0.37679 | 15 | 0.50436 | 0 |  | 0 | 0 | 0 | 0 | 0 | 0 | 0 | 0 |  | 0 | 0 | 0 | Cooling | Cooling DX | Cooling DX | Cooling DX 65 to 135 kBtuh Standard | CommCOOL | 0.004239% | 29.07% | 29.07% | 89213.7828 | 1 | 75.4% | 6.667% | 85% | 6.8% | 0.2% | 0.24776 | 0.0023513 | 0.025011 | 0.6474 | 0 | 0 | 0 | 0.72091 | 0.07351 |  | 0.1639 | 0 | 0.1639 | 10. $0.150 to $0.175 | 1 | 0 | 01. ($9,999.00) to $0.22 | 1 | 13258.6057 | 30461.6976 | 48965.8015 | 63509.9452 | 89195.0848 | 120554.6365 | 159741.303 | 173734.3622 | 222138.2554 | 259588.4759 | 264725.0352 | 242803.866 | 297721.8674 | 317367.6779 | 303650.4345 | 273090.8284 | 291318.319 | 299492.1377 | 304639.1045 | 283203.5774 | 295013.6879 | 295922.6895 | 308970.6495 | 288117.3383 | 4995.6518 | 11477.5293 | 18449.6094 | 23929.6334 | 33607.4244 | 45423.2522 | 60188.2242 | 65460.6075 | 83698.4979 | 97809.2021 | 99744.5837 | 91485.0026 | 112177.3152 | 119579.5739 | 114411.114 | 102896.6942 | 109764.5504 | 112844.3276 | 114783.6306 | 106707.0325 | 111156.9122 | 111499.4109 | 116415.6945 | 108558.4669 | 1977063.9415 | 4995.6518 | 16473.1811 | 34922.7905 | 58852.4239 | 92459.8483 | 137883.1005 | 198071.3247 | 263531.9322 | 347230.4302 | 445039.6322 | 544784.2159 | 636269.2186 | 748446.5338 | 868026.1077 | 982437.2217 | 1085333.9159 | 1195098.4663 | 1307942.7939 | 1422726.4246 | 1529433.4571 | 1640590.3693 | 1752089.7802 | 1868505.4746 | 1977063.9415 | 0 | 0 | 0 | 0 | 0 | 0 | 0 | 0 | 0 | 0 | 0 | 0 | 0 | 0 | 0 | 0 | 0 | 0 | 0 | 0 | 0 | 0 | 0 | 0 | 0 | 0 | 0 | 0 | 0 | 0 | 0 | 0 | 0 | 0 | 0 | 0 | 0 | 0 | 0 | 0 | 0 | 0 | 0 | 0 | 0 | 0 | 0 | 0 | 0 | 0 | 0 | 0 | 0 | 0 | 0 | 0 | 0 | 0 | 0 | 0 | 0 | 0.21179 | 0.69836 | 1.4805 | 2.495 | 3.9197 | 5.8454 | 8.397 | 11.1722 | 14.7205 | 18.867 | 23.0956 | 26.974 | 31.7296 | 36.7991 | 41.6494 | 46.0116 | 50.6649 | 55.4489 | 60.315 | 64.8387 | 69.5511 | 74.278 | 79.2133 | 83.8155 | 9558.2973 | 21960.225 | 35300.0686 | 45785.1267 | 64301.8703 | 86909.3696 | 115159.5355 | 125247.3097 | 160142.2915 | 187140.6314 | 190843.6423 | 175040.3928 | 214631.478 | 228794.3925 | 218905.4574 | 196874.6489 | 210015.0786 | 215907.6884 | 219618.2021 | 204165.0583 | 212679.117 | 213334.4278 | 222740.868 | 207707.4509 | 3782762.6287 | 0 | 0 | 0 | 0 | 0 | 0 | 0 | 0 | 0 | 0 | 0 | 0 | 0 | 0 | 0 | 0 | 0 | 0 | 0 | 0 | 0.04263% | 2.1298 | 7.023 | 14.8885 | 25.0904 | 39.4181 | 58.7833 | 84.4432 | 112.3508 | 148.0338 | 189.7325 | 232.2563 | 271.2588 | 319.0831 | 370.0631 | 418.8397 | 462.7073 | 509.5029 | 557.6115 | 606.5469 | 652.039 | 699.4282 | 746.9634 | 796.5946 | 842.876
| Com-Cooling_DX_Cadmus | M_Input | Cadmus created workbook. Based on the PSE 2014 cooling DX EUI, 2014 CBSA analysis to determine capacity per sqft by capacity buckets, and costs based on the NEEP Phase 4 Incremental Cost Report for the measure "Commercial Unitary AC". Baseline cost based on DEER 2008 were used to establish full costs. Costs were interpolated based on the associated efficiency and capacity bucket | 2020 | NR and New | 2022 | 2045 | PSE | Commercial | Residential Care | Electric | Per Building Sqft of Cooling DX - 240 to 760 kBtuh |  |  | Residential Care DX Package 240 to 760 kBtuh - Premium Efficiency |  | 0.76487 | 15 | 0.27646 | 0 |  | 0 | 0 | 0 | 0 | 0 | 0 | 0 | 0 |  | 0 | 0 | 0 | Cooling | Cooling DX | Cooling DX | Cooling DX 240 to 760 kBtuh Premium | CommCOOL | 0.004239% | 29.07% | 29.07% | 89213.7828 | 1 | 18.68% | 6.667% | 85% | 6.8% | 0.2% | 0.50295 | 0.0047732 | 0.050773 | 0.35487 | 0 | 0 | 0 | 0.35461 | -0.00025385 |  | 0.039716 | 0 | 0.039716 | 02. $0.028 to $0.055 | 1 | 0 | 01. ($9,999.00) to $0.22 | 1 | 3285.2272 | 7547.8221 | 12132.7827 | 15736.5414 | 22100.8244 | 29871.1174 | 39580.8187 | 43048.0293 | 55041.582 | 64321.0254 | 65593.7659 | 60162.1223 | 73769.7455 | 78637.599 | 75238.7303 | 67666.6483 | 72183.0695 | 74208.3844 | 75483.7036 | 70172.3928 | 73098.7108 | 73323.9439 | 76556.9771 | 71389.9281 | 2512.7677 | 5773.0934 | 9279.9867 | 12036.3892 | 16904.2305 | 22847.485 | 30274.1325 | 32926.0936 | 42099.5875 | 49197.1441 | 50170.6235 | 46016.1289 | 56424.1751 | 60147.4442 | 57547.7556 | 51756.1066 | 55210.5762 | 56759.6763 | 57735.1281 | 53672.6723 | 55910.9216 | 56083.1953 | 58556.0415 | 54603.9271 | 994445.2826 | 2512.7677 | 8285.8611 | 17565.8478 | 29602.237 | 46506.4675 | 69353.9526 | 99628.085 | 132554.1786 | 174653.7661 | 223850.9102 | 274021.5338 | 320037.6627 | 376461.8378 | 436609.282 | 494157.0377 | 545913.1443 | 601123.7204 | 657883.3967 | 715618.5249 | 769291.1972 | 825202.1188 | 881285.3141 | 939841.3555 | 994445.2826 | 0 | 0 | 0 | 0 | 0 | 0 | 0 | 0 | 0 | 0 | 0 | 0 | 0 | 0 | 0 | 0 | 0 | 0 | 0 | 0 | 0 | 0 | 0 | 0 | 0 | 0 | 0 | 0 | 0 | 0 | 0 | 0 | 0 | 0 | 0 | 0 | 0 | 0 | 0 | 0 | 0 | 0 | 0 | 0 | 0 | 0 | 0 | 0 | 0 | 0 | 0 | 0 | 0 | 0 | 0 | 0 | 0 | 0 | 0 | 0 | 0 | 0.10653 | 0.35127 | 0.74469 | 1.255 | 1.9716 | 2.9402 | 4.2236 | 5.6195 | 7.4043 | 9.4899 | 11.6169 | 13.5677 | 15.9597 | 18.5096 | 20.9493 | 23.1434 | 25.484 | 27.8903 | 30.3379 | 32.6133 | 34.9836 | 37.3612 | 39.8436 | 42.1585 | 1164.9792 | 2676.5442 | 4302.4238 | 5580.3579 | 7837.2056 | 10592.6405 | 14035.8119 | 15265.3245 | 19518.3757 | 22808.9727 | 23260.301 | 21334.178 | 26159.5971 | 27885.7937 | 26680.5159 | 23995.3689 | 25596.9436 | 26315.1435 | 26767.3863 | 24883.9346 | 25921.6405 | 26001.5107 | 27147.9814 | 25315.6866 | 461048.6178 | 0 | 0 | 0 | 0 | 0 | 0 | 0 | 0 | 0 | 0 | 0 | 0 | 0 | 0 | 0 | 0 | 0 | 0 | 0 | 0 | 0.04263% | 1.0713 | 3.5325 | 7.4888 | 12.6202 | 19.827 | 29.5675 | 42.4742 | 56.5114 | 74.4596 | 95.4337 | 116.8228 | 136.4407 | 160.4959 | 186.1384 | 210.6726 | 232.7376 | 256.2754 | 280.4736 | 305.0876 | 327.9697 | 351.8061 | 375.7159 | 400.6799 | 423.959
| Com-Cooling_DX_Cadmus | M_Input | Cadmus created workbook. Based on the PSE 2014 cooling DX EUI, 2014 CBSA analysis to determine capacity per sqft by capacity buckets, and costs based on the NEEP Phase 4 Incremental Cost Report for the measure "Commercial Unitary AC". Baseline cost based on DEER 2008 were used to establish full costs. Costs were interpolated based on the associated efficiency and capacity bucket | 2020 | NR and New | 2022 | 2023 | PSE | Commercial | Residential Care | Electric | Per Building Sqft of Cooling DX - 240 to 760 kBtuh |  |  | Residential Care DX Package 240 to 760 kBtuh - Federal Standard 2023 |  | 0.39562 | 15 | 0.092153 | 0 |  | 0 | 0 | 0 | 0 | 0 | 0 | 0 | 0 |  | 0 | 0 | 0 | Cooling | Cooling DX | Cooling DX | Cooling DX 240 to 760 kBtuh Standard | CommCOOL | 0.004239% | 29.07% | 29.07% | 89213.7828 | 1 | 18.68% | 6.667% | 85% | 6.8% | 0.2% | 0.26015 | 0.0024689 | 0.026262 | 0.11829 | 0 | 0 | 0 | 0.10799 | -0.0103 |  | 0.023383 | 0 | 0.023383 | 01. ($9,999.000) to $0.028 | 0 | 0 | 01. ($9,999.00) to $0.22 | 1 | 3285.2272 | 7547.8221 | 12132.7827 | 15736.5414 | 22100.8244 | 29871.1174 | 39580.8187 | 43048.0293 | 55041.582 | 64321.0254 | 65593.7659 | 60162.1223 | 73769.7455 | 78637.599 | 75238.7303 | 67666.6483 | 72183.0695 | 74208.3844 | 75483.7036 | 70172.3928 | 73098.7108 | 73323.9439 | 76556.9771 | 71389.9281 | 1299.7074 | 2986.0828 | 4799.9931 | 6225.7186 | 8743.5675 | 11817.6647 | 15659.034 | 17030.7381 | 21775.6487 | 25446.7987 | 25950.3225 | 23801.446 | 29184.9181 | 31110.747 | 29766.0805 | 26770.4 | 28557.1946 | 29358.4532 | 29862.9973 | 27761.7271 | 28919.4422 | 29008.5493 | 30287.6077 | 28243.4106 | 514368.2496 | 1299.7074 | 4285.7902 | 9085.7833 | 15311.5019 | 24055.0694 | 35872.7341 | 51531.7681 | 68562.5062 | 90338.1549 | 115784.9536 | 141735.2761 | 165536.7221 | 194721.6402 | 225832.3873 | 255598.4678 | 282368.8677 | 310926.0623 | 340284.5155 | 370147.5129 | 397909.2399 | 426828.6821 | 455837.2314 | 486124.8391 | 514368.2496 | 0 | 0 | 0 | 0 | 0 | 0 | 0 | 0 | 0 | 0 | 0 | 0 | 0 | 0 | 0 | 0 | 0 | 0 | 0 | 0 | 0 | 0 | 0 | 0 | 0 | 0 | 0 | 0 | 0 | 0 | 0 | 0 | 0 | 0 | 0 | 0 | 0 | 0 | 0 | 0 | 0 | 0 | 0 | 0 | 0 | 0 | 0 | 0 | 0 | 0 | 0 | 0 | 0 | 0 | 0 | 0 | 0 | 0 | 0 | 0 | 0 | 0.0551 | 0.18169 | 0.38518 | 0.64912 | 1.0198 | 1.5208 | 2.1846 | 2.9066 | 3.8298 | 4.9086 | 6.0087 | 7.0178 | 8.255 | 9.5739 | 10.8358 | 11.9707 | 13.1814 | 14.426 | 15.692 | 16.8689 | 18.095 | 19.3247 | 20.6088 | 21.8061 | 354.7667 | 815.0779 | 1310.2008 | 1699.3653 | 2386.6346 | 3225.7367 | 4274.2727 | 4648.6915 | 5943.8571 | 6945.9301 | 7083.3715 | 6496.8165 | 7966.2831 | 8491.9553 | 8124.9166 | 7307.2189 | 7794.9404 | 8013.6511 | 8151.3709 | 7577.8105 | 7893.8191 | 7918.1417 | 8267.272 | 7709.2902 | 140401.3911 | 0 | 0 | 0 | 0 | 0 | 0 | 0 | 0 | 0 | 0 | 0 | 0 | 0 | 0 | 0 | 0 | 0 | 0 | 0 | 0 | 0.04263% | 0.5541 | 1.8271 | 3.8735 | 6.5277 | 10.2553 | 15.2935 | 21.9694 | 29.2301 | 38.5136 | 49.3623 | 60.4256 | 70.5728 | 83.0151 | 96.2785 | 108.9686 | 120.3815 | 132.5562 | 145.0725 | 157.8039 | 169.6395 | 181.9687 | 194.3358 | 207.2482 | 219.2891
| Com-Cooling_DX_Cadmus | M_Input | Cadmus created workbook. Based on the PSE 2014 cooling DX EUI, 2014 CBSA analysis to determine capacity per sqft by capacity buckets, and costs based on the NEEP Phase 4 Incremental Cost Report for the measure "Commercial Unitary AC". Baseline cost based on DEER 2008 were used to establish full costs. Costs were interpolated based on the associated efficiency and capacity bucket | 2020 | NR and New | 2022 | 2045 | PSE | Commercial | Residential Care | Electric | Per Building Sqft of Cooling DX - 135 to 240 kBtuh |  |  | Residential Care DX Package 135 to 240 kBtuh - Premium Efficiency |  | 0.61973 | 15 | 1.5417 | 0 |  | 0 | 0 | 0 | 0 | 0 | 0 | 0 | 0 |  | 0 | 0 | 0 | Cooling | Cooling DX | Cooling DX | Cooling DX 135 to 240 kBtuh Premium | CommCOOL | 0.004239% | 29.07% | 29.07% | 89213.7828 | 1 | 5.92% | 6.667% | 85% | 6.8% | 0.2% | 0.40751 | 0.0038674 | 0.041138 | 1.9789 | 0 | 0 | 0 | 2.2423 | 0.26333 |  | 0.30995 | 0 | 0.30995 | 13. $0.225 to $99,999.000 | 0 | 0 | 01. ($9,999.00) to $0.22 | 1 | 1040.9338 | 2391.5494 | 3844.3075 | 4986.169 | 7002.7106 | 9464.7506 | 12541.2977 | 13639.8935 | 17440.0856 | 20380.3043 | 20783.5758 | 19062.5437 | 23374.1587 | 24916.5523 | 23839.6108 | 21440.3746 | 22871.4158 | 23513.1427 | 23917.2314 | 22234.3271 | 23161.5394 | 23232.9052 | 24257.3012 | 22620.1067 | 645.0949 | 1482.1081 | 2382.4217 | 3090.0642 | 4339.7698 | 5865.5628 | 7772.1825 | 8453.0122 | 10808.0943 | 12630.2276 | 12880.146 | 11813.5757 | 14485.6005 | 15441.4637 | 14774.0538 | 13287.182 | 14174.0371 | 14571.7327 | 14822.1574 | 13779.2159 | 14353.8346 | 14398.0619 | 15032.9079 | 14018.294 | 255300.8011 | 645.0949 | 2127.203 | 4509.6247 | 7599.6889 | 11939.4587 | 17805.0215 | 25577.2041 | 34030.2162 | 44838.3105 | 57468.5382 | 70348.6841 | 82162.2598 | 96647.8603 | 112089.324 | 126863.3778 | 140150.5598 | 154324.5969 | 168896.3296 | 183718.4869 | 197497.7028 | 211851.5374 | 226249.5993 | 241282.5071 | 255300.8011 | 0 | 0 | 0 | 0 | 0 | 0 | 0 | 0 | 0 | 0 | 0 | 0 | 0 | 0 | 0 | 0 | 0 | 0 | 0 | 0 | 0 | 0 | 0 | 0 | 0 | 0 | 0 | 0 | 0 | 0 | 0 | 0 | 0 | 0 | 0 | 0 | 0 | 0 | 0 | 0 | 0 | 0 | 0 | 0 | 0 | 0 | 0 | 0 | 0 | 0 | 0 | 0 | 0 | 0 | 0 | 0 | 0 | 0 | 0 | 0 | 0 | 0.027348 | 0.090181 | 0.19118 | 0.32218 | 0.50616 | 0.75483 | 1.0843 | 1.4427 | 1.9009 | 2.4363 | 2.9824 | 3.4832 | 4.0973 | 4.7519 | 5.3782 | 5.9415 | 6.5424 | 7.1602 | 7.7886 | 8.3727 | 8.9812 | 9.5916 | 10.2289 | 10.8232 | 2334.0517 | 5362.4928 | 8619.9646 | 11180.3231 | 15701.9482 | 21222.4996 | 28120.9403 | 30584.2856 | 39105.3316 | 45698.0875 | 46602.33 | 42743.3162 | 52411.1091 | 55869.5676 | 53454.7771 | 48075.0485 | 51283.8252 | 52722.7484 | 53628.8231 | 49855.302 | 51934.3598 | 52094.3809 | 54391.3505 | 50720.3229 | 923717.1864 | 0 | 0 | 0 | 0 | 0 | 0 | 0 | 0 | 0 | 0 | 0 | 0 | 0 | 0 | 0 | 0 | 0 | 0 | 0 | 0 | 0.04263% | 0.27502 | 0.90688 | 1.9226 | 3.24 | 5.0901 | 7.5908 | 10.9043 | 14.508 | 19.1158 | 24.5004 | 29.9916 | 35.028 | 41.2036 | 47.7867 | 54.0853 | 59.75 | 65.7928 | 72.0051 | 78.3242 | 84.1986 | 90.3181 | 96.4563 | 102.8653 | 108.8417
| Com-Cooling_DX_Cadmus | M_Input | Cadmus created workbook. Based on the PSE 2014 cooling DX EUI, 2014 CBSA analysis to determine capacity per sqft by capacity buckets, and costs based on the NEEP Phase 4 Incremental Cost Report for the measure "Commercial Unitary AC". Baseline cost based on DEER 2008 were used to establish full costs. Costs were interpolated based on the associated efficiency and capacity bucket | 2020 | NR and New | 2022 | 2023 | PSE | Commercial | Residential Care | Electric | Per Building Sqft of Cooling DX - 135 to 240 kBtuh |  |  | Residential Care DX Package 135 to 240 kBtuh - Federal Standard 2023 |  | 0.38704 | 15 | 0.64536 | 0 |  | 0 | 0 | 0 | 0 | 0 | 0 | 0 | 0 |  | 0 | 0 | 0 | Cooling | Cooling DX | Cooling DX | Cooling DX 135 to 240 kBtuh Standard | CommCOOL | 0.004239% | 29.07% | 29.07% | 89213.7828 | 1 | 5.92% | 6.667% | 85% | 6.8% | 0.2% | 0.2545 | 0.0024153 | 0.025692 | 0.82839 | 0 | 0 | 0 | 0.92936 | 0.10097 |  | 0.2057 | 0 | 0.2057 | 12. $0.200 to $0.225 | 1 | 0 | 01. ($9,999.00) to $0.22 | 1 | 1040.9338 | 2391.5494 | 3844.3075 | 4986.169 | 7002.7106 | 9464.7506 | 12541.2977 | 13639.8935 | 17440.0856 | 20380.3043 | 20783.5758 | 19062.5437 | 23374.1587 | 24916.5523 | 23839.6108 | 21440.3746 | 22871.4158 | 23513.1427 | 23917.2314 | 22234.3271 | 23161.5394 | 23232.9052 | 24257.3012 | 22620.1067 | 402.8819 | 925.6226 | 1487.8965 | 1929.8413 | 2710.3213 | 3663.2266 | 4853.97 | 5279.1693 | 6749.9914 | 7887.9704 | 8044.0521 | 7377.9458 | 9046.7085 | 9643.6748 | 9226.8566 | 8298.2588 | 8852.1274 | 9100.5007 | 9256.8987 | 8605.5493 | 8964.4166 | 8992.0379 | 9388.519 | 8754.861 | 159443.2985 | 402.8819 | 1328.5045 | 2816.401 | 4746.2423 | 7456.5637 | 11119.7903 | 15973.7602 | 21252.9295 | 28002.9209 | 35890.8913 | 43934.9434 | 51312.8892 | 60359.5977 | 70003.2725 | 79230.129 | 87528.3879 | 96380.5153 | 105481.016 | 114737.9148 | 123343.4641 | 132307.8806 | 141299.9185 | 150688.4375 | 159443.2985 | 0 | 0 | 0 | 0 | 0 | 0 | 0 | 0 | 0 | 0 | 0 | 0 | 0 | 0 | 0 | 0 | 0 | 0 | 0 | 0 | 0 | 0 | 0 | 0 | 0 | 0 | 0 | 0 | 0 | 0 | 0 | 0 | 0 | 0 | 0 | 0 | 0 | 0 | 0 | 0 | 0 | 0 | 0 | 0 | 0 | 0 | 0 | 0 | 0 | 0 | 0 | 0 | 0 | 0 | 0 | 0 | 0 | 0 | 0 | 0 | 0 | 0.01708 | 0.056321 | 0.1194 | 0.20121 | 0.31611 | 0.47141 | 0.67719 | 0.901 | 1.1872 | 1.5216 | 1.8626 | 2.1754 | 2.5589 | 2.9677 | 3.3589 | 3.7107 | 4.086 | 4.4718 | 4.8642 | 5.229 | 5.6091 | 5.9903 | 6.3883 | 6.7594 | 967.3977 | 2222.6 | 3572.7289 | 4633.9243 | 6508.0087 | 8796.1194 | 11655.3259 | 12676.3121 | 16208.0421 | 18940.551 | 19315.3336 | 17715.8827 | 21722.9066 | 23156.3387 | 22155.4771 | 19925.7334 | 21255.6796 | 21852.0721 | 22227.6142 | 20663.5975 | 21525.3076 | 21591.6318 | 22543.66 | 21022.124 | 382854.369 | 0 | 0 | 0 | 0 | 0 | 0 | 0 | 0 | 0 | 0 | 0 | 0 | 0 | 0 | 0 | 0 | 0 | 0 | 0 | 0 | 0.04263% | 0.17176 | 0.56638 | 1.2007 | 2.0235 | 3.1789 | 4.7407 | 6.81 | 9.0607 | 11.9384 | 15.3013 | 18.7307 | 21.8761 | 25.7329 | 29.8443 | 33.778 | 37.3157 | 41.0896 | 44.9694 | 48.9159 | 52.5847 | 56.4064 | 60.24 | 64.2426 | 67.975
| Com-Tuneup_Cooling_DX-Cadmus | M_Input | Cadmus created workbook. Cooling DX EUIs based on Cadmus developed 2014 PSE EUIs. Percent savings based on Wisconsin Focus on Energy Technical Reference Manual. February 2016. Air Conditioning Unit Tune Up - Coil Cleaning. Page 165 - 168 and Air Conditioning Unit Tune Up - Refrigerant Charge Correction. Page 169 - 172. Costs based on CEE http://www.californiaenergyefficiency.com/docs/WtPaperCalAirConditionaerQualityInstallationProgram.pdf and GDS / Kema and TRANE Service Center provided estimated costs ranging from $3000 to $8000 depending on system. XCEL 2005 http://www.metrodenver.org/documents/newsCenter/EnergyEfficiencyReport.pdf and GDS 2006 Report for North Carolina Utilities Commission and 2005 http://eetd.lbl.gov/emills/PUBS/PDF/NCBC_Mills_6Apr05.pdf and Wisconsin Focus on Energy Technical Reference Manual. February 2016. Air Conditioning Unit Tune Up - Refrigerant Charge Correction. Page 169 - 172. EUL based on California Energy Commission and California Public Utilities Commission. Database for Energy Efficient Resources (DEER) 2008 | 2020 | Retro | 2022 | 2045 | PSE | Commercial | Other | Electric | Per Building Sqft - Cooling DX Tune Up |  |  | Other Tune-up - DX Maintenance - Refrigerant Charge Correction |  | 0.029762 | 10 | 0.082839 | 0 |  | 0 | 0 | 0 | 0 | 0 | 0 | 0 | 0 |  | 0 | 0 | 0 | Cooling | Cooling DX | Cooling DX Tuneup | Cooling DX Tune Up and Maintenance | CommCOOL | 0.004239% | 29.07% | 29.07% | 22414.5695 | 1 | 50% | 10% | 85% | 6.8% | 0.2% | 0.013914 | 0.00018573 | 0.00141 | 0.13714 | 0 | 0 | 0 | 0.15211 | 0.014972 |  | 0.43781 | 0 | 0.43781 | 13. $0.225 to $99,999.000 | 0 | 0 | 01. ($9,999.00) to $0.22 | 1 | 1290494.6703 | 1278880.2182 | 1267370.2963 | 1255963.9636 | 1244660.2879 | 1233458.3453 | 1222357.2202 | 1211356.0052 | 1200453.8012 | 1189649.717 | 0 | 0 | 0 | 0 | 0 | 0 | 0 | 0 | 0 | 0 | 0 | 0 | 0 | 0 | 38407.9449 | 38062.2734 | 37719.713 | 37380.2355 | 37043.8134 | 36710.4191 | 36380.0253 | 36052.6051 | 35728.1317 | 35406.5785 | 0 | 0 | 0 | 0 | 0 | 0 | 0 | 0 | 0 | 0 | 0 | 0 | 0 | 0 | 368891.7399 | 38407.9449 | 76470.2183 | 114189.9313 | 151570.1668 | 188613.9802 | 225324.3993 | 261704.4247 | 297757.0298 | 333485.1614 | 368891.7399 | 368891.7399 | 368891.7399 | 368891.7399 | 368891.7399 | 368891.7399 | 368891.7399 | 368891.7399 | 368891.7399 | 368891.7399 | 368891.7399 | 368891.7399 | 368891.7399 | 368891.7399 | 368891.7399 | 0 | 0 | 0 | 0 | 0 | 0 | 0 | 0 | 0 | 0 | 0 | 0 | 0 | 0 | 0 | 0 | 0 | 0 | 0 | 0 | 0 | 0 | 0 | 0 | 0 | 0 | 0 | 0 | 0 | 0 | 0 | 0 | 0 | 0 | 0 | 0 | 0 | 0 | 0 | 0 | 0 | 0 | 0 | 0 | 0 | 0 | 0 | 0 | 0 | 0 | 0 | 0 | 0 | 0 | 0 | 0 | 0 | 0 | 0 | 0 | 0 | 1.6283 | 3.2419 | 4.841 | 6.4257 | 7.9961 | 9.5524 | 11.0947 | 12.6231 | 14.1378 | 15.6388 | 15.6388 | 15.6388 | 15.6388 | 15.6388 | 15.6388 | 15.6388 | 15.6388 | 15.6388 | 15.6388 | 15.6388 | 15.6388 | 15.6388 | 15.6388 | 15.6388 | 196296.3498 | 194529.6826 | 192778.9155 | 191043.9052 | 189324.5101 | 187620.5895 | 185932.0042 | 184258.6161 | 182600.2886 | 180956.886 | 0 | 0 | 0 | 0 | 0 | 0 | 0 | 0 | 0 | 0 | 0 | 0 | 0 | 0 | 1885341.7476 | 0 | 0 | 0 | 0 | 0 | 0 | 0 | 0 | 0 | 0 | 0 | 0 | 0 | 0 | 0 | 0 | 0 | 0 | 0 | 0 | 0.04263% | 16.3743 | 32.6013 | 48.6823 | 64.6185 | 80.4113 | 96.0619 | 111.5717 | 126.9419 | 142.1738 | 157.2686 | 157.2686 | 157.2686 | 157.2686 | 157.2686 | 157.2686 | 157.2686 | 157.2686 | 157.2686 | 157.2686 | 157.2686 | 157.2686 | 157.2686 | 157.2686 | 157.2686
| Com-Tuneup_Cooling_DX-Cadmus | M_Input | Cadmus created workbook. Cooling DX EUIs based on Cadmus developed 2014 PSE EUIs. Percent savings based on Wisconsin Focus on Energy Technical Reference Manual. February 2016. Air Conditioning Unit Tune Up - Coil Cleaning. Page 165 - 168 and Air Conditioning Unit Tune Up - Refrigerant Charge Correction. Page 169 - 172. Costs based on CEE http://www.californiaenergyefficiency.com/docs/WtPaperCalAirConditionaerQualityInstallationProgram.pdf and GDS / Kema and TRANE Service Center provided estimated costs ranging from $3000 to $8000 depending on system. XCEL 2005 http://www.metrodenver.org/documents/newsCenter/EnergyEfficiencyReport.pdf and GDS 2006 Report for North Carolina Utilities Commission and 2005 http://eetd.lbl.gov/emills/PUBS/PDF/NCBC_Mills_6Apr05.pdf and Wisconsin Focus on Energy Technical Reference Manual. February 2016. Air Conditioning Unit Tune Up - Refrigerant Charge Correction. Page 169 - 172. EUL based on California Energy Commission and California Public Utilities Commission. Database for Energy Efficient Resources (DEER) 2008 | 2020 | Retro | 2022 | 2045 | PSE | Commercial | Other | Electric | Per Building Sqft - Cooling DX Tune Up |  |  | Other Tune-up - DX Maintenance - Coil Cleaning |  | 0.12556 | 3 | 0.85206 | 0 |  | 0 | 0 | 0 | 0 | 0 | 0 | 0 | 0 |  | 0 | 0 | 0 | Cooling | Cooling DX | Cooling DX Tuneup | Cooling DX Tune Up and Maintenance | CommCOOL | 0.004239% | 29.07% | 29.07% | 22414.5695 | 1 | 50% | 33.33% | 85% | 6.8% | 0.2% | 0.019624 | 0.00078358 | 0.0020407 | 3.7763 | 0 | 0 | 0 | 3.9439 | 0.16759 |  | 2.6907 | 0 | 2.6907 | 13. $0.225 to $99,999.000 | 0 | 0 | 01. ($9,999.00) to $0.22 | 1 | 1290494.6703 | 1278880.2182 | 1267370.2963 | 1255963.9636 | 1244660.2879 | 1233458.3453 | 1222357.2202 | 1211356.0052 | 1200453.8012 | 1189649.717 | 0 | 0 | 0 | 0 | 0 | 0 | 0 | 0 | 0 | 0 | 0 | 0 | 0 | 0 | 162038.6689 | 160580.3209 | 159135.098 | 157702.8821 | 156283.5562 | 154877.0042 | 153483.1111 | 152101.7631 | 150732.8473 | 149376.2516 | 0 | 0 | 0 | 0 | 0 | 0 | 0 | 0 | 0 | 0 | 0 | 0 | 0 | 0 | 1556311.5034 | 162038.6689 | 322618.9898 | 481754.0878 | 639456.9699 | 795740.5261 | 950617.5302 | 1104100.6414 | 1256202.4045 | 1406935.2518 | 1556311.5034 | 1556311.5034 | 1556311.5034 | 1556311.5034 | 1556311.5034 | 1556311.5034 | 1556311.5034 | 1556311.5034 | 1556311.5034 | 1556311.5034 | 1556311.5034 | 1556311.5034 | 1556311.5034 | 1556311.5034 | 1556311.5034 | 0 | 0 | 0 | 0 | 0 | 0 | 0 | 0 | 0 | 0 | 0 | 0 | 0 | 0 | 0 | 0 | 0 | 0 | 0 | 0 | 0 | 0 | 0 | 0 | 0 | 0 | 0 | 0 | 0 | 0 | 0 | 0 | 0 | 0 | 0 | 0 | 0 | 0 | 0 | 0 | 0 | 0 | 0 | 0 | 0 | 0 | 0 | 0 | 0 | 0 | 0 | 0 | 0 | 0 | 0 | 0 | 0 | 0 | 0 | 0 | 0 | 6.8695 | 13.6771 | 20.4235 | 27.1091 | 33.7346 | 40.3004 | 46.8072 | 53.2554 | 59.6455 | 65.9782 | 65.9782 | 65.9782 | 65.9782 | 65.9782 | 65.9782 | 65.9782 | 65.9782 | 65.9782 | 65.9782 | 65.9782 | 65.9782 | 65.9782 | 65.9782 | 65.9782 | 5089555.1309 | 5043749.1347 | 4998355.3925 | 4953370.194 | 4908789.8622 | 4864610.7535 | 4820829.2567 | 4777441.7934 | 4734444.8172 | 4691834.8139 | 0 | 0 | 0 | 0 | 0 | 0 | 0 | 0 | 0 | 0 | 0 | 0 | 0 | 0 | 48882981.149 | 0 | 0 | 0 | 0 | 0 | 0 | 0 | 0 | 0 | 0 | 0 | 0 | 0 | 0 | 0 | 0 | 0 | 0 | 0 | 0 | 0.04263% | 69.0815 | 137.5412 | 205.3848 | 272.6179 | 339.2458 | 405.2741 | 470.7081 | 535.5532 | 599.8147 | 663.4978 | 663.4978 | 663.4978 | 663.4978 | 663.4978 | 663.4978 | 663.4978 | 663.4978 | 663.4978 | 663.4978 | 663.4978 | 663.4978 | 663.4978 | 663.4978 | 663.4978
| Com-Cooling_DX_Cadmus | M_Input | Cadmus created workbook. Based on the PSE 2014 cooling DX EUI, 2014 CBSA analysis to determine capacity per sqft by capacity buckets, and costs based on the NEEP Phase 4 Incremental Cost Report for the measure "Commercial Unitary AC". Baseline cost based on DEER 2008 were used to establish full costs. Costs were interpolated based on the associated efficiency and capacity bucket | 2020 | NR and New | 2022 | 2045 | PSE | Commercial | Other | Electric | Per Building Sqft of Cooling DX - 65 to 135 kBtuh |  |  | Other DX Package 65 to 135 kBtuh - Premium Efficiency |  | 0.28275 | 15 | 0.46467 | 0 |  | 0 | 0 | 0 | 0 | 0 | 0 | 0 | 0 |  | 0 | 0 | 0 | Cooling | Cooling DX | Cooling DX | Cooling DX 65 to 135 kBtuh Premium | CommCOOL | 0.004239% | 29.07% | 29.07% | 22414.5695 | 1 | 41.37% | 6.667% | 85% | 6.8% | 0.2% | 0.18592 | 0.0017645 | 0.018769 | 0.59645 | 0 | 0 | 0 | 0.66885 | 0.072401 |  | 0.20264 | 0 | 0.20264 | 12. $0.200 to $0.225 | 1 | 0 | 01. ($9,999.00) to $0.22 | 1 | 41483.0408 | 94760.8678 | 151953.5994 | 197253.552 | 275385.0714 | 370117.8525 | 487567.0936 | 529442.4214 | 672542.933 | 782157.7552 | 794993.2705 | 726882.9559 | 886548.8741 | 941346.1129 | 897100.365 | 802896.3539 | 853585.2498 | 874470.331 | 886413.5227 | 819478.4599 | 851292.384 | 850784.6455 | 886359.977 | 821326.0505 | 11729.1542 | 26793.2342 | 42964.2369 | 55772.6067 | 77863.963 | 104649.2558 | 137857.5314 | 149697.6031 | 190158.6669 | 221151.7938 | 224780.9814 | 205523.0783 | 250667.9407 | 266161.6279 | 253651.3301 | 227015.5447 | 241347.6154 | 247252.7837 | 250629.6706 | 231704.065 | 240699.3173 | 240555.7565 | 250614.5308 | 232226.4634 | 4381468.7518 | 11729.1542 | 38522.3883 | 81486.6252 | 137259.2319 | 215123.1949 | 319772.4507 | 457629.9821 | 607327.5852 | 797486.2521 | 1018638.0459 | 1243419.0272 | 1448942.1055 | 1699610.0462 | 1965771.6741 | 2219423.0042 | 2446438.5489 | 2687786.1643 | 2935038.9481 | 3185668.6187 | 3417372.6837 | 3658072.0011 | 3898627.7575 | 4149242.2883 | 4381468.7518 | 0 | 0 | 0 | 0 | 0 | 0 | 0 | 0 | 0 | 0 | 0 | 0 | 0 | 0 | 0 | 0 | 0 | 0 | 0 | 0 | 0 | 0 | 0 | 0 | 0 | 0 | 0 | 0 | 0 | 0 | 0 | 0 | 0 | 0 | 0 | 0 | 0 | 0 | 0 | 0 | 0 | 0 | 0 | 0 | 0 | 0 | 0 | 0 | 0 | 0 | 0 | 0 | 0 | 0 | 0 | 0 | 0 | 0 | 0 | 0 | 0 | 0.49725 | 1.6331 | 3.4545 | 5.819 | 9.1199 | 13.5564 | 19.4007 | 25.747 | 33.8086 | 43.1841 | 52.7134 | 61.4264 | 72.0532 | 83.3368 | 94.0901 | 103.7142 | 113.9459 | 124.4279 | 135.0531 | 144.8759 | 155.0801 | 165.2782 | 175.9028 | 185.7478 | 27746.1249 | 63381.2473 | 101634.8719 | 131933.956 | 184192.5862 | 247555.0476 | 326111.519 | 354120.0268 | 449833.4698 | 523149.8536 | 531734.9477 | 486179.0469 | 592972.3392 | 629623.7272 | 600029.7529 | 537020.9618 | 570924.4656 | 584893.5494 | 592881.8087 | 548111.9806 | 569390.8717 | 569051.2685 | 592845.9945 | 549347.7501 | 10364667.1678 | 0 | 0 | 0 | 0 | 0 | 0 | 0 | 0 | 0 | 0 | 0 | 0 | 0 | 0 | 0 | 0 | 0 | 0 | 0 | 0 | 0.04263% | 5.0005 | 16.4231 | 34.74 | 58.5173 | 91.7129 | 136.3277 | 195.1001 | 258.9202 | 339.99 | 434.2731 | 530.1033 | 617.7234 | 724.5899 | 838.0618 | 946.2003 | 1042.9832 | 1145.8762 | 1251.2868 | 1358.137 | 1456.9187 | 1559.5354 | 1662.0908 | 1768.9346 | 1867.9391
| Com-Cooling_DX_Cadmus | M_Input | Cadmus created workbook. Based on the PSE 2014 cooling DX EUI, 2014 CBSA analysis to determine capacity per sqft by capacity buckets, and costs based on the NEEP Phase 4 Incremental Cost Report for the measure "Commercial Unitary AC". Baseline cost based on DEER 2008 were used to establish full costs. Costs were interpolated based on the associated efficiency and capacity bucket | 2020 | NR and New | 2022 | 2023 | PSE | Commercial | Other | Electric | Per Building Sqft of Cooling DX - 65 to 135 kBtuh |  |  | Other DX Package 65 to 135 kBtuh - Federal Standard 2023 |  | 0.18839 | 15 | 0.21021 | 0 |  | 0 | 0 | 0 | 0 | 0 | 0 | 0 | 0 |  | 0 | 0 | 0 | Cooling | Cooling DX | Cooling DX | Cooling DX 65 to 135 kBtuh Standard | CommCOOL | 0.004239% | 29.07% | 29.07% | 22414.5695 | 1 | 41.37% | 6.667% | 85% | 6.8% | 0.2% | 0.12388 | 0.0011757 | 0.012506 | 0.26982 | 0 | 0 | 0 | 0.29818 | 0.02836 |  | 0.13559 | 0 | 0.13559 | 09. $0.130 to $0.150 | 1 | 0 | 01. ($9,999.00) to $0.22 | 1 | 41483.0408 | 94760.8678 | 151953.5994 | 197253.552 | 275385.0714 | 370117.8525 | 487567.0936 | 529442.4214 | 672542.933 | 782157.7552 | 794993.2705 | 726882.9559 | 886548.8741 | 941346.1129 | 897100.365 | 802896.3539 | 853585.2498 | 874470.331 | 886413.5227 | 819478.4599 | 851292.384 | 850784.6455 | 886359.977 | 821326.0505 | 7815.1064 | 17852.2657 | 28626.9648 | 37161.1499 | 51880.566 | 69727.5403 | 91854.1322 | 99743.1427 | 126702.2494 | 147352.8932 | 149771.012 | 136939.5188 | 167019.4289 | 177342.8344 | 169007.2539 | 151259.896 | 160809.3193 | 164743.9183 | 166993.9297 | 154383.8455 | 160377.3598 | 160281.7056 | 166983.8421 | 154731.9182 | 2919361.7929 | 7815.1064 | 25667.3721 | 54294.3368 | 91455.4868 | 143336.0527 | 213063.593 | 304917.7253 | 404660.868 | 531363.1174 | 678716.0106 | 828487.0226 | 965426.5413 | 1132445.9702 | 1309788.8046 | 1478796.0585 | 1630055.9545 | 1790865.2738 | 1955609.1921 | 2122603.1217 | 2276986.9672 | 2437364.327 | 2597646.0326 | 2764629.8747 | 2919361.7929 | 0 | 0 | 0 | 0 | 0 | 0 | 0 | 0 | 0 | 0 | 0 | 0 | 0 | 0 | 0 | 0 | 0 | 0 | 0 | 0 | 0 | 0 | 0 | 0 | 0 | 0 | 0 | 0 | 0 | 0 | 0 | 0 | 0 | 0 | 0 | 0 | 0 | 0 | 0 | 0 | 0 | 0 | 0 | 0 | 0 | 0 | 0 | 0 | 0 | 0 | 0 | 0 | 0 | 0 | 0 | 0 | 0 | 0 | 0 | 0 | 0 | 0.33131 | 1.0881 | 2.3018 | 3.8772 | 6.0766 | 9.0326 | 12.9267 | 17.1552 | 22.5266 | 28.7735 | 35.1228 | 40.9282 | 48.0089 | 55.5271 | 62.692 | 69.1045 | 75.9219 | 82.906 | 89.9855 | 96.5305 | 103.3295 | 110.1245 | 117.2036 | 123.7633 | 12369.6068 | 28256.238 | 45310.2337 | 58817.9851 | 82115.6063 | 110363.4692 | 145385.0323 | 157871.613 | 200541.9917 | 233227.4511 | 237054.805 | 216745.3534 | 264355.2823 | 280694.9788 | 267501.5751 | 239411.3833 | 254526.0349 | 260753.6459 | 264314.9226 | 244355.9131 | 253842.3375 | 253690.9377 | 264298.9561 | 244906.8363 | 4620712.1889 | 0 | 0 | 0 | 0 | 0 | 0 | 0 | 0 | 0 | 0 | 0 | 0 | 0 | 0 | 0 | 0 | 0 | 0 | 0 | 0 | 0.04263% | 3.3318 | 10.9427 | 23.1471 | 38.99 | 61.1081 | 90.8348 | 129.9947 | 172.5179 | 226.5345 | 289.3551 | 353.2065 | 411.5875 | 482.7925 | 558.3985 | 630.4509 | 694.9371 | 763.4945 | 833.7293 | 904.9233 | 970.7414 | 1039.1146 | 1107.447 | 1178.6368 | 1244.6032
| Com-Cooling_DX_Cadmus | M_Input | Cadmus created workbook. Based on the PSE 2014 cooling DX EUI, 2014 CBSA analysis to determine capacity per sqft by capacity buckets, and costs based on the NEEP Phase 4 Incremental Cost Report for the measure "Commercial Unitary AC". Baseline cost based on DEER 2008 were used to establish full costs. Costs were interpolated based on the associated efficiency and capacity bucket | 2020 | NR and New | 2022 | 2045 | PSE | Commercial | Other | Electric | Per Building Sqft of Cooling DX - 240 to 760 kBtuh |  |  | Other DX Package 240 to 760 kBtuh - Premium Efficiency |  | 0.38243 | 15 | 0.34575 | 0 |  | 0 | 0 | 0 | 0 | 0 | 0 | 0 | 0 |  | 0 | 0 | 0 | Cooling | Cooling DX | Cooling DX | Cooling DX 240 to 760 kBtuh Premium | CommCOOL | 0.004239% | 29.07% | 29.07% | 22414.5695 | 1 | 29.57% | 6.667% | 85% | 6.8% | 0.2% | 0.25148 | 0.0023866 | 0.025386 | 0.44381 | 0 | 0 | 0 | 0.48518 | 0.041377 |  | 0.10868 | 0 | 0.10868 | 07. $0.085 to $0.115 | 1 | 0 | 01. ($9,999.00) to $0.22 | 1 | 29657.0616 | 67746.4535 | 108634.6895 | 141020.5383 | 196878.3356 | 264604.7093 | 348571.538 | 378509.0535 | 480814.4922 | 559180.337 | 568356.7054 | 519663.2693 | 633811.651 | 672987.301 | 641355.1244 | 574006.779 | 610245.2918 | 625176.4572 | 633714.8855 | 585861.6606 | 608606.0759 | 608243.0834 | 633676.6047 | 587182.5404 | 11341.8802 | 25908.5735 | 41545.6411 | 53931.1034 | 75293.0459 | 101193.9403 | 133305.7431 | 144754.8786 | 183879.9965 | 213849.7904 | 217359.1493 | 198737.1048 | 242391.3714 | 257373.4872 | 245276.2551 | 219519.9317 | 233378.7853 | 239088.9763 | 242354.365 | 224053.6462 | 232751.8927 | 232613.0719 | 242339.7251 | 224558.796 | 4236801.1511 | 11341.8802 | 37250.4538 | 78796.0949 | 132727.1983 | 208020.2442 | 309214.1845 | 442519.9276 | 587274.8062 | 771154.8027 | 985004.5932 | 1202363.7425 | 1401100.8473 | 1643492.2187 | 1900865.7059 | 2146141.961 | 2365661.8927 | 2599040.678 | 2838129.6543 | 3080484.0193 | 3304537.6654 | 3537289.5582 | 3769902.6301 | 4012242.3551 | 4236801.1511 | 0 | 0 | 0 | 0 | 0 | 0 | 0 | 0 | 0 | 0 | 0 | 0 | 0 | 0 | 0 | 0 | 0 | 0 | 0 | 0 | 0 | 0 | 0 | 0 | 0 | 0 | 0 | 0 | 0 | 0 | 0 | 0 | 0 | 0 | 0 | 0 | 0 | 0 | 0 | 0 | 0 | 0 | 0 | 0 | 0 | 0 | 0 | 0 | 0 | 0 | 0 | 0 | 0 | 0 | 0 | 0 | 0 | 0 | 0 | 0 | 0 | 0.48083 | 1.5792 | 3.3405 | 5.6268 | 8.8188 | 13.1088 | 18.7602 | 24.8969 | 32.6923 | 41.7582 | 50.9729 | 59.3982 | 69.6741 | 80.5852 | 90.9834 | 100.2898 | 110.1836 | 120.3195 | 130.5939 | 140.0924 | 149.9597 | 159.8211 | 170.0948 | 179.6147 | 14389.0783 | 32869.373 | 52707.6171 | 68420.6544 | 95521.863 | 128381.4937 | 169120.704 | 183645.8535 | 233282.6308 | 271304.3434 | 275756.554 | 252131.3658 | 307514.1282 | 326521.456 | 311174.0872 | 278497.8691 | 296080.1503 | 303324.4859 | 307467.1793 | 284249.6466 | 295284.8319 | 295108.7144 | 307448.6061 | 284890.5139 | 5375093.1998 | 0 | 0 | 0 | 0 | 0 | 0 | 0 | 0 | 0 | 0 | 0 | 0 | 0 | 0 | 0 | 0 | 0 | 0 | 0 | 0 | 0.04263% | 4.8354 | 15.8809 | 33.5929 | 56.5852 | 88.6847 | 131.8264 | 188.6583 | 250.3712 | 328.7642 | 419.9342 | 512.6003 | 597.3273 | 700.6653 | 810.3907 | 914.9586 | 1008.5459 | 1108.0416 | 1209.9717 | 1313.294 | 1408.8141 | 1508.0426 | 1607.2118 | 1710.5278 | 1806.2633
| Com-Cooling_DX_Cadmus | M_Input | Cadmus created workbook. Based on the PSE 2014 cooling DX EUI, 2014 CBSA analysis to determine capacity per sqft by capacity buckets, and costs based on the NEEP Phase 4 Incremental Cost Report for the measure "Commercial Unitary AC". Baseline cost based on DEER 2008 were used to establish full costs. Costs were interpolated based on the associated efficiency and capacity bucket | 2020 | NR and New | 2022 | 2023 | PSE | Commercial | Other | Electric | Per Building Sqft of Cooling DX - 240 to 760 kBtuh |  |  | Other DX Package 240 to 760 kBtuh - Federal Standard 2023 |  | 0.19781 | 15 | 0.11525 | 0 |  | 0 | 0 | 0 | 0 | 0 | 0 | 0 | 0 |  | 0 | 0 | 0 | Cooling | Cooling DX | Cooling DX | Cooling DX 240 to 760 kBtuh Standard | CommCOOL | 0.004239% | 29.07% | 29.07% | 22414.5695 | 1 | 29.57% | 6.667% | 85% | 6.8% | 0.2% | 0.13007 | 0.0012344 | 0.013131 | 0.14794 | 0 | 0 | 0 | 0.15662 | 0.0086846 |  | 0.067826 | 0 | 0.067826 | 04. $0.062 to $0.070 | 0 | 0 | 01. ($9,999.00) to $0.22 | 1 | 29657.0616 | 67746.4535 | 108634.6895 | 141020.5383 | 196878.3356 | 264604.7093 | 348571.538 | 378509.0535 | 480814.4922 | 559180.337 | 568356.7054 | 519663.2693 | 633811.651 | 672987.301 | 641355.1244 | 574006.779 | 610245.2918 | 625176.4572 | 633714.8855 | 585861.6606 | 608606.0759 | 608243.0834 | 633676.6047 | 587182.5404 | 5866.4898 | 13400.9863 | 21489.1247 | 27895.3983 | 38944.6789 | 52341.6933 | 68951.2464 | 74873.2131 | 95110.343 | 110611.9606 | 112427.1462 | 102795.0542 | 125374.8473 | 133124.2175 | 126867.0285 | 113544.7923 | 120713.1648 | 123666.7119 | 125355.706 | 115889.817 | 120388.91 | 120317.1062 | 125348.1337 | 116151.1014 | 2191448.8713 | 5866.4898 | 19267.4761 | 40756.6008 | 68651.9991 | 107596.6781 | 159938.3713 | 228889.6177 | 303762.8308 | 398873.1738 | 509485.1344 | 621912.2806 | 724707.3348 | 850082.1821 | 983206.3996 | 1110073.4281 | 1223618.2204 | 1344331.3852 | 1467998.0971 | 1593353.8031 | 1709243.6201 | 1829632.5301 | 1949949.6362 | 2075297.7699 | 2191448.8713 | 0 | 0 | 0 | 0 | 0 | 0 | 0 | 0 | 0 | 0 | 0 | 0 | 0 | 0 | 0 | 0 | 0 | 0 | 0 | 0 | 0 | 0 | 0 | 0 | 0 | 0 | 0 | 0 | 0 | 0 | 0 | 0 | 0 | 0 | 0 | 0 | 0 | 0 | 0 | 0 | 0 | 0 | 0 | 0 | 0 | 0 | 0 | 0 | 0 | 0 | 0 | 0 | 0 | 0 | 0 | 0 | 0 | 0 | 0 | 0 | 0 | 0.2487 | 0.81682 | 1.7278 | 2.9104 | 4.5614 | 6.7804 | 9.7035 | 12.8777 | 16.9098 | 21.5991 | 26.3653 | 30.7232 | 36.0383 | 41.682 | 47.0604 | 51.874 | 56.9915 | 62.2342 | 67.5486 | 72.4616 | 77.5653 | 82.6661 | 87.9801 | 92.9042 | 4644.881 | 10610.4314 | 17014.3359 | 22086.5988 | 30835.0321 | 41442.3185 | 54593.1807 | 59281.9863 | 75305.0367 | 87578.6742 | 89015.8746 | 81389.5217 | 99267.4106 | 105403.0904 | 100448.8674 | 89900.7876 | 95576.4538 | 97914.9689 | 99252.2552 | 91757.496 | 95319.7202 | 95262.8684 | 99246.2597 | 91964.3718 | 1735112.4218 | 0 | 0 | 0 | 0 | 0 | 0 | 0 | 0 | 0 | 0 | 0 | 0 | 0 | 0 | 0 | 0 | 0 | 0 | 0 | 0 | 0.04263% | 2.501 | 8.2142 | 17.3756 | 29.2682 | 45.8714 | 68.1861 | 97.5819 | 129.5023 | 170.0505 | 217.2073 | 265.1381 | 308.9624 | 362.4131 | 419.1676 | 473.2544 | 521.6617 | 573.125 | 625.8474 | 679.29 | 728.697 | 780.022 | 831.3165 | 884.7558 | 934.2741
| Com-Cooling_DX_Cadmus | M_Input | Cadmus created workbook. Based on the PSE 2014 cooling DX EUI, 2014 CBSA analysis to determine capacity per sqft by capacity buckets, and costs based on the NEEP Phase 4 Incremental Cost Report for the measure "Commercial Unitary AC". Baseline cost based on DEER 2008 were used to establish full costs. Costs were interpolated based on the associated efficiency and capacity bucket | 2020 | NR and New | 2022 | 2045 | PSE | Commercial | Other | Electric | Per Building Sqft of Cooling DX - 135 to 240 kBtuh |  |  | Other DX Package 135 to 240 kBtuh - Premium Efficiency |  | 0.30986 | 15 | 0.99463 | 0 |  | 0 | 0 | 0 | 0 | 0 | 0 | 0 | 0 |  | 0 | 0 | 0 | Cooling | Cooling DX | Cooling DX | Cooling DX 135 to 240 kBtuh Premium | CommCOOL | 0.004239% | 29.07% | 29.07% | 22414.5695 | 1 | 29.06% | 6.667% | 85% | 6.8% | 0.2% | 0.20376 | 0.0019337 | 0.020569 | 1.2767 | 0 | 0 | 0 | 1.4531 | 0.17642 |  | 0.40173 | 0 | 0.40173 | 13. $0.225 to $99,999.000 | 1 | 0 | 01. ($9,999.00) to $0.22 | 1 | 29140.5652 | 66566.6064 | 106742.748 | 138564.5769 | 193449.5754 | 259996.4518 | 342500.9453 | 371917.0801 | 472440.8052 | 549441.8594 | 558458.4157 | 510613.0064 | 622773.4222 | 661266.8035 | 630185.5213 | 564010.0896 | 599617.486 | 614288.6157 | 622678.342 | 575658.5111 | 598006.818 | 597650.1473 | 622640.7278 | 576956.3869 | 9029.5996 | 20626.5663 | 33075.6889 | 42936.1144 | 59942.9759 | 80563.4286 | 106128.5654 | 115243.554 | 146392.1942 | 170252.0157 | 173045.918 | 158220.3687 | 192974.7955 | 204902.4921 | 195271.535 | 174766.1795 | 185799.6145 | 190345.6631 | 192945.3336 | 178375.601 | 185300.5271 | 185190.0079 | 192933.6783 | 178777.7654 | 3373040.1828 | 9029.5996 | 29656.1658 | 62731.8547 | 105667.9691 | 165610.945 | 246174.3736 | 352302.939 | 467546.493 | 613938.6872 | 784190.7029 | 957236.621 | 1115456.9897 | 1308431.7852 | 1513334.2773 | 1708605.8123 | 1883371.9918 | 2069171.6063 | 2259517.2694 | 2452462.603 | 2630838.204 | 2816138.7311 | 3001328.739 | 3194262.4173 | 3373040.1828 | 0 | 0 | 0 | 0 | 0 | 0 | 0 | 0 | 0 | 0 | 0 | 0 | 0 | 0 | 0 | 0 | 0 | 0 | 0 | 0 | 0 | 0 | 0 | 0 | 0 | 0 | 0 | 0 | 0 | 0 | 0 | 0 | 0 | 0 | 0 | 0 | 0 | 0 | 0 | 0 | 0 | 0 | 0 | 0 | 0 | 0 | 0 | 0 | 0 | 0 | 0 | 0 | 0 | 0 | 0 | 0 | 0 | 0 | 0 | 0 | 0 | 0.3828 | 1.2572 | 2.6595 | 4.4797 | 7.0209 | 10.4363 | 14.9355 | 19.8211 | 26.0273 | 33.2449 | 40.581 | 47.2886 | 55.4696 | 64.1562 | 72.4345 | 79.8436 | 87.7204 | 95.7899 | 103.9696 | 111.5316 | 119.3872 | 127.2382 | 135.4174 | 142.9965 | 42345.1264 | 96730.1539 | 155111.4441 | 201352.804 | 281108.0243 | 377809.5078 | 497699.5366 | 540445.1024 | 686519.477 | 798412.2748 | 811514.5332 | 741988.7746 | 904972.8122 | 960908.8274 | 915743.5804 | 819581.8556 | 871324.1498 | 892643.2572 | 904834.648 | 836508.5649 | 868983.6345 | 868465.3444 | 904779.9896 | 838394.5515 | 15818177.9745 | 0 | 0 | 0 | 0 | 0 | 0 | 0 | 0 | 0 | 0 | 0 | 0 | 0 | 0 | 0 | 0 | 0 | 0 | 0 | 0 | 0.04263% | 3.8496 | 12.6432 | 26.7443 | 45.0491 | 70.6044 | 104.9508 | 150.1963 | 199.3278 | 261.7387 | 334.3218 | 408.096 | 475.5496 | 557.82 | 645.1755 | 728.425 | 802.9326 | 882.144 | 963.2936 | 1045.5514 | 1121.5977 | 1200.5964 | 1279.5479 | 1361.8008 | 1438.0186
| Com-Cooling_DX_Cadmus | M_Input | Cadmus created workbook. Based on the PSE 2014 cooling DX EUI, 2014 CBSA analysis to determine capacity per sqft by capacity buckets, and costs based on the NEEP Phase 4 Incremental Cost Report for the measure "Commercial Unitary AC". Baseline cost based on DEER 2008 were used to establish full costs. Costs were interpolated based on the associated efficiency and capacity bucket | 2020 | NR and New | 2022 | 2023 | PSE | Commercial | Other | Electric | Per Building Sqft of Cooling DX - 135 to 240 kBtuh |  |  | Other DX Package 135 to 240 kBtuh - Federal Standard 2023 |  | 0.19352 | 15 | 0.41636 | 0 |  | 0 | 0 | 0 | 0 | 0 | 0 | 0 | 0 |  | 0 | 0 | 0 | Cooling | Cooling DX | Cooling DX | Cooling DX 135 to 240 kBtuh Standard | CommCOOL | 0.004239% | 29.07% | 29.07% | 22414.5695 | 1 | 29.06% | 6.667% | 85% | 6.8% | 0.2% | 0.12725 | 0.0012077 | 0.012846 | 0.53444 | 0 | 0 | 0 | 0.60365 | 0.069218 |  | 0.26722 | 0 | 0.26722 | 13. $0.225 to $99,999.000 | 1 | 0 | 01. ($9,999.00) to $0.22 | 1 | 29140.5652 | 66566.6064 | 106742.748 | 138564.5769 | 193449.5754 | 259996.4518 | 342500.9453 | 371917.0801 | 472440.8052 | 549441.8594 | 558458.4157 | 510613.0064 | 622773.4222 | 661266.8035 | 630185.5213 | 564010.0896 | 599617.486 | 614288.6157 | 622678.342 | 575658.5111 | 598006.818 | 597650.1473 | 622640.7278 | 576956.3869 | 5639.266 | 12881.9328 | 20656.7975 | 26814.9402 | 37436.2547 | 50314.3693 | 66280.5932 | 71973.1873 | 91426.4829 | 106327.6842 | 108072.5632 | 98813.5461 | 120518.7676 | 127967.9855 | 121953.1529 | 109146.9201 | 116037.6437 | 118876.7926 | 120500.3678 | 111401.1161 | 115725.9481 | 115656.9254 | 120493.0887 | 111652.2803 | 2106568.6063 | 5639.266 | 18521.1988 | 39177.9963 | 65992.9364 | 103429.1911 | 153743.5604 | 220024.1536 | 291997.3409 | 383423.8238 | 489751.508 | 597824.0712 | 696637.6174 | 817156.385 | 945124.3705 | 1067077.5234 | 1176224.4435 | 1292262.0872 | 1411138.8798 | 1531639.2475 | 1643040.3637 | 1758766.3118 | 1874423.2372 | 1994916.3259 | 2106568.6063 | 0 | 0 | 0 | 0 | 0 | 0 | 0 | 0 | 0 | 0 | 0 | 0 | 0 | 0 | 0 | 0 | 0 | 0 | 0 | 0 | 0 | 0 | 0 | 0 | 0 | 0 | 0 | 0 | 0 | 0 | 0 | 0 | 0 | 0 | 0 | 0 | 0 | 0 | 0 | 0 | 0 | 0 | 0 | 0 | 0 | 0 | 0 | 0 | 0 | 0 | 0 | 0 | 0 | 0 | 0 | 0 | 0 | 0 | 0 | 0 | 0 | 0.23907 | 0.78519 | 1.6609 | 2.7977 | 4.3848 | 6.5178 | 9.3277 | 12.3789 | 16.2549 | 20.7625 | 25.3441 | 29.5332 | 34.6425 | 40.0676 | 45.2376 | 49.8648 | 54.7841 | 59.8238 | 64.9322 | 69.655 | 74.5611 | 79.4642 | 84.5724 | 89.3058 | 17590.8321 | 40183.2287 | 64435.7356 | 83645.1245 | 116776.6985 | 156948.017 | 206752.2223 | 224509.4032 | 285190.9979 | 331673.0275 | 337115.9119 | 308233.8173 | 375939.9522 | 399176.6535 | 380414.2989 | 340467.2046 | 361961.7681 | 370818.061 | 375882.5566 | 347498.8261 | 360989.4812 | 360774.1754 | 375859.8507 | 348282.2946 | 6571120.1395 | 0 | 0 | 0 | 0 | 0 | 0 | 0 | 0 | 0 | 0 | 0 | 0 | 0 | 0 | 0 | 0 | 0 | 0 | 0 | 0 | 0.04263% | 2.4042 | 7.8961 | 16.7026 | 28.1346 | 44.0947 | 65.5451 | 93.8023 | 124.4864 | 163.464 | 208.7944 | 254.8686 | 296.9955 | 348.376 | 402.9322 | 454.9241 | 501.4564 | 550.9264 | 601.6068 | 652.9794 | 700.4727 | 749.8098 | 799.1175 | 850.487 | 898.0874
| Com-Tuneup_Cooling_DX-Cadmus | M_Input | Cadmus created workbook. Cooling DX EUIs based on Cadmus developed 2014 PSE EUIs. Percent savings based on Wisconsin Focus on Energy Technical Reference Manual. February 2016. Air Conditioning Unit Tune Up - Coil Cleaning. Page 165 - 168 and Air Conditioning Unit Tune Up - Refrigerant Charge Correction. Page 169 - 172. Costs based on CEE http://www.californiaenergyefficiency.com/docs/WtPaperCalAirConditionaerQualityInstallationProgram.pdf and GDS / Kema and TRANE Service Center provided estimated costs ranging from $3000 to $8000 depending on system. XCEL 2005 http://www.metrodenver.org/documents/newsCenter/EnergyEfficiencyReport.pdf and GDS 2006 Report for North Carolina Utilities Commission and 2005 http://eetd.lbl.gov/emills/PUBS/PDF/NCBC_Mills_6Apr05.pdf and Wisconsin Focus on Energy Technical Reference Manual. February 2016. Air Conditioning Unit Tune Up - Refrigerant Charge Correction. Page 169 - 172. EUL based on California Energy Commission and California Public Utilities Commission. Database for Energy Efficient Resources (DEER) 2008 | 2020 | Retro | 2022 | 2045 | PSE | Commercial | Minimart | Electric | Per Building Sqft - Cooling DX Tune Up |  |  | MiniMart Tune-up - DX Maintenance - Refrigerant Charge Correction |  | 0.027718 | 10 | 0.079298 | 0 |  | 0 | 0 | 0 | 0 | 0 | 0 | 0 | 0 |  | 0 | 0 | 0 | Cooling | Cooling DX | Cooling DX Tuneup | Cooling DX Tune Up and Maintenance | CommCOOL | 0.004239% | 59.08% | 59.08% | 2115.8874 | 1 | 50% | 10% | 85% | 6.8% | 0.2% | 0.012959 | 0.00017297 | 0.0013132 | 0.13128 | 0 | 0 | 0 | 0.14565 | 0.014374 |  | 0.45014 | 0 | 0.45014 | 13. $0.225 to $99,999.000 | 0 | 0 | 01. ($9,999.00) to $0.22 | 1 | 23717.3363 | 23660.4147 | 23603.6297 | 23546.981 | 23490.4682 | 23434.0911 | 23377.8493 | 23321.7424 | 23265.7703 | 23209.9324 | 0 | 0 | 0 | 0 | 0 | 0 | 0 | 0 | 0 | 0 | 0 | 0 | 0 | 0 | 657.3884 | 655.8107 | 654.2367 | 652.6665 | 651.1001 | 649.5375 | 647.9786 | 646.4235 | 644.8721 | 643.3244 | 0 | 0 | 0 | 0 | 0 | 0 | 0 | 0 | 0 | 0 | 0 | 0 | 0 | 0 | 6503.3385 | 657.3884 | 1313.1991 | 1967.4358 | 2620.1023 | 3271.2025 | 3920.74 | 4568.7186 | 5215.1421 | 5860.0141 | 6503.3385 | 6503.3385 | 6503.3385 | 6503.3385 | 6503.3385 | 6503.3385 | 6503.3385 | 6503.3385 | 6503.3385 | 6503.3385 | 6503.3385 | 6503.3385 | 6503.3385 | 6503.3385 | 6503.3385 | 0 | 0 | 0 | 0 | 0 | 0 | 0 | 0 | 0 | 0 | 0 | 0 | 0 | 0 | 0 | 0 | 0 | 0 | 0 | 0 | 0 | 0 | 0 | 0 | 0 | 0 | 0 | 0 | 0 | 0 | 0 | 0 | 0 | 0 | 0 | 0 | 0 | 0 | 0 | 0 | 0 | 0 | 0 | 0 | 0 | 0 | 0 | 0 | 0 | 0 | 0 | 0 | 0 | 0 | 0 | 0 | 0 | 0 | 0 | 0 | 0 | 0.027869 | 0.055672 | 0.083407 | 0.11108 | 0.13868 | 0.16622 | 0.19369 | 0.22109 | 0.24843 | 0.2757 | 0.2757 | 0.2757 | 0.2757 | 0.2757 | 0.2757 | 0.2757 | 0.2757 | 0.2757 | 0.2757 | 0.2757 | 0.2757 | 0.2757 | 0.2757 | 0.2757 | 3454.4136 | 3446.123 | 3437.8523 | 3429.6015 | 3421.3704 | 3413.1591 | 3404.9676 | 3396.7956 | 3388.6433 | 3380.5106 | 0 | 0 | 0 | 0 | 0 | 0 | 0 | 0 | 0 | 0 | 0 | 0 | 0 | 0 | 34173.4371 | 0 | 0 | 0 | 0 | 0 | 0 | 0 | 0 | 0 | 0 | 0 | 0 | 0 | 0 | 0 | 0 | 0 | 0 | 0 | 0 | 0.04263% | 0.28026 | 0.55985 | 0.83877 | 1.117 | 1.3946 | 1.6715 | 1.9478 | 2.2234 | 2.4983 | 2.7725 | 2.7725 | 2.7725 | 2.7725 | 2.7725 | 2.7725 | 2.7725 | 2.7725 | 2.7725 | 2.7725 | 2.7725 | 2.7725 | 2.7725 | 2.7725 | 2.7725
| Com-Tuneup_Cooling_DX-Cadmus | M_Input | Cadmus created workbook. Cooling DX EUIs based on Cadmus developed 2014 PSE EUIs. Percent savings based on Wisconsin Focus on Energy Technical Reference Manual. February 2016. Air Conditioning Unit Tune Up - Coil Cleaning. Page 165 - 168 and Air Conditioning Unit Tune Up - Refrigerant Charge Correction. Page 169 - 172. Costs based on CEE http://www.californiaenergyefficiency.com/docs/WtPaperCalAirConditionaerQualityInstallationProgram.pdf and GDS / Kema and TRANE Service Center provided estimated costs ranging from $3000 to $8000 depending on system. XCEL 2005 http://www.metrodenver.org/documents/newsCenter/EnergyEfficiencyReport.pdf and GDS 2006 Report for North Carolina Utilities Commission and 2005 http://eetd.lbl.gov/emills/PUBS/PDF/NCBC_Mills_6Apr05.pdf and Wisconsin Focus on Energy Technical Reference Manual. February 2016. Air Conditioning Unit Tune Up - Refrigerant Charge Correction. Page 169 - 172. EUL based on California Energy Commission and California Public Utilities Commission. Database for Energy Efficient Resources (DEER) 2008 | 2020 | Retro | 2022 | 2045 | PSE | Commercial | Minimart | Electric | Per Building Sqft - Cooling DX Tune Up |  |  | MiniMart Tune-up - DX Maintenance - Coil Cleaning |  | 0.11694 | 3 | 0.81564 | 0 |  | 0 | 0 | 0 | 0 | 0 | 0 | 0 | 0 |  | 0 | 0 | 0 | Cooling | Cooling DX | Cooling DX Tuneup | Cooling DX Tune Up and Maintenance | CommCOOL | 0.004239% | 59.08% | 59.08% | 2115.8874 | 1 | 50% | 33.33% | 85% | 6.8% | 0.2% | 0.018276 | 0.00072975 | 0.0019005 | 3.6149 | 0 | 0 | 0 | 3.7754 | 0.1605 |  | 2.7657 | 0 | 2.7657 | 13. $0.225 to $99,999.000 | 0 | 0 | 01. ($9,999.00) to $0.22 | 1 | 23717.3363 | 23660.4147 | 23603.6297 | 23546.981 | 23490.4682 | 23434.0911 | 23377.8493 | 23321.7424 | 23265.7703 | 23209.9324 | 0 | 0 | 0 | 0 | 0 | 0 | 0 | 0 | 0 | 0 | 0 | 0 | 0 | 0 | 2773.4455 | 2766.7892 | 2760.1489 | 2753.5245 | 2746.9161 | 2740.3235 | 2733.7467 | 2727.1857 | 2720.6405 | 2714.1109 | 0 | 0 | 0 | 0 | 0 | 0 | 0 | 0 | 0 | 0 | 0 | 0 | 0 | 0 | 27436.8314 | 2773.4455 | 5540.2346 | 8300.3835 | 11053.9081 | 13800.8241 | 16541.1476 | 19274.8943 | 22002.08 | 24722.7205 | 27436.8314 | 27436.8314 | 27436.8314 | 27436.8314 | 27436.8314 | 27436.8314 | 27436.8314 | 27436.8314 | 27436.8314 | 27436.8314 | 27436.8314 | 27436.8314 | 27436.8314 | 27436.8314 | 27436.8314 | 0 | 0 | 0 | 0 | 0 | 0 | 0 | 0 | 0 | 0 | 0 | 0 | 0 | 0 | 0 | 0 | 0 | 0 | 0 | 0 | 0 | 0 | 0 | 0 | 0 | 0 | 0 | 0 | 0 | 0 | 0 | 0 | 0 | 0 | 0 | 0 | 0 | 0 | 0 | 0 | 0 | 0 | 0 | 0 | 0 | 0 | 0 | 0 | 0 | 0 | 0 | 0 | 0 | 0 | 0 | 0 | 0 | 0 | 0 | 0 | 0 | 0.11758 | 0.23487 | 0.35189 | 0.46862 | 0.58507 | 0.70124 | 0.81714 | 0.93276 | 1.0481 | 1.1632 | 1.1632 | 1.1632 | 1.1632 | 1.1632 | 1.1632 | 1.1632 | 1.1632 | 1.1632 | 1.1632 | 1.1632 | 1.1632 | 1.1632 | 1.1632 | 1.1632 | 89542.0135 | 89327.1126 | 89112.7276 | 88898.857 | 88685.4997 | 88472.6545 | 88260.3202 | 88048.4954 | 87837.179 | 87626.3698 | 0 | 0 | 0 | 0 | 0 | 0 | 0 | 0 | 0 | 0 | 0 | 0 | 0 | 0 | 885811.2293 | 0 | 0 | 0 | 0 | 0 | 0 | 0 | 0 | 0 | 0 | 0 | 0 | 0 | 0 | 0 | 0 | 0 | 0 | 0 | 0 | 0.04263% | 1.1824 | 2.362 | 3.5387 | 4.7126 | 5.8837 | 7.0519 | 8.2174 | 9.3801 | 10.54 | 11.6971 | 11.6971 | 11.6971 | 11.6971 | 11.6971 | 11.6971 | 11.6971 | 11.6971 | 11.6971 | 11.6971 | 11.6971 | 11.6971 | 11.6971 | 11.6971 | 11.6971
| Com-Cooling_DX_Cadmus | M_Input | Cadmus created workbook. Based on the PSE 2014 cooling DX EUI, 2014 CBSA analysis to determine capacity per sqft by capacity buckets, and costs based on the NEEP Phase 4 Incremental Cost Report for the measure "Commercial Unitary AC". Baseline cost based on DEER 2008 were used to establish full costs. Costs were interpolated based on the associated efficiency and capacity bucket | 2020 | NR and New | 2022 | 2045 | PSE | Commercial | MiniMart | Electric | Per Building Sqft of Cooling DX - 65 to 135 kBtuh |  |  | MiniMart DX Package 65 to 135 kBtuh - Premium Efficiency |  | 0.26332 | 15 | 0.64861 | 0 |  | 0 | 0 | 0 | 0 | 0 | 0 | 0 | 0 |  | 0 | 0 | 0 | Cooling | Cooling DX | Cooling DX | Cooling DX 65 to 135 kBtuh Premium | CommCOOL | 0.004239% | 59.08% | 59.08% | 2115.8874 | 1 | 100% | 6.667% | 85% | 6.8% | 0.2% | 0.17315 | 0.0016433 | 0.01748 | 0.83256 | 0 | 0 | 0 | 0.94316 | 0.1106 |  | 0.30683 | 0 | 0.30683 | 13. $0.225 to $99,999.000 | 1 | 0 | 01. ($9,999.00) to $0.22 | 1 | 1704.8664 | 3924.8291 | 6313.8927 | 8185.519 | 11520.0682 | 15601.151 | 20715.1591 | 22539.4177 | 28886.9204 | 33814.2413 | 34520.9918 | 31692.5703 | 38938.9484 | 41566.6159 | 39823.2757 | 35872.6886 | 38314.4437 | 39438.4942 | 40165.5828 | 37409.1584 | 39008.6482 | 39179.3983 | 40940.4065 | 38258.9113 | 448.9291 | 1033.4944 | 1662.5877 | 2155.4284 | 3033.489 | 4108.1285 | 5454.76 | 5935.1277 | 7606.5657 | 8904.0384 | 9090.1414 | 8345.3555 | 10253.4872 | 10945.4103 | 10486.3502 | 9446.0731 | 10089.0413 | 10385.0287 | 10576.4872 | 9850.6597 | 10271.8407 | 10316.803 | 10780.5155 | 10074.4184 | 181254.1611 | 448.9291 | 1482.4235 | 3145.0112 | 5300.4396 | 8333.9286 | 12442.0571 | 17896.8171 | 23831.9448 | 31438.5105 | 40342.5489 | 49432.6903 | 57778.0458 | 68031.533 | 78976.9433 | 89463.2935 | 98909.3666 | 108998.4079 | 119383.4366 | 129959.9239 | 139810.5835 | 150082.4243 | 160399.2273 | 171179.7427 | 181254.1611 | 0 | 0 | 0 | 0 | 0 | 0 | 0 | 0 | 0 | 0 | 0 | 0 | 0 | 0 | 0 | 0 | 0 | 0 | 0 | 0 | 0 | 0 | 0 | 0 | 0 | 0 | 0 | 0 | 0 | 0 | 0 | 0 | 0 | 0 | 0 | 0 | 0 | 0 | 0 | 0 | 0 | 0 | 0 | 0 | 0 | 0 | 0 | 0 | 0 | 0 | 0 | 0 | 0 | 0 | 0 | 0 | 0 | 0 | 0 | 0 | 0 | 0.019032 | 0.062846 | 0.13333 | 0.22471 | 0.35331 | 0.52747 | 0.75872 | 1.0103 | 1.3328 | 1.7103 | 2.0956 | 2.4494 | 2.8841 | 3.3481 | 3.7927 | 4.1932 | 4.6209 | 5.0611 | 5.5095 | 5.9271 | 6.3626 | 6.8 | 7.257 | 7.6841 | 1607.9646 | 3701.7485 | 5955.0217 | 7720.2679 | 10865.287 | 14714.408 | 19537.7446 | 21258.3154 | 27245.0368 | 31892.2971 | 32558.877 | 29891.2183 | 36725.7245 | 39204.0398 | 37559.7881 | 33833.7457 | 36136.7156 | 37196.8769 | 37882.6391 | 35282.8852 | 36791.4627 | 36952.5076 | 38613.4231 | 36084.3396 | 649212.3348 | 0 | 0 | 0 | 0 | 0 | 0 | 0 | 0 | 0 | 0 | 0 | 0 | 0 | 0 | 0 | 0 | 0 | 0 | 0 | 0 | 0.04263% | 0.19139 | 0.632 | 1.3408 | 2.2597 | 3.553 | 5.3044 | 7.6299 | 10.1602 | 13.4031 | 17.1991 | 21.0745 | 24.6323 | 29.0037 | 33.67 | 38.1406 | 42.1677 | 46.469 | 50.8964 | 55.4054 | 59.605 | 63.9842 | 68.3825 | 72.9786 | 77.2736
| Com-Cooling_DX_Cadmus | M_Input | Cadmus created workbook. Based on the PSE 2014 cooling DX EUI, 2014 CBSA analysis to determine capacity per sqft by capacity buckets, and costs based on the NEEP Phase 4 Incremental Cost Report for the measure "Commercial Unitary AC". Baseline cost based on DEER 2008 were used to establish full costs. Costs were interpolated based on the associated efficiency and capacity bucket | 2020 | NR and New | 2022 | 2023 | PSE | Commercial | MiniMart | Electric | Per Building Sqft of Cooling DX - 65 to 135 kBtuh |  |  | MiniMart DX Package 65 to 135 kBtuh - Federal Standard 2023 |  | 0.17545 | 15 | 0.29342 | 0 |  | 0 | 0 | 0 | 0 | 0 | 0 | 0 | 0 |  | 0 | 0 | 0 | Cooling | Cooling DX | Cooling DX | Cooling DX 65 to 135 kBtuh Standard | CommCOOL | 0.004239% | 59.08% | 59.08% | 2115.8874 | 1 | 100% | 6.667% | 85% | 6.8% | 0.2% | 0.11537 | 0.0010949 | 0.011647 | 0.37664 | 0 | 0 | 0 | 0.42258 | 0.045943 |  | 0.20632 | 0 | 0.20632 | 12. $0.200 to $0.225 | 1 | 0 | 01. ($9,999.00) to $0.22 | 1 | 1704.8664 | 3924.8291 | 6313.8927 | 8185.519 | 11520.0682 | 15601.151 | 20715.1591 | 22539.4177 | 28886.9204 | 33814.2413 | 34520.9918 | 31692.5703 | 38938.9484 | 41566.6159 | 39823.2757 | 35872.6886 | 38314.4437 | 39438.4942 | 40165.5828 | 37409.1584 | 39008.6482 | 39179.3983 | 40940.4065 | 38258.9113 | 299.1203 | 688.6148 | 1107.7781 | 1436.1566 | 2021.2062 | 2737.2358 | 3634.4931 | 3954.5609 | 5068.2359 | 5932.7388 | 6056.7388 | 5560.4897 | 6831.8732 | 7292.8998 | 6987.0292 | 6293.8952 | 6722.3033 | 6919.5189 | 7047.0873 | 6563.4702 | 6844.1021 | 6874.0603 | 7183.0308 | 6712.5601 | 120769.1993 | 299.1203 | 987.7351 | 2095.5132 | 3531.6698 | 5552.876 | 8290.1118 | 11924.605 | 15879.1659 | 20947.4018 | 26880.1406 | 32936.8793 | 38497.369 | 45329.2422 | 52622.142 | 59609.1712 | 65903.0663 | 72625.3696 | 79544.8886 | 86591.9758 | 93155.446 | 99999.5481 | 106873.6084 | 114056.6392 | 120769.1993 | 0 | 0 | 0 | 0 | 0 | 0 | 0 | 0 | 0 | 0 | 0 | 0 | 0 | 0 | 0 | 0 | 0 | 0 | 0 | 0 | 0 | 0 | 0 | 0 | 0 | 0 | 0 | 0 | 0 | 0 | 0 | 0 | 0 | 0 | 0 | 0 | 0 | 0 | 0 | 0 | 0 | 0 | 0 | 0 | 0 | 0 | 0 | 0 | 0 | 0 | 0 | 0 | 0 | 0 | 0 | 0 | 0 | 0 | 0 | 0 | 0 | 0.012681 | 0.041874 | 0.088837 | 0.14972 | 0.23541 | 0.35145 | 0.50553 | 0.67318 | 0.88804 | 1.1396 | 1.3963 | 1.6321 | 1.9217 | 2.2309 | 2.5271 | 2.7939 | 3.0789 | 3.3722 | 3.671 | 3.9492 | 4.2394 | 4.5308 | 4.8353 | 5.1199 | 720.4385 | 1658.5452 | 2668.1102 | 3459.0177 | 4868.1238 | 6592.6984 | 8753.7642 | 9524.6551 | 12206.9682 | 14289.1441 | 14587.8011 | 13392.5733 | 16454.731 | 17565.1247 | 16828.428 | 15158.998 | 16190.8293 | 16665.8279 | 16973.0793 | 15808.2759 | 16484.1846 | 16556.3398 | 17300.5025 | 16167.3625 | 290875.5234 | 0 | 0 | 0 | 0 | 0 | 0 | 0 | 0 | 0 | 0 | 0 | 0 | 0 | 0 | 0 | 0 | 0 | 0 | 0 | 0 | 0.04263% | 0.12752 | 0.4211 | 0.89337 | 1.5056 | 2.3673 | 3.5343 | 5.0838 | 6.7697 | 8.9304 | 11.4597 | 14.0419 | 16.4125 | 19.3251 | 22.4342 | 25.413 | 28.0963 | 30.9622 | 33.9121 | 36.9165 | 39.7147 | 42.6325 | 45.5631 | 48.6254 | 51.4872
| Com-Cooling_DX_Cadmus | M_Input | Cadmus created workbook. Based on the PSE 2014 cooling DX EUI, 2014 CBSA analysis to determine capacity per sqft by capacity buckets, and costs based on the NEEP Phase 4 Incremental Cost Report for the measure "Commercial Unitary AC". Baseline cost based on DEER 2008 were used to establish full costs. Costs were interpolated based on the associated efficiency and capacity bucket | 2020 | NR and New | 2022 | 2045 | PSE | Commercial | MiniMart | Electric | Per Building Sqft of Cooling DX - 240 to 760 kBtuh |  |  | MiniMart DX Package 240 to 760 kBtuh - Premium Efficiency |  | 0.35616 | 15 | 0.29421 | 0 |  | 0 | 0 | 0 | 0 | 0 | 0 | 0 | 0 |  | 0 | 0 | 0 | Cooling | Cooling DX | Cooling DX | Cooling DX 240 to 760 kBtuh Premium | CommCOOL | 0.004239% | 59.08% | 59.08% | 2115.8874 | 1 | 0% | 6.667% | 85% | 6.8% | 0.2% | 0.2342 | 0.0022226 | 0.023642 | 0.37765 | 0 | 0 | 0 | 0.41063 | 0.032978 |  | 0.098765 | 0 | 0.098765 | 07. $0.085 to $0.115 | 1 | 0 | 01. ($9,999.00) to $0.22 | 1 | 0 | 0 | 0 | 0 | 0 | 0 | 0 | 0 | 0 | 0 | 0 | 0 | 0 | 0 | 0 | 0 | 0 | 0 | 0 | 0 | 0 | 0 | 0 | 0 | 0 | 0 | 0 | 0 | 0 | 0 | 0 | 0 | 0 | 0 | 0 | 0 | 0 | 0 | 0 | 0 | 0 | 0 | 0 | 0 | 0 | 0 | 0 | 0 | 0 | 0 | 0 | 0 | 0 | 0 | 0 | 0 | 0 | 0 | 0 | 0 | 0 | 0 | 0 | 0 | 0 | 0 | 0 | 0 | 0 | 0 | 0 | 0 | 0 | 0 | 0 | 0 | 0 | 0 | 0 | 0 | 0 | 0 | 0 | 0 | 0 | 0 | 0 | 0 | 0 | 0 | 0 | 0 | 0 | 0 | 0 | 0 | 0 | 0 | 0 | 0 | 0 | 0 | 0 | 0 | 0 | 0 | 0 | 0 | 0 | 0 | 0 | 0 | 0 | 0 | 0 | 0 | 0 | 0 | 0 | 0 | 0 | 0 | 0 | 0 | 0 | 0 | 0 | 0 | 0 | 0 | 0 | 0 | 0 | 0 | 0 | 0 | 0 | 0 | 0 | 0 | 0 | 0 | 0 | 0 | 0 | 0 | 0 | 0 | 0 | 0 | 0 | 0 | 0 | 0 | 0 | 0 | 0 | 0 | 0 | 0 | 0 | 0 | 0 | 0 | 0 | 0 | 0 | 0 | 0 | 0 | 0 | 0 | 0 | 0 | 0 | 0 | 0 | 0 | 0 | 0 | 0 | 0 | 0 | 0 | 0 | 0 | 0 | 0 | 0 | 0 | 0 | 0 | 0 | 0 | 0 | 0 | 0 | 0 | 0 | 0 | 0 | 0 | 0 | 0.04263% | 0 | 0 | 0 | 0 | 0 | 0 | 0 | 0 | 0 | 0 | 0 | 0 | 0 | 0 | 0 | 0 | 0 | 0 | 0 | 0 | 0 | 0 | 0 | 0
| Com-Cooling_DX_Cadmus | M_Input | Cadmus created workbook. Based on the PSE 2014 cooling DX EUI, 2014 CBSA analysis to determine capacity per sqft by capacity buckets, and costs based on the NEEP Phase 4 Incremental Cost Report for the measure "Commercial Unitary AC". Baseline cost based on DEER 2008 were used to establish full costs. Costs were interpolated based on the associated efficiency and capacity bucket | 2020 | NR and New | 2022 | 2023 | PSE | Commercial | MiniMart | Electric | Per Building Sqft of Cooling DX - 240 to 760 kBtuh |  |  | MiniMart DX Package 240 to 760 kBtuh - Federal Standard 2023 |  | 0.18422 | 15 | 0.098071 | 0 |  | 0 | 0 | 0 | 0 | 0 | 0 | 0 | 0 |  | 0 | 0 | 0 | Cooling | Cooling DX | Cooling DX | Cooling DX 240 to 760 kBtuh Standard | CommCOOL | 0.004239% | 59.08% | 59.08% | 2115.8874 | 1 | 0% | 6.667% | 85% | 6.8% | 0.2% | 0.12114 | 0.0011496 | 0.012229 | 0.12588 | 0 | 0 | 0 | 0.13212 | 0.0062358 |  | 0.061437 | 0 | 0.061437 | 03. $0.055 to $0.062 | 0 | 0 | 01. ($9,999.00) to $0.22 | 1 | 0 | 0 | 0 | 0 | 0 | 0 | 0 | 0 | 0 | 0 | 0 | 0 | 0 | 0 | 0 | 0 | 0 | 0 | 0 | 0 | 0 | 0 | 0 | 0 | 0 | 0 | 0 | 0 | 0 | 0 | 0 | 0 | 0 | 0 | 0 | 0 | 0 | 0 | 0 | 0 | 0 | 0 | 0 | 0 | 0 | 0 | 0 | 0 | 0 | 0 | 0 | 0 | 0 | 0 | 0 | 0 | 0 | 0 | 0 | 0 | 0 | 0 | 0 | 0 | 0 | 0 | 0 | 0 | 0 | 0 | 0 | 0 | 0 | 0 | 0 | 0 | 0 | 0 | 0 | 0 | 0 | 0 | 0 | 0 | 0 | 0 | 0 | 0 | 0 | 0 | 0 | 0 | 0 | 0 | 0 | 0 | 0 | 0 | 0 | 0 | 0 | 0 | 0 | 0 | 0 | 0 | 0 | 0 | 0 | 0 | 0 | 0 | 0 | 0 | 0 | 0 | 0 | 0 | 0 | 0 | 0 | 0 | 0 | 0 | 0 | 0 | 0 | 0 | 0 | 0 | 0 | 0 | 0 | 0 | 0 | 0 | 0 | 0 | 0 | 0 | 0 | 0 | 0 | 0 | 0 | 0 | 0 | 0 | 0 | 0 | 0 | 0 | 0 | 0 | 0 | 0 | 0 | 0 | 0 | 0 | 0 | 0 | 0 | 0 | 0 | 0 | 0 | 0 | 0 | 0 | 0 | 0 | 0 | 0 | 0 | 0 | 0 | 0 | 0 | 0 | 0 | 0 | 0 | 0 | 0 | 0 | 0 | 0 | 0 | 0 | 0 | 0 | 0 | 0 | 0 | 0 | 0 | 0 | 0 | 0 | 0 | 0 | 0 | 0.04263% | 0 | 0 | 0 | 0 | 0 | 0 | 0 | 0 | 0 | 0 | 0 | 0 | 0 | 0 | 0 | 0 | 0 | 0 | 0 | 0 | 0 | 0 | 0 | 0
| Com-Cooling_DX_Cadmus | M_Input | Cadmus created workbook. Based on the PSE 2014 cooling DX EUI, 2014 CBSA analysis to determine capacity per sqft by capacity buckets, and costs based on the NEEP Phase 4 Incremental Cost Report for the measure "Commercial Unitary AC". Baseline cost based on DEER 2008 were used to establish full costs. Costs were interpolated based on the associated efficiency and capacity bucket | 2020 | NR and New | 2022 | 2045 | PSE | Commercial | MiniMart | Electric | Per Building Sqft of Cooling DX - 135 to 240 kBtuh |  |  | MiniMart DX Package 135 to 240 kBtuh - Premium Efficiency |  | 0.28858 | 15 | 0.77396 | 0 |  | 0 | 0 | 0 | 0 | 0 | 0 | 0 | 0 |  | 0 | 0 | 0 | Cooling | Cooling DX | Cooling DX | Cooling DX 135 to 240 kBtuh Premium | CommCOOL | 0.004239% | 59.08% | 59.08% | 2115.8874 | 1 | 0% | 6.667% | 85% | 6.8% | 0.2% | 0.18976 | 0.0018009 | 0.019156 | 0.99345 | 0 | 0 | 0 | 1.1273 | 0.13383 |  | 0.33464 | 0 | 0.33464 | 13. $0.225 to $99,999.000 | 1 | 0 | 01. ($9,999.00) to $0.22 | 1 | 0 | 0 | 0 | 0 | 0 | 0 | 0 | 0 | 0 | 0 | 0 | 0 | 0 | 0 | 0 | 0 | 0 | 0 | 0 | 0 | 0 | 0 | 0 | 0 | 0 | 0 | 0 | 0 | 0 | 0 | 0 | 0 | 0 | 0 | 0 | 0 | 0 | 0 | 0 | 0 | 0 | 0 | 0 | 0 | 0 | 0 | 0 | 0 | 0 | 0 | 0 | 0 | 0 | 0 | 0 | 0 | 0 | 0 | 0 | 0 | 0 | 0 | 0 | 0 | 0 | 0 | 0 | 0 | 0 | 0 | 0 | 0 | 0 | 0 | 0 | 0 | 0 | 0 | 0 | 0 | 0 | 0 | 0 | 0 | 0 | 0 | 0 | 0 | 0 | 0 | 0 | 0 | 0 | 0 | 0 | 0 | 0 | 0 | 0 | 0 | 0 | 0 | 0 | 0 | 0 | 0 | 0 | 0 | 0 | 0 | 0 | 0 | 0 | 0 | 0 | 0 | 0 | 0 | 0 | 0 | 0 | 0 | 0 | 0 | 0 | 0 | 0 | 0 | 0 | 0 | 0 | 0 | 0 | 0 | 0 | 0 | 0 | 0 | 0 | 0 | 0 | 0 | 0 | 0 | 0 | 0 | 0 | 0 | 0 | 0 | 0 | 0 | 0 | 0 | 0 | 0 | 0 | 0 | 0 | 0 | 0 | 0 | 0 | 0 | 0 | 0 | 0 | 0 | 0 | 0 | 0 | 0 | 0 | 0 | 0 | 0 | 0 | 0 | 0 | 0 | 0 | 0 | 0 | 0 | 0 | 0 | 0 | 0 | 0 | 0 | 0 | 0 | 0 | 0 | 0 | 0 | 0 | 0 | 0 | 0 | 0 | 0 | 0 | 0.04263% | 0 | 0 | 0 | 0 | 0 | 0 | 0 | 0 | 0 | 0 | 0 | 0 | 0 | 0 | 0 | 0 | 0 | 0 | 0 | 0 | 0 | 0 | 0 | 0
| Com-Cooling_DX_Cadmus | M_Input | Cadmus created workbook. Based on the PSE 2014 cooling DX EUI, 2014 CBSA analysis to determine capacity per sqft by capacity buckets, and costs based on the NEEP Phase 4 Incremental Cost Report for the measure "Commercial Unitary AC". Baseline cost based on DEER 2008 were used to establish full costs. Costs were interpolated based on the associated efficiency and capacity bucket | 2020 | NR and New | 2022 | 2023 | PSE | Commercial | MiniMart | Electric | Per Building Sqft of Cooling DX - 135 to 240 kBtuh |  |  | MiniMart DX Package 135 to 240 kBtuh - Federal Standard 2023 |  | 0.18023 | 15 | 0.32398 | 0 |  | 0 | 0 | 0 | 0 | 0 | 0 | 0 | 0 |  | 0 | 0 | 0 | Cooling | Cooling DX | Cooling DX | Cooling DX 135 to 240 kBtuh Standard | CommCOOL | 0.004239% | 59.08% | 59.08% | 2115.8874 | 1 | 0% | 6.667% | 85% | 6.8% | 0.2% | 0.11851 | 0.0011247 | 0.011964 | 0.41586 | 0 | 0 | 0 | 0.46757 | 0.051708 |  | 0.22224 | 0 | 0.22224 | 12. $0.200 to $0.225 | 1 | 0 | 01. ($9,999.00) to $0.22 | 1 | 0 | 0 | 0 | 0 | 0 | 0 | 0 | 0 | 0 | 0 | 0 | 0 | 0 | 0 | 0 | 0 | 0 | 0 | 0 | 0 | 0 | 0 | 0 | 0 | 0 | 0 | 0 | 0 | 0 | 0 | 0 | 0 | 0 | 0 | 0 | 0 | 0 | 0 | 0 | 0 | 0 | 0 | 0 | 0 | 0 | 0 | 0 | 0 | 0 | 0 | 0 | 0 | 0 | 0 | 0 | 0 | 0 | 0 | 0 | 0 | 0 | 0 | 0 | 0 | 0 | 0 | 0 | 0 | 0 | 0 | 0 | 0 | 0 | 0 | 0 | 0 | 0 | 0 | 0 | 0 | 0 | 0 | 0 | 0 | 0 | 0 | 0 | 0 | 0 | 0 | 0 | 0 | 0 | 0 | 0 | 0 | 0 | 0 | 0 | 0 | 0 | 0 | 0 | 0 | 0 | 0 | 0 | 0 | 0 | 0 | 0 | 0 | 0 | 0 | 0 | 0 | 0 | 0 | 0 | 0 | 0 | 0 | 0 | 0 | 0 | 0 | 0 | 0 | 0 | 0 | 0 | 0 | 0 | 0 | 0 | 0 | 0 | 0 | 0 | 0 | 0 | 0 | 0 | 0 | 0 | 0 | 0 | 0 | 0 | 0 | 0 | 0 | 0 | 0 | 0 | 0 | 0 | 0 | 0 | 0 | 0 | 0 | 0 | 0 | 0 | 0 | 0 | 0 | 0 | 0 | 0 | 0 | 0 | 0 | 0 | 0 | 0 | 0 | 0 | 0 | 0 | 0 | 0 | 0 | 0 | 0 | 0 | 0 | 0 | 0 | 0 | 0 | 0 | 0 | 0 | 0 | 0 | 0 | 0 | 0 | 0 | 0 | 0 | 0.04263% | 0 | 0 | 0 | 0 | 0 | 0 | 0 | 0 | 0 | 0 | 0 | 0 | 0 | 0 | 0 | 0 | 0 | 0 | 0 | 0 | 0 | 0 | 0 | 0
| Com-Tuneup_Cooling_DX-Cadmus | M_Input | Cadmus created workbook. Cooling DX EUIs based on Cadmus developed 2014 PSE EUIs. Percent savings based on Wisconsin Focus on Energy Technical Reference Manual. February 2016. Air Conditioning Unit Tune Up - Coil Cleaning. Page 165 - 168 and Air Conditioning Unit Tune Up - Refrigerant Charge Correction. Page 169 - 172. Costs based on CEE http://www.californiaenergyefficiency.com/docs/WtPaperCalAirConditionaerQualityInstallationProgram.pdf and GDS / Kema and TRANE Service Center provided estimated costs ranging from $3000 to $8000 depending on system. XCEL 2005 http://www.metrodenver.org/documents/newsCenter/EnergyEfficiencyReport.pdf and GDS 2006 Report for North Carolina Utilities Commission and 2005 http://eetd.lbl.gov/emills/PUBS/PDF/NCBC_Mills_6Apr05.pdf and Wisconsin Focus on Energy Technical Reference Manual. February 2016. Air Conditioning Unit Tune Up - Refrigerant Charge Correction. Page 169 - 172. EUL based on California Energy Commission and California Public Utilities Commission. Database for Energy Efficient Resources (DEER) 2008 | 2020 | Retro | 2022 | 2045 | PSE | Commercial | Medium Ret | Electric | Per Building Sqft - Cooling DX Tune Up |  |  | Medium Ret Tune-up - DX Maintenance - Refrigerant Charge Correction |  | 0.030439 | 10 | 0.062515 | 0 |  | 0 | 0 | 0 | 0 | 0 | 0 | 0 | 0 |  | 0 | 0 | 0 | Cooling | Cooling DX | Cooling DX Tuneup | Cooling DX Tune Up and Maintenance | CommCOOL | 0.004239% | 47.57% | 47.57% | 13333.1618 | 1 | 50% | 10% | 85% | 6.8% | 0.2% | 0.014231 | 0.00018996 | 0.0014421 | 0.10349 | 0 | 0 | 0 | 0.11436 | 0.010871 |  | 0.32184 | 0 | 0.32184 | 13. $0.225 to $99,999.000 | 1 | 0 | 01. ($9,999.00) to $0.22 | 1 | 696029.3731 | 692827.638 | 689640.6308 | 686468.2839 | 683310.5298 | 680167.3014 | 677038.5318 | 673924.1545 | 670824.1034 | 667738.3126 | 0 | 0 | 0 | 0 | 0 | 0 | 0 | 0 | 0 | 0 | 0 | 0 | 0 | 0 | 21186.6068 | 21089.1485 | 20992.1384 | 20895.5745 | 20799.4549 | 20703.7774 | 20608.54 | 20513.7407 | 20419.3775 | 20325.4484 | 0 | 0 | 0 | 0 | 0 | 0 | 0 | 0 | 0 | 0 | 0 | 0 | 0 | 0 | 207533.8072 | 21186.6068 | 42275.7553 | 63267.8937 | 84163.4682 | 104962.9231 | 125666.7005 | 146275.2405 | 166788.9813 | 187208.3588 | 207533.8072 | 207533.8072 | 207533.8072 | 207533.8072 | 207533.8072 | 207533.8072 | 207533.8072 | 207533.8072 | 207533.8072 | 207533.8072 | 207533.8072 | 207533.8072 | 207533.8072 | 207533.8072 | 207533.8072 | 0 | 0 | 0 | 0 | 0 | 0 | 0 | 0 | 0 | 0 | 0 | 0 | 0 | 0 | 0 | 0 | 0 | 0 | 0 | 0 | 0 | 0 | 0 | 0 | 0 | 0 | 0 | 0 | 0 | 0 | 0 | 0 | 0 | 0 | 0 | 0 | 0 | 0 | 0 | 0 | 0 | 0 | 0 | 0 | 0 | 0 | 0 | 0 | 0 | 0 | 0 | 0 | 0 | 0 | 0 | 0 | 0 | 0 | 0 | 0 | 0 | 0.89818 | 1.7922 | 2.6822 | 3.568 | 4.4498 | 5.3275 | 6.2012 | 7.0708 | 7.9365 | 8.7982 | 8.7982 | 8.7982 | 8.7982 | 8.7982 | 8.7982 | 8.7982 | 8.7982 | 8.7982 | 8.7982 | 8.7982 | 8.7982 | 8.7982 | 8.7982 | 8.7982 | 79599.336 | 79233.179 | 78868.7064 | 78505.9103 | 78144.7832 | 77785.3172 | 77427.5047 | 77071.3382 | 76716.81 | 76363.9127 | 0 | 0 | 0 | 0 | 0 | 0 | 0 | 0 | 0 | 0 | 0 | 0 | 0 | 0 | 779716.7976 | 0 | 0 | 0 | 0 | 0 | 0 | 0 | 0 | 0 | 0 | 0 | 0 | 0 | 0 | 0 | 0 | 0 | 0 | 0 | 0 | 0.04263% | 9.0324 | 18.0233 | 26.9728 | 35.8812 | 44.7485 | 53.5751 | 62.3611 | 71.1067 | 79.812 | 88.4773 | 88.4773 | 88.4773 | 88.4773 | 88.4773 | 88.4773 | 88.4773 | 88.4773 | 88.4773 | 88.4773 | 88.4773 | 88.4773 | 88.4773 | 88.4773 | 88.4773
| Com-Tuneup_Cooling_DX-Cadmus | M_Input | Cadmus created workbook. Cooling DX EUIs based on Cadmus developed 2014 PSE EUIs. Percent savings based on Wisconsin Focus on Energy Technical Reference Manual. February 2016. Air Conditioning Unit Tune Up - Coil Cleaning. Page 165 - 168 and Air Conditioning Unit Tune Up - Refrigerant Charge Correction. Page 169 - 172. Costs based on CEE http://www.californiaenergyefficiency.com/docs/WtPaperCalAirConditionaerQualityInstallationProgram.pdf and GDS / Kema and TRANE Service Center provided estimated costs ranging from $3000 to $8000 depending on system. XCEL 2005 http://www.metrodenver.org/documents/newsCenter/EnergyEfficiencyReport.pdf and GDS 2006 Report for North Carolina Utilities Commission and 2005 http://eetd.lbl.gov/emills/PUBS/PDF/NCBC_Mills_6Apr05.pdf and Wisconsin Focus on Energy Technical Reference Manual. February 2016. Air Conditioning Unit Tune Up - Refrigerant Charge Correction. Page 169 - 172. EUL based on California Energy Commission and California Public Utilities Commission. Database for Energy Efficient Resources (DEER) 2008 | 2020 | Retro | 2022 | 2045 | PSE | Commercial | Medium Ret | Electric | Per Building Sqft - Cooling DX Tune Up |  |  | Medium Ret Tune-up - DX Maintenance - Coil Cleaning |  | 0.12842 | 3 | 0.64301 | 0 |  | 0 | 0 | 0 | 0 | 0 | 0 | 0 | 0 |  | 0 | 0 | 0 | Cooling | Cooling DX | Cooling DX Tuneup | Cooling DX Tune Up and Maintenance | CommCOOL | 0.004239% | 47.57% | 47.57% | 13333.1618 | 1 | 50% | 33.33% | 85% | 6.8% | 0.2% | 0.02007 | 0.00080141 | 0.0020871 | 2.8498 | 0 | 0 | 0 | 2.9755 | 0.12571 |  | 1.9848 | 0 | 1.9848 | 13. $0.225 to $99,999.000 | 0 | 0 | 01. ($9,999.00) to $0.22 | 1 | 696029.3731 | 692827.638 | 689640.6308 | 686468.2839 | 683310.5298 | 680167.3014 | 677038.5318 | 673924.1545 | 670824.1034 | 667738.3126 | 0 | 0 | 0 | 0 | 0 | 0 | 0 | 0 | 0 | 0 | 0 | 0 | 0 | 0 | 89383.8392 | 88972.6735 | 88563.3992 | 88156.0076 | 87750.49 | 87346.8377 | 86945.0423 | 86545.0951 | 86146.9876 | 85750.7115 | 0 | 0 | 0 | 0 | 0 | 0 | 0 | 0 | 0 | 0 | 0 | 0 | 0 | 0 | 875561.0836 | 89383.8392 | 178356.5127 | 266919.912 | 355075.9196 | 442826.4095 | 530173.2472 | 617118.2895 | 703663.3845 | 789810.3722 | 875561.0836 | 875561.0836 | 875561.0836 | 875561.0836 | 875561.0836 | 875561.0836 | 875561.0836 | 875561.0836 | 875561.0836 | 875561.0836 | 875561.0836 | 875561.0836 | 875561.0836 | 875561.0836 | 875561.0836 | 0 | 0 | 0 | 0 | 0 | 0 | 0 | 0 | 0 | 0 | 0 | 0 | 0 | 0 | 0 | 0 | 0 | 0 | 0 | 0 | 0 | 0 | 0 | 0 | 0 | 0 | 0 | 0 | 0 | 0 | 0 | 0 | 0 | 0 | 0 | 0 | 0 | 0 | 0 | 0 | 0 | 0 | 0 | 0 | 0 | 0 | 0 | 0 | 0 | 0 | 0 | 0 | 0 | 0 | 0 | 0 | 0 | 0 | 0 | 0 | 0 | 3.7893 | 7.5612 | 11.3158 | 15.0531 | 18.7732 | 22.4761 | 26.1621 | 29.8311 | 33.4832 | 37.1185 | 37.1185 | 37.1185 | 37.1185 | 37.1185 | 37.1185 | 37.1185 | 37.1185 | 37.1185 | 37.1185 | 37.1185 | 37.1185 | 37.1185 | 37.1185 | 37.1185 | 2071038.3916 | 2061511.615 | 2052028.6616 | 2042589.3297 | 2033193.4188 | 2023840.7291 | 2014531.0617 | 2005264.2188 | 1996040.0034 | 1986858.2194 | 0 | 0 | 0 | 0 | 0 | 0 | 0 | 0 | 0 | 0 | 0 | 0 | 0 | 0 | 20286895.6491 | 0 | 0 | 0 | 0 | 0 | 0 | 0 | 0 | 0 | 0 | 0 | 0 | 0 | 0 | 0 | 0 | 0 | 0 | 0 | 0 | 0.04263% | 38.1068 | 76.0382 | 113.7952 | 151.3785 | 188.7889 | 226.0272 | 263.0943 | 299.9908 | 336.7176 | 373.2755 | 373.2755 | 373.2755 | 373.2755 | 373.2755 | 373.2755 | 373.2755 | 373.2755 | 373.2755 | 373.2755 | 373.2755 | 373.2755 | 373.2755 | 373.2755 | 373.2755
| Com-Cooling_DX_Cadmus | M_Input | Cadmus created workbook. Based on the PSE 2014 cooling DX EUI, 2014 CBSA analysis to determine capacity per sqft by capacity buckets, and costs based on the NEEP Phase 4 Incremental Cost Report for the measure "Commercial Unitary AC". Baseline cost based on DEER 2008 were used to establish full costs. Costs were interpolated based on the associated efficiency and capacity bucket | 2020 | NR and New | 2022 | 2045 | PSE | Commercial | Medium Ret | Electric | Per Building Sqft of Cooling DX - 65 to 135 kBtuh |  |  | Medium Ret DX Package 65 to 135 kBtuh - Premium Efficiency |  | 0.28918 | 15 | 0.41039 | 0 |  | 0 | 0 | 0 | 0 | 0 | 0 | 0 | 0 |  | 0 | 0 | 0 | Cooling | Cooling DX | Cooling DX | Cooling DX 65 to 135 kBtuh Premium | CommCOOL | 0.004239% | 47.57% | 47.57% | 13333.1618 | 1 | 62.79% | 6.667% | 85% | 6.8% | 0.2% | 0.19015 | 0.0018046 | 0.019196 | 0.52678 | 0 | 0 | 0 | 0.58786 | 0.061078 |  | 0.17414 | 0 | 0.17414 | 10. $0.150 to $0.175 | 1 | 0 | 01. ($9,999.00) to $0.22 | 1 | 32258.9344 | 74071.2971 | 119038.222 | 154413.9527 | 216730.2673 | 292759.6153 | 387687.7359 | 421590.2811 | 538681.1136 | 629185.1403 | 641425.177 | 588137.6602 | 720750.0434 | 767996.7092 | 734510.5936 | 660272.4424 | 704090.222 | 723582.9809 | 735753.9678 | 683604.0076 | 711903.2064 | 713826.7191 | 745126.1184 | 694394.7718 | 9328.5708 | 21419.782 | 34423.2228 | 44653.1022 | 62673.603 | 84659.61 | 112110.7243 | 121914.5911 | 155774.6718 | 181946.436 | 185485.984 | 170076.412 | 208424.9821 | 222087.6736 | 212404.2291 | 190936.1966 | 203607.33 | 209244.205 | 212763.7854 | 197683.1696 | 205866.6724 | 206422.9097 | 215474.0042 | 200803.6201 | 3670185.4876 | 9328.5708 | 30748.3528 | 65171.5755 | 109824.6777 | 172498.2807 | 257157.8907 | 369268.615 | 491183.2061 | 646957.8779 | 828904.3139 | 1014390.2979 | 1184466.7098 | 1392891.6919 | 1614979.3655 | 1827383.5946 | 2018319.7912 | 2221927.1212 | 2431171.3262 | 2643935.1116 | 2841618.2812 | 3047484.9536 | 3253907.8633 | 3469381.8675 | 3670185.4876 | 0 | 0 | 0 | 0 | 0 | 0 | 0 | 0 | 0 | 0 | 0 | 0 | 0 | 0 | 0 | 0 | 0 | 0 | 0 | 0 | 0 | 0 | 0 | 0 | 0 | 0 | 0 | 0 | 0 | 0 | 0 | 0 | 0 | 0 | 0 | 0 | 0 | 0 | 0 | 0 | 0 | 0 | 0 | 0 | 0 | 0 | 0 | 0 | 0 | 0 | 0 | 0 | 0 | 0 | 0 | 0 | 0 | 0 | 0 | 0 | 0 | 0.39547 | 1.3035 | 2.7629 | 4.6559 | 7.3129 | 10.9019 | 15.6548 | 20.8232 | 27.4271 | 35.1405 | 43.004 | 50.2142 | 59.0502 | 68.4654 | 77.47 | 85.5645 | 94.1963 | 103.067 | 112.0869 | 120.4674 | 129.1949 | 137.946 | 147.0808 | 155.5937 | 18963.7697 | 43543.6274 | 69977.9293 | 90773.942 | 127407.2735 | 172101.9627 | 227906.5034 | 247836.4879 | 316669.6228 | 369873.4112 | 377068.8514 | 345743.1981 | 423700.8474 | 451475.32 | 431790.1384 | 388148.4239 | 413907.1881 | 425366.2209 | 432521.0696 | 401864.1414 | 418500.1369 | 419630.895 | 438030.5915 | 408207.6109 | 7461009.1634 | 0 | 0 | 0 | 0 | 0 | 0 | 0 | 0 | 0 | 0 | 0 | 0 | 0 | 0 | 0 | 0 | 0 | 0 | 0 | 0 | 0.04263% | 3.977 | 13.1089 | 27.7844 | 46.8212 | 73.5407 | 109.6334 | 157.4292 | 209.4047 | 275.8157 | 353.3844 | 432.4621 | 504.9703 | 593.8275 | 688.5095 | 779.0632 | 860.4645 | 947.2679 | 1036.4743 | 1127.1813 | 1211.459 | 1299.2256 | 1387.2293 | 1479.0917 | 1564.6997
| Com-Cooling_DX_Cadmus | M_Input | Cadmus created workbook. Based on the PSE 2014 cooling DX EUI, 2014 CBSA analysis to determine capacity per sqft by capacity buckets, and costs based on the NEEP Phase 4 Incremental Cost Report for the measure "Commercial Unitary AC". Baseline cost based on DEER 2008 were used to establish full costs. Costs were interpolated based on the associated efficiency and capacity bucket | 2020 | NR and New | 2022 | 2023 | PSE | Commercial | Medium Ret | Electric | Per Building Sqft of Cooling DX - 65 to 135 kBtuh |  |  | Medium Ret DX Package 65 to 135 kBtuh - Federal Standard 2023 |  | 0.19268 | 15 | 0.18565 | 0 |  | 0 | 0 | 0 | 0 | 0 | 0 | 0 | 0 |  | 0 | 0 | 0 | Cooling | Cooling DX | Cooling DX | Cooling DX 65 to 135 kBtuh Standard | CommCOOL | 0.004239% | 47.57% | 47.57% | 13333.1618 | 1 | 62.79% | 6.667% | 85% | 6.8% | 0.2% | 0.1267 | 0.0012024 | 0.01279 | 0.23831 | 0 | 0 | 0 | 0.26144 | 0.023138 |  | 0.11624 | 0 | 0.11624 | 08. $0.115 to $0.130 | 1 | 0 | 01. ($9,999.00) to $0.22 | 1 | 32258.9344 | 74071.2971 | 119038.222 | 154413.9527 | 216730.2673 | 292759.6153 | 387687.7359 | 421590.2811 | 538681.1136 | 629185.1403 | 641425.177 | 588137.6602 | 720750.0434 | 767996.7092 | 734510.5936 | 660272.4424 | 704090.222 | 723582.9809 | 735753.9678 | 683604.0076 | 711903.2064 | 713826.7191 | 745126.1184 | 694394.7718 | 6215.6037 | 14271.9477 | 22936.1082 | 29752.2515 | 41759.2667 | 56408.4888 | 74699.0983 | 81231.3905 | 103792.2786 | 121230.4603 | 123588.8524 | 113321.4926 | 138873.0501 | 147976.4676 | 141524.4125 | 127220.3156 | 135663.0604 | 139418.8963 | 141763.984 | 131715.807 | 137168.4546 | 137539.0742 | 143569.7961 | 133794.9554 | 2445435.5132 | 6215.6037 | 20487.5514 | 43423.6596 | 73175.9111 | 114935.1778 | 171343.6666 | 246042.7649 | 327274.1554 | 431066.434 | 552296.8942 | 675885.7466 | 789207.2393 | 928080.2894 | 1076056.757 | 1217581.1695 | 1344801.4851 | 1480464.5455 | 1619883.4418 | 1761647.4258 | 1893363.2328 | 2030531.6874 | 2168070.7616 | 2311640.5577 | 2445435.5132 | 0 | 0 | 0 | 0 | 0 | 0 | 0 | 0 | 0 | 0 | 0 | 0 | 0 | 0 | 0 | 0 | 0 | 0 | 0 | 0 | 0 | 0 | 0 | 0 | 0 | 0 | 0 | 0 | 0 | 0 | 0 | 0 | 0 | 0 | 0 | 0 | 0 | 0 | 0 | 0 | 0 | 0 | 0 | 0 | 0 | 0 | 0 | 0 | 0 | 0 | 0 | 0 | 0 | 0 | 0 | 0 | 0 | 0 | 0 | 0 | 0 | 0.2635 | 0.86855 | 1.8409 | 3.1022 | 4.8726 | 7.2639 | 10.4307 | 13.8744 | 18.2746 | 23.414 | 28.6535 | 33.4576 | 39.345 | 45.6183 | 51.6181 | 57.0114 | 62.7627 | 68.6733 | 74.6832 | 80.2671 | 86.0823 | 91.9131 | 97.9996 | 103.6717 | 8433.9295 | 19365.5528 | 31121.9199 | 40370.7195 | 56662.9936 | 76540.4686 | 101358.9287 | 110222.5716 | 140835.3567 | 164497.1606 | 167697.2541 | 153765.5119 | 188436.3251 | 200788.7185 | 192033.9489 | 172624.773 | 184080.7021 | 189176.9818 | 192359.0226 | 178724.6886 | 186123.3659 | 186626.2582 | 194809.3223 | 181545.8774 | 3318202.352 | 0 | 0 | 0 | 0 | 0 | 0 | 0 | 0 | 0 | 0 | 0 | 0 | 0 | 0 | 0 | 0 | 0 | 0 | 0 | 0 | 0.04263% | 2.6499 | 8.7344 | 18.5127 | 31.1969 | 49 | 73.0485 | 104.8947 | 139.5259 | 183.7753 | 235.4592 | 288.1484 | 336.4605 | 395.6658 | 458.7522 | 519.0879 | 573.3254 | 631.1622 | 690.6003 | 751.0381 | 807.1921 | 865.6708 | 924.3074 | 985.5151 | 1042.5555
| Com-Cooling_DX_Cadmus | M_Input | Cadmus created workbook. Based on the PSE 2014 cooling DX EUI, 2014 CBSA analysis to determine capacity per sqft by capacity buckets, and costs based on the NEEP Phase 4 Incremental Cost Report for the measure "Commercial Unitary AC". Baseline cost based on DEER 2008 were used to establish full costs. Costs were interpolated based on the associated efficiency and capacity bucket | 2020 | NR and New | 2022 | 2045 | PSE | Commercial | Medium Ret | Electric | Per Building Sqft of Cooling DX - 240 to 760 kBtuh |  |  | Medium Ret DX Package 240 to 760 kBtuh - Premium Efficiency |  | 0.39113 | 15 | 0.26257 | 0 |  | 0 | 0 | 0 | 0 | 0 | 0 | 0 | 0 |  | 0 | 0 | 0 | Cooling | Cooling DX | Cooling DX | Cooling DX 240 to 760 kBtuh Premium | CommCOOL | 0.004239% | 47.57% | 47.57% | 13333.1618 | 1 | 31.5% | 6.667% | 85% | 6.8% | 0.2% | 0.2572 | 0.0024409 | 0.025964 | 0.33704 | 0 | 0 | 0 | 0.36115 | 0.024109 |  | 0.079096 | 0 | 0.079096 | 06. $0.077 to $0.085 | 1 | 0 | 01. ($9,999.00) to $0.22 | 1 | 16182.9035 | 37158.3461 | 59716.2954 | 77462.7599 | 108724.1429 | 146864.758 | 194486.0648 | 211493.4963 | 270232.8711 | 315634.8026 | 321775.0963 | 295043.0682 | 361568.9295 | 385270.5255 | 368471.9987 | 331229.9491 | 353211.4222 | 362990.091 | 369095.7454 | 342934.3799 | 357130.8564 | 358095.799 | 373797.3455 | 348347.6368 | 6329.6889 | 14533.9044 | 23357.0925 | 30298.3438 | 42525.7435 | 57443.847 | 76070.1744 | 82722.3645 | 105697.3498 | 123455.6033 | 125857.2829 | 115401.4693 | 141422.0167 | 150692.5243 | 144122.044 | 129555.4003 | 138153.1088 | 141977.8817 | 144366.0127 | 134133.4049 | 139686.134 | 140063.5562 | 146204.9699 | 136250.7154 | 2490320.6331 | 6329.6889 | 20863.5933 | 44220.6858 | 74519.0296 | 117044.7731 | 174488.6201 | 250558.7944 | 333281.1589 | 438978.5087 | 562434.112 | 688291.3949 | 803692.8642 | 945114.8809 | 1095807.4052 | 1239929.4492 | 1369484.8495 | 1507637.9583 | 1649615.84 | 1793981.8528 | 1928115.2576 | 2067801.3917 | 2207864.9479 | 2354069.9177 | 2490320.6331 | 0 | 0 | 0 | 0 | 0 | 0 | 0 | 0 | 0 | 0 | 0 | 0 | 0 | 0 | 0 | 0 | 0 | 0 | 0 | 0 | 0 | 0 | 0 | 0 | 0 | 0 | 0 | 0 | 0 | 0 | 0 | 0 | 0 | 0 | 0 | 0 | 0 | 0 | 0 | 0 | 0 | 0 | 0 | 0 | 0 | 0 | 0 | 0 | 0 | 0 | 0 | 0 | 0 | 0 | 0 | 0 | 0 | 0 | 0 | 0 | 0 | 0.26834 | 0.88449 | 1.8747 | 3.1592 | 4.962 | 7.3973 | 10.6222 | 14.1291 | 18.61 | 23.8438 | 29.1794 | 34.0717 | 40.0672 | 46.4556 | 52.5655 | 58.0579 | 63.9147 | 69.9337 | 76.054 | 81.7404 | 87.6623 | 93.6001 | 99.7983 | 105.5745 | 5844.4013 | 13419.6119 | 21566.3396 | 27975.4156 | 39265.3591 | 53039.7142 | 70237.9892 | 76380.166 | 97593.6939 | 113990.449 | 116207.9955 | 106553.8133 | 130579.4047 | 139139.1565 | 133072.425 | 119622.5838 | 127561.119 | 131092.6524 | 133297.689 | 123849.5997 | 128976.6095 | 129325.0953 | 134995.6561 | 125804.5792 | 2299391.5188 | 0 | 0 | 0 | 0 | 0 | 0 | 0 | 0 | 0 | 0 | 0 | 0 | 0 | 0 | 0 | 0 | 0 | 0 | 0 | 0 | 0.04263% | 2.6985 | 8.8947 | 18.8525 | 31.7695 | 49.8994 | 74.3892 | 106.82 | 142.0868 | 187.1485 | 239.7809 | 293.4373 | 342.6361 | 402.9281 | 467.1724 | 528.6156 | 583.8486 | 642.747 | 703.276 | 764.8232 | 822.0079 | 881.5599 | 941.2728 | 1003.6039 | 1061.6913
| Com-Cooling_DX_Cadmus | M_Input | Cadmus created workbook. Based on the PSE 2014 cooling DX EUI, 2014 CBSA analysis to determine capacity per sqft by capacity buckets, and costs based on the NEEP Phase 4 Incremental Cost Report for the measure "Commercial Unitary AC". Baseline cost based on DEER 2008 were used to establish full costs. Costs were interpolated based on the associated efficiency and capacity bucket | 2020 | NR and New | 2022 | 2023 | PSE | Commercial | Medium Ret | Electric | Per Building Sqft of Cooling DX - 240 to 760 kBtuh |  |  | Medium Ret DX Package 240 to 760 kBtuh - Federal Standard 2023 |  | 0.20231 | 15 | 0.087524 | 0 |  | 0 | 0 | 0 | 0 | 0 | 0 | 0 | 0 |  | 0 | 0 | 0 | Cooling | Cooling DX | Cooling DX | Cooling DX 240 to 760 kBtuh Standard | CommCOOL | 0.004239% | 47.57% | 47.57% | 13333.1618 | 1 | 31.5% | 6.667% | 85% | 6.8% | 0.2% | 0.13303 | 0.0012625 | 0.01343 | 0.11235 | 0 | 0 | 0 | 0.11516 | 0.0028126 |  | 0.048761 | 0 | 0.048761 | 02. $0.028 to $0.055 | 1 | 0 | 01. ($9,999.00) to $0.22 | 1 | 16182.9035 | 37158.3461 | 59716.2954 | 77462.7599 | 108724.1429 | 146864.758 | 194486.0648 | 211493.4963 | 270232.8711 | 315634.8026 | 321775.0963 | 295043.0682 | 361568.9295 | 385270.5255 | 368471.9987 | 331229.9491 | 353211.4222 | 362990.091 | 369095.7454 | 342934.3799 | 357130.8564 | 358095.799 | 373797.3455 | 348347.6368 | 3273.977 | 7517.5368 | 12081.2547 | 15671.5571 | 21996.0742 | 29712.3346 | 39346.6419 | 42787.4299 | 54671.043 | 63856.3465 | 65098.5946 | 59690.4152 | 73149.319 | 77944.4091 | 74545.8848 | 67011.414 | 71458.5045 | 73436.8354 | 74672.0755 | 69379.3474 | 72251.4486 | 72446.667 | 75623.2603 | 70474.508 | 1288096.8792 | 3273.977 | 10791.5138 | 22872.7685 | 38544.3256 | 60540.3999 | 90252.7345 | 129599.3764 | 172386.8063 | 227057.8493 | 290914.1959 | 356012.7905 | 415703.2056 | 488852.5246 | 566796.9337 | 641342.8186 | 708354.2325 | 779812.7371 | 853249.5724 | 927921.648 | 997300.9953 | 1069552.444 | 1141999.111 | 1217622.3712 | 1288096.8792 | 0 | 0 | 0 | 0 | 0 | 0 | 0 | 0 | 0 | 0 | 0 | 0 | 0 | 0 | 0 | 0 | 0 | 0 | 0 | 0 | 0 | 0 | 0 | 0 | 0 | 0 | 0 | 0 | 0 | 0 | 0 | 0 | 0 | 0 | 0 | 0 | 0 | 0 | 0 | 0 | 0 | 0 | 0 | 0 | 0 | 0 | 0 | 0 | 0 | 0 | 0 | 0 | 0 | 0 | 0 | 0 | 0 | 0 | 0 | 0 | 0 | 0.1388 | 0.45749 | 0.96967 | 1.634 | 2.5665 | 3.8262 | 5.4942 | 7.3082 | 9.6259 | 12.333 | 15.0928 | 17.6233 | 20.7244 | 24.0288 | 27.1891 | 30.0299 | 33.0593 | 36.1726 | 39.3383 | 42.2795 | 45.3426 | 48.4139 | 51.6198 | 54.6075 | 1863.5965 | 4279.094 | 6876.8303 | 8920.4839 | 12520.4933 | 16912.7037 | 22396.695 | 24355.2429 | 31119.5726 | 36347.9842 | 37055.0903 | 33976.674 | 41637.6827 | 44367.1194 | 42432.6288 | 38143.8956 | 40675.2459 | 41801.3413 | 42504.4584 | 39491.7586 | 41126.6015 | 41237.7227 | 43045.8869 | 40115.1404 | 733203.9429 | 0 | 0 | 0 | 0 | 0 | 0 | 0 | 0 | 0 | 0 | 0 | 0 | 0 | 0 | 0 | 0 | 0 | 0 | 0 | 0 | 0.04263% | 1.3958 | 4.6007 | 9.7513 | 16.4325 | 25.81 | 38.4772 | 55.2517 | 73.4932 | 96.8009 | 124.0246 | 151.7779 | 177.2256 | 208.4111 | 241.6409 | 273.4219 | 301.9906 | 332.4553 | 363.7635 | 395.5982 | 425.1765 | 455.9792 | 486.8652 | 519.1055 | 549.1507
| Com-Cooling_DX_Cadmus | M_Input | Cadmus created workbook. Based on the PSE 2014 cooling DX EUI, 2014 CBSA analysis to determine capacity per sqft by capacity buckets, and costs based on the NEEP Phase 4 Incremental Cost Report for the measure "Commercial Unitary AC". Baseline cost based on DEER 2008 were used to establish full costs. Costs were interpolated based on the associated efficiency and capacity bucket | 2020 | NR and New | 2022 | 2045 | PSE | Commercial | Medium Ret | Electric | Per Building Sqft of Cooling DX - 135 to 240 kBtuh |  |  | Medium Ret DX Package 135 to 240 kBtuh - Premium Efficiency |  | 0.31691 | 15 | 0.83162 | 0 |  | 0 | 0 | 0 | 0 | 0 | 0 | 0 | 0 |  | 0 | 0 | 0 | Cooling | Cooling DX | Cooling DX | Cooling DX 135 to 240 kBtuh Premium | CommCOOL | 0.004239% | 47.57% | 47.57% | 13333.1618 | 1 | 5.715% | 6.667% | 85% | 6.8% | 0.2% | 0.20839 | 0.0019777 | 0.021037 | 1.0675 | 0 | 0 | 0 | 1.2108 | 0.14331 |  | 0.32728 | 0 | 0.32728 | 13. $0.225 to $99,999.000 | 1 | 0 | 01. ($9,999.00) to $0.22 | 1 | 2935.9933 | 6741.4759 | 10834.0658 | 14053.7291 | 19725.3448 | 26645.0295 | 35284.7545 | 38370.3383 | 49027.1656 | 57264.2391 | 58378.2457 | 53528.371 | 65597.8665 | 69897.9432 | 66850.2601 | 60093.5982 | 64081.6006 | 65855.7016 | 66963.4237 | 62217.0818 | 64792.6863 | 64967.7516 | 67816.4144 | 63199.1853 | 930.4533 | 2136.4586 | 3433.4519 | 4453.8038 | 6251.2103 | 8444.1455 | 11182.1832 | 12160.0436 | 15537.3265 | 18147.7588 | 18500.8015 | 16963.8151 | 20788.7903 | 22151.5388 | 21185.6896 | 19044.4184 | 20308.2665 | 20870.5015 | 21221.5526 | 19717.3771 | 20533.6186 | 20589.099 | 21491.8761 | 20028.618 | 366072.7988 | 930.4533 | 3066.9119 | 6500.3638 | 10954.1677 | 17205.3779 | 25649.5235 | 36831.7067 | 48991.7503 | 64529.0768 | 82676.8356 | 101177.6371 | 118141.4523 | 138930.2426 | 161081.7814 | 182267.471 | 201311.8894 | 221620.1559 | 242490.6575 | 263712.2101 | 283429.5871 | 303963.2057 | 324552.3047 | 346044.1808 | 366072.7988 | 0 | 0 | 0 | 0 | 0 | 0 | 0 | 0 | 0 | 0 | 0 | 0 | 0 | 0 | 0 | 0 | 0 | 0 | 0 | 0 | 0 | 0 | 0 | 0 | 0 | 0 | 0 | 0 | 0 | 0 | 0 | 0 | 0 | 0 | 0 | 0 | 0 | 0 | 0 | 0 | 0 | 0 | 0 | 0 | 0 | 0 | 0 | 0 | 0 | 0 | 0 | 0 | 0 | 0 | 0 | 0 | 0 | 0 | 0 | 0 | 0 | 0.039446 | 0.13002 | 0.27558 | 0.46439 | 0.7294 | 1.0874 | 1.5614 | 2.077 | 2.7356 | 3.505 | 4.2893 | 5.0085 | 5.8898 | 6.8289 | 7.727 | 8.5344 | 9.3954 | 10.2801 | 11.1798 | 12.0157 | 12.8862 | 13.7591 | 14.6702 | 15.5193 | 3554.8272 | 8162.4105 | 13117.616 | 17015.9038 | 23882.9543 | 32261.1355 | 42721.8985 | 46457.8462 | 59360.8663 | 69334.1089 | 70682.9203 | 64810.8132 | 79424.2566 | 84630.682 | 80940.6234 | 72759.8262 | 77588.3997 | 79736.4369 | 81077.6391 | 75330.887 | 78449.3646 | 78661.3293 | 82110.4189 | 76519.9934 | 1398593.158 | 0 | 0 | 0 | 0 | 0 | 0 | 0 | 0 | 0 | 0 | 0 | 0 | 0 | 0 | 0 | 0 | 0 | 0 | 0 | 0 | 0.04263% | 0.39668 | 1.3075 | 2.7713 | 4.6701 | 7.3351 | 10.9351 | 15.7024 | 20.8865 | 27.5105 | 35.2474 | 43.1348 | 50.3669 | 59.2297 | 68.6735 | 77.7056 | 85.8247 | 94.4827 | 103.3804 | 112.4277 | 120.8337 | 129.5878 | 138.3655 | 147.528 | 156.0668
| Com-Cooling_DX_Cadmus | M_Input | Cadmus created workbook. Based on the PSE 2014 cooling DX EUI, 2014 CBSA analysis to determine capacity per sqft by capacity buckets, and costs based on the NEEP Phase 4 Incremental Cost Report for the measure "Commercial Unitary AC". Baseline cost based on DEER 2008 were used to establish full costs. Costs were interpolated based on the associated efficiency and capacity bucket | 2020 | NR and New | 2022 | 2023 | PSE | Commercial | Medium Ret | Electric | Per Building Sqft of Cooling DX - 135 to 240 kBtuh |  |  | Medium Ret DX Package 135 to 240 kBtuh - Federal Standard 2023 |  | 0.19792 | 15 | 0.34812 | 0 |  | 0 | 0 | 0 | 0 | 0 | 0 | 0 | 0 |  | 0 | 0 | 0 | Cooling | Cooling DX | Cooling DX | Cooling DX 135 to 240 kBtuh Standard | CommCOOL | 0.004239% | 47.57% | 47.57% | 13333.1618 | 1 | 5.715% | 6.667% | 85% | 6.8% | 0.2% | 0.13015 | 0.0012351 | 0.013138 | 0.44685 | 0 | 0 | 0 | 0.5021 | 0.05525 |  | 0.21732 | 0 | 0.21732 | 12. $0.200 to $0.225 | 1 | 0 | 01. ($9,999.00) to $0.22 | 1 | 2935.9933 | 6741.4759 | 10834.0658 | 14053.7291 | 19725.3448 | 26645.0295 | 35284.7545 | 38370.3383 | 49027.1656 | 57264.2391 | 58378.2457 | 53528.371 | 65597.8665 | 69897.9432 | 66850.2601 | 60093.5982 | 64081.6006 | 65855.7016 | 66963.4237 | 62217.0818 | 64792.6863 | 64967.7516 | 67816.4144 | 63199.1853 | 581.097 | 1334.2849 | 2144.2976 | 2781.5391 | 3904.0754 | 5273.6318 | 6983.6216 | 7594.3258 | 9703.5441 | 11333.8404 | 11554.3265 | 10594.4307 | 12983.2468 | 13834.3256 | 13231.1227 | 11893.8322 | 12683.1447 | 13034.278 | 13253.5203 | 12314.1158 | 12823.8841 | 12858.5333 | 13422.3457 | 12508.4955 | 228623.8597 | 581.097 | 1915.382 | 4059.6796 | 6841.2187 | 10745.2942 | 16018.9259 | 23002.5475 | 30596.8733 | 40300.4174 | 51634.2578 | 63188.5843 | 73783.015 | 86766.2618 | 100600.5874 | 113831.7102 | 125725.5423 | 138408.687 | 151442.965 | 164696.4853 | 177010.6011 | 189834.4852 | 202693.0185 | 216115.3642 | 228623.8597 | 0 | 0 | 0 | 0 | 0 | 0 | 0 | 0 | 0 | 0 | 0 | 0 | 0 | 0 | 0 | 0 | 0 | 0 | 0 | 0 | 0 | 0 | 0 | 0 | 0 | 0 | 0 | 0 | 0 | 0 | 0 | 0 | 0 | 0 | 0 | 0 | 0 | 0 | 0 | 0 | 0 | 0 | 0 | 0 | 0 | 0 | 0 | 0 | 0 | 0 | 0 | 0 | 0 | 0 | 0 | 0 | 0 | 0 | 0 | 0 | 0 | 0.024635 | 0.081201 | 0.17211 | 0.29003 | 0.45554 | 0.67911 | 0.97517 | 1.2971 | 1.7085 | 2.189 | 2.6788 | 3.128 | 3.6784 | 4.2649 | 4.8258 | 5.33 | 5.8677 | 6.4203 | 6.9821 | 7.5042 | 8.0478 | 8.593 | 9.162 | 9.6923 | 1474.1526 | 3384.8729 | 5439.7489 | 7056.3313 | 9904.0309 | 13378.3819 | 17716.3595 | 19265.621 | 24616.379 | 28752.1866 | 29311.5256 | 26876.4194 | 32936.4735 | 35095.5279 | 33565.2963 | 30172.7985 | 32175.1614 | 33065.9317 | 33622.1153 | 31238.9926 | 32532.1952 | 32620.0949 | 34050.3992 | 31732.1036 | 579983.0998 | 0 | 0 | 0 | 0 | 0 | 0 | 0 | 0 | 0 | 0 | 0 | 0 | 0 | 0 | 0 | 0 | 0 | 0 | 0 | 0 | 0.04263% | 0.24774 | 0.81658 | 1.7308 | 2.9166 | 4.581 | 6.8293 | 9.8066 | 13.0443 | 17.1812 | 22.0131 | 26.939 | 31.4557 | 36.9908 | 42.8888 | 48.5295 | 53.6002 | 59.0074 | 64.5642 | 70.2146 | 75.4644 | 80.9316 | 86.4135 | 92.1358 | 97.4686
| Com-Tuneup_Cooling_DX-Cadmus | M_Input | Cadmus created workbook. Cooling DX EUIs based on Cadmus developed 2014 PSE EUIs. Percent savings based on Wisconsin Focus on Energy Technical Reference Manual. February 2016. Air Conditioning Unit Tune Up - Coil Cleaning. Page 165 - 168 and Air Conditioning Unit Tune Up - Refrigerant Charge Correction. Page 169 - 172. Costs based on CEE http://www.californiaenergyefficiency.com/docs/WtPaperCalAirConditionaerQualityInstallationProgram.pdf and GDS / Kema and TRANE Service Center provided estimated costs ranging from $3000 to $8000 depending on system. XCEL 2005 http://www.metrodenver.org/documents/newsCenter/EnergyEfficiencyReport.pdf and GDS 2006 Report for North Carolina Utilities Commission and 2005 http://eetd.lbl.gov/emills/PUBS/PDF/NCBC_Mills_6Apr05.pdf and Wisconsin Focus on Energy Technical Reference Manual. February 2016. Air Conditioning Unit Tune Up - Refrigerant Charge Correction. Page 169 - 172. EUL based on California Energy Commission and California Public Utilities Commission. Database for Energy Efficient Resources (DEER) 2008 | 2020 | Retro | 2022 | 2045 | PSE | Commercial | Medium Off | Electric | Per Building Sqft - Cooling DX Tune Up |  |  | Medium Off Tune-up - DX Maintenance - Refrigerant Charge Correction |  | 0.024664 | 10 | 0.15667 | 0 |  | 0 | 0 | 0 | 0 | 0 | 0 | 0 | 0 |  | 0 | 0 | 0 | Cooling | Cooling DX | Cooling DX Tuneup | Cooling DX Tune Up and Maintenance | CommCOOL | 0.004239% | 39.18% | 39.18% | 41759.2514 | 1 | 50% | 10% | 85% | 6.8% | 0.2% | 0.011531 | 0.00015391 | 0.0011685 | 0.25936 | 0 | 0 | 0 | 0.28937 | 0.030011 |  | 1.0051 | 0 | 1.0051 | 13. $0.225 to $99,999.000 | 0 | 0 | 01. ($9,999.00) to $0.22 | 1 | 610228.861 | 608398.1744 | 606572.9799 | 604753.261 | 602939.0012 | 601130.1842 | 599326.7936 | 597528.8132 | 595736.2268 | 593949.0181 | 0 | 0 | 0 | 0 | 0 | 0 | 0 | 0 | 0 | 0 | 0 | 0 | 0 | 0 | 15050.4785 | 15005.3271 | 14960.3111 | 14915.4302 | 14870.6839 | 14826.0718 | 14781.5936 | 14737.2488 | 14693.0371 | 14648.958 | 0 | 0 | 0 | 0 | 0 | 0 | 0 | 0 | 0 | 0 | 0 | 0 | 0 | 0 | 148489.1402 | 15050.4785 | 30055.8056 | 45016.1167 | 59931.5469 | 74802.2308 | 89628.3026 | 104409.8963 | 119147.1451 | 133840.1822 | 148489.1402 | 148489.1402 | 148489.1402 | 148489.1402 | 148489.1402 | 148489.1402 | 148489.1402 | 148489.1402 | 148489.1402 | 148489.1402 | 148489.1402 | 148489.1402 | 148489.1402 | 148489.1402 | 148489.1402 | 0 | 0 | 0 | 0 | 0 | 0 | 0 | 0 | 0 | 0 | 0 | 0 | 0 | 0 | 0 | 0 | 0 | 0 | 0 | 0 | 0 | 0 | 0 | 0 | 0 | 0 | 0 | 0 | 0 | 0 | 0 | 0 | 0 | 0 | 0 | 0 | 0 | 0 | 0 | 0 | 0 | 0 | 0 | 0 | 0 | 0 | 0 | 0 | 0 | 0 | 0 | 0 | 0 | 0 | 0 | 0 | 0 | 0 | 0 | 0 | 0 | 0.63805 | 1.2742 | 1.9084 | 2.5407 | 3.1712 | 3.7997 | 4.4263 | 5.0511 | 5.674 | 6.295 | 6.295 | 6.295 | 6.295 | 6.295 | 6.295 | 6.295 | 6.295 | 6.295 | 6.295 | 6.295 | 6.295 | 6.295 | 6.295 | 6.295 | 176582.4596 | 176052.7122 | 175524.5541 | 174997.9804 | 174472.9865 | 173949.5675 | 173427.7188 | 172907.4356 | 172388.7133 | 171871.5472 | 0 | 0 | 0 | 0 | 0 | 0 | 0 | 0 | 0 | 0 | 0 | 0 | 0 | 0 | 1742175.6751 | 0 | 0 | 0 | 0 | 0 | 0 | 0 | 0 | 0 | 0 | 0 | 0 | 0 | 0 | 0 | 0 | 0 | 0 | 0 | 0 | 0.04263% | 6.4164 | 12.8136 | 19.1916 | 25.5504 | 31.8902 | 38.211 | 44.5128 | 50.7957 | 57.0597 | 63.305 | 63.305 | 63.305 | 63.305 | 63.305 | 63.305 | 63.305 | 63.305 | 63.305 | 63.305 | 63.305 | 63.305 | 63.305 | 63.305 | 63.305
| Com-Tuneup_Cooling_DX-Cadmus | M_Input | Cadmus created workbook. Cooling DX EUIs based on Cadmus developed 2014 PSE EUIs. Percent savings based on Wisconsin Focus on Energy Technical Reference Manual. February 2016. Air Conditioning Unit Tune Up - Coil Cleaning. Page 165 - 168 and Air Conditioning Unit Tune Up - Refrigerant Charge Correction. Page 169 - 172. Costs based on CEE http://www.californiaenergyefficiency.com/docs/WtPaperCalAirConditionaerQualityInstallationProgram.pdf and GDS / Kema and TRANE Service Center provided estimated costs ranging from $3000 to $8000 depending on system. XCEL 2005 http://www.metrodenver.org/documents/newsCenter/EnergyEfficiencyReport.pdf and GDS 2006 Report for North Carolina Utilities Commission and 2005 http://eetd.lbl.gov/emills/PUBS/PDF/NCBC_Mills_6Apr05.pdf and Wisconsin Focus on Energy Technical Reference Manual. February 2016. Air Conditioning Unit Tune Up - Refrigerant Charge Correction. Page 169 - 172. EUL based on California Energy Commission and California Public Utilities Commission. Database for Energy Efficient Resources (DEER) 2008 | 2020 | Retro | 2022 | 2045 | PSE | Commercial | Medium Off | Electric | Per Building Sqft - Cooling DX Tune Up |  |  | Medium Off Tune-up - DX Maintenance - Coil Cleaning |  | 0.10405 | 3 | 1.6114 | 0 |  | 0 | 0 | 0 | 0 | 0 | 0 | 0 | 0 |  | 0 | 0 | 0 | Cooling | Cooling DX | Cooling DX Tuneup | Cooling DX Tune Up and Maintenance | CommCOOL | 0.004239% | 39.18% | 39.18% | 41759.2514 | 1 | 50% | 33.33% | 85% | 6.8% | 0.2% | 0.016262 | 0.00064935 | 0.0016911 | 7.1419 | 0 | 0 | 0 | 7.4618 | 0.31995 |  | 6.1431 | 0 | 6.1431 | 13. $0.225 to $99,999.000 | 0 | 0 | 01. ($9,999.00) to $0.22 | 1 | 610228.861 | 608398.1744 | 606572.9799 | 604753.261 | 602939.0012 | 601130.1842 | 599326.7936 | 597528.8132 | 595736.2268 | 593949.0181 | 0 | 0 | 0 | 0 | 0 | 0 | 0 | 0 | 0 | 0 | 0 | 0 | 0 | 0 | 63496.2249 | 63305.7362 | 63115.819 | 62926.4715 | 62737.6921 | 62549.479 | 62361.8306 | 62174.7451 | 61988.2209 | 61802.2562 | 0 | 0 | 0 | 0 | 0 | 0 | 0 | 0 | 0 | 0 | 0 | 0 | 0 | 0 | 626458.4755 | 63496.2249 | 126801.9611 | 189917.78 | 252844.2516 | 315581.9437 | 378131.4227 | 440493.2533 | 502667.9984 | 564656.2193 | 626458.4755 | 626458.4755 | 626458.4755 | 626458.4755 | 626458.4755 | 626458.4755 | 626458.4755 | 626458.4755 | 626458.4755 | 626458.4755 | 626458.4755 | 626458.4755 | 626458.4755 | 626458.4755 | 626458.4755 | 0 | 0 | 0 | 0 | 0 | 0 | 0 | 0 | 0 | 0 | 0 | 0 | 0 | 0 | 0 | 0 | 0 | 0 | 0 | 0 | 0 | 0 | 0 | 0 | 0 | 0 | 0 | 0 | 0 | 0 | 0 | 0 | 0 | 0 | 0 | 0 | 0 | 0 | 0 | 0 | 0 | 0 | 0 | 0 | 0 | 0 | 0 | 0 | 0 | 0 | 0 | 0 | 0 | 0 | 0 | 0 | 0 | 0 | 0 | 0 | 0 | 2.6919 | 5.3756 | 8.0514 | 10.7191 | 13.3788 | 16.0305 | 18.6742 | 21.3101 | 23.938 | 26.558 | 26.558 | 26.558 | 26.558 | 26.558 | 26.558 | 26.558 | 26.558 | 26.558 | 26.558 | 26.558 | 26.558 | 26.558 | 26.558 | 26.558 | 4553419.2163 | 4539758.9587 | 4526139.6818 | 4512561.2628 | 4499023.579 | 4485526.5082 | 4472069.9287 | 4458653.7189 | 4445277.7578 | 4431941.9245 | 0 | 0 | 0 | 0 | 0 | 0 | 0 | 0 | 0 | 0 | 0 | 0 | 0 | 0 | 44924372.5367 | 0 | 0 | 0 | 0 | 0 | 0 | 0 | 0 | 0 | 0 | 0 | 0 | 0 | 0 | 0 | 0 | 0 | 0 | 0 | 0 | 0.04263% | 27.0702 | 54.0591 | 80.9671 | 107.7944 | 134.5411 | 161.2077 | 187.7942 | 214.301 | 240.7283 | 267.0763 | 267.0763 | 267.0763 | 267.0763 | 267.0763 | 267.0763 | 267.0763 | 267.0763 | 267.0763 | 267.0763 | 267.0763 | 267.0763 | 267.0763 | 267.0763 | 267.0763
| Com-Cooling_DX_Cadmus | M_Input | Cadmus created workbook. Based on the PSE 2014 cooling DX EUI, 2014 CBSA analysis to determine capacity per sqft by capacity buckets, and costs based on the NEEP Phase 4 Incremental Cost Report for the measure "Commercial Unitary AC". Baseline cost based on DEER 2008 were used to establish full costs. Costs were interpolated based on the associated efficiency and capacity bucket | 2020 | NR and New | 2022 | 2045 | PSE | Commercial | Medium Off | Electric | Per Building Sqft of Cooling DX - 65 to 135 kBtuh |  |  | Medium Off DX Package 65 to 135 kBtuh - Premium Efficiency |  | 0.23431 | 15 | 0.56615 | 0 |  | 0 | 0 | 0 | 0 | 0 | 0 | 0 | 0 |  | 0 | 0 | 0 | Cooling | Cooling DX | Cooling DX | Cooling DX 65 to 135 kBtuh Premium | CommCOOL | 0.004239% | 39.18% | 39.18% | 41759.2514 | 1 | 55.8% | 6.667% | 85% | 6.8% | 0.2% | 0.15407 | 0.0014622 | 0.015554 | 0.72671 | 0 | 0 | 0 | 0.82292 | 0.096214 |  | 0.30086 | 0 | 0.30086 | 13. $0.225 to $99,999.000 | 1 | 0 | 01. ($9,999.00) to $0.22 | 1 | 24656.0227 | 56721.0708 | 91222.8199 | 118284.4512 | 166346.8525 | 225119.154 | 298693.6024 | 324951.0578 | 416115.4706 | 486801.1855 | 496786.2438 | 455933.3954 | 559778.6384 | 597256.6407 | 571938.3021 | 514912.8721 | 549719.1657 | 565597.2207 | 575774.117 | 535909.4866 | 558621.9097 | 560810.981 | 585846.6051 | 547064.1444 | 5777.126 | 13290.2528 | 21374.3203 | 27715.1019 | 38976.5512 | 52747.4256 | 69986.5751 | 76138.931 | 97499.5661 | 114061.8595 | 116401.4477 | 106829.261 | 131161.1276 | 139942.5578 | 134010.2452 | 120648.6784 | 128804.1034 | 132524.4733 | 134909.0109 | 125568.3725 | 130890.0958 | 131403.0147 | 137269.0847 | 128182.0083 | 2316111.1907 | 5777.126 | 19067.3788 | 40441.6991 | 68156.801 | 107133.3522 | 159880.7778 | 229867.3529 | 306006.2839 | 403505.85 | 517567.7095 | 633969.1572 | 740798.4182 | 871959.5458 | 1011902.1036 | 1145912.3488 | 1266561.0272 | 1395365.1306 | 1527889.604 | 1662798.6149 | 1788366.9873 | 1919257.0831 | 2050660.0977 | 2187929.1824 | 2316111.1907 | 0 | 0 | 0 | 0 | 0 | 0 | 0 | 0 | 0 | 0 | 0 | 0 | 0 | 0 | 0 | 0 | 0 | 0 | 0 | 0 | 0 | 0 | 0 | 0 | 0 | 0 | 0 | 0 | 0 | 0 | 0 | 0 | 0 | 0 | 0 | 0 | 0 | 0 | 0 | 0 | 0 | 0 | 0 | 0 | 0 | 0 | 0 | 0 | 0 | 0 | 0 | 0 | 0 | 0 | 0 | 0 | 0 | 0 | 0 | 0 | 0 | 0.24492 | 0.80834 | 1.7145 | 2.8894 | 4.5418 | 6.778 | 9.745 | 12.9728 | 17.1062 | 21.9417 | 26.8765 | 31.4054 | 36.9658 | 42.8985 | 48.5798 | 53.6945 | 59.155 | 64.7733 | 70.4926 | 75.8159 | 81.3649 | 86.9356 | 92.755 | 98.1891 | 20290.0232 | 46677.1084 | 75069.4123 | 97339.0676 | 136890.7524 | 185255.8669 | 245802.0176 | 267409.8976 | 342431.2453 | 400600.189 | 408817.1292 | 375198.3558 | 460655.058 | 491496.591 | 470661.5323 | 423733.9596 | 452376.8804 | 465443.3067 | 473818.115 | 441012.5695 | 459703.1587 | 461504.5971 | 482107.0033 | 450192.0007 | 8134485.8378 | 0 | 0 | 0 | 0 | 0 | 0 | 0 | 0 | 0 | 0 | 0 | 0 | 0 | 0 | 0 | 0 | 0 | 0 | 0 | 0 | 0.04263% | 2.4629 | 8.1289 | 17.2414 | 29.0571 | 45.6739 | 68.1615 | 97.9987 | 130.4588 | 172.0255 | 220.6532 | 270.2783 | 315.8225 | 371.74 | 431.4013 | 488.5335 | 539.9693 | 594.882 | 651.3808 | 708.8962 | 762.4294 | 818.2314 | 874.2521 | 932.7736 | 987.4211
| Com-Cooling_DX_Cadmus | M_Input | Cadmus created workbook. Based on the PSE 2014 cooling DX EUI, 2014 CBSA analysis to determine capacity per sqft by capacity buckets, and costs based on the NEEP Phase 4 Incremental Cost Report for the measure "Commercial Unitary AC". Baseline cost based on DEER 2008 were used to establish full costs. Costs were interpolated based on the associated efficiency and capacity bucket | 2020 | NR and New | 2022 | 2023 | PSE | Commercial | Medium Off | Electric | Per Building Sqft of Cooling DX - 65 to 135 kBtuh |  |  | Medium Off DX Package 65 to 135 kBtuh - Federal Standard 2023 |  | 0.15612 | 15 | 0.25611 | 0 |  | 0 | 0 | 0 | 0 | 0 | 0 | 0 | 0 |  | 0 | 0 | 0 | Cooling | Cooling DX | Cooling DX | Cooling DX 65 to 135 kBtuh Standard | CommCOOL | 0.004239% | 39.18% | 39.18% | 41759.2514 | 1 | 55.8% | 6.667% | 85% | 6.8% | 0.2% | 0.10266 | 0.00097427 | 0.010363 | 0.32875 | 0 | 0 | 0 | 0.36863 | 0.039885 |  | 0.20227 | 0 | 0.20227 | 12. $0.200 to $0.225 | 1 | 0 | 01. ($9,999.00) to $0.22 | 1 | 24656.0227 | 56721.0708 | 91222.8199 | 118284.4512 | 166346.8525 | 225119.154 | 298693.6024 | 324951.0578 | 416115.4706 | 486801.1855 | 496786.2438 | 455933.3954 | 559778.6384 | 597256.6407 | 571938.3021 | 514912.8721 | 549719.1657 | 565597.2207 | 575774.117 | 535909.4866 | 558621.9097 | 560810.981 | 585846.6051 | 547064.1444 | 3849.2848 | 8855.2626 | 14241.6568 | 18466.5038 | 25969.9796 | 35145.4792 | 46631.8819 | 50731.1814 | 64963.7197 | 75999.1349 | 77557.9967 | 71180.0724 | 87392.3349 | 93243.3802 | 89290.695 | 80387.916 | 85821.8556 | 88300.7288 | 89889.5403 | 83665.896 | 87211.7471 | 87553.5037 | 91462.0516 | 85407.3551 | 1543219.1581 | 3849.2848 | 12704.5473 | 26946.2041 | 45412.7079 | 71382.6876 | 106528.1668 | 153160.0487 | 203891.2301 | 268854.9499 | 344854.0848 | 422412.0815 | 493592.1539 | 580984.4888 | 674227.8689 | 763518.5639 | 843906.4799 | 929728.3355 | 1018029.0643 | 1107918.6046 | 1191584.5006 | 1278796.2477 | 1366349.7513 | 1457811.803 | 1543219.1581 | 0 | 0 | 0 | 0 | 0 | 0 | 0 | 0 | 0 | 0 | 0 | 0 | 0 | 0 | 0 | 0 | 0 | 0 | 0 | 0 | 0 | 0 | 0 | 0 | 0 | 0 | 0 | 0 | 0 | 0 | 0 | 0 | 0 | 0 | 0 | 0 | 0 | 0 | 0 | 0 | 0 | 0 | 0 | 0 | 0 | 0 | 0 | 0 | 0 | 0 | 0 | 0 | 0 | 0 | 0 | 0 | 0 | 0 | 0 | 0 | 0 | 0.16319 | 0.5386 | 1.1424 | 1.9252 | 3.0262 | 4.5161 | 6.4931 | 8.6438 | 11.3978 | 14.6197 | 17.9077 | 20.9253 | 24.6302 | 28.5832 | 32.3686 | 35.7765 | 39.4149 | 43.1583 | 46.969 | 50.516 | 54.2132 | 57.925 | 61.8024 | 65.4232 | 9089.0728 | 20909.3716 | 33627.9236 | 43603.7879 | 61321.2709 | 82986.7979 | 110108.9142 | 119788.3311 | 153394.7238 | 179451.9519 | 183132.7938 | 168073.0043 | 206353.9948 | 220169.6979 | 210836.4723 | 189814.9033 | 202645.7211 | 208498.9278 | 212250.4879 | 197554.9902 | 205927.5841 | 206734.5524 | 215963.5595 | 201666.9874 | 3643905.8224 | 0 | 0 | 0 | 0 | 0 | 0 | 0 | 0 | 0 | 0 | 0 | 0 | 0 | 0 | 0 | 0 | 0 | 0 | 0 | 0 | 0.04263% | 1.6411 | 5.4163 | 11.4879 | 19.3607 | 30.4324 | 45.4158 | 65.2963 | 86.9244 | 114.6202 | 147.0207 | 180.0857 | 210.4317 | 247.6895 | 287.4416 | 325.5087 | 359.7802 | 396.3684 | 434.0134 | 472.3358 | 508.0048 | 545.1856 | 582.512 | 621.5047 | 657.9162
| Com-Cooling_DX_Cadmus | M_Input | Cadmus created workbook. Based on the PSE 2014 cooling DX EUI, 2014 CBSA analysis to determine capacity per sqft by capacity buckets, and costs based on the NEEP Phase 4 Incremental Cost Report for the measure "Commercial Unitary AC". Baseline cost based on DEER 2008 were used to establish full costs. Costs were interpolated based on the associated efficiency and capacity bucket | 2020 | NR and New | 2022 | 2045 | PSE | Commercial | Medium Off | Electric | Per Building Sqft of Cooling DX - 240 to 760 kBtuh |  |  | Medium Off DX Package 240 to 760 kBtuh - Premium Efficiency |  | 0.31692 | 15 | 0.43293 | 0 |  | 0 | 0 | 0 | 0 | 0 | 0 | 0 | 0 |  | 0 | 0 | 0 | Cooling | Cooling DX | Cooling DX | Cooling DX 240 to 760 kBtuh Premium | CommCOOL | 0.004239% | 39.18% | 39.18% | 41759.2514 | 1 | 24% | 6.667% | 85% | 6.8% | 0.2% | 0.2084 | 0.0019777 | 0.021037 | 0.55571 | 0 | 0 | 0 | 0.61928 | 0.063571 |  | 0.16739 | 0 | 0.16739 | 10. $0.150 to $0.175 | 0 | 0 | 01. ($9,999.00) to $0.22 | 1 | 10605.3428 | 24397.5441 | 39237.8483 | 50877.9201 | 71551.0939 | 96830.9379 | 128477.6579 | 139771.828 | 178984.5536 | 209388.737 | 213683.6295 | 196111.5147 | 240778.6702 | 256899.156 | 246008.9299 | 221480.4712 | 236451.7698 | 243281.4283 | 247658.8365 | 230511.7857 | 240281.1243 | 241222.7137 | 251991.3352 | 235309.7603 | 3361.0452 | 7732.0697 | 12435.2589 | 16124.2305 | 22675.9727 | 30687.6608 | 40717.1393 | 44296.4877 | 56723.7847 | 66359.4785 | 67720.6159 | 62151.6612 | 76307.5762 | 81416.4805 | 77965.1501 | 70191.5909 | 74936.2949 | 77100.7503 | 78488.0384 | 73053.7951 | 76149.8939 | 76448.3024 | 79861.094 | 74574.3692 | 1347478.7412 | 3361.0452 | 11093.1149 | 23528.3738 | 39652.6042 | 62328.5769 | 93016.2378 | 133733.3771 | 178029.8648 | 234753.6496 | 301113.1281 | 368833.744 | 430985.4052 | 507292.9814 | 588709.4619 | 666674.612 | 736866.2029 | 811802.4978 | 888903.248 | 967391.2865 | 1040445.0816 | 1116594.9755 | 1193043.278 | 1272904.3719 | 1347478.7412 | 0 | 0 | 0 | 0 | 0 | 0 | 0 | 0 | 0 | 0 | 0 | 0 | 0 | 0 | 0 | 0 | 0 | 0 | 0 | 0 | 0 | 0 | 0 | 0 | 0 | 0 | 0 | 0 | 0 | 0 | 0 | 0 | 0 | 0 | 0 | 0 | 0 | 0 | 0 | 0 | 0 | 0 | 0 | 0 | 0 | 0 | 0 | 0 | 0 | 0 | 0 | 0 | 0 | 0 | 0 | 0 | 0 | 0 | 0 | 0 | 0 | 0.14249 | 0.47028 | 0.99746 | 1.681 | 2.6424 | 3.9433 | 5.6695 | 7.5474 | 9.9521 | 12.7654 | 15.6363 | 18.2712 | 21.5062 | 24.9577 | 28.263 | 31.2387 | 34.4155 | 37.6841 | 41.0115 | 44.1086 | 47.3369 | 50.5778 | 53.9634 | 57.1249 | 6567.6698 | 15108.8952 | 24299.1891 | 31507.6452 | 44310.1148 | 59965.4001 | 79563.5602 | 86557.8065 | 110841.4376 | 129670.1206 | 132329.8588 | 121447.811 | 149109.2579 | 159092.3418 | 152348.2498 | 137158.2818 | 146429.6978 | 150659.1643 | 153370.0028 | 142751.1884 | 148801.138 | 149384.2449 | 156053.0298 | 145722.475 | 2633048.5815 | 0 | 0 | 0 | 0 | 0 | 0 | 0 | 0 | 0 | 0 | 0 | 0 | 0 | 0 | 0 | 0 | 0 | 0 | 0 | 0 | 0.04263% | 1.4329 | 4.7293 | 10.0308 | 16.905 | 26.5724 | 39.6553 | 57.0142 | 75.899 | 100.0819 | 128.3727 | 157.2438 | 183.7408 | 216.2728 | 250.9828 | 284.2215 | 314.1461 | 346.0934 | 378.9636 | 412.4252 | 443.57 | 476.0348 | 508.6267 | 542.6737 | 574.4668
| Com-Cooling_DX_Cadmus | M_Input | Cadmus created workbook. Based on the PSE 2014 cooling DX EUI, 2014 CBSA analysis to determine capacity per sqft by capacity buckets, and costs based on the NEEP Phase 4 Incremental Cost Report for the measure "Commercial Unitary AC". Baseline cost based on DEER 2008 were used to establish full costs. Costs were interpolated based on the associated efficiency and capacity bucket | 2020 | NR and New | 2022 | 2023 | PSE | Commercial | Medium Off | Electric | Per Building Sqft of Cooling DX - 240 to 760 kBtuh |  |  | Medium Off DX Package 240 to 760 kBtuh - Federal Standard 2023 |  | 0.16392 | 15 | 0.14431 | 0 |  | 0 | 0 | 0 | 0 | 0 | 0 | 0 | 0 |  | 0 | 0 | 0 | Cooling | Cooling DX | Cooling DX | Cooling DX 240 to 760 kBtuh Standard | CommCOOL | 0.004239% | 39.18% | 39.18% | 41759.2514 | 1 | 24% | 6.667% | 85% | 6.8% | 0.2% | 0.10779 | 0.001023 | 0.010881 | 0.18524 | 0 | 0 | 0 | 0.20219 | 0.016957 |  | 0.10566 | 0 | 0.10566 | 07. $0.085 to $0.115 | 0 | 0 | 01. ($9,999.00) to $0.22 | 1 | 10605.3428 | 24397.5441 | 39237.8483 | 50877.9201 | 71551.0939 | 96830.9379 | 128477.6579 | 139771.828 | 178984.5536 | 209388.737 | 213683.6295 | 196111.5147 | 240778.6702 | 256899.156 | 246008.9299 | 221480.4712 | 236451.7698 | 243281.4283 | 247658.8365 | 230511.7857 | 240281.1243 | 241222.7137 | 251991.3352 | 235309.7603 | 1738.4717 | 3999.3464 | 6432.0305 | 8340.1192 | 11728.9514 | 15872.928 | 21060.5893 | 22911.9764 | 29339.8886 | 34323.8682 | 35027.9048 | 32147.411 | 39469.436 | 42111.9727 | 40326.8018 | 36305.9953 | 38760.1525 | 39879.6984 | 40597.2613 | 37786.4458 | 39387.8762 | 39542.2254 | 41307.4624 | 38572.9496 | 696971.7627 | 1738.4717 | 5737.8181 | 12169.8485 | 20509.9677 | 32238.9191 | 48111.8471 | 69172.4364 | 92084.4128 | 121424.3015 | 155748.1697 | 190776.0745 | 222923.4854 | 262392.9214 | 304504.8941 | 344831.6958 | 381137.6912 | 419897.8437 | 459777.5421 | 500374.8034 | 538161.2491 | 577549.1253 | 617091.3507 | 658398.8131 | 696971.7627 | 0 | 0 | 0 | 0 | 0 | 0 | 0 | 0 | 0 | 0 | 0 | 0 | 0 | 0 | 0 | 0 | 0 | 0 | 0 | 0 | 0 | 0 | 0 | 0 | 0 | 0 | 0 | 0 | 0 | 0 | 0 | 0 | 0 | 0 | 0 | 0 | 0 | 0 | 0 | 0 | 0 | 0 | 0 | 0 | 0 | 0 | 0 | 0 | 0 | 0 | 0 | 0 | 0 | 0 | 0 | 0 | 0 | 0 | 0 | 0 | 0 | 0.073701 | 0.24325 | 0.51593 | 0.8695 | 1.3667 | 2.0397 | 2.9325 | 3.9038 | 5.1477 | 6.6028 | 8.0878 | 9.4506 | 11.1239 | 12.9092 | 14.6188 | 16.1579 | 17.8011 | 19.4918 | 21.2129 | 22.8148 | 24.4846 | 26.1609 | 27.9121 | 29.5474 | 2144.3343 | 4933.0314 | 7933.6485 | 10287.1985 | 14467.1855 | 19578.6125 | 25977.3821 | 28260.993 | 36189.5618 | 42337.0983 | 43205.4988 | 39652.5267 | 48683.9473 | 51943.4091 | 49741.4732 | 44781.9717 | 47809.075 | 49189.9894 | 50075.074 | 46608.0472 | 48583.3466 | 48773.7301 | 50951.0783 | 47578.1678 | 859686.3812 | 0 | 0 | 0 | 0 | 0 | 0 | 0 | 0 | 0 | 0 | 0 | 0 | 0 | 0 | 0 | 0 | 0 | 0 | 0 | 0 | 0.04263% | 0.74116 | 2.4462 | 5.1883 | 8.744 | 13.7443 | 20.5114 | 29.4901 | 39.2581 | 51.7665 | 66.3997 | 81.333 | 95.0383 | 111.8652 | 129.8187 | 147.0111 | 162.4893 | 179.0138 | 196.0156 | 213.3234 | 229.4327 | 246.2249 | 263.0828 | 280.6933 | 297.138
| Com-Cooling_DX_Cadmus | M_Input | Cadmus created workbook. Based on the PSE 2014 cooling DX EUI, 2014 CBSA analysis to determine capacity per sqft by capacity buckets, and costs based on the NEEP Phase 4 Incremental Cost Report for the measure "Commercial Unitary AC". Baseline cost based on DEER 2008 were used to establish full costs. Costs were interpolated based on the associated efficiency and capacity bucket | 2020 | NR and New | 2022 | 2045 | PSE | Commercial | Medium Off | Electric | Per Building Sqft of Cooling DX - 135 to 240 kBtuh |  |  | Medium Off DX Package 135 to 240 kBtuh - Premium Efficiency |  | 0.25678 | 15 | 3.1246 | 0 |  | 0 | 0 | 0 | 0 | 0 | 0 | 0 | 0 |  | 0 | 0 | 0 | Cooling | Cooling DX | Cooling DX | Cooling DX 135 to 240 kBtuh Premium | CommCOOL | 0.004239% | 39.18% | 39.18% | 41759.2514 | 1 | 20.2% | 6.667% | 85% | 6.8% | 0.2% | 0.16885 | 0.0016024 | 0.017045 | 4.0107 | 0 | 0 | 0 | 4.617 | 0.60627 |  | 1.5403 | 0 | 1.5403 | 13. $0.225 to $99,999.000 | 1 | 0 | 01. ($9,999.00) to $0.22 | 1 | 8924.706 | 20531.2466 | 33019.7964 | 42815.2571 | 60212.3372 | 81486.0649 | 108117.705 | 117622.0793 | 150620.7342 | 176206.7434 | 179821.021 | 165033.5727 | 202622.2898 | 216188.1498 | 207023.7063 | 186382.2912 | 198981.0766 | 204728.4339 | 208412.1508 | 193982.4064 | 202203.5904 | 202995.9654 | 212058.0752 | 198020.0423 | 2291.6967 | 5272.0382 | 8478.863 | 10994.1532 | 15461.3964 | 20924.0898 | 27762.5943 | 30203.139 | 38676.5733 | 45246.5795 | 46174.6581 | 42377.5193 | 52029.5953 | 55513.0532 | 53159.7963 | 47859.4689 | 51094.6002 | 52570.4135 | 53516.3228 | 49811.0357 | 51922.0812 | 52125.5482 | 54452.5276 | 50847.8246 | 918765.5685 | 2291.6967 | 7563.7349 | 16042.598 | 27036.7512 | 42498.1476 | 63422.2374 | 91184.8317 | 121387.9707 | 160064.544 | 205311.1235 | 251485.7816 | 293863.3009 | 345892.8962 | 401405.9494 | 454565.7457 | 502425.2147 | 553519.8149 | 606090.2284 | 659606.5512 | 709417.5868 | 761339.668 | 813465.2162 | 867917.7438 | 918765.5685 | 0 | 0 | 0 | 0 | 0 | 0 | 0 | 0 | 0 | 0 | 0 | 0 | 0 | 0 | 0 | 0 | 0 | 0 | 0 | 0 | 0 | 0 | 0 | 0 | 0 | 0 | 0 | 0 | 0 | 0 | 0 | 0 | 0 | 0 | 0 | 0 | 0 | 0 | 0 | 0 | 0 | 0 | 0 | 0 | 0 | 0 | 0 | 0 | 0 | 0 | 0 | 0 | 0 | 0 | 0 | 0 | 0 | 0 | 0 | 0 | 0 | 0.097154 | 0.32066 | 0.68011 | 1.1462 | 1.8017 | 2.6887 | 3.8657 | 5.1461 | 6.7858 | 8.7039 | 10.6615 | 12.458 | 14.6638 | 17.0172 | 19.2708 | 21.2998 | 23.4659 | 25.6946 | 27.9633 | 30.075 | 32.2762 | 34.486 | 36.7945 | 38.9501 | 41205.5395 | 94793.1605 | 152453.0354 | 197678.8662 | 278001.5199 | 376222.73 | 499181.5246 | 543063.4039 | 695418.8284 | 813549.9254 | 830237.1146 | 761963.1811 | 935511.0117 | 998144.8484 | 955832.436 | 860530.6255 | 918699.4601 | 945235.1194 | 962242.9113 | 895620.5035 | 933577.8682 | 937236.2791 | 979076.2144 | 914262.346 | 16519738.4531 | 0 | 0 | 0 | 0 | 0 | 0 | 0 | 0 | 0 | 0 | 0 | 0 | 0 | 0 | 0 | 0 | 0 | 0 | 0 | 0 | 0.04263% | 0.97701 | 3.2246 | 6.8394 | 11.5265 | 18.1181 | 27.0386 | 38.8746 | 51.751 | 68.2399 | 87.5297 | 107.2152 | 125.2819 | 147.4635 | 171.1303 | 193.7937 | 214.1975 | 235.9805 | 258.3927 | 281.2082 | 302.444 | 324.5798 | 346.8023 | 370.0169 | 391.6947
| Com-Cooling_DX_Cadmus | M_Input | Cadmus created workbook. Based on the PSE 2014 cooling DX EUI, 2014 CBSA analysis to determine capacity per sqft by capacity buckets, and costs based on the NEEP Phase 4 Incremental Cost Report for the measure "Commercial Unitary AC". Baseline cost based on DEER 2008 were used to establish full costs. Costs were interpolated based on the associated efficiency and capacity bucket | 2020 | NR and New | 2022 | 2023 | PSE | Commercial | Medium Off | Electric | Per Building Sqft of Cooling DX - 135 to 240 kBtuh |  |  | Medium Off DX Package 135 to 240 kBtuh - Federal Standard 2023 |  | 0.16037 | 15 | 1.308 | 0 |  | 0 | 0 | 0 | 0 | 0 | 0 | 0 | 0 |  | 0 | 0 | 0 | Cooling | Cooling DX | Cooling DX | Cooling DX 135 to 240 kBtuh Standard | CommCOOL | 0.004239% | 39.18% | 39.18% | 41759.2514 | 1 | 20.2% | 6.667% | 85% | 6.8% | 0.2% | 0.10545 | 0.0010008 | 0.010645 | 1.6789 | 0 | 0 | 0 | 1.9289 | 0.24995 |  | 1.0303 | 0 | 1.0303 | 13. $0.225 to $99,999.000 | 1 | 0 | 01. ($9,999.00) to $0.22 | 1 | 8924.706 | 20531.2466 | 33019.7964 | 42815.2571 | 60212.3372 | 81486.0649 | 108117.705 | 117622.0793 | 150620.7342 | 176206.7434 | 179821.021 | 165033.5727 | 202622.2898 | 216188.1498 | 207023.7063 | 186382.2912 | 198981.0766 | 204728.4339 | 208412.1508 | 193982.4064 | 202203.5904 | 202995.9654 | 212058.0752 | 198020.0423 | 1431.236 | 3292.552 | 5295.3139 | 6866.191 | 9656.1234 | 13067.7455 | 17338.6045 | 18862.8006 | 24154.7241 | 28257.8976 | 28837.5115 | 26466.0801 | 32494.1021 | 34669.63 | 33199.9478 | 29889.7283 | 31910.1685 | 32831.8599 | 33422.6097 | 31108.5425 | 32426.9562 | 32554.0277 | 34007.2988 | 31756.0495 | 573797.7012 | 1431.236 | 4723.7879 | 10019.1019 | 16885.2929 | 26541.4163 | 39609.1617 | 56947.7662 | 75810.5669 | 99965.291 | 128223.1886 | 157060.7001 | 183526.7802 | 216020.8823 | 250690.5123 | 283890.4601 | 313780.1885 | 345690.357 | 378522.2169 | 411944.8266 | 443053.3691 | 475480.3253 | 508034.3529 | 542041.6517 | 573797.7012 | 0 | 0 | 0 | 0 | 0 | 0 | 0 | 0 | 0 | 0 | 0 | 0 | 0 | 0 | 0 | 0 | 0 | 0 | 0 | 0 | 0 | 0 | 0 | 0 | 0 | 0 | 0 | 0 | 0 | 0 | 0 | 0 | 0 | 0 | 0 | 0 | 0 | 0 | 0 | 0 | 0 | 0 | 0 | 0 | 0 | 0 | 0 | 0 | 0 | 0 | 0 | 0 | 0 | 0 | 0 | 0 | 0 | 0 | 0 | 0 | 0 | 0.060676 | 0.20026 | 0.42475 | 0.71583 | 1.1252 | 1.6792 | 2.4142 | 3.2139 | 4.2379 | 5.4359 | 6.6584 | 7.7804 | 9.158 | 10.6278 | 12.0352 | 13.3024 | 14.6552 | 16.0471 | 17.464 | 18.7828 | 20.1575 | 21.5376 | 22.9793 | 24.3256 | 17214.5589 | 39602.0163 | 63690.751 | 82584.8788 | 116141.509 | 157175.6716 | 208544.5273 | 226877.1885 | 290527.1603 | 339879.1346 | 346850.5905 | 318327.5894 | 390831.1748 | 416997.8962 | 399320.9158 | 359506.3993 | 383807.7637 | 394893.6438 | 401999.0388 | 374166.0004 | 390023.5598 | 391551.9448 | 409031.5371 | 381954.0575 | 6901499.5082 | 0 | 0 | 0 | 0 | 0 | 0 | 0 | 0 | 0 | 0 | 0 | 0 | 0 | 0 | 0 | 0 | 0 | 0 | 0 | 0 | 0.04263% | 0.61017 | 2.0139 | 4.2714 | 7.1987 | 11.3153 | 16.8865 | 24.2784 | 32.3201 | 42.6179 | 54.665 | 66.9592 | 78.2424 | 92.0956 | 106.8762 | 121.0302 | 133.773 | 147.3772 | 161.3743 | 175.6233 | 188.8857 | 202.7102 | 216.5888 | 231.0871 | 244.6255
| Com-Tuneup_Cooling_DX-Cadmus | M_Input | Cadmus created workbook. Cooling DX EUIs based on Cadmus developed 2014 PSE EUIs. Percent savings based on Wisconsin Focus on Energy Technical Reference Manual. February 2016. Air Conditioning Unit Tune Up - Coil Cleaning. Page 165 - 168 and Air Conditioning Unit Tune Up - Refrigerant Charge Correction. Page 169 - 172. Costs based on CEE http://www.californiaenergyefficiency.com/docs/WtPaperCalAirConditionaerQualityInstallationProgram.pdf and GDS / Kema and TRANE Service Center provided estimated costs ranging from $3000 to $8000 depending on system. XCEL 2005 http://www.metrodenver.org/documents/newsCenter/EnergyEfficiencyReport.pdf and GDS 2006 Report for North Carolina Utilities Commission and 2005 http://eetd.lbl.gov/emills/PUBS/PDF/NCBC_Mills_6Apr05.pdf and Wisconsin Focus on Energy Technical Reference Manual. February 2016. Air Conditioning Unit Tune Up - Refrigerant Charge Correction. Page 169 - 172. EUL based on California Energy Commission and California Public Utilities Commission. Database for Energy Efficient Resources (DEER) 2008 | 2020 | Retro | 2022 | 2045 | PSE | Commercial | Lodging | Electric | Per Building Sqft - Cooling DX Tune Up |  |  | Lodging Tune-up - DX Maintenance - Refrigerant Charge Correction |  | 0.02699 | 10 | 0.089258 | 0 |  | 0 | 0 | 0 | 0 | 0 | 0 | 0 | 0 |  | 0 | 0 | 0 | Cooling | Cooling DX | Cooling DX Tuneup | Cooling DX Tune Up and Maintenance | CommCOOL | 0.004239% | 15.99% | 15.99% | 31385.388 | 1 | 50% | 10% | 85% | 6.8% | 0.2% | 0.012619 | 0.00016843 | 0.0012787 | 0.14776 | 0 | 0 | 0 | 0.16417 | 0.016404 |  | 0.52105 | 0 | 0.52105 | 13. $0.225 to $99,999.000 | 1 | 0 | 01. ($9,999.00) to $0.22 | 1 | 119011.533 | 118571.1904 | 118132.477 | 117695.3868 | 117259.9139 | 116826.0522 | 116393.7958 | 115963.1388 | 115534.0751 | 115106.5991 | 0 | 0 | 0 | 0 | 0 | 0 | 0 | 0 | 0 | 0 | 0 | 0 | 0 | 0 | 3212.1485 | 3200.2636 | 3188.4226 | 3176.6254 | 3164.8719 | 3153.1619 | 3141.4952 | 3129.8717 | 3118.2911 | 3106.7535 | 0 | 0 | 0 | 0 | 0 | 0 | 0 | 0 | 0 | 0 | 0 | 0 | 0 | 0 | 31591.9054 | 3212.1485 | 6412.4121 | 9600.8347 | 12777.4601 | 15942.332 | 19095.4939 | 22236.9891 | 25366.8608 | 28485.1519 | 31591.9054 | 31591.9054 | 31591.9054 | 31591.9054 | 31591.9054 | 31591.9054 | 31591.9054 | 31591.9054 | 31591.9054 | 31591.9054 | 31591.9054 | 31591.9054 | 31591.9054 | 31591.9054 | 31591.9054 | 0 | 0 | 0 | 0 | 0 | 0 | 0 | 0 | 0 | 0 | 0 | 0 | 0 | 0 | 0 | 0 | 0 | 0 | 0 | 0 | 0 | 0 | 0 | 0 | 0 | 0 | 0 | 0 | 0 | 0 | 0 | 0 | 0 | 0 | 0 | 0 | 0 | 0 | 0 | 0 | 0 | 0 | 0 | 0 | 0 | 0 | 0 | 0 | 0 | 0 | 0 | 0 | 0 | 0 | 0 | 0 | 0 | 0 | 0 | 0 | 0 | 0.13618 | 0.27185 | 0.40702 | 0.54169 | 0.67586 | 0.80953 | 0.94271 | 1.0754 | 1.2076 | 1.3393 | 1.3393 | 1.3393 | 1.3393 | 1.3393 | 1.3393 | 1.3393 | 1.3393 | 1.3393 | 1.3393 | 1.3393 | 1.3393 | 1.3393 | 1.3393 | 1.3393 | 19537.9237 | 19465.6334 | 19393.6106 | 19321.8542 | 19250.3633 | 19179.137 | 19108.1742 | 19037.4739 | 18967.0353 | 18896.8573 | 0 | 0 | 0 | 0 | 0 | 0 | 0 | 0 | 0 | 0 | 0 | 0 | 0 | 0 | 192158.0628 | 0 | 0 | 0 | 0 | 0 | 0 | 0 | 0 | 0 | 0 | 0 | 0 | 0 | 0 | 0 | 0 | 0 | 0 | 0 | 0 | 0.04263% | 1.3694 | 2.7338 | 4.0931 | 5.4474 | 6.7966 | 8.1409 | 9.4802 | 10.8146 | 12.144 | 13.4685 | 13.4685 | 13.4685 | 13.4685 | 13.4685 | 13.4685 | 13.4685 | 13.4685 | 13.4685 | 13.4685 | 13.4685 | 13.4685 | 13.4685 | 13.4685 | 13.4685
| Com-Tuneup_Cooling_DX-Cadmus | M_Input | Cadmus created workbook. Cooling DX EUIs based on Cadmus developed 2014 PSE EUIs. Percent savings based on Wisconsin Focus on Energy Technical Reference Manual. February 2016. Air Conditioning Unit Tune Up - Coil Cleaning. Page 165 - 168 and Air Conditioning Unit Tune Up - Refrigerant Charge Correction. Page 169 - 172. Costs based on CEE http://www.californiaenergyefficiency.com/docs/WtPaperCalAirConditionaerQualityInstallationProgram.pdf and GDS / Kema and TRANE Service Center provided estimated costs ranging from $3000 to $8000 depending on system. XCEL 2005 http://www.metrodenver.org/documents/newsCenter/EnergyEfficiencyReport.pdf and GDS 2006 Report for North Carolina Utilities Commission and 2005 http://eetd.lbl.gov/emills/PUBS/PDF/NCBC_Mills_6Apr05.pdf and Wisconsin Focus on Energy Technical Reference Manual. February 2016. Air Conditioning Unit Tune Up - Refrigerant Charge Correction. Page 169 - 172. EUL based on California Energy Commission and California Public Utilities Commission. Database for Energy Efficient Resources (DEER) 2008 | 2020 | Retro | 2022 | 2045 | PSE | Commercial | Lodging | Electric | Per Building Sqft - Cooling DX Tune Up |  |  | Lodging Tune-up - DX Maintenance - Coil Cleaning |  | 0.11387 | 3 | 0.91808 | 0 |  | 0 | 0 | 0 | 0 | 0 | 0 | 0 | 0 |  | 0 | 0 | 0 | Cooling | Cooling DX | Cooling DX Tuneup | Cooling DX Tune Up and Maintenance | CommCOOL | 0.004239% | 15.99% | 15.99% | 31385.388 | 1 | 50% | 33.33% | 85% | 6.8% | 0.2% | 0.017796 | 0.0007106 | 0.0018507 | 4.0689 | 0 | 0 | 0 | 4.25 | 0.18106 |  | 3.1973 | 0 | 3.1973 | 13. $0.225 to $99,999.000 | 1 | 0 | 01. ($9,999.00) to $0.22 | 1 | 119011.533 | 118571.1904 | 118132.477 | 117695.3868 | 117259.9139 | 116826.0522 | 116393.7958 | 115963.1388 | 115534.0751 | 115106.5991 | 0 | 0 | 0 | 0 | 0 | 0 | 0 | 0 | 0 | 0 | 0 | 0 | 0 | 0 | 13551.6824 | 13501.5412 | 13451.5855 | 13401.8146 | 13352.2279 | 13302.8246 | 13253.6042 | 13204.5658 | 13155.709 | 13107.0328 | 0 | 0 | 0 | 0 | 0 | 0 | 0 | 0 | 0 | 0 | 0 | 0 | 0 | 0 | 133282.5879 | 13551.6824 | 27053.2235 | 40504.809 | 53906.6236 | 67258.8515 | 80561.6761 | 93815.2803 | 107019.8461 | 120175.5551 | 133282.5879 | 133282.5879 | 133282.5879 | 133282.5879 | 133282.5879 | 133282.5879 | 133282.5879 | 133282.5879 | 133282.5879 | 133282.5879 | 133282.5879 | 133282.5879 | 133282.5879 | 133282.5879 | 133282.5879 | 0 | 0 | 0 | 0 | 0 | 0 | 0 | 0 | 0 | 0 | 0 | 0 | 0 | 0 | 0 | 0 | 0 | 0 | 0 | 0 | 0 | 0 | 0 | 0 | 0 | 0 | 0 | 0 | 0 | 0 | 0 | 0 | 0 | 0 | 0 | 0 | 0 | 0 | 0 | 0 | 0 | 0 | 0 | 0 | 0 | 0 | 0 | 0 | 0 | 0 | 0 | 0 | 0 | 0 | 0 | 0 | 0 | 0 | 0 | 0 | 0 | 0.57451 | 1.1469 | 1.7172 | 2.2853 | 2.8514 | 3.4153 | 3.9772 | 4.537 | 5.0947 | 5.6504 | 5.6504 | 5.6504 | 5.6504 | 5.6504 | 5.6504 | 5.6504 | 5.6504 | 5.6504 | 5.6504 | 5.6504 | 5.6504 | 5.6504 | 5.6504 | 5.6504 | 505794.8184 | 503923.3776 | 502058.8611 | 500201.2433 | 498350.4987 | 496506.6019 | 494669.5275 | 492839.2502 | 491015.745 | 489198.9867 | 0 | 0 | 0 | 0 | 0 | 0 | 0 | 0 | 0 | 0 | 0 | 0 | 0 | 0 | 4974558.9105 | 0 | 0 | 0 | 0 | 0 | 0 | 0 | 0 | 0 | 0 | 0 | 0 | 0 | 0 | 0 | 0 | 0 | 0 | 0 | 0 | 0.04263% | 5.7775 | 11.5335 | 17.2683 | 22.9819 | 28.6743 | 34.3456 | 39.996 | 45.6255 | 51.2341 | 56.822 | 56.822 | 56.822 | 56.822 | 56.822 | 56.822 | 56.822 | 56.822 | 56.822 | 56.822 | 56.822 | 56.822 | 56.822 | 56.822 | 56.822
| Com-Cooling_DX_Cadmus | M_Input | Cadmus created workbook. Based on the PSE 2014 cooling DX EUI, 2014 CBSA analysis to determine capacity per sqft by capacity buckets, and costs based on the NEEP Phase 4 Incremental Cost Report for the measure "Commercial Unitary AC". Baseline cost based on DEER 2008 were used to establish full costs. Costs were interpolated based on the associated efficiency and capacity bucket | 2020 | NR and New | 2022 | 2045 | PSE | Commercial | Lodging | Electric | Per Building Sqft of Cooling DX - 65 to 135 kBtuh |  |  | Lodging DX Package 65 to 135 kBtuh - Premium Efficiency |  | 0.25641 | 15 | 0.5246 | 0 |  | 0 | 0 | 0 | 0 | 0 | 0 | 0 | 0 |  | 0 | 0 | 0 | Cooling | Cooling DX | Cooling DX | Cooling DX 65 to 135 kBtuh Premium | CommCOOL | 0.004239% | 15.99% | 15.99% | 31385.388 | 1 | 45.13% | 6.667% | 85% | 6.8% | 0.2% | 0.16861 | 0.0016001 | 0.017021 | 0.67338 | 0 | 0 | 0 | 0.75968 | 0.0863 |  | 0.2538 | 0 | 0.2538 | 13. $0.225 to $99,999.000 | 1 | 0 | 01. ($9,999.00) to $0.22 | 1 | 3922.0071 | 9015.0873 | 14494.0438 | 18797.2803 | 26412.3822 | 35715.1146 | 47347.3702 | 51500.404 | 65885.0184 | 77023.1713 | 78567.6561 | 72078.3003 | 88422.2307 | 94287.8642 | 90241.1255 | 81190.0628 | 86634.0981 | 89090.8261 | 90648.0135 | 84306.9545 | 87843.4162 | 88140.7904 | 92044.6013 | 85875.6609 | 1005.6485 | 2311.5738 | 3716.4423 | 4819.8424 | 6772.4436 | 9157.7729 | 12140.4193 | 13205.3057 | 16893.689 | 19749.6416 | 20145.6656 | 18481.7189 | 22672.4937 | 24176.5108 | 23138.8796 | 20818.0813 | 22213.9956 | 22843.9294 | 23243.2105 | 21617.2888 | 22524.0789 | 22600.3291 | 23601.3119 | 22019.5235 | 399869.7968 | 1005.6485 | 3317.2223 | 7033.6645 | 11853.507 | 18625.9506 | 27783.7235 | 39924.1428 | 53129.4485 | 70023.1375 | 89772.7791 | 109918.4447 | 128400.1636 | 151072.6573 | 175249.1681 | 198388.0477 | 219206.1291 | 241420.1247 | 264264.0541 | 287507.2646 | 309124.5534 | 331648.6323 | 354248.9615 | 377850.2734 | 399869.7968 | 0 | 0 | 0 | 0 | 0 | 0 | 0 | 0 | 0 | 0 | 0 | 0 | 0 | 0 | 0 | 0 | 0 | 0 | 0 | 0 | 0 | 0 | 0 | 0 | 0 | 0 | 0 | 0 | 0 | 0 | 0 | 0 | 0 | 0 | 0 | 0 | 0 | 0 | 0 | 0 | 0 | 0 | 0 | 0 | 0 | 0 | 0 | 0 | 0 | 0 | 0 | 0 | 0 | 0 | 0 | 0 | 0 | 0 | 0 | 0 | 0 | 0.042633 | 0.14063 | 0.29818 | 0.50252 | 0.78963 | 1.1779 | 1.6925 | 2.2524 | 2.9686 | 3.8058 | 4.6599 | 5.4434 | 6.4046 | 7.4295 | 8.4105 | 9.293 | 10.2348 | 11.2032 | 12.1886 | 13.105 | 14.0599 | 15.018 | 16.0186 | 16.9521 | 2979.4875 | 6848.6208 | 11010.8984 | 14279.9999 | 20065.0738 | 27132.2141 | 35969.0568 | 39124.0516 | 50051.8183 | 58513.2989 | 59686.6198 | 54756.7577 | 67172.9861 | 71629.0162 | 68554.772 | 61678.8212 | 65814.5697 | 67680.9075 | 68863.8785 | 64046.6751 | 66733.2697 | 66959.1803 | 69924.8444 | 65238.3968 | 1184715.215 | 0 | 0 | 0 | 0 | 0 | 0 | 0 | 0 | 0 | 0 | 0 | 0 | 0 | 0 | 0 | 0 | 0 | 0 | 0 | 0 | 0.04263% | 0.42874 | 1.4142 | 2.9986 | 5.0535 | 7.9407 | 11.845 | 17.0207 | 22.6505 | 29.8528 | 38.2726 | 46.8612 | 54.7405 | 64.4064 | 74.7135 | 84.5782 | 93.4535 | 102.924 | 112.6629 | 122.5722 | 131.7882 | 141.3908 | 151.0259 | 161.0878 | 170.4753
| Com-Cooling_DX_Cadmus | M_Input | Cadmus created workbook. Based on the PSE 2014 cooling DX EUI, 2014 CBSA analysis to determine capacity per sqft by capacity buckets, and costs based on the NEEP Phase 4 Incremental Cost Report for the measure "Commercial Unitary AC". Baseline cost based on DEER 2008 were used to establish full costs. Costs were interpolated based on the associated efficiency and capacity bucket | 2020 | NR and New | 2022 | 2023 | PSE | Commercial | Lodging | Electric | Per Building Sqft of Cooling DX - 65 to 135 kBtuh |  |  | Lodging DX Package 65 to 135 kBtuh - Federal Standard 2023 |  | 0.17085 | 15 | 0.23732 | 0 |  | 0 | 0 | 0 | 0 | 0 | 0 | 0 | 0 |  | 0 | 0 | 0 | Cooling | Cooling DX | Cooling DX | Cooling DX 65 to 135 kBtuh Standard | CommCOOL | 0.004239% | 15.99% | 15.99% | 31385.388 | 1 | 45.13% | 6.667% | 85% | 6.8% | 0.2% | 0.11234 | 0.0010662 | 0.011341 | 0.30463 | 0 | 0 | 0 | 0.33968 | 0.035057 |  | 0.17032 | 0 | 0.17032 | 10. $0.150 to $0.175 | 1 | 0 | 01. ($9,999.00) to $0.22 | 1 | 3922.0071 | 9015.0873 | 14494.0438 | 18797.2803 | 26412.3822 | 35715.1146 | 47347.3702 | 51500.404 | 65885.0184 | 77023.1713 | 78567.6561 | 72078.3003 | 88422.2307 | 94287.8642 | 90241.1255 | 81190.0628 | 86634.0981 | 89090.8261 | 90648.0135 | 84306.9545 | 87843.4162 | 88140.7904 | 92044.6013 | 85875.6609 | 670.0611 | 1540.1959 | 2476.2563 | 3211.4491 | 4512.4624 | 6101.8015 | 8089.1313 | 8798.6625 | 11256.2232 | 13159.1374 | 13423.0072 | 12314.3236 | 15106.6265 | 16108.7493 | 15417.3783 | 13871.0361 | 14801.1303 | 15220.8537 | 15486.8937 | 14403.5461 | 15007.7381 | 15058.5434 | 15725.4958 | 14671.554 | 266432.2567 | 670.0611 | 2210.257 | 4686.5133 | 7897.9624 | 12410.4248 | 18512.2263 | 26601.3576 | 35400.0201 | 46656.2433 | 59815.3807 | 73238.3879 | 85552.7114 | 100659.338 | 116768.0873 | 132185.4655 | 146056.5016 | 160857.632 | 176078.4857 | 191565.3793 | 205968.9254 | 220976.6635 | 236035.2069 | 251760.7026 | 266432.2567 | 0 | 0 | 0 | 0 | 0 | 0 | 0 | 0 | 0 | 0 | 0 | 0 | 0 | 0 | 0 | 0 | 0 | 0 | 0 | 0 | 0 | 0 | 0 | 0 | 0 | 0 | 0 | 0 | 0 | 0 | 0 | 0 | 0 | 0 | 0 | 0 | 0 | 0 | 0 | 0 | 0 | 0 | 0 | 0 | 0 | 0 | 0 | 0 | 0 | 0 | 0 | 0 | 0 | 0 | 0 | 0 | 0 | 0 | 0 | 0 | 0 | 0.028407 | 0.093702 | 0.19868 | 0.33483 | 0.52613 | 0.78481 | 1.1277 | 1.5007 | 1.9779 | 2.5358 | 3.1049 | 3.6269 | 4.2673 | 4.9503 | 5.6039 | 6.1919 | 6.8194 | 7.4647 | 8.1212 | 8.7318 | 9.3681 | 10.0065 | 10.6731 | 11.2951 | 1332.2407 | 3062.2755 | 4923.386 | 6385.124 | 8971.8477 | 12131.8315 | 16083.1156 | 17493.8322 | 22380.0469 | 26163.4925 | 26688.1284 | 24483.802 | 30035.5638 | 32028.0221 | 30653.4121 | 27578.9164 | 29428.1648 | 30262.6745 | 30791.6253 | 28637.6728 | 29838.9501 | 29939.9632 | 31266.0229 | 29170.5363 | 529730.6475 | 0 | 0 | 0 | 0 | 0 | 0 | 0 | 0 | 0 | 0 | 0 | 0 | 0 | 0 | 0 | 0 | 0 | 0 | 0 | 0 | 0.04263% | 0.28567 | 0.94229 | 1.998 | 3.3671 | 5.2909 | 7.8923 | 11.3409 | 15.092 | 19.8908 | 25.5009 | 31.2235 | 36.4734 | 42.9138 | 49.7814 | 56.3543 | 62.2679 | 68.578 | 75.067 | 81.6695 | 87.8101 | 94.2084 | 100.6282 | 107.3324 | 113.5873
| Com-DDC Energy Management-7P_V5 | Measure InputOutput | Updated percent savings for electric and gas savings from 7th Plan workbook Com-EM-7P_V5 to reflect DDC data from: http://sbt.siemens.com/hvp/staefa/press/pr5.asp and Misc: http://www.oee.nrcan.gc.ca/publications/infosource/pub/ici/eii/pdf/m92-242-2002-3E.pdf and http://www.enviro-tec.com/pdf/catalog/spec-gd4.pdf and http://www.lrc.rpi.edu/programs/Futures/LF-BAS/index.asp and http://greenbuildings.santa-monica.org/pdf/cs1.pdf and http://www.iklimnet.com/expert_hvac/building_control.html and http://txspace.tamu.edu/bitstream/handle/1969.1/5293/ESL-IC-06-11-149.pdf;jsessionid=A7133C4E9E20B60C3D236FBD72F9BD1E?sequence=1 | 2020 | Retro | 2022 | 2041 | PSE | Commercial | Large Off | Gas | Per 1,000 Sqft of Floor Area for Buildings receiving Direct Digital Control (DDC) |  |  | Commercial DDC Energy Management-Retro-Large Off |  | 396.6118 | 15 | 176.2188 | 0 |  | 0 | 0 | 0 | 0 | 0 | 0 | 0 | 20.6728 |  | 0 | 0 | 0 | Whole Building | Whole Building | DDC Energy Management | DDC Energy Management | CommVENT | 0.0141% | 100% | 100% | 229.8817 | 0.001 | 47.68% | 6.667% | 85% | 6.8% | 0.2% | 219.3513 | 4.0828 | 22.3434 | 0 | 207.5707 | 0 | 260.7995 | 8.8176 | -2589.9995 |  | 0.0019045 | -11.6428 | 0.0019045 | 01. ($9,999.000) to $0.028 | 1 | -11.6428 | 01. ($9,999.00) to $0.22 | 1 | 0 | 0 | 0 | 0 | 0 | 0 | 0 | 0 | 0 | 0 | 0 | 0 | 0 | 0 | 0 | 0 | 0 | 0 | 0 | 0 | 0 | 0 | 0 | 0 | 0 | 0 | 0 | 0 | 0 | 0 | 0 | 0 | 0 | 0 | 0 | 0 | 0 | 0 | 0 | 0 | 0 | 0 | 0 | 0 | 0 | 0 | 0 | 0 | 0 | 0 | 0 | 0 | 0 | 0 | 0 | 0 | 0 | 0 | 0 | 0 | 0 | 0 | 0 | 0 | 0 | 0 | 0 | 0 | 0 | 0 | 0 | 0 | 0 | 4987.2598 | 4972.298 | 4957.3811 | 4942.509 | 4927.6815 | 4912.8984 | 4898.1597 | 4883.4653 | 4868.8149 | 4854.2084 | 0 | 0 | 0 | 0 | 0 | 0 | 0 | 0 | 0 | 0 | 103100.6975 | 102791.3954 | 102483.0212 | 102175.5721 | 101869.0454 | 101563.4383 | 101258.7479 | 100954.9717 | 100652.1068 | 100350.1505 | 0 | 0 | 0 | 0 | 0 | 0 | 0 | 0 | 0 | 0 | 1017199.1467 | 103100.6975 | 205892.0928 | 308375.114 | 410550.6861 | 512419.7315 | 613983.1698 | 715241.9177 | 816196.8894 | 916848.9962 | 1017199.1467 | 1017199.1467 | 1017199.1467 | 1017199.1467 | 1017199.1467 | 1017199.1467 | 1017199.1467 | 1017199.1467 | 1017199.1467 | 1017199.1467 | 1017199.1467 | 0 | 0 | 0 | 0 | 0 | 0 | 0 | 0 | 0 | 0 | 0 | 0 | 0 | 0 | 0 | 0 | 0 | 0 | 0 | 0 | 0 | 0 | 0 | 0 | 0 | 0 | 0 | 0 | 0 | 0 | 0 | 0 | 0 | 0 | 0 | 0 | 0 | 0 | 0 | 0 | 0 | 0 | 0 | 0 | 0 | 0 | 0 | 0 | 0 | 0 | 0 | 0 | 0 | 0 | 0 | 0 | 0 | 0 | 0 | 0 | 0 | 0 | 0 | 0 | 0 | 0 | 0 | 0 | 0 | 0.01557% | 0 | 0 | 0 | 0 | 0 | 0 | 0 | 0 | 0 | 0 | 0 | 0 | 0 | 0 | 0 | 0 | 0 | 0 | 0 | 0 | 0 | 0 | 0 | 0
| Com-DDC Energy Management-7P_V5 | Measure InputOutput | Updated percent savings for electric and gas savings from 7th Plan workbook Com-EM-7P_V5 to reflect DDC data from: http://sbt.siemens.com/hvp/staefa/press/pr5.asp and Misc: http://www.oee.nrcan.gc.ca/publications/infosource/pub/ici/eii/pdf/m92-242-2002-3E.pdf and http://www.enviro-tec.com/pdf/catalog/spec-gd4.pdf and http://www.lrc.rpi.edu/programs/Futures/LF-BAS/index.asp and http://greenbuildings.santa-monica.org/pdf/cs1.pdf and http://www.iklimnet.com/expert_hvac/building_control.html and http://txspace.tamu.edu/bitstream/handle/1969.1/5293/ESL-IC-06-11-149.pdf;jsessionid=A7133C4E9E20B60C3D236FBD72F9BD1E?sequence=1 | 2020 | Retro | 2022 | 2041 | PSE | Commercial | Medium Off | Gas | Per 1,000 Sqft of Floor Area for Buildings receiving Direct Digital Control (DDC) |  |  | Commercial DDC Energy Management-Retro-Medium Off |  | 320.0458 | 15 | 176.2188 | 0 |  | 0 | 0 | 0 | 0 | 0 | 0 | 0 | 20.6728 |  | 0 | 0 | 0 | Whole Building | Whole Building | DDC Energy Management | DDC Energy Management | CommVENT | 0.0141% | 100% | 100% | 41.7593 | 0.001 | 8.441% | 6.667% | 85% | 6.8% | 0.2% | 219.3513 | 4.0828 | 22.3434 | 0 | 207.5707 | 0 | 210.4521 | 8.8176 | -2048.2258 |  | 0.0023601 | -9.2074 | 0.0023601 | 01. ($9,999.000) to $0.028 | 1 | -9.2074 | 01. ($9,999.00) to $0.22 | 1 | 0 | 0 | 0 | 0 | 0 | 0 | 0 | 0 | 0 | 0 | 0 | 0 | 0 | 0 | 0 | 0 | 0 | 0 | 0 | 0 | 0 | 0 | 0 | 0 | 0 | 0 | 0 | 0 | 0 | 0 | 0 | 0 | 0 | 0 | 0 | 0 | 0 | 0 | 0 | 0 | 0 | 0 | 0 | 0 | 0 | 0 | 0 | 0 | 0 | 0 | 0 | 0 | 0 | 0 | 0 | 0 | 0 | 0 | 0 | 0 | 0 | 0 | 0 | 0 | 0 | 0 | 0 | 0 | 0 | 0 | 0 | 0 | 0 | 471.1606 | 469.7472 | 468.3379 | 466.9329 | 465.5321 | 464.1355 | 462.7431 | 461.3549 | 459.9708 | 458.5909 | 0 | 0 | 0 | 0 | 0 | 0 | 0 | 0 | 0 | 0 | 9740.2165 | 9710.9958 | 9681.8629 | 9652.8173 | 9623.8588 | 9594.9872 | 9566.2023 | 9537.5037 | 9508.8912 | 9480.3645 | 0 | 0 | 0 | 0 | 0 | 0 | 0 | 0 | 0 | 0 | 96097.7001 | 9740.2165 | 19451.2123 | 29133.0752 | 38785.8925 | 48409.7513 | 58004.7385 | 67570.9408 | 77108.4445 | 86617.3357 | 96097.7001 | 96097.7001 | 96097.7001 | 96097.7001 | 96097.7001 | 96097.7001 | 96097.7001 | 96097.7001 | 96097.7001 | 96097.7001 | 96097.7001 | 0 | 0 | 0 | 0 | 0 | 0 | 0 | 0 | 0 | 0 | 0 | 0 | 0 | 0 | 0 | 0 | 0 | 0 | 0 | 0 | 0 | 0 | 0 | 0 | 0 | 0 | 0 | 0 | 0 | 0 | 0 | 0 | 0 | 0 | 0 | 0 | 0 | 0 | 0 | 0 | 0 | 0 | 0 | 0 | 0 | 0 | 0 | 0 | 0 | 0 | 0 | 0 | 0 | 0 | 0 | 0 | 0 | 0 | 0 | 0 | 0 | 0 | 0 | 0 | 0 | 0 | 0 | 0 | 0 | 0.01557% | 0 | 0 | 0 | 0 | 0 | 0 | 0 | 0 | 0 | 0 | 0 | 0 | 0 | 0 | 0 | 0 | 0 | 0 | 0 | 0 | 0 | 0 | 0 | 0
| Com-DDC Energy Management-7P_V5 | Measure InputOutput | Updated percent savings for electric and gas savings from 7th Plan workbook Com-EM-7P_V5 to reflect DDC data from: http://sbt.siemens.com/hvp/staefa/press/pr5.asp and Misc: http://www.oee.nrcan.gc.ca/publications/infosource/pub/ici/eii/pdf/m92-242-2002-3E.pdf and http://www.enviro-tec.com/pdf/catalog/spec-gd4.pdf and http://www.lrc.rpi.edu/programs/Futures/LF-BAS/index.asp and http://greenbuildings.santa-monica.org/pdf/cs1.pdf and http://www.iklimnet.com/expert_hvac/building_control.html and http://txspace.tamu.edu/bitstream/handle/1969.1/5293/ESL-IC-06-11-149.pdf;jsessionid=A7133C4E9E20B60C3D236FBD72F9BD1E?sequence=1 | 2020 | Retro | 2022 | 2041 | PSE | Commercial | Small Off | Gas | Per 1,000 Sqft of Floor Area for Buildings receiving Direct Digital Control (DDC) |  |  | Commercial DDC Energy Management-Retro-Small Off |  | 258.793 | 15 | 176.2188 | 0 |  | 0 | 0 | 0 | 0 | 0 | 0 | 0 | 20.6728 |  | 0 | 0 | 0 | Whole Building | Whole Building | DDC Energy Management | DDC Energy Management | CommVENT | 0.0141% | 100% | 100% | 4.7978 | 0.001 | 0% | 6.667% | 85% | 6.8% | 0.2% | 219.3513 | 4.0828 | 22.3434 | 0 | 207.5707 | 0 | 170.1742 | 8.8176 | -1614.8068 |  | 0.0029187 | -7.2591 | 0.0029187 | 01. ($9,999.000) to $0.028 | 1 | -7.2591 | 01. ($9,999.00) to $0.22 | 1 | 0 | 0 | 0 | 0 | 0 | 0 | 0 | 0 | 0 | 0 | 0 | 0 | 0 | 0 | 0 | 0 | 0 | 0 | 0 | 0 | 0 | 0 | 0 | 0 | 0 | 0 | 0 | 0 | 0 | 0 | 0 | 0 | 0 | 0 | 0 | 0 | 0 | 0 | 0 | 0 | 0 | 0 | 0 | 0 | 0 | 0 | 0 | 0 | 0 | 0 | 0 | 0 | 0 | 0 | 0 | 0 | 0 | 0 | 0 | 0 | 0 | 0 | 0 | 0 | 0 | 0 | 0 | 0 | 0 | 0 | 0 | 0 | 0 | 0 | 0 | 0 | 0 | 0 | 0 | 0 | 0 | 0 | 0 | 0 | 0 | 0 | 0 | 0 | 0 | 0 | 0 | 0 | 0 | 0 | 0 | 0 | 0 | 0 | 0 | 0 | 0 | 0 | 0 | 0 | 0 | 0 | 0 | 0 | 0 | 0 | 0 | 0 | 0 | 0 | 0 | 0 | 0 | 0 | 0 | 0 | 0 | 0 | 0 | 0 | 0 | 0 | 0 | 0 | 0 | 0 | 0 | 0 | 0 | 0 | 0 | 0 | 0 | 0 | 0 | 0 | 0 | 0 | 0 | 0 | 0 | 0 | 0 | 0 | 0 | 0 | 0 | 0 | 0 | 0 | 0 | 0 | 0 | 0 | 0 | 0 | 0 | 0 | 0 | 0 | 0 | 0 | 0 | 0 | 0 | 0 | 0 | 0 | 0 | 0 | 0 | 0 | 0 | 0 | 0 | 0 | 0 | 0 | 0 | 0 | 0 | 0 | 0 | 0 | 0 | 0 | 0 | 0 | 0 | 0 | 0 | 0 | 0 | 0 | 0 | 0 | 0 | 0 | 0 | 0.01557% | 0 | 0 | 0 | 0 | 0 | 0 | 0 | 0 | 0 | 0 | 0 | 0 | 0 | 0 | 0 | 0 | 0 | 0 | 0 | 0 | 0 | 0 | 0 | 0
| Com-DDC Energy Management-7P_V5 | Measure InputOutput | Updated percent savings for electric and gas savings from 7th Plan workbook Com-EM-7P_V5 to reflect DDC data from: http://sbt.siemens.com/hvp/staefa/press/pr5.asp and Misc: http://www.oee.nrcan.gc.ca/publications/infosource/pub/ici/eii/pdf/m92-242-2002-3E.pdf and http://www.enviro-tec.com/pdf/catalog/spec-gd4.pdf and http://www.lrc.rpi.edu/programs/Futures/LF-BAS/index.asp and http://greenbuildings.santa-monica.org/pdf/cs1.pdf and http://www.iklimnet.com/expert_hvac/building_control.html and http://txspace.tamu.edu/bitstream/handle/1969.1/5293/ESL-IC-06-11-149.pdf;jsessionid=A7133C4E9E20B60C3D236FBD72F9BD1E?sequence=1 | 2020 | Retro | 2022 | 2041 | PSE | Commercial | XLarge Ret | Gas | Per 1,000 Sqft of Floor Area for Buildings receiving Direct Digital Control (DDC) |  |  | Commercial DDC Energy Management-Retro-Xlarge Ret |  | 85.1649 | 15 | 176.2188 | 0 |  | 0 | 0 | 0 | 0 | 0 | 0 | 0 | 5.9086 |  | 0 | 0 | 0 | Whole Building | Whole Building | DDC Energy Management | DDC Energy Management | CommVENT | 0.0141% | 100% | 100% | 280.3513 | 0.001 | 3.625% | 6.667% | 85% | 6.8% | 0.2% | 62.6936 | 1.1669 | 6.3861 | 0 | 207.5707 | 0 | 56.0018 | 27.6908 | -367.3576 |  | 0.027853 | -5.7778 | 0.027853 | 01. ($9,999.000) to $0.028 | 0 | -5.7778 | 01. ($9,999.00) to $0.22 | 1 | 0 | 0 | 0 | 0 | 0 | 0 | 0 | 0 | 0 | 0 | 0 | 0 | 0 | 0 | 0 | 0 | 0 | 0 | 0 | 0 | 0 | 0 | 0 | 0 | 0 | 0 | 0 | 0 | 0 | 0 | 0 | 0 | 0 | 0 | 0 | 0 | 0 | 0 | 0 | 0 | 0 | 0 | 0 | 0 | 0 | 0 | 0 | 0 | 0 | 0 | 0 | 0 | 0 | 0 | 0 | 0 | 0 | 0 | 0 | 0 | 0 | 0 | 0 | 0 | 0 | 0 | 0 | 0 | 0 | 0 | 0 | 0 | 0 | 87.415 | 87.0129 | 86.6127 | 86.2142 | 85.8177 | 85.4229 | 85.0299 | 84.6388 | 84.2495 | 83.8619 | 0 | 0 | 0 | 0 | 0 | 0 | 0 | 0 | 0 | 0 | 516.498 | 514.1221 | 511.7571 | 509.403 | 507.0598 | 504.7273 | 502.4056 | 500.0945 | 497.7941 | 495.5042 | 0 | 0 | 0 | 0 | 0 | 0 | 0 | 0 | 0 | 0 | 5059.3657 | 516.498 | 1030.6201 | 1542.3772 | 2051.7802 | 2558.84 | 3063.5673 | 3565.9729 | 4066.0674 | 4563.8615 | 5059.3657 | 5059.3657 | 5059.3657 | 5059.3657 | 5059.3657 | 5059.3657 | 5059.3657 | 5059.3657 | 5059.3657 | 5059.3657 | 5059.3657 | 0 | 0 | 0 | 0 | 0 | 0 | 0 | 0 | 0 | 0 | 0 | 0 | 0 | 0 | 0 | 0 | 0 | 0 | 0 | 0 | 0 | 0 | 0 | 0 | 0 | 0 | 0 | 0 | 0 | 0 | 0 | 0 | 0 | 0 | 0 | 0 | 0 | 0 | 0 | 0 | 0 | 0 | 0 | 0 | 0 | 0 | 0 | 0 | 0 | 0 | 0 | 0 | 0 | 0 | 0 | 0 | 0 | 0 | 0 | 0 | 0 | 0 | 0 | 0 | 0 | 0 | 0 | 0 | 0 | 0.01557% | 0 | 0 | 0 | 0 | 0 | 0 | 0 | 0 | 0 | 0 | 0 | 0 | 0 | 0 | 0 | 0 | 0 | 0 | 0 | 0 | 0 | 0 | 0 | 0
| Com-DDC Energy Management-7P_V5 | Measure InputOutput | Updated percent savings for electric and gas savings from 7th Plan workbook Com-EM-7P_V5 to reflect DDC data from: http://sbt.siemens.com/hvp/staefa/press/pr5.asp and Misc: http://www.oee.nrcan.gc.ca/publications/infosource/pub/ici/eii/pdf/m92-242-2002-3E.pdf and http://www.enviro-tec.com/pdf/catalog/spec-gd4.pdf and http://www.lrc.rpi.edu/programs/Futures/LF-BAS/index.asp and http://greenbuildings.santa-monica.org/pdf/cs1.pdf and http://www.iklimnet.com/expert_hvac/building_control.html and http://txspace.tamu.edu/bitstream/handle/1969.1/5293/ESL-IC-06-11-149.pdf;jsessionid=A7133C4E9E20B60C3D236FBD72F9BD1E?sequence=1 | 2020 | Retro | 2022 | 2041 | PSE | Commercial | Large Ret | Gas | Per 1,000 Sqft of Floor Area for Buildings receiving Direct Digital Control (DDC) |  |  | Commercial DDC Energy Management-Retro-Large Ret |  | 93.7222 | 15 | 176.2188 | 0 |  | 0 | 0 | 0 | 0 | 0 | 0 | 0 | 5.9086 |  | 0 | 0 | 0 | Whole Building | Whole Building | DDC Energy Management | DDC Energy Management | CommVENT | 0.0141% | 100% | 100% | 94.4255 | 0.001 | 24.42% | 6.667% | 85% | 6.8% | 0.2% | 62.6936 | 1.1669 | 6.3861 | 0 | 207.5707 | 0 | 61.6288 | 27.6908 | -427.9078 |  | 0.02531 | -6.7302 | 0.02531 | 01. ($9,999.000) to $0.028 | 0 | -6.7302 | 01. ($9,999.00) to $0.22 | 1 | 0 | 0 | 0 | 0 | 0 | 0 | 0 | 0 | 0 | 0 | 0 | 0 | 0 | 0 | 0 | 0 | 0 | 0 | 0 | 0 | 0 | 0 | 0 | 0 | 0 | 0 | 0 | 0 | 0 | 0 | 0 | 0 | 0 | 0 | 0 | 0 | 0 | 0 | 0 | 0 | 0 | 0 | 0 | 0 | 0 | 0 | 0 | 0 | 0 | 0 | 0 | 0 | 0 | 0 | 0 | 0 | 0 | 0 | 0 | 0 | 0 | 0 | 0 | 0 | 0 | 0 | 0 | 0 | 0 | 0 | 0 | 0 | 0 | 717.9627 | 714.66 | 711.3726 | 708.1003 | 704.843 | 701.6007 | 698.3734 | 695.1609 | 691.9631 | 688.7801 | 0 | 0 | 0 | 0 | 0 | 0 | 0 | 0 | 0 | 0 | 4242.1343 | 4222.6205 | 4203.1964 | 4183.8617 | 4164.616 | 4145.4587 | 4126.3896 | 4107.4082 | 4088.5141 | 4069.707 | 0 | 0 | 0 | 0 | 0 | 0 | 0 | 0 | 0 | 0 | 41553.9065 | 4242.1343 | 8464.7548 | 12667.9512 | 16851.8129 | 21016.4288 | 25161.8876 | 29288.2772 | 33395.6854 | 37484.1995 | 41553.9065 | 41553.9065 | 41553.9065 | 41553.9065 | 41553.9065 | 41553.9065 | 41553.9065 | 41553.9065 | 41553.9065 | 41553.9065 | 41553.9065 | 0 | 0 | 0 | 0 | 0 | 0 | 0 | 0 | 0 | 0 | 0 | 0 | 0 | 0 | 0 | 0 | 0 | 0 | 0 | 0 | 0 | 0 | 0 | 0 | 0 | 0 | 0 | 0 | 0 | 0 | 0 | 0 | 0 | 0 | 0 | 0 | 0 | 0 | 0 | 0 | 0 | 0 | 0 | 0 | 0 | 0 | 0 | 0 | 0 | 0 | 0 | 0 | 0 | 0 | 0 | 0 | 0 | 0 | 0 | 0 | 0 | 0 | 0 | 0 | 0 | 0 | 0 | 0 | 0 | 0.01557% | 0 | 0 | 0 | 0 | 0 | 0 | 0 | 0 | 0 | 0 | 0 | 0 | 0 | 0 | 0 | 0 | 0 | 0 | 0 | 0 | 0 | 0 | 0 | 0
| Com-DDC Energy Management-7P_V5 | Measure InputOutput | Updated percent savings for electric and gas savings from 7th Plan workbook Com-EM-7P_V5 to reflect DDC data from: http://sbt.siemens.com/hvp/staefa/press/pr5.asp and Misc: http://www.oee.nrcan.gc.ca/publications/infosource/pub/ici/eii/pdf/m92-242-2002-3E.pdf and http://www.enviro-tec.com/pdf/catalog/spec-gd4.pdf and http://www.lrc.rpi.edu/programs/Futures/LF-BAS/index.asp and http://greenbuildings.santa-monica.org/pdf/cs1.pdf and http://www.iklimnet.com/expert_hvac/building_control.html and http://txspace.tamu.edu/bitstream/handle/1969.1/5293/ESL-IC-06-11-149.pdf;jsessionid=A7133C4E9E20B60C3D236FBD72F9BD1E?sequence=1 | 2020 | Retro | 2022 | 2041 | PSE | Commercial | Medium Ret | Gas | Per 1,000 Sqft of Floor Area for Buildings receiving Direct Digital Control (DDC) |  |  | Commercial DDC Energy Management-Retro-Medium Ret |  | 130.3961 | 15 | 176.2188 | 0 |  | 0 | 0 | 0 | 0 | 0 | 0 | 0 | 5.9086 |  | 0 | 0 | 0 | Whole Building | Whole Building | DDC Energy Management | DDC Energy Management | CommVENT | 0.0141% | 100% | 100% | 13.3332 | 0.001 | 2.323% | 6.667% | 85% | 6.8% | 0.2% | 62.6936 | 1.1669 | 6.3861 | 0 | 207.5707 | 0 | 85.7444 | 27.6908 | -687.4089 |  | 0.018192 | -10.8116 | 0.018192 | 01. ($9,999.000) to $0.028 | 0 | -10.8116 | 01. ($9,999.00) to $0.22 | 1 | 0 | 0 | 0 | 0 | 0 | 0 | 0 | 0 | 0 | 0 | 0 | 0 | 0 | 0 | 0 | 0 | 0 | 0 | 0 | 0 | 0 | 0 | 0 | 0 | 0 | 0 | 0 | 0 | 0 | 0 | 0 | 0 | 0 | 0 | 0 | 0 | 0 | 0 | 0 | 0 | 0 | 0 | 0 | 0 | 0 | 0 | 0 | 0 | 0 | 0 | 0 | 0 | 0 | 0 | 0 | 0 | 0 | 0 | 0 | 0 | 0 | 0 | 0 | 0 | 0 | 0 | 0 | 0 | 0 | 0 | 0 | 0 | 0 | 101.2197 | 100.7541 | 100.2906 | 99.8293 | 99.3701 | 98.913 | 98.458 | 98.0051 | 97.5542 | 97.1055 | 0 | 0 | 0 | 0 | 0 | 0 | 0 | 0 | 0 | 0 | 598.064 | 595.3129 | 592.5745 | 589.8486 | 587.1353 | 584.4345 | 581.7461 | 579.0701 | 576.4063 | 573.7549 | 0 | 0 | 0 | 0 | 0 | 0 | 0 | 0 | 0 | 0 | 5858.347 | 598.064 | 1193.3769 | 1785.9513 | 2375.7999 | 2962.9352 | 3547.3697 | 4129.1158 | 4708.1859 | 5284.5922 | 5858.347 | 5858.347 | 5858.347 | 5858.347 | 5858.347 | 5858.347 | 5858.347 | 5858.347 | 5858.347 | 5858.347 | 5858.347 | 0 | 0 | 0 | 0 | 0 | 0 | 0 | 0 | 0 | 0 | 0 | 0 | 0 | 0 | 0 | 0 | 0 | 0 | 0 | 0 | 0 | 0 | 0 | 0 | 0 | 0 | 0 | 0 | 0 | 0 | 0 | 0 | 0 | 0 | 0 | 0 | 0 | 0 | 0 | 0 | 0 | 0 | 0 | 0 | 0 | 0 | 0 | 0 | 0 | 0 | 0 | 0 | 0 | 0 | 0 | 0 | 0 | 0 | 0 | 0 | 0 | 0 | 0 | 0 | 0 | 0 | 0 | 0 | 0 | 0.01557% | 0 | 0 | 0 | 0 | 0 | 0 | 0 | 0 | 0 | 0 | 0 | 0 | 0 | 0 | 0 | 0 | 0 | 0 | 0 | 0 | 0 | 0 | 0 | 0
| Com-DDC Energy Management-7P_V5 | Measure InputOutput | Updated percent savings for electric and gas savings from 7th Plan workbook Com-EM-7P_V5 to reflect DDC data from: http://sbt.siemens.com/hvp/staefa/press/pr5.asp and Misc: http://www.oee.nrcan.gc.ca/publications/infosource/pub/ici/eii/pdf/m92-242-2002-3E.pdf and http://www.enviro-tec.com/pdf/catalog/spec-gd4.pdf and http://www.lrc.rpi.edu/programs/Futures/LF-BAS/index.asp and http://greenbuildings.santa-monica.org/pdf/cs1.pdf and http://www.iklimnet.com/expert_hvac/building_control.html and http://txspace.tamu.edu/bitstream/handle/1969.1/5293/ESL-IC-06-11-149.pdf;jsessionid=A7133C4E9E20B60C3D236FBD72F9BD1E?sequence=1 | 2020 | Retro | 2022 | 2041 | PSE | Commercial | Small Ret | Gas | Per 1,000 Sqft of Floor Area for Buildings receiving Direct Digital Control (DDC) |  |  | Commercial DDC Energy Management-Retro-Small Ret |  | 136.5084 | 15 | 176.2188 | 0 |  | 0 | 0 | 0 | 0 | 0 | 0 | 0 | 5.9086 |  | 0 | 0 | 0 | Whole Building | Whole Building | DDC Energy Management | DDC Energy Management | CommVENT | 0.0141% | 100% | 100% | 2.1703 | 0.001 | 0% | 6.667% | 85% | 6.8% | 0.2% | 62.6936 | 1.1669 | 6.3861 | 0 | 207.5707 | 0 | 89.7637 | 27.6908 | -730.6591 |  | 0.017377 | -11.4919 | 0.017377 | 01. ($9,999.000) to $0.028 | 1 | -11.4919 | 01. ($9,999.00) to $0.22 | 1 | 0 | 0 | 0 | 0 | 0 | 0 | 0 | 0 | 0 | 0 | 0 | 0 | 0 | 0 | 0 | 0 | 0 | 0 | 0 | 0 | 0 | 0 | 0 | 0 | 0 | 0 | 0 | 0 | 0 | 0 | 0 | 0 | 0 | 0 | 0 | 0 | 0 | 0 | 0 | 0 | 0 | 0 | 0 | 0 | 0 | 0 | 0 | 0 | 0 | 0 | 0 | 0 | 0 | 0 | 0 | 0 | 0 | 0 | 0 | 0 | 0 | 0 | 0 | 0 | 0 | 0 | 0 | 0 | 0 | 0 | 0 | 0 | 0 | 0 | 0 | 0 | 0 | 0 | 0 | 0 | 0 | 0 | 0 | 0 | 0 | 0 | 0 | 0 | 0 | 0 | 0 | 0 | 0 | 0 | 0 | 0 | 0 | 0 | 0 | 0 | 0 | 0 | 0 | 0 | 0 | 0 | 0 | 0 | 0 | 0 | 0 | 0 | 0 | 0 | 0 | 0 | 0 | 0 | 0 | 0 | 0 | 0 | 0 | 0 | 0 | 0 | 0 | 0 | 0 | 0 | 0 | 0 | 0 | 0 | 0 | 0 | 0 | 0 | 0 | 0 | 0 | 0 | 0 | 0 | 0 | 0 | 0 | 0 | 0 | 0 | 0 | 0 | 0 | 0 | 0 | 0 | 0 | 0 | 0 | 0 | 0 | 0 | 0 | 0 | 0 | 0 | 0 | 0 | 0 | 0 | 0 | 0 | 0 | 0 | 0 | 0 | 0 | 0 | 0 | 0 | 0 | 0 | 0 | 0 | 0 | 0 | 0 | 0 | 0 | 0 | 0 | 0 | 0 | 0 | 0 | 0 | 0 | 0 | 0 | 0 | 0 | 0 | 0 | 0.01557% | 0 | 0 | 0 | 0 | 0 | 0 | 0 | 0 | 0 | 0 | 0 | 0 | 0 | 0 | 0 | 0 | 0 | 0 | 0 | 0 | 0 | 0 | 0 | 0
| Com-DDC Energy Management-7P_V5 | Measure InputOutput | Updated percent savings for electric and gas savings from 7th Plan workbook Com-EM-7P_V5 to reflect DDC data from: http://sbt.siemens.com/hvp/staefa/press/pr5.asp and Misc: http://www.oee.nrcan.gc.ca/publications/infosource/pub/ici/eii/pdf/m92-242-2002-3E.pdf and http://www.enviro-tec.com/pdf/catalog/spec-gd4.pdf and http://www.lrc.rpi.edu/programs/Futures/LF-BAS/index.asp and http://greenbuildings.santa-monica.org/pdf/cs1.pdf and http://www.iklimnet.com/expert_hvac/building_control.html and http://txspace.tamu.edu/bitstream/handle/1969.1/5293/ESL-IC-06-11-149.pdf;jsessionid=A7133C4E9E20B60C3D236FBD72F9BD1E?sequence=1 | 2020 | Retro | 2022 | 2041 | PSE | Commercial | School K-12 | Gas | Per 1,000 Sqft of Floor Area for Buildings receiving Direct Digital Control (DDC) |  |  | Commercial DDC Energy Management-Retro-School K-12 |  | 37.7226 | 15 | 176.2188 | 0 |  | 0 | 0 | 0 | 0 | 0 | 0 | 0 | 3.5289 |  | 0 | 0 | 0 | Whole Building | Whole Building | DDC Energy Management | DDC Energy Management | CommVENT | 0.0141% | 100% | 100% | 36.55 | 0.001 | 27.8% | 6.667% | 85% | 6.8% | 0.2% | 37.4437 | 0.69694 | 3.8141 | 0 | 207.5707 | 0 | 24.8052 | 30.7327 | -28.6182 |  | 0.069791 | -0.75364 | 0.069791 | 04. $0.062 to $0.070 | 0 | -0.75364 | 01. ($9,999.00) to $0.22 | 1 | 0 | 0 | 0 | 0 | 0 | 0 | 0 | 0 | 0 | 0 | 0 | 0 | 0 | 0 | 0 | 0 | 0 | 0 | 0 | 0 | 0 | 0 | 0 | 0 | 0 | 0 | 0 | 0 | 0 | 0 | 0 | 0 | 0 | 0 | 0 | 0 | 0 | 0 | 0 | 0 | 0 | 0 | 0 | 0 | 0 | 0 | 0 | 0 | 0 | 0 | 0 | 0 | 0 | 0 | 0 | 0 | 0 | 0 | 0 | 0 | 0 | 0 | 0 | 0 | 0 | 0 | 0 | 0 | 0 | 0 | 0 | 0 | 0 | 1558.2278 | 1554.9555 | 1551.6901 | 1548.4316 | 1545.1799 | 1541.935 | 1538.6969 | 1535.4657 | 1532.2412 | 1529.0235 | 0 | 0 | 0 | 0 | 0 | 0 | 0 | 0 | 0 | 0 | 5498.8149 | 5487.2674 | 5475.7441 | 5464.2451 | 5452.7702 | 5441.3193 | 5429.8926 | 5418.4898 | 5407.111 | 5395.756 | 0 | 0 | 0 | 0 | 0 | 0 | 0 | 0 | 0 | 0 | 54471.4104 | 5498.8149 | 10986.0823 | 16461.8265 | 21926.0715 | 27378.8417 | 32820.161 | 38250.0536 | 43668.5434 | 49075.6544 | 54471.4104 | 54471.4104 | 54471.4104 | 54471.4104 | 54471.4104 | 54471.4104 | 54471.4104 | 54471.4104 | 54471.4104 | 54471.4104 | 54471.4104 | 0 | 0 | 0 | 0 | 0 | 0 | 0 | 0 | 0 | 0 | 0 | 0 | 0 | 0 | 0 | 0 | 0 | 0 | 0 | 0 | 0 | 0 | 0 | 0 | 0 | 0 | 0 | 0 | 0 | 0 | 0 | 0 | 0 | 0 | 0 | 0 | 0 | 0 | 0 | 0 | 0 | 0 | 0 | 0 | 0 | 0 | 0 | 0 | 0 | 0 | 0 | 0 | 0 | 0 | 0 | 0 | 0 | 0 | 0 | 0 | 0 | 0 | 0 | 0 | 0 | 0 | 0 | 0 | 0 | 0.01557% | 0 | 0 | 0 | 0 | 0 | 0 | 0 | 0 | 0 | 0 | 0 | 0 | 0 | 0 | 0 | 0 | 0 | 0 | 0 | 0 | 0 | 0 | 0 | 0
| Com-DDC Energy Management-7P_V5 | Measure InputOutput | Updated percent savings for electric and gas savings from 7th Plan workbook Com-EM-7P_V5 to reflect DDC data from: http://sbt.siemens.com/hvp/staefa/press/pr5.asp and Misc: http://www.oee.nrcan.gc.ca/publications/infosource/pub/ici/eii/pdf/m92-242-2002-3E.pdf and http://www.enviro-tec.com/pdf/catalog/spec-gd4.pdf and http://www.lrc.rpi.edu/programs/Futures/LF-BAS/index.asp and http://greenbuildings.santa-monica.org/pdf/cs1.pdf and http://www.iklimnet.com/expert_hvac/building_control.html and http://txspace.tamu.edu/bitstream/handle/1969.1/5293/ESL-IC-06-11-149.pdf;jsessionid=A7133C4E9E20B60C3D236FBD72F9BD1E?sequence=1 | 2020 | Retro | 2022 | 2041 | PSE | Commercial | University | Gas | Per 1,000 Sqft of Floor Area for Buildings receiving Direct Digital Control (DDC) |  |  | Commercial DDC Energy Management-Retro-University |  | 62.0598 | 15 | 176.2188 | 0 |  | 0 | 0 | 0 | 0 | 0 | 0 | 0 | 3.5289 |  | 0 | 0 | 0 | Whole Building | Whole Building | DDC Energy Management | DDC Energy Management | CommVENT | 0.0141% | 100% | 100% | 121.328 | 0.001 | 74.65% | 6.667% | 85% | 6.8% | 0.2% | 37.4437 | 0.69694 | 3.8141 | 0 | 207.5707 | 0 | 40.8086 | 30.7327 | -200.8258 |  | 0.042422 | -5.2886 | 0.042422 | 02. $0.028 to $0.055 | 1 | -5.2886 | 01. ($9,999.00) to $0.22 | 1 | 0 | 0 | 0 | 0 | 0 | 0 | 0 | 0 | 0 | 0 | 0 | 0 | 0 | 0 | 0 | 0 | 0 | 0 | 0 | 0 | 0 | 0 | 0 | 0 | 0 | 0 | 0 | 0 | 0 | 0 | 0 | 0 | 0 | 0 | 0 | 0 | 0 | 0 | 0 | 0 | 0 | 0 | 0 | 0 | 0 | 0 | 0 | 0 | 0 | 0 | 0 | 0 | 0 | 0 | 0 | 0 | 0 | 0 | 0 | 0 | 0 | 0 | 0 | 0 | 0 | 0 | 0 | 0 | 0 | 0 | 0 | 0 | 0 | 714.6571 | 712.9419 | 711.2309 | 709.5239 | 707.8211 | 706.1223 | 704.4276 | 702.737 | 701.0504 | 699.3679 | 0 | 0 | 0 | 0 | 0 | 0 | 0 | 0 | 0 | 0 | 2521.9465 | 2515.8938 | 2509.8557 | 2503.832 | 2497.8228 | 2491.8281 | 2485.8477 | 2479.8816 | 2473.9299 | 2467.9925 | 0 | 0 | 0 | 0 | 0 | 0 | 0 | 0 | 0 | 0 | 24948.8308 | 2521.9465 | 5037.8404 | 7547.696 | 10051.5281 | 12549.3509 | 15041.179 | 17527.0267 | 20006.9083 | 22480.8383 | 24948.8308 | 24948.8308 | 24948.8308 | 24948.8308 | 24948.8308 | 24948.8308 | 24948.8308 | 24948.8308 | 24948.8308 | 24948.8308 | 24948.8308 | 0 | 0 | 0 | 0 | 0 | 0 | 0 | 0 | 0 | 0 | 0 | 0 | 0 | 0 | 0 | 0 | 0 | 0 | 0 | 0 | 0 | 0 | 0 | 0 | 0 | 0 | 0 | 0 | 0 | 0 | 0 | 0 | 0 | 0 | 0 | 0 | 0 | 0 | 0 | 0 | 0 | 0 | 0 | 0 | 0 | 0 | 0 | 0 | 0 | 0 | 0 | 0 | 0 | 0 | 0 | 0 | 0 | 0 | 0 | 0 | 0 | 0 | 0 | 0 | 0 | 0 | 0 | 0 | 0 | 0.01557% | 0 | 0 | 0 | 0 | 0 | 0 | 0 | 0 | 0 | 0 | 0 | 0 | 0 | 0 | 0 | 0 | 0 | 0 | 0 | 0 | 0 | 0 | 0 | 0
| Com-DDC Energy Management-7P_V5 | Measure InputOutput | Updated percent savings for electric and gas savings from 7th Plan workbook Com-EM-7P_V5 to reflect DDC data from: http://sbt.siemens.com/hvp/staefa/press/pr5.asp and Misc: http://www.oee.nrcan.gc.ca/publications/infosource/pub/ici/eii/pdf/m92-242-2002-3E.pdf and http://www.enviro-tec.com/pdf/catalog/spec-gd4.pdf and http://www.lrc.rpi.edu/programs/Futures/LF-BAS/index.asp and http://greenbuildings.santa-monica.org/pdf/cs1.pdf and http://www.iklimnet.com/expert_hvac/building_control.html and http://txspace.tamu.edu/bitstream/handle/1969.1/5293/ESL-IC-06-11-149.pdf;jsessionid=A7133C4E9E20B60C3D236FBD72F9BD1E?sequence=1 | 2020 | Retro | 2022 | 2041 | PSE | Commercial | Warehouse | Gas | Per 1,000 Sqft of Floor Area for Buildings receiving Direct Digital Control (DDC) |  |  | Commercial DDC Energy Management-Retro-Warehouse |  | 33.0286 | 15 | 176.2188 | 0 |  | 0 | 0 | 0 | 0 | 0 | 0 | 0 | 5.1044 |  | 0 | 0 | 0 | Whole Building | Whole Building | DDC Energy Management | DDC Energy Management | CommVENT | 0.0141% | 100% | 100% | 34.3139 | 0.001 | 0% | 6.667% | 85% | 6.8% | 0.2% | 54.161 | 1.0081 | 5.5169 | 0 | 207.5707 | 0 | 21.7185 | 28.7187 | 2.5825 |  | 0.074486 | 0.047017 | 0.074486 | 05. $0.070 to $0.077 | 0 | 0.047017 | 01. ($9,999.00) to $0.22 | 1 | 0 | 0 | 0 | 0 | 0 | 0 | 0 | 0 | 0 | 0 | 0 | 0 | 0 | 0 | 0 | 0 | 0 | 0 | 0 | 0 | 0 | 0 | 0 | 0 | 0 | 0 | 0 | 0 | 0 | 0 | 0 | 0 | 0 | 0 | 0 | 0 | 0 | 0 | 0 | 0 | 0 | 0 | 0 | 0 | 0 | 0 | 0 | 0 | 0 | 0 | 0 | 0 | 0 | 0 | 0 | 0 | 0 | 0 | 0 | 0 | 0 | 0 | 0 | 0 | 0 | 0 | 0 | 0 | 0 | 0 | 0 | 0 | 0 | 0 | 0 | 0 | 0 | 0 | 0 | 0 | 0 | 0 | 0 | 0 | 0 | 0 | 0 | 0 | 0 | 0 | 0 | 0 | 0 | 0 | 0 | 0 | 0 | 0 | 0 | 0 | 0 | 0 | 0 | 0 | 0 | 0 | 0 | 0 | 0 | 0 | 0 | 0 | 0 | 0 | 0 | 0 | 0 | 0 | 0 | 0 | 0 | 0 | 0 | 0 | 0 | 0 | 0 | 0 | 0 | 0 | 0 | 0 | 0 | 0 | 0 | 0 | 0 | 0 | 0 | 0 | 0 | 0 | 0 | 0 | 0 | 0 | 0 | 0 | 0 | 0 | 0 | 0 | 0 | 0 | 0 | 0 | 0 | 0 | 0 | 0 | 0 | 0 | 0 | 0 | 0 | 0 | 0 | 0 | 0 | 0 | 0 | 0 | 0 | 0 | 0 | 0 | 0 | 0 | 0 | 0 | 0 | 0 | 0 | 0 | 0 | 0 | 0 | 0 | 0 | 0 | 0 | 0 | 0 | 0 | 0 | 0 | 0 | 0 | 0 | 0 | 0 | 0 | 0 | 0.01557% | 0 | 0 | 0 | 0 | 0 | 0 | 0 | 0 | 0 | 0 | 0 | 0 | 0 | 0 | 0 | 0 | 0 | 0 | 0 | 0 | 0 | 0 | 0 | 0
| Com-DDC Energy Management-7P_V5 | Measure InputOutput | Updated percent savings for electric and gas savings from 7th Plan workbook Com-EM-7P_V5 to reflect DDC data from: http://sbt.siemens.com/hvp/staefa/press/pr5.asp and Misc: http://www.oee.nrcan.gc.ca/publications/infosource/pub/ici/eii/pdf/m92-242-2002-3E.pdf and http://www.enviro-tec.com/pdf/catalog/spec-gd4.pdf and http://www.lrc.rpi.edu/programs/Futures/LF-BAS/index.asp and http://greenbuildings.santa-monica.org/pdf/cs1.pdf and http://www.iklimnet.com/expert_hvac/building_control.html and http://txspace.tamu.edu/bitstream/handle/1969.1/5293/ESL-IC-06-11-149.pdf;jsessionid=A7133C4E9E20B60C3D236FBD72F9BD1E?sequence=1 | 2020 | Retro | 2022 | 2041 | PSE | Commercial | Supermarket | Gas | Per 1,000 Sqft of Floor Area for Buildings receiving Direct Digital Control (DDC) |  |  | Commercial DDC Energy Management-Retro-Supermarket |  | 105.0641 | 15 | 176.2188 | 0 |  | 0 | 0 | 0 | 0 | 0 | 0 | 0 | 6.9121 |  | 0 | 0 | 0 | Whole Building | Whole Building | DDC Energy Management | DDC Energy Management | CommVENT | 0.0141% | 100% | 100% | 49.7337 | 0.001 | 6.44% | 6.667% | 85% | 6.8% | 0.2% | 73.3418 | 1.3651 | 7.4707 | 0 | 207.5707 | 0 | 69.0869 | 26.408 | -509.4454 |  | 0.021532 | -6.8493 | 0.021532 | 01. ($9,999.000) to $0.028 | 1 | -6.8493 | 01. ($9,999.00) to $0.22 | 1 | 0 | 0 | 0 | 0 | 0 | 0 | 0 | 0 | 0 | 0 | 0 | 0 | 0 | 0 | 0 | 0 | 0 | 0 | 0 | 0 | 0 | 0 | 0 | 0 | 0 | 0 | 0 | 0 | 0 | 0 | 0 | 0 | 0 | 0 | 0 | 0 | 0 | 0 | 0 | 0 | 0 | 0 | 0 | 0 | 0 | 0 | 0 | 0 | 0 | 0 | 0 | 0 | 0 | 0 | 0 | 0 | 0 | 0 | 0 | 0 | 0 | 0 | 0 | 0 | 0 | 0 | 0 | 0 | 0 | 0 | 0 | 0 | 0 | 167.5687 | 166.7777 | 165.9905 | 165.2071 | 164.4273 | 163.6512 | 162.8788 | 162.11 | 161.3448 | 160.5833 | 0 | 0 | 0 | 0 | 0 | 0 | 0 | 0 | 0 | 0 | 1158.2539 | 1152.7869 | 1147.3457 | 1141.9303 | 1136.5404 | 1131.1759 | 1125.8367 | 1120.5228 | 1115.2339 | 1109.97 | 0 | 0 | 0 | 0 | 0 | 0 | 0 | 0 | 0 | 0 | 11339.5965 | 1158.2539 | 2311.0407 | 3458.3865 | 4600.3168 | 5736.8571 | 6868.033 | 7993.8697 | 9114.3925 | 10229.6264 | 11339.5965 | 11339.5965 | 11339.5965 | 11339.5965 | 11339.5965 | 11339.5965 | 11339.5965 | 11339.5965 | 11339.5965 | 11339.5965 | 11339.5965 | 0 | 0 | 0 | 0 | 0 | 0 | 0 | 0 | 0 | 0 | 0 | 0 | 0 | 0 | 0 | 0 | 0 | 0 | 0 | 0 | 0 | 0 | 0 | 0 | 0 | 0 | 0 | 0 | 0 | 0 | 0 | 0 | 0 | 0 | 0 | 0 | 0 | 0 | 0 | 0 | 0 | 0 | 0 | 0 | 0 | 0 | 0 | 0 | 0 | 0 | 0 | 0 | 0 | 0 | 0 | 0 | 0 | 0 | 0 | 0 | 0 | 0 | 0 | 0 | 0 | 0 | 0 | 0 | 0 | 0.01557% | 0 | 0 | 0 | 0 | 0 | 0 | 0 | 0 | 0 | 0 | 0 | 0 | 0 | 0 | 0 | 0 | 0 | 0 | 0 | 0 | 0 | 0 | 0 | 0
| Com-DDC Energy Management-7P_V5 | Measure InputOutput | Updated percent savings for electric and gas savings from 7th Plan workbook Com-EM-7P_V5 to reflect DDC data from: http://sbt.siemens.com/hvp/staefa/press/pr5.asp and Misc: http://www.oee.nrcan.gc.ca/publications/infosource/pub/ici/eii/pdf/m92-242-2002-3E.pdf and http://www.enviro-tec.com/pdf/catalog/spec-gd4.pdf and http://www.lrc.rpi.edu/programs/Futures/LF-BAS/index.asp and http://greenbuildings.santa-monica.org/pdf/cs1.pdf and http://www.iklimnet.com/expert_hvac/building_control.html and http://txspace.tamu.edu/bitstream/handle/1969.1/5293/ESL-IC-06-11-149.pdf;jsessionid=A7133C4E9E20B60C3D236FBD72F9BD1E?sequence=1 | 2020 | Retro | 2022 | 2041 | PSE | Commercial | MiniMart | Gas | Per 1,000 Sqft of Floor Area for Buildings receiving Direct Digital Control (DDC) |  |  | Commercial DDC Energy Management-Retro-MiniMart |  | 139.6247 | 15 | 176.2188 | 0 |  | 0 | 0 | 0 | 0 | 0 | 0 | 0 | 6.9121 |  | 0 | 0 | 0 | Whole Building | Whole Building | DDC Energy Management | DDC Energy Management | CommVENT | 0.0141% | 100% | 100% | 2.1159 | 0.001 | 0% | 6.667% | 85% | 6.8% | 0.2% | 73.3418 | 1.3651 | 7.4707 | 0 | 207.5707 | 0 | 91.8129 | 26.408 | -753.9928 |  | 0.016202 | -10.1371 | 0.016202 | 01. ($9,999.000) to $0.028 | 1 | -10.1371 | 01. ($9,999.00) to $0.22 | 1 | 0 | 0 | 0 | 0 | 0 | 0 | 0 | 0 | 0 | 0 | 0 | 0 | 0 | 0 | 0 | 0 | 0 | 0 | 0 | 0 | 0 | 0 | 0 | 0 | 0 | 0 | 0 | 0 | 0 | 0 | 0 | 0 | 0 | 0 | 0 | 0 | 0 | 0 | 0 | 0 | 0 | 0 | 0 | 0 | 0 | 0 | 0 | 0 | 0 | 0 | 0 | 0 | 0 | 0 | 0 | 0 | 0 | 0 | 0 | 0 | 0 | 0 | 0 | 0 | 0 | 0 | 0 | 0 | 0 | 0 | 0 | 0 | 0 | 0 | 0 | 0 | 0 | 0 | 0 | 0 | 0 | 0 | 0 | 0 | 0 | 0 | 0 | 0 | 0 | 0 | 0 | 0 | 0 | 0 | 0 | 0 | 0 | 0 | 0 | 0 | 0 | 0 | 0 | 0 | 0 | 0 | 0 | 0 | 0 | 0 | 0 | 0 | 0 | 0 | 0 | 0 | 0 | 0 | 0 | 0 | 0 | 0 | 0 | 0 | 0 | 0 | 0 | 0 | 0 | 0 | 0 | 0 | 0 | 0 | 0 | 0 | 0 | 0 | 0 | 0 | 0 | 0 | 0 | 0 | 0 | 0 | 0 | 0 | 0 | 0 | 0 | 0 | 0 | 0 | 0 | 0 | 0 | 0 | 0 | 0 | 0 | 0 | 0 | 0 | 0 | 0 | 0 | 0 | 0 | 0 | 0 | 0 | 0 | 0 | 0 | 0 | 0 | 0 | 0 | 0 | 0 | 0 | 0 | 0 | 0 | 0 | 0 | 0 | 0 | 0 | 0 | 0 | 0 | 0 | 0 | 0 | 0 | 0 | 0 | 0 | 0 | 0 | 0 | 0.01557% | 0 | 0 | 0 | 0 | 0 | 0 | 0 | 0 | 0 | 0 | 0 | 0 | 0 | 0 | 0 | 0 | 0 | 0 | 0 | 0 | 0 | 0 | 0 | 0
| Com-DDC Energy Management-7P_V5 | Measure InputOutput | Updated percent savings for electric and gas savings from 7th Plan workbook Com-EM-7P_V5 to reflect DDC data from: http://sbt.siemens.com/hvp/staefa/press/pr5.asp and Misc: http://www.oee.nrcan.gc.ca/publications/infosource/pub/ici/eii/pdf/m92-242-2002-3E.pdf and http://www.enviro-tec.com/pdf/catalog/spec-gd4.pdf and http://www.lrc.rpi.edu/programs/Futures/LF-BAS/index.asp and http://greenbuildings.santa-monica.org/pdf/cs1.pdf and http://www.iklimnet.com/expert_hvac/building_control.html and http://txspace.tamu.edu/bitstream/handle/1969.1/5293/ESL-IC-06-11-149.pdf;jsessionid=A7133C4E9E20B60C3D236FBD72F9BD1E?sequence=1 | 2020 | Retro | 2022 | 2041 | PSE | Commercial | Restaurant | Gas | Per 1,000 Sqft of Floor Area for Buildings receiving Direct Digital Control (DDC) |  |  | Commercial DDC Energy Management-Retro-Restaurant |  | 263.6801 | 15 | 176.2188 | 0 |  | 0 | 0 | 0 | 0 | 0 | 0 | 0 | 13.0535 |  | 0 | 0 | 0 | Whole Building | Whole Building | DDC Energy Management | DDC Energy Management | CommVENT | 0.0141% | 100% | 100% | 9.7266 | 0.001 | 2.068% | 6.667% | 85% | 6.8% | 0.2% | 138.5054 | 2.578 | 14.1083 | 0 | 207.5707 | 0 | 173.3878 | 18.5574 | -1639.6477 |  | 0.0060289 | -11.673 | 0.0060289 | 01. ($9,999.000) to $0.028 | 1 | -11.673 | 01. ($9,999.00) to $0.22 | 1 | 0 | 0 | 0 | 0 | 0 | 0 | 0 | 0 | 0 | 0 | 0 | 0 | 0 | 0 | 0 | 0 | 0 | 0 | 0 | 0 | 0 | 0 | 0 | 0 | 0 | 0 | 0 | 0 | 0 | 0 | 0 | 0 | 0 | 0 | 0 | 0 | 0 | 0 | 0 | 0 | 0 | 0 | 0 | 0 | 0 | 0 | 0 | 0 | 0 | 0 | 0 | 0 | 0 | 0 | 0 | 0 | 0 | 0 | 0 | 0 | 0 | 0 | 0 | 0 | 0 | 0 | 0 | 0 | 0 | 0 | 0 | 0 | 0 | 68.8561 | 68.2364 | 67.6223 | 67.0137 | 66.4106 | 65.8129 | 65.2205 | 64.6336 | 64.0519 | 63.4754 | 0 | 0 | 0 | 0 | 0 | 0 | 0 | 0 | 0 | 0 | 898.8113 | 890.722 | 882.7055 | 874.7611 | 866.8883 | 859.0863 | 851.3545 | 843.6923 | 836.0991 | 828.5742 | 0 | 0 | 0 | 0 | 0 | 0 | 0 | 0 | 0 | 0 | 8632.6944 | 898.8113 | 1789.5332 | 2672.2387 | 3546.9998 | 4413.8881 | 5272.9744 | 6124.3289 | 6968.0212 | 7804.1202 | 8632.6944 | 8632.6944 | 8632.6944 | 8632.6944 | 8632.6944 | 8632.6944 | 8632.6944 | 8632.6944 | 8632.6944 | 8632.6944 | 8632.6944 | 0 | 0 | 0 | 0 | 0 | 0 | 0 | 0 | 0 | 0 | 0 | 0 | 0 | 0 | 0 | 0 | 0 | 0 | 0 | 0 | 0 | 0 | 0 | 0 | 0 | 0 | 0 | 0 | 0 | 0 | 0 | 0 | 0 | 0 | 0 | 0 | 0 | 0 | 0 | 0 | 0 | 0 | 0 | 0 | 0 | 0 | 0 | 0 | 0 | 0 | 0 | 0 | 0 | 0 | 0 | 0 | 0 | 0 | 0 | 0 | 0 | 0 | 0 | 0 | 0 | 0 | 0 | 0 | 0 | 0.01557% | 0 | 0 | 0 | 0 | 0 | 0 | 0 | 0 | 0 | 0 | 0 | 0 | 0 | 0 | 0 | 0 | 0 | 0 | 0 | 0 | 0 | 0 | 0 | 0
| Com-DDC Energy Management-7P_V5 | Measure InputOutput | Updated percent savings for electric and gas savings from 7th Plan workbook Com-EM-7P_V5 to reflect DDC data from: http://sbt.siemens.com/hvp/staefa/press/pr5.asp and Misc: http://www.oee.nrcan.gc.ca/publications/infosource/pub/ici/eii/pdf/m92-242-2002-3E.pdf and http://www.enviro-tec.com/pdf/catalog/spec-gd4.pdf and http://www.lrc.rpi.edu/programs/Futures/LF-BAS/index.asp and http://greenbuildings.santa-monica.org/pdf/cs1.pdf and http://www.iklimnet.com/expert_hvac/building_control.html and http://txspace.tamu.edu/bitstream/handle/1969.1/5293/ESL-IC-06-11-149.pdf;jsessionid=A7133C4E9E20B60C3D236FBD72F9BD1E?sequence=1 | 2020 | Retro | 2022 | 2041 | PSE | Commercial | Lodging | Gas | Per 1,000 Sqft of Floor Area for Buildings receiving Direct Digital Control (DDC) |  |  | Commercial DDC Energy Management-Retro-Lodging |  | 410.4876 | 15 | 176.2188 | 0 |  | 0 | 0 | 0 | 0 | 0 | 0 | 0 | 24.1463 |  | 0 | 0 | 0 | Whole Building | Whole Building | DDC Energy Management | DDC Energy Management | CommVENT | 0.0141% | 100% | 100% | 31.3854 | 0.001 | 7.142% | 6.667% | 85% | 6.8% | 0.2% | 256.2074 | 4.7688 | 26.0976 | 0 | 207.5707 | 0 | 269.9238 | 4.3773 | -2692.6239 |  | 0.0009135 | -10.363 | 0.0009135 | 01. ($9,999.000) to $0.028 | 1 | -10.363 | 01. ($9,999.00) to $0.22 | 1 | 0 | 0 | 0 | 0 | 0 | 0 | 0 | 0 | 0 | 0 | 0 | 0 | 0 | 0 | 0 | 0 | 0 | 0 | 0 | 0 | 0 | 0 | 0 | 0 | 0 | 0 | 0 | 0 | 0 | 0 | 0 | 0 | 0 | 0 | 0 | 0 | 0 | 0 | 0 | 0 | 0 | 0 | 0 | 0 | 0 | 0 | 0 | 0 | 0 | 0 | 0 | 0 | 0 | 0 | 0 | 0 | 0 | 0 | 0 | 0 | 0 | 0 | 0 | 0 | 0 | 0 | 0 | 0 | 0 | 0 | 0 | 0 | 0 | 174.307 | 173.6621 | 173.0195 | 172.3793 | 171.7415 | 171.1061 | 170.473 | 169.8422 | 169.2138 | 168.5877 | 0 | 0 | 0 | 0 | 0 | 0 | 0 | 0 | 0 | 0 | 4208.8743 | 4193.3015 | 4177.7862 | 4162.3284 | 4146.9278 | 4131.5842 | 4116.2973 | 4101.067 | 4085.8931 | 4070.7753 | 0 | 0 | 0 | 0 | 0 | 0 | 0 | 0 | 0 | 0 | 41394.8352 | 4208.8743 | 8402.1758 | 12579.962 | 16742.2904 | 20889.2183 | 25020.8025 | 29137.0998 | 33238.1668 | 37324.0599 | 41394.8352 | 41394.8352 | 41394.8352 | 41394.8352 | 41394.8352 | 41394.8352 | 41394.8352 | 41394.8352 | 41394.8352 | 41394.8352 | 41394.8352 | 0 | 0 | 0 | 0 | 0 | 0 | 0 | 0 | 0 | 0 | 0 | 0 | 0 | 0 | 0 | 0 | 0 | 0 | 0 | 0 | 0 | 0 | 0 | 0 | 0 | 0 | 0 | 0 | 0 | 0 | 0 | 0 | 0 | 0 | 0 | 0 | 0 | 0 | 0 | 0 | 0 | 0 | 0 | 0 | 0 | 0 | 0 | 0 | 0 | 0 | 0 | 0 | 0 | 0 | 0 | 0 | 0 | 0 | 0 | 0 | 0 | 0 | 0 | 0 | 0 | 0 | 0 | 0 | 0 | 0.01557% | 0 | 0 | 0 | 0 | 0 | 0 | 0 | 0 | 0 | 0 | 0 | 0 | 0 | 0 | 0 | 0 | 0 | 0 | 0 | 0 | 0 | 0 | 0 | 0
| Com-DDC Energy Management-7P_V5 | Measure InputOutput | Updated percent savings for electric and gas savings from 7th Plan workbook Com-EM-7P_V5 to reflect DDC data from: http://sbt.siemens.com/hvp/staefa/press/pr5.asp and Misc: http://www.oee.nrcan.gc.ca/publications/infosource/pub/ici/eii/pdf/m92-242-2002-3E.pdf and http://www.enviro-tec.com/pdf/catalog/spec-gd4.pdf and http://www.lrc.rpi.edu/programs/Futures/LF-BAS/index.asp and http://greenbuildings.santa-monica.org/pdf/cs1.pdf and http://www.iklimnet.com/expert_hvac/building_control.html and http://txspace.tamu.edu/bitstream/handle/1969.1/5293/ESL-IC-06-11-149.pdf;jsessionid=A7133C4E9E20B60C3D236FBD72F9BD1E?sequence=1 | 2020 | Retro | 2022 | 2041 | PSE | Commercial | Hospital | Gas | Per 1,000 Sqft of Floor Area for Buildings receiving Direct Digital Control (DDC) |  |  | Commercial DDC Energy Management-Retro-Hospital |  | 346.2056 | 15 | 176.2188 | 0 |  | 0 | 0 | 0 | 0 | 0 | 0 | 0 | 18.8155 |  | 0 | 0 | 0 | Whole Building | Whole Building | DDC Energy Management | DDC Energy Management | CommVENT | 0.0141% | 100% | 100% | 80.9786 | 0.001 | 81.93% | 6.667% | 85% | 6.8% | 0.2% | 199.6443 | 3.716 | 20.336 | 0 | 207.5707 | 0 | 227.654 | 11.1918 | -2230.9561 |  | 0.0027692 | -11.0188 | 0.0027692 | 01. ($9,999.000) to $0.028 | 1 | -11.0188 | 01. ($9,999.00) to $0.22 | 1 | 0 | 0 | 0 | 0 | 0 | 0 | 0 | 0 | 0 | 0 | 0 | 0 | 0 | 0 | 0 | 0 | 0 | 0 | 0 | 0 | 0 | 0 | 0 | 0 | 0 | 0 | 0 | 0 | 0 | 0 | 0 | 0 | 0 | 0 | 0 | 0 | 0 | 0 | 0 | 0 | 0 | 0 | 0 | 0 | 0 | 0 | 0 | 0 | 0 | 0 | 0 | 0 | 0 | 0 | 0 | 0 | 0 | 0 | 0 | 0 | 0 | 0 | 0 | 0 | 0 | 0 | 0 | 0 | 0 | 0 | 0 | 0 | 0 | 704.164 | 701.2769 | 698.4017 | 695.5382 | 692.6865 | 689.8465 | 687.0181 | 684.2013 | 681.3961 | 678.6024 | 0 | 0 | 0 | 0 | 0 | 0 | 0 | 0 | 0 | 0 | 13249.2135 | 13194.8917 | 13140.7926 | 13086.9154 | 13033.259 | 12979.8227 | 12926.6054 | 12873.6063 | 12820.8245 | 12768.2591 | 0 | 0 | 0 | 0 | 0 | 0 | 0 | 0 | 0 | 0 | 130074.1901 | 13249.2135 | 26444.1051 | 39584.8978 | 52671.8131 | 65705.0721 | 78684.8948 | 91611.5002 | 104485.1065 | 117305.931 | 130074.1901 | 130074.1901 | 130074.1901 | 130074.1901 | 130074.1901 | 130074.1901 | 130074.1901 | 130074.1901 | 130074.1901 | 130074.1901 | 130074.1901 | 0 | 0 | 0 | 0 | 0 | 0 | 0 | 0 | 0 | 0 | 0 | 0 | 0 | 0 | 0 | 0 | 0 | 0 | 0 | 0 | 0 | 0 | 0 | 0 | 0 | 0 | 0 | 0 | 0 | 0 | 0 | 0 | 0 | 0 | 0 | 0 | 0 | 0 | 0 | 0 | 0 | 0 | 0 | 0 | 0 | 0 | 0 | 0 | 0 | 0 | 0 | 0 | 0 | 0 | 0 | 0 | 0 | 0 | 0 | 0 | 0 | 0 | 0 | 0 | 0 | 0 | 0 | 0 | 0 | 0.01557% | 0 | 0 | 0 | 0 | 0 | 0 | 0 | 0 | 0 | 0 | 0 | 0 | 0 | 0 | 0 | 0 | 0 | 0 | 0 | 0 | 0 | 0 | 0 | 0
| Com-DDC Energy Management-7P_V5 | Measure InputOutput | Updated percent savings for electric and gas savings from 7th Plan workbook Com-EM-7P_V5 to reflect DDC data from: http://sbt.siemens.com/hvp/staefa/press/pr5.asp and Misc: http://www.oee.nrcan.gc.ca/publications/infosource/pub/ici/eii/pdf/m92-242-2002-3E.pdf and http://www.enviro-tec.com/pdf/catalog/spec-gd4.pdf and http://www.lrc.rpi.edu/programs/Futures/LF-BAS/index.asp and http://greenbuildings.santa-monica.org/pdf/cs1.pdf and http://www.iklimnet.com/expert_hvac/building_control.html and http://txspace.tamu.edu/bitstream/handle/1969.1/5293/ESL-IC-06-11-149.pdf;jsessionid=A7133C4E9E20B60C3D236FBD72F9BD1E?sequence=1 | 2020 | Retro | 2022 | 2041 | PSE | Commercial | Residential Care | Gas | Per 1,000 Sqft of Floor Area for Buildings receiving Direct Digital Control (DDC) |  |  | Commercial DDC Energy Management-Retro-Residential Care |  | 293.5222 | 15 | 176.2188 | 0 |  | 0 | 0 | 0 | 0 | 0 | 0 | 0 | 18.8155 |  | 0 | 0 | 0 | Whole Building | Whole Building | DDC Energy Management | DDC Energy Management | CommVENT | 0.0141% | 100% | 100% | 89.2138 | 0.001 | 6.965% | 6.667% | 85% | 6.8% | 0.2% | 199.6443 | 3.716 | 20.336 | 0 | 207.5707 | 0 | 193.011 | 11.1918 | -1858.1728 |  | 0.0032663 | -9.1776 | 0.0032663 | 01. ($9,999.000) to $0.028 | 1 | -9.1776 | 01. ($9,999.00) to $0.22 | 1 | 0 | 0 | 0 | 0 | 0 | 0 | 0 | 0 | 0 | 0 | 0 | 0 | 0 | 0 | 0 | 0 | 0 | 0 | 0 | 0 | 0 | 0 | 0 | 0 | 0 | 0 | 0 | 0 | 0 | 0 | 0 | 0 | 0 | 0 | 0 | 0 | 0 | 0 | 0 | 0 | 0 | 0 | 0 | 0 | 0 | 0 | 0 | 0 | 0 | 0 | 0 | 0 | 0 | 0 | 0 | 0 | 0 | 0 | 0 | 0 | 0 | 0 | 0 | 0 | 0 | 0 | 0 | 0 | 0 | 0 | 0 | 0 | 0 | 183.9152 | 183.1612 | 182.4102 | 181.6623 | 180.9175 | 180.1758 | 179.437 | 178.7013 | 177.9687 | 177.239 | 0 | 0 | 0 | 0 | 0 | 0 | 0 | 0 | 0 | 0 | 3460.4613 | 3446.2734 | 3432.1437 | 3418.0719 | 3404.0578 | 3390.1012 | 3376.2018 | 3362.3593 | 3348.5737 | 3334.8445 | 0 | 0 | 0 | 0 | 0 | 0 | 0 | 0 | 0 | 0 | 33973.0887 | 3460.4613 | 6906.7348 | 10338.8785 | 13756.9504 | 17161.0082 | 20551.1094 | 23927.3112 | 27289.6705 | 30638.2442 | 33973.0887 | 33973.0887 | 33973.0887 | 33973.0887 | 33973.0887 | 33973.0887 | 33973.0887 | 33973.0887 | 33973.0887 | 33973.0887 | 33973.0887 | 0 | 0 | 0 | 0 | 0 | 0 | 0 | 0 | 0 | 0 | 0 | 0 | 0 | 0 | 0 | 0 | 0 | 0 | 0 | 0 | 0 | 0 | 0 | 0 | 0 | 0 | 0 | 0 | 0 | 0 | 0 | 0 | 0 | 0 | 0 | 0 | 0 | 0 | 0 | 0 | 0 | 0 | 0 | 0 | 0 | 0 | 0 | 0 | 0 | 0 | 0 | 0 | 0 | 0 | 0 | 0 | 0 | 0 | 0 | 0 | 0 | 0 | 0 | 0 | 0 | 0 | 0 | 0 | 0 | 0.01557% | 0 | 0 | 0 | 0 | 0 | 0 | 0 | 0 | 0 | 0 | 0 | 0 | 0 | 0 | 0 | 0 | 0 | 0 | 0 | 0 | 0 | 0 | 0 | 0
| Com-DDC Energy Management-7P_V5 | Measure InputOutput | Updated percent savings for electric and gas savings from 7th Plan workbook Com-EM-7P_V5 to reflect DDC data from: http://sbt.siemens.com/hvp/staefa/press/pr5.asp and Misc: http://www.oee.nrcan.gc.ca/publications/infosource/pub/ici/eii/pdf/m92-242-2002-3E.pdf and http://www.enviro-tec.com/pdf/catalog/spec-gd4.pdf and http://www.lrc.rpi.edu/programs/Futures/LF-BAS/index.asp and http://greenbuildings.santa-monica.org/pdf/cs1.pdf and http://www.iklimnet.com/expert_hvac/building_control.html and http://txspace.tamu.edu/bitstream/handle/1969.1/5293/ESL-IC-06-11-149.pdf;jsessionid=A7133C4E9E20B60C3D236FBD72F9BD1E?sequence=1 | 2020 | Retro | 2022 | 2041 | PSE | Commercial | Assembly | Gas | Per 1,000 Sqft of Floor Area for Buildings receiving Direct Digital Control (DDC) |  |  | Commercial DDC Energy Management-Retro-Assembly |  | 218.6005 | 15 | 176.2188 | 0 |  | 0 | 0 | 0 | 0 | 0 | 0 | 0 | 19.0087 |  | 0 | 0 | 0 | Whole Building | Whole Building | DDC Energy Management | DDC Energy Management | CommVENT | 0.0141% | 100% | 100% | 13.6313 | 0.001 | 0% | 6.667% | 85% | 6.8% | 0.2% | 201.6944 | 3.7541 | 20.5449 | 0 | 207.5707 | 0 | 143.7449 | 10.9448 | -1328.2813 |  | 0.004289 | -6.4938 | 0.004289 | 01. ($9,999.000) to $0.028 | 1 | -6.4938 | 01. ($9,999.00) to $0.22 | 1 | 0 | 0 | 0 | 0 | 0 | 0 | 0 | 0 | 0 | 0 | 0 | 0 | 0 | 0 | 0 | 0 | 0 | 0 | 0 | 0 | 0 | 0 | 0 | 0 | 0 | 0 | 0 | 0 | 0 | 0 | 0 | 0 | 0 | 0 | 0 | 0 | 0 | 0 | 0 | 0 | 0 | 0 | 0 | 0 | 0 | 0 | 0 | 0 | 0 | 0 | 0 | 0 | 0 | 0 | 0 | 0 | 0 | 0 | 0 | 0 | 0 | 0 | 0 | 0 | 0 | 0 | 0 | 0 | 0 | 0 | 0 | 0 | 0 | 0 | 0 | 0 | 0 | 0 | 0 | 0 | 0 | 0 | 0 | 0 | 0 | 0 | 0 | 0 | 0 | 0 | 0 | 0 | 0 | 0 | 0 | 0 | 0 | 0 | 0 | 0 | 0 | 0 | 0 | 0 | 0 | 0 | 0 | 0 | 0 | 0 | 0 | 0 | 0 | 0 | 0 | 0 | 0 | 0 | 0 | 0 | 0 | 0 | 0 | 0 | 0 | 0 | 0 | 0 | 0 | 0 | 0 | 0 | 0 | 0 | 0 | 0 | 0 | 0 | 0 | 0 | 0 | 0 | 0 | 0 | 0 | 0 | 0 | 0 | 0 | 0 | 0 | 0 | 0 | 0 | 0 | 0 | 0 | 0 | 0 | 0 | 0 | 0 | 0 | 0 | 0 | 0 | 0 | 0 | 0 | 0 | 0 | 0 | 0 | 0 | 0 | 0 | 0 | 0 | 0 | 0 | 0 | 0 | 0 | 0 | 0 | 0 | 0 | 0 | 0 | 0 | 0 | 0 | 0 | 0 | 0 | 0 | 0 | 0 | 0 | 0 | 0 | 0 | 0 | 0.01557% | 0 | 0 | 0 | 0 | 0 | 0 | 0 | 0 | 0 | 0 | 0 | 0 | 0 | 0 | 0 | 0 | 0 | 0 | 0 | 0 | 0 | 0 | 0 | 0
| Com-DDC Energy Management-7P_V5 | Measure InputOutput | Updated percent savings for electric and gas savings from 7th Plan workbook Com-EM-7P_V5 to reflect DDC data from: http://sbt.siemens.com/hvp/staefa/press/pr5.asp and Misc: http://www.oee.nrcan.gc.ca/publications/infosource/pub/ici/eii/pdf/m92-242-2002-3E.pdf and http://www.enviro-tec.com/pdf/catalog/spec-gd4.pdf and http://www.lrc.rpi.edu/programs/Futures/LF-BAS/index.asp and http://greenbuildings.santa-monica.org/pdf/cs1.pdf and http://www.iklimnet.com/expert_hvac/building_control.html and http://txspace.tamu.edu/bitstream/handle/1969.1/5293/ESL-IC-06-11-149.pdf;jsessionid=A7133C4E9E20B60C3D236FBD72F9BD1E?sequence=1 | 2020 | Retro | 2022 | 2041 | PSE | Commercial | Other | Gas | Per 1,000 Sqft of Floor Area for Buildings receiving Direct Digital Control (DDC) |  |  | Commercial DDC Energy Management-Retro-Other |  | 120.8299 | 15 | 176.2188 | 0 |  | 0 | 0 | 0 | 0 | 0 | 0 | 0 | 15.7604 |  | 0 | 0 | 0 | Whole Building | Whole Building | DDC Energy Management | DDC Energy Management | CommVENT | 0.0141% | 100% | 100% | 22.4146 | 0.001 | 0% | 6.667% | 85% | 6.8% | 0.2% | 167.2278 | 3.1126 | 17.034 | 0 | 207.5707 | 0 | 79.454 | 15.0971 | -632.3132 |  | 0.010703 | -3.7284 | 0.010703 | 01. ($9,999.000) to $0.028 | 1 | -3.7284 | 01. ($9,999.00) to $0.22 | 1 | 0 | 0 | 0 | 0 | 0 | 0 | 0 | 0 | 0 | 0 | 0 | 0 | 0 | 0 | 0 | 0 | 0 | 0 | 0 | 0 | 0 | 0 | 0 | 0 | 0 | 0 | 0 | 0 | 0 | 0 | 0 | 0 | 0 | 0 | 0 | 0 | 0 | 0 | 0 | 0 | 0 | 0 | 0 | 0 | 0 | 0 | 0 | 0 | 0 | 0 | 0 | 0 | 0 | 0 | 0 | 0 | 0 | 0 | 0 | 0 | 0 | 0 | 0 | 0 | 0 | 0 | 0 | 0 | 0 | 0 | 0 | 0 | 0 | 0 | 0 | 0 | 0 | 0 | 0 | 0 | 0 | 0 | 0 | 0 | 0 | 0 | 0 | 0 | 0 | 0 | 0 | 0 | 0 | 0 | 0 | 0 | 0 | 0 | 0 | 0 | 0 | 0 | 0 | 0 | 0 | 0 | 0 | 0 | 0 | 0 | 0 | 0 | 0 | 0 | 0 | 0 | 0 | 0 | 0 | 0 | 0 | 0 | 0 | 0 | 0 | 0 | 0 | 0 | 0 | 0 | 0 | 0 | 0 | 0 | 0 | 0 | 0 | 0 | 0 | 0 | 0 | 0 | 0 | 0 | 0 | 0 | 0 | 0 | 0 | 0 | 0 | 0 | 0 | 0 | 0 | 0 | 0 | 0 | 0 | 0 | 0 | 0 | 0 | 0 | 0 | 0 | 0 | 0 | 0 | 0 | 0 | 0 | 0 | 0 | 0 | 0 | 0 | 0 | 0 | 0 | 0 | 0 | 0 | 0 | 0 | 0 | 0 | 0 | 0 | 0 | 0 | 0 | 0 | 0 | 0 | 0 | 0 | 0 | 0 | 0 | 0 | 0 | 0 | 0.01557% | 0 | 0 | 0 | 0 | 0 | 0 | 0 | 0 | 0 | 0 | 0 | 0 | 0 | 0 | 0 | 0 | 0 | 0 | 0 | 0 | 0 | 0 | 0 | 0
| Com-DDC Energy Management-7P_V5 | Measure InputOutput | Updated percent savings for electric and gas savings from 7th Plan workbook Com-EM-7P_V5 to reflect DDC data from: http://sbt.siemens.com/hvp/staefa/press/pr5.asp and Misc: http://www.oee.nrcan.gc.ca/publications/infosource/pub/ici/eii/pdf/m92-242-2002-3E.pdf and http://www.enviro-tec.com/pdf/catalog/spec-gd4.pdf and http://www.lrc.rpi.edu/programs/Futures/LF-BAS/index.asp and http://greenbuildings.santa-monica.org/pdf/cs1.pdf and http://www.iklimnet.com/expert_hvac/building_control.html and http://txspace.tamu.edu/bitstream/handle/1969.1/5293/ESL-IC-06-11-149.pdf;jsessionid=A7133C4E9E20B60C3D236FBD72F9BD1E?sequence=1 | 2020 | Retro | 2022 | 2045 | PSE | Commercial | Large Off | Electric | Per 1,000 Sqft of Floor Area for Buildings receiving Direct Digital Control (DDC) |  |  | Commercial DDC Energy Management-Retro-Large Off |  | 472.7462 | 15 | 352.4375 | 0 |  | 0 | 0 | 0 | 0 | 0 | 0 | 0 | 0 |  | 0 | 0 | 0 | Whole Building | Whole Building | DDC Energy Management | DDC Energy Management | CommVENT | 0.0141% | 100% | 100% | 229.8817 | 0.001 | 47.68% | 6.667% | 85% | 6.8% | 0.2% | 310.8631 | 9.8125 | 32.0676 | 452.3901 | 0 | 0 | 0 | 480.9976 | 28.6074 |  | 0.087159 | 0 | 0.087159 | 07. $0.085 to $0.115 | 1 | 0 | 01. ($9,999.00) to $0.22 | 1 | 1908.5812 | 1902.8555 | 1897.1469 | 1891.4555 | 1885.7811 | 1880.1238 | 1874.4834 | 1868.86 | 1863.2534 | 1857.6636 | 0 | 0 | 0 | 0 | 0 | 0 | 0 | 0 | 0 | 0 | 0 | 0 | 0 | 0 | 902274.5521 | 899567.7284 | 896869.0253 | 894178.4182 | 891495.8829 | 888821.3953 | 886154.9311 | 883496.4663 | 880845.9769 | 878203.439 | 0 | 0 | 0 | 0 | 0 | 0 | 0 | 0 | 0 | 0 | 0 | 0 | 0 | 0 | 8901907.8154 | 902274.5521 | 1801842.2805 | 2698711.3058 | 3592889.724 | 4484385.6069 | 5373207.0022 | 6259361.9333 | 7142858.3996 | 8023704.3765 | 8901907.8154 | 8901907.8154 | 8901907.8154 | 8901907.8154 | 8901907.8154 | 8901907.8154 | 8901907.8154 | 8901907.8154 | 8901907.8154 | 8901907.8154 | 8901907.8154 | 8901907.8154 | 8901907.8154 | 8901907.8154 | 8901907.8154 | 0 | 0 | 0 | 0 | 0 | 0 | 0 | 0 | 0 | 0 | 0 | 0 | 0 | 0 | 0 | 0 | 0 | 0 | 0 | 0 | 0 | 0 | 0 | 0 | 0 | 0 | 0 | 0 | 0 | 0 | 0 | 0 | 0 | 0 | 0 | 0 | 0 | 0 | 0 | 0 | 0 | 0 | 0 | 0 | 0 | 0 | 0 | 0 | 0 | 0 | 0 | 0 | 0 | 0 | 0 | 0 | 0 | 0 | 0 | 0 | 0 | 127.2251 | 254.0686 | 380.5315 | 506.6151 | 632.3204 | 757.6485 | 882.6007 | 1007.1781 | 1131.3817 | 1255.2127 | 1255.2127 | 1255.2127 | 1255.2127 | 1255.2127 | 1255.2127 | 1255.2127 | 1255.2127 | 1255.2127 | 1255.2127 | 1255.2127 | 1255.2127 | 1255.2127 | 1255.2127 | 1255.2127 | 918022.923 | 915268.8542 | 912523.0477 | 909785.4785 | 907056.1221 | 904334.9537 | 901621.9489 | 898917.083 | 896220.3318 | 893531.6708 | 0 | 0 | 0 | 0 | 0 | 0 | 0 | 0 | 0 | 0 | 0 | 0 | 0 | 0 | 9057282.4137 | 0 | 0 | 0 | 0 | 0 | 0 | 0 | 0 | 0 | 0 | 0 | 0 | 0 | 0 | 0 | 0 | 0 | 0 | 0 | 0 | 0.01557% | 140.5047 | 280.5879 | 420.2508 | 559.4948 | 698.321 | 836.7307 | 974.7253 | 1112.3058 | 1249.4736 | 1386.2299 | 1386.2299 | 1386.2299 | 1386.2299 | 1386.2299 | 1386.2299 | 1386.2299 | 1386.2299 | 1386.2299 | 1386.2299 | 1386.2299 | 1386.2299 | 1386.2299 | 1386.2299 | 1386.2299
| Com-DDC Energy Management-7P_V5 | Measure InputOutput | Updated percent savings for electric and gas savings from 7th Plan workbook Com-EM-7P_V5 to reflect DDC data from: http://sbt.siemens.com/hvp/staefa/press/pr5.asp and Misc: http://www.oee.nrcan.gc.ca/publications/infosource/pub/ici/eii/pdf/m92-242-2002-3E.pdf and http://www.enviro-tec.com/pdf/catalog/spec-gd4.pdf and http://www.lrc.rpi.edu/programs/Futures/LF-BAS/index.asp and http://greenbuildings.santa-monica.org/pdf/cs1.pdf and http://www.iklimnet.com/expert_hvac/building_control.html and http://txspace.tamu.edu/bitstream/handle/1969.1/5293/ESL-IC-06-11-149.pdf;jsessionid=A7133C4E9E20B60C3D236FBD72F9BD1E?sequence=1 | 2020 | Retro | 2022 | 2045 | PSE | Commercial | Medium Off | Electric | Per 1,000 Sqft of Floor Area for Buildings receiving Direct Digital Control (DDC) |  |  | Commercial DDC Energy Management-Retro-Medium Off |  | 399.3122 | 15 | 352.4375 | 0 |  | 0 | 0 | 0 | 0 | 0 | 0 | 0 | 0 |  | 0 | 0 | 0 | Whole Building | Whole Building | DDC Energy Management | DDC Energy Management | CommVENT | 0.0141% | 100% | 100% | 41.7593 | 0.001 | 8.441% | 6.667% | 85% | 6.8% | 0.2% | 262.5752 | 8.2883 | 27.0863 | 452.3901 | 0 | 0 | 0 | 487.503 | 35.1129 |  | 0.10458 | 0 | 0.10458 | 07. $0.085 to $0.115 | 1 | 0 | 01. ($9,999.00) to $0.22 | 1 | 262.9264 | 262.1377 | 261.3512 | 260.5672 | 259.7855 | 259.0061 | 258.2291 | 257.4544 | 256.6821 | 255.912 | 0 | 0 | 0 | 0 | 0 | 0 | 0 | 0 | 0 | 0 | 0 | 0 | 0 | 0 | 104989.7292 | 104674.76 | 104360.7357 | 104047.6535 | 103735.5106 | 103424.304 | 103114.0311 | 102804.689 | 102496.275 | 102188.7861 | 0 | 0 | 0 | 0 | 0 | 0 | 0 | 0 | 0 | 0 | 0 | 0 | 0 | 0 | 1035836.4744 | 104989.7292 | 209664.4892 | 314025.225 | 418072.8785 | 521808.3891 | 625232.6931 | 728346.7242 | 831151.4133 | 933647.6882 | 1035836.4744 | 1035836.4744 | 1035836.4744 | 1035836.4744 | 1035836.4744 | 1035836.4744 | 1035836.4744 | 1035836.4744 | 1035836.4744 | 1035836.4744 | 1035836.4744 | 1035836.4744 | 1035836.4744 | 1035836.4744 | 1035836.4744 | 0 | 0 | 0 | 0 | 0 | 0 | 0 | 0 | 0 | 0 | 0 | 0 | 0 | 0 | 0 | 0 | 0 | 0 | 0 | 0 | 0 | 0 | 0 | 0 | 0 | 0 | 0 | 0 | 0 | 0 | 0 | 0 | 0 | 0 | 0 | 0 | 0 | 0 | 0 | 0 | 0 | 0 | 0 | 0 | 0 | 0 | 0 | 0 | 0 | 0 | 0 | 0 | 0 | 0 | 0 | 0 | 0 | 0 | 0 | 0 | 0 | 14.8041 | 29.5637 | 44.2791 | 58.9503 | 73.5775 | 88.1609 | 102.7005 | 117.1964 | 131.6489 | 146.058 | 146.058 | 146.058 | 146.058 | 146.058 | 146.058 | 146.058 | 146.058 | 146.058 | 146.058 | 146.058 | 146.058 | 146.058 | 146.058 | 146.058 | 128177.4231 | 127792.8908 | 127409.5122 | 127027.2836 | 126646.2018 | 126266.2632 | 125887.4644 | 125509.802 | 125133.2726 | 124757.8728 | 0 | 0 | 0 | 0 | 0 | 0 | 0 | 0 | 0 | 0 | 0 | 0 | 0 | 0 | 1264607.9865 | 0 | 0 | 0 | 0 | 0 | 0 | 0 | 0 | 0 | 0 | 0 | 0 | 0 | 0 | 0 | 0 | 0 | 0 | 0 | 0 | 0.01557% | 16.3493 | 32.6495 | 48.9009 | 65.1035 | 81.2575 | 97.363 | 113.4202 | 129.4292 | 145.3902 | 161.3033 | 161.3033 | 161.3033 | 161.3033 | 161.3033 | 161.3033 | 161.3033 | 161.3033 | 161.3033 | 161.3033 | 161.3033 | 161.3033 | 161.3033 | 161.3033 | 161.3033
| Com-DDC Energy Management-7P_V5 | Measure InputOutput | Updated percent savings for electric and gas savings from 7th Plan workbook Com-EM-7P_V5 to reflect DDC data from: http://sbt.siemens.com/hvp/staefa/press/pr5.asp and Misc: http://www.oee.nrcan.gc.ca/publications/infosource/pub/ici/eii/pdf/m92-242-2002-3E.pdf and http://www.enviro-tec.com/pdf/catalog/spec-gd4.pdf and http://www.lrc.rpi.edu/programs/Futures/LF-BAS/index.asp and http://greenbuildings.santa-monica.org/pdf/cs1.pdf and http://www.iklimnet.com/expert_hvac/building_control.html and http://txspace.tamu.edu/bitstream/handle/1969.1/5293/ESL-IC-06-11-149.pdf;jsessionid=A7133C4E9E20B60C3D236FBD72F9BD1E?sequence=1 | 2020 | Retro | 2022 | 2045 | PSE | Commercial | Small Off | Electric | Per 1,000 Sqft of Floor Area for Buildings receiving Direct Digital Control (DDC) |  |  | Commercial DDC Energy Management-Retro-Small Off |  | 340.565 | 15 | 352.4375 | 0 |  | 0 | 0 | 0 | 0 | 0 | 0 | 0 | 0 |  | 0 | 0 | 0 | Whole Building | Whole Building | DDC Energy Management | DDC Energy Management | CommVENT | 0.0141% | 100% | 100% | 4.7978 | 0.001 | 0% | 6.667% | 85% | 6.8% | 0.2% | 223.9449 | 7.0689 | 23.1014 | 452.3901 | 0 | 0 | 0 | 492.7073 | 40.3172 |  | 0.12393 | 0 | 0.12393 | 08. $0.115 to $0.130 | 1 | 0 | 01. ($9,999.00) to $0.22 | 1 | 0 | 0 | 0 | 0 | 0 | 0 | 0 | 0 | 0 | 0 | 0 | 0 | 0 | 0 | 0 | 0 | 0 | 0 | 0 | 0 | 0 | 0 | 0 | 0 | 0 | 0 | 0 | 0 | 0 | 0 | 0 | 0 | 0 | 0 | 0 | 0 | 0 | 0 | 0 | 0 | 0 | 0 | 0 | 0 | 0 | 0 | 0 | 0 | 0 | 0 | 0 | 0 | 0 | 0 | 0 | 0 | 0 | 0 | 0 | 0 | 0 | 0 | 0 | 0 | 0 | 0 | 0 | 0 | 0 | 0 | 0 | 0 | 0 | 0 | 0 | 0 | 0 | 0 | 0 | 0 | 0 | 0 | 0 | 0 | 0 | 0 | 0 | 0 | 0 | 0 | 0 | 0 | 0 | 0 | 0 | 0 | 0 | 0 | 0 | 0 | 0 | 0 | 0 | 0 | 0 | 0 | 0 | 0 | 0 | 0 | 0 | 0 | 0 | 0 | 0 | 0 | 0 | 0 | 0 | 0 | 0 | 0 | 0 | 0 | 0 | 0 | 0 | 0 | 0 | 0 | 0 | 0 | 0 | 0 | 0 | 0 | 0 | 0 | 0 | 0 | 0 | 0 | 0 | 0 | 0 | 0 | 0 | 0 | 0 | 0 | 0 | 0 | 0 | 0 | 0 | 0 | 0 | 0 | 0 | 0 | 0 | 0 | 0 | 0 | 0 | 0 | 0 | 0 | 0 | 0 | 0 | 0 | 0 | 0 | 0 | 0 | 0 | 0 | 0 | 0 | 0 | 0 | 0 | 0 | 0 | 0 | 0 | 0 | 0 | 0 | 0 | 0 | 0 | 0 | 0 | 0 | 0 | 0 | 0 | 0 | 0 | 0 | 0 | 0.01557% | 0 | 0 | 0 | 0 | 0 | 0 | 0 | 0 | 0 | 0 | 0 | 0 | 0 | 0 | 0 | 0 | 0 | 0 | 0 | 0 | 0 | 0 | 0 | 0
| Com-DDC Energy Management-7P_V5 | Measure InputOutput | Updated percent savings for electric and gas savings from 7th Plan workbook Com-EM-7P_V5 to reflect DDC data from: http://sbt.siemens.com/hvp/staefa/press/pr5.asp and Misc: http://www.oee.nrcan.gc.ca/publications/infosource/pub/ici/eii/pdf/m92-242-2002-3E.pdf and http://www.enviro-tec.com/pdf/catalog/spec-gd4.pdf and http://www.lrc.rpi.edu/programs/Futures/LF-BAS/index.asp and http://greenbuildings.santa-monica.org/pdf/cs1.pdf and http://www.iklimnet.com/expert_hvac/building_control.html and http://txspace.tamu.edu/bitstream/handle/1969.1/5293/ESL-IC-06-11-149.pdf;jsessionid=A7133C4E9E20B60C3D236FBD72F9BD1E?sequence=1 | 2020 | Retro | 2022 | 2045 | PSE | Commercial | XLarge Ret | Electric | Per 1,000 Sqft of Floor Area for Buildings receiving Direct Digital Control (DDC) |  |  | Commercial DDC Energy Management-Retro-Xlarge Ret |  | 206.9584 | 15 | 352.4375 | 0 |  | 0 | 0 | 0 | 0 | 0 | 0 | 0 | 0 |  | 0 | 0 | 0 | Whole Building | Whole Building | DDC Energy Management | DDC Energy Management | CommVENT | 0.0141% | 100% | 100% | 280.3513 | 0.001 | 3.625% | 6.667% | 85% | 6.8% | 0.2% | 136.0894 | 4.2957 | 14.0385 | 452.3901 | 0 | 0 | 0 | 504.5434 | 52.1533 |  | 0.20884 | 0 | 0.20884 | 12. $0.200 to $0.225 | 1 | 0 | 01. ($9,999.00) to $0.22 | 1 | 50.1232 | 49.8926 | 49.6631 | 49.4346 | 49.2072 | 48.9809 | 48.7556 | 48.5313 | 48.3081 | 48.0858 | 0 | 0 | 0 | 0 | 0 | 0 | 0 | 0 | 0 | 0 | 0 | 0 | 0 | 0 | 10373.41 | 10325.6923 | 10278.1942 | 10230.9145 | 10183.8523 | 10137.0065 | 10090.3763 | 10043.9606 | 9997.7584 | 9951.7687 | 0 | 0 | 0 | 0 | 0 | 0 | 0 | 0 | 0 | 0 | 0 | 0 | 0 | 0 | 101612.9337 | 10373.41 | 20699.1024 | 30977.2965 | 41208.211 | 51392.0632 | 61529.0698 | 71619.4461 | 81663.4067 | 91661.165 | 101612.9337 | 101612.9337 | 101612.9337 | 101612.9337 | 101612.9337 | 101612.9337 | 101612.9337 | 101612.9337 | 101612.9337 | 101612.9337 | 101612.9337 | 101612.9337 | 101612.9337 | 101612.9337 | 101612.9337 | 0 | 0 | 0 | 0 | 0 | 0 | 0 | 0 | 0 | 0 | 0 | 0 | 0 | 0 | 0 | 0 | 0 | 0 | 0 | 0 | 0 | 0 | 0 | 0 | 0 | 0 | 0 | 0 | 0 | 0 | 0 | 0 | 0 | 0 | 0 | 0 | 0 | 0 | 0 | 0 | 0 | 0 | 0 | 0 | 0 | 0 | 0 | 0 | 0 | 0 | 0 | 0 | 0 | 0 | 0 | 0 | 0 | 0 | 0 | 0 | 0 | 1.4627 | 2.9187 | 4.368 | 5.8106 | 7.2465 | 8.6759 | 10.0987 | 11.5149 | 12.9247 | 14.3279 | 14.3279 | 14.3279 | 14.3279 | 14.3279 | 14.3279 | 14.3279 | 14.3279 | 14.3279 | 14.3279 | 14.3279 | 14.3279 | 14.3279 | 14.3279 | 14.3279 | 25289.3088 | 25172.978 | 25057.1823 | 24941.9193 | 24827.1865 | 24712.9814 | 24599.3017 | 24486.1449 | 24373.5086 | 24261.3905 | 0 | 0 | 0 | 0 | 0 | 0 | 0 | 0 | 0 | 0 | 0 | 0 | 0 | 0 | 247721.902 | 0 | 0 | 0 | 0 | 0 | 0 | 0 | 0 | 0 | 0 | 0 | 0 | 0 | 0 | 0 | 0 | 0 | 0 | 0 | 0 | 0.01557% | 1.6154 | 3.2233 | 4.8239 | 6.4171 | 8.0029 | 9.5815 | 11.1528 | 12.7169 | 14.2737 | 15.8234 | 15.8234 | 15.8234 | 15.8234 | 15.8234 | 15.8234 | 15.8234 | 15.8234 | 15.8234 | 15.8234 | 15.8234 | 15.8234 | 15.8234 | 15.8234 | 15.8234
| Com-DDC Energy Management-7P_V5 | Measure InputOutput | Updated percent savings for electric and gas savings from 7th Plan workbook Com-EM-7P_V5 to reflect DDC data from: http://sbt.siemens.com/hvp/staefa/press/pr5.asp and Misc: http://www.oee.nrcan.gc.ca/publications/infosource/pub/ici/eii/pdf/m92-242-2002-3E.pdf and http://www.enviro-tec.com/pdf/catalog/spec-gd4.pdf and http://www.lrc.rpi.edu/programs/Futures/LF-BAS/index.asp and http://greenbuildings.santa-monica.org/pdf/cs1.pdf and http://www.iklimnet.com/expert_hvac/building_control.html and http://txspace.tamu.edu/bitstream/handle/1969.1/5293/ESL-IC-06-11-149.pdf;jsessionid=A7133C4E9E20B60C3D236FBD72F9BD1E?sequence=1 | 2020 | Retro | 2022 | 2045 | PSE | Commercial | Large Ret | Electric | Per 1,000 Sqft of Floor Area for Buildings receiving Direct Digital Control (DDC) |  |  | Commercial DDC Energy Management-Retro-Large Ret |  | 228.095 | 15 | 352.4375 | 0 |  | 0 | 0 | 0 | 0 | 0 | 0 | 0 | 0 |  | 0 | 0 | 0 | Whole Building | Whole Building | DDC Energy Management | DDC Energy Management | CommVENT | 0.0141% | 100% | 100% | 94.4255 | 0.001 | 24.42% | 6.667% | 85% | 6.8% | 0.2% | 149.9882 | 4.7344 | 15.4723 | 452.3901 | 0 | 0 | 0 | 502.6709 | 50.2808 |  | 0.18878 | 0 | 0.18878 | 11. $0.175 to $0.200 | 1 | 0 | 01. ($9,999.00) to $0.22 | 1 | 479.9382 | 477.7305 | 475.5329 | 473.3454 | 471.1681 | 469.0007 | 466.8433 | 464.6958 | 462.5582 | 460.4304 | 0 | 0 | 0 | 0 | 0 | 0 | 0 | 0 | 0 | 0 | 0 | 0 | 0 | 0 | 109471.5071 | 108967.9382 | 108466.6856 | 107967.7389 | 107471.0873 | 106976.7203 | 106484.6274 | 105994.7981 | 105507.222 | 105021.8888 | 0 | 0 | 0 | 0 | 0 | 0 | 0 | 0 | 0 | 0 | 0 | 0 | 0 | 0 | 1072330.2136 | 109471.5071 | 218439.4452 | 326906.1309 | 434873.8698 | 542344.957 | 649321.6773 | 755806.3047 | 861801.1028 | 967308.3248 | 1072330.2136 | 1072330.2136 | 1072330.2136 | 1072330.2136 | 1072330.2136 | 1072330.2136 | 1072330.2136 | 1072330.2136 | 1072330.2136 | 1072330.2136 | 1072330.2136 | 1072330.2136 | 1072330.2136 | 1072330.2136 | 1072330.2136 | 0 | 0 | 0 | 0 | 0 | 0 | 0 | 0 | 0 | 0 | 0 | 0 | 0 | 0 | 0 | 0 | 0 | 0 | 0 | 0 | 0 | 0 | 0 | 0 | 0 | 0 | 0 | 0 | 0 | 0 | 0 | 0 | 0 | 0 | 0 | 0 | 0 | 0 | 0 | 0 | 0 | 0 | 0 | 0 | 0 | 0 | 0 | 0 | 0 | 0 | 0 | 0 | 0 | 0 | 0 | 0 | 0 | 0 | 0 | 0 | 0 | 15.436 | 30.801 | 46.0954 | 61.3193 | 76.4733 | 91.5575 | 106.5724 | 121.5182 | 136.3952 | 151.2038 | 151.2038 | 151.2038 | 151.2038 | 151.2038 | 151.2038 | 151.2038 | 151.2038 | 151.2038 | 151.2038 | 151.2038 | 151.2038 | 151.2038 | 151.2038 | 151.2038 | 241250.9703 | 240141.2159 | 239036.5663 | 237936.9981 | 236842.4879 | 235753.0124 | 234668.5486 | 233589.0733 | 232514.5635 | 231444.9965 | 0 | 0 | 0 | 0 | 0 | 0 | 0 | 0 | 0 | 0 | 0 | 0 | 0 | 0 | 2363178.4327 | 0 | 0 | 0 | 0 | 0 | 0 | 0 | 0 | 0 | 0 | 0 | 0 | 0 | 0 | 0 | 0 | 0 | 0 | 0 | 0 | 0.01557% | 17.0472 | 34.016 | 50.9067 | 67.7198 | 84.4555 | 101.1142 | 117.6963 | 134.2021 | 150.6319 | 166.9862 | 166.9862 | 166.9862 | 166.9862 | 166.9862 | 166.9862 | 166.9862 | 166.9862 | 166.9862 | 166.9862 | 166.9862 | 166.9862 | 166.9862 | 166.9862 | 166.9862
| Com-DDC Energy Management-7P_V5 | Measure InputOutput | Updated percent savings for electric and gas savings from 7th Plan workbook Com-EM-7P_V5 to reflect DDC data from: http://sbt.siemens.com/hvp/staefa/press/pr5.asp and Misc: http://www.oee.nrcan.gc.ca/publications/infosource/pub/ici/eii/pdf/m92-242-2002-3E.pdf and http://www.enviro-tec.com/pdf/catalog/spec-gd4.pdf and http://www.lrc.rpi.edu/programs/Futures/LF-BAS/index.asp and http://greenbuildings.santa-monica.org/pdf/cs1.pdf and http://www.iklimnet.com/expert_hvac/building_control.html and http://txspace.tamu.edu/bitstream/handle/1969.1/5293/ESL-IC-06-11-149.pdf;jsessionid=A7133C4E9E20B60C3D236FBD72F9BD1E?sequence=1 | 2020 | Retro | 2022 | 2045 | PSE | Commercial | Medium Ret | Electric | Per 1,000 Sqft of Floor Area for Buildings receiving Direct Digital Control (DDC) |  |  | Commercial DDC Energy Management-Retro-Medium Ret |  | 317.0489 | 15 | 352.4375 | 0 |  | 0 | 0 | 0 | 0 | 0 | 0 | 0 | 0 |  | 0 | 0 | 0 | Whole Building | Whole Building | DDC Energy Management | DDC Energy Management | CommVENT | 0.0141% | 100% | 100% | 13.3332 | 0.001 | 2.323% | 6.667% | 85% | 6.8% | 0.2% | 208.4814 | 6.5808 | 21.5062 | 452.3901 | 0 | 0 | 0 | 494.7906 | 42.4005 |  | 0.13369 | 0 | 0.13369 | 09. $0.130 to $0.150 | 1 | 0 | 01. ($9,999.00) to $0.22 | 1 | 67.9783 | 67.6656 | 67.3543 | 67.0445 | 66.7361 | 66.4291 | 66.1235 | 65.8193 | 65.5166 | 65.2152 | 0 | 0 | 0 | 0 | 0 | 0 | 0 | 0 | 0 | 0 | 0 | 0 | 0 | 0 | 21552.429 | 21453.2879 | 21354.6027 | 21256.3716 | 21158.5923 | 21061.2627 | 20964.3809 | 20867.9448 | 20771.9522 | 20676.4012 | 0 | 0 | 0 | 0 | 0 | 0 | 0 | 0 | 0 | 0 | 0 | 0 | 0 | 0 | 211117.2254 | 21552.429 | 43005.7169 | 64360.3196 | 85616.6912 | 106775.2835 | 127836.5462 | 148800.9271 | 169668.8719 | 190440.8241 | 211117.2254 | 211117.2254 | 211117.2254 | 211117.2254 | 211117.2254 | 211117.2254 | 211117.2254 | 211117.2254 | 211117.2254 | 211117.2254 | 211117.2254 | 211117.2254 | 211117.2254 | 211117.2254 | 211117.2254 | 0 | 0 | 0 | 0 | 0 | 0 | 0 | 0 | 0 | 0 | 0 | 0 | 0 | 0 | 0 | 0 | 0 | 0 | 0 | 0 | 0 | 0 | 0 | 0 | 0 | 0 | 0 | 0 | 0 | 0 | 0 | 0 | 0 | 0 | 0 | 0 | 0 | 0 | 0 | 0 | 0 | 0 | 0 | 0 | 0 | 0 | 0 | 0 | 0 | 0 | 0 | 0 | 0 | 0 | 0 | 0 | 0 | 0 | 0 | 0 | 0 | 3.039 | 6.064 | 9.0751 | 12.0724 | 15.0558 | 18.0256 | 20.9817 | 23.9241 | 26.8531 | 29.7686 | 29.7686 | 29.7686 | 29.7686 | 29.7686 | 29.7686 | 29.7686 | 29.7686 | 29.7686 | 29.7686 | 29.7686 | 29.7686 | 29.7686 | 29.7686 | 29.7686 | 33635.0009 | 33480.2799 | 33326.2706 | 33172.9697 | 33020.3741 | 32868.4803 | 32717.2853 | 32566.7858 | 32416.9786 | 32267.8605 | 0 | 0 | 0 | 0 | 0 | 0 | 0 | 0 | 0 | 0 | 0 | 0 | 0 | 0 | 329472.2857 | 0 | 0 | 0 | 0 | 0 | 0 | 0 | 0 | 0 | 0 | 0 | 0 | 0 | 0 | 0 | 0 | 0 | 0 | 0 | 0 | 0.01557% | 3.3562 | 6.697 | 10.0224 | 13.3325 | 16.6273 | 19.9071 | 23.1717 | 26.4213 | 29.656 | 32.8758 | 32.8758 | 32.8758 | 32.8758 | 32.8758 | 32.8758 | 32.8758 | 32.8758 | 32.8758 | 32.8758 | 32.8758 | 32.8758 | 32.8758 | 32.8758 | 32.8758
| Com-DDC Energy Management-7P_V5 | Measure InputOutput | Updated percent savings for electric and gas savings from 7th Plan workbook Com-EM-7P_V5 to reflect DDC data from: http://sbt.siemens.com/hvp/staefa/press/pr5.asp and Misc: http://www.oee.nrcan.gc.ca/publications/infosource/pub/ici/eii/pdf/m92-242-2002-3E.pdf and http://www.enviro-tec.com/pdf/catalog/spec-gd4.pdf and http://www.lrc.rpi.edu/programs/Futures/LF-BAS/index.asp and http://greenbuildings.santa-monica.org/pdf/cs1.pdf and http://www.iklimnet.com/expert_hvac/building_control.html and http://txspace.tamu.edu/bitstream/handle/1969.1/5293/ESL-IC-06-11-149.pdf;jsessionid=A7133C4E9E20B60C3D236FBD72F9BD1E?sequence=1 | 2020 | Retro | 2022 | 2045 | PSE | Commercial | Small Ret | Electric | Per 1,000 Sqft of Floor Area for Buildings receiving Direct Digital Control (DDC) |  |  | Commercial DDC Energy Management-Retro-Small Ret |  | 328.0676 | 15 | 352.4375 | 0 |  | 0 | 0 | 0 | 0 | 0 | 0 | 0 | 0 |  | 0 | 0 | 0 | Whole Building | Whole Building | DDC Energy Management | DDC Energy Management | CommVENT | 0.0141% | 100% | 100% | 2.1703 | 0.001 | 0% | 6.667% | 85% | 6.8% | 0.2% | 215.727 | 6.8095 | 22.2537 | 452.3901 | 0 | 0 | 0 | 493.8145 | 41.4244 |  | 0.12894 | 0 | 0.12894 | 08. $0.115 to $0.130 | 1 | 0 | 01. ($9,999.00) to $0.22 | 1 | 0 | 0 | 0 | 0 | 0 | 0 | 0 | 0 | 0 | 0 | 0 | 0 | 0 | 0 | 0 | 0 | 0 | 0 | 0 | 0 | 0 | 0 | 0 | 0 | 0 | 0 | 0 | 0 | 0 | 0 | 0 | 0 | 0 | 0 | 0 | 0 | 0 | 0 | 0 | 0 | 0 | 0 | 0 | 0 | 0 | 0 | 0 | 0 | 0 | 0 | 0 | 0 | 0 | 0 | 0 | 0 | 0 | 0 | 0 | 0 | 0 | 0 | 0 | 0 | 0 | 0 | 0 | 0 | 0 | 0 | 0 | 0 | 0 | 0 | 0 | 0 | 0 | 0 | 0 | 0 | 0 | 0 | 0 | 0 | 0 | 0 | 0 | 0 | 0 | 0 | 0 | 0 | 0 | 0 | 0 | 0 | 0 | 0 | 0 | 0 | 0 | 0 | 0 | 0 | 0 | 0 | 0 | 0 | 0 | 0 | 0 | 0 | 0 | 0 | 0 | 0 | 0 | 0 | 0 | 0 | 0 | 0 | 0 | 0 | 0 | 0 | 0 | 0 | 0 | 0 | 0 | 0 | 0 | 0 | 0 | 0 | 0 | 0 | 0 | 0 | 0 | 0 | 0 | 0 | 0 | 0 | 0 | 0 | 0 | 0 | 0 | 0 | 0 | 0 | 0 | 0 | 0 | 0 | 0 | 0 | 0 | 0 | 0 | 0 | 0 | 0 | 0 | 0 | 0 | 0 | 0 | 0 | 0 | 0 | 0 | 0 | 0 | 0 | 0 | 0 | 0 | 0 | 0 | 0 | 0 | 0 | 0 | 0 | 0 | 0 | 0 | 0 | 0 | 0 | 0 | 0 | 0 | 0 | 0 | 0 | 0 | 0 | 0 | 0.01557% | 0 | 0 | 0 | 0 | 0 | 0 | 0 | 0 | 0 | 0 | 0 | 0 | 0 | 0 | 0 | 0 | 0 | 0 | 0 | 0 | 0 | 0 | 0 | 0
| Com-DDC Energy Management-7P_V5 | Measure InputOutput | Updated percent savings for electric and gas savings from 7th Plan workbook Com-EM-7P_V5 to reflect DDC data from: http://sbt.siemens.com/hvp/staefa/press/pr5.asp and Misc: http://www.oee.nrcan.gc.ca/publications/infosource/pub/ici/eii/pdf/m92-242-2002-3E.pdf and http://www.enviro-tec.com/pdf/catalog/spec-gd4.pdf and http://www.lrc.rpi.edu/programs/Futures/LF-BAS/index.asp and http://greenbuildings.santa-monica.org/pdf/cs1.pdf and http://www.iklimnet.com/expert_hvac/building_control.html and http://txspace.tamu.edu/bitstream/handle/1969.1/5293/ESL-IC-06-11-149.pdf;jsessionid=A7133C4E9E20B60C3D236FBD72F9BD1E?sequence=1 | 2020 | Retro | 2022 | 2045 | PSE | Commercial | School K-12 | Electric | Per 1,000 Sqft of Floor Area for Buildings receiving Direct Digital Control (DDC) |  |  | Commercial DDC Energy Management-Retro-School K-12 |  | 316.0108 | 15 | 352.4375 | 0 |  | 0 | 0 | 0 | 0 | 0 | 0 | 0 | 0 |  | 0 | 0 | 0 | Whole Building | Whole Building | DDC Energy Management | DDC Energy Management | CommVENT | 0.0141% | 100% | 100% | 36.55 | 0.001 | 27.8% | 6.667% | 85% | 6.8% | 0.2% | 207.7989 | 6.5592 | 21.4358 | 452.3901 | 0 | 0 | 0 | 494.8826 | 42.4925 |  | 0.13415 | 0 | 0.13415 | 09. $0.130 to $0.150 | 1 | 0 | 01. ($9,999.00) to $0.22 | 1 | 1129.7939 | 1127.4213 | 1125.0538 | 1122.6911 | 1120.3335 | 1117.9808 | 1115.633 | 1113.2902 | 1110.9523 | 1108.6193 | 0 | 0 | 0 | 0 | 0 | 0 | 0 | 0 | 0 | 0 | 0 | 0 | 0 | 0 | 357027.1317 | 356277.3747 | 355529.1922 | 354782.5809 | 354037.5375 | 353294.0587 | 352552.1411 | 351811.7816 | 351072.9769 | 350335.7236 | 0 | 0 | 0 | 0 | 0 | 0 | 0 | 0 | 0 | 0 | 0 | 0 | 0 | 0 | 3536720.4989 | 357027.1317 | 713304.5064 | 1068833.6986 | 1423616.2795 | 1777653.817 | 2130947.8756 | 2483500.0167 | 2835311.7984 | 3186384.7753 | 3536720.4989 | 3536720.4989 | 3536720.4989 | 3536720.4989 | 3536720.4989 | 3536720.4989 | 3536720.4989 | 3536720.4989 | 3536720.4989 | 3536720.4989 | 3536720.4989 | 3536720.4989 | 3536720.4989 | 3536720.4989 | 3536720.4989 | 0 | 0 | 0 | 0 | 0 | 0 | 0 | 0 | 0 | 0 | 0 | 0 | 0 | 0 | 0 | 0 | 0 | 0 | 0 | 0 | 0 | 0 | 0 | 0 | 0 | 0 | 0 | 0 | 0 | 0 | 0 | 0 | 0 | 0 | 0 | 0 | 0 | 0 | 0 | 0 | 0 | 0 | 0 | 0 | 0 | 0 | 0 | 0 | 0 | 0 | 0 | 0 | 0 | 0 | 0 | 0 | 0 | 0 | 0 | 0 | 0 | 50.3426 | 100.5794 | 150.7108 | 200.7369 | 250.6579 | 300.4741 | 350.1857 | 399.7929 | 449.2959 | 498.6949 | 498.6949 | 498.6949 | 498.6949 | 498.6949 | 498.6949 | 498.6949 | 498.6949 | 498.6949 | 498.6949 | 498.6949 | 498.6949 | 498.6949 | 498.6949 | 498.6949 | 559115.31 | 557941.1679 | 556769.4914 | 555600.2755 | 554433.5149 | 553269.2046 | 552107.3392 | 550947.9138 | 549790.9232 | 548636.3623 | 0 | 0 | 0 | 0 | 0 | 0 | 0 | 0 | 0 | 0 | 0 | 0 | 0 | 0 | 5538611.5029 | 0 | 0 | 0 | 0 | 0 | 0 | 0 | 0 | 0 | 0 | 0 | 0 | 0 | 0 | 0 | 0 | 0 | 0 | 0 | 0 | 0.01557% | 55.5973 | 111.0778 | 166.4418 | 221.6895 | 276.8212 | 331.8371 | 386.7375 | 441.5226 | 496.1927 | 550.748 | 550.748 | 550.748 | 550.748 | 550.748 | 550.748 | 550.748 | 550.748 | 550.748 | 550.748 | 550.748 | 550.748 | 550.748 | 550.748 | 550.748
| Com-DDC Energy Management-7P_V5 | Measure InputOutput | Updated percent savings for electric and gas savings from 7th Plan workbook Com-EM-7P_V5 to reflect DDC data from: http://sbt.siemens.com/hvp/staefa/press/pr5.asp and Misc: http://www.oee.nrcan.gc.ca/publications/infosource/pub/ici/eii/pdf/m92-242-2002-3E.pdf and http://www.enviro-tec.com/pdf/catalog/spec-gd4.pdf and http://www.lrc.rpi.edu/programs/Futures/LF-BAS/index.asp and http://greenbuildings.santa-monica.org/pdf/cs1.pdf and http://www.iklimnet.com/expert_hvac/building_control.html and http://txspace.tamu.edu/bitstream/handle/1969.1/5293/ESL-IC-06-11-149.pdf;jsessionid=A7133C4E9E20B60C3D236FBD72F9BD1E?sequence=1 | 2020 | Retro | 2022 | 2045 | PSE | Commercial | University | Electric | Per 1,000 Sqft of Floor Area for Buildings receiving Direct Digital Control (DDC) |  |  | Commercial DDC Energy Management-Retro-University |  | 487.5162 | 15 | 352.4375 | 0 |  | 0 | 0 | 0 | 0 | 0 | 0 | 0 | 0 |  | 0 | 0 | 0 | Whole Building | Whole Building | DDC Energy Management | DDC Energy Management | CommVENT | 0.0141% | 100% | 100% | 121.328 | 0.001 | 74.65% | 6.667% | 85% | 6.8% | 0.2% | 320.5754 | 10.1191 | 33.0695 | 452.3901 | 0 | 0 | 0 | 479.6891 | 27.299 |  | 0.084289 | 0 | 0.084289 | 06. $0.077 to $0.085 | 1 | 0 | 01. ($9,999.00) to $0.22 | 1 | 318.64 | 317.8753 | 317.1124 | 316.3513 | 315.5921 | 314.8346 | 314.079 | 313.3252 | 312.5733 | 311.8231 | 0 | 0 | 0 | 0 | 0 | 0 | 0 | 0 | 0 | 0 | 0 | 0 | 0 | 0 | 155342.1792 | 154969.358 | 154597.4315 | 154226.3977 | 153856.2543 | 153486.9993 | 153118.6305 | 152751.1458 | 152384.5431 | 152018.8202 | 0 | 0 | 0 | 0 | 0 | 0 | 0 | 0 | 0 | 0 | 0 | 0 | 0 | 0 | 1536751.7596 | 155342.1792 | 310311.5372 | 464908.9687 | 619135.3664 | 772991.6207 | 926478.62 | 1079597.2506 | 1232348.3964 | 1384732.9394 | 1536751.7596 | 1536751.7596 | 1536751.7596 | 1536751.7596 | 1536751.7596 | 1536751.7596 | 1536751.7596 | 1536751.7596 | 1536751.7596 | 1536751.7596 | 1536751.7596 | 1536751.7596 | 1536751.7596 | 1536751.7596 | 1536751.7596 | 0 | 0 | 0 | 0 | 0 | 0 | 0 | 0 | 0 | 0 | 0 | 0 | 0 | 0 | 0 | 0 | 0 | 0 | 0 | 0 | 0 | 0 | 0 | 0 | 0 | 0 | 0 | 0 | 0 | 0 | 0 | 0 | 0 | 0 | 0 | 0 | 0 | 0 | 0 | 0 | 0 | 0 | 0 | 0 | 0 | 0 | 0 | 0 | 0 | 0 | 0 | 0 | 0 | 0 | 0 | 0 | 0 | 0 | 0 | 0 | 0 | 21.904 | 43.7554 | 65.5544 | 87.3011 | 108.9956 | 130.638 | 152.2285 | 173.7672 | 195.2541 | 216.6895 | 216.6895 | 216.6895 | 216.6895 | 216.6895 | 216.6895 | 216.6895 | 216.6895 | 216.6895 | 216.6895 | 216.6895 | 216.6895 | 216.6895 | 216.6895 | 216.6895 | 152848.1404 | 152481.3049 | 152115.3498 | 151750.2729 | 151386.0723 | 151022.7457 | 150660.2911 | 150298.7064 | 149937.9895 | 149578.1384 | 0 | 0 | 0 | 0 | 0 | 0 | 0 | 0 | 0 | 0 | 0 | 0 | 0 | 0 | 1512079.0115 | 0 | 0 | 0 | 0 | 0 | 0 | 0 | 0 | 0 | 0 | 0 | 0 | 0 | 0 | 0 | 0 | 0 | 0 | 0 | 0 | 0.01557% | 24.1903 | 48.3226 | 72.3969 | 96.4135 | 120.3724 | 144.2738 | 168.1179 | 191.9047 | 215.6345 | 239.3073 | 239.3073 | 239.3073 | 239.3073 | 239.3073 | 239.3073 | 239.3073 | 239.3073 | 239.3073 | 239.3073 | 239.3073 | 239.3073 | 239.3073 | 239.3073 | 239.3073
| Com-DDC Energy Management-7P_V5 | Measure InputOutput | Updated percent savings for electric and gas savings from 7th Plan workbook Com-EM-7P_V5 to reflect DDC data from: http://sbt.siemens.com/hvp/staefa/press/pr5.asp and Misc: http://www.oee.nrcan.gc.ca/publications/infosource/pub/ici/eii/pdf/m92-242-2002-3E.pdf and http://www.enviro-tec.com/pdf/catalog/spec-gd4.pdf and http://www.lrc.rpi.edu/programs/Futures/LF-BAS/index.asp and http://greenbuildings.santa-monica.org/pdf/cs1.pdf and http://www.iklimnet.com/expert_hvac/building_control.html and http://txspace.tamu.edu/bitstream/handle/1969.1/5293/ESL-IC-06-11-149.pdf;jsessionid=A7133C4E9E20B60C3D236FBD72F9BD1E?sequence=1 | 2020 | Retro | 2022 | 2045 | PSE | Commercial | Warehouse | Electric | Per 1,000 Sqft of Floor Area for Buildings receiving Direct Digital Control (DDC) |  |  | Commercial DDC Energy Management-Retro-Warehouse |  | 92.2119 | 15 | 352.4375 | 0 |  | 0 | 0 | 0 | 0 | 0 | 0 | 0 | 0 |  | 0 | 0 | 0 | Whole Building | Whole Building | DDC Energy Management | DDC Energy Management | CommVENT | 0.0141% | 100% | 100% | 34.3139 | 0.001 | 0% | 6.667% | 85% | 6.8% | 0.2% | 60.6357 | 1.914 | 6.255 | 452.3901 | 0 | 0 | 0 | 514.7087 | 62.3185 |  | 0.47816 | 0 | 0.47816 | 13. $0.225 to $99,999.000 | 1 | 0 | 01. ($9,999.00) to $0.22 | 1 | 0 | 0 | 0 | 0 | 0 | 0 | 0 | 0 | 0 | 0 | 0 | 0 | 0 | 0 | 0 | 0 | 0 | 0 | 0 | 0 | 0 | 0 | 0 | 0 | 0 | 0 | 0 | 0 | 0 | 0 | 0 | 0 | 0 | 0 | 0 | 0 | 0 | 0 | 0 | 0 | 0 | 0 | 0 | 0 | 0 | 0 | 0 | 0 | 0 | 0 | 0 | 0 | 0 | 0 | 0 | 0 | 0 | 0 | 0 | 0 | 0 | 0 | 0 | 0 | 0 | 0 | 0 | 0 | 0 | 0 | 0 | 0 | 0 | 0 | 0 | 0 | 0 | 0 | 0 | 0 | 0 | 0 | 0 | 0 | 0 | 0 | 0 | 0 | 0 | 0 | 0 | 0 | 0 | 0 | 0 | 0 | 0 | 0 | 0 | 0 | 0 | 0 | 0 | 0 | 0 | 0 | 0 | 0 | 0 | 0 | 0 | 0 | 0 | 0 | 0 | 0 | 0 | 0 | 0 | 0 | 0 | 0 | 0 | 0 | 0 | 0 | 0 | 0 | 0 | 0 | 0 | 0 | 0 | 0 | 0 | 0 | 0 | 0 | 0 | 0 | 0 | 0 | 0 | 0 | 0 | 0 | 0 | 0 | 0 | 0 | 0 | 0 | 0 | 0 | 0 | 0 | 0 | 0 | 0 | 0 | 0 | 0 | 0 | 0 | 0 | 0 | 0 | 0 | 0 | 0 | 0 | 0 | 0 | 0 | 0 | 0 | 0 | 0 | 0 | 0 | 0 | 0 | 0 | 0 | 0 | 0 | 0 | 0 | 0 | 0 | 0 | 0 | 0 | 0 | 0 | 0 | 0 | 0 | 0 | 0 | 0 | 0 | 0 | 0.01557% | 0 | 0 | 0 | 0 | 0 | 0 | 0 | 0 | 0 | 0 | 0 | 0 | 0 | 0 | 0 | 0 | 0 | 0 | 0 | 0 | 0 | 0 | 0 | 0
| Com-DDC Energy Management-7P_V5 | Measure InputOutput | Updated percent savings for electric and gas savings from 7th Plan workbook Com-EM-7P_V5 to reflect DDC data from: http://sbt.siemens.com/hvp/staefa/press/pr5.asp and Misc: http://www.oee.nrcan.gc.ca/publications/infosource/pub/ici/eii/pdf/m92-242-2002-3E.pdf and http://www.enviro-tec.com/pdf/catalog/spec-gd4.pdf and http://www.lrc.rpi.edu/programs/Futures/LF-BAS/index.asp and http://greenbuildings.santa-monica.org/pdf/cs1.pdf and http://www.iklimnet.com/expert_hvac/building_control.html and http://txspace.tamu.edu/bitstream/handle/1969.1/5293/ESL-IC-06-11-149.pdf;jsessionid=A7133C4E9E20B60C3D236FBD72F9BD1E?sequence=1 | 2020 | Retro | 2022 | 2045 | PSE | Commercial | Supermarket | Electric | Per 1,000 Sqft of Floor Area for Buildings receiving Direct Digital Control (DDC) |  |  | Commercial DDC Energy Management-Retro-Supermarket |  | 422.0213 | 15 | 352.4375 | 0 |  | 0 | 0 | 0 | 0 | 0 | 0 | 0 | 0 |  | 0 | 0 | 0 | Whole Building | Whole Building | DDC Energy Management | DDC Energy Management | CommVENT | 0.0141% | 100% | 100% | 49.7337 | 0.001 | 6.44% | 6.667% | 85% | 6.8% | 0.2% | 277.508 | 8.7596 | 28.6268 | 452.3901 | 0 | 0 | 0 | 485.4912 | 33.1011 |  | 0.098547 | 0 | 0.098547 | 07. $0.085 to $0.115 | 1 | 0 | 01. ($9,999.00) to $0.22 | 1 | 126.0718 | 125.4767 | 124.8844 | 124.295 | 123.7083 | 123.1244 | 122.5433 | 121.9649 | 121.3892 | 120.8162 | 0 | 0 | 0 | 0 | 0 | 0 | 0 | 0 | 0 | 0 | 0 | 0 | 0 | 0 | 53204.9722 | 52953.8447 | 52703.9025 | 52455.1401 | 52207.5519 | 51961.1322 | 51715.8757 | 51471.7767 | 51228.8299 | 50987.0299 | 0 | 0 | 0 | 0 | 0 | 0 | 0 | 0 | 0 | 0 | 0 | 0 | 0 | 0 | 520890.0558 | 53204.9722 | 106158.8168 | 158862.7194 | 211317.8595 | 263525.4113 | 315486.5435 | 367202.4192 | 418674.1959 | 469903.0259 | 520890.0558 | 520890.0558 | 520890.0558 | 520890.0558 | 520890.0558 | 520890.0558 | 520890.0558 | 520890.0558 | 520890.0558 | 520890.0558 | 520890.0558 | 520890.0558 | 520890.0558 | 520890.0558 | 520890.0558 | 0 | 0 | 0 | 0 | 0 | 0 | 0 | 0 | 0 | 0 | 0 | 0 | 0 | 0 | 0 | 0 | 0 | 0 | 0 | 0 | 0 | 0 | 0 | 0 | 0 | 0 | 0 | 0 | 0 | 0 | 0 | 0 | 0 | 0 | 0 | 0 | 0 | 0 | 0 | 0 | 0 | 0 | 0 | 0 | 0 | 0 | 0 | 0 | 0 | 0 | 0 | 0 | 0 | 0 | 0 | 0 | 0 | 0 | 0 | 0 | 0 | 7.5022 | 14.9689 | 22.4004 | 29.7969 | 37.1584 | 44.4851 | 51.7773 | 59.0351 | 66.2586 | 73.4481 | 73.4481 | 73.4481 | 73.4481 | 73.4481 | 73.4481 | 73.4481 | 73.4481 | 73.4481 | 73.4481 | 73.4481 | 73.4481 | 73.4481 | 73.4481 | 73.4481 | 61206.7303 | 60917.8346 | 60630.3024 | 60344.1274 | 60059.3031 | 59775.8232 | 59493.6813 | 59212.8711 | 58933.3864 | 58655.2208 | 0 | 0 | 0 | 0 | 0 | 0 | 0 | 0 | 0 | 0 | 0 | 0 | 0 | 0 | 599229.2804 | 0 | 0 | 0 | 0 | 0 | 0 | 0 | 0 | 0 | 0 | 0 | 0 | 0 | 0 | 0 | 0 | 0 | 0 | 0 | 0 | 0.01557% | 8.2852 | 16.5313 | 24.7385 | 32.907 | 41.0369 | 49.1284 | 57.1818 | 65.1971 | 73.1746 | 81.1144 | 81.1144 | 81.1144 | 81.1144 | 81.1144 | 81.1144 | 81.1144 | 81.1144 | 81.1144 | 81.1144 | 81.1144 | 81.1144 | 81.1144 | 81.1144 | 81.1144
| Com-DDC Energy Management-7P_V5 | Measure InputOutput | Updated percent savings for electric and gas savings from 7th Plan workbook Com-EM-7P_V5 to reflect DDC data from: http://sbt.siemens.com/hvp/staefa/press/pr5.asp and Misc: http://www.oee.nrcan.gc.ca/publications/infosource/pub/ici/eii/pdf/m92-242-2002-3E.pdf and http://www.enviro-tec.com/pdf/catalog/spec-gd4.pdf and http://www.lrc.rpi.edu/programs/Futures/LF-BAS/index.asp and http://greenbuildings.santa-monica.org/pdf/cs1.pdf and http://www.iklimnet.com/expert_hvac/building_control.html and http://txspace.tamu.edu/bitstream/handle/1969.1/5293/ESL-IC-06-11-149.pdf;jsessionid=A7133C4E9E20B60C3D236FBD72F9BD1E?sequence=1 | 2020 | Retro | 2022 | 2045 | PSE | Commercial | MiniMart | Electric | Per 1,000 Sqft of Floor Area for Buildings receiving Direct Digital Control (DDC) |  |  | Commercial DDC Energy Management-Retro-MiniMart |  | 492.6014 | 15 | 352.4375 | 0 |  | 0 | 0 | 0 | 0 | 0 | 0 | 0 | 0 |  | 0 | 0 | 0 | Whole Building | Whole Building | DDC Energy Management | DDC Energy Management | CommVENT | 0.0141% | 100% | 100% | 2.1159 | 0.001 | 0% | 6.667% | 85% | 6.8% | 0.2% | 323.9193 | 10.2246 | 33.4144 | 452.3901 | 0 | 0 | 0 | 479.2386 | 26.8485 |  | 0.08334 | 0 | 0.08334 | 06. $0.077 to $0.085 | 0 | 0 | 01. ($9,999.00) to $0.22 | 1 | 0 | 0 | 0 | 0 | 0 | 0 | 0 | 0 | 0 | 0 | 0 | 0 | 0 | 0 | 0 | 0 | 0 | 0 | 0 | 0 | 0 | 0 | 0 | 0 | 0 | 0 | 0 | 0 | 0 | 0 | 0 | 0 | 0 | 0 | 0 | 0 | 0 | 0 | 0 | 0 | 0 | 0 | 0 | 0 | 0 | 0 | 0 | 0 | 0 | 0 | 0 | 0 | 0 | 0 | 0 | 0 | 0 | 0 | 0 | 0 | 0 | 0 | 0 | 0 | 0 | 0 | 0 | 0 | 0 | 0 | 0 | 0 | 0 | 0 | 0 | 0 | 0 | 0 | 0 | 0 | 0 | 0 | 0 | 0 | 0 | 0 | 0 | 0 | 0 | 0 | 0 | 0 | 0 | 0 | 0 | 0 | 0 | 0 | 0 | 0 | 0 | 0 | 0 | 0 | 0 | 0 | 0 | 0 | 0 | 0 | 0 | 0 | 0 | 0 | 0 | 0 | 0 | 0 | 0 | 0 | 0 | 0 | 0 | 0 | 0 | 0 | 0 | 0 | 0 | 0 | 0 | 0 | 0 | 0 | 0 | 0 | 0 | 0 | 0 | 0 | 0 | 0 | 0 | 0 | 0 | 0 | 0 | 0 | 0 | 0 | 0 | 0 | 0 | 0 | 0 | 0 | 0 | 0 | 0 | 0 | 0 | 0 | 0 | 0 | 0 | 0 | 0 | 0 | 0 | 0 | 0 | 0 | 0 | 0 | 0 | 0 | 0 | 0 | 0 | 0 | 0 | 0 | 0 | 0 | 0 | 0 | 0 | 0 | 0 | 0 | 0 | 0 | 0 | 0 | 0 | 0 | 0 | 0 | 0 | 0 | 0 | 0 | 0 | 0.01557% | 0 | 0 | 0 | 0 | 0 | 0 | 0 | 0 | 0 | 0 | 0 | 0 | 0 | 0 | 0 | 0 | 0 | 0 | 0 | 0 | 0 | 0 | 0 | 0
| Com-DDC Energy Management-7P_V5 | Measure InputOutput | Updated percent savings for electric and gas savings from 7th Plan workbook Com-EM-7P_V5 to reflect DDC data from: http://sbt.siemens.com/hvp/staefa/press/pr5.asp and Misc: http://www.oee.nrcan.gc.ca/publications/infosource/pub/ici/eii/pdf/m92-242-2002-3E.pdf and http://www.enviro-tec.com/pdf/catalog/spec-gd4.pdf and http://www.lrc.rpi.edu/programs/Futures/LF-BAS/index.asp and http://greenbuildings.santa-monica.org/pdf/cs1.pdf and http://www.iklimnet.com/expert_hvac/building_control.html and http://txspace.tamu.edu/bitstream/handle/1969.1/5293/ESL-IC-06-11-149.pdf;jsessionid=A7133C4E9E20B60C3D236FBD72F9BD1E?sequence=1 | 2020 | Retro | 2022 | 2045 | PSE | Commercial | Restaurant | Electric | Per 1,000 Sqft of Floor Area for Buildings receiving Direct Digital Control (DDC) |  |  | Commercial DDC Energy Management-Retro-Restaurant |  | 578.8574 | 15 | 352.4375 | 0 |  | 0 | 0 | 0 | 0 | 0 | 0 | 0 | 0 |  | 0 | 0 | 0 | Whole Building | Whole Building | DDC Energy Management | DDC Energy Management | CommVENT | 0.0141% | 100% | 100% | 9.7266 | 0.001 | 2.068% | 6.667% | 85% | 6.8% | 0.2% | 380.6386 | 12.015 | 39.2654 | 452.3901 | 0 | 0 | 0 | 471.5973 | 19.2072 |  | 0.069791 | 0 | 0.069791 | 04. $0.062 to $0.070 | 0 | 0 | 01. ($9,999.00) to $0.22 | 1 | 38.9034 | 38.5533 | 38.2063 | 37.8624 | 37.5217 | 37.184 | 36.8493 | 36.5177 | 36.189 | 35.8633 | 0 | 0 | 0 | 0 | 0 | 0 | 0 | 0 | 0 | 0 | 0 | 0 | 0 | 0 | 22519.5133 | 22316.8377 | 22115.9862 | 21916.9423 | 21719.6898 | 21524.2126 | 21330.4947 | 21138.5202 | 20948.2736 | 20759.7391 | 0 | 0 | 0 | 0 | 0 | 0 | 0 | 0 | 0 | 0 | 0 | 0 | 0 | 0 | 216290.2096 | 22519.5133 | 44836.3511 | 66952.3372 | 88869.2795 | 110588.9693 | 132113.182 | 153443.6767 | 174582.1969 | 195530.4705 | 216290.2096 | 216290.2096 | 216290.2096 | 216290.2096 | 216290.2096 | 216290.2096 | 216290.2096 | 216290.2096 | 216290.2096 | 216290.2096 | 216290.2096 | 216290.2096 | 216290.2096 | 216290.2096 | 216290.2096 | 0 | 0 | 0 | 0 | 0 | 0 | 0 | 0 | 0 | 0 | 0 | 0 | 0 | 0 | 0 | 0 | 0 | 0 | 0 | 0 | 0 | 0 | 0 | 0 | 0 | 0 | 0 | 0 | 0 | 0 | 0 | 0 | 0 | 0 | 0 | 0 | 0 | 0 | 0 | 0 | 0 | 0 | 0 | 0 | 0 | 0 | 0 | 0 | 0 | 0 | 0 | 0 | 0 | 0 | 0 | 0 | 0 | 0 | 0 | 0 | 0 | 3.1754 | 6.3221 | 9.4406 | 12.531 | 15.5936 | 18.6286 | 21.6363 | 24.6169 | 27.5708 | 30.498 | 30.498 | 30.498 | 30.498 | 30.498 | 30.498 | 30.498 | 30.498 | 30.498 | 30.498 | 30.498 | 30.498 | 30.498 | 30.498 | 30.498 | 18346.7304 | 18181.6099 | 18017.9754 | 17855.8136 | 17695.1113 | 17535.8553 | 17378.0326 | 17221.6303 | 17066.6356 | 16913.0359 | 0 | 0 | 0 | 0 | 0 | 0 | 0 | 0 | 0 | 0 | 0 | 0 | 0 | 0 | 176212.4302 | 0 | 0 | 0 | 0 | 0 | 0 | 0 | 0 | 0 | 0 | 0 | 0 | 0 | 0 | 0 | 0 | 0 | 0 | 0 | 0 | 0.01557% | 3.5068 | 6.982 | 10.426 | 13.839 | 17.2212 | 20.573 | 23.8947 | 27.1864 | 30.4485 | 33.6813 | 33.6813 | 33.6813 | 33.6813 | 33.6813 | 33.6813 | 33.6813 | 33.6813 | 33.6813 | 33.6813 | 33.6813 | 33.6813 | 33.6813 | 33.6813 | 33.6813
| Com-DDC Energy Management-7P_V5 | Measure InputOutput | Updated percent savings for electric and gas savings from 7th Plan workbook Com-EM-7P_V5 to reflect DDC data from: http://sbt.siemens.com/hvp/staefa/press/pr5.asp and Misc: http://www.oee.nrcan.gc.ca/publications/infosource/pub/ici/eii/pdf/m92-242-2002-3E.pdf and http://www.enviro-tec.com/pdf/catalog/spec-gd4.pdf and http://www.lrc.rpi.edu/programs/Futures/LF-BAS/index.asp and http://greenbuildings.santa-monica.org/pdf/cs1.pdf and http://www.iklimnet.com/expert_hvac/building_control.html and http://txspace.tamu.edu/bitstream/handle/1969.1/5293/ESL-IC-06-11-149.pdf;jsessionid=A7133C4E9E20B60C3D236FBD72F9BD1E?sequence=1 | 2020 | Retro | 2022 | 2045 | PSE | Commercial | Lodging | Electric | Per 1,000 Sqft of Floor Area for Buildings receiving Direct Digital Control (DDC) |  |  | Commercial DDC Energy Management-Retro-Lodging |  | 1014.8728 | 15 | 352.4375 | 0 |  | 0 | 0 | 0 | 0 | 0 | 0 | 0 | 0 |  | 0 | 0 | 0 | Whole Building | Whole Building | DDC Energy Management | DDC Energy Management | CommVENT | 0.0141% | 100% | 100% | 31.3854 | 0.001 | 7.142% | 6.667% | 85% | 6.8% | 0.2% | 667.3486 | 21.0651 | 68.8414 | 452.3901 | 0 | 0 | 0 | 432.9712 | -19.4189 |  | 0.036546 | 0 | 0.036546 | 02. $0.028 to $0.055 | 1 | 0 | 01. ($9,999.00) to $0.22 | 1 | 106.3276 | 105.9342 | 105.5423 | 105.1518 | 104.7627 | 104.3751 | 103.9889 | 103.6041 | 103.2208 | 102.8389 | 0 | 0 | 0 | 0 | 0 | 0 | 0 | 0 | 0 | 0 | 0 | 0 | 0 | 0 | 107909.0158 | 107509.7524 | 107111.9663 | 106715.652 | 106320.8041 | 105927.4172 | 105535.4857 | 105145.0044 | 104755.9679 | 104368.3708 | 0 | 0 | 0 | 0 | 0 | 0 | 0 | 0 | 0 | 0 | 0 | 0 | 0 | 0 | 1061299.4367 | 107909.0158 | 215418.7682 | 322530.7345 | 429246.3865 | 535567.1907 | 641494.6078 | 747030.0935 | 852175.098 | 956931.0659 | 1061299.4367 | 1061299.4367 | 1061299.4367 | 1061299.4367 | 1061299.4367 | 1061299.4367 | 1061299.4367 | 1061299.4367 | 1061299.4367 | 1061299.4367 | 1061299.4367 | 1061299.4367 | 1061299.4367 | 1061299.4367 | 1061299.4367 | 0 | 0 | 0 | 0 | 0 | 0 | 0 | 0 | 0 | 0 | 0 | 0 | 0 | 0 | 0 | 0 | 0 | 0 | 0 | 0 | 0 | 0 | 0 | 0 | 0 | 0 | 0 | 0 | 0 | 0 | 0 | 0 | 0 | 0 | 0 | 0 | 0 | 0 | 0 | 0 | 0 | 0 | 0 | 0 | 0 | 0 | 0 | 0 | 0 | 0 | 0 | 0 | 0 | 0 | 0 | 0 | 0 | 0 | 0 | 0 | 0 | 15.2157 | 30.3751 | 45.4784 | 60.5258 | 75.5176 | 90.4539 | 105.3349 | 120.1609 | 134.932 | 149.6484 | 149.6484 | 149.6484 | 149.6484 | 149.6484 | 149.6484 | 149.6484 | 149.6484 | 149.6484 | 149.6484 | 149.6484 | 149.6484 | 149.6484 | 149.6484 | 149.6484 | 46036.7986 | 45866.4624 | 45696.7565 | 45527.6785 | 45359.2261 | 45191.397 | 45024.1888 | 44857.5993 | 44691.6262 | 44526.2672 | 0 | 0 | 0 | 0 | 0 | 0 | 0 | 0 | 0 | 0 | 0 | 0 | 0 | 0 | 452778.0005 | 0 | 0 | 0 | 0 | 0 | 0 | 0 | 0 | 0 | 0 | 0 | 0 | 0 | 0 | 0 | 0 | 0 | 0 | 0 | 0 | 0.01557% | 16.8039 | 33.5456 | 50.2254 | 66.8434 | 83.4 | 99.8953 | 116.3296 | 132.7031 | 149.016 | 165.2685 | 165.2685 | 165.2685 | 165.2685 | 165.2685 | 165.2685 | 165.2685 | 165.2685 | 165.2685 | 165.2685 | 165.2685 | 165.2685 | 165.2685 | 165.2685 | 165.2685
| Com-DDC Energy Management-7P_V5 | Measure InputOutput | Updated percent savings for electric and gas savings from 7th Plan workbook Com-EM-7P_V5 to reflect DDC data from: http://sbt.siemens.com/hvp/staefa/press/pr5.asp and Misc: http://www.oee.nrcan.gc.ca/publications/infosource/pub/ici/eii/pdf/m92-242-2002-3E.pdf and http://www.enviro-tec.com/pdf/catalog/spec-gd4.pdf and http://www.lrc.rpi.edu/programs/Futures/LF-BAS/index.asp and http://greenbuildings.santa-monica.org/pdf/cs1.pdf and http://www.iklimnet.com/expert_hvac/building_control.html and http://txspace.tamu.edu/bitstream/handle/1969.1/5293/ESL-IC-06-11-149.pdf;jsessionid=A7133C4E9E20B60C3D236FBD72F9BD1E?sequence=1 | 2020 | Retro | 2022 | 2045 | PSE | Commercial | Hospital | Electric | Per 1,000 Sqft of Floor Area for Buildings receiving Direct Digital Control (DDC) |  |  | Commercial DDC Energy Management-Retro-Hospital |  | 564.4657 | 15 | 352.4375 | 0 |  | 0 | 0 | 0 | 0 | 0 | 0 | 0 | 0 |  | 0 | 0 | 0 | Whole Building | Whole Building | DDC Energy Management | DDC Energy Management | CommVENT | 0.0141% | 100% | 100% | 80.9786 | 0.001 | 81.93% | 6.667% | 85% | 6.8% | 0.2% | 371.175 | 11.7163 | 38.2891 | 452.3901 | 0 | 0 | 0 | 472.8722 | 20.4821 |  | 0.071764 | 0 | 0.071764 | 05. $0.070 to $0.077 | 1 | 0 | 01. ($9,999.00) to $0.22 | 1 | 282.9453 | 281.7853 | 280.6299 | 279.4794 | 278.3335 | 277.1923 | 276.0558 | 274.924 | 273.7968 | 272.6742 | 0 | 0 | 0 | 0 | 0 | 0 | 0 | 0 | 0 | 0 | 0 | 0 | 0 | 0 | 159712.9329 | 159058.1099 | 158405.9716 | 157756.5071 | 157109.7055 | 156465.5557 | 155824.0469 | 155185.1683 | 154548.9091 | 153915.2586 | 0 | 0 | 0 | 0 | 0 | 0 | 0 | 0 | 0 | 0 | 0 | 0 | 0 | 0 | 1567982.1655 | 159712.9329 | 318771.0428 | 477177.0144 | 634933.5215 | 792043.227 | 948508.7826 | 1104332.8295 | 1259517.9978 | 1414066.9069 | 1567982.1655 | 1567982.1655 | 1567982.1655 | 1567982.1655 | 1567982.1655 | 1567982.1655 | 1567982.1655 | 1567982.1655 | 1567982.1655 | 1567982.1655 | 1567982.1655 | 1567982.1655 | 1567982.1655 | 1567982.1655 | 1567982.1655 | 0 | 0 | 0 | 0 | 0 | 0 | 0 | 0 | 0 | 0 | 0 | 0 | 0 | 0 | 0 | 0 | 0 | 0 | 0 | 0 | 0 | 0 | 0 | 0 | 0 | 0 | 0 | 0 | 0 | 0 | 0 | 0 | 0 | 0 | 0 | 0 | 0 | 0 | 0 | 0 | 0 | 0 | 0 | 0 | 0 | 0 | 0 | 0 | 0 | 0 | 0 | 0 | 0 | 0 | 0 | 0 | 0 | 0 | 0 | 0 | 0 | 22.5203 | 44.9483 | 67.2843 | 89.5287 | 111.682 | 133.7444 | 155.7163 | 177.5982 | 199.3904 | 221.0932 | 221.0932 | 221.0932 | 221.0932 | 221.0932 | 221.0932 | 221.0932 | 221.0932 | 221.0932 | 221.0932 | 221.0932 | 221.0932 | 221.0932 | 221.0932 | 221.0932 | 133796.9907 | 133248.4231 | 132702.1045 | 132158.0259 | 131616.178 | 131076.5517 | 130539.1378 | 130003.9273 | 129470.9112 | 128940.0805 | 0 | 0 | 0 | 0 | 0 | 0 | 0 | 0 | 0 | 0 | 0 | 0 | 0 | 0 | 1313552.3307 | 0 | 0 | 0 | 0 | 0 | 0 | 0 | 0 | 0 | 0 | 0 | 0 | 0 | 0 | 0 | 0 | 0 | 0 | 0 | 0 | 0.01557% | 24.8709 | 49.6399 | 74.3073 | 98.8736 | 123.3392 | 147.7044 | 171.9698 | 196.1356 | 220.2024 | 244.1705 | 244.1705 | 244.1705 | 244.1705 | 244.1705 | 244.1705 | 244.1705 | 244.1705 | 244.1705 | 244.1705 | 244.1705 | 244.1705 | 244.1705 | 244.1705 | 244.1705
| Com-DDC Energy Management-7P_V5 | Measure InputOutput | Updated percent savings for electric and gas savings from 7th Plan workbook Com-EM-7P_V5 to reflect DDC data from: http://sbt.siemens.com/hvp/staefa/press/pr5.asp and Misc: http://www.oee.nrcan.gc.ca/publications/infosource/pub/ici/eii/pdf/m92-242-2002-3E.pdf and http://www.enviro-tec.com/pdf/catalog/spec-gd4.pdf and http://www.lrc.rpi.edu/programs/Futures/LF-BAS/index.asp and http://greenbuildings.santa-monica.org/pdf/cs1.pdf and http://www.iklimnet.com/expert_hvac/building_control.html and http://txspace.tamu.edu/bitstream/handle/1969.1/5293/ESL-IC-06-11-149.pdf;jsessionid=A7133C4E9E20B60C3D236FBD72F9BD1E?sequence=1 | 2020 | Retro | 2022 | 2045 | PSE | Commercial | Residential Care | Electric | Per 1,000 Sqft of Floor Area for Buildings receiving Direct Digital Control (DDC) |  |  | Commercial DDC Energy Management-Retro-Residential Care |  | 1049.423 | 15 | 352.4375 | 0 |  | 0 | 0 | 0 | 0 | 0 | 0 | 0 | 0 |  | 0 | 0 | 0 | Whole Building | Whole Building | DDC Energy Management | DDC Energy Management | CommVENT | 0.0141% | 100% | 100% | 89.2138 | 0.001 | 6.965% | 6.667% | 85% | 6.8% | 0.2% | 690.0678 | 21.7822 | 71.185 | 452.3901 | 0 | 0 | 0 | 429.9104 | -22.4797 |  | 0.035093 | 0 | 0.035093 | 02. $0.028 to $0.055 | 1 | 0 | 01. ($9,999.00) to $0.22 | 1 | 114.8368 | 114.3659 | 113.897 | 113.4301 | 112.965 | 112.5018 | 112.0406 | 111.5812 | 111.1237 | 110.6681 | 0 | 0 | 0 | 0 | 0 | 0 | 0 | 0 | 0 | 0 | 0 | 0 | 0 | 0 | 120512.3452 | 120018.2446 | 119526.1698 | 119036.1125 | 118548.0645 | 118062.0174 | 117577.9631 | 117095.8935 | 116615.8003 | 116137.6755 | 0 | 0 | 0 | 0 | 0 | 0 | 0 | 0 | 0 | 0 | 0 | 0 | 0 | 0 | 1183130.2865 | 120512.3452 | 240530.5899 | 360056.7597 | 479092.8722 | 597640.9367 | 715702.9541 | 833280.9172 | 950376.8107 | 1066992.611 | 1183130.2865 | 1183130.2865 | 1183130.2865 | 1183130.2865 | 1183130.2865 | 1183130.2865 | 1183130.2865 | 1183130.2865 | 1183130.2865 | 1183130.2865 | 1183130.2865 | 1183130.2865 | 1183130.2865 | 1183130.2865 | 1183130.2865 | 0 | 0 | 0 | 0 | 0 | 0 | 0 | 0 | 0 | 0 | 0 | 0 | 0 | 0 | 0 | 0 | 0 | 0 | 0 | 0 | 0 | 0 | 0 | 0 | 0 | 0 | 0 | 0 | 0 | 0 | 0 | 0 | 0 | 0 | 0 | 0 | 0 | 0 | 0 | 0 | 0 | 0 | 0 | 0 | 0 | 0 | 0 | 0 | 0 | 0 | 0 | 0 | 0 | 0 | 0 | 0 | 0 | 0 | 0 | 0 | 0 | 16.9928 | 33.916 | 50.7698 | 67.5544 | 84.2703 | 100.9176 | 117.4967 | 134.0078 | 150.4512 | 166.8272 | 166.8272 | 166.8272 | 166.8272 | 166.8272 | 166.8272 | 166.8272 | 166.8272 | 166.8272 | 166.8272 | 166.8272 | 166.8272 | 166.8272 | 166.8272 | 166.8272 | 49369.5221 | 49167.1071 | 48965.5219 | 48764.7633 | 48564.8278 | 48365.712 | 48167.4126 | 47969.9262 | 47773.2495 | 47577.3791 | 0 | 0 | 0 | 0 | 0 | 0 | 0 | 0 | 0 | 0 | 0 | 0 | 0 | 0 | 484685.4215 | 0 | 0 | 0 | 0 | 0 | 0 | 0 | 0 | 0 | 0 | 0 | 0 | 0 | 0 | 0 | 0 | 0 | 0 | 0 | 0 | 0.01557% | 18.7665 | 37.4561 | 56.069 | 74.6057 | 93.0663 | 111.4513 | 129.7608 | 147.9953 | 166.1551 | 184.2403 | 184.2403 | 184.2403 | 184.2403 | 184.2403 | 184.2403 | 184.2403 | 184.2403 | 184.2403 | 184.2403 | 184.2403 | 184.2403 | 184.2403 | 184.2403 | 184.2403
| Com-DDC Energy Management-7P_V5 | Measure InputOutput | Updated percent savings for electric and gas savings from 7th Plan workbook Com-EM-7P_V5 to reflect DDC data from: http://sbt.siemens.com/hvp/staefa/press/pr5.asp and Misc: http://www.oee.nrcan.gc.ca/publications/infosource/pub/ici/eii/pdf/m92-242-2002-3E.pdf and http://www.enviro-tec.com/pdf/catalog/spec-gd4.pdf and http://www.lrc.rpi.edu/programs/Futures/LF-BAS/index.asp and http://greenbuildings.santa-monica.org/pdf/cs1.pdf and http://www.iklimnet.com/expert_hvac/building_control.html and http://txspace.tamu.edu/bitstream/handle/1969.1/5293/ESL-IC-06-11-149.pdf;jsessionid=A7133C4E9E20B60C3D236FBD72F9BD1E?sequence=1 | 2020 | Retro | 2022 | 2045 | PSE | Commercial | Assembly | Electric | Per 1,000 Sqft of Floor Area for Buildings receiving Direct Digital Control (DDC) |  |  | Commercial DDC Energy Management-Retro-Assembly |  | 601.56 | 15 | 352.4375 | 0 |  | 0 | 0 | 0 | 0 | 0 | 0 | 0 | 0 |  | 0 | 0 | 0 | Whole Building | Whole Building | DDC Energy Management | DDC Energy Management | CommVENT | 0.0141% | 100% | 100% | 13.6313 | 0.001 | 0% | 6.667% | 85% | 6.8% | 0.2% | 395.5671 | 12.4862 | 40.8053 | 452.3901 | 0 | 0 | 0 | 469.5861 | 17.196 |  | 0.06687 | 0 | 0.06687 | 04. $0.062 to $0.070 | 0 | 0 | 01. ($9,999.00) to $0.22 | 1 | 0 | 0 | 0 | 0 | 0 | 0 | 0 | 0 | 0 | 0 | 0 | 0 | 0 | 0 | 0 | 0 | 0 | 0 | 0 | 0 | 0 | 0 | 0 | 0 | 0 | 0 | 0 | 0 | 0 | 0 | 0 | 0 | 0 | 0 | 0 | 0 | 0 | 0 | 0 | 0 | 0 | 0 | 0 | 0 | 0 | 0 | 0 | 0 | 0 | 0 | 0 | 0 | 0 | 0 | 0 | 0 | 0 | 0 | 0 | 0 | 0 | 0 | 0 | 0 | 0 | 0 | 0 | 0 | 0 | 0 | 0 | 0 | 0 | 0 | 0 | 0 | 0 | 0 | 0 | 0 | 0 | 0 | 0 | 0 | 0 | 0 | 0 | 0 | 0 | 0 | 0 | 0 | 0 | 0 | 0 | 0 | 0 | 0 | 0 | 0 | 0 | 0 | 0 | 0 | 0 | 0 | 0 | 0 | 0 | 0 | 0 | 0 | 0 | 0 | 0 | 0 | 0 | 0 | 0 | 0 | 0 | 0 | 0 | 0 | 0 | 0 | 0 | 0 | 0 | 0 | 0 | 0 | 0 | 0 | 0 | 0 | 0 | 0 | 0 | 0 | 0 | 0 | 0 | 0 | 0 | 0 | 0 | 0 | 0 | 0 | 0 | 0 | 0 | 0 | 0 | 0 | 0 | 0 | 0 | 0 | 0 | 0 | 0 | 0 | 0 | 0 | 0 | 0 | 0 | 0 | 0 | 0 | 0 | 0 | 0 | 0 | 0 | 0 | 0 | 0 | 0 | 0 | 0 | 0 | 0 | 0 | 0 | 0 | 0 | 0 | 0 | 0 | 0 | 0 | 0 | 0 | 0 | 0 | 0 | 0 | 0 | 0 | 0 | 0.01557% | 0 | 0 | 0 | 0 | 0 | 0 | 0 | 0 | 0 | 0 | 0 | 0 | 0 | 0 | 0 | 0 | 0 | 0 | 0 | 0 | 0 | 0 | 0 | 0
| Com-DDC Energy Management-7P_V5 | Measure InputOutput | Updated percent savings for electric and gas savings from 7th Plan workbook Com-EM-7P_V5 to reflect DDC data from: http://sbt.siemens.com/hvp/staefa/press/pr5.asp and Misc: http://www.oee.nrcan.gc.ca/publications/infosource/pub/ici/eii/pdf/m92-242-2002-3E.pdf and http://www.enviro-tec.com/pdf/catalog/spec-gd4.pdf and http://www.lrc.rpi.edu/programs/Futures/LF-BAS/index.asp and http://greenbuildings.santa-monica.org/pdf/cs1.pdf and http://www.iklimnet.com/expert_hvac/building_control.html and http://txspace.tamu.edu/bitstream/handle/1969.1/5293/ESL-IC-06-11-149.pdf;jsessionid=A7133C4E9E20B60C3D236FBD72F9BD1E?sequence=1 | 2020 | Retro | 2022 | 2045 | PSE | Commercial | Other | Electric | Per 1,000 Sqft of Floor Area for Buildings receiving Direct Digital Control (DDC) |  |  | Commercial DDC Energy Management-Retro-Other |  | 564.2695 | 15 | 352.4375 | 0 |  | 0 | 0 | 0 | 0 | 0 | 0 | 0 | 0 |  | 0 | 0 | 0 | Whole Building | Whole Building | DDC Energy Management | DDC Energy Management | CommVENT | 0.0141% | 100% | 100% | 22.4146 | 0.001 | 0% | 6.667% | 85% | 6.8% | 0.2% | 371.046 | 11.7122 | 38.2758 | 452.3901 | 0 | 0 | 0 | 472.8896 | 20.4995 |  | 0.071791 | 0 | 0.071791 | 05. $0.070 to $0.077 | 0 | 0 | 01. ($9,999.00) to $0.22 | 1 | 0 | 0 | 0 | 0 | 0 | 0 | 0 | 0 | 0 | 0 | 0 | 0 | 0 | 0 | 0 | 0 | 0 | 0 | 0 | 0 | 0 | 0 | 0 | 0 | 0 | 0 | 0 | 0 | 0 | 0 | 0 | 0 | 0 | 0 | 0 | 0 | 0 | 0 | 0 | 0 | 0 | 0 | 0 | 0 | 0 | 0 | 0 | 0 | 0 | 0 | 0 | 0 | 0 | 0 | 0 | 0 | 0 | 0 | 0 | 0 | 0 | 0 | 0 | 0 | 0 | 0 | 0 | 0 | 0 | 0 | 0 | 0 | 0 | 0 | 0 | 0 | 0 | 0 | 0 | 0 | 0 | 0 | 0 | 0 | 0 | 0 | 0 | 0 | 0 | 0 | 0 | 0 | 0 | 0 | 0 | 0 | 0 | 0 | 0 | 0 | 0 | 0 | 0 | 0 | 0 | 0 | 0 | 0 | 0 | 0 | 0 | 0 | 0 | 0 | 0 | 0 | 0 | 0 | 0 | 0 | 0 | 0 | 0 | 0 | 0 | 0 | 0 | 0 | 0 | 0 | 0 | 0 | 0 | 0 | 0 | 0 | 0 | 0 | 0 | 0 | 0 | 0 | 0 | 0 | 0 | 0 | 0 | 0 | 0 | 0 | 0 | 0 | 0 | 0 | 0 | 0 | 0 | 0 | 0 | 0 | 0 | 0 | 0 | 0 | 0 | 0 | 0 | 0 | 0 | 0 | 0 | 0 | 0 | 0 | 0 | 0 | 0 | 0 | 0 | 0 | 0 | 0 | 0 | 0 | 0 | 0 | 0 | 0 | 0 | 0 | 0 | 0 | 0 | 0 | 0 | 0 | 0 | 0 | 0 | 0 | 0 | 0 | 0 | 0.01557% | 0 | 0 | 0 | 0 | 0 | 0 | 0 | 0 | 0 | 0 | 0 | 0 | 0 | 0 | 0 | 0 | 0 | 0 | 0 | 0 | 0 | 0 | 0 | 0
| Com-DDC Energy Management-7P_V5 | Measure InputOutput-New | Updated percent savings for electric and gas savings from 7th Plan workbook Com-EM-7P_V5 to reflect DDC data from: http://sbt.siemens.com/hvp/staefa/press/pr5.asp and Misc: http://www.oee.nrcan.gc.ca/publications/infosource/pub/ici/eii/pdf/m92-242-2002-3E.pdf and http://www.enviro-tec.com/pdf/catalog/spec-gd4.pdf and http://www.lrc.rpi.edu/programs/Futures/LF-BAS/index.asp and http://greenbuildings.santa-monica.org/pdf/cs1.pdf and http://www.iklimnet.com/expert_hvac/building_control.html and http://txspace.tamu.edu/bitstream/handle/1969.1/5293/ESL-IC-06-11-149.pdf;jsessionid=A7133C4E9E20B60C3D236FBD72F9BD1E?sequence=1 | 2020 | New | 2022 | 2041 | PSE | Commercial | Large Off | Gas | Per 1,000 Sqft of Floor Area for Buildings receiving Direct Digital Control (DDC) |  |  | Commercial DDC Energy Management-New-Large Off |  | 488.1376 | 15 | 176.2188 | 0 |  | 0 | 0 | 0 | 0 | 0 | 0 | 0 | 20.6728 |  | 0 | 0 | 0 | Whole Building | Whole Building | DDC Energy Management | DDC Energy Management | CommVENT | 0.0141% | 100% | 100% | 229.8817 | 0.001 | 47.68% | 6.667% | 85% | 6.8% | 0.2% | 219.3513 | 4.0828 | 22.3434 | 0 | 207.5707 | 0 | 320.984 | 8.8176 | -3237.6274 |  | 0.0015474 | -14.5541 | 0.0015474 | 01. ($9,999.000) to $0.028 | 1 | -14.5541 | 01. ($9,999.00) to $0.22 | 1 | 0 | 0 | 0 | 0 | 0 | 0 | 0 | 0 | 0 | 0 | 0 | 0 | 0 | 0 | 0 | 0 | 0 | 0 | 0 | 0 | 0 | 0 | 0 | 0 | 0 | 0 | 0 | 0 | 0 | 0 | 0 | 0 | 0 | 0 | 0 | 0 | 0 | 0 | 0 | 0 | 0 | 0 | 0 | 0 | 0 | 0 | 0 | 0 | 0 | 0 | 0 | 0 | 0 | 0 | 0 | 0 | 0 | 0 | 0 | 0 | 0 | 0 | 0 | 0 | 0 | 0 | 0 | 0 | 0 | 0 | 0 | 0 | 0 | 40.6805 | 116.9926 | 154.4069 | 138.0686 | 157.2567 | 194.8746 | 240.2578 | 343.1474 | 425.0979 | 519.2538 | 488.9201 | 555.0092 | 542.6922 | 573.52 | 535.7041 | 574.5478 | 543.1448 | 597.7923 | 581.3057 | 660.5081 | 840.9795 | 2418.5658 | 3192.0252 | 2854.267 | 3250.9392 | 4028.6067 | 4966.8057 | 7093.8216 | 8787.9707 | 10734.4378 | 10107.3549 | 11473.6018 | 11218.9755 | 11856.2729 | 11074.511 | 11877.5199 | 11228.3313 | 12358.0497 | 12017.2253 | 13654.5615 | 165034.823 | 840.9795 | 3259.5453 | 6451.5705 | 9305.8375 | 12556.7767 | 16585.3835 | 21552.1891 | 28646.0107 | 37433.9813 | 48168.4191 | 58275.774 | 69749.3758 | 80968.3514 | 92824.6243 | 103899.1353 | 115776.6552 | 127004.9866 | 139363.0363 | 151380.2616 | 165034.823 | 0 | 0 | 0 | 0 | 0 | 0 | 0 | 0 | 0 | 0 | 0 | 0 | 0 | 0 | 0 | 0 | 0 | 0 | 0 | 0 | 0 | 0 | 0 | 0 | 0 | 0 | 0 | 0 | 0 | 0 | 0 | 0 | 0 | 0 | 0 | 0 | 0 | 0 | 0 | 0 | 0 | 0 | 0 | 0 | 0 | 0 | 0 | 0 | 0 | 0 | 0 | 0 | 0 | 0 | 0 | 0 | 0 | 0 | 0 | 0 | 0 | 0 | 0 | 0 | 0 | 0 | 0 | 0 | 0 | 0.01557% | 0 | 0 | 0 | 0 | 0 | 0 | 0 | 0 | 0 | 0 | 0 | 0 | 0 | 0 | 0 | 0 | 0 | 0 | 0 | 0 | 0 | 0 | 0 | 0
| Com-DDC Energy Management-7P_V5 | Measure InputOutput-New | Updated percent savings for electric and gas savings from 7th Plan workbook Com-EM-7P_V5 to reflect DDC data from: http://sbt.siemens.com/hvp/staefa/press/pr5.asp and Misc: http://www.oee.nrcan.gc.ca/publications/infosource/pub/ici/eii/pdf/m92-242-2002-3E.pdf and http://www.enviro-tec.com/pdf/catalog/spec-gd4.pdf and http://www.lrc.rpi.edu/programs/Futures/LF-BAS/index.asp and http://greenbuildings.santa-monica.org/pdf/cs1.pdf and http://www.iklimnet.com/expert_hvac/building_control.html and http://txspace.tamu.edu/bitstream/handle/1969.1/5293/ESL-IC-06-11-149.pdf;jsessionid=A7133C4E9E20B60C3D236FBD72F9BD1E?sequence=1 | 2020 | New | 2022 | 2041 | PSE | Commercial | Medium Off | Gas | Per 1,000 Sqft of Floor Area for Buildings receiving Direct Digital Control (DDC) |  |  | Commercial DDC Energy Management-New-Medium Off |  | 393.9025 | 15 | 176.2188 | 0 |  | 0 | 0 | 0 | 0 | 0 | 0 | 0 | 20.6728 |  | 0 | 0 | 0 | Whole Building | Whole Building | DDC Energy Management | DDC Energy Management | CommVENT | 0.0141% | 100% | 100% | 41.7593 | 0.001 | 8.441% | 6.667% | 85% | 6.8% | 0.2% | 219.3513 | 4.0828 | 22.3434 | 0 | 207.5707 | 0 | 259.018 | 8.8176 | -2570.829 |  | 0.0019176 | -11.5567 | 0.0019176 | 01. ($9,999.000) to $0.028 | 0 | -11.5567 | 01. ($9,999.00) to $0.22 | 1 | 0 | 0 | 0 | 0 | 0 | 0 | 0 | 0 | 0 | 0 | 0 | 0 | 0 | 0 | 0 | 0 | 0 | 0 | 0 | 0 | 0 | 0 | 0 | 0 | 0 | 0 | 0 | 0 | 0 | 0 | 0 | 0 | 0 | 0 | 0 | 0 | 0 | 0 | 0 | 0 | 0 | 0 | 0 | 0 | 0 | 0 | 0 | 0 | 0 | 0 | 0 | 0 | 0 | 0 | 0 | 0 | 0 | 0 | 0 | 0 | 0 | 0 | 0 | 0 | 0 | 0 | 0 | 0 | 0 | 0 | 0 | 0 | 0 | 3.8432 | 11.0526 | 14.5873 | 13.0437 | 14.8565 | 18.4104 | 22.6978 | 32.4181 | 40.1602 | 49.0554 | 46.1897 | 52.4333 | 51.2697 | 54.1821 | 50.6095 | 54.2792 | 51.3124 | 56.4751 | 54.9176 | 62.4001 | 79.4497 | 228.4888 | 301.5597 | 269.6507 | 307.1255 | 380.594 | 469.2283 | 670.1735 | 830.2246 | 1014.1129 | 954.8706 | 1083.9438 | 1059.8886 | 1120.0959 | 1046.2406 | 1122.1031 | 1060.7724 | 1167.5002 | 1135.3015 | 1289.9853 | 15591.3097 | 79.4497 | 307.9385 | 609.4982 | 879.149 | 1186.2745 | 1566.8684 | 2036.0967 | 2706.2702 | 3536.4948 | 4550.6077 | 5505.4783 | 6589.4222 | 7649.3107 | 8769.4066 | 9815.6472 | 10937.7503 | 11998.5228 | 13166.0229 | 14301.3244 | 15591.3097 | 0 | 0 | 0 | 0 | 0 | 0 | 0 | 0 | 0 | 0 | 0 | 0 | 0 | 0 | 0 | 0 | 0 | 0 | 0 | 0 | 0 | 0 | 0 | 0 | 0 | 0 | 0 | 0 | 0 | 0 | 0 | 0 | 0 | 0 | 0 | 0 | 0 | 0 | 0 | 0 | 0 | 0 | 0 | 0 | 0 | 0 | 0 | 0 | 0 | 0 | 0 | 0 | 0 | 0 | 0 | 0 | 0 | 0 | 0 | 0 | 0 | 0 | 0 | 0 | 0 | 0 | 0 | 0 | 0 | 0.01557% | 0 | 0 | 0 | 0 | 0 | 0 | 0 | 0 | 0 | 0 | 0 | 0 | 0 | 0 | 0 | 0 | 0 | 0 | 0 | 0 | 0 | 0 | 0 | 0
| Com-DDC Energy Management-7P_V5 | Measure InputOutput-New | Updated percent savings for electric and gas savings from 7th Plan workbook Com-EM-7P_V5 to reflect DDC data from: http://sbt.siemens.com/hvp/staefa/press/pr5.asp and Misc: http://www.oee.nrcan.gc.ca/publications/infosource/pub/ici/eii/pdf/m92-242-2002-3E.pdf and http://www.enviro-tec.com/pdf/catalog/spec-gd4.pdf and http://www.lrc.rpi.edu/programs/Futures/LF-BAS/index.asp and http://greenbuildings.santa-monica.org/pdf/cs1.pdf and http://www.iklimnet.com/expert_hvac/building_control.html and http://txspace.tamu.edu/bitstream/handle/1969.1/5293/ESL-IC-06-11-149.pdf;jsessionid=A7133C4E9E20B60C3D236FBD72F9BD1E?sequence=1 | 2020 | New | 2022 | 2041 | PSE | Commercial | Small Off | Gas | Per 1,000 Sqft of Floor Area for Buildings receiving Direct Digital Control (DDC) |  |  | Commercial DDC Energy Management-New-Small Off |  | 318.5145 | 15 | 176.2188 | 0 |  | 0 | 0 | 0 | 0 | 0 | 0 | 0 | 20.6728 |  | 0 | 0 | 0 | Whole Building | Whole Building | DDC Energy Management | DDC Energy Management | CommVENT | 0.0141% | 100% | 100% | 4.7978 | 0.001 | 0% | 6.667% | 85% | 6.8% | 0.2% | 219.3513 | 4.0828 | 22.3434 | 0 | 207.5707 | 0 | 209.4452 | 8.8176 | -2037.3903 |  | 0.0023715 | -9.1587 | 0.0023715 | 01. ($9,999.000) to $0.028 | 1 | -9.1587 | 01. ($9,999.00) to $0.22 | 1 | 0 | 0 | 0 | 0 | 0 | 0 | 0 | 0 | 0 | 0 | 0 | 0 | 0 | 0 | 0 | 0 | 0 | 0 | 0 | 0 | 0 | 0 | 0 | 0 | 0 | 0 | 0 | 0 | 0 | 0 | 0 | 0 | 0 | 0 | 0 | 0 | 0 | 0 | 0 | 0 | 0 | 0 | 0 | 0 | 0 | 0 | 0 | 0 | 0 | 0 | 0 | 0 | 0 | 0 | 0 | 0 | 0 | 0 | 0 | 0 | 0 | 0 | 0 | 0 | 0 | 0 | 0 | 0 | 0 | 0 | 0 | 0 | 0 | 0 | 0 | 0 | 0 | 0 | 0 | 0 | 0 | 0 | 0 | 0 | 0 | 0 | 0 | 0 | 0 | 0 | 0 | 0 | 0 | 0 | 0 | 0 | 0 | 0 | 0 | 0 | 0 | 0 | 0 | 0 | 0 | 0 | 0 | 0 | 0 | 0 | 0 | 0 | 0 | 0 | 0 | 0 | 0 | 0 | 0 | 0 | 0 | 0 | 0 | 0 | 0 | 0 | 0 | 0 | 0 | 0 | 0 | 0 | 0 | 0 | 0 | 0 | 0 | 0 | 0 | 0 | 0 | 0 | 0 | 0 | 0 | 0 | 0 | 0 | 0 | 0 | 0 | 0 | 0 | 0 | 0 | 0 | 0 | 0 | 0 | 0 | 0 | 0 | 0 | 0 | 0 | 0 | 0 | 0 | 0 | 0 | 0 | 0 | 0 | 0 | 0 | 0 | 0 | 0 | 0 | 0 | 0 | 0 | 0 | 0 | 0 | 0 | 0 | 0 | 0 | 0 | 0 | 0 | 0 | 0 | 0 | 0 | 0 | 0 | 0 | 0 | 0 | 0 | 0 | 0.01557% | 0 | 0 | 0 | 0 | 0 | 0 | 0 | 0 | 0 | 0 | 0 | 0 | 0 | 0 | 0 | 0 | 0 | 0 | 0 | 0 | 0 | 0 | 0 | 0
| Com-DDC Energy Management-7P_V5 | Measure InputOutput-New | Updated percent savings for electric and gas savings from 7th Plan workbook Com-EM-7P_V5 to reflect DDC data from: http://sbt.siemens.com/hvp/staefa/press/pr5.asp and Misc: http://www.oee.nrcan.gc.ca/publications/infosource/pub/ici/eii/pdf/m92-242-2002-3E.pdf and http://www.enviro-tec.com/pdf/catalog/spec-gd4.pdf and http://www.lrc.rpi.edu/programs/Futures/LF-BAS/index.asp and http://greenbuildings.santa-monica.org/pdf/cs1.pdf and http://www.iklimnet.com/expert_hvac/building_control.html and http://txspace.tamu.edu/bitstream/handle/1969.1/5293/ESL-IC-06-11-149.pdf;jsessionid=A7133C4E9E20B60C3D236FBD72F9BD1E?sequence=1 | 2020 | New | 2022 | 2041 | PSE | Commercial | XLarge Ret | Gas | Per 1,000 Sqft of Floor Area for Buildings receiving Direct Digital Control (DDC) |  |  | Commercial DDC Energy Management-New-Xlarge Ret |  | 104.8184 | 15 | 176.2188 | 0 |  | 0 | 0 | 0 | 0 | 0 | 0 | 0 | 5.9086 |  | 0 | 0 | 0 | Whole Building | Whole Building | DDC Energy Management | DDC Energy Management | CommVENT | 0.0141% | 100% | 100% | 280.3513 | 0.001 | 3.625% | 6.667% | 85% | 6.8% | 0.2% | 62.6936 | 1.1669 | 6.3861 | 0 | 207.5707 | 0 | 68.9253 | 27.6908 | -506.4235 |  | 0.022631 | -7.9651 | 0.022631 | 01. ($9,999.000) to $0.028 | 0 | -7.9651 | 01. ($9,999.00) to $0.22 | 1 | 0 | 0 | 0 | 0 | 0 | 0 | 0 | 0 | 0 | 0 | 0 | 0 | 0 | 0 | 0 | 0 | 0 | 0 | 0 | 0 | 0 | 0 | 0 | 0 | 0 | 0 | 0 | 0 | 0 | 0 | 0 | 0 | 0 | 0 | 0 | 0 | 0 | 0 | 0 | 0 | 0 | 0 | 0 | 0 | 0 | 0 | 0 | 0 | 0 | 0 | 0 | 0 | 0 | 0 | 0 | 0 | 0 | 0 | 0 | 0 | 0 | 0 | 0 | 0 | 0 | 0 | 0 | 0 | 0 | 0 | 0 | 0 | 0 | 0.7746 | 2.1875 | 2.9327 | 2.7472 | 3.1982 | 3.9905 | 4.9301 | 6.8802 | 8.4519 | 10.2163 | 9.7667 | 10.98 | 10.7911 | 11.3396 | 10.6658 | 11.3379 | 10.7768 | 11.7265 | 11.4274 | 12.8082 | 4.5768 | 12.9249 | 17.3281 | 16.2319 | 18.8965 | 23.578 | 29.1297 | 40.652 | 49.9385 | 60.3636 | 57.707 | 64.876 | 63.7601 | 67.001 | 63.0199 | 66.991 | 63.6757 | 69.2868 | 67.5195 | 75.6784 | 933.1357 | 4.5768 | 17.5017 | 34.8298 | 51.0618 | 69.9583 | 93.5363 | 122.666 | 163.318 | 213.2565 | 273.6201 | 331.3271 | 396.2031 | 459.9632 | 526.9642 | 589.9841 | 656.9751 | 720.6509 | 789.9377 | 857.4573 | 933.1357 | 0 | 0 | 0 | 0 | 0 | 0 | 0 | 0 | 0 | 0 | 0 | 0 | 0 | 0 | 0 | 0 | 0 | 0 | 0 | 0 | 0 | 0 | 0 | 0 | 0 | 0 | 0 | 0 | 0 | 0 | 0 | 0 | 0 | 0 | 0 | 0 | 0 | 0 | 0 | 0 | 0 | 0 | 0 | 0 | 0 | 0 | 0 | 0 | 0 | 0 | 0 | 0 | 0 | 0 | 0 | 0 | 0 | 0 | 0 | 0 | 0 | 0 | 0 | 0 | 0 | 0 | 0 | 0 | 0 | 0.01557% | 0 | 0 | 0 | 0 | 0 | 0 | 0 | 0 | 0 | 0 | 0 | 0 | 0 | 0 | 0 | 0 | 0 | 0 | 0 | 0 | 0 | 0 | 0 | 0
| Com-DDC Energy Management-7P_V5 | Measure InputOutput-New | Updated percent savings for electric and gas savings from 7th Plan workbook Com-EM-7P_V5 to reflect DDC data from: http://sbt.siemens.com/hvp/staefa/press/pr5.asp and Misc: http://www.oee.nrcan.gc.ca/publications/infosource/pub/ici/eii/pdf/m92-242-2002-3E.pdf and http://www.enviro-tec.com/pdf/catalog/spec-gd4.pdf and http://www.lrc.rpi.edu/programs/Futures/LF-BAS/index.asp and http://greenbuildings.santa-monica.org/pdf/cs1.pdf and http://www.iklimnet.com/expert_hvac/building_control.html and http://txspace.tamu.edu/bitstream/handle/1969.1/5293/ESL-IC-06-11-149.pdf;jsessionid=A7133C4E9E20B60C3D236FBD72F9BD1E?sequence=1 | 2020 | New | 2022 | 2041 | PSE | Commercial | Large Ret | Gas | Per 1,000 Sqft of Floor Area for Buildings receiving Direct Digital Control (DDC) |  |  | Commercial DDC Energy Management-New-Large Ret |  | 115.3504 | 15 | 176.2188 | 0 |  | 0 | 0 | 0 | 0 | 0 | 0 | 0 | 5.9086 |  | 0 | 0 | 0 | Whole Building | Whole Building | DDC Energy Management | DDC Energy Management | CommVENT | 0.0141% | 100% | 100% | 94.4255 | 0.001 | 24.42% | 6.667% | 85% | 6.8% | 0.2% | 62.6936 | 1.1669 | 6.3861 | 0 | 207.5707 | 0 | 75.8508 | 27.6908 | -580.9469 |  | 0.020564 | -9.1372 | 0.020564 | 01. ($9,999.000) to $0.028 | 1 | -9.1372 | 01. ($9,999.00) to $0.22 | 1 | 0 | 0 | 0 | 0 | 0 | 0 | 0 | 0 | 0 | 0 | 0 | 0 | 0 | 0 | 0 | 0 | 0 | 0 | 0 | 0 | 0 | 0 | 0 | 0 | 0 | 0 | 0 | 0 | 0 | 0 | 0 | 0 | 0 | 0 | 0 | 0 | 0 | 0 | 0 | 0 | 0 | 0 | 0 | 0 | 0 | 0 | 0 | 0 | 0 | 0 | 0 | 0 | 0 | 0 | 0 | 0 | 0 | 0 | 0 | 0 | 0 | 0 | 0 | 0 | 0 | 0 | 0 | 0 | 0 | 0 | 0 | 0 | 0 | 6.362 | 17.9664 | 24.0871 | 22.5633 | 26.2673 | 32.7748 | 40.4921 | 56.5087 | 69.4174 | 83.909 | 80.2161 | 90.1815 | 88.6303 | 93.1354 | 87.6014 | 93.1214 | 88.513 | 96.3128 | 93.8562 | 105.1974 | 37.5903 | 106.1557 | 142.3206 | 133.3171 | 155.2022 | 193.6523 | 239.2503 | 333.8857 | 410.1579 | 495.7822 | 473.9625 | 532.844 | 523.6786 | 550.2972 | 517.599 | 550.2147 | 522.9857 | 569.0712 | 554.5559 | 621.5667 | 7664.0896 | 37.5903 | 143.746 | 286.0666 | 419.3837 | 574.5858 | 768.2381 | 1007.4883 | 1341.3741 | 1751.532 | 2247.3142 | 2721.2767 | 3254.1207 | 3777.7993 | 4328.0965 | 4845.6955 | 5395.9102 | 5918.8959 | 6487.967 | 7042.5229 | 7664.0896 | 0 | 0 | 0 | 0 | 0 | 0 | 0 | 0 | 0 | 0 | 0 | 0 | 0 | 0 | 0 | 0 | 0 | 0 | 0 | 0 | 0 | 0 | 0 | 0 | 0 | 0 | 0 | 0 | 0 | 0 | 0 | 0 | 0 | 0 | 0 | 0 | 0 | 0 | 0 | 0 | 0 | 0 | 0 | 0 | 0 | 0 | 0 | 0 | 0 | 0 | 0 | 0 | 0 | 0 | 0 | 0 | 0 | 0 | 0 | 0 | 0 | 0 | 0 | 0 | 0 | 0 | 0 | 0 | 0 | 0.01557% | 0 | 0 | 0 | 0 | 0 | 0 | 0 | 0 | 0 | 0 | 0 | 0 | 0 | 0 | 0 | 0 | 0 | 0 | 0 | 0 | 0 | 0 | 0 | 0
| Com-DDC Energy Management-7P_V5 | Measure InputOutput-New | Updated percent savings for electric and gas savings from 7th Plan workbook Com-EM-7P_V5 to reflect DDC data from: http://sbt.siemens.com/hvp/staefa/press/pr5.asp and Misc: http://www.oee.nrcan.gc.ca/publications/infosource/pub/ici/eii/pdf/m92-242-2002-3E.pdf and http://www.enviro-tec.com/pdf/catalog/spec-gd4.pdf and http://www.lrc.rpi.edu/programs/Futures/LF-BAS/index.asp and http://greenbuildings.santa-monica.org/pdf/cs1.pdf and http://www.iklimnet.com/expert_hvac/building_control.html and http://txspace.tamu.edu/bitstream/handle/1969.1/5293/ESL-IC-06-11-149.pdf;jsessionid=A7133C4E9E20B60C3D236FBD72F9BD1E?sequence=1 | 2020 | New | 2022 | 2041 | PSE | Commercial | Medium Ret | Gas | Per 1,000 Sqft of Floor Area for Buildings receiving Direct Digital Control (DDC) |  |  | Commercial DDC Energy Management-New-Medium Ret |  | 160.4875 | 15 | 176.2188 | 0 |  | 0 | 0 | 0 | 0 | 0 | 0 | 0 | 5.9086 |  | 0 | 0 | 0 | Whole Building | Whole Building | DDC Energy Management | DDC Energy Management | CommVENT | 0.0141% | 100% | 100% | 13.3332 | 0.001 | 2.323% | 6.667% | 85% | 6.8% | 0.2% | 62.6936 | 1.1669 | 6.3861 | 0 | 207.5707 | 0 | 105.5316 | 27.6908 | -900.3328 |  | 0.014781 | -14.1605 | 0.014781 | 01. ($9,999.000) to $0.028 | 1 | -14.1605 | 01. ($9,999.00) to $0.22 | 1 | 0 | 0 | 0 | 0 | 0 | 0 | 0 | 0 | 0 | 0 | 0 | 0 | 0 | 0 | 0 | 0 | 0 | 0 | 0 | 0 | 0 | 0 | 0 | 0 | 0 | 0 | 0 | 0 | 0 | 0 | 0 | 0 | 0 | 0 | 0 | 0 | 0 | 0 | 0 | 0 | 0 | 0 | 0 | 0 | 0 | 0 | 0 | 0 | 0 | 0 | 0 | 0 | 0 | 0 | 0 | 0 | 0 | 0 | 0 | 0 | 0 | 0 | 0 | 0 | 0 | 0 | 0 | 0 | 0 | 0 | 0 | 0 | 0 | 0.89692 | 2.5329 | 3.3959 | 3.181 | 3.7032 | 4.6207 | 5.7086 | 7.9667 | 9.7866 | 11.8296 | 11.309 | 12.714 | 12.4953 | 13.1304 | 12.3502 | 13.1284 | 12.4787 | 13.5784 | 13.232 | 14.8309 | 5.2995 | 14.966 | 20.0646 | 18.7953 | 21.8807 | 27.3015 | 33.7299 | 47.0718 | 57.8248 | 69.8963 | 66.8201 | 75.1213 | 73.8292 | 77.5819 | 72.9721 | 77.5703 | 73.7315 | 80.2287 | 78.1823 | 87.6296 | 1080.4976 | 5.2995 | 20.2656 | 40.3302 | 59.1255 | 81.0062 | 108.3076 | 142.0376 | 189.1094 | 246.9342 | 316.8305 | 383.6507 | 458.772 | 532.6012 | 610.1831 | 683.1552 | 760.7255 | 834.457 | 914.6857 | 992.868 | 1080.4976 | 0 | 0 | 0 | 0 | 0 | 0 | 0 | 0 | 0 | 0 | 0 | 0 | 0 | 0 | 0 | 0 | 0 | 0 | 0 | 0 | 0 | 0 | 0 | 0 | 0 | 0 | 0 | 0 | 0 | 0 | 0 | 0 | 0 | 0 | 0 | 0 | 0 | 0 | 0 | 0 | 0 | 0 | 0 | 0 | 0 | 0 | 0 | 0 | 0 | 0 | 0 | 0 | 0 | 0 | 0 | 0 | 0 | 0 | 0 | 0 | 0 | 0 | 0 | 0 | 0 | 0 | 0 | 0 | 0 | 0.01557% | 0 | 0 | 0 | 0 | 0 | 0 | 0 | 0 | 0 | 0 | 0 | 0 | 0 | 0 | 0 | 0 | 0 | 0 | 0 | 0 | 0 | 0 | 0 | 0
| Com-DDC Energy Management-7P_V5 | Measure InputOutput-New | Updated percent savings for electric and gas savings from 7th Plan workbook Com-EM-7P_V5 to reflect DDC data from: http://sbt.siemens.com/hvp/staefa/press/pr5.asp and Misc: http://www.oee.nrcan.gc.ca/publications/infosource/pub/ici/eii/pdf/m92-242-2002-3E.pdf and http://www.enviro-tec.com/pdf/catalog/spec-gd4.pdf and http://www.lrc.rpi.edu/programs/Futures/LF-BAS/index.asp and http://greenbuildings.santa-monica.org/pdf/cs1.pdf and http://www.iklimnet.com/expert_hvac/building_control.html and http://txspace.tamu.edu/bitstream/handle/1969.1/5293/ESL-IC-06-11-149.pdf;jsessionid=A7133C4E9E20B60C3D236FBD72F9BD1E?sequence=1 | 2020 | New | 2022 | 2041 | PSE | Commercial | Small Ret | Gas | Per 1,000 Sqft of Floor Area for Buildings receiving Direct Digital Control (DDC) |  |  | Commercial DDC Energy Management-New-Small Ret |  | 168.0103 | 15 | 176.2188 | 0 |  | 0 | 0 | 0 | 0 | 0 | 0 | 0 | 5.9086 |  | 0 | 0 | 0 | Whole Building | Whole Building | DDC Energy Management | DDC Energy Management | CommVENT | 0.0141% | 100% | 100% | 2.1703 | 0.001 | 0% | 6.667% | 85% | 6.8% | 0.2% | 62.6936 | 1.1669 | 6.3861 | 0 | 207.5707 | 0 | 110.4783 | 27.6908 | -953.5638 |  | 0.014119 | -14.9978 | 0.014119 | 01. ($9,999.000) to $0.028 | 1 | -14.9978 | 01. ($9,999.00) to $0.22 | 1 | 0 | 0 | 0 | 0 | 0 | 0 | 0 | 0 | 0 | 0 | 0 | 0 | 0 | 0 | 0 | 0 | 0 | 0 | 0 | 0 | 0 | 0 | 0 | 0 | 0 | 0 | 0 | 0 | 0 | 0 | 0 | 0 | 0 | 0 | 0 | 0 | 0 | 0 | 0 | 0 | 0 | 0 | 0 | 0 | 0 | 0 | 0 | 0 | 0 | 0 | 0 | 0 | 0 | 0 | 0 | 0 | 0 | 0 | 0 | 0 | 0 | 0 | 0 | 0 | 0 | 0 | 0 | 0 | 0 | 0 | 0 | 0 | 0 | 0 | 0 | 0 | 0 | 0 | 0 | 0 | 0 | 0 | 0 | 0 | 0 | 0 | 0 | 0 | 0 | 0 | 0 | 0 | 0 | 0 | 0 | 0 | 0 | 0 | 0 | 0 | 0 | 0 | 0 | 0 | 0 | 0 | 0 | 0 | 0 | 0 | 0 | 0 | 0 | 0 | 0 | 0 | 0 | 0 | 0 | 0 | 0 | 0 | 0 | 0 | 0 | 0 | 0 | 0 | 0 | 0 | 0 | 0 | 0 | 0 | 0 | 0 | 0 | 0 | 0 | 0 | 0 | 0 | 0 | 0 | 0 | 0 | 0 | 0 | 0 | 0 | 0 | 0 | 0 | 0 | 0 | 0 | 0 | 0 | 0 | 0 | 0 | 0 | 0 | 0 | 0 | 0 | 0 | 0 | 0 | 0 | 0 | 0 | 0 | 0 | 0 | 0 | 0 | 0 | 0 | 0 | 0 | 0 | 0 | 0 | 0 | 0 | 0 | 0 | 0 | 0 | 0 | 0 | 0 | 0 | 0 | 0 | 0 | 0 | 0 | 0 | 0 | 0 | 0 | 0.01557% | 0 | 0 | 0 | 0 | 0 | 0 | 0 | 0 | 0 | 0 | 0 | 0 | 0 | 0 | 0 | 0 | 0 | 0 | 0 | 0 | 0 | 0 | 0 | 0
| Com-DDC Energy Management-7P_V5 | Measure InputOutput-New | Updated percent savings for electric and gas savings from 7th Plan workbook Com-EM-7P_V5 to reflect DDC data from: http://sbt.siemens.com/hvp/staefa/press/pr5.asp and Misc: http://www.oee.nrcan.gc.ca/publications/infosource/pub/ici/eii/pdf/m92-242-2002-3E.pdf and http://www.enviro-tec.com/pdf/catalog/spec-gd4.pdf and http://www.lrc.rpi.edu/programs/Futures/LF-BAS/index.asp and http://greenbuildings.santa-monica.org/pdf/cs1.pdf and http://www.iklimnet.com/expert_hvac/building_control.html and http://txspace.tamu.edu/bitstream/handle/1969.1/5293/ESL-IC-06-11-149.pdf;jsessionid=A7133C4E9E20B60C3D236FBD72F9BD1E?sequence=1 | 2020 | New | 2022 | 2041 | PSE | Commercial | School K-12 | Gas | Per 1,000 Sqft of Floor Area for Buildings receiving Direct Digital Control (DDC) |  |  | Commercial DDC Energy Management-New-School K-12 |  | 46.4278 | 15 | 176.2188 | 0 |  | 0 | 0 | 0 | 0 | 0 | 0 | 0 | 3.5289 |  | 0 | 0 | 0 | Whole Building | Whole Building | DDC Energy Management | DDC Energy Management | CommVENT | 0.0141% | 100% | 100% | 36.55 | 0.001 | 27.8% | 6.667% | 85% | 6.8% | 0.2% | 37.4437 | 0.69694 | 3.8141 | 0 | 207.5707 | 0 | 30.5295 | 30.7327 | -90.2156 |  | 0.056705 | -2.3758 | 0.056705 | 03. $0.055 to $0.062 | 1 | -2.3758 | 01. ($9,999.00) to $0.22 | 1 | 0 | 0 | 0 | 0 | 0 | 0 | 0 | 0 | 0 | 0 | 0 | 0 | 0 | 0 | 0 | 0 | 0 | 0 | 0 | 0 | 0 | 0 | 0 | 0 | 0 | 0 | 0 | 0 | 0 | 0 | 0 | 0 | 0 | 0 | 0 | 0 | 0 | 0 | 0 | 0 | 0 | 0 | 0 | 0 | 0 | 0 | 0 | 0 | 0 | 0 | 0 | 0 | 0 | 0 | 0 | 0 | 0 | 0 | 0 | 0 | 0 | 0 | 0 | 0 | 0 | 0 | 0 | 0 | 0 | 0 | 0 | 0 | 0 | 12.0945 | 35.181 | 45.9683 | 39.8416 | 44.6702 | 55.0656 | 67.7669 | 98.4024 | 122.6043 | 150.8296 | 140.4808 | 160.5335 | 156.3732 | 165.8868 | 154.1503 | 166.3437 | 156.6085 | 173.7346 | 168.6553 | 193.4459 | 42.6802 | 124.1498 | 162.2172 | 140.5967 | 157.6362 | 194.3206 | 239.1418 | 347.2513 | 432.657 | 532.2612 | 495.7414 | 566.5052 | 551.824 | 585.3963 | 543.9796 | 587.0085 | 552.6543 | 613.0905 | 595.166 | 682.6494 | 8146.927 | 42.6802 | 166.8299 | 329.0471 | 469.6438 | 627.28 | 821.6007 | 1060.7425 | 1407.9938 | 1840.6508 | 2372.912 | 2868.6534 | 3435.1586 | 3986.9826 | 4572.3789 | 5116.3585 | 5703.367 | 6256.0212 | 6869.1117 | 7464.2776 | 8146.927 | 0 | 0 | 0 | 0 | 0 | 0 | 0 | 0 | 0 | 0 | 0 | 0 | 0 | 0 | 0 | 0 | 0 | 0 | 0 | 0 | 0 | 0 | 0 | 0 | 0 | 0 | 0 | 0 | 0 | 0 | 0 | 0 | 0 | 0 | 0 | 0 | 0 | 0 | 0 | 0 | 0 | 0 | 0 | 0 | 0 | 0 | 0 | 0 | 0 | 0 | 0 | 0 | 0 | 0 | 0 | 0 | 0 | 0 | 0 | 0 | 0 | 0 | 0 | 0 | 0 | 0 | 0 | 0 | 0 | 0.01557% | 0 | 0 | 0 | 0 | 0 | 0 | 0 | 0 | 0 | 0 | 0 | 0 | 0 | 0 | 0 | 0 | 0 | 0 | 0 | 0 | 0 | 0 | 0 | 0
| Com-DDC Energy Management-7P_V5 | Measure InputOutput-New | Updated percent savings for electric and gas savings from 7th Plan workbook Com-EM-7P_V5 to reflect DDC data from: http://sbt.siemens.com/hvp/staefa/press/pr5.asp and Misc: http://www.oee.nrcan.gc.ca/publications/infosource/pub/ici/eii/pdf/m92-242-2002-3E.pdf and http://www.enviro-tec.com/pdf/catalog/spec-gd4.pdf and http://www.lrc.rpi.edu/programs/Futures/LF-BAS/index.asp and http://greenbuildings.santa-monica.org/pdf/cs1.pdf and http://www.iklimnet.com/expert_hvac/building_control.html and http://txspace.tamu.edu/bitstream/handle/1969.1/5293/ESL-IC-06-11-149.pdf;jsessionid=A7133C4E9E20B60C3D236FBD72F9BD1E?sequence=1 | 2020 | New | 2022 | 2041 | PSE | Commercial | University | Gas | Per 1,000 Sqft of Floor Area for Buildings receiving Direct Digital Control (DDC) |  |  | Commercial DDC Energy Management-New-University |  | 76.3813 | 15 | 176.2188 | 0 |  | 0 | 0 | 0 | 0 | 0 | 0 | 0 | 3.5289 |  | 0 | 0 | 0 | Whole Building | Whole Building | DDC Energy Management | DDC Energy Management | CommVENT | 0.0141% | 100% | 100% | 121.328 | 0.001 | 74.65% | 6.667% | 85% | 6.8% | 0.2% | 37.4437 | 0.69694 | 3.8141 | 0 | 207.5707 | 0 | 50.2259 | 30.7327 | -302.1633 |  | 0.034468 | -7.9572 | 0.034468 | 02. $0.028 to $0.055 | 1 | -7.9572 | 01. ($9,999.00) to $0.22 | 1 | 0 | 0 | 0 | 0 | 0 | 0 | 0 | 0 | 0 | 0 | 0 | 0 | 0 | 0 | 0 | 0 | 0 | 0 | 0 | 0 | 0 | 0 | 0 | 0 | 0 | 0 | 0 | 0 | 0 | 0 | 0 | 0 | 0 | 0 | 0 | 0 | 0 | 0 | 0 | 0 | 0 | 0 | 0 | 0 | 0 | 0 | 0 | 0 | 0 | 0 | 0 | 0 | 0 | 0 | 0 | 0 | 0 | 0 | 0 | 0 | 0 | 0 | 0 | 0 | 0 | 0 | 0 | 0 | 0 | 0 | 0 | 0 | 0 | 5.641 | 16.345 | 21.4306 | 18.7773 | 21.1709 | 26.1471 | 32.1995 | 46.4826 | 57.7986 | 70.9279 | 66.3166 | 75.6063 | 73.7475 | 78.1302 | 72.7366 | 78.3213 | 73.8459 | 81.6938 | 79.3544 | 90.7185 | 19.9066 | 57.6798 | 75.6264 | 66.2632 | 74.7097 | 92.2702 | 113.6287 | 164.0321 | 203.965 | 250.2969 | 234.0241 | 266.8065 | 260.2469 | 275.713 | 256.6795 | 276.3874 | 260.5942 | 288.2883 | 280.0329 | 320.1357 | 3837.2872 | 19.9066 | 77.5864 | 153.2127 | 219.4759 | 294.1856 | 386.4558 | 500.0845 | 664.1166 | 868.0817 | 1118.3786 | 1352.4027 | 1619.2092 | 1879.4561 | 2155.1691 | 2411.8486 | 2688.236 | 2948.8302 | 3237.1186 | 3517.1514 | 3837.2872 | 0 | 0 | 0 | 0 | 0 | 0 | 0 | 0 | 0 | 0 | 0 | 0 | 0 | 0 | 0 | 0 | 0 | 0 | 0 | 0 | 0 | 0 | 0 | 0 | 0 | 0 | 0 | 0 | 0 | 0 | 0 | 0 | 0 | 0 | 0 | 0 | 0 | 0 | 0 | 0 | 0 | 0 | 0 | 0 | 0 | 0 | 0 | 0 | 0 | 0 | 0 | 0 | 0 | 0 | 0 | 0 | 0 | 0 | 0 | 0 | 0 | 0 | 0 | 0 | 0 | 0 | 0 | 0 | 0 | 0.01557% | 0 | 0 | 0 | 0 | 0 | 0 | 0 | 0 | 0 | 0 | 0 | 0 | 0 | 0 | 0 | 0 | 0 | 0 | 0 | 0 | 0 | 0 | 0 | 0
| Com-DDC Energy Management-7P_V5 | Measure InputOutput-New | Updated percent savings for electric and gas savings from 7th Plan workbook Com-EM-7P_V5 to reflect DDC data from: http://sbt.siemens.com/hvp/staefa/press/pr5.asp and Misc: http://www.oee.nrcan.gc.ca/publications/infosource/pub/ici/eii/pdf/m92-242-2002-3E.pdf and http://www.enviro-tec.com/pdf/catalog/spec-gd4.pdf and http://www.lrc.rpi.edu/programs/Futures/LF-BAS/index.asp and http://greenbuildings.santa-monica.org/pdf/cs1.pdf and http://www.iklimnet.com/expert_hvac/building_control.html and http://txspace.tamu.edu/bitstream/handle/1969.1/5293/ESL-IC-06-11-149.pdf;jsessionid=A7133C4E9E20B60C3D236FBD72F9BD1E?sequence=1 | 2020 | New | 2022 | 2041 | PSE | Commercial | Warehouse | Gas | Per 1,000 Sqft of Floor Area for Buildings receiving Direct Digital Control (DDC) |  |  | Commercial DDC Energy Management-New-Warehouse |  | 40.6505 | 15 | 176.2188 | 0 |  | 0 | 0 | 0 | 0 | 0 | 0 | 0 | 5.1044 |  | 0 | 0 | 0 | Whole Building | Whole Building | DDC Energy Management | DDC Energy Management | CommVENT | 0.0141% | 100% | 100% | 34.3139 | 0.001 | 0% | 6.667% | 85% | 6.8% | 0.2% | 54.161 | 1.0081 | 5.5169 | 0 | 207.5707 | 0 | 26.7305 | 28.7187 | -51.3499 |  | 0.06052 | -0.93487 | 0.06052 | 03. $0.055 to $0.062 | 1 | -0.93487 | 01. ($9,999.00) to $0.22 | 1 | 0 | 0 | 0 | 0 | 0 | 0 | 0 | 0 | 0 | 0 | 0 | 0 | 0 | 0 | 0 | 0 | 0 | 0 | 0 | 0 | 0 | 0 | 0 | 0 | 0 | 0 | 0 | 0 | 0 | 0 | 0 | 0 | 0 | 0 | 0 | 0 | 0 | 0 | 0 | 0 | 0 | 0 | 0 | 0 | 0 | 0 | 0 | 0 | 0 | 0 | 0 | 0 | 0 | 0 | 0 | 0 | 0 | 0 | 0 | 0 | 0 | 0 | 0 | 0 | 0 | 0 | 0 | 0 | 0 | 0 | 0 | 0 | 0 | 0 | 0 | 0 | 0 | 0 | 0 | 0 | 0 | 0 | 0 | 0 | 0 | 0 | 0 | 0 | 0 | 0 | 0 | 0 | 0 | 0 | 0 | 0 | 0 | 0 | 0 | 0 | 0 | 0 | 0 | 0 | 0 | 0 | 0 | 0 | 0 | 0 | 0 | 0 | 0 | 0 | 0 | 0 | 0 | 0 | 0 | 0 | 0 | 0 | 0 | 0 | 0 | 0 | 0 | 0 | 0 | 0 | 0 | 0 | 0 | 0 | 0 | 0 | 0 | 0 | 0 | 0 | 0 | 0 | 0 | 0 | 0 | 0 | 0 | 0 | 0 | 0 | 0 | 0 | 0 | 0 | 0 | 0 | 0 | 0 | 0 | 0 | 0 | 0 | 0 | 0 | 0 | 0 | 0 | 0 | 0 | 0 | 0 | 0 | 0 | 0 | 0 | 0 | 0 | 0 | 0 | 0 | 0 | 0 | 0 | 0 | 0 | 0 | 0 | 0 | 0 | 0 | 0 | 0 | 0 | 0 | 0 | 0 | 0 | 0 | 0 | 0 | 0 | 0 | 0 | 0.01557% | 0 | 0 | 0 | 0 | 0 | 0 | 0 | 0 | 0 | 0 | 0 | 0 | 0 | 0 | 0 | 0 | 0 | 0 | 0 | 0 | 0 | 0 | 0 | 0
| Com-DDC Energy Management-7P_V5 | Measure InputOutput-New | Updated percent savings for electric and gas savings from 7th Plan workbook Com-EM-7P_V5 to reflect DDC data from: http://sbt.siemens.com/hvp/staefa/press/pr5.asp and Misc: http://www.oee.nrcan.gc.ca/publications/infosource/pub/ici/eii/pdf/m92-242-2002-3E.pdf and http://www.enviro-tec.com/pdf/catalog/spec-gd4.pdf and http://www.lrc.rpi.edu/programs/Futures/LF-BAS/index.asp and http://greenbuildings.santa-monica.org/pdf/cs1.pdf and http://www.iklimnet.com/expert_hvac/building_control.html and http://txspace.tamu.edu/bitstream/handle/1969.1/5293/ESL-IC-06-11-149.pdf;jsessionid=A7133C4E9E20B60C3D236FBD72F9BD1E?sequence=1 | 2020 | New | 2022 | 2041 | PSE | Commercial | Supermarket | Gas | Per 1,000 Sqft of Floor Area for Buildings receiving Direct Digital Control (DDC) |  |  | Commercial DDC Energy Management-New-Supermarket |  | 129.3097 | 15 | 176.2188 | 0 |  | 0 | 0 | 0 | 0 | 0 | 0 | 0 | 6.9121 |  | 0 | 0 | 0 | Whole Building | Whole Building | DDC Energy Management | DDC Energy Management | CommVENT | 0.0141% | 100% | 100% | 49.7337 | 0.001 | 6.44% | 6.667% | 85% | 6.8% | 0.2% | 73.3418 | 1.3651 | 7.4707 | 0 | 207.5707 | 0 | 85.03 | 26.408 | -681.0048 |  | 0.017495 | -9.1558 | 0.017495 | 01. ($9,999.000) to $0.028 | 0 | -9.1558 | 01. ($9,999.00) to $0.22 | 1 | 0 | 0 | 0 | 0 | 0 | 0 | 0 | 0 | 0 | 0 | 0 | 0 | 0 | 0 | 0 | 0 | 0 | 0 | 0 | 0 | 0 | 0 | 0 | 0 | 0 | 0 | 0 | 0 | 0 | 0 | 0 | 0 | 0 | 0 | 0 | 0 | 0 | 0 | 0 | 0 | 0 | 0 | 0 | 0 | 0 | 0 | 0 | 0 | 0 | 0 | 0 | 0 | 0 | 0 | 0 | 0 | 0 | 0 | 0 | 0 | 0 | 0 | 0 | 0 | 0 | 0 | 0 | 0 | 0 | 0 | 0 | 0 | 0 | 1.4937 | 4.2129 | 5.6543 | 5.313 | 6.1938 | 7.7315 | 9.5531 | 13.312 | 16.3438 | 19.742 | 18.8914 | 21.2248 | 20.8662 | 21.9185 | 20.625 | 21.9118 | 20.8344 | 22.6534 | 22.0783 | 24.7239 | 10.3248 | 29.1203 | 39.0831 | 36.7243 | 42.8125 | 53.4412 | 66.0321 | 92.014 | 112.9703 | 136.4589 | 130.5796 | 146.7079 | 144.2296 | 151.5031 | 142.5624 | 151.4569 | 144.0098 | 156.5827 | 152.6075 | 170.8945 | 2110.1154 | 10.3248 | 39.4451 | 78.5282 | 115.2525 | 158.065 | 211.5062 | 277.5383 | 369.5523 | 482.5226 | 618.9815 | 749.5611 | 896.269 | 1040.4986 | 1192.0017 | 1334.5641 | 1486.021 | 1630.0308 | 1786.6134 | 1939.2209 | 2110.1154 | 0 | 0 | 0 | 0 | 0 | 0 | 0 | 0 | 0 | 0 | 0 | 0 | 0 | 0 | 0 | 0 | 0 | 0 | 0 | 0 | 0 | 0 | 0 | 0 | 0 | 0 | 0 | 0 | 0 | 0 | 0 | 0 | 0 | 0 | 0 | 0 | 0 | 0 | 0 | 0 | 0 | 0 | 0 | 0 | 0 | 0 | 0 | 0 | 0 | 0 | 0 | 0 | 0 | 0 | 0 | 0 | 0 | 0 | 0 | 0 | 0 | 0 | 0 | 0 | 0 | 0 | 0 | 0 | 0 | 0.01557% | 0 | 0 | 0 | 0 | 0 | 0 | 0 | 0 | 0 | 0 | 0 | 0 | 0 | 0 | 0 | 0 | 0 | 0 | 0 | 0 | 0 | 0 | 0 | 0
| Com-DDC Energy Management-7P_V5 | Measure InputOutput-New | Updated percent savings for electric and gas savings from 7th Plan workbook Com-EM-7P_V5 to reflect DDC data from: http://sbt.siemens.com/hvp/staefa/press/pr5.asp and Misc: http://www.oee.nrcan.gc.ca/publications/infosource/pub/ici/eii/pdf/m92-242-2002-3E.pdf and http://www.enviro-tec.com/pdf/catalog/spec-gd4.pdf and http://www.lrc.rpi.edu/programs/Futures/LF-BAS/index.asp and http://greenbuildings.santa-monica.org/pdf/cs1.pdf and http://www.iklimnet.com/expert_hvac/building_control.html and http://txspace.tamu.edu/bitstream/handle/1969.1/5293/ESL-IC-06-11-149.pdf;jsessionid=A7133C4E9E20B60C3D236FBD72F9BD1E?sequence=1 | 2020 | New | 2022 | 2041 | PSE | Commercial | MiniMart | Gas | Per 1,000 Sqft of Floor Area for Buildings receiving Direct Digital Control (DDC) |  |  | Commercial DDC Energy Management-New-MiniMart |  | 171.8458 | 15 | 176.2188 | 0 |  | 0 | 0 | 0 | 0 | 0 | 0 | 0 | 6.9121 |  | 0 | 0 | 0 | Whole Building | Whole Building | DDC Energy Management | DDC Energy Management | CommVENT | 0.0141% | 100% | 100% | 2.1159 | 0.001 | 0% | 6.667% | 85% | 6.8% | 0.2% | 73.3418 | 1.3651 | 7.4707 | 0 | 207.5707 | 0 | 113.0004 | 26.408 | -981.9862 |  | 0.013164 | -13.2024 | 0.013164 | 01. ($9,999.000) to $0.028 | 1 | -13.2024 | 01. ($9,999.00) to $0.22 | 1 | 0 | 0 | 0 | 0 | 0 | 0 | 0 | 0 | 0 | 0 | 0 | 0 | 0 | 0 | 0 | 0 | 0 | 0 | 0 | 0 | 0 | 0 | 0 | 0 | 0 | 0 | 0 | 0 | 0 | 0 | 0 | 0 | 0 | 0 | 0 | 0 | 0 | 0 | 0 | 0 | 0 | 0 | 0 | 0 | 0 | 0 | 0 | 0 | 0 | 0 | 0 | 0 | 0 | 0 | 0 | 0 | 0 | 0 | 0 | 0 | 0 | 0 | 0 | 0 | 0 | 0 | 0 | 0 | 0 | 0 | 0 | 0 | 0 | 0 | 0 | 0 | 0 | 0 | 0 | 0 | 0 | 0 | 0 | 0 | 0 | 0 | 0 | 0 | 0 | 0 | 0 | 0 | 0 | 0 | 0 | 0 | 0 | 0 | 0 | 0 | 0 | 0 | 0 | 0 | 0 | 0 | 0 | 0 | 0 | 0 | 0 | 0 | 0 | 0 | 0 | 0 | 0 | 0 | 0 | 0 | 0 | 0 | 0 | 0 | 0 | 0 | 0 | 0 | 0 | 0 | 0 | 0 | 0 | 0 | 0 | 0 | 0 | 0 | 0 | 0 | 0 | 0 | 0 | 0 | 0 | 0 | 0 | 0 | 0 | 0 | 0 | 0 | 0 | 0 | 0 | 0 | 0 | 0 | 0 | 0 | 0 | 0 | 0 | 0 | 0 | 0 | 0 | 0 | 0 | 0 | 0 | 0 | 0 | 0 | 0 | 0 | 0 | 0 | 0 | 0 | 0 | 0 | 0 | 0 | 0 | 0 | 0 | 0 | 0 | 0 | 0 | 0 | 0 | 0 | 0 | 0 | 0 | 0 | 0 | 0 | 0 | 0 | 0 | 0.01557% | 0 | 0 | 0 | 0 | 0 | 0 | 0 | 0 | 0 | 0 | 0 | 0 | 0 | 0 | 0 | 0 | 0 | 0 | 0 | 0 | 0 | 0 | 0 | 0
| Com-DDC Energy Management-7P_V5 | Measure InputOutput-New | Updated percent savings for electric and gas savings from 7th Plan workbook Com-EM-7P_V5 to reflect DDC data from: http://sbt.siemens.com/hvp/staefa/press/pr5.asp and Misc: http://www.oee.nrcan.gc.ca/publications/infosource/pub/ici/eii/pdf/m92-242-2002-3E.pdf and http://www.enviro-tec.com/pdf/catalog/spec-gd4.pdf and http://www.lrc.rpi.edu/programs/Futures/LF-BAS/index.asp and http://greenbuildings.santa-monica.org/pdf/cs1.pdf and http://www.iklimnet.com/expert_hvac/building_control.html and http://txspace.tamu.edu/bitstream/handle/1969.1/5293/ESL-IC-06-11-149.pdf;jsessionid=A7133C4E9E20B60C3D236FBD72F9BD1E?sequence=1 | 2020 | New | 2022 | 2041 | PSE | Commercial | Restaurant | Gas | Per 1,000 Sqft of Floor Area for Buildings receiving Direct Digital Control (DDC) |  |  | Commercial DDC Energy Management-New-Restaurant |  | 324.5294 | 15 | 176.2188 | 0 |  | 0 | 0 | 0 | 0 | 0 | 0 | 0 | 13.0535 |  | 0 | 0 | 0 | Whole Building | Whole Building | DDC Energy Management | DDC Energy Management | CommVENT | 0.0141% | 100% | 100% | 9.7266 | 0.001 | 2.068% | 6.667% | 85% | 6.8% | 0.2% | 138.5054 | 2.578 | 14.1083 | 0 | 207.5707 | 0 | 213.4004 | 18.5574 | -2070.2114 |  | 0.0048985 | -14.7383 | 0.0048985 | 01. ($9,999.000) to $0.028 | 1 | -14.7383 | 01. ($9,999.00) to $0.22 | 1 | 0 | 0 | 0 | 0 | 0 | 0 | 0 | 0 | 0 | 0 | 0 | 0 | 0 | 0 | 0 | 0 | 0 | 0 | 0 | 0 | 0 | 0 | 0 | 0 | 0 | 0 | 0 | 0 | 0 | 0 | 0 | 0 | 0 | 0 | 0 | 0 | 0 | 0 | 0 | 0 | 0 | 0 | 0 | 0 | 0 | 0 | 0 | 0 | 0 | 0 | 0 | 0 | 0 | 0 | 0 | 0 | 0 | 0 | 0 | 0 | 0 | 0 | 0 | 0 | 0 | 0 | 0 | 0 | 0 | 0 | 0 | 0 | 0 | 0.74431 | 2.0196 | 2.7975 | 2.8642 | 3.459 | 4.3585 | 5.3941 | 7.2273 | 8.7351 | 10.3475 | 10.147 | 11.1995 | 11.0893 | 11.5215 | 10.9522 | 11.4482 | 10.9688 | 11.6851 | 11.4138 | 12.472 | 9.7159 | 26.3628 | 36.5165 | 37.3873 | 45.1522 | 56.8937 | 70.4116 | 94.3419 | 114.0234 | 135.0709 | 132.4536 | 146.1921 | 144.7534 | 150.3958 | 142.9646 | 149.4384 | 143.1812 | 152.5315 | 148.9899 | 162.8033 | 2099.5797 | 9.7159 | 36.0787 | 72.5951 | 109.9824 | 155.1346 | 212.0283 | 282.4398 | 376.7817 | 490.8051 | 625.8759 | 758.3296 | 904.5216 | 1049.2751 | 1199.6708 | 1342.6354 | 1492.0738 | 1635.255 | 1787.7865 | 1936.7764 | 2099.5797 | 0 | 0 | 0 | 0 | 0 | 0 | 0 | 0 | 0 | 0 | 0 | 0 | 0 | 0 | 0 | 0 | 0 | 0 | 0 | 0 | 0 | 0 | 0 | 0 | 0 | 0 | 0 | 0 | 0 | 0 | 0 | 0 | 0 | 0 | 0 | 0 | 0 | 0 | 0 | 0 | 0 | 0 | 0 | 0 | 0 | 0 | 0 | 0 | 0 | 0 | 0 | 0 | 0 | 0 | 0 | 0 | 0 | 0 | 0 | 0 | 0 | 0 | 0 | 0 | 0 | 0 | 0 | 0 | 0 | 0.01557% | 0 | 0 | 0 | 0 | 0 | 0 | 0 | 0 | 0 | 0 | 0 | 0 | 0 | 0 | 0 | 0 | 0 | 0 | 0 | 0 | 0 | 0 | 0 | 0
| Com-DDC Energy Management-7P_V5 | Measure InputOutput-New | Updated percent savings for electric and gas savings from 7th Plan workbook Com-EM-7P_V5 to reflect DDC data from: http://sbt.siemens.com/hvp/staefa/press/pr5.asp and Misc: http://www.oee.nrcan.gc.ca/publications/infosource/pub/ici/eii/pdf/m92-242-2002-3E.pdf and http://www.enviro-tec.com/pdf/catalog/spec-gd4.pdf and http://www.lrc.rpi.edu/programs/Futures/LF-BAS/index.asp and http://greenbuildings.santa-monica.org/pdf/cs1.pdf and http://www.iklimnet.com/expert_hvac/building_control.html and http://txspace.tamu.edu/bitstream/handle/1969.1/5293/ESL-IC-06-11-149.pdf;jsessionid=A7133C4E9E20B60C3D236FBD72F9BD1E?sequence=1 | 2020 | New | 2022 | 2041 | PSE | Commercial | Lodging | Gas | Per 1,000 Sqft of Floor Area for Buildings receiving Direct Digital Control (DDC) |  |  | Commercial DDC Energy Management-New-Lodging |  | 505.2155 | 15 | 176.2188 | 0 |  | 0 | 0 | 0 | 0 | 0 | 0 | 0 | 24.1463 |  | 0 | 0 | 0 | Whole Building | Whole Building | DDC Energy Management | DDC Energy Management | CommVENT | 0.0141% | 100% | 100% | 31.3854 | 0.001 | 7.142% | 6.667% | 85% | 6.8% | 0.2% | 256.2074 | 4.7688 | 26.0976 | 0 | 207.5707 | 0 | 332.2139 | 4.3773 | -3362.9097 |  | 0.00074222 | -12.9426 | 0.00074222 | 01. ($9,999.000) to $0.028 | 0 | -12.9426 | 01. ($9,999.00) to $0.22 | 1 | 0 | 0 | 0 | 0 | 0 | 0 | 0 | 0 | 0 | 0 | 0 | 0 | 0 | 0 | 0 | 0 | 0 | 0 | 0 | 0 | 0 | 0 | 0 | 0 | 0 | 0 | 0 | 0 | 0 | 0 | 0 | 0 | 0 | 0 | 0 | 0 | 0 | 0 | 0 | 0 | 0 | 0 | 0 | 0 | 0 | 0 | 0 | 0 | 0 | 0 | 0 | 0 | 0 | 0 | 0 | 0 | 0 | 0 | 0 | 0 | 0 | 0 | 0 | 0 | 0 | 0 | 0 | 0 | 0 | 0 | 0 | 0 | 0 | 1.4755 | 4.2084 | 5.5942 | 5.1115 | 5.8827 | 7.3142 | 9.0271 | 12.7524 | 15.7361 | 19.1279 | 18.1408 | 20.5 | 20.0944 | 21.1801 | 19.8498 | 21.2007 | 20.0948 | 21.9985 | 21.4143 | 24.177 | 35.627 | 101.6162 | 135.0795 | 123.4235 | 142.0448 | 176.6109 | 217.9723 | 307.9238 | 379.9686 | 461.8689 | 438.0343 | 494.9998 | 485.205 | 511.4206 | 479.2989 | 511.9185 | 485.2145 | 531.1827 | 517.0777 | 583.7847 | 7120.2722 | 35.627 | 137.2432 | 272.3227 | 395.7462 | 537.791 | 714.4019 | 932.3742 | 1240.298 | 1620.2666 | 2082.1355 | 2520.1698 | 3015.1696 | 3500.3746 | 4011.7952 | 4491.0941 | 5003.0126 | 5488.2271 | 6019.4098 | 6536.4875 | 7120.2722 | 0 | 0 | 0 | 0 | 0 | 0 | 0 | 0 | 0 | 0 | 0 | 0 | 0 | 0 | 0 | 0 | 0 | 0 | 0 | 0 | 0 | 0 | 0 | 0 | 0 | 0 | 0 | 0 | 0 | 0 | 0 | 0 | 0 | 0 | 0 | 0 | 0 | 0 | 0 | 0 | 0 | 0 | 0 | 0 | 0 | 0 | 0 | 0 | 0 | 0 | 0 | 0 | 0 | 0 | 0 | 0 | 0 | 0 | 0 | 0 | 0 | 0 | 0 | 0 | 0 | 0 | 0 | 0 | 0 | 0.01557% | 0 | 0 | 0 | 0 | 0 | 0 | 0 | 0 | 0 | 0 | 0 | 0 | 0 | 0 | 0 | 0 | 0 | 0 | 0 | 0 | 0 | 0 | 0 | 0
| Com-DDC Energy Management-7P_V5 | Measure InputOutput-New | Updated percent savings for electric and gas savings from 7th Plan workbook Com-EM-7P_V5 to reflect DDC data from: http://sbt.siemens.com/hvp/staefa/press/pr5.asp and Misc: http://www.oee.nrcan.gc.ca/publications/infosource/pub/ici/eii/pdf/m92-242-2002-3E.pdf and http://www.enviro-tec.com/pdf/catalog/spec-gd4.pdf and http://www.lrc.rpi.edu/programs/Futures/LF-BAS/index.asp and http://greenbuildings.santa-monica.org/pdf/cs1.pdf and http://www.iklimnet.com/expert_hvac/building_control.html and http://txspace.tamu.edu/bitstream/handle/1969.1/5293/ESL-IC-06-11-149.pdf;jsessionid=A7133C4E9E20B60C3D236FBD72F9BD1E?sequence=1 | 2020 | New | 2022 | 2041 | PSE | Commercial | Hospital | Gas | Per 1,000 Sqft of Floor Area for Buildings receiving Direct Digital Control (DDC) |  |  | Commercial DDC Energy Management-New-Hospital |  | 426.0992 | 15 | 176.2188 | 0 |  | 0 | 0 | 0 | 0 | 0 | 0 | 0 | 18.8155 |  | 0 | 0 | 0 | Whole Building | Whole Building | DDC Energy Management | DDC Energy Management | CommVENT | 0.0141% | 100% | 100% | 80.9786 | 0.001 | 81.93% | 6.667% | 85% | 6.8% | 0.2% | 199.6443 | 3.716 | 20.336 | 0 | 207.5707 | 0 | 280.1895 | 11.1918 | -2796.2758 |  | 0.00225 | -13.8109 | 0.00225 | 01. ($9,999.000) to $0.028 | 0 | -13.8109 | 01. ($9,999.00) to $0.22 | 1 | 0 | 0 | 0 | 0 | 0 | 0 | 0 | 0 | 0 | 0 | 0 | 0 | 0 | 0 | 0 | 0 | 0 | 0 | 0 | 0 | 0 | 0 | 0 | 0 | 0 | 0 | 0 | 0 | 0 | 0 | 0 | 0 | 0 | 0 | 0 | 0 | 0 | 0 | 0 | 0 | 0 | 0 | 0 | 0 | 0 | 0 | 0 | 0 | 0 | 0 | 0 | 0 | 0 | 0 | 0 | 0 | 0 | 0 | 0 | 0 | 0 | 0 | 0 | 0 | 0 | 0 | 0 | 0 | 0 | 0 | 0 | 0 | 0 | 6.0846 | 17.2765 | 23.0551 | 21.3079 | 24.6539 | 30.7044 | 37.9141 | 53.2581 | 65.5833 | 79.5145 | 75.6913 | 85.3318 | 83.7469 | 88.1487 | 82.752 | 88.1913 | 83.7016 | 91.3753 | 88.9946 | 100.1396 | 114.4842 | 325.0667 | 433.7938 | 400.9196 | 463.8769 | 577.7193 | 713.3737 | 1002.0796 | 1233.9837 | 1496.1068 | 1424.1717 | 1605.5632 | 1575.7412 | 1658.5644 | 1557.0226 | 1659.3659 | 1574.89 | 1719.2747 | 1674.4801 | 1884.1798 | 23094.658 | 114.4842 | 439.5509 | 873.3447 | 1274.2643 | 1738.1412 | 2315.8605 | 3029.2342 | 4031.3138 | 5265.2975 | 6761.4043 | 8185.5761 | 9791.1392 | 11366.8805 | 13025.4449 | 14582.4675 | 16241.8334 | 17816.7234 | 19535.9981 | 21210.4782 | 23094.658 | 0 | 0 | 0 | 0 | 0 | 0 | 0 | 0 | 0 | 0 | 0 | 0 | 0 | 0 | 0 | 0 | 0 | 0 | 0 | 0 | 0 | 0 | 0 | 0 | 0 | 0 | 0 | 0 | 0 | 0 | 0 | 0 | 0 | 0 | 0 | 0 | 0 | 0 | 0 | 0 | 0 | 0 | 0 | 0 | 0 | 0 | 0 | 0 | 0 | 0 | 0 | 0 | 0 | 0 | 0 | 0 | 0 | 0 | 0 | 0 | 0 | 0 | 0 | 0 | 0 | 0 | 0 | 0 | 0 | 0.01557% | 0 | 0 | 0 | 0 | 0 | 0 | 0 | 0 | 0 | 0 | 0 | 0 | 0 | 0 | 0 | 0 | 0 | 0 | 0 | 0 | 0 | 0 | 0 | 0
| Com-DDC Energy Management-7P_V5 | Measure InputOutput-New | Updated percent savings for electric and gas savings from 7th Plan workbook Com-EM-7P_V5 to reflect DDC data from: http://sbt.siemens.com/hvp/staefa/press/pr5.asp and Misc: http://www.oee.nrcan.gc.ca/publications/infosource/pub/ici/eii/pdf/m92-242-2002-3E.pdf and http://www.enviro-tec.com/pdf/catalog/spec-gd4.pdf and http://www.lrc.rpi.edu/programs/Futures/LF-BAS/index.asp and http://greenbuildings.santa-monica.org/pdf/cs1.pdf and http://www.iklimnet.com/expert_hvac/building_control.html and http://txspace.tamu.edu/bitstream/handle/1969.1/5293/ESL-IC-06-11-149.pdf;jsessionid=A7133C4E9E20B60C3D236FBD72F9BD1E?sequence=1 | 2020 | New | 2022 | 2041 | PSE | Commercial | Residential Care | Gas | Per 1,000 Sqft of Floor Area for Buildings receiving Direct Digital Control (DDC) |  |  | Commercial DDC Energy Management-New-Residential Care |  | 361.258 | 15 | 176.2188 | 0 |  | 0 | 0 | 0 | 0 | 0 | 0 | 0 | 18.8155 |  | 0 | 0 | 0 | Whole Building | Whole Building | DDC Energy Management | DDC Energy Management | CommVENT | 0.0141% | 100% | 100% | 89.2138 | 0.001 | 6.965% | 6.667% | 85% | 6.8% | 0.2% | 199.6443 | 3.716 | 20.336 | 0 | 207.5707 | 0 | 237.552 | 11.1918 | -2337.4656 |  | 0.0026539 | -11.5448 | 0.0026539 | 01. ($9,999.000) to $0.028 | 0 | -11.5448 | 01. ($9,999.00) to $0.22 | 1 | 0 | 0 | 0 | 0 | 0 | 0 | 0 | 0 | 0 | 0 | 0 | 0 | 0 | 0 | 0 | 0 | 0 | 0 | 0 | 0 | 0 | 0 | 0 | 0 | 0 | 0 | 0 | 0 | 0 | 0 | 0 | 0 | 0 | 0 | 0 | 0 | 0 | 0 | 0 | 0 | 0 | 0 | 0 | 0 | 0 | 0 | 0 | 0 | 0 | 0 | 0 | 0 | 0 | 0 | 0 | 0 | 0 | 0 | 0 | 0 | 0 | 0 | 0 | 0 | 0 | 0 | 0 | 0 | 0 | 0 | 0 | 0 | 0 | 1.5892 | 4.5123 | 6.0216 | 5.5653 | 6.4392 | 8.0194 | 9.9025 | 13.9101 | 17.1292 | 20.7678 | 19.7692 | 22.2872 | 21.8732 | 23.0229 | 21.6134 | 23.034 | 21.8614 | 23.8656 | 23.2438 | 26.1547 | 29.9013 | 84.9017 | 113.2993 | 104.7131 | 121.1565 | 150.8901 | 186.3206 | 261.7256 | 322.2948 | 390.7568 | 371.9686 | 419.3448 | 411.5559 | 433.1878 | 406.6669 | 433.3972 | 411.3335 | 449.0443 | 437.3447 | 492.1146 | 6031.9181 | 29.9013 | 114.803 | 228.1023 | 332.8154 | 453.9719 | 604.862 | 791.1826 | 1052.9082 | 1375.203 | 1765.9598 | 2137.9284 | 2557.2732 | 2968.8291 | 3402.0169 | 3808.6838 | 4242.081 | 4653.4145 | 5102.4588 | 5539.8035 | 6031.9181 | 0 | 0 | 0 | 0 | 0 | 0 | 0 | 0 | 0 | 0 | 0 | 0 | 0 | 0 | 0 | 0 | 0 | 0 | 0 | 0 | 0 | 0 | 0 | 0 | 0 | 0 | 0 | 0 | 0 | 0 | 0 | 0 | 0 | 0 | 0 | 0 | 0 | 0 | 0 | 0 | 0 | 0 | 0 | 0 | 0 | 0 | 0 | 0 | 0 | 0 | 0 | 0 | 0 | 0 | 0 | 0 | 0 | 0 | 0 | 0 | 0 | 0 | 0 | 0 | 0 | 0 | 0 | 0 | 0 | 0.01557% | 0 | 0 | 0 | 0 | 0 | 0 | 0 | 0 | 0 | 0 | 0 | 0 | 0 | 0 | 0 | 0 | 0 | 0 | 0 | 0 | 0 | 0 | 0 | 0
| Com-DDC Energy Management-7P_V5 | Measure InputOutput-New | Updated percent savings for electric and gas savings from 7th Plan workbook Com-EM-7P_V5 to reflect DDC data from: http://sbt.siemens.com/hvp/staefa/press/pr5.asp and Misc: http://www.oee.nrcan.gc.ca/publications/infosource/pub/ici/eii/pdf/m92-242-2002-3E.pdf and http://www.enviro-tec.com/pdf/catalog/spec-gd4.pdf and http://www.lrc.rpi.edu/programs/Futures/LF-BAS/index.asp and http://greenbuildings.santa-monica.org/pdf/cs1.pdf and http://www.iklimnet.com/expert_hvac/building_control.html and http://txspace.tamu.edu/bitstream/handle/1969.1/5293/ESL-IC-06-11-149.pdf;jsessionid=A7133C4E9E20B60C3D236FBD72F9BD1E?sequence=1 | 2020 | New | 2022 | 2041 | PSE | Commercial | Assembly | Gas | Per 1,000 Sqft of Floor Area for Buildings receiving Direct Digital Control (DDC) |  |  | Commercial DDC Energy Management-New-Assembly |  | 269.0468 | 15 | 176.2188 | 0 |  | 0 | 0 | 0 | 0 | 0 | 0 | 0 | 19.0087 |  | 0 | 0 | 0 | Whole Building | Whole Building | DDC Energy Management | DDC Energy Management | CommVENT | 0.0141% | 100% | 100% | 13.6313 | 0.001 | 0% | 6.667% | 85% | 6.8% | 0.2% | 201.6944 | 3.7541 | 20.5449 | 0 | 207.5707 | 0 | 176.9168 | 10.9448 | -1685.2344 |  | 0.0034848 | -8.2388 | 0.0034848 | 01. ($9,999.000) to $0.028 | 0 | -8.2388 | 01. ($9,999.00) to $0.22 | 1 | 0 | 0 | 0 | 0 | 0 | 0 | 0 | 0 | 0 | 0 | 0 | 0 | 0 | 0 | 0 | 0 | 0 | 0 | 0 | 0 | 0 | 0 | 0 | 0 | 0 | 0 | 0 | 0 | 0 | 0 | 0 | 0 | 0 | 0 | 0 | 0 | 0 | 0 | 0 | 0 | 0 | 0 | 0 | 0 | 0 | 0 | 0 | 0 | 0 | 0 | 0 | 0 | 0 | 0 | 0 | 0 | 0 | 0 | 0 | 0 | 0 | 0 | 0 | 0 | 0 | 0 | 0 | 0 | 0 | 0 | 0 | 0 | 0 | 0 | 0 | 0 | 0 | 0 | 0 | 0 | 0 | 0 | 0 | 0 | 0 | 0 | 0 | 0 | 0 | 0 | 0 | 0 | 0 | 0 | 0 | 0 | 0 | 0 | 0 | 0 | 0 | 0 | 0 | 0 | 0 | 0 | 0 | 0 | 0 | 0 | 0 | 0 | 0 | 0 | 0 | 0 | 0 | 0 | 0 | 0 | 0 | 0 | 0 | 0 | 0 | 0 | 0 | 0 | 0 | 0 | 0 | 0 | 0 | 0 | 0 | 0 | 0 | 0 | 0 | 0 | 0 | 0 | 0 | 0 | 0 | 0 | 0 | 0 | 0 | 0 | 0 | 0 | 0 | 0 | 0 | 0 | 0 | 0 | 0 | 0 | 0 | 0 | 0 | 0 | 0 | 0 | 0 | 0 | 0 | 0 | 0 | 0 | 0 | 0 | 0 | 0 | 0 | 0 | 0 | 0 | 0 | 0 | 0 | 0 | 0 | 0 | 0 | 0 | 0 | 0 | 0 | 0 | 0 | 0 | 0 | 0 | 0 | 0 | 0 | 0 | 0 | 0 | 0 | 0.01557% | 0 | 0 | 0 | 0 | 0 | 0 | 0 | 0 | 0 | 0 | 0 | 0 | 0 | 0 | 0 | 0 | 0 | 0 | 0 | 0 | 0 | 0 | 0 | 0
| Com-DDC Energy Management-7P_V5 | Measure InputOutput-New | Updated percent savings for electric and gas savings from 7th Plan workbook Com-EM-7P_V5 to reflect DDC data from: http://sbt.siemens.com/hvp/staefa/press/pr5.asp and Misc: http://www.oee.nrcan.gc.ca/publications/infosource/pub/ici/eii/pdf/m92-242-2002-3E.pdf and http://www.enviro-tec.com/pdf/catalog/spec-gd4.pdf and http://www.lrc.rpi.edu/programs/Futures/LF-BAS/index.asp and http://greenbuildings.santa-monica.org/pdf/cs1.pdf and http://www.iklimnet.com/expert_hvac/building_control.html and http://txspace.tamu.edu/bitstream/handle/1969.1/5293/ESL-IC-06-11-149.pdf;jsessionid=A7133C4E9E20B60C3D236FBD72F9BD1E?sequence=1 | 2020 | New | 2022 | 2041 | PSE | Commercial | Other | Gas | Per 1,000 Sqft of Floor Area for Buildings receiving Direct Digital Control (DDC) |  |  | Commercial DDC Energy Management-New-Other |  | 148.7137 | 15 | 176.2188 | 0 |  | 0 | 0 | 0 | 0 | 0 | 0 | 0 | 15.7604 |  | 0 | 0 | 0 | Whole Building | Whole Building | DDC Energy Management | DDC Energy Management | CommVENT | 0.0141% | 100% | 100% | 22.4146 | 0.001 | 0% | 6.667% | 85% | 6.8% | 0.2% | 167.2278 | 3.1126 | 17.034 | 0 | 207.5707 | 0 | 97.7895 | 15.0971 | -829.6165 |  | 0.0086964 | -4.8918 | 0.0086964 | 01. ($9,999.000) to $0.028 | 1 | -4.8918 | 01. ($9,999.00) to $0.22 | 1 | 0 | 0 | 0 | 0 | 0 | 0 | 0 | 0 | 0 | 0 | 0 | 0 | 0 | 0 | 0 | 0 | 0 | 0 | 0 | 0 | 0 | 0 | 0 | 0 | 0 | 0 | 0 | 0 | 0 | 0 | 0 | 0 | 0 | 0 | 0 | 0 | 0 | 0 | 0 | 0 | 0 | 0 | 0 | 0 | 0 | 0 | 0 | 0 | 0 | 0 | 0 | 0 | 0 | 0 | 0 | 0 | 0 | 0 | 0 | 0 | 0 | 0 | 0 | 0 | 0 | 0 | 0 | 0 | 0 | 0 | 0 | 0 | 0 | 0 | 0 | 0 | 0 | 0 | 0 | 0 | 0 | 0 | 0 | 0 | 0 | 0 | 0 | 0 | 0 | 0 | 0 | 0 | 0 | 0 | 0 | 0 | 0 | 0 | 0 | 0 | 0 | 0 | 0 | 0 | 0 | 0 | 0 | 0 | 0 | 0 | 0 | 0 | 0 | 0 | 0 | 0 | 0 | 0 | 0 | 0 | 0 | 0 | 0 | 0 | 0 | 0 | 0 | 0 | 0 | 0 | 0 | 0 | 0 | 0 | 0 | 0 | 0 | 0 | 0 | 0 | 0 | 0 | 0 | 0 | 0 | 0 | 0 | 0 | 0 | 0 | 0 | 0 | 0 | 0 | 0 | 0 | 0 | 0 | 0 | 0 | 0 | 0 | 0 | 0 | 0 | 0 | 0 | 0 | 0 | 0 | 0 | 0 | 0 | 0 | 0 | 0 | 0 | 0 | 0 | 0 | 0 | 0 | 0 | 0 | 0 | 0 | 0 | 0 | 0 | 0 | 0 | 0 | 0 | 0 | 0 | 0 | 0 | 0 | 0 | 0 | 0 | 0 | 0 | 0.01557% | 0 | 0 | 0 | 0 | 0 | 0 | 0 | 0 | 0 | 0 | 0 | 0 | 0 | 0 | 0 | 0 | 0 | 0 | 0 | 0 | 0 | 0 | 0 | 0
| Com-DDC Energy Management-7P_V5 | Measure InputOutput-New | Updated percent savings for electric and gas savings from 7th Plan workbook Com-EM-7P_V5 to reflect DDC data from: http://sbt.siemens.com/hvp/staefa/press/pr5.asp and Misc: http://www.oee.nrcan.gc.ca/publications/infosource/pub/ici/eii/pdf/m92-242-2002-3E.pdf and http://www.enviro-tec.com/pdf/catalog/spec-gd4.pdf and http://www.lrc.rpi.edu/programs/Futures/LF-BAS/index.asp and http://greenbuildings.santa-monica.org/pdf/cs1.pdf and http://www.iklimnet.com/expert_hvac/building_control.html and http://txspace.tamu.edu/bitstream/handle/1969.1/5293/ESL-IC-06-11-149.pdf;jsessionid=A7133C4E9E20B60C3D236FBD72F9BD1E?sequence=1 | 2020 | New | 2022 | 2045 | PSE | Commercial | Large Off | Electric | Per 1,000 Sqft of Floor Area for Buildings receiving Direct Digital Control (DDC) |  |  | Commercial DDC Energy Management-New-Large Off |  | 581.8415 | 15 | 352.4375 | 0 |  | 0 | 0 | 0 | 0 | 0 | 0 | 0 | 0 |  | 0 | 0 | 0 | Whole Building | Whole Building | DDC Energy Management | DDC Energy Management | CommVENT | 0.0141% | 100% | 100% | 229.8817 | 0.001 | 47.68% | 6.667% | 85% | 6.8% | 0.2% | 382.6008 | 12.0769 | 39.4678 | 452.3901 | 0 | 0 | 0 | 471.3329 | 18.9428 |  | 0.069394 | 0 | 0.069394 | 04. $0.062 to $0.070 | 0 | 0 | 01. ($9,999.00) to $0.22 | 1 | 14.3866 | 37.4371 | 52.7796 | 34.6565 | 62.6947 | 103.2563 | 173.9245 | 109.8547 | 236.5428 | 324.9867 | 269.3352 | 98.8547 | 358.0072 | 450.1819 | 382.8974 | 226.7418 | 327.9365 | 376.0732 | 408.2214 | 300.1157 | 367.3733 | 377.1028 | 450.8497 | 345.7337 | 8370.7109 | 21782.4547 | 30709.3782 | 20164.5985 | 36478.4064 | 60078.8252 | 101196.5163 | 63918.0184 | 137630.3905 | 189090.7228 | 156710.3959 | 57517.7834 | 208303.4548 | 261934.4793 | 222785.5877 | 131927.8085 | 190807.0462 | 218814.9933 | 237520.1198 | 174619.7865 | 213753.054 | 219414.0703 | 262323.0475 | 201162.1955 | 3427013.8445 | 8370.7109 | 30153.1655 | 60862.5437 | 81027.1422 | 117505.5485 | 177584.3738 | 278780.8901 | 342698.9085 | 480329.299 | 669420.0218 | 826130.4177 | 883648.201 | 1091951.6559 | 1353886.1352 | 1576671.7229 | 1708599.5314 | 1899406.5776 | 2118221.571 | 2355741.6908 | 2530361.4773 | 2744114.5312 | 2963528.6016 | 3225851.649 | 3427013.8445 | 0 | 0 | 0 | 0 | 0 | 0 | 0 | 0 | 0 | 0 | 0 | 0 | 0 | 0 | 0 | 0 | 0 | 0 | 0 | 0 | 0 | 0 | 0 | 0 | 0 | 0 | 0 | 0 | 0 | 0 | 0 | 0 | 0 | 0 | 0 | 0 | 0 | 0 | 0 | 0 | 0 | 0 | 0 | 0 | 0 | 0 | 0 | 0 | 0 | 0 | 0 | 0 | 0 | 0 | 0 | 0 | 0 | 0 | 0 | 0 | 0 | 1.1803 | 4.2517 | 8.5819 | 11.4252 | 16.5689 | 25.0403 | 39.3095 | 48.3222 | 67.7288 | 94.3915 | 116.4884 | 124.5987 | 153.9705 | 190.9046 | 222.3184 | 240.9209 | 267.8256 | 298.6796 | 332.1711 | 356.7934 | 386.9336 | 417.8721 | 454.8609 | 483.2258 | 6780.8703 | 17645.3354 | 24876.7775 | 16334.757 | 29550.1001 | 48668.1156 | 81976.3658 | 51778.1347 | 111490.3917 | 153176.9158 | 126946.5512 | 46593.4898 | 168740.5934 | 212185.5324 | 180472.1496 | 106870.8952 | 154567.2597 | 177255.6861 | 192408.1671 | 141454.4296 | 173155.1557 | 177740.9811 | 212500.3002 | 162955.6661 | 2776124.621 | 0 | 0 | 0 | 0 | 0 | 0 | 0 | 0 | 0 | 0 | 0 | 0 | 0 | 0 | 0 | 0 | 0 | 0 | 0 | 0 | 0.01557% | 1.3035 | 4.6955 | 9.4777 | 12.6178 | 18.2983 | 27.6539 | 43.4125 | 53.366 | 74.7982 | 104.2439 | 128.6473 | 137.6042 | 170.0418 | 210.8309 | 245.5237 | 266.0679 | 295.7809 | 329.8554 | 366.8427 | 394.0349 | 427.3212 | 461.4889 | 502.3386 | 533.6641
| Com-DDC Energy Management-7P_V5 | Measure InputOutput-New | Updated percent savings for electric and gas savings from 7th Plan workbook Com-EM-7P_V5 to reflect DDC data from: http://sbt.siemens.com/hvp/staefa/press/pr5.asp and Misc: http://www.oee.nrcan.gc.ca/publications/infosource/pub/ici/eii/pdf/m92-242-2002-3E.pdf and http://www.enviro-tec.com/pdf/catalog/spec-gd4.pdf and http://www.lrc.rpi.edu/programs/Futures/LF-BAS/index.asp and http://greenbuildings.santa-monica.org/pdf/cs1.pdf and http://www.iklimnet.com/expert_hvac/building_control.html and http://txspace.tamu.edu/bitstream/handle/1969.1/5293/ESL-IC-06-11-149.pdf;jsessionid=A7133C4E9E20B60C3D236FBD72F9BD1E?sequence=1 | 2020 | New | 2022 | 2045 | PSE | Commercial | Medium Off | Electric | Per 1,000 Sqft of Floor Area for Buildings receiving Direct Digital Control (DDC) |  |  | Commercial DDC Energy Management-New-Medium Off |  | 377.7898 | 15 | 352.4375 | 0 |  | 0 | 0 | 0 | 0 | 0 | 0 | 0 | 0 |  | 0 | 0 | 0 | Whole Building | Whole Building | DDC Energy Management | DDC Energy Management | CommVENT | 0.0141% | 100% | 100% | 41.7593 | 0.001 | 8.441% | 6.667% | 85% | 6.8% | 0.2% | 248.4228 | 7.8415 | 25.6264 | 452.3901 | 0 | 0 | 0 | 489.4096 | 37.0195 |  | 0.11097 | 0 | 0.11097 | 07. $0.085 to $0.115 | 0 | 0 | 01. ($9,999.00) to $0.22 | 1 | 1.9819 | 5.1573 | 7.2709 | 4.7743 | 8.6368 | 14.2246 | 23.9599 | 15.1336 | 32.5862 | 44.7702 | 37.1037 | 13.6182 | 49.3191 | 62.0171 | 52.748 | 31.236 | 45.1766 | 51.8079 | 56.2366 | 41.344 | 50.6094 | 51.9497 | 62.1091 | 47.6283 | 748.7407 | 1948.3902 | 2746.8829 | 1803.6767 | 3262.9091 | 5373.912 | 9051.7945 | 5717.319 | 12310.7203 | 16913.7281 | 14017.3827 | 5144.8328 | 18632.2626 | 23429.4337 | 19927.6559 | 11800.6375 | 17067.2492 | 19572.4954 | 21245.6257 | 15619.3363 | 19119.7166 | 19626.0814 | 23464.1903 | 17993.4934 | 306538.4671 | 748.7407 | 2697.131 | 5444.0139 | 7247.6906 | 10510.5997 | 15884.5118 | 24936.3062 | 30653.6252 | 42964.3455 | 59878.0736 | 73895.4563 | 79040.2891 | 97672.5516 | 121101.9854 | 141029.6412 | 152830.2788 | 169897.528 | 189470.0234 | 210715.6491 | 226334.9854 | 245454.702 | 265080.7834 | 288544.9737 | 306538.4671 | 0 | 0 | 0 | 0 | 0 | 0 | 0 | 0 | 0 | 0 | 0 | 0 | 0 | 0 | 0 | 0 | 0 | 0 | 0 | 0 | 0 | 0 | 0 | 0 | 0 | 0 | 0 | 0 | 0 | 0 | 0 | 0 | 0 | 0 | 0 | 0 | 0 | 0 | 0 | 0 | 0 | 0 | 0 | 0 | 0 | 0 | 0 | 0 | 0 | 0 | 0 | 0 | 0 | 0 | 0 | 0 | 0 | 0 | 0 | 0 | 0 | 0.10558 | 0.38031 | 0.76763 | 1.022 | 1.482 | 2.2398 | 3.5161 | 4.3223 | 6.0582 | 8.4431 | 10.4196 | 11.1451 | 13.7723 | 17.076 | 19.8859 | 21.5498 | 23.9564 | 26.7162 | 29.7119 | 31.9143 | 34.6103 | 37.3777 | 40.6863 | 43.2234 | 969.9599 | 2524.0517 | 3558.463 | 2336.5819 | 4226.9517 | 6961.6608 | 11726.1917 | 7406.5291 | 15947.9833 | 21910.9724 | 18158.8874 | 6664.899 | 24137.2563 | 30351.7753 | 25815.3799 | 15287.194 | 22109.8521 | 25355.2855 | 27522.7505 | 20234.1461 | 24768.731 | 25424.7039 | 30396.8008 | 23309.7597 | 397106.7669 | 0 | 0 | 0 | 0 | 0 | 0 | 0 | 0 | 0 | 0 | 0 | 0 | 0 | 0 | 0 | 0 | 0 | 0 | 0 | 0 | 0.01557% | 0.1166 | 0.42 | 0.84776 | 1.1286 | 1.6367 | 2.4736 | 3.8832 | 4.7735 | 6.6905 | 9.3244 | 11.5072 | 12.3084 | 15.2098 | 18.8583 | 21.9615 | 23.7992 | 26.4569 | 29.5048 | 32.8132 | 35.2455 | 38.2229 | 41.2791 | 44.933 | 47.735
| Com-DDC Energy Management-7P_V5 | Measure InputOutput-New | Updated percent savings for electric and gas savings from 7th Plan workbook Com-EM-7P_V5 to reflect DDC data from: http://sbt.siemens.com/hvp/staefa/press/pr5.asp and Misc: http://www.oee.nrcan.gc.ca/publications/infosource/pub/ici/eii/pdf/m92-242-2002-3E.pdf and http://www.enviro-tec.com/pdf/catalog/spec-gd4.pdf and http://www.lrc.rpi.edu/programs/Futures/LF-BAS/index.asp and http://greenbuildings.santa-monica.org/pdf/cs1.pdf and http://www.iklimnet.com/expert_hvac/building_control.html and http://txspace.tamu.edu/bitstream/handle/1969.1/5293/ESL-IC-06-11-149.pdf;jsessionid=A7133C4E9E20B60C3D236FBD72F9BD1E?sequence=1 | 2020 | New | 2022 | 2045 | PSE | Commercial | Small Off | Electric | Per 1,000 Sqft of Floor Area for Buildings receiving Direct Digital Control (DDC) |  |  | Commercial DDC Energy Management-New-Small Off |  | 305.4855 | 15 | 352.4375 | 0 |  | 0 | 0 | 0 | 0 | 0 | 0 | 0 | 0 |  | 0 | 0 | 0 | Whole Building | Whole Building | DDC Energy Management | DDC Energy Management | CommVENT | 0.0141% | 100% | 100% | 4.7978 | 0.001 | 0% | 6.667% | 85% | 6.8% | 0.2% | 200.8777 | 6.3408 | 20.7218 | 452.3901 | 0 | 0 | 0 | 495.815 | 43.4249 |  | 0.13904 | 0 | 0.13904 | 09. $0.130 to $0.150 | 1 | 0 | 01. ($9,999.00) to $0.22 | 1 | 0 | 0 | 0 | 0 | 0 | 0 | 0 | 0 | 0 | 0 | 0 | 0 | 0 | 0 | 0 | 0 | 0 | 0 | 0 | 0 | 0 | 0 | 0 | 0 | 0 | 0 | 0 | 0 | 0 | 0 | 0 | 0 | 0 | 0 | 0 | 0 | 0 | 0 | 0 | 0 | 0 | 0 | 0 | 0 | 0 | 0 | 0 | 0 | 0 | 0 | 0 | 0 | 0 | 0 | 0 | 0 | 0 | 0 | 0 | 0 | 0 | 0 | 0 | 0 | 0 | 0 | 0 | 0 | 0 | 0 | 0 | 0 | 0 | 0 | 0 | 0 | 0 | 0 | 0 | 0 | 0 | 0 | 0 | 0 | 0 | 0 | 0 | 0 | 0 | 0 | 0 | 0 | 0 | 0 | 0 | 0 | 0 | 0 | 0 | 0 | 0 | 0 | 0 | 0 | 0 | 0 | 0 | 0 | 0 | 0 | 0 | 0 | 0 | 0 | 0 | 0 | 0 | 0 | 0 | 0 | 0 | 0 | 0 | 0 | 0 | 0 | 0 | 0 | 0 | 0 | 0 | 0 | 0 | 0 | 0 | 0 | 0 | 0 | 0 | 0 | 0 | 0 | 0 | 0 | 0 | 0 | 0 | 0 | 0 | 0 | 0 | 0 | 0 | 0 | 0 | 0 | 0 | 0 | 0 | 0 | 0 | 0 | 0 | 0 | 0 | 0 | 0 | 0 | 0 | 0 | 0 | 0 | 0 | 0 | 0 | 0 | 0 | 0 | 0 | 0 | 0 | 0 | 0 | 0 | 0 | 0 | 0 | 0 | 0 | 0 | 0 | 0 | 0 | 0 | 0 | 0 | 0 | 0 | 0 | 0 | 0 | 0 | 0 | 0.01557% | 0 | 0 | 0 | 0 | 0 | 0 | 0 | 0 | 0 | 0 | 0 | 0 | 0 | 0 | 0 | 0 | 0 | 0 | 0 | 0 | 0 | 0 | 0 | 0
| Com-DDC Energy Management-7P_V5 | Measure InputOutput-New | Updated percent savings for electric and gas savings from 7th Plan workbook Com-EM-7P_V5 to reflect DDC data from: http://sbt.siemens.com/hvp/staefa/press/pr5.asp and Misc: http://www.oee.nrcan.gc.ca/publications/infosource/pub/ici/eii/pdf/m92-242-2002-3E.pdf and http://www.enviro-tec.com/pdf/catalog/spec-gd4.pdf and http://www.lrc.rpi.edu/programs/Futures/LF-BAS/index.asp and http://greenbuildings.santa-monica.org/pdf/cs1.pdf and http://www.iklimnet.com/expert_hvac/building_control.html and http://txspace.tamu.edu/bitstream/handle/1969.1/5293/ESL-IC-06-11-149.pdf;jsessionid=A7133C4E9E20B60C3D236FBD72F9BD1E?sequence=1 | 2020 | New | 2022 | 2045 | PSE | Commercial | XLarge Ret | Electric | Per 1,000 Sqft of Floor Area for Buildings receiving Direct Digital Control (DDC) |  |  | Commercial DDC Energy Management-New-Xlarge Ret |  | 188.9573 | 15 | 352.4375 | 0 |  | 0 | 0 | 0 | 0 | 0 | 0 | 0 | 0 |  | 0 | 0 | 0 | Whole Building | Whole Building | DDC Energy Management | DDC Energy Management | CommVENT | 0.0141% | 100% | 100% | 280.3513 | 0.001 | 3.625% | 6.667% | 85% | 6.8% | 0.2% | 124.2524 | 3.9221 | 12.8174 | 452.3901 | 0 | 0 | 0 | 506.1381 | 53.748 |  | 0.22946 | 0 | 0.22946 | 13. $0.225 to $99,999.000 | 0 | 0 | 01. ($9,999.00) to $0.22 | 1 | 0.41307 | 1.0613 | 1.5156 | 1.097 | 1.8999 | 3.0425 | 4.9833 | 3.3804 | 6.7891 | 9.1794 | 7.7631 | 3.3092 | 10.1417 | 12.5705 | 10.7949 | 6.6817 | 9.338 | 10.5986 | 11.4387 | 8.5895 | 10.3532 | 10.6037 | 12.5381 | 9.7677 | 78.0529 | 200.5495 | 286.3842 | 207.2812 | 359.0051 | 574.9027 | 941.6294 | 638.7567 | 1282.8519 | 1734.5231 | 1466.8975 | 625.2976 | 1916.3475 | 2375.2812 | 2039.7797 | 1262.5619 | 1764.4768 | 2002.6803 | 2161.4207 | 1623.0537 | 1956.3134 | 2003.643 | 2369.1688 | 1845.6854 | 31716.5441 | 78.0529 | 278.6024 | 564.9867 | 772.2678 | 1131.2729 | 1706.1756 | 2647.805 | 3286.5617 | 4569.4136 | 6303.9367 | 7770.8342 | 8396.1318 | 10312.4793 | 12687.7605 | 14727.5402 | 15990.1021 | 17754.5789 | 19757.2591 | 21918.6798 | 23541.7335 | 25498.0469 | 27501.6899 | 29870.8587 | 31716.5441 | 0 | 0 | 0 | 0 | 0 | 0 | 0 | 0 | 0 | 0 | 0 | 0 | 0 | 0 | 0 | 0 | 0 | 0 | 0 | 0 | 0 | 0 | 0 | 0 | 0 | 0 | 0 | 0 | 0 | 0 | 0 | 0 | 0 | 0 | 0 | 0 | 0 | 0 | 0 | 0 | 0 | 0 | 0 | 0 | 0 | 0 | 0 | 0 | 0 | 0 | 0 | 0 | 0 | 0 | 0 | 0 | 0 | 0 | 0 | 0 | 0 | 0.011006 | 0.039284 | 0.079666 | 0.10889 | 0.15952 | 0.24058 | 0.37335 | 0.46342 | 0.64431 | 0.88889 | 1.0957 | 1.1839 | 1.4541 | 1.789 | 2.0767 | 2.2547 | 2.5035 | 2.7859 | 3.0906 | 3.3195 | 3.5953 | 3.8779 | 4.2119 | 4.4722 | 209.0714 | 537.1888 | 767.1043 | 555.2202 | 961.6254 | 1539.9253 | 2522.2338 | 1710.9638 | 3436.2271 | 4646.0666 | 3929.2087 | 1674.9124 | 5133.0985 | 6362.3913 | 5463.7221 | 3381.8786 | 4726.3 | 5364.3482 | 5789.5478 | 4347.4863 | 5240.1507 | 5366.9269 | 6346.0186 | 4943.8243 | 84955.441 | 0 | 0 | 0 | 0 | 0 | 0 | 0 | 0 | 0 | 0 | 0 | 0 | 0 | 0 | 0 | 0 | 0 | 0 | 0 | 0 | 0.01557% | 0.012155 | 0.043385 | 0.087981 | 0.12026 | 0.17616 | 0.26569 | 0.41232 | 0.51179 | 0.71156 | 0.98167 | 1.2101 | 1.3075 | 1.6059 | 1.9758 | 2.2934 | 2.49 | 2.7648 | 3.0767 | 3.4132 | 3.666 | 3.9706 | 4.2826 | 4.6516 | 4.939
| Com-DDC Energy Management-7P_V5 | Measure InputOutput-New | Updated percent savings for electric and gas savings from 7th Plan workbook Com-EM-7P_V5 to reflect DDC data from: http://sbt.siemens.com/hvp/staefa/press/pr5.asp and Misc: http://www.oee.nrcan.gc.ca/publications/infosource/pub/ici/eii/pdf/m92-242-2002-3E.pdf and http://www.enviro-tec.com/pdf/catalog/spec-gd4.pdf and http://www.lrc.rpi.edu/programs/Futures/LF-BAS/index.asp and http://greenbuildings.santa-monica.org/pdf/cs1.pdf and http://www.iklimnet.com/expert_hvac/building_control.html and http://txspace.tamu.edu/bitstream/handle/1969.1/5293/ESL-IC-06-11-149.pdf;jsessionid=A7133C4E9E20B60C3D236FBD72F9BD1E?sequence=1 | 2020 | New | 2022 | 2045 | PSE | Commercial | Large Ret | Electric | Per 1,000 Sqft of Floor Area for Buildings receiving Direct Digital Control (DDC) |  |  | Commercial DDC Energy Management-New-Large Ret |  | 207.9434 | 15 | 352.4375 | 0 |  | 0 | 0 | 0 | 0 | 0 | 0 | 0 | 0 |  | 0 | 0 | 0 | Whole Building | Whole Building | DDC Energy Management | DDC Energy Management | CommVENT | 0.0141% | 100% | 100% | 94.4255 | 0.001 | 24.42% | 6.667% | 85% | 6.8% | 0.2% | 136.7371 | 4.3161 | 14.1053 | 452.3901 | 0 | 0 | 0 | 504.4561 | 52.066 |  | 0.20781 | 0 | 0.20781 | 12. $0.200 to $0.225 | 0 | 0 | 01. ($9,999.00) to $0.22 | 1 | 3.9552 | 10.1626 | 14.5122 | 10.5037 | 18.1921 | 29.1325 | 47.7159 | 32.3682 | 65.0069 | 87.8948 | 74.3332 | 31.6862 | 97.1085 | 120.3644 | 103.3633 | 63.9788 | 89.4127 | 101.4833 | 109.5273 | 82.2462 | 99.1338 | 101.5321 | 120.0547 | 93.5278 | 822.4655 | 2113.2457 | 3017.7099 | 2184.1794 | 3782.936 | 6057.9088 | 9922.2101 | 6730.7569 | 13517.7663 | 18277.1513 | 15457.1057 | 6588.9344 | 20193.085 | 25028.9975 | 21493.7244 | 13303.965 | 18592.7813 | 21102.7976 | 22775.4894 | 17102.5669 | 20614.2174 | 21112.9421 | 24964.5887 | 19448.4995 | 334206.0251 | 822.4655 | 2935.7112 | 5953.4212 | 8137.6006 | 11920.5365 | 17978.4454 | 27900.6555 | 34631.4124 | 48149.1787 | 66426.3301 | 81883.4358 | 88472.3703 | 108665.4553 | 133694.4528 | 155188.1772 | 168492.1422 | 187084.9235 | 208187.7211 | 230963.2105 | 248065.7774 | 268679.9948 | 289792.9369 | 314757.5255 | 334206.0251 | 0 | 0 | 0 | 0 | 0 | 0 | 0 | 0 | 0 | 0 | 0 | 0 | 0 | 0 | 0 | 0 | 0 | 0 | 0 | 0 | 0 | 0 | 0 | 0 | 0 | 0 | 0 | 0 | 0 | 0 | 0 | 0 | 0 | 0 | 0 | 0 | 0 | 0 | 0 | 0 | 0 | 0 | 0 | 0 | 0 | 0 | 0 | 0 | 0 | 0 | 0 | 0 | 0 | 0 | 0 | 0 | 0 | 0 | 0 | 0 | 0 | 0.11597 | 0.41395 | 0.83946 | 1.1474 | 1.6809 | 2.535 | 3.9341 | 4.8832 | 6.7893 | 9.3664 | 11.546 | 12.475 | 15.3224 | 18.8516 | 21.8823 | 23.7582 | 26.3799 | 29.3555 | 32.5669 | 34.9785 | 37.8852 | 40.8622 | 44.3824 | 47.1247 | 1995.2433 | 5126.5851 | 7320.7515 | 5298.6652 | 9177.1358 | 14696.0596 | 24070.5819 | 16328.3416 | 32793.1477 | 44339.08 | 37497.8483 | 15984.2902 | 48987 | 60718.5826 | 52142.2595 | 32274.4806 | 45104.7761 | 51193.8984 | 55251.7309 | 41489.6211 | 50008.6375 | 51218.5083 | 60562.3313 | 47180.6881 | 810760.2445 | 0 | 0 | 0 | 0 | 0 | 0 | 0 | 0 | 0 | 0 | 0 | 0 | 0 | 0 | 0 | 0 | 0 | 0 | 0 | 0 | 0.01557% | 0.12808 | 0.45716 | 0.92708 | 1.2672 | 1.8563 | 2.7997 | 4.3448 | 5.3929 | 7.4979 | 10.3441 | 12.7511 | 13.7772 | 16.9217 | 20.8193 | 24.1663 | 26.2381 | 29.1334 | 32.4196 | 35.9662 | 38.6295 | 41.8396 | 45.1274 | 49.0149 | 52.0435
| Com-DDC Energy Management-7P_V5 | Measure InputOutput-New | Updated percent savings for electric and gas savings from 7th Plan workbook Com-EM-7P_V5 to reflect DDC data from: http://sbt.siemens.com/hvp/staefa/press/pr5.asp and Misc: http://www.oee.nrcan.gc.ca/publications/infosource/pub/ici/eii/pdf/m92-242-2002-3E.pdf and http://www.enviro-tec.com/pdf/catalog/spec-gd4.pdf and http://www.lrc.rpi.edu/programs/Futures/LF-BAS/index.asp and http://greenbuildings.santa-monica.org/pdf/cs1.pdf and http://www.iklimnet.com/expert_hvac/building_control.html and http://txspace.tamu.edu/bitstream/handle/1969.1/5293/ESL-IC-06-11-149.pdf;jsessionid=A7133C4E9E20B60C3D236FBD72F9BD1E?sequence=1 | 2020 | New | 2022 | 2045 | PSE | Commercial | Medium Ret | Electric | Per 1,000 Sqft of Floor Area for Buildings receiving Direct Digital Control (DDC) |  |  | Commercial DDC Energy Management-New-Medium Ret |  | 289.3126 | 15 | 352.4375 | 0 |  | 0 | 0 | 0 | 0 | 0 | 0 | 0 | 0 |  | 0 | 0 | 0 | Whole Building | Whole Building | DDC Energy Management | DDC Energy Management | CommVENT | 0.0141% | 100% | 100% | 13.3332 | 0.001 | 2.323% | 6.667% | 85% | 6.8% | 0.2% | 190.2429 | 6.0051 | 19.6248 | 452.3901 | 0 | 0 | 0 | 497.2477 | 44.8576 |  | 0.14723 | 0 | 0.14723 | 09. $0.130 to $0.150 | 0 | 0 | 01. ($9,999.00) to $0.22 | 1 | 0.56022 | 1.4394 | 2.0555 | 1.4877 | 2.5767 | 4.1263 | 6.7585 | 4.5846 | 9.2076 | 12.4494 | 10.5285 | 4.488 | 13.7544 | 17.0484 | 14.6403 | 9.0619 | 12.6644 | 14.3741 | 15.5134 | 11.6493 | 14.0413 | 14.381 | 17.0045 | 13.2472 | 162.0782 | 416.4442 | 594.6814 | 430.4227 | 745.4797 | 1193.7945 | 1955.3084 | 1326.3885 | 2663.8623 | 3601.7648 | 3046.0359 | 1298.4404 | 3979.3259 | 4932.3092 | 4235.6349 | 2621.7298 | 3663.964 | 4158.5974 | 4488.2244 | 3370.2967 | 4062.3159 | 4160.5965 | 4919.6166 | 3832.5951 | 65859.9073 | 162.0782 | 578.5224 | 1173.2038 | 1603.6264 | 2349.1062 | 3542.9007 | 5498.209 | 6824.5975 | 9488.4598 | 13090.2246 | 16136.2605 | 17434.7009 | 21414.0269 | 26346.3361 | 30581.971 | 33203.7008 | 36867.6648 | 41026.2622 | 45514.4865 | 48884.7833 | 52947.0991 | 57107.6956 | 62027.3122 | 65859.9073 | 0 | 0 | 0 | 0 | 0 | 0 | 0 | 0 | 0 | 0 | 0 | 0 | 0 | 0 | 0 | 0 | 0 | 0 | 0 | 0 | 0 | 0 | 0 | 0 | 0 | 0 | 0 | 0 | 0 | 0 | 0 | 0 | 0 | 0 | 0 | 0 | 0 | 0 | 0 | 0 | 0 | 0 | 0 | 0 | 0 | 0 | 0 | 0 | 0 | 0 | 0 | 0 | 0 | 0 | 0 | 0 | 0 | 0 | 0 | 0 | 0 | 0.022854 | 0.081574 | 0.16543 | 0.22612 | 0.33124 | 0.49957 | 0.77527 | 0.9623 | 1.3379 | 1.8458 | 2.2753 | 2.4584 | 3.0195 | 3.715 | 4.3122 | 4.6819 | 5.1985 | 5.7849 | 6.4178 | 6.893 | 7.4658 | 8.0525 | 8.7462 | 9.2866 | 278.5672 | 715.7515 | 1022.0915 | 739.7766 | 1281.2718 | 2051.7999 | 3360.6299 | 2279.692 | 4578.4366 | 6190.4294 | 5235.2864 | 2231.6571 | 6839.3518 | 8477.2643 | 7279.8754 | 4506.0226 | 6297.3326 | 7147.4694 | 7714.0063 | 5792.6004 | 6981.9884 | 7150.9053 | 8455.4492 | 6587.1624 | 113194.8179 | 0 | 0 | 0 | 0 | 0 | 0 | 0 | 0 | 0 | 0 | 0 | 0 | 0 | 0 | 0 | 0 | 0 | 0 | 0 | 0 | 0.01557% | 0.025239 | 0.090089 | 0.18269 | 0.24972 | 0.36581 | 0.55171 | 0.8562 | 1.0627 | 1.4776 | 2.0384 | 2.5128 | 2.715 | 3.3347 | 4.1027 | 4.7623 | 5.1706 | 5.7411 | 6.3887 | 7.0876 | 7.6125 | 8.2451 | 8.893 | 9.6591 | 10.2559
| Com-DDC Energy Management-7P_V5 | Measure InputOutput-New | Updated percent savings for electric and gas savings from 7th Plan workbook Com-EM-7P_V5 to reflect DDC data from: http://sbt.siemens.com/hvp/staefa/press/pr5.asp and Misc: http://www.oee.nrcan.gc.ca/publications/infosource/pub/ici/eii/pdf/m92-242-2002-3E.pdf and http://www.enviro-tec.com/pdf/catalog/spec-gd4.pdf and http://www.lrc.rpi.edu/programs/Futures/LF-BAS/index.asp and http://greenbuildings.santa-monica.org/pdf/cs1.pdf and http://www.iklimnet.com/expert_hvac/building_control.html and http://txspace.tamu.edu/bitstream/handle/1969.1/5293/ESL-IC-06-11-149.pdf;jsessionid=A7133C4E9E20B60C3D236FBD72F9BD1E?sequence=1 | 2020 | New | 2022 | 2045 | PSE | Commercial | Small Ret | Electric | Per 1,000 Sqft of Floor Area for Buildings receiving Direct Digital Control (DDC) |  |  | Commercial DDC Energy Management-New-Small Ret |  | 302.8742 | 15 | 352.4375 | 0 |  | 0 | 0 | 0 | 0 | 0 | 0 | 0 | 0 |  | 0 | 0 | 0 | Whole Building | Whole Building | DDC Energy Management | DDC Energy Management | CommVENT | 0.0141% | 100% | 100% | 2.1703 | 0.001 | 0% | 6.667% | 85% | 6.8% | 0.2% | 199.1606 | 6.2866 | 20.5447 | 452.3901 | 0 | 0 | 0 | 496.0463 | 43.6562 |  | 0.1403 | 0 | 0.1403 | 09. $0.130 to $0.150 | 1 | 0 | 01. ($9,999.00) to $0.22 | 1 | 0 | 0 | 0 | 0 | 0 | 0 | 0 | 0 | 0 | 0 | 0 | 0 | 0 | 0 | 0 | 0 | 0 | 0 | 0 | 0 | 0 | 0 | 0 | 0 | 0 | 0 | 0 | 0 | 0 | 0 | 0 | 0 | 0 | 0 | 0 | 0 | 0 | 0 | 0 | 0 | 0 | 0 | 0 | 0 | 0 | 0 | 0 | 0 | 0 | 0 | 0 | 0 | 0 | 0 | 0 | 0 | 0 | 0 | 0 | 0 | 0 | 0 | 0 | 0 | 0 | 0 | 0 | 0 | 0 | 0 | 0 | 0 | 0 | 0 | 0 | 0 | 0 | 0 | 0 | 0 | 0 | 0 | 0 | 0 | 0 | 0 | 0 | 0 | 0 | 0 | 0 | 0 | 0 | 0 | 0 | 0 | 0 | 0 | 0 | 0 | 0 | 0 | 0 | 0 | 0 | 0 | 0 | 0 | 0 | 0 | 0 | 0 | 0 | 0 | 0 | 0 | 0 | 0 | 0 | 0 | 0 | 0 | 0 | 0 | 0 | 0 | 0 | 0 | 0 | 0 | 0 | 0 | 0 | 0 | 0 | 0 | 0 | 0 | 0 | 0 | 0 | 0 | 0 | 0 | 0 | 0 | 0 | 0 | 0 | 0 | 0 | 0 | 0 | 0 | 0 | 0 | 0 | 0 | 0 | 0 | 0 | 0 | 0 | 0 | 0 | 0 | 0 | 0 | 0 | 0 | 0 | 0 | 0 | 0 | 0 | 0 | 0 | 0 | 0 | 0 | 0 | 0 | 0 | 0 | 0 | 0 | 0 | 0 | 0 | 0 | 0 | 0 | 0 | 0 | 0 | 0 | 0 | 0 | 0 | 0 | 0 | 0 | 0 | 0.01557% | 0 | 0 | 0 | 0 | 0 | 0 | 0 | 0 | 0 | 0 | 0 | 0 | 0 | 0 | 0 | 0 | 0 | 0 | 0 | 0 | 0 | 0 | 0 | 0
| Com-DDC Energy Management-7P_V5 | Measure InputOutput-New | Updated percent savings for electric and gas savings from 7th Plan workbook Com-EM-7P_V5 to reflect DDC data from: http://sbt.siemens.com/hvp/staefa/press/pr5.asp and Misc: http://www.oee.nrcan.gc.ca/publications/infosource/pub/ici/eii/pdf/m92-242-2002-3E.pdf and http://www.enviro-tec.com/pdf/catalog/spec-gd4.pdf and http://www.lrc.rpi.edu/programs/Futures/LF-BAS/index.asp and http://greenbuildings.santa-monica.org/pdf/cs1.pdf and http://www.iklimnet.com/expert_hvac/building_control.html and http://txspace.tamu.edu/bitstream/handle/1969.1/5293/ESL-IC-06-11-149.pdf;jsessionid=A7133C4E9E20B60C3D236FBD72F9BD1E?sequence=1 | 2020 | New | 2022 | 2045 | PSE | Commercial | School K-12 | Electric | Per 1,000 Sqft of Floor Area for Buildings receiving Direct Digital Control (DDC) |  |  | Commercial DDC Energy Management-New-School K-12 |  | 252.458 | 15 | 352.4375 | 0 |  | 0 | 0 | 0 | 0 | 0 | 0 | 0 | 0 |  | 0 | 0 | 0 | Whole Building | Whole Building | DDC Energy Management | DDC Energy Management | CommVENT | 0.0141% | 100% | 100% | 36.55 | 0.001 | 27.8% | 6.667% | 85% | 6.8% | 0.2% | 166.0085 | 5.2401 | 17.1249 | 452.3901 | 0 | 0 | 0 | 500.5126 | 48.1225 |  | 0.16983 | 0 | 0.16983 | 10. $0.150 to $0.175 | 0 | 0 | 01. ($9,999.00) to $0.22 | 1 | 8.0704 | 21.1699 | 29.5972 | 18.1345 | 33.875 | 56.887 | 97.6191 | 58.652 | 132.5775 | 184.0394 | 150.4881 | 49.2435 | 202.283 | 256.7175 | 216.9735 | 124.6691 | 184.5667 | 213.0846 | 232.1464 | 168.2589 | 208.0847 | 213.887 | 257.5503 | 195.4302 | 2037.4314 | 5344.5193 | 7472.0411 | 4578.1938 | 8552.0059 | 14361.5911 | 24644.7168 | 14807.1603 | 33470.2536 | 46462.234 | 37991.922 | 12431.9218 | 51067.9753 | 64810.4062 | 54776.706 | 31473.7058 | 46595.3503 | 53794.9252 | 58607.2133 | 42478.3076 | 52532.6578 | 53997.495 | 65020.6524 | 49337.9334 | 836647.3193 | 2037.4314 | 7381.9507 | 14853.9918 | 19432.1856 | 27984.1915 | 42345.7826 | 66990.4994 | 81797.6598 | 115267.9133 | 161730.1473 | 199722.0693 | 212153.9911 | 263221.9664 | 328032.3726 | 382809.0786 | 414282.7844 | 460878.1347 | 514673.0599 | 573280.2732 | 615758.5807 | 668291.2386 | 722288.7335 | 787309.3859 | 836647.3193 | 0 | 0 | 0 | 0 | 0 | 0 | 0 | 0 | 0 | 0 | 0 | 0 | 0 | 0 | 0 | 0 | 0 | 0 | 0 | 0 | 0 | 0 | 0 | 0 | 0 | 0 | 0 | 0 | 0 | 0 | 0 | 0 | 0 | 0 | 0 | 0 | 0 | 0 | 0 | 0 | 0 | 0 | 0 | 0 | 0 | 0 | 0 | 0 | 0 | 0 | 0 | 0 | 0 | 0 | 0 | 0 | 0 | 0 | 0 | 0 | 0 | 0.28729 | 1.0409 | 2.0945 | 2.74 | 3.9459 | 5.971 | 9.446 | 11.5339 | 16.2533 | 22.8047 | 28.1618 | 29.9148 | 37.1156 | 46.2542 | 53.978 | 58.4159 | 64.9861 | 72.5714 | 80.8353 | 86.825 | 94.2323 | 101.8463 | 111.0145 | 117.9714 | 4039.3254 | 10595.8182 | 14813.753 | 9076.5335 | 16954.8457 | 28472.6838 | 48859.5742 | 29356.0504 | 66356.7105 | 92114.0619 | 75321.1794 | 24647.0029 | 101245.2102 | 128490.373 | 108597.9828 | 62398.4394 | 92377.9728 | 106651.5457 | 116192.1847 | 84215.6978 | 104149.0278 | 107053.152 | 128907.1982 | 97815.3021 | 1658701.625 | 0 | 0 | 0 | 0 | 0 | 0 | 0 | 0 | 0 | 0 | 0 | 0 | 0 | 0 | 0 | 0 | 0 | 0 | 0 | 0 | 0.01557% | 0.31727 | 1.1495 | 2.3131 | 3.026 | 4.3578 | 6.5942 | 10.4319 | 12.7378 | 17.9498 | 25.1851 | 31.1013 | 33.0372 | 40.9897 | 51.0821 | 59.6121 | 64.5133 | 71.7692 | 80.1463 | 89.2728 | 95.8876 | 104.0682 | 112.4768 | 122.602 | 130.285
| Com-DDC Energy Management-7P_V5 | Measure InputOutput-New | Updated percent savings for electric and gas savings from 7th Plan workbook Com-EM-7P_V5 to reflect DDC data from: http://sbt.siemens.com/hvp/staefa/press/pr5.asp and Misc: http://www.oee.nrcan.gc.ca/publications/infosource/pub/ici/eii/pdf/m92-242-2002-3E.pdf and http://www.enviro-tec.com/pdf/catalog/spec-gd4.pdf and http://www.lrc.rpi.edu/programs/Futures/LF-BAS/index.asp and http://greenbuildings.santa-monica.org/pdf/cs1.pdf and http://www.iklimnet.com/expert_hvac/building_control.html and http://txspace.tamu.edu/bitstream/handle/1969.1/5293/ESL-IC-06-11-149.pdf;jsessionid=A7133C4E9E20B60C3D236FBD72F9BD1E?sequence=1 | 2020 | New | 2022 | 2045 | PSE | Commercial | University | Electric | Per 1,000 Sqft of Floor Area for Buildings receiving Direct Digital Control (DDC) |  |  | Commercial DDC Energy Management-New-University |  | 415.3342 | 15 | 352.4375 | 0 |  | 0 | 0 | 0 | 0 | 0 | 0 | 0 | 0 |  | 0 | 0 | 0 | Whole Building | Whole Building | DDC Energy Management | DDC Energy Management | CommVENT | 0.0141% | 100% | 100% | 121.328 | 0.001 | 74.65% | 6.667% | 85% | 6.8% | 0.2% | 273.1108 | 8.6208 | 28.1732 | 452.3901 | 0 | 0 | 0 | 486.0836 | 33.6935 |  | 0.10026 | 0 | 0.10026 | 07. $0.085 to $0.115 | 1 | 0 | 01. ($9,999.00) to $0.22 | 1 | 2.318 | 6.0638 | 8.5022 | 5.3386 | 9.8588 | 16.4433 | 28.035 | 17.1435 | 38.0942 | 52.6929 | 43.2883 | 14.7655 | 57.963 | 73.3281 | 62.1114 | 36.0665 | 52.9606 | 61.002 | 66.3756 | 48.3477 | 59.5793 | 61.2122 | 73.5264 | 55.9972 | 962.7473 | 2518.5086 | 3531.2673 | 2217.306 | 4094.6927 | 6829.446 | 11643.9139 | 7120.2888 | 15821.8178 | 21885.179 | 17979.1139 | 6132.6188 | 24074.0137 | 30455.6553 | 25796.995 | 14979.6531 | 21996.3681 | 25336.2145 | 27568.0539 | 20080.4515 | 24745.3035 | 25423.5059 | 30538.0224 | 23257.5317 | 394988.6687 | 962.7473 | 3481.2559 | 7012.5231 | 9229.8292 | 13324.5218 | 20153.9678 | 31797.8817 | 38918.1705 | 54739.9883 | 76625.1674 | 94604.2813 | 100736.9001 | 124810.9138 | 155266.5691 | 181063.5641 | 196043.2172 | 218039.5853 | 243375.7998 | 270943.8537 | 291024.3052 | 315769.6087 | 341193.1146 | 371731.137 | 394988.6687 | 0 | 0 | 0 | 0 | 0 | 0 | 0 | 0 | 0 | 0 | 0 | 0 | 0 | 0 | 0 | 0 | 0 | 0 | 0 | 0 | 0 | 0 | 0 | 0 | 0 | 0 | 0 | 0 | 0 | 0 | 0 | 0 | 0 | 0 | 0 | 0 | 0 | 0 | 0 | 0 | 0 | 0 | 0 | 0 | 0 | 0 | 0 | 0 | 0 | 0 | 0 | 0 | 0 | 0 | 0 | 0 | 0 | 0 | 0 | 0 | 0 | 0.13575 | 0.49087 | 0.9888 | 1.3015 | 1.8788 | 2.8418 | 4.4837 | 5.4877 | 7.7186 | 10.8045 | 13.3397 | 14.2044 | 17.599 | 21.8933 | 25.5309 | 27.6431 | 30.7447 | 34.3172 | 38.2044 | 41.0359 | 44.5251 | 48.1099 | 52.4159 | 55.6953 | 1126.745 | 2947.5198 | 4132.7953 | 2595.0094 | 4792.1965 | 7992.7969 | 13627.3777 | 8333.1829 | 18516.9599 | 25613.1746 | 21041.7371 | 7177.2699 | 28174.8627 | 35643.5748 | 30191.3425 | 17531.338 | 25743.304 | 29652.0711 | 32264.0896 | 23501.0236 | 28960.5024 | 29754.2321 | 35739.9726 | 27219.2984 | 462272.3769 | 0 | 0 | 0 | 0 | 0 | 0 | 0 | 0 | 0 | 0 | 0 | 0 | 0 | 0 | 0 | 0 | 0 | 0 | 0 | 0 | 0.01557% | 0.14992 | 0.54211 | 1.092 | 1.4373 | 2.0749 | 3.1384 | 4.9517 | 6.0604 | 8.5243 | 11.9323 | 14.732 | 15.687 | 19.4359 | 24.1785 | 28.1957 | 30.5284 | 33.9537 | 37.8992 | 42.1921 | 45.3191 | 49.1725 | 53.1315 | 57.887 | 61.5087
| Com-DDC Energy Management-7P_V5 | Measure InputOutput-New | Updated percent savings for electric and gas savings from 7th Plan workbook Com-EM-7P_V5 to reflect DDC data from: http://sbt.siemens.com/hvp/staefa/press/pr5.asp and Misc: http://www.oee.nrcan.gc.ca/publications/infosource/pub/ici/eii/pdf/m92-242-2002-3E.pdf and http://www.enviro-tec.com/pdf/catalog/spec-gd4.pdf and http://www.lrc.rpi.edu/programs/Futures/LF-BAS/index.asp and http://greenbuildings.santa-monica.org/pdf/cs1.pdf and http://www.iklimnet.com/expert_hvac/building_control.html and http://txspace.tamu.edu/bitstream/handle/1969.1/5293/ESL-IC-06-11-149.pdf;jsessionid=A7133C4E9E20B60C3D236FBD72F9BD1E?sequence=1 | 2020 | New | 2022 | 2045 | PSE | Commercial | Warehouse | Electric | Per 1,000 Sqft of Floor Area for Buildings receiving Direct Digital Control (DDC) |  |  | Commercial DDC Energy Management-New-Warehouse |  | 42.0951 | 15 | 352.4375 | 0 |  | 0 | 0 | 0 | 0 | 0 | 0 | 0 | 0 |  | 0 | 0 | 0 | Whole Building | Whole Building | DDC Energy Management | DDC Energy Management | CommVENT | 0.0141% | 100% | 100% | 34.3139 | 0.001 | 0% | 6.667% | 85% | 6.8% | 0.2% | 27.6804 | 0.87374 | 2.8554 | 452.3901 | 0 | 0 | 0 | 519.1485 | 66.7583 |  | 1.0565 | 0 | 1.0565 | 13. $0.225 to $99,999.000 | 0 | 0 | 01. ($9,999.00) to $0.22 | 1 | 0 | 0 | 0 | 0 | 0 | 0 | 0 | 0 | 0 | 0 | 0 | 0 | 0 | 0 | 0 | 0 | 0 | 0 | 0 | 0 | 0 | 0 | 0 | 0 | 0 | 0 | 0 | 0 | 0 | 0 | 0 | 0 | 0 | 0 | 0 | 0 | 0 | 0 | 0 | 0 | 0 | 0 | 0 | 0 | 0 | 0 | 0 | 0 | 0 | 0 | 0 | 0 | 0 | 0 | 0 | 0 | 0 | 0 | 0 | 0 | 0 | 0 | 0 | 0 | 0 | 0 | 0 | 0 | 0 | 0 | 0 | 0 | 0 | 0 | 0 | 0 | 0 | 0 | 0 | 0 | 0 | 0 | 0 | 0 | 0 | 0 | 0 | 0 | 0 | 0 | 0 | 0 | 0 | 0 | 0 | 0 | 0 | 0 | 0 | 0 | 0 | 0 | 0 | 0 | 0 | 0 | 0 | 0 | 0 | 0 | 0 | 0 | 0 | 0 | 0 | 0 | 0 | 0 | 0 | 0 | 0 | 0 | 0 | 0 | 0 | 0 | 0 | 0 | 0 | 0 | 0 | 0 | 0 | 0 | 0 | 0 | 0 | 0 | 0 | 0 | 0 | 0 | 0 | 0 | 0 | 0 | 0 | 0 | 0 | 0 | 0 | 0 | 0 | 0 | 0 | 0 | 0 | 0 | 0 | 0 | 0 | 0 | 0 | 0 | 0 | 0 | 0 | 0 | 0 | 0 | 0 | 0 | 0 | 0 | 0 | 0 | 0 | 0 | 0 | 0 | 0 | 0 | 0 | 0 | 0 | 0 | 0 | 0 | 0 | 0 | 0 | 0 | 0 | 0 | 0 | 0 | 0 | 0 | 0 | 0 | 0 | 0 | 0 | 0.01557% | 0 | 0 | 0 | 0 | 0 | 0 | 0 | 0 | 0 | 0 | 0 | 0 | 0 | 0 | 0 | 0 | 0 | 0 | 0 | 0 | 0 | 0 | 0 | 0
| Com-DDC Energy Management-7P_V5 | Measure InputOutput-New | Updated percent savings for electric and gas savings from 7th Plan workbook Com-EM-7P_V5 to reflect DDC data from: http://sbt.siemens.com/hvp/staefa/press/pr5.asp and Misc: http://www.oee.nrcan.gc.ca/publications/infosource/pub/ici/eii/pdf/m92-242-2002-3E.pdf and http://www.enviro-tec.com/pdf/catalog/spec-gd4.pdf and http://www.lrc.rpi.edu/programs/Futures/LF-BAS/index.asp and http://greenbuildings.santa-monica.org/pdf/cs1.pdf and http://www.iklimnet.com/expert_hvac/building_control.html and http://txspace.tamu.edu/bitstream/handle/1969.1/5293/ESL-IC-06-11-149.pdf;jsessionid=A7133C4E9E20B60C3D236FBD72F9BD1E?sequence=1 | 2020 | New | 2022 | 2045 | PSE | Commercial | Supermarket | Electric | Per 1,000 Sqft of Floor Area for Buildings receiving Direct Digital Control (DDC) |  |  | Commercial DDC Energy Management-New-Supermarket |  | 362.4248 | 15 | 352.4375 | 0 |  | 0 | 0 | 0 | 0 | 0 | 0 | 0 | 0 |  | 0 | 0 | 0 | Whole Building | Whole Building | DDC Energy Management | DDC Energy Management | CommVENT | 0.0141% | 100% | 100% | 49.7337 | 0.001 | 6.44% | 6.667% | 85% | 6.8% | 0.2% | 238.3193 | 7.5226 | 24.5842 | 452.3901 | 0 | 0 | 0 | 490.7708 | 38.3807 |  | 0.116 | 0 | 0.116 | 08. $0.115 to $0.130 | 1 | 0 | 01. ($9,999.00) to $0.22 | 1 | 1.0456 | 2.6843 | 3.8365 | 2.7943 | 4.8263 | 7.7146 | 12.6119 | 8.5951 | 17.1838 | 23.2084 | 19.6542 | 8.4556 | 25.6457 | 31.7559 | 27.2881 | 16.9399 | 23.6205 | 26.7904 | 28.9024 | 21.734 | 26.1694 | 26.7983 | 31.6632 | 24.693 | 378.9645 | 972.8544 | 1390.4404 | 1012.7141 | 1749.1832 | 2795.9584 | 4570.8722 | 3115.0688 | 6227.8283 | 8411.3158 | 7123.1724 | 3064.517 | 9294.6337 | 11509.1222 | 9889.9009 | 6139.4576 | 8560.6719 | 9709.5151 | 10474.9623 | 7876.9571 | 9484.4446 | 9712.358 | 11475.5314 | 8949.3506 | 153889.7951 | 378.9645 | 1351.8189 | 2742.2593 | 3754.9733 | 5504.1566 | 8300.115 | 12870.9872 | 15986.056 | 22213.8844 | 30625.2002 | 37748.3726 | 40812.8897 | 50107.5234 | 61616.6456 | 71506.5465 | 77646.004 | 86206.6759 | 95916.1911 | 106391.1534 | 114268.1105 | 123752.5551 | 133464.9131 | 144940.4444 | 153889.7951 | 0 | 0 | 0 | 0 | 0 | 0 | 0 | 0 | 0 | 0 | 0 | 0 | 0 | 0 | 0 | 0 | 0 | 0 | 0 | 0 | 0 | 0 | 0 | 0 | 0 | 0 | 0 | 0 | 0 | 0 | 0 | 0 | 0 | 0 | 0 | 0 | 0 | 0 | 0 | 0 | 0 | 0 | 0 | 0 | 0 | 0 | 0 | 0 | 0 | 0 | 0 | 0 | 0 | 0 | 0 | 0 | 0 | 0 | 0 | 0 | 0 | 0.053436 | 0.19061 | 0.38667 | 0.52947 | 0.77611 | 1.1704 | 1.8149 | 2.2541 | 3.1323 | 4.3183 | 5.3227 | 5.7548 | 7.0654 | 8.6882 | 10.0828 | 10.9485 | 12.1556 | 13.5247 | 15.0017 | 16.1124 | 17.4497 | 18.8192 | 20.4373 | 21.6992 | 513.1677 | 1317.3725 | 1882.8388 | 1371.3478 | 2368.6237 | 3786.0946 | 6189.5609 | 4218.212 | 8433.2969 | 11390.0256 | 9645.7103 | 4149.7583 | 12586.1539 | 15584.862 | 13392.2237 | 8313.6313 | 11592.2733 | 13147.9578 | 14184.4738 | 10666.4337 | 12843.1827 | 13151.8074 | 15539.3755 | 12118.5953 | 208386.9796 | 0 | 0 | 0 | 0 | 0 | 0 | 0 | 0 | 0 | 0 | 0 | 0 | 0 | 0 | 0 | 0 | 0 | 0 | 0 | 0 | 0.01557% | 0.059013 | 0.21051 | 0.42703 | 0.58473 | 0.85712 | 1.2925 | 2.0043 | 2.4894 | 3.4592 | 4.769 | 5.8783 | 6.3555 | 7.8029 | 9.5951 | 11.1352 | 12.0913 | 13.4243 | 14.9363 | 16.5675 | 17.7941 | 19.2711 | 20.7835 | 22.5705 | 23.9641
| Com-DDC Energy Management-7P_V5 | Measure InputOutput-New | Updated percent savings for electric and gas savings from 7th Plan workbook Com-EM-7P_V5 to reflect DDC data from: http://sbt.siemens.com/hvp/staefa/press/pr5.asp and Misc: http://www.oee.nrcan.gc.ca/publications/infosource/pub/ici/eii/pdf/m92-242-2002-3E.pdf and http://www.enviro-tec.com/pdf/catalog/spec-gd4.pdf and http://www.lrc.rpi.edu/programs/Futures/LF-BAS/index.asp and http://greenbuildings.santa-monica.org/pdf/cs1.pdf and http://www.iklimnet.com/expert_hvac/building_control.html and http://txspace.tamu.edu/bitstream/handle/1969.1/5293/ESL-IC-06-11-149.pdf;jsessionid=A7133C4E9E20B60C3D236FBD72F9BD1E?sequence=1 | 2020 | New | 2022 | 2045 | PSE | Commercial | MiniMart | Electric | Per 1,000 Sqft of Floor Area for Buildings receiving Direct Digital Control (DDC) |  |  | Commercial DDC Energy Management-New-MiniMart |  | 481.6435 | 15 | 352.4375 | 0 |  | 0 | 0 | 0 | 0 | 0 | 0 | 0 | 0 |  | 0 | 0 | 0 | Whole Building | Whole Building | DDC Energy Management | DDC Energy Management | CommVENT | 0.0141% | 100% | 100% | 2.1159 | 0.001 | 0% | 6.667% | 85% | 6.8% | 0.2% | 316.7137 | 9.9972 | 32.6711 | 452.3901 | 0 | 0 | 0 | 480.2094 | 27.8192 |  | 0.085409 | 0 | 0.085409 | 07. $0.085 to $0.115 | 1 | 0 | 01. ($9,999.00) to $0.22 | 1 | 0 | 0 | 0 | 0 | 0 | 0 | 0 | 0 | 0 | 0 | 0 | 0 | 0 | 0 | 0 | 0 | 0 | 0 | 0 | 0 | 0 | 0 | 0 | 0 | 0 | 0 | 0 | 0 | 0 | 0 | 0 | 0 | 0 | 0 | 0 | 0 | 0 | 0 | 0 | 0 | 0 | 0 | 0 | 0 | 0 | 0 | 0 | 0 | 0 | 0 | 0 | 0 | 0 | 0 | 0 | 0 | 0 | 0 | 0 | 0 | 0 | 0 | 0 | 0 | 0 | 0 | 0 | 0 | 0 | 0 | 0 | 0 | 0 | 0 | 0 | 0 | 0 | 0 | 0 | 0 | 0 | 0 | 0 | 0 | 0 | 0 | 0 | 0 | 0 | 0 | 0 | 0 | 0 | 0 | 0 | 0 | 0 | 0 | 0 | 0 | 0 | 0 | 0 | 0 | 0 | 0 | 0 | 0 | 0 | 0 | 0 | 0 | 0 | 0 | 0 | 0 | 0 | 0 | 0 | 0 | 0 | 0 | 0 | 0 | 0 | 0 | 0 | 0 | 0 | 0 | 0 | 0 | 0 | 0 | 0 | 0 | 0 | 0 | 0 | 0 | 0 | 0 | 0 | 0 | 0 | 0 | 0 | 0 | 0 | 0 | 0 | 0 | 0 | 0 | 0 | 0 | 0 | 0 | 0 | 0 | 0 | 0 | 0 | 0 | 0 | 0 | 0 | 0 | 0 | 0 | 0 | 0 | 0 | 0 | 0 | 0 | 0 | 0 | 0 | 0 | 0 | 0 | 0 | 0 | 0 | 0 | 0 | 0 | 0 | 0 | 0 | 0 | 0 | 0 | 0 | 0 | 0 | 0 | 0 | 0 | 0 | 0 | 0 | 0.01557% | 0 | 0 | 0 | 0 | 0 | 0 | 0 | 0 | 0 | 0 | 0 | 0 | 0 | 0 | 0 | 0 | 0 | 0 | 0 | 0 | 0 | 0 | 0 | 0
| Com-DDC Energy Management-7P_V5 | Measure InputOutput-New | Updated percent savings for electric and gas savings from 7th Plan workbook Com-EM-7P_V5 to reflect DDC data from: http://sbt.siemens.com/hvp/staefa/press/pr5.asp and Misc: http://www.oee.nrcan.gc.ca/publications/infosource/pub/ici/eii/pdf/m92-242-2002-3E.pdf and http://www.enviro-tec.com/pdf/catalog/spec-gd4.pdf and http://www.lrc.rpi.edu/programs/Futures/LF-BAS/index.asp and http://greenbuildings.santa-monica.org/pdf/cs1.pdf and http://www.iklimnet.com/expert_hvac/building_control.html and http://txspace.tamu.edu/bitstream/handle/1969.1/5293/ESL-IC-06-11-149.pdf;jsessionid=A7133C4E9E20B60C3D236FBD72F9BD1E?sequence=1 | 2020 | New | 2022 | 2045 | PSE | Commercial | Restaurant | Electric | Per 1,000 Sqft of Floor Area for Buildings receiving Direct Digital Control (DDC) |  |  | Commercial DDC Energy Management-New-Restaurant |  | 545.5487 | 15 | 352.4375 | 0 |  | 0 | 0 | 0 | 0 | 0 | 0 | 0 | 0 |  | 0 | 0 | 0 | Whole Building | Whole Building | DDC Energy Management | DDC Energy Management | CommVENT | 0.0141% | 100% | 100% | 9.7266 | 0.001 | 2.068% | 6.667% | 85% | 6.8% | 0.2% | 358.7358 | 11.3236 | 37.0059 | 452.3901 | 0 | 0 | 0 | 474.5481 | 22.158 |  | 0.074515 | 0 | 0.074515 | 05. $0.070 to $0.077 | 1 | 0 | 01. ($9,999.00) to $0.22 | 1 | 0.39631 | 0.99065 | 1.4511 | 1.2454 | 2.0059 | 3.0507 | 4.7288 | 3.6432 | 6.45 | 8.4357 | 7.4193 | 3.9993 | 9.348 | 11.2405 | 9.8359 | 6.609 | 8.6598 | 9.6228 | 10.2581 | 8.0175 | 9.3733 | 9.5496 | 11.039 | 8.8606 | 216.2038 | 540.4471 | 791.6664 | 679.4274 | 1094.3065 | 1664.2848 | 2579.7815 | 1987.564 | 3518.7639 | 4602.1089 | 4047.5781 | 2181.7909 | 5099.8121 | 6132.2618 | 5365.949 | 3605.5271 | 4724.3339 | 5249.6879 | 5596.2998 | 4373.9558 | 5113.6092 | 5209.7946 | 6022.2971 | 4833.901 | 85231.3526 | 216.2038 | 756.6509 | 1548.3173 | 2227.7447 | 3322.0512 | 4986.336 | 7566.1175 | 9553.6815 | 13072.4454 | 17674.5544 | 21722.1325 | 23903.9233 | 29003.7355 | 35135.9973 | 40501.9462 | 44107.4733 | 48831.8071 | 54081.4951 | 59677.7949 | 64051.7507 | 69165.3599 | 74375.1545 | 80397.4516 | 85231.3526 | 0 | 0 | 0 | 0 | 0 | 0 | 0 | 0 | 0 | 0 | 0 | 0 | 0 | 0 | 0 | 0 | 0 | 0 | 0 | 0 | 0 | 0 | 0 | 0 | 0 | 0 | 0 | 0 | 0 | 0 | 0 | 0 | 0 | 0 | 0 | 0 | 0 | 0 | 0 | 0 | 0 | 0 | 0 | 0 | 0 | 0 | 0 | 0 | 0 | 0 | 0 | 0 | 0 | 0 | 0 | 0 | 0 | 0 | 0 | 0 | 0 | 0.030486 | 0.10669 | 0.21832 | 0.31412 | 0.46843 | 0.7031 | 1.0669 | 1.3471 | 1.8433 | 2.4922 | 3.0629 | 3.3706 | 4.0897 | 4.9543 | 5.711 | 6.2194 | 6.8855 | 7.6258 | 8.4149 | 9.0316 | 9.7527 | 10.4873 | 11.3364 | 12.018 | 188.0659 | 470.1104 | 688.6347 | 591.0031 | 951.8876 | 1447.6858 | 2244.0349 | 1728.8918 | 3060.8131 | 4003.1658 | 3520.8046 | 1897.8409 | 4436.0952 | 5334.1763 | 4667.5956 | 3136.2844 | 4109.4837 | 4566.4654 | 4867.9674 | 3804.7057 | 4448.0967 | 4531.764 | 5238.5231 | 4204.7912 | 74138.8872 | 0 | 0 | 0 | 0 | 0 | 0 | 0 | 0 | 0 | 0 | 0 | 0 | 0 | 0 | 0 | 0 | 0 | 0 | 0 | 0 | 0.01557% | 0.033668 | 0.11783 | 0.24111 | 0.34691 | 0.51732 | 0.77649 | 1.1782 | 1.4877 | 2.0357 | 2.7523 | 3.3826 | 3.7224 | 4.5165 | 5.4715 | 6.3071 | 6.8685 | 7.6042 | 8.4217 | 9.2932 | 9.9743 | 10.7706 | 11.5819 | 12.5197 | 13.2725
| Com-DDC Energy Management-7P_V5 | Measure InputOutput-New | Updated percent savings for electric and gas savings from 7th Plan workbook Com-EM-7P_V5 to reflect DDC data from: http://sbt.siemens.com/hvp/staefa/press/pr5.asp and Misc: http://www.oee.nrcan.gc.ca/publications/infosource/pub/ici/eii/pdf/m92-242-2002-3E.pdf and http://www.enviro-tec.com/pdf/catalog/spec-gd4.pdf and http://www.lrc.rpi.edu/programs/Futures/LF-BAS/index.asp and http://greenbuildings.santa-monica.org/pdf/cs1.pdf and http://www.iklimnet.com/expert_hvac/building_control.html and http://txspace.tamu.edu/bitstream/handle/1969.1/5293/ESL-IC-06-11-149.pdf;jsessionid=A7133C4E9E20B60C3D236FBD72F9BD1E?sequence=1 | 2020 | New | 2022 | 2045 | PSE | Commercial | Lodging | Electric | Per 1,000 Sqft of Floor Area for Buildings receiving Direct Digital Control (DDC) |  |  | Commercial DDC Energy Management-New-Lodging |  | 1249.0742 | 15 | 352.4375 | 0 |  | 0 | 0 | 0 | 0 | 0 | 0 | 0 | 0 |  | 0 | 0 | 0 | Whole Building | Whole Building | DDC Energy Management | DDC Energy Management | CommVENT | 0.0141% | 100% | 100% | 31.3854 | 0.001 | 7.142% | 6.667% | 85% | 6.8% | 0.2% | 821.3522 | 25.9262 | 84.7278 | 452.3901 | 0 | 0 | 0 | 412.2235 | -40.1666 |  | 0.028271 | 0 | 0.028271 | 02. $0.028 to $0.055 | 1 | 0 | 01. ($9,999.00) to $0.22 | 1 | 0.83417 | 2.1582 | 3.0607 | 2.1044 | 3.7286 | 6.0605 | 10.0769 | 6.5823 | 13.7168 | 18.7077 | 15.6502 | 6.1751 | 20.6381 | 25.7813 | 22.0256 | 13.3153 | 18.9522 | 21.6312 | 23.4188 | 17.3874 | 21.1325 | 21.6704 | 25.7772 | 19.9126 | 1041.937 | 2695.7313 | 3822.9978 | 2628.5838 | 4657.2851 | 7570.0646 | 12586.8086 | 8221.8317 | 17133.2723 | 23367.3032 | 19548.2591 | 7713.1753 | 25778.4637 | 32202.7706 | 27511.5517 | 16631.8076 | 23672.7212 | 27018.9672 | 29251.8746 | 21718.2142 | 26396.0338 | 27067.9004 | 32197.6572 | 24872.2946 | 425307.5063 | 1041.937 | 3737.6683 | 7560.666 | 10189.2498 | 14846.5349 | 22416.5995 | 35003.408 | 43225.2398 | 60358.5121 | 83725.8153 | 103274.0744 | 110987.2497 | 136765.7134 | 168968.484 | 196480.0357 | 213111.8432 | 236784.5644 | 263803.5316 | 293055.4062 | 314773.6204 | 341169.6542 | 368237.5546 | 400435.2117 | 425307.5063 | 0 | 0 | 0 | 0 | 0 | 0 | 0 | 0 | 0 | 0 | 0 | 0 | 0 | 0 | 0 | 0 | 0 | 0 | 0 | 0 | 0 | 0 | 0 | 0 | 0 | 0 | 0 | 0 | 0 | 0 | 0 | 0 | 0 | 0 | 0 | 0 | 0 | 0 | 0 | 0 | 0 | 0 | 0 | 0 | 0 | 0 | 0 | 0 | 0 | 0 | 0 | 0 | 0 | 0 | 0 | 0 | 0 | 0 | 0 | 0 | 0 | 0.14692 | 0.52703 | 1.0661 | 1.4367 | 2.0934 | 3.1609 | 4.9357 | 6.095 | 8.5108 | 11.8058 | 14.5622 | 15.6497 | 19.2846 | 23.8254 | 27.7046 | 30.0498 | 33.3878 | 37.1976 | 41.3222 | 44.3846 | 48.1066 | 51.9233 | 56.4633 | 59.9704 | 343.8634 | 889.654 | 1261.6782 | 867.4938 | 1537.0124 | 2498.2974 | 4153.9396 | 2713.3957 | 5654.3785 | 7711.7536 | 6451.3803 | 2545.5273 | 8507.4927 | 10627.6635 | 9079.4521 | 5488.8834 | 7812.5487 | 8916.8877 | 9653.7991 | 7167.5159 | 8711.3052 | 8933.0368 | 10625.9759 | 8208.4358 | 140361.3712 | 0 | 0 | 0 | 0 | 0 | 0 | 0 | 0 | 0 | 0 | 0 | 0 | 0 | 0 | 0 | 0 | 0 | 0 | 0 | 0 | 0.01557% | 0.16225 | 0.58204 | 1.1774 | 1.5867 | 2.3119 | 3.4908 | 5.4508 | 6.7312 | 9.3992 | 13.038 | 16.0821 | 17.2832 | 21.2975 | 26.3122 | 30.5964 | 33.1864 | 36.8728 | 41.0802 | 45.6354 | 49.0174 | 53.1279 | 57.343 | 62.3569 | 66.2301
| Com-DDC Energy Management-7P_V5 | Measure InputOutput-New | Updated percent savings for electric and gas savings from 7th Plan workbook Com-EM-7P_V5 to reflect DDC data from: http://sbt.siemens.com/hvp/staefa/press/pr5.asp and Misc: http://www.oee.nrcan.gc.ca/publications/infosource/pub/ici/eii/pdf/m92-242-2002-3E.pdf and http://www.enviro-tec.com/pdf/catalog/spec-gd4.pdf and http://www.lrc.rpi.edu/programs/Futures/LF-BAS/index.asp and http://greenbuildings.santa-monica.org/pdf/cs1.pdf and http://www.iklimnet.com/expert_hvac/building_control.html and http://txspace.tamu.edu/bitstream/handle/1969.1/5293/ESL-IC-06-11-149.pdf;jsessionid=A7133C4E9E20B60C3D236FBD72F9BD1E?sequence=1 | 2020 | New | 2022 | 2045 | PSE | Commercial | Hospital | Electric | Per 1,000 Sqft of Floor Area for Buildings receiving Direct Digital Control (DDC) |  |  | Commercial DDC Energy Management-New-Hospital |  | 426.0992 | 15 | 352.4375 | 0 |  | 0 | 0 | 0 | 0 | 0 | 0 | 0 | 0 |  | 0 | 0 | 0 | Whole Building | Whole Building | DDC Energy Management | DDC Energy Management | CommVENT | 0.0141% | 100% | 100% | 80.9786 | 0.001 | 81.93% | 6.667% | 85% | 6.8% | 0.2% | 280.1895 | 8.8443 | 28.9034 | 452.3901 | 0 | 0 | 0 | 485.13 | 32.7399 |  | 0.097532 | 0 | 0.097532 | 07. $0.085 to $0.115 | 1 | 0 | 01. ($9,999.00) to $0.22 | 1 | 2.2695 | 5.8534 | 8.3274 | 5.8636 | 10.2795 | 16.594 | 27.4014 | 18.2144 | 37.3145 | 50.6908 | 42.618 | 17.4367 | 55.9609 | 69.6586 | 59.6521 | 36.456 | 51.4541 | 58.5779 | 63.3288 | 47.2645 | 57.2263 | 58.6504 | 69.5756 | 53.9553 | 967.0479 | 2494.131 | 3548.2873 | 2498.465 | 4380.0822 | 7070.6768 | 11675.7231 | 7761.137 | 15899.6736 | 21599.3074 | 18159.5084 | 7429.7476 | 23844.8938 | 29681.4862 | 25417.6991 | 15533.8789 | 21924.5646 | 24959.9913 | 26984.3699 | 20139.3473 | 24384.0914 | 24990.8851 | 29646.0918 | 22990.3129 | 393981.3995 | 967.0479 | 3461.1789 | 7009.4662 | 9507.9311 | 13888.0133 | 20958.6902 | 32634.4133 | 40395.5503 | 56295.2239 | 77894.5312 | 96054.0397 | 103483.7873 | 127328.6811 | 157010.1673 | 182427.8664 | 197961.7453 | 219886.3099 | 244846.3012 | 271830.6711 | 291970.0184 | 316354.1098 | 341344.9949 | 370991.0866 | 393981.3995 | 0 | 0 | 0 | 0 | 0 | 0 | 0 | 0 | 0 | 0 | 0 | 0 | 0 | 0 | 0 | 0 | 0 | 0 | 0 | 0 | 0 | 0 | 0 | 0 | 0 | 0 | 0 | 0 | 0 | 0 | 0 | 0 | 0 | 0 | 0 | 0 | 0 | 0 | 0 | 0 | 0 | 0 | 0 | 0 | 0 | 0 | 0 | 0 | 0 | 0 | 0 | 0 | 0 | 0 | 0 | 0 | 0 | 0 | 0 | 0 | 0 | 0.13636 | 0.48804 | 0.98837 | 1.3407 | 1.9583 | 2.9553 | 4.6016 | 5.696 | 7.9379 | 10.9835 | 13.5441 | 14.5917 | 17.954 | 22.1392 | 25.7232 | 27.9136 | 31.005 | 34.5245 | 38.3295 | 41.1692 | 44.6075 | 48.1313 | 52.3116 | 55.5533 | 1101.0204 | 2839.6617 | 4039.8582 | 2844.5961 | 4986.8879 | 8050.2308 | 13293.2488 | 8836.3457 | 18102.3749 | 24591.6218 | 20675.2817 | 8459.0464 | 27148.3062 | 33793.4856 | 28939.0041 | 17685.9039 | 24961.9394 | 28417.8866 | 30722.7175 | 22929.4025 | 27762.2028 | 28453.0602 | 33753.1877 | 26175.3337 | 448562.6046 | 0 | 0 | 0 | 0 | 0 | 0 | 0 | 0 | 0 | 0 | 0 | 0 | 0 | 0 | 0 | 0 | 0 | 0 | 0 | 0 | 0.01557% | 0.15059 | 0.53898 | 1.0915 | 1.4806 | 2.1627 | 3.2637 | 5.0819 | 6.2905 | 8.7664 | 12.13 | 14.9578 | 16.1148 | 19.828 | 24.4501 | 28.4082 | 30.8272 | 34.2413 | 38.1281 | 42.3302 | 45.4664 | 49.2635 | 53.1552 | 57.7718 | 61.3519
| Com-DDC Energy Management-7P_V5 | Measure InputOutput-New | Updated percent savings for electric and gas savings from 7th Plan workbook Com-EM-7P_V5 to reflect DDC data from: http://sbt.siemens.com/hvp/staefa/press/pr5.asp and Misc: http://www.oee.nrcan.gc.ca/publications/infosource/pub/ici/eii/pdf/m92-242-2002-3E.pdf and http://www.enviro-tec.com/pdf/catalog/spec-gd4.pdf and http://www.lrc.rpi.edu/programs/Futures/LF-BAS/index.asp and http://greenbuildings.santa-monica.org/pdf/cs1.pdf and http://www.iklimnet.com/expert_hvac/building_control.html and http://txspace.tamu.edu/bitstream/handle/1969.1/5293/ESL-IC-06-11-149.pdf;jsessionid=A7133C4E9E20B60C3D236FBD72F9BD1E?sequence=1 | 2020 | New | 2022 | 2045 | PSE | Commercial | Residential Care | Electric | Per 1,000 Sqft of Floor Area for Buildings receiving Direct Digital Control (DDC) |  |  | Commercial DDC Energy Management-New-Residential Care |  | 899.1486 | 15 | 352.4375 | 0 |  | 0 | 0 | 0 | 0 | 0 | 0 | 0 | 0 |  | 0 | 0 | 0 | Whole Building | Whole Building | DDC Energy Management | DDC Energy Management | CommVENT | 0.0141% | 100% | 100% | 89.2138 | 0.001 | 6.965% | 6.667% | 85% | 6.8% | 0.2% | 591.252 | 18.6631 | 60.9915 | 452.3901 | 0 | 0 | 0 | 443.2231 | -9.1671 |  | 0.042227 | 0 | 0.042227 | 02. $0.028 to $0.055 | 1 | 0 | 01. ($9,999.00) to $0.22 | 1 | 0.92112 | 2.3757 | 3.3798 | 2.3798 | 4.1721 | 6.7349 | 11.1212 | 7.3925 | 15.1445 | 20.5735 | 17.297 | 7.0769 | 22.7124 | 28.2718 | 24.2105 | 14.7961 | 20.8833 | 23.7745 | 25.7028 | 19.1828 | 23.226 | 23.804 | 28.2381 | 21.8984 | 828.2227 | 2136.0844 | 3038.9106 | 2139.7962 | 3751.2966 | 6055.6412 | 9999.6071 | 6646.9819 | 13617.1856 | 18498.6047 | 15552.6084 | 6363.1654 | 20421.8245 | 25420.541 | 21768.8447 | 13303.9028 | 18777.1694 | 21376.8435 | 23110.6111 | 17248.2302 | 20883.6172 | 21403.3022 | 25390.2277 | 19689.9235 | 337423.1426 | 828.2227 | 2964.3071 | 6003.2177 | 8143.0139 | 11894.3105 | 17949.9517 | 27949.5588 | 34596.5407 | 48213.7263 | 66712.331 | 82264.9393 | 88628.1047 | 109049.9292 | 134470.4702 | 156239.315 | 169543.2178 | 188320.3872 | 209697.2307 | 232807.8418 | 250056.0719 | 270939.6891 | 292342.9914 | 317733.2191 | 337423.1426 | 0 | 0 | 0 | 0 | 0 | 0 | 0 | 0 | 0 | 0 | 0 | 0 | 0 | 0 | 0 | 0 | 0 | 0 | 0 | 0 | 0 | 0 | 0 | 0 | 0 | 0 | 0 | 0 | 0 | 0 | 0 | 0 | 0 | 0 | 0 | 0 | 0 | 0 | 0 | 0 | 0 | 0 | 0 | 0 | 0 | 0 | 0 | 0 | 0 | 0 | 0 | 0 | 0 | 0 | 0 | 0 | 0 | 0 | 0 | 0 | 0 | 0.11678 | 0.41798 | 0.84648 | 1.1482 | 1.6772 | 2.531 | 3.941 | 4.8783 | 6.7984 | 9.4068 | 11.5998 | 12.497 | 15.3766 | 18.961 | 22.0305 | 23.9064 | 26.5541 | 29.5683 | 32.827 | 35.2591 | 38.2038 | 41.2218 | 44.8019 | 47.5783 | 408.2611 | 1052.9537 | 1497.9896 | 1054.7834 | 1849.1506 | 2985.0458 | 4929.1701 | 3276.5392 | 6712.4061 | 9118.6352 | 7666.4464 | 3136.6357 | 10066.6602 | 12530.7094 | 10730.6554 | 6557.9776 | 9255.9499 | 10537.4238 | 11392.0609 | 8502.2801 | 10294.2946 | 10550.4663 | 12515.7669 | 9705.8795 | 166328.1412 | 0 | 0 | 0 | 0 | 0 | 0 | 0 | 0 | 0 | 0 | 0 | 0 | 0 | 0 | 0 | 0 | 0 | 0 | 0 | 0 | 0.01557% | 0.12897 | 0.46161 | 0.93484 | 1.2681 | 1.8522 | 2.7952 | 4.3524 | 5.3875 | 7.508 | 10.3886 | 12.8105 | 13.8014 | 16.9816 | 20.9401 | 24.33 | 26.4017 | 29.3258 | 32.6546 | 36.2535 | 38.9394 | 42.1915 | 45.5245 | 49.4783 | 52.5445
| Com-DDC Energy Management-7P_V5 | Measure InputOutput-New | Updated percent savings for electric and gas savings from 7th Plan workbook Com-EM-7P_V5 to reflect DDC data from: http://sbt.siemens.com/hvp/staefa/press/pr5.asp and Misc: http://www.oee.nrcan.gc.ca/publications/infosource/pub/ici/eii/pdf/m92-242-2002-3E.pdf and http://www.enviro-tec.com/pdf/catalog/spec-gd4.pdf and http://www.lrc.rpi.edu/programs/Futures/LF-BAS/index.asp and http://greenbuildings.santa-monica.org/pdf/cs1.pdf and http://www.iklimnet.com/expert_hvac/building_control.html and http://txspace.tamu.edu/bitstream/handle/1969.1/5293/ESL-IC-06-11-149.pdf;jsessionid=A7133C4E9E20B60C3D236FBD72F9BD1E?sequence=1 | 2020 | New | 2022 | 2045 | PSE | Commercial | Assembly | Electric | Per 1,000 Sqft of Floor Area for Buildings receiving Direct Digital Control (DDC) |  |  | Commercial DDC Energy Management-New-Assembly |  | 441.1787 | 15 | 352.4375 | 0 |  | 0 | 0 | 0 | 0 | 0 | 0 | 0 | 0 |  | 0 | 0 | 0 | Whole Building | Whole Building | DDC Energy Management | DDC Energy Management | CommVENT | 0.0141% | 100% | 100% | 13.6313 | 0.001 | 0% | 6.667% | 85% | 6.8% | 0.2% | 290.1053 | 9.1573 | 29.9263 | 452.3901 | 0 | 0 | 0 | 483.7941 | 31.404 |  | 0.093939 | 0 | 0.093939 | 07. $0.085 to $0.115 | 1 | 0 | 01. ($9,999.00) to $0.22 | 1 | 0 | 0 | 0 | 0 | 0 | 0 | 0 | 0 | 0 | 0 | 0 | 0 | 0 | 0 | 0 | 0 | 0 | 0 | 0 | 0 | 0 | 0 | 0 | 0 | 0 | 0 | 0 | 0 | 0 | 0 | 0 | 0 | 0 | 0 | 0 | 0 | 0 | 0 | 0 | 0 | 0 | 0 | 0 | 0 | 0 | 0 | 0 | 0 | 0 | 0 | 0 | 0 | 0 | 0 | 0 | 0 | 0 | 0 | 0 | 0 | 0 | 0 | 0 | 0 | 0 | 0 | 0 | 0 | 0 | 0 | 0 | 0 | 0 | 0 | 0 | 0 | 0 | 0 | 0 | 0 | 0 | 0 | 0 | 0 | 0 | 0 | 0 | 0 | 0 | 0 | 0 | 0 | 0 | 0 | 0 | 0 | 0 | 0 | 0 | 0 | 0 | 0 | 0 | 0 | 0 | 0 | 0 | 0 | 0 | 0 | 0 | 0 | 0 | 0 | 0 | 0 | 0 | 0 | 0 | 0 | 0 | 0 | 0 | 0 | 0 | 0 | 0 | 0 | 0 | 0 | 0 | 0 | 0 | 0 | 0 | 0 | 0 | 0 | 0 | 0 | 0 | 0 | 0 | 0 | 0 | 0 | 0 | 0 | 0 | 0 | 0 | 0 | 0 | 0 | 0 | 0 | 0 | 0 | 0 | 0 | 0 | 0 | 0 | 0 | 0 | 0 | 0 | 0 | 0 | 0 | 0 | 0 | 0 | 0 | 0 | 0 | 0 | 0 | 0 | 0 | 0 | 0 | 0 | 0 | 0 | 0 | 0 | 0 | 0 | 0 | 0 | 0 | 0 | 0 | 0 | 0 | 0 | 0 | 0 | 0 | 0 | 0 | 0 | 0.01557% | 0 | 0 | 0 | 0 | 0 | 0 | 0 | 0 | 0 | 0 | 0 | 0 | 0 | 0 | 0 | 0 | 0 | 0 | 0 | 0 | 0 | 0 | 0 | 0
| Com-DDC Energy Management-7P_V5 | Measure InputOutput-New | Updated percent savings for electric and gas savings from 7th Plan workbook Com-EM-7P_V5 to reflect DDC data from: http://sbt.siemens.com/hvp/staefa/press/pr5.asp and Misc: http://www.oee.nrcan.gc.ca/publications/infosource/pub/ici/eii/pdf/m92-242-2002-3E.pdf and http://www.enviro-tec.com/pdf/catalog/spec-gd4.pdf and http://www.lrc.rpi.edu/programs/Futures/LF-BAS/index.asp and http://greenbuildings.santa-monica.org/pdf/cs1.pdf and http://www.iklimnet.com/expert_hvac/building_control.html and http://txspace.tamu.edu/bitstream/handle/1969.1/5293/ESL-IC-06-11-149.pdf;jsessionid=A7133C4E9E20B60C3D236FBD72F9BD1E?sequence=1 | 2020 | New | 2022 | 2045 | PSE | Commercial | Other | Electric | Per 1,000 Sqft of Floor Area for Buildings receiving Direct Digital Control (DDC) |  |  | Commercial DDC Energy Management-New-Other |  | 394.1304 | 15 | 352.4375 | 0 |  | 0 | 0 | 0 | 0 | 0 | 0 | 0 | 0 |  | 0 | 0 | 0 | Whole Building | Whole Building | DDC Energy Management | DDC Energy Management | CommVENT | 0.0141% | 100% | 100% | 22.4146 | 0.001 | 0% | 6.667% | 85% | 6.8% | 0.2% | 259.1678 | 8.1807 | 26.7349 | 452.3901 | 0 | 0 | 0 | 487.962 | 35.5719 |  | 0.10606 | 0 | 0.10606 | 07. $0.085 to $0.115 | 1 | 0 | 01. ($9,999.00) to $0.22 | 1 | 0 | 0 | 0 | 0 | 0 | 0 | 0 | 0 | 0 | 0 | 0 | 0 | 0 | 0 | 0 | 0 | 0 | 0 | 0 | 0 | 0 | 0 | 0 | 0 | 0 | 0 | 0 | 0 | 0 | 0 | 0 | 0 | 0 | 0 | 0 | 0 | 0 | 0 | 0 | 0 | 0 | 0 | 0 | 0 | 0 | 0 | 0 | 0 | 0 | 0 | 0 | 0 | 0 | 0 | 0 | 0 | 0 | 0 | 0 | 0 | 0 | 0 | 0 | 0 | 0 | 0 | 0 | 0 | 0 | 0 | 0 | 0 | 0 | 0 | 0 | 0 | 0 | 0 | 0 | 0 | 0 | 0 | 0 | 0 | 0 | 0 | 0 | 0 | 0 | 0 | 0 | 0 | 0 | 0 | 0 | 0 | 0 | 0 | 0 | 0 | 0 | 0 | 0 | 0 | 0 | 0 | 0 | 0 | 0 | 0 | 0 | 0 | 0 | 0 | 0 | 0 | 0 | 0 | 0 | 0 | 0 | 0 | 0 | 0 | 0 | 0 | 0 | 0 | 0 | 0 | 0 | 0 | 0 | 0 | 0 | 0 | 0 | 0 | 0 | 0 | 0 | 0 | 0 | 0 | 0 | 0 | 0 | 0 | 0 | 0 | 0 | 0 | 0 | 0 | 0 | 0 | 0 | 0 | 0 | 0 | 0 | 0 | 0 | 0 | 0 | 0 | 0 | 0 | 0 | 0 | 0 | 0 | 0 | 0 | 0 | 0 | 0 | 0 | 0 | 0 | 0 | 0 | 0 | 0 | 0 | 0 | 0 | 0 | 0 | 0 | 0 | 0 | 0 | 0 | 0 | 0 | 0 | 0 | 0 | 0 | 0 | 0 | 0 | 0.01557% | 0 | 0 | 0 | 0 | 0 | 0 | 0 | 0 | 0 | 0 | 0 | 0 | 0 | 0 | 0 | 0 | 0 | 0 | 0 | 0 | 0 | 0 | 0 | 0
| Com-ExteriorLighting-2021P_V9 | M_Input | Based on the 2021 Plan workbook "Com-ExteriorLighting-2021P_V9" | 2020 | New | 2022 | 2045 | PSE | Commercial | All Commercial | Electric | Per 1,000 Interior Building Sqft |  |  | Exterior Lighting: Parking Lot - HPS 250W - New |  | 110.4672 | 13.0467 | 43.6707 | 0 |  | 0 | -5.0485 | 5.5915 | 0 | 0 | 0 | 0 | 0 |  | 0 | 0 | 0 | Lighting | Lighting | Exterior Lighting | Exterior Lighting: Parking Lot | StreetLight | 0.0153% | 100% | 100% | 55.2882 | 0.001 | 20% | 7.665% | 100% | 6.8% | 0.2% | 63.8973 | 2.4878 | 6.6385 | 61.3983 | 0 | 0 | 0 | 50.466 | -10.1081 |  | 0.039135 | 0 | 0.039135 | 02. $0.028 to $0.055 | 1 | 0 | 01. ($9,999.00) to $0.22 | 1 | 1763.5569 | 2219.0413 | 2024.2232 | 1064.1336 | 1381.666 | 1710.7298 | 2237.4624 | 1278.9593 | 2186.6489 | 2641.2012 | 2068.3166 | 857.8394 | 2481.7397 | 3026.0904 | 2602.4954 | 1622.3757 | 2253.8994 | 2553.1738 | 2752.3406 | 2073.2044 | 2492.2776 | 2551.1066 | 3010.8549 | 2350.5148 | 194815.2096 | 245131.2954 | 223610.2846 | 117551.8657 | 152628.7854 | 188979.541 | 247166.221 | 141283.0573 | 241552.9963 | 291766.116 | 228481.1612 | 94763.1204 | 274150.8571 | 334283.7579 | 287490.4036 | 179219.3146 | 248981.9765 | 282041.9757 | 304043.3831 | 229021.098 | 275314.9478 | 281813.6206 | 332600.736 | 259654.8096 | 5656346.5344 | 194815.2096 | 439946.5049 | 663556.7895 | 781108.6552 | 933737.4406 | 1122716.9815 | 1369883.2026 | 1511166.2598 | 1752719.2562 | 2044485.3722 | 2272966.5335 | 2367729.6538 | 2641880.511 | 2976164.2689 | 3263654.6725 | 3442873.9871 | 3691855.9636 | 3973897.9393 | 4277941.3224 | 4506962.4204 | 4782277.3682 | 5064090.9889 | 5396691.7249 | 5656346.5344 | 0 | 0 | 0 | 0 | 0 | 0 | 0 | 0 | 0 | 0 | 0 | 0 | 0 | 0 | 0 | 0 | 0 | 0 | 0 | 0 | 0 | 0 | 0 | 0 | 0 | 0 | 0 | 0 | 0 | 0 | 0 | 0 | 0 | 0 | 0 | 0 | 0 | 0 | 0 | 0 | 0 | 0 | 0 | 0 | 0 | 0 | 0 | 0 | 0 | 0 | 0 | 0 | 0 | 0 | 0 | 0 | 0 | 0 | 0 | 0 | 0 | 29.8054 | 67.3088 | 101.5196 | 119.5042 | 142.8554 | 171.7679 | 209.5826 | 231.198 | 268.1539 | 312.7921 | 347.7481 | 362.2462 | 404.1894 | 455.3325 | 499.3165 | 526.7358 | 564.8283 | 607.9788 | 654.4953 | 689.534 | 731.6553 | 774.7708 | 825.6564 | 865.3818 | 88999.6669 | 111986.1416 | 102154.4513 | 53702.5672 | 69727.1588 | 86333.6915 | 112915.78 | 64543.9597 | 110351.4262 | 133290.8616 | 104379.6698 | 43291.7233 | 125243.4808 | 152714.6837 | 131337.5389 | 81874.8153 | 113745.2924 | 128848.471 | 138899.6264 | 104626.3353 | 125775.2857 | 128744.149 | 151945.8095 | 118621.0851 | 2584053.671 | 0 | 0 | 0 | 0 | 0 | 0 | 0 | 0 | 0 | 0 | 0 | 0 | 0 | 0 | 0 | 0 | 0 | 0 | 0 | 0 | 0.002078% | 4.049 | 9.1438 | 13.7914 | 16.2346 | 19.4068 | 23.3345 | 28.4716 | 31.4081 | 36.4285 | 42.4926 | 47.2413 | 49.2109 | 54.9088 | 61.8566 | 67.8318 | 71.5567 | 76.7315 | 82.5934 | 88.9127 | 93.6727 | 99.3948 | 105.252 | 112.1648 | 117.5614
| Com-ExteriorLighting-2021P_V9 | M_Input | Based on the 2021 Plan workbook "Com-ExteriorLighting-2021P_V9" | 2020 | New | 2022 | 2045 | PSE | Commercial | All Commercial | Electric | Per 1,000 Interior Building Sqft |  |  | Exterior Lighting: Parking Lot - MH 400W - New |  | 48.9492 | 13.0467 | 11.3786 | 0 |  | 0 | -1.2756 | 3.7276 | 0 | 0 | 0 | 0 | 0 |  | 0 | 0 | 0 | Lighting | Lighting | Exterior Lighting | Exterior Lighting: Parking Lot | StreetLight | 0.0153% | 100% | 100% | 55.2882 | 0.001 | 15% | 7.665% | 100% | 6.8% | 0.2% | 28.3136 | 1.1024 | 2.9416 | 15.9977 | 0 | 0 | 0 | 10.2346 | -5.4507 |  | 0.017911 | 0 | 0.017911 | 01. ($9,999.000) to $0.028 | 1 | 0 | 01. ($9,999.00) to $0.22 | 1 | 1322.6677 | 1664.281 | 1518.1674 | 798.1002 | 1036.2495 | 1283.0473 | 1678.0968 | 959.2194 | 1639.9867 | 1980.9009 | 1551.2375 | 643.3795 | 1861.3048 | 2269.5678 | 1951.8716 | 1216.7818 | 1690.4246 | 1914.8803 | 2064.2555 | 1554.9033 | 1869.2082 | 1913.3299 | 2258.1412 | 1762.8861 | 64743.4836 | 81465.1692 | 74313.0315 | 39066.3404 | 50723.5513 | 62804.0996 | 82141.4417 | 46952.9937 | 80275.9831 | 96963.4496 | 75931.7836 | 31492.8929 | 91109.3214 | 111093.4565 | 95542.4902 | 59560.4562 | 82744.8768 | 93731.7989 | 101043.5881 | 76111.2223 | 91496.1869 | 93655.909 | 110534.1331 | 86291.8093 | 1879789.469 | 64743.4836 | 146208.6529 | 220521.6843 | 259588.0247 | 310311.576 | 373115.6756 | 455257.1173 | 502210.111 | 582486.0941 | 679449.5438 | 755381.3273 | 786874.2202 | 877983.5416 | 989076.9981 | 1084619.4883 | 1144179.9445 | 1226924.8214 | 1320656.6202 | 1421700.2084 | 1497811.4306 | 1589307.6175 | 1682963.5265 | 1793497.6596 | 1879789.469 | 0 | 0 | 0 | 0 | 0 | 0 | 0 | 0 | 0 | 0 | 0 | 0 | 0 | 0 | 0 | 0 | 0 | 0 | 0 | 0 | 0 | 0 | 0 | 0 | 0 | 0 | 0 | 0 | 0 | 0 | 0 | 0 | 0 | 0 | 0 | 0 | 0 | 0 | 0 | 0 | 0 | 0 | 0 | 0 | 0 | 0 | 0 | 0 | 0 | 0 | 0 | 0 | 0 | 0 | 0 | 0 | 0 | 0 | 0 | 0 | 0 | 9.9053 | 22.3689 | 33.7383 | 39.7152 | 47.4755 | 57.0841 | 69.6512 | 76.8347 | 89.1163 | 103.9511 | 115.5681 | 120.3863 | 134.3254 | 151.3219 | 165.9393 | 175.0516 | 187.711 | 202.0513 | 217.5103 | 229.1548 | 243.153 | 257.4817 | 274.3927 | 287.5947 | 13536.9103 | 17033.1688 | 15537.762 | 8168.1973 | 10605.5486 | 13131.4136 | 17174.5675 | 9817.1805 | 16784.5275 | 20273.6313 | 15876.2193 | 6584.7008 | 19049.6192 | 23228.008 | 19976.5296 | 12453.2155 | 17300.7369 | 19597.9407 | 21126.7283 | 15913.7373 | 19130.5071 | 19582.0732 | 23111.0617 | 18042.3483 | 393036.3333 | 0 | 0 | 0 | 0 | 0 | 0 | 0 | 0 | 0 | 0 | 0 | 0 | 0 | 0 | 0 | 0 | 0 | 0 | 0 | 0 | 0.002078% | 1.3456 | 3.0388 | 4.5833 | 5.3953 | 6.4495 | 7.7548 | 9.4621 | 10.4379 | 12.1064 | 14.1217 | 15.6998 | 16.3544 | 18.248 | 20.557 | 22.5427 | 23.7806 | 25.5004 | 27.4485 | 29.5486 | 31.1305 | 33.0322 | 34.9787 | 37.276 | 39.0695
| Com-ExteriorLighting-2021P_V9 | M_Input | Based on the 2021 Plan workbook "Com-ExteriorLighting-2021P_V9" | 2020 | New | 2022 | 2045 | PSE | Commercial | All Commercial | Electric | Per 1,000 Interior Building Sqft |  |  | Exterior Lighting: Parking Lot - MH 1000W - New |  | 6.156 | 13.0467 | 1.076 | 0 |  | 0 | -0.068199 | 3.7276 | 0 | 0 | 0 | 0 | 0 |  | 0 | 0 | 0 | Lighting | Lighting | Exterior Lighting | Exterior Lighting: Parking Lot | StreetLight | 0.0153% | 100% | 100% | 55.2882 | 0.001 | 15% | 7.665% | 100% | 6.8% | 0.2% | 3.5608 | 0.13864 | 0.36995 | 1.5127 | 0 | 0 | 0 | 1.0058 | -0.49027 |  | 0.013996 | 0 | 0.013996 | 01. ($9,999.000) to $0.028 | 1 | 0 | 01. ($9,999.00) to $0.22 | 1 | 1322.6677 | 1664.281 | 1518.1674 | 798.1002 | 1036.2495 | 1283.0473 | 1678.0968 | 959.2194 | 1639.9867 | 1980.9009 | 1551.2375 | 643.3795 | 1861.3048 | 2269.5678 | 1951.8716 | 1216.7818 | 1690.4246 | 1914.8803 | 2064.2555 | 1554.9033 | 1869.2082 | 1913.3299 | 2258.1412 | 1762.8861 | 8142.3733 | 10245.3526 | 9345.874 | 4913.1234 | 6379.1762 | 7898.4694 | 10330.4031 | 5904.9773 | 10095.7963 | 12194.4721 | 9549.4541 | 3960.6595 | 11458.2359 | 13971.5125 | 12015.7671 | 7490.5371 | 10406.2932 | 11788.0481 | 12707.605 | 9572.021 | 11506.8895 | 11778.5039 | 13901.17 | 10852.3682 | 236409.0827 | 8142.3733 | 18387.7259 | 27733.5999 | 32646.7234 | 39025.8996 | 46924.369 | 57254.772 | 63159.7493 | 73255.5456 | 85450.0177 | 94999.4718 | 98960.1313 | 110418.3671 | 124389.8797 | 136405.6468 | 143896.1839 | 154302.4771 | 166090.5252 | 178798.1301 | 188370.1511 | 199877.0406 | 211655.5444 | 225556.7145 | 236409.0827 | 0 | 0 | 0 | 0 | 0 | 0 | 0 | 0 | 0 | 0 | 0 | 0 | 0 | 0 | 0 | 0 | 0 | 0 | 0 | 0 | 0 | 0 | 0 | 0 | 0 | 0 | 0 | 0 | 0 | 0 | 0 | 0 | 0 | 0 | 0 | 0 | 0 | 0 | 0 | 0 | 0 | 0 | 0 | 0 | 0 | 0 | 0 | 0 | 0 | 0 | 0 | 0 | 0 | 0 | 0 | 0 | 0 | 0 | 0 | 0 | 0 | 1.2457 | 2.8132 | 4.243 | 4.9947 | 5.9707 | 7.1791 | 8.7596 | 9.663 | 11.2076 | 13.0733 | 14.5343 | 15.1402 | 16.8932 | 19.0308 | 20.8691 | 22.0151 | 23.6072 | 25.4107 | 27.3549 | 28.8193 | 30.5798 | 32.3818 | 34.5086 | 36.1689 | 1330.278 | 1673.8568 | 1526.9026 | 802.6923 | 1042.2118 | 1290.4297 | 1687.7521 | 964.7385 | 1649.4227 | 1992.2985 | 1560.1629 | 647.0814 | 1872.0143 | 2282.6263 | 1963.1022 | 1223.7828 | 1700.1509 | 1925.8981 | 2076.1327 | 1563.8498 | 1879.9632 | 1924.3388 | 2271.134 | 1773.0293 | 38623.8495 | 0 | 0 | 0 | 0 | 0 | 0 | 0 | 0 | 0 | 0 | 0 | 0 | 0 | 0 | 0 | 0 | 0 | 0 | 0 | 0 | 0.002078% | 0.16923 | 0.38217 | 0.57641 | 0.67853 | 0.81111 | 0.97528 | 1.19 | 1.3127 | 1.5225 | 1.776 | 1.9745 | 2.0568 | 2.2949 | 2.5853 | 2.8351 | 2.9907 | 3.207 | 3.452 | 3.7161 | 3.9151 | 4.1542 | 4.399 | 4.688 | 4.9135
| Com-ExteriorLighting-2021P_V9 | M_Input | Based on the 2021 Plan workbook "Com-ExteriorLighting-2021P_V9" | 2020 | NR | 2022 | 2045 | PSE | Commercial | All Commercial | Electric | Per 1,000 Interior Building Sqft |  |  | Exterior Lighting: Parking Lot - HPS 250W - NR |  | 128.4734 | 13.0467 | 78.4819 | 0 |  | 0 | -5.0485 | 5.5915 | 0 | 0 | 0 | 0 | 0 |  | 0 | 0 | 0 | Lighting | Lighting | Exterior Lighting | Exterior Lighting: Parking Lot | StreetLight | 0.0153% | 100% | 100% | 55.2882 | 0.001 | 20% | 7.665% | 95% | 6.8% | 0.2% | 74.3126 | 2.8934 | 7.7206 | 110.3407 | 0 | 0 | 0 | 104.8831 | -4.6335 |  | 0.069934 | 0 | 0.069934 | 04. $0.062 to $0.070 | 1 | 0 | 01. ($9,999.00) to $0.22 | 1 | 6565.7119 | 7149.088 | 7590.3102 | 7902.1634 | 8106.4234 | 8227.7456 | 8289.2656 | 8310.1944 | 8305.0722 | 8305.7546 | 8264.7811 | 8224.0508 | 8183.5621 | 8143.3134 | 8103.3029 | 8063.529 | 8023.99 | 7984.6843 | 7945.6104 | 7906.7666 | 7868.1513 | 7829.7629 | 7791.6 | 7753.6608 | 843519.3879 | 918467.7077 | 975153.0237 | 1015217.8635 | 1041459.8444 | 1057046.5159 | 1064950.2044 | 1067639.005 | 1066980.9304 | 1067068.6009 | 1061804.5924 | 1056571.8385 | 1051370.1218 | 1046199.227 | 1041058.9401 | 1035949.0488 | 1030869.3426 | 1025819.6126 | 1020799.6514 | 1015809.2533 | 1010848.2143 | 1005916.3316 | 1001013.4045 | 996139.2333 | 12996349.3414 | 843519.3879 | 1761987.0956 | 2737140.1193 | 3752357.9828 | 4793817.8272 | 5850864.3432 | 6915814.5476 | 7983453.5526 | 9050434.483 | 10117503.084 | 11179307.6764 | 12235879.5148 | 12996349.3414 | 12996349.3414 | 12996349.3414 | 12996349.3414 | 12996349.3414 | 12996349.3414 | 12996349.3414 | 12996349.3414 | 12996349.3414 | 12996349.3414 | 12996349.3414 | 12996349.3414 | 0 | 0 | 0 | 0 | 0 | 0 | 0 | 0 | 0 | 0 | 0 | 0 | 0 | 0 | 0 | 0 | 0 | 0 | 0 | 0 | 0 | 0 | 0 | 0 | 0 | 0 | 0 | 0 | 0 | 0 | 0 | 0 | 0 | 0 | 0 | 0 | 0 | 0 | 0 | 0 | 0 | 0 | 0 | 0 | 0 | 0 | 0 | 0 | 0 | 0 | 0 | 0 | 0 | 0 | 0 | 0 | 0 | 0 | 0 | 0 | 0 | 129.0526 | 269.5718 | 418.7634 | 574.0847 | 733.4209 | 895.1417 | 1058.0716 | 1221.413 | 1384.6537 | 1547.9078 | 1710.3565 | 1872.0047 | 1988.3513 | 1988.3513 | 1988.3513 | 1988.3513 | 1988.3513 | 1988.3513 | 1988.3513 | 1988.3513 | 1988.3513 | 1988.3513 | 1988.3513 | 1988.3513 | 688631.9013 | 749818.17 | 796094.8976 | 828803.0098 | 850226.424 | 862951.0625 | 869403.4714 | 871598.5529 | 871061.3144 | 871132.8868 | 866835.4584 | 862563.5455 | 620831.9454 | 0 | 0 | 0 | 0 | 0 | 0 | 0 | 0 | 0 | 0 | 0 | 10609952.6399 | 0 | 0 | 0 | 0 | 0 | 0 | 0 | 0 | 0 | 0 | 0 | 0 | 0 | 0 | 0 | 0 | 0 | 0 | 0 | 0 | 0.002078% | 17.5317 | 36.6211 | 56.8887 | 77.989 | 99.6347 | 121.6043 | 143.7382 | 165.928 | 188.1041 | 210.2821 | 232.3506 | 254.3104 | 270.116 | 270.116 | 270.116 | 270.116 | 270.116 | 270.116 | 270.116 | 270.116 | 270.116 | 270.116 | 270.116 | 270.116
| Com-ExteriorLighting-2021P_V9 | M_Input | Based on the 2021 Plan workbook "Com-ExteriorLighting-2021P_V9" | 2020 | NR | 2022 | 2045 | PSE | Commercial | All Commercial | Electric | Per 1,000 Interior Building Sqft |  |  | Exterior Lighting: Parking Lot - MH 400W - NR |  | 53.7893 | 13.0467 | 20.4566 | 0 |  | 0 | -1.2756 | 3.7276 | 0 | 0 | 0 | 0 | 0 |  | 0 | 0 | 0 | Lighting | Lighting | Exterior Lighting | Exterior Lighting: Parking Lot | StreetLight | 0.0153% | 100% | 100% | 55.2882 | 0.001 | 20% | 7.665% | 95% | 6.8% | 0.2% | 31.1133 | 1.2114 | 3.2325 | 28.7607 | 0 | 0 | 0 | 24.4133 | -4.035 |  | 0.03888 | 0 | 0.03888 | 02. $0.028 to $0.055 | 1 | 0 | 01. ($9,999.00) to $0.22 | 1 | 6565.7119 | 7149.088 | 7590.3102 | 7902.1634 | 8106.4234 | 8227.7456 | 8289.2656 | 8310.1944 | 8305.0722 | 8305.7546 | 8264.7811 | 8224.0508 | 8183.5621 | 8143.3134 | 8103.3029 | 8063.529 | 8023.99 | 7984.6843 | 7945.6104 | 7906.7666 | 7868.1513 | 7829.7629 | 7791.6 | 7753.6608 | 353165.3453 | 384544.7654 | 408277.8171 | 425052.1949 | 436039.2077 | 442565.0473 | 445874.1697 | 446999.9187 | 446724.3956 | 446761.1015 | 444557.1624 | 442366.309 | 440188.4502 | 438023.496 | 435871.3567 | 433731.9435 | 431605.1682 | 429490.9434 | 427389.1822 | 425299.7985 | 423222.7069 | 421157.8224 | 419105.0611 | 417064.3394 | 5441321.5257 | 353165.3453 | 737710.1107 | 1145987.9278 | 1571040.1227 | 2007079.3304 | 2449644.3777 | 2895518.5473 | 3342518.4661 | 3789242.8617 | 4236003.9632 | 4680561.1256 | 5122927.4346 | 5441321.5257 | 5441321.5257 | 5441321.5257 | 5441321.5257 | 5441321.5257 | 5441321.5257 | 5441321.5257 | 5441321.5257 | 5441321.5257 | 5441321.5257 | 5441321.5257 | 5441321.5257 | 0 | 0 | 0 | 0 | 0 | 0 | 0 | 0 | 0 | 0 | 0 | 0 | 0 | 0 | 0 | 0 | 0 | 0 | 0 | 0 | 0 | 0 | 0 | 0 | 0 | 0 | 0 | 0 | 0 | 0 | 0 | 0 | 0 | 0 | 0 | 0 | 0 | 0 | 0 | 0 | 0 | 0 | 0 | 0 | 0 | 0 | 0 | 0 | 0 | 0 | 0 | 0 | 0 | 0 | 0 | 0 | 0 | 0 | 0 | 0 | 0 | 54.0318 | 112.8645 | 175.3282 | 240.3582 | 307.0692 | 374.7786 | 442.9942 | 511.3821 | 579.7279 | 648.0792 | 716.0934 | 783.7724 | 832.4844 | 832.4844 | 832.4844 | 832.4844 | 832.4844 | 832.4844 | 832.4844 | 832.4844 | 832.4844 | 832.4844 | 832.4844 | 832.4844 | 160291.0113 | 174533.1759 | 185304.8864 | 192918.2665 | 197904.9375 | 200866.8176 | 202368.7277 | 202879.6709 | 202754.6194 | 202771.2791 | 201770.9781 | 200776.6164 | 144509.3964 | 0 | 0 | 0 | 0 | 0 | 0 | 0 | 0 | 0 | 0 | 0 | 2469650.3832 | 0 | 0 | 0 | 0 | 0 | 0 | 0 | 0 | 0 | 0 | 0 | 0 | 0 | 0 | 0 | 0 | 0 | 0 | 0 | 0 | 0.002078% | 7.3402 | 15.3326 | 23.8182 | 32.6525 | 41.7151 | 50.9134 | 60.1804 | 69.4709 | 78.7556 | 88.0411 | 97.2807 | 106.4749 | 113.0924 | 113.0924 | 113.0924 | 113.0924 | 113.0924 | 113.0924 | 113.0924 | 113.0924 | 113.0924 | 113.0924 | 113.0924 | 113.0924
| Com-ExteriorLighting-2021P_V9 | M_Input | Based on the 2021 Plan workbook "Com-ExteriorLighting-2021P_V9" | 2020 | NR | 2022 | 2045 | PSE | Commercial | All Commercial | Electric | Per 1,000 Interior Building Sqft |  |  | Exterior Lighting: Parking Lot - MH 1000W - NR |  | 6.6896 | 13.0467 | 2.0829 | 0 |  | 0 | -0.068199 | 3.7276 | 0 | 0 | 0 | 0 | 0 |  | 0 | 0 | 0 | Lighting | Lighting | Exterior Lighting | Exterior Lighting: Parking Lot | StreetLight | 0.0153% | 100% | 100% | 55.2882 | 0.001 | 20% | 7.665% | 95% | 6.8% | 0.2% | 3.8694 | 0.15066 | 0.40201 | 2.9284 | 0 | 0 | 0 | 2.5788 | -0.33296 |  | 0.033023 | 0 | 0.033023 | 02. $0.028 to $0.055 | 1 | 0 | 01. ($9,999.00) to $0.22 | 1 | 6565.7119 | 7149.088 | 7590.3102 | 7902.1634 | 8106.4234 | 8227.7456 | 8289.2656 | 8310.1944 | 8305.0722 | 8305.7546 | 8264.7811 | 8224.0508 | 8183.5621 | 8143.3134 | 8103.3029 | 8063.529 | 8023.99 | 7984.6843 | 7945.6104 | 7906.7666 | 7868.1513 | 7829.7629 | 7791.6 | 7753.6608 | 43921.928 | 47824.4758 | 50776.0717 | 52862.2419 | 54228.6579 | 55040.2536 | 55451.7975 | 55591.8029 | 55557.5371 | 55562.102 | 55288.0059 | 55015.5372 | 54744.6846 | 54475.4369 | 54207.7829 | 53941.7116 | 53677.2121 | 53414.2734 | 53152.8848 | 52893.0355 | 52634.7149 | 52377.9126 | 52122.6179 | 51868.8205 | 676717.9614 | 43921.928 | 91746.4039 | 142522.4756 | 195384.7175 | 249613.3754 | 304653.629 | 360105.4265 | 415697.2294 | 471254.7664 | 526816.8685 | 582104.8744 | 637120.4116 | 676717.9614 | 676717.9614 | 676717.9614 | 676717.9614 | 676717.9614 | 676717.9614 | 676717.9614 | 676717.9614 | 676717.9614 | 676717.9614 | 676717.9614 | 676717.9614 | 0 | 0 | 0 | 0 | 0 | 0 | 0 | 0 | 0 | 0 | 0 | 0 | 0 | 0 | 0 | 0 | 0 | 0 | 0 | 0 | 0 | 0 | 0 | 0 | 0 | 0 | 0 | 0 | 0 | 0 | 0 | 0 | 0 | 0 | 0 | 0 | 0 | 0 | 0 | 0 | 0 | 0 | 0 | 0 | 0 | 0 | 0 | 0 | 0 | 0 | 0 | 0 | 0 | 0 | 0 | 0 | 0 | 0 | 0 | 0 | 0 | 6.7198 | 14.0366 | 21.8049 | 29.8925 | 38.1891 | 46.6099 | 55.0936 | 63.5988 | 72.0987 | 80.5993 | 89.058 | 97.475 | 103.5332 | 103.5332 | 103.5332 | 103.5332 | 103.5332 | 103.5332 | 103.5332 | 103.5332 | 103.5332 | 103.5332 | 103.5332 | 103.5332 | 16931.4974 | 18435.8935 | 19573.7064 | 20377.9058 | 20904.6465 | 21217.5091 | 21376.1555 | 21430.1263 | 21416.9171 | 21418.6769 | 21313.0154 | 21207.9812 | 15264.4895 | 0 | 0 | 0 | 0 | 0 | 0 | 0 | 0 | 0 | 0 | 0 | 260868.5206 | 0 | 0 | 0 | 0 | 0 | 0 | 0 | 0 | 0 | 0 | 0 | 0 | 0 | 0 | 0 | 0 | 0 | 0 | 0 | 0 | 0.002078% | 0.91287 | 1.9069 | 2.9622 | 4.0609 | 5.188 | 6.3319 | 7.4844 | 8.6398 | 9.7946 | 10.9494 | 12.0985 | 13.2419 | 14.0649 | 14.0649 | 14.0649 | 14.0649 | 14.0649 | 14.0649 | 14.0649 | 14.0649 | 14.0649 | 14.0649 | 14.0649 | 14.0649
| Com-ExteriorLighting-2021P_V9 | M_Input | Based on the 2021 Plan workbook "Com-ExteriorLighting-2021P_V9" | 2020 | New | 2022 | 2045 | PSE | Commercial | All Commercial | Electric | Per 1,000 Interior Building Sqft |  |  | Exterior Lighting: Façade - HID 150W - New |  | 68.6751 | 16.3084 | -10.3357 | 0 |  | 0 | -4.8317 | 5.5915 | 0 | 0 | 0 | 0 | 0 |  | 0 | 0 | 0 | Lighting | Lighting | Exterior Lighting | Exterior Lighting: Façade | StreetLight | 0.0153% | 100% | 100% | 55.2882 | 0.001 | 15% | 6.132% | 100% | 6.8% | 0.2% | 48.0283 | 1.5466 | 4.9575 | -12.7318 | 0 | 0 | 0 | -31.3904 | -17.8699 |  | -0.039156 | 0 | -0.039156 | 01. ($9,999.000) to $0.028 | 1 | 0 | 01. ($9,999.00) to $0.22 | 1 | 1322.6677 | 1664.281 | 1518.1674 | 798.1002 | 1036.2495 | 1283.0473 | 1678.0968 | 959.2194 | 1639.9867 | 1980.9009 | 1551.2375 | 643.3795 | 1861.3048 | 2269.5678 | 1951.8716 | 1216.7818 | 1690.4246 | 1914.8803 | 2064.2555 | 1554.9033 | 1869.2082 | 1913.3299 | 2258.1412 | 1762.8861 | 90834.3353 | 114294.6607 | 104260.2968 | 54809.6096 | 71164.5374 | 88113.4026 | 115243.463 | 65874.4901 | 112626.2467 | 136038.5633 | 106531.3866 | 44184.1531 | 127825.2911 | 155862.7944 | 134044.9741 | 83562.6096 | 116090.0752 | 131504.5958 | 141762.9489 | 106783.137 | 128368.0588 | 131398.1232 | 155078.0703 | 121066.3792 | 2637322.2027 | 90834.3353 | 205128.996 | 309389.2927 | 364198.9023 | 435363.4397 | 523476.8423 | 638720.3053 | 704594.7954 | 817221.0421 | 953259.6054 | 1059790.992 | 1103975.1451 | 1231800.4362 | 1387663.2306 | 1521708.2047 | 1605270.8143 | 1721360.8895 | 1852865.4853 | 1994628.4342 | 2101411.5712 | 2229779.63 | 2361177.7532 | 2516255.8235 | 2637322.2027 | 0 | 0 | 0 | 0 | 0 | 0 | 0 | 0 | 0 | 0 | 0 | 0 | 0 | 0 | 0 | 0 | 0 | 0 | 0 | 0 | 0 | 0 | 0 | 0 | 0 | 0 | 0 | 0 | 0 | 0 | 0 | 0 | 0 | 0 | 0 | 0 | 0 | 0 | 0 | 0 | 0 | 0 | 0 | 0 | 0 | 0 | 0 | 0 | 0 | 0 | 0 | 0 | 0 | 0 | 0 | 0 | 0 | 0 | 0 | 0 | 0 | 13.897 | 31.3833 | 47.3344 | 55.7199 | 66.6076 | 80.0883 | 97.7198 | 107.7981 | 125.0291 | 145.8421 | 162.1407 | 168.9005 | 188.4569 | 212.3028 | 232.8108 | 245.5953 | 263.3563 | 283.4756 | 305.1643 | 321.5014 | 341.1408 | 361.2438 | 384.9697 | 403.492 | 0 | 0 | 0 | 0 | 0 | 0 | 0 | 0 | 0 | 0 | 0 | 0 | 0 | 0 | 0 | 0 | 0 | 0 | 0 | 0 | 0 | 0 | 0 | 0 | 0 | 0 | 0 | 0 | 0 | 0 | 0 | 0 | 0 | 0 | 0 | 0 | 0 | 0 | 0 | 0 | 0 | 0 | 0 | 0 | 0 | 0.002078% | 1.8879 | 4.2634 | 6.4303 | 7.5695 | 9.0486 | 10.8799 | 13.2752 | 14.6443 | 16.9851 | 19.8125 | 22.0267 | 22.945 | 25.6017 | 28.8412 | 31.6272 | 33.3639 | 35.7767 | 38.5099 | 41.4563 | 43.6757 | 46.3437 | 49.0747 | 52.2978 | 54.8141
| Com-ExteriorLighting-2021P_V9 | M_Input | Based on the 2021 Plan workbook "Com-ExteriorLighting-2021P_V9" | 2020 | New | 2022 | 2045 | PSE | Commercial | All Commercial | Electric | Per 1,000 Interior Building Sqft |  |  | Exterior Lighting: Façade - HID 400W - New |  | 29.8049 | 16.3084 | -1.6301 | 0 |  | 0 | -0.79041 | 3.7276 | 0 | 0 | 0 | 0 | 0 |  | 0 | 0 | 0 | Lighting | Lighting | Exterior Lighting | Exterior Lighting: Façade | StreetLight | 0.0153% | 100% | 100% | 55.2882 | 0.001 | 15% | 6.132% | 100% | 6.8% | 0.2% | 20.8443 | 0.67124 | 2.1515 | -2.008 | 0 | 0 | 0 | -7.6321 | -5.4305 |  | -0.021936 | 0 | -0.021936 | 01. ($9,999.000) to $0.028 | 1 | 0 | 01. ($9,999.00) to $0.22 | 1 | 1322.6677 | 1664.281 | 1518.1674 | 798.1002 | 1036.2495 | 1283.0473 | 1678.0968 | 959.2194 | 1639.9867 | 1980.9009 | 1551.2375 | 643.3795 | 1861.3048 | 2269.5678 | 1951.8716 | 1216.7818 | 1690.4246 | 1914.8803 | 2064.2555 | 1554.9033 | 1869.2082 | 1913.3299 | 2258.1412 | 1762.8861 | 39422.023 | 49603.7839 | 45248.8786 | 23787.3232 | 30885.3477 | 38241.1405 | 50015.5633 | 28589.4717 | 48879.6937 | 59040.6188 | 46234.5297 | 19175.8842 | 55476.0658 | 67644.318 | 58175.4028 | 36266.1003 | 50382.9923 | 57072.8808 | 61524.9972 | 46343.7891 | 55711.6265 | 57026.6718 | 67303.7484 | 52542.7039 | 1144595.5554 | 39422.023 | 89025.8069 | 134274.6855 | 158062.0087 | 188947.3564 | 227188.4969 | 277204.0602 | 305793.5319 | 354673.2256 | 413713.8444 | 459948.3741 | 479124.2583 | 534600.3241 | 602244.6421 | 660420.045 | 696686.1453 | 747069.1375 | 804142.0184 | 865667.0156 | 912010.8047 | 967722.4313 | 1024749.1031 | 1092052.8515 | 1144595.5554 | 0 | 0 | 0 | 0 | 0 | 0 | 0 | 0 | 0 | 0 | 0 | 0 | 0 | 0 | 0 | 0 | 0 | 0 | 0 | 0 | 0 | 0 | 0 | 0 | 0 | 0 | 0 | 0 | 0 | 0 | 0 | 0 | 0 | 0 | 0 | 0 | 0 | 0 | 0 | 0 | 0 | 0 | 0 | 0 | 0 | 0 | 0 | 0 | 0 | 0 | 0 | 0 | 0 | 0 | 0 | 0 | 0 | 0 | 0 | 0 | 0 | 6.0313 | 13.6203 | 20.5431 | 24.1824 | 28.9076 | 34.7583 | 42.4103 | 46.7843 | 54.2625 | 63.2953 | 70.3689 | 73.3027 | 81.7901 | 92.1393 | 101.0397 | 106.5881 | 114.2964 | 123.0281 | 132.441 | 139.5313 | 148.0548 | 156.7795 | 167.0765 | 175.1152 | 0 | 0 | 0 | 0 | 0 | 0 | 0 | 0 | 0 | 0 | 0 | 0 | 0 | 0 | 0 | 0 | 0 | 0 | 0 | 0 | 0 | 0 | 0 | 0 | 0 | 0 | 0 | 0 | 0 | 0 | 0 | 0 | 0 | 0 | 0 | 0 | 0 | 0 | 0 | 0 | 0 | 0 | 0 | 0 | 0 | 0.002078% | 0.81935 | 1.8503 | 2.7908 | 3.2852 | 3.9271 | 4.7219 | 5.7614 | 6.3556 | 7.3715 | 8.5986 | 9.5596 | 9.9581 | 11.1111 | 12.517 | 13.7262 | 14.4799 | 15.5271 | 16.7133 | 17.992 | 18.9552 | 20.1131 | 21.2984 | 22.6972 | 23.7893
| Com-ExteriorLighting-2021P_V9 | M_Input | Based on the 2021 Plan workbook "Com-ExteriorLighting-2021P_V9" | 2020 | NR | 2022 | 2045 | PSE | Commercial | All Commercial | Electric | Per 1,000 Interior Building Sqft |  |  | Exterior Lighting: Façade - HID 150W - NR |  | 70.3819 | 16.3084 | 10.4568 | 0 |  | 0 | -4.8317 | 5.5915 | 0 | 0 | 0 | 0 | 0 |  | 0 | 0 | 0 | Lighting | Lighting | Exterior Lighting | Exterior Lighting: Façade | StreetLight | 0.0153% | 100% | 100% | 55.2882 | 0.001 | 15% | 6.132% | 95% | 6.8% | 0.2% | 49.222 | 1.5851 | 5.0807 | 12.881 | 0 | 0 | 0 | -1.7808 | -13.873 |  | -0.0021675 | 0 | -0.0021675 | 01. ($9,999.000) to $0.028 | 1 | 0 | 01. ($9,999.00) to $0.22 | 1 | 3939.4271 | 4289.4528 | 4554.1861 | 4741.298 | 4863.854 | 4936.6473 | 4973.5594 | 4986.1167 | 4983.0433 | 4983.4528 | 4958.8686 | 4934.4305 | 4910.1373 | 4885.988 | 4861.9817 | 4838.1174 | 4814.394 | 4790.8106 | 4767.3662 | 4744.06 | 4720.8908 | 4697.8578 | 4674.96 | 4652.1965 | 277264.1748 | 301899.6299 | 320532.0498 | 333701.3318 | 342327.0508 | 347450.3777 | 350048.3141 | 350932.1208 | 350715.8122 | 350744.6294 | 349014.3538 | 347294.3516 | 345584.5514 | 343884.8822 | 342195.2738 | 340515.6565 | 338845.961 | 337186.1186 | 335536.0612 | 333895.7212 | 332265.0315 | 330643.9254 | 329032.3371 | 327430.2007 | 5339862.5556 | 277264.1748 | 579163.8047 | 899695.8545 | 1233397.1863 | 1575724.2371 | 1923174.6149 | 2273222.9289 | 2624155.0497 | 2974870.8618 | 3325615.4912 | 3674629.8451 | 4021924.1967 | 4367508.748 | 4711393.6303 | 5053588.9041 | 5339862.5556 | 5339862.5556 | 5339862.5556 | 5339862.5556 | 5339862.5556 | 5339862.5556 | 5339862.5556 | 5339862.5556 | 5339862.5556 | 0 | 0 | 0 | 0 | 0 | 0 | 0 | 0 | 0 | 0 | 0 | 0 | 0 | 0 | 0 | 0 | 0 | 0 | 0 | 0 | 0 | 0 | 0 | 0 | 0 | 0 | 0 | 0 | 0 | 0 | 0 | 0 | 0 | 0 | 0 | 0 | 0 | 0 | 0 | 0 | 0 | 0 | 0 | 0 | 0 | 0 | 0 | 0 | 0 | 0 | 0 | 0 | 0 | 0 | 0 | 0 | 0 | 0 | 0 | 0 | 0 | 42.4195 | 88.608 | 137.6472 | 188.7012 | 241.0749 | 294.2324 | 347.7873 | 401.4775 | 455.1346 | 508.7961 | 562.1929 | 615.3265 | 668.1985 | 720.8105 | 773.164 | 816.9619 | 816.9619 | 816.9619 | 816.9619 | 816.9619 | 816.9619 | 816.9619 | 816.9619 | 816.9619 | 0 | 0 | 0 | 0 | 0 | 0 | 0 | 0 | 0 | 0 | 0 | 0 | 0 | 0 | 0 | 0 | 0 | 0 | 0 | 0 | 0 | 0 | 0 | 0 | 0 | 0 | 0 | 0 | 0 | 0 | 0 | 0 | 0 | 0 | 0 | 0 | 0 | 0 | 0 | 0 | 0 | 0 | 0 | 0 | 0 | 0.002078% | 5.7627 | 12.0373 | 18.6993 | 25.6349 | 32.7498 | 39.9712 | 47.2466 | 54.5404 | 61.8297 | 69.1196 | 76.3735 | 83.5916 | 90.7743 | 97.9216 | 105.0337 | 110.9836 | 110.9836 | 110.9836 | 110.9836 | 110.9836 | 110.9836 | 110.9836 | 110.9836 | 110.9836
| Com-ExteriorLighting-2021P_V9 | M_Input | Based on the 2021 Plan workbook "Com-ExteriorLighting-2021P_V9" | 2020 | NR | 2022 | 2045 | PSE | Commercial | All Commercial | Electric | Per 1,000 Interior Building Sqft |  |  | Exterior Lighting: Façade - HID 400W - NR |  | 30.7005 | 16.3084 | 4.0377 | 0 |  | 0 | -0.79041 | 3.7276 | 0 | 0 | 0 | 0 | 0 |  | 0 | 0 | 0 | Lighting | Lighting | Exterior Lighting | Exterior Lighting: Façade | StreetLight | 0.0153% | 100% | 100% | 55.2882 | 0.001 | 15% | 6.132% | 95% | 6.8% | 0.2% | 21.4706 | 0.69141 | 2.2162 | 4.9738 | 0 | 0 | 0 | 0.39847 | -4.3818 |  | 0.0011119 | 0 | 0.0011119 | 01. ($9,999.000) to $0.028 | 1 | 0 | 01. ($9,999.00) to $0.22 | 1 | 3939.4271 | 4289.4528 | 4554.1861 | 4741.298 | 4863.854 | 4936.6473 | 4973.5594 | 4986.1167 | 4983.0433 | 4983.4528 | 4958.8686 | 4934.4305 | 4910.1373 | 4885.988 | 4861.9817 | 4838.1174 | 4814.394 | 4790.8106 | 4767.3662 | 4744.06 | 4720.8908 | 4697.8578 | 4674.96 | 4652.1965 | 120942.5762 | 131688.5567 | 139816.0144 | 145560.4525 | 149322.9893 | 151557.7835 | 152691.0028 | 153076.5191 | 152982.1653 | 152994.7354 | 152239.9896 | 151489.725 | 150743.9104 | 150002.5151 | 149265.5083 | 148532.8595 | 147804.5387 | 147080.5158 | 146360.7611 | 145645.2451 | 144933.9386 | 144226.8125 | 143523.8379 | 142824.9864 | 2329246.9516 | 120942.5762 | 252631.1328 | 392447.1472 | 538007.5997 | 687330.5891 | 838888.3726 | 991579.3754 | 1144655.8945 | 1297638.0598 | 1450632.7952 | 1602872.7848 | 1754362.5097 | 1905106.4202 | 2055108.9352 | 2204374.4435 | 2329246.9516 | 2329246.9516 | 2329246.9516 | 2329246.9516 | 2329246.9516 | 2329246.9516 | 2329246.9516 | 2329246.9516 | 2329246.9516 | 0 | 0 | 0 | 0 | 0 | 0 | 0 | 0 | 0 | 0 | 0 | 0 | 0 | 0 | 0 | 0 | 0 | 0 | 0 | 0 | 0 | 0 | 0 | 0 | 0 | 0 | 0 | 0 | 0 | 0 | 0 | 0 | 0 | 0 | 0 | 0 | 0 | 0 | 0 | 0 | 0 | 0 | 0 | 0 | 0 | 0 | 0 | 0 | 0 | 0 | 0 | 0 | 0 | 0 | 0 | 0 | 0 | 0 | 0 | 0 | 0 | 18.5034 | 38.6508 | 60.0417 | 82.3114 | 105.1568 | 128.3441 | 151.7048 | 175.1244 | 198.5296 | 221.9368 | 245.2284 | 268.4053 | 291.4681 | 314.4174 | 337.254 | 356.3586 | 356.3586 | 356.3586 | 356.3586 | 356.3586 | 356.3586 | 356.3586 | 356.3586 | 356.3586 | 1569.7463 | 1709.2213 | 1814.7098 | 1889.2684 | 1938.1034 | 1967.1094 | 1981.8178 | 1986.8215 | 1985.5968 | 1985.76 | 1975.9639 | 1966.226 | 1956.5459 | 1946.9231 | 1937.3573 | 1620.754 | 0 | 0 | 0 | 0 | 0 | 0 | 0 | 0 | 30231.9251 | 0 | 0 | 0 | 0 | 0 | 0 | 0 | 0 | 0 | 0 | 0 | 0 | 0 | 0 | 0 | 0 | 0 | 0 | 0 | 0 | 0.002078% | 2.5137 | 5.2507 | 8.1566 | 11.1819 | 14.2855 | 17.4354 | 20.609 | 23.7905 | 26.9701 | 30.1499 | 33.3141 | 36.4627 | 39.5957 | 42.7134 | 45.8157 | 48.411 | 48.411 | 48.411 | 48.411 | 48.411 | 48.411 | 48.411 | 48.411 | 48.411
| Com-ExteriorLighting-2021P_V9 | M_Input | Based on the 2021 Plan workbook "Com-ExteriorLighting-2021P_V9" | 2020 | New | 2022 | 2045 | PSE | Commercial | All Commercial | Electric | Per 1,000 Interior Building Sqft |  |  | Exterior Lighting: Walkway - HID 150W - New |  | 69.0518 | 16.3084 | -8.4911 | 0 |  | 0 | -4.8317 | 5.5915 | 0 | 0 | 0 | 0 | 0 |  | 0 | 0 | 0 | Lighting | Lighting | Exterior Lighting | Exterior Lighting: Walkway | StreetLight | 0.0153% | 100% | 100% | 55.2882 | 0.001 | 15% | 6.132% | 100% | 6.8% | 0.2% | 48.2918 | 1.5551 | 4.9847 | -10.4596 | 0 | 0 | 0 | -28.7851 | -17.5367 |  | -0.03571 | 0 | -0.03571 | 01. ($9,999.000) to $0.028 | 1 | 0 | 01. ($9,999.00) to $0.22 | 1 | 1322.6677 | 1664.281 | 1518.1674 | 798.1002 | 1036.2495 | 1283.0473 | 1678.0968 | 959.2194 | 1639.9867 | 1980.9009 | 1551.2375 | 643.3795 | 1861.3048 | 2269.5678 | 1951.8716 | 1216.7818 | 1690.4246 | 1914.8803 | 2064.2555 | 1554.9033 | 1869.2082 | 1913.3299 | 2258.1412 | 1762.8861 | 91332.6222 | 114921.6431 | 104832.234 | 55110.2768 | 71554.9223 | 88596.7633 | 115875.6502 | 66235.8556 | 113244.0768 | 136784.8255 | 107115.7823 | 44426.5327 | 128526.498 | 156717.8057 | 134780.3001 | 84021.0063 | 116726.9067 | 132225.9861 | 142540.6132 | 107368.9137 | 129072.2432 | 132118.9295 | 155928.7769 | 121730.509 | 2651789.673 | 91332.6222 | 206254.2653 | 311086.4992 | 366196.7761 | 437751.6984 | 526348.4617 | 642224.1119 | 708459.9675 | 821704.0443 | 958488.8697 | 1065604.652 | 1110031.1847 | 1238557.6827 | 1395275.4884 | 1530055.7885 | 1614076.7948 | 1730803.7014 | 1863029.6876 | 2005570.3008 | 2112939.2144 | 2242011.4576 | 2374130.3871 | 2530059.164 | 2651789.673 | 0 | 0 | 0 | 0 | 0 | 0 | 0 | 0 | 0 | 0 | 0 | 0 | 0 | 0 | 0 | 0 | 0 | 0 | 0 | 0 | 0 | 0 | 0 | 0 | 0 | 0 | 0 | 0 | 0 | 0 | 0 | 0 | 0 | 0 | 0 | 0 | 0 | 0 | 0 | 0 | 0 | 0 | 0 | 0 | 0 | 0 | 0 | 0 | 0 | 0 | 0 | 0 | 0 | 0 | 0 | 0 | 0 | 0 | 0 | 0 | 0 | 13.9733 | 31.5555 | 47.5941 | 56.0256 | 66.973 | 80.5277 | 98.2558 | 108.3895 | 125.715 | 146.6421 | 163.0301 | 169.8271 | 189.4907 | 213.4675 | 234.0879 | 246.9426 | 264.801 | 285.0306 | 306.8383 | 323.265 | 343.0122 | 363.2255 | 387.0815 | 405.7054 | 0 | 0 | 0 | 0 | 0 | 0 | 0 | 0 | 0 | 0 | 0 | 0 | 0 | 0 | 0 | 0 | 0 | 0 | 0 | 0 | 0 | 0 | 0 | 0 | 0 | 0 | 0 | 0 | 0 | 0 | 0 | 0 | 0 | 0 | 0 | 0 | 0 | 0 | 0 | 0 | 0 | 0 | 0 | 0 | 0 | 0.002078% | 1.8983 | 4.2868 | 6.4656 | 7.611 | 9.0982 | 10.9396 | 13.348 | 14.7246 | 17.0783 | 19.9212 | 22.1475 | 23.0709 | 25.7422 | 28.9994 | 31.8007 | 33.547 | 35.973 | 38.7212 | 41.6838 | 43.9153 | 46.5979 | 49.3439 | 52.5847 | 55.1148
| Com-ExteriorLighting-2021P_V9 | M_Input | Based on the 2021 Plan workbook "Com-ExteriorLighting-2021P_V9" | 2020 | New | 2022 | 2045 | PSE | Commercial | All Commercial | Electric | Per 1,000 Interior Building Sqft |  |  | Exterior Lighting: Walkway - CFL 26W - New |  | 12.5325 | 6.6883 | 8.8423 | 0 |  | 0 | -2.2261 | 2.3298 | 0 | 0 | 0 | 0 | 0 |  | 0 | 0 | 0 | Lighting | Lighting | Exterior Lighting | Exterior Lighting: Walkway | StreetLight | 0.0153% | 100% | 100% | 55.2882 | 0.001 | 20% | 14.95% | 100% | 6.8% | 0.2% | 4.2891 | 0.28224 | 0.45714 | 10.489 | 0 | 0 | 0 | 0.36424 | -9.2526 |  | 0.0024897 | 0 | 0.0024897 | 01. ($9,999.000) to $0.028 | 1 | 0 | 01. ($9,999.00) to $0.22 | 1 | 1763.5569 | 2219.0413 | 2024.2232 | 1064.1336 | 1381.666 | 1710.7298 | 2237.4624 | 1278.9593 | 2186.6489 | 2641.2012 | 2068.3166 | 857.8394 | 2481.7397 | 3026.0904 | 2602.4954 | 1622.3757 | 2253.8994 | 2553.1738 | 2752.3406 | 2073.2044 | 2492.2776 | 2551.1066 | 3010.8549 | 2350.5148 | 22101.7012 | 27810.0393 | 25368.49 | 13336.2083 | 17315.6696 | 21439.6471 | 28040.9008 | 16028.5017 | 27404.0829 | 33100.7396 | 25921.0888 | 10750.835 | 31102.2961 | 37924.3476 | 32615.6618 | 20332.3537 | 28246.8974 | 31997.54 | 34493.5902 | 25982.3444 | 31234.3616 | 31971.6333 | 37733.4095 | 29457.7257 | 641710.0657 | 22101.7012 | 49911.7405 | 75280.2305 | 88616.4388 | 105932.1084 | 127371.7555 | 155412.6563 | 171441.158 | 198845.2409 | 231945.9804 | 257867.0693 | 268617.9042 | 299720.2003 | 337644.5479 | 370260.2098 | 390592.5634 | 418839.4609 | 450837.0009 | 485330.5911 | 511312.9355 | 542547.2972 | 574518.9305 | 612252.34 | 641710.0657 | 0 | 0 | 0 | 0 | 0 | 0 | 0 | 0 | 0 | 0 | 0 | 0 | 0 | 0 | 0 | 0 | 0 | 0 | 0 | 0 | 0 | 0 | 0 | 0 | 0 | 0 | 0 | 0 | 0 | 0 | 0 | 0 | 0 | 0 | 0 | 0 | 0 | 0 | 0 | 0 | 0 | 0 | 0 | 0 | 0 | 0 | 0 | 0 | 0 | 0 | 0 | 0 | 0 | 0 | 0 | 0 | 0 | 0 | 0 | 0 | 0 | 3.3814 | 7.6362 | 11.5174 | 13.5577 | 16.2069 | 19.487 | 23.7771 | 26.2293 | 30.4219 | 35.4861 | 39.4519 | 41.0967 | 45.8551 | 51.6573 | 56.6472 | 59.758 | 64.0795 | 68.9749 | 74.2522 | 78.2273 | 83.006 | 87.8974 | 93.6704 | 98.1772 | 642.3605 | 808.2667 | 737.3059 | 387.6015 | 503.26 | 623.1186 | 814.9765 | 465.8499 | 796.4681 | 962.0348 | 753.3666 | 312.4606 | 903.9524 | 1102.2274 | 947.9366 | 590.9364 | 820.9635 | 929.9716 | 1002.5164 | 755.1469 | 907.7907 | 929.2187 | 1096.678 | 856.1548 | 18650.5632 | 0 | 0 | 0 | 0 | 0 | 0 | 0 | 0 | 0 | 0 | 0 | 0 | 0 | 0 | 0 | 0 | 0 | 0 | 0 | 0 | 0.002078% | 0.45936 | 1.0374 | 1.5646 | 1.8418 | 2.2017 | 2.6473 | 3.2301 | 3.5632 | 4.1328 | 4.8208 | 5.3595 | 5.583 | 6.2294 | 7.0176 | 7.6955 | 8.1181 | 8.7052 | 9.3702 | 10.0871 | 10.6271 | 11.2763 | 11.9408 | 12.725 | 13.3373
| Com-ExteriorLighting-2021P_V9 | M_Input | Based on the 2021 Plan workbook "Com-ExteriorLighting-2021P_V9" | 2020 | New | 2022 | 2045 | PSE | Commercial | All Commercial | Electric | Per 1,000 Interior Building Sqft |  |  | Exterior Lighting: Walkway - INC 75W - New |  | 14.2495 | 6.6883 | 2.7195 | 0 |  | 0 | -0.63001 | 0.23298 | 0 | 0 | 0 | 0 | 0 |  | 0 | 0 | 0 | Lighting | Lighting | Exterior Lighting | Exterior Lighting: Walkway | StreetLight | 0.0153% | 100% | 100% | 55.2882 | 0.001 | 20% | 14.95% | 100% | 6.8% | 0.2% | 4.8768 | 0.32091 | 0.51977 | 3.2259 | 0 | 0 | 0 | -28.6381 | -29.3956 |  | -0.17216 | 0 | -0.17216 | 01. ($9,999.000) to $0.028 | 1 | 0 | 01. ($9,999.00) to $0.22 | 1 | 1763.5569 | 2219.0413 | 2024.2232 | 1064.1336 | 1381.666 | 1710.7298 | 2237.4624 | 1278.9593 | 2186.6489 | 2641.2012 | 2068.3166 | 857.8394 | 2481.7397 | 3026.0904 | 2602.4954 | 1622.3757 | 2253.8994 | 2553.1738 | 2752.3406 | 2073.2044 | 2492.2776 | 2551.1066 | 3010.8549 | 2350.5148 | 25129.8618 | 31620.301 | 28844.2342 | 15163.4061 | 19688.0946 | 24377.0995 | 31882.7928 | 18224.5714 | 31158.7243 | 37635.8816 | 29472.5448 | 12223.81 | 35363.6308 | 43120.3736 | 37084.3432 | 23118.0954 | 32117.0132 | 36381.5324 | 39219.5671 | 29542.1931 | 35513.7907 | 36352.0761 | 42903.275 | 33493.7374 | 729630.9501 | 25129.8618 | 56750.1628 | 85594.397 | 100757.8031 | 120445.8977 | 144822.9971 | 176705.79 | 194930.3614 | 226089.0857 | 263724.9673 | 293197.5121 | 305421.3221 | 340784.9529 | 383905.3265 | 420989.6698 | 444107.7652 | 476224.7783 | 512606.3107 | 551825.8778 | 581368.0709 | 616881.8616 | 653233.9377 | 696137.2128 | 729630.9501 | 0 | 0 | 0 | 0 | 0 | 0 | 0 | 0 | 0 | 0 | 0 | 0 | 0 | 0 | 0 | 0 | 0 | 0 | 0 | 0 | 0 | 0 | 0 | 0 | 0 | 0 | 0 | 0 | 0 | 0 | 0 | 0 | 0 | 0 | 0 | 0 | 0 | 0 | 0 | 0 | 0 | 0 | 0 | 0 | 0 | 0 | 0 | 0 | 0 | 0 | 0 | 0 | 0 | 0 | 0 | 0 | 0 | 0 | 0 | 0 | 0 | 3.8447 | 8.6824 | 13.0953 | 15.4152 | 18.4274 | 22.1569 | 27.0348 | 29.823 | 34.5901 | 40.3481 | 44.8572 | 46.7273 | 52.1377 | 58.7349 | 64.4085 | 67.9454 | 72.8591 | 78.4252 | 84.4255 | 88.9453 | 94.3786 | 99.9403 | 106.5042 | 111.6285 | 0 | 0 | 0 | 0 | 0 | 0 | 0 | 0 | 0 | 0 | 0 | 0 | 0 | 0 | 0 | 0 | 0 | 0 | 0 | 0 | 0 | 0 | 0 | 0 | 0 | 0 | 0 | 0 | 0 | 0 | 0 | 0 | 0 | 0 | 0 | 0 | 0 | 0 | 0 | 0 | 0 | 0 | 0 | 0 | 0 | 0.002078% | 0.5223 | 1.1795 | 1.779 | 2.0941 | 2.5033 | 3.01 | 3.6727 | 4.0514 | 4.699 | 5.4813 | 6.0938 | 6.3479 | 7.0829 | 7.9791 | 8.7498 | 9.2303 | 9.8979 | 10.654 | 11.4691 | 12.0831 | 12.8213 | 13.5768 | 14.4685 | 15.1646
| Com-ExteriorLighting-2021P_V9 | M_Input | Based on the 2021 Plan workbook "Com-ExteriorLighting-2021P_V9" | 2020 | NR | 2022 | 2045 | PSE | Commercial | All Commercial | Electric | Per 1,000 Interior Building Sqft |  |  | Exterior Lighting: Walkway - HID 150W - NR |  | 70.1645 | 13.9786 | 10.253 | 0 |  | 0 | -4.8317 | 5.5915 | 0 | 0 | 0 | 0 | 0 |  | 0 | 0 | 0 | Lighting | Lighting | Exterior Lighting | Exterior Lighting: Walkway | StreetLight | 0.0153% | 100% | 100% | 55.2882 | 0.001 | 15% | 7.154% | 95% | 6.8% | 0.2% | 43.3137 | 1.5802 | 4.4894 | 14.2407 | 0 | 0 | 0 | 0.13431 | -13.3176 |  | 0.00016398 | 0 | 0.00016398 | 01. ($9,999.000) to $0.028 | 1 | 0 | 01. ($9,999.00) to $0.22 | 1 | 4595.9983 | 5004.3616 | 5313.2171 | 5531.5144 | 5674.4964 | 5759.4219 | 5802.4859 | 5817.1361 | 5813.5505 | 5814.0282 | 5785.3467 | 5756.8356 | 5728.4935 | 5700.3194 | 5672.312 | 5644.4703 | 5616.793 | 5589.279 | 5561.9273 | 5534.7366 | 5507.7059 | 5480.8341 | 5454.12 | 5427.5626 | 322476.1084 | 351128.7308 | 372799.4362 | 388116.1601 | 398148.4274 | 404107.1869 | 407128.7543 | 408156.6784 | 407905.0976 | 407938.6139 | 405926.1919 | 403925.7184 | 401937.1105 | 399960.2857 | 397995.1623 | 396041.659 | 394099.6955 | 392169.1918 | 390250.0687 | 388342.2475 | 386445.6503 | 384560.1994 | 382685.8183 | 380822.4305 | 5323375.1772 | 322476.1084 | 673604.8393 | 1046404.2755 | 1434520.4356 | 1832668.863 | 2236776.0498 | 2643904.8041 | 3052061.4825 | 3459966.5801 | 3867905.194 | 4273831.3859 | 4677757.1043 | 5079694.2148 | 5323375.1772 | 5323375.1772 | 5323375.1772 | 5323375.1772 | 5323375.1772 | 5323375.1772 | 5323375.1772 | 5323375.1772 | 5323375.1772 | 5323375.1772 | 5323375.1772 | 0 | 0 | 0 | 0 | 0 | 0 | 0 | 0 | 0 | 0 | 0 | 0 | 0 | 0 | 0 | 0 | 0 | 0 | 0 | 0 | 0 | 0 | 0 | 0 | 0 | 0 | 0 | 0 | 0 | 0 | 0 | 0 | 0 | 0 | 0 | 0 | 0 | 0 | 0 | 0 | 0 | 0 | 0 | 0 | 0 | 0 | 0 | 0 | 0 | 0 | 0 | 0 | 0 | 0 | 0 | 0 | 0 | 0 | 0 | 0 | 0 | 49.3366 | 103.0569 | 160.0926 | 219.4717 | 280.3856 | 342.2112 | 404.4991 | 466.9442 | 529.3509 | 591.7627 | 653.8665 | 715.6644 | 777.158 | 814.4395 | 814.4395 | 814.4395 | 814.4395 | 814.4395 | 814.4395 | 814.4395 | 814.4395 | 814.4395 | 814.4395 | 814.4395 | 617.3102 | 672.1594 | 713.6432 | 742.9637 | 762.1683 | 773.5751 | 779.3592 | 781.3269 | 780.8453 | 780.9095 | 777.0572 | 773.2277 | 769.4209 | 466.474 | 0 | 0 | 0 | 0 | 0 | 0 | 0 | 0 | 0 | 0 | 10190.4406 | 0 | 0 | 0 | 0 | 0 | 0 | 0 | 0 | 0 | 0 | 0 | 0 | 0 | 0 | 0 | 0 | 0 | 0 | 0 | 0 | 0.002078% | 6.7023 | 14.0002 | 21.7485 | 29.8151 | 38.0902 | 46.4891 | 54.9509 | 63.434 | 71.9119 | 80.3905 | 88.8273 | 97.2224 | 105.5763 | 110.641 | 110.641 | 110.641 | 110.641 | 110.641 | 110.641 | 110.641 | 110.641 | 110.641 | 110.641 | 110.641
| Com-ExteriorLighting-2021P_V9 | M_Input | Based on the 2021 Plan workbook "Com-ExteriorLighting-2021P_V9" | 2020 | NR | 2022 | 2045 | PSE | Commercial | All Commercial | Electric | Per 1,000 Interior Building Sqft |  |  | Exterior Lighting: Walkway - CFL 26W - NR |  | 13.5044 | 6.6883 | 8.8423 | 0 |  | 0 | -2.2261 | 2.3298 | 0 | 0 | 0 | 0 | 0 |  | 0 | 0 | 0 | Lighting | Lighting | Exterior Lighting | Exterior Lighting: Walkway | StreetLight | 0.0153% | 100% | 100% | 55.2882 | 0.001 | 15% | 14.95% | 95% | 6.8% | 0.2% | 4.6218 | 0.30413 | 0.49259 | 10.489 | 0 | 0 | 0 | 0.3069 | -9.3099 |  | 0.0019468 | 0 | 0.0019468 | 01. ($9,999.000) to $0.028 | 1 | 0 | 01. ($9,999.00) to $0.22 | 1 | 9605.6814 | 10459.1646 | 11104.6757 | 11560.919 | 11859.7528 | 12037.2479 | 12127.2522 | 12157.8712 | 12150.3773 | 12151.3757 | 12091.4311 | 12031.8425 | 11972.6073 | 11913.7231 | 11855.1874 | 11796.9979 | 11739.1521 | 11681.6477 | 11624.4823 | 11567.6535 | 11511.1591 | 11454.9966 | 11399.1639 | 11343.6587 | 129719.0412 | 141244.8275 | 149962.0721 | 156123.3681 | 160158.9417 | 162555.9087 | 163771.3625 | 164184.8546 | 164083.6539 | 164097.1361 | 163287.6205 | 162482.9113 | 161682.9751 | 160887.7787 | 160097.2894 | 159311.4744 | 158530.3013 | 157753.7381 | 156981.7528 | 156214.3139 | 155451.3898 | 154692.9495 | 153938.9621 | 153189.3969 | 1024577.8155 | 129719.0412 | 270963.8687 | 420925.9408 | 577049.3089 | 737208.2506 | 899764.1593 | 1024577.8155 | 1024577.8155 | 1024577.8155 | 1024577.8155 | 1024577.8155 | 1024577.8155 | 1024577.8155 | 1024577.8155 | 1024577.8155 | 1024577.8155 | 1024577.8155 | 1024577.8155 | 1024577.8155 | 1024577.8155 | 1024577.8155 | 1024577.8155 | 1024577.8155 | 1024577.8155 | 0 | 0 | 0 | 0 | 0 | 0 | 0 | 0 | 0 | 0 | 0 | 0 | 0 | 0 | 0 | 0 | 0 | 0 | 0 | 0 | 0 | 0 | 0 | 0 | 0 | 0 | 0 | 0 | 0 | 0 | 0 | 0 | 0 | 0 | 0 | 0 | 0 | 0 | 0 | 0 | 0 | 0 | 0 | 0 | 0 | 0 | 0 | 0 | 0 | 0 | 0 | 0 | 0 | 0 | 0 | 0 | 0 | 0 | 0 | 0 | 0 | 19.8461 | 41.4556 | 64.3987 | 88.2845 | 112.7877 | 137.6577 | 156.7533 | 156.7533 | 156.7533 | 156.7533 | 156.7533 | 156.7533 | 156.7533 | 156.7533 | 156.7533 | 156.7533 | 156.7533 | 156.7533 | 156.7533 | 156.7533 | 156.7533 | 156.7533 | 156.7533 | 156.7533 | 2947.9742 | 3209.9074 | 3408.0141 | 3548.0347 | 3639.7465 | 3694.2196 | 2836.4952 | 0 | 0 | 0 | 0 | 0 | 0 | 0 | 0 | 0 | 0 | 0 | 0 | 0 | 0 | 0 | 0 | 0 | 23284.3918 | 0 | 0 | 0 | 0 | 0 | 0 | 0 | 0 | 0 | 0 | 0 | 0 | 0 | 0 | 0 | 0 | 0 | 0 | 0 | 0 | 0.002078% | 2.6961 | 5.6317 | 8.7485 | 11.9934 | 15.3221 | 18.7007 | 21.2948 | 21.2948 | 21.2948 | 21.2948 | 21.2948 | 21.2948 | 21.2948 | 21.2948 | 21.2948 | 21.2948 | 21.2948 | 21.2948 | 21.2948 | 21.2948 | 21.2948 | 21.2948 | 21.2948 | 21.2948
| Com-ExteriorLighting-2021P_V9 | M_Input | Based on the 2021 Plan workbook "Com-ExteriorLighting-2021P_V9" | 2020 | NR | 2022 | 2045 | PSE | Commercial | All Commercial | Electric | Per 1,000 Interior Building Sqft |  |  | Exterior Lighting: Walkway - INC 75W - NR |  | 14.5437 | 6.6883 | 2.7195 | 0 |  | 0 | -0.63001 | 0.23298 | 0 | 0 | 0 | 0 | 0 |  | 0 | 0 | 0 | Lighting | Lighting | Exterior Lighting | Exterior Lighting: Walkway | StreetLight | 0.0153% | 100% | 100% | 55.2882 | 0.001 | 15% | 14.95% | 95% | 6.8% | 0.2% | 4.9774 | 0.32754 | 0.5305 | 3.2259 | 0 | 0 | 0 | -28.6555 | -29.413 |  | -0.16878 | 0 | -0.16878 | 01. ($9,999.000) to $0.028 | 1 | 0 | 01. ($9,999.00) to $0.22 | 1 | 9605.6814 | 10459.1646 | 11104.6757 | 11560.919 | 11859.7528 | 12037.2479 | 12127.2522 | 12157.8712 | 12150.3773 | 12151.3757 | 12091.4311 | 12031.8425 | 11972.6073 | 11913.7231 | 11855.1874 | 11796.9979 | 11739.1521 | 11681.6477 | 11624.4823 | 11567.6535 | 11511.1591 | 11454.9966 | 11399.1639 | 11343.6587 | 139701.7791 | 152114.5508 | 161502.645 | 168138.0934 | 172484.2311 | 175065.6605 | 176374.6516 | 176819.9647 | 176710.9759 | 176725.4957 | 175853.6824 | 174987.0455 | 174125.5489 | 173269.157 | 172417.8343 | 171571.5456 | 170730.2561 | 169893.9312 | 169062.5366 | 168236.0381 | 167414.402 | 166597.5947 | 165785.583 | 164978.3337 | 1103425.8522 | 139701.7791 | 291816.3298 | 453318.9748 | 621457.0683 | 793941.2994 | 969006.9599 | 1103425.8522 | 1103425.8522 | 1103425.8522 | 1103425.8522 | 1103425.8522 | 1103425.8522 | 1103425.8522 | 1103425.8522 | 1103425.8522 | 1103425.8522 | 1103425.8522 | 1103425.8522 | 1103425.8522 | 1103425.8522 | 1103425.8522 | 1103425.8522 | 1103425.8522 | 1103425.8522 | 0 | 0 | 0 | 0 | 0 | 0 | 0 | 0 | 0 | 0 | 0 | 0 | 0 | 0 | 0 | 0 | 0 | 0 | 0 | 0 | 0 | 0 | 0 | 0 | 0 | 0 | 0 | 0 | 0 | 0 | 0 | 0 | 0 | 0 | 0 | 0 | 0 | 0 | 0 | 0 | 0 | 0 | 0 | 0 | 0 | 0 | 0 | 0 | 0 | 0 | 0 | 0 | 0 | 0 | 0 | 0 | 0 | 0 | 0 | 0 | 0 | 21.3734 | 44.6459 | 69.3547 | 95.0786 | 121.4675 | 148.2513 | 168.8165 | 168.8165 | 168.8165 | 168.8165 | 168.8165 | 168.8165 | 168.8165 | 168.8165 | 168.8165 | 168.8165 | 168.8165 | 168.8165 | 168.8165 | 168.8165 | 168.8165 | 168.8165 | 168.8165 | 168.8165 | 0 | 0 | 0 | 0 | 0 | 0 | 0 | 0 | 0 | 0 | 0 | 0 | 0 | 0 | 0 | 0 | 0 | 0 | 0 | 0 | 0 | 0 | 0 | 0 | 0 | 0 | 0 | 0 | 0 | 0 | 0 | 0 | 0 | 0 | 0 | 0 | 0 | 0 | 0 | 0 | 0 | 0 | 0 | 0 | 0 | 0.002078% | 2.9036 | 6.0651 | 9.4218 | 12.9164 | 16.5013 | 20.1398 | 22.9336 | 22.9336 | 22.9336 | 22.9336 | 22.9336 | 22.9336 | 22.9336 | 22.9336 | 22.9336 | 22.9336 | 22.9336 | 22.9336 | 22.9336 | 22.9336 | 22.9336 | 22.9336 | 22.9336 | 22.9336
| COM-FumeHood-7P_V2 | Measure InputOutput | 7P workbook COM-FumeHood-7P_V2 | 2020 | NR and New | 2022 | 2045 | PSE | Commercial | All Commercial | Electric | Per Fume Hood - Hood Dominated HVAC |  |  | Premium Fume Hood-NR |  | 8500 | 18 | 4060.08 | 0 |  | 0 | 0 | 0 | 0 | 0 | 0 | 0 | 0 |  | 0 | 0 | 0 | Ventilation | Ventilation | FumeHood | Fume Hood | CommVENT | 0.0141% | 79.93% | 79.93% | 0.02789 | 5.0444e-07 | 45% | 5.556% | 85% | 6.8% | 0.2% | 6660.7861 | 176.429 | 683.7215 | 4683.6143 | 0 | 0 | 0 | 4635.4797 | -48.1346 |  | 0.046717 | 0 | 0.046717 | 02. $0.028 to $0.055 | 1 | 0 | 01. ($9,999.00) to $0.22 | 1 | 0.29708 | 0.37766 | 0.44112 | 0.44419 | 0.52424 | 0.63434 | 0.73666 | 0.66471 | 0.69768 | 0.62856 | 0.45368 | 0.25574 | 0.18166 | 0.092614 | 0.037257 | 0.01199 | 0.0040347 | 0.00090765 | 0.00015212 | 1.6791e-05 | 1.7598e-05 | 1.7659e-05 | 1.8551e-05 | 1.7123e-05 | 2525.1795 | 3210.0743 | 3749.4855 | 3775.6255 | 4456.0022 | 5391.9274 | 6261.5921 | 5650.0504 | 5930.2811 | 5342.7966 | 3856.2713 | 2173.7743 | 1544.0953 | 787.2179 | 316.6835 | 101.9121 | 34.295 | 7.7151 | 1.293 | 0.14272 | 0.14958 | 0.1501 | 0.15768 | 0.14555 | 55117.0179 | 2525.1795 | 5735.2539 | 9484.7394 | 13260.3649 | 17716.367 | 23108.2945 | 29369.8866 | 35019.937 | 40950.2181 | 46293.0147 | 50149.2861 | 52323.0603 | 53867.1557 | 54654.3736 | 54971.0571 | 55072.9692 | 55107.2642 | 55114.9793 | 55116.2723 | 55116.415 | 55116.5646 | 55116.7147 | 55116.8723 | 55117.0179 | 0 | 0 | 0 | 0 | 0 | 0 | 0 | 0 | 0 | 0 | 0 | 0 | 0 | 0 | 0 | 0 | 0 | 0 | 0 | 0 | 0 | 0 | 0 | 0 | 0 | 0 | 0 | 0 | 0 | 0 | 0 | 0 | 0 | 0 | 0 | 0 | 0 | 0 | 0 | 0 | 0 | 0 | 0 | 0 | 0 | 0 | 0 | 0 | 0 | 0 | 0 | 0 | 0 | 0 | 0 | 0 | 0 | 0 | 0 | 0 | 0 | 0.35606 | 0.8087 | 1.3374 | 1.8698 | 2.4981 | 3.2584 | 4.1413 | 4.938 | 5.7742 | 6.5275 | 7.0713 | 7.3778 | 7.5955 | 7.7065 | 7.7512 | 7.7656 | 7.7704 | 7.7715 | 7.7717 | 7.7717 | 7.7717 | 7.7717 | 7.7717 | 7.7718 | 1377.1081 | 1750.6158 | 2044.784 | 2059.0395 | 2430.0833 | 2940.4906 | 3414.7627 | 3081.2581 | 3234.0821 | 2913.6971 | 2103.0197 | 1185.469 | 842.0733 | 429.3097 | 172.7035 | 55.5778 | 18.7028 | 4.2074 | 0.70513 | 0.077834 | 0.081575 | 0.081858 | 0.085993 | 0.079375 | 30058.0964 | 0 | 0 | 0 | 0 | 0 | 0 | 0 | 0 | 0 | 0 | 0 | 0 | 0 | 0 | 0 | 0 | 0 | 0 | 0 | 0 | 0.01557% | 0.39323 | 0.89311 | 1.477 | 2.0649 | 2.7588 | 3.5985 | 4.5736 | 5.4534 | 6.3769 | 7.2089 | 7.8094 | 8.1479 | 8.3883 | 8.5109 | 8.5602 | 8.5761 | 8.5815 | 8.5827 | 8.5829 | 8.5829 | 8.5829 | 8.5829 | 8.583 | 8.583
| COM-FumeHood-7P_V2 | Measure InputOutput | 7P workbook COM-FumeHood-7P_V2 | 2020 | NR and New | 2022 | 2045 | PSE | Commercial | All Commercial | Electric | Per Fume Hood - Min OA Dominated HVAC |  |  | Premium Fume Hood-NR |  | 6000 | 18 | 4060.08 | 0 |  | 0 | 0 | 0 | 0 | 0 | 0 | 0 | 0 |  | 0 | 0 | 0 | Ventilation | Ventilation | FumeHood | Fume Hood | CommVENT | 0.0141% | 79.93% | 79.93% | 0.02789 | 5.0444e-07 | 45% | 5.556% | 85% | 6.8% | 0.2% | 4701.7314 | 124.5381 | 482.627 | 4683.6143 | 0 | 0 | 0 | 4888.4652 | 204.8509 |  | 0.069794 | 0 | 0.069794 | 04. $0.062 to $0.070 | 1 | 0 | 01. ($9,999.00) to $0.22 | 1 | 0.29708 | 0.37766 | 0.44112 | 0.44419 | 0.52424 | 0.63434 | 0.73666 | 0.66471 | 0.69768 | 0.62856 | 0.45368 | 0.25574 | 0.18166 | 0.092614 | 0.037257 | 0.01199 | 0.0040347 | 0.00090765 | 0.00015212 | 1.6791e-05 | 1.7598e-05 | 1.7659e-05 | 1.8551e-05 | 1.7123e-05 | 1782.4797 | 2265.9348 | 2646.6956 | 2665.1474 | 3145.4133 | 3806.0664 | 4419.9474 | 3988.2709 | 4186.0808 | 3771.3859 | 2722.0739 | 1534.4289 | 1089.9497 | 555.6832 | 223.5413 | 71.9379 | 24.2082 | 5.4459 | 0.91269 | 0.10075 | 0.10559 | 0.10595 | 0.11131 | 0.10274 | 38906.1303 | 1782.4797 | 4048.4145 | 6695.1101 | 9360.2576 | 12505.6708 | 16311.7373 | 20731.6847 | 24719.9555 | 28906.0363 | 32677.4222 | 35399.496 | 36933.9249 | 38023.8746 | 38579.5578 | 38803.0992 | 38875.0371 | 38899.2453 | 38904.6912 | 38905.6039 | 38905.7047 | 38905.8103 | 38905.9162 | 38906.0275 | 38906.1303 | 0 | 0 | 0 | 0 | 0 | 0 | 0 | 0 | 0 | 0 | 0 | 0 | 0 | 0 | 0 | 0 | 0 | 0 | 0 | 0 | 0 | 0 | 0 | 0 | 0 | 0 | 0 | 0 | 0 | 0 | 0 | 0 | 0 | 0 | 0 | 0 | 0 | 0 | 0 | 0 | 0 | 0 | 0 | 0 | 0 | 0 | 0 | 0 | 0 | 0 | 0 | 0 | 0 | 0 | 0 | 0 | 0 | 0 | 0 | 0 | 0 | 0.25134 | 0.57085 | 0.94404 | 1.3198 | 1.7634 | 2.3 | 2.9233 | 3.4856 | 4.0759 | 4.6077 | 4.9915 | 5.2079 | 5.3616 | 5.4399 | 5.4714 | 5.4816 | 5.485 | 5.4858 | 5.4859 | 5.4859 | 5.4859 | 5.4859 | 5.4859 | 5.486 | 1452.265 | 1846.1573 | 2156.3799 | 2171.4134 | 2562.7072 | 3100.9705 | 3601.1265 | 3249.4205 | 3410.585 | 3072.7147 | 2217.7939 | 1250.167 | 888.0302 | 452.7397 | 182.129 | 58.611 | 19.7235 | 4.437 | 0.74361 | 0.082082 | 0.086027 | 0.086326 | 0.090687 | 0.083707 | 31698.5439 | 0 | 0 | 0 | 0 | 0 | 0 | 0 | 0 | 0 | 0 | 0 | 0 | 0 | 0 | 0 | 0 | 0 | 0 | 0 | 0 | 0.01557% | 0.27757 | 0.63043 | 1.0426 | 1.4576 | 1.9474 | 2.5401 | 3.2284 | 3.8495 | 4.5013 | 5.0886 | 5.5125 | 5.7515 | 5.9212 | 6.0077 | 6.0425 | 6.0537 | 6.0575 | 6.0583 | 6.0585 | 6.0585 | 6.0585 | 6.0585 | 6.0586 | 6.0586
| Com-LED Signage_PSE | M_Input | PSE Business Case: Light Fixture | 2020 | Retro | 2022 | 2045 | PSE | Commercial | All Commercial | Electric | Per LED Exit Sign - SBDI | Per LED Exit Sign - SBDI | 60 | SBDI: LED Exit Sign |  | 153.3 | 9 | 60 | 0 |  | 0 | 0 | 0 | 0 | 0 | 0 | 0 | 0 |  | 0 | 0 | 0 | Lighting | Lighting | LED Signage | LED Sign | ExCommLight | 0.01065% | 100% | 100% | 47.55 | 0.00086004 | 50% | 11.11% | 95% | 6.8% | 0.2% | 65.6587 | 2.4043 | 6.8063 | 107.5021 | 0 | 0 | 0 | 110.2915 | 2.7894 |  | 0.061631 | 0 | 0.061631 | 03. $0.055 to $0.062 | 1 | 0 | 01. ($9,999.00) to $0.22 | 1 | 24365.0136 | 24243.7143 | 24123.1418 | 24003.291 | 23884.1569 | 23765.7346 | 23648.0189 | 23531.005 | 23414.688 | 23299.063 | 0 | 0 | 0 | 0 | 0 | 0 | 0 | 0 | 0 | 0 | 0 | 0 | 0 | 0 | 3735156.5831 | 3716561.3952 | 3698077.6309 | 3679704.5099 | 3661441.2583 | 3643287.1078 | 3625241.2965 | 3607303.0681 | 3589471.6726 | 3571746.3654 | 0 | 0 | 0 | 0 | 0 | 0 | 0 | 0 | 0 | 0 | 0 | 0 | 0 | 0 | 36527990.8877 | 3735156.5831 | 7451717.9782 | 11149795.6091 | 14829500.119 | 18490941.3773 | 22134228.4851 | 25759469.7815 | 29366772.8497 | 32956244.5223 | 36527990.8877 | 36527990.8877 | 36527990.8877 | 36527990.8877 | 36527990.8877 | 36527990.8877 | 36527990.8877 | 36527990.8877 | 36527990.8877 | 36527990.8877 | 36527990.8877 | 36527990.8877 | 36527990.8877 | 36527990.8877 | 36527990.8877 | 0 | 0 | 0 | 0 | 0 | 0 | 0 | 0 | 0 | 0 | 0 | 0 | 0 | 0 | 0 | 0 | 0 | 0 | 0 | 0 | 0 | 0 | 0 | 0 | 0 | 0 | 0 | 0 | 0 | 0 | 0 | 0 | 0 | 0 | 0 | 0 | 0 | 0 | 0 | 0 | 0 | 0 | 0 | 0 | 0 | 0 | 0 | 0 | 0 | 0 | 0 | 0 | 0 | 0 | 0 | 0 | 0 | 0 | 0 | 0 | 0 | 397.9556 | 793.93 | 1187.935 | 1579.9826 | 1970.0843 | 2358.2518 | 2744.4966 | 3128.8303 | 3511.2641 | 3891.8095 | 3891.8095 | 3891.8095 | 3891.8095 | 3891.8095 | 3891.8095 | 3891.8095 | 3891.8095 | 3891.8095 | 3891.8095 | 3891.8095 | 3891.8095 | 3891.8095 | 3891.8095 | 3891.8095 | 2687253.7011 | 2673875.4166 | 2660577.2957 | 2647358.7769 | 2634219.3035 | 2621158.3228 | 2608175.2866 | 2595269.6508 | 2582440.8757 | 2569688.4258 | 0 | 0 | 0 | 0 | 0 | 0 | 0 | 0 | 0 | 0 | 0 | 0 | 0 | 0 | 26280017.0555 | 0 | 0 | 0 | 0 | 0 | 0 | 0 | 0 | 0 | 0 | 0 | 0 | 0 | 0 | 0 | 0 | 0 | 0 | 0 | 0 | 0.01657% | 618.7969 | 1234.5131 | 1847.1672 | 2456.7775 | 3063.3621 | 3666.9391 | 4267.5265 | 4865.1421 | 5459.8037 | 6051.5287 | 6051.5287 | 6051.5287 | 6051.5287 | 6051.5287 | 6051.5287 | 6051.5287 | 6051.5287 | 6051.5287 | 6051.5287 | 6051.5287 | 6051.5287 | 6051.5287 | 6051.5287 | 6051.5287
| Com-LED Signage_PSE | M_Input | PSE Business Case: Light Fixture | 2020 | Retro | 2022 | 2045 | PSE | Commercial | All Commercial | Electric | Per LED Open Sign - SBDI | Per LED Open Sign - SBDI | 130.65 | SBDI: LED Open Sign |  | 92 | 16 | 130.65 | 0 |  | 0 | 0 | 0 | 0 | 0 | 0 | 0 | 0 |  | 0 | 0 | 0 | Lighting | Lighting | LED Signage | LED Sign | ExCommLight | 0.01065% | 100% | 100% | 1 | 1.8087e-05 | 50% | 6.25% | 95% | 6.8% | 0.2% | 64.3407 | 1.4429 | 6.5784 | 161.2646 | 0 | 0 | 0 | 179.3734 | 18.1088 |  | 0.16702 | 0 | 0.16702 | 10. $0.150 to $0.175 | 0 | 0 | 01. ($9,999.00) to $0.22 | 1 | 512.4083 | 509.8573 | 507.3216 | 504.8011 | 502.2956 | 499.8051 | 497.3295 | 494.8687 | 492.4225 | 489.9908 | 0 | 0 | 0 | 0 | 0 | 0 | 0 | 0 | 0 | 0 | 0 | 0 | 0 | 0 | 47141.5615 | 46906.8709 | 46673.5866 | 46441.6987 | 46211.1974 | 45982.0732 | 45754.3163 | 45527.9172 | 45302.8664 | 45079.1546 | 0 | 0 | 0 | 0 | 0 | 0 | 0 | 0 | 0 | 0 | 0 | 0 | 0 | 0 | 461021.2427 | 47141.5615 | 94048.4324 | 140722.019 | 187163.7177 | 233374.9151 | 279356.9883 | 325111.3045 | 370639.2217 | 415942.0881 | 461021.2427 | 461021.2427 | 461021.2427 | 461021.2427 | 461021.2427 | 461021.2427 | 461021.2427 | 461021.2427 | 461021.2427 | 461021.2427 | 461021.2427 | 461021.2427 | 461021.2427 | 461021.2427 | 461021.2427 | 0 | 0 | 0 | 0 | 0 | 0 | 0 | 0 | 0 | 0 | 0 | 0 | 0 | 0 | 0 | 0 | 0 | 0 | 0 | 0 | 0 | 0 | 0 | 0 | 0 | 0 | 0 | 0 | 0 | 0 | 0 | 0 | 0 | 0 | 0 | 0 | 0 | 0 | 0 | 0 | 0 | 0 | 0 | 0 | 0 | 0 | 0 | 0 | 0 | 0 | 0 | 0 | 0 | 0 | 0 | 0 | 0 | 0 | 0 | 0 | 0 | 5.0226 | 10.0202 | 14.993 | 19.941 | 24.8645 | 29.7636 | 34.6384 | 39.4891 | 44.3158 | 49.1187 | 49.1187 | 49.1187 | 49.1187 | 49.1187 | 49.1187 | 49.1187 | 49.1187 | 49.1187 | 49.1187 | 49.1187 | 49.1187 | 49.1187 | 49.1187 | 49.1187 | 91912.4061 | 91454.8273 | 90999.9903 | 90547.876 | 90098.4653 | 89651.7392 | 89207.6792 | 88766.2664 | 88327.4825 | 87891.3092 | 0 | 0 | 0 | 0 | 0 | 0 | 0 | 0 | 0 | 0 | 0 | 0 | 0 | 0 | 898858.0415 | 0 | 0 | 0 | 0 | 0 | 0 | 0 | 0 | 0 | 0 | 0 | 0 | 0 | 0 | 0 | 0 | 0 | 0 | 0 | 0 | 0.01657% | 7.8099 | 15.5808 | 23.3132 | 31.0071 | 38.6628 | 46.2806 | 53.8606 | 61.4032 | 68.9084 | 76.3766 | 76.3766 | 76.3766 | 76.3766 | 76.3766 | 76.3766 | 76.3766 | 76.3766 | 76.3766 | 76.3766 | 76.3766 | 76.3766 | 76.3766 | 76.3766 | 76.3766
| Com-LightingInterior-2021P_V20 | M_Input(per KSF) | 2021P Workbook "Com-LightingInterior-2021P_V20" | 2020 | New | 2022 | 2045 | PSE | Commercial | All Commercial | Electric | Per Building Thousand SqFt |  |  | Weighted Avg Bldg_NEW_LINEAR_Fixture_from_LFTube_to_LEDPanel_CONTR |  | 633.5702 | 15.3774 | 206.2113 | 0 |  | 0 | -50.3392 | 9.1125 | 0 | 0 | 0 | 0 | -5.5328 |  | 0 | 0 | 0 | Lighting | Lighting | Interior Lighting | Linear LED | ExCommLight | 0.01065% | 100% | 100% | 55.2882 | 0.001 | 86% | 6.503% | 100% | 6.8% | 0.2% | 416.616 | 9.9366 | 42.6553 | 263.8537 | 0 | -58.7062 | 0 | 873.3258 | -70.7938 |  | 0.11808 | 0 | 0.11808 | 08. $0.115 to $0.130 | 1 | 0 | 01. ($9,999.00) to $0.22 | 1 | 1097.2356 | 2523.3032 | 3235.7842 | 2167.7364 | 3412.5519 | 4887.9794 | 7084.6433 | 4369.2078 | 7914.015 | 9969.0837 | 8093.6354 | 3452.0411 | 10207.0964 | 12660.8416 | 11036.4171 | 6953.7537 | 9661.261 | 10944.3725 | 11798.2203 | 8887.0512 | 10683.4613 | 10935.6391 | 12906.4082 | 10075.7773 | 695175.7587 | 1598689.7542 | 2050096.4656 | 1373413.2333 | 2162091.2032 | 3096878.1305 | 4488618.9664 | 2768199.9349 | 5014084.1792 | 6316114.479 | 5127886.2625 | 2187110.416 | 6466912.189 | 8021532.0658 | 6992345.1145 | 4405691.2043 | 6121087.1337 | 6934028.4133 | 7475000.8945 | 5630570.909 | 6768722.8356 | 6928495.1813 | 8177115.7527 | 6383712.3728 | 117183572.8498 | 695175.7587 | 2293865.5129 | 4343961.9785 | 5717375.2118 | 7879466.4149 | 10976344.5454 | 15464963.5118 | 18233163.4467 | 23247247.6258 | 29563362.1049 | 34691248.3673 | 36878358.7833 | 43345270.9723 | 51366803.0381 | 58359148.1526 | 62764839.3568 | 68885926.4906 | 75819954.9039 | 83294955.7984 | 88925526.7074 | 95694249.543 | 102622744.7243 | 110799860.477 | 117183572.8498 | 0 | 0 | 0 | 0 | 0 | 0 | 0 | 0 | 0 | 0 | 0 | 0 | 0 | 0 | 0 | 0 | 0 | 0 | 0 | 0 | 0 | 0 | 0 | 0 | 0 | 0 | 0 | 0 | 0 | 0 | 0 | 0 | 0 | 0 | 0 | 0 | 0 | 0 | 0 | 0 | 0 | 0 | 0 | 0 | 0 | 0 | 0 | 0 | 0 | 0 | 0 | 0 | 0 | 0 | 0 | 0 | 0 | 0 | 0 | 0 | 0 | 74.0663 | 244.3958 | 462.8197 | 609.1475 | 839.5037 | 1169.455 | 1647.6869 | 1942.6198 | 2476.8364 | 3149.7755 | 3696.117 | 3929.1388 | 4618.1444 | 5472.7842 | 6217.7711 | 6687.1676 | 7339.3278 | 8078.1015 | 8874.5121 | 9474.4112 | 10195.5727 | 10933.7568 | 11804.973 | 12485.1142 | 958244.1156 | 2203665.8075 | 2825893.8118 | 1893140.1629 | 2980269.5893 | 4268798.5135 | 6187201.809 | 3815741.9404 | 6911513.5271 | 8706258.0324 | 7068380.5859 | 3014756.5707 | 8914120.6002 | 11057039.6106 | 9638387.8128 | 6072892.5295 | 8437428.4542 | 9558002.91 | 10303690.1558 | 7761291.1176 | 9330142.4084 | 9550375.7928 | 11271499.2643 | 8799436.3159 | 161528171.4382 | 0 | 0 | 0 | 0 | 0 | 0 | 0 | 0 | 0 | 0 | 0 | 0 | 0 | 0 | 0 | 0 | 0 | 0 | 0 | 0 | 0.01657% | 115.1686 | 380.0207 | 719.6566 | 947.1876 | 1305.3775 | 1818.4319 | 2562.0536 | 3020.6564 | 3851.331 | 4897.7107 | 5747.2387 | 6109.5735 | 7180.9356 | 8509.8488 | 9668.2585 | 10398.1417 | 11412.2115 | 12560.9599 | 13799.3303 | 14732.1372 | 15853.4997 | 17001.3314 | 18356.02 | 19413.5985
| Com-LightingInterior-2021P_V20 | M_Input(per KSF) | 2021P Workbook "Com-LightingInterior-2021P_V20" | 2020 | NR | 2022 | 2045 | PSE | Commercial | All Commercial | Electric | Per Building Thousand SqFt |  |  | Weighted Avg Bldg_NR_LINEAR_Fixture_from_LFTube_to_LEDPanel |  | 127.8662 | 15.6513 | 24.3152 | 0 |  | 0 | -14.9934 | 9.2748 | 0 | 0 | 0 | 0 | -1.3752 |  | 0 | 0 | 0 | Lighting | Lighting | Interior Lighting | LED Panel | ExCommLight | 0.01065% | 100% | 100% | 55.2882 | 0.001 | 90% | 6.389% | 95% | 6.8% | 0.2% | 89.424 | 2.0054 | 9.1429 | 31.0434 | 0 | -15.4721 | 0 | 186.5004 | -23.6807 |  | 0.12495 | 0 | 0.12495 | 08. $0.115 to $0.130 | 1 | 0 | 01. ($9,999.00) to $0.22 | 1 | 14661.6575 | 21396.7096 | 25806.4197 | 28567.0041 | 30326.846 | 31122.5786 | 31386.829 | 31398.0565 | 31303.1101 | 31156.0474 | 31002.35 | 30849.5651 | 30697.6865 | 30546.7078 | 30396.6228 | 30247.4252 | 30099.109 | 29951.668 | 29805.0963 | 29659.3876 | 29514.5363 | 29370.5362 | 29227.3815 | 29085.0665 | 1874730.8485 | 2735916.5476 | 3299769.5446 | 3652755.0587 | 3877779.4108 | 3979526.7341 | 4013315.4343 | 4014751.0527 | 4002610.6166 | 3983806.2685 | 3964153.5581 | 3944617.5339 | 3925197.3849 | 3905892.3062 | 3886701.4994 | 3867624.1722 | 3848659.5383 | 3829806.8178 | 3811065.2366 | 3792434.0267 | 3773912.426 | 3755499.6783 | 3737195.0332 | 3718997.7463 | 58207171.8749 | 1874730.8485 | 4610647.3961 | 7910416.9407 | 11563171.9994 | 15440951.4102 | 19420478.1443 | 23433793.5785 | 27448544.6312 | 31451155.2479 | 35434961.5164 | 39399115.0745 | 43343732.6084 | 47268929.9933 | 51174822.2995 | 55061523.7989 | 58207171.8749 | 58207171.8749 | 58207171.8749 | 58207171.8749 | 58207171.8749 | 58207171.8749 | 58207171.8749 | 58207171.8749 | 58207171.8749 | 0 | 0 | 0 | 0 | 0 | 0 | 0 | 0 | 0 | 0 | 0 | 0 | 0 | 0 | 0 | 0 | 0 | 0 | 0 | 0 | 0 | 0 | 0 | 0 | 0 | 0 | 0 | 0 | 0 | 0 | 0 | 0 | 0 | 0 | 0 | 0 | 0 | 0 | 0 | 0 | 0 | 0 | 0 | 0 | 0 | 0 | 0 | 0 | 0 | 0 | 0 | 0 | 0 | 0 | 0 | 0 | 0 | 0 | 0 | 0 | 0 | 199.7398 | 491.2332 | 842.8012 | 1231.9775 | 1645.1286 | 2069.1201 | 2496.7116 | 2924.4561 | 3350.9071 | 3775.3546 | 4197.7083 | 4617.9805 | 5036.1836 | 5452.3299 | 5866.4316 | 6201.579 | 6201.579 | 6201.579 | 6201.579 | 6201.579 | 6201.579 | 6201.579 | 6201.579 | 6201.579 | 2734404.7984 | 3990494.6045 | 4812907.2414 | 5327757.298 | 5655968.5015 | 5804372.9348 | 5853655.7339 | 5855749.6675 | 5838042.1302 | 5810614.8865 | 5781950.2568 | 5753455.8207 | 5725130.3954 | 5696972.8069 | 5668981.8906 | 4588112.0482 | 0 | 0 | 0 | 0 | 0 | 0 | 0 | 0 | 84898571.0151 | 0 | 0 | 0 | 0 | 0 | 0 | 0 | 0 | 0 | 0 | 0 | 0 | 0 | 0 | 0 | 0 | 0 | 0 | 0 | 0 | 0.01657% | 310.5834 | 763.8379 | 1310.505 | 1915.6506 | 2558.0755 | 3217.3568 | 3882.2358 | 4547.3526 | 5210.4581 | 5870.4484 | 6527.1828 | 7180.6807 | 7830.9613 | 8478.0437 | 9121.9468 | 9643.0808 | 9643.0808 | 9643.0808 | 9643.0808 | 9643.0808 | 9643.0808 | 9643.0808 | 9643.0808 | 9643.0808
| Com-LightingInterior-2021P_V20 | M_Input(per KSF) | 2021P Workbook "Com-LightingInterior-2021P_V20" | 2020 | NR | 2022 | 2045 | PSE | Commercial | All Commercial | Electric | Per Building Thousand SqFt |  |  | Weighted Avg Bldg_NR_LINEAR_Fixture_from_LFTube_to_LEDPanel_RDX |  | 38.4793 | 15.6513 | 15.0561 | 0 |  | 0 | -3.7484 | 9.2748 | 0 | 0 | 0 | 0 | -0.41385 |  | 0 | 0 | 0 | Lighting | Lighting | Interior Lighting | LED Panel | ExCommLight | 0.01065% | 100% | 100% | 55.2882 | 0.001 | 90% | 6.389% | 95% | 6.8% | 0.2% | 26.9107 | 0.60349 | 2.7514 | 19.2223 | 0 | -4.6561 | 0 | 68.5135 | -4.6925 |  | 0.15253 | 0 | 0.15253 | 10. $0.150 to $0.175 | 0 | 0 | 01. ($9,999.00) to $0.22 | 1 | 14661.6575 | 21396.7096 | 25806.4197 | 28567.0041 | 30326.846 | 31122.5786 | 31386.829 | 31398.0565 | 31303.1101 | 31156.0474 | 31002.35 | 30849.5651 | 30697.6865 | 30546.7078 | 30396.6228 | 30247.4252 | 30099.109 | 29951.668 | 29805.0963 | 29659.3876 | 29514.5363 | 29370.5362 | 29227.3815 | 29085.0665 | 564170.2592 | 823330.3192 | 993012.8588 | 1099238.2026 | 1166955.6817 | 1197574.911 | 1207743.0798 | 1208175.1062 | 1204521.6362 | 1198862.7684 | 1192948.5996 | 1187069.5457 | 1181225.3625 | 1175415.8079 | 1169640.6415 | 1163899.6251 | 1158192.5219 | 1152519.0973 | 1146879.1182 | 1141272.3536 | 1135698.5742 | 1130157.5523 | 1124649.0622 | 1119172.8798 | 17516517.2486 | 564170.2592 | 1387500.5784 | 2380513.4371 | 3479751.6397 | 4646707.3214 | 5844282.2325 | 7052025.3123 | 8260200.4185 | 9464722.0547 | 10663584.8232 | 11856533.4228 | 13043602.9685 | 14224828.331 | 15400244.1388 | 16569884.7804 | 17516517.2486 | 17516517.2486 | 17516517.2486 | 17516517.2486 | 17516517.2486 | 17516517.2486 | 17516517.2486 | 17516517.2486 | 17516517.2486 | 0 | 0 | 0 | 0 | 0 | 0 | 0 | 0 | 0 | 0 | 0 | 0 | 0 | 0 | 0 | 0 | 0 | 0 | 0 | 0 | 0 | 0 | 0 | 0 | 0 | 0 | 0 | 0 | 0 | 0 | 0 | 0 | 0 | 0 | 0 | 0 | 0 | 0 | 0 | 0 | 0 | 0 | 0 | 0 | 0 | 0 | 0 | 0 | 0 | 0 | 0 | 0 | 0 | 0 | 0 | 0 | 0 | 0 | 0 | 0 | 0 | 60.1085 | 147.8288 | 253.6275 | 370.7439 | 495.0751 | 622.6686 | 751.3454 | 880.0683 | 1008.4019 | 1136.1326 | 1263.2331 | 1389.7074 | 1515.5589 | 1640.7915 | 1765.4087 | 1866.266 | 1866.266 | 1866.266 | 1866.266 | 1866.266 | 1866.266 | 1866.266 | 1866.266 | 1866.266 | 1004521.6494 | 1465963.717 | 1768088.4423 | 1957225.7742 | 2077798.7266 | 2132317.1601 | 2150421.8821 | 2151191.1177 | 2144686.0075 | 2134610.2279 | 2124079.8773 | 2113612.0498 | 2103206.3106 | 2092862.2287 | 2082579.3762 | 1685506.8002 | 0 | 0 | 0 | 0 | 0 | 0 | 0 | 0 | 31188671.3476 | 0 | 0 | 0 | 0 | 0 | 0 | 0 | 0 | 0 | 0 | 0 | 0 | 0 | 0 | 0 | 0 | 0 | 0 | 0 | 0 | 0.01657% | 93.4651 | 229.8648 | 394.3755 | 576.4844 | 769.8119 | 968.2121 | 1168.2968 | 1368.453 | 1568.004 | 1766.6175 | 1964.2512 | 2160.911 | 2356.6025 | 2551.3316 | 2745.104 | 2901.9309 | 2901.9309 | 2901.9309 | 2901.9309 | 2901.9309 | 2901.9309 | 2901.9309 | 2901.9309 | 2901.9309
| Com-LightingInterior-2021P_V20 | M_Input(per KSF) | 2021P Workbook "Com-LightingInterior-2021P_V20" | 2020 | NR | 2022 | 2045 | PSE | Commercial | All Commercial | Electric | Per Building Thousand SqFt |  |  | Weighted Avg Bldg_NR_LINEAR_Fixture_from_LFTube_to_LEDPanel_CONTR |  | 506.6882 | 15.6513 | 168.0955 | 0 |  | 0 | -41.0346 | 9.2748 | 0 | 0 | 0 | 0 | -5.4495 |  | 0 | 0 | 0 | Lighting | Lighting | Interior Lighting | LED Panel | ExCommLight | 0.01065% | 100% | 100% | 55.2882 | 0.001 | 90% | 6.389% | 95% | 6.8% | 0.2% | 354.3553 | 7.9466 | 36.2302 | 214.6086 | 0 | -61.3102 | 0 | 868.11 | -58.1662 |  | 0.14677 | 0 | 0.14677 | 09. $0.130 to $0.150 | 1 | 0 | 01. ($9,999.00) to $0.22 | 1 | 14661.6575 | 21396.7096 | 25806.4197 | 28567.0041 | 30326.846 | 31122.5786 | 31386.829 | 31398.0565 | 31303.1101 | 31156.0474 | 31002.35 | 30849.5651 | 30697.6865 | 30546.7078 | 30396.6228 | 30247.4252 | 30099.109 | 29951.668 | 29805.0963 | 29659.3876 | 29514.5363 | 29370.5362 | 29227.3815 | 29085.0665 | 7428889.4985 | 10841461.176 | 13075809.4355 | 14474565.0918 | 15366256.3164 | 15769444.6579 | 15903337.2218 | 15909026.0655 | 15860917.8488 | 15786402.926 | 15708526.2464 | 15631111.9524 | 15554156.8303 | 15477657.6911 | 15401611.3705 | 15326014.7289 | 15250864.6511 | 15176158.0459 | 15101891.8461 | 15028063.0084 | 14954668.5128 | 14881705.3628 | 14809170.585 | 14737061.2291 | 230654255.3707 | 7428889.4985 | 18270350.6745 | 31346160.11 | 45820725.2018 | 61186981.5182 | 76956426.1761 | 92859763.3979 | 108768789.4635 | 124629707.3123 | 140416110.2383 | 156124636.4846 | 171755748.4371 | 187309905.2674 | 202787562.9585 | 218189174.329 | 230654255.3707 | 230654255.3707 | 230654255.3707 | 230654255.3707 | 230654255.3707 | 230654255.3707 | 230654255.3707 | 230654255.3707 | 230654255.3707 | 0 | 0 | 0 | 0 | 0 | 0 | 0 | 0 | 0 | 0 | 0 | 0 | 0 | 0 | 0 | 0 | 0 | 0 | 0 | 0 | 0 | 0 | 0 | 0 | 0 | 0 | 0 | 0 | 0 | 0 | 0 | 0 | 0 | 0 | 0 | 0 | 0 | 0 | 0 | 0 | 0 | 0 | 0 | 0 | 0 | 0 | 0 | 0 | 0 | 0 | 0 | 0 | 0 | 0 | 0 | 0 | 0 | 0 | 0 | 0 | 0 | 791.4977 | 1946.5818 | 3339.7206 | 4881.8872 | 6519.0575 | 8199.1848 | 9893.5774 | 11588.5762 | 13278.4493 | 14960.3834 | 16634.0202 | 18299.4091 | 19956.5989 | 21605.6382 | 23246.5754 | 24574.6451 | 24574.6451 | 24574.6451 | 24574.6451 | 24574.6451 | 24574.6451 | 24574.6451 | 24574.6451 | 24574.6451 | 12727931.8925 | 18574698.0744 | 22402811.6137 | 24799302.6009 | 26327039.0382 | 27017822.4658 | 27247220.8751 | 27256967.5829 | 27174543.6748 | 27046877.1019 | 26913450.824 | 26780816.7526 | 26648969.3812 | 26517903.2461 | 26387612.9262 | 21356449.3811 | 0 | 0 | 0 | 0 | 0 | 0 | 0 | 0 | 395180417.4313 | 0 | 0 | 0 | 0 | 0 | 0 | 0 | 0 | 0 | 0 | 0 | 0 | 0 | 0 | 0 | 0 | 0 | 0 | 0 | 0 | 0.01657% | 1230.7312 | 3026.8172 | 5193.0638 | 7591.0398 | 10136.7407 | 12749.2371 | 15383.9153 | 18019.536 | 20647.1866 | 23262.4925 | 25864.8967 | 28454.4758 | 31031.3059 | 33595.4625 | 36147.0206 | 38212.0889 | 38212.0889 | 38212.0889 | 38212.0889 | 38212.0889 | 38212.0889 | 38212.0889 | 38212.0889 | 38212.0889
| Com-LightingInterior-2021P_V20 | M_Input(per KSF) | 2021P Workbook "Com-LightingInterior-2021P_V20" | 2020 | NR | 2022 | 2045 | PSE | Commercial | All Commercial | Electric | Per Building Thousand SqFt |  |  | Weighted Avg Bldg_NR_LINEAR_Lamp_from_LFTube_to_LEDTube_RDX |  | 7.1512 | 14.7818 | 1.3219 | 0 |  | 0 | -0.83297 | 9.2748 | 0 | 0 | 0 | 0 | -0.076913 |  | 0 | 0 | 0 | Lighting | Lighting | Interior Lighting | Linear LED | ExCommLight | 0.01065% | 100% | 100% | 55.2882 | 0.001 | 10% | 6.765% | 95% | 6.8% | 0.2% | 4.7024 | 0.11216 | 0.48146 | 1.7576 | 0 | -0.81609 | 0 | 9.9067 | -1.2956 |  | 0.11867 | 0 | 0.11867 | 08. $0.115 to $0.130 | 1 | 0 | 01. ($9,999.00) to $0.22 | 1 | 1724.9009 | 2517.26 | 3036.0494 | 3360.824 | 3567.8642 | 3661.4798 | 3692.5681 | 3693.889 | 3682.7188 | 3665.4173 | 3647.3353 | 3629.3606 | 3611.4925 | 3593.7303 | 3576.0733 | 3558.5206 | 3541.0716 | 3523.7257 | 3506.4819 | 3489.3397 | 3472.2984 | 3455.3572 | 3438.5155 | 3421.7725 | 12335.19 | 18001.5444 | 21711.535 | 24034.0782 | 25514.6738 | 26184.1419 | 26406.4618 | 26415.9078 | 26336.0272 | 26212.3 | 26082.9908 | 25954.4494 | 25826.6704 | 25699.6485 | 25573.3785 | 25447.8552 | 25323.0734 | 25199.0279 | 25075.7137 | 24953.1257 | 24831.2589 | 24710.1083 | 24589.669 | 24469.9361 | 361709.4325 | 12335.19 | 30336.7344 | 52048.2694 | 76082.3476 | 101597.0214 | 127781.1633 | 154187.6251 | 180603.5329 | 206939.5601 | 233151.8601 | 259234.851 | 285189.3004 | 311015.9708 | 336715.6193 | 361709.4325 | 361709.4325 | 361709.4325 | 361709.4325 | 361709.4325 | 361709.4325 | 361709.4325 | 361709.4325 | 361709.4325 | 361709.4325 | 0 | 0 | 0 | 0 | 0 | 0 | 0 | 0 | 0 | 0 | 0 | 0 | 0 | 0 | 0 | 0 | 0 | 0 | 0 | 0 | 0 | 0 | 0 | 0 | 0 | 0 | 0 | 0 | 0 | 0 | 0 | 0 | 0 | 0 | 0 | 0 | 0 | 0 | 0 | 0 | 0 | 0 | 0 | 0 | 0 | 0 | 0 | 0 | 0 | 0 | 0 | 0 | 0 | 0 | 0 | 0 | 0 | 0 | 0 | 0 | 0 | 1.3142 | 3.2322 | 5.5454 | 8.1061 | 10.8245 | 13.6142 | 16.4276 | 19.2421 | 22.048 | 24.8407 | 27.6197 | 30.385 | 33.1366 | 35.8748 | 38.5377 | 38.5377 | 38.5377 | 38.5377 | 38.5377 | 38.5377 | 38.5377 | 38.5377 | 38.5377 | 38.5377 | 17087.996 | 24937.623 | 30077.0902 | 33294.5201 | 35345.596 | 36273.0133 | 36580.9941 | 36594.0796 | 36483.4207 | 36312.0208 | 36132.8882 | 35954.8192 | 35777.8064 | 35601.8424 | 34624.0453 | 0 | 0 | 0 | 0 | 0 | 0 | 0 | 0 | 0 | 501077.7553 | 0 | 0 | 0 | 0 | 0 | 0 | 0 | 0 | 0 | 0 | 0 | 0 | 0 | 0 | 0 | 0 | 0 | 0 | 0 | 0 | 0.01657% | 2.0435 | 5.0258 | 8.6227 | 12.6044 | 16.8314 | 21.1693 | 25.544 | 29.9203 | 34.2833 | 38.6259 | 42.947 | 47.2468 | 51.5255 | 55.7831 | 59.9238 | 59.9238 | 59.9238 | 59.9238 | 59.9238 | 59.9238 | 59.9238 | 59.9238 | 59.9238 | 59.9238
| Com-LightingInterior-2021P_V20 | M_Input(per KSF) | 2021P Workbook "Com-LightingInterior-2021P_V20" | 2020 | NR | 2022 | 2045 | PSE | Commercial | All Commercial | Electric | Per Building Thousand SqFt |  |  | Weighted Avg Bldg_NR_LINEAR_Fixture_from_LEDTube_to_LEDPanel_CONTR |  | 108.9617 | 15.6513 | 36.6485 | 0 |  | 0 | -57.1525 | 14.7818 | 0 | 0 | 0 | 0 | -1.1719 |  | 0 | 0 | 0 | Lighting | Lighting | Interior Lighting | LED Panel | ExCommLight | 0.01065% | 100% | 100% | 55.2882 | 0.001 | 100% | 6.389% | 95% | 6.8% | 0.2% | 76.203 | 1.7089 | 7.7912 | 46.7893 | 0 | -13.1846 | 0 | 153.3946 | -43.7757 |  | 0.1206 | 0 | 0.1206 | 08. $0.115 to $0.130 | 1 | 0 | 01. ($9,999.00) to $0.22 | 1 | 16290.7306 | 23774.1218 | 28673.7996 | 31741.1156 | 33696.4956 | 34580.6429 | 34874.2544 | 34886.7294 | 34781.2334 | 34617.8305 | 34447.0556 | 34277.2946 | 34108.5406 | 33940.7864 | 33774.0253 | 33608.2502 | 33443.4545 | 33279.6312 | 33116.7736 | 32954.8752 | 32793.9292 | 32633.9291 | 32474.8684 | 32316.7405 | 1775066.0702 | 2590469.2604 | 3124346.603 | 3458566.6378 | 3671628.2048 | 3767966.4186 | 3799958.8378 | 3801318.1357 | 3789823.1117 | 3772018.4436 | 3753410.5142 | 3734913.0676 | 3716525.336 | 3698246.5574 | 3680075.9757 | 3662012.8408 | 3644056.4082 | 3626205.9395 | 3608460.7016 | 3590819.9674 | 3573283.0153 | 3555849.1294 | 3538517.5992 | 3521287.7197 | 55112751.7423 | 1775066.0702 | 4365535.3306 | 7489881.9336 | 10948448.5714 | 14620076.7762 | 18388043.1948 | 22188002.0326 | 25989320.1683 | 29779143.28 | 33551161.7236 | 37304572.2378 | 41039485.3055 | 44756010.6415 | 48454257.199 | 52134333.1747 | 55112751.7423 | 55112751.7423 | 55112751.7423 | 55112751.7423 | 55112751.7423 | 55112751.7423 | 55112751.7423 | 55112751.7423 | 55112751.7423 | 0 | 0 | 0 | 0 | 0 | 0 | 0 | 0 | 0 | 0 | 0 | 0 | 0 | 0 | 0 | 0 | 0 | 0 | 0 | 0 | 0 | 0 | 0 | 0 | 0 | 0 | 0 | 0 | 0 | 0 | 0 | 0 | 0 | 0 | 0 | 0 | 0 | 0 | 0 | 0 | 0 | 0 | 0 | 0 | 0 | 0 | 0 | 0 | 0 | 0 | 0 | 0 | 0 | 0 | 0 | 0 | 0 | 0 | 0 | 0 | 0 | 189.1212 | 465.1182 | 797.9961 | 1166.4829 | 1557.6699 | 1959.1212 | 2363.981 | 2768.9856 | 3172.7656 | 3574.6485 | 3974.5489 | 4372.4786 | 4768.4491 | 5162.4722 | 5554.5593 | 5871.8896 | 5871.8896 | 5871.8896 | 5871.8896 | 5871.8896 | 5871.8896 | 5871.8896 | 5871.8896 | 5871.8896 | 2498910.9056 | 3646823.0643 | 4398407.4342 | 4868917.295 | 5168862.1153 | 5304485.5815 | 5349524.0207 | 5351437.6194 | 5335255.1002 | 5310189.9604 | 5283994.0015 | 5257953.5787 | 5232067.611 | 5206335.0256 | 5180754.7582 | 4192972.1745 | 0 | 0 | 0 | 0 | 0 | 0 | 0 | 0 | 77586890.2461 | 0 | 0 | 0 | 0 | 0 | 0 | 0 | 0 | 0 | 0 | 0 | 0 | 0 | 0 | 0 | 0 | 0 | 0 | 0 | 0 | 0.01657% | 294.0721 | 723.2306 | 1240.8357 | 1813.8104 | 2422.0827 | 3046.3151 | 3675.8477 | 4305.6054 | 4933.4588 | 5558.3625 | 6180.1835 | 6798.9401 | 7414.6504 | 8027.3324 | 8637.0042 | 9130.4336 | 9130.4336 | 9130.4336 | 9130.4336 | 9130.4336 | 9130.4336 | 9130.4336 | 9130.4336 | 9130.4336
| Com-LightingInterior-2021P_V20 | M_Input(per KSF) | 2021P Workbook "Com-LightingInterior-2021P_V20" | 2020 | Retro | 2022 | 2045 | PSE | Commercial | All Commercial | Electric | Per Building Thousand SqFt |  |  | Weighted Avg Bldg_RETRO_LINEAR_Fixture_from_LFTube_to_LEDPanel |  | 14.2074 | 15.6513 | 14.7568 | 0 |  | 0 | -1.6659 | 9.2748 | 0 | 0 | 0 | 0 | -0.1528 |  | 0 | 0 | 0 | Lighting | Lighting | Interior Lighting | LED Panel | ExCommLight | 0.01065% | 100% | 100% | 55.2882 | 0.001 | 10% | 6.389% | 95% | 6.8% | 0.2% | 9.936 | 0.22282 | 1.0159 | 18.8402 | 0 | -1.7191 | 0 | 38.5242 | -0.22016 |  | 0.23228 | 0 | 0.23228 | 13. $0.225 to $99,999.000 | 0 | 0 | 01. ($9,999.00) to $0.22 | 1 | 5666.0269 | 5637.819 | 5609.7802 | 5581.9092 | 5554.2048 | 5526.666 | 5499.2915 | 5472.0802 | 5445.0309 | 5418.1426 | 0 | 0 | 0 | 0 | 0 | 0 | 0 | 0 | 0 | 0 | 0 | 0 | 0 | 0 | 80499.2764 | 80098.517 | 79700.1589 | 79304.1855 | 78910.5799 | 78519.3256 | 78130.4062 | 77743.8054 | 77359.5071 | 76977.4952 | 0 | 0 | 0 | 0 | 0 | 0 | 0 | 0 | 0 | 0 | 0 | 0 | 0 | 0 | 787243.2572 | 80499.2764 | 160597.7934 | 240297.9523 | 319602.1378 | 398512.7176 | 477032.0432 | 555162.4494 | 632906.2549 | 710265.762 | 787243.2572 | 787243.2572 | 787243.2572 | 787243.2572 | 787243.2572 | 787243.2572 | 787243.2572 | 787243.2572 | 787243.2572 | 787243.2572 | 787243.2572 | 787243.2572 | 787243.2572 | 787243.2572 | 787243.2572 | 0 | 0 | 0 | 0 | 0 | 0 | 0 | 0 | 0 | 0 | 0 | 0 | 0 | 0 | 0 | 0 | 0 | 0 | 0 | 0 | 0 | 0 | 0 | 0 | 0 | 0 | 0 | 0 | 0 | 0 | 0 | 0 | 0 | 0 | 0 | 0 | 0 | 0 | 0 | 0 | 0 | 0 | 0 | 0 | 0 | 0 | 0 | 0 | 0 | 0 | 0 | 0 | 0 | 0 | 0 | 0 | 0 | 0 | 0 | 0 | 0 | 8.5767 | 17.1106 | 25.6021 | 34.0514 | 42.4588 | 50.8245 | 59.1488 | 67.4319 | 75.674 | 83.8754 | 83.8754 | 83.8754 | 83.8754 | 83.8754 | 83.8754 | 83.8754 | 83.8754 | 83.8754 | 83.8754 | 83.8754 | 83.8754 | 83.8754 | 83.8754 | 83.8754 | 218279.1288 | 217192.4431 | 216112.2688 | 215038.5605 | 213971.2728 | 212910.3608 | 211855.7802 | 210807.4865 | 209765.4361 | 208729.5854 | 0 | 0 | 0 | 0 | 0 | 0 | 0 | 0 | 0 | 0 | 0 | 0 | 0 | 0 | 2134662.323 | 0 | 0 | 0 | 0 | 0 | 0 | 0 | 0 | 0 | 0 | 0 | 0 | 0 | 0 | 0 | 0 | 0 | 0 | 0 | 0 | 0.01657% | 13.3362 | 26.606 | 39.8097 | 52.9479 | 66.0209 | 79.0291 | 91.9728 | 104.8525 | 117.6685 | 130.4212 | 130.4212 | 130.4212 | 130.4212 | 130.4212 | 130.4212 | 130.4212 | 130.4212 | 130.4212 | 130.4212 | 130.4212 | 130.4212 | 130.4212 | 130.4212 | 130.4212
| Com-LightingInterior-2021P_V20 | M_Input(per KSF) | 2021P Workbook "Com-LightingInterior-2021P_V20" | 2020 | Retro | 2022 | 2045 | PSE | Commercial | All Commercial | Electric | Per Building Thousand SqFt |  |  | Weighted Avg Bldg_RETRO_LINEAR_Fixture_from_LFTube_to_LEDPanel_RDX |  | 4.2755 | 15.6513 | 3.1226 | 0 |  | 0 | -0.41648 | 9.2748 | 0 | 0 | 0 | 0 | -0.045983 |  | 0 | 0 | 0 | Lighting | Lighting | Interior Lighting | LED Panel | ExCommLight | 0.01065% | 100% | 100% | 55.2882 | 0.001 | 10% | 6.389% | 95% | 6.8% | 0.2% | 2.9901 | 0.067054 | 0.30571 | 3.9867 | 0 | -0.51734 | 0 | 9.7534 | -0.23145 |  | 0.19542 | 0 | 0.19542 | 11. $0.175 to $0.200 | 0 | 0 | 01. ($9,999.00) to $0.22 | 1 | 5666.0269 | 5637.819 | 5609.7802 | 5581.9092 | 5554.2048 | 5526.666 | 5499.2915 | 5472.0802 | 5445.0309 | 5418.1426 | 0 | 0 | 0 | 0 | 0 | 0 | 0 | 0 | 0 | 0 | 0 | 0 | 0 | 0 | 24224.9695 | 24104.3674 | 23984.4879 | 23865.326 | 23746.8767 | 23629.135 | 23512.0959 | 23395.7546 | 23280.1062 | 23165.1458 | 0 | 0 | 0 | 0 | 0 | 0 | 0 | 0 | 0 | 0 | 0 | 0 | 0 | 0 | 236908.2649 | 24224.9695 | 48329.3369 | 72313.8248 | 96179.1508 | 119926.0275 | 143555.1624 | 167067.2583 | 190463.0129 | 213743.1191 | 236908.2649 | 236908.2649 | 236908.2649 | 236908.2649 | 236908.2649 | 236908.2649 | 236908.2649 | 236908.2649 | 236908.2649 | 236908.2649 | 236908.2649 | 236908.2649 | 236908.2649 | 236908.2649 | 236908.2649 | 0 | 0 | 0 | 0 | 0 | 0 | 0 | 0 | 0 | 0 | 0 | 0 | 0 | 0 | 0 | 0 | 0 | 0 | 0 | 0 | 0 | 0 | 0 | 0 | 0 | 0 | 0 | 0 | 0 | 0 | 0 | 0 | 0 | 0 | 0 | 0 | 0 | 0 | 0 | 0 | 0 | 0 | 0 | 0 | 0 | 0 | 0 | 0 | 0 | 0 | 0 | 0 | 0 | 0 | 0 | 0 | 0 | 0 | 0 | 0 | 0 | 2.581 | 5.1492 | 7.7045 | 10.2472 | 12.7773 | 15.2948 | 17.7999 | 20.2925 | 22.7729 | 25.241 | 25.241 | 25.241 | 25.241 | 25.241 | 25.241 | 25.241 | 25.241 | 25.241 | 25.241 | 25.241 | 25.241 | 25.241 | 25.241 | 25.241 | 55263.212 | 54988.0884 | 54714.6133 | 54442.7753 | 54172.5628 | 53903.9645 | 53636.9691 | 53371.5655 | 53107.7425 | 52845.4891 | 0 | 0 | 0 | 0 | 0 | 0 | 0 | 0 | 0 | 0 | 0 | 0 | 0 | 0 | 540446.9825 | 0 | 0 | 0 | 0 | 0 | 0 | 0 | 0 | 0 | 0 | 0 | 0 | 0 | 0 | 0 | 0 | 0 | 0 | 0 | 0 | 0.01657% | 4.0133 | 8.0066 | 11.9801 | 15.9338 | 19.8679 | 23.7825 | 27.6777 | 31.5537 | 35.4105 | 39.2482 | 39.2482 | 39.2482 | 39.2482 | 39.2482 | 39.2482 | 39.2482 | 39.2482 | 39.2482 | 39.2482 | 39.2482 | 39.2482 | 39.2482 | 39.2482 | 39.2482
| Com-LightingInterior-2021P_V20 | M_Input(per KSF) | 2021P Workbook "Com-LightingInterior-2021P_V20" | 2020 | Retro | 2022 | 2045 | PSE | Commercial | All Commercial | Electric | Per Building Thousand SqFt |  |  | Weighted Avg Bldg_RETRO_LINEAR_Fixture_from_LFTube_to_LEDPanel_CONTR |  | 56.2987 | 15.6513 | 51.6703 | 0 |  | 0 | -4.5594 | 9.2748 | 0 | 0 | 0 | 0 | -0.6055 |  | 0 | 0 | 0 | Lighting | Lighting | Interior Lighting | LED Panel | ExCommLight | 0.01065% | 100% | 100% | 55.2882 | 0.001 | 10% | 6.389% | 95% | 6.8% | 0.2% | 39.3728 | 0.88296 | 4.0256 | 65.9679 | 0 | -6.8122 | 0 | 145.1777 | 0.1357 |  | 0.2209 | 0 | 0.2209 | 12. $0.200 to $0.225 | 0 | 0 | 01. ($9,999.00) to $0.22 | 1 | 5666.0269 | 5637.819 | 5609.7802 | 5581.9092 | 5554.2048 | 5526.666 | 5499.2915 | 5472.0802 | 5445.0309 | 5418.1426 | 0 | 0 | 0 | 0 | 0 | 0 | 0 | 0 | 0 | 0 | 0 | 0 | 0 | 0 | 318989.9123 | 317401.8458 | 315823.295 | 314254.1934 | 312694.4748 | 311144.0737 | 309602.925 | 308070.9641 | 306548.1269 | 305034.3499 | 0 | 0 | 0 | 0 | 0 | 0 | 0 | 0 | 0 | 0 | 0 | 0 | 0 | 0 | 3119564.1608 | 318989.9123 | 636391.7581 | 952215.0531 | 1266469.2464 | 1579163.7212 | 1890307.7949 | 2199910.7199 | 2507981.684 | 2814529.8109 | 3119564.1608 | 3119564.1608 | 3119564.1608 | 3119564.1608 | 3119564.1608 | 3119564.1608 | 3119564.1608 | 3119564.1608 | 3119564.1608 | 3119564.1608 | 3119564.1608 | 3119564.1608 | 3119564.1608 | 3119564.1608 | 3119564.1608 | 0 | 0 | 0 | 0 | 0 | 0 | 0 | 0 | 0 | 0 | 0 | 0 | 0 | 0 | 0 | 0 | 0 | 0 | 0 | 0 | 0 | 0 | 0 | 0 | 0 | 0 | 0 | 0 | 0 | 0 | 0 | 0 | 0 | 0 | 0 | 0 | 0 | 0 | 0 | 0 | 0 | 0 | 0 | 0 | 0 | 0 | 0 | 0 | 0 | 0 | 0 | 0 | 0 | 0 | 0 | 0 | 0 | 0 | 0 | 0 | 0 | 33.9862 | 67.8032 | 101.452 | 134.9337 | 168.2492 | 201.3995 | 234.3856 | 267.2084 | 299.869 | 332.3684 | 332.3684 | 332.3684 | 332.3684 | 332.3684 | 332.3684 | 332.3684 | 332.3684 | 332.3684 | 332.3684 | 332.3684 | 332.3684 | 332.3684 | 332.3684 | 332.3684 | 822580.9929 | 818485.8371 | 814415.2198 | 810368.969 | 806346.9144 | 802348.8868 | 798374.7184 | 794424.2426 | 790497.2943 | 786593.7094 | 0 | 0 | 0 | 0 | 0 | 0 | 0 | 0 | 0 | 0 | 0 | 0 | 0 | 0 | 8044436.7848 | 0 | 0 | 0 | 0 | 0 | 0 | 0 | 0 | 0 | 0 | 0 | 0 | 0 | 0 | 0 | 0 | 0 | 0 | 0 | 0 | 0.01657% | 52.8465 | 105.4299 | 157.7518 | 209.8138 | 261.6173 | 313.164 | 364.4554 | 415.493 | 466.2783 | 516.8128 | 516.8128 | 516.8128 | 516.8128 | 516.8128 | 516.8128 | 516.8128 | 516.8128 | 516.8128 | 516.8128 | 516.8128 | 516.8128 | 516.8128 | 516.8128 | 516.8128
| Com-LightingInterior-2021P_V20 | M_Input(per KSF) | 2021P Workbook "Com-LightingInterior-2021P_V20" | 2020 | Retro | 2022 | 2045 | PSE | Commercial | All Commercial | Electric | Per Building Thousand SqFt |  |  | Weighted Avg Bldg_RETRO_LINEAR_Lamp_from_LFTube_to_LEDTube_RDX |  | 64.3612 | 14.7818 | 19.3939 | 0 |  | 0 | -7.4967 | 9.2748 | 0 | 0 | 0 | 0 | -0.69222 |  | 0 | 0 | 0 | Lighting | Lighting | Interior Lighting | Linear LED | ExCommLight | 0.01065% | 100% | 100% | 55.2882 | 0.001 | 90% | 6.765% | 95% | 6.8% | 0.2% | 42.3219 | 1.0094 | 4.3331 | 25.786 | 0 | -7.3448 | 0 | 100.6268 | -10.1615 |  | 0.13393 | 0 | 0.13393 | 09. $0.130 to $0.150 | 1 | 0 | 01. ($9,999.00) to $0.22 | 1 | 50994.2421 | 50740.3712 | 50488.0215 | 50237.1824 | 49987.8433 | 49739.9936 | 49493.6231 | 49248.7214 | 49005.2782 | 48763.2833 | 0 | 0 | 0 | 0 | 0 | 0 | 0 | 0 | 0 | 0 | 0 | 0 | 0 | 0 | 3282051.1854 | 3265711.7477 | 3249470.2169 | 3233325.9075 | 3217278.1394 | 3201326.2376 | 3185469.5325 | 3169707.3597 | 3154039.06 | 3138463.9792 | 0 | 0 | 0 | 0 | 0 | 0 | 0 | 0 | 0 | 0 | 0 | 0 | 0 | 0 | 32096843.3659 | 3282051.1854 | 6547762.9331 | 9797233.15 | 13030559.0576 | 16247837.197 | 19449163.4346 | 22634632.9671 | 25804340.3268 | 28958379.3867 | 32096843.3659 | 32096843.3659 | 32096843.3659 | 32096843.3659 | 32096843.3659 | 32096843.3659 | 32096843.3659 | 32096843.3659 | 32096843.3659 | 32096843.3659 | 32096843.3659 | 32096843.3659 | 32096843.3659 | 32096843.3659 | 32096843.3659 | 0 | 0 | 0 | 0 | 0 | 0 | 0 | 0 | 0 | 0 | 0 | 0 | 0 | 0 | 0 | 0 | 0 | 0 | 0 | 0 | 0 | 0 | 0 | 0 | 0 | 0 | 0 | 0 | 0 | 0 | 0 | 0 | 0 | 0 | 0 | 0 | 0 | 0 | 0 | 0 | 0 | 0 | 0 | 0 | 0 | 0 | 0 | 0 | 0 | 0 | 0 | 0 | 0 | 0 | 0 | 0 | 0 | 0 | 0 | 0 | 0 | 349.6803 | 697.6197 | 1043.8287 | 1388.3176 | 1731.0968 | 2072.1763 | 2411.5665 | 2749.2773 | 3085.3187 | 3419.7008 | 3419.7008 | 3419.7008 | 3419.7008 | 3419.7008 | 3419.7008 | 3419.7008 | 3419.7008 | 3419.7008 | 3419.7008 | 3419.7008 | 3419.7008 | 3419.7008 | 3419.7008 | 3419.7008 | 5131388.2362 | 5105842.0171 | 5080448.8727 | 5055207.7309 | 5030117.5285 | 5005177.2102 | 4980385.7291 | 4955742.0463 | 4931245.1313 | 4906893.9614 | 0 | 0 | 0 | 0 | 0 | 0 | 0 | 0 | 0 | 0 | 0 | 0 | 0 | 0 | 50182448.4637 | 0 | 0 | 0 | 0 | 0 | 0 | 0 | 0 | 0 | 0 | 0 | 0 | 0 | 0 | 0 | 0 | 0 | 0 | 0 | 0 | 0.01657% | 543.7317 | 1084.7565 | 1623.0906 | 2158.75 | 2691.7509 | 3222.109 | 3749.8402 | 4274.9601 | 4797.4843 | 5317.4282 | 5317.4282 | 5317.4282 | 5317.4282 | 5317.4282 | 5317.4282 | 5317.4282 | 5317.4282 | 5317.4282 | 5317.4282 | 5317.4282 | 5317.4282 | 5317.4282 | 5317.4282 | 5317.4282
| Com-LightingInterior-2021P_V20 | M_Input(per KSF) | 2021P Workbook "Com-LightingInterior-2021P_V20" | 2020 | Retro | 2022 | 2045 | PSE | Commercial | All Commercial | Electric | Per Building Thousand SqFt |  |  | Weighted Avg Bldg_RETRO_LINEAR_Fixture_from_LEDTube_to_LEDPanel_CONTR |  | 0 | 15.6513 | 0 | 0 |  | 0 | 0 | 14.7818 | 0 | 0 | 0 | 0 | 0 |  | 0 | 0 | 0 | Lighting | Lighting | Interior Lighting | LED Panel | ExCommLight | 0.01065% | 100% | 100% | 55.2882 | 0.001 | 0% | 6.389% | 95% | 6.8% | 0.2% | 0 | 0 | 0 | 0 | 0 | 0 | 0 | 0 | 0 |  | 0 | 0 | 0 | 01. ($9,999.000) to $0.028 | 1 | 0 | 01. ($9,999.00) to $0.22 | 1 | 0 | 0 | 0 | 0 | 0 | 0 | 0 | 0 | 0 | 0 | 0 | 0 | 0 | 0 | 0 | 0 | 0 | 0 | 0 | 0 | 0 | 0 | 0 | 0 | 0 | 0 | 0 | 0 | 0 | 0 | 0 | 0 | 0 | 0 | 0 | 0 | 0 | 0 | 0 | 0 | 0 | 0 | 0 | 0 | 0 | 0 | 0 | 0 | 0 | 0 | 0 | 0 | 0 | 0 | 0 | 0 | 0 | 0 | 0 | 0 | 0 | 0 | 0 | 0 | 0 | 0 | 0 | 0 | 0 | 0 | 0 | 0 | 0 | 0 | 0 | 0 | 0 | 0 | 0 | 0 | 0 | 0 | 0 | 0 | 0 | 0 | 0 | 0 | 0 | 0 | 0 | 0 | 0 | 0 | 0 | 0 | 0 | 0 | 0 | 0 | 0 | 0 | 0 | 0 | 0 | 0 | 0 | 0 | 0 | 0 | 0 | 0 | 0 | 0 | 0 | 0 | 0 | 0 | 0 | 0 | 0 | 0 | 0 | 0 | 0 | 0 | 0 | 0 | 0 | 0 | 0 | 0 | 0 | 0 | 0 | 0 | 0 | 0 | 0 | 0 | 0 | 0 | 0 | 0 | 0 | 0 | 0 | 0 | 0 | 0 | 0 | 0 | 0 | 0 | 0 | 0 | 0 | 0 | 0 | 0 | 0 | 0 | 0 | 0 | 0 | 0 | 0 | 0 | 0 | 0 | 0 | 0 | 0 | 0 | 0 | 0 | 0 | 0 | 0 | 0 | 0 | 0 | 0 | 0 | 0 | 0 | 0 | 0 | 0 | 0 | 0 | 0 | 0 | 0 | 0 | 0 | 0 | 0 | 0 | 0 | 0 | 0 | 0 | 0.01657% | 0 | 0 | 0 | 0 | 0 | 0 | 0 | 0 | 0 | 0 | 0 | 0 | 0 | 0 | 0 | 0 | 0 | 0 | 0 | 0 | 0 | 0 | 0 | 0
| Com-LightingInterior-2021P_V20 | M_Input(per KSF) | 2021P Workbook "Com-LightingInterior-2021P_V20" | 2020 | New | 2022 | 2045 | PSE | Commercial | All Commercial | Electric | Per Building Thousand SqFt |  |  | Weighted Avg Bldg_NEW_HIGHBAY_Fixture_from_LFTube_to_LEDPanel_CONTR |  | 94.5242 | 15.6621 | 42.424 | 0 |  | 0 | -11.7845 | 7.6887 | 0 | 0 | 0 | 0 | -0.82545 |  | 0 | 0 | 0 | Lighting | Lighting | Interior Lighting | Highbay LED Panel | ExCommLight | 0.01065% | 100% | 100% | 55.2882 | 0.001 | 50% | 6.385% | 100% | 6.8% | 0.2% | 66.106 | 1.4825 | 6.7588 | 54.1584 | 0 | -9.2868 | 0 | 144.9195 | -16.2496 |  | 0.13134 | 0 | 0.13134 | 09. $0.130 to $0.150 | 1 | 0 | 01. ($9,999.00) to $0.22 | 1 | 637.9276 | 1467.0368 | 1881.2699 | 1260.3119 | 1984.0418 | 2841.8485 | 4118.9787 | 2540.2371 | 4601.1715 | 5795.9789 | 4705.602 | 2007.0006 | 5934.3583 | 7360.9544 | 6416.5216 | 4042.8801 | 5617.0122 | 6363.0073 | 6859.4304 | 5166.8902 | 6211.3147 | 6357.9297 | 7503.7257 | 5858.0101 | 60299.5843 | 138670.439 | 177825.4825 | 119129.9409 | 187539.9123 | 268623.3828 | 389343.0611 | 240113.8177 | 434921.9431 | 547860.1244 | 444793.1422 | 189710.0802 | 560940.3262 | 695788.1416 | 606516.4077 | 382149.9023 | 530943.4415 | 601458.0137 | 648381.9971 | 488396.0367 | 587119.3986 | 600978.0609 | 709283.4793 | 553723.5695 | 10164509.6858 | 60299.5843 | 198970.0233 | 376795.5058 | 495925.4467 | 683465.3591 | 952088.7419 | 1341431.803 | 1581545.6207 | 2016467.5638 | 2564327.6882 | 3009120.8304 | 3198830.9106 | 3759771.2368 | 4455559.3784 | 5062075.7861 | 5444225.6884 | 5975169.1299 | 6576627.1436 | 7225009.1408 | 7713405.1774 | 8300524.5761 | 8901502.6369 | 9610786.1163 | 10164509.6858 | 0 | 0 | 0 | 0 | 0 | 0 | 0 | 0 | 0 | 0 | 0 | 0 | 0 | 0 | 0 | 0 | 0 | 0 | 0 | 0 | 0 | 0 | 0 | 0 | 0 | 0 | 0 | 0 | 0 | 0 | 0 | 0 | 0 | 0 | 0 | 0 | 0 | 0 | 0 | 0 | 0 | 0 | 0 | 0 | 0 | 0 | 0 | 0 | 0 | 0 | 0 | 0 | 0 | 0 | 0 | 0 | 0 | 0 | 0 | 0 | 0 | 6.4245 | 21.1989 | 40.145 | 52.8375 | 72.8186 | 101.4386 | 142.9205 | 168.5029 | 214.8409 | 273.2117 | 320.6014 | 340.8137 | 400.5781 | 474.7096 | 539.3298 | 580.0453 | 636.6137 | 700.695 | 769.7757 | 821.811 | 884.3645 | 948.3947 | 1023.964 | 1082.9595 | 92448.1799 | 212602.2898 | 272632.7617 | 182643.8165 | 287526.4192 | 411839.3703 | 596920.4892 | 368129.9909 | 666799.6556 | 839950.5889 | 681933.6636 | 290853.6076 | 860004.4727 | 1066746.1151 | 929879.3454 | 585892.3131 | 814014.8124 | 922124.0794 | 994065.4851 | 748783.3488 | 900140.8621 | 921388.2407 | 1087436.4635 | 848940.1174 | 15583696.4888 | 0 | 0 | 0 | 0 | 0 | 0 | 0 | 0 | 0 | 0 | 0 | 0 | 0 | 0 | 0 | 0 | 0 | 0 | 0 | 0 | 0.01657% | 9.9897 | 32.963 | 62.4231 | 82.1591 | 113.2285 | 157.7309 | 222.2327 | 262.0119 | 334.0647 | 424.8277 | 498.5158 | 529.9447 | 622.8748 | 738.1448 | 838.6253 | 901.9354 | 989.8959 | 1089.5384 | 1196.9547 | 1277.8664 | 1375.1335 | 1474.6964 | 1592.2022 | 1683.9366
| Com-LightingInterior-2021P_V20 | M_Input(per KSF) | 2021P Workbook "Com-LightingInterior-2021P_V20" | 2020 | NR | 2022 | 2045 | PSE | Commercial | All Commercial | Electric | Per Building Thousand SqFt |  |  | Weighted Avg Bldg_NR_HIGHBAY_Fixture_from_LFTube_to_LEDPanel |  | 13.5685 | 15.9411 | 9.1919 | 0 |  | 0 | -2.9262 | 7.8257 | 0 | 0 | 0 | 0 | -0.14593 |  | 0 | 0 | 0 | Lighting | Lighting | Interior Lighting | Highbay LED Panel | ExCommLight | 0.01065% | 100% | 100% | 55.2882 | 0.001 | 90% | 6.273% | 95% | 6.8% | 0.2% | 9.4892 | 0.2128 | 0.9702 | 11.709 | 0 | -1.6418 | 0 | 27.165 | -3.3683 |  | 0.17151 | 0 | 0.17151 | 10. $0.150 to $0.175 | 0 | 0 | 01. ($9,999.00) to $0.22 | 1 | 14395.082 | 21007.6785 | 25337.212 | 28047.604 | 29775.4488 | 30556.7135 | 30816.1594 | 30827.1827 | 30733.9626 | 30589.5738 | 30438.6709 | 30288.664 | 30139.5467 | 29991.3131 | 29843.9569 | 29697.472 | 29551.8525 | 29407.0923 | 29263.1854 | 29120.1261 | 28977.9083 | 28836.5264 | 28695.9746 | 28556.2471 | 195319.3654 | 285042.2419 | 343787.4264 | 380563.3223 | 404007.5483 | 414608.1221 | 418128.4074 | 418277.9777 | 417013.1229 | 415053.9866 | 413006.4634 | 410971.0971 | 408947.8034 | 406936.4983 | 404937.0986 | 402949.5219 | 400973.6861 | 399009.5101 | 397056.9131 | 395115.8153 | 393186.137 | 391267.7997 | 389360.725 | 387464.8355 | 6176633.14 | 195319.3654 | 480361.6073 | 824149.0337 | 1204712.356 | 1608719.9044 | 2023328.0264 | 2441456.4338 | 2859734.4115 | 3276747.5344 | 3691801.521 | 4104807.9843 | 4515779.0815 | 4924726.8849 | 5331663.3832 | 5736600.4818 | 6139550.0037 | 6176633.14 | 6176633.14 | 6176633.14 | 6176633.14 | 6176633.14 | 6176633.14 | 6176633.14 | 6176633.14 | 0 | 0 | 0 | 0 | 0 | 0 | 0 | 0 | 0 | 0 | 0 | 0 | 0 | 0 | 0 | 0 | 0 | 0 | 0 | 0 | 0 | 0 | 0 | 0 | 0 | 0 | 0 | 0 | 0 | 0 | 0 | 0 | 0 | 0 | 0 | 0 | 0 | 0 | 0 | 0 | 0 | 0 | 0 | 0 | 0 | 0 | 0 | 0 | 0 | 0 | 0 | 0 | 0 | 0 | 0 | 0 | 0 | 0 | 0 | 0 | 0 | 20.81 | 51.1793 | 87.8075 | 128.3539 | 171.3982 | 215.5719 | 260.1206 | 304.6853 | 349.1152 | 393.3364 | 437.3394 | 481.1256 | 524.6962 | 568.0525 | 611.1958 | 654.1274 | 658.0783 | 658.0783 | 658.0783 | 658.0783 | 658.0783 | 658.0783 | 658.0783 | 658.0783 | 391042.7542 | 570674.1012 | 688285.9862 | 761913.85 | 808850.797 | 830073.872 | 837121.7245 | 837421.1745 | 834888.8485 | 830966.5233 | 826867.2416 | 822792.2989 | 818741.5262 | 814714.7555 | 810711.8204 | 806732.5556 | 74242.98 | 0 | 0 | 0 | 0 | 0 | 0 | 0 | 12366042.8096 | 0 | 0 | 0 | 0 | 0 | 0 | 0 | 0 | 0 | 0 | 0 | 0 | 0 | 0 | 0 | 0 | 0 | 0 | 0 | 0 | 0.01657% | 32.3582 | 79.5807 | 136.5353 | 199.5826 | 266.5138 | 335.2012 | 404.4718 | 473.7672 | 542.8531 | 611.6143 | 680.0364 | 748.1213 | 815.8709 | 883.2874 | 950.3726 | 1017.1286 | 1023.2721 | 1023.2721 | 1023.2721 | 1023.2721 | 1023.2721 | 1023.2721 | 1023.2721 | 1023.2721
| Com-LightingInterior-2021P_V20 | M_Input(per KSF) | 2021P Workbook "Com-LightingInterior-2021P_V20" | 2020 | NR | 2022 | 2045 | PSE | Commercial | All Commercial | Electric | Per Building Thousand SqFt |  |  | Weighted Avg Bldg_NR_HIGHBAY_Fixture_from_LFTube_to_LEDPanel_CONTR |  | 72.7171 | 15.9411 | 33.2662 | 0 |  | 0 | -9.2407 | 7.8257 | 0 | 0 | 0 | 0 | -0.78208 |  | 0 | 0 | 0 | Lighting | Lighting | Interior Lighting | Highbay LED Panel | ExCommLight | 0.01065% | 100% | 100% | 55.2882 | 0.001 | 90% | 6.273% | 95% | 6.8% | 0.2% | 50.8551 | 1.1405 | 5.1996 | 42.3755 | 0 | -8.7989 | 0 | 131.6186 | -12.3932 |  | 0.15505 | 0 | 0.15505 | 10. $0.150 to $0.175 | 0 | 0 | 01. ($9,999.00) to $0.22 | 1 | 14395.082 | 21007.6785 | 25337.212 | 28047.604 | 29775.4488 | 30556.7135 | 30816.1594 | 30827.1827 | 30733.9626 | 30589.5738 | 30438.6709 | 30288.664 | 30139.5467 | 29991.3131 | 29843.9569 | 29697.472 | 29551.8525 | 29407.0923 | 29263.1854 | 29120.1261 | 28977.9083 | 28836.5264 | 28695.9746 | 28556.2471 | 1046768.1425 | 1527616.7696 | 1842447.7517 | 2039539.5056 | 2165183.3137 | 2221994.5923 | 2240860.7325 | 2241662.3194 | 2234883.6281 | 2224384.0982 | 2213410.8797 | 2202502.8138 | 2191659.4474 | 2180880.3314 | 2170165.0198 | 2159513.0703 | 2148924.0438 | 2138397.5049 | 2127933.0214 | 2117530.1643 | 2107188.5083 | 2096907.6311 | 2086687.1136 | 2076526.5403 | 33102210.752 | 1046768.1425 | 2574384.9121 | 4416832.6638 | 6456372.1694 | 8621555.4831 | 10843550.0754 | 13084410.8079 | 15326073.1273 | 17560956.7554 | 19785340.8535 | 21998751.7333 | 24201254.547 | 26392913.9945 | 28573794.3259 | 30743959.3457 | 32903472.416 | 33102210.752 | 33102210.752 | 33102210.752 | 33102210.752 | 33102210.752 | 33102210.752 | 33102210.752 | 33102210.752 | 0 | 0 | 0 | 0 | 0 | 0 | 0 | 0 | 0 | 0 | 0 | 0 | 0 | 0 | 0 | 0 | 0 | 0 | 0 | 0 | 0 | 0 | 0 | 0 | 0 | 0 | 0 | 0 | 0 | 0 | 0 | 0 | 0 | 0 | 0 | 0 | 0 | 0 | 0 | 0 | 0 | 0 | 0 | 0 | 0 | 0 | 0 | 0 | 0 | 0 | 0 | 0 | 0 | 0 | 0 | 0 | 0 | 0 | 0 | 0 | 0 | 111.526 | 274.2832 | 470.5835 | 687.8826 | 918.5682 | 1155.3067 | 1394.0552 | 1632.8891 | 1871.0007 | 2107.9938 | 2343.8177 | 2578.4794 | 2811.9858 | 3044.3438 | 3275.5602 | 3505.6416 | 3526.8158 | 3526.8158 | 3526.8158 | 3526.8158 | 3526.8158 | 3526.8158 | 3526.8158 | 3526.8158 | 1894661.0204 | 2765001.9425 | 3334849.2331 | 3691587.3189 | 3919003.8939 | 4021832.888 | 4055980.7942 | 4057431.6746 | 4045162.1742 | 4026157.9179 | 4006296.2805 | 3986552.5698 | 3966925.9661 | 3947415.6561 | 3928020.8328 | 3908740.6954 | 359718.4163 | 0 | 0 | 0 | 0 | 0 | 0 | 0 | 59915339.2748 | 0 | 0 | 0 | 0 | 0 | 0 | 0 | 0 | 0 | 0 | 0 | 0 | 0 | 0 | 0 | 0 | 0 | 0 | 0 | 0 | 0.01657% | 173.4163 | 426.4939 | 731.729 | 1069.6159 | 1428.3181 | 1796.4321 | 2167.6716 | 2539.0439 | 2909.2931 | 3277.803 | 3644.4949 | 4009.3797 | 4372.4681 | 4733.7708 | 5093.2982 | 5451.061 | 5483.9856 | 5483.9856 | 5483.9856 | 5483.9856 | 5483.9856 | 5483.9856 | 5483.9856 | 5483.9856
| Com-LightingInterior-2021P_V20 | M_Input(per KSF) | 2021P Workbook "Com-LightingInterior-2021P_V20" | 2020 | NR | 2022 | 2045 | PSE | Commercial | All Commercial | Electric | Per Building Thousand SqFt |  |  | Weighted Avg Bldg_NR_HIGHBAY_Fixture_from_HID_to_LEDPanel |  | 1.608 | 15.9411 | -0.36124 | 0 |  | 0 | -0.5808 | 4.3476 | 0 | 0 | 0 | 0 | -0.017295 |  | 0 | 0 | 0 | Lighting | Lighting | Interior Lighting | Highbay LED Panel | ExCommLight | 0.01065% | 100% | 100% | 55.2882 | 0.001 | 20% | 6.273% | 95% | 6.8% | 0.2% | 1.1246 | 0.02522 | 0.11498 | -0.46016 | 0 | -0.19457 | 0 | 0.03928 | -1.65 |  | 0.0020925 | 0 | 0.0020925 | 01. ($9,999.000) to $0.028 | 1 | 0 | 01. ($9,999.00) to $0.22 | 1 | 3198.9071 | 4668.373 | 5630.4916 | 6232.8009 | 6616.7664 | 6790.3808 | 6848.0354 | 6850.4851 | 6829.7695 | 6797.6831 | 6764.1491 | 6730.8142 | 6697.6771 | 6664.7362 | 6631.9904 | 6599.4382 | 6567.0783 | 6534.9094 | 6502.9301 | 6471.1391 | 6439.5352 | 6408.117 | 6376.8832 | 6345.8327 | 5143.9464 | 7506.8952 | 9054.0131 | 10022.546 | 10639.975 | 10919.1526 | 11011.8631 | 11015.8022 | 10982.4909 | 10930.8949 | 10876.9712 | 10823.3676 | 10770.082 | 10717.1121 | 10664.4557 | 10612.1108 | 10560.075 | 10508.3463 | 10456.9225 | 10405.8016 | 10354.9815 | 10304.46 | 10254.2351 | 10204.3048 | 162668.3032 | 5143.9464 | 12650.8416 | 21704.8547 | 31727.4007 | 42367.3757 | 53286.5283 | 64298.3914 | 75314.1936 | 86296.6845 | 97227.5794 | 108104.5506 | 118927.9182 | 129698.0001 | 140415.1122 | 151079.568 | 161691.6787 | 162668.3032 | 162668.3032 | 162668.3032 | 162668.3032 | 162668.3032 | 162668.3032 | 162668.3032 | 162668.3032 | 0 | 0 | 0 | 0 | 0 | 0 | 0 | 0 | 0 | 0 | 0 | 0 | 0 | 0 | 0 | 0 | 0 | 0 | 0 | 0 | 0 | 0 | 0 | 0 | 0 | 0 | 0 | 0 | 0 | 0 | 0 | 0 | 0 | 0 | 0 | 0 | 0 | 0 | 0 | 0 | 0 | 0 | 0 | 0 | 0 | 0 | 0 | 0 | 0 | 0 | 0 | 0 | 0 | 0 | 0 | 0 | 0 | 0 | 0 | 0 | 0 | 0.54805 | 1.3479 | 2.3125 | 3.3803 | 4.514 | 5.6773 | 6.8506 | 8.0242 | 9.1943 | 10.3589 | 11.5178 | 12.671 | 13.8184 | 14.9603 | 16.0965 | 17.2272 | 17.3312 | 17.3312 | 17.3312 | 17.3312 | 17.3312 | 17.3312 | 17.3312 | 17.3312 | 125.6516 | 183.3715 | 221.1631 | 244.8215 | 259.9035 | 266.723 | 268.9876 | 269.0838 | 268.2702 | 267.0098 | 265.6926 | 264.3832 | 263.0816 | 261.7877 | 260.5015 | 259.2228 | 23.8561 | 0 | 0 | 0 | 0 | 0 | 0 | 0 | 3973.5112 | 0 | 0 | 0 | 0 | 0 | 0 | 0 | 0 | 0 | 0 | 0 | 0 | 0 | 0 | 0 | 0 | 0 | 0 | 0 | 0 | 0.01657% | 0.85219 | 2.0958 | 3.5958 | 5.2562 | 7.0189 | 8.8279 | 10.6522 | 12.4772 | 14.2966 | 16.1075 | 17.9095 | 19.7026 | 21.4868 | 23.2623 | 25.0291 | 26.7872 | 26.949 | 26.949 | 26.949 | 26.949 | 26.949 | 26.949 | 26.949 | 26.949
| Com-LightingInterior-2021P_V20 | M_Input(per KSF) | 2021P Workbook "Com-LightingInterior-2021P_V20" | 2020 | NR | 2022 | 2045 | PSE | Commercial | All Commercial | Electric | Per Building Thousand SqFt |  |  | Weighted Avg Bldg_NR_HIGHBAY_Fixture_from_HID_to_LEDPanel_CONTR |  | 7.4587 | 15.9411 | -0.92698 | 0 |  | 0 | -1.9564 | 4.3476 | 0 | 0 | 0 | 0 | -0.080219 |  | 0 | 0 | 0 | Lighting | Lighting | Interior Lighting | Linear LED | ExCommLight | 0.01065% | 100% | 100% | 55.2882 | 0.001 | 20% | 6.273% | 95% | 6.8% | 0.2% | 5.2163 | 0.11698 | 0.53332 | -1.1808 | 0 | -0.90251 | 0 | 3.266 | -5.678 |  | 0.03751 | 0 | 0.03751 | 02. $0.028 to $0.055 | 1 | 0 | 01. ($9,999.00) to $0.22 | 1 | 3198.9071 | 4668.373 | 5630.4916 | 6232.8009 | 6616.7664 | 6790.3808 | 6848.0354 | 6850.4851 | 6829.7695 | 6797.6831 | 6764.1491 | 6730.8142 | 6697.6771 | 6664.7362 | 6631.9904 | 6599.4382 | 6567.0783 | 6534.9094 | 6502.9301 | 6471.1391 | 6439.5352 | 6408.117 | 6376.8832 | 6345.8327 | 23859.6245 | 34819.9004 | 41996.0349 | 46488.4675 | 49352.3434 | 50647.2775 | 51077.3049 | 51095.576 | 50941.0651 | 50701.743 | 50451.6237 | 50202.9895 | 49955.83 | 49710.1351 | 49465.8945 | 49223.0981 | 48981.7359 | 48741.7981 | 48503.2748 | 48266.1561 | 48030.4324 | 47796.0941 | 47563.1316 | 47331.5355 | 754518.8722 | 23859.6245 | 58679.5249 | 100675.5599 | 147164.0273 | 196516.3707 | 247163.6482 | 298240.9531 | 349336.5291 | 400277.5943 | 450979.3372 | 501430.9609 | 551633.9504 | 601589.7805 | 651299.9156 | 700765.81 | 749988.9081 | 754518.8722 | 754518.8722 | 754518.8722 | 754518.8722 | 754518.8722 | 754518.8722 | 754518.8722 | 754518.8722 | 0 | 0 | 0 | 0 | 0 | 0 | 0 | 0 | 0 | 0 | 0 | 0 | 0 | 0 | 0 | 0 | 0 | 0 | 0 | 0 | 0 | 0 | 0 | 0 | 0 | 0 | 0 | 0 | 0 | 0 | 0 | 0 | 0 | 0 | 0 | 0 | 0 | 0 | 0 | 0 | 0 | 0 | 0 | 0 | 0 | 0 | 0 | 0 | 0 | 0 | 0 | 0 | 0 | 0 | 0 | 0 | 0 | 0 | 0 | 0 | 0 | 2.5421 | 6.2519 | 10.7263 | 15.6793 | 20.9375 | 26.3336 | 31.7755 | 37.2194 | 42.6469 | 48.0488 | 53.4241 | 58.7729 | 64.0953 | 69.3916 | 74.6618 | 79.9062 | 80.3889 | 80.3889 | 80.3889 | 80.3889 | 80.3889 | 80.3889 | 80.3889 | 80.3889 | 10447.5941 | 15246.853 | 18389.1213 | 20356.2566 | 21610.2836 | 22177.3062 | 22365.6056 | 22373.6061 | 22305.9492 | 22201.1554 | 22091.6338 | 21982.7625 | 21874.5369 | 21766.9526 | 21660.0051 | 21553.69 | 1983.5696 | 0 | 0 | 0 | 0 | 0 | 0 | 0 | 330386.8817 | 0 | 0 | 0 | 0 | 0 | 0 | 0 | 0 | 0 | 0 | 0 | 0 | 0 | 0 | 0 | 0 | 0 | 0 | 0 | 0 | 0.01657% | 3.9528 | 9.7213 | 16.6787 | 24.3804 | 32.5565 | 40.9472 | 49.4091 | 57.874 | 66.3133 | 74.713 | 83.0712 | 91.3882 | 99.6643 | 107.8997 | 116.0947 | 124.2494 | 124.9998 | 124.9998 | 124.9998 | 124.9998 | 124.9998 | 124.9998 | 124.9998 | 124.9998
| Com-LightingInterior-2021P_V20 | M_Input(per KSF) | 2021P Workbook "Com-LightingInterior-2021P_V20" | 2020 | Retro | 2022 | 2045 | PSE | Commercial | All Commercial | Electric | Per Building Thousand SqFt |  |  | Weighted Avg Bldg_RETRO_HIGHBAY_Fixture_from_LFTube_to_LEDPanel |  | 1.5076 | 15.9411 | 1.9037 | 0 |  | 0 | -0.32513 | 7.8257 | 0 | 0 | 0 | 0 | -0.016215 |  | 0 | 0 | 0 | Lighting | Lighting | Interior Lighting | Highbay LED Panel | ExCommLight | 0.01065% | 100% | 100% | 55.2882 | 0.001 | 10% | 6.273% | 95% | 6.8% | 0.2% | 1.0544 | 0.023645 | 0.1078 | 2.4249 | 0 | -0.18242 | 0 | 4.3187 | -0.19779 |  | 0.2454 | 0 | 0.2454 | 13. $0.225 to $99,999.000 | 0 | 0 | 01. ($9,999.00) to $0.22 | 1 | 5666.0269 | 5637.819 | 5609.7802 | 5581.9092 | 5554.2048 | 5526.666 | 5499.2915 | 5472.0802 | 5445.0309 | 5418.1426 | 0 | 0 | 0 | 0 | 0 | 0 | 0 | 0 | 0 | 0 | 0 | 0 | 0 | 0 | 8542.1518 | 8499.6254 | 8457.3537 | 8415.3352 | 8373.5678 | 8332.05 | 8290.78 | 8249.756 | 8208.9763 | 8168.4393 | 0 | 0 | 0 | 0 | 0 | 0 | 0 | 0 | 0 | 0 | 0 | 0 | 0 | 0 | 83538.0355 | 8542.1518 | 17041.7772 | 25499.1309 | 33914.4661 | 42288.0339 | 50620.084 | 58910.864 | 67160.6199 | 75369.5963 | 83538.0355 | 83538.0355 | 83538.0355 | 83538.0355 | 83538.0355 | 83538.0355 | 83538.0355 | 83538.0355 | 83538.0355 | 83538.0355 | 83538.0355 | 83538.0355 | 83538.0355 | 83538.0355 | 83538.0355 | 0 | 0 | 0 | 0 | 0 | 0 | 0 | 0 | 0 | 0 | 0 | 0 | 0 | 0 | 0 | 0 | 0 | 0 | 0 | 0 | 0 | 0 | 0 | 0 | 0 | 0 | 0 | 0 | 0 | 0 | 0 | 0 | 0 | 0 | 0 | 0 | 0 | 0 | 0 | 0 | 0 | 0 | 0 | 0 | 0 | 0 | 0 | 0 | 0 | 0 | 0 | 0 | 0 | 0 | 0 | 0 | 0 | 0 | 0 | 0 | 0 | 0.91011 | 1.8157 | 2.7168 | 3.6134 | 4.5055 | 5.3932 | 6.2766 | 7.1555 | 8.0301 | 8.9004 | 8.9004 | 8.9004 | 8.9004 | 8.9004 | 8.9004 | 8.9004 | 8.9004 | 8.9004 | 8.9004 | 8.9004 | 8.9004 | 8.9004 | 8.9004 | 8.9004 | 24470.1101 | 24348.2876 | 24227.195 | 24106.8273 | 23987.1793 | 23868.2461 | 23750.0227 | 23632.5041 | 23515.6854 | 23399.5617 | 0 | 0 | 0 | 0 | 0 | 0 | 0 | 0 | 0 | 0 | 0 | 0 | 0 | 0 | 239305.6193 | 0 | 0 | 0 | 0 | 0 | 0 | 0 | 0 | 0 | 0 | 0 | 0 | 0 | 0 | 0 | 0 | 0 | 0 | 0 | 0 | 0.01657% | 1.4152 | 2.8233 | 4.2244 | 5.6186 | 7.0058 | 8.3861 | 9.7597 | 11.1264 | 12.4863 | 13.8396 | 13.8396 | 13.8396 | 13.8396 | 13.8396 | 13.8396 | 13.8396 | 13.8396 | 13.8396 | 13.8396 | 13.8396 | 13.8396 | 13.8396 | 13.8396 | 13.8396
| Com-LightingInterior-2021P_V20 | M_Input(per KSF) | 2021P Workbook "Com-LightingInterior-2021P_V20" | 2020 | Retro | 2022 | 2045 | PSE | Commercial | All Commercial | Electric | Per Building Thousand SqFt |  |  | Weighted Avg Bldg_RETRO_HIGHBAY_Fixture_from_LFTube_to_LEDPanel_CONTR |  | 8.0797 | 15.9411 | 6.4825 | 0 |  | 0 | -1.0267 | 7.8257 | 0 | 0 | 0 | 0 | -0.086898 |  | 0 | 0 | 0 | Lighting | Lighting | Interior Lighting | Highbay LED Panel | ExCommLight | 0.01065% | 100% | 100% | 55.2882 | 0.001 | 10% | 6.273% | 95% | 6.8% | 0.2% | 5.6506 | 0.12672 | 0.57773 | 8.2577 | 0 | -0.97766 | 0 | 18.7308 | -0.81976 |  | 0.19859 | 0 | 0.19859 | 11. $0.175 to $0.200 | 0 | 0 | 01. ($9,999.00) to $0.22 | 1 | 5666.0269 | 5637.819 | 5609.7802 | 5581.9092 | 5554.2048 | 5526.666 | 5499.2915 | 5472.0802 | 5445.0309 | 5418.1426 | 0 | 0 | 0 | 0 | 0 | 0 | 0 | 0 | 0 | 0 | 0 | 0 | 0 | 0 | 45779.651 | 45551.7405 | 45325.1957 | 45100.007 | 44876.1649 | 44653.66 | 44432.483 | 44212.6245 | 43994.0754 | 43776.8266 | 0 | 0 | 0 | 0 | 0 | 0 | 0 | 0 | 0 | 0 | 0 | 0 | 0 | 0 | 447702.4286 | 45779.651 | 91331.3915 | 136656.5872 | 181756.5943 | 226632.7592 | 271286.4192 | 315718.9022 | 359931.5267 | 403925.6021 | 447702.4286 | 447702.4286 | 447702.4286 | 447702.4286 | 447702.4286 | 447702.4286 | 447702.4286 | 447702.4286 | 447702.4286 | 447702.4286 | 447702.4286 | 447702.4286 | 447702.4286 | 447702.4286 | 447702.4286 | 0 | 0 | 0 | 0 | 0 | 0 | 0 | 0 | 0 | 0 | 0 | 0 | 0 | 0 | 0 | 0 | 0 | 0 | 0 | 0 | 0 | 0 | 0 | 0 | 0 | 0 | 0 | 0 | 0 | 0 | 0 | 0 | 0 | 0 | 0 | 0 | 0 | 0 | 0 | 0 | 0 | 0 | 0 | 0 | 0 | 0 | 0 | 0 | 0 | 0 | 0 | 0 | 0 | 0 | 0 | 0 | 0 | 0 | 0 | 0 | 0 | 4.8775 | 9.7307 | 14.5598 | 19.3649 | 24.1462 | 28.9037 | 33.6377 | 38.3483 | 43.0355 | 47.6997 | 47.6997 | 47.6997 | 47.6997 | 47.6997 | 47.6997 | 47.6997 | 47.6997 | 47.6997 | 47.6997 | 47.6997 | 47.6997 | 47.6997 | 47.6997 | 47.6997 | 106129.436 | 105601.0788 | 105075.8876 | 104553.8401 | 104034.9145 | 103519.0888 | 103006.3414 | 102496.6508 | 101989.9958 | 101486.3551 | 0 | 0 | 0 | 0 | 0 | 0 | 0 | 0 | 0 | 0 | 0 | 0 | 0 | 0 | 1037893.5887 | 0 | 0 | 0 | 0 | 0 | 0 | 0 | 0 | 0 | 0 | 0 | 0 | 0 | 0 | 0 | 0 | 0 | 0 | 0 | 0 | 0.01657% | 7.5842 | 15.1307 | 22.6397 | 30.1113 | 37.5459 | 44.9435 | 52.3046 | 59.6292 | 66.9177 | 74.1701 | 74.1701 | 74.1701 | 74.1701 | 74.1701 | 74.1701 | 74.1701 | 74.1701 | 74.1701 | 74.1701 | 74.1701 | 74.1701 | 74.1701 | 74.1701 | 74.1701
| Com-LightingInterior-2021P_V20 | M_Input(per KSF) | 2021P Workbook "Com-LightingInterior-2021P_V20" | 2020 | Retro | 2022 | 2045 | PSE | Commercial | All Commercial | Electric | Per Building Thousand SqFt |  |  | Weighted Avg Bldg_RETRO_HIGHBAY_Fixture_from_HID_to_LEDPanel |  | 6.4321 | 15.9411 | 4.3926 | 0 |  | 0 | -2.3232 | 4.3476 | 0 | 0 | 0 | 0 | -0.069179 |  | 0 | 0 | 0 | Lighting | Lighting | Interior Lighting | Highbay LED Panel | ExCommLight | 0.01065% | 100% | 100% | 55.2882 | 0.001 | 80% | 6.273% | 95% | 6.8% | 0.2% | 4.4983 | 0.10088 | 0.45992 | 5.5955 | 0 | -0.7783 | 0 | 8.7607 | -5.4325 |  | 0.11668 | 0 | 0.11668 | 08. $0.115 to $0.130 | 1 | 0 | 01. ($9,999.00) to $0.22 | 1 | 45328.2152 | 45102.5522 | 44878.2413 | 44655.2732 | 44433.6385 | 44213.3277 | 43994.3317 | 43776.6412 | 43560.2473 | 43345.1407 | 0 | 0 | 0 | 0 | 0 | 0 | 0 | 0 | 0 | 0 | 0 | 0 | 0 | 0 | 291556.9617 | 290105.468 | 288662.6717 | 287228.5119 | 285802.9282 | 284385.8607 | 282977.2499 | 281577.0368 | 280185.1627 | 278801.5697 | 0 | 0 | 0 | 0 | 0 | 0 | 0 | 0 | 0 | 0 | 0 | 0 | 0 | 0 | 2851283.4213 | 291556.9617 | 581662.4297 | 870325.1014 | 1157553.6132 | 1443356.5415 | 1727742.4022 | 2010719.6521 | 2292296.6889 | 2572481.8517 | 2851283.4213 | 2851283.4213 | 2851283.4213 | 2851283.4213 | 2851283.4213 | 2851283.4213 | 2851283.4213 | 2851283.4213 | 2851283.4213 | 2851283.4213 | 2851283.4213 | 2851283.4213 | 2851283.4213 | 2851283.4213 | 2851283.4213 | 0 | 0 | 0 | 0 | 0 | 0 | 0 | 0 | 0 | 0 | 0 | 0 | 0 | 0 | 0 | 0 | 0 | 0 | 0 | 0 | 0 | 0 | 0 | 0 | 0 | 0 | 0 | 0 | 0 | 0 | 0 | 0 | 0 | 0 | 0 | 0 | 0 | 0 | 0 | 0 | 0 | 0 | 0 | 0 | 0 | 0 | 0 | 0 | 0 | 0 | 0 | 0 | 0 | 0 | 0 | 0 | 0 | 0 | 0 | 0 | 0 | 31.0634 | 61.9722 | 92.7272 | 123.3295 | 153.7798 | 184.0792 | 214.2285 | 244.2287 | 274.0805 | 303.7849 | 303.7849 | 303.7849 | 303.7849 | 303.7849 | 303.7849 | 303.7849 | 303.7849 | 303.7849 | 303.7849 | 303.7849 | 303.7849 | 303.7849 | 303.7849 | 303.7849 | 397108.9489 | 395131.9727 | 393166.8427 | 391213.4759 | 389271.7901 | 387341.7035 | 385423.1352 | 383516.0047 | 381620.2323 | 379735.7388 | 0 | 0 | 0 | 0 | 0 | 0 | 0 | 0 | 0 | 0 | 0 | 0 | 0 | 0 | 3883529.8448 | 0 | 0 | 0 | 0 | 0 | 0 | 0 | 0 | 0 | 0 | 0 | 0 | 0 | 0 | 0 | 0 | 0 | 0 | 0 | 0 | 0.01657% | 48.3017 | 96.363 | 144.1852 | 191.7699 | 239.1184 | 286.2321 | 333.1124 | 379.7608 | 426.1786 | 472.3672 | 472.3672 | 472.3672 | 472.3672 | 472.3672 | 472.3672 | 472.3672 | 472.3672 | 472.3672 | 472.3672 | 472.3672 | 472.3672 | 472.3672 | 472.3672 | 472.3672
| Com-LightingInterior-2021P_V20 | M_Input(per KSF) | 2021P Workbook "Com-LightingInterior-2021P_V20" | 2020 | Retro | 2022 | 2045 | PSE | Commercial | All Commercial | Electric | Per Building Thousand SqFt |  |  | Weighted Avg Bldg_RETRO_HIGHBAY_Fixture_from_HID_to_LEDPanel_CONTR |  | 29.8347 | 15.9411 | 15.9555 | 0 |  | 0 | -7.8256 | 4.3476 | 0 | 0 | 0 | 0 | -0.32088 |  | 0 | 0 | 0 | Lighting | Lighting | Interior Lighting | Highbay LED Panel | ExCommLight | 0.01065% | 100% | 100% | 55.2882 | 0.001 | 80% | 6.273% | 95% | 6.8% | 0.2% | 20.8651 | 0.46791 | 2.1333 | 20.3247 | 0 | -3.6101 | 0 | 42.0446 | -18.7791 |  | 0.12072 | 0 | 0.12072 | 08. $0.115 to $0.130 | 1 | 0 | 01. ($9,999.00) to $0.22 | 1 | 45328.2152 | 45102.5522 | 44878.2413 | 44655.2732 | 44433.6385 | 44213.3277 | 43994.3317 | 43776.6412 | 43560.2473 | 43345.1407 | 0 | 0 | 0 | 0 | 0 | 0 | 0 | 0 | 0 | 0 | 0 | 0 | 0 | 0 | 1352354.6116 | 1345622.0188 | 1338929.7682 | 1332277.5773 | 1325665.1657 | 1319092.2554 | 1312558.5705 | 1306063.8372 | 1299607.7839 | 1293190.1411 | 0 | 0 | 0 | 0 | 0 | 0 | 0 | 0 | 0 | 0 | 0 | 0 | 0 | 0 | 13225361.7297 | 1352354.6116 | 2697976.6304 | 4036906.3986 | 5369183.9759 | 6694849.1415 | 8013941.397 | 9326499.9675 | 10632563.8047 | 11932171.5886 | 13225361.7297 | 13225361.7297 | 13225361.7297 | 13225361.7297 | 13225361.7297 | 13225361.7297 | 13225361.7297 | 13225361.7297 | 13225361.7297 | 13225361.7297 | 13225361.7297 | 13225361.7297 | 13225361.7297 | 13225361.7297 | 13225361.7297 | 0 | 0 | 0 | 0 | 0 | 0 | 0 | 0 | 0 | 0 | 0 | 0 | 0 | 0 | 0 | 0 | 0 | 0 | 0 | 0 | 0 | 0 | 0 | 0 | 0 | 0 | 0 | 0 | 0 | 0 | 0 | 0 | 0 | 0 | 0 | 0 | 0 | 0 | 0 | 0 | 0 | 0 | 0 | 0 | 0 | 0 | 0 | 0 | 0 | 0 | 0 | 0 | 0 | 0 | 0 | 0 | 0 | 0 | 0 | 0 | 0 | 144.0842 | 287.4511 | 430.105 | 572.0501 | 713.2907 | 853.8311 | 993.6753 | 1132.8275 | 1271.2919 | 1409.0725 | 1409.0725 | 1409.0725 | 1409.0725 | 1409.0725 | 1409.0725 | 1409.0725 | 1409.0725 | 1409.0725 | 1409.0725 | 1409.0725 | 1409.0725 | 1409.0725 | 1409.0725 | 1409.0725 | 1905806.374 | 1896318.4645 | 1886887.4072 | 1877512.8039 | 1868194.2598 | 1858931.3829 | 1849723.7844 | 1840571.0784 | 1831472.8822 | 1822428.816 | 0 | 0 | 0 | 0 | 0 | 0 | 0 | 0 | 0 | 0 | 0 | 0 | 0 | 0 | 18637847.2532 | 0 | 0 | 0 | 0 | 0 | 0 | 0 | 0 | 0 | 0 | 0 | 0 | 0 | 0 | 0 | 0 | 0 | 0 | 0 | 0 | 0.01657% | 224.0422 | 446.9691 | 668.7873 | 889.5034 | 1109.124 | 1327.6557 | 1545.105 | 1761.4783 | 1976.7821 | 2191.0227 | 2191.0227 | 2191.0227 | 2191.0227 | 2191.0227 | 2191.0227 | 2191.0227 | 2191.0227 | 2191.0227 | 2191.0227 | 2191.0227 | 2191.0227 | 2191.0227 | 2191.0227 | 2191.0227
| Com-LightingInterior-2021P_V20 | M_Input(per KSF) | 2021P Workbook "Com-LightingInterior-2021P_V20" | 2020 | New | 2022 | 2045 | PSE | Commercial | All Commercial | Electric | Per Building Thousand SqFt |  |  | Weighted Avg Bldg_NEW_CAN_Fixture_from_CFL_to_LEDPanel |  | 36.2572 | 13.384 | 3.6734 | 0 |  | 0 | -5.9339 | 2.6198 | 0 | 0 | 0 | 0 | -0.31662 |  | 0 | 0 | 0 | Lighting | Lighting | Interior Lighting | LED Lighting Can | ExCommLight | 0.01065% | 100% | 100% | 55.2882 | 0.001 | 11% | 7.472% | 100% | 6.8% | 0.2% | 20.9722 | 0.56864 | 2.1541 | 5.1409 | 0 | -2.9584 | 0 | 11.2475 | -26.3609 |  | 0.026574 | 0 | 0.026574 | 01. ($9,999.000) to $0.028 | 1 | 0 | 01. ($9,999.00) to $0.22 | 1 | 140.3441 | 322.7481 | 413.8794 | 277.2686 | 436.4892 | 625.2067 | 906.1753 | 558.8522 | 1012.2577 | 1275.1154 | 1035.2324 | 441.5401 | 1305.5588 | 1619.41 | 1411.6347 | 889.4336 | 1235.7427 | 1399.8616 | 1509.0747 | 1136.7159 | 1366.4892 | 1398.7445 | 1650.8197 | 1288.7622 | 5088.4818 | 11701.9381 | 15006.1022 | 10052.9803 | 15825.8707 | 22668.2356 | 32855.3686 | 20262.4081 | 36701.6191 | 46232.0974 | 37534.6169 | 16009.004 | 47335.8922 | 58715.2517 | 51181.9064 | 32248.3618 | 44804.5547 | 50755.0454 | 54714.8046 | 41214.1204 | 49545.0572 | 50714.5437 | 59854.0785 | 46726.894 | 857749.2332 | 5088.4818 | 16790.4198 | 31796.522 | 41849.5023 | 57675.373 | 80343.6086 | 113198.9772 | 133461.3853 | 170163.0044 | 216395.1018 | 253929.7187 | 269938.7226 | 317274.6148 | 375989.8666 | 427171.773 | 459420.1348 | 504224.6894 | 554979.7348 | 609694.5393 | 650908.6597 | 700453.7169 | 751168.2607 | 811022.3392 | 857749.2332 | 0 | 0 | 0 | 0 | 0 | 0 | 0 | 0 | 0 | 0 | 0 | 0 | 0 | 0 | 0 | 0 | 0 | 0 | 0 | 0 | 0 | 0 | 0 | 0 | 0 | 0 | 0 | 0 | 0 | 0 | 0 | 0 | 0 | 0 | 0 | 0 | 0 | 0 | 0 | 0 | 0 | 0 | 0 | 0 | 0 | 0 | 0 | 0 | 0 | 0 | 0 | 0 | 0 | 0 | 0 | 0 | 0 | 0 | 0 | 0 | 0 | 0.54214 | 1.7889 | 3.3877 | 4.4588 | 6.1449 | 8.5601 | 12.0606 | 14.2194 | 18.1297 | 23.0554 | 27.0545 | 28.7601 | 33.8035 | 40.0592 | 45.5123 | 48.9481 | 53.7217 | 59.1293 | 64.9588 | 69.3499 | 74.6286 | 80.0319 | 86.4089 | 91.3874 | 1578.5208 | 3630.1109 | 4655.1105 | 3118.5803 | 4909.4146 | 7032.0155 | 10192.2118 | 6285.6928 | 11385.3745 | 14341.8671 | 11643.7825 | 4966.2252 | 14684.2803 | 18214.3226 | 15877.3697 | 10003.9095 | 13899.0227 | 15744.9512 | 16973.3259 | 12785.2179 | 15369.5953 | 15732.387 | 18567.6032 | 14495.3602 | 266086.2521 | 0 | 0 | 0 | 0 | 0 | 0 | 0 | 0 | 0 | 0 | 0 | 0 | 0 | 0 | 0 | 0 | 0 | 0 | 0 | 0 | 0.01657% | 0.843 | 2.7816 | 5.2677 | 6.9331 | 9.555 | 13.3104 | 18.7535 | 22.1103 | 28.1906 | 35.8498 | 42.0681 | 44.7203 | 52.5623 | 62.2896 | 70.7688 | 76.1113 | 83.534 | 91.9425 | 101.007 | 107.8349 | 116.0429 | 124.4447 | 134.3607 | 142.1018
| Com-LightingInterior-2021P_V20 | M_Input(per KSF) | 2021P Workbook "Com-LightingInterior-2021P_V20" | 2020 | NR | 2022 | 2045 | PSE | Commercial | All Commercial | Electric | Per Building Thousand SqFt |  |  | Weighted Avg Bldg_NR_CAN_Lamp_from_CFL_to_LEDScrew |  | 20.174 | 13.6224 | 0.094221 | 0 |  | 0 | -3.2267 | 2.6665 | 0 | 0 | 0 | 0 | -0.21697 |  | 0 | 0 | 0 | Lighting | Lighting | Interior Lighting | LED Lighting Can | ExCommLight | 0.01065% | 100% | 100% | 55.2882 | 0.001 | 50% | 7.341% | 95% | 6.8% | 0.2% | 12.4537 | 0.3164 | 1.277 | 0.13145 | 0 | -2.1646 | 0 | 9.6992 | -14.5958 |  | 0.041185 | 0 | 0.041185 | 02. $0.028 to $0.055 | 1 | 0 | 01. ($9,999.00) to $0.22 | 1 | 9358.5048 | 13657.4742 | 16472.1828 | 18234.2579 | 19357.5613 | 19865.4757 | 20034.1462 | 20041.3127 | 19980.7086 | 19886.8388 | 19788.734 | 19691.2118 | 19594.268 | 19497.8986 | 19402.0996 | 19306.8672 | 19212.1972 | 19118.086 | 19024.5295 | 18931.524 | 18839.0657 | 18747.1508 | 18655.7754 | 18564.9361 | 188798.1311 | 275525.3809 | 332309.2079 | 367857.2469 | 390518.7277 | 400765.3743 | 404168.1259 | 404312.7025 | 403090.0781 | 401196.3525 | 399217.1911 | 397249.7807 | 395294.0398 | 393349.8872 | 391417.2426 | 389496.0262 | 387586.1587 | 385687.5617 | 383800.1572 | 381923.8678 | 380058.6168 | 378204.328 | 376360.9259 | 374528.3355 | 5101987.169 | 188798.1311 | 464323.5121 | 796632.7199 | 1164489.9668 | 1555008.6945 | 1955774.0689 | 2359942.1948 | 2764254.8973 | 3167344.9754 | 3568541.3279 | 3967758.5189 | 4365008.2997 | 4760302.3395 | 5101987.169 | 5101987.169 | 5101987.169 | 5101987.169 | 5101987.169 | 5101987.169 | 5101987.169 | 5101987.169 | 5101987.169 | 5101987.169 | 5101987.169 | 0 | 0 | 0 | 0 | 0 | 0 | 0 | 0 | 0 | 0 | 0 | 0 | 0 | 0 | 0 | 0 | 0 | 0 | 0 | 0 | 0 | 0 | 0 | 0 | 0 | 0 | 0 | 0 | 0 | 0 | 0 | 0 | 0 | 0 | 0 | 0 | 0 | 0 | 0 | 0 | 0 | 0 | 0 | 0 | 0 | 0 | 0 | 0 | 0 | 0 | 0 | 0 | 0 | 0 | 0 | 0 | 0 | 0 | 0 | 0 | 0 | 20.1152 | 49.4705 | 84.8758 | 124.0685 | 165.6756 | 208.3745 | 251.4358 | 294.5126 | 337.4591 | 380.2039 | 422.7377 | 465.062 | 507.1779 | 543.5821 | 543.5821 | 543.5821 | 543.5821 | 543.5821 | 543.5821 | 543.5821 | 543.5821 | 543.5821 | 543.5821 | 543.5821 | 90770.0692 | 132466.6602 | 159767.0994 | 176857.8298 | 187752.981 | 192679.3477 | 194315.3173 | 194384.8265 | 193797.0151 | 192886.5527 | 191935.0146 | 190989.1261 | 190048.848 | 164274.6961 | 0 | 0 | 0 | 0 | 0 | 0 | 0 | 0 | 0 | 0 | 2452925.3836 | 0 | 0 | 0 | 0 | 0 | 0 | 0 | 0 | 0 | 0 | 0 | 0 | 0 | 0 | 0 | 0 | 0 | 0 | 0 | 0 | 0.01657% | 31.2779 | 76.9237 | 131.9768 | 192.919 | 257.6156 | 324.0097 | 390.9675 | 457.9493 | 524.7285 | 591.194 | 657.3316 | 723.1433 | 788.631 | 845.2373 | 845.2373 | 845.2373 | 845.2373 | 845.2373 | 845.2373 | 845.2373 | 845.2373 | 845.2373 | 845.2373 | 845.2373
| Com-LightingInterior-2021P_V20 | M_Input(per KSF) | 2021P Workbook "Com-LightingInterior-2021P_V20" | 2020 | NR | 2022 | 2045 | PSE | Commercial | All Commercial | Electric | Per Building Thousand SqFt |  |  | Weighted Avg Bldg_NR_CAN_Lamp_from_Inc/Hal_to_LEDScrew |  | 15.3659 | 13.6224 | 0.25577 | 0 |  | 0 | -0.74803 | 0.92748 | 0 | 0 | 0 | 0 | -0.16526 |  | 0 | 0 | 0 | Lighting | Lighting | Interior Lighting | LED Lighting Can | ExCommLight | 0.01065% | 100% | 100% | 55.2882 | 0.001 | 50% | 7.341% | 95% | 6.8% | 0.2% | 9.4856 | 0.24099 | 0.97266 | 0.35684 | 0 | -1.6487 | 0 | 9.0254 | -9.8412 |  | 0.050316 | 0 | 0.050316 | 02. $0.028 to $0.055 | 1 | 0 | 01. ($9,999.00) to $0.22 | 1 | 9358.5048 | 13657.4742 | 16472.1828 | 18234.2579 | 19357.5613 | 19865.4757 | 20034.1462 | 20041.3127 | 19980.7086 | 19886.8388 | 19788.734 | 19691.2118 | 19594.268 | 19497.8986 | 19402.0996 | 19306.8672 | 19212.1972 | 19118.086 | 19024.5295 | 18931.524 | 18839.0657 | 18747.1508 | 18655.7754 | 18564.9361 | 143801.7231 | 209859.1988 | 253109.6913 | 280185.5381 | 297446.0902 | 305250.6454 | 307842.4166 | 307952.5361 | 307021.3007 | 305578.9083 | 304071.4419 | 302572.9261 | 301083.2984 | 299602.4973 | 298130.4614 | 296667.13 | 295212.4427 | 293766.3399 | 292328.7619 | 290899.6501 | 289478.9458 | 288066.5912 | 286662.5286 | 285266.7009 | 3886026.5287 | 143801.7231 | 353660.9219 | 606770.6132 | 886956.1513 | 1184402.2416 | 1489652.887 | 1797495.3036 | 2105447.8397 | 2412469.1404 | 2718048.0486 | 3022119.4906 | 3324692.4166 | 3625775.715 | 3886026.5287 | 3886026.5287 | 3886026.5287 | 3886026.5287 | 3886026.5287 | 3886026.5287 | 3886026.5287 | 3886026.5287 | 3886026.5287 | 3886026.5287 | 3886026.5287 | 0 | 0 | 0 | 0 | 0 | 0 | 0 | 0 | 0 | 0 | 0 | 0 | 0 | 0 | 0 | 0 | 0 | 0 | 0 | 0 | 0 | 0 | 0 | 0 | 0 | 0 | 0 | 0 | 0 | 0 | 0 | 0 | 0 | 0 | 0 | 0 | 0 | 0 | 0 | 0 | 0 | 0 | 0 | 0 | 0 | 0 | 0 | 0 | 0 | 0 | 0 | 0 | 0 | 0 | 0 | 0 | 0 | 0 | 0 | 0 | 0 | 15.3211 | 37.6802 | 64.6473 | 94.4992 | 126.19 | 158.7124 | 191.5109 | 224.3212 | 257.0322 | 289.5896 | 321.9863 | 354.2234 | 386.3018 | 414.0297 | 414.0297 | 414.0297 | 414.0297 | 414.0297 | 414.0297 | 414.0297 | 414.0297 | 414.0297 | 414.0297 | 414.0297 | 84464.4343 | 123264.4375 | 148668.3639 | 164571.8317 | 174710.1162 | 179294.2569 | 180816.5786 | 180881.2592 | 180334.282 | 179487.0678 | 178601.6313 | 177721.452 | 176846.4934 | 152862.8258 | 0 | 0 | 0 | 0 | 0 | 0 | 0 | 0 | 0 | 0 | 2282525.0307 | 0 | 0 | 0 | 0 | 0 | 0 | 0 | 0 | 0 | 0 | 0 | 0 | 0 | 0 | 0 | 0 | 0 | 0 | 0 | 0 | 0.01657% | 23.8234 | 58.5904 | 100.5226 | 146.9405 | 196.2179 | 246.7882 | 297.7879 | 348.8059 | 399.6696 | 450.2943 | 500.6693 | 550.796 | 600.676 | 643.7912 | 643.7912 | 643.7912 | 643.7912 | 643.7912 | 643.7912 | 643.7912 | 643.7912 | 643.7912 | 643.7912 | 643.7912
| Com-LightingInterior-2021P_V20 | M_Input(per KSF) | 2021P Workbook "Com-LightingInterior-2021P_V20" | 2020 | Retro | 2022 | 2045 | PSE | Commercial | All Commercial | Electric | Per Building Thousand SqFt |  |  | Weighted Avg Bldg_RETRO_CAN_Lamp_from_CFL_to_LEDScrew |  | 20.174 | 13.6224 | 3.3209 | 0 |  | 0 | -3.2267 | 2.6665 | 0 | 0 | 0 | 0 | -0.21697 |  | 0 | 0 | 0 | Lighting | Lighting | Interior Lighting | LED Lighting Can | ExCommLight | 0.01065% | 100% | 100% | 55.2882 | 0.001 | 50% | 7.341% | 95% | 6.8% | 0.2% | 12.4537 | 0.3164 | 1.277 | 4.6331 | 0 | -2.1646 | 0 | 14.8462 | -13.9505 |  | 0.063041 | 0 | 0.063041 | 04. $0.062 to $0.070 | 1 | 0 | 01. ($9,999.00) to $0.22 | 1 | 28330.1345 | 28189.0951 | 28048.9008 | 27909.5458 | 27771.024 | 27633.3298 | 27496.4573 | 27360.4008 | 27225.1545 | 27090.713 | 0 | 0 | 0 | 0 | 0 | 0 | 0 | 0 | 0 | 0 | 0 | 0 | 0 | 0 | 571531.0884 | 568685.7652 | 565857.4912 | 563046.1473 | 560251.6149 | 557473.7765 | 554712.5155 | 551967.7162 | 549239.2638 | 546527.0444 | 0 | 0 | 0 | 0 | 0 | 0 | 0 | 0 | 0 | 0 | 0 | 0 | 0 | 0 | 5589292.4236 | 571531.0884 | 1140216.8536 | 1706074.3448 | 2269120.4922 | 2829372.1071 | 3386845.8836 | 3941558.3991 | 4493526.1153 | 5042765.3791 | 5589292.4236 | 5589292.4236 | 5589292.4236 | 5589292.4236 | 5589292.4236 | 5589292.4236 | 5589292.4236 | 5589292.4236 | 5589292.4236 | 5589292.4236 | 5589292.4236 | 5589292.4236 | 5589292.4236 | 5589292.4236 | 5589292.4236 | 0 | 0 | 0 | 0 | 0 | 0 | 0 | 0 | 0 | 0 | 0 | 0 | 0 | 0 | 0 | 0 | 0 | 0 | 0 | 0 | 0 | 0 | 0 | 0 | 0 | 0 | 0 | 0 | 0 | 0 | 0 | 0 | 0 | 0 | 0 | 0 | 0 | 0 | 0 | 0 | 0 | 0 | 0 | 0 | 0 | 0 | 0 | 0 | 0 | 0 | 0 | 0 | 0 | 0 | 0 | 0 | 0 | 0 | 0 | 0 | 0 | 60.8928 | 121.4824 | 181.7706 | 241.7594 | 301.4504 | 360.8454 | 419.9463 | 478.7547 | 537.2724 | 595.5012 | 595.5012 | 595.5012 | 595.5012 | 595.5012 | 595.5012 | 595.5012 | 595.5012 | 595.5012 | 595.5012 | 595.5012 | 595.5012 | 595.5012 | 595.5012 | 595.5012 | 420594.4756 | 418500.5786 | 416419.2283 | 414350.337 | 412293.8174 | 410249.583 | 408217.5481 | 406197.6275 | 404189.7367 | 402193.7919 | 0 | 0 | 0 | 0 | 0 | 0 | 0 | 0 | 0 | 0 | 0 | 0 | 0 | 0 | 4113206.7242 | 0 | 0 | 0 | 0 | 0 | 0 | 0 | 0 | 0 | 0 | 0 | 0 | 0 | 0 | 0 | 0 | 0 | 0 | 0 | 0 | 0.01657% | 94.6846 | 188.8977 | 282.6424 | 375.9212 | 468.7372 | 561.0929 | 652.9911 | 744.4346 | 835.4262 | 925.9683 | 925.9683 | 925.9683 | 925.9683 | 925.9683 | 925.9683 | 925.9683 | 925.9683 | 925.9683 | 925.9683 | 925.9683 | 925.9683 | 925.9683 | 925.9683 | 925.9683
| Com-LightingInterior-2021P_V20 | M_Input(per KSF) | 2021P Workbook "Com-LightingInterior-2021P_V20" | 2020 | Retro | 2022 | 2045 | PSE | Commercial | All Commercial | Electric | Per Building Thousand SqFt |  |  | Weighted Avg Bldg_RETRO_CAN_Lamp_from_Inc/Hal_to_LEDScrew |  | 15.3659 | 13.6224 | 1.0038 | 0 |  | 0 | -0.74803 | 0.92748 | 0 | 0 | 0 | 0 | -0.16526 |  | 0 | 0 | 0 | Lighting | Lighting | Interior Lighting | LED Lighting Can | ExCommLight | 0.01065% | 100% | 100% | 55.2882 | 0.001 | 50% | 7.341% | 95% | 6.8% | 0.2% | 9.4856 | 0.24099 | 0.97266 | 1.4004 | 0 | -1.6487 | 0 | 10.2186 | -9.6916 |  | 0.056968 | 0 | 0.056968 | 03. $0.055 to $0.062 | 1 | 0 | 01. ($9,999.00) to $0.22 | 1 | 28330.1345 | 28189.0951 | 28048.9008 | 27909.5458 | 27771.024 | 27633.3298 | 27496.4573 | 27360.4008 | 27225.1545 | 27090.713 | 0 | 0 | 0 | 0 | 0 | 0 | 0 | 0 | 0 | 0 | 0 | 0 | 0 | 0 | 435317.6318 | 433150.4366 | 430996.2275 | 428854.9134 | 426726.4041 | 424610.6101 | 422507.4426 | 420416.8135 | 418338.6353 | 416272.8214 | 0 | 0 | 0 | 0 | 0 | 0 | 0 | 0 | 0 | 0 | 0 | 0 | 0 | 0 | 4257191.9362 | 435317.6318 | 868468.0684 | 1299464.2959 | 1728319.2092 | 2155045.6133 | 2579656.2234 | 3002163.666 | 3422580.4795 | 3840919.1149 | 4257191.9362 | 4257191.9362 | 4257191.9362 | 4257191.9362 | 4257191.9362 | 4257191.9362 | 4257191.9362 | 4257191.9362 | 4257191.9362 | 4257191.9362 | 4257191.9362 | 4257191.9362 | 4257191.9362 | 4257191.9362 | 4257191.9362 | 0 | 0 | 0 | 0 | 0 | 0 | 0 | 0 | 0 | 0 | 0 | 0 | 0 | 0 | 0 | 0 | 0 | 0 | 0 | 0 | 0 | 0 | 0 | 0 | 0 | 0 | 0 | 0 | 0 | 0 | 0 | 0 | 0 | 0 | 0 | 0 | 0 | 0 | 0 | 0 | 0 | 0 | 0 | 0 | 0 | 0 | 0 | 0 | 0 | 0 | 0 | 0 | 0 | 0 | 0 | 0 | 0 | 0 | 0 | 0 | 0 | 46.3801 | 92.5294 | 138.4491 | 184.1407 | 229.6055 | 274.8449 | 319.8602 | 364.6527 | 409.2239 | 453.5749 | 453.5749 | 453.5749 | 453.5749 | 453.5749 | 453.5749 | 453.5749 | 453.5749 | 453.5749 | 453.5749 | 453.5749 | 453.5749 | 453.5749 | 453.5749 | 453.5749 | 289495.0878 | 288053.8589 | 286621.266 | 285197.2485 | 283781.7465 | 282374.7004 | 280976.0512 | 279585.7403 | 278203.7095 | 276829.9012 | 0 | 0 | 0 | 0 | 0 | 0 | 0 | 0 | 0 | 0 | 0 | 0 | 0 | 0 | 2831119.3105 | 0 | 0 | 0 | 0 | 0 | 0 | 0 | 0 | 0 | 0 | 0 | 0 | 0 | 0 | 0 | 0 | 0 | 0 | 0 | 0 | 0.01657% | 72.1183 | 143.8776 | 215.28 | 286.3276 | 357.0227 | 427.3672 | 497.3632 | 567.0129 | 636.3184 | 705.2816 | 705.2816 | 705.2816 | 705.2816 | 705.2816 | 705.2816 | 705.2816 | 705.2816 | 705.2816 | 705.2816 | 705.2816 | 705.2816 | 705.2816 | 705.2816 | 705.2816
| Com-LightingInterior-2021P_V20 | M_Input(per KSF) | 2021P Workbook "Com-LightingInterior-2021P_V20" | 2020 | New | 2022 | 2045 | PSE | Commercial | All Commercial | Electric | Per Building Thousand SqFt |  |  | Weighted Avg Bldg_NEW_DISP_Fixture_from_CFL_to_LEDPanel |  | 4.8982 | 9.1125 | -0.70777 | 0 |  | 0 | -3.8835 | 2.6198 | 0 | 0 | 0 | 0 | -0.042775 |  | 0 | 0 | 0 | Lighting | Lighting | Interior Lighting | LED Display Fixture | ExCommLight | 0.01065% | 100% | 100% | 55.2882 | 0.001 | 2% | 10.97% | 100% | 6.8% | 0.2% | 2.0979 | 0.076821 | 0.21747 | -0.87506 | 0 | -0.28695 | 0 | -15.2652 | -16.3868 |  | -0.26697 | 0 | -0.26697 | 01. ($9,999.000) to $0.028 | 1 | 0 | 01. ($9,999.00) to $0.22 | 1 | 25.5171 | 58.6815 | 75.2508 | 50.4125 | 79.3617 | 113.6739 | 164.7591 | 101.6095 | 184.0469 | 231.8392 | 188.2241 | 80.28 | 237.3743 | 294.4382 | 256.6609 | 161.7152 | 224.6805 | 254.5203 | 274.3772 | 206.6756 | 248.4526 | 254.3172 | 300.149 | 234.3204 | 124.988 | 287.4337 | 368.5936 | 246.9305 | 388.7295 | 556.798 | 807.0237 | 497.7038 | 901.4988 | 1135.5952 | 921.9597 | 393.2278 | 1162.7076 | 1442.2179 | 1257.1769 | 792.1138 | 1100.5306 | 1246.692 | 1343.9552 | 1012.339 | 1216.9711 | 1245.6971 | 1470.1908 | 1147.7488 | 21068.8232 | 124.988 | 412.4217 | 781.0153 | 1027.9459 | 1416.6754 | 1973.4734 | 2780.4971 | 3278.2009 | 4179.6998 | 5315.2949 | 6237.2546 | 6630.4824 | 7793.19 | 9235.4079 | 10492.5848 | 11284.6987 | 12385.2292 | 13631.9212 | 14975.8764 | 15988.2154 | 17205.1865 | 18450.8837 | 19921.0744 | 21068.8232 | 0 | 0 | 0 | 0 | 0 | 0 | 0 | 0 | 0 | 0 | 0 | 0 | 0 | 0 | 0 | 0 | 0 | 0 | 0 | 0 | 0 | 0 | 0 | 0 | 0 | 0 | 0 | 0 | 0 | 0 | 0 | 0 | 0 | 0 | 0 | 0 | 0 | 0 | 0 | 0 | 0 | 0 | 0 | 0 | 0 | 0 | 0 | 0 | 0 | 0 | 0 | 0 | 0 | 0 | 0 | 0 | 0 | 0 | 0 | 0 | 0 | 0.013317 | 0.043941 | 0.083212 | 0.10952 | 0.15094 | 0.21026 | 0.29624 | 0.34927 | 0.44532 | 0.56631 | 0.66454 | 0.70643 | 0.83031 | 0.98397 | 1.1179 | 1.2023 | 1.3196 | 1.4524 | 1.5956 | 1.7034 | 1.8331 | 1.9658 | 2.1225 | 2.2447 | 0 | 0 | 0 | 0 | 0 | 0 | 0 | 0 | 0 | 0 | 0 | 0 | 0 | 0 | 0 | 0 | 0 | 0 | 0 | 0 | 0 | 0 | 0 | 0 | 0 | 0 | 0 | 0 | 0 | 0 | 0 | 0 | 0 | 0 | 0 | 0 | 0 | 0 | 0 | 0 | 0 | 0 | 0 | 0 | 0 | 0.01657% | 0.020707 | 0.068325 | 0.12939 | 0.1703 | 0.2347 | 0.32694 | 0.46064 | 0.54309 | 0.69244 | 0.88058 | 1.0333 | 1.0985 | 1.2911 | 1.53 | 1.7383 | 1.8695 | 2.0518 | 2.2584 | 2.481 | 2.6487 | 2.8504 | 3.0567 | 3.3003 | 3.4904
| Com-LightingInterior-2021P_V20 | M_Input(per KSF) | 2021P Workbook "Com-LightingInterior-2021P_V20" | 2020 | NR | 2022 | 2045 | PSE | Commercial | All Commercial | Electric | Per Building Thousand SqFt |  |  | Weighted Avg Bldg_NR_DISP_Lamp_from_CFL_to_LEDScrew |  | 2.0579 | 9.2748 | 0.0098118 | 0 |  | 0 | -1.0391 | 2.6665 | 0 | 0 | 0 | 0 | -0.022133 |  | 0 | 0 | 0 | Lighting | Lighting | Interior Lighting | LED Display Fixture | ExCommLight | 0.01065% | 100% | 100% | 55.2882 | 0.001 | 50% | 10.78% | 95% | 6.8% | 0.2% | 0.88141 | 0.032275 | 0.091369 | 0.012101 | 0 | -0.14848 | 0 | -2.9251 | -4.3148 |  | -0.12176 | 0 | -0.12176 | 01. ($9,999.000) to $0.028 | 1 | 0 | 01. ($9,999.00) to $0.22 | 1 | 13745.304 | 20059.4152 | 24193.5184 | 26781.5663 | 28431.4181 | 29177.4174 | 29425.1522 | 29435.678 | 29346.6657 | 29208.7945 | 29064.7031 | 28921.4673 | 28779.0811 | 28637.5386 | 28496.8338 | 28356.9611 | 28217.9147 | 28079.6888 | 27942.2777 | 27805.6759 | 27669.8777 | 27534.8777 | 27400.6702 | 27267.2498 | 28286.8349 | 41280.8163 | 49788.4998 | 55114.5139 | 58509.7889 | 60045.0011 | 60554.8211 | 60576.4824 | 60393.3017 | 60109.5728 | 59813.0433 | 59518.2744 | 59225.2539 | 58933.9697 | 58644.4096 | 58356.5618 | 58070.4143 | 57785.9554 | 57503.1735 | 57222.0569 | 56942.5942 | 56664.7738 | 56388.5846 | 56114.0152 | 520448.963 | 28286.8349 | 69567.6512 | 119356.151 | 174470.6649 | 232980.4538 | 293025.4548 | 353580.276 | 414156.7584 | 474550.0602 | 520448.963 | 520448.963 | 520448.963 | 520448.963 | 520448.963 | 520448.963 | 520448.963 | 520448.963 | 520448.963 | 520448.963 | 520448.963 | 520448.963 | 520448.963 | 520448.963 | 520448.963 | 0 | 0 | 0 | 0 | 0 | 0 | 0 | 0 | 0 | 0 | 0 | 0 | 0 | 0 | 0 | 0 | 0 | 0 | 0 | 0 | 0 | 0 | 0 | 0 | 0 | 0 | 0 | 0 | 0 | 0 | 0 | 0 | 0 | 0 | 0 | 0 | 0 | 0 | 0 | 0 | 0 | 0 | 0 | 0 | 0 | 0 | 0 | 0 | 0 | 0 | 0 | 0 | 0 | 0 | 0 | 0 | 0 | 0 | 0 | 0 | 0 | 3.0138 | 7.412 | 12.7166 | 18.5887 | 24.8225 | 31.2199 | 37.6716 | 44.1256 | 50.5601 | 55.4503 | 55.4503 | 55.4503 | 55.4503 | 55.4503 | 55.4503 | 55.4503 | 55.4503 | 55.4503 | 55.4503 | 55.4503 | 55.4503 | 55.4503 | 55.4503 | 55.4503 | 0 | 0 | 0 | 0 | 0 | 0 | 0 | 0 | 0 | 0 | 0 | 0 | 0 | 0 | 0 | 0 | 0 | 0 | 0 | 0 | 0 | 0 | 0 | 0 | 0 | 0 | 0 | 0 | 0 | 0 | 0 | 0 | 0 | 0 | 0 | 0 | 0 | 0 | 0 | 0 | 0 | 0 | 0 | 0 | 0 | 0.01657% | 4.6862 | 11.5252 | 19.7735 | 28.9043 | 38.5975 | 48.545 | 58.577 | 68.6126 | 78.6179 | 86.2219 | 86.2219 | 86.2219 | 86.2219 | 86.2219 | 86.2219 | 86.2219 | 86.2219 | 86.2219 | 86.2219 | 86.2219 | 86.2219 | 86.2219 | 86.2219 | 86.2219
| Com-LightingInterior-2021P_V20 | M_Input(per KSF) | 2021P Workbook "Com-LightingInterior-2021P_V20" | 2020 | NR | 2022 | 2045 | PSE | Commercial | All Commercial | Electric | Per Building Thousand SqFt |  |  | Weighted Avg Bldg_NR_DISP_Lamp_from_Inc/Hal_to_LEDScrew |  | 8.9513 | 9.2748 | 0.22084 | 0 |  | 0 | -0.53022 | 0.92748 | 0 | 0 | 0 | 0 | -0.096273 |  | 0 | 0 | 0 | Lighting | Lighting | Interior Lighting | LED Display Fixture | ExCommLight | 0.01065% | 100% | 100% | 55.2882 | 0.001 | 50% | 10.78% | 95% | 6.8% | 0.2% | 3.8339 | 0.14039 | 0.39743 | 0.27238 | 0 | -0.64585 | 0 | 0.64468 | -6.6452 |  | 0.0061695 | 0 | 0.0061695 | 01. ($9,999.000) to $0.028 | 1 | 0 | 01. ($9,999.00) to $0.22 | 1 | 13745.304 | 20059.4152 | 24193.5184 | 26781.5663 | 28431.4181 | 29177.4174 | 29425.1522 | 29435.678 | 29346.6657 | 29208.7945 | 29064.7031 | 28921.4673 | 28779.0811 | 28637.5386 | 28496.8338 | 28356.9611 | 28217.9147 | 28079.6888 | 27942.2777 | 27805.6759 | 27669.8777 | 27534.8777 | 27400.6702 | 27267.2498 | 123038.6889 | 179558.3538 | 216564.0571 | 239730.5158 | 254498.8765 | 261176.5589 | 263394.1132 | 263488.3329 | 262691.5554 | 261457.425 | 260167.6165 | 258885.4662 | 257610.9207 | 256343.9273 | 255084.4336 | 253832.3876 | 252587.7376 | 251350.4326 | 250120.4215 | 248897.6542 | 247682.0805 | 246473.6509 | 245272.316 | 244078.0271 | 2263786.6065 | 123038.6889 | 302597.0427 | 519161.0998 | 758891.6157 | 1013390.4922 | 1274567.0511 | 1537961.1642 | 1801449.4971 | 2064141.0525 | 2263786.6065 | 2263786.6065 | 2263786.6065 | 2263786.6065 | 2263786.6065 | 2263786.6065 | 2263786.6065 | 2263786.6065 | 2263786.6065 | 2263786.6065 | 2263786.6065 | 2263786.6065 | 2263786.6065 | 2263786.6065 | 2263786.6065 | 0 | 0 | 0 | 0 | 0 | 0 | 0 | 0 | 0 | 0 | 0 | 0 | 0 | 0 | 0 | 0 | 0 | 0 | 0 | 0 | 0 | 0 | 0 | 0 | 0 | 0 | 0 | 0 | 0 | 0 | 0 | 0 | 0 | 0 | 0 | 0 | 0 | 0 | 0 | 0 | 0 | 0 | 0 | 0 | 0 | 0 | 0 | 0 | 0 | 0 | 0 | 0 | 0 | 0 | 0 | 0 | 0 | 0 | 0 | 0 | 0 | 13.1089 | 32.2397 | 55.3131 | 80.8548 | 107.9699 | 135.7965 | 163.8593 | 191.9322 | 219.9202 | 241.1911 | 241.1911 | 241.1911 | 241.1911 | 241.1911 | 241.1911 | 241.1911 | 241.1911 | 241.1911 | 241.1911 | 241.1911 | 241.1911 | 241.1911 | 241.1911 | 241.1911 | 8861.2911 | 12931.8579 | 15597.0222 | 17265.4789 | 18329.1016 | 18810.0308 | 18969.7398 | 18976.5256 | 18919.1414 | 14378.5454 | 0 | 0 | 0 | 0 | 0 | 0 | 0 | 0 | 0 | 0 | 0 | 0 | 0 | 0 | 163038.7348 | 0 | 0 | 0 | 0 | 0 | 0 | 0 | 0 | 0 | 0 | 0 | 0 | 0 | 0 | 0 | 0 | 0 | 0 | 0 | 0 | 0.01657% | 20.3836 | 50.1307 | 86.0085 | 125.7243 | 167.8866 | 211.1553 | 254.7913 | 298.443 | 341.9627 | 375.0376 | 375.0376 | 375.0376 | 375.0376 | 375.0376 | 375.0376 | 375.0376 | 375.0376 | 375.0376 | 375.0376 | 375.0376 | 375.0376 | 375.0376 | 375.0376 | 375.0376
| Com-LightingInterior-2021P_V20 | M_Input(per KSF) | 2021P Workbook "Com-LightingInterior-2021P_V20" | 2020 | Retro | 2022 | 2045 | PSE | Commercial | All Commercial | Electric | Per Building Thousand SqFt |  |  | Weighted Avg Bldg_RETRO_DISP_Lamp_from_CFL_to_LEDScrew |  | 2.0579 | 9.2748 | 1.0489 | 0 |  | 0 | -1.0391 | 2.6665 | 0 | 0 | 0 | 0 | -0.022133 |  | 0 | 0 | 0 | Lighting | Lighting | Interior Lighting | LED Display Fixture | ExCommLight | 0.01065% | 100% | 100% | 55.2882 | 0.001 | 50% | 10.78% | 95% | 6.8% | 0.2% | 0.88141 | 0.032275 | 0.091369 | 1.2936 | 0 | -0.14848 | 0 | -1.4357 | -4.107 |  | -0.059764 | 0 | -0.059764 | 01. ($9,999.000) to $0.028 | 1 | 0 | 01. ($9,999.00) to $0.22 | 1 | 28330.1345 | 28189.0951 | 28048.9008 | 27909.5458 | 27771.024 | 27633.3298 | 27496.4573 | 27360.4008 | 27225.1545 | 27090.713 | 0 | 0 | 0 | 0 | 0 | 0 | 0 | 0 | 0 | 0 | 0 | 0 | 0 | 0 | 58301.3544 | 58011.1057 | 57722.5961 | 57435.8135 | 57150.7458 | 56867.3811 | 56585.7075 | 56305.7131 | 56027.3862 | 55750.7152 | 0 | 0 | 0 | 0 | 0 | 0 | 0 | 0 | 0 | 0 | 0 | 0 | 0 | 0 | 570158.5186 | 58301.3544 | 116312.4601 | 174035.0562 | 231470.8697 | 288621.6155 | 345488.9967 | 402074.7042 | 458380.4172 | 514407.8034 | 570158.5186 | 570158.5186 | 570158.5186 | 570158.5186 | 570158.5186 | 570158.5186 | 570158.5186 | 570158.5186 | 570158.5186 | 570158.5186 | 570158.5186 | 570158.5186 | 570158.5186 | 570158.5186 | 570158.5186 | 0 | 0 | 0 | 0 | 0 | 0 | 0 | 0 | 0 | 0 | 0 | 0 | 0 | 0 | 0 | 0 | 0 | 0 | 0 | 0 | 0 | 0 | 0 | 0 | 0 | 0 | 0 | 0 | 0 | 0 | 0 | 0 | 0 | 0 | 0 | 0 | 0 | 0 | 0 | 0 | 0 | 0 | 0 | 0 | 0 | 0 | 0 | 0 | 0 | 0 | 0 | 0 | 0 | 0 | 0 | 0 | 0 | 0 | 0 | 0 | 0 | 6.2116 | 12.3923 | 18.5423 | 24.6616 | 30.7507 | 36.8095 | 42.8383 | 48.8373 | 54.8067 | 60.7465 | 60.7465 | 60.7465 | 60.7465 | 60.7465 | 60.7465 | 60.7465 | 60.7465 | 60.7465 | 60.7465 | 60.7465 | 60.7465 | 60.7465 | 60.7465 | 60.7465 | 0 | 0 | 0 | 0 | 0 | 0 | 0 | 0 | 0 | 0 | 0 | 0 | 0 | 0 | 0 | 0 | 0 | 0 | 0 | 0 | 0 | 0 | 0 | 0 | 0 | 0 | 0 | 0 | 0 | 0 | 0 | 0 | 0 | 0 | 0 | 0 | 0 | 0 | 0 | 0 | 0 | 0 | 0 | 0 | 0 | 0.01657% | 9.6587 | 19.2693 | 28.8321 | 38.3474 | 47.8154 | 57.2366 | 66.611 | 75.9391 | 85.221 | 94.4572 | 94.4572 | 94.4572 | 94.4572 | 94.4572 | 94.4572 | 94.4572 | 94.4572 | 94.4572 | 94.4572 | 94.4572 | 94.4572 | 94.4572 | 94.4572 | 94.4572
| Com-LightingInterior-2021P_V20 | M_Input(per KSF) | 2021P Workbook "Com-LightingInterior-2021P_V20" | 2020 | Retro | 2022 | 2045 | PSE | Commercial | All Commercial | Electric | Per Building Thousand SqFt |  |  | Weighted Avg Bldg_RETRO_DISP_Lamp_from_Inc/Hal_to_LEDScrew |  | 8.9513 | 9.2748 | 0.75106 | 0 |  | 0 | -0.53022 | 0.92748 | 0 | 0 | 0 | 0 | -0.096273 |  | 0 | 0 | 0 | Lighting | Lighting | Interior Lighting | LED Display Fixture | ExCommLight | 0.01065% | 100% | 100% | 55.2882 | 0.001 | 50% | 10.78% | 95% | 6.8% | 0.2% | 3.8339 | 0.14039 | 0.39743 | 0.92632 | 0 | -0.64585 | 0 | 1.4047 | -6.5392 |  | 0.013443 | 0 | 0.013443 | 01. ($9,999.000) to $0.028 | 1 | 0 | 01. ($9,999.00) to $0.22 | 1 | 28330.1345 | 28189.0951 | 28048.9008 | 27909.5458 | 27771.024 | 27633.3298 | 27496.4573 | 27360.4008 | 27225.1545 | 27090.713 | 0 | 0 | 0 | 0 | 0 | 0 | 0 | 0 | 0 | 0 | 0 | 0 | 0 | 0 | 253592.2534 | 252329.764 | 251074.8396 | 249827.427 | 248587.4739 | 247354.928 | 246129.7376 | 244911.8514 | 243701.2184 | 242497.7881 | 0 | 0 | 0 | 0 | 0 | 0 | 0 | 0 | 0 | 0 | 0 | 0 | 0 | 0 | 2480007.2814 | 253592.2534 | 505922.0175 | 756996.8571 | 1006824.2841 | 1255411.758 | 1502766.6859 | 1748896.4235 | 1993808.2749 | 2237509.4933 | 2480007.2814 | 2480007.2814 | 2480007.2814 | 2480007.2814 | 2480007.2814 | 2480007.2814 | 2480007.2814 | 2480007.2814 | 2480007.2814 | 2480007.2814 | 2480007.2814 | 2480007.2814 | 2480007.2814 | 2480007.2814 | 2480007.2814 | 0 | 0 | 0 | 0 | 0 | 0 | 0 | 0 | 0 | 0 | 0 | 0 | 0 | 0 | 0 | 0 | 0 | 0 | 0 | 0 | 0 | 0 | 0 | 0 | 0 | 0 | 0 | 0 | 0 | 0 | 0 | 0 | 0 | 0 | 0 | 0 | 0 | 0 | 0 | 0 | 0 | 0 | 0 | 0 | 0 | 0 | 0 | 0 | 0 | 0 | 0 | 0 | 0 | 0 | 0 | 0 | 0 | 0 | 0 | 0 | 0 | 27.0185 | 53.9026 | 80.6529 | 107.2703 | 133.7556 | 160.1096 | 186.333 | 212.4267 | 238.3914 | 264.2279 | 264.2279 | 264.2279 | 264.2279 | 264.2279 | 264.2279 | 264.2279 | 264.2279 | 264.2279 | 264.2279 | 264.2279 | 264.2279 | 264.2279 | 264.2279 | 264.2279 | 39794.3376 | 39596.2246 | 39399.2986 | 39203.5515 | 39008.9749 | 38815.5607 | 38623.3007 | 38432.187 | 38242.2114 | 38053.366 | 0 | 0 | 0 | 0 | 0 | 0 | 0 | 0 | 0 | 0 | 0 | 0 | 0 | 0 | 389169.0131 | 0 | 0 | 0 | 0 | 0 | 0 | 0 | 0 | 0 | 0 | 0 | 0 | 0 | 0 | 0 | 0 | 0 | 0 | 0 | 0 | 0.01657% | 42.0122 | 83.8152 | 125.4104 | 166.7988 | 207.9819 | 248.9607 | 289.7366 | 330.3107 | 370.6843 | 410.8585 | 410.8585 | 410.8585 | 410.8585 | 410.8585 | 410.8585 | 410.8585 | 410.8585 | 410.8585 | 410.8585 | 410.8585 | 410.8585 | 410.8585 | 410.8585 | 410.8585
| Com-LightingInterior-2021P_V20 | M_Input(per KSF) | 2021P Workbook "Com-LightingInterior-2021P_V20" | 2020 | New | 2022 | 2045 | PSE | Commercial | All Commercial | Electric | Per Building Thousand SqFt |  |  | Weighted Avg Bldg_NEW_OTHER_Fixture_from_CFL_to_LEDPanel |  | 11.6951 | 14.2383 | 3.4201 | 0 |  | 0 | -8.5143 | 3.1324 | 0 | 0 | 0 | 0 | -0.10213 |  | 0 | 0 | 0 | Lighting | Lighting | Interior Lighting | LED Other | ExCommLight | 0.01065% | 100% | 100% | 55.2882 | 0.001 | 30% | 7.023% | 100% | 6.8% | 0.2% | 7.2196 | 0.18342 | 0.7403 | 4.5729 | 0 | -1.0189 | 0 | -15.5031 | -29.4886 |  | -0.11356 | 0 | -0.11356 | 01. ($9,999.000) to $0.028 | 1 | 0 | 01. ($9,999.00) to $0.22 | 1 | 382.7566 | 880.2221 | 1128.7619 | 756.1871 | 1190.4251 | 1705.1091 | 2471.3872 | 1524.1423 | 2760.7029 | 3477.5873 | 2823.3612 | 1204.2004 | 3560.615 | 4416.5726 | 3849.9129 | 2425.728 | 3370.2073 | 3817.8044 | 4115.6582 | 3100.1341 | 3726.7888 | 3814.7578 | 4502.2354 | 3514.8061 | 4476.3654 | 10294.2593 | 13200.9507 | 8843.6621 | 13922.1056 | 19941.3717 | 28903.0486 | 17824.9519 | 32286.6164 | 40670.6306 | 33019.4091 | 14083.2089 | 41641.645 | 51652.1302 | 45025.0048 | 28369.0614 | 39414.8134 | 44649.4928 | 48132.9148 | 36256.2886 | 43585.0596 | 44613.8633 | 52653.9623 | 41105.9059 | 754566.7225 | 4476.3654 | 14770.6248 | 27971.5755 | 36815.2376 | 50737.3432 | 70678.7148 | 99581.7634 | 117406.7154 | 149693.3318 | 190363.9623 | 223383.3714 | 237466.5803 | 279108.2253 | 330760.3555 | 375785.3603 | 404154.4217 | 443569.2351 | 488218.7279 | 536351.6427 | 572607.9313 | 616192.9909 | 660806.8542 | 713460.8165 | 754566.7225 | 0 | 0 | 0 | 0 | 0 | 0 | 0 | 0 | 0 | 0 | 0 | 0 | 0 | 0 | 0 | 0 | 0 | 0 | 0 | 0 | 0 | 0 | 0 | 0 | 0 | 0 | 0 | 0 | 0 | 0 | 0 | 0 | 0 | 0 | 0 | 0 | 0 | 0 | 0 | 0 | 0 | 0 | 0 | 0 | 0 | 0 | 0 | 0 | 0 | 0 | 0 | 0 | 0 | 0 | 0 | 0 | 0 | 0 | 0 | 0 | 0 | 0.47693 | 1.5737 | 2.9802 | 3.9224 | 5.4057 | 7.5303 | 10.6098 | 12.5089 | 15.9488 | 20.282 | 23.8 | 25.3005 | 29.7371 | 35.2403 | 40.0374 | 43.0599 | 47.2593 | 52.0164 | 57.1446 | 61.0075 | 65.6512 | 70.4045 | 76.0144 | 80.394 | 0 | 0 | 0 | 0 | 0 | 0 | 0 | 0 | 0 | 0 | 0 | 0 | 0 | 0 | 0 | 0 | 0 | 0 | 0 | 0 | 0 | 0 | 0 | 0 | 0 | 0 | 0 | 0 | 0 | 0 | 0 | 0 | 0 | 0 | 0 | 0 | 0 | 0 | 0 | 0 | 0 | 0 | 0 | 0 | 0 | 0.01657% | 0.74159 | 2.447 | 4.634 | 6.0991 | 8.4056 | 11.7092 | 16.4975 | 19.4506 | 24.7994 | 31.5373 | 37.0075 | 39.3407 | 46.2394 | 54.7965 | 62.2557 | 66.9556 | 73.4853 | 80.8823 | 88.8564 | 94.863 | 102.0836 | 109.4747 | 118.1978 | 125.0078
| Com-LightingInterior-2021P_V20 | M_Input(per KSF) | 2021P Workbook "Com-LightingInterior-2021P_V20" | 2020 | NR | 2022 | 2045 | PSE | Commercial | All Commercial | Electric | Per Building Thousand SqFt |  |  | Weighted Avg Bldg_NR_OTHER_Lamp_from_CFL_to_LEDScrew |  | 23.2233 | 5.7968 | -5.7663 | 0 |  | 0 | -17.2333 | 3.1882 | 0 | 0 | 0 | 0 | -0.24977 |  | 0 | 0 | 0 | Lighting | Lighting | Interior Lighting | LED Other | ExCommLight | 0.01065% | 100% | 100% | 55.2882 | 0.001 | 50% | 17.25% | 95% | 6.8% | 0.2% | 6.8927 | 0.36422 | 0.72569 | -6.0387 | 0 | -1.1438 | 0 | -58.0286 | -60.4078 |  | -0.21405 | 0 | -0.21405 | 01. ($9,999.000) to $0.028 | 1 | 0 | 01. ($9,999.00) to $0.22 | 1 | 21992.4863 | 32095.0644 | 38709.6295 | 42850.5061 | 45490.269 | 46683.8679 | 47080.2435 | 47097.0847 | 46954.6652 | 46734.0712 | 46503.525 | 46274.3477 | 46046.5298 | 45820.0617 | 45594.9341 | 45371.1378 | 45148.6635 | 44927.5021 | 44707.6444 | 44489.0815 | 44271.8044 | 44055.8043 | 43841.0723 | 43627.5997 | 510737.8536 | 745352.9375 | 898964.8918 | 995129.6634 | 1056433.6392 | 1084152.93 | 1093358.0744 | 1093749.1837 | 1090441.7328 | 1085318.8148 | 1079964.7752 | 1074642.5248 | 1069351.8426 | 1064092.5092 | 1058864.3073 | 1053667.0209 | 1048500.4358 | 1043364.3396 | 1038258.5214 | 1033182.7719 | 1028136.8835 | 1023120.6502 | 1018133.8677 | 1013176.3329 | 5873160.3168 | 510737.8536 | 1256090.7911 | 2155055.683 | 3150185.3464 | 4206618.9856 | 5290771.9156 | 5873160.3168 | 5873160.3168 | 5873160.3168 | 5873160.3168 | 5873160.3168 | 5873160.3168 | 5873160.3168 | 5873160.3168 | 5873160.3168 | 5873160.3168 | 5873160.3168 | 5873160.3168 | 5873160.3168 | 5873160.3168 | 5873160.3168 | 5873160.3168 | 5873160.3168 | 5873160.3168 | 0 | 0 | 0 | 0 | 0 | 0 | 0 | 0 | 0 | 0 | 0 | 0 | 0 | 0 | 0 | 0 | 0 | 0 | 0 | 0 | 0 | 0 | 0 | 0 | 0 | 0 | 0 | 0 | 0 | 0 | 0 | 0 | 0 | 0 | 0 | 0 | 0 | 0 | 0 | 0 | 0 | 0 | 0 | 0 | 0 | 0 | 0 | 0 | 0 | 0 | 0 | 0 | 0 | 0 | 0 | 0 | 0 | 0 | 0 | 0 | 0 | 54.4157 | 133.8279 | 229.6066 | 335.6309 | 448.1867 | 563.6958 | 625.7454 | 625.7454 | 625.7454 | 625.7454 | 625.7454 | 625.7454 | 625.7454 | 625.7454 | 625.7454 | 625.7454 | 625.7454 | 625.7454 | 625.7454 | 625.7454 | 625.7454 | 625.7454 | 625.7454 | 625.7454 | 0 | 0 | 0 | 0 | 0 | 0 | 0 | 0 | 0 | 0 | 0 | 0 | 0 | 0 | 0 | 0 | 0 | 0 | 0 | 0 | 0 | 0 | 0 | 0 | 0 | 0 | 0 | 0 | 0 | 0 | 0 | 0 | 0 | 0 | 0 | 0 | 0 | 0 | 0 | 0 | 0 | 0 | 0 | 0 | 0 | 0.01657% | 84.6131 | 208.0944 | 357.0243 | 521.8857 | 696.9032 | 876.513 | 972.9962 | 972.9962 | 972.9962 | 972.9962 | 972.9962 | 972.9962 | 972.9962 | 972.9962 | 972.9962 | 972.9962 | 972.9962 | 972.9962 | 972.9962 | 972.9962 | 972.9962 | 972.9962 | 972.9962 | 972.9962
| Com-LightingInterior-2021P_V20 | M_Input(per KSF) | 2021P Workbook "Com-LightingInterior-2021P_V20" | 2020 | NR | 2022 | 2045 | PSE | Commercial | All Commercial | Electric | Per Building Thousand SqFt |  |  | Weighted Avg Bldg_NR_OTHER_Lamp_from_Inc/Hal_to_LEDScrew |  | 40.4913 | 5.7968 | -0.33146 | 0 |  | 0 | -3.0354 | 0.43476 | 0 | 0 | 0 | 0 | -0.43549 |  | 0 | 0 | 0 | Lighting | Lighting | Interior Lighting | LED Other | ExCommLight | 0.01065% | 100% | 100% | 55.2882 | 0.001 | 50% | 17.25% | 95% | 6.8% | 0.2% | 12.0179 | 0.63505 | 1.2653 | -0.34712 | 0 | -1.9942 | 0 | -60.5358 | -77.0954 |  | -0.12807 | 0 | -0.12807 | 01. ($9,999.000) to $0.028 | 1 | 0 | 01. ($9,999.00) to $0.22 | 1 | 21992.4863 | 32095.0644 | 38709.6295 | 42850.5061 | 45490.269 | 46683.8679 | 47080.2435 | 47097.0847 | 46954.6652 | 46734.0712 | 46503.525 | 46274.3477 | 46046.5298 | 45820.0617 | 45594.9341 | 45371.1378 | 45148.6635 | 44927.5021 | 44707.6444 | 44489.0815 | 44271.8044 | 44055.8043 | 43841.0723 | 43627.5997 | 890505.0134 | 1299571.8312 | 1567404.3689 | 1735073.9681 | 1841961.4788 | 1890291.884 | 1906341.6582 | 1907023.583 | 1901256.825 | 1892324.6808 | 1882989.561 | 1873709.8676 | 1864485.2153 | 1855315.222 | 1846199.5083 | 1837137.6979 | 1828129.4173 | 1819174.296 | 1810271.9664 | 1801422.0636 | 1792624.2256 | 1783878.0932 | 1775183.31 | 1766539.5224 | 10240240.9966 | 890505.0134 | 2190076.8446 | 3757481.2135 | 5492555.1816 | 7334516.6605 | 9224808.5444 | 10240240.9966 | 10240240.9966 | 10240240.9966 | 10240240.9966 | 10240240.9966 | 10240240.9966 | 10240240.9966 | 10240240.9966 | 10240240.9966 | 10240240.9966 | 10240240.9966 | 10240240.9966 | 10240240.9966 | 10240240.9966 | 10240240.9966 | 10240240.9966 | 10240240.9966 | 10240240.9966 | 0 | 0 | 0 | 0 | 0 | 0 | 0 | 0 | 0 | 0 | 0 | 0 | 0 | 0 | 0 | 0 | 0 | 0 | 0 | 0 | 0 | 0 | 0 | 0 | 0 | 0 | 0 | 0 | 0 | 0 | 0 | 0 | 0 | 0 | 0 | 0 | 0 | 0 | 0 | 0 | 0 | 0 | 0 | 0 | 0 | 0 | 0 | 0 | 0 | 0 | 0 | 0 | 0 | 0 | 0 | 0 | 0 | 0 | 0 | 0 | 0 | 94.8773 | 233.3378 | 400.3341 | 585.1945 | 781.443 | 982.8407 | 1091.0282 | 1091.0282 | 1091.0282 | 1091.0282 | 1091.0282 | 1091.0282 | 1091.0282 | 1091.0282 | 1091.0282 | 1091.0282 | 1091.0282 | 1091.0282 | 1091.0282 | 1091.0282 | 1091.0282 | 1091.0282 | 1091.0282 | 1091.0282 | 0 | 0 | 0 | 0 | 0 | 0 | 0 | 0 | 0 | 0 | 0 | 0 | 0 | 0 | 0 | 0 | 0 | 0 | 0 | 0 | 0 | 0 | 0 | 0 | 0 | 0 | 0 | 0 | 0 | 0 | 0 | 0 | 0 | 0 | 0 | 0 | 0 | 0 | 0 | 0 | 0 | 0 | 0 | 0 | 0 | 0.01657% | 147.5284 | 362.8262 | 622.4954 | 909.9421 | 1215.0966 | 1528.258 | 1696.4829 | 1696.4829 | 1696.4829 | 1696.4829 | 1696.4829 | 1696.4829 | 1696.4829 | 1696.4829 | 1696.4829 | 1696.4829 | 1696.4829 | 1696.4829 | 1696.4829 | 1696.4829 | 1696.4829 | 1696.4829 | 1696.4829 | 1696.4829
| Com-LightingInterior-2021P_V20 | M_Input(per KSF) | 2021P Workbook "Com-LightingInterior-2021P_V20" | 2020 | Retro | 2022 | 2045 | PSE | Commercial | All Commercial | Electric | Per Building Thousand SqFt |  |  | Weighted Avg Bldg_RETRO_OTHER_Lamp_from_CFL_to_LEDScrew |  | 23.2233 | 5.7968 | 11.467 | 0 |  | 0 | -17.2333 | 3.1882 | 0 | 0 | 0 | 0 | -0.24977 |  | 0 | 0 | 0 | Lighting | Lighting | Interior Lighting | LED Other | ExCommLight | 0.01065% | 100% | 100% | 55.2882 | 0.001 | 50% | 17.25% | 95% | 6.8% | 0.2% | 6.8927 | 0.36422 | 0.72569 | 12.0086 | 0 | -1.1438 | 0 | -36.5348 | -56.9612 |  | -0.13477 | 0 | -0.13477 | 01. ($9,999.000) to $0.028 | 1 | 0 | 01. ($9,999.00) to $0.22 | 1 | 28330.1345 | 28189.0951 | 28048.9008 | 27909.5458 | 27771.024 | 27633.3298 | 27496.4573 | 27360.4008 | 27225.1545 | 27090.713 | 0 | 0 | 0 | 0 | 0 | 0 | 0 | 0 | 0 | 0 | 0 | 0 | 0 | 0 | 657918.8848 | 654643.4866 | 651387.7147 | 648151.4319 | 644934.5016 | 641736.7887 | 638558.1589 | 635398.479 | 632257.6169 | 629135.4414 | 0 | 0 | 0 | 0 | 0 | 0 | 0 | 0 | 0 | 0 | 0 | 0 | 0 | 0 | 6434122.5044 | 657918.8848 | 1312562.3714 | 1963950.0861 | 2612101.5179 | 3257036.0196 | 3898772.8083 | 4537330.9672 | 5172729.4462 | 5804987.063 | 6434122.5044 | 6434122.5044 | 6434122.5044 | 6434122.5044 | 6434122.5044 | 6434122.5044 | 6434122.5044 | 6434122.5044 | 6434122.5044 | 6434122.5044 | 6434122.5044 | 6434122.5044 | 6434122.5044 | 6434122.5044 | 6434122.5044 | 0 | 0 | 0 | 0 | 0 | 0 | 0 | 0 | 0 | 0 | 0 | 0 | 0 | 0 | 0 | 0 | 0 | 0 | 0 | 0 | 0 | 0 | 0 | 0 | 0 | 0 | 0 | 0 | 0 | 0 | 0 | 0 | 0 | 0 | 0 | 0 | 0 | 0 | 0 | 0 | 0 | 0 | 0 | 0 | 0 | 0 | 0 | 0 | 0 | 0 | 0 | 0 | 0 | 0 | 0 | 0 | 0 | 0 | 0 | 0 | 0 | 70.0968 | 139.8446 | 209.2455 | 278.3017 | 347.0151 | 415.3878 | 483.4218 | 551.1192 | 618.482 | 685.5121 | 685.5121 | 685.5121 | 685.5121 | 685.5121 | 685.5121 | 685.5121 | 685.5121 | 685.5121 | 685.5121 | 685.5121 | 685.5121 | 685.5121 | 685.5121 | 685.5121 | 0 | 0 | 0 | 0 | 0 | 0 | 0 | 0 | 0 | 0 | 0 | 0 | 0 | 0 | 0 | 0 | 0 | 0 | 0 | 0 | 0 | 0 | 0 | 0 | 0 | 0 | 0 | 0 | 0 | 0 | 0 | 0 | 0 | 0 | 0 | 0 | 0 | 0 | 0 | 0 | 0 | 0 | 0 | 0 | 0 | 0.01657% | 108.9963 | 217.4499 | 325.3642 | 432.7423 | 539.5875 | 645.9029 | 751.6917 | 856.9571 | 961.7021 | 1065.9299 | 1065.9299 | 1065.9299 | 1065.9299 | 1065.9299 | 1065.9299 | 1065.9299 | 1065.9299 | 1065.9299 | 1065.9299 | 1065.9299 | 1065.9299 | 1065.9299 | 1065.9299 | 1065.9299
| Com-LightingInterior-2021P_V20 | M_Input(per KSF) | 2021P Workbook "Com-LightingInterior-2021P_V20" | 2020 | Retro | 2022 | 2045 | PSE | Commercial | All Commercial | Electric | Per Building Thousand SqFt |  |  | Weighted Avg Bldg_RETRO_OTHER_Lamp_from_Inc/Hal_to_LEDScrew |  | 40.4913 | 5.7968 | 2.7039 | 0 |  | 0 | -3.0354 | 0.43476 | 0 | 0 | 0 | 0 | -0.43549 |  | 0 | 0 | 0 | Lighting | Lighting | Interior Lighting | LED Other | ExCommLight | 0.01065% | 100% | 100% | 55.2882 | 0.001 | 50% | 17.25% | 95% | 6.8% | 0.2% | 12.0179 | 0.63505 | 1.2653 | 2.8316 | 0 | -1.9942 | 0 | -56.7499 | -76.4883 |  | -0.12006 | 0 | -0.12006 | 01. ($9,999.000) to $0.028 | 1 | 0 | 01. ($9,999.00) to $0.22 | 1 | 28330.1345 | 28189.0951 | 28048.9008 | 27909.5458 | 27771.024 | 27633.3298 | 27496.4573 | 27360.4008 | 27225.1545 | 27090.713 | 0 | 0 | 0 | 0 | 0 | 0 | 0 | 0 | 0 | 0 | 0 | 0 | 0 | 0 | 1147124.8141 | 1141413.942 | 1135737.2898 | 1130094.618 | 1124485.6887 | 1118910.2661 | 1113368.1161 | 1107859.0065 | 1102382.707 | 1096938.9888 | 0 | 0 | 0 | 0 | 0 | 0 | 0 | 0 | 0 | 0 | 0 | 0 | 0 | 0 | 11218315.4371 | 1147124.8141 | 2288538.7561 | 3424276.0459 | 4554370.6639 | 5678856.3526 | 6797766.6187 | 7911134.7348 | 9018993.7413 | 10121376.4483 | 11218315.4371 | 11218315.4371 | 11218315.4371 | 11218315.4371 | 11218315.4371 | 11218315.4371 | 11218315.4371 | 11218315.4371 | 11218315.4371 | 11218315.4371 | 11218315.4371 | 11218315.4371 | 11218315.4371 | 11218315.4371 | 11218315.4371 | 0 | 0 | 0 | 0 | 0 | 0 | 0 | 0 | 0 | 0 | 0 | 0 | 0 | 0 | 0 | 0 | 0 | 0 | 0 | 0 | 0 | 0 | 0 | 0 | 0 | 0 | 0 | 0 | 0 | 0 | 0 | 0 | 0 | 0 | 0 | 0 | 0 | 0 | 0 | 0 | 0 | 0 | 0 | 0 | 0 | 0 | 0 | 0 | 0 | 0 | 0 | 0 | 0 | 0 | 0 | 0 | 0 | 0 | 0 | 0 | 0 | 122.2184 | 243.8283 | 364.8334 | 485.2373 | 605.0436 | 724.2559 | 842.8777 | 960.9126 | 1078.364 | 1195.2354 | 1195.2354 | 1195.2354 | 1195.2354 | 1195.2354 | 1195.2354 | 1195.2354 | 1195.2354 | 1195.2354 | 1195.2354 | 1195.2354 | 1195.2354 | 1195.2354 | 1195.2354 | 1195.2354 | 0 | 0 | 0 | 0 | 0 | 0 | 0 | 0 | 0 | 0 | 0 | 0 | 0 | 0 | 0 | 0 | 0 | 0 | 0 | 0 | 0 | 0 | 0 | 0 | 0 | 0 | 0 | 0 | 0 | 0 | 0 | 0 | 0 | 0 | 0 | 0 | 0 | 0 | 0 | 0 | 0 | 0 | 0 | 0 | 0 | 0.01657% | 190.0422 | 379.1382 | 567.2939 | 754.5147 | 940.8062 | 1126.1742 | 1310.6239 | 1494.161 | 1676.7908 | 1858.5188 | 1858.5188 | 1858.5188 | 1858.5188 | 1858.5188 | 1858.5188 | 1858.5188 | 1858.5188 | 1858.5188 | 1858.5188 | 1858.5188 | 1858.5188 | 1858.5188 | 1858.5188 | 1858.5188
| Com-LightingInterior-2021P_V20 | M_Input(per KSF) | 2021P Workbook "Com-LightingInterior-2021P_V20" | 2020 | New | 2022 | 2045 | PSE | Commercial | All Commercial | Electric | Per Building Thousand SqFt |  |  | Weighted Avg Bldg_NEW_LINEAR_Fixture_from_LEDPanel_to_LEDPanel_CONTR |  | 1.0353 | 15.3774 | 3.2971 | 0 |  | 0 | 0 | 15.3774 | 0 | 0 | 0 | 0 | -0.0090408 |  | 0 | 0 | 0 | Lighting | Lighting | Interior Lighting | LED Panel | ExCommLight | 0.01065% | 100% | 100% | 55.2882 | 0.001 | 90% | 6.503% | 100% | 6.8% | 0.2% | 0.68077 | 0.016237 | 0.069701 | 4.2187 | 0 | -0.095929 | 0 | 5.912 | 0.57348 |  | 0.48919 | 0 | 0.48919 | 13. $0.225 to $99,999.000 | 0 | 0 | 01. ($9,999.00) to $0.22 | 1 | 1148.2698 | 2640.6662 | 3386.2858 | 2268.5614 | 3571.2752 | 5115.3273 | 7414.1616 | 4572.4268 | 8282.1088 | 10432.762 | 8470.0835 | 3612.6012 | 10681.845 | 13249.7179 | 11549.7388 | 7277.1841 | 10110.6219 | 11453.4131 | 12346.9747 | 9300.4024 | 11180.3665 | 11444.2735 | 13506.7062 | 10544.4182 | 1188.7835 | 2733.8352 | 3505.762 | 2348.6017 | 3697.2783 | 5295.8082 | 7675.751 | 4733.753 | 8574.3214 | 10800.8548 | 8768.9283 | 3740.0624 | 11058.726 | 13717.1996 | 11957.2412 | 7533.9406 | 10467.3488 | 11857.5169 | 12782.6055 | 9628.5429 | 11574.8365 | 11848.0548 | 13983.2551 | 10916.4504 | 200389.4581 | 1188.7835 | 3922.6186 | 7428.3807 | 9776.9823 | 13474.2607 | 18770.0689 | 26445.8199 | 31179.5728 | 39753.8942 | 50554.749 | 59323.6773 | 63063.7397 | 74122.4657 | 87839.6654 | 99796.9066 | 107330.8472 | 117798.196 | 129655.7129 | 142438.3184 | 152066.8612 | 163641.6977 | 175489.7526 | 189473.0077 | 200389.4581 | 0 | 0 | 0 | 0 | 0 | 0 | 0 | 0 | 0 | 0 | 0 | 0 | 0 | 0 | 0 | 0 | 0 | 0 | 0 | 0 | 0 | 0 | 0 | 0 | 0 | 0 | 0 | 0 | 0 | 0 | 0 | 0 | 0 | 0 | 0 | 0 | 0 | 0 | 0 | 0 | 0 | 0 | 0 | 0 | 0 | 0 | 0 | 0 | 0 | 0 | 0 | 0 | 0 | 0 | 0 | 0 | 0 | 0 | 0 | 0 | 0 | 0.12666 | 0.41793 | 0.79144 | 1.0417 | 1.4356 | 1.9998 | 2.8176 | 3.322 | 4.2355 | 5.3863 | 6.3205 | 6.719 | 7.8972 | 9.3587 | 10.6327 | 11.4354 | 12.5506 | 13.8139 | 15.1758 | 16.2017 | 17.4349 | 18.6972 | 20.1871 | 21.3501 | 6788.5737 | 15611.6249 | 20019.7299 | 13411.7406 | 21113.3879 | 30241.8275 | 43832.5419 | 27032.1987 | 48963.8476 | 61678.5151 | 50075.1548 | 21357.7071 | 63151.0943 | 78332.3653 | 68282.0847 | 43022.7306 | 59774.0219 | 67712.6068 | 72995.345 | 54984.0023 | 66098.3544 | 67658.5733 | 79851.6808 | 62338.6263 | 1144328.3352 | 0 | 0 | 0 | 0 | 0 | 0 | 0 | 0 | 0 | 0 | 0 | 0 | 0 | 0 | 0 | 0 | 0 | 0 | 0 | 0 | 0.01657% | 0.19694 | 0.64985 | 1.2306 | 1.6197 | 2.2323 | 3.1096 | 4.3812 | 5.1655 | 6.586 | 8.3753 | 9.8281 | 10.4477 | 12.2797 | 14.5522 | 16.5332 | 17.7813 | 19.5154 | 21.4798 | 23.5975 | 25.1927 | 27.1102 | 29.0731 | 31.3897 | 33.1982
| Com-LightingInterior-2021P_V20 | M_Input(per KSF) | 2021P Workbook "Com-LightingInterior-2021P_V20" | 2020 | New | 2022 | 2045 | PSE | Commercial | All Commercial | Electric | Per Building Thousand SqFt |  |  | Weighted Avg Bldg_NEW_HIGHBAY_Fixture_from_LEDPanel_to_LEDPanel_CONTR |  | 0.36996 | 15.6621 | 0.25809 | 0 |  | 0 | 0 | 15.6621 | 0 | 0 | 0 | 0 | -0.0032307 |  | 0 | 0 | 0 | Lighting | Lighting | Interior Lighting | Highbay LED Panel | ExCommLight | 0.01065% | 100% | 100% | 55.2882 | 0.001 | 90% | 6.385% | 100% | 6.8% | 0.2% | 0.25873 | 0.0058022 | 0.026454 | 0.32948 | 0 | -0.036348 | 0 | 0.77315 | 0.019363 |  | 0.17902 | 0 | 0.17902 | 11. $0.175 to $0.200 | 0 | 0 | 01. ($9,999.00) to $0.22 | 1 | 1148.2698 | 2640.6662 | 3386.2858 | 2268.5614 | 3571.2752 | 5115.3273 | 7414.1616 | 4572.4268 | 8282.1088 | 10432.762 | 8470.0835 | 3612.6012 | 10681.845 | 13249.7179 | 11549.7388 | 7277.1841 | 10110.6219 | 11453.4131 | 12346.9747 | 9300.4024 | 11180.3665 | 11444.2735 | 13506.7062 | 10544.4182 | 424.8124 | 976.9375 | 1252.786 | 839.2741 | 1321.2245 | 1892.4601 | 2742.9339 | 1691.6093 | 3064.0386 | 3859.6915 | 3133.5815 | 1336.5134 | 3951.842 | 4901.849 | 4272.9269 | 2692.2579 | 3740.513 | 4237.2903 | 4567.8713 | 3440.7652 | 4136.2744 | 4233.9091 | 4996.9241 | 3900.9997 | 71609.2856 | 424.8124 | 1401.75 | 2654.536 | 3493.8101 | 4815.0346 | 6707.4947 | 9450.4286 | 11142.0379 | 14206.0765 | 18065.768 | 21199.3495 | 22535.8629 | 26487.7048 | 31389.5538 | 35662.4807 | 38354.7386 | 42095.2516 | 46332.542 | 50900.4132 | 54341.1784 | 58477.4528 | 62711.3618 | 67708.2859 | 71609.2856 | 0 | 0 | 0 | 0 | 0 | 0 | 0 | 0 | 0 | 0 | 0 | 0 | 0 | 0 | 0 | 0 | 0 | 0 | 0 | 0 | 0 | 0 | 0 | 0 | 0 | 0 | 0 | 0 | 0 | 0 | 0 | 0 | 0 | 0 | 0 | 0 | 0 | 0 | 0 | 0 | 0 | 0 | 0 | 0 | 0 | 0 | 0 | 0 | 0 | 0 | 0 | 0 | 0 | 0 | 0 | 0 | 0 | 0 | 0 | 0 | 0 | 0.045261 | 0.14935 | 0.28282 | 0.37224 | 0.51301 | 0.71464 | 1.0069 | 1.1871 | 1.5136 | 1.9248 | 2.2586 | 2.401 | 2.8221 | 3.3443 | 3.7996 | 4.0864 | 4.485 | 4.9364 | 5.4231 | 5.7897 | 6.2304 | 6.6815 | 7.2139 | 7.6295 | 887.7824 | 2041.6256 | 2618.0998 | 1753.9335 | 2761.124 | 3954.9047 | 5732.2437 | 3535.1623 | 6403.2953 | 8066.0684 | 6548.6276 | 2793.0751 | 8258.6464 | 10243.992 | 8929.6567 | 5626.3399 | 7817.0064 | 8855.1827 | 9546.038 | 7190.5869 | 8644.0772 | 8848.1164 | 10442.682 | 8152.3951 | 149650.6622 | 0 | 0 | 0 | 0 | 0 | 0 | 0 | 0 | 0 | 0 | 0 | 0 | 0 | 0 | 0 | 0 | 0 | 0 | 0 | 0 | 0.01657% | 0.070378 | 0.23223 | 0.43977 | 0.57881 | 0.7977 | 1.1112 | 1.5656 | 1.8459 | 2.3535 | 2.9929 | 3.5121 | 3.7335 | 4.3882 | 5.2003 | 5.9081 | 6.3542 | 6.9738 | 7.6758 | 8.4326 | 9.0026 | 9.6879 | 10.3893 | 11.2171 | 11.8634
| Com-LightingInterior-2021P_V20 | M_Input(per KSF) | 2021P Workbook "Com-LightingInterior-2021P_V20" | 2020 | New | 2022 | 2045 | PSE | Commercial | All Commercial | Electric | Per Building Thousand SqFt |  |  | Weighted Avg Bldg_NEW_CAN_Fixture_from_LEDPanel_to_LEDPanel_CONTR |  | 0.1427 | 13.384 | 1.3261 | 0 |  | 0 | 0 | 13.384 | 0 | 0 | 0 | 0 | -0.0012462 |  | 0 | 0 | 0 | Lighting | Lighting | Interior Lighting | LED Lighting Can | ExCommLight | 0.01065% | 100% | 100% | 55.2882 | 0.001 | 90% | 7.472% | 100% | 6.8% | 0.2% | 0.082543 | 0.0022381 | 0.0084781 | 1.8559 | 0 | -0.011644 | 0 | 2.2464 | 0.25451 |  | 1.3485 | 0 | 1.3485 | 13. $0.225 to $99,999.000 | 0 | 0 | 01. ($9,999.00) to $0.22 | 1 | 1148.2698 | 2640.6662 | 3386.2858 | 2268.5614 | 3571.2752 | 5115.3273 | 7414.1616 | 4572.4268 | 8282.1088 | 10432.762 | 8470.0835 | 3612.6012 | 10681.845 | 13249.7179 | 11549.7388 | 7277.1841 | 10110.6219 | 11453.4131 | 12346.9747 | 9300.4024 | 11180.3665 | 11444.2735 | 13506.7062 | 10544.4182 | 163.8614 | 376.8307 | 483.2327 | 323.7302 | 509.6312 | 729.9719 | 1058.0222 | 652.4985 | 1181.8807 | 1488.7851 | 1208.7053 | 515.5286 | 1524.33 | 1890.7728 | 1648.1809 | 1038.4751 | 1442.8148 | 1634.435 | 1761.9488 | 1327.1942 | 1595.4704 | 1633.1307 | 1927.4458 | 1504.7188 | 27621.5959 | 163.8614 | 540.6921 | 1023.9248 | 1347.655 | 1857.2862 | 2587.2581 | 3645.2803 | 4297.7788 | 5479.6595 | 6968.4447 | 8177.1499 | 8692.6785 | 10217.0085 | 12107.7813 | 13755.9623 | 14794.4374 | 16237.2522 | 17871.6872 | 19633.636 | 20960.8301 | 22556.3006 | 24189.4313 | 26116.8771 | 27621.5959 | 0 | 0 | 0 | 0 | 0 | 0 | 0 | 0 | 0 | 0 | 0 | 0 | 0 | 0 | 0 | 0 | 0 | 0 | 0 | 0 | 0 | 0 | 0 | 0 | 0 | 0 | 0 | 0 | 0 | 0 | 0 | 0 | 0 | 0 | 0 | 0 | 0 | 0 | 0 | 0 | 0 | 0 | 0 | 0 | 0 | 0 | 0 | 0 | 0 | 0 | 0 | 0 | 0 | 0 | 0 | 0 | 0 | 0 | 0 | 0 | 0 | 0.017458 | 0.057607 | 0.10909 | 0.14358 | 0.19788 | 0.27565 | 0.38838 | 0.4579 | 0.58382 | 0.74244 | 0.87122 | 0.92615 | 1.0886 | 1.29 | 1.4656 | 1.5762 | 1.73 | 1.9041 | 2.0918 | 2.2332 | 2.4032 | 2.5772 | 2.7826 | 2.9429 | 2579.435 | 5931.9046 | 7606.8397 | 5096.0208 | 8022.3938 | 11490.9009 | 16654.9259 | 10271.3474 | 18604.6535 | 23435.8095 | 19026.9137 | 8115.227 | 23995.3412 | 29763.7254 | 25944.949 | 16347.2242 | 22712.1646 | 25728.5661 | 27735.833 | 20892.1145 | 25115.2032 | 25708.0351 | 30341.0154 | 23686.63 | 434807.1736 | 0 | 0 | 0 | 0 | 0 | 0 | 0 | 0 | 0 | 0 | 0 | 0 | 0 | 0 | 0 | 0 | 0 | 0 | 0 | 0 | 0.01657% | 0.027147 | 0.089576 | 0.16963 | 0.22326 | 0.30769 | 0.42863 | 0.60391 | 0.71201 | 0.90781 | 1.1545 | 1.3547 | 1.4401 | 1.6926 | 2.0059 | 2.2789 | 2.451 | 2.69 | 2.9608 | 3.2527 | 3.4725 | 3.7369 | 4.0074 | 4.3267 | 4.576
| Com-LightingInterior-2021P_V20 | M_Input(per KSF) | 2021P Workbook "Com-LightingInterior-2021P_V20" | 2020 | New | 2022 | 2045 | PSE | Commercial | All Commercial | Electric | Per Building Thousand SqFt |  |  | Weighted Avg Bldg_NEW_DISP_Fixture_from_LEDPanel_to_LEDPanel_CONTR |  | 0.29911 | 9.1125 | 2.0216 | 0 |  | 0 | 0 | 9.1125 | 0 | 0 | 0 | 0 | -0.0026121 |  | 0 | 0 | 0 | Lighting | Lighting | Interior Lighting | LED Display Fixture | ExCommLight | 0.01065% | 100% | 100% | 55.2882 | 0.001 | 90% | 10.97% | 100% | 6.8% | 0.2% | 0.12811 | 0.0046911 | 0.01328 | 2.4994 | 0 | -0.017523 | 0 | 3.0903 | 0.38634 |  | 0.88505 | 0 | 0.88505 | 13. $0.225 to $99,999.000 | 0 | 0 | 01. ($9,999.00) to $0.22 | 1 | 1148.2698 | 2640.6662 | 3386.2858 | 2268.5614 | 3571.2752 | 5115.3273 | 7414.1616 | 4572.4268 | 8282.1088 | 10432.762 | 8470.0835 | 3612.6012 | 10681.845 | 13249.7179 | 11549.7388 | 7277.1841 | 10110.6219 | 11453.4131 | 12346.9747 | 9300.4024 | 11180.3665 | 11444.2735 | 13506.7062 | 10544.4182 | 343.4615 | 789.8555 | 1012.8794 | 678.5544 | 1068.212 | 1530.0568 | 2217.6662 | 1367.6686 | 2477.2798 | 3120.5664 | 2533.5053 | 1080.5731 | 3195.0701 | 3963.1522 | 3454.6678 | 2176.6945 | 3024.2103 | 3425.8556 | 3693.1307 | 2781.8638 | 3344.184 | 3423.1218 | 4040.0206 | 3153.9641 | 57896.2143 | 343.4615 | 1133.3169 | 2146.1963 | 2824.7507 | 3892.9627 | 5423.0195 | 7640.6856 | 9008.3543 | 11485.634 | 14606.2004 | 17139.7057 | 18220.2788 | 21415.3489 | 25378.5011 | 28833.1689 | 31009.8634 | 34034.0738 | 37459.9293 | 41153.0601 | 43934.9239 | 47279.1079 | 50702.2297 | 54742.2502 | 57896.2143 | 0 | 0 | 0 | 0 | 0 | 0 | 0 | 0 | 0 | 0 | 0 | 0 | 0 | 0 | 0 | 0 | 0 | 0 | 0 | 0 | 0 | 0 | 0 | 0 | 0 | 0 | 0 | 0 | 0 | 0 | 0 | 0 | 0 | 0 | 0 | 0 | 0 | 0 | 0 | 0 | 0 | 0 | 0 | 0 | 0 | 0 | 0 | 0 | 0 | 0 | 0 | 0 | 0 | 0 | 0 | 0 | 0 | 0 | 0 | 0 | 0 | 0.036593 | 0.12075 | 0.22866 | 0.30096 | 0.41477 | 0.57779 | 0.81406 | 0.95978 | 1.2237 | 1.5562 | 1.8261 | 1.9412 | 2.2817 | 2.7039 | 3.072 | 3.3039 | 3.6261 | 3.9911 | 4.3846 | 4.681 | 5.0373 | 5.402 | 5.8324 | 6.1684 | 3548.5272 | 8160.5178 | 10464.725 | 7010.5929 | 11036.4026 | 15808.0259 | 22912.1722 | 14130.2868 | 25594.4113 | 32240.6298 | 26175.3144 | 11164.1132 | 33010.3772 | 40945.9402 | 35692.4516 | 22488.8671 | 31245.112 | 35394.7737 | 38156.1698 | 28741.2701 | 34550.9708 | 35366.5293 | 41740.1177 | 32585.6835 | 598163.982 | 0 | 0 | 0 | 0 | 0 | 0 | 0 | 0 | 0 | 0 | 0 | 0 | 0 | 0 | 0 | 0 | 0 | 0 | 0 | 0 | 0.01657% | 0.056901 | 0.18775 | 0.35556 | 0.46797 | 0.64494 | 0.89842 | 1.2658 | 1.4924 | 1.9028 | 2.4198 | 2.8395 | 3.0185 | 3.5478 | 4.2044 | 4.7767 | 5.1374 | 5.6384 | 6.2059 | 6.8178 | 7.2786 | 7.8326 | 8.3998 | 9.0691 | 9.5916
| Com-LightingInterior-2021P_V20 | M_Input(per KSF) | 2021P Workbook "Com-LightingInterior-2021P_V20" | 2020 | New | 2022 | 2045 | PSE | Commercial | All Commercial | Electric | Per Building Thousand SqFt |  |  | Weighted Avg Bldg_NEW_OTHER_Fixture_from_LEDPanel_to_LEDPanel_CONTR |  | 0.46926 | 14.2383 | 7.2931 | 0 |  | 0 | 0 | 14.2383 | 0 | 0 | 0 | 0 | -0.0040979 |  | 0 | 0 | 0 | Lighting | Lighting | Interior Lighting | LED Other | ExCommLight | 0.01065% | 100% | 100% | 55.2882 | 0.001 | 90% | 7.023% | 100% | 6.8% | 0.2% | 0.28968 | 0.0073597 | 0.029704 | 9.7513 | 0 | -0.040882 | 0 | 11.6501 | 1.4216 |  | 2.1267 | 0 | 2.1267 | 13. $0.225 to $99,999.000 | 0 | 0 | 01. ($9,999.00) to $0.22 | 1 | 1148.2698 | 2640.6662 | 3386.2858 | 2268.5614 | 3571.2752 | 5115.3273 | 7414.1616 | 4572.4268 | 8282.1088 | 10432.762 | 8470.0835 | 3612.6012 | 10681.845 | 13249.7179 | 11549.7388 | 7277.1841 | 10110.6219 | 11453.4131 | 12346.9747 | 9300.4024 | 11180.3665 | 11444.2735 | 13506.7062 | 10544.4182 | 538.8413 | 1239.1687 | 1589.0608 | 1064.5534 | 1675.8697 | 2400.4372 | 3479.1966 | 2145.6737 | 3886.4926 | 4895.7161 | 3974.7024 | 1695.2624 | 5012.6017 | 6217.6111 | 5419.8727 | 3414.918 | 4744.5474 | 5374.6705 | 5793.9865 | 4364.3408 | 5246.5397 | 5370.3816 | 6338.2064 | 4948.1122 | 90830.7634 | 538.8413 | 1778.0099 | 3367.0708 | 4431.6242 | 6107.4938 | 8507.931 | 11987.1276 | 14132.8013 | 18019.294 | 22915.01 | 26889.7124 | 28584.9748 | 33597.5765 | 39815.1876 | 45235.0602 | 48649.9783 | 53394.5257 | 58769.1962 | 64563.1827 | 68927.5235 | 74174.0632 | 79544.4448 | 85882.6511 | 90830.7634 | 0 | 0 | 0 | 0 | 0 | 0 | 0 | 0 | 0 | 0 | 0 | 0 | 0 | 0 | 0 | 0 | 0 | 0 | 0 | 0 | 0 | 0 | 0 | 0 | 0 | 0 | 0 | 0 | 0 | 0 | 0 | 0 | 0 | 0 | 0 | 0 | 0 | 0 | 0 | 0 | 0 | 0 | 0 | 0 | 0 | 0 | 0 | 0 | 0 | 0 | 0 | 0 | 0 | 0 | 0 | 0 | 0 | 0 | 0 | 0 | 0 | 0.05741 | 0.18943 | 0.35874 | 0.47216 | 0.65071 | 0.90646 | 1.2771 | 1.5058 | 1.9198 | 2.4414 | 2.8649 | 3.0455 | 3.5796 | 4.242 | 4.8195 | 5.1833 | 5.6888 | 6.2615 | 6.8788 | 7.3438 | 7.9027 | 8.4749 | 9.1502 | 9.6774 | 13377.4884 | 30764.0958 | 39450.6589 | 26429.028 | 41605.8093 | 59594.2117 | 86375.9236 | 53269.3525 | 96487.6179 | 121543.0015 | 98677.5477 | 42087.2619 | 124444.8498 | 154360.895 | 134555.9228 | 84780.1183 | 117790.0282 | 133433.716 | 143843.8217 | 108350.8683 | 130252.6881 | 133327.2383 | 157354.8414 | 122843.8093 | 2255000.7942 | 0 | 0 | 0 | 0 | 0 | 0 | 0 | 0 | 0 | 0 | 0 | 0 | 0 | 0 | 0 | 0 | 0 | 0 | 0 | 0 | 0.01657% | 0.089269 | 0.29456 | 0.55782 | 0.73418 | 1.0118 | 1.4095 | 1.9859 | 2.3414 | 2.9852 | 3.7963 | 4.4548 | 4.7356 | 5.5661 | 6.5961 | 7.494 | 8.0598 | 8.8458 | 9.7362 | 10.6961 | 11.4191 | 12.2883 | 13.178 | 14.228 | 15.0478
| Com-ParkingGarageLighting-2021P_V11 | M_Input(per KSF) (Cadmus) | 2021P Workbook "Com-ParkingGarageLighting-2021P_V11" | 2020 | Retro | 2022 | 2045 | PSE | Commercial | All Commercial | Electric | Per 1000 SqFt of Parking Garage Area |  |  | Retro_PARKING_GARAGE_FIX_REPL_from HPS to _LED_FIX |  | 28.458 | 5.7078 | 10.4472 | 0 |  | 0 | -1.0413 | 1.1416 | 0 | 0 | 0 | 0 | 0 |  | 0 | 0 | 0 | Lighting | Lighting | ParkingGarageLighting | Parking Garage Lighting | ExCommLight | 0.01065% | 100% | 100% | 7.987 | 0.00014446 | 100% | 17.52% | 95% | 6.8% | 0.2% | 8.4464 | 0.44632 | 0.88927 | 11.4807 | 0 | 0 | 0 | 1.5865 | -9.0616 |  | 0.0047756 | 0 | 0.0047756 | 01. ($9,999.000) to $0.028 | 1 | 0 | 01. ($9,999.00) to $0.22 | 1 | 8185.1826 | 8144.4333 | 8103.9282 | 8063.6655 | 8023.6436 | 7983.8608 | 7944.3154 | 7905.0058 | 7865.9302 | 7827.0872 | 0 | 0 | 0 | 0 | 0 | 0 | 0 | 0 | 0 | 0 | 0 | 0 | 0 | 0 | 232933.9932 | 231774.3493 | 230621.6541 | 229475.859 | 228336.9155 | 227204.7759 | 226079.3926 | 224960.7184 | 223848.7066 | 222743.3108 | 0 | 0 | 0 | 0 | 0 | 0 | 0 | 0 | 0 | 0 | 0 | 0 | 0 | 0 | 2277979.6754 | 232933.9932 | 464708.3425 | 695329.9967 | 924805.8556 | 1153142.7711 | 1380347.547 | 1606426.9396 | 1831387.658 | 2055236.3646 | 2277979.6754 | 2277979.6754 | 2277979.6754 | 2277979.6754 | 2277979.6754 | 2277979.6754 | 2277979.6754 | 2277979.6754 | 2277979.6754 | 2277979.6754 | 2277979.6754 | 2277979.6754 | 2277979.6754 | 2277979.6754 | 2277979.6754 | 0 | 0 | 0 | 0 | 0 | 0 | 0 | 0 | 0 | 0 | 0 | 0 | 0 | 0 | 0 | 0 | 0 | 0 | 0 | 0 | 0 | 0 | 0 | 0 | 0 | 0 | 0 | 0 | 0 | 0 | 0 | 0 | 0 | 0 | 0 | 0 | 0 | 0 | 0 | 0 | 0 | 0 | 0 | 0 | 0 | 0 | 0 | 0 | 0 | 0 | 0 | 0 | 0 | 0 | 0 | 0 | 0 | 0 | 0 | 0 | 0 | 24.8175 | 49.5115 | 74.0827 | 98.5318 | 122.8595 | 147.0667 | 171.1539 | 195.1219 | 218.9715 | 242.7033 | 242.7033 | 242.7033 | 242.7033 | 242.7033 | 242.7033 | 242.7033 | 242.7033 | 242.7033 | 242.7033 | 242.7033 | 242.7033 | 242.7033 | 242.7033 | 242.7033 | 12985.7003 | 12921.052 | 12856.7911 | 12792.9148 | 12729.4205 | 12666.3055 | 12603.5672 | 12541.2029 | 12479.21 | 12417.5859 | 0 | 0 | 0 | 0 | 0 | 0 | 0 | 0 | 0 | 0 | 0 | 0 | 0 | 0 | 126993.7502 | 0 | 0 | 0 | 0 | 0 | 0 | 0 | 0 | 0 | 0 | 0 | 0 | 0 | 0 | 0 | 0 | 0 | 0 | 0 | 0 | 0.01657% | 38.5898 | 76.9874 | 115.1941 | 153.211 | 191.0392 | 228.6798 | 266.134 | 303.4028 | 340.4874 | 377.3889 | 377.3889 | 377.3889 | 377.3889 | 377.3889 | 377.3889 | 377.3889 | 377.3889 | 377.3889 | 377.3889 | 377.3889 | 377.3889 | 377.3889 | 377.3889 | 377.3889
| Com-ParkingGarageLighting-2021P_V11 | M_Input(per KSF) (Cadmus) | 2021P Workbook "Com-ParkingGarageLighting-2021P_V11" | 2020 | Retro | 2022 | 2045 | PSE | Commercial | All Commercial | Electric | Per 1000 SqFt of Parking Garage Area |  |  | Retro_PARKING_GARAGE_FIX_REPL_from MH to _LED_FIX |  | 125.8375 | 5.7078 | 31.1639 | 0 |  | 0 | -3.2976 | 0.79909 | 0 | 0 | 0 | 0 | 0 |  | 0 | 0 | 0 | Lighting | Lighting | ParkingGarageLighting | Parking Garage Lighting | ExCommLight | 0.01065% | 100% | 100% | 7.987 | 0.00014446 | 100% | 17.52% | 95% | 6.8% | 0.2% | 37.3488 | 1.9736 | 3.9322 | 34.2467 | 0 | 0 | 0 | -13.6003 | -44.08 |  | -0.0092584 | 0 | -0.0092584 | 01. ($9,999.000) to $0.028 | 1 | 0 | 01. ($9,999.00) to $0.22 | 1 | 8185.1826 | 8144.4333 | 8103.9282 | 8063.6655 | 8023.6436 | 7983.8608 | 7944.3154 | 7905.0058 | 7865.9302 | 7827.0872 | 0 | 0 | 0 | 0 | 0 | 0 | 0 | 0 | 0 | 0 | 0 | 0 | 0 | 0 | 1030002.9989 | 1024875.2087 | 1019778.1446 | 1014711.5914 | 1009675.3356 | 1004669.1654 | 999692.8707 | 994746.2431 | 989829.0755 | 984941.1627 | 0 | 0 | 0 | 0 | 0 | 0 | 0 | 0 | 0 | 0 | 0 | 0 | 0 | 0 | 10072921.7966 | 1030002.9989 | 2054878.2077 | 3074656.3523 | 4089367.9436 | 5099043.2792 | 6103712.4446 | 7103405.3153 | 8098151.5584 | 9087980.6339 | 10072921.7966 | 10072921.7966 | 10072921.7966 | 10072921.7966 | 10072921.7966 | 10072921.7966 | 10072921.7966 | 10072921.7966 | 10072921.7966 | 10072921.7966 | 10072921.7966 | 10072921.7966 | 10072921.7966 | 10072921.7966 | 10072921.7966 | 0 | 0 | 0 | 0 | 0 | 0 | 0 | 0 | 0 | 0 | 0 | 0 | 0 | 0 | 0 | 0 | 0 | 0 | 0 | 0 | 0 | 0 | 0 | 0 | 0 | 0 | 0 | 0 | 0 | 0 | 0 | 0 | 0 | 0 | 0 | 0 | 0 | 0 | 0 | 0 | 0 | 0 | 0 | 0 | 0 | 0 | 0 | 0 | 0 | 0 | 0 | 0 | 0 | 0 | 0 | 0 | 0 | 0 | 0 | 0 | 0 | 109.7398 | 218.9333 | 327.5838 | 435.6944 | 543.2684 | 650.3091 | 756.8196 | 862.8031 | 968.2626 | 1073.2014 | 1073.2014 | 1073.2014 | 1073.2014 | 1073.2014 | 1073.2014 | 1073.2014 | 1073.2014 | 1073.2014 | 1073.2014 | 1073.2014 | 1073.2014 | 1073.2014 | 1073.2014 | 1073.2014 | 0 | 0 | 0 | 0 | 0 | 0 | 0 | 0 | 0 | 0 | 0 | 0 | 0 | 0 | 0 | 0 | 0 | 0 | 0 | 0 | 0 | 0 | 0 | 0 | 0 | 0 | 0 | 0 | 0 | 0 | 0 | 0 | 0 | 0 | 0 | 0 | 0 | 0 | 0 | 0 | 0 | 0 | 0 | 0 | 0 | 0.01657% | 170.6388 | 340.4281 | 509.373 | 677.4785 | 844.7496 | 1011.1914 | 1176.8088 | 1341.6067 | 1505.5899 | 1668.7634 | 1668.7634 | 1668.7634 | 1668.7634 | 1668.7634 | 1668.7634 | 1668.7634 | 1668.7634 | 1668.7634 | 1668.7634 | 1668.7634 | 1668.7634 | 1668.7634 | 1668.7634 | 1668.7634
| Com-ParkingGarageLighting-2021P_V11 | M_Input(per KSF) (Cadmus) | 2021P Workbook "Com-ParkingGarageLighting-2021P_V11" | 2020 | Retro | 2022 | 2045 | PSE | Commercial | All Commercial | Electric | Per 1000 SqFt of Parking Garage Area |  |  | Retro_PARKING_GARAGE_FIX_REPL_from HID to _LED_FIX |  | 191.0034 | 5.7078 | 45.5954 | 0 |  | 0 | -4.5786 | 0.97032 | 0 | 0 | 0 | 0 | 0 |  | 0 | 0 | 0 | Lighting | Lighting | ParkingGarageLighting | Parking Garage Lighting | ExCommLight | 0.01065% | 100% | 100% | 7.987 | 0.00014446 | 100% | 17.52% | 95% | 6.8% | 0.2% | 56.6902 | 2.9956 | 5.9686 | 50.1059 | 0 | 0 | 0 | -4.823 | -50.6216 |  | -0.0021631 | 0 | -0.0021631 | 01. ($9,999.000) to $0.028 | 1 | 0 | 01. ($9,999.00) to $0.22 | 1 | 8185.1826 | 8144.4333 | 8103.9282 | 8063.6655 | 8023.6436 | 7983.8608 | 7944.3154 | 7905.0058 | 7865.9302 | 7827.0872 | 0 | 0 | 0 | 0 | 0 | 0 | 0 | 0 | 0 | 0 | 0 | 0 | 0 | 0 | 1563397.4091 | 1555614.1561 | 1547877.5409 | 1540187.2369 | 1532542.9201 | 1524944.2689 | 1517390.9645 | 1509882.6904 | 1502419.1324 | 1494999.9791 | 0 | 0 | 0 | 0 | 0 | 0 | 0 | 0 | 0 | 0 | 0 | 0 | 0 | 0 | 15289256.2984 | 1563397.4091 | 3119011.5652 | 4666889.1061 | 6207076.343 | 7739619.2631 | 9264563.532 | 10781954.4965 | 12291837.1869 | 13794256.3193 | 15289256.2984 | 15289256.2984 | 15289256.2984 | 15289256.2984 | 15289256.2984 | 15289256.2984 | 15289256.2984 | 15289256.2984 | 15289256.2984 | 15289256.2984 | 15289256.2984 | 15289256.2984 | 15289256.2984 | 15289256.2984 | 15289256.2984 | 0 | 0 | 0 | 0 | 0 | 0 | 0 | 0 | 0 | 0 | 0 | 0 | 0 | 0 | 0 | 0 | 0 | 0 | 0 | 0 | 0 | 0 | 0 | 0 | 0 | 0 | 0 | 0 | 0 | 0 | 0 | 0 | 0 | 0 | 0 | 0 | 0 | 0 | 0 | 0 | 0 | 0 | 0 | 0 | 0 | 0 | 0 | 0 | 0 | 0 | 0 | 0 | 0 | 0 | 0 | 0 | 0 | 0 | 0 | 0 | 0 | 166.5694 | 332.3095 | 497.2254 | 661.3218 | 824.6039 | 987.0764 | 1148.7441 | 1309.6118 | 1469.6844 | 1628.9665 | 1628.9665 | 1628.9665 | 1628.9665 | 1628.9665 | 1628.9665 | 1628.9665 | 1628.9665 | 1628.9665 | 1628.9665 | 1628.9665 | 1628.9665 | 1628.9665 | 1628.9665 | 1628.9665 | 0 | 0 | 0 | 0 | 0 | 0 | 0 | 0 | 0 | 0 | 0 | 0 | 0 | 0 | 0 | 0 | 0 | 0 | 0 | 0 | 0 | 0 | 0 | 0 | 0 | 0 | 0 | 0 | 0 | 0 | 0 | 0 | 0 | 0 | 0 | 0 | 0 | 0 | 0 | 0 | 0 | 0 | 0 | 0 | 0 | 0.01657% | 259.0053 | 516.7212 | 773.1554 | 1028.3155 | 1282.2092 | 1534.8441 | 1786.2276 | 2036.3673 | 2285.2704 | 2532.9445 | 2532.9445 | 2532.9445 | 2532.9445 | 2532.9445 | 2532.9445 | 2532.9445 | 2532.9445 | 2532.9445 | 2532.9445 | 2532.9445 | 2532.9445 | 2532.9445 | 2532.9445 | 2532.9445
| Com-ParkingGarageLighting-2021P_V11 | M_Input(per KSF) (Cadmus) | 2021P Workbook "Com-ParkingGarageLighting-2021P_V11" | 2020 | Retro | 2022 | 2045 | PSE | Commercial | All Commercial | Electric | Per 1000 SqFt of Parking Garage Area |  |  | Retro_PARKING_GARAGE_FIX_REPL_from FL to _LED_FIX |  | 117.5559 | 5.7078 | 52.0404 | 0 |  | 0 | -4.7239 | 0.45662 | 0 | 0 | 0 | 0 | 0 |  | 0 | 0 | 0 | Lighting | Lighting | ParkingGarageLighting | Parking Garage Lighting | ExCommLight | 0.01065% | 100% | 100% | 7.987 | 0.00014446 | 100% | 17.52% | 95% | 6.8% | 0.2% | 34.8908 | 1.8437 | 3.6735 | 57.1884 | 0 | 0 | 0 | -58.6863 | -106.4315 |  | -0.042765 | 0 | -0.042765 | 01. ($9,999.000) to $0.028 | 1 | 0 | 01. ($9,999.00) to $0.22 | 1 | 8185.1826 | 8144.4333 | 8103.9282 | 8063.6655 | 8023.6436 | 7983.8608 | 7944.3154 | 7905.0058 | 7865.9302 | 7827.0872 | 0 | 0 | 0 | 0 | 0 | 0 | 0 | 0 | 0 | 0 | 0 | 0 | 0 | 0 | 962216.1352 | 957425.8167 | 952664.2021 | 947931.0903 | 943226.2821 | 938549.5795 | 933900.7862 | 929279.7075 | 924686.15 | 920119.922 | 0 | 0 | 0 | 0 | 0 | 0 | 0 | 0 | 0 | 0 | 0 | 0 | 0 | 0 | 9409999.6717 | 962216.1352 | 1919641.952 | 2872306.154 | 3820237.2444 | 4763463.5265 | 5702013.106 | 6635913.8922 | 7565193.5997 | 8489879.7497 | 9409999.6717 | 9409999.6717 | 9409999.6717 | 9409999.6717 | 9409999.6717 | 9409999.6717 | 9409999.6717 | 9409999.6717 | 9409999.6717 | 9409999.6717 | 9409999.6717 | 9409999.6717 | 9409999.6717 | 9409999.6717 | 9409999.6717 | 0 | 0 | 0 | 0 | 0 | 0 | 0 | 0 | 0 | 0 | 0 | 0 | 0 | 0 | 0 | 0 | 0 | 0 | 0 | 0 | 0 | 0 | 0 | 0 | 0 | 0 | 0 | 0 | 0 | 0 | 0 | 0 | 0 | 0 | 0 | 0 | 0 | 0 | 0 | 0 | 0 | 0 | 0 | 0 | 0 | 0 | 0 | 0 | 0 | 0 | 0 | 0 | 0 | 0 | 0 | 0 | 0 | 0 | 0 | 0 | 0 | 102.5176 | 204.5248 | 306.0247 | 407.0203 | 507.5147 | 607.5108 | 707.0116 | 806.02 | 904.5391 | 1002.5716 | 1002.5716 | 1002.5716 | 1002.5716 | 1002.5716 | 1002.5716 | 1002.5716 | 1002.5716 | 1002.5716 | 1002.5716 | 1002.5716 | 1002.5716 | 1002.5716 | 1002.5716 | 1002.5716 | 0 | 0 | 0 | 0 | 0 | 0 | 0 | 0 | 0 | 0 | 0 | 0 | 0 | 0 | 0 | 0 | 0 | 0 | 0 | 0 | 0 | 0 | 0 | 0 | 0 | 0 | 0 | 0 | 0 | 0 | 0 | 0 | 0 | 0 | 0 | 0 | 0 | 0 | 0 | 0 | 0 | 0 | 0 | 0 | 0 | 0.01657% | 159.4087 | 318.0237 | 475.85 | 632.8921 | 789.1547 | 944.6426 | 1099.3603 | 1253.3125 | 1406.5036 | 1558.9383 | 1558.9383 | 1558.9383 | 1558.9383 | 1558.9383 | 1558.9383 | 1558.9383 | 1558.9383 | 1558.9383 | 1558.9383 | 1558.9383 | 1558.9383 | 1558.9383 | 1558.9383 | 1558.9383
| Com-PTAC and PTHP | M_Input | Based on the PSE Business Case "QC APPROVED_Measure Case_Heat Pump_2020_use" | 2020 | NR and New | 2022 | 2045 | PSE | Commercial | Lodging | Electric | Per Package Terminal Heat Pump - CHVR - Room AC and Electric Baseboard Baseline | Per Package Terminal Heat Pump - CHVR - Room AC and Electric Baseboard Baseline | 100 | CHVR: Heat Pump - Packaged Terminal - Lodging |  | 737 | 15 | 608 | 0 |  | 0 | 0 | 0 | 0 | 0 | 0 | 0 | 0 |  | 0 | 0 | 0 | Heat Pump | PTHP | PTAC and PTHP | Heat Pump Package Terminal | CommCOOL | 0.004239% | 100% | 100% | 20 | 0.00063724 | 27.06% | 6.667% | 95% | 6.8% | 0.2% | 484.6282 | 4.5993 | 48.9227 | 780.4311 | 0 | 0 | 0 | 848.5091 | 68.078 |  | 0.098625 | 0 | 0.098625 | 07. $0.085 to $0.115 | 1 | 0 | 01. ($9,999.00) to $0.22 | 1 | 10.4759 | 24.0798 | 38.7144 | 50.2086 | 70.549 | 95.3971 | 126.4675 | 137.5605 | 175.9826 | 205.7332 | 209.8586 | 192.5252 | 236.1807 | 251.8482 | 241.0391 | 216.8632 | 231.4045 | 237.9666 | 242.1259 | 225.1886 | 234.6347 | 235.429 | 245.8563 | 229.3787 | 7720.7389 | 17746.8149 | 28532.515 | 37003.7299 | 51994.5781 | 70307.642 | 93206.5315 | 101382.0622 | 129699.1579 | 151625.3725 | 154665.7963 | 141891.0563 | 174065.1994 | 185612.0996 | 177645.818 | 159828.183 | 170545.1383 | 175381.3751 | 178446.8049 | 165963.9973 | 172925.7634 | 173511.1649 | 181196.0832 | 169052.1028 | 3069949.7251 | 7720.7389 | 25467.5538 | 54000.0687 | 91003.7986 | 142998.3767 | 213306.0187 | 306512.5502 | 407894.6124 | 537593.7702 | 689219.1427 | 843884.939 | 985775.9953 | 1159841.1947 | 1345453.2943 | 1523099.1122 | 1682927.2953 | 1853472.4335 | 2028853.8086 | 2207300.6134 | 2373264.6107 | 2546190.3742 | 2719701.5391 | 2900897.6223 | 3069949.7251 | 0 | 0 | 0 | 0 | 0 | 0 | 0 | 0 | 0 | 0 | 0 | 0 | 0 | 0 | 0 | 0 | 0 | 0 | 0 | 0 | 0 | 0 | 0 | 0 | 0 | 0 | 0 | 0 | 0 | 0 | 0 | 0 | 0 | 0 | 0 | 0 | 0 | 0 | 0 | 0 | 0 | 0 | 0 | 0 | 0 | 0 | 0 | 0 | 0 | 0 | 0 | 0 | 0 | 0 | 0 | 0 | 0 | 0 | 0 | 0 | 0 | 0.32731 | 1.0797 | 2.2893 | 3.858 | 6.0623 | 9.0429 | 12.9943 | 17.2923 | 22.7907 | 29.2187 | 35.7756 | 41.7909 | 49.1702 | 57.0391 | 64.5702 | 71.3459 | 78.576 | 86.0111 | 93.5762 | 100.6121 | 107.9431 | 115.2989 | 122.9805 | 130.1473 | 8888.8971 | 20431.9321 | 32849.5233 | 42602.4446 | 59861.4284 | 80945.2838 | 107308.8064 | 116721.306 | 149322.8168 | 174566.4974 | 178066.9415 | 163359.366 | 200401.5007 | 213695.4626 | 204523.8717 | 184010.4044 | 196348.8495 | 201916.8155 | 205446.049 | 191074.5757 | 199089.6665 | 199763.64 | 208611.297 | 194629.9158 | 3534437.2921 | 0 | 0 | 0 | 0 | 0 | 0 | 0 | 0 | 0 | 0 | 0 | 0 | 0 | 0 | 0 | 0 | 0 | 0 | 0 | 0 | 0.04263% | 3.2916 | 10.8575 | 23.0217 | 38.7974 | 60.9641 | 90.9381 | 130.6746 | 173.8965 | 229.1908 | 293.8328 | 359.7711 | 420.2631 | 494.4718 | 573.6033 | 649.3385 | 717.4776 | 790.1856 | 864.9555 | 941.0322 | 1011.7871 | 1085.5101 | 1159.4826 | 1236.7314 | 1308.8029
| Com-PTAC and PTHP | M_Input | Based on the PSE Business Case "QC APPROVED_Measure Case_Heat Pump_2020_use" | 2020 | NR and New | 2022 | 2045 | PSE | Commercial | Lodging | Electric | Per Package Terminal Heat Pump - SBDI - Room AC and Electric Baseboard Baseline | Per Package Terminal Heat Pump - SBDI - Room AC and Electric Baseboard Baseline | 100 | SBDI: Heat Pump - Packaged Terminal - Lodging |  | 737 | 15 | 759 | 0 |  | 0 | 0 | 0 | 0 | 0 | 0 | 0 | 0 |  | 0 | 0 | 0 | Heat Pump | PTHP | PTAC and PTHP | Heat Pump Package Terminal | CommCOOL | 0.004239% | 100% | 100% | 20 | 0.00063724 | 27.06% | 6.667% | 95% | 6.8% | 0.2% | 484.6282 | 4.5993 | 48.9227 | 974.2553 | 0 | 0 | 0 | 1072.5333 | 98.278 |  | 0.12466 | 0 | 0.12466 | 08. $0.115 to $0.130 | 1 | 0 | 01. ($9,999.00) to $0.22 | 1 | 10.4759 | 24.0798 | 38.7144 | 50.2086 | 70.549 | 95.3971 | 126.4675 | 137.5605 | 175.9826 | 205.7332 | 209.8586 | 192.5252 | 236.1807 | 251.8482 | 241.0391 | 216.8632 | 231.4045 | 237.9666 | 242.1259 | 225.1886 | 234.6347 | 235.429 | 245.8563 | 229.3787 | 7720.7389 | 17746.8149 | 28532.515 | 37003.7299 | 51994.5781 | 70307.642 | 93206.5315 | 101382.0622 | 129699.1579 | 151625.3725 | 154665.7963 | 141891.0563 | 174065.1994 | 185612.0996 | 177645.818 | 159828.183 | 170545.1383 | 175381.3751 | 178446.8049 | 165963.9973 | 172925.7634 | 173511.1649 | 181196.0832 | 169052.1028 | 3069949.7251 | 7720.7389 | 25467.5538 | 54000.0687 | 91003.7986 | 142998.3767 | 213306.0187 | 306512.5502 | 407894.6124 | 537593.7702 | 689219.1427 | 843884.939 | 985775.9953 | 1159841.1947 | 1345453.2943 | 1523099.1122 | 1682927.2953 | 1853472.4335 | 2028853.8086 | 2207300.6134 | 2373264.6107 | 2546190.3742 | 2719701.5391 | 2900897.6223 | 3069949.7251 | 0 | 0 | 0 | 0 | 0 | 0 | 0 | 0 | 0 | 0 | 0 | 0 | 0 | 0 | 0 | 0 | 0 | 0 | 0 | 0 | 0 | 0 | 0 | 0 | 0 | 0 | 0 | 0 | 0 | 0 | 0 | 0 | 0 | 0 | 0 | 0 | 0 | 0 | 0 | 0 | 0 | 0 | 0 | 0 | 0 | 0 | 0 | 0 | 0 | 0 | 0 | 0 | 0 | 0 | 0 | 0 | 0 | 0 | 0 | 0 | 0 | 0.32731 | 1.0797 | 2.2893 | 3.858 | 6.0623 | 9.0429 | 12.9943 | 17.2923 | 22.7907 | 29.2187 | 35.7756 | 41.7909 | 49.1702 | 57.0391 | 64.5702 | 71.3459 | 78.576 | 86.0111 | 93.5762 | 100.6121 | 107.9431 | 115.2989 | 122.9805 | 130.1473 | 11235.7522 | 25826.3901 | 41522.4854 | 53850.3822 | 75666.0992 | 102316.534 | 135640.5787 | 147538.1753 | 188747.1677 | 220655.7087 | 225080.3433 | 206489.6599 | 253311.694 | 270115.5401 | 258522.4572 | 232593.0049 | 248189.058 | 255227.0836 | 259688.1087 | 241522.2654 | 251653.5081 | 252505.4247 | 263689.0483 | 246016.2897 | 4467602.7593 | 0 | 0 | 0 | 0 | 0 | 0 | 0 | 0 | 0 | 0 | 0 | 0 | 0 | 0 | 0 | 0 | 0 | 0 | 0 | 0 | 0.04263% | 3.2916 | 10.8575 | 23.0217 | 38.7974 | 60.9641 | 90.9381 | 130.6746 | 173.8965 | 229.1908 | 293.8328 | 359.7711 | 420.2631 | 494.4718 | 573.6033 | 649.3385 | 717.4776 | 790.1856 | 864.9555 | 941.0322 | 1011.7871 | 1085.5101 | 1159.4826 | 1236.7314 | 1308.8029
| Com-PTAC and PTHP | M_Input | Based on the PSE Business Case "PTHP Business Case-forIRP" | 2020 | NR and New | 2022 | 2045 | PSE | Commercial | Lodging | Electric | Per Package Terminal Air Conditioner |  |  | PTAC - 9.8 EER - Direct Installed |  | 12.2264 | 15 | 697.7928 | 0 |  | 0 | 0 | 0 | 0 | 0 | 0 | 0 | 0 |  | 0 | 0 | 0 | Cooling | Cooling PTAC | PTAC and PTHP | PTAC Direct Install | CommCOOL | 0.004239% | 100% | 100% | 20 | 0.00063724 | 27.06% | 6.667% | 95% | 6.8% | 0.2% | 8.0397 | 0.076299 | 0.8116 | 895.6895 | 0 | 0 | 0 | 1034.3602 | 138.6707 |  | 7.2472 | 0 | 7.2472 | 13. $0.225 to $99,999.000 | 0 | 0 | 01. ($9,999.00) to $0.22 | 1 | 10.4759 | 24.0798 | 38.7144 | 50.2086 | 70.549 | 95.3971 | 126.4675 | 137.5605 | 175.9826 | 205.7332 | 209.8586 | 192.5252 | 236.1807 | 251.8482 | 241.0391 | 216.8632 | 231.4045 | 237.9666 | 242.1259 | 225.1886 | 234.6347 | 235.429 | 245.8563 | 229.3787 | 128.0823 | 294.4086 | 473.3367 | 613.8689 | 862.5577 | 1166.36 | 1546.2384 | 1681.8653 | 2151.6283 | 2515.3706 | 2565.8093 | 2353.8843 | 2887.6334 | 3079.1892 | 2947.0336 | 2651.4501 | 2829.2377 | 2909.4679 | 2960.3215 | 2753.2394 | 2868.7308 | 2878.4423 | 3005.9303 | 2804.4692 | 50928.5558 | 128.0823 | 422.4909 | 895.8275 | 1509.6964 | 2372.2541 | 3538.6141 | 5084.8525 | 6766.7178 | 8918.3461 | 11433.7167 | 13999.5261 | 16353.4104 | 19241.0438 | 22320.233 | 25267.2666 | 27918.7167 | 30747.9544 | 33657.4223 | 36617.7438 | 39370.9832 | 42239.714 | 45118.1563 | 48124.0866 | 50928.5558 | 0 | 0 | 0 | 0 | 0 | 0 | 0 | 0 | 0 | 0 | 0 | 0 | 0 | 0 | 0 | 0 | 0 | 0 | 0 | 0 | 0 | 0 | 0 | 0 | 0 | 0 | 0 | 0 | 0 | 0 | 0 | 0 | 0 | 0 | 0 | 0 | 0 | 0 | 0 | 0 | 0 | 0 | 0 | 0 | 0 | 0 | 0 | 0 | 0 | 0 | 0 | 0 | 0 | 0 | 0 | 0 | 0 | 0 | 0 | 0 | 0 | 0.0054299 | 0.017911 | 0.037978 | 0.064002 | 0.10057 | 0.15002 | 0.21557 | 0.28687 | 0.37808 | 0.48472 | 0.5935 | 0.69329 | 0.8157 | 0.94624 | 1.0712 | 1.1836 | 1.3035 | 1.4269 | 1.5524 | 1.6691 | 1.7907 | 1.9127 | 2.0402 | 2.1591 | 10835.8543 | 24907.1888 | 40044.6356 | 51933.7634 | 72973.0253 | 98674.9297 | 130812.9199 | 142287.0625 | 182029.3629 | 212802.2295 | 217069.3845 | 199140.3723 | 244295.9375 | 260501.7087 | 249321.2416 | 224314.6587 | 239355.624 | 246143.1554 | 250445.4057 | 232926.1129 | 242696.769 | 243518.3645 | 254303.9457 | 237260.188 | 4308593.8404 | 0 | 0 | 0 | 0 | 0 | 0 | 0 | 0 | 0 | 0 | 0 | 0 | 0 | 0 | 0 | 0 | 0 | 0 | 0 | 0 | 0.04263% | 0.054605 | 0.18012 | 0.38192 | 0.64362 | 1.0114 | 1.5086 | 2.1678 | 2.8848 | 3.8021 | 4.8745 | 5.9684 | 6.9719 | 8.203 | 9.5157 | 10.7721 | 11.9025 | 13.1087 | 14.3491 | 15.6111 | 16.7849 | 18.0079 | 19.2351 | 20.5166 | 21.7122
| Com-RetroCommissioning-7P_V5 | Measure InputOutput | Updated percent savings for electric and gas savings from 7th Plan workbook Com-EM-7P_V5 to reflect DDC data from: http://sbt.siemens.com/hvp/staefa/press/pr5.asp and Misc: http://www.oee.nrcan.gc.ca/publications/infosource/pub/ici/eii/pdf/m92-242-2002-3E.pdf and http://www.enviro-tec.com/pdf/catalog/spec-gd4.pdf and http://www.lrc.rpi.edu/programs/Futures/LF-BAS/index.asp and http://greenbuildings.santa-monica.org/pdf/cs1.pdf and http://www.iklimnet.com/expert_hvac/building_control.html and http://txspace.tamu.edu/bitstream/handle/1969.1/5293/ESL-IC-06-11-149.pdf;jsessionid=A7133C4E9E20B60C3D236FBD72F9BD1E?sequence=1 | 2020 | Retro | 2022 | 2041 | PSE | Commercial | Large Off | Gas | Per 1,000 Sqft of Floor Area for Commissioning |  |  | Commissioning-Retro-Large Off |  | 392.205 | 5 | 672.75 | 0 |  | 0 | 0 | 0 | 0 | 0 | 0 | 0 | 20.4431 |  | 0 | 0 | 0 | Whole Building | Whole Building | Commissioning | Commissioning Retro | CommVENT | 0.0141% | 100% | 100% | 229.8817 | 0.001 | 47.68% | 20% | 85% | 6.8% | 0.2% | 78.5514 | 4.0374 | 8.2589 | 0 | 1756.1455 | 0 | 98.2912 | 122.2537 | 820.7164 |  | 0.026702 | 3.7308 | 0.026702 | 01. ($9,999.000) to $0.028 | 1 | 3.7308 | 12. $1.50 to $999.00 | 0 | 0 | 0 | 0 | 0 | 0 | 0 | 0 | 0 | 0 | 0 | 0 | 0 | 0 | 0 | 0 | 0 | 0 | 0 | 0 | 0 | 0 | 0 | 0 | 0 | 0 | 0 | 0 | 0 | 0 | 0 | 0 | 0 | 0 | 0 | 0 | 0 | 0 | 0 | 0 | 0 | 0 | 0 | 0 | 0 | 0 | 0 | 0 | 0 | 0 | 0 | 0 | 0 | 0 | 0 | 0 | 0 | 0 | 0 | 0 | 0 | 0 | 0 | 0 | 0 | 0 | 0 | 0 | 0 | 0 | 0 | 0 | 0 | 0 | 4987.2598 | 4972.298 | 4957.3811 | 4942.509 | 4927.6815 | 4912.8984 | 4898.1597 | 4883.4653 | 4868.8149 | 4854.2084 | 0 | 0 | 0 | 0 | 0 | 0 | 0 | 0 | 0 | 0 | 101955.1342 | 101649.2688 | 101344.3209 | 101040.288 | 100737.1671 | 100434.9556 | 100133.6507 | 99833.2498 | 99533.75 | 99235.1488 | 0 | 0 | 0 | 0 | 0 | 0 | 0 | 0 | 0 | 0 | 1005896.934 | 101955.1342 | 203604.4029 | 304948.7238 | 405989.0118 | 506726.1789 | 607161.1346 | 707294.7853 | 807128.0351 | 906661.7852 | 1005896.934 | 1005896.934 | 1005896.934 | 1005896.934 | 1005896.934 | 1005896.934 | 1005896.934 | 1005896.934 | 1005896.934 | 1005896.934 | 1005896.934 | 0 | 0 | 0 | 0 | 0 | 0 | 0 | 0 | 0 | 0 | 0 | 0 | 0 | 0 | 0 | 0 | 0 | 0 | 0 | 0 | 0 | 0 | 0 | 0 | 0 | 0 | 0 | 0 | 0 | 0 | 0 | 0 | 0 | 0 | 0 | 0 | 0 | 0 | 0 | 0 | 0 | 0 | 0 | 0 | 0 | 0 | 0 | 0 | 0 | 4093125.6727 | 4080846.2957 | 4068603.7568 | 4056397.9455 | 4044228.7517 | 4032096.0655 | 4019999.7773 | 4007939.7779 | 3995915.9586 | 3983928.2107 | 0 | 0 | 0 | 0 | 0 | 0 | 0 | 0 | 0 | 0 | 0.01557% | 0 | 0 | 0 | 0 | 0 | 0 | 0 | 0 | 0 | 0 | 0 | 0 | 0 | 0 | 0 | 0 | 0 | 0 | 0 | 0 | 0 | 0 | 0 | 0
| Com-RetroCommissioning-7P_V5 | Measure InputOutput | Updated percent savings for electric and gas savings from 7th Plan workbook Com-EM-7P_V5 to reflect DDC data from: http://sbt.siemens.com/hvp/staefa/press/pr5.asp and Misc: http://www.oee.nrcan.gc.ca/publications/infosource/pub/ici/eii/pdf/m92-242-2002-3E.pdf and http://www.enviro-tec.com/pdf/catalog/spec-gd4.pdf and http://www.lrc.rpi.edu/programs/Futures/LF-BAS/index.asp and http://greenbuildings.santa-monica.org/pdf/cs1.pdf and http://www.iklimnet.com/expert_hvac/building_control.html and http://txspace.tamu.edu/bitstream/handle/1969.1/5293/ESL-IC-06-11-149.pdf;jsessionid=A7133C4E9E20B60C3D236FBD72F9BD1E?sequence=1 | 2020 | Retro | 2022 | 2041 | PSE | Commercial | Medium Off | Gas | Per 1,000 Sqft of Floor Area for Commissioning |  |  | Commissioning-Retro-Medium Off |  | 316.4897 | 5 | 672.75 | 0 |  | 0 | 0 | 0 | 0 | 0 | 0 | 0 | 20.4431 |  | 0 | 0 | 0 | Whole Building | Whole Building | Commissioning | Commissioning Retro | CommVENT | 0.0141% | 100% | 100% | 41.7593 | 0.001 | 8.441% | 20% | 85% | 6.8% | 0.2% | 78.5514 | 4.0374 | 8.2589 | 0 | 1756.1455 | 0 | 79.316 | 122.2537 | 1024.9022 |  | 0.03309 | 4.659 | 0.03309 | 02. $0.028 to $0.055 | 1 | 4.659 | 12. $1.50 to $999.00 | 0 | 0 | 0 | 0 | 0 | 0 | 0 | 0 | 0 | 0 | 0 | 0 | 0 | 0 | 0 | 0 | 0 | 0 | 0 | 0 | 0 | 0 | 0 | 0 | 0 | 0 | 0 | 0 | 0 | 0 | 0 | 0 | 0 | 0 | 0 | 0 | 0 | 0 | 0 | 0 | 0 | 0 | 0 | 0 | 0 | 0 | 0 | 0 | 0 | 0 | 0 | 0 | 0 | 0 | 0 | 0 | 0 | 0 | 0 | 0 | 0 | 0 | 0 | 0 | 0 | 0 | 0 | 0 | 0 | 0 | 0 | 0 | 0 | 0 | 471.1606 | 469.7472 | 468.3379 | 466.9329 | 465.5321 | 464.1355 | 462.7431 | 461.3549 | 459.9708 | 458.5909 | 0 | 0 | 0 | 0 | 0 | 0 | 0 | 0 | 0 | 0 | 9631.9919 | 9603.0959 | 9574.2866 | 9545.5637 | 9516.9271 | 9488.3763 | 9459.9111 | 9431.5314 | 9403.2368 | 9375.0271 | 0 | 0 | 0 | 0 | 0 | 0 | 0 | 0 | 0 | 0 | 95029.9479 | 9631.9919 | 19235.0878 | 28809.3744 | 38354.9381 | 47871.8652 | 57360.2414 | 66820.1526 | 76251.684 | 85654.9208 | 95029.9479 | 95029.9479 | 95029.9479 | 95029.9479 | 95029.9479 | 95029.9479 | 95029.9479 | 95029.9479 | 95029.9479 | 95029.9479 | 95029.9479 | 0 | 0 | 0 | 0 | 0 | 0 | 0 | 0 | 0 | 0 | 0 | 0 | 0 | 0 | 0 | 0 | 0 | 0 | 0 | 0 | 0 | 0 | 0 | 0 | 0 | 0 | 0 | 0 | 0 | 0 | 0 | 0 | 0 | 0 | 0 | 0 | 0 | 0 | 0 | 0 | 0 | 0 | 0 | 0 | 0 | 0 | 0 | 0 | 0 | 482893.5858 | 481444.905 | 480000.5703 | 478560.5686 | 477124.8869 | 475693.5123 | 474266.4317 | 472843.6324 | 471425.1015 | 470010.8262 | 0 | 0 | 0 | 0 | 0 | 0 | 0 | 0 | 0 | 0 | 0.01557% | 0 | 0 | 0 | 0 | 0 | 0 | 0 | 0 | 0 | 0 | 0 | 0 | 0 | 0 | 0 | 0 | 0 | 0 | 0 | 0 | 0 | 0 | 0 | 0
| Com-RetroCommissioning-7P_V5 | Measure InputOutput | Updated percent savings for electric and gas savings from 7th Plan workbook Com-EM-7P_V5 to reflect DDC data from: http://sbt.siemens.com/hvp/staefa/press/pr5.asp and Misc: http://www.oee.nrcan.gc.ca/publications/infosource/pub/ici/eii/pdf/m92-242-2002-3E.pdf and http://www.enviro-tec.com/pdf/catalog/spec-gd4.pdf and http://www.lrc.rpi.edu/programs/Futures/LF-BAS/index.asp and http://greenbuildings.santa-monica.org/pdf/cs1.pdf and http://www.iklimnet.com/expert_hvac/building_control.html and http://txspace.tamu.edu/bitstream/handle/1969.1/5293/ESL-IC-06-11-149.pdf;jsessionid=A7133C4E9E20B60C3D236FBD72F9BD1E?sequence=1 | 2020 | Retro | 2022 | 2041 | PSE | Commercial | Small Off | Gas | Per 1,000 Sqft of Floor Area for Commissioning |  |  | Commissioning-Retro-Small Off |  | 255.9175 | 5 | 672.75 | 0 |  | 0 | 0 | 0 | 0 | 0 | 0 | 0 | 20.4431 |  | 0 | 0 | 0 | Whole Building | Whole Building | Commissioning | Commissioning Retro | CommVENT | 0.0141% | 100% | 100% | 4.7978 | 0.001 | 0% | 20% | 85% | 6.8% | 0.2% | 78.5514 | 4.0374 | 8.2589 | 0 | 1756.1455 | 0 | 64.1359 | 122.2537 | 1188.2509 |  | 0.040922 | 5.4016 | 0.040922 | 02. $0.028 to $0.055 | 1 | 5.4016 | 12. $1.50 to $999.00 | 0 | 0 | 0 | 0 | 0 | 0 | 0 | 0 | 0 | 0 | 0 | 0 | 0 | 0 | 0 | 0 | 0 | 0 | 0 | 0 | 0 | 0 | 0 | 0 | 0 | 0 | 0 | 0 | 0 | 0 | 0 | 0 | 0 | 0 | 0 | 0 | 0 | 0 | 0 | 0 | 0 | 0 | 0 | 0 | 0 | 0 | 0 | 0 | 0 | 0 | 0 | 0 | 0 | 0 | 0 | 0 | 0 | 0 | 0 | 0 | 0 | 0 | 0 | 0 | 0 | 0 | 0 | 0 | 0 | 0 | 0 | 0 | 0 | 0 | 0 | 0 | 0 | 0 | 0 | 0 | 0 | 0 | 0 | 0 | 0 | 0 | 0 | 0 | 0 | 0 | 0 | 0 | 0 | 0 | 0 | 0 | 0 | 0 | 0 | 0 | 0 | 0 | 0 | 0 | 0 | 0 | 0 | 0 | 0 | 0 | 0 | 0 | 0 | 0 | 0 | 0 | 0 | 0 | 0 | 0 | 0 | 0 | 0 | 0 | 0 | 0 | 0 | 0 | 0 | 0 | 0 | 0 | 0 | 0 | 0 | 0 | 0 | 0 | 0 | 0 | 0 | 0 | 0 | 0 | 0 | 0 | 0 | 0 | 0 | 0 | 0 | 0 | 0 | 0 | 0 | 0 | 0 | 0 | 0 | 0 | 0 | 0 | 0 | 0 | 0 | 0 | 0 | 0 | 0 | 0 | 0 | 0 | 0 | 0 | 0 | 0 | 0 | 0 | 0 | 0 | 0 | 0 | 0 | 0 | 0 | 0 | 0 | 0 | 0 | 0 | 0 | 0 | 0 | 0 | 0 | 0 | 0 | 0 | 0 | 0 | 0 | 0 | 0 | 0 | 0.01557% | 0 | 0 | 0 | 0 | 0 | 0 | 0 | 0 | 0 | 0 | 0 | 0 | 0 | 0 | 0 | 0 | 0 | 0 | 0 | 0 | 0 | 0 | 0 | 0
| Com-RetroCommissioning-7P_V5 | Measure InputOutput | Updated percent savings for electric and gas savings from 7th Plan workbook Com-EM-7P_V5 to reflect DDC data from: http://sbt.siemens.com/hvp/staefa/press/pr5.asp and Misc: http://www.oee.nrcan.gc.ca/publications/infosource/pub/ici/eii/pdf/m92-242-2002-3E.pdf and http://www.enviro-tec.com/pdf/catalog/spec-gd4.pdf and http://www.lrc.rpi.edu/programs/Futures/LF-BAS/index.asp and http://greenbuildings.santa-monica.org/pdf/cs1.pdf and http://www.iklimnet.com/expert_hvac/building_control.html and http://txspace.tamu.edu/bitstream/handle/1969.1/5293/ESL-IC-06-11-149.pdf;jsessionid=A7133C4E9E20B60C3D236FBD72F9BD1E?sequence=1 | 2020 | Retro | 2022 | 2041 | PSE | Commercial | Xlarge Ret | Gas | Per 1,000 Sqft of Floor Area for Commissioning |  |  | Commissioning-Retro-Xlarge Ret |  | 84.2187 | 5 | 672.75 | 0 |  | 0 | 0 | 0 | 0 | 0 | 0 | 0 | 5.8429 |  | 0 | 0 | 0 | Whole Building | Whole Building | Commissioning | Commissioning Retro | CommVENT | 0.0141% | 100% | 100% | 280.3513 | 0.001 | 3.625% | 20% | 85% | 6.8% | 0.2% | 22.4511 | 1.1539 | 2.3605 | 0 | 1756.1455 | 0 | 21.1062 | 131.0356 | 1660.0635 |  | 0.13328 | 26.403 | 0.13328 | 09. $0.130 to $0.150 | 1 | 26.403 | 12. $1.50 to $999.00 | 0 | 0 | 0 | 0 | 0 | 0 | 0 | 0 | 0 | 0 | 0 | 0 | 0 | 0 | 0 | 0 | 0 | 0 | 0 | 0 | 0 | 0 | 0 | 0 | 0 | 0 | 0 | 0 | 0 | 0 | 0 | 0 | 0 | 0 | 0 | 0 | 0 | 0 | 0 | 0 | 0 | 0 | 0 | 0 | 0 | 0 | 0 | 0 | 0 | 0 | 0 | 0 | 0 | 0 | 0 | 0 | 0 | 0 | 0 | 0 | 0 | 0 | 0 | 0 | 0 | 0 | 0 | 0 | 0 | 0 | 0 | 0 | 0 | 0 | 87.415 | 87.0129 | 86.6127 | 86.2142 | 85.8177 | 85.4229 | 85.0299 | 84.6388 | 84.2495 | 83.8619 | 0 | 0 | 0 | 0 | 0 | 0 | 0 | 0 | 0 | 0 | 510.7591 | 508.4096 | 506.0709 | 503.743 | 501.4258 | 499.1192 | 496.8233 | 494.5379 | 492.263 | 489.9986 | 0 | 0 | 0 | 0 | 0 | 0 | 0 | 0 | 0 | 0 | 5003.1505 | 510.7591 | 1019.1687 | 1525.2397 | 2028.9827 | 2530.4085 | 3029.5277 | 3526.351 | 4020.8889 | 4513.1519 | 5003.1505 | 5003.1505 | 5003.1505 | 5003.1505 | 5003.1505 | 5003.1505 | 5003.1505 | 5003.1505 | 5003.1505 | 5003.1505 | 5003.1505 | 0 | 0 | 0 | 0 | 0 | 0 | 0 | 0 | 0 | 0 | 0 | 0 | 0 | 0 | 0 | 0 | 0 | 0 | 0 | 0 | 0 | 0 | 0 | 0 | 0 | 0 | 0 | 0 | 0 | 0 | 0 | 0 | 0 | 0 | 0 | 0 | 0 | 0 | 0 | 0 | 0 | 0 | 0 | 0 | 0 | 0 | 0 | 0 | 0 | 145114.4878 | 144446.9612 | 143782.5052 | 143121.1056 | 142462.7485 | 141807.4199 | 141155.1058 | 140505.7923 | 139859.4656 | 139216.1121 | 0 | 0 | 0 | 0 | 0 | 0 | 0 | 0 | 0 | 0 | 0.01557% | 0 | 0 | 0 | 0 | 0 | 0 | 0 | 0 | 0 | 0 | 0 | 0 | 0 | 0 | 0 | 0 | 0 | 0 | 0 | 0 | 0 | 0 | 0 | 0
| Com-RetroCommissioning-7P_V5 | Measure InputOutput | Updated percent savings for electric and gas savings from 7th Plan workbook Com-EM-7P_V5 to reflect DDC data from: http://sbt.siemens.com/hvp/staefa/press/pr5.asp and Misc: http://www.oee.nrcan.gc.ca/publications/infosource/pub/ici/eii/pdf/m92-242-2002-3E.pdf and http://www.enviro-tec.com/pdf/catalog/spec-gd4.pdf and http://www.lrc.rpi.edu/programs/Futures/LF-BAS/index.asp and http://greenbuildings.santa-monica.org/pdf/cs1.pdf and http://www.iklimnet.com/expert_hvac/building_control.html and http://txspace.tamu.edu/bitstream/handle/1969.1/5293/ESL-IC-06-11-149.pdf;jsessionid=A7133C4E9E20B60C3D236FBD72F9BD1E?sequence=1 | 2020 | Retro | 2022 | 2041 | PSE | Commercial | Large Ret | Gas | Per 1,000 Sqft of Floor Area for Commissioning |  |  | Commissioning-Retro-Large Ret |  | 92.6808 | 5 | 672.75 | 0 |  | 0 | 0 | 0 | 0 | 0 | 0 | 0 | 5.8429 |  | 0 | 0 | 0 | Whole Building | Whole Building | Commissioning | Commissioning Retro | CommVENT | 0.0141% | 100% | 100% | 94.4255 | 0.001 | 24.42% | 20% | 85% | 6.8% | 0.2% | 22.4511 | 1.1539 | 2.3605 | 0 | 1756.1455 | 0 | 23.2269 | 131.0356 | 1637.2431 |  | 0.12111 | 26.0401 | 0.12111 | 08. $0.115 to $0.130 | 1 | 26.0401 | 12. $1.50 to $999.00 | 0 | 0 | 0 | 0 | 0 | 0 | 0 | 0 | 0 | 0 | 0 | 0 | 0 | 0 | 0 | 0 | 0 | 0 | 0 | 0 | 0 | 0 | 0 | 0 | 0 | 0 | 0 | 0 | 0 | 0 | 0 | 0 | 0 | 0 | 0 | 0 | 0 | 0 | 0 | 0 | 0 | 0 | 0 | 0 | 0 | 0 | 0 | 0 | 0 | 0 | 0 | 0 | 0 | 0 | 0 | 0 | 0 | 0 | 0 | 0 | 0 | 0 | 0 | 0 | 0 | 0 | 0 | 0 | 0 | 0 | 0 | 0 | 0 | 0 | 717.9627 | 714.66 | 711.3726 | 708.1003 | 704.843 | 701.6007 | 698.3734 | 695.1609 | 691.9631 | 688.7801 | 0 | 0 | 0 | 0 | 0 | 0 | 0 | 0 | 0 | 0 | 4194.9995 | 4175.7025 | 4156.4942 | 4137.3744 | 4118.3424 | 4099.3981 | 4080.5408 | 4061.7703 | 4043.0862 | 4024.488 | 0 | 0 | 0 | 0 | 0 | 0 | 0 | 0 | 0 | 0 | 41092.1964 | 4194.9995 | 8370.7019 | 12527.1962 | 16664.5705 | 20782.913 | 24882.311 | 28962.8519 | 33024.6222 | 37067.7084 | 41092.1964 | 41092.1964 | 41092.1964 | 41092.1964 | 41092.1964 | 41092.1964 | 41092.1964 | 41092.1964 | 41092.1964 | 41092.1964 | 41092.1964 | 0 | 0 | 0 | 0 | 0 | 0 | 0 | 0 | 0 | 0 | 0 | 0 | 0 | 0 | 0 | 0 | 0 | 0 | 0 | 0 | 0 | 0 | 0 | 0 | 0 | 0 | 0 | 0 | 0 | 0 | 0 | 0 | 0 | 0 | 0 | 0 | 0 | 0 | 0 | 0 | 0 | 0 | 0 | 0 | 0 | 0 | 0 | 0 | 0 | 1175479.3961 | 1170072.1908 | 1164689.8588 | 1159332.2854 | 1153999.3569 | 1148690.9598 | 1143406.9814 | 1138147.3093 | 1132911.8317 | 1127700.4373 | 0 | 0 | 0 | 0 | 0 | 0 | 0 | 0 | 0 | 0 | 0.01557% | 0 | 0 | 0 | 0 | 0 | 0 | 0 | 0 | 0 | 0 | 0 | 0 | 0 | 0 | 0 | 0 | 0 | 0 | 0 | 0 | 0 | 0 | 0 | 0
| Com-RetroCommissioning-7P_V5 | Measure InputOutput | Updated percent savings for electric and gas savings from 7th Plan workbook Com-EM-7P_V5 to reflect DDC data from: http://sbt.siemens.com/hvp/staefa/press/pr5.asp and Misc: http://www.oee.nrcan.gc.ca/publications/infosource/pub/ici/eii/pdf/m92-242-2002-3E.pdf and http://www.enviro-tec.com/pdf/catalog/spec-gd4.pdf and http://www.lrc.rpi.edu/programs/Futures/LF-BAS/index.asp and http://greenbuildings.santa-monica.org/pdf/cs1.pdf and http://www.iklimnet.com/expert_hvac/building_control.html and http://txspace.tamu.edu/bitstream/handle/1969.1/5293/ESL-IC-06-11-149.pdf;jsessionid=A7133C4E9E20B60C3D236FBD72F9BD1E?sequence=1 | 2020 | Retro | 2022 | 2041 | PSE | Commercial | Medium Ret | Gas | Per 1,000 Sqft of Floor Area for Commissioning |  |  | Commissioning-Retro-Medium Ret |  | 128.9472 | 5 | 672.75 | 0 |  | 0 | 0 | 0 | 0 | 0 | 0 | 0 | 5.8429 |  | 0 | 0 | 0 | Whole Building | Whole Building | Commissioning | Commissioning Retro | CommVENT | 0.0141% | 100% | 100% | 13.3332 | 0.001 | 2.323% | 20% | 85% | 6.8% | 0.2% | 22.4511 | 1.1539 | 2.3605 | 0 | 1756.1455 | 0 | 32.3157 | 131.0356 | 1539.4412 |  | 0.087051 | 24.4846 | 0.087051 | 07. $0.085 to $0.115 | 1 | 24.4846 | 12. $1.50 to $999.00 | 0 | 0 | 0 | 0 | 0 | 0 | 0 | 0 | 0 | 0 | 0 | 0 | 0 | 0 | 0 | 0 | 0 | 0 | 0 | 0 | 0 | 0 | 0 | 0 | 0 | 0 | 0 | 0 | 0 | 0 | 0 | 0 | 0 | 0 | 0 | 0 | 0 | 0 | 0 | 0 | 0 | 0 | 0 | 0 | 0 | 0 | 0 | 0 | 0 | 0 | 0 | 0 | 0 | 0 | 0 | 0 | 0 | 0 | 0 | 0 | 0 | 0 | 0 | 0 | 0 | 0 | 0 | 0 | 0 | 0 | 0 | 0 | 0 | 0 | 101.2197 | 100.7541 | 100.2906 | 99.8293 | 99.3701 | 98.913 | 98.458 | 98.0051 | 97.5542 | 97.1055 | 0 | 0 | 0 | 0 | 0 | 0 | 0 | 0 | 0 | 0 | 591.4188 | 588.6983 | 585.9903 | 583.2947 | 580.6116 | 577.9408 | 575.2822 | 572.6359 | 570.0018 | 567.3798 | 0 | 0 | 0 | 0 | 0 | 0 | 0 | 0 | 0 | 0 | 5793.2543 | 591.4188 | 1180.1171 | 1766.1074 | 2349.4022 | 2930.0137 | 3507.9545 | 4083.2367 | 4655.8727 | 5225.8745 | 5793.2543 | 5793.2543 | 5793.2543 | 5793.2543 | 5793.2543 | 5793.2543 | 5793.2543 | 5793.2543 | 5793.2543 | 5793.2543 | 5793.2543 | 0 | 0 | 0 | 0 | 0 | 0 | 0 | 0 | 0 | 0 | 0 | 0 | 0 | 0 | 0 | 0 | 0 | 0 | 0 | 0 | 0 | 0 | 0 | 0 | 0 | 0 | 0 | 0 | 0 | 0 | 0 | 0 | 0 | 0 | 0 | 0 | 0 | 0 | 0 | 0 | 0 | 0 | 0 | 0 | 0 | 0 | 0 | 0 | 0 | 155821.8005 | 155105.0203 | 154391.5372 | 153681.3361 | 152974.4019 | 152270.7197 | 151570.2744 | 150873.0511 | 150179.0351 | 149488.2115 | 0 | 0 | 0 | 0 | 0 | 0 | 0 | 0 | 0 | 0 | 0.01557% | 0 | 0 | 0 | 0 | 0 | 0 | 0 | 0 | 0 | 0 | 0 | 0 | 0 | 0 | 0 | 0 | 0 | 0 | 0 | 0 | 0 | 0 | 0 | 0
| Com-RetroCommissioning-7P_V5 | Measure InputOutput | Updated percent savings for electric and gas savings from 7th Plan workbook Com-EM-7P_V5 to reflect DDC data from: http://sbt.siemens.com/hvp/staefa/press/pr5.asp and Misc: http://www.oee.nrcan.gc.ca/publications/infosource/pub/ici/eii/pdf/m92-242-2002-3E.pdf and http://www.enviro-tec.com/pdf/catalog/spec-gd4.pdf and http://www.lrc.rpi.edu/programs/Futures/LF-BAS/index.asp and http://greenbuildings.santa-monica.org/pdf/cs1.pdf and http://www.iklimnet.com/expert_hvac/building_control.html and http://txspace.tamu.edu/bitstream/handle/1969.1/5293/ESL-IC-06-11-149.pdf;jsessionid=A7133C4E9E20B60C3D236FBD72F9BD1E?sequence=1 | 2020 | Retro | 2022 | 2041 | PSE | Commercial | Small Ret | Gas | Per 1,000 Sqft of Floor Area for Commissioning |  |  | Commissioning-Retro-Small Ret |  | 134.9916 | 5 | 672.75 | 0 |  | 0 | 0 | 0 | 0 | 0 | 0 | 0 | 5.8429 |  | 0 | 0 | 0 | Whole Building | Whole Building | Commissioning | Commissioning Retro | CommVENT | 0.0141% | 100% | 100% | 2.1703 | 0.001 | 0% | 20% | 85% | 6.8% | 0.2% | 22.4511 | 1.1539 | 2.3605 | 0 | 1756.1455 | 0 | 33.8305 | 131.0356 | 1523.1409 |  | 0.083153 | 24.2253 | 0.083153 | 06. $0.077 to $0.085 | 1 | 24.2253 | 12. $1.50 to $999.00 | 0 | 0 | 0 | 0 | 0 | 0 | 0 | 0 | 0 | 0 | 0 | 0 | 0 | 0 | 0 | 0 | 0 | 0 | 0 | 0 | 0 | 0 | 0 | 0 | 0 | 0 | 0 | 0 | 0 | 0 | 0 | 0 | 0 | 0 | 0 | 0 | 0 | 0 | 0 | 0 | 0 | 0 | 0 | 0 | 0 | 0 | 0 | 0 | 0 | 0 | 0 | 0 | 0 | 0 | 0 | 0 | 0 | 0 | 0 | 0 | 0 | 0 | 0 | 0 | 0 | 0 | 0 | 0 | 0 | 0 | 0 | 0 | 0 | 0 | 0 | 0 | 0 | 0 | 0 | 0 | 0 | 0 | 0 | 0 | 0 | 0 | 0 | 0 | 0 | 0 | 0 | 0 | 0 | 0 | 0 | 0 | 0 | 0 | 0 | 0 | 0 | 0 | 0 | 0 | 0 | 0 | 0 | 0 | 0 | 0 | 0 | 0 | 0 | 0 | 0 | 0 | 0 | 0 | 0 | 0 | 0 | 0 | 0 | 0 | 0 | 0 | 0 | 0 | 0 | 0 | 0 | 0 | 0 | 0 | 0 | 0 | 0 | 0 | 0 | 0 | 0 | 0 | 0 | 0 | 0 | 0 | 0 | 0 | 0 | 0 | 0 | 0 | 0 | 0 | 0 | 0 | 0 | 0 | 0 | 0 | 0 | 0 | 0 | 0 | 0 | 0 | 0 | 0 | 0 | 0 | 0 | 0 | 0 | 0 | 0 | 0 | 0 | 0 | 0 | 0 | 0 | 0 | 0 | 0 | 0 | 0 | 0 | 0 | 0 | 0 | 0 | 0 | 0 | 0 | 0 | 0 | 0 | 0 | 0 | 0 | 0 | 0 | 0 | 0 | 0.01557% | 0 | 0 | 0 | 0 | 0 | 0 | 0 | 0 | 0 | 0 | 0 | 0 | 0 | 0 | 0 | 0 | 0 | 0 | 0 | 0 | 0 | 0 | 0 | 0
| Com-RetroCommissioning-7P_V5 | Measure InputOutput | Updated percent savings for electric and gas savings from 7th Plan workbook Com-EM-7P_V5 to reflect DDC data from: http://sbt.siemens.com/hvp/staefa/press/pr5.asp and Misc: http://www.oee.nrcan.gc.ca/publications/infosource/pub/ici/eii/pdf/m92-242-2002-3E.pdf and http://www.enviro-tec.com/pdf/catalog/spec-gd4.pdf and http://www.lrc.rpi.edu/programs/Futures/LF-BAS/index.asp and http://greenbuildings.santa-monica.org/pdf/cs1.pdf and http://www.iklimnet.com/expert_hvac/building_control.html and http://txspace.tamu.edu/bitstream/handle/1969.1/5293/ESL-IC-06-11-149.pdf;jsessionid=A7133C4E9E20B60C3D236FBD72F9BD1E?sequence=1 | 2020 | Retro | 2022 | 2041 | PSE | Commercial | School K-12 | Gas | Per 1,000 Sqft of Floor Area for Commissioning |  |  | Commissioning-Retro-School K-12 |  | 37.3035 | 5 | 672.75 | 0 |  | 0 | 0 | 0 | 0 | 0 | 0 | 0 | 3.4897 |  | 0 | 0 | 0 | Whole Building | Whole Building | Commissioning | Commissioning Retro | CommVENT | 0.0141% | 100% | 100% | 36.55 | 0.001 | 27.8% | 20% | 85% | 6.8% | 0.2% | 13.4089 | 0.68919 | 1.4098 | 0 | 1756.1455 | 0 | 9.3487 | 132.451 | 1787.9979 |  | 0.30416 | 47.6146 | 0.30416 | 13. $0.225 to $99,999.000 | 0 | 47.6146 | 12. $1.50 to $999.00 | 0 | 0 | 0 | 0 | 0 | 0 | 0 | 0 | 0 | 0 | 0 | 0 | 0 | 0 | 0 | 0 | 0 | 0 | 0 | 0 | 0 | 0 | 0 | 0 | 0 | 0 | 0 | 0 | 0 | 0 | 0 | 0 | 0 | 0 | 0 | 0 | 0 | 0 | 0 | 0 | 0 | 0 | 0 | 0 | 0 | 0 | 0 | 0 | 0 | 0 | 0 | 0 | 0 | 0 | 0 | 0 | 0 | 0 | 0 | 0 | 0 | 0 | 0 | 0 | 0 | 0 | 0 | 0 | 0 | 0 | 0 | 0 | 0 | 0 | 1558.2278 | 1554.9555 | 1551.6901 | 1548.4316 | 1545.1799 | 1541.935 | 1538.6969 | 1535.4657 | 1532.2412 | 1529.0235 | 0 | 0 | 0 | 0 | 0 | 0 | 0 | 0 | 0 | 0 | 5437.717 | 5426.2978 | 5414.9025 | 5403.5312 | 5392.1838 | 5380.8602 | 5369.5604 | 5358.2844 | 5347.032 | 5335.8032 | 0 | 0 | 0 | 0 | 0 | 0 | 0 | 0 | 0 | 0 | 53866.1725 | 5437.717 | 10864.0147 | 16278.9173 | 21682.4485 | 27074.6323 | 32455.4926 | 37825.053 | 43183.3374 | 48530.3693 | 53866.1725 | 53866.1725 | 53866.1725 | 53866.1725 | 53866.1725 | 53866.1725 | 53866.1725 | 53866.1725 | 53866.1725 | 53866.1725 | 53866.1725 | 0 | 0 | 0 | 0 | 0 | 0 | 0 | 0 | 0 | 0 | 0 | 0 | 0 | 0 | 0 | 0 | 0 | 0 | 0 | 0 | 0 | 0 | 0 | 0 | 0 | 0 | 0 | 0 | 0 | 0 | 0 | 0 | 0 | 0 | 0 | 0 | 0 | 0 | 0 | 0 | 0 | 0 | 0 | 0 | 0 | 0 | 0 | 0 | 0 | 2786108.1064 | 2780257.2794 | 2774418.7391 | 2768592.4597 | 2762778.4156 | 2756976.5809 | 2751186.9301 | 2745409.4375 | 2739644.0777 | 2733890.8251 | 0 | 0 | 0 | 0 | 0 | 0 | 0 | 0 | 0 | 0 | 0.01557% | 0 | 0 | 0 | 0 | 0 | 0 | 0 | 0 | 0 | 0 | 0 | 0 | 0 | 0 | 0 | 0 | 0 | 0 | 0 | 0 | 0 | 0 | 0 | 0
| Com-RetroCommissioning-7P_V5 | Measure InputOutput | Updated percent savings for electric and gas savings from 7th Plan workbook Com-EM-7P_V5 to reflect DDC data from: http://sbt.siemens.com/hvp/staefa/press/pr5.asp and Misc: http://www.oee.nrcan.gc.ca/publications/infosource/pub/ici/eii/pdf/m92-242-2002-3E.pdf and http://www.enviro-tec.com/pdf/catalog/spec-gd4.pdf and http://www.lrc.rpi.edu/programs/Futures/LF-BAS/index.asp and http://greenbuildings.santa-monica.org/pdf/cs1.pdf and http://www.iklimnet.com/expert_hvac/building_control.html and http://txspace.tamu.edu/bitstream/handle/1969.1/5293/ESL-IC-06-11-149.pdf;jsessionid=A7133C4E9E20B60C3D236FBD72F9BD1E?sequence=1 | 2020 | Retro | 2022 | 2041 | PSE | Commercial | University | Gas | Per 1,000 Sqft of Floor Area for Commissioning |  |  | Commissioning-Retro-University |  | 61.3702 | 5 | 672.75 | 0 |  | 0 | 0 | 0 | 0 | 0 | 0 | 0 | 3.4897 |  | 0 | 0 | 0 | Whole Building | Whole Building | Commissioning | Commissioning Retro | CommVENT | 0.0141% | 100% | 100% | 121.328 | 0.001 | 74.65% | 20% | 85% | 6.8% | 0.2% | 13.4089 | 0.68919 | 1.4098 | 0 | 1756.1455 | 0 | 15.3801 | 132.451 | 1723.0956 |  | 0.18488 | 45.8863 | 0.18488 | 11. $0.175 to $0.200 | 0 | 45.8863 | 12. $1.50 to $999.00 | 0 | 0 | 0 | 0 | 0 | 0 | 0 | 0 | 0 | 0 | 0 | 0 | 0 | 0 | 0 | 0 | 0 | 0 | 0 | 0 | 0 | 0 | 0 | 0 | 0 | 0 | 0 | 0 | 0 | 0 | 0 | 0 | 0 | 0 | 0 | 0 | 0 | 0 | 0 | 0 | 0 | 0 | 0 | 0 | 0 | 0 | 0 | 0 | 0 | 0 | 0 | 0 | 0 | 0 | 0 | 0 | 0 | 0 | 0 | 0 | 0 | 0 | 0 | 0 | 0 | 0 | 0 | 0 | 0 | 0 | 0 | 0 | 0 | 0 | 714.6571 | 712.9419 | 711.2309 | 709.5239 | 707.8211 | 706.1223 | 704.4276 | 702.737 | 701.0504 | 699.3679 | 0 | 0 | 0 | 0 | 0 | 0 | 0 | 0 | 0 | 0 | 2493.9249 | 2487.9395 | 2481.9684 | 2476.0117 | 2470.0693 | 2464.1411 | 2458.2272 | 2452.3274 | 2446.4418 | 2440.5704 | 0 | 0 | 0 | 0 | 0 | 0 | 0 | 0 | 0 | 0 | 24671.6215 | 2493.9249 | 4981.8643 | 7463.8328 | 9939.8444 | 12409.9137 | 14874.0548 | 17332.2819 | 19784.6093 | 22231.0512 | 24671.6215 | 24671.6215 | 24671.6215 | 24671.6215 | 24671.6215 | 24671.6215 | 24671.6215 | 24671.6215 | 24671.6215 | 24671.6215 | 24671.6215 | 0 | 0 | 0 | 0 | 0 | 0 | 0 | 0 | 0 | 0 | 0 | 0 | 0 | 0 | 0 | 0 | 0 | 0 | 0 | 0 | 0 | 0 | 0 | 0 | 0 | 0 | 0 | 0 | 0 | 0 | 0 | 0 | 0 | 0 | 0 | 0 | 0 | 0 | 0 | 0 | 0 | 0 | 0 | 0 | 0 | 0 | 0 | 0 | 0 | 1231422.5608 | 1228467.1466 | 1225518.8255 | 1222577.5803 | 1219643.3941 | 1216716.25 | 1213796.131 | 1210883.0203 | 1207976.901 | 1205077.7564 | 0 | 0 | 0 | 0 | 0 | 0 | 0 | 0 | 0 | 0 | 0.01557% | 0 | 0 | 0 | 0 | 0 | 0 | 0 | 0 | 0 | 0 | 0 | 0 | 0 | 0 | 0 | 0 | 0 | 0 | 0 | 0 | 0 | 0 | 0 | 0
| Com-RetroCommissioning-7P_V5 | Measure InputOutput | Updated percent savings for electric and gas savings from 7th Plan workbook Com-EM-7P_V5 to reflect DDC data from: http://sbt.siemens.com/hvp/staefa/press/pr5.asp and Misc: http://www.oee.nrcan.gc.ca/publications/infosource/pub/ici/eii/pdf/m92-242-2002-3E.pdf and http://www.enviro-tec.com/pdf/catalog/spec-gd4.pdf and http://www.lrc.rpi.edu/programs/Futures/LF-BAS/index.asp and http://greenbuildings.santa-monica.org/pdf/cs1.pdf and http://www.iklimnet.com/expert_hvac/building_control.html and http://txspace.tamu.edu/bitstream/handle/1969.1/5293/ESL-IC-06-11-149.pdf;jsessionid=A7133C4E9E20B60C3D236FBD72F9BD1E?sequence=1 | 2020 | Retro | 2022 | 2041 | PSE | Commercial | Warehouse | Gas | Per 1,000 Sqft of Floor Area for Commissioning |  |  | Commissioning-Retro-Warehouse |  | 32.6616 | 5 | 672.75 | 0 |  | 0 | 0 | 0 | 0 | 0 | 0 | 0 | 5.0477 |  | 0 | 0 | 0 | Whole Building | Whole Building | Commissioning | Commissioning Retro | CommVENT | 0.0141% | 100% | 100% | 34.3139 | 0.001 | 0% | 20% | 85% | 6.8% | 0.2% | 19.3955 | 0.99689 | 2.0392 | 0 | 1756.1455 | 0 | 8.1854 | 131.5139 | 1799.5789 |  | 0.34493 | 33.1312 | 0.34493 | 13. $0.225 to $99,999.000 | 0 | 33.1312 | 12. $1.50 to $999.00 | 0 | 0 | 0 | 0 | 0 | 0 | 0 | 0 | 0 | 0 | 0 | 0 | 0 | 0 | 0 | 0 | 0 | 0 | 0 | 0 | 0 | 0 | 0 | 0 | 0 | 0 | 0 | 0 | 0 | 0 | 0 | 0 | 0 | 0 | 0 | 0 | 0 | 0 | 0 | 0 | 0 | 0 | 0 | 0 | 0 | 0 | 0 | 0 | 0 | 0 | 0 | 0 | 0 | 0 | 0 | 0 | 0 | 0 | 0 | 0 | 0 | 0 | 0 | 0 | 0 | 0 | 0 | 0 | 0 | 0 | 0 | 0 | 0 | 0 | 0 | 0 | 0 | 0 | 0 | 0 | 0 | 0 | 0 | 0 | 0 | 0 | 0 | 0 | 0 | 0 | 0 | 0 | 0 | 0 | 0 | 0 | 0 | 0 | 0 | 0 | 0 | 0 | 0 | 0 | 0 | 0 | 0 | 0 | 0 | 0 | 0 | 0 | 0 | 0 | 0 | 0 | 0 | 0 | 0 | 0 | 0 | 0 | 0 | 0 | 0 | 0 | 0 | 0 | 0 | 0 | 0 | 0 | 0 | 0 | 0 | 0 | 0 | 0 | 0 | 0 | 0 | 0 | 0 | 0 | 0 | 0 | 0 | 0 | 0 | 0 | 0 | 0 | 0 | 0 | 0 | 0 | 0 | 0 | 0 | 0 | 0 | 0 | 0 | 0 | 0 | 0 | 0 | 0 | 0 | 0 | 0 | 0 | 0 | 0 | 0 | 0 | 0 | 0 | 0 | 0 | 0 | 0 | 0 | 0 | 0 | 0 | 0 | 0 | 0 | 0 | 0 | 0 | 0 | 0 | 0 | 0 | 0 | 0 | 0 | 0 | 0 | 0 | 0 | 0 | 0.01557% | 0 | 0 | 0 | 0 | 0 | 0 | 0 | 0 | 0 | 0 | 0 | 0 | 0 | 0 | 0 | 0 | 0 | 0 | 0 | 0 | 0 | 0 | 0 | 0
| Com-RetroCommissioning-7P_V5 | Measure InputOutput | Updated percent savings for electric and gas savings from 7th Plan workbook Com-EM-7P_V5 to reflect DDC data from: http://sbt.siemens.com/hvp/staefa/press/pr5.asp and Misc: http://www.oee.nrcan.gc.ca/publications/infosource/pub/ici/eii/pdf/m92-242-2002-3E.pdf and http://www.enviro-tec.com/pdf/catalog/spec-gd4.pdf and http://www.lrc.rpi.edu/programs/Futures/LF-BAS/index.asp and http://greenbuildings.santa-monica.org/pdf/cs1.pdf and http://www.iklimnet.com/expert_hvac/building_control.html and http://txspace.tamu.edu/bitstream/handle/1969.1/5293/ESL-IC-06-11-149.pdf;jsessionid=A7133C4E9E20B60C3D236FBD72F9BD1E?sequence=1 | 2020 | Retro | 2022 | 2041 | PSE | Commercial | Supermarket | Gas | Per 1,000 Sqft of Floor Area for Commissioning |  |  | Commissioning-Retro-Supermarket |  | 103.8968 | 5 | 672.75 | 0 |  | 0 | 0 | 0 | 0 | 0 | 0 | 0 | 6.8353 |  | 0 | 0 | 0 | Whole Building | Whole Building | Commissioning | Commissioning Retro | CommVENT | 0.0141% | 100% | 100% | 49.7337 | 0.001 | 6.44% | 20% | 85% | 6.8% | 0.2% | 26.2643 | 1.3499 | 2.7614 | 0 | 1756.1455 | 0 | 26.0378 | 130.4386 | 1606.3994 |  | 0.10755 | 21.8401 | 0.10755 | 07. $0.085 to $0.115 | 1 | 21.8401 | 12. $1.50 to $999.00 | 0 | 0 | 0 | 0 | 0 | 0 | 0 | 0 | 0 | 0 | 0 | 0 | 0 | 0 | 0 | 0 | 0 | 0 | 0 | 0 | 0 | 0 | 0 | 0 | 0 | 0 | 0 | 0 | 0 | 0 | 0 | 0 | 0 | 0 | 0 | 0 | 0 | 0 | 0 | 0 | 0 | 0 | 0 | 0 | 0 | 0 | 0 | 0 | 0 | 0 | 0 | 0 | 0 | 0 | 0 | 0 | 0 | 0 | 0 | 0 | 0 | 0 | 0 | 0 | 0 | 0 | 0 | 0 | 0 | 0 | 0 | 0 | 0 | 0 | 167.5687 | 166.7777 | 165.9905 | 165.2071 | 164.4273 | 163.6512 | 162.8788 | 162.11 | 161.3448 | 160.5833 | 0 | 0 | 0 | 0 | 0 | 0 | 0 | 0 | 0 | 0 | 1145.3844 | 1139.9782 | 1134.5975 | 1129.2422 | 1123.9121 | 1118.6073 | 1113.3274 | 1108.0725 | 1102.8424 | 1097.637 | 0 | 0 | 0 | 0 | 0 | 0 | 0 | 0 | 0 | 0 | 11213.6009 | 1145.3844 | 2285.3625 | 3419.96 | 4549.2021 | 5673.1143 | 6791.7215 | 7905.049 | 9013.1215 | 10115.9639 | 11213.6009 | 11213.6009 | 11213.6009 | 11213.6009 | 11213.6009 | 11213.6009 | 11213.6009 | 11213.6009 | 11213.6009 | 11213.6009 | 11213.6009 | 0 | 0 | 0 | 0 | 0 | 0 | 0 | 0 | 0 | 0 | 0 | 0 | 0 | 0 | 0 | 0 | 0 | 0 | 0 | 0 | 0 | 0 | 0 | 0 | 0 | 0 | 0 | 0 | 0 | 0 | 0 | 0 | 0 | 0 | 0 | 0 | 0 | 0 | 0 | 0 | 0 | 0 | 0 | 0 | 0 | 0 | 0 | 0 | 0 | 269182.1958 | 267911.6558 | 266647.1128 | 265388.5385 | 264135.9046 | 262889.1831 | 261648.3461 | 260413.366 | 259184.2149 | 257960.8654 | 0 | 0 | 0 | 0 | 0 | 0 | 0 | 0 | 0 | 0 | 0.01557% | 0 | 0 | 0 | 0 | 0 | 0 | 0 | 0 | 0 | 0 | 0 | 0 | 0 | 0 | 0 | 0 | 0 | 0 | 0 | 0 | 0 | 0 | 0 | 0
| Com-RetroCommissioning-7P_V5 | Measure InputOutput | Updated percent savings for electric and gas savings from 7th Plan workbook Com-EM-7P_V5 to reflect DDC data from: http://sbt.siemens.com/hvp/staefa/press/pr5.asp and Misc: http://www.oee.nrcan.gc.ca/publications/infosource/pub/ici/eii/pdf/m92-242-2002-3E.pdf and http://www.enviro-tec.com/pdf/catalog/spec-gd4.pdf and http://www.lrc.rpi.edu/programs/Futures/LF-BAS/index.asp and http://greenbuildings.santa-monica.org/pdf/cs1.pdf and http://www.iklimnet.com/expert_hvac/building_control.html and http://txspace.tamu.edu/bitstream/handle/1969.1/5293/ESL-IC-06-11-149.pdf;jsessionid=A7133C4E9E20B60C3D236FBD72F9BD1E?sequence=1 | 2020 | Retro | 2022 | 2041 | PSE | Commercial | Restaurant | Gas | Per 1,000 Sqft of Floor Area for Commissioning |  |  | Commissioning-Retro-Restaurant |  | 260.7504 | 5 | 672.75 | 0 |  | 0 | 0 | 0 | 0 | 0 | 0 | 0 | 12.9084 |  | 0 | 0 | 0 | Whole Building | Whole Building | Commissioning | Commissioning Retro | CommVENT | 0.0141% | 100% | 100% | 9.7266 | 0.001 | 2.068% | 20% | 85% | 6.8% | 0.2% | 49.5998 | 2.5494 | 5.2149 | 0 | 1756.1455 | 0 | 65.3471 | 126.7857 | 1179.75 |  | 0.041653 | 8.4933 | 0.041653 | 02. $0.028 to $0.055 | 1 | 8.4933 | 12. $1.50 to $999.00 | 0 | 0 | 0 | 0 | 0 | 0 | 0 | 0 | 0 | 0 | 0 | 0 | 0 | 0 | 0 | 0 | 0 | 0 | 0 | 0 | 0 | 0 | 0 | 0 | 0 | 0 | 0 | 0 | 0 | 0 | 0 | 0 | 0 | 0 | 0 | 0 | 0 | 0 | 0 | 0 | 0 | 0 | 0 | 0 | 0 | 0 | 0 | 0 | 0 | 0 | 0 | 0 | 0 | 0 | 0 | 0 | 0 | 0 | 0 | 0 | 0 | 0 | 0 | 0 | 0 | 0 | 0 | 0 | 0 | 0 | 0 | 0 | 0 | 0 | 68.8561 | 68.2364 | 67.6223 | 67.0137 | 66.4106 | 65.8129 | 65.2205 | 64.6336 | 64.0519 | 63.4754 | 0 | 0 | 0 | 0 | 0 | 0 | 0 | 0 | 0 | 0 | 888.8245 | 880.8251 | 872.8976 | 865.0415 | 857.2562 | 849.5409 | 841.895 | 834.3179 | 826.8091 | 819.3678 | 0 | 0 | 0 | 0 | 0 | 0 | 0 | 0 | 0 | 0 | 8536.7756 | 888.8245 | 1769.6495 | 2642.5472 | 3507.5887 | 4364.8449 | 5214.3858 | 6056.2808 | 6890.5987 | 7717.4078 | 8536.7756 | 8536.7756 | 8536.7756 | 8536.7756 | 8536.7756 | 8536.7756 | 8536.7756 | 8536.7756 | 8536.7756 | 8536.7756 | 8536.7756 | 0 | 0 | 0 | 0 | 0 | 0 | 0 | 0 | 0 | 0 | 0 | 0 | 0 | 0 | 0 | 0 | 0 | 0 | 0 | 0 | 0 | 0 | 0 | 0 | 0 | 0 | 0 | 0 | 0 | 0 | 0 | 0 | 0 | 0 | 0 | 0 | 0 | 0 | 0 | 0 | 0 | 0 | 0 | 0 | 0 | 0 | 0 | 0 | 0 | 81232.9934 | 80501.8965 | 79777.3794 | 79059.383 | 78347.8486 | 77642.7179 | 76943.9335 | 76251.4381 | 75565.1751 | 74885.0886 | 0 | 0 | 0 | 0 | 0 | 0 | 0 | 0 | 0 | 0 | 0.01557% | 0 | 0 | 0 | 0 | 0 | 0 | 0 | 0 | 0 | 0 | 0 | 0 | 0 | 0 | 0 | 0 | 0 | 0 | 0 | 0 | 0 | 0 | 0 | 0
| Com-RetroCommissioning-7P_V5 | Measure InputOutput | Updated percent savings for electric and gas savings from 7th Plan workbook Com-EM-7P_V5 to reflect DDC data from: http://sbt.siemens.com/hvp/staefa/press/pr5.asp and Misc: http://www.oee.nrcan.gc.ca/publications/infosource/pub/ici/eii/pdf/m92-242-2002-3E.pdf and http://www.enviro-tec.com/pdf/catalog/spec-gd4.pdf and http://www.lrc.rpi.edu/programs/Futures/LF-BAS/index.asp and http://greenbuildings.santa-monica.org/pdf/cs1.pdf and http://www.iklimnet.com/expert_hvac/building_control.html and http://txspace.tamu.edu/bitstream/handle/1969.1/5293/ESL-IC-06-11-149.pdf;jsessionid=A7133C4E9E20B60C3D236FBD72F9BD1E?sequence=1 | 2020 | Retro | 2022 | 2041 | PSE | Commercial | Lodging | Gas | Per 1,000 Sqft of Floor Area for Commissioning |  |  | Commissioning-Retro-Lodging |  | 405.9266 | 5 | 672.75 | 0 |  | 0 | 0 | 0 | 0 | 0 | 0 | 0 | 23.878 |  | 0 | 0 | 0 | Whole Building | Whole Building | Commissioning | Commissioning Retro | CommVENT | 0.0141% | 100% | 100% | 31.3854 | 0.001 | 7.142% | 20% | 85% | 6.8% | 0.2% | 91.7499 | 4.7158 | 9.6466 | 0 | 1756.1455 | 0 | 101.73 | 120.1876 | 781.6462 |  | 0.025364 | 3.0421 | 0.025364 | 01. ($9,999.000) to $0.028 | 1 | 3.0421 | 12. $1.50 to $999.00 | 0 | 0 | 0 | 0 | 0 | 0 | 0 | 0 | 0 | 0 | 0 | 0 | 0 | 0 | 0 | 0 | 0 | 0 | 0 | 0 | 0 | 0 | 0 | 0 | 0 | 0 | 0 | 0 | 0 | 0 | 0 | 0 | 0 | 0 | 0 | 0 | 0 | 0 | 0 | 0 | 0 | 0 | 0 | 0 | 0 | 0 | 0 | 0 | 0 | 0 | 0 | 0 | 0 | 0 | 0 | 0 | 0 | 0 | 0 | 0 | 0 | 0 | 0 | 0 | 0 | 0 | 0 | 0 | 0 | 0 | 0 | 0 | 0 | 0 | 174.307 | 173.6621 | 173.0195 | 172.3793 | 171.7415 | 171.1061 | 170.473 | 169.8422 | 169.2138 | 168.5877 | 0 | 0 | 0 | 0 | 0 | 0 | 0 | 0 | 0 | 0 | 4162.109 | 4146.7092 | 4131.3664 | 4116.0803 | 4100.8508 | 4085.6777 | 4070.5607 | 4055.4996 | 4040.4943 | 4025.5444 | 0 | 0 | 0 | 0 | 0 | 0 | 0 | 0 | 0 | 0 | 40934.8926 | 4162.109 | 8308.8183 | 12440.1847 | 16556.265 | 20657.1158 | 24742.7935 | 28813.3542 | 32868.8538 | 36909.3481 | 40934.8926 | 40934.8926 | 40934.8926 | 40934.8926 | 40934.8926 | 40934.8926 | 40934.8926 | 40934.8926 | 40934.8926 | 40934.8926 | 40934.8926 | 0 | 0 | 0 | 0 | 0 | 0 | 0 | 0 | 0 | 0 | 0 | 0 | 0 | 0 | 0 | 0 | 0 | 0 | 0 | 0 | 0 | 0 | 0 | 0 | 0 | 0 | 0 | 0 | 0 | 0 | 0 | 0 | 0 | 0 | 0 | 0 | 0 | 0 | 0 | 0 | 0 | 0 | 0 | 0 | 0 | 0 | 0 | 0 | 0 | 136246.4035 | 135742.2918 | 135240.0453 | 134739.6571 | 134241.1204 | 133744.4283 | 133249.5739 | 132756.5505 | 132265.3512 | 131775.9694 | 0 | 0 | 0 | 0 | 0 | 0 | 0 | 0 | 0 | 0 | 0.01557% | 0 | 0 | 0 | 0 | 0 | 0 | 0 | 0 | 0 | 0 | 0 | 0 | 0 | 0 | 0 | 0 | 0 | 0 | 0 | 0 | 0 | 0 | 0 | 0
| Com-RetroCommissioning-7P_V5 | Measure InputOutput | Updated percent savings for electric and gas savings from 7th Plan workbook Com-EM-7P_V5 to reflect DDC data from: http://sbt.siemens.com/hvp/staefa/press/pr5.asp and Misc: http://www.oee.nrcan.gc.ca/publications/infosource/pub/ici/eii/pdf/m92-242-2002-3E.pdf and http://www.enviro-tec.com/pdf/catalog/spec-gd4.pdf and http://www.lrc.rpi.edu/programs/Futures/LF-BAS/index.asp and http://greenbuildings.santa-monica.org/pdf/cs1.pdf and http://www.iklimnet.com/expert_hvac/building_control.html and http://txspace.tamu.edu/bitstream/handle/1969.1/5293/ESL-IC-06-11-149.pdf;jsessionid=A7133C4E9E20B60C3D236FBD72F9BD1E?sequence=1 | 2020 | Retro | 2022 | 2041 | PSE | Commercial | Hospital | Gas | Per 1,000 Sqft of Floor Area for Commissioning |  |  | Commissioning-Retro-Hospital |  | 342.3589 | 5 | 672.75 | 0 |  | 0 | 0 | 0 | 0 | 0 | 0 | 0 | 18.6065 |  | 0 | 0 | 0 | Whole Building | Whole Building | Commissioning | Commissioning Retro | CommVENT | 0.0141% | 100% | 100% | 80.9786 | 0.001 | 81.93% | 20% | 85% | 6.8% | 0.2% | 71.4942 | 3.6747 | 7.5169 | 0 | 1756.1455 | 0 | 85.7992 | 123.3584 | 956.244 |  | 0.030866 | 4.776 | 0.030866 | 02. $0.028 to $0.055 | 1 | 4.776 | 12. $1.50 to $999.00 | 0 | 0 | 0 | 0 | 0 | 0 | 0 | 0 | 0 | 0 | 0 | 0 | 0 | 0 | 0 | 0 | 0 | 0 | 0 | 0 | 0 | 0 | 0 | 0 | 0 | 0 | 0 | 0 | 0 | 0 | 0 | 0 | 0 | 0 | 0 | 0 | 0 | 0 | 0 | 0 | 0 | 0 | 0 | 0 | 0 | 0 | 0 | 0 | 0 | 0 | 0 | 0 | 0 | 0 | 0 | 0 | 0 | 0 | 0 | 0 | 0 | 0 | 0 | 0 | 0 | 0 | 0 | 0 | 0 | 0 | 0 | 0 | 0 | 0 | 704.164 | 701.2769 | 698.4017 | 695.5382 | 692.6865 | 689.8465 | 687.0181 | 684.2013 | 681.3961 | 678.6024 | 0 | 0 | 0 | 0 | 0 | 0 | 0 | 0 | 0 | 0 | 13102 | 13048.2818 | 12994.7838 | 12941.5052 | 12888.445 | 12835.6024 | 12782.9764 | 12730.5662 | 12678.3709 | 12626.3896 | 0 | 0 | 0 | 0 | 0 | 0 | 0 | 0 | 0 | 0 | 128628.9214 | 13102 | 26150.2817 | 39145.0656 | 52086.5708 | 64975.0158 | 77810.6182 | 90593.5946 | 103324.1609 | 116002.5318 | 128628.9214 | 128628.9214 | 128628.9214 | 128628.9214 | 128628.9214 | 128628.9214 | 128628.9214 | 128628.9214 | 128628.9214 | 128628.9214 | 128628.9214 | 0 | 0 | 0 | 0 | 0 | 0 | 0 | 0 | 0 | 0 | 0 | 0 | 0 | 0 | 0 | 0 | 0 | 0 | 0 | 0 | 0 | 0 | 0 | 0 | 0 | 0 | 0 | 0 | 0 | 0 | 0 | 0 | 0 | 0 | 0 | 0 | 0 | 0 | 0 | 0 | 0 | 0 | 0 | 0 | 0 | 0 | 0 | 0 | 0 | 673352.5732 | 670591.8276 | 667842.4011 | 665104.2473 | 662377.3199 | 659661.5729 | 656956.9604 | 654263.4369 | 651580.9568 | 648909.4749 | 0 | 0 | 0 | 0 | 0 | 0 | 0 | 0 | 0 | 0 | 0.01557% | 0 | 0 | 0 | 0 | 0 | 0 | 0 | 0 | 0 | 0 | 0 | 0 | 0 | 0 | 0 | 0 | 0 | 0 | 0 | 0 | 0 | 0 | 0 | 0
| Com-RetroCommissioning-7P_V5 | Measure InputOutput | Updated percent savings for electric and gas savings from 7th Plan workbook Com-EM-7P_V5 to reflect DDC data from: http://sbt.siemens.com/hvp/staefa/press/pr5.asp and Misc: http://www.oee.nrcan.gc.ca/publications/infosource/pub/ici/eii/pdf/m92-242-2002-3E.pdf and http://www.enviro-tec.com/pdf/catalog/spec-gd4.pdf and http://www.lrc.rpi.edu/programs/Futures/LF-BAS/index.asp and http://greenbuildings.santa-monica.org/pdf/cs1.pdf and http://www.iklimnet.com/expert_hvac/building_control.html and http://txspace.tamu.edu/bitstream/handle/1969.1/5293/ESL-IC-06-11-149.pdf;jsessionid=A7133C4E9E20B60C3D236FBD72F9BD1E?sequence=1 | 2020 | Retro | 2022 | 2041 | PSE | Commercial | Residential Care | Gas | Per 1,000 Sqft of Floor Area for Commissioning |  |  | Commissioning-Retro-Residential Care |  | 290.2608 | 5 | 672.75 | 0 |  | 0 | 0 | 0 | 0 | 0 | 0 | 0 | 18.6065 |  | 0 | 0 | 0 | Whole Building | Whole Building | Commissioning | Commissioning Retro | CommVENT | 0.0141% | 100% | 100% | 89.2138 | 0.001 | 6.965% | 20% | 85% | 6.8% | 0.2% | 71.4942 | 3.6747 | 7.5169 | 0 | 1756.1455 | 0 | 72.7428 | 123.3584 | 1096.7401 |  | 0.036406 | 5.4777 | 0.036406 | 02. $0.028 to $0.055 | 1 | 5.4777 | 12. $1.50 to $999.00 | 0 | 0 | 0 | 0 | 0 | 0 | 0 | 0 | 0 | 0 | 0 | 0 | 0 | 0 | 0 | 0 | 0 | 0 | 0 | 0 | 0 | 0 | 0 | 0 | 0 | 0 | 0 | 0 | 0 | 0 | 0 | 0 | 0 | 0 | 0 | 0 | 0 | 0 | 0 | 0 | 0 | 0 | 0 | 0 | 0 | 0 | 0 | 0 | 0 | 0 | 0 | 0 | 0 | 0 | 0 | 0 | 0 | 0 | 0 | 0 | 0 | 0 | 0 | 0 | 0 | 0 | 0 | 0 | 0 | 0 | 0 | 0 | 0 | 0 | 183.9152 | 183.1612 | 182.4102 | 181.6623 | 180.9175 | 180.1758 | 179.437 | 178.7013 | 177.9687 | 177.239 | 0 | 0 | 0 | 0 | 0 | 0 | 0 | 0 | 0 | 0 | 3422.0118 | 3407.9815 | 3394.0088 | 3380.0933 | 3366.235 | 3352.4334 | 3338.6884 | 3324.9998 | 3311.3673 | 3297.7907 | 0 | 0 | 0 | 0 | 0 | 0 | 0 | 0 | 0 | 0 | 33595.6099 | 3422.0118 | 6829.9933 | 10224.002 | 13604.0954 | 16970.3303 | 20322.7637 | 23661.4521 | 26986.4519 | 30297.8192 | 33595.6099 | 33595.6099 | 33595.6099 | 33595.6099 | 33595.6099 | 33595.6099 | 33595.6099 | 33595.6099 | 33595.6099 | 33595.6099 | 33595.6099 | 0 | 0 | 0 | 0 | 0 | 0 | 0 | 0 | 0 | 0 | 0 | 0 | 0 | 0 | 0 | 0 | 0 | 0 | 0 | 0 | 0 | 0 | 0 | 0 | 0 | 0 | 0 | 0 | 0 | 0 | 0 | 0 | 0 | 0 | 0 | 0 | 0 | 0 | 0 | 0 | 0 | 0 | 0 | 0 | 0 | 0 | 0 | 0 | 0 | 201707.2064 | 200880.2068 | 200056.598 | 199236.3659 | 198419.4968 | 197605.9769 | 196795.7924 | 195988.9297 | 195185.375 | 194385.115 | 0 | 0 | 0 | 0 | 0 | 0 | 0 | 0 | 0 | 0 | 0.01557% | 0 | 0 | 0 | 0 | 0 | 0 | 0 | 0 | 0 | 0 | 0 | 0 | 0 | 0 | 0 | 0 | 0 | 0 | 0 | 0 | 0 | 0 | 0 | 0
| Com-RetroCommissioning-7P_V5 | Measure InputOutput | Updated percent savings for electric and gas savings from 7th Plan workbook Com-EM-7P_V5 to reflect DDC data from: http://sbt.siemens.com/hvp/staefa/press/pr5.asp and Misc: http://www.oee.nrcan.gc.ca/publications/infosource/pub/ici/eii/pdf/m92-242-2002-3E.pdf and http://www.enviro-tec.com/pdf/catalog/spec-gd4.pdf and http://www.lrc.rpi.edu/programs/Futures/LF-BAS/index.asp and http://greenbuildings.santa-monica.org/pdf/cs1.pdf and http://www.iklimnet.com/expert_hvac/building_control.html and http://txspace.tamu.edu/bitstream/handle/1969.1/5293/ESL-IC-06-11-149.pdf;jsessionid=A7133C4E9E20B60C3D236FBD72F9BD1E?sequence=1 | 2020 | Retro | 2022 | 2041 | PSE | Commercial | Assembly | Gas | Per 1,000 Sqft of Floor Area for Commissioning |  |  | Commissioning-Retro-Assembly |  | 216.1716 | 5 | 672.75 | 0 |  | 0 | 0 | 0 | 0 | 0 | 0 | 0 | 18.7975 |  | 0 | 0 | 0 | Whole Building | Whole Building | Commissioning | Commissioning Retro | CommVENT | 0.0141% | 100% | 100% | 13.6313 | 0.001 | 0% | 20% | 85% | 6.8% | 0.2% | 72.2283 | 3.7124 | 7.5941 | 0 | 1756.1455 | 0 | 54.1752 | 123.2435 | 1296.4259 |  | 0.048839 | 6.4092 | 0.048839 | 02. $0.028 to $0.055 | 1 | 6.4092 | 12. $1.50 to $999.00 | 0 | 0 | 0 | 0 | 0 | 0 | 0 | 0 | 0 | 0 | 0 | 0 | 0 | 0 | 0 | 0 | 0 | 0 | 0 | 0 | 0 | 0 | 0 | 0 | 0 | 0 | 0 | 0 | 0 | 0 | 0 | 0 | 0 | 0 | 0 | 0 | 0 | 0 | 0 | 0 | 0 | 0 | 0 | 0 | 0 | 0 | 0 | 0 | 0 | 0 | 0 | 0 | 0 | 0 | 0 | 0 | 0 | 0 | 0 | 0 | 0 | 0 | 0 | 0 | 0 | 0 | 0 | 0 | 0 | 0 | 0 | 0 | 0 | 0 | 0 | 0 | 0 | 0 | 0 | 0 | 0 | 0 | 0 | 0 | 0 | 0 | 0 | 0 | 0 | 0 | 0 | 0 | 0 | 0 | 0 | 0 | 0 | 0 | 0 | 0 | 0 | 0 | 0 | 0 | 0 | 0 | 0 | 0 | 0 | 0 | 0 | 0 | 0 | 0 | 0 | 0 | 0 | 0 | 0 | 0 | 0 | 0 | 0 | 0 | 0 | 0 | 0 | 0 | 0 | 0 | 0 | 0 | 0 | 0 | 0 | 0 | 0 | 0 | 0 | 0 | 0 | 0 | 0 | 0 | 0 | 0 | 0 | 0 | 0 | 0 | 0 | 0 | 0 | 0 | 0 | 0 | 0 | 0 | 0 | 0 | 0 | 0 | 0 | 0 | 0 | 0 | 0 | 0 | 0 | 0 | 0 | 0 | 0 | 0 | 0 | 0 | 0 | 0 | 0 | 0 | 0 | 0 | 0 | 0 | 0 | 0 | 0 | 0 | 0 | 0 | 0 | 0 | 0 | 0 | 0 | 0 | 0 | 0 | 0 | 0 | 0 | 0 | 0 | 0 | 0.01557% | 0 | 0 | 0 | 0 | 0 | 0 | 0 | 0 | 0 | 0 | 0 | 0 | 0 | 0 | 0 | 0 | 0 | 0 | 0 | 0 | 0 | 0 | 0 | 0
| Com-RetroCommissioning-7P_V5 | Measure InputOutput | Updated percent savings for electric and gas savings from 7th Plan workbook Com-EM-7P_V5 to reflect DDC data from: http://sbt.siemens.com/hvp/staefa/press/pr5.asp and Misc: http://www.oee.nrcan.gc.ca/publications/infosource/pub/ici/eii/pdf/m92-242-2002-3E.pdf and http://www.enviro-tec.com/pdf/catalog/spec-gd4.pdf and http://www.lrc.rpi.edu/programs/Futures/LF-BAS/index.asp and http://greenbuildings.santa-monica.org/pdf/cs1.pdf and http://www.iklimnet.com/expert_hvac/building_control.html and http://txspace.tamu.edu/bitstream/handle/1969.1/5293/ESL-IC-06-11-149.pdf;jsessionid=A7133C4E9E20B60C3D236FBD72F9BD1E?sequence=1 | 2020 | Retro | 2022 | 2041 | PSE | Commercial | Other | Gas | Per 1,000 Sqft of Floor Area for Commissioning |  |  | Commissioning-Retro-Other |  | 119.4873 | 5 | 672.75 | 0 |  | 0 | 0 | 0 | 0 | 0 | 0 | 0 | 15.5853 |  | 0 | 0 | 0 | Whole Building | Whole Building | Commissioning | Commissioning Retro | CommVENT | 0.0141% | 100% | 100% | 22.4146 | 0.001 | 0% | 20% | 85% | 6.8% | 0.2% | 59.8856 | 3.078 | 6.2964 | 0 | 1756.1455 | 0 | 29.9449 | 125.1756 | 1559.0924 |  | 0.089742 | 9.2964 | 0.089742 | 07. $0.085 to $0.115 | 1 | 9.2964 | 12. $1.50 to $999.00 | 0 | 0 | 0 | 0 | 0 | 0 | 0 | 0 | 0 | 0 | 0 | 0 | 0 | 0 | 0 | 0 | 0 | 0 | 0 | 0 | 0 | 0 | 0 | 0 | 0 | 0 | 0 | 0 | 0 | 0 | 0 | 0 | 0 | 0 | 0 | 0 | 0 | 0 | 0 | 0 | 0 | 0 | 0 | 0 | 0 | 0 | 0 | 0 | 0 | 0 | 0 | 0 | 0 | 0 | 0 | 0 | 0 | 0 | 0 | 0 | 0 | 0 | 0 | 0 | 0 | 0 | 0 | 0 | 0 | 0 | 0 | 0 | 0 | 0 | 0 | 0 | 0 | 0 | 0 | 0 | 0 | 0 | 0 | 0 | 0 | 0 | 0 | 0 | 0 | 0 | 0 | 0 | 0 | 0 | 0 | 0 | 0 | 0 | 0 | 0 | 0 | 0 | 0 | 0 | 0 | 0 | 0 | 0 | 0 | 0 | 0 | 0 | 0 | 0 | 0 | 0 | 0 | 0 | 0 | 0 | 0 | 0 | 0 | 0 | 0 | 0 | 0 | 0 | 0 | 0 | 0 | 0 | 0 | 0 | 0 | 0 | 0 | 0 | 0 | 0 | 0 | 0 | 0 | 0 | 0 | 0 | 0 | 0 | 0 | 0 | 0 | 0 | 0 | 0 | 0 | 0 | 0 | 0 | 0 | 0 | 0 | 0 | 0 | 0 | 0 | 0 | 0 | 0 | 0 | 0 | 0 | 0 | 0 | 0 | 0 | 0 | 0 | 0 | 0 | 0 | 0 | 0 | 0 | 0 | 0 | 0 | 0 | 0 | 0 | 0 | 0 | 0 | 0 | 0 | 0 | 0 | 0 | 0 | 0 | 0 | 0 | 0 | 0 | 0 | 0.01557% | 0 | 0 | 0 | 0 | 0 | 0 | 0 | 0 | 0 | 0 | 0 | 0 | 0 | 0 | 0 | 0 | 0 | 0 | 0 | 0 | 0 | 0 | 0 | 0
| Com-RetroCommissioning-7P_V5 | Measure InputOutput | Updated percent savings for electric and gas savings from 7th Plan workbook Com-EM-7P_V5 to reflect DDC data from: http://sbt.siemens.com/hvp/staefa/press/pr5.asp and Misc: http://www.oee.nrcan.gc.ca/publications/infosource/pub/ici/eii/pdf/m92-242-2002-3E.pdf and http://www.enviro-tec.com/pdf/catalog/spec-gd4.pdf and http://www.lrc.rpi.edu/programs/Futures/LF-BAS/index.asp and http://greenbuildings.santa-monica.org/pdf/cs1.pdf and http://www.iklimnet.com/expert_hvac/building_control.html and http://txspace.tamu.edu/bitstream/handle/1969.1/5293/ESL-IC-06-11-149.pdf;jsessionid=A7133C4E9E20B60C3D236FBD72F9BD1E?sequence=1 | 2020 | Retro | 2022 | 2045 | PSE | Commercial | Large Off | Electric | Per 1,000 Sqft of Floor Area for Commissioning |  |  | Commissioning-Retro-Large Off |  | 467.4935 | 5 | 1345.5 | 0 |  | 0 | 0 | 0 | 0 | 0 | 0 | 0 | 0 |  | 0 | 0 | 0 | Whole Building | Whole Building | Commissioning | Commissioning Retro | CommVENT | 0.0141% | 100% | 100% | 229.8817 | 0.001 | 47.68% | 20% | 85% | 6.8% | 0.2% | 117.1594 | 9.7035 | 12.6863 | 3830.4921 | 0 | 0 | 0 | 4077.2023 | 246.7103 |  | 0.74711 | 0 | 0.74711 | 13. $0.225 to $99,999.000 | 0 | 0 | 01. ($9,999.00) to $0.22 | 1 | 1908.5812 | 1902.8555 | 1897.1469 | 1891.4555 | 1885.7811 | 1880.1238 | 1874.4834 | 1868.86 | 1863.2534 | 1857.6636 | 0 | 0 | 0 | 0 | 0 | 0 | 0 | 0 | 0 | 0 | 0 | 0 | 0 | 0 | 892249.2793 | 889572.5315 | 886903.8139 | 884243.1024 | 881590.3731 | 878945.602 | 876308.7652 | 873679.8389 | 871058.7994 | 868445.623 | 0 | 0 | 0 | 0 | 0 | 0 | 0 | 0 | 0 | 0 | 0 | 0 | 0 | 0 | 8802997.7286 | 892249.2793 | 1781821.8108 | 2668725.6246 | 3552968.727 | 4434559.1002 | 5313504.7022 | 6189813.4673 | 7063493.3062 | 7934552.1056 | 8802997.7286 | 8802997.7286 | 8802997.7286 | 8802997.7286 | 8802997.7286 | 8802997.7286 | 8802997.7286 | 8802997.7286 | 8802997.7286 | 8802997.7286 | 8802997.7286 | 8802997.7286 | 8802997.7286 | 8802997.7286 | 8802997.7286 | 0 | 0 | 0 | 0 | 0 | 0 | 0 | 0 | 0 | 0 | 0 | 0 | 0 | 0 | 0 | 0 | 0 | 0 | 0 | 0 | 0 | 0 | 0 | 0 | 0 | 0 | 0 | 0 | 0 | 0 | 0 | 0 | 0 | 0 | 0 | 0 | 0 | 0 | 0 | 0 | 0 | 0 | 0 | 0 | 0 | 0 | 0 | 0 | 0 | 0 | 0 | 0 | 0 | 0 | 0 | 0 | 0 | 0 | 0 | 0 | 0 | 125.8115 | 251.2456 | 376.3034 | 500.986 | 625.2946 | 749.2302 | 872.7941 | 995.9872 | 1118.8108 | 1241.2659 | 1241.2659 | 1241.2659 | 1241.2659 | 1241.2659 | 1241.2659 | 1241.2659 | 1241.2659 | 1241.2659 | 1241.2659 | 1241.2659 | 1241.2659 | 1241.2659 | 1241.2659 | 1241.2659 | 7781671.8731 | 7758326.8575 | 7735051.8769 | 7711846.7213 | 7688711.1811 | 7665645.0476 | 7642648.1124 | 7619720.1681 | 7596861.0076 | 7574070.4246 | 0 | 0 | 0 | 0 | 0 | 0 | 0 | 0 | 0 | 0 | 0 | 0 | 0 | 0 | 76774553.2702 | 0 | 0 | 0 | 0 | 0 | 0 | 0 | 0 | 0 | 0 | 0 | 0 | 0 | 0 | 0 | 0 | 0 | 0 | 0 | 0 | 0.01557% | 138.9435 | 277.4703 | 415.5814 | 553.2782 | 690.5619 | 827.4337 | 963.895 | 1099.9468 | 1235.5905 | 1370.8273 | 1370.8273 | 1370.8273 | 1370.8273 | 1370.8273 | 1370.8273 | 1370.8273 | 1370.8273 | 1370.8273 | 1370.8273 | 1370.8273 | 1370.8273 | 1370.8273 | 1370.8273 | 1370.8273
| Com-RetroCommissioning-7P_V5 | Measure InputOutput | Updated percent savings for electric and gas savings from 7th Plan workbook Com-EM-7P_V5 to reflect DDC data from: http://sbt.siemens.com/hvp/staefa/press/pr5.asp and Misc: http://www.oee.nrcan.gc.ca/publications/infosource/pub/ici/eii/pdf/m92-242-2002-3E.pdf and http://www.enviro-tec.com/pdf/catalog/spec-gd4.pdf and http://www.lrc.rpi.edu/programs/Futures/LF-BAS/index.asp and http://greenbuildings.santa-monica.org/pdf/cs1.pdf and http://www.iklimnet.com/expert_hvac/building_control.html and http://txspace.tamu.edu/bitstream/handle/1969.1/5293/ESL-IC-06-11-149.pdf;jsessionid=A7133C4E9E20B60C3D236FBD72F9BD1E?sequence=1 | 2020 | Retro | 2022 | 2045 | PSE | Commercial | Medium Off | Electric | Per 1,000 Sqft of Floor Area for Commissioning |  |  | Commissioning-Retro-Medium Off |  | 394.8754 | 5 | 1345.5 | 0 |  | 0 | 0 | 0 | 0 | 0 | 0 | 0 | 0 |  | 0 | 0 | 0 | Whole Building | Whole Building | Commissioning | Commissioning Retro | CommVENT | 0.0141% | 100% | 100% | 41.7593 | 0.001 | 8.441% | 20% | 85% | 6.8% | 0.2% | 98.9604 | 8.1962 | 10.7157 | 3830.4921 | 0 | 0 | 0 | 4080.6802 | 250.1882 |  | 0.88526 | 0 | 0.88526 | 13. $0.225 to $99,999.000 | 0 | 0 | 01. ($9,999.00) to $0.22 | 1 | 262.9264 | 262.1377 | 261.3512 | 260.5672 | 259.7855 | 259.0061 | 258.2291 | 257.4544 | 256.6821 | 255.912 | 0 | 0 | 0 | 0 | 0 | 0 | 0 | 0 | 0 | 0 | 0 | 0 | 0 | 0 | 103823.1767 | 103511.7071 | 103201.172 | 102891.5685 | 102582.8938 | 102275.1451 | 101968.3197 | 101662.4147 | 101357.4275 | 101053.3552 | 0 | 0 | 0 | 0 | 0 | 0 | 0 | 0 | 0 | 0 | 0 | 0 | 0 | 0 | 1024327.1802 | 103823.1767 | 207334.8838 | 310536.0558 | 413427.6243 | 516010.5181 | 618285.6632 | 720253.9829 | 821916.3976 | 923273.825 | 1024327.1802 | 1024327.1802 | 1024327.1802 | 1024327.1802 | 1024327.1802 | 1024327.1802 | 1024327.1802 | 1024327.1802 | 1024327.1802 | 1024327.1802 | 1024327.1802 | 1024327.1802 | 1024327.1802 | 1024327.1802 | 1024327.1802 | 0 | 0 | 0 | 0 | 0 | 0 | 0 | 0 | 0 | 0 | 0 | 0 | 0 | 0 | 0 | 0 | 0 | 0 | 0 | 0 | 0 | 0 | 0 | 0 | 0 | 0 | 0 | 0 | 0 | 0 | 0 | 0 | 0 | 0 | 0 | 0 | 0 | 0 | 0 | 0 | 0 | 0 | 0 | 0 | 0 | 0 | 0 | 0 | 0 | 0 | 0 | 0 | 0 | 0 | 0 | 0 | 0 | 0 | 0 | 0 | 0 | 14.6396 | 29.2352 | 43.7871 | 58.2953 | 72.76 | 87.1813 | 101.5593 | 115.8942 | 130.1861 | 144.4352 | 144.4352 | 144.4352 | 144.4352 | 144.4352 | 144.4352 | 144.4352 | 144.4352 | 144.4352 | 144.4352 | 144.4352 | 144.4352 | 144.4352 | 144.4352 | 144.4352 | 1072918.6875 | 1069699.9314 | 1066490.8316 | 1063291.3591 | 1060101.485 | 1056921.1806 | 1053750.417 | 1050589.1658 | 1047437.3983 | 1044295.0861 | 0 | 0 | 0 | 0 | 0 | 0 | 0 | 0 | 0 | 0 | 0 | 0 | 0 | 0 | 10585495.5425 | 0 | 0 | 0 | 0 | 0 | 0 | 0 | 0 | 0 | 0 | 0 | 0 | 0 | 0 | 0 | 0 | 0 | 0 | 0 | 0 | 0.01557% | 16.1676 | 32.2868 | 48.3575 | 64.3801 | 80.3546 | 96.2812 | 112.16 | 127.9911 | 143.7748 | 159.5111 | 159.5111 | 159.5111 | 159.5111 | 159.5111 | 159.5111 | 159.5111 | 159.5111 | 159.5111 | 159.5111 | 159.5111 | 159.5111 | 159.5111 | 159.5111 | 159.5111
| Com-RetroCommissioning-7P_V5 | Measure InputOutput | Updated percent savings for electric and gas savings from 7th Plan workbook Com-EM-7P_V5 to reflect DDC data from: http://sbt.siemens.com/hvp/staefa/press/pr5.asp and Misc: http://www.oee.nrcan.gc.ca/publications/infosource/pub/ici/eii/pdf/m92-242-2002-3E.pdf and http://www.enviro-tec.com/pdf/catalog/spec-gd4.pdf and http://www.lrc.rpi.edu/programs/Futures/LF-BAS/index.asp and http://greenbuildings.santa-monica.org/pdf/cs1.pdf and http://www.iklimnet.com/expert_hvac/building_control.html and http://txspace.tamu.edu/bitstream/handle/1969.1/5293/ESL-IC-06-11-149.pdf;jsessionid=A7133C4E9E20B60C3D236FBD72F9BD1E?sequence=1 | 2020 | Retro | 2022 | 2045 | PSE | Commercial | Small Off | Electric | Per 1,000 Sqft of Floor Area for Commissioning |  |  | Commissioning-Retro-Small Off |  | 336.7809 | 5 | 1345.5 | 0 |  | 0 | 0 | 0 | 0 | 0 | 0 | 0 | 0 |  | 0 | 0 | 0 | Whole Building | Whole Building | Commissioning | Commissioning Retro | CommVENT | 0.0141% | 100% | 100% | 4.7978 | 0.001 | 0% | 20% | 85% | 6.8% | 0.2% | 84.4013 | 6.9903 | 9.1392 | 3830.4921 | 0 | 0 | 0 | 4083.4626 | 252.9705 |  | 1.0387 | 0 | 1.0387 | 13. $0.225 to $99,999.000 | 0 | 0 | 01. ($9,999.00) to $0.22 | 1 | 0 | 0 | 0 | 0 | 0 | 0 | 0 | 0 | 0 | 0 | 0 | 0 | 0 | 0 | 0 | 0 | 0 | 0 | 0 | 0 | 0 | 0 | 0 | 0 | 0 | 0 | 0 | 0 | 0 | 0 | 0 | 0 | 0 | 0 | 0 | 0 | 0 | 0 | 0 | 0 | 0 | 0 | 0 | 0 | 0 | 0 | 0 | 0 | 0 | 0 | 0 | 0 | 0 | 0 | 0 | 0 | 0 | 0 | 0 | 0 | 0 | 0 | 0 | 0 | 0 | 0 | 0 | 0 | 0 | 0 | 0 | 0 | 0 | 0 | 0 | 0 | 0 | 0 | 0 | 0 | 0 | 0 | 0 | 0 | 0 | 0 | 0 | 0 | 0 | 0 | 0 | 0 | 0 | 0 | 0 | 0 | 0 | 0 | 0 | 0 | 0 | 0 | 0 | 0 | 0 | 0 | 0 | 0 | 0 | 0 | 0 | 0 | 0 | 0 | 0 | 0 | 0 | 0 | 0 | 0 | 0 | 0 | 0 | 0 | 0 | 0 | 0 | 0 | 0 | 0 | 0 | 0 | 0 | 0 | 0 | 0 | 0 | 0 | 0 | 0 | 0 | 0 | 0 | 0 | 0 | 0 | 0 | 0 | 0 | 0 | 0 | 0 | 0 | 0 | 0 | 0 | 0 | 0 | 0 | 0 | 0 | 0 | 0 | 0 | 0 | 0 | 0 | 0 | 0 | 0 | 0 | 0 | 0 | 0 | 0 | 0 | 0 | 0 | 0 | 0 | 0 | 0 | 0 | 0 | 0 | 0 | 0 | 0 | 0 | 0 | 0 | 0 | 0 | 0 | 0 | 0 | 0 | 0 | 0 | 0 | 0 | 0 | 0 | 0.01557% | 0 | 0 | 0 | 0 | 0 | 0 | 0 | 0 | 0 | 0 | 0 | 0 | 0 | 0 | 0 | 0 | 0 | 0 | 0 | 0 | 0 | 0 | 0 | 0
| Com-RetroCommissioning-7P_V5 | Measure InputOutput | Updated percent savings for electric and gas savings from 7th Plan workbook Com-EM-7P_V5 to reflect DDC data from: http://sbt.siemens.com/hvp/staefa/press/pr5.asp and Misc: http://www.oee.nrcan.gc.ca/publications/infosource/pub/ici/eii/pdf/m92-242-2002-3E.pdf and http://www.enviro-tec.com/pdf/catalog/spec-gd4.pdf and http://www.lrc.rpi.edu/programs/Futures/LF-BAS/index.asp and http://greenbuildings.santa-monica.org/pdf/cs1.pdf and http://www.iklimnet.com/expert_hvac/building_control.html and http://txspace.tamu.edu/bitstream/handle/1969.1/5293/ESL-IC-06-11-149.pdf;jsessionid=A7133C4E9E20B60C3D236FBD72F9BD1E?sequence=1 | 2020 | Retro | 2022 | 2045 | PSE | Commercial | Xlarge Ret | Electric | Per 1,000 Sqft of Floor Area for Commissioning |  |  | Commissioning-Retro-Xlarge Ret |  | 204.6589 | 5 | 1345.5 | 0 |  | 0 | 0 | 0 | 0 | 0 | 0 | 0 | 0 |  | 0 | 0 | 0 | Whole Building | Whole Building | Commissioning | Commissioning Retro | CommVENT | 0.0141% | 100% | 100% | 280.3513 | 0.001 | 3.625% | 20% | 85% | 6.8% | 0.2% | 51.2899 | 4.248 | 5.5538 | 3830.4921 | 0 | 0 | 0 | 4089.7903 | 259.2982 |  | 1.7119 | 0 | 1.7119 | 13. $0.225 to $99,999.000 | 0 | 0 | 01. ($9,999.00) to $0.22 | 1 | 50.1232 | 49.8926 | 49.6631 | 49.4346 | 49.2072 | 48.9809 | 48.7556 | 48.5313 | 48.3081 | 48.0858 | 0 | 0 | 0 | 0 | 0 | 0 | 0 | 0 | 0 | 0 | 0 | 0 | 0 | 0 | 10258.1499 | 10210.9624 | 10163.992 | 10117.2376 | 10070.6983 | 10024.3731 | 9978.261 | 9932.361 | 9886.6722 | 9841.1935 | 0 | 0 | 0 | 0 | 0 | 0 | 0 | 0 | 0 | 0 | 0 | 0 | 0 | 0 | 100483.9011 | 10258.1499 | 20469.1123 | 30633.1043 | 40750.342 | 50821.0403 | 60845.4135 | 70823.6745 | 80756.0355 | 90642.7076 | 100483.9011 | 100483.9011 | 100483.9011 | 100483.9011 | 100483.9011 | 100483.9011 | 100483.9011 | 100483.9011 | 100483.9011 | 100483.9011 | 100483.9011 | 100483.9011 | 100483.9011 | 100483.9011 | 100483.9011 | 0 | 0 | 0 | 0 | 0 | 0 | 0 | 0 | 0 | 0 | 0 | 0 | 0 | 0 | 0 | 0 | 0 | 0 | 0 | 0 | 0 | 0 | 0 | 0 | 0 | 0 | 0 | 0 | 0 | 0 | 0 | 0 | 0 | 0 | 0 | 0 | 0 | 0 | 0 | 0 | 0 | 0 | 0 | 0 | 0 | 0 | 0 | 0 | 0 | 0 | 0 | 0 | 0 | 0 | 0 | 0 | 0 | 0 | 0 | 0 | 0 | 1.4464 | 2.8862 | 4.3194 | 5.746 | 7.166 | 8.5795 | 9.9865 | 11.387 | 12.7811 | 14.1687 | 14.1687 | 14.1687 | 14.1687 | 14.1687 | 14.1687 | 14.1687 | 14.1687 | 14.1687 | 14.1687 | 14.1687 | 14.1687 | 14.1687 | 14.1687 | 14.1687 | 204993.2077 | 204050.239 | 203111.6079 | 202177.2945 | 201247.2789 | 200321.5414 | 199400.0623 | 198482.8221 | 197569.8011 | 196660.98 | 0 | 0 | 0 | 0 | 0 | 0 | 0 | 0 | 0 | 0 | 0 | 0 | 0 | 0 | 2008014.8349 | 0 | 0 | 0 | 0 | 0 | 0 | 0 | 0 | 0 | 0 | 0 | 0 | 0 | 0 | 0 | 0 | 0 | 0 | 0 | 0 | 0.01557% | 1.5974 | 3.1875 | 4.7703 | 6.3458 | 7.914 | 9.475 | 11.0289 | 12.5756 | 14.1151 | 15.6476 | 15.6476 | 15.6476 | 15.6476 | 15.6476 | 15.6476 | 15.6476 | 15.6476 | 15.6476 | 15.6476 | 15.6476 | 15.6476 | 15.6476 | 15.6476 | 15.6476
| Com-RetroCommissioning-7P_V5 | Measure InputOutput | Updated percent savings for electric and gas savings from 7th Plan workbook Com-EM-7P_V5 to reflect DDC data from: http://sbt.siemens.com/hvp/staefa/press/pr5.asp and Misc: http://www.oee.nrcan.gc.ca/publications/infosource/pub/ici/eii/pdf/m92-242-2002-3E.pdf and http://www.enviro-tec.com/pdf/catalog/spec-gd4.pdf and http://www.lrc.rpi.edu/programs/Futures/LF-BAS/index.asp and http://greenbuildings.santa-monica.org/pdf/cs1.pdf and http://www.iklimnet.com/expert_hvac/building_control.html and http://txspace.tamu.edu/bitstream/handle/1969.1/5293/ESL-IC-06-11-149.pdf;jsessionid=A7133C4E9E20B60C3D236FBD72F9BD1E?sequence=1 | 2020 | Retro | 2022 | 2045 | PSE | Commercial | Large Ret | Electric | Per 1,000 Sqft of Floor Area for Commissioning |  |  | Commissioning-Retro-Large Ret |  | 225.5606 | 5 | 1345.5 | 0 |  | 0 | 0 | 0 | 0 | 0 | 0 | 0 | 0 |  | 0 | 0 | 0 | Whole Building | Whole Building | Commissioning | Commissioning Retro | CommVENT | 0.0141% | 100% | 100% | 94.4255 | 0.001 | 24.42% | 20% | 85% | 6.8% | 0.2% | 56.5281 | 4.6818 | 6.121 | 3830.4921 | 0 | 0 | 0 | 4088.7893 | 258.2972 |  | 1.5529 | 0 | 1.5529 | 13. $0.225 to $99,999.000 | 0 | 0 | 01. ($9,999.00) to $0.22 | 1 | 479.9382 | 477.7305 | 475.5329 | 473.3454 | 471.1681 | 469.0007 | 466.8433 | 464.6958 | 462.5582 | 460.4304 | 0 | 0 | 0 | 0 | 0 | 0 | 0 | 0 | 0 | 0 | 0 | 0 | 0 | 0 | 108255.157 | 107757.1833 | 107261.5002 | 106768.0973 | 106276.9641 | 105788.0901 | 105301.4648 | 104817.0781 | 104334.9195 | 103854.9789 | 0 | 0 | 0 | 0 | 0 | 0 | 0 | 0 | 0 | 0 | 0 | 0 | 0 | 0 | 1060415.4334 | 108255.157 | 216012.3403 | 323273.8405 | 430041.9379 | 536318.902 | 642106.992 | 747408.4569 | 852225.535 | 956560.4545 | 1060415.4334 | 1060415.4334 | 1060415.4334 | 1060415.4334 | 1060415.4334 | 1060415.4334 | 1060415.4334 | 1060415.4334 | 1060415.4334 | 1060415.4334 | 1060415.4334 | 1060415.4334 | 1060415.4334 | 1060415.4334 | 1060415.4334 | 0 | 0 | 0 | 0 | 0 | 0 | 0 | 0 | 0 | 0 | 0 | 0 | 0 | 0 | 0 | 0 | 0 | 0 | 0 | 0 | 0 | 0 | 0 | 0 | 0 | 0 | 0 | 0 | 0 | 0 | 0 | 0 | 0 | 0 | 0 | 0 | 0 | 0 | 0 | 0 | 0 | 0 | 0 | 0 | 0 | 0 | 0 | 0 | 0 | 0 | 0 | 0 | 0 | 0 | 0 | 0 | 0 | 0 | 0 | 0 | 0 | 15.2645 | 30.4588 | 45.5832 | 60.638 | 75.6236 | 90.5402 | 105.3883 | 120.168 | 134.8797 | 149.5238 | 149.5238 | 149.5238 | 149.5238 | 149.5238 | 149.5238 | 149.5238 | 149.5238 | 149.5238 | 149.5238 | 149.5238 | 149.5238 | 149.5238 | 149.5238 | 149.5238 | 1962366.0507 | 1953339.1668 | 1944353.8067 | 1935409.7792 | 1926506.8942 | 1917644.9625 | 1908823.7956 | 1900043.2062 | 1891303.0074 | 1882603.0136 | 0 | 0 | 0 | 0 | 0 | 0 | 0 | 0 | 0 | 0 | 0 | 0 | 0 | 0 | 19222393.6829 | 0 | 0 | 0 | 0 | 0 | 0 | 0 | 0 | 0 | 0 | 0 | 0 | 0 | 0 | 0 | 0 | 0 | 0 | 0 | 0 | 0.01557% | 16.8578 | 33.638 | 50.3411 | 66.9673 | 83.5171 | 99.9907 | 116.3885 | 132.7109 | 148.9583 | 165.1308 | 165.1308 | 165.1308 | 165.1308 | 165.1308 | 165.1308 | 165.1308 | 165.1308 | 165.1308 | 165.1308 | 165.1308 | 165.1308 | 165.1308 | 165.1308 | 165.1308
| Com-RetroCommissioning-7P_V5 | Measure InputOutput | Updated percent savings for electric and gas savings from 7th Plan workbook Com-EM-7P_V5 to reflect DDC data from: http://sbt.siemens.com/hvp/staefa/press/pr5.asp and Misc: http://www.oee.nrcan.gc.ca/publications/infosource/pub/ici/eii/pdf/m92-242-2002-3E.pdf and http://www.enviro-tec.com/pdf/catalog/spec-gd4.pdf and http://www.lrc.rpi.edu/programs/Futures/LF-BAS/index.asp and http://greenbuildings.santa-monica.org/pdf/cs1.pdf and http://www.iklimnet.com/expert_hvac/building_control.html and http://txspace.tamu.edu/bitstream/handle/1969.1/5293/ESL-IC-06-11-149.pdf;jsessionid=A7133C4E9E20B60C3D236FBD72F9BD1E?sequence=1 | 2020 | Retro | 2022 | 2045 | PSE | Commercial | Medium Ret | Electric | Per 1,000 Sqft of Floor Area for Commissioning |  |  | Commissioning-Retro-Medium Ret |  | 313.5261 | 5 | 1345.5 | 0 |  | 0 | 0 | 0 | 0 | 0 | 0 | 0 | 0 |  | 0 | 0 | 0 | Whole Building | Whole Building | Commissioning | Commissioning Retro | CommVENT | 0.0141% | 100% | 100% | 13.3332 | 0.001 | 2.323% | 20% | 85% | 6.8% | 0.2% | 78.5733 | 6.5077 | 8.5081 | 3830.4921 | 0 | 0 | 0 | 4084.5763 | 254.0842 |  | 1.116 | 0 | 1.116 | 13. $0.225 to $99,999.000 | 0 | 0 | 01. ($9,999.00) to $0.22 | 1 | 67.9783 | 67.6656 | 67.3543 | 67.0445 | 66.7361 | 66.4291 | 66.1235 | 65.8193 | 65.5166 | 65.2152 | 0 | 0 | 0 | 0 | 0 | 0 | 0 | 0 | 0 | 0 | 0 | 0 | 0 | 0 | 21312.9576 | 21214.918 | 21117.3294 | 21020.1897 | 20923.4968 | 20827.2487 | 20731.4434 | 20636.0787 | 20541.1528 | 20446.6635 | 0 | 0 | 0 | 0 | 0 | 0 | 0 | 0 | 0 | 0 | 0 | 0 | 0 | 0 | 208771.4784 | 21312.9576 | 42527.8756 | 63645.205 | 84665.3946 | 105588.8914 | 126416.1401 | 147147.5835 | 167783.6622 | 188324.815 | 208771.4784 | 208771.4784 | 208771.4784 | 208771.4784 | 208771.4784 | 208771.4784 | 208771.4784 | 208771.4784 | 208771.4784 | 208771.4784 | 208771.4784 | 208771.4784 | 208771.4784 | 208771.4784 | 208771.4784 | 0 | 0 | 0 | 0 | 0 | 0 | 0 | 0 | 0 | 0 | 0 | 0 | 0 | 0 | 0 | 0 | 0 | 0 | 0 | 0 | 0 | 0 | 0 | 0 | 0 | 0 | 0 | 0 | 0 | 0 | 0 | 0 | 0 | 0 | 0 | 0 | 0 | 0 | 0 | 0 | 0 | 0 | 0 | 0 | 0 | 0 | 0 | 0 | 0 | 0 | 0 | 0 | 0 | 0 | 0 | 0 | 0 | 0 | 0 | 0 | 0 | 3.0052 | 5.9966 | 8.9743 | 11.9382 | 14.8886 | 17.8253 | 20.7485 | 23.6583 | 26.5547 | 29.4378 | 29.4378 | 29.4378 | 29.4378 | 29.4378 | 29.4378 | 29.4378 | 29.4378 | 29.4378 | 29.4378 | 29.4378 | 29.4378 | 29.4378 | 29.4378 | 29.4378 | 277662.3575 | 276385.1107 | 275113.7392 | 273848.216 | 272588.5142 | 271334.607 | 270086.4678 | 268844.0701 | 267607.3873 | 266376.3934 | 0 | 0 | 0 | 0 | 0 | 0 | 0 | 0 | 0 | 0 | 0 | 0 | 0 | 0 | 2719846.8631 | 0 | 0 | 0 | 0 | 0 | 0 | 0 | 0 | 0 | 0 | 0 | 0 | 0 | 0 | 0 | 0 | 0 | 0 | 0 | 0 | 0.01557% | 3.3189 | 6.6226 | 9.911 | 13.1843 | 16.4426 | 19.6859 | 22.9142 | 26.1277 | 29.3265 | 32.5105 | 32.5105 | 32.5105 | 32.5105 | 32.5105 | 32.5105 | 32.5105 | 32.5105 | 32.5105 | 32.5105 | 32.5105 | 32.5105 | 32.5105 | 32.5105 | 32.5105
| Com-RetroCommissioning-7P_V5 | Measure InputOutput | Updated percent savings for electric and gas savings from 7th Plan workbook Com-EM-7P_V5 to reflect DDC data from: http://sbt.siemens.com/hvp/staefa/press/pr5.asp and Misc: http://www.oee.nrcan.gc.ca/publications/infosource/pub/ici/eii/pdf/m92-242-2002-3E.pdf and http://www.enviro-tec.com/pdf/catalog/spec-gd4.pdf and http://www.lrc.rpi.edu/programs/Futures/LF-BAS/index.asp and http://greenbuildings.santa-monica.org/pdf/cs1.pdf and http://www.iklimnet.com/expert_hvac/building_control.html and http://txspace.tamu.edu/bitstream/handle/1969.1/5293/ESL-IC-06-11-149.pdf;jsessionid=A7133C4E9E20B60C3D236FBD72F9BD1E?sequence=1 | 2020 | Retro | 2022 | 2045 | PSE | Commercial | Small Ret | Electric | Per 1,000 Sqft of Floor Area for Commissioning |  |  | Commissioning-Retro-Small Ret |  | 324.4224 | 5 | 1345.5 | 0 |  | 0 | 0 | 0 | 0 | 0 | 0 | 0 | 0 |  | 0 | 0 | 0 | Whole Building | Whole Building | Commissioning | Commissioning Retro | CommVENT | 0.0141% | 100% | 100% | 2.1703 | 0.001 | 0% | 20% | 85% | 6.8% | 0.2% | 81.3041 | 6.7338 | 8.8038 | 3830.4921 | 0 | 0 | 0 | 4084.0544 | 253.5624 |  | 1.0784 | 0 | 1.0784 | 13. $0.225 to $99,999.000 | 0 | 0 | 01. ($9,999.00) to $0.22 | 1 | 0 | 0 | 0 | 0 | 0 | 0 | 0 | 0 | 0 | 0 | 0 | 0 | 0 | 0 | 0 | 0 | 0 | 0 | 0 | 0 | 0 | 0 | 0 | 0 | 0 | 0 | 0 | 0 | 0 | 0 | 0 | 0 | 0 | 0 | 0 | 0 | 0 | 0 | 0 | 0 | 0 | 0 | 0 | 0 | 0 | 0 | 0 | 0 | 0 | 0 | 0 | 0 | 0 | 0 | 0 | 0 | 0 | 0 | 0 | 0 | 0 | 0 | 0 | 0 | 0 | 0 | 0 | 0 | 0 | 0 | 0 | 0 | 0 | 0 | 0 | 0 | 0 | 0 | 0 | 0 | 0 | 0 | 0 | 0 | 0 | 0 | 0 | 0 | 0 | 0 | 0 | 0 | 0 | 0 | 0 | 0 | 0 | 0 | 0 | 0 | 0 | 0 | 0 | 0 | 0 | 0 | 0 | 0 | 0 | 0 | 0 | 0 | 0 | 0 | 0 | 0 | 0 | 0 | 0 | 0 | 0 | 0 | 0 | 0 | 0 | 0 | 0 | 0 | 0 | 0 | 0 | 0 | 0 | 0 | 0 | 0 | 0 | 0 | 0 | 0 | 0 | 0 | 0 | 0 | 0 | 0 | 0 | 0 | 0 | 0 | 0 | 0 | 0 | 0 | 0 | 0 | 0 | 0 | 0 | 0 | 0 | 0 | 0 | 0 | 0 | 0 | 0 | 0 | 0 | 0 | 0 | 0 | 0 | 0 | 0 | 0 | 0 | 0 | 0 | 0 | 0 | 0 | 0 | 0 | 0 | 0 | 0 | 0 | 0 | 0 | 0 | 0 | 0 | 0 | 0 | 0 | 0 | 0 | 0 | 0 | 0 | 0 | 0 | 0.01557% | 0 | 0 | 0 | 0 | 0 | 0 | 0 | 0 | 0 | 0 | 0 | 0 | 0 | 0 | 0 | 0 | 0 | 0 | 0 | 0 | 0 | 0 | 0 | 0
| Com-RetroCommissioning-7P_V5 | Measure InputOutput | Updated percent savings for electric and gas savings from 7th Plan workbook Com-EM-7P_V5 to reflect DDC data from: http://sbt.siemens.com/hvp/staefa/press/pr5.asp and Misc: http://www.oee.nrcan.gc.ca/publications/infosource/pub/ici/eii/pdf/m92-242-2002-3E.pdf and http://www.enviro-tec.com/pdf/catalog/spec-gd4.pdf and http://www.lrc.rpi.edu/programs/Futures/LF-BAS/index.asp and http://greenbuildings.santa-monica.org/pdf/cs1.pdf and http://www.iklimnet.com/expert_hvac/building_control.html and http://txspace.tamu.edu/bitstream/handle/1969.1/5293/ESL-IC-06-11-149.pdf;jsessionid=A7133C4E9E20B60C3D236FBD72F9BD1E?sequence=1 | 2020 | Retro | 2022 | 2045 | PSE | Commercial | School K-12 | Electric | Per 1,000 Sqft of Floor Area for Commissioning |  |  | Commissioning-Retro-School K-12 |  | 312.4996 | 5 | 1345.5 | 0 |  | 0 | 0 | 0 | 0 | 0 | 0 | 0 | 0 |  | 0 | 0 | 0 | Whole Building | Whole Building | Commissioning | Commissioning Retro | CommVENT | 0.0141% | 100% | 100% | 36.55 | 0.001 | 27.8% | 20% | 85% | 6.8% | 0.2% | 78.3161 | 6.4864 | 8.4802 | 3830.4921 | 0 | 0 | 0 | 4084.6255 | 254.1334 |  | 1.1197 | 0 | 1.1197 | 13. $0.225 to $99,999.000 | 0 | 0 | 01. ($9,999.00) to $0.22 | 1 | 1129.7939 | 1127.4213 | 1125.0538 | 1122.6911 | 1120.3335 | 1117.9808 | 1115.633 | 1113.2902 | 1110.9523 | 1108.6193 | 0 | 0 | 0 | 0 | 0 | 0 | 0 | 0 | 0 | 0 | 0 | 0 | 0 | 0 | 353060.1635 | 352318.7372 | 351578.8678 | 350840.5522 | 350103.7871 | 349368.5691 | 348634.8951 | 347902.7618 | 347172.166 | 346443.1045 | 0 | 0 | 0 | 0 | 0 | 0 | 0 | 0 | 0 | 0 | 0 | 0 | 0 | 0 | 3497423.6045 | 353060.1635 | 705378.9007 | 1056957.7686 | 1407798.3208 | 1757902.1079 | 2107270.677 | 2455905.5721 | 2803808.3339 | 3150980.5 | 3497423.6045 | 3497423.6045 | 3497423.6045 | 3497423.6045 | 3497423.6045 | 3497423.6045 | 3497423.6045 | 3497423.6045 | 3497423.6045 | 3497423.6045 | 3497423.6045 | 3497423.6045 | 3497423.6045 | 3497423.6045 | 3497423.6045 | 0 | 0 | 0 | 0 | 0 | 0 | 0 | 0 | 0 | 0 | 0 | 0 | 0 | 0 | 0 | 0 | 0 | 0 | 0 | 0 | 0 | 0 | 0 | 0 | 0 | 0 | 0 | 0 | 0 | 0 | 0 | 0 | 0 | 0 | 0 | 0 | 0 | 0 | 0 | 0 | 0 | 0 | 0 | 0 | 0 | 0 | 0 | 0 | 0 | 0 | 0 | 0 | 0 | 0 | 0 | 0 | 0 | 0 | 0 | 0 | 0 | 49.7832 | 99.4619 | 149.0362 | 198.5065 | 247.8728 | 297.1355 | 346.2947 | 395.3507 | 444.3037 | 493.1539 | 493.1539 | 493.1539 | 493.1539 | 493.1539 | 493.1539 | 493.1539 | 493.1539 | 493.1539 | 493.1539 | 493.1539 | 493.1539 | 493.1539 | 493.1539 | 493.1539 | 4614784.9528 | 4605093.9044 | 4595423.2072 | 4585772.8185 | 4576142.6956 | 4566532.7959 | 4556943.0771 | 4547373.4966 | 4537824.0123 | 4528294.5818 | 0 | 0 | 0 | 0 | 0 | 0 | 0 | 0 | 0 | 0 | 0 | 0 | 0 | 0 | 45714185.5423 | 0 | 0 | 0 | 0 | 0 | 0 | 0 | 0 | 0 | 0 | 0 | 0 | 0 | 0 | 0 | 0 | 0 | 0 | 0 | 0 | 0.01557% | 54.9795 | 109.8436 | 164.5924 | 219.2263 | 273.7454 | 328.1501 | 382.4405 | 436.6168 | 490.6795 | 544.6285 | 544.6285 | 544.6285 | 544.6285 | 544.6285 | 544.6285 | 544.6285 | 544.6285 | 544.6285 | 544.6285 | 544.6285 | 544.6285 | 544.6285 | 544.6285 | 544.6285
| Com-RetroCommissioning-7P_V5 | Measure InputOutput | Updated percent savings for electric and gas savings from 7th Plan workbook Com-EM-7P_V5 to reflect DDC data from: http://sbt.siemens.com/hvp/staefa/press/pr5.asp and Misc: http://www.oee.nrcan.gc.ca/publications/infosource/pub/ici/eii/pdf/m92-242-2002-3E.pdf and http://www.enviro-tec.com/pdf/catalog/spec-gd4.pdf and http://www.lrc.rpi.edu/programs/Futures/LF-BAS/index.asp and http://greenbuildings.santa-monica.org/pdf/cs1.pdf and http://www.iklimnet.com/expert_hvac/building_control.html and http://txspace.tamu.edu/bitstream/handle/1969.1/5293/ESL-IC-06-11-149.pdf;jsessionid=A7133C4E9E20B60C3D236FBD72F9BD1E?sequence=1 | 2020 | Retro | 2022 | 2045 | PSE | Commercial | University | Electric | Per 1,000 Sqft of Floor Area for Commissioning |  |  | Commissioning-Retro-University |  | 482.0994 | 5 | 1345.5 | 0 |  | 0 | 0 | 0 | 0 | 0 | 0 | 0 | 0 |  | 0 | 0 | 0 | Whole Building | Whole Building | Commissioning | Commissioning Retro | CommVENT | 0.0141% | 100% | 100% | 121.328 | 0.001 | 74.65% | 20% | 85% | 6.8% | 0.2% | 120.8198 | 10.0066 | 13.0826 | 3830.4921 | 0 | 0 | 0 | 4076.5028 | 246.0107 |  | 0.72435 | 0 | 0.72435 | 13. $0.225 to $99,999.000 | 0 | 0 | 01. ($9,999.00) to $0.22 | 1 | 318.64 | 317.8753 | 317.1124 | 316.3513 | 315.5921 | 314.8346 | 314.079 | 313.3252 | 312.5733 | 311.8231 | 0 | 0 | 0 | 0 | 0 | 0 | 0 | 0 | 0 | 0 | 0 | 0 | 0 | 0 | 153616.155 | 153247.4762 | 152879.6823 | 152512.771 | 152146.7404 | 151781.5882 | 151417.3124 | 151053.9109 | 150691.3815 | 150329.7222 | 0 | 0 | 0 | 0 | 0 | 0 | 0 | 0 | 0 | 0 | 0 | 0 | 0 | 0 | 1519676.74 | 153616.155 | 306863.6312 | 459743.3135 | 612256.0845 | 764402.8249 | 916184.4132 | 1067601.7256 | 1218655.6364 | 1369347.0179 | 1519676.74 | 1519676.74 | 1519676.74 | 1519676.74 | 1519676.74 | 1519676.74 | 1519676.74 | 1519676.74 | 1519676.74 | 1519676.74 | 1519676.74 | 1519676.74 | 1519676.74 | 1519676.74 | 1519676.74 | 0 | 0 | 0 | 0 | 0 | 0 | 0 | 0 | 0 | 0 | 0 | 0 | 0 | 0 | 0 | 0 | 0 | 0 | 0 | 0 | 0 | 0 | 0 | 0 | 0 | 0 | 0 | 0 | 0 | 0 | 0 | 0 | 0 | 0 | 0 | 0 | 0 | 0 | 0 | 0 | 0 | 0 | 0 | 0 | 0 | 0 | 0 | 0 | 0 | 0 | 0 | 0 | 0 | 0 | 0 | 0 | 0 | 0 | 0 | 0 | 0 | 21.6606 | 43.2693 | 64.8261 | 86.3311 | 107.7845 | 129.1865 | 150.5371 | 171.8364 | 193.0846 | 214.2819 | 214.2819 | 214.2819 | 214.2819 | 214.2819 | 214.2819 | 214.2819 | 214.2819 | 214.2819 | 214.2819 | 214.2819 | 214.2819 | 214.2819 | 214.2819 | 214.2819 | 1298936.8958 | 1295819.4473 | 1292709.4806 | 1289606.9778 | 1286511.9211 | 1283424.2925 | 1280344.0742 | 1277271.2484 | 1274205.7974 | 1271147.7035 | 0 | 0 | 0 | 0 | 0 | 0 | 0 | 0 | 0 | 0 | 0 | 0 | 0 | 0 | 12849977.8385 | 0 | 0 | 0 | 0 | 0 | 0 | 0 | 0 | 0 | 0 | 0 | 0 | 0 | 0 | 0 | 0 | 0 | 0 | 0 | 0 | 0.01557% | 23.9215 | 47.7857 | 71.5925 | 95.3422 | 119.0349 | 142.6708 | 166.2499 | 189.7724 | 213.2385 | 236.6483 | 236.6483 | 236.6483 | 236.6483 | 236.6483 | 236.6483 | 236.6483 | 236.6483 | 236.6483 | 236.6483 | 236.6483 | 236.6483 | 236.6483 | 236.6483 | 236.6483
| Com-RetroCommissioning-7P_V5 | Measure InputOutput | Updated percent savings for electric and gas savings from 7th Plan workbook Com-EM-7P_V5 to reflect DDC data from: http://sbt.siemens.com/hvp/staefa/press/pr5.asp and Misc: http://www.oee.nrcan.gc.ca/publications/infosource/pub/ici/eii/pdf/m92-242-2002-3E.pdf and http://www.enviro-tec.com/pdf/catalog/spec-gd4.pdf and http://www.lrc.rpi.edu/programs/Futures/LF-BAS/index.asp and http://greenbuildings.santa-monica.org/pdf/cs1.pdf and http://www.iklimnet.com/expert_hvac/building_control.html and http://txspace.tamu.edu/bitstream/handle/1969.1/5293/ESL-IC-06-11-149.pdf;jsessionid=A7133C4E9E20B60C3D236FBD72F9BD1E?sequence=1 | 2020 | Retro | 2022 | 2045 | PSE | Commercial | Warehouse | Electric | Per 1,000 Sqft of Floor Area for Commissioning |  |  | Commissioning-Retro-Warehouse |  | 91.1874 | 5 | 1345.5 | 0 |  | 0 | 0 | 0 | 0 | 0 | 0 | 0 | 0 |  | 0 | 0 | 0 | Whole Building | Whole Building | Commissioning | Commissioning Retro | CommVENT | 0.0141% | 100% | 100% | 34.3139 | 0.001 | 0% | 20% | 85% | 6.8% | 0.2% | 22.8526 | 1.8927 | 2.4745 | 3830.4921 | 0 | 0 | 0 | 4095.2248 | 264.7327 |  | 3.8472 | 0 | 3.8472 | 13. $0.225 to $99,999.000 | 0 | 0 | 01. ($9,999.00) to $0.22 | 1 | 0 | 0 | 0 | 0 | 0 | 0 | 0 | 0 | 0 | 0 | 0 | 0 | 0 | 0 | 0 | 0 | 0 | 0 | 0 | 0 | 0 | 0 | 0 | 0 | 0 | 0 | 0 | 0 | 0 | 0 | 0 | 0 | 0 | 0 | 0 | 0 | 0 | 0 | 0 | 0 | 0 | 0 | 0 | 0 | 0 | 0 | 0 | 0 | 0 | 0 | 0 | 0 | 0 | 0 | 0 | 0 | 0 | 0 | 0 | 0 | 0 | 0 | 0 | 0 | 0 | 0 | 0 | 0 | 0 | 0 | 0 | 0 | 0 | 0 | 0 | 0 | 0 | 0 | 0 | 0 | 0 | 0 | 0 | 0 | 0 | 0 | 0 | 0 | 0 | 0 | 0 | 0 | 0 | 0 | 0 | 0 | 0 | 0 | 0 | 0 | 0 | 0 | 0 | 0 | 0 | 0 | 0 | 0 | 0 | 0 | 0 | 0 | 0 | 0 | 0 | 0 | 0 | 0 | 0 | 0 | 0 | 0 | 0 | 0 | 0 | 0 | 0 | 0 | 0 | 0 | 0 | 0 | 0 | 0 | 0 | 0 | 0 | 0 | 0 | 0 | 0 | 0 | 0 | 0 | 0 | 0 | 0 | 0 | 0 | 0 | 0 | 0 | 0 | 0 | 0 | 0 | 0 | 0 | 0 | 0 | 0 | 0 | 0 | 0 | 0 | 0 | 0 | 0 | 0 | 0 | 0 | 0 | 0 | 0 | 0 | 0 | 0 | 0 | 0 | 0 | 0 | 0 | 0 | 0 | 0 | 0 | 0 | 0 | 0 | 0 | 0 | 0 | 0 | 0 | 0 | 0 | 0 | 0 | 0 | 0 | 0 | 0 | 0 | 0.01557% | 0 | 0 | 0 | 0 | 0 | 0 | 0 | 0 | 0 | 0 | 0 | 0 | 0 | 0 | 0 | 0 | 0 | 0 | 0 | 0 | 0 | 0 | 0 | 0
| Com-RetroCommissioning-7P_V5 | Measure InputOutput | Updated percent savings for electric and gas savings from 7th Plan workbook Com-EM-7P_V5 to reflect DDC data from: http://sbt.siemens.com/hvp/staefa/press/pr5.asp and Misc: http://www.oee.nrcan.gc.ca/publications/infosource/pub/ici/eii/pdf/m92-242-2002-3E.pdf and http://www.enviro-tec.com/pdf/catalog/spec-gd4.pdf and http://www.lrc.rpi.edu/programs/Futures/LF-BAS/index.asp and http://greenbuildings.santa-monica.org/pdf/cs1.pdf and http://www.iklimnet.com/expert_hvac/building_control.html and http://txspace.tamu.edu/bitstream/handle/1969.1/5293/ESL-IC-06-11-149.pdf;jsessionid=A7133C4E9E20B60C3D236FBD72F9BD1E?sequence=1 | 2020 | Retro | 2022 | 2045 | PSE | Commercial | Supermarket | Electric | Per 1,000 Sqft of Floor Area for Commissioning |  |  | Commissioning-Retro-Supermarket |  | 417.3322 | 5 | 1345.5 | 0 |  | 0 | 0 | 0 | 0 | 0 | 0 | 0 | 0 |  | 0 | 0 | 0 | Whole Building | Whole Building | Commissioning | Commissioning Retro | CommVENT | 0.0141% | 100% | 100% | 49.7337 | 0.001 | 6.44% | 20% | 85% | 6.8% | 0.2% | 104.5884 | 8.6623 | 11.3251 | 3830.4921 | 0 | 0 | 0 | 4079.6047 | 249.1126 |  | 0.8374 | 0 | 0.8374 | 13. $0.225 to $99,999.000 | 0 | 0 | 01. ($9,999.00) to $0.22 | 1 | 126.0718 | 125.4767 | 124.8844 | 124.295 | 123.7083 | 123.1244 | 122.5433 | 121.9649 | 121.3892 | 120.8162 | 0 | 0 | 0 | 0 | 0 | 0 | 0 | 0 | 0 | 0 | 0 | 0 | 0 | 0 | 52613.8058 | 52365.4686 | 52118.3036 | 51872.3052 | 51627.4679 | 51383.7863 | 51141.2548 | 50899.8681 | 50659.6207 | 50420.5073 | 0 | 0 | 0 | 0 | 0 | 0 | 0 | 0 | 0 | 0 | 0 | 0 | 0 | 0 | 515102.3885 | 52613.8058 | 104979.2744 | 157097.578 | 208969.8833 | 260597.3512 | 311981.1375 | 363122.3923 | 414022.2604 | 464681.8812 | 515102.3885 | 515102.3885 | 515102.3885 | 515102.3885 | 515102.3885 | 515102.3885 | 515102.3885 | 515102.3885 | 515102.3885 | 515102.3885 | 515102.3885 | 515102.3885 | 515102.3885 | 515102.3885 | 515102.3885 | 0 | 0 | 0 | 0 | 0 | 0 | 0 | 0 | 0 | 0 | 0 | 0 | 0 | 0 | 0 | 0 | 0 | 0 | 0 | 0 | 0 | 0 | 0 | 0 | 0 | 0 | 0 | 0 | 0 | 0 | 0 | 0 | 0 | 0 | 0 | 0 | 0 | 0 | 0 | 0 | 0 | 0 | 0 | 0 | 0 | 0 | 0 | 0 | 0 | 0 | 0 | 0 | 0 | 0 | 0 | 0 | 0 | 0 | 0 | 0 | 0 | 7.4188 | 14.8026 | 22.1515 | 29.4658 | 36.7455 | 43.9909 | 51.202 | 58.3792 | 65.5224 | 72.632 | 72.632 | 72.632 | 72.632 | 72.632 | 72.632 | 72.632 | 72.632 | 72.632 | 72.632 | 72.632 | 72.632 | 72.632 | 72.632 | 72.632 | 514322.9267 | 511895.3225 | 509479.1766 | 507074.4349 | 504681.0435 | 502298.949 | 499928.098 | 497568.4374 | 495219.9143 | 492882.4763 | 0 | 0 | 0 | 0 | 0 | 0 | 0 | 0 | 0 | 0 | 0 | 0 | 0 | 0 | 5035350.7793 | 0 | 0 | 0 | 0 | 0 | 0 | 0 | 0 | 0 | 0 | 0 | 0 | 0 | 0 | 0 | 0 | 0 | 0 | 0 | 0 | 0.01557% | 8.1932 | 16.3477 | 24.4637 | 32.5414 | 40.5809 | 48.5826 | 56.5464 | 64.4727 | 72.3616 | 80.2132 | 80.2132 | 80.2132 | 80.2132 | 80.2132 | 80.2132 | 80.2132 | 80.2132 | 80.2132 | 80.2132 | 80.2132 | 80.2132 | 80.2132 | 80.2132 | 80.2132
| Com-RetroCommissioning-7P_V5 | Measure InputOutput | Updated percent savings for electric and gas savings from 7th Plan workbook Com-EM-7P_V5 to reflect DDC data from: http://sbt.siemens.com/hvp/staefa/press/pr5.asp and Misc: http://www.oee.nrcan.gc.ca/publications/infosource/pub/ici/eii/pdf/m92-242-2002-3E.pdf and http://www.enviro-tec.com/pdf/catalog/spec-gd4.pdf and http://www.lrc.rpi.edu/programs/Futures/LF-BAS/index.asp and http://greenbuildings.santa-monica.org/pdf/cs1.pdf and http://www.iklimnet.com/expert_hvac/building_control.html and http://txspace.tamu.edu/bitstream/handle/1969.1/5293/ESL-IC-06-11-149.pdf;jsessionid=A7133C4E9E20B60C3D236FBD72F9BD1E?sequence=1 | 2020 | Retro | 2022 | 2045 | PSE | Commercial | Restaurant | Electric | Per 1,000 Sqft of Floor Area for Commissioning |  |  | Commissioning-Retro-Restaurant |  | 572.4257 | 5 | 1345.5 | 0 |  | 0 | 0 | 0 | 0 | 0 | 0 | 0 | 0 |  | 0 | 0 | 0 | Whole Building | Whole Building | Commissioning | Commissioning Retro | CommVENT | 0.0141% | 100% | 100% | 9.7266 | 0.001 | 2.068% | 20% | 85% | 6.8% | 0.2% | 143.4566 | 11.8815 | 15.5338 | 3830.4921 | 0 | 0 | 0 | 4072.1768 | 241.6847 |  | 0.6094 | 0 | 0.6094 | 13. $0.225 to $99,999.000 | 0 | 0 | 01. ($9,999.00) to $0.22 | 1 | 38.9034 | 38.5533 | 38.2063 | 37.8624 | 37.5217 | 37.184 | 36.8493 | 36.5177 | 36.189 | 35.8633 | 0 | 0 | 0 | 0 | 0 | 0 | 0 | 0 | 0 | 0 | 0 | 0 | 0 | 0 | 22269.2965 | 22068.8729 | 21870.253 | 21673.4207 | 21478.3599 | 21285.0547 | 21093.4892 | 20903.6478 | 20715.515 | 20529.0753 | 0 | 0 | 0 | 0 | 0 | 0 | 0 | 0 | 0 | 0 | 0 | 0 | 0 | 0 | 213886.985 | 22269.2965 | 44338.1694 | 66208.4224 | 87881.8431 | 109360.203 | 130645.2577 | 151738.7469 | 172642.3947 | 193357.9097 | 213886.985 | 213886.985 | 213886.985 | 213886.985 | 213886.985 | 213886.985 | 213886.985 | 213886.985 | 213886.985 | 213886.985 | 213886.985 | 213886.985 | 213886.985 | 213886.985 | 213886.985 | 0 | 0 | 0 | 0 | 0 | 0 | 0 | 0 | 0 | 0 | 0 | 0 | 0 | 0 | 0 | 0 | 0 | 0 | 0 | 0 | 0 | 0 | 0 | 0 | 0 | 0 | 0 | 0 | 0 | 0 | 0 | 0 | 0 | 0 | 0 | 0 | 0 | 0 | 0 | 0 | 0 | 0 | 0 | 0 | 0 | 0 | 0 | 0 | 0 | 0 | 0 | 0 | 0 | 0 | 0 | 0 | 0 | 0 | 0 | 0 | 0 | 3.1401 | 6.2519 | 9.3357 | 12.3918 | 15.4203 | 18.4216 | 21.3959 | 24.3434 | 27.2644 | 30.1591 | 30.1591 | 30.1591 | 30.1591 | 30.1591 | 30.1591 | 30.1591 | 30.1591 | 30.1591 | 30.1591 | 30.1591 | 30.1591 | 30.1591 | 30.1591 | 30.1591 | 158421.4578 | 156995.6647 | 155582.7037 | 154182.4594 | 152794.8172 | 151419.6639 | 150056.8869 | 148706.3749 | 147368.0175 | 146041.7054 | 0 | 0 | 0 | 0 | 0 | 0 | 0 | 0 | 0 | 0 | 0 | 0 | 0 | 0 | 1521569.7513 | 0 | 0 | 0 | 0 | 0 | 0 | 0 | 0 | 0 | 0 | 0 | 0 | 0 | 0 | 0 | 0 | 0 | 0 | 0 | 0 | 0.01557% | 3.4678 | 6.9045 | 10.3102 | 13.6852 | 17.0299 | 20.3444 | 23.6292 | 26.8844 | 30.1102 | 33.3071 | 33.3071 | 33.3071 | 33.3071 | 33.3071 | 33.3071 | 33.3071 | 33.3071 | 33.3071 | 33.3071 | 33.3071 | 33.3071 | 33.3071 | 33.3071 | 33.3071
| Com-RetroCommissioning-7P_V5 | Measure InputOutput | Updated percent savings for electric and gas savings from 7th Plan workbook Com-EM-7P_V5 to reflect DDC data from: http://sbt.siemens.com/hvp/staefa/press/pr5.asp and Misc: http://www.oee.nrcan.gc.ca/publications/infosource/pub/ici/eii/pdf/m92-242-2002-3E.pdf and http://www.enviro-tec.com/pdf/catalog/spec-gd4.pdf and http://www.lrc.rpi.edu/programs/Futures/LF-BAS/index.asp and http://greenbuildings.santa-monica.org/pdf/cs1.pdf and http://www.iklimnet.com/expert_hvac/building_control.html and http://txspace.tamu.edu/bitstream/handle/1969.1/5293/ESL-IC-06-11-149.pdf;jsessionid=A7133C4E9E20B60C3D236FBD72F9BD1E?sequence=1 | 2020 | Retro | 2022 | 2045 | PSE | Commercial | Lodging | Electric | Per 1,000 Sqft of Floor Area for Commissioning |  |  | Commissioning-Retro-Lodging |  | 1003.5964 | 5 | 1345.5 | 0 |  | 0 | 0 | 0 | 0 | 0 | 0 | 0 | 0 |  | 0 | 0 | 0 | Whole Building | Whole Building | Commissioning | Commissioning Retro | CommVENT | 0.0141% | 100% | 100% | 31.3854 | 0.001 | 7.142% | 20% | 85% | 6.8% | 0.2% | 251.5131 | 20.831 | 27.2344 | 3830.4921 | 0 | 0 | 0 | 4051.5267 | 221.0346 |  | 0.34583 | 0 | 0.34583 | 13. $0.225 to $99,999.000 | 0 | 0 | 01. ($9,999.00) to $0.22 | 1 | 106.3276 | 105.9342 | 105.5423 | 105.1518 | 104.7627 | 104.3751 | 103.9889 | 103.6041 | 103.2208 | 102.8389 | 0 | 0 | 0 | 0 | 0 | 0 | 0 | 0 | 0 | 0 | 0 | 0 | 0 | 0 | 106710.0267 | 106315.1996 | 105921.8334 | 105529.9226 | 105139.4619 | 104750.4459 | 104362.8692 | 103976.7266 | 103592.0127 | 103208.7223 | 0 | 0 | 0 | 0 | 0 | 0 | 0 | 0 | 0 | 0 | 0 | 0 | 0 | 0 | 1049507.2207 | 106710.0267 | 213025.2263 | 318947.0597 | 424476.9822 | 529616.4441 | 634366.89 | 738729.7592 | 842706.4858 | 946298.4985 | 1049507.2207 | 1049507.2207 | 1049507.2207 | 1049507.2207 | 1049507.2207 | 1049507.2207 | 1049507.2207 | 1049507.2207 | 1049507.2207 | 1049507.2207 | 1049507.2207 | 1049507.2207 | 1049507.2207 | 1049507.2207 | 1049507.2207 | 0 | 0 | 0 | 0 | 0 | 0 | 0 | 0 | 0 | 0 | 0 | 0 | 0 | 0 | 0 | 0 | 0 | 0 | 0 | 0 | 0 | 0 | 0 | 0 | 0 | 0 | 0 | 0 | 0 | 0 | 0 | 0 | 0 | 0 | 0 | 0 | 0 | 0 | 0 | 0 | 0 | 0 | 0 | 0 | 0 | 0 | 0 | 0 | 0 | 0 | 0 | 0 | 0 | 0 | 0 | 0 | 0 | 0 | 0 | 0 | 0 | 15.0466 | 30.0376 | 44.9731 | 59.8533 | 74.6785 | 89.4488 | 104.1645 | 118.8257 | 133.4327 | 147.9857 | 147.9857 | 147.9857 | 147.9857 | 147.9857 | 147.9857 | 147.9857 | 147.9857 | 147.9857 | 147.9857 | 147.9857 | 147.9857 | 147.9857 | 147.9857 | 147.9857 | 430789.2175 | 429195.2974 | 427607.2748 | 426025.1279 | 424448.8349 | 422878.3742 | 421313.7242 | 419754.8635 | 418201.7705 | 416654.4239 | 0 | 0 | 0 | 0 | 0 | 0 | 0 | 0 | 0 | 0 | 0 | 0 | 0 | 0 | 4236868.9088 | 0 | 0 | 0 | 0 | 0 | 0 | 0 | 0 | 0 | 0 | 0 | 0 | 0 | 0 | 0 | 0 | 0 | 0 | 0 | 0 | 0.01557% | 16.6172 | 33.1729 | 49.6673 | 66.1007 | 82.4733 | 98.7854 | 115.0371 | 131.2286 | 147.3602 | 163.4322 | 163.4322 | 163.4322 | 163.4322 | 163.4322 | 163.4322 | 163.4322 | 163.4322 | 163.4322 | 163.4322 | 163.4322 | 163.4322 | 163.4322 | 163.4322 | 163.4322
| Com-RetroCommissioning-7P_V5 | Measure InputOutput | Updated percent savings for electric and gas savings from 7th Plan workbook Com-EM-7P_V5 to reflect DDC data from: http://sbt.siemens.com/hvp/staefa/press/pr5.asp and Misc: http://www.oee.nrcan.gc.ca/publications/infosource/pub/ici/eii/pdf/m92-242-2002-3E.pdf and http://www.enviro-tec.com/pdf/catalog/spec-gd4.pdf and http://www.lrc.rpi.edu/programs/Futures/LF-BAS/index.asp and http://greenbuildings.santa-monica.org/pdf/cs1.pdf and http://www.iklimnet.com/expert_hvac/building_control.html and http://txspace.tamu.edu/bitstream/handle/1969.1/5293/ESL-IC-06-11-149.pdf;jsessionid=A7133C4E9E20B60C3D236FBD72F9BD1E?sequence=1 | 2020 | Retro | 2022 | 2045 | PSE | Commercial | Hospital | Electric | Per 1,000 Sqft of Floor Area for Commissioning |  |  | Commissioning-Retro-Hospital |  | 558.1939 | 5 | 672.75 | 0 |  | 0 | 0 | 0 | 0 | 0 | 0 | 0 | 0 |  | 0 | 0 | 0 | Whole Building | Whole Building | Commissioning | Commissioning Retro | CommVENT | 0.0141% | 100% | 100% | 80.9786 | 0.001 | 81.93% | 20% | 85% | 6.8% | 0.2% | 139.8899 | 11.5861 | 15.1476 | 1915.246 | 0 | 0 | 0 | 2023.0624 | 107.8163 |  | 0.31047 | 0 | 0.31047 | 13. $0.225 to $99,999.000 | 0 | 0 | 01. ($9,999.00) to $0.22 | 1 | 282.9453 | 281.7853 | 280.6299 | 279.4794 | 278.3335 | 277.1923 | 276.0558 | 274.924 | 273.7968 | 272.6742 | 0 | 0 | 0 | 0 | 0 | 0 | 0 | 0 | 0 | 0 | 0 | 0 | 0 | 0 | 157938.3447 | 157290.7975 | 156645.9053 | 156003.6571 | 155364.0421 | 154727.0495 | 154092.6686 | 153460.8886 | 152831.699 | 152205.089 | 0 | 0 | 0 | 0 | 0 | 0 | 0 | 0 | 0 | 0 | 0 | 0 | 0 | 0 | 1550560.1414 | 157938.3447 | 315229.1423 | 471875.0475 | 627878.7046 | 783242.7467 | 937969.7961 | 1092062.4647 | 1245523.3534 | 1398355.0524 | 1550560.1414 | 1550560.1414 | 1550560.1414 | 1550560.1414 | 1550560.1414 | 1550560.1414 | 1550560.1414 | 1550560.1414 | 1550560.1414 | 1550560.1414 | 1550560.1414 | 1550560.1414 | 1550560.1414 | 1550560.1414 | 1550560.1414 | 0 | 0 | 0 | 0 | 0 | 0 | 0 | 0 | 0 | 0 | 0 | 0 | 0 | 0 | 0 | 0 | 0 | 0 | 0 | 0 | 0 | 0 | 0 | 0 | 0 | 0 | 0 | 0 | 0 | 0 | 0 | 0 | 0 | 0 | 0 | 0 | 0 | 0 | 0 | 0 | 0 | 0 | 0 | 0 | 0 | 0 | 0 | 0 | 0 | 0 | 0 | 0 | 0 | 0 | 0 | 0 | 0 | 0 | 0 | 0 | 0 | 22.2701 | 44.4489 | 66.5367 | 88.534 | 110.4411 | 132.2583 | 153.9862 | 175.6249 | 197.1749 | 218.6366 | 218.6366 | 218.6366 | 218.6366 | 218.6366 | 218.6366 | 218.6366 | 218.6366 | 218.6366 | 218.6366 | 218.6366 | 218.6366 | 218.6366 | 218.6366 | 218.6366 | 572416.0467 | 570069.1409 | 567731.8574 | 565404.1568 | 563085.9998 | 560777.3472 | 558478.1601 | 556188.3996 | 553908.0272 | 551637.0042 | 0 | 0 | 0 | 0 | 0 | 0 | 0 | 0 | 0 | 0 | 0 | 0 | 0 | 0 | 5619696.1399 | 0 | 0 | 0 | 0 | 0 | 0 | 0 | 0 | 0 | 0 | 0 | 0 | 0 | 0 | 0 | 0 | 0 | 0 | 0 | 0 | 0.01557% | 24.5946 | 49.0884 | 73.4817 | 97.775 | 121.9687 | 146.0633 | 170.059 | 193.9564 | 217.7557 | 241.4575 | 241.4575 | 241.4575 | 241.4575 | 241.4575 | 241.4575 | 241.4575 | 241.4575 | 241.4575 | 241.4575 | 241.4575 | 241.4575 | 241.4575 | 241.4575 | 241.4575
| Com-RetroCommissioning-7P_V5 | Measure InputOutput | Updated percent savings for electric and gas savings from 7th Plan workbook Com-EM-7P_V5 to reflect DDC data from: http://sbt.siemens.com/hvp/staefa/press/pr5.asp and Misc: http://www.oee.nrcan.gc.ca/publications/infosource/pub/ici/eii/pdf/m92-242-2002-3E.pdf and http://www.enviro-tec.com/pdf/catalog/spec-gd4.pdf and http://www.lrc.rpi.edu/programs/Futures/LF-BAS/index.asp and http://greenbuildings.santa-monica.org/pdf/cs1.pdf and http://www.iklimnet.com/expert_hvac/building_control.html and http://txspace.tamu.edu/bitstream/handle/1969.1/5293/ESL-IC-06-11-149.pdf;jsessionid=A7133C4E9E20B60C3D236FBD72F9BD1E?sequence=1 | 2020 | Retro | 2022 | 2045 | PSE | Commercial | Residential Care | Electric | Per 1,000 Sqft of Floor Area for Commissioning |  |  | Commissioning-Retro-Residential Care |  | 1037.7628 | 5 | 1345.5 | 0 |  | 0 | 0 | 0 | 0 | 0 | 0 | 0 | 0 |  | 0 | 0 | 0 | Whole Building | Whole Building | Commissioning | Commissioning Retro | CommVENT | 0.0141% | 100% | 100% | 89.2138 | 0.001 | 6.965% | 20% | 85% | 6.8% | 0.2% | 260.0755 | 21.5402 | 28.1616 | 3830.4921 | 0 | 0 | 0 | 4049.8903 | 219.3983 |  | 0.33431 | 0 | 0.33431 | 13. $0.225 to $99,999.000 | 0 | 0 | 01. ($9,999.00) to $0.22 | 1 | 114.8368 | 114.3659 | 113.897 | 113.4301 | 112.965 | 112.5018 | 112.0406 | 111.5812 | 111.1237 | 110.6681 | 0 | 0 | 0 | 0 | 0 | 0 | 0 | 0 | 0 | 0 | 0 | 0 | 0 | 0 | 119173.3192 | 118684.7086 | 118198.1013 | 117713.4891 | 117230.8637 | 116750.2172 | 116271.5413 | 115794.828 | 115320.0692 | 114847.2569 | 0 | 0 | 0 | 0 | 0 | 0 | 0 | 0 | 0 | 0 | 0 | 0 | 0 | 0 | 1169984.3944 | 119173.3192 | 237858.0278 | 356056.129 | 473769.6181 | 591000.4818 | 707750.699 | 824022.2403 | 939817.0683 | 1055137.1375 | 1169984.3944 | 1169984.3944 | 1169984.3944 | 1169984.3944 | 1169984.3944 | 1169984.3944 | 1169984.3944 | 1169984.3944 | 1169984.3944 | 1169984.3944 | 1169984.3944 | 1169984.3944 | 1169984.3944 | 1169984.3944 | 1169984.3944 | 0 | 0 | 0 | 0 | 0 | 0 | 0 | 0 | 0 | 0 | 0 | 0 | 0 | 0 | 0 | 0 | 0 | 0 | 0 | 0 | 0 | 0 | 0 | 0 | 0 | 0 | 0 | 0 | 0 | 0 | 0 | 0 | 0 | 0 | 0 | 0 | 0 | 0 | 0 | 0 | 0 | 0 | 0 | 0 | 0 | 0 | 0 | 0 | 0 | 0 | 0 | 0 | 0 | 0 | 0 | 0 | 0 | 0 | 0 | 0 | 0 | 16.804 | 33.5391 | 50.2057 | 66.8038 | 83.334 | 99.7963 | 116.1912 | 132.5188 | 148.7795 | 164.9735 | 164.9735 | 164.9735 | 164.9735 | 164.9735 | 164.9735 | 164.9735 | 164.9735 | 164.9735 | 164.9735 | 164.9735 | 164.9735 | 164.9735 | 164.9735 | 164.9735 | 465076.3092 | 463169.4964 | 461270.5014 | 459379.2924 | 457495.8373 | 455620.1043 | 453752.0619 | 451891.6785 | 450038.9226 | 448193.763 | 0 | 0 | 0 | 0 | 0 | 0 | 0 | 0 | 0 | 0 | 0 | 0 | 0 | 0 | 4565887.967 | 0 | 0 | 0 | 0 | 0 | 0 | 0 | 0 | 0 | 0 | 0 | 0 | 0 | 0 | 0 | 0 | 0 | 0 | 0 | 0 | 0.01557% | 18.558 | 37.0399 | 55.4461 | 73.7767 | 92.0322 | 110.2129 | 128.319 | 146.3509 | 164.3089 | 182.1932 | 182.1932 | 182.1932 | 182.1932 | 182.1932 | 182.1932 | 182.1932 | 182.1932 | 182.1932 | 182.1932 | 182.1932 | 182.1932 | 182.1932 | 182.1932 | 182.1932
| Com-RetroCommissioning-7P_V5 | Measure InputOutput | Updated percent savings for electric and gas savings from 7th Plan workbook Com-EM-7P_V5 to reflect DDC data from: http://sbt.siemens.com/hvp/staefa/press/pr5.asp and Misc: http://www.oee.nrcan.gc.ca/publications/infosource/pub/ici/eii/pdf/m92-242-2002-3E.pdf and http://www.enviro-tec.com/pdf/catalog/spec-gd4.pdf and http://www.lrc.rpi.edu/programs/Futures/LF-BAS/index.asp and http://greenbuildings.santa-monica.org/pdf/cs1.pdf and http://www.iklimnet.com/expert_hvac/building_control.html and http://txspace.tamu.edu/bitstream/handle/1969.1/5293/ESL-IC-06-11-149.pdf;jsessionid=A7133C4E9E20B60C3D236FBD72F9BD1E?sequence=1 | 2020 | Retro | 2022 | 2045 | PSE | Commercial | Assembly | Electric | Per 1,000 Sqft of Floor Area for Commissioning |  |  | Commissioning-Retro-Assembly |  | 594.876 | 5 | 1345.5 | 0 |  | 0 | 0 | 0 | 0 | 0 | 0 | 0 | 0 |  | 0 | 0 | 0 | Whole Building | Whole Building | Commissioning | Commissioning Retro | CommVENT | 0.0141% | 100% | 100% | 13.6313 | 0.001 | 0% | 20% | 85% | 6.8% | 0.2% | 149.0829 | 12.3475 | 16.143 | 3830.4921 | 0 | 0 | 0 | 4071.1016 | 240.6095 |  | 0.58625 | 0 | 0.58625 | 13. $0.225 to $99,999.000 | 0 | 0 | 01. ($9,999.00) to $0.22 | 1 | 0 | 0 | 0 | 0 | 0 | 0 | 0 | 0 | 0 | 0 | 0 | 0 | 0 | 0 | 0 | 0 | 0 | 0 | 0 | 0 | 0 | 0 | 0 | 0 | 0 | 0 | 0 | 0 | 0 | 0 | 0 | 0 | 0 | 0 | 0 | 0 | 0 | 0 | 0 | 0 | 0 | 0 | 0 | 0 | 0 | 0 | 0 | 0 | 0 | 0 | 0 | 0 | 0 | 0 | 0 | 0 | 0 | 0 | 0 | 0 | 0 | 0 | 0 | 0 | 0 | 0 | 0 | 0 | 0 | 0 | 0 | 0 | 0 | 0 | 0 | 0 | 0 | 0 | 0 | 0 | 0 | 0 | 0 | 0 | 0 | 0 | 0 | 0 | 0 | 0 | 0 | 0 | 0 | 0 | 0 | 0 | 0 | 0 | 0 | 0 | 0 | 0 | 0 | 0 | 0 | 0 | 0 | 0 | 0 | 0 | 0 | 0 | 0 | 0 | 0 | 0 | 0 | 0 | 0 | 0 | 0 | 0 | 0 | 0 | 0 | 0 | 0 | 0 | 0 | 0 | 0 | 0 | 0 | 0 | 0 | 0 | 0 | 0 | 0 | 0 | 0 | 0 | 0 | 0 | 0 | 0 | 0 | 0 | 0 | 0 | 0 | 0 | 0 | 0 | 0 | 0 | 0 | 0 | 0 | 0 | 0 | 0 | 0 | 0 | 0 | 0 | 0 | 0 | 0 | 0 | 0 | 0 | 0 | 0 | 0 | 0 | 0 | 0 | 0 | 0 | 0 | 0 | 0 | 0 | 0 | 0 | 0 | 0 | 0 | 0 | 0 | 0 | 0 | 0 | 0 | 0 | 0 | 0 | 0 | 0 | 0 | 0 | 0 | 0.01557% | 0 | 0 | 0 | 0 | 0 | 0 | 0 | 0 | 0 | 0 | 0 | 0 | 0 | 0 | 0 | 0 | 0 | 0 | 0 | 0 | 0 | 0 | 0 | 0
| Com-RetroCommissioning-7P_V5 | Measure InputOutput | Updated percent savings for electric and gas savings from 7th Plan workbook Com-EM-7P_V5 to reflect DDC data from: http://sbt.siemens.com/hvp/staefa/press/pr5.asp and Misc: http://www.oee.nrcan.gc.ca/publications/infosource/pub/ici/eii/pdf/m92-242-2002-3E.pdf and http://www.enviro-tec.com/pdf/catalog/spec-gd4.pdf and http://www.lrc.rpi.edu/programs/Futures/LF-BAS/index.asp and http://greenbuildings.santa-monica.org/pdf/cs1.pdf and http://www.iklimnet.com/expert_hvac/building_control.html and http://txspace.tamu.edu/bitstream/handle/1969.1/5293/ESL-IC-06-11-149.pdf;jsessionid=A7133C4E9E20B60C3D236FBD72F9BD1E?sequence=1 | 2020 | Retro | 2022 | 2045 | PSE | Commercial | Other | Electric | Per 1,000 Sqft of Floor Area for Commissioning |  |  | Commissioning-Retro-Other |  | 557.9998 | 5 | 1345.5 | 0 |  | 0 | 0 | 0 | 0 | 0 | 0 | 0 | 0 |  | 0 | 0 | 0 | Whole Building | Whole Building | Commissioning | Commissioning Retro | CommVENT | 0.0141% | 100% | 100% | 22.4146 | 0.001 | 0% | 20% | 85% | 6.8% | 0.2% | 139.8413 | 11.582 | 15.1423 | 3830.4921 | 0 | 0 | 0 | 4072.8677 | 242.3756 |  | 0.62527 | 0 | 0.62527 | 13. $0.225 to $99,999.000 | 0 | 0 | 01. ($9,999.00) to $0.22 | 1 | 0 | 0 | 0 | 0 | 0 | 0 | 0 | 0 | 0 | 0 | 0 | 0 | 0 | 0 | 0 | 0 | 0 | 0 | 0 | 0 | 0 | 0 | 0 | 0 | 0 | 0 | 0 | 0 | 0 | 0 | 0 | 0 | 0 | 0 | 0 | 0 | 0 | 0 | 0 | 0 | 0 | 0 | 0 | 0 | 0 | 0 | 0 | 0 | 0 | 0 | 0 | 0 | 0 | 0 | 0 | 0 | 0 | 0 | 0 | 0 | 0 | 0 | 0 | 0 | 0 | 0 | 0 | 0 | 0 | 0 | 0 | 0 | 0 | 0 | 0 | 0 | 0 | 0 | 0 | 0 | 0 | 0 | 0 | 0 | 0 | 0 | 0 | 0 | 0 | 0 | 0 | 0 | 0 | 0 | 0 | 0 | 0 | 0 | 0 | 0 | 0 | 0 | 0 | 0 | 0 | 0 | 0 | 0 | 0 | 0 | 0 | 0 | 0 | 0 | 0 | 0 | 0 | 0 | 0 | 0 | 0 | 0 | 0 | 0 | 0 | 0 | 0 | 0 | 0 | 0 | 0 | 0 | 0 | 0 | 0 | 0 | 0 | 0 | 0 | 0 | 0 | 0 | 0 | 0 | 0 | 0 | 0 | 0 | 0 | 0 | 0 | 0 | 0 | 0 | 0 | 0 | 0 | 0 | 0 | 0 | 0 | 0 | 0 | 0 | 0 | 0 | 0 | 0 | 0 | 0 | 0 | 0 | 0 | 0 | 0 | 0 | 0 | 0 | 0 | 0 | 0 | 0 | 0 | 0 | 0 | 0 | 0 | 0 | 0 | 0 | 0 | 0 | 0 | 0 | 0 | 0 | 0 | 0 | 0 | 0 | 0 | 0 | 0 | 0.01557% | 0 | 0 | 0 | 0 | 0 | 0 | 0 | 0 | 0 | 0 | 0 | 0 | 0 | 0 | 0 | 0 | 0 | 0 | 0 | 0 | 0 | 0 | 0 | 0
| Com-Strategic Energy Management-7P_V5 | Measure InputOutput | Cost/EUL source: PSE summary of CSEM program in 2018 and 2019. Savings source: Based on the 2014 NEEA report "2014 Energy Savings for the Commercial Real Estate Strategic Energy Management Cohorts". Percent savings based on the electric percent savings for "Office Competition". Pg 10. http://neea.org/docs/default-source/reports/2014-energy-savings-for-the-commercial-real-estate-strategic-energy-management-cohorts.pdf?sfvrsn=4 | 2020 | Retro | 2022 | 2041 | PSE | Commercial | Large Off | Gas | Per 1,000 Sqft of Floor Area for Buildings receiving Strategic Energy Management |  |  | Commercial SEM-Retro-Large Off |  | 307.5609 | 3 | 46.0834 | 0 |  | 17.0509 | 0 | 0 | 0 | 0 | 0 | 0 | 21.3615 |  | 0 | 0 | 0 | Whole Building | Whole Building | Strategic Energy Management | Commercial SEM | CommVENT | 0.0141% | 100% | 100% | 229.8817 | 0.001 | 78.16% | 33.33% | 85% | 6.8% | 0.2% | 50.61 | 4.2188 | 5.4829 | 0 | 188.9298 | 0 | 48.0672 | -199.5286 | -512.2715 |  | -0.055574 | -2.2286 | -0.055574 | 01. ($9,999.000) to $0.028 | 1 | -2.2286 | 01. ($9,999.00) to $0.22 | 1 | 0 | 0 | 0 | 0 | 0 | 0 | 0 | 0 | 0 | 0 | 0 | 0 | 0 | 0 | 0 | 0 | 0 | 0 | 0 | 0 | 0 | 0 | 0 | 0 | 0 | 0 | 0 | 0 | 0 | 0 | 0 | 0 | 0 | 0 | 0 | 0 | 0 | 0 | 0 | 0 | 0 | 0 | 0 | 0 | 0 | 0 | 0 | 0 | 0 | 0 | 0 | 0 | 0 | 0 | 0 | 0 | 0 | 0 | 0 | 0 | 0 | 0 | 0 | 0 | 0 | 0 | 0 | 0 | 0 | 0 | 0 | 0 | 0 | 8175.9972 | 8151.4692 | 8127.0148 | 8102.6338 | 8078.3259 | 8054.0909 | 8029.9286 | 8005.8388 | 7981.8213 | 7957.8759 | 0 | 0 | 0 | 0 | 0 | 0 | 0 | 0 | 0 | 0 | 174651.8282 | 174127.8727 | 173605.4891 | 173084.6726 | 172565.4186 | 172047.7223 | 171531.5792 | 171016.9844 | 170503.9335 | 169992.4217 | 0 | 0 | 0 | 0 | 0 | 0 | 0 | 0 | 0 | 0 | 1723127.9221 | 174651.8282 | 348779.7008 | 522385.1899 | 695469.8625 | 868035.2811 | 1040083.0034 | 1211614.5825 | 1382631.567 | 1553135.5004 | 1723127.9221 | 1723127.9221 | 1723127.9221 | 1723127.9221 | 1723127.9221 | 1723127.9221 | 1723127.9221 | 1723127.9221 | 1723127.9221 | 1723127.9221 | 1723127.9221 | 0 | 0 | 0 | 0 | 0 | 0 | 0 | 0 | 0 | 0 | 0 | 0 | 0 | 0 | 0 | 0 | 0 | 0 | 0 | 0 | 0 | 0 | 0 | 0 | 0 | 0 | 0 | 0 | 0 | 0 | 0 | 0 | 0 | 0 | 0 | 0 | 0 | 0 | 0 | 0 | 0 | 0 | 0 | 0 | 0 | 0 | 0 | 0 | 0 | 0 | 0 | 0 | 0 | 0 | 0 | 0 | 0 | 0 | 0 | 0 | 0 | 0 | 0 | 0 | 0 | 0 | 0 | 0 | 0 | 0.01557% | 0 | 0 | 0 | 0 | 0 | 0 | 0 | 0 | 0 | 0 | 0 | 0 | 0 | 0 | 0 | 0 | 0 | 0 | 0 | 0 | 0 | 0 | 0 | 0
| Com-Strategic Energy Management-7P_V5 | Measure InputOutput | Cost/EUL source: PSE summary of CSEM program in 2018 and 2019. Savings source: Based on the 2014 NEEA report "2014 Energy Savings for the Commercial Real Estate Strategic Energy Management Cohorts". Percent savings based on the electric percent savings for "Office Competition". Pg 10. http://neea.org/docs/default-source/reports/2014-energy-savings-for-the-commercial-real-estate-strategic-energy-management-cohorts.pdf?sfvrsn=4 | 2020 | Retro | 2022 | 2041 | PSE | Commercial | Medium Off | Gas | Per 1,000 Sqft of Floor Area for Buildings receiving Strategic Energy Management |  |  | Commercial SEM-Retro-Medium Off |  | 37.0126 | 3 | 7.0863 | 0 |  | 2.6219 | 0 | 0 | 0 | 0 | 0 | 0 | 3.1857 |  | 0 | 0 | 0 | Whole Building | Whole Building | Strategic Energy Management | Commercial SEM | CommVENT | 0.0141% | 100% | 100% | 41.7593 | 0.001 | 78.16% | 33.33% | 85% | 6.8% | 0.2% | 7.5476 | 0.62916 | 0.81768 | 0 | 29.052 | 0 | 5.7845 | -30.6367 | -61.437 |  | -0.070907 | -1.7922 | -0.070907 | 01. ($9,999.000) to $0.028 | 1 | -1.7922 | 01. ($9,999.00) to $0.22 | 1 | 0 | 0 | 0 | 0 | 0 | 0 | 0 | 0 | 0 | 0 | 0 | 0 | 0 | 0 | 0 | 0 | 0 | 0 | 0 | 0 | 0 | 0 | 0 | 0 | 0 | 0 | 0 | 0 | 0 | 0 | 0 | 0 | 0 | 0 | 0 | 0 | 0 | 0 | 0 | 0 | 0 | 0 | 0 | 0 | 0 | 0 | 0 | 0 | 0 | 0 | 0 | 0 | 0 | 0 | 0 | 0 | 0 | 0 | 0 | 0 | 0 | 0 | 0 | 0 | 0 | 0 | 0 | 0 | 0 | 0 | 0 | 0 | 0 | 4363.0154 | 4349.9263 | 4336.8766 | 4323.8659 | 4310.8943 | 4297.9617 | 4285.0678 | 4272.2126 | 4259.3959 | 4246.6177 | 0 | 0 | 0 | 0 | 0 | 0 | 0 | 0 | 0 | 0 | 13899.2505 | 13857.5527 | 13815.9801 | 13774.5321 | 13733.2085 | 13692.0089 | 13650.9329 | 13609.9801 | 13569.1502 | 13528.4427 | 0 | 0 | 0 | 0 | 0 | 0 | 0 | 0 | 0 | 0 | 137131.0388 | 13899.2505 | 27756.8032 | 41572.7833 | 55347.3155 | 69080.524 | 82772.5329 | 96423.4658 | 110033.4459 | 123602.596 | 137131.0388 | 137131.0388 | 137131.0388 | 137131.0388 | 137131.0388 | 137131.0388 | 137131.0388 | 137131.0388 | 137131.0388 | 137131.0388 | 137131.0388 | 0 | 0 | 0 | 0 | 0 | 0 | 0 | 0 | 0 | 0 | 0 | 0 | 0 | 0 | 0 | 0 | 0 | 0 | 0 | 0 | 0 | 0 | 0 | 0 | 0 | 0 | 0 | 0 | 0 | 0 | 0 | 0 | 0 | 0 | 0 | 0 | 0 | 0 | 0 | 0 | 0 | 0 | 0 | 0 | 0 | 0 | 0 | 0 | 0 | 0 | 0 | 0 | 0 | 0 | 0 | 0 | 0 | 0 | 0 | 0 | 0 | 0 | 0 | 0 | 0 | 0 | 0 | 0 | 0 | 0.01557% | 0 | 0 | 0 | 0 | 0 | 0 | 0 | 0 | 0 | 0 | 0 | 0 | 0 | 0 | 0 | 0 | 0 | 0 | 0 | 0 | 0 | 0 | 0 | 0
| Com-Strategic Energy Management-7P_V5 | Measure InputOutput | Cost/EUL source: PSE summary of CSEM program in 2018 and 2019. Savings source: Based on the 2014 NEEA report "2014 Energy Savings for the Commercial Real Estate Strategic Energy Management Cohorts". Percent savings based on the electric percent savings for "Office Competition". Pg 10. http://neea.org/docs/default-source/reports/2014-energy-savings-for-the-commercial-real-estate-strategic-energy-management-cohorts.pdf?sfvrsn=4 | 2020 | Retro | 2022 | 2041 | PSE | Commercial | Small Off | Gas | Per 1,000 Sqft of Floor Area for Buildings receiving Strategic Energy Management |  |  | Commercial SEM-Retro-Small Off |  | 9.239 | 3 | 2.7466 | 0 |  | 1.0162 | 0 | 0 | 0 | 0 | 0 | 0 | 0.98342 |  | 0 | 0 | 0 | Whole Building | Whole Building | Strategic Energy Management | Commercial SEM | CommVENT | 0.0141% | 100% | 100% | 4.7978 | 0.001 | 78.16% | 33.33% | 85% | 6.8% | 0.2% | 2.3299 | 0.19422 | 0.25241 | 0 | 11.2602 | 0 | 1.4439 | -11.7603 | -15.11 |  | -0.10904 | -1.4279 | -0.10904 | 01. ($9,999.000) to $0.028 | 1 | -1.4279 | 01. ($9,999.00) to $0.22 | 1 | 0 | 0 | 0 | 0 | 0 | 0 | 0 | 0 | 0 | 0 | 0 | 0 | 0 | 0 | 0 | 0 | 0 | 0 | 0 | 0 | 0 | 0 | 0 | 0 | 0 | 0 | 0 | 0 | 0 | 0 | 0 | 0 | 0 | 0 | 0 | 0 | 0 | 0 | 0 | 0 | 0 | 0 | 0 | 0 | 0 | 0 | 0 | 0 | 0 | 0 | 0 | 0 | 0 | 0 | 0 | 0 | 0 | 0 | 0 | 0 | 0 | 0 | 0 | 0 | 0 | 0 | 0 | 0 | 0 | 0 | 0 | 0 | 0 | 3019.7805 | 3010.7212 | 3001.689 | 2992.6839 | 2983.7059 | 2974.7548 | 2965.8305 | 2956.933 | 2948.0622 | 2939.218 | 0 | 0 | 0 | 0 | 0 | 0 | 0 | 0 | 0 | 0 | 2969.7002 | 2960.7911 | 2951.9087 | 2943.053 | 2934.2238 | 2925.4211 | 2916.6449 | 2907.8949 | 2899.1713 | 2890.4737 | 0 | 0 | 0 | 0 | 0 | 0 | 0 | 0 | 0 | 0 | 29299.2827 | 2969.7002 | 5930.4912 | 8882.3999 | 11825.4529 | 14759.6767 | 17685.0979 | 20601.7427 | 23509.6377 | 26408.8089 | 29299.2827 | 29299.2827 | 29299.2827 | 29299.2827 | 29299.2827 | 29299.2827 | 29299.2827 | 29299.2827 | 29299.2827 | 29299.2827 | 29299.2827 | 0 | 0 | 0 | 0 | 0 | 0 | 0 | 0 | 0 | 0 | 0 | 0 | 0 | 0 | 0 | 0 | 0 | 0 | 0 | 0 | 0 | 0 | 0 | 0 | 0 | 0 | 0 | 0 | 0 | 0 | 0 | 0 | 0 | 0 | 0 | 0 | 0 | 0 | 0 | 0 | 0 | 0 | 0 | 0 | 0 | 0 | 0 | 0 | 0 | 0 | 0 | 0 | 0 | 0 | 0 | 0 | 0 | 0 | 0 | 0 | 0 | 0 | 0 | 0 | 0 | 0 | 0 | 0 | 0 | 0.01557% | 0 | 0 | 0 | 0 | 0 | 0 | 0 | 0 | 0 | 0 | 0 | 0 | 0 | 0 | 0 | 0 | 0 | 0 | 0 | 0 | 0 | 0 | 0 | 0
| Com-Strategic Energy Management-7P_V5 | Measure InputOutput | Cost/EUL source: PSE summary of CSEM program in 2018 and 2019. Savings source: Based on the 2014 NEEA report "2014 Energy Savings for the Commercial Real Estate Strategic Energy Management Cohorts". Percent savings based on the electric percent savings for "Office Competition". Pg 10. http://neea.org/docs/default-source/reports/2014-energy-savings-for-the-commercial-real-estate-strategic-energy-management-cohorts.pdf?sfvrsn=4 | 2020 | Retro | 2022 | 2041 | PSE | Commercial | Xlarge Ret | Gas | Per 1,000 Sqft of Floor Area for Buildings receiving Strategic Energy Management |  |  | Commercial SEM-Retro-Xlarge Ret |  | 4.1051 | 3 | 1.7476 | 0 |  | 0.6466 | 0 | 0 | 0 | 0 | 0 | 0 | 0.37951 |  | 0 | 0 | 0 | Whole Building | Whole Building | Strategic Energy Management | Commercial SEM | CommVENT | 0.0141% | 100% | 100% | 280.3513 | 0.001 | 78.16% | 33.33% | 85% | 6.8% | 0.2% | 0.89913 | 0.07495 | 0.097408 | 0 | 7.1645 | 0 | 0.64157 | -7.3709 | -6.5199 |  | -0.15381 | -1.5966 | -0.15381 | 01. ($9,999.000) to $0.028 | 1 | -1.5966 | 01. ($9,999.00) to $0.22 | 1 | 0 | 0 | 0 | 0 | 0 | 0 | 0 | 0 | 0 | 0 | 0 | 0 | 0 | 0 | 0 | 0 | 0 | 0 | 0 | 0 | 0 | 0 | 0 | 0 | 0 | 0 | 0 | 0 | 0 | 0 | 0 | 0 | 0 | 0 | 0 | 0 | 0 | 0 | 0 | 0 | 0 | 0 | 0 | 0 | 0 | 0 | 0 | 0 | 0 | 0 | 0 | 0 | 0 | 0 | 0 | 0 | 0 | 0 | 0 | 0 | 0 | 0 | 0 | 0 | 0 | 0 | 0 | 0 | 0 | 0 | 0 | 0 | 0 | 1884.6308 | 1875.9614 | 1867.332 | 1858.7423 | 1850.1921 | 1841.6812 | 1833.2095 | 1824.7767 | 1816.3827 | 1808.0274 | 0 | 0 | 0 | 0 | 0 | 0 | 0 | 0 | 0 | 0 | 715.2274 | 711.9373 | 708.6624 | 705.4025 | 702.1577 | 698.9278 | 695.7127 | 692.5124 | 689.3269 | 686.156 | 0 | 0 | 0 | 0 | 0 | 0 | 0 | 0 | 0 | 0 | 7006.023 | 715.2274 | 1427.1647 | 2135.8271 | 2841.2296 | 3543.3873 | 4242.3151 | 4938.0278 | 5630.5402 | 6319.8671 | 7006.023 | 7006.023 | 7006.023 | 7006.023 | 7006.023 | 7006.023 | 7006.023 | 7006.023 | 7006.023 | 7006.023 | 7006.023 | 0 | 0 | 0 | 0 | 0 | 0 | 0 | 0 | 0 | 0 | 0 | 0 | 0 | 0 | 0 | 0 | 0 | 0 | 0 | 0 | 0 | 0 | 0 | 0 | 0 | 0 | 0 | 0 | 0 | 0 | 0 | 0 | 0 | 0 | 0 | 0 | 0 | 0 | 0 | 0 | 0 | 0 | 0 | 0 | 0 | 0 | 0 | 0 | 0 | 0 | 0 | 0 | 0 | 0 | 0 | 0 | 0 | 0 | 0 | 0 | 0 | 0 | 0 | 0 | 0 | 0 | 0 | 0 | 0 | 0.01557% | 0 | 0 | 0 | 0 | 0 | 0 | 0 | 0 | 0 | 0 | 0 | 0 | 0 | 0 | 0 | 0 | 0 | 0 | 0 | 0 | 0 | 0 | 0 | 0
| Com-Strategic Energy Management-7P_V5 | Measure InputOutput | Cost/EUL source: PSE summary of CSEM program in 2018 and 2019. Savings source: Based on the 2014 NEEA report "2014 Energy Savings for the Commercial Real Estate Strategic Energy Management Cohorts". Percent savings based on the electric percent savings for "Office Competition". Pg 10. http://neea.org/docs/default-source/reports/2014-energy-savings-for-the-commercial-real-estate-strategic-energy-management-cohorts.pdf?sfvrsn=4 | 2020 | Retro | 2022 | 2041 | PSE | Commercial | Large Ret | Gas | Per 1,000 Sqft of Floor Area for Buildings receiving Strategic Energy Management |  |  | Commercial SEM-Retro-Large Ret |  | 29.7335 | 3 | 5.8382 | 0 |  | 2.1601 | 0 | 0 | 0 | 0 | 0 | 0 | 2.4978 |  | 0 | 0 | 0 | Whole Building | Whole Building | Strategic Energy Management | Commercial SEM | CommVENT | 0.0141% | 100% | 100% | 94.4255 | 0.001 | 78.16% | 33.33% | 85% | 6.8% | 0.2% | 5.9178 | 0.4933 | 0.64111 | 0 | 23.935 | 0 | 4.6469 | -25.183 | -49.2802 |  | -0.072554 | -1.8335 | -0.072554 | 01. ($9,999.000) to $0.028 | 1 | -1.8335 | 01. ($9,999.00) to $0.22 | 1 | 0 | 0 | 0 | 0 | 0 | 0 | 0 | 0 | 0 | 0 | 0 | 0 | 0 | 0 | 0 | 0 | 0 | 0 | 0 | 0 | 0 | 0 | 0 | 0 | 0 | 0 | 0 | 0 | 0 | 0 | 0 | 0 | 0 | 0 | 0 | 0 | 0 | 0 | 0 | 0 | 0 | 0 | 0 | 0 | 0 | 0 | 0 | 0 | 0 | 0 | 0 | 0 | 0 | 0 | 0 | 0 | 0 | 0 | 0 | 0 | 0 | 0 | 0 | 0 | 0 | 0 | 0 | 0 | 0 | 0 | 0 | 0 | 0 | 2297.8907 | 2287.3204 | 2276.7987 | 2266.3255 | 2255.9004 | 2245.5232 | 2235.1938 | 2224.9119 | 2214.6773 | 2204.4898 | 0 | 0 | 0 | 0 | 0 | 0 | 0 | 0 | 0 | 0 | 5739.6132 | 5713.211 | 5686.9302 | 5660.7703 | 5634.7308 | 5608.811 | 5583.0105 | 5557.3286 | 5531.7649 | 5506.3188 | 0 | 0 | 0 | 0 | 0 | 0 | 0 | 0 | 0 | 0 | 56222.4894 | 5739.6132 | 11452.8242 | 17139.7544 | 22800.5247 | 28435.2555 | 34044.0665 | 39627.077 | 45184.4056 | 50716.1706 | 56222.4894 | 56222.4894 | 56222.4894 | 56222.4894 | 56222.4894 | 56222.4894 | 56222.4894 | 56222.4894 | 56222.4894 | 56222.4894 | 56222.4894 | 0 | 0 | 0 | 0 | 0 | 0 | 0 | 0 | 0 | 0 | 0 | 0 | 0 | 0 | 0 | 0 | 0 | 0 | 0 | 0 | 0 | 0 | 0 | 0 | 0 | 0 | 0 | 0 | 0 | 0 | 0 | 0 | 0 | 0 | 0 | 0 | 0 | 0 | 0 | 0 | 0 | 0 | 0 | 0 | 0 | 0 | 0 | 0 | 0 | 0 | 0 | 0 | 0 | 0 | 0 | 0 | 0 | 0 | 0 | 0 | 0 | 0 | 0 | 0 | 0 | 0 | 0 | 0 | 0 | 0.01557% | 0 | 0 | 0 | 0 | 0 | 0 | 0 | 0 | 0 | 0 | 0 | 0 | 0 | 0 | 0 | 0 | 0 | 0 | 0 | 0 | 0 | 0 | 0 | 0
| Com-Strategic Energy Management-7P_V5 | Measure InputOutput | Cost/EUL source: PSE summary of CSEM program in 2018 and 2019. Savings source: Based on the 2014 NEEA report "2014 Energy Savings for the Commercial Real Estate Strategic Energy Management Cohorts". Percent savings based on the electric percent savings for "Office Competition". Pg 10. http://neea.org/docs/default-source/reports/2014-energy-savings-for-the-commercial-real-estate-strategic-energy-management-cohorts.pdf?sfvrsn=4 | 2020 | Retro | 2022 | 2041 | PSE | Commercial | Medium Ret | Gas | Per 1,000 Sqft of Floor Area for Buildings receiving Strategic Energy Management |  |  | Commercial SEM-Retro-Medium Ret |  | 4.4254 | 3 | 1.6599 | 0 |  | 0.61416 | 0 | 0 | 0 | 0 | 0 | 0 | 0.2672 |  | 0 | 0 | 0 | Whole Building | Whole Building | Strategic Energy Management | Commercial SEM | CommVENT | 0.0141% | 100% | 100% | 13.3332 | 0.001 | 78.16% | 33.33% | 85% | 6.8% | 0.2% | 0.63305 | 0.052771 | 0.068582 | 0 | 6.8052 | 0 | 0.69162 | -6.9588 | -7.0354 |  | -0.1347 | -2.4469 | -0.1347 | 01. ($9,999.000) to $0.028 | 1 | -2.4469 | 01. ($9,999.00) to $0.22 | 1 | 0 | 0 | 0 | 0 | 0 | 0 | 0 | 0 | 0 | 0 | 0 | 0 | 0 | 0 | 0 | 0 | 0 | 0 | 0 | 0 | 0 | 0 | 0 | 0 | 0 | 0 | 0 | 0 | 0 | 0 | 0 | 0 | 0 | 0 | 0 | 0 | 0 | 0 | 0 | 0 | 0 | 0 | 0 | 0 | 0 | 0 | 0 | 0 | 0 | 0 | 0 | 0 | 0 | 0 | 0 | 0 | 0 | 0 | 0 | 0 | 0 | 0 | 0 | 0 | 0 | 0 | 0 | 0 | 0 | 0 | 0 | 0 | 0 | 3406.0188 | 3390.3511 | 3374.7555 | 3359.2316 | 3343.7791 | 3328.3978 | 3313.0871 | 3297.8469 | 3282.6768 | 3267.5765 | 0 | 0 | 0 | 0 | 0 | 0 | 0 | 0 | 0 | 0 | 910.0888 | 905.9024 | 901.7352 | 897.5873 | 893.4584 | 889.3485 | 885.2575 | 881.1853 | 877.1318 | 873.097 | 0 | 0 | 0 | 0 | 0 | 0 | 0 | 0 | 0 | 0 | 8914.7921 | 910.0888 | 1815.9912 | 2717.7265 | 3615.3137 | 4508.7721 | 5398.1205 | 6283.378 | 7164.5633 | 8041.6951 | 8914.7921 | 8914.7921 | 8914.7921 | 8914.7921 | 8914.7921 | 8914.7921 | 8914.7921 | 8914.7921 | 8914.7921 | 8914.7921 | 8914.7921 | 0 | 0 | 0 | 0 | 0 | 0 | 0 | 0 | 0 | 0 | 0 | 0 | 0 | 0 | 0 | 0 | 0 | 0 | 0 | 0 | 0 | 0 | 0 | 0 | 0 | 0 | 0 | 0 | 0 | 0 | 0 | 0 | 0 | 0 | 0 | 0 | 0 | 0 | 0 | 0 | 0 | 0 | 0 | 0 | 0 | 0 | 0 | 0 | 0 | 0 | 0 | 0 | 0 | 0 | 0 | 0 | 0 | 0 | 0 | 0 | 0 | 0 | 0 | 0 | 0 | 0 | 0 | 0 | 0 | 0.01557% | 0 | 0 | 0 | 0 | 0 | 0 | 0 | 0 | 0 | 0 | 0 | 0 | 0 | 0 | 0 | 0 | 0 | 0 | 0 | 0 | 0 | 0 | 0 | 0
| Com-Strategic Energy Management-7P_V5 | Measure InputOutput | Cost/EUL source: PSE summary of CSEM program in 2018 and 2019. Savings source: Based on the 2014 NEEA report "2014 Energy Savings for the Commercial Real Estate Strategic Energy Management Cohorts". Percent savings based on the electric percent savings for "Office Competition". Pg 10. http://neea.org/docs/default-source/reports/2014-energy-savings-for-the-commercial-real-estate-strategic-energy-management-cohorts.pdf?sfvrsn=4 | 2020 | Retro | 2022 | 2041 | PSE | Commercial | Small Ret | Gas | Per 1,000 Sqft of Floor Area for Buildings receiving Strategic Energy Management |  |  | Commercial SEM-Retro-Small Ret |  | 17.0472 | 3 | 3.3473 | 0 |  | 1.2385 | 0 | 0 | 0 | 0 | 0 | 0 | 0.9832 |  | 0 | 0 | 0 | Whole Building | Whole Building | Strategic Energy Management | Commercial SEM | CommVENT | 0.0141% | 100% | 100% | 2.1703 | 0.001 | 78.16% | 33.33% | 85% | 6.8% | 0.2% | 2.3294 | 0.19418 | 0.25236 | 0 | 13.7229 | 0 | 2.6642 | -14.2346 | -28.0501 |  | -0.071531 | -2.6512 | -0.071531 | 01. ($9,999.000) to $0.028 | 1 | -2.6512 | 01. ($9,999.00) to $0.22 | 1 | 0 | 0 | 0 | 0 | 0 | 0 | 0 | 0 | 0 | 0 | 0 | 0 | 0 | 0 | 0 | 0 | 0 | 0 | 0 | 0 | 0 | 0 | 0 | 0 | 0 | 0 | 0 | 0 | 0 | 0 | 0 | 0 | 0 | 0 | 0 | 0 | 0 | 0 | 0 | 0 | 0 | 0 | 0 | 0 | 0 | 0 | 0 | 0 | 0 | 0 | 0 | 0 | 0 | 0 | 0 | 0 | 0 | 0 | 0 | 0 | 0 | 0 | 0 | 0 | 0 | 0 | 0 | 0 | 0 | 0 | 0 | 0 | 0 | 696.0737 | 692.8717 | 689.6845 | 686.512 | 683.354 | 680.2106 | 677.0816 | 673.9671 | 670.8668 | 667.7808 | 0 | 0 | 0 | 0 | 0 | 0 | 0 | 0 | 0 | 0 | 684.3811 | 681.233 | 678.0993 | 674.98 | 671.8751 | 668.7845 | 665.7081 | 662.6458 | 659.5977 | 656.5635 | 0 | 0 | 0 | 0 | 0 | 0 | 0 | 0 | 0 | 0 | 6703.868 | 684.3811 | 1365.6141 | 2043.7133 | 2718.6934 | 3390.5685 | 4059.353 | 4725.0611 | 5387.7069 | 6047.3045 | 6703.868 | 6703.868 | 6703.868 | 6703.868 | 6703.868 | 6703.868 | 6703.868 | 6703.868 | 6703.868 | 6703.868 | 6703.868 | 0 | 0 | 0 | 0 | 0 | 0 | 0 | 0 | 0 | 0 | 0 | 0 | 0 | 0 | 0 | 0 | 0 | 0 | 0 | 0 | 0 | 0 | 0 | 0 | 0 | 0 | 0 | 0 | 0 | 0 | 0 | 0 | 0 | 0 | 0 | 0 | 0 | 0 | 0 | 0 | 0 | 0 | 0 | 0 | 0 | 0 | 0 | 0 | 0 | 0 | 0 | 0 | 0 | 0 | 0 | 0 | 0 | 0 | 0 | 0 | 0 | 0 | 0 | 0 | 0 | 0 | 0 | 0 | 0 | 0.01557% | 0 | 0 | 0 | 0 | 0 | 0 | 0 | 0 | 0 | 0 | 0 | 0 | 0 | 0 | 0 | 0 | 0 | 0 | 0 | 0 | 0 | 0 | 0 | 0
| Com-Strategic Energy Management-7P_V5 | Measure InputOutput | Cost/EUL source: PSE summary of CSEM program in 2018 and 2019. Savings source: Based on the 2014 NEEA report "2014 Energy Savings for the Commercial Real Estate Strategic Energy Management Cohorts". Percent savings based on the electric percent savings for "Office Competition". Pg 10. http://neea.org/docs/default-source/reports/2014-energy-savings-for-the-commercial-real-estate-strategic-energy-management-cohorts.pdf?sfvrsn=4 | 2020 | Retro | 2022 | 2041 | PSE | Commercial | School K-12 | Gas | Per 1,000 Sqft of Floor Area for Buildings receiving Strategic Energy Management |  |  | Commercial SEM-Retro-School K-12 |  | 13.7033 | 3 | 3.8149 | 0 |  | 1.4115 | 0 | 0 | 0 | 0 | 0 | 0 | 1.7082 |  | 0 | 0 | 0 | Whole Building | Whole Building | Strategic Energy Management | Commercial SEM | CommVENT | 0.0141% | 100% | 100% | 36.55 | 0.001 | 78.16% | 33.33% | 85% | 6.8% | 0.2% | 4.047 | 0.33735 | 0.43844 | 0 | 15.6401 | 0 | 2.1416 | -16.4901 | -22.607 |  | -0.10309 | -1.2299 | -0.10309 | 01. ($9,999.000) to $0.028 | 1 | -1.2299 | 01. ($9,999.00) to $0.22 | 1 | 0 | 0 | 0 | 0 | 0 | 0 | 0 | 0 | 0 | 0 | 0 | 0 | 0 | 0 | 0 | 0 | 0 | 0 | 0 | 0 | 0 | 0 | 0 | 0 | 0 | 0 | 0 | 0 | 0 | 0 | 0 | 0 | 0 | 0 | 0 | 0 | 0 | 0 | 0 | 0 | 0 | 0 | 0 | 0 | 0 | 0 | 0 | 0 | 0 | 0 | 0 | 0 | 0 | 0 | 0 | 0 | 0 | 0 | 0 | 0 | 0 | 0 | 0 | 0 | 0 | 0 | 0 | 0 | 0 | 0 | 0 | 0 | 0 | 4381.3034 | 4372.1027 | 4362.9213 | 4353.7591 | 4344.6162 | 4335.4926 | 4326.388 | 4317.3026 | 4308.2363 | 4299.189 | 0 | 0 | 0 | 0 | 0 | 0 | 0 | 0 | 0 | 0 | 7483.985 | 7468.2686 | 7452.5852 | 7436.9348 | 7421.3172 | 7405.7325 | 7390.1804 | 7374.6611 | 7359.1743 | 7343.72 | 0 | 0 | 0 | 0 | 0 | 0 | 0 | 0 | 0 | 0 | 74136.5591 | 7483.985 | 14952.2536 | 22404.8388 | 29841.7736 | 37263.0908 | 44668.8233 | 52059.0037 | 59433.6648 | 66792.8391 | 74136.5591 | 74136.5591 | 74136.5591 | 74136.5591 | 74136.5591 | 74136.5591 | 74136.5591 | 74136.5591 | 74136.5591 | 74136.5591 | 74136.5591 | 0 | 0 | 0 | 0 | 0 | 0 | 0 | 0 | 0 | 0 | 0 | 0 | 0 | 0 | 0 | 0 | 0 | 0 | 0 | 0 | 0 | 0 | 0 | 0 | 0 | 0 | 0 | 0 | 0 | 0 | 0 | 0 | 0 | 0 | 0 | 0 | 0 | 0 | 0 | 0 | 0 | 0 | 0 | 0 | 0 | 0 | 0 | 0 | 0 | 0 | 0 | 0 | 0 | 0 | 0 | 0 | 0 | 0 | 0 | 0 | 0 | 0 | 0 | 0 | 0 | 0 | 0 | 0 | 0 | 0.01557% | 0 | 0 | 0 | 0 | 0 | 0 | 0 | 0 | 0 | 0 | 0 | 0 | 0 | 0 | 0 | 0 | 0 | 0 | 0 | 0 | 0 | 0 | 0 | 0
| Com-Strategic Energy Management-7P_V5 | Measure InputOutput | Cost/EUL source: PSE summary of CSEM program in 2018 and 2019. Savings source: Based on the 2014 NEEA report "2014 Energy Savings for the Commercial Real Estate Strategic Energy Management Cohorts". Percent savings based on the electric percent savings for "Office Competition". Pg 10. http://neea.org/docs/default-source/reports/2014-energy-savings-for-the-commercial-real-estate-strategic-energy-management-cohorts.pdf?sfvrsn=4 | 2020 | Retro | 2022 | 2041 | PSE | Commercial | University | Gas | Per 1,000 Sqft of Floor Area for Buildings receiving Strategic Energy Management |  |  | Commercial SEM-Retro-University |  | 59.3916 | 3 | 10.123 | 0 |  | 3.7455 | 0 | 0 | 0 | 0 | 0 | 0 | 4.5001 |  | 0 | 0 | 0 | Whole Building | Whole Building | Strategic Energy Management | Commercial SEM | CommVENT | 0.0141% | 100% | 100% | 121.328 | 0.001 | 78.16% | 33.33% | 85% | 6.8% | 0.2% | 10.6616 | 0.88874 | 1.155 | 0 | 41.5015 | 0 | 9.282 | -43.7423 | -98.7031 |  | -0.063092 | -2.0383 | -0.063092 | 01. ($9,999.000) to $0.028 | 1 | -2.0383 | 01. ($9,999.00) to $0.22 | 1 | 0 | 0 | 0 | 0 | 0 | 0 | 0 | 0 | 0 | 0 | 0 | 0 | 0 | 0 | 0 | 0 | 0 | 0 | 0 | 0 | 0 | 0 | 0 | 0 | 0 | 0 | 0 | 0 | 0 | 0 | 0 | 0 | 0 | 0 | 0 | 0 | 0 | 0 | 0 | 0 | 0 | 0 | 0 | 0 | 0 | 0 | 0 | 0 | 0 | 0 | 0 | 0 | 0 | 0 | 0 | 0 | 0 | 0 | 0 | 0 | 0 | 0 | 0 | 0 | 0 | 0 | 0 | 0 | 0 | 0 | 0 | 0 | 0 | 748.3255 | 746.5295 | 744.7378 | 742.9504 | 741.1674 | 739.3886 | 737.614 | 735.8437 | 734.0777 | 732.3159 | 0 | 0 | 0 | 0 | 0 | 0 | 0 | 0 | 0 | 0 | 3367.5249 | 3359.4429 | 3351.3802 | 3343.3369 | 3335.3129 | 3327.3081 | 3319.3226 | 3311.3562 | 3303.409 | 3295.4808 | 0 | 0 | 0 | 0 | 0 | 0 | 0 | 0 | 0 | 0 | 33313.8743 | 3367.5249 | 6726.9678 | 10078.348 | 13421.6848 | 16756.9977 | 20084.3058 | 23403.6284 | 26714.9846 | 30018.3936 | 33313.8743 | 33313.8743 | 33313.8743 | 33313.8743 | 33313.8743 | 33313.8743 | 33313.8743 | 33313.8743 | 33313.8743 | 33313.8743 | 33313.8743 | 0 | 0 | 0 | 0 | 0 | 0 | 0 | 0 | 0 | 0 | 0 | 0 | 0 | 0 | 0 | 0 | 0 | 0 | 0 | 0 | 0 | 0 | 0 | 0 | 0 | 0 | 0 | 0 | 0 | 0 | 0 | 0 | 0 | 0 | 0 | 0 | 0 | 0 | 0 | 0 | 0 | 0 | 0 | 0 | 0 | 0 | 0 | 0 | 0 | 0 | 0 | 0 | 0 | 0 | 0 | 0 | 0 | 0 | 0 | 0 | 0 | 0 | 0 | 0 | 0 | 0 | 0 | 0 | 0 | 0.01557% | 0 | 0 | 0 | 0 | 0 | 0 | 0 | 0 | 0 | 0 | 0 | 0 | 0 | 0 | 0 | 0 | 0 | 0 | 0 | 0 | 0 | 0 | 0 | 0
| Com-Strategic Energy Management-7P_V5 | Measure InputOutput | Cost/EUL source: PSE summary of CSEM program in 2018 and 2019. Savings source: Based on the 2014 NEEA report "2014 Energy Savings for the Commercial Real Estate Strategic Energy Management Cohorts". Percent savings based on the electric percent savings for "Office Competition". Pg 10. http://neea.org/docs/default-source/reports/2014-energy-savings-for-the-commercial-real-estate-strategic-energy-management-cohorts.pdf?sfvrsn=4 | 2020 | Retro | 2022 | 2041 | PSE | Commercial | Warehouse | Gas | Per 1,000 Sqft of Floor Area for Buildings receiving Strategic Energy Management |  |  | Commercial SEM-Retro-Warehouse |  | 5.3183 | 3 | 2.5566 | 0 |  | 0.94595 | 0 | 0 | 0 | 0 | 0 | 0 | 1.0952 |  | 0 | 0 | 0 | Whole Building | Whole Building | Strategic Energy Management | Commercial SEM | CommVENT | 0.0141% | 100% | 100% | 34.3139 | 0.001 | 78.16% | 33.33% | 85% | 6.8% | 0.2% | 2.5948 | 0.2163 | 0.28111 | 0 | 10.4815 | 0 | 0.83117 | -11.0287 | -8.6277 |  | -0.17764 | -0.73208 | -0.17764 | 01. ($9,999.000) to $0.028 | 1 | -0.73208 | 01. ($9,999.00) to $0.22 | 1 | 0 | 0 | 0 | 0 | 0 | 0 | 0 | 0 | 0 | 0 | 0 | 0 | 0 | 0 | 0 | 0 | 0 | 0 | 0 | 0 | 0 | 0 | 0 | 0 | 0 | 0 | 0 | 0 | 0 | 0 | 0 | 0 | 0 | 0 | 0 | 0 | 0 | 0 | 0 | 0 | 0 | 0 | 0 | 0 | 0 | 0 | 0 | 0 | 0 | 0 | 0 | 0 | 0 | 0 | 0 | 0 | 0 | 0 | 0 | 0 | 0 | 0 | 0 | 0 | 0 | 0 | 0 | 0 | 0 | 0 | 0 | 0 | 0 | 9794.8941 | 9748.6622 | 9702.6485 | 9656.852 | 9611.2716 | 9565.9064 | 9520.7554 | 9475.8174 | 9431.0915 | 9386.5768 | 0 | 0 | 0 | 0 | 0 | 0 | 0 | 0 | 0 | 0 | 10727.4435 | 10676.8099 | 10626.4154 | 10576.2587 | 10526.3388 | 10476.6544 | 10427.2046 | 10377.9882 | 10329.0041 | 10280.2512 | 0 | 0 | 0 | 0 | 0 | 0 | 0 | 0 | 0 | 0 | 105024.3689 | 10727.4435 | 21404.2534 | 32030.6688 | 42606.9275 | 53133.2662 | 63609.9207 | 74037.1253 | 84415.1135 | 94744.1177 | 105024.3689 | 105024.3689 | 105024.3689 | 105024.3689 | 105024.3689 | 105024.3689 | 105024.3689 | 105024.3689 | 105024.3689 | 105024.3689 | 105024.3689 | 0 | 0 | 0 | 0 | 0 | 0 | 0 | 0 | 0 | 0 | 0 | 0 | 0 | 0 | 0 | 0 | 0 | 0 | 0 | 0 | 0 | 0 | 0 | 0 | 0 | 0 | 0 | 0 | 0 | 0 | 0 | 0 | 0 | 0 | 0 | 0 | 0 | 0 | 0 | 0 | 0 | 0 | 0 | 0 | 0 | 0 | 0 | 0 | 0 | 0 | 0 | 0 | 0 | 0 | 0 | 0 | 0 | 0 | 0 | 0 | 0 | 0 | 0 | 0 | 0 | 0 | 0 | 0 | 0 | 0.01557% | 0 | 0 | 0 | 0 | 0 | 0 | 0 | 0 | 0 | 0 | 0 | 0 | 0 | 0 | 0 | 0 | 0 | 0 | 0 | 0 | 0 | 0 | 0 | 0
| Com-Strategic Energy Management-7P_V5 | Measure InputOutput | Cost/EUL source: PSE summary of CSEM program in 2018 and 2019. Savings source: Based on the 2014 NEEA report "2014 Energy Savings for the Commercial Real Estate Strategic Energy Management Cohorts". Percent savings based on the electric percent savings for "Office Competition". Pg 10. http://neea.org/docs/default-source/reports/2014-energy-savings-for-the-commercial-real-estate-strategic-energy-management-cohorts.pdf?sfvrsn=4 | 2020 | Retro | 2022 | 2041 | PSE | Commercial | Supermarket | Gas | Per 1,000 Sqft of Floor Area for Buildings receiving Strategic Energy Management |  |  | Commercial SEM-Retro-Supermarket |  | 9.2388 | 3 | 2.5731 | 0 |  | 0.95203 | 0 | 0 | 0 | 0 | 0 | 0 | 0.80992 |  | 0 | 0 | 0 | Whole Building | Whole Building | Strategic Energy Management | Commercial SEM | CommVENT | 0.0141% | 100% | 100% | 49.7337 | 0.001 | 0% | 33.33% | 85% | 6.8% | 0.2% | 1.9189 | 0.15995 | 0.20788 | 0 | 10.5489 | 0 | 1.4439 | -10.9668 | -15.0862 |  | -0.10169 | -1.731 | -0.10169 | 01. ($9,999.000) to $0.028 | 1 | -1.731 | 01. ($9,999.00) to $0.22 | 1 | 0 | 0 | 0 | 0 | 0 | 0 | 0 | 0 | 0 | 0 | 0 | 0 | 0 | 0 | 0 | 0 | 0 | 0 | 0 | 0 | 0 | 0 | 0 | 0 | 0 | 0 | 0 | 0 | 0 | 0 | 0 | 0 | 0 | 0 | 0 | 0 | 0 | 0 | 0 | 0 | 0 | 0 | 0 | 0 | 0 | 0 | 0 | 0 | 0 | 0 | 0 | 0 | 0 | 0 | 0 | 0 | 0 | 0 | 0 | 0 | 0 | 0 | 0 | 0 | 0 | 0 | 0 | 0 | 0 | 0 | 0 | 0 | 0 | 0 | 0 | 0 | 0 | 0 | 0 | 0 | 0 | 0 | 0 | 0 | 0 | 0 | 0 | 0 | 0 | 0 | 0 | 0 | 0 | 0 | 0 | 0 | 0 | 0 | 0 | 0 | 0 | 0 | 0 | 0 | 0 | 0 | 0 | 0 | 0 | 0 | 0 | 0 | 0 | 0 | 0 | 0 | 0 | 0 | 0 | 0 | 0 | 0 | 0 | 0 | 0 | 0 | 0 | 0 | 0 | 0 | 0 | 0 | 0 | 0 | 0 | 0 | 0 | 0 | 0 | 0 | 0 | 0 | 0 | 0 | 0 | 0 | 0 | 0 | 0 | 0 | 0 | 0 | 0 | 0 | 0 | 0 | 0 | 0 | 0 | 0 | 0 | 0 | 0 | 0 | 0 | 0 | 0 | 0 | 0 | 0 | 0 | 0 | 0 | 0 | 0 | 0 | 0 | 0 | 0 | 0 | 0 | 0 | 0 | 0 | 0 | 0 | 0 | 0 | 0 | 0 | 0 | 0 | 0 | 0 | 0 | 0 | 0 | 0 | 0 | 0 | 0 | 0 | 0 | 0.01557% | 0 | 0 | 0 | 0 | 0 | 0 | 0 | 0 | 0 | 0 | 0 | 0 | 0 | 0 | 0 | 0 | 0 | 0 | 0 | 0 | 0 | 0 | 0 | 0
| Com-Strategic Energy Management-7P_V5 | Measure InputOutput | Cost/EUL source: PSE summary of CSEM program in 2018 and 2019. Savings source: Based on the 2014 NEEA report "2014 Energy Savings for the Commercial Real Estate Strategic Energy Management Cohorts". Percent savings based on the electric percent savings for "Office Competition". Pg 10. http://neea.org/docs/default-source/reports/2014-energy-savings-for-the-commercial-real-estate-strategic-energy-management-cohorts.pdf?sfvrsn=4 | 2020 | Retro | 2022 | 2041 | PSE | Commercial | MiniMart | Gas | Per 1,000 Sqft of Floor Area for Buildings receiving Strategic Energy Management |  |  | Commercial SEM-Retro-MiniMart |  | 0 | 3 | 1.0521 | 0 |  | 0.38929 | 0 | 0 | 0 | 0 | 0 | 0 | 0 |  | 0 | 0 | 0 | Whole Building | Whole Building | Strategic Energy Management | Commercial SEM | CommVENT | 0.0141% | 100% | 100% | 2.1159 | 0.001 | 0% | 33.33% | 85% | 6.8% | 0.2% | 0 | 0 | 0 | 0 | 4.3134 | 0 | 0 | -4.3339 | 0.33486 |  | 0 | 0 | 0 | 01. ($9,999.000) to $0.028 | 1 | 0 | 01. ($9,999.00) to $0.22 | 1 | 0 | 0 | 0 | 0 | 0 | 0 | 0 | 0 | 0 | 0 | 0 | 0 | 0 | 0 | 0 | 0 | 0 | 0 | 0 | 0 | 0 | 0 | 0 | 0 | 0 | 0 | 0 | 0 | 0 | 0 | 0 | 0 | 0 | 0 | 0 | 0 | 0 | 0 | 0 | 0 | 0 | 0 | 0 | 0 | 0 | 0 | 0 | 0 | 0 | 0 | 0 | 0 | 0 | 0 | 0 | 0 | 0 | 0 | 0 | 0 | 0 | 0 | 0 | 0 | 0 | 0 | 0 | 0 | 0 | 0 | 0 | 0 | 0 | 0 | 0 | 0 | 0 | 0 | 0 | 0 | 0 | 0 | 0 | 0 | 0 | 0 | 0 | 0 | 0 | 0 | 0 | 0 | 0 | 0 | 0 | 0 | 0 | 0 | 0 | 0 | 0 | 0 | 0 | 0 | 0 | 0 | 0 | 0 | 0 | 0 | 0 | 0 | 0 | 0 | 0 | 0 | 0 | 0 | 0 | 0 | 0 | 0 | 0 | 0 | 0 | 0 | 0 | 0 | 0 | 0 | 0 | 0 | 0 | 0 | 0 | 0 | 0 | 0 | 0 | 0 | 0 | 0 | 0 | 0 | 0 | 0 | 0 | 0 | 0 | 0 | 0 | 0 | 0 | 0 | 0 | 0 | 0 | 0 | 0 | 0 | 0 | 0 | 0 | 0 | 0 | 0 | 0 | 0 | 0 | 0 | 0 | 0 | 0 | 0 | 0 | 0 | 0 | 0 | 0 | 0 | 0 | 0 | 0 | 0 | 0 | 0 | 0 | 0 | 0 | 0 | 0 | 0 | 0 | 0 | 0 | 0 | 0 | 0 | 0 | 0 | 0 | 0 | 0 | 0.01557% | 0 | 0 | 0 | 0 | 0 | 0 | 0 | 0 | 0 | 0 | 0 | 0 | 0 | 0 | 0 | 0 | 0 | 0 | 0 | 0 | 0 | 0 | 0 | 0
| Com-Strategic Energy Management-7P_V5 | Measure InputOutput | Cost/EUL source: PSE summary of CSEM program in 2018 and 2019. Savings source: Based on the 2014 NEEA report "2014 Energy Savings for the Commercial Real Estate Strategic Energy Management Cohorts". Percent savings based on the electric percent savings for "Office Competition". Pg 10. http://neea.org/docs/default-source/reports/2014-energy-savings-for-the-commercial-real-estate-strategic-energy-management-cohorts.pdf?sfvrsn=4 | 2020 | Retro | 2022 | 2041 | PSE | Commercial | Restaurant | Gas | Per 1,000 Sqft of Floor Area for Buildings receiving Strategic Energy Management |  |  | Commercial SEM-Retro-Restaurant |  | 7.6348 | 3 | 2.1433 | 0 |  | 0.79304 | 0 | 0 | 0 | 0 | 0 | 0 | 0.50364 |  | 0 | 0 | 0 | Whole Building | Whole Building | Strategic Energy Management | Commercial SEM | CommVENT | 0.0141% | 100% | 100% | 9.7266 | 0.001 | 0% | 33.33% | 85% | 6.8% | 0.2% | 1.1932 | 0.099465 | 0.12927 | 0 | 8.7871 | 0 | 1.1932 | -9.0576 | -12.3864 |  | -0.10163 | -2.2855 | -0.10163 | 01. ($9,999.000) to $0.028 | 1 | -2.2855 | 01. ($9,999.00) to $0.22 | 1 | 0 | 0 | 0 | 0 | 0 | 0 | 0 | 0 | 0 | 0 | 0 | 0 | 0 | 0 | 0 | 0 | 0 | 0 | 0 | 0 | 0 | 0 | 0 | 0 | 0 | 0 | 0 | 0 | 0 | 0 | 0 | 0 | 0 | 0 | 0 | 0 | 0 | 0 | 0 | 0 | 0 | 0 | 0 | 0 | 0 | 0 | 0 | 0 | 0 | 0 | 0 | 0 | 0 | 0 | 0 | 0 | 0 | 0 | 0 | 0 | 0 | 0 | 0 | 0 | 0 | 0 | 0 | 0 | 0 | 0 | 0 | 0 | 0 | 0 | 0 | 0 | 0 | 0 | 0 | 0 | 0 | 0 | 0 | 0 | 0 | 0 | 0 | 0 | 0 | 0 | 0 | 0 | 0 | 0 | 0 | 0 | 0 | 0 | 0 | 0 | 0 | 0 | 0 | 0 | 0 | 0 | 0 | 0 | 0 | 0 | 0 | 0 | 0 | 0 | 0 | 0 | 0 | 0 | 0 | 0 | 0 | 0 | 0 | 0 | 0 | 0 | 0 | 0 | 0 | 0 | 0 | 0 | 0 | 0 | 0 | 0 | 0 | 0 | 0 | 0 | 0 | 0 | 0 | 0 | 0 | 0 | 0 | 0 | 0 | 0 | 0 | 0 | 0 | 0 | 0 | 0 | 0 | 0 | 0 | 0 | 0 | 0 | 0 | 0 | 0 | 0 | 0 | 0 | 0 | 0 | 0 | 0 | 0 | 0 | 0 | 0 | 0 | 0 | 0 | 0 | 0 | 0 | 0 | 0 | 0 | 0 | 0 | 0 | 0 | 0 | 0 | 0 | 0 | 0 | 0 | 0 | 0 | 0 | 0 | 0 | 0 | 0 | 0 | 0.01557% | 0 | 0 | 0 | 0 | 0 | 0 | 0 | 0 | 0 | 0 | 0 | 0 | 0 | 0 | 0 | 0 | 0 | 0 | 0 | 0 | 0 | 0 | 0 | 0
| Com-Strategic Energy Management-7P_V5 | Measure InputOutput | Cost/EUL source: PSE summary of CSEM program in 2018 and 2019. Savings source: Based on the 2014 NEEA report "2014 Energy Savings for the Commercial Real Estate Strategic Energy Management Cohorts". Percent savings based on the electric percent savings for "Office Competition". Pg 10. http://neea.org/docs/default-source/reports/2014-energy-savings-for-the-commercial-real-estate-strategic-energy-management-cohorts.pdf?sfvrsn=4 | 2020 | Retro | 2022 | 2041 | PSE | Commercial | Lodging | Gas | Per 1,000 Sqft of Floor Area for Buildings receiving Strategic Energy Management |  |  | Commercial SEM-Retro-Lodging |  | 40.0873 | 3 | 7.2794 | 0 |  | 2.6934 | 0 | 0 | 0 | 0 | 0 | 0 | 3.1421 |  | 0 | 0 | 0 | Whole Building | Whole Building | Strategic Energy Management | Commercial SEM | CommVENT | 0.0141% | 100% | 100% | 31.3854 | 0.001 | 78.16% | 33.33% | 85% | 6.8% | 0.2% | 7.4444 | 0.62056 | 0.80649 | 0 | 29.8435 | 0 | 6.265 | -31.4122 | -66.5266 |  | -0.067126 | -1.9676 | -0.067126 | 01. ($9,999.000) to $0.028 | 1 | -1.9676 | 01. ($9,999.00) to $0.22 | 1 | 0 | 0 | 0 | 0 | 0 | 0 | 0 | 0 | 0 | 0 | 0 | 0 | 0 | 0 | 0 | 0 | 0 | 0 | 0 | 0 | 0 | 0 | 0 | 0 | 0 | 0 | 0 | 0 | 0 | 0 | 0 | 0 | 0 | 0 | 0 | 0 | 0 | 0 | 0 | 0 | 0 | 0 | 0 | 0 | 0 | 0 | 0 | 0 | 0 | 0 | 0 | 0 | 0 | 0 | 0 | 0 | 0 | 0 | 0 | 0 | 0 | 0 | 0 | 0 | 0 | 0 | 0 | 0 | 0 | 0 | 0 | 0 | 0 | 1907.6373 | 1900.579 | 1893.5469 | 1886.5408 | 1879.5606 | 1872.6062 | 1865.6775 | 1858.7745 | 1851.8971 | 1845.045 | 0 | 0 | 0 | 0 | 0 | 0 | 0 | 0 | 0 | 0 | 5994.0588 | 5971.8808 | 5949.7848 | 5927.7706 | 5905.8378 | 5883.9862 | 5862.2155 | 5840.5253 | 5818.9154 | 5797.3854 | 0 | 0 | 0 | 0 | 0 | 0 | 0 | 0 | 0 | 0 | 58952.3605 | 5994.0588 | 11965.9395 | 17915.7243 | 23843.4949 | 29749.3328 | 35633.319 | 41495.5345 | 47336.0598 | 53154.9751 | 58952.3605 | 58952.3605 | 58952.3605 | 58952.3605 | 58952.3605 | 58952.3605 | 58952.3605 | 58952.3605 | 58952.3605 | 58952.3605 | 58952.3605 | 0 | 0 | 0 | 0 | 0 | 0 | 0 | 0 | 0 | 0 | 0 | 0 | 0 | 0 | 0 | 0 | 0 | 0 | 0 | 0 | 0 | 0 | 0 | 0 | 0 | 0 | 0 | 0 | 0 | 0 | 0 | 0 | 0 | 0 | 0 | 0 | 0 | 0 | 0 | 0 | 0 | 0 | 0 | 0 | 0 | 0 | 0 | 0 | 0 | 0 | 0 | 0 | 0 | 0 | 0 | 0 | 0 | 0 | 0 | 0 | 0 | 0 | 0 | 0 | 0 | 0 | 0 | 0 | 0 | 0.01557% | 0 | 0 | 0 | 0 | 0 | 0 | 0 | 0 | 0 | 0 | 0 | 0 | 0 | 0 | 0 | 0 | 0 | 0 | 0 | 0 | 0 | 0 | 0 | 0
| Com-Strategic Energy Management-7P_V5 | Measure InputOutput | Cost/EUL source: PSE summary of CSEM program in 2018 and 2019. Savings source: Based on the 2014 NEEA report "2014 Energy Savings for the Commercial Real Estate Strategic Energy Management Cohorts". Percent savings based on the electric percent savings for "Office Competition". Pg 10. http://neea.org/docs/default-source/reports/2014-energy-savings-for-the-commercial-real-estate-strategic-energy-management-cohorts.pdf?sfvrsn=4 | 2020 | Retro | 2022 | 2041 | PSE | Commercial | Hospital | Gas | Per 1,000 Sqft of Floor Area for Buildings receiving Strategic Energy Management |  |  | Commercial SEM-Retro-Hospital |  | 363.6318 | 3 | 55.3707 | 0 |  | 20.4872 | 0 | 0 | 0 | 0 | 0 | 0 | 26.3337 |  | 0 | 0 | 0 | Whole Building | Whole Building | Strategic Energy Management | Commercial SEM | CommVENT | 0.0141% | 100% | 100% | 80.9786 | 0.001 | 78.16% | 33.33% | 85% | 6.8% | 0.2% | 62.39 | 5.2008 | 6.7591 | 0 | 227.0053 | 0 | 56.8302 | -240.0431 | -605.8703 |  | -0.056549 | -2.1381 | -0.056549 | 01. ($9,999.000) to $0.028 | 1 | -2.1381 | 01. ($9,999.00) to $0.22 | 1 | 0 | 0 | 0 | 0 | 0 | 0 | 0 | 0 | 0 | 0 | 0 | 0 | 0 | 0 | 0 | 0 | 0 | 0 | 0 | 0 | 0 | 0 | 0 | 0 | 0 | 0 | 0 | 0 | 0 | 0 | 0 | 0 | 0 | 0 | 0 | 0 | 0 | 0 | 0 | 0 | 0 | 0 | 0 | 0 | 0 | 0 | 0 | 0 | 0 | 0 | 0 | 0 | 0 | 0 | 0 | 0 | 0 | 0 | 0 | 0 | 0 | 0 | 0 | 0 | 0 | 0 | 0 | 0 | 0 | 0 | 0 | 0 | 0 | 671.8213 | 669.0669 | 666.3237 | 663.5918 | 660.8711 | 658.1615 | 655.463 | 652.7756 | 650.0992 | 647.4338 | 0 | 0 | 0 | 0 | 0 | 0 | 0 | 0 | 0 | 0 | 17691.5157 | 17618.9805 | 17546.7427 | 17474.8011 | 17403.1544 | 17331.8014 | 17260.7411 | 17189.972 | 17119.4931 | 17049.3032 | 0 | 0 | 0 | 0 | 0 | 0 | 0 | 0 | 0 | 0 | 173686.5052 | 17691.5157 | 35310.4963 | 52857.239 | 70332.04 | 87735.1944 | 105066.9958 | 122327.7369 | 139517.7089 | 156637.202 | 173686.5052 | 173686.5052 | 173686.5052 | 173686.5052 | 173686.5052 | 173686.5052 | 173686.5052 | 173686.5052 | 173686.5052 | 173686.5052 | 173686.5052 | 0 | 0 | 0 | 0 | 0 | 0 | 0 | 0 | 0 | 0 | 0 | 0 | 0 | 0 | 0 | 0 | 0 | 0 | 0 | 0 | 0 | 0 | 0 | 0 | 0 | 0 | 0 | 0 | 0 | 0 | 0 | 0 | 0 | 0 | 0 | 0 | 0 | 0 | 0 | 0 | 0 | 0 | 0 | 0 | 0 | 0 | 0 | 0 | 0 | 0 | 0 | 0 | 0 | 0 | 0 | 0 | 0 | 0 | 0 | 0 | 0 | 0 | 0 | 0 | 0 | 0 | 0 | 0 | 0 | 0.01557% | 0 | 0 | 0 | 0 | 0 | 0 | 0 | 0 | 0 | 0 | 0 | 0 | 0 | 0 | 0 | 0 | 0 | 0 | 0 | 0 | 0 | 0 | 0 | 0
| Com-Strategic Energy Management-7P_V5 | Measure InputOutput | Cost/EUL source: PSE summary of CSEM program in 2018 and 2019. Savings source: Based on the 2014 NEEA report "2014 Energy Savings for the Commercial Real Estate Strategic Energy Management Cohorts". Percent savings based on the electric percent savings for "Office Competition". Pg 10. http://neea.org/docs/default-source/reports/2014-energy-savings-for-the-commercial-real-estate-strategic-energy-management-cohorts.pdf?sfvrsn=4 | 2020 | Retro | 2022 | 2041 | PSE | Commercial | Residential Care | Gas | Per 1,000 Sqft of Floor Area for Buildings receiving Strategic Energy Management |  |  | Commercial SEM-Retro-Residential Care |  | 27.538 | 3 | 5.5236 | 0 |  | 2.0437 | 0 | 0 | 0 | 0 | 0 | 0 | 2.3522 |  | 0 | 0 | 0 | Whole Building | Whole Building | Strategic Energy Management | Commercial SEM | CommVENT | 0.0141% | 100% | 100% | 89.2138 | 0.001 | 78.16% | 33.33% | 85% | 6.8% | 0.2% | 5.5729 | 0.46455 | 0.60374 | 0 | 22.6455 | 0 | 4.3038 | -23.8213 | -45.622 |  | -0.074102 | -1.8024 | -0.074102 | 01. ($9,999.000) to $0.028 | 1 | -1.8024 | 01. ($9,999.00) to $0.22 | 1 | 0 | 0 | 0 | 0 | 0 | 0 | 0 | 0 | 0 | 0 | 0 | 0 | 0 | 0 | 0 | 0 | 0 | 0 | 0 | 0 | 0 | 0 | 0 | 0 | 0 | 0 | 0 | 0 | 0 | 0 | 0 | 0 | 0 | 0 | 0 | 0 | 0 | 0 | 0 | 0 | 0 | 0 | 0 | 0 | 0 | 0 | 0 | 0 | 0 | 0 | 0 | 0 | 0 | 0 | 0 | 0 | 0 | 0 | 0 | 0 | 0 | 0 | 0 | 0 | 0 | 0 | 0 | 0 | 0 | 0 | 0 | 0 | 0 | 2063.9688 | 2055.5065 | 2047.0789 | 2038.6859 | 2030.3273 | 2022.003 | 2013.7128 | 2005.4565 | 1997.2342 | 1989.0455 | 0 | 0 | 0 | 0 | 0 | 0 | 0 | 0 | 0 | 0 | 4854.8795 | 4834.9745 | 4815.1511 | 4795.4089 | 4775.7478 | 4756.1672 | 4736.6669 | 4717.2466 | 4697.9059 | 4678.6445 | 0 | 0 | 0 | 0 | 0 | 0 | 0 | 0 | 0 | 0 | 47662.7927 | 4854.8795 | 9689.8539 | 14505.005 | 19300.4139 | 24076.1617 | 28832.3289 | 33568.9958 | 38286.2423 | 42984.1482 | 47662.7927 | 47662.7927 | 47662.7927 | 47662.7927 | 47662.7927 | 47662.7927 | 47662.7927 | 47662.7927 | 47662.7927 | 47662.7927 | 47662.7927 | 0 | 0 | 0 | 0 | 0 | 0 | 0 | 0 | 0 | 0 | 0 | 0 | 0 | 0 | 0 | 0 | 0 | 0 | 0 | 0 | 0 | 0 | 0 | 0 | 0 | 0 | 0 | 0 | 0 | 0 | 0 | 0 | 0 | 0 | 0 | 0 | 0 | 0 | 0 | 0 | 0 | 0 | 0 | 0 | 0 | 0 | 0 | 0 | 0 | 0 | 0 | 0 | 0 | 0 | 0 | 0 | 0 | 0 | 0 | 0 | 0 | 0 | 0 | 0 | 0 | 0 | 0 | 0 | 0 | 0.01557% | 0 | 0 | 0 | 0 | 0 | 0 | 0 | 0 | 0 | 0 | 0 | 0 | 0 | 0 | 0 | 0 | 0 | 0 | 0 | 0 | 0 | 0 | 0 | 0
| Com-Strategic Energy Management-7P_V5 | Measure InputOutput | Cost/EUL source: PSE summary of CSEM program in 2018 and 2019. Savings source: Based on the 2014 NEEA report "2014 Energy Savings for the Commercial Real Estate Strategic Energy Management Cohorts". Percent savings based on the electric percent savings for "Office Competition". Pg 10. http://neea.org/docs/default-source/reports/2014-energy-savings-for-the-commercial-real-estate-strategic-energy-management-cohorts.pdf?sfvrsn=4 | 2020 | Retro | 2022 | 2041 | PSE | Commercial | Assembly | Gas | Per 1,000 Sqft of Floor Area for Buildings receiving Strategic Energy Management |  |  | Commercial SEM-Retro-Assembly |  | 45.3456 | 3 | 9.7961 | 0 |  | 3.6245 | 0 | 0 | 0 | 0 | 0 | 0 | 5.2542 |  | 0 | 0 | 0 | Whole Building | Whole Building | Strategic Energy Management | Commercial SEM | CommVENT | 0.0141% | 100% | 100% | 13.6313 | 0.001 | 0% | 33.33% | 85% | 6.8% | 0.2% | 12.4482 | 1.0377 | 1.3486 | 0 | 40.1613 | 0 | 7.0868 | -42.7383 | -75.5278 |  | -0.080738 | -1.3359 | -0.080738 | 01. ($9,999.000) to $0.028 | 1 | -1.3359 | 01. ($9,999.00) to $0.22 | 1 | 0 | 0 | 0 | 0 | 0 | 0 | 0 | 0 | 0 | 0 | 0 | 0 | 0 | 0 | 0 | 0 | 0 | 0 | 0 | 0 | 0 | 0 | 0 | 0 | 0 | 0 | 0 | 0 | 0 | 0 | 0 | 0 | 0 | 0 | 0 | 0 | 0 | 0 | 0 | 0 | 0 | 0 | 0 | 0 | 0 | 0 | 0 | 0 | 0 | 0 | 0 | 0 | 0 | 0 | 0 | 0 | 0 | 0 | 0 | 0 | 0 | 0 | 0 | 0 | 0 | 0 | 0 | 0 | 0 | 0 | 0 | 0 | 0 | 0 | 0 | 0 | 0 | 0 | 0 | 0 | 0 | 0 | 0 | 0 | 0 | 0 | 0 | 0 | 0 | 0 | 0 | 0 | 0 | 0 | 0 | 0 | 0 | 0 | 0 | 0 | 0 | 0 | 0 | 0 | 0 | 0 | 0 | 0 | 0 | 0 | 0 | 0 | 0 | 0 | 0 | 0 | 0 | 0 | 0 | 0 | 0 | 0 | 0 | 0 | 0 | 0 | 0 | 0 | 0 | 0 | 0 | 0 | 0 | 0 | 0 | 0 | 0 | 0 | 0 | 0 | 0 | 0 | 0 | 0 | 0 | 0 | 0 | 0 | 0 | 0 | 0 | 0 | 0 | 0 | 0 | 0 | 0 | 0 | 0 | 0 | 0 | 0 | 0 | 0 | 0 | 0 | 0 | 0 | 0 | 0 | 0 | 0 | 0 | 0 | 0 | 0 | 0 | 0 | 0 | 0 | 0 | 0 | 0 | 0 | 0 | 0 | 0 | 0 | 0 | 0 | 0 | 0 | 0 | 0 | 0 | 0 | 0 | 0 | 0 | 0 | 0 | 0 | 0 | 0.01557% | 0 | 0 | 0 | 0 | 0 | 0 | 0 | 0 | 0 | 0 | 0 | 0 | 0 | 0 | 0 | 0 | 0 | 0 | 0 | 0 | 0 | 0 | 0 | 0
| Com-Strategic Energy Management-7P_V5 | Measure InputOutput | Cost/EUL source: PSE summary of CSEM program in 2018 and 2019. Savings source: Based on the 2014 NEEA report "2014 Energy Savings for the Commercial Real Estate Strategic Energy Management Cohorts". Percent savings based on the electric percent savings for "Office Competition". Pg 10. http://neea.org/docs/default-source/reports/2014-energy-savings-for-the-commercial-real-estate-strategic-energy-management-cohorts.pdf?sfvrsn=4 | 2020 | Retro | 2022 | 2041 | PSE | Commercial | Other | Gas | Per 1,000 Sqft of Floor Area for Buildings receiving Strategic Energy Management |  |  | Commercial SEM-Retro-Other |  | 29.8196 | 3 | 8.5298 | 0 |  | 3.156 | 0 | 0 | 0 | 0 | 0 | 0 | 5.1828 |  | 0 | 0 | 0 | Whole Building | Whole Building | Strategic Energy Management | Commercial SEM | CommVENT | 0.0141% | 100% | 100% | 22.4146 | 0.001 | 78.16% | 33.33% | 85% | 6.8% | 0.2% | 12.2791 | 1.0236 | 1.3303 | 0 | 34.97 | 0 | 4.6604 | -37.4899 | -49.7878 |  | -0.1077 | -0.89273 | -0.1077 | 01. ($9,999.000) to $0.028 | 1 | -0.89273 | 01. ($9,999.00) to $0.22 | 1 | 0 | 0 | 0 | 0 | 0 | 0 | 0 | 0 | 0 | 0 | 0 | 0 | 0 | 0 | 0 | 0 | 0 | 0 | 0 | 0 | 0 | 0 | 0 | 0 | 0 | 0 | 0 | 0 | 0 | 0 | 0 | 0 | 0 | 0 | 0 | 0 | 0 | 0 | 0 | 0 | 0 | 0 | 0 | 0 | 0 | 0 | 0 | 0 | 0 | 0 | 0 | 0 | 0 | 0 | 0 | 0 | 0 | 0 | 0 | 0 | 0 | 0 | 0 | 0 | 0 | 0 | 0 | 0 | 0 | 0 | 0 | 0 | 0 | 9079.0149 | 8997.3038 | 8916.3281 | 8836.0811 | 8756.5564 | 8677.7474 | 8599.6477 | 8522.2508 | 8445.5506 | 8369.5406 | 0 | 0 | 0 | 0 | 0 | 0 | 0 | 0 | 0 | 0 | 47054.5538 | 46631.0629 | 46211.3833 | 45795.4808 | 45383.3215 | 44974.8716 | 44570.0978 | 44168.9669 | 43771.4462 | 43377.5032 | 0 | 0 | 0 | 0 | 0 | 0 | 0 | 0 | 0 | 0 | 451938.6881 | 47054.5538 | 93685.6167 | 139897 | 185692.4809 | 231075.8024 | 276050.674 | 320620.7718 | 364789.7387 | 408561.1849 | 451938.6881 | 451938.6881 | 451938.6881 | 451938.6881 | 451938.6881 | 451938.6881 | 451938.6881 | 451938.6881 | 451938.6881 | 451938.6881 | 451938.6881 | 0 | 0 | 0 | 0 | 0 | 0 | 0 | 0 | 0 | 0 | 0 | 0 | 0 | 0 | 0 | 0 | 0 | 0 | 0 | 0 | 0 | 0 | 0 | 0 | 0 | 0 | 0 | 0 | 0 | 0 | 0 | 0 | 0 | 0 | 0 | 0 | 0 | 0 | 0 | 0 | 0 | 0 | 0 | 0 | 0 | 0 | 0 | 0 | 0 | 0 | 0 | 0 | 0 | 0 | 0 | 0 | 0 | 0 | 0 | 0 | 0 | 0 | 0 | 0 | 0 | 0 | 0 | 0 | 0 | 0.01557% | 0 | 0 | 0 | 0 | 0 | 0 | 0 | 0 | 0 | 0 | 0 | 0 | 0 | 0 | 0 | 0 | 0 | 0 | 0 | 0 | 0 | 0 | 0 | 0
| Com-Strategic Energy Management-7P_V5 | Measure InputOutput | Cost/EUL source: PSE summary of CSEM program in 2018 and 2019. Savings source: Based on the 2014 NEEA report "2014 Energy Savings for the Commercial Real Estate Strategic Energy Management Cohorts". Percent savings based on the electric percent savings for "Office Competition". Pg 10. http://neea.org/docs/default-source/reports/2014-energy-savings-for-the-commercial-real-estate-strategic-energy-management-cohorts.pdf?sfvrsn=4 | 2020 | Retro | 2022 | 2045 | PSE | Commercial | Large Off | Electric | Per 1,000 Sqft of Floor Area for Buildings receiving Strategic Energy Management |  |  | Commercial SEM-Retro-Large Off |  | 366.601 | 3 | 30.3177 | 0 |  | 11.2176 | 0 | 0 | 0 | 0 | 0 | 0 | 0 |  | 0 | 0 | 0 | Whole Building | Whole Building | Strategic Energy Management | Commercial SEM | CommVENT | 0.0141% | 100% | 100% | 229.8817 | 0.001 | 78.16% | 33.33% | 85% | 6.8% | 0.2% | 57.2943 | 7.6093 | 6.4904 | 134.3672 | 0 | 0 | 0 | -4.6173 | -128.7449 |  | -0.0010789 | 0 | -0.0010789 | 01. ($9,999.000) to $0.028 | 1 | 0 | 01. ($9,999.00) to $0.22 | 1 | 3128.8835 | 3119.4968 | 3110.1384 | 3100.8079 | 3091.5055 | 3082.231 | 3072.9843 | 3063.7654 | 3054.5741 | 3045.4103 | 0 | 0 | 0 | 0 | 0 | 0 | 0 | 0 | 0 | 0 | 0 | 0 | 0 | 0 | 1147051.7813 | 1143610.6259 | 1140179.7941 | 1136759.2547 | 1133348.9769 | 1129948.93 | 1126559.0832 | 1123179.4059 | 1119809.8677 | 1116450.4381 | 0 | 0 | 0 | 0 | 0 | 0 | 0 | 0 | 0 | 0 | 0 | 0 | 0 | 0 | 11316898.1579 | 1147051.7813 | 2290662.4072 | 3430842.2013 | 4567601.456 | 5700950.4329 | 6830899.3629 | 7957458.4461 | 9080637.852 | 10200447.7198 | 11316898.1579 | 11316898.1579 | 11316898.1579 | 11316898.1579 | 11316898.1579 | 11316898.1579 | 11316898.1579 | 11316898.1579 | 11316898.1579 | 11316898.1579 | 11316898.1579 | 11316898.1579 | 11316898.1579 | 11316898.1579 | 11316898.1579 | 0 | 0 | 0 | 0 | 0 | 0 | 0 | 0 | 0 | 0 | 0 | 0 | 0 | 0 | 0 | 0 | 0 | 0 | 0 | 0 | 0 | 0 | 0 | 0 | 0 | 0 | 0 | 0 | 0 | 0 | 0 | 0 | 0 | 0 | 0 | 0 | 0 | 0 | 0 | 0 | 0 | 0 | 0 | 0 | 0 | 0 | 0 | 0 | 0 | 0 | 0 | 0 | 0 | 0 | 0 | 0 | 0 | 0 | 0 | 0 | 0 | 161.7399 | 322.9946 | 483.7656 | 644.0542 | 803.862 | 963.1903 | 1122.0407 | 1280.4145 | 1438.3132 | 1595.7381 | 1595.7381 | 1595.7381 | 1595.7381 | 1595.7381 | 1595.7381 | 1595.7381 | 1595.7381 | 1595.7381 | 1595.7381 | 1595.7381 | 1595.7381 | 1595.7381 | 1595.7381 | 1595.7381 | 0 | 0 | 0 | 0 | 0 | 0 | 0 | 0 | 0 | 0 | 0 | 0 | 0 | 0 | 0 | 0 | 0 | 0 | 0 | 0 | 0 | 0 | 0 | 0 | 0 | 0 | 0 | 0 | 0 | 0 | 0 | 0 | 0 | 0 | 0 | 0 | 0 | 0 | 0 | 0 | 0 | 0 | 0 | 0 | 0 | 0.01557% | 178.6221 | 356.7083 | 534.2603 | 711.2796 | 887.7679 | 1063.7267 | 1239.1576 | 1414.0622 | 1588.4421 | 1762.2989 | 1762.2989 | 1762.2989 | 1762.2989 | 1762.2989 | 1762.2989 | 1762.2989 | 1762.2989 | 1762.2989 | 1762.2989 | 1762.2989 | 1762.2989 | 1762.2989 | 1762.2989 | 1762.2989
| Com-Strategic Energy Management-7P_V5 | Measure InputOutput | Cost/EUL source: PSE summary of CSEM program in 2018 and 2019. Savings source: Based on the 2014 NEEA report "2014 Energy Savings for the Commercial Real Estate Strategic Energy Management Cohorts". Percent savings based on the electric percent savings for "Office Competition". Pg 10. http://neea.org/docs/default-source/reports/2014-energy-savings-for-the-commercial-real-estate-strategic-energy-management-cohorts.pdf?sfvrsn=4 | 2020 | Retro | 2022 | 2045 | PSE | Commercial | Medium Off | Electric | Per 1,000 Sqft of Floor Area for Buildings receiving Strategic Energy Management |  |  | Commercial SEM-Retro-Medium Off |  | 46.1796 | 3 | 5.6582 | 0 |  | 2.0935 | 0 | 0 | 0 | 0 | 0 | 0 | 0 |  | 0 | 0 | 0 | Whole Building | Whole Building | Strategic Energy Management | Commercial SEM | CommVENT | 0.0141% | 100% | 100% | 41.7593 | 0.001 | 78.16% | 33.33% | 85% | 6.8% | 0.2% | 7.2172 | 0.95852 | 0.81757 | 25.0771 | 0 | 0 | 0 | -0.0063864 | -23.1724 |  | -1.1847e-05 | 0 | -1.1847e-05 | 01. ($9,999.000) to $0.028 | 1 | 0 | 01. ($9,999.00) to $0.22 | 1 | 2434.7366 | 2427.4324 | 2420.1501 | 2412.8897 | 2405.651 | 2398.4341 | 2391.2388 | 2384.065 | 2376.9128 | 2369.7821 | 0 | 0 | 0 | 0 | 0 | 0 | 0 | 0 | 0 | 0 | 0 | 0 | 0 | 0 | 112435.2188 | 112097.9132 | 111761.6195 | 111426.3346 | 111092.0556 | 110758.7794 | 110426.5031 | 110095.2236 | 109764.9379 | 109435.6431 | 0 | 0 | 0 | 0 | 0 | 0 | 0 | 0 | 0 | 0 | 0 | 0 | 0 | 0 | 1109294.2288 | 112435.2188 | 224533.132 | 336294.7515 | 447721.0861 | 558813.1417 | 669571.9211 | 779998.4242 | 890093.6478 | 999858.5857 | 1109294.2288 | 1109294.2288 | 1109294.2288 | 1109294.2288 | 1109294.2288 | 1109294.2288 | 1109294.2288 | 1109294.2288 | 1109294.2288 | 1109294.2288 | 1109294.2288 | 1109294.2288 | 1109294.2288 | 1109294.2288 | 1109294.2288 | 0 | 0 | 0 | 0 | 0 | 0 | 0 | 0 | 0 | 0 | 0 | 0 | 0 | 0 | 0 | 0 | 0 | 0 | 0 | 0 | 0 | 0 | 0 | 0 | 0 | 0 | 0 | 0 | 0 | 0 | 0 | 0 | 0 | 0 | 0 | 0 | 0 | 0 | 0 | 0 | 0 | 0 | 0 | 0 | 0 | 0 | 0 | 0 | 0 | 0 | 0 | 0 | 0 | 0 | 0 | 0 | 0 | 0 | 0 | 0 | 0 | 15.8539 | 31.6603 | 47.4192 | 63.1309 | 78.7954 | 94.4129 | 109.9836 | 125.5076 | 140.985 | 156.4159 | 156.4159 | 156.4159 | 156.4159 | 156.4159 | 156.4159 | 156.4159 | 156.4159 | 156.4159 | 156.4159 | 156.4159 | 156.4159 | 156.4159 | 156.4159 | 156.4159 | 0 | 0 | 0 | 0 | 0 | 0 | 0 | 0 | 0 | 0 | 0 | 0 | 0 | 0 | 0 | 0 | 0 | 0 | 0 | 0 | 0 | 0 | 0 | 0 | 0 | 0 | 0 | 0 | 0 | 0 | 0 | 0 | 0 | 0 | 0 | 0 | 0 | 0 | 0 | 0 | 0 | 0 | 0 | 0 | 0 | 0.01557% | 17.5087 | 34.9649 | 52.3688 | 69.7204 | 87.0199 | 104.2676 | 121.4635 | 138.6079 | 155.7008 | 172.7424 | 172.7424 | 172.7424 | 172.7424 | 172.7424 | 172.7424 | 172.7424 | 172.7424 | 172.7424 | 172.7424 | 172.7424 | 172.7424 | 172.7424 | 172.7424 | 172.7424
| Com-Strategic Energy Management-7P_V5 | Measure InputOutput | Cost/EUL source: PSE summary of CSEM program in 2018 and 2019. Savings source: Based on the 2014 NEEA report "2014 Energy Savings for the Commercial Real Estate Strategic Energy Management Cohorts". Percent savings based on the electric percent savings for "Office Competition". Pg 10. http://neea.org/docs/default-source/reports/2014-energy-savings-for-the-commercial-real-estate-strategic-energy-management-cohorts.pdf?sfvrsn=4 | 2020 | Retro | 2022 | 2045 | PSE | Commercial | Small Off | Electric | Per 1,000 Sqft of Floor Area for Buildings receiving Strategic Energy Management |  |  | Commercial SEM-Retro-Small Off |  | 12.1582 | 3 | 3.0399 | 0 |  | 1.1248 | 0 | 0 | 0 | 0 | 0 | 0 | 0 |  | 0 | 0 | 0 | Whole Building | Whole Building | Strategic Energy Management | Commercial SEM | CommVENT | 0.0141% | 100% | 100% | 4.7978 | 0.001 | 78.16% | 33.33% | 85% | 6.8% | 0.2% | 1.9001 | 0.25236 | 0.21525 | 13.473 | 0 | 0 | 0 | 0.48318 | -11.9631 |  | 0.0034044 | 0 | 0.0034044 | 01. ($9,999.000) to $0.028 | 1 | 0 | 01. ($9,999.00) to $0.22 | 1 | 2073.3296 | 2067.1097 | 2060.9083 | 2054.7256 | 2048.5614 | 2042.4157 | 2036.2885 | 2030.1796 | 2024.0891 | 2018.0168 | 0 | 0 | 0 | 0 | 0 | 0 | 0 | 0 | 0 | 0 | 0 | 0 | 0 | 0 | 25208.0202 | 25132.3961 | 25056.9989 | 24981.8279 | 24906.8824 | 24832.1618 | 24757.6653 | 24683.3923 | 24609.3421 | 24535.5141 | 0 | 0 | 0 | 0 | 0 | 0 | 0 | 0 | 0 | 0 | 0 | 0 | 0 | 0 | 248704.2011 | 25208.0202 | 50340.4162 | 75397.4152 | 100379.2431 | 125286.1255 | 150118.2873 | 174875.9526 | 199559.3448 | 224168.687 | 248704.2011 | 248704.2011 | 248704.2011 | 248704.2011 | 248704.2011 | 248704.2011 | 248704.2011 | 248704.2011 | 248704.2011 | 248704.2011 | 248704.2011 | 248704.2011 | 248704.2011 | 248704.2011 | 248704.2011 | 0 | 0 | 0 | 0 | 0 | 0 | 0 | 0 | 0 | 0 | 0 | 0 | 0 | 0 | 0 | 0 | 0 | 0 | 0 | 0 | 0 | 0 | 0 | 0 | 0 | 0 | 0 | 0 | 0 | 0 | 0 | 0 | 0 | 0 | 0 | 0 | 0 | 0 | 0 | 0 | 0 | 0 | 0 | 0 | 0 | 0 | 0 | 0 | 0 | 0 | 0 | 0 | 0 | 0 | 0 | 0 | 0 | 0 | 0 | 0 | 0 | 3.5545 | 7.0982 | 10.6314 | 14.154 | 17.666 | 21.1674 | 24.6584 | 28.1388 | 31.6089 | 35.0685 | 35.0685 | 35.0685 | 35.0685 | 35.0685 | 35.0685 | 35.0685 | 35.0685 | 35.0685 | 35.0685 | 35.0685 | 35.0685 | 35.0685 | 35.0685 | 35.0685 | 1001.7999 | 998.7945 | 995.7981 | 992.8107 | 989.8323 | 986.8628 | 983.9022 | 980.9505 | 978.0076 | 975.0736 | 0 | 0 | 0 | 0 | 0 | 0 | 0 | 0 | 0 | 0 | 0 | 0 | 0 | 0 | 9883.8321 | 0 | 0 | 0 | 0 | 0 | 0 | 0 | 0 | 0 | 0 | 0 | 0 | 0 | 0 | 0 | 0 | 0 | 0 | 0 | 0 | 0.01557% | 3.9255 | 7.8391 | 11.7411 | 15.6313 | 19.5099 | 23.3768 | 27.2322 | 31.0759 | 34.9082 | 38.7289 | 38.7289 | 38.7289 | 38.7289 | 38.7289 | 38.7289 | 38.7289 | 38.7289 | 38.7289 | 38.7289 | 38.7289 | 38.7289 | 38.7289 | 38.7289 | 38.7289
| Com-Strategic Energy Management-7P_V5 | Measure InputOutput | Cost/EUL source: PSE summary of CSEM program in 2018 and 2019. Savings source: Based on the 2014 NEEA report "2014 Energy Savings for the Commercial Real Estate Strategic Energy Management Cohorts". Percent savings based on the electric percent savings for "Office Competition". Pg 10. http://neea.org/docs/default-source/reports/2014-energy-savings-for-the-commercial-real-estate-strategic-energy-management-cohorts.pdf?sfvrsn=4 | 2020 | Retro | 2022 | 2045 | PSE | Commercial | Xlarge Ret | Electric | Per 1,000 Sqft of Floor Area for Buildings receiving Strategic Energy Management |  |  | Commercial SEM-Retro-Xlarge Ret |  | 9.9759 | 3 | 2.872 | 0 |  | 1.0626 | 0 | 0 | 0 | 0 | 0 | 0 | 0 |  | 0 | 0 | 0 | Whole Building | Whole Building | Strategic Energy Management | Commercial SEM | CommVENT | 0.0141% | 100% | 100% | 280.3513 | 0.001 | 78.16% | 33.33% | 85% | 6.8% | 0.2% | 1.5591 | 0.20706 | 0.17661 | 12.7286 | 0 | 0 | 0 | 0.51459 | -11.244 |  | 0.0044188 | 0 | 0.0044188 | 01. ($9,999.000) to $0.028 | 1 | 0 | 01. ($9,999.00) to $0.22 | 1 | 1080.634 | 1075.6631 | 1070.715 | 1065.7897 | 1060.8871 | 1056.007 | 1051.1494 | 1046.3141 | 1041.5011 | 1036.7102 | 0 | 0 | 0 | 0 | 0 | 0 | 0 | 0 | 0 | 0 | 0 | 0 | 0 | 0 | 10780.2744 | 10730.6852 | 10681.324 | 10632.1899 | 10583.2818 | 10534.5987 | 10486.1396 | 10437.9033 | 10389.889 | 10342.0955 | 0 | 0 | 0 | 0 | 0 | 0 | 0 | 0 | 0 | 0 | 0 | 0 | 0 | 0 | 105598.3815 | 10780.2744 | 21510.9596 | 32192.2836 | 42824.4735 | 53407.7553 | 63942.354 | 74428.4936 | 84866.397 | 95256.286 | 105598.3815 | 105598.3815 | 105598.3815 | 105598.3815 | 105598.3815 | 105598.3815 | 105598.3815 | 105598.3815 | 105598.3815 | 105598.3815 | 105598.3815 | 105598.3815 | 105598.3815 | 105598.3815 | 105598.3815 | 0 | 0 | 0 | 0 | 0 | 0 | 0 | 0 | 0 | 0 | 0 | 0 | 0 | 0 | 0 | 0 | 0 | 0 | 0 | 0 | 0 | 0 | 0 | 0 | 0 | 0 | 0 | 0 | 0 | 0 | 0 | 0 | 0 | 0 | 0 | 0 | 0 | 0 | 0 | 0 | 0 | 0 | 0 | 0 | 0 | 0 | 0 | 0 | 0 | 0 | 0 | 0 | 0 | 0 | 0 | 0 | 0 | 0 | 0 | 0 | 0 | 1.5201 | 3.0332 | 4.5393 | 6.0385 | 7.5308 | 9.0162 | 10.4948 | 11.9666 | 13.4316 | 14.8899 | 14.8899 | 14.8899 | 14.8899 | 14.8899 | 14.8899 | 14.8899 | 14.8899 | 14.8899 | 14.8899 | 14.8899 | 14.8899 | 14.8899 | 14.8899 | 14.8899 | 556.0816 | 553.5236 | 550.9774 | 548.4429 | 545.9201 | 543.4088 | 540.9092 | 538.421 | 535.9442 | 533.4789 | 0 | 0 | 0 | 0 | 0 | 0 | 0 | 0 | 0 | 0 | 0 | 0 | 0 | 0 | 5447.1078 | 0 | 0 | 0 | 0 | 0 | 0 | 0 | 0 | 0 | 0 | 0 | 0 | 0 | 0 | 0 | 0 | 0 | 0 | 0 | 0 | 0.01557% | 1.6787 | 3.3497 | 5.0131 | 6.6687 | 8.3168 | 9.9573 | 11.5902 | 13.2156 | 14.8336 | 16.4441 | 16.4441 | 16.4441 | 16.4441 | 16.4441 | 16.4441 | 16.4441 | 16.4441 | 16.4441 | 16.4441 | 16.4441 | 16.4441 | 16.4441 | 16.4441 | 16.4441
| Com-Strategic Energy Management-7P_V5 | Measure InputOutput | Cost/EUL source: PSE summary of CSEM program in 2018 and 2019. Savings source: Based on the 2014 NEEA report "2014 Energy Savings for the Commercial Real Estate Strategic Energy Management Cohorts". Percent savings based on the electric percent savings for "Office Competition". Pg 10. http://neea.org/docs/default-source/reports/2014-energy-savings-for-the-commercial-real-estate-strategic-energy-management-cohorts.pdf?sfvrsn=4 | 2020 | Retro | 2022 | 2045 | PSE | Commercial | Large Ret | Electric | Per 1,000 Sqft of Floor Area for Buildings receiving Strategic Energy Management |  |  | Commercial SEM-Retro-Large Ret |  | 72.3635 | 3 | 7.6733 | 0 |  | 2.8391 | 0 | 0 | 0 | 0 | 0 | 0 | 0 |  | 0 | 0 | 0 | Whole Building | Whole Building | Strategic Energy Management | Commercial SEM | CommVENT | 0.0141% | 100% | 100% | 94.4255 | 0.001 | 78.16% | 33.33% | 85% | 6.8% | 0.2% | 11.3093 | 1.502 | 1.2811 | 34.0079 | 0 | 0 | 0 | -0.38317 | -31.7995 |  | -0.0004536 | 0 | -0.0004536 | 01. ($9,999.000) to $0.028 | 1 | 0 | 01. ($9,999.00) to $0.22 | 1 | 1536.0763 | 1529.0104 | 1521.9769 | 1514.9759 | 1508.007 | 1501.0701 | 1494.1652 | 1487.292 | 1480.4505 | 1473.6404 | 0 | 0 | 0 | 0 | 0 | 0 | 0 | 0 | 0 | 0 | 0 | 0 | 0 | 0 | 111155.7907 | 110644.474 | 110135.5095 | 109628.8861 | 109124.5932 | 108622.6201 | 108122.9561 | 107625.5905 | 107130.5128 | 106637.7124 | 0 | 0 | 0 | 0 | 0 | 0 | 0 | 0 | 0 | 0 | 0 | 0 | 0 | 0 | 1088828.6454 | 111155.7907 | 221800.2647 | 331935.7742 | 441564.6603 | 550689.2536 | 659311.8737 | 767434.8298 | 875060.4202 | 982190.933 | 1088828.6454 | 1088828.6454 | 1088828.6454 | 1088828.6454 | 1088828.6454 | 1088828.6454 | 1088828.6454 | 1088828.6454 | 1088828.6454 | 1088828.6454 | 1088828.6454 | 1088828.6454 | 1088828.6454 | 1088828.6454 | 1088828.6454 | 0 | 0 | 0 | 0 | 0 | 0 | 0 | 0 | 0 | 0 | 0 | 0 | 0 | 0 | 0 | 0 | 0 | 0 | 0 | 0 | 0 | 0 | 0 | 0 | 0 | 0 | 0 | 0 | 0 | 0 | 0 | 0 | 0 | 0 | 0 | 0 | 0 | 0 | 0 | 0 | 0 | 0 | 0 | 0 | 0 | 0 | 0 | 0 | 0 | 0 | 0 | 0 | 0 | 0 | 0 | 0 | 0 | 0 | 0 | 0 | 0 | 15.6735 | 31.2749 | 46.8046 | 62.2628 | 77.6499 | 92.9662 | 108.2121 | 123.3878 | 138.4937 | 153.5302 | 153.5302 | 153.5302 | 153.5302 | 153.5302 | 153.5302 | 153.5302 | 153.5302 | 153.5302 | 153.5302 | 153.5302 | 153.5302 | 153.5302 | 153.5302 | 153.5302 | 0 | 0 | 0 | 0 | 0 | 0 | 0 | 0 | 0 | 0 | 0 | 0 | 0 | 0 | 0 | 0 | 0 | 0 | 0 | 0 | 0 | 0 | 0 | 0 | 0 | 0 | 0 | 0 | 0 | 0 | 0 | 0 | 0 | 0 | 0 | 0 | 0 | 0 | 0 | 0 | 0 | 0 | 0 | 0 | 0 | 0.01557% | 17.3095 | 34.5394 | 51.69 | 68.7617 | 85.7549 | 102.6699 | 119.5071 | 136.2668 | 152.9495 | 169.5554 | 169.5554 | 169.5554 | 169.5554 | 169.5554 | 169.5554 | 169.5554 | 169.5554 | 169.5554 | 169.5554 | 169.5554 | 169.5554 | 169.5554 | 169.5554 | 169.5554
| Com-Strategic Energy Management-7P_V5 | Measure InputOutput | Cost/EUL source: PSE summary of CSEM program in 2018 and 2019. Savings source: Based on the 2014 NEEA report "2014 Energy Savings for the Commercial Real Estate Strategic Energy Management Cohorts". Percent savings based on the electric percent savings for "Office Competition". Pg 10. http://neea.org/docs/default-source/reports/2014-energy-savings-for-the-commercial-real-estate-strategic-energy-management-cohorts.pdf?sfvrsn=4 | 2020 | Retro | 2022 | 2045 | PSE | Commercial | Medium Ret | Electric | Per 1,000 Sqft of Floor Area for Buildings receiving Strategic Energy Management |  |  | Commercial SEM-Retro-Medium Ret |  | 10.76 | 3 | 2.9323 | 0 |  | 1.085 | 0 | 0 | 0 | 0 | 0 | 0 | 0 |  | 0 | 0 | 0 | Whole Building | Whole Building | Strategic Energy Management | Commercial SEM | CommVENT | 0.0141% | 100% | 100% | 13.3332 | 0.001 | 78.16% | 33.33% | 85% | 6.8% | 0.2% | 1.6816 | 0.22334 | 0.1905 | 12.9961 | 0 | 0 | 0 | 0.5033 | -11.5024 |  | 0.004007 | 0 | 0.004007 | 01. ($9,999.000) to $0.028 | 1 | 0 | 01. ($9,999.00) to $0.22 | 1 | 2287.4517 | 2276.9294 | 2266.4555 | 2256.0298 | 2245.6521 | 2235.3221 | 2225.0396 | 2214.8044 | 2204.6163 | 2194.4751 | 0 | 0 | 0 | 0 | 0 | 0 | 0 | 0 | 0 | 0 | 0 | 0 | 0 | 0 | 24613.0328 | 24499.8129 | 24387.1137 | 24274.933 | 24163.2683 | 24052.1173 | 23941.4775 | 23831.3467 | 23721.7225 | 23612.6026 | 0 | 0 | 0 | 0 | 0 | 0 | 0 | 0 | 0 | 0 | 0 | 0 | 0 | 0 | 241097.4274 | 24613.0328 | 49112.8457 | 73499.9594 | 97774.8924 | 121938.1607 | 145990.278 | 169931.7555 | 193763.1023 | 217484.8248 | 241097.4274 | 241097.4274 | 241097.4274 | 241097.4274 | 241097.4274 | 241097.4274 | 241097.4274 | 241097.4274 | 241097.4274 | 241097.4274 | 241097.4274 | 241097.4274 | 241097.4274 | 241097.4274 | 241097.4274 | 0 | 0 | 0 | 0 | 0 | 0 | 0 | 0 | 0 | 0 | 0 | 0 | 0 | 0 | 0 | 0 | 0 | 0 | 0 | 0 | 0 | 0 | 0 | 0 | 0 | 0 | 0 | 0 | 0 | 0 | 0 | 0 | 0 | 0 | 0 | 0 | 0 | 0 | 0 | 0 | 0 | 0 | 0 | 0 | 0 | 0 | 0 | 0 | 0 | 0 | 0 | 0 | 0 | 0 | 0 | 0 | 0 | 0 | 0 | 0 | 0 | 3.4706 | 6.9252 | 10.3639 | 13.7867 | 17.1939 | 20.5853 | 23.9612 | 27.3215 | 30.6664 | 33.9959 | 33.9959 | 33.9959 | 33.9959 | 33.9959 | 33.9959 | 33.9959 | 33.9959 | 33.9959 | 33.9959 | 33.9959 | 33.9959 | 33.9959 | 33.9959 | 33.9959 | 1151.2845 | 1145.9886 | 1140.717 | 1135.4697 | 1130.2466 | 1125.0475 | 1119.8722 | 1114.7208 | 1109.5931 | 1104.489 | 0 | 0 | 0 | 0 | 0 | 0 | 0 | 0 | 0 | 0 | 0 | 0 | 0 | 0 | 11277.4291 | 0 | 0 | 0 | 0 | 0 | 0 | 0 | 0 | 0 | 0 | 0 | 0 | 0 | 0 | 0 | 0 | 0 | 0 | 0 | 0 | 0.01557% | 3.8328 | 7.648 | 11.4456 | 15.2258 | 18.9885 | 22.734 | 26.4622 | 30.1733 | 33.8673 | 37.5444 | 37.5444 | 37.5444 | 37.5444 | 37.5444 | 37.5444 | 37.5444 | 37.5444 | 37.5444 | 37.5444 | 37.5444 | 37.5444 | 37.5444 | 37.5444 | 37.5444
| Com-Strategic Energy Management-7P_V5 | Measure InputOutput | Cost/EUL source: PSE summary of CSEM program in 2018 and 2019. Savings source: Based on the 2014 NEEA report "2014 Energy Savings for the Commercial Real Estate Strategic Energy Management Cohorts". Percent savings based on the electric percent savings for "Office Competition". Pg 10. http://neea.org/docs/default-source/reports/2014-energy-savings-for-the-commercial-real-estate-strategic-energy-management-cohorts.pdf?sfvrsn=4 | 2020 | Retro | 2022 | 2045 | PSE | Commercial | Small Ret | Electric | Per 1,000 Sqft of Floor Area for Buildings receiving Strategic Energy Management |  |  | Commercial SEM-Retro-Small Ret |  | 40.9691 | 3 | 5.2572 | 0 |  | 1.9452 | 0 | 0 | 0 | 0 | 0 | 0 | 0 |  | 0 | 0 | 0 | Whole Building | Whole Building | Strategic Energy Management | Commercial SEM | CommVENT | 0.0141% | 100% | 100% | 2.1703 | 0.001 | 78.16% | 33.33% | 85% | 6.8% | 0.2% | 6.4029 | 0.85037 | 0.72532 | 23.2998 | 0 | 0 | 0 | 0.068593 | -21.4557 |  | 0.00014342 | 0 | 0.00014342 | 01. ($9,999.000) to $0.028 | 1 | 0 | 01. ($9,999.00) to $0.22 | 1 | 494.4156 | 492.1413 | 489.8774 | 487.624 | 485.3809 | 483.1482 | 480.9257 | 478.7134 | 476.5113 | 474.3194 | 0 | 0 | 0 | 0 | 0 | 0 | 0 | 0 | 0 | 0 | 0 | 0 | 0 | 0 | 20255.7611 | 20162.5846 | 20069.8368 | 19977.5155 | 19885.6189 | 19794.1451 | 19703.092 | 19612.4578 | 19522.2405 | 19432.4382 | 0 | 0 | 0 | 0 | 0 | 0 | 0 | 0 | 0 | 0 | 0 | 0 | 0 | 0 | 198415.6906 | 20255.7611 | 40418.3458 | 60488.1825 | 80465.6981 | 100351.317 | 120145.4621 | 139848.5541 | 159461.0119 | 178983.2524 | 198415.6906 | 198415.6906 | 198415.6906 | 198415.6906 | 198415.6906 | 198415.6906 | 198415.6906 | 198415.6906 | 198415.6906 | 198415.6906 | 198415.6906 | 198415.6906 | 198415.6906 | 198415.6906 | 198415.6906 | 0 | 0 | 0 | 0 | 0 | 0 | 0 | 0 | 0 | 0 | 0 | 0 | 0 | 0 | 0 | 0 | 0 | 0 | 0 | 0 | 0 | 0 | 0 | 0 | 0 | 0 | 0 | 0 | 0 | 0 | 0 | 0 | 0 | 0 | 0 | 0 | 0 | 0 | 0 | 0 | 0 | 0 | 0 | 0 | 0 | 0 | 0 | 0 | 0 | 0 | 0 | 0 | 0 | 0 | 0 | 0 | 0 | 0 | 0 | 0 | 0 | 2.8562 | 5.6992 | 8.5291 | 11.3461 | 14.15 | 16.9411 | 19.7193 | 22.4848 | 25.2375 | 27.9776 | 27.9776 | 27.9776 | 27.9776 | 27.9776 | 27.9776 | 27.9776 | 27.9776 | 27.9776 | 27.9776 | 27.9776 | 27.9776 | 27.9776 | 27.9776 | 27.9776 | 33.9137 | 33.7577 | 33.6024 | 33.4478 | 33.294 | 33.1408 | 32.9884 | 32.8366 | 32.6856 | 32.5352 | 0 | 0 | 0 | 0 | 0 | 0 | 0 | 0 | 0 | 0 | 0 | 0 | 0 | 0 | 332.202 | 0 | 0 | 0 | 0 | 0 | 0 | 0 | 0 | 0 | 0 | 0 | 0 | 0 | 0 | 0 | 0 | 0 | 0 | 0 | 0 | 0.01557% | 3.1543 | 6.2941 | 9.4194 | 12.5303 | 15.627 | 18.7094 | 21.7776 | 24.8317 | 27.8718 | 30.8978 | 30.8978 | 30.8978 | 30.8978 | 30.8978 | 30.8978 | 30.8978 | 30.8978 | 30.8978 | 30.8978 | 30.8978 | 30.8978 | 30.8978 | 30.8978 | 30.8978
| Com-Strategic Energy Management-7P_V5 | Measure InputOutput | Cost/EUL source: PSE summary of CSEM program in 2018 and 2019. Savings source: Based on the 2014 NEEA report "2014 Energy Savings for the Commercial Real Estate Strategic Energy Management Cohorts". Percent savings based on the electric percent savings for "Office Competition". Pg 10. http://neea.org/docs/default-source/reports/2014-energy-savings-for-the-commercial-real-estate-strategic-energy-management-cohorts.pdf?sfvrsn=4 | 2020 | Retro | 2022 | 2045 | PSE | Commercial | School K-12 | Electric | Per 1,000 Sqft of Floor Area for Buildings receiving Strategic Energy Management |  |  | Commercial SEM-Retro-School K-12 |  | 114.7959 | 3 | 10.9389 | 0 |  | 4.0474 | 0 | 0 | 0 | 0 | 0 | 0 | 0 |  | 0 | 0 | 0 | Whole Building | Whole Building | Strategic Energy Management | Commercial SEM | CommVENT | 0.0141% | 100% | 100% | 36.55 | 0.001 | 78.16% | 33.33% | 85% | 6.8% | 0.2% | 17.9409 | 2.3827 | 2.0324 | 48.4809 | 0 | 0 | 0 | -0.99378 | -45.7801 |  | -0.00074159 | 0 | -0.00074159 | 01. ($9,999.000) to $0.028 | 1 | 0 | 01. ($9,999.00) to $0.22 | 1 | 3176.6664 | 3169.9954 | 3163.3384 | 3156.6954 | 3150.0663 | 3143.4512 | 3136.8499 | 3130.2625 | 3123.689 | 3117.1292 | 0 | 0 | 0 | 0 | 0 | 0 | 0 | 0 | 0 | 0 | 0 | 0 | 0 | 0 | 364668.1279 | 363902.3249 | 363138.13 | 362375.5399 | 361614.5513 | 360855.1607 | 360097.3649 | 359341.1604 | 358586.544 | 357833.5122 | 0 | 0 | 0 | 0 | 0 | 0 | 0 | 0 | 0 | 0 | 0 | 0 | 0 | 0 | 3612412.4163 | 364668.1279 | 728570.4528 | 1091708.5828 | 1454084.1227 | 1815698.674 | 2176553.8348 | 2536651.1996 | 2895992.3601 | 3254578.9041 | 3612412.4163 | 3612412.4163 | 3612412.4163 | 3612412.4163 | 3612412.4163 | 3612412.4163 | 3612412.4163 | 3612412.4163 | 3612412.4163 | 3612412.4163 | 3612412.4163 | 3612412.4163 | 3612412.4163 | 3612412.4163 | 3612412.4163 | 0 | 0 | 0 | 0 | 0 | 0 | 0 | 0 | 0 | 0 | 0 | 0 | 0 | 0 | 0 | 0 | 0 | 0 | 0 | 0 | 0 | 0 | 0 | 0 | 0 | 0 | 0 | 0 | 0 | 0 | 0 | 0 | 0 | 0 | 0 | 0 | 0 | 0 | 0 | 0 | 0 | 0 | 0 | 0 | 0 | 0 | 0 | 0 | 0 | 0 | 0 | 0 | 0 | 0 | 0 | 0 | 0 | 0 | 0 | 0 | 0 | 51.42 | 102.732 | 153.9363 | 205.033 | 256.0224 | 306.9048 | 357.6803 | 408.3491 | 458.9116 | 509.3679 | 509.3679 | 509.3679 | 509.3679 | 509.3679 | 509.3679 | 509.3679 | 509.3679 | 509.3679 | 509.3679 | 509.3679 | 509.3679 | 509.3679 | 509.3679 | 509.3679 | 0 | 0 | 0 | 0 | 0 | 0 | 0 | 0 | 0 | 0 | 0 | 0 | 0 | 0 | 0 | 0 | 0 | 0 | 0 | 0 | 0 | 0 | 0 | 0 | 0 | 0 | 0 | 0 | 0 | 0 | 0 | 0 | 0 | 0 | 0 | 0 | 0 | 0 | 0 | 0 | 0 | 0 | 0 | 0 | 0 | 0.01557% | 56.7871 | 113.455 | 170.0039 | 226.434 | 282.7457 | 338.939 | 395.0144 | 450.972 | 506.8121 | 562.5349 | 562.5349 | 562.5349 | 562.5349 | 562.5349 | 562.5349 | 562.5349 | 562.5349 | 562.5349 | 562.5349 | 562.5349 | 562.5349 | 562.5349 | 562.5349 | 562.5349
| Com-Strategic Energy Management-7P_V5 | Measure InputOutput | Cost/EUL source: PSE summary of CSEM program in 2018 and 2019. Savings source: Based on the 2014 NEEA report "2014 Energy Savings for the Commercial Real Estate Strategic Energy Management Cohorts". Percent savings based on the electric percent savings for "Office Competition". Pg 10. http://neea.org/docs/default-source/reports/2014-energy-savings-for-the-commercial-real-estate-strategic-energy-management-cohorts.pdf?sfvrsn=4 | 2020 | Retro | 2022 | 2045 | PSE | Commercial | University | Electric | Per 1,000 Sqft of Floor Area for Buildings receiving Strategic Energy Management |  |  | Commercial SEM-Retro-University |  | 466.5563 | 3 | 38.0102 | 0 |  | 14.0638 | 0 | 0 | 0 | 0 | 0 | 0 | 0 |  | 0 | 0 | 0 | Whole Building | Whole Building | Strategic Energy Management | Commercial SEM | CommVENT | 0.0141% | 100% | 100% | 121.328 | 0.001 | 78.16% | 33.33% | 85% | 6.8% | 0.2% | 72.9158 | 9.684 | 8.26 | 168.4602 | 0 | 0 | 0 | -6.0556 | -161.6782 |  | -0.0011119 | 0 | -0.0011119 | 01. ($9,999.000) to $0.028 | 1 | 0 | 01. ($9,999.00) to $0.22 | 1 | 333.6515 | 332.8508 | 332.0519 | 331.255 | 330.46 | 329.6669 | 328.8757 | 328.0864 | 327.299 | 326.5134 | 0 | 0 | 0 | 0 | 0 | 0 | 0 | 0 | 0 | 0 | 0 | 0 | 0 | 0 | 155667.2028 | 155293.6016 | 154920.8969 | 154549.0868 | 154178.169 | 153808.1413 | 153439.0018 | 153070.7482 | 152703.3784 | 152336.8903 | 0 | 0 | 0 | 0 | 0 | 0 | 0 | 0 | 0 | 0 | 0 | 0 | 0 | 0 | 1539967.1171 | 155667.2028 | 310960.8044 | 465881.7013 | 620430.7881 | 774608.957 | 928417.0984 | 1081856.1002 | 1234926.8484 | 1387630.2268 | 1539967.1171 | 1539967.1171 | 1539967.1171 | 1539967.1171 | 1539967.1171 | 1539967.1171 | 1539967.1171 | 1539967.1171 | 1539967.1171 | 1539967.1171 | 1539967.1171 | 1539967.1171 | 1539967.1171 | 1539967.1171 | 1539967.1171 | 0 | 0 | 0 | 0 | 0 | 0 | 0 | 0 | 0 | 0 | 0 | 0 | 0 | 0 | 0 | 0 | 0 | 0 | 0 | 0 | 0 | 0 | 0 | 0 | 0 | 0 | 0 | 0 | 0 | 0 | 0 | 0 | 0 | 0 | 0 | 0 | 0 | 0 | 0 | 0 | 0 | 0 | 0 | 0 | 0 | 0 | 0 | 0 | 0 | 0 | 0 | 0 | 0 | 0 | 0 | 0 | 0 | 0 | 0 | 0 | 0 | 21.9498 | 43.847 | 65.6916 | 87.4838 | 109.2237 | 130.9114 | 152.547 | 174.1307 | 195.6627 | 217.1429 | 217.1429 | 217.1429 | 217.1429 | 217.1429 | 217.1429 | 217.1429 | 217.1429 | 217.1429 | 217.1429 | 217.1429 | 217.1429 | 217.1429 | 217.1429 | 217.1429 | 0 | 0 | 0 | 0 | 0 | 0 | 0 | 0 | 0 | 0 | 0 | 0 | 0 | 0 | 0 | 0 | 0 | 0 | 0 | 0 | 0 | 0 | 0 | 0 | 0 | 0 | 0 | 0 | 0 | 0 | 0 | 0 | 0 | 0 | 0 | 0 | 0 | 0 | 0 | 0 | 0 | 0 | 0 | 0 | 0 | 0.01557% | 24.2409 | 48.4237 | 72.5484 | 96.6152 | 120.6243 | 144.5757 | 168.4696 | 192.3062 | 216.0856 | 239.808 | 239.808 | 239.808 | 239.808 | 239.808 | 239.808 | 239.808 | 239.808 | 239.808 | 239.808 | 239.808 | 239.808 | 239.808 | 239.808 | 239.808
| Com-Strategic Energy Management-7P_V5 | Measure InputOutput | Cost/EUL source: PSE summary of CSEM program in 2018 and 2019. Savings source: Based on the 2014 NEEA report "2014 Energy Savings for the Commercial Real Estate Strategic Energy Management Cohorts". Percent savings based on the electric percent savings for "Office Competition". Pg 10. http://neea.org/docs/default-source/reports/2014-energy-savings-for-the-commercial-real-estate-strategic-energy-management-cohorts.pdf?sfvrsn=4 | 2020 | Retro | 2022 | 2045 | PSE | Commercial | Warehouse | Electric | Per 1,000 Sqft of Floor Area for Buildings receiving Strategic Energy Management |  |  | Commercial SEM-Retro-Warehouse |  | 14.8481 | 3 | 3.247 | 0 |  | 1.2014 | 0 | 0 | 0 | 0 | 0 | 0 | 0 |  | 0 | 0 | 0 | Whole Building | Whole Building | Strategic Energy Management | Commercial SEM | CommVENT | 0.0141% | 100% | 100% | 34.3139 | 0.001 | 78.16% | 33.33% | 85% | 6.8% | 0.2% | 2.3205 | 0.30819 | 0.26287 | 14.3904 | 0 | 0 | 0 | 0.44448 | -12.8493 |  | 0.0025643 | 0 | 0.0025643 | 01. ($9,999.000) to $0.028 | 1 | 0 | 01. ($9,999.00) to $0.22 | 1 | 7890.1308 | 7852.8893 | 7815.8237 | 7778.933 | 7742.2164 | 7705.6732 | 7669.3024 | 7633.1033 | 7597.0751 | 7561.2169 | 0 | 0 | 0 | 0 | 0 | 0 | 0 | 0 | 0 | 0 | 0 | 0 | 0 | 0 | 117153.372 | 116600.4081 | 116050.0542 | 115502.2979 | 114957.1271 | 114414.5294 | 113874.4929 | 113337.0052 | 112802.0546 | 112269.6289 | 0 | 0 | 0 | 0 | 0 | 0 | 0 | 0 | 0 | 0 | 0 | 0 | 0 | 0 | 1146960.9703 | 117153.372 | 233753.7801 | 349803.8343 | 465306.1322 | 580263.2593 | 694677.7887 | 808552.2816 | 921889.2868 | 1034691.3414 | 1146960.9703 | 1146960.9703 | 1146960.9703 | 1146960.9703 | 1146960.9703 | 1146960.9703 | 1146960.9703 | 1146960.9703 | 1146960.9703 | 1146960.9703 | 1146960.9703 | 1146960.9703 | 1146960.9703 | 1146960.9703 | 1146960.9703 | 0 | 0 | 0 | 0 | 0 | 0 | 0 | 0 | 0 | 0 | 0 | 0 | 0 | 0 | 0 | 0 | 0 | 0 | 0 | 0 | 0 | 0 | 0 | 0 | 0 | 0 | 0 | 0 | 0 | 0 | 0 | 0 | 0 | 0 | 0 | 0 | 0 | 0 | 0 | 0 | 0 | 0 | 0 | 0 | 0 | 0 | 0 | 0 | 0 | 0 | 0 | 0 | 0 | 0 | 0 | 0 | 0 | 0 | 0 | 0 | 0 | 16.5192 | 32.9604 | 49.3241 | 65.6104 | 81.82 | 97.953 | 114.0098 | 129.9909 | 145.8966 | 161.7271 | 161.7271 | 161.7271 | 161.7271 | 161.7271 | 161.7271 | 161.7271 | 161.7271 | 161.7271 | 161.7271 | 161.7271 | 161.7271 | 161.7271 | 161.7271 | 161.7271 | 3506.98 | 3490.4271 | 3473.9523 | 3457.5552 | 3441.2356 | 3424.9929 | 3408.827 | 3392.7373 | 3376.7236 | 3360.7854 | 0 | 0 | 0 | 0 | 0 | 0 | 0 | 0 | 0 | 0 | 0 | 0 | 0 | 0 | 34334.2165 | 0 | 0 | 0 | 0 | 0 | 0 | 0 | 0 | 0 | 0 | 0 | 0 | 0 | 0 | 0 | 0 | 0 | 0 | 0 | 0 | 0.01557% | 18.2434 | 36.4008 | 54.4724 | 72.4588 | 90.3602 | 108.1772 | 125.91 | 143.5592 | 161.125 | 178.608 | 178.608 | 178.608 | 178.608 | 178.608 | 178.608 | 178.608 | 178.608 | 178.608 | 178.608 | 178.608 | 178.608 | 178.608 | 178.608 | 178.608
| Com-Strategic Energy Management-7P_V5 | Measure InputOutput | Cost/EUL source: PSE summary of CSEM program in 2018 and 2019. Savings source: Based on the 2014 NEEA report "2014 Energy Savings for the Commercial Real Estate Strategic Energy Management Cohorts". Percent savings based on the electric percent savings for "Office Competition". Pg 10. http://neea.org/docs/default-source/reports/2014-energy-savings-for-the-commercial-real-estate-strategic-energy-management-cohorts.pdf?sfvrsn=4 | 2020 | Retro | 2022 | 2045 | PSE | Commercial | Supermarket | Electric | Per 1,000 Sqft of Floor Area for Buildings receiving Strategic Energy Management |  |  | Commercial SEM-Retro-Supermarket |  | 37.1104 | 3 | 4.9603 | 0 |  | 1.8353 | 0 | 0 | 0 | 0 | 0 | 0 | 0 |  | 0 | 0 | 0 | Whole Building | Whole Building | Strategic Energy Management | Commercial SEM | CommVENT | 0.0141% | 100% | 100% | 49.7337 | 0.001 | 0% | 33.33% | 85% | 6.8% | 0.2% | 5.7998 | 0.77028 | 0.65701 | 21.9837 | 0 | 0 | 0 | 0.12412 | -20.1843 |  | 0.00028651 | 0 | 0.00028651 | 01. ($9,999.000) to $0.028 | 1 | 0 | 01. ($9,999.00) to $0.22 | 1 | 0 | 0 | 0 | 0 | 0 | 0 | 0 | 0 | 0 | 0 | 0 | 0 | 0 | 0 | 0 | 0 | 0 | 0 | 0 | 0 | 0 | 0 | 0 | 0 | 0 | 0 | 0 | 0 | 0 | 0 | 0 | 0 | 0 | 0 | 0 | 0 | 0 | 0 | 0 | 0 | 0 | 0 | 0 | 0 | 0 | 0 | 0 | 0 | 0 | 0 | 0 | 0 | 0 | 0 | 0 | 0 | 0 | 0 | 0 | 0 | 0 | 0 | 0 | 0 | 0 | 0 | 0 | 0 | 0 | 0 | 0 | 0 | 0 | 0 | 0 | 0 | 0 | 0 | 0 | 0 | 0 | 0 | 0 | 0 | 0 | 0 | 0 | 0 | 0 | 0 | 0 | 0 | 0 | 0 | 0 | 0 | 0 | 0 | 0 | 0 | 0 | 0 | 0 | 0 | 0 | 0 | 0 | 0 | 0 | 0 | 0 | 0 | 0 | 0 | 0 | 0 | 0 | 0 | 0 | 0 | 0 | 0 | 0 | 0 | 0 | 0 | 0 | 0 | 0 | 0 | 0 | 0 | 0 | 0 | 0 | 0 | 0 | 0 | 0 | 0 | 0 | 0 | 0 | 0 | 0 | 0 | 0 | 0 | 0 | 0 | 0 | 0 | 0 | 0 | 0 | 0 | 0 | 0 | 0 | 0 | 0 | 0 | 0 | 0 | 0 | 0 | 0 | 0 | 0 | 0 | 0 | 0 | 0 | 0 | 0 | 0 | 0 | 0 | 0 | 0 | 0 | 0 | 0 | 0 | 0 | 0 | 0 | 0 | 0 | 0 | 0 | 0 | 0 | 0 | 0 | 0 | 0 | 0 | 0 | 0 | 0 | 0 | 0 | 0.01557% | 0 | 0 | 0 | 0 | 0 | 0 | 0 | 0 | 0 | 0 | 0 | 0 | 0 | 0 | 0 | 0 | 0 | 0 | 0 | 0 | 0 | 0 | 0 | 0
| Com-Strategic Energy Management-7P_V5 | Measure InputOutput | Cost/EUL source: PSE summary of CSEM program in 2018 and 2019. Savings source: Based on the 2014 NEEA report "2014 Energy Savings for the Commercial Real Estate Strategic Energy Management Cohorts". Percent savings based on the electric percent savings for "Office Competition". Pg 10. http://neea.org/docs/default-source/reports/2014-energy-savings-for-the-commercial-real-estate-strategic-energy-management-cohorts.pdf?sfvrsn=4 | 2020 | Retro | 2022 | 2045 | PSE | Commercial | MiniMart | Electric | Per 1,000 Sqft of Floor Area for Buildings receiving Strategic Energy Management |  |  | Commercial SEM-Retro-MiniMart |  | 0 | 3 | 2.1043 | 0 |  | 0.77857 | 0 | 0 | 0 | 0 | 0 | 0 | 0 |  | 0 | 0 | 0 | Whole Building | Whole Building | Strategic Energy Management | Commercial SEM | CommVENT | 0.0141% | 100% | 100% | 2.1159 | 0.001 | 0% | 33.33% | 85% | 6.8% | 0.2% | 0 | 0 | 0 | 9.326 | 0 | 0 | 0 | 0.65814 | -7.9572 |  | 0 | 0 | 0 | 01. ($9,999.000) to $0.028 | 1 | 0 | 01. ($9,999.00) to $0.22 | 1 | 0 | 0 | 0 | 0 | 0 | 0 | 0 | 0 | 0 | 0 | 0 | 0 | 0 | 0 | 0 | 0 | 0 | 0 | 0 | 0 | 0 | 0 | 0 | 0 | 0 | 0 | 0 | 0 | 0 | 0 | 0 | 0 | 0 | 0 | 0 | 0 | 0 | 0 | 0 | 0 | 0 | 0 | 0 | 0 | 0 | 0 | 0 | 0 | 0 | 0 | 0 | 0 | 0 | 0 | 0 | 0 | 0 | 0 | 0 | 0 | 0 | 0 | 0 | 0 | 0 | 0 | 0 | 0 | 0 | 0 | 0 | 0 | 0 | 0 | 0 | 0 | 0 | 0 | 0 | 0 | 0 | 0 | 0 | 0 | 0 | 0 | 0 | 0 | 0 | 0 | 0 | 0 | 0 | 0 | 0 | 0 | 0 | 0 | 0 | 0 | 0 | 0 | 0 | 0 | 0 | 0 | 0 | 0 | 0 | 0 | 0 | 0 | 0 | 0 | 0 | 0 | 0 | 0 | 0 | 0 | 0 | 0 | 0 | 0 | 0 | 0 | 0 | 0 | 0 | 0 | 0 | 0 | 0 | 0 | 0 | 0 | 0 | 0 | 0 | 0 | 0 | 0 | 0 | 0 | 0 | 0 | 0 | 0 | 0 | 0 | 0 | 0 | 0 | 0 | 0 | 0 | 0 | 0 | 0 | 0 | 0 | 0 | 0 | 0 | 0 | 0 | 0 | 0 | 0 | 0 | 0 | 0 | 0 | 0 | 0 | 0 | 0 | 0 | 0 | 0 | 0 | 0 | 0 | 0 | 0 | 0 | 0 | 0 | 0 | 0 | 0 | 0 | 0 | 0 | 0 | 0 | 0 | 0 | 0 | 0 | 0 | 0 | 0 | 0.01557% | 0 | 0 | 0 | 0 | 0 | 0 | 0 | 0 | 0 | 0 | 0 | 0 | 0 | 0 | 0 | 0 | 0 | 0 | 0 | 0 | 0 | 0 | 0 | 0
| Com-Strategic Energy Management-7P_V5 | Measure InputOutput | Cost/EUL source: PSE summary of CSEM program in 2018 and 2019. Savings source: Based on the 2014 NEEA report "2014 Energy Savings for the Commercial Real Estate Strategic Energy Management Cohorts". Percent savings based on the electric percent savings for "Office Competition". Pg 10. http://neea.org/docs/default-source/reports/2014-energy-savings-for-the-commercial-real-estate-strategic-energy-management-cohorts.pdf?sfvrsn=4 | 2020 | Retro | 2022 | 2045 | PSE | Commercial | Restaurant | Electric | Per 1,000 Sqft of Floor Area for Buildings receiving Strategic Energy Management |  |  | Commercial SEM-Retro-Restaurant |  | 16.7608 | 3 | 3.3942 | 0 |  | 1.2558 | 0 | 0 | 0 | 0 | 0 | 0 | 0 |  | 0 | 0 | 0 | Whole Building | Whole Building | Strategic Energy Management | Commercial SEM | CommVENT | 0.0141% | 100% | 100% | 9.7266 | 0.001 | 0% | 33.33% | 85% | 6.8% | 0.2% | 2.6195 | 0.34789 | 0.29674 | 15.0428 | 0 | 0 | 0 | 0.41695 | -13.4795 |  | 0.002131 | 0 | 0.002131 | 01. ($9,999.000) to $0.028 | 1 | 0 | 01. ($9,999.00) to $0.22 | 1 | 0 | 0 | 0 | 0 | 0 | 0 | 0 | 0 | 0 | 0 | 0 | 0 | 0 | 0 | 0 | 0 | 0 | 0 | 0 | 0 | 0 | 0 | 0 | 0 | 0 | 0 | 0 | 0 | 0 | 0 | 0 | 0 | 0 | 0 | 0 | 0 | 0 | 0 | 0 | 0 | 0 | 0 | 0 | 0 | 0 | 0 | 0 | 0 | 0 | 0 | 0 | 0 | 0 | 0 | 0 | 0 | 0 | 0 | 0 | 0 | 0 | 0 | 0 | 0 | 0 | 0 | 0 | 0 | 0 | 0 | 0 | 0 | 0 | 0 | 0 | 0 | 0 | 0 | 0 | 0 | 0 | 0 | 0 | 0 | 0 | 0 | 0 | 0 | 0 | 0 | 0 | 0 | 0 | 0 | 0 | 0 | 0 | 0 | 0 | 0 | 0 | 0 | 0 | 0 | 0 | 0 | 0 | 0 | 0 | 0 | 0 | 0 | 0 | 0 | 0 | 0 | 0 | 0 | 0 | 0 | 0 | 0 | 0 | 0 | 0 | 0 | 0 | 0 | 0 | 0 | 0 | 0 | 0 | 0 | 0 | 0 | 0 | 0 | 0 | 0 | 0 | 0 | 0 | 0 | 0 | 0 | 0 | 0 | 0 | 0 | 0 | 0 | 0 | 0 | 0 | 0 | 0 | 0 | 0 | 0 | 0 | 0 | 0 | 0 | 0 | 0 | 0 | 0 | 0 | 0 | 0 | 0 | 0 | 0 | 0 | 0 | 0 | 0 | 0 | 0 | 0 | 0 | 0 | 0 | 0 | 0 | 0 | 0 | 0 | 0 | 0 | 0 | 0 | 0 | 0 | 0 | 0 | 0 | 0 | 0 | 0 | 0 | 0 | 0.01557% | 0 | 0 | 0 | 0 | 0 | 0 | 0 | 0 | 0 | 0 | 0 | 0 | 0 | 0 | 0 | 0 | 0 | 0 | 0 | 0 | 0 | 0 | 0 | 0
| Com-Strategic Energy Management-7P_V5 | Measure InputOutput | Cost/EUL source: PSE summary of CSEM program in 2018 and 2019. Savings source: Based on the 2014 NEEA report "2014 Energy Savings for the Commercial Real Estate Strategic Energy Management Cohorts". Percent savings based on the electric percent savings for "Office Competition". Pg 10. http://neea.org/docs/default-source/reports/2014-energy-savings-for-the-commercial-real-estate-strategic-energy-management-cohorts.pdf?sfvrsn=4 | 2020 | Retro | 2022 | 2045 | PSE | Commercial | Lodging | Electric | Per 1,000 Sqft of Floor Area for Buildings receiving Strategic Energy Management |  |  | Commercial SEM-Retro-Lodging |  | 99.1102 | 3 | 9.7317 | 0 |  | 3.6007 | 0 | 0 | 0 | 0 | 0 | 0 | 0 |  | 0 | 0 | 0 | Whole Building | Whole Building | Strategic Energy Management | Commercial SEM | CommVENT | 0.0141% | 100% | 100% | 31.3854 | 0.001 | 78.16% | 33.33% | 85% | 6.8% | 0.2% | 15.4894 | 2.0572 | 1.7547 | 43.1308 | 0 | 0 | 0 | -0.76806 | -40.612 |  | -0.00066386 | 0 | -0.00066386 | 01. ($9,999.000) to $0.028 | 1 | 0 | 01. ($9,999.00) to $0.22 | 1 | 1163.6627 | 1159.3571 | 1155.0675 | 1150.7938 | 1146.5358 | 1142.2937 | 1138.0672 | 1133.8563 | 1129.6611 | 1125.4813 | 0 | 0 | 0 | 0 | 0 | 0 | 0 | 0 | 0 | 0 | 0 | 0 | 0 | 0 | 115330.8666 | 114904.1424 | 114478.9971 | 114055.4248 | 113633.4197 | 113212.976 | 112794.088 | 112376.7499 | 111960.9559 | 111546.7004 | 0 | 0 | 0 | 0 | 0 | 0 | 0 | 0 | 0 | 0 | 0 | 0 | 0 | 0 | 1134294.3208 | 115330.8666 | 230235.009 | 344714.006 | 458769.4308 | 572402.8505 | 685615.8265 | 798409.9146 | 910786.6645 | 1022747.6204 | 1134294.3208 | 1134294.3208 | 1134294.3208 | 1134294.3208 | 1134294.3208 | 1134294.3208 | 1134294.3208 | 1134294.3208 | 1134294.3208 | 1134294.3208 | 1134294.3208 | 1134294.3208 | 1134294.3208 | 1134294.3208 | 1134294.3208 | 0 | 0 | 0 | 0 | 0 | 0 | 0 | 0 | 0 | 0 | 0 | 0 | 0 | 0 | 0 | 0 | 0 | 0 | 0 | 0 | 0 | 0 | 0 | 0 | 0 | 0 | 0 | 0 | 0 | 0 | 0 | 0 | 0 | 0 | 0 | 0 | 0 | 0 | 0 | 0 | 0 | 0 | 0 | 0 | 0 | 0 | 0 | 0 | 0 | 0 | 0 | 0 | 0 | 0 | 0 | 0 | 0 | 0 | 0 | 0 | 0 | 16.2622 | 32.4643 | 48.6064 | 64.6887 | 80.7116 | 96.6752 | 112.5797 | 128.4254 | 144.2124 | 159.9411 | 159.9411 | 159.9411 | 159.9411 | 159.9411 | 159.9411 | 159.9411 | 159.9411 | 159.9411 | 159.9411 | 159.9411 | 159.9411 | 159.9411 | 159.9411 | 159.9411 | 0 | 0 | 0 | 0 | 0 | 0 | 0 | 0 | 0 | 0 | 0 | 0 | 0 | 0 | 0 | 0 | 0 | 0 | 0 | 0 | 0 | 0 | 0 | 0 | 0 | 0 | 0 | 0 | 0 | 0 | 0 | 0 | 0 | 0 | 0 | 0 | 0 | 0 | 0 | 0 | 0 | 0 | 0 | 0 | 0 | 0.01557% | 17.9596 | 35.8528 | 53.6798 | 71.4409 | 89.1362 | 106.766 | 124.3306 | 141.8302 | 159.2651 | 176.6355 | 176.6355 | 176.6355 | 176.6355 | 176.6355 | 176.6355 | 176.6355 | 176.6355 | 176.6355 | 176.6355 | 176.6355 | 176.6355 | 176.6355 | 176.6355 | 176.6355
| Com-Strategic Energy Management-7P_V5 | Measure InputOutput | Cost/EUL source: PSE summary of CSEM program in 2018 and 2019. Savings source: Based on the 2014 NEEA report "2014 Energy Savings for the Commercial Real Estate Strategic Energy Management Cohorts". Percent savings based on the electric percent savings for "Office Competition". Pg 10. http://neea.org/docs/default-source/reports/2014-energy-savings-for-the-commercial-real-estate-strategic-energy-management-cohorts.pdf?sfvrsn=4 | 2020 | Retro | 2022 | 2045 | PSE | Commercial | Hospital | Electric | Per 1,000 Sqft of Floor Area for Buildings receiving Strategic Energy Management |  |  | Commercial SEM-Retro-Hospital |  | 592.8779 | 3 | 47.7319 | 0 |  | 17.6608 | 0 | 0 | 0 | 0 | 0 | 0 | 0 |  | 0 | 0 | 0 | Whole Building | Whole Building | Strategic Energy Management | Commercial SEM | CommVENT | 0.0141% | 100% | 100% | 80.9786 | 0.001 | 78.16% | 33.33% | 85% | 6.8% | 0.2% | 92.658 | 12.306 | 10.4964 | 211.5463 | 0 | 0 | 0 | -7.8734 | -203.2987 |  | -0.0011376 | 0 | -0.0011376 | 01. ($9,999.000) to $0.028 | 1 | 0 | 01. ($9,999.00) to $0.22 | 1 | 269.9495 | 268.8427 | 267.7405 | 266.6427 | 265.5495 | 264.4607 | 263.3764 | 262.2966 | 261.2212 | 260.1502 | 0 | 0 | 0 | 0 | 0 | 0 | 0 | 0 | 0 | 0 | 0 | 0 | 0 | 0 | 160047.1015 | 159390.9084 | 158737.4056 | 158086.5823 | 157438.4273 | 156792.9297 | 156150.0787 | 155509.8634 | 154872.273 | 154237.2967 | 0 | 0 | 0 | 0 | 0 | 0 | 0 | 0 | 0 | 0 | 0 | 0 | 0 | 0 | 1571262.8666 | 160047.1015 | 319438.0099 | 478175.4155 | 636261.9978 | 793700.4251 | 950493.3548 | 1106643.4336 | 1262153.297 | 1417025.5699 | 1571262.8666 | 1571262.8666 | 1571262.8666 | 1571262.8666 | 1571262.8666 | 1571262.8666 | 1571262.8666 | 1571262.8666 | 1571262.8666 | 1571262.8666 | 1571262.8666 | 1571262.8666 | 1571262.8666 | 1571262.8666 | 1571262.8666 | 0 | 0 | 0 | 0 | 0 | 0 | 0 | 0 | 0 | 0 | 0 | 0 | 0 | 0 | 0 | 0 | 0 | 0 | 0 | 0 | 0 | 0 | 0 | 0 | 0 | 0 | 0 | 0 | 0 | 0 | 0 | 0 | 0 | 0 | 0 | 0 | 0 | 0 | 0 | 0 | 0 | 0 | 0 | 0 | 0 | 0 | 0 | 0 | 0 | 0 | 0 | 0 | 0 | 0 | 0 | 0 | 0 | 0 | 0 | 0 | 0 | 22.5674 | 45.0423 | 67.4251 | 89.7161 | 111.9157 | 134.0242 | 156.0422 | 177.9698 | 199.8076 | 221.5558 | 221.5558 | 221.5558 | 221.5558 | 221.5558 | 221.5558 | 221.5558 | 221.5558 | 221.5558 | 221.5558 | 221.5558 | 221.5558 | 221.5558 | 221.5558 | 221.5558 | 0 | 0 | 0 | 0 | 0 | 0 | 0 | 0 | 0 | 0 | 0 | 0 | 0 | 0 | 0 | 0 | 0 | 0 | 0 | 0 | 0 | 0 | 0 | 0 | 0 | 0 | 0 | 0 | 0 | 0 | 0 | 0 | 0 | 0 | 0 | 0 | 0 | 0 | 0 | 0 | 0 | 0 | 0 | 0 | 0 | 0.01557% | 24.923 | 49.7438 | 74.4628 | 99.0805 | 123.5972 | 148.0135 | 172.3296 | 196.546 | 220.6632 | 244.6814 | 244.6814 | 244.6814 | 244.6814 | 244.6814 | 244.6814 | 244.6814 | 244.6814 | 244.6814 | 244.6814 | 244.6814 | 244.6814 | 244.6814 | 244.6814 | 244.6814
| Com-Strategic Energy Management-7P_V5 | Measure InputOutput | Cost/EUL source: PSE summary of CSEM program in 2018 and 2019. Savings source: Based on the 2014 NEEA report "2014 Energy Savings for the Commercial Real Estate Strategic Energy Management Cohorts". Percent savings based on the electric percent savings for "Office Competition". Pg 10. http://neea.org/docs/default-source/reports/2014-energy-savings-for-the-commercial-real-estate-strategic-energy-management-cohorts.pdf?sfvrsn=4 | 2020 | Retro | 2022 | 2045 | PSE | Commercial | Residential Care | Electric | Per 1,000 Sqft of Floor Area for Buildings receiving Strategic Energy Management |  |  | Commercial SEM-Retro-Residential Care |  | 98.456 | 3 | 9.6814 | 0 |  | 3.5821 | 0 | 0 | 0 | 0 | 0 | 0 | 0 |  | 0 | 0 | 0 | Whole Building | Whole Building | Strategic Energy Management | Commercial SEM | CommVENT | 0.0141% | 100% | 100% | 89.2138 | 0.001 | 78.16% | 33.33% | 85% | 6.8% | 0.2% | 15.3872 | 2.0436 | 1.7431 | 42.9076 | 0 | 0 | 0 | -0.75865 | -40.3965 |  | -0.00066008 | 0 | -0.00066008 | 01. ($9,999.000) to $0.028 | 1 | 0 | 01. ($9,999.00) to $0.22 | 1 | 1288.7432 | 1283.4593 | 1278.1972 | 1272.9566 | 1267.7374 | 1262.5397 | 1257.3633 | 1252.2081 | 1247.0741 | 1241.961 | 0 | 0 | 0 | 0 | 0 | 0 | 0 | 0 | 0 | 0 | 0 | 0 | 0 | 0 | 126884.5584 | 126364.3317 | 125846.2379 | 125330.2683 | 124816.4142 | 124304.6669 | 123795.0178 | 123287.4582 | 122781.9796 | 122278.5735 | 0 | 0 | 0 | 0 | 0 | 0 | 0 | 0 | 0 | 0 | 0 | 0 | 0 | 0 | 1245689.5066 | 126884.5584 | 253248.89 | 379095.1279 | 504425.3963 | 629241.8105 | 753546.4774 | 877341.4952 | 1000628.9535 | 1123410.9331 | 1245689.5066 | 1245689.5066 | 1245689.5066 | 1245689.5066 | 1245689.5066 | 1245689.5066 | 1245689.5066 | 1245689.5066 | 1245689.5066 | 1245689.5066 | 1245689.5066 | 1245689.5066 | 1245689.5066 | 1245689.5066 | 1245689.5066 | 0 | 0 | 0 | 0 | 0 | 0 | 0 | 0 | 0 | 0 | 0 | 0 | 0 | 0 | 0 | 0 | 0 | 0 | 0 | 0 | 0 | 0 | 0 | 0 | 0 | 0 | 0 | 0 | 0 | 0 | 0 | 0 | 0 | 0 | 0 | 0 | 0 | 0 | 0 | 0 | 0 | 0 | 0 | 0 | 0 | 0 | 0 | 0 | 0 | 0 | 0 | 0 | 0 | 0 | 0 | 0 | 0 | 0 | 0 | 0 | 0 | 17.8913 | 35.7093 | 53.4543 | 71.1265 | 88.7262 | 106.2537 | 123.7095 | 141.0936 | 158.4065 | 175.6483 | 175.6483 | 175.6483 | 175.6483 | 175.6483 | 175.6483 | 175.6483 | 175.6483 | 175.6483 | 175.6483 | 175.6483 | 175.6483 | 175.6483 | 175.6483 | 175.6483 | 0 | 0 | 0 | 0 | 0 | 0 | 0 | 0 | 0 | 0 | 0 | 0 | 0 | 0 | 0 | 0 | 0 | 0 | 0 | 0 | 0 | 0 | 0 | 0 | 0 | 0 | 0 | 0 | 0 | 0 | 0 | 0 | 0 | 0 | 0 | 0 | 0 | 0 | 0 | 0 | 0 | 0 | 0 | 0 | 0 | 0.01557% | 19.7588 | 39.4366 | 59.0337 | 78.5505 | 97.9873 | 117.3444 | 136.6221 | 155.8207 | 174.9407 | 193.9822 | 193.9822 | 193.9822 | 193.9822 | 193.9822 | 193.9822 | 193.9822 | 193.9822 | 193.9822 | 193.9822 | 193.9822 | 193.9822 | 193.9822 | 193.9822 | 193.9822
| Com-Strategic Energy Management-7P_V5 | Measure InputOutput | Cost/EUL source: PSE summary of CSEM program in 2018 and 2019. Savings source: Based on the 2014 NEEA report "2014 Energy Savings for the Commercial Real Estate Strategic Energy Management Cohorts". Percent savings based on the electric percent savings for "Office Competition". Pg 10. http://neea.org/docs/default-source/reports/2014-energy-savings-for-the-commercial-real-estate-strategic-energy-management-cohorts.pdf?sfvrsn=4 | 2020 | Retro | 2022 | 2045 | PSE | Commercial | Assembly | Electric | Per 1,000 Sqft of Floor Area for Buildings receiving Strategic Energy Management |  |  | Commercial SEM-Retro-Assembly |  | 124.785 | 3 | 11.7077 | 0 |  | 4.3318 | 0 | 0 | 0 | 0 | 0 | 0 | 0 |  | 0 | 0 | 0 | Whole Building | Whole Building | Strategic Energy Management | Commercial SEM | CommVENT | 0.0141% | 100% | 100% | 13.6313 | 0.001 | 0% | 33.33% | 85% | 6.8% | 0.2% | 19.502 | 2.5901 | 2.2092 | 51.888 | 0 | 0 | 0 | -1.1375 | -49.0714 |  | -0.0007809 | 0 | -0.0007809 | 01. ($9,999.000) to $0.028 | 1 | 0 | 01. ($9,999.00) to $0.22 | 1 | 0 | 0 | 0 | 0 | 0 | 0 | 0 | 0 | 0 | 0 | 0 | 0 | 0 | 0 | 0 | 0 | 0 | 0 | 0 | 0 | 0 | 0 | 0 | 0 | 0 | 0 | 0 | 0 | 0 | 0 | 0 | 0 | 0 | 0 | 0 | 0 | 0 | 0 | 0 | 0 | 0 | 0 | 0 | 0 | 0 | 0 | 0 | 0 | 0 | 0 | 0 | 0 | 0 | 0 | 0 | 0 | 0 | 0 | 0 | 0 | 0 | 0 | 0 | 0 | 0 | 0 | 0 | 0 | 0 | 0 | 0 | 0 | 0 | 0 | 0 | 0 | 0 | 0 | 0 | 0 | 0 | 0 | 0 | 0 | 0 | 0 | 0 | 0 | 0 | 0 | 0 | 0 | 0 | 0 | 0 | 0 | 0 | 0 | 0 | 0 | 0 | 0 | 0 | 0 | 0 | 0 | 0 | 0 | 0 | 0 | 0 | 0 | 0 | 0 | 0 | 0 | 0 | 0 | 0 | 0 | 0 | 0 | 0 | 0 | 0 | 0 | 0 | 0 | 0 | 0 | 0 | 0 | 0 | 0 | 0 | 0 | 0 | 0 | 0 | 0 | 0 | 0 | 0 | 0 | 0 | 0 | 0 | 0 | 0 | 0 | 0 | 0 | 0 | 0 | 0 | 0 | 0 | 0 | 0 | 0 | 0 | 0 | 0 | 0 | 0 | 0 | 0 | 0 | 0 | 0 | 0 | 0 | 0 | 0 | 0 | 0 | 0 | 0 | 0 | 0 | 0 | 0 | 0 | 0 | 0 | 0 | 0 | 0 | 0 | 0 | 0 | 0 | 0 | 0 | 0 | 0 | 0 | 0 | 0 | 0 | 0 | 0 | 0 | 0.01557% | 0 | 0 | 0 | 0 | 0 | 0 | 0 | 0 | 0 | 0 | 0 | 0 | 0 | 0 | 0 | 0 | 0 | 0 | 0 | 0 | 0 | 0 | 0 | 0
| Com-Strategic Energy Management-7P_V5 | Measure InputOutput | Cost/EUL source: PSE summary of CSEM program in 2018 and 2019. Savings source: Based on the 2014 NEEA report "2014 Energy Savings for the Commercial Real Estate Strategic Energy Management Cohorts". Percent savings based on the electric percent savings for "Office Competition". Pg 10. http://neea.org/docs/default-source/reports/2014-energy-savings-for-the-commercial-real-estate-strategic-energy-management-cohorts.pdf?sfvrsn=4 | 2020 | Retro | 2022 | 2045 | PSE | Commercial | Other | Electric | Per 1,000 Sqft of Floor Area for Buildings receiving Strategic Energy Management |  |  | Commercial SEM-Retro-Other |  | 139.2562 | 3 | 12.8213 | 0 |  | 4.7439 | 0 | 0 | 0 | 0 | 0 | 0 | 0 |  | 0 | 0 | 0 | Whole Building | Whole Building | Strategic Energy Management | Commercial SEM | CommVENT | 0.0141% | 100% | 100% | 22.4146 | 0.001 | 78.16% | 33.33% | 85% | 6.8% | 0.2% | 21.7637 | 2.8905 | 2.4654 | 56.8238 | 0 | 0 | 0 | -1.3458 | -53.8393 |  | -0.00082785 | 0 | -0.00082785 | 01. ($9,999.000) to $0.028 | 1 | 0 | 01. ($9,999.00) to $0.22 | 1 | 6939.6479 | 6877.191 | 6815.2963 | 6753.9586 | 6693.173 | 6632.9345 | 6573.238 | 6514.0789 | 6455.4522 | 6397.3531 | 0 | 0 | 0 | 0 | 0 | 0 | 0 | 0 | 0 | 0 | 0 | 0 | 0 | 0 | 966388.7222 | 957691.2237 | 949072.0027 | 940530.3546 | 932065.5815 | 923676.9912 | 915363.8983 | 907125.6232 | 898961.4926 | 890870.8392 | 0 | 0 | 0 | 0 | 0 | 0 | 0 | 0 | 0 | 0 | 0 | 0 | 0 | 0 | 9281746.7292 | 966388.7222 | 1924079.9459 | 2873151.9485 | 3813682.3032 | 4745747.8846 | 5669424.8759 | 6584788.7742 | 7491914.3974 | 8390875.89 | 9281746.7292 | 9281746.7292 | 9281746.7292 | 9281746.7292 | 9281746.7292 | 9281746.7292 | 9281746.7292 | 9281746.7292 | 9281746.7292 | 9281746.7292 | 9281746.7292 | 9281746.7292 | 9281746.7292 | 9281746.7292 | 9281746.7292 | 0 | 0 | 0 | 0 | 0 | 0 | 0 | 0 | 0 | 0 | 0 | 0 | 0 | 0 | 0 | 0 | 0 | 0 | 0 | 0 | 0 | 0 | 0 | 0 | 0 | 0 | 0 | 0 | 0 | 0 | 0 | 0 | 0 | 0 | 0 | 0 | 0 | 0 | 0 | 0 | 0 | 0 | 0 | 0 | 0 | 0 | 0 | 0 | 0 | 0 | 0 | 0 | 0 | 0 | 0 | 0 | 0 | 0 | 0 | 0 | 0 | 136.2655 | 271.3047 | 405.1285 | 537.7479 | 669.1737 | 799.4167 | 928.4875 | 1056.3967 | 1183.1547 | 1308.7718 | 1308.7718 | 1308.7718 | 1308.7718 | 1308.7718 | 1308.7718 | 1308.7718 | 1308.7718 | 1308.7718 | 1308.7718 | 1308.7718 | 1308.7718 | 1308.7718 | 1308.7718 | 1308.7718 | 0 | 0 | 0 | 0 | 0 | 0 | 0 | 0 | 0 | 0 | 0 | 0 | 0 | 0 | 0 | 0 | 0 | 0 | 0 | 0 | 0 | 0 | 0 | 0 | 0 | 0 | 0 | 0 | 0 | 0 | 0 | 0 | 0 | 0 | 0 | 0 | 0 | 0 | 0 | 0 | 0 | 0 | 0 | 0 | 0 | 0.01557% | 150.4887 | 299.6231 | 447.4152 | 593.8772 | 739.0211 | 882.8586 | 1025.4016 | 1166.6618 | 1306.6505 | 1445.3794 | 1445.3794 | 1445.3794 | 1445.3794 | 1445.3794 | 1445.3794 | 1445.3794 | 1445.3794 | 1445.3794 | 1445.3794 | 1445.3794 | 1445.3794 | 1445.3794 | 1445.3794 | 1445.3794
| Com-Strategic Energy Management-7P_V5 | Measure InputOutput-New | Cost/EUL source: PSE summary of CSEM program in 2018 and 2019. Savings source: Based on the 2014 NEEA report "2014 Energy Savings for the Commercial Real Estate Strategic Energy Management Cohorts". Percent savings based on the electric percent savings for "Office Competition". Pg 10. http://neea.org/docs/default-source/reports/2014-energy-savings-for-the-commercial-real-estate-strategic-energy-management-cohorts.pdf?sfvrsn=4 | 2020 | New | 2022 | 2041 | PSE | Commercial | Large Off | Gas | Per 1,000 Sqft of Floor Area for Buildings receiving Strategic Energy Management |  |  | Commercial SEM-New-Large Off |  | 307.5609 | 3 | 71.8519 | 0 |  | 0 | 0 | 0 | 0 | 0 | 0 | 0 | 21.3615 |  | 0 | 0 | 0 | Whole Building | Whole Building | Strategic Energy Management | Commercial SEM | CommVENT | 0.0141% | 100% | 100% | 229.8817 | 0.001 | 78.16% | 33.33% | 85% | 6.8% | 0.2% | 50.61 | 4.2188 | 5.4829 | 0 | 294.5737 | 0 | 48.0672 | 4.6687 | -217.9945 |  | 0.0013004 | -0.94836 | 0.0013004 | 01. ($9,999.000) to $0.028 | 1 | -0.94836 | 01. ($9,999.00) to $0.22 | 1 | 0 | 0 | 0 | 0 | 0 | 0 | 0 | 0 | 0 | 0 | 0 | 0 | 0 | 0 | 0 | 0 | 0 | 0 | 0 | 0 | 0 | 0 | 0 | 0 | 0 | 0 | 0 | 0 | 0 | 0 | 0 | 0 | 0 | 0 | 0 | 0 | 0 | 0 | 0 | 0 | 0 | 0 | 0 | 0 | 0 | 0 | 0 | 0 | 0 | 0 | 0 | 0 | 0 | 0 | 0 | 0 | 0 | 0 | 0 | 0 | 0 | 0 | 0 | 0 | 0 | 0 | 0 | 0 | 0 | 0 | 0 | 0 | 0 | 7.7547 | 15.397 | 26.499 | 30.381 | 43.4304 | 65.4577 | 96.5101 | 163.475 | 239.2985 | 344.643 | 381.2885 | 504.9011 | 568.726 | 680.8626 | 708.1814 | 822.5762 | 822.1639 | 940.8065 | 933.9194 | 1078.4903 | 165.6527 | 328.904 | 566.0589 | 648.9851 | 927.7396 | 1398.2775 | 2061.6034 | 3492.0756 | 5111.7827 | 7362.1024 | 8144.9059 | 10785.4603 | 12148.8579 | 14544.268 | 15127.8404 | 17571.4871 | 17562.6817 | 20097.0681 | 19949.95 | 23038.2044 | 181033.9054 | 165.6527 | 494.5567 | 1060.6156 | 1709.6007 | 2637.3403 | 4035.6177 | 6097.2211 | 9589.2966 | 14701.0793 | 22063.1817 | 30208.0876 | 40993.5479 | 53142.4058 | 67686.6737 | 82814.5142 | 100386.0012 | 117948.6829 | 138045.751 | 157995.701 | 181033.9054 | 0 | 0 | 0 | 0 | 0 | 0 | 0 | 0 | 0 | 0 | 0 | 0 | 0 | 0 | 0 | 0 | 0 | 0 | 0 | 0 | 0 | 0 | 0 | 0 | 0 | 0 | 0 | 0 | 0 | 0 | 0 | 0 | 0 | 0 | 0 | 0 | 0 | 0 | 0 | 0 | 0 | 0 | 0 | 0 | 0 | 0 | 0 | 0 | 0 | 0 | 0 | 0 | 0 | 0 | 0 | 0 | 0 | 0 | 0 | 0 | 0 | 0 | 0 | 0 | 0 | 0 | 0 | 0 | 0 | 0.01557% | 0 | 0 | 0 | 0 | 0 | 0 | 0 | 0 | 0 | 0 | 0 | 0 | 0 | 0 | 0 | 0 | 0 | 0 | 0 | 0 | 0 | 0 | 0 | 0
| Com-Strategic Energy Management-7P_V5 | Measure InputOutput-New | Cost/EUL source: PSE summary of CSEM program in 2018 and 2019. Savings source: Based on the 2014 NEEA report "2014 Energy Savings for the Commercial Real Estate Strategic Energy Management Cohorts". Percent savings based on the electric percent savings for "Office Competition". Pg 10. http://neea.org/docs/default-source/reports/2014-energy-savings-for-the-commercial-real-estate-strategic-energy-management-cohorts.pdf?sfvrsn=4 | 2020 | New | 2022 | 2041 | PSE | Commercial | Medium Off | Gas | Per 1,000 Sqft of Floor Area for Buildings receiving Strategic Energy Management |  |  | Commercial SEM-New-Medium Off |  | 37.0126 | 3 | 10.034 | 0 |  | 0 | 0 | 0 | 0 | 0 | 0 | 0 | 3.1857 |  | 0 | 0 | 0 | Whole Building | Whole Building | Strategic Energy Management | Commercial SEM | CommVENT | 0.0141% | 100% | 100% | 41.7593 | 0.001 | 78.16% | 33.33% | 85% | 6.8% | 0.2% | 7.5476 | 0.62916 | 0.81768 | 0 | 41.1367 | 0 | 5.7845 | 0.55996 | -20.5489 |  | 0.001296 | -0.59943 | 0.001296 | 01. ($9,999.000) to $0.028 | 1 | -0.59943 | 01. ($9,999.00) to $0.22 | 1 | 0 | 0 | 0 | 0 | 0 | 0 | 0 | 0 | 0 | 0 | 0 | 0 | 0 | 0 | 0 | 0 | 0 | 0 | 0 | 0 | 0 | 0 | 0 | 0 | 0 | 0 | 0 | 0 | 0 | 0 | 0 | 0 | 0 | 0 | 0 | 0 | 0 | 0 | 0 | 0 | 0 | 0 | 0 | 0 | 0 | 0 | 0 | 0 | 0 | 0 | 0 | 0 | 0 | 0 | 0 | 0 | 0 | 0 | 0 | 0 | 0 | 0 | 0 | 0 | 0 | 0 | 0 | 0 | 0 | 0 | 0 | 0 | 0 | 4.1382 | 8.2164 | 14.1408 | 16.2124 | 23.1761 | 34.9307 | 51.5014 | 87.2363 | 127.6986 | 183.9143 | 203.4697 | 269.4339 | 303.4933 | 363.3335 | 377.9119 | 438.9571 | 438.7372 | 502.0492 | 498.374 | 575.5224 | 13.1831 | 26.175 | 45.0485 | 51.6479 | 73.8319 | 111.2786 | 164.0678 | 277.9085 | 406.8091 | 585.8954 | 648.193 | 858.3352 | 966.838 | 1157.471 | 1203.9132 | 1398.385 | 1397.6843 | 1599.3774 | 1587.6693 | 1833.4407 | 14407.1529 | 13.1831 | 39.3581 | 84.4066 | 136.0545 | 209.8865 | 321.165 | 485.2328 | 763.1414 | 1169.9504 | 1755.8459 | 2404.0388 | 3262.374 | 4229.212 | 5386.683 | 6590.5962 | 7988.9812 | 9386.6655 | 10986.0429 | 12573.7122 | 14407.1529 | 0 | 0 | 0 | 0 | 0 | 0 | 0 | 0 | 0 | 0 | 0 | 0 | 0 | 0 | 0 | 0 | 0 | 0 | 0 | 0 | 0 | 0 | 0 | 0 | 0 | 0 | 0 | 0 | 0 | 0 | 0 | 0 | 0 | 0 | 0 | 0 | 0 | 0 | 0 | 0 | 0 | 0 | 0 | 0 | 0 | 0 | 0 | 0 | 0 | 0 | 0 | 0 | 0 | 0 | 0 | 0 | 0 | 0 | 0 | 0 | 0 | 0 | 0 | 0 | 0 | 0 | 0 | 0 | 0 | 0.01557% | 0 | 0 | 0 | 0 | 0 | 0 | 0 | 0 | 0 | 0 | 0 | 0 | 0 | 0 | 0 | 0 | 0 | 0 | 0 | 0 | 0 | 0 | 0 | 0
| Com-Strategic Energy Management-7P_V5 | Measure InputOutput-New | Cost/EUL source: PSE summary of CSEM program in 2018 and 2019. Savings source: Based on the 2014 NEEA report "2014 Energy Savings for the Commercial Real Estate Strategic Energy Management Cohorts". Percent savings based on the electric percent savings for "Office Competition". Pg 10. http://neea.org/docs/default-source/reports/2014-energy-savings-for-the-commercial-real-estate-strategic-energy-management-cohorts.pdf?sfvrsn=4 | 2020 | New | 2022 | 2041 | PSE | Commercial | Small Off | Gas | Per 1,000 Sqft of Floor Area for Buildings receiving Strategic Energy Management |  |  | Commercial SEM-New-Small Off |  | 9.239 | 3 | 2.9292 | 0 |  | 0 | 0 | 0 | 0 | 0 | 0 | 0 | 0.98342 |  | 0 | 0 | 0 | Whole Building | Whole Building | Strategic Energy Management | Commercial SEM | CommVENT | 0.0141% | 100% | 100% | 4.7978 | 0.001 | 78.16% | 33.33% | 85% | 6.8% | 0.2% | 2.3299 | 0.19422 | 0.25241 | 0 | 12.0088 | 0 | 1.4439 | 0.1392 | -3.3895 |  | 0.0012907 | -0.3203 | 0.0012907 | 01. ($9,999.000) to $0.028 | 1 | -0.3203 | 01. ($9,999.00) to $0.22 | 1 | 0 | 0 | 0 | 0 | 0 | 0 | 0 | 0 | 0 | 0 | 0 | 0 | 0 | 0 | 0 | 0 | 0 | 0 | 0 | 0 | 0 | 0 | 0 | 0 | 0 | 0 | 0 | 0 | 0 | 0 | 0 | 0 | 0 | 0 | 0 | 0 | 0 | 0 | 0 | 0 | 0 | 0 | 0 | 0 | 0 | 0 | 0 | 0 | 0 | 0 | 0 | 0 | 0 | 0 | 0 | 0 | 0 | 0 | 0 | 0 | 0 | 0 | 0 | 0 | 0 | 0 | 0 | 0 | 0 | 0 | 0 | 0 | 0 | 2.8642 | 5.6868 | 9.7873 | 11.2211 | 16.0409 | 24.1766 | 35.6457 | 60.379 | 88.3842 | 127.2929 | 140.8278 | 186.4837 | 210.0573 | 251.4746 | 261.5647 | 303.8161 | 303.6638 | 347.4841 | 344.9404 | 398.3372 | 2.8167 | 5.5925 | 9.625 | 11.035 | 15.7749 | 23.7757 | 35.0546 | 59.3777 | 86.9184 | 125.1818 | 138.4923 | 183.3911 | 206.5736 | 247.3041 | 257.2269 | 298.7776 | 298.6278 | 341.7214 | 339.2199 | 391.7311 | 3078.2181 | 2.8167 | 8.4092 | 18.0342 | 29.0693 | 44.8441 | 68.6198 | 103.6744 | 163.052 | 249.9705 | 375.1523 | 513.6446 | 697.0356 | 903.6093 | 1150.9134 | 1408.1403 | 1706.9179 | 2005.5457 | 2347.2671 | 2686.487 | 3078.2181 | 0 | 0 | 0 | 0 | 0 | 0 | 0 | 0 | 0 | 0 | 0 | 0 | 0 | 0 | 0 | 0 | 0 | 0 | 0 | 0 | 0 | 0 | 0 | 0 | 0 | 0 | 0 | 0 | 0 | 0 | 0 | 0 | 0 | 0 | 0 | 0 | 0 | 0 | 0 | 0 | 0 | 0 | 0 | 0 | 0 | 0 | 0 | 0 | 0 | 0 | 0 | 0 | 0 | 0 | 0 | 0 | 0 | 0 | 0 | 0 | 0 | 0 | 0 | 0 | 0 | 0 | 0 | 0 | 0 | 0.01557% | 0 | 0 | 0 | 0 | 0 | 0 | 0 | 0 | 0 | 0 | 0 | 0 | 0 | 0 | 0 | 0 | 0 | 0 | 0 | 0 | 0 | 0 | 0 | 0
| Com-Strategic Energy Management-7P_V5 | Measure InputOutput-New | Cost/EUL source: PSE summary of CSEM program in 2018 and 2019. Savings source: Based on the 2014 NEEA report "2014 Energy Savings for the Commercial Real Estate Strategic Energy Management Cohorts". Percent savings based on the electric percent savings for "Office Competition". Pg 10. http://neea.org/docs/default-source/reports/2014-energy-savings-for-the-commercial-real-estate-strategic-energy-management-cohorts.pdf?sfvrsn=4 | 2020 | New | 2022 | 2041 | PSE | Commercial | Xlarge Ret | Gas | Per 1,000 Sqft of Floor Area for Buildings receiving Strategic Energy Management |  |  | Commercial SEM-New-Xlarge Ret |  | 4.1051 | 3 | 1.1719 | 0 |  | 0 | 0 | 0 | 0 | 0 | 0 | 0 | 0.37951 |  | 0 | 0 | 0 | Whole Building | Whole Building | Strategic Energy Management | Commercial SEM | CommVENT | 0.0141% | 100% | 100% | 280.3513 | 0.001 | 78.16% | 33.33% | 85% | 6.8% | 0.2% | 0.89913 | 0.07495 | 0.097408 | 0 | 4.8046 | 0 | 0.64157 | 0.062027 | -2.0372 |  | 0.0012943 | -0.49885 | 0.0012943 | 01. ($9,999.000) to $0.028 | 1 | -0.49885 | 01. ($9,999.00) to $0.22 | 1 | 0 | 0 | 0 | 0 | 0 | 0 | 0 | 0 | 0 | 0 | 0 | 0 | 0 | 0 | 0 | 0 | 0 | 0 | 0 | 0 | 0 | 0 | 0 | 0 | 0 | 0 | 0 | 0 | 0 | 0 | 0 | 0 | 0 | 0 | 0 | 0 | 0 | 0 | 0 | 0 | 0 | 0 | 0 | 0 | 0 | 0 | 0 | 0 | 0 | 0 | 0 | 0 | 0 | 0 | 0 | 0 | 0 | 0 | 0 | 0 | 0 | 0 | 0 | 0 | 0 | 0 | 0 | 0 | 0 | 0 | 0 | 0 | 0 | 1.9419 | 3.786 | 6.619 | 7.9498 | 11.6157 | 17.6275 | 26.0442 | 43.1054 | 62.5699 | 89.1751 | 100.1666 | 131.3619 | 148.7227 | 177.04 | 185.4284 | 213.4741 | 214.5338 | 242.7055 | 241.4422 | 275.0356 | 0.73695 | 1.4368 | 2.512 | 3.017 | 4.4082 | 6.6897 | 9.8839 | 16.3587 | 23.7456 | 33.8424 | 38.0137 | 49.8525 | 56.4411 | 67.1876 | 70.371 | 81.0146 | 81.4167 | 92.108 | 91.6286 | 104.3775 | 835.0427 | 0.73695 | 2.1738 | 4.6857 | 7.7027 | 12.1109 | 18.8007 | 28.6846 | 45.0433 | 68.7889 | 102.6313 | 140.6451 | 190.4976 | 246.9387 | 314.1263 | 384.4973 | 465.5119 | 546.9286 | 639.0366 | 730.6652 | 835.0427 | 0 | 0 | 0 | 0 | 0 | 0 | 0 | 0 | 0 | 0 | 0 | 0 | 0 | 0 | 0 | 0 | 0 | 0 | 0 | 0 | 0 | 0 | 0 | 0 | 0 | 0 | 0 | 0 | 0 | 0 | 0 | 0 | 0 | 0 | 0 | 0 | 0 | 0 | 0 | 0 | 0 | 0 | 0 | 0 | 0 | 0 | 0 | 0 | 0 | 0 | 0 | 0 | 0 | 0 | 0 | 0 | 0 | 0 | 0 | 0 | 0 | 0 | 0 | 0 | 0 | 0 | 0 | 0 | 0 | 0.01557% | 0 | 0 | 0 | 0 | 0 | 0 | 0 | 0 | 0 | 0 | 0 | 0 | 0 | 0 | 0 | 0 | 0 | 0 | 0 | 0 | 0 | 0 | 0 | 0
| Com-Strategic Energy Management-7P_V5 | Measure InputOutput-New | Cost/EUL source: PSE summary of CSEM program in 2018 and 2019. Savings source: Based on the 2014 NEEA report "2014 Energy Savings for the Commercial Real Estate Strategic Energy Management Cohorts". Percent savings based on the electric percent savings for "Office Competition". Pg 10. http://neea.org/docs/default-source/reports/2014-energy-savings-for-the-commercial-real-estate-strategic-energy-management-cohorts.pdf?sfvrsn=4 | 2020 | New | 2022 | 2041 | PSE | Commercial | Large Ret | Gas | Per 1,000 Sqft of Floor Area for Buildings receiving Strategic Energy Management |  |  | Commercial SEM-New-Large Ret |  | 29.7335 | 3 | 7.9221 | 0 |  | 0 | 0 | 0 | 0 | 0 | 0 | 0 | 2.4978 |  | 0 | 0 | 0 | Whole Building | Whole Building | Strategic Energy Management | Commercial SEM | CommVENT | 0.0141% | 100% | 100% | 94.4255 | 0.001 | 78.16% | 33.33% | 85% | 6.8% | 0.2% | 5.9178 | 0.4933 | 0.64111 | 0 | 32.4787 | 0 | 4.6469 | 0.45003 | -17.0752 |  | 0.0012966 | -0.63529 | 0.0012966 | 01. ($9,999.000) to $0.028 | 1 | -0.63529 | 01. ($9,999.00) to $0.22 | 1 | 0 | 0 | 0 | 0 | 0 | 0 | 0 | 0 | 0 | 0 | 0 | 0 | 0 | 0 | 0 | 0 | 0 | 0 | 0 | 0 | 0 | 0 | 0 | 0 | 0 | 0 | 0 | 0 | 0 | 0 | 0 | 0 | 0 | 0 | 0 | 0 | 0 | 0 | 0 | 0 | 0 | 0 | 0 | 0 | 0 | 0 | 0 | 0 | 0 | 0 | 0 | 0 | 0 | 0 | 0 | 0 | 0 | 0 | 0 | 0 | 0 | 0 | 0 | 0 | 0 | 0 | 0 | 0 | 0 | 0 | 0 | 0 | 0 | 2.3677 | 4.6162 | 8.0704 | 9.693 | 14.1628 | 21.4929 | 31.7551 | 52.5575 | 76.2901 | 108.7294 | 122.131 | 160.1668 | 181.3345 | 215.8611 | 226.0889 | 260.2845 | 261.5766 | 295.9258 | 294.3855 | 335.3451 | 5.9139 | 11.5303 | 20.1581 | 24.211 | 35.3754 | 53.6844 | 79.3171 | 131.2768 | 190.5555 | 271.5815 | 305.0557 | 400.0605 | 452.9328 | 539.1724 | 564.7191 | 650.1321 | 653.3593 | 739.1559 | 735.3085 | 837.6166 | 6701.117 | 5.9139 | 17.4442 | 37.6023 | 61.8133 | 97.1888 | 150.8731 | 230.1902 | 361.467 | 552.0226 | 823.6041 | 1128.6598 | 1528.7203 | 1981.6531 | 2520.8255 | 3085.5446 | 3735.6767 | 4389.036 | 5128.1919 | 5863.5004 | 6701.117 | 0 | 0 | 0 | 0 | 0 | 0 | 0 | 0 | 0 | 0 | 0 | 0 | 0 | 0 | 0 | 0 | 0 | 0 | 0 | 0 | 0 | 0 | 0 | 0 | 0 | 0 | 0 | 0 | 0 | 0 | 0 | 0 | 0 | 0 | 0 | 0 | 0 | 0 | 0 | 0 | 0 | 0 | 0 | 0 | 0 | 0 | 0 | 0 | 0 | 0 | 0 | 0 | 0 | 0 | 0 | 0 | 0 | 0 | 0 | 0 | 0 | 0 | 0 | 0 | 0 | 0 | 0 | 0 | 0 | 0.01557% | 0 | 0 | 0 | 0 | 0 | 0 | 0 | 0 | 0 | 0 | 0 | 0 | 0 | 0 | 0 | 0 | 0 | 0 | 0 | 0 | 0 | 0 | 0 | 0
| Com-Strategic Energy Management-7P_V5 | Measure InputOutput-New | Cost/EUL source: PSE summary of CSEM program in 2018 and 2019. Savings source: Based on the 2014 NEEA report "2014 Energy Savings for the Commercial Real Estate Strategic Energy Management Cohorts". Percent savings based on the electric percent savings for "Office Competition". Pg 10. http://neea.org/docs/default-source/reports/2014-energy-savings-for-the-commercial-real-estate-strategic-energy-management-cohorts.pdf?sfvrsn=4 | 2020 | New | 2022 | 2041 | PSE | Commercial | Medium Ret | Gas | Per 1,000 Sqft of Floor Area for Buildings receiving Strategic Energy Management |  |  | Commercial SEM-New-Medium Ret |  | 4.4254 | 3 | 0.94326 | 0 |  | 0 | 0 | 0 | 0 | 0 | 0 | 0 | 0.2672 |  | 0 | 0 | 0 | Whole Building | Whole Building | Strategic Energy Management | Commercial SEM | CommVENT | 0.0141% | 100% | 100% | 13.3332 | 0.001 | 78.16% | 33.33% | 85% | 6.8% | 0.2% | 0.63305 | 0.052771 | 0.068582 | 0 | 3.8671 | 0 | 0.69162 | 0.067299 | -3.5079 |  | 0.0013027 | -1.22 | 0.0013027 | 01. ($9,999.000) to $0.028 | 1 | -1.22 | 01. ($9,999.00) to $0.22 | 1 | 0 | 0 | 0 | 0 | 0 | 0 | 0 | 0 | 0 | 0 | 0 | 0 | 0 | 0 | 0 | 0 | 0 | 0 | 0 | 0 | 0 | 0 | 0 | 0 | 0 | 0 | 0 | 0 | 0 | 0 | 0 | 0 | 0 | 0 | 0 | 0 | 0 | 0 | 0 | 0 | 0 | 0 | 0 | 0 | 0 | 0 | 0 | 0 | 0 | 0 | 0 | 0 | 0 | 0 | 0 | 0 | 0 | 0 | 0 | 0 | 0 | 0 | 0 | 0 | 0 | 0 | 0 | 0 | 0 | 0 | 0 | 0 | 0 | 3.5095 | 6.8424 | 11.9623 | 14.3674 | 20.9926 | 31.8575 | 47.0686 | 77.9027 | 113.0801 | 161.1627 | 181.0271 | 237.4051 | 268.7808 | 319.9573 | 335.1173 | 385.8034 | 387.7185 | 438.6321 | 436.349 | 497.061 | 0.93773 | 1.8283 | 3.1963 | 3.839 | 5.6092 | 8.5123 | 12.5767 | 20.8156 | 30.215 | 43.0627 | 48.3705 | 63.4347 | 71.8183 | 85.4927 | 89.5434 | 103.0867 | 103.5984 | 117.2026 | 116.5925 | 132.8148 | 1062.5475 | 0.93773 | 2.766 | 5.9623 | 9.8013 | 15.4105 | 23.9229 | 36.4996 | 57.3152 | 87.5302 | 130.5929 | 178.9634 | 242.3981 | 314.2163 | 399.709 | 489.2524 | 592.3391 | 695.9376 | 813.1402 | 929.7327 | 1062.5475 | 0 | 0 | 0 | 0 | 0 | 0 | 0 | 0 | 0 | 0 | 0 | 0 | 0 | 0 | 0 | 0 | 0 | 0 | 0 | 0 | 0 | 0 | 0 | 0 | 0 | 0 | 0 | 0 | 0 | 0 | 0 | 0 | 0 | 0 | 0 | 0 | 0 | 0 | 0 | 0 | 0 | 0 | 0 | 0 | 0 | 0 | 0 | 0 | 0 | 0 | 0 | 0 | 0 | 0 | 0 | 0 | 0 | 0 | 0 | 0 | 0 | 0 | 0 | 0 | 0 | 0 | 0 | 0 | 0 | 0.01557% | 0 | 0 | 0 | 0 | 0 | 0 | 0 | 0 | 0 | 0 | 0 | 0 | 0 | 0 | 0 | 0 | 0 | 0 | 0 | 0 | 0 | 0 | 0 | 0
| Com-Strategic Energy Management-7P_V5 | Measure InputOutput-New | Cost/EUL source: PSE summary of CSEM program in 2018 and 2019. Savings source: Based on the 2014 NEEA report "2014 Energy Savings for the Commercial Real Estate Strategic Energy Management Cohorts". Percent savings based on the electric percent savings for "Office Competition". Pg 10. http://neea.org/docs/default-source/reports/2014-energy-savings-for-the-commercial-real-estate-strategic-energy-management-cohorts.pdf?sfvrsn=4 | 2020 | New | 2022 | 2041 | PSE | Commercial | Small Ret | Gas | Per 1,000 Sqft of Floor Area for Buildings receiving Strategic Energy Management |  |  | Commercial SEM-New-Small Ret |  | 17.0472 | 3 | 3.5296 | 0 |  | 0 | 0 | 0 | 0 | 0 | 0 | 0 | 0.9832 |  | 0 | 0 | 0 | Whole Building | Whole Building | Strategic Energy Management | Commercial SEM | CommVENT | 0.0141% | 100% | 100% | 2.1703 | 0.001 | 78.16% | 33.33% | 85% | 6.8% | 0.2% | 2.3294 | 0.19418 | 0.25236 | 0 | 14.4705 | 0 | 2.6642 | 0.25939 | -13.939 |  | 0.0013034 | -1.3175 | 0.0013034 | 01. ($9,999.000) to $0.028 | 1 | -1.3175 | 01. ($9,999.00) to $0.22 | 1 | 0 | 0 | 0 | 0 | 0 | 0 | 0 | 0 | 0 | 0 | 0 | 0 | 0 | 0 | 0 | 0 | 0 | 0 | 0 | 0 | 0 | 0 | 0 | 0 | 0 | 0 | 0 | 0 | 0 | 0 | 0 | 0 | 0 | 0 | 0 | 0 | 0 | 0 | 0 | 0 | 0 | 0 | 0 | 0 | 0 | 0 | 0 | 0 | 0 | 0 | 0 | 0 | 0 | 0 | 0 | 0 | 0 | 0 | 0 | 0 | 0 | 0 | 0 | 0 | 0 | 0 | 0 | 0 | 0 | 0 | 0 | 0 | 0 | 0.71721 | 1.3983 | 2.4447 | 2.9362 | 4.2902 | 6.5106 | 9.6192 | 15.9206 | 23.1097 | 32.9361 | 36.9957 | 48.5175 | 54.9296 | 65.3883 | 68.4865 | 78.845 | 79.2364 | 89.6414 | 89.1748 | 101.5823 | 0.70516 | 1.3749 | 2.4036 | 2.8869 | 4.2181 | 6.4012 | 9.4576 | 15.6532 | 22.7215 | 32.3829 | 36.3743 | 47.7025 | 54.0069 | 64.2899 | 67.3361 | 77.5206 | 77.9054 | 88.1356 | 87.6769 | 99.8759 | 799.0291 | 0.70516 | 2.08 | 4.4836 | 7.3705 | 11.5886 | 17.9898 | 27.4475 | 43.1007 | 65.8222 | 98.2051 | 134.5794 | 182.2818 | 236.2887 | 300.5787 | 367.9148 | 445.4353 | 523.3407 | 611.4763 | 699.1532 | 799.0291 | 0 | 0 | 0 | 0 | 0 | 0 | 0 | 0 | 0 | 0 | 0 | 0 | 0 | 0 | 0 | 0 | 0 | 0 | 0 | 0 | 0 | 0 | 0 | 0 | 0 | 0 | 0 | 0 | 0 | 0 | 0 | 0 | 0 | 0 | 0 | 0 | 0 | 0 | 0 | 0 | 0 | 0 | 0 | 0 | 0 | 0 | 0 | 0 | 0 | 0 | 0 | 0 | 0 | 0 | 0 | 0 | 0 | 0 | 0 | 0 | 0 | 0 | 0 | 0 | 0 | 0 | 0 | 0 | 0 | 0.01557% | 0 | 0 | 0 | 0 | 0 | 0 | 0 | 0 | 0 | 0 | 0 | 0 | 0 | 0 | 0 | 0 | 0 | 0 | 0 | 0 | 0 | 0 | 0 | 0
| Com-Strategic Energy Management-7P_V5 | Measure InputOutput-New | Cost/EUL source: PSE summary of CSEM program in 2018 and 2019. Savings source: Based on the 2014 NEEA report "2014 Energy Savings for the Commercial Real Estate Strategic Energy Management Cohorts". Percent savings based on the electric percent savings for "Office Competition". Pg 10. http://neea.org/docs/default-source/reports/2014-energy-savings-for-the-commercial-real-estate-strategic-energy-management-cohorts.pdf?sfvrsn=4 | 2020 | New | 2022 | 2041 | PSE | Commercial | School K-12 | Gas | Per 1,000 Sqft of Floor Area for Buildings receiving Strategic Energy Management |  |  | Commercial SEM-New-School K-12 |  | 13.7033 | 3 | 4.9075 | 0 |  | 0 | 0 | 0 | 0 | 0 | 0 | 0 | 1.7082 |  | 0 | 0 | 0 | Whole Building | Whole Building | Strategic Energy Management | Commercial SEM | CommVENT | 0.0141% | 100% | 100% | 36.55 | 0.001 | 78.16% | 33.33% | 85% | 6.8% | 0.2% | 4.047 | 0.33735 | 0.43844 | 0 | 20.1193 | 0 | 2.1416 | 0.2057 | -2.7204 |  | 0.0012859 | -0.148 | 0.0012859 | 01. ($9,999.000) to $0.028 | 1 | -0.148 | 01. ($9,999.00) to $0.22 | 1 | 0 | 0 | 0 | 0 | 0 | 0 | 0 | 0 | 0 | 0 | 0 | 0 | 0 | 0 | 0 | 0 | 0 | 0 | 0 | 0 | 0 | 0 | 0 | 0 | 0 | 0 | 0 | 0 | 0 | 0 | 0 | 0 | 0 | 0 | 0 | 0 | 0 | 0 | 0 | 0 | 0 | 0 | 0 | 0 | 0 | 0 | 0 | 0 | 0 | 0 | 0 | 0 | 0 | 0 | 0 | 0 | 0 | 0 | 0 | 0 | 0 | 0 | 0 | 0 | 0 | 0 | 0 | 0 | 0 | 0 | 0 | 0 | 0 | 3.9542 | 7.9411 | 13.5305 | 15.0362 | 21.159 | 31.7234 | 46.6881 | 80.4026 | 118.3723 | 171.6999 | 187.8999 | 250.4757 | 281.0642 | 337.7663 | 349.5084 | 408.4603 | 406.5854 | 468.9538 | 464.7275 | 541.7405 | 6.7545 | 13.5647 | 23.1124 | 25.6843 | 36.1431 | 54.1888 | 79.7509 | 137.3408 | 202.1993 | 293.2916 | 320.9638 | 427.8535 | 480.1037 | 576.9603 | 597.0177 | 697.7172 | 694.5146 | 801.05 | 793.8308 | 925.3816 | 7187.4237 | 6.7545 | 20.3191 | 43.4315 | 69.1158 | 105.2589 | 159.4477 | 239.1987 | 376.5394 | 578.7388 | 872.0304 | 1192.9942 | 1620.8477 | 2100.9514 | 2677.9117 | 3274.9295 | 3972.6467 | 4667.1613 | 5468.2112 | 6262.0421 | 7187.4237 | 0 | 0 | 0 | 0 | 0 | 0 | 0 | 0 | 0 | 0 | 0 | 0 | 0 | 0 | 0 | 0 | 0 | 0 | 0 | 0 | 0 | 0 | 0 | 0 | 0 | 0 | 0 | 0 | 0 | 0 | 0 | 0 | 0 | 0 | 0 | 0 | 0 | 0 | 0 | 0 | 0 | 0 | 0 | 0 | 0 | 0 | 0 | 0 | 0 | 0 | 0 | 0 | 0 | 0 | 0 | 0 | 0 | 0 | 0 | 0 | 0 | 0 | 0 | 0 | 0 | 0 | 0 | 0 | 0 | 0.01557% | 0 | 0 | 0 | 0 | 0 | 0 | 0 | 0 | 0 | 0 | 0 | 0 | 0 | 0 | 0 | 0 | 0 | 0 | 0 | 0 | 0 | 0 | 0 | 0
| Com-Strategic Energy Management-7P_V5 | Measure InputOutput-New | Cost/EUL source: PSE summary of CSEM program in 2018 and 2019. Savings source: Based on the 2014 NEEA report "2014 Energy Savings for the Commercial Real Estate Strategic Energy Management Cohorts". Percent savings based on the electric percent savings for "Office Competition". Pg 10. http://neea.org/docs/default-source/reports/2014-energy-savings-for-the-commercial-real-estate-strategic-energy-management-cohorts.pdf?sfvrsn=4 | 2020 | New | 2022 | 2041 | PSE | Commercial | University | Gas | Per 1,000 Sqft of Floor Area for Buildings receiving Strategic Energy Management |  |  | Commercial SEM-New-University |  | 59.3916 | 3 | 14.7209 | 0 |  | 0 | 0 | 0 | 0 | 0 | 0 | 0 | 4.5001 |  | 0 | 0 | 0 | Whole Building | Whole Building | Strategic Energy Management | Commercial SEM | CommVENT | 0.0141% | 100% | 100% | 121.328 | 0.001 | 78.16% | 33.33% | 85% | 6.8% | 0.2% | 10.6616 | 0.88874 | 1.155 | 0 | 60.3519 | 0 | 9.282 | 0.90041 | -38.6288 |  | 0.0012987 | -0.79772 | 0.0012987 | 01. ($9,999.000) to $0.028 | 1 | -0.79772 | 01. ($9,999.00) to $0.22 | 1 | 0 | 0 | 0 | 0 | 0 | 0 | 0 | 0 | 0 | 0 | 0 | 0 | 0 | 0 | 0 | 0 | 0 | 0 | 0 | 0 | 0 | 0 | 0 | 0 | 0 | 0 | 0 | 0 | 0 | 0 | 0 | 0 | 0 | 0 | 0 | 0 | 0 | 0 | 0 | 0 | 0 | 0 | 0 | 0 | 0 | 0 | 0 | 0 | 0 | 0 | 0 | 0 | 0 | 0 | 0 | 0 | 0 | 0 | 0 | 0 | 0 | 0 | 0 | 0 | 0 | 0 | 0 | 0 | 0 | 0 | 0 | 0 | 0 | 0.68684 | 1.374 | 2.3492 | 2.6391 | 3.7345 | 5.6097 | 8.2615 | 14.1441 | 20.7818 | 30.0692 | 33.0333 | 43.9317 | 49.3641 | 59.244 | 61.4167 | 71.6216 | 71.3976 | 82.1208 | 81.431 | 94.6124 | 3.0908 | 6.183 | 10.5714 | 11.8762 | 16.8057 | 25.2443 | 37.1774 | 63.6496 | 93.5197 | 135.3136 | 148.6526 | 197.6964 | 222.1423 | 266.6026 | 276.3802 | 322.3031 | 321.2949 | 369.55 | 366.446 | 425.7635 | 3320.2633 | 3.0908 | 9.2738 | 19.8452 | 31.7213 | 48.5271 | 73.7714 | 110.9488 | 174.5984 | 268.1181 | 403.4317 | 552.0843 | 749.7807 | 971.923 | 1238.5256 | 1514.9058 | 1837.2088 | 2158.5037 | 2528.0537 | 2894.4997 | 3320.2633 | 0 | 0 | 0 | 0 | 0 | 0 | 0 | 0 | 0 | 0 | 0 | 0 | 0 | 0 | 0 | 0 | 0 | 0 | 0 | 0 | 0 | 0 | 0 | 0 | 0 | 0 | 0 | 0 | 0 | 0 | 0 | 0 | 0 | 0 | 0 | 0 | 0 | 0 | 0 | 0 | 0 | 0 | 0 | 0 | 0 | 0 | 0 | 0 | 0 | 0 | 0 | 0 | 0 | 0 | 0 | 0 | 0 | 0 | 0 | 0 | 0 | 0 | 0 | 0 | 0 | 0 | 0 | 0 | 0 | 0.01557% | 0 | 0 | 0 | 0 | 0 | 0 | 0 | 0 | 0 | 0 | 0 | 0 | 0 | 0 | 0 | 0 | 0 | 0 | 0 | 0 | 0 | 0 | 0 | 0
| Com-Strategic Energy Management-7P_V5 | Measure InputOutput-New | Cost/EUL source: PSE summary of CSEM program in 2018 and 2019. Savings source: Based on the 2014 NEEA report "2014 Energy Savings for the Commercial Real Estate Strategic Energy Management Cohorts". Percent savings based on the electric percent savings for "Office Competition". Pg 10. http://neea.org/docs/default-source/reports/2014-energy-savings-for-the-commercial-real-estate-strategic-energy-management-cohorts.pdf?sfvrsn=4 | 2020 | New | 2022 | 2041 | PSE | Commercial | Warehouse | Gas | Per 1,000 Sqft of Floor Area for Buildings receiving Strategic Energy Management |  |  | Commercial SEM-New-Warehouse |  | 5.3183 | 3 | 2.8796 | 0 |  | 0 | 0 | 0 | 0 | 0 | 0 | 0 | 1.0952 |  | 0 | 0 | 0 | Whole Building | Whole Building | Strategic Energy Management | Commercial SEM | CommVENT | 0.0141% | 100% | 100% | 34.3139 | 0.001 | 78.16% | 33.33% | 85% | 6.8% | 0.2% | 2.5948 | 0.2163 | 0.28111 | 0 | 11.8056 | 0 | 0.83117 | 0.078514 | 2.9401 |  | 0.0012647 | 0.24947 | 0.0012647 | 01. ($9,999.000) to $0.028 | 1 | 0.24947 | 02. $0.22 to $0.30 | 1 | 0 | 0 | 0 | 0 | 0 | 0 | 0 | 0 | 0 | 0 | 0 | 0 | 0 | 0 | 0 | 0 | 0 | 0 | 0 | 0 | 0 | 0 | 0 | 0 | 0 | 0 | 0 | 0 | 0 | 0 | 0 | 0 | 0 | 0 | 0 | 0 | 0 | 0 | 0 | 0 | 0 | 0 | 0 | 0 | 0 | 0 | 0 | 0 | 0 | 0 | 0 | 0 | 0 | 0 | 0 | 0 | 0 | 0 | 0 | 0 | 0 | 0 | 0 | 0 | 0 | 0 | 0 | 0 | 0 | 0 | 0 | 0 | 0 | 10.1526 | 19.7693 | 34.5995 | 41.6849 | 60.9919 | 92.5975 | 136.8256 | 226.1214 | 328.0444 | 467.2064 | 525.3011 | 688.4572 | 779.6882 | 927.7899 | 972.169 | 1118.5523 | 1124.481 | 1271.1914 | 1264.7301 | 1439.4067 | 11.1192 | 21.6515 | 37.8936 | 45.6536 | 66.7988 | 101.4135 | 149.8525 | 247.6499 | 359.2767 | 511.688 | 575.3138 | 754.0036 | 853.9206 | 1016.1227 | 1064.7269 | 1225.047 | 1231.5403 | 1392.2186 | 1385.1421 | 1576.4493 | 12627.4822 | 11.1192 | 32.7707 | 70.6643 | 116.3179 | 183.1167 | 284.5302 | 434.3827 | 682.0326 | 1041.3093 | 1552.9973 | 2128.3112 | 2882.3148 | 3736.2354 | 4752.358 | 5817.0849 | 7042.132 | 8273.6723 | 9665.8908 | 11051.033 | 12627.4822 | 0 | 0 | 0 | 0 | 0 | 0 | 0 | 0 | 0 | 0 | 0 | 0 | 0 | 0 | 0 | 0 | 0 | 0 | 0 | 0 | 0 | 0 | 0 | 0 | 0 | 0 | 0 | 0 | 0 | 0 | 0 | 0 | 0 | 0 | 0 | 0 | 0 | 0 | 0 | 0 | 0 | 0 | 0 | 0 | 0 | 0 | 0 | 0 | 0 | 29.8497 | 58.1239 | 101.726 | 122.5578 | 179.3226 | 272.2462 | 402.2816 | 664.8204 | 964.4846 | 1373.6353 | 1544.4399 | 2024.1357 | 2292.3645 | 2727.7988 | 2858.2779 | 3288.66 | 3306.0911 | 3737.4349 | 3718.4379 | 4232.0053 | 0.01557% | 0 | 0 | 0 | 0 | 0 | 0 | 0 | 0 | 0 | 0 | 0 | 0 | 0 | 0 | 0 | 0 | 0 | 0 | 0 | 0 | 0 | 0 | 0 | 0
| Com-Strategic Energy Management-7P_V5 | Measure InputOutput-New | Cost/EUL source: PSE summary of CSEM program in 2018 and 2019. Savings source: Based on the 2014 NEEA report "2014 Energy Savings for the Commercial Real Estate Strategic Energy Management Cohorts". Percent savings based on the electric percent savings for "Office Competition". Pg 10. http://neea.org/docs/default-source/reports/2014-energy-savings-for-the-commercial-real-estate-strategic-energy-management-cohorts.pdf?sfvrsn=4 | 2020 | New | 2022 | 2041 | PSE | Commercial | Supermarket | Gas | Per 1,000 Sqft of Floor Area for Buildings receiving Strategic Energy Management |  |  | Commercial SEM-New-Supermarket |  | 9.2388 | 3 | 2.5378 | 0 |  | 0 | 0 | 0 | 0 | 0 | 0 | 0 | 0.80992 |  | 0 | 0 | 0 | Whole Building | Whole Building | Strategic Energy Management | Commercial SEM | CommVENT | 0.0141% | 100% | 100% | 49.7337 | 0.001 | 0% | 33.33% | 85% | 6.8% | 0.2% | 1.9189 | 0.15995 | 0.20788 | 0 | 10.4044 | 0 | 1.4439 | 0.13973 | -4.9931 |  | 0.0012956 | -0.57292 | 0.0012956 | 01. ($9,999.000) to $0.028 | 1 | -0.57292 | 01. ($9,999.00) to $0.22 | 1 | 0 | 0 | 0 | 0 | 0 | 0 | 0 | 0 | 0 | 0 | 0 | 0 | 0 | 0 | 0 | 0 | 0 | 0 | 0 | 0 | 0 | 0 | 0 | 0 | 0 | 0 | 0 | 0 | 0 | 0 | 0 | 0 | 0 | 0 | 0 | 0 | 0 | 0 | 0 | 0 | 0 | 0 | 0 | 0 | 0 | 0 | 0 | 0 | 0 | 0 | 0 | 0 | 0 | 0 | 0 | 0 | 0 | 0 | 0 | 0 | 0 | 0 | 0 | 0 | 0 | 0 | 0 | 0 | 0 | 0 | 0 | 0 | 0 | 0 | 0 | 0 | 0 | 0 | 0 | 0 | 0 | 0 | 0 | 0 | 0 | 0 | 0 | 0 | 0 | 0 | 0 | 0 | 0 | 0 | 0 | 0 | 0 | 0 | 0 | 0 | 0 | 0 | 0 | 0 | 0 | 0 | 0 | 0 | 0 | 0 | 0 | 0 | 0 | 0 | 0 | 0 | 0 | 0 | 0 | 0 | 0 | 0 | 0 | 0 | 0 | 0 | 0 | 0 | 0 | 0 | 0 | 0 | 0 | 0 | 0 | 0 | 0 | 0 | 0 | 0 | 0 | 0 | 0 | 0 | 0 | 0 | 0 | 0 | 0 | 0 | 0 | 0 | 0 | 0 | 0 | 0 | 0 | 0 | 0 | 0 | 0 | 0 | 0 | 0 | 0 | 0 | 0 | 0 | 0 | 0 | 0 | 0 | 0 | 0 | 0 | 0 | 0 | 0 | 0 | 0 | 0 | 0 | 0 | 0 | 0 | 0 | 0 | 0 | 0 | 0 | 0 | 0 | 0 | 0 | 0 | 0 | 0 | 0 | 0 | 0 | 0 | 0 | 0 | 0.01557% | 0 | 0 | 0 | 0 | 0 | 0 | 0 | 0 | 0 | 0 | 0 | 0 | 0 | 0 | 0 | 0 | 0 | 0 | 0 | 0 | 0 | 0 | 0 | 0
| Com-Strategic Energy Management-7P_V5 | Measure InputOutput-New | Cost/EUL source: PSE summary of CSEM program in 2018 and 2019. Savings source: Based on the 2014 NEEA report "2014 Energy Savings for the Commercial Real Estate Strategic Energy Management Cohorts". Percent savings based on the electric percent savings for "Office Competition". Pg 10. http://neea.org/docs/default-source/reports/2014-energy-savings-for-the-commercial-real-estate-strategic-energy-management-cohorts.pdf?sfvrsn=4 | 2020 | New | 2022 | 2041 | PSE | Commercial | MiniMart | Gas | Per 1,000 Sqft of Floor Area for Buildings receiving Strategic Energy Management |  |  | Commercial SEM-New-MiniMart |  | 0 | 3 | 0 | 0 |  | 0 | 0 | 0 | 0 | 0 | 0 | 0 | 0 |  | 0 | 0 | 0 | Whole Building | Whole Building | Strategic Energy Management | Commercial SEM | CommVENT | 0.0141% | 100% | 100% | 2.1159 | 0.001 | 0% | 33.33% | 85% | 6.8% | 0.2% | 0 | 0 | 0 | 0 | 0 | 0 | 0 | 0 | 0 |  | 0 | 0 | 0 | 01. ($9,999.000) to $0.028 | 1 | 0 | 01. ($9,999.00) to $0.22 | 1 | 0 | 0 | 0 | 0 | 0 | 0 | 0 | 0 | 0 | 0 | 0 | 0 | 0 | 0 | 0 | 0 | 0 | 0 | 0 | 0 | 0 | 0 | 0 | 0 | 0 | 0 | 0 | 0 | 0 | 0 | 0 | 0 | 0 | 0 | 0 | 0 | 0 | 0 | 0 | 0 | 0 | 0 | 0 | 0 | 0 | 0 | 0 | 0 | 0 | 0 | 0 | 0 | 0 | 0 | 0 | 0 | 0 | 0 | 0 | 0 | 0 | 0 | 0 | 0 | 0 | 0 | 0 | 0 | 0 | 0 | 0 | 0 | 0 | 0 | 0 | 0 | 0 | 0 | 0 | 0 | 0 | 0 | 0 | 0 | 0 | 0 | 0 | 0 | 0 | 0 | 0 | 0 | 0 | 0 | 0 | 0 | 0 | 0 | 0 | 0 | 0 | 0 | 0 | 0 | 0 | 0 | 0 | 0 | 0 | 0 | 0 | 0 | 0 | 0 | 0 | 0 | 0 | 0 | 0 | 0 | 0 | 0 | 0 | 0 | 0 | 0 | 0 | 0 | 0 | 0 | 0 | 0 | 0 | 0 | 0 | 0 | 0 | 0 | 0 | 0 | 0 | 0 | 0 | 0 | 0 | 0 | 0 | 0 | 0 | 0 | 0 | 0 | 0 | 0 | 0 | 0 | 0 | 0 | 0 | 0 | 0 | 0 | 0 | 0 | 0 | 0 | 0 | 0 | 0 | 0 | 0 | 0 | 0 | 0 | 0 | 0 | 0 | 0 | 0 | 0 | 0 | 0 | 0 | 0 | 0 | 0 | 0 | 0 | 0 | 0 | 0 | 0 | 0 | 0 | 0 | 0 | 0 | 0 | 0 | 0 | 0 | 0 | 0 | 0.01557% | 0 | 0 | 0 | 0 | 0 | 0 | 0 | 0 | 0 | 0 | 0 | 0 | 0 | 0 | 0 | 0 | 0 | 0 | 0 | 0 | 0 | 0 | 0 | 0
| Com-Strategic Energy Management-7P_V5 | Measure InputOutput-New | Cost/EUL source: PSE summary of CSEM program in 2018 and 2019. Savings source: Based on the 2014 NEEA report "2014 Energy Savings for the Commercial Real Estate Strategic Energy Management Cohorts". Percent savings based on the electric percent savings for "Office Competition". Pg 10. http://neea.org/docs/default-source/reports/2014-energy-savings-for-the-commercial-real-estate-strategic-energy-management-cohorts.pdf?sfvrsn=4 | 2020 | New | 2022 | 2041 | PSE | Commercial | Restaurant | Gas | Per 1,000 Sqft of Floor Area for Buildings receiving Strategic Energy Management |  |  | Commercial SEM-New-Restaurant |  | 7.6348 | 3 | 1.7236 | 0 |  | 0 | 0 | 0 | 0 | 0 | 0 | 0 | 0.50364 |  | 0 | 0 | 0 | Whole Building | Whole Building | Strategic Energy Management | Commercial SEM | CommVENT | 0.0141% | 100% | 100% | 9.7266 | 0.001 | 0% | 33.33% | 85% | 6.8% | 0.2% | 1.1932 | 0.099465 | 0.12927 | 0 | 7.0661 | 0 | 1.1932 | 0.11598 | -5.6577 |  | 0.0013013 | -1.044 | 0.0013013 | 01. ($9,999.000) to $0.028 | 1 | -1.044 | 01. ($9,999.00) to $0.22 | 1 | 0 | 0 | 0 | 0 | 0 | 0 | 0 | 0 | 0 | 0 | 0 | 0 | 0 | 0 | 0 | 0 | 0 | 0 | 0 | 0 | 0 | 0 | 0 | 0 | 0 | 0 | 0 | 0 | 0 | 0 | 0 | 0 | 0 | 0 | 0 | 0 | 0 | 0 | 0 | 0 | 0 | 0 | 0 | 0 | 0 | 0 | 0 | 0 | 0 | 0 | 0 | 0 | 0 | 0 | 0 | 0 | 0 | 0 | 0 | 0 | 0 | 0 | 0 | 0 | 0 | 0 | 0 | 0 | 0 | 0 | 0 | 0 | 0 | 0 | 0 | 0 | 0 | 0 | 0 | 0 | 0 | 0 | 0 | 0 | 0 | 0 | 0 | 0 | 0 | 0 | 0 | 0 | 0 | 0 | 0 | 0 | 0 | 0 | 0 | 0 | 0 | 0 | 0 | 0 | 0 | 0 | 0 | 0 | 0 | 0 | 0 | 0 | 0 | 0 | 0 | 0 | 0 | 0 | 0 | 0 | 0 | 0 | 0 | 0 | 0 | 0 | 0 | 0 | 0 | 0 | 0 | 0 | 0 | 0 | 0 | 0 | 0 | 0 | 0 | 0 | 0 | 0 | 0 | 0 | 0 | 0 | 0 | 0 | 0 | 0 | 0 | 0 | 0 | 0 | 0 | 0 | 0 | 0 | 0 | 0 | 0 | 0 | 0 | 0 | 0 | 0 | 0 | 0 | 0 | 0 | 0 | 0 | 0 | 0 | 0 | 0 | 0 | 0 | 0 | 0 | 0 | 0 | 0 | 0 | 0 | 0 | 0 | 0 | 0 | 0 | 0 | 0 | 0 | 0 | 0 | 0 | 0 | 0 | 0 | 0 | 0 | 0 | 0 | 0.01557% | 0 | 0 | 0 | 0 | 0 | 0 | 0 | 0 | 0 | 0 | 0 | 0 | 0 | 0 | 0 | 0 | 0 | 0 | 0 | 0 | 0 | 0 | 0 | 0
| Com-Strategic Energy Management-7P_V5 | Measure InputOutput-New | Cost/EUL source: PSE summary of CSEM program in 2018 and 2019. Savings source: Based on the 2014 NEEA report "2014 Energy Savings for the Commercial Real Estate Strategic Energy Management Cohorts". Percent savings based on the electric percent savings for "Office Competition". Pg 10. http://neea.org/docs/default-source/reports/2014-energy-savings-for-the-commercial-real-estate-strategic-energy-management-cohorts.pdf?sfvrsn=4 | 2020 | New | 2022 | 2041 | PSE | Commercial | Lodging | Gas | Per 1,000 Sqft of Floor Area for Buildings receiving Strategic Energy Management |  |  | Commercial SEM-New-Lodging |  | 40.0873 | 3 | 10.1724 | 0 |  | 0 | 0 | 0 | 0 | 0 | 0 | 0 | 3.1421 |  | 0 | 0 | 0 | Whole Building | Whole Building | Strategic Energy Management | Commercial SEM | CommVENT | 0.0141% | 100% | 100% | 31.3854 | 0.001 | 78.16% | 33.33% | 85% | 6.8% | 0.2% | 7.4444 | 0.62056 | 0.80649 | 0 | 41.704 | 0 | 6.265 | 0.60742 | -25.1049 |  | 0.001298 | -0.74249 | 0.001298 | 01. ($9,999.000) to $0.028 | 1 | -0.74249 | 01. ($9,999.00) to $0.22 | 1 | 0 | 0 | 0 | 0 | 0 | 0 | 0 | 0 | 0 | 0 | 0 | 0 | 0 | 0 | 0 | 0 | 0 | 0 | 0 | 0 | 0 | 0 | 0 | 0 | 0 | 0 | 0 | 0 | 0 | 0 | 0 | 0 | 0 | 0 | 0 | 0 | 0 | 0 | 0 | 0 | 0 | 0 | 0 | 0 | 0 | 0 | 0 | 0 | 0 | 0 | 0 | 0 | 0 | 0 | 0 | 0 | 0 | 0 | 0 | 0 | 0 | 0 | 0 | 0 | 0 | 0 | 0 | 0 | 0 | 0 | 0 | 0 | 0 | 1.8776 | 3.6974 | 6.4092 | 7.5086 | 10.8458 | 16.4012 | 24.2074 | 40.5569 | 59.1357 | 84.7539 | 94.4441 | 124.498 | 140.5807 | 167.8573 | 175.177 | 202.6291 | 203.0616 | 231.124 | 229.6739 | 263.5372 | 5.8998 | 11.6176 | 20.1385 | 23.5929 | 34.0789 | 51.5347 | 76.0629 | 127.4354 | 185.8125 | 266.3083 | 296.7564 | 391.1897 | 441.724 | 527.4307 | 550.4302 | 636.6887 | 638.0473 | 726.2233 | 721.6671 | 828.0701 | 6560.7094 | 5.8998 | 17.5174 | 37.656 | 61.2489 | 95.3278 | 146.8625 | 222.9254 | 350.3608 | 536.1733 | 802.4817 | 1099.2381 | 1490.4278 | 1932.1519 | 2459.5826 | 3010.0128 | 3646.7015 | 4284.7488 | 5010.9721 | 5732.6392 | 6560.7094 | 0 | 0 | 0 | 0 | 0 | 0 | 0 | 0 | 0 | 0 | 0 | 0 | 0 | 0 | 0 | 0 | 0 | 0 | 0 | 0 | 0 | 0 | 0 | 0 | 0 | 0 | 0 | 0 | 0 | 0 | 0 | 0 | 0 | 0 | 0 | 0 | 0 | 0 | 0 | 0 | 0 | 0 | 0 | 0 | 0 | 0 | 0 | 0 | 0 | 0 | 0 | 0 | 0 | 0 | 0 | 0 | 0 | 0 | 0 | 0 | 0 | 0 | 0 | 0 | 0 | 0 | 0 | 0 | 0 | 0.01557% | 0 | 0 | 0 | 0 | 0 | 0 | 0 | 0 | 0 | 0 | 0 | 0 | 0 | 0 | 0 | 0 | 0 | 0 | 0 | 0 | 0 | 0 | 0 | 0
| Com-Strategic Energy Management-7P_V5 | Measure InputOutput-New | Cost/EUL source: PSE summary of CSEM program in 2018 and 2019. Savings source: Based on the 2014 NEEA report "2014 Energy Savings for the Commercial Real Estate Strategic Energy Management Cohorts". Percent savings based on the electric percent savings for "Office Competition". Pg 10. http://neea.org/docs/default-source/reports/2014-energy-savings-for-the-commercial-real-estate-strategic-energy-management-cohorts.pdf?sfvrsn=4 | 2020 | New | 2022 | 2041 | PSE | Commercial | Hospital | Gas | Per 1,000 Sqft of Floor Area for Buildings receiving Strategic Energy Management |  |  | Commercial SEM-New-Hospital |  | 363.6318 | 3 | 87.382 | 0 |  | 0 | 0 | 0 | 0 | 0 | 0 | 0 | 26.3337 |  | 0 | 0 | 0 | Whole Building | Whole Building | Strategic Energy Management | Commercial SEM | CommVENT | 0.0141% | 100% | 100% | 80.9786 | 0.001 | 78.16% | 33.33% | 85% | 6.8% | 0.2% | 62.39 | 5.2008 | 6.7591 | 0 | 358.243 | 0 | 56.8302 | 5.5166 | -247.7739 |  | 0.0012996 | -0.87439 | 0.0012996 | 01. ($9,999.000) to $0.028 | 1 | -0.87439 | 01. ($9,999.00) to $0.22 | 1 | 0 | 0 | 0 | 0 | 0 | 0 | 0 | 0 | 0 | 0 | 0 | 0 | 0 | 0 | 0 | 0 | 0 | 0 | 0 | 0 | 0 | 0 | 0 | 0 | 0 | 0 | 0 | 0 | 0 | 0 | 0 | 0 | 0 | 0 | 0 | 0 | 0 | 0 | 0 | 0 | 0 | 0 | 0 | 0 | 0 | 0 | 0 | 0 | 0 | 0 | 0 | 0 | 0 | 0 | 0 | 0 | 0 | 0 | 0 | 0 | 0 | 0 | 0 | 0 | 0 | 0 | 0 | 0 | 0 | 0 | 0 | 0 | 0 | 0.67501 | 1.3232 | 2.3027 | 2.7287 | 3.9625 | 6.0022 | 8.8633 | 14.7658 | 21.4855 | 30.7141 | 34.3529 | 45.1771 | 51.0763 | 60.9015 | 63.6648 | 73.4813 | 73.7357 | 83.6913 | 83.2089 | 95.158 | 17.7755 | 34.8455 | 60.6376 | 71.8556 | 104.3478 | 158.0588 | 233.4041 | 388.8383 | 565.7918 | 808.8138 | 904.637 | 1189.6788 | 1345.0256 | 1603.7602 | 1676.5276 | 1935.0328 | 1941.7319 | 2203.8978 | 2191.1949 | 2505.859 | 19941.7145 | 17.7755 | 52.621 | 113.2587 | 185.1143 | 289.4621 | 447.5209 | 680.925 | 1069.7633 | 1635.5551 | 2444.3689 | 3349.0059 | 4538.6847 | 5883.7103 | 7487.4705 | 9163.9981 | 11099.0309 | 13040.7627 | 15244.6606 | 17435.8554 | 19941.7145 | 0 | 0 | 0 | 0 | 0 | 0 | 0 | 0 | 0 | 0 | 0 | 0 | 0 | 0 | 0 | 0 | 0 | 0 | 0 | 0 | 0 | 0 | 0 | 0 | 0 | 0 | 0 | 0 | 0 | 0 | 0 | 0 | 0 | 0 | 0 | 0 | 0 | 0 | 0 | 0 | 0 | 0 | 0 | 0 | 0 | 0 | 0 | 0 | 0 | 0 | 0 | 0 | 0 | 0 | 0 | 0 | 0 | 0 | 0 | 0 | 0 | 0 | 0 | 0 | 0 | 0 | 0 | 0 | 0 | 0.01557% | 0 | 0 | 0 | 0 | 0 | 0 | 0 | 0 | 0 | 0 | 0 | 0 | 0 | 0 | 0 | 0 | 0 | 0 | 0 | 0 | 0 | 0 | 0 | 0
| Com-Strategic Energy Management-7P_V5 | Measure InputOutput-New | Cost/EUL source: PSE summary of CSEM program in 2018 and 2019. Savings source: Based on the 2014 NEEA report "2014 Energy Savings for the Commercial Real Estate Strategic Energy Management Cohorts". Percent savings based on the electric percent savings for "Office Competition". Pg 10. http://neea.org/docs/default-source/reports/2014-energy-savings-for-the-commercial-real-estate-strategic-energy-management-cohorts.pdf?sfvrsn=4 | 2020 | New | 2022 | 2041 | PSE | Commercial | Residential Care | Gas | Per 1,000 Sqft of Floor Area for Buildings receiving Strategic Energy Management |  |  | Commercial SEM-New-Residential Care |  | 27.538 | 3 | 7.4248 | 0 |  | 0 | 0 | 0 | 0 | 0 | 0 | 0 | 2.3522 |  | 0 | 0 | 0 | Whole Building | Whole Building | Strategic Energy Management | Commercial SEM | CommVENT | 0.0141% | 100% | 100% | 89.2138 | 0.001 | 78.16% | 33.33% | 85% | 6.8% | 0.2% | 5.5729 | 0.46455 | 0.60374 | 0 | 30.4399 | 0 | 4.3038 | 0.41668 | -15.4552 |  | 0.0012962 | -0.6106 | 0.0012962 | 01. ($9,999.000) to $0.028 | 1 | -0.6106 | 01. ($9,999.00) to $0.22 | 1 | 0 | 0 | 0 | 0 | 0 | 0 | 0 | 0 | 0 | 0 | 0 | 0 | 0 | 0 | 0 | 0 | 0 | 0 | 0 | 0 | 0 | 0 | 0 | 0 | 0 | 0 | 0 | 0 | 0 | 0 | 0 | 0 | 0 | 0 | 0 | 0 | 0 | 0 | 0 | 0 | 0 | 0 | 0 | 0 | 0 | 0 | 0 | 0 | 0 | 0 | 0 | 0 | 0 | 0 | 0 | 0 | 0 | 0 | 0 | 0 | 0 | 0 | 0 | 0 | 0 | 0 | 0 | 0 | 0 | 0 | 0 | 0 | 0 | 2.0738 | 4.0652 | 7.0742 | 8.383 | 12.1737 | 18.4398 | 27.2299 | 45.3636 | 66.0077 | 94.3597 | 105.5389 | 138.7931 | 156.9165 | 187.1016 | 195.591 | 225.7493 | 226.5308 | 257.1163 | 255.6343 | 292.3444 | 4.8779 | 9.5623 | 16.6401 | 19.7185 | 28.635 | 43.3743 | 64.0504 | 106.7044 | 155.2637 | 221.9535 | 248.2491 | 326.4699 | 369.0999 | 440.1015 | 460.0702 | 531.0088 | 532.8472 | 604.7904 | 601.3044 | 687.6541 | 5472.3756 | 4.8779 | 14.4402 | 31.0803 | 50.7988 | 79.4338 | 122.808 | 186.8584 | 293.5629 | 448.8266 | 670.7801 | 919.0292 | 1245.4991 | 1614.599 | 2054.7005 | 2514.7707 | 3045.7796 | 3578.6267 | 4183.4171 | 4784.7215 | 5472.3756 | 0 | 0 | 0 | 0 | 0 | 0 | 0 | 0 | 0 | 0 | 0 | 0 | 0 | 0 | 0 | 0 | 0 | 0 | 0 | 0 | 0 | 0 | 0 | 0 | 0 | 0 | 0 | 0 | 0 | 0 | 0 | 0 | 0 | 0 | 0 | 0 | 0 | 0 | 0 | 0 | 0 | 0 | 0 | 0 | 0 | 0 | 0 | 0 | 0 | 0 | 0 | 0 | 0 | 0 | 0 | 0 | 0 | 0 | 0 | 0 | 0 | 0 | 0 | 0 | 0 | 0 | 0 | 0 | 0 | 0.01557% | 0 | 0 | 0 | 0 | 0 | 0 | 0 | 0 | 0 | 0 | 0 | 0 | 0 | 0 | 0 | 0 | 0 | 0 | 0 | 0 | 0 | 0 | 0 | 0
| Com-Strategic Energy Management-7P_V5 | Measure InputOutput-New | Cost/EUL source: PSE summary of CSEM program in 2018 and 2019. Savings source: Based on the 2014 NEEA report "2014 Energy Savings for the Commercial Real Estate Strategic Energy Management Cohorts". Percent savings based on the electric percent savings for "Office Competition". Pg 10. http://neea.org/docs/default-source/reports/2014-energy-savings-for-the-commercial-real-estate-strategic-energy-management-cohorts.pdf?sfvrsn=4 | 2020 | New | 2022 | 2041 | PSE | Commercial | Assembly | Gas | Per 1,000 Sqft of Floor Area for Buildings receiving Strategic Energy Management |  |  | Commercial SEM-New-Assembly |  | 45.3456 | 3 | 15.3408 | 0 |  | 0 | 0 | 0 | 0 | 0 | 0 | 0 | 5.2542 |  | 0 | 0 | 0 | Whole Building | Whole Building | Strategic Energy Management | Commercial SEM | CommVENT | 0.0141% | 100% | 100% | 13.6313 | 0.001 | 0% | 33.33% | 85% | 6.8% | 0.2% | 12.4482 | 1.0377 | 1.3486 | 0 | 62.8934 | 0 | 7.0868 | 0.68191 | -12.684 |  | 0.0012882 | -0.22434 | 0.0012882 | 01. ($9,999.000) to $0.028 | 1 | -0.22434 | 01. ($9,999.00) to $0.22 | 1 | 0 | 0 | 0 | 0 | 0 | 0 | 0 | 0 | 0 | 0 | 0 | 0 | 0 | 0 | 0 | 0 | 0 | 0 | 0 | 0 | 0 | 0 | 0 | 0 | 0 | 0 | 0 | 0 | 0 | 0 | 0 | 0 | 0 | 0 | 0 | 0 | 0 | 0 | 0 | 0 | 0 | 0 | 0 | 0 | 0 | 0 | 0 | 0 | 0 | 0 | 0 | 0 | 0 | 0 | 0 | 0 | 0 | 0 | 0 | 0 | 0 | 0 | 0 | 0 | 0 | 0 | 0 | 0 | 0 | 0 | 0 | 0 | 0 | 0 | 0 | 0 | 0 | 0 | 0 | 0 | 0 | 0 | 0 | 0 | 0 | 0 | 0 | 0 | 0 | 0 | 0 | 0 | 0 | 0 | 0 | 0 | 0 | 0 | 0 | 0 | 0 | 0 | 0 | 0 | 0 | 0 | 0 | 0 | 0 | 0 | 0 | 0 | 0 | 0 | 0 | 0 | 0 | 0 | 0 | 0 | 0 | 0 | 0 | 0 | 0 | 0 | 0 | 0 | 0 | 0 | 0 | 0 | 0 | 0 | 0 | 0 | 0 | 0 | 0 | 0 | 0 | 0 | 0 | 0 | 0 | 0 | 0 | 0 | 0 | 0 | 0 | 0 | 0 | 0 | 0 | 0 | 0 | 0 | 0 | 0 | 0 | 0 | 0 | 0 | 0 | 0 | 0 | 0 | 0 | 0 | 0 | 0 | 0 | 0 | 0 | 0 | 0 | 0 | 0 | 0 | 0 | 0 | 0 | 0 | 0 | 0 | 0 | 0 | 0 | 0 | 0 | 0 | 0 | 0 | 0 | 0 | 0 | 0 | 0 | 0 | 0 | 0 | 0 | 0.01557% | 0 | 0 | 0 | 0 | 0 | 0 | 0 | 0 | 0 | 0 | 0 | 0 | 0 | 0 | 0 | 0 | 0 | 0 | 0 | 0 | 0 | 0 | 0 | 0
| Com-Strategic Energy Management-7P_V5 | Measure InputOutput-New | Cost/EUL source: PSE summary of CSEM program in 2018 and 2019. Savings source: Based on the 2014 NEEA report "2014 Energy Savings for the Commercial Real Estate Strategic Energy Management Cohorts". Percent savings based on the electric percent savings for "Office Competition". Pg 10. http://neea.org/docs/default-source/reports/2014-energy-savings-for-the-commercial-real-estate-strategic-energy-management-cohorts.pdf?sfvrsn=4 | 2020 | New | 2022 | 2041 | PSE | Commercial | Other | Gas | Per 1,000 Sqft of Floor Area for Buildings receiving Strategic Energy Management |  |  | Commercial SEM-New-Other |  | 29.8196 | 3 | 13.985 | 0 |  | 0 | 0 | 0 | 0 | 0 | 0 | 0 | 5.1828 |  | 0 | 0 | 0 | Whole Building | Whole Building | Strategic Energy Management | Commercial SEM | CommVENT | 0.0141% | 100% | 100% | 22.4146 | 0.001 | 78.16% | 33.33% | 85% | 6.8% | 0.2% | 12.2791 | 1.0236 | 1.3303 | 0 | 57.3346 | 0 | 4.6604 | 0.44315 | 7.629 |  | 0.0012731 | 0.13679 | 0.0012731 | 01. ($9,999.000) to $0.028 | 1 | 0.13679 | 01. ($9,999.00) to $0.22 | 1 | 0 | 0 | 0 | 0 | 0 | 0 | 0 | 0 | 0 | 0 | 0 | 0 | 0 | 0 | 0 | 0 | 0 | 0 | 0 | 0 | 0 | 0 | 0 | 0 | 0 | 0 | 0 | 0 | 0 | 0 | 0 | 0 | 0 | 0 | 0 | 0 | 0 | 0 | 0 | 0 | 0 | 0 | 0 | 0 | 0 | 0 | 0 | 0 | 0 | 0 | 0 | 0 | 0 | 0 | 0 | 0 | 0 | 0 | 0 | 0 | 0 | 0 | 0 | 0 | 0 | 0 | 0 | 0 | 0 | 0 | 0 | 0 | 0 | 11.4118 | 21.3777 | 38.6138 | 50.6901 | 76.8342 | 117.75 | 174.2733 | 276.9278 | 395.4907 | 552.3863 | 636.4599 | 819.4481 | 934.6946 | 1100.1147 | 1164.5 | 1318.2677 | 1335.4272 | 1479.1123 | 1474.8679 | 1637.9203 | 59.1448 | 110.7961 | 200.1269 | 262.7155 | 398.215 | 610.2727 | 903.2203 | 1435.2565 | 2049.7422 | 2862.8976 | 3298.6329 | 4247.021 | 4844.3181 | 5701.6547 | 6035.3496 | 6832.2939 | 6921.2279 | 7665.9162 | 7643.9184 | 8488.9836 | 70571.7039 | 59.1448 | 169.9409 | 370.0678 | 632.7833 | 1030.9984 | 1641.271 | 2544.4914 | 3979.7479 | 6029.4901 | 8892.3877 | 12191.0206 | 16438.0416 | 21282.3597 | 26984.0144 | 33019.364 | 39851.6579 | 46772.8858 | 54438.8019 | 62082.7203 | 70571.7039 | 0 | 0 | 0 | 0 | 0 | 0 | 0 | 0 | 0 | 0 | 0 | 0 | 0 | 0 | 0 | 0 | 0 | 0 | 0 | 0 | 0 | 0 | 0 | 0 | 0 | 0 | 0 | 0 | 0 | 0 | 0 | 0 | 0 | 0 | 0 | 0 | 0 | 0 | 0 | 0 | 0 | 0 | 0 | 0 | 0 | 0 | 0 | 0 | 0 | 87.0602 | 163.09 | 294.5835 | 386.7129 | 586.1659 | 898.3113 | 1329.5254 | 2112.6738 | 3017.1866 | 4214.1379 | 4855.5331 | 6251.5447 | 7130.7562 | 8392.7414 | 8883.9348 | 10057.0236 | 10187.9329 | 11284.1018 | 11251.7215 | 12495.6434 | 0.01557% | 0 | 0 | 0 | 0 | 0 | 0 | 0 | 0 | 0 | 0 | 0 | 0 | 0 | 0 | 0 | 0 | 0 | 0 | 0 | 0 | 0 | 0 | 0 | 0
| Com-Strategic Energy Management-7P_V5 | Measure InputOutput-New | Cost/EUL source: PSE summary of CSEM program in 2018 and 2019. Savings source: Based on the 2014 NEEA report "2014 Energy Savings for the Commercial Real Estate Strategic Energy Management Cohorts". Percent savings based on the electric percent savings for "Office Competition". Pg 10. http://neea.org/docs/default-source/reports/2014-energy-savings-for-the-commercial-real-estate-strategic-energy-management-cohorts.pdf?sfvrsn=4 | 2020 | New | 2022 | 2045 | PSE | Commercial | Large Off | Electric | Per 1,000 Sqft of Floor Area for Buildings receiving Strategic Energy Management |  |  | Commercial SEM-New-Large Off |  | 366.601 | 3 | 28.2135 | 0 |  | 0 | 0 | 0 | 0 | 0 | 0 | 0 | 0 |  | 0 | 0 | 0 | Whole Building | Whole Building | Strategic Energy Management | Commercial SEM | CommVENT | 0.0141% | 100% | 100% | 229.8817 | 0.001 | 78.16% | 33.33% | 85% | 6.8% | 0.2% | 57.2943 | 7.6093 | 6.4904 | 125.0412 | 0 | 0 | 0 | 116.5842 | -8.457 |  | 0.027242 | 0 | 0.027242 | 01. ($9,999.000) to $0.028 | 1 | 0 | 01. ($9,999.00) to $0.22 | 1 | 2.7424 | 4.927 | 9.0579 | 7.6259 | 17.3147 | 34.6835 | 69.8644 | 52.3346 | 133.156 | 215.7026 | 210.0433 | 89.9298 | 375.1814 | 534.4399 | 506.1765 | 324.6247 | 496.4009 | 591.8646 | 655.844 | 490.0347 | 599.8542 | 615.7407 | 736.156 | 564.5206 | 1005.3831 | 1806.2347 | 3320.6454 | 2795.6697 | 6347.5955 | 12714.9913 | 25612.3636 | 19185.9287 | 48815.1105 | 79076.7702 | 77002.0908 | 32968.3492 | 137541.8547 | 195926.1939 | 185564.8089 | 119007.7514 | 181981.0521 | 216978.1463 | 240433.0491 | 179647.2097 | 219907.1507 | 225731.1516 | 269875.5075 | 206953.7928 | 2690198.8014 | 1005.3831 | 2811.6178 | 6132.2632 | 8927.9329 | 15275.5284 | 27990.5197 | 53602.8833 | 72788.812 | 121603.9225 | 200680.6927 | 277682.7835 | 310651.1326 | 448192.9874 | 644119.1813 | 829683.9903 | 948691.7417 | 1130672.7938 | 1347650.9401 | 1588083.9892 | 1767731.1988 | 1987638.3495 | 2213369.5011 | 2483245.0087 | 2690198.8014 | 0 | 0 | 0 | 0 | 0 | 0 | 0 | 0 | 0 | 0 | 0 | 0 | 0 | 0 | 0 | 0 | 0 | 0 | 0 | 0 | 0 | 0 | 0 | 0 | 0 | 0 | 0 | 0 | 0 | 0 | 0 | 0 | 0 | 0 | 0 | 0 | 0 | 0 | 0 | 0 | 0 | 0 | 0 | 0 | 0 | 0 | 0 | 0 | 0 | 0 | 0 | 0 | 0 | 0 | 0 | 0 | 0 | 0 | 0 | 0 | 0 | 0.14176 | 0.39645 | 0.86468 | 1.2589 | 2.1539 | 3.9468 | 7.5583 | 10.2636 | 17.1467 | 28.297 | 39.1546 | 43.8033 | 63.1974 | 90.824 | 116.9895 | 133.7702 | 159.4304 | 190.0254 | 223.9276 | 249.2588 | 280.2668 | 312.096 | 350.1497 | 379.3312 | 319.7258 | 574.4077 | 1056.0114 | 889.0618 | 2018.6235 | 4043.5438 | 8145.0874 | 6101.3918 | 15523.8832 | 25147.5113 | 24487.7344 | 10484.393 | 43740.2203 | 62307.2511 | 59012.1867 | 37846.118 | 57872.5023 | 69002.0643 | 76461.0492 | 57130.308 | 69933.5284 | 71785.6416 | 85824.16 | 65814.1807 | 855520.5856 | 0 | 0 | 0 | 0 | 0 | 0 | 0 | 0 | 0 | 0 | 0 | 0 | 0 | 0 | 0 | 0 | 0 | 0 | 0 | 0 | 0.01557% | 0.15656 | 0.43783 | 0.95493 | 1.3903 | 2.3787 | 4.3588 | 8.3472 | 11.3349 | 18.9365 | 31.2506 | 43.2415 | 48.3755 | 69.7939 | 100.304 | 129.2007 | 147.7329 | 176.0715 | 209.86 | 247.3009 | 275.276 | 309.5206 | 344.6721 | 386.6978 | 418.9252
| Com-Strategic Energy Management-7P_V5 | Measure InputOutput-New | Cost/EUL source: PSE summary of CSEM program in 2018 and 2019. Savings source: Based on the 2014 NEEA report "2014 Energy Savings for the Commercial Real Estate Strategic Energy Management Cohorts". Percent savings based on the electric percent savings for "Office Competition". Pg 10. http://neea.org/docs/default-source/reports/2014-energy-savings-for-the-commercial-real-estate-strategic-energy-management-cohorts.pdf?sfvrsn=4 | 2020 | New | 2022 | 2045 | PSE | Commercial | Medium Off | Electric | Per 1,000 Sqft of Floor Area for Buildings receiving Strategic Energy Management |  |  | Commercial SEM-New-Medium Off |  | 35.4986 | 3 | 2.732 | 0 |  | 0 | 0 | 0 | 0 | 0 | 0 | 0 | 0 |  | 0 | 0 | 0 | Whole Building | Whole Building | Strategic Energy Management | Commercial SEM | CommVENT | 0.0141% | 100% | 100% | 41.7593 | 0.001 | 78.16% | 33.33% | 85% | 6.8% | 0.2% | 5.5479 | 0.73682 | 0.62847 | 12.108 | 0 | 0 | 0 | 11.2891 | -0.8189 |  | 0.027242 | 0 | 0.027242 | 01. ($9,999.000) to $0.028 | 1 | 0 | 01. ($9,999.00) to $0.22 | 1 | 2.134 | 3.8339 | 7.0484 | 5.9341 | 13.4734 | 26.9889 | 54.3649 | 40.7241 | 103.6151 | 167.8487 | 163.4449 | 69.9787 | 291.9469 | 415.8737 | 393.8806 | 252.6063 | 386.2737 | 460.5587 | 510.3441 | 381.3199 | 466.7758 | 479.1378 | 572.8388 | 439.2809 | 75.7551 | 136.0989 | 250.209 | 210.6523 | 478.2881 | 958.0682 | 1929.8787 | 1445.6501 | 3678.1941 | 5958.3949 | 5802.0689 | 2484.1485 | 10363.7097 | 14762.9403 | 13982.2151 | 8967.1743 | 13712.1809 | 16349.1943 | 18116.5095 | 13536.327 | 16569.8933 | 17008.7289 | 20334.9839 | 15593.8643 | 202705.1283 | 75.7551 | 211.854 | 462.063 | 672.7153 | 1151.0034 | 2109.0716 | 4038.9503 | 5484.6004 | 9162.7945 | 15121.1894 | 20923.2582 | 23407.4068 | 33771.1165 | 48534.0567 | 62516.2719 | 71483.4462 | 85195.627 | 101544.8214 | 119661.3308 | 133197.6578 | 149767.5512 | 166776.28 | 187111.264 | 202705.1283 | 0 | 0 | 0 | 0 | 0 | 0 | 0 | 0 | 0 | 0 | 0 | 0 | 0 | 0 | 0 | 0 | 0 | 0 | 0 | 0 | 0 | 0 | 0 | 0 | 0 | 0 | 0 | 0 | 0 | 0 | 0 | 0 | 0 | 0 | 0 | 0 | 0 | 0 | 0 | 0 | 0 | 0 | 0 | 0 | 0 | 0 | 0 | 0 | 0 | 0 | 0 | 0 | 0 | 0 | 0 | 0 | 0 | 0 | 0 | 0 | 0 | 0.010682 | 0.029872 | 0.065153 | 0.094856 | 0.1623 | 0.29739 | 0.56951 | 0.77336 | 1.292 | 2.1322 | 2.9503 | 3.3006 | 4.7619 | 6.8435 | 8.8151 | 10.0795 | 12.013 | 14.3183 | 16.8728 | 18.7815 | 21.118 | 23.5163 | 26.3836 | 28.5824 | 24.0912 | 43.2813 | 79.5699 | 66.9904 | 152.1023 | 304.679 | 613.7282 | 459.7368 | 1169.7168 | 1894.8523 | 1845.1385 | 789.9937 | 3295.8036 | 4694.8201 | 4446.5386 | 2851.686 | 4360.664 | 5199.2709 | 5761.3016 | 4304.74 | 5269.4562 | 5409.012 | 6466.8073 | 4959.0655 | 64463.0464 | 0 | 0 | 0 | 0 | 0 | 0 | 0 | 0 | 0 | 0 | 0 | 0 | 0 | 0 | 0 | 0 | 0 | 0 | 0 | 0 | 0.01557% | 0.011797 | 0.03299 | 0.071954 | 0.10476 | 0.17924 | 0.32843 | 0.62896 | 0.85408 | 1.4269 | 2.3547 | 3.2582 | 3.6451 | 5.2589 | 7.5579 | 9.7352 | 11.1316 | 13.2669 | 15.8128 | 18.634 | 20.7419 | 23.3222 | 25.9709 | 29.1375 | 31.5658
| Com-Strategic Energy Management-7P_V5 | Measure InputOutput-New | Cost/EUL source: PSE summary of CSEM program in 2018 and 2019. Savings source: Based on the 2014 NEEA report "2014 Energy Savings for the Commercial Real Estate Strategic Energy Management Cohorts". Percent savings based on the electric percent savings for "Office Competition". Pg 10. http://neea.org/docs/default-source/reports/2014-energy-savings-for-the-commercial-real-estate-strategic-energy-management-cohorts.pdf?sfvrsn=4 | 2020 | New | 2022 | 2045 | PSE | Commercial | Small Off | Electric | Per 1,000 Sqft of Floor Area for Buildings receiving Strategic Energy Management |  |  | Commercial SEM-New-Small Off |  | 8.861 | 3 | 0.68194 | 0 |  | 0 | 0 | 0 | 0 | 0 | 0 | 0 | 0 |  | 0 | 0 | 0 | Whole Building | Whole Building | Strategic Energy Management | Commercial SEM | CommVENT | 0.0141% | 100% | 100% | 4.7978 | 0.001 | 78.16% | 33.33% | 85% | 6.8% | 0.2% | 1.3848 | 0.18392 | 0.15688 | 3.0223 | 0 | 0 | 0 | 2.8179 | -0.20441 |  | 0.027242 | 0 | 0.027242 | 01. ($9,999.000) to $0.028 | 1 | 0 | 01. ($9,999.00) to $0.22 | 1 | 1.8173 | 3.2648 | 6.0022 | 5.0533 | 11.4735 | 22.9827 | 46.2951 | 34.6791 | 88.2347 | 142.9336 | 139.1835 | 59.5913 | 248.6109 | 354.1423 | 335.4138 | 215.11 | 328.9361 | 392.1943 | 434.5898 | 324.7176 | 397.4886 | 408.0157 | 487.8079 | 374.075 | 16.1028 | 28.9297 | 53.1854 | 44.7771 | 101.6668 | 203.6507 | 410.2224 | 307.2929 | 781.851 | 1266.5393 | 1233.31 | 528.0401 | 2202.9499 | 3138.0672 | 2972.1133 | 1906.0969 | 2914.7137 | 3475.2474 | 3850.9147 | 2877.3336 | 3522.1601 | 3615.4406 | 4322.4821 | 3314.6916 | 43087.7792 | 16.1028 | 45.0325 | 98.2179 | 142.9949 | 244.6617 | 448.3123 | 858.5348 | 1165.8277 | 1947.6787 | 3214.218 | 4447.528 | 4975.5681 | 7178.518 | 10316.5852 | 13288.6984 | 15194.7954 | 18109.5091 | 21584.7565 | 25435.6712 | 28313.0048 | 31835.1648 | 35450.6055 | 39773.0876 | 43087.7792 | 0 | 0 | 0 | 0 | 0 | 0 | 0 | 0 | 0 | 0 | 0 | 0 | 0 | 0 | 0 | 0 | 0 | 0 | 0 | 0 | 0 | 0 | 0 | 0 | 0 | 0 | 0 | 0 | 0 | 0 | 0 | 0 | 0 | 0 | 0 | 0 | 0 | 0 | 0 | 0 | 0 | 0 | 0 | 0 | 0 | 0 | 0 | 0 | 0 | 0 | 0 | 0 | 0 | 0 | 0 | 0 | 0 | 0 | 0 | 0 | 0 | 0.0022706 | 0.0063498 | 0.013849 | 0.020163 | 0.034498 | 0.063214 | 0.12106 | 0.16439 | 0.27463 | 0.45322 | 0.62712 | 0.70158 | 1.0122 | 1.4547 | 1.8738 | 2.1425 | 2.5535 | 3.0436 | 3.5866 | 3.9923 | 4.4889 | 4.9987 | 5.6082 | 6.0756 | 5.1209 | 9.2 | 16.9137 | 14.2397 | 32.3314 | 64.7637 | 130.4564 | 97.7234 | 248.6395 | 402.7771 | 392.2097 | 167.9241 | 700.5687 | 997.949 | 945.1733 | 606.1653 | 926.9195 | 1105.177 | 1224.6444 | 915.032 | 1120.0958 | 1149.7603 | 1374.6094 | 1054.118 | 13702.5123 | 0 | 0 | 0 | 0 | 0 | 0 | 0 | 0 | 0 | 0 | 0 | 0 | 0 | 0 | 0 | 0 | 0 | 0 | 0 | 0 | 0.01557% | 0.0025076 | 0.0070126 | 0.015295 | 0.022268 | 0.038099 | 0.069812 | 0.13369 | 0.18155 | 0.3033 | 0.50053 | 0.69258 | 0.77481 | 1.1179 | 1.6065 | 2.0694 | 2.3662 | 2.8201 | 3.3612 | 3.9609 | 4.409 | 4.9575 | 5.5205 | 6.1936 | 6.7097
| Com-Strategic Energy Management-7P_V5 | Measure InputOutput-New | Cost/EUL source: PSE summary of CSEM program in 2018 and 2019. Savings source: Based on the 2014 NEEA report "2014 Energy Savings for the Commercial Real Estate Strategic Energy Management Cohorts". Percent savings based on the electric percent savings for "Office Competition". Pg 10. http://neea.org/docs/default-source/reports/2014-energy-savings-for-the-commercial-real-estate-strategic-energy-management-cohorts.pdf?sfvrsn=4 | 2020 | New | 2022 | 2045 | PSE | Commercial | Xlarge Ret | Electric | Per 1,000 Sqft of Floor Area for Buildings receiving Strategic Energy Management |  |  | Commercial SEM-New-Xlarge Ret |  | 7.4004 | 3 | 0.56953 | 0 |  | 0 | 0 | 0 | 0 | 0 | 0 | 0 | 0 |  | 0 | 0 | 0 | Whole Building | Whole Building | Strategic Energy Management | Commercial SEM | CommVENT | 0.0141% | 100% | 100% | 280.3513 | 0.001 | 78.16% | 33.33% | 85% | 6.8% | 0.2% | 1.1566 | 0.15361 | 0.13102 | 2.5241 | 0 | 0 | 0 | 2.3534 | -0.17072 |  | 0.027242 | 0 | 0.027242 | 01. ($9,999.000) to $0.028 | 1 | 0 | 01. ($9,999.00) to $0.22 | 1 | 1.0355 | 1.837 | 3.4207 | 3.1744 | 6.9005 | 13.44 | 26.3253 | 21.1789 | 50.2603 | 80.1249 | 79.6184 | 39.5905 | 139.7724 | 196.2563 | 187.6725 | 125.8057 | 185.8902 | 219.361 | 241.6807 | 184.4458 | 222.3178 | 227.6964 | 269.2352 | 209.7459 | 7.6634 | 13.5942 | 25.3142 | 23.492 | 51.0667 | 99.461 | 194.8175 | 156.7325 | 371.9464 | 592.9564 | 589.2077 | 292.9853 | 1034.3717 | 1452.3752 | 1388.8513 | 931.0125 | 1375.6618 | 1623.3587 | 1788.5333 | 1364.9724 | 1645.2406 | 1685.0443 | 1992.4479 | 1552.2035 | 20253.3105 | 7.6634 | 21.2576 | 46.5718 | 70.0638 | 121.1305 | 220.5916 | 415.4091 | 572.1416 | 944.088 | 1537.0444 | 2126.2521 | 2419.2374 | 3453.6091 | 4905.9843 | 6294.8356 | 7225.8481 | 8601.5099 | 10224.8686 | 12013.4018 | 13378.3742 | 15023.6148 | 16708.6591 | 18701.107 | 20253.3105 | 0 | 0 | 0 | 0 | 0 | 0 | 0 | 0 | 0 | 0 | 0 | 0 | 0 | 0 | 0 | 0 | 0 | 0 | 0 | 0 | 0 | 0 | 0 | 0 | 0 | 0 | 0 | 0 | 0 | 0 | 0 | 0 | 0 | 0 | 0 | 0 | 0 | 0 | 0 | 0 | 0 | 0 | 0 | 0 | 0 | 0 | 0 | 0 | 0 | 0 | 0 | 0 | 0 | 0 | 0 | 0 | 0 | 0 | 0 | 0 | 0 | 0.0010806 | 0.0029974 | 0.0065669 | 0.0098793 | 0.01708 | 0.031104 | 0.058575 | 0.080675 | 0.13312 | 0.21673 | 0.29981 | 0.34112 | 0.48698 | 0.69177 | 0.8876 | 1.0189 | 1.2129 | 1.4418 | 1.6939 | 1.8864 | 2.1184 | 2.356 | 2.6369 | 2.8558 | 2.4371 | 4.3231 | 8.0503 | 7.4708 | 16.2399 | 31.63 | 61.9547 | 49.8431 | 118.2841 | 188.5684 | 187.3762 | 93.1734 | 328.9446 | 461.8755 | 441.674 | 296.0749 | 437.4795 | 516.2506 | 568.7784 | 434.0802 | 523.2094 | 535.8675 | 633.6261 | 493.6223 | 6440.8341 | 0 | 0 | 0 | 0 | 0 | 0 | 0 | 0 | 0 | 0 | 0 | 0 | 0 | 0 | 0 | 0 | 0 | 0 | 0 | 0 | 0.01557% | 0.0011934 | 0.0033103 | 0.0072523 | 0.010911 | 0.018863 | 0.034351 | 0.064689 | 0.089095 | 0.14702 | 0.23935 | 0.33111 | 0.37673 | 0.53781 | 0.76397 | 0.98025 | 1.1252 | 1.3395 | 1.5922 | 1.8708 | 2.0833 | 2.3395 | 2.6019 | 2.9122 | 3.1539
| Com-Strategic Energy Management-7P_V5 | Measure InputOutput-New | Cost/EUL source: PSE summary of CSEM program in 2018 and 2019. Savings source: Based on the 2014 NEEA report "2014 Energy Savings for the Commercial Real Estate Strategic Energy Management Cohorts". Percent savings based on the electric percent savings for "Office Competition". Pg 10. http://neea.org/docs/default-source/reports/2014-energy-savings-for-the-commercial-real-estate-strategic-energy-management-cohorts.pdf?sfvrsn=4 | 2020 | New | 2022 | 2045 | PSE | Commercial | Large Ret | Electric | Per 1,000 Sqft of Floor Area for Buildings receiving Strategic Energy Management |  |  | Commercial SEM-New-Large Ret |  | 53.6009 | 3 | 4.1251 | 0 |  | 0 | 0 | 0 | 0 | 0 | 0 | 0 | 0 |  | 0 | 0 | 0 | Whole Building | Whole Building | Strategic Energy Management | Commercial SEM | CommVENT | 0.0141% | 100% | 100% | 94.4255 | 0.001 | 78.16% | 33.33% | 85% | 6.8% | 0.2% | 8.377 | 1.1126 | 0.94896 | 18.2823 | 0 | 0 | 0 | 17.0458 | -1.2365 |  | 0.027242 | 0 | 0.027242 | 01. ($9,999.000) to $0.028 | 1 | 0 | 01. ($9,999.00) to $0.22 | 1 | 1.472 | 2.6112 | 4.8623 | 4.5123 | 9.8088 | 19.1043 | 37.4203 | 30.105 | 71.443 | 113.8942 | 113.1742 | 56.2762 | 198.6807 | 278.9702 | 266.7686 | 178.8276 | 264.2352 | 311.8125 | 343.539 | 262.182 | 316.0156 | 323.661 | 382.7067 | 298.1451 | 78.8994 | 139.96 | 260.6247 | 241.864 | 525.7618 | 1024.0096 | 2005.7611 | 1613.6529 | 3829.4072 | 6104.8344 | 6066.2397 | 3016.4555 | 10649.4642 | 14953.0563 | 14299.0401 | 9585.3213 | 14163.2462 | 16713.4317 | 18414.0008 | 14053.1927 | 16938.7187 | 17348.5211 | 20513.4222 | 15980.8474 | 208519.7331 | 78.8994 | 218.8594 | 479.4842 | 721.3482 | 1247.11 | 2271.1197 | 4276.8807 | 5890.5336 | 9719.9408 | 15824.7752 | 21891.0149 | 24907.4704 | 35556.9346 | 50509.9909 | 64809.031 | 74394.3523 | 88557.5985 | 105271.0302 | 123685.031 | 137738.2237 | 154676.9424 | 172025.4635 | 192538.8857 | 208519.7331 | 0 | 0 | 0 | 0 | 0 | 0 | 0 | 0 | 0 | 0 | 0 | 0 | 0 | 0 | 0 | 0 | 0 | 0 | 0 | 0 | 0 | 0 | 0 | 0 | 0 | 0 | 0 | 0 | 0 | 0 | 0 | 0 | 0 | 0 | 0 | 0 | 0 | 0 | 0 | 0 | 0 | 0 | 0 | 0 | 0 | 0 | 0 | 0 | 0 | 0 | 0 | 0 | 0 | 0 | 0 | 0 | 0 | 0 | 0 | 0 | 0 | 0.011125 | 0.03086 | 0.06761 | 0.10171 | 0.17585 | 0.32024 | 0.60306 | 0.83059 | 1.3706 | 2.2314 | 3.0867 | 3.5121 | 5.0137 | 7.1222 | 9.1384 | 10.49 | 12.4871 | 14.8437 | 17.4402 | 19.4218 | 21.8102 | 24.2564 | 27.1489 | 29.4023 | 25.0911 | 44.5092 | 82.8823 | 76.9161 | 167.1996 | 325.6493 | 637.8599 | 513.164 | 1217.8047 | 1941.4221 | 1929.1485 | 959.2748 | 3386.6775 | 4755.2796 | 4547.2934 | 3048.2653 | 4504.109 | 5315.1034 | 5855.908 | 4469.1105 | 5386.7478 | 5517.0707 | 6523.5532 | 5082.1314 | 66312.1714 | 0 | 0 | 0 | 0 | 0 | 0 | 0 | 0 | 0 | 0 | 0 | 0 | 0 | 0 | 0 | 0 | 0 | 0 | 0 | 0 | 0.01557% | 0.012286 | 0.034081 | 0.074667 | 0.11233 | 0.1942 | 0.35367 | 0.66601 | 0.91729 | 1.5136 | 2.4643 | 3.4089 | 3.8787 | 5.537 | 7.8656 | 10.0922 | 11.5849 | 13.7904 | 16.3931 | 19.2606 | 21.449 | 24.0867 | 26.7883 | 29.9827 | 32.4713
| Com-Strategic Energy Management-7P_V5 | Measure InputOutput-New | Cost/EUL source: PSE summary of CSEM program in 2018 and 2019. Savings source: Based on the 2014 NEEA report "2014 Energy Savings for the Commercial Real Estate Strategic Energy Management Cohorts". Percent savings based on the electric percent savings for "Office Competition". Pg 10. http://neea.org/docs/default-source/reports/2014-energy-savings-for-the-commercial-real-estate-strategic-energy-management-cohorts.pdf?sfvrsn=4 | 2020 | New | 2022 | 2045 | PSE | Commercial | Medium Ret | Electric | Per 1,000 Sqft of Floor Area for Buildings receiving Strategic Energy Management |  |  | Commercial SEM-New-Medium Ret |  | 7.9777 | 3 | 0.61396 | 0 |  | 0 | 0 | 0 | 0 | 0 | 0 | 0 | 0 |  | 0 | 0 | 0 | Whole Building | Whole Building | Strategic Energy Management | Commercial SEM | CommVENT | 0.0141% | 100% | 100% | 13.3332 | 0.001 | 78.16% | 33.33% | 85% | 6.8% | 0.2% | 1.2468 | 0.16559 | 0.14124 | 2.7211 | 0 | 0 | 0 | 2.537 | -0.18403 |  | 0.027242 | 0 | 0.027242 | 01. ($9,999.000) to $0.028 | 1 | 0 | 01. ($9,999.00) to $0.22 | 1 | 2.192 | 3.8884 | 7.2407 | 6.7195 | 14.6068 | 28.4493 | 55.7245 | 44.8309 | 106.3895 | 169.6059 | 168.5336 | 83.8038 | 295.8658 | 415.4292 | 397.2592 | 266.3016 | 393.4865 | 464.3363 | 511.5819 | 390.429 | 470.5953 | 481.9805 | 569.9085 | 443.9835 | 17.4871 | 31.0205 | 57.7644 | 53.6063 | 116.5289 | 226.9597 | 444.5534 | 357.6472 | 848.7432 | 1353.0649 | 1344.5109 | 668.562 | 2360.3288 | 3314.1695 | 3169.2145 | 2124.474 | 3139.1174 | 3704.3361 | 4081.2473 | 3114.7253 | 3754.2683 | 3845.0962 | 4546.5594 | 3541.9674 | 46215.9529 | 17.4871 | 48.5076 | 106.272 | 159.8784 | 276.4073 | 503.367 | 947.9204 | 1305.5677 | 2154.3109 | 3507.3758 | 4851.8867 | 5520.4487 | 7880.7775 | 11194.947 | 14364.1615 | 16488.6355 | 19627.7529 | 23332.089 | 27413.3363 | 30528.0616 | 34282.3299 | 38127.4261 | 42673.9855 | 46215.9529 | 0 | 0 | 0 | 0 | 0 | 0 | 0 | 0 | 0 | 0 | 0 | 0 | 0 | 0 | 0 | 0 | 0 | 0 | 0 | 0 | 0 | 0 | 0 | 0 | 0 | 0 | 0 | 0 | 0 | 0 | 0 | 0 | 0 | 0 | 0 | 0 | 0 | 0 | 0 | 0 | 0 | 0 | 0 | 0 | 0 | 0 | 0 | 0 | 0 | 0 | 0 | 0 | 0 | 0 | 0 | 0 | 0 | 0 | 0 | 0 | 0 | 0.0024658 | 0.0068398 | 0.014985 | 0.022544 | 0.038975 | 0.070977 | 0.13366 | 0.18409 | 0.30377 | 0.49456 | 0.68414 | 0.77841 | 1.1112 | 1.5785 | 2.0254 | 2.325 | 2.7676 | 3.2899 | 3.8654 | 4.3046 | 4.834 | 5.3762 | 6.0172 | 6.5167 | 5.5611 | 9.865 | 18.3699 | 17.0476 | 37.0578 | 72.1763 | 141.3742 | 113.7368 | 269.9121 | 430.2934 | 427.5731 | 212.612 | 750.6173 | 1053.9519 | 1007.8542 | 675.6122 | 998.2829 | 1178.0303 | 1297.8933 | 990.5259 | 1193.9095 | 1222.794 | 1445.869 | 1126.3948 | 14697.315 | 0 | 0 | 0 | 0 | 0 | 0 | 0 | 0 | 0 | 0 | 0 | 0 | 0 | 0 | 0 | 0 | 0 | 0 | 0 | 0 | 0.01557% | 0.0027231 | 0.0075537 | 0.016549 | 0.024897 | 0.043043 | 0.078386 | 0.14761 | 0.20331 | 0.33548 | 0.54618 | 0.75555 | 0.85966 | 1.2272 | 1.7433 | 2.2368 | 2.5677 | 3.0565 | 3.6333 | 4.2689 | 4.7539 | 5.3385 | 5.9373 | 6.6453 | 7.1969
| Com-Strategic Energy Management-7P_V5 | Measure InputOutput-New | Cost/EUL source: PSE summary of CSEM program in 2018 and 2019. Savings source: Based on the 2014 NEEA report "2014 Energy Savings for the Commercial Real Estate Strategic Energy Management Cohorts". Percent savings based on the electric percent savings for "Office Competition". Pg 10. http://neea.org/docs/default-source/reports/2014-energy-savings-for-the-commercial-real-estate-strategic-energy-management-cohorts.pdf?sfvrsn=4 | 2020 | New | 2022 | 2045 | PSE | Commercial | Small Ret | Electric | Per 1,000 Sqft of Floor Area for Buildings receiving Strategic Energy Management |  |  | Commercial SEM-New-Small Ret |  | 30.7311 | 3 | 2.3651 | 0 |  | 0 | 0 | 0 | 0 | 0 | 0 | 0 | 0 |  | 0 | 0 | 0 | Whole Building | Whole Building | Strategic Energy Management | Commercial SEM | CommVENT | 0.0141% | 100% | 100% | 2.1703 | 0.001 | 78.16% | 33.33% | 85% | 6.8% | 0.2% | 4.8028 | 0.63787 | 0.54407 | 10.4819 | 0 | 0 | 0 | 9.7729 | -0.70892 |  | 0.027242 | 0 | 0.027242 | 01. ($9,999.000) to $0.028 | 1 | 0 | 01. ($9,999.00) to $0.22 | 1 | 0.47378 | 0.84045 | 1.565 | 1.4524 | 3.1572 | 6.1491 | 12.0444 | 9.6899 | 22.9953 | 36.659 | 36.4273 | 18.1136 | 63.9492 | 89.7919 | 85.8646 | 57.5591 | 85.0492 | 100.3628 | 110.5746 | 84.3883 | 101.7157 | 104.1765 | 123.1815 | 95.9637 | 14.5599 | 25.8279 | 48.0952 | 44.6331 | 97.023 | 188.9687 | 370.1392 | 297.7803 | 706.6712 | 1126.5741 | 1119.4519 | 556.6507 | 1965.2311 | 2759.4075 | 2638.7166 | 1768.8563 | 2613.6575 | 3084.2637 | 3398.0834 | 2593.3484 | 3125.8377 | 3201.4618 | 3785.5064 | 2949.074 | 38479.8198 | 14.5599 | 40.3879 | 88.4831 | 133.1162 | 230.1392 | 419.1079 | 789.2471 | 1087.0274 | 1793.6987 | 2920.2728 | 4039.7247 | 4596.3754 | 6561.6065 | 9321.014 | 11959.7306 | 13728.5869 | 16342.2443 | 19426.508 | 22824.5914 | 25417.9398 | 28543.7775 | 31745.2393 | 35530.7458 | 38479.8198 | 0 | 0 | 0 | 0 | 0 | 0 | 0 | 0 | 0 | 0 | 0 | 0 | 0 | 0 | 0 | 0 | 0 | 0 | 0 | 0 | 0 | 0 | 0 | 0 | 0 | 0 | 0 | 0 | 0 | 0 | 0 | 0 | 0 | 0 | 0 | 0 | 0 | 0 | 0 | 0 | 0 | 0 | 0 | 0 | 0 | 0 | 0 | 0 | 0 | 0 | 0 | 0 | 0 | 0 | 0 | 0 | 0 | 0 | 0 | 0 | 0 | 0.002053 | 0.0056949 | 0.012477 | 0.01877 | 0.032451 | 0.059096 | 0.11129 | 0.15328 | 0.25292 | 0.41177 | 0.56962 | 0.64811 | 0.92522 | 1.3143 | 1.6864 | 1.9358 | 2.3043 | 2.7392 | 3.2184 | 3.5841 | 4.0248 | 4.4762 | 5.01 | 5.4258 | 4.6303 | 8.2136 | 15.2949 | 14.1939 | 30.8547 | 60.0947 | 117.7094 | 94.6983 | 224.7313 | 358.2662 | 356.0013 | 177.0227 | 624.9708 | 877.5299 | 839.1485 | 562.5209 | 831.1794 | 980.8387 | 1080.6377 | 824.7208 | 994.0598 | 1018.1093 | 1203.8436 | 937.8465 | 12237.1172 | 0 | 0 | 0 | 0 | 0 | 0 | 0 | 0 | 0 | 0 | 0 | 0 | 0 | 0 | 0 | 0 | 0 | 0 | 0 | 0 | 0.01557% | 0.0022673 | 0.0062893 | 0.013779 | 0.020729 | 0.035838 | 0.065265 | 0.1229 | 0.16927 | 0.27932 | 0.45475 | 0.62908 | 0.71576 | 1.0218 | 1.4515 | 1.8624 | 2.1379 | 2.5449 | 3.0251 | 3.5543 | 3.9582 | 4.4449 | 4.9435 | 5.5329 | 5.9922
| Com-Strategic Energy Management-7P_V5 | Measure InputOutput-New | Cost/EUL source: PSE summary of CSEM program in 2018 and 2019. Savings source: Based on the 2014 NEEA report "2014 Energy Savings for the Commercial Real Estate Strategic Energy Management Cohorts". Percent savings based on the electric percent savings for "Office Competition". Pg 10. http://neea.org/docs/default-source/reports/2014-energy-savings-for-the-commercial-real-estate-strategic-energy-management-cohorts.pdf?sfvrsn=4 | 2020 | New | 2022 | 2045 | PSE | Commercial | School K-12 | Electric | Per 1,000 Sqft of Floor Area for Buildings receiving Strategic Energy Management |  |  | Commercial SEM-New-School K-12 |  | 74.5138 | 3 | 5.7346 | 0 |  | 0 | 0 | 0 | 0 | 0 | 0 | 0 | 0 |  | 0 | 0 | 0 | Whole Building | Whole Building | Strategic Energy Management | Commercial SEM | CommVENT | 0.0141% | 100% | 100% | 36.55 | 0.001 | 78.16% | 33.33% | 85% | 6.8% | 0.2% | 11.6454 | 1.5466 | 1.3192 | 25.4154 | 0 | 0 | 0 | 23.6964 | -1.7189 |  | 0.027242 | 0 | 0.027242 | 01. ($9,999.000) to $0.028 | 1 | 0 | 01. ($9,999.00) to $0.22 | 1 | 2.6386 | 4.7785 | 8.7118 | 6.8439 | 16.0456 | 32.7727 | 67.2548 | 47.9233 | 128.0013 | 209.5049 | 201.285 | 76.8332 | 363.5821 | 522.7091 | 491.9488 | 306.1274 | 479.1702 | 575.1693 | 639.6764 | 471.2048 | 582.7361 | 598.9852 | 721.2633 | 547.2975 | 196.6095 | 356.0642 | 649.1469 | 509.9678 | 1195.6213 | 2442.0214 | 5011.413 | 3570.9484 | 9537.8658 | 15611.0121 | 14998.5145 | 5725.1333 | 27091.8907 | 38949.048 | 36656.9823 | 22810.7232 | 35704.8009 | 42858.0589 | 47664.7263 | 35111.2669 | 43421.8846 | 44632.6741 | 53744.0781 | 40781.2233 | 529231.6755 | 196.6095 | 552.6737 | 1201.8206 | 1711.7884 | 2907.4097 | 5349.4311 | 10360.8441 | 13931.7925 | 23469.6584 | 39080.6704 | 54079.1849 | 59804.3182 | 86896.2089 | 125845.2569 | 162502.2393 | 185312.9625 | 221017.7634 | 263875.8223 | 311540.5485 | 346651.8154 | 390073.7 | 434706.3741 | 488450.4522 | 529231.6755 | 0 | 0 | 0 | 0 | 0 | 0 | 0 | 0 | 0 | 0 | 0 | 0 | 0 | 0 | 0 | 0 | 0 | 0 | 0 | 0 | 0 | 0 | 0 | 0 | 0 | 0 | 0 | 0 | 0 | 0 | 0 | 0 | 0 | 0 | 0 | 0 | 0 | 0 | 0 | 0 | 0 | 0 | 0 | 0 | 0 | 0 | 0 | 0 | 0 | 0 | 0 | 0 | 0 | 0 | 0 | 0 | 0 | 0 | 0 | 0 | 0 | 0.027723 | 0.07793 | 0.16946 | 0.24137 | 0.40996 | 0.7543 | 1.4609 | 1.9645 | 3.3093 | 5.5106 | 7.6254 | 8.4327 | 12.2528 | 17.7448 | 22.9136 | 26.13 | 31.1646 | 37.2078 | 43.9287 | 48.8796 | 55.0023 | 61.2957 | 68.8739 | 74.6243 | 62.5246 | 113.2334 | 206.4377 | 162.1768 | 380.2242 | 776.5967 | 1593.699 | 1135.6112 | 3033.1738 | 4964.5187 | 4769.7359 | 1820.6719 | 8615.5976 | 12386.3383 | 11657.4295 | 7254.1268 | 11354.6226 | 13629.458 | 15158.045 | 11165.8706 | 13808.7624 | 14193.8103 | 17091.3633 | 12968.9955 | 168303.0238 | 0 | 0 | 0 | 0 | 0 | 0 | 0 | 0 | 0 | 0 | 0 | 0 | 0 | 0 | 0 | 0 | 0 | 0 | 0 | 0 | 0.01557% | 0.030617 | 0.086064 | 0.18715 | 0.26656 | 0.45275 | 0.83303 | 1.6134 | 2.1695 | 3.6548 | 6.0858 | 8.4214 | 9.3129 | 13.5317 | 19.597 | 25.3053 | 28.8575 | 34.4175 | 41.0915 | 48.514 | 53.9816 | 60.7434 | 67.6937 | 76.0629 | 82.4134
| Com-Strategic Energy Management-7P_V5 | Measure InputOutput-New | Cost/EUL source: PSE summary of CSEM program in 2018 and 2019. Savings source: Based on the 2014 NEEA report "2014 Energy Savings for the Commercial Real Estate Strategic Energy Management Cohorts". Percent savings based on the electric percent savings for "Office Competition". Pg 10. http://neea.org/docs/default-source/reports/2014-energy-savings-for-the-commercial-real-estate-strategic-energy-management-cohorts.pdf?sfvrsn=4 | 2020 | New | 2022 | 2045 | PSE | Commercial | University | Electric | Per 1,000 Sqft of Floor Area for Buildings receiving Strategic Energy Management |  |  | Commercial SEM-New-University |  | 322.9505 | 3 | 24.8541 | 0 |  | 0 | 0 | 0 | 0 | 0 | 0 | 0 | 0 |  | 0 | 0 | 0 | Whole Building | Whole Building | Strategic Energy Management | Commercial SEM | CommVENT | 0.0141% | 100% | 100% | 121.328 | 0.001 | 78.16% | 33.33% | 85% | 6.8% | 0.2% | 50.4723 | 6.7033 | 5.7176 | 110.1528 | 0 | 0 | 0 | 102.7028 | -7.45 |  | 0.027242 | 0 | 0.027242 | 01. ($9,999.000) to $0.028 | 1 | 0 | 01. ($9,999.00) to $0.22 | 1 | 0.28223 | 0.50973 | 0.93199 | 0.75032 | 1.7391 | 3.5278 | 7.193 | 5.2166 | 13.6969 | 22.3386 | 21.5626 | 8.5796 | 38.7984 | 55.6026 | 52.4451 | 32.9813 | 51.2047 | 61.3208 | 68.1126 | 50.4229 | 62.1366 | 63.8396 | 76.6823 | 58.4007 | 91.1475 | 164.6168 | 300.9854 | 242.3178 | 561.6401 | 1139.3142 | 2322.9855 | 1684.6921 | 4423.4358 | 7214.2671 | 6963.6415 | 2770.7953 | 12529.9783 | 17956.893 | 16937.1783 | 10651.3357 | 16536.5975 | 19803.596 | 21996.9913 | 16284.1056 | 20067.0356 | 20617.0193 | 24764.6016 | 18860.5372 | 244885.7086 | 91.1475 | 255.7644 | 556.7498 | 799.0676 | 1360.7077 | 2500.0219 | 4823.0074 | 6507.6995 | 10931.1353 | 18145.4024 | 25109.044 | 27879.8393 | 40409.8176 | 58366.7106 | 75303.8889 | 85955.2245 | 102491.822 | 122295.418 | 144292.4093 | 160576.5149 | 180643.5505 | 201260.5698 | 226025.1714 | 244885.7086 | 0 | 0 | 0 | 0 | 0 | 0 | 0 | 0 | 0 | 0 | 0 | 0 | 0 | 0 | 0 | 0 | 0 | 0 | 0 | 0 | 0 | 0 | 0 | 0 | 0 | 0 | 0 | 0 | 0 | 0 | 0 | 0 | 0 | 0 | 0 | 0 | 0 | 0 | 0 | 0 | 0 | 0 | 0 | 0 | 0 | 0 | 0 | 0 | 0 | 0 | 0 | 0 | 0 | 0 | 0 | 0 | 0 | 0 | 0 | 0 | 0 | 0.012852 | 0.036064 | 0.078504 | 0.11267 | 0.19187 | 0.35252 | 0.68007 | 0.91762 | 1.5413 | 2.5586 | 3.5405 | 3.9312 | 5.698 | 8.23 | 10.6182 | 12.1201 | 14.4518 | 17.2443 | 20.3459 | 22.6421 | 25.4716 | 28.3787 | 31.8707 | 34.5301 | 28.9862 | 52.3504 | 95.7175 | 77.0604 | 178.6094 | 362.3177 | 738.7416 | 535.7555 | 1406.714 | 2294.2371 | 2214.5347 | 881.1514 | 3984.7071 | 5710.5414 | 5386.2579 | 3387.2727 | 5258.8677 | 6297.8186 | 6995.3488 | 5178.5718 | 6381.5961 | 6556.4985 | 7875.4873 | 5997.9128 | 77877.0568 | 0 | 0 | 0 | 0 | 0 | 0 | 0 | 0 | 0 | 0 | 0 | 0 | 0 | 0 | 0 | 0 | 0 | 0 | 0 | 0 | 0.01557% | 0.014194 | 0.039828 | 0.086699 | 0.12443 | 0.21189 | 0.38931 | 0.75105 | 1.0134 | 1.7022 | 2.8257 | 3.9101 | 4.3415 | 6.2927 | 9.089 | 11.7265 | 13.3852 | 15.9603 | 19.0442 | 22.4696 | 25.0054 | 28.1303 | 31.3409 | 35.1973 | 38.1343
| Com-Strategic Energy Management-7P_V5 | Measure InputOutput-New | Cost/EUL source: PSE summary of CSEM program in 2018 and 2019. Savings source: Based on the 2014 NEEA report "2014 Energy Savings for the Commercial Real Estate Strategic Energy Management Cohorts". Percent savings based on the electric percent savings for "Office Competition". Pg 10. http://neea.org/docs/default-source/reports/2014-energy-savings-for-the-commercial-real-estate-strategic-energy-management-cohorts.pdf?sfvrsn=4 | 2020 | New | 2022 | 2045 | PSE | Commercial | Warehouse | Electric | Per 1,000 Sqft of Floor Area for Buildings receiving Strategic Energy Management |  |  | Commercial SEM-New-Warehouse |  | 5.5073 | 3 | 0.42384 | 0 |  | 0 | 0 | 0 | 0 | 0 | 0 | 0 | 0 |  | 0 | 0 | 0 | Whole Building | Whole Building | Strategic Energy Management | Commercial SEM | CommVENT | 0.0141% | 100% | 100% | 34.3139 | 0.001 | 78.16% | 33.33% | 85% | 6.8% | 0.2% | 0.86071 | 0.11431 | 0.097502 | 1.8784 | 0 | 0 | 0 | 1.7514 | -0.12705 |  | 0.027242 | 0 | 0.027242 | 01. ($9,999.000) to $0.028 | 1 | 0 | 01. ($9,999.00) to $0.22 | 1 | 7.6094 | 13.4864 | 25.1353 | 23.4727 | 50.885 | 98.925 | 193.4033 | 156.3176 | 369.2813 | 588.0624 | 585.1388 | 293.6553 | 1026.0096 | 1439.2054 | 1377.1499 | 925.8692 | 1364.9614 | 1609.5972 | 1772.6663 | 1354.7721 | 1631.2468 | 1670.4461 | 1973.6975 | 1539.215 | 41.9071 | 74.2736 | 138.4278 | 129.2714 | 280.2387 | 544.8095 | 1065.1298 | 860.8877 | 2033.7423 | 3238.6349 | 3222.5341 | 1617.2474 | 5650.5411 | 7926.1336 | 7584.3753 | 5099.0381 | 7517.2495 | 8864.532 | 9762.602 | 7461.1343 | 8983.7628 | 9199.6447 | 10869.7406 | 8476.9164 | 110642.7746 | 41.9071 | 116.1807 | 254.6084 | 383.8798 | 664.1185 | 1208.928 | 2274.0578 | 3134.9455 | 5168.6878 | 8407.3228 | 11629.8568 | 13247.1042 | 18897.6453 | 26823.7788 | 34408.1542 | 39507.1922 | 47024.4418 | 55888.9738 | 65651.5758 | 73112.71 | 82096.4729 | 91296.1176 | 102165.8582 | 110642.7746 | 0 | 0 | 0 | 0 | 0 | 0 | 0 | 0 | 0 | 0 | 0 | 0 | 0 | 0 | 0 | 0 | 0 | 0 | 0 | 0 | 0 | 0 | 0 | 0 | 0 | 0 | 0 | 0 | 0 | 0 | 0 | 0 | 0 | 0 | 0 | 0 | 0 | 0 | 0 | 0 | 0 | 0 | 0 | 0 | 0 | 0 | 0 | 0 | 0 | 0 | 0 | 0 | 0 | 0 | 0 | 0 | 0 | 0 | 0 | 0 | 0 | 0.0059091 | 0.016382 | 0.035901 | 0.054129 | 0.093644 | 0.17046 | 0.32065 | 0.44204 | 0.72881 | 1.1855 | 1.6399 | 1.8679 | 2.6647 | 3.7823 | 4.8517 | 5.5707 | 6.6307 | 7.8806 | 9.2572 | 10.3093 | 11.576 | 12.8732 | 14.4059 | 15.6012 | 13.327 | 23.62 | 44.022 | 41.1101 | 89.1198 | 173.257 | 338.7261 | 273.7743 | 646.7583 | 1029.9309 | 1024.8106 | 514.3071 | 1796.9505 | 2520.6206 | 2411.9367 | 1621.5649 | 2390.5898 | 2819.0443 | 3104.643 | 2372.7443 | 2856.9614 | 2925.6148 | 3456.7285 | 2695.7772 | 35185.9391 | 0 | 0 | 0 | 0 | 0 | 0 | 0 | 0 | 0 | 0 | 0 | 0 | 0 | 0 | 0 | 0 | 0 | 0 | 0 | 0 | 0.01557% | 0.0065259 | 0.018092 | 0.039648 | 0.059779 | 0.10342 | 0.18826 | 0.35412 | 0.48818 | 0.80488 | 1.3092 | 1.811 | 2.0629 | 2.9428 | 4.1771 | 5.3581 | 6.1522 | 7.3228 | 8.7032 | 10.2234 | 11.3853 | 12.7843 | 14.2169 | 15.9096 | 17.2296
| Com-Strategic Energy Management-7P_V5 | Measure InputOutput-New | Cost/EUL source: PSE summary of CSEM program in 2018 and 2019. Savings source: Based on the 2014 NEEA report "2014 Energy Savings for the Commercial Real Estate Strategic Energy Management Cohorts". Percent savings based on the electric percent savings for "Office Competition". Pg 10. http://neea.org/docs/default-source/reports/2014-energy-savings-for-the-commercial-real-estate-strategic-energy-management-cohorts.pdf?sfvrsn=4 | 2020 | New | 2022 | 2045 | PSE | Commercial | Supermarket | Electric | Per 1,000 Sqft of Floor Area for Buildings receiving Strategic Energy Management |  |  | Commercial SEM-New-Supermarket |  | 25.8942 | 3 | 1.9928 | 0 |  | 0 | 0 | 0 | 0 | 0 | 0 | 0 | 0 |  | 0 | 0 | 0 | Whole Building | Whole Building | Strategic Energy Management | Commercial SEM | CommVENT | 0.0141% | 100% | 100% | 49.7337 | 0.001 | 0% | 33.33% | 85% | 6.8% | 0.2% | 4.0469 | 0.53747 | 0.45843 | 8.8321 | 0 | 0 | 0 | 8.2347 | -0.59734 |  | 0.027242 | 0 | 0.027242 | 01. ($9,999.000) to $0.028 | 1 | 0 | 01. ($9,999.00) to $0.22 | 1 | 0 | 0 | 0 | 0 | 0 | 0 | 0 | 0 | 0 | 0 | 0 | 0 | 0 | 0 | 0 | 0 | 0 | 0 | 0 | 0 | 0 | 0 | 0 | 0 | 0 | 0 | 0 | 0 | 0 | 0 | 0 | 0 | 0 | 0 | 0 | 0 | 0 | 0 | 0 | 0 | 0 | 0 | 0 | 0 | 0 | 0 | 0 | 0 | 0 | 0 | 0 | 0 | 0 | 0 | 0 | 0 | 0 | 0 | 0 | 0 | 0 | 0 | 0 | 0 | 0 | 0 | 0 | 0 | 0 | 0 | 0 | 0 | 0 | 0 | 0 | 0 | 0 | 0 | 0 | 0 | 0 | 0 | 0 | 0 | 0 | 0 | 0 | 0 | 0 | 0 | 0 | 0 | 0 | 0 | 0 | 0 | 0 | 0 | 0 | 0 | 0 | 0 | 0 | 0 | 0 | 0 | 0 | 0 | 0 | 0 | 0 | 0 | 0 | 0 | 0 | 0 | 0 | 0 | 0 | 0 | 0 | 0 | 0 | 0 | 0 | 0 | 0 | 0 | 0 | 0 | 0 | 0 | 0 | 0 | 0 | 0 | 0 | 0 | 0 | 0 | 0 | 0 | 0 | 0 | 0 | 0 | 0 | 0 | 0 | 0 | 0 | 0 | 0 | 0 | 0 | 0 | 0 | 0 | 0 | 0 | 0 | 0 | 0 | 0 | 0 | 0 | 0 | 0 | 0 | 0 | 0 | 0 | 0 | 0 | 0 | 0 | 0 | 0 | 0 | 0 | 0 | 0 | 0 | 0 | 0 | 0 | 0 | 0 | 0 | 0 | 0 | 0 | 0 | 0 | 0 | 0 | 0 | 0 | 0 | 0 | 0 | 0 | 0 | 0.01557% | 0 | 0 | 0 | 0 | 0 | 0 | 0 | 0 | 0 | 0 | 0 | 0 | 0 | 0 | 0 | 0 | 0 | 0 | 0 | 0 | 0 | 0 | 0 | 0
| Com-Strategic Energy Management-7P_V5 | Measure InputOutput-New | Cost/EUL source: PSE summary of CSEM program in 2018 and 2019. Savings source: Based on the 2014 NEEA report "2014 Energy Savings for the Commercial Real Estate Strategic Energy Management Cohorts". Percent savings based on the electric percent savings for "Office Competition". Pg 10. http://neea.org/docs/default-source/reports/2014-energy-savings-for-the-commercial-real-estate-strategic-energy-management-cohorts.pdf?sfvrsn=4 | 2020 | New | 2022 | 2045 | PSE | Commercial | MiniMart | Electric | Per 1,000 Sqft of Floor Area for Buildings receiving Strategic Energy Management |  |  | Commercial SEM-New-MiniMart |  | 0 | 3 | 0 | 0 |  | 0 | 0 | 0 | 0 | 0 | 0 | 0 | 0 |  | 0 | 0 | 0 | Whole Building | Whole Building | Strategic Energy Management | Commercial SEM | CommVENT | 0.0141% | 100% | 100% | 2.1159 | 0.001 | 0% | 33.33% | 85% | 6.8% | 0.2% | 0 | 0 | 0 | 0 | 0 | 0 | 0 | 0 | 0 |  | 0 | 0 | 0 | 01. ($9,999.000) to $0.028 | 1 | 0 | 01. ($9,999.00) to $0.22 | 1 | 0 | 0 | 0 | 0 | 0 | 0 | 0 | 0 | 0 | 0 | 0 | 0 | 0 | 0 | 0 | 0 | 0 | 0 | 0 | 0 | 0 | 0 | 0 | 0 | 0 | 0 | 0 | 0 | 0 | 0 | 0 | 0 | 0 | 0 | 0 | 0 | 0 | 0 | 0 | 0 | 0 | 0 | 0 | 0 | 0 | 0 | 0 | 0 | 0 | 0 | 0 | 0 | 0 | 0 | 0 | 0 | 0 | 0 | 0 | 0 | 0 | 0 | 0 | 0 | 0 | 0 | 0 | 0 | 0 | 0 | 0 | 0 | 0 | 0 | 0 | 0 | 0 | 0 | 0 | 0 | 0 | 0 | 0 | 0 | 0 | 0 | 0 | 0 | 0 | 0 | 0 | 0 | 0 | 0 | 0 | 0 | 0 | 0 | 0 | 0 | 0 | 0 | 0 | 0 | 0 | 0 | 0 | 0 | 0 | 0 | 0 | 0 | 0 | 0 | 0 | 0 | 0 | 0 | 0 | 0 | 0 | 0 | 0 | 0 | 0 | 0 | 0 | 0 | 0 | 0 | 0 | 0 | 0 | 0 | 0 | 0 | 0 | 0 | 0 | 0 | 0 | 0 | 0 | 0 | 0 | 0 | 0 | 0 | 0 | 0 | 0 | 0 | 0 | 0 | 0 | 0 | 0 | 0 | 0 | 0 | 0 | 0 | 0 | 0 | 0 | 0 | 0 | 0 | 0 | 0 | 0 | 0 | 0 | 0 | 0 | 0 | 0 | 0 | 0 | 0 | 0 | 0 | 0 | 0 | 0 | 0 | 0 | 0 | 0 | 0 | 0 | 0 | 0 | 0 | 0 | 0 | 0 | 0 | 0 | 0 | 0 | 0 | 0 | 0.01557% | 0 | 0 | 0 | 0 | 0 | 0 | 0 | 0 | 0 | 0 | 0 | 0 | 0 | 0 | 0 | 0 | 0 | 0 | 0 | 0 | 0 | 0 | 0 | 0
| Com-Strategic Energy Management-7P_V5 | Measure InputOutput-New | Cost/EUL source: PSE summary of CSEM program in 2018 and 2019. Savings source: Based on the 2014 NEEA report "2014 Energy Savings for the Commercial Real Estate Strategic Energy Management Cohorts". Percent savings based on the electric percent savings for "Office Competition". Pg 10. http://neea.org/docs/default-source/reports/2014-energy-savings-for-the-commercial-real-estate-strategic-energy-management-cohorts.pdf?sfvrsn=4 | 2020 | New | 2022 | 2045 | PSE | Commercial | Restaurant | Electric | Per 1,000 Sqft of Floor Area for Buildings receiving Strategic Energy Management |  |  | Commercial SEM-New-Restaurant |  | 12.8345 | 3 | 0.98774 | 0 |  | 0 | 0 | 0 | 0 | 0 | 0 | 0 | 0 |  | 0 | 0 | 0 | Whole Building | Whole Building | Strategic Energy Management | Commercial SEM | CommVENT | 0.0141% | 100% | 100% | 9.7266 | 0.001 | 0% | 33.33% | 85% | 6.8% | 0.2% | 2.0058 | 0.2664 | 0.22722 | 4.3776 | 0 | 0 | 0 | 4.0816 | -0.29607 |  | 0.027242 | 0 | 0.027242 | 01. ($9,999.000) to $0.028 | 1 | 0 | 01. ($9,999.00) to $0.22 | 1 | 0 | 0 | 0 | 0 | 0 | 0 | 0 | 0 | 0 | 0 | 0 | 0 | 0 | 0 | 0 | 0 | 0 | 0 | 0 | 0 | 0 | 0 | 0 | 0 | 0 | 0 | 0 | 0 | 0 | 0 | 0 | 0 | 0 | 0 | 0 | 0 | 0 | 0 | 0 | 0 | 0 | 0 | 0 | 0 | 0 | 0 | 0 | 0 | 0 | 0 | 0 | 0 | 0 | 0 | 0 | 0 | 0 | 0 | 0 | 0 | 0 | 0 | 0 | 0 | 0 | 0 | 0 | 0 | 0 | 0 | 0 | 0 | 0 | 0 | 0 | 0 | 0 | 0 | 0 | 0 | 0 | 0 | 0 | 0 | 0 | 0 | 0 | 0 | 0 | 0 | 0 | 0 | 0 | 0 | 0 | 0 | 0 | 0 | 0 | 0 | 0 | 0 | 0 | 0 | 0 | 0 | 0 | 0 | 0 | 0 | 0 | 0 | 0 | 0 | 0 | 0 | 0 | 0 | 0 | 0 | 0 | 0 | 0 | 0 | 0 | 0 | 0 | 0 | 0 | 0 | 0 | 0 | 0 | 0 | 0 | 0 | 0 | 0 | 0 | 0 | 0 | 0 | 0 | 0 | 0 | 0 | 0 | 0 | 0 | 0 | 0 | 0 | 0 | 0 | 0 | 0 | 0 | 0 | 0 | 0 | 0 | 0 | 0 | 0 | 0 | 0 | 0 | 0 | 0 | 0 | 0 | 0 | 0 | 0 | 0 | 0 | 0 | 0 | 0 | 0 | 0 | 0 | 0 | 0 | 0 | 0 | 0 | 0 | 0 | 0 | 0 | 0 | 0 | 0 | 0 | 0 | 0 | 0 | 0 | 0 | 0 | 0 | 0 | 0.01557% | 0 | 0 | 0 | 0 | 0 | 0 | 0 | 0 | 0 | 0 | 0 | 0 | 0 | 0 | 0 | 0 | 0 | 0 | 0 | 0 | 0 | 0 | 0 | 0
| Com-Strategic Energy Management-7P_V5 | Measure InputOutput-New | Cost/EUL source: PSE summary of CSEM program in 2018 and 2019. Savings source: Based on the 2014 NEEA report "2014 Energy Savings for the Commercial Real Estate Strategic Energy Management Cohorts". Percent savings based on the electric percent savings for "Office Competition". Pg 10. http://neea.org/docs/default-source/reports/2014-energy-savings-for-the-commercial-real-estate-strategic-energy-management-cohorts.pdf?sfvrsn=4 | 2020 | New | 2022 | 2045 | PSE | Commercial | Lodging | Electric | Per 1,000 Sqft of Floor Area for Buildings receiving Strategic Energy Management |  |  | Commercial SEM-New-Lodging |  | 99.1102 | 3 | 7.6275 | 0 |  | 0 | 0 | 0 | 0 | 0 | 0 | 0 | 0 |  | 0 | 0 | 0 | Whole Building | Whole Building | Strategic Energy Management | Commercial SEM | CommVENT | 0.0141% | 100% | 100% | 31.3854 | 0.001 | 78.16% | 33.33% | 85% | 6.8% | 0.2% | 15.4894 | 2.0572 | 1.7547 | 33.8048 | 0 | 0 | 0 | 31.5184 | -2.2863 |  | 0.027242 | 0 | 0.027242 | 01. ($9,999.000) to $0.028 | 1 | 0 | 01. ($9,999.00) to $0.22 | 1 | 1.0615 | 1.8961 | 3.5066 | 3.0913 | 6.8743 | 13.59 | 27.0225 | 20.934 | 51.5472 | 82.892 | 81.4775 | 37.5019 | 144.3845 | 204.3234 | 194.3787 | 127.2634 | 191.516 | 227.2651 | 251.1728 | 189.5292 | 230.3514 | 236.2146 | 280.9806 | 217.0541 | 105.2093 | 187.9263 | 347.5354 | 306.3808 | 681.3178 | 1346.9074 | 2678.2014 | 2074.7779 | 5108.8572 | 8215.4395 | 8075.2561 | 3716.8221 | 14309.9773 | 20250.5387 | 19264.916 | 12613.1007 | 18981.1908 | 22524.2931 | 24893.7872 | 18784.284 | 22830.1732 | 23411.2769 | 27848.0509 | 21512.2772 | 280068.497 | 105.2093 | 293.1356 | 640.671 | 947.0518 | 1628.3696 | 2975.277 | 5653.4783 | 7728.2563 | 12837.1134 | 21052.553 | 29127.8091 | 32844.6311 | 47154.6084 | 67405.1471 | 86670.0631 | 99283.1638 | 118264.3546 | 140788.6477 | 165682.4348 | 184466.7188 | 207296.8921 | 230708.169 | 258556.2198 | 280068.497 | 0 | 0 | 0 | 0 | 0 | 0 | 0 | 0 | 0 | 0 | 0 | 0 | 0 | 0 | 0 | 0 | 0 | 0 | 0 | 0 | 0 | 0 | 0 | 0 | 0 | 0 | 0 | 0 | 0 | 0 | 0 | 0 | 0 | 0 | 0 | 0 | 0 | 0 | 0 | 0 | 0 | 0 | 0 | 0 | 0 | 0 | 0 | 0 | 0 | 0 | 0 | 0 | 0 | 0 | 0 | 0 | 0 | 0 | 0 | 0 | 0 | 0.014835 | 0.041334 | 0.090338 | 0.13354 | 0.22961 | 0.41953 | 0.79717 | 1.0897 | 1.8101 | 2.9685 | 4.1072 | 4.6313 | 6.649 | 9.5045 | 12.2209 | 13.9994 | 16.6759 | 19.8519 | 23.362 | 26.0107 | 29.2299 | 32.531 | 36.4577 | 39.491 | 33.458 | 59.7632 | 110.5211 | 97.4334 | 216.6685 | 428.3353 | 851.7052 | 659.8082 | 1624.6875 | 2612.6239 | 2568.0436 | 1182.001 | 4550.7715 | 6439.9526 | 6126.5109 | 4011.1412 | 6036.2823 | 7163.0381 | 7916.5701 | 5973.6632 | 7260.3122 | 7445.1112 | 8856.067 | 6841.2029 | 89065.6722 | 0 | 0 | 0 | 0 | 0 | 0 | 0 | 0 | 0 | 0 | 0 | 0 | 0 | 0 | 0 | 0 | 0 | 0 | 0 | 0 | 0.01557% | 0.016383 | 0.045648 | 0.099767 | 0.14748 | 0.25357 | 0.46332 | 0.88038 | 1.2035 | 1.999 | 3.2784 | 4.5359 | 5.1147 | 7.343 | 10.4965 | 13.4965 | 15.4607 | 18.4165 | 21.924 | 25.8005 | 28.7257 | 32.2808 | 35.9265 | 40.2631 | 43.613
| Com-Strategic Energy Management-7P_V5 | Measure InputOutput-New | Cost/EUL source: PSE summary of CSEM program in 2018 and 2019. Savings source: Based on the 2014 NEEA report "2014 Energy Savings for the Commercial Real Estate Strategic Energy Management Cohorts". Percent savings based on the electric percent savings for "Office Competition". Pg 10. http://neea.org/docs/default-source/reports/2014-energy-savings-for-the-commercial-real-estate-strategic-energy-management-cohorts.pdf?sfvrsn=4 | 2020 | New | 2022 | 2045 | PSE | Commercial | Hospital | Electric | Per 1,000 Sqft of Floor Area for Buildings receiving Strategic Energy Management |  |  | Commercial SEM-New-Hospital |  | 363.6318 | 3 | 27.9849 | 0 |  | 0 | 0 | 0 | 0 | 0 | 0 | 0 | 0 |  | 0 | 0 | 0 | Whole Building | Whole Building | Strategic Energy Management | Commercial SEM | CommVENT | 0.0141% | 100% | 100% | 80.9786 | 0.001 | 78.16% | 33.33% | 85% | 6.8% | 0.2% | 56.8302 | 7.5477 | 6.4378 | 124.0284 | 0 | 0 | 0 | 115.64 | -8.3885 |  | 0.027242 | 0 | 0.027242 | 01. ($9,999.000) to $0.028 | 1 | 0 | 01. ($9,999.00) to $0.22 | 1 | 0.25178 | 0.44832 | 0.83171 | 0.75088 | 1.6522 | 3.2438 | 6.4057 | 5.0499 | 12.2245 | 19.5803 | 19.3424 | 9.2315 | 34.1299 | 48.1268 | 45.893 | 30.3753 | 45.3278 | 53.6519 | 59.2117 | 44.9132 | 54.3795 | 55.7327 | 66.1144 | 51.2712 | 91.5547 | 163.0234 | 302.4361 | 273.0442 | 600.785 | 1179.5573 | 2329.3315 | 1836.3197 | 4445.2026 | 7120.0319 | 7033.5117 | 3356.8546 | 12410.7266 | 17500.4368 | 16688.1492 | 11045.4199 | 16482.6165 | 19509.5279 | 21531.2605 | 16331.8668 | 19774.1131 | 20266.1883 | 24041.2965 | 18643.8379 | 242957.0926 | 91.5547 | 254.5781 | 557.0143 | 830.0585 | 1430.8434 | 2610.4007 | 4939.7322 | 6776.0519 | 11221.2544 | 18341.2863 | 25374.798 | 28731.6526 | 41142.3792 | 58642.816 | 75330.9652 | 86376.3851 | 102859.0016 | 122368.5295 | 143899.79 | 160231.6568 | 180005.7699 | 200271.9582 | 224313.2547 | 242957.0926 | 0 | 0 | 0 | 0 | 0 | 0 | 0 | 0 | 0 | 0 | 0 | 0 | 0 | 0 | 0 | 0 | 0 | 0 | 0 | 0 | 0 | 0 | 0 | 0 | 0 | 0 | 0 | 0 | 0 | 0 | 0 | 0 | 0 | 0 | 0 | 0 | 0 | 0 | 0 | 0 | 0 | 0 | 0 | 0 | 0 | 0 | 0 | 0 | 0 | 0 | 0 | 0 | 0 | 0 | 0 | 0 | 0 | 0 | 0 | 0 | 0 | 0.01291 | 0.035897 | 0.078542 | 0.11704 | 0.20176 | 0.36808 | 0.69653 | 0.95546 | 1.5823 | 2.5862 | 3.578 | 4.0513 | 5.8013 | 8.2689 | 10.622 | 12.1795 | 14.5036 | 17.2546 | 20.2906 | 22.5934 | 25.3817 | 28.2393 | 31.6293 | 34.2581 | 29.1157 | 51.8437 | 96.1789 | 86.8318 | 191.058 | 375.1156 | 740.7598 | 583.9752 | 1413.6362 | 2264.269 | 2236.7544 | 1067.5264 | 3946.7835 | 5565.382 | 5307.0633 | 3512.5969 | 5241.701 | 6204.3009 | 6847.2399 | 5193.7605 | 6288.4426 | 6444.9294 | 7645.4662 | 5928.9994 | 77263.7301 | 0 | 0 | 0 | 0 | 0 | 0 | 0 | 0 | 0 | 0 | 0 | 0 | 0 | 0 | 0 | 0 | 0 | 0 | 0 | 0 | 0.01557% | 0.014257 | 0.039644 | 0.08674 | 0.12926 | 0.22281 | 0.4065 | 0.76923 | 1.0552 | 1.7474 | 2.8562 | 3.9514 | 4.4742 | 6.4068 | 9.132 | 11.7307 | 13.4508 | 16.0175 | 19.0556 | 22.4085 | 24.9517 | 28.031 | 31.1869 | 34.9307 | 37.834
| Com-Strategic Energy Management-7P_V5 | Measure InputOutput-New | Cost/EUL source: PSE summary of CSEM program in 2018 and 2019. Savings source: Based on the 2014 NEEA report "2014 Energy Savings for the Commercial Real Estate Strategic Energy Management Cohorts". Percent savings based on the electric percent savings for "Office Competition". Pg 10. http://neea.org/docs/default-source/reports/2014-energy-savings-for-the-commercial-real-estate-strategic-energy-management-cohorts.pdf?sfvrsn=4 | 2020 | New | 2022 | 2045 | PSE | Commercial | Residential Care | Electric | Per 1,000 Sqft of Floor Area for Buildings receiving Strategic Energy Management |  |  | Commercial SEM-New-Residential Care |  | 68.5404 | 3 | 5.2748 | 0 |  | 0 | 0 | 0 | 0 | 0 | 0 | 0 | 0 |  | 0 | 0 | 0 | Whole Building | Whole Building | Strategic Energy Management | Commercial SEM | CommVENT | 0.0141% | 100% | 100% | 89.2138 | 0.001 | 78.16% | 33.33% | 85% | 6.8% | 0.2% | 10.7118 | 1.4226 | 1.2134 | 23.3779 | 0 | 0 | 0 | 21.7968 | -1.5811 |  | 0.027242 | 0 | 0.027242 | 01. ($9,999.000) to $0.028 | 1 | 0 | 01. ($9,999.00) to $0.22 | 1 | 1.202 | 2.1403 | 3.9706 | 3.5847 | 7.8875 | 15.4861 | 30.5811 | 24.1085 | 58.3598 | 93.4768 | 92.3409 | 44.0712 | 162.9368 | 229.7581 | 219.0938 | 145.0121 | 216.3955 | 256.1349 | 282.6776 | 214.4163 | 259.6086 | 266.0689 | 315.6312 | 244.7695 | 82.3852 | 146.6961 | 272.1462 | 245.698 | 540.6145 | 1061.421 | 2096.0419 | 1652.4067 | 4000.002 | 6406.939 | 6329.0841 | 3020.6554 | 11167.7546 | 15747.7148 | 15016.7803 | 9939.1875 | 14831.8323 | 17555.5894 | 19374.8393 | 14696.1806 | 17793.6755 | 18236.4679 | 21633.4876 | 16776.6008 | 218624.2009 | 82.3852 | 229.0814 | 501.2276 | 746.9256 | 1287.5401 | 2348.9611 | 4445.003 | 6097.4097 | 10097.4117 | 16504.3507 | 22833.4348 | 25854.0902 | 37021.8448 | 52769.5597 | 67786.34 | 77725.5275 | 92557.3598 | 110112.9492 | 129487.7884 | 144183.9691 | 161977.6446 | 180214.1125 | 201847.6001 | 218624.2009 | 0 | 0 | 0 | 0 | 0 | 0 | 0 | 0 | 0 | 0 | 0 | 0 | 0 | 0 | 0 | 0 | 0 | 0 | 0 | 0 | 0 | 0 | 0 | 0 | 0 | 0 | 0 | 0 | 0 | 0 | 0 | 0 | 0 | 0 | 0 | 0 | 0 | 0 | 0 | 0 | 0 | 0 | 0 | 0 | 0 | 0 | 0 | 0 | 0 | 0 | 0 | 0 | 0 | 0 | 0 | 0 | 0 | 0 | 0 | 0 | 0 | 0.011617 | 0.032302 | 0.070676 | 0.10532 | 0.18155 | 0.33122 | 0.62677 | 0.85976 | 1.4238 | 2.3272 | 3.2196 | 3.6456 | 5.2203 | 7.4408 | 9.5582 | 10.9597 | 13.051 | 15.5265 | 18.2584 | 20.3306 | 22.8396 | 25.4111 | 28.4615 | 30.8271 | 26.1996 | 46.6514 | 86.5463 | 78.1354 | 171.9229 | 337.5466 | 666.5704 | 525.4883 | 1272.0562 | 2037.4956 | 2012.7366 | 960.6104 | 3551.5011 | 5007.992 | 4775.5447 | 3160.7997 | 4716.7287 | 5582.9213 | 6161.468 | 4673.5896 | 5658.636 | 5799.4501 | 6879.7495 | 5335.1921 | 69525.5326 | 0 | 0 | 0 | 0 | 0 | 0 | 0 | 0 | 0 | 0 | 0 | 0 | 0 | 0 | 0 | 0 | 0 | 0 | 0 | 0 | 0.01557% | 0.012829 | 0.035673 | 0.078053 | 0.11631 | 0.2005 | 0.36579 | 0.69219 | 0.94951 | 1.5724 | 2.5701 | 3.5557 | 4.0261 | 5.7651 | 8.2174 | 10.5559 | 12.1036 | 14.4133 | 17.1471 | 20.1642 | 22.4527 | 25.2236 | 28.0634 | 31.4323 | 34.0448
| Com-Strategic Energy Management-7P_V5 | Measure InputOutput-New | Cost/EUL source: PSE summary of CSEM program in 2018 and 2019. Savings source: Based on the 2014 NEEA report "2014 Energy Savings for the Commercial Real Estate Strategic Energy Management Cohorts". Percent savings based on the electric percent savings for "Office Competition". Pg 10. http://neea.org/docs/default-source/reports/2014-energy-savings-for-the-commercial-real-estate-strategic-energy-management-cohorts.pdf?sfvrsn=4 | 2020 | New | 2022 | 2045 | PSE | Commercial | Assembly | Electric | Per 1,000 Sqft of Floor Area for Buildings receiving Strategic Energy Management |  |  | Commercial SEM-New-Assembly |  | 74.3569 | 3 | 5.7225 | 0 |  | 0 | 0 | 0 | 0 | 0 | 0 | 0 | 0 |  | 0 | 0 | 0 | Whole Building | Whole Building | Strategic Energy Management | Commercial SEM | CommVENT | 0.0141% | 100% | 100% | 13.6313 | 0.001 | 0% | 33.33% | 85% | 6.8% | 0.2% | 11.6209 | 1.5434 | 1.3164 | 25.3618 | 0 | 0 | 0 | 23.6465 | -1.7153 |  | 0.027242 | 0 | 0.027242 | 01. ($9,999.000) to $0.028 | 1 | 0 | 01. ($9,999.00) to $0.22 | 1 | 0 | 0 | 0 | 0 | 0 | 0 | 0 | 0 | 0 | 0 | 0 | 0 | 0 | 0 | 0 | 0 | 0 | 0 | 0 | 0 | 0 | 0 | 0 | 0 | 0 | 0 | 0 | 0 | 0 | 0 | 0 | 0 | 0 | 0 | 0 | 0 | 0 | 0 | 0 | 0 | 0 | 0 | 0 | 0 | 0 | 0 | 0 | 0 | 0 | 0 | 0 | 0 | 0 | 0 | 0 | 0 | 0 | 0 | 0 | 0 | 0 | 0 | 0 | 0 | 0 | 0 | 0 | 0 | 0 | 0 | 0 | 0 | 0 | 0 | 0 | 0 | 0 | 0 | 0 | 0 | 0 | 0 | 0 | 0 | 0 | 0 | 0 | 0 | 0 | 0 | 0 | 0 | 0 | 0 | 0 | 0 | 0 | 0 | 0 | 0 | 0 | 0 | 0 | 0 | 0 | 0 | 0 | 0 | 0 | 0 | 0 | 0 | 0 | 0 | 0 | 0 | 0 | 0 | 0 | 0 | 0 | 0 | 0 | 0 | 0 | 0 | 0 | 0 | 0 | 0 | 0 | 0 | 0 | 0 | 0 | 0 | 0 | 0 | 0 | 0 | 0 | 0 | 0 | 0 | 0 | 0 | 0 | 0 | 0 | 0 | 0 | 0 | 0 | 0 | 0 | 0 | 0 | 0 | 0 | 0 | 0 | 0 | 0 | 0 | 0 | 0 | 0 | 0 | 0 | 0 | 0 | 0 | 0 | 0 | 0 | 0 | 0 | 0 | 0 | 0 | 0 | 0 | 0 | 0 | 0 | 0 | 0 | 0 | 0 | 0 | 0 | 0 | 0 | 0 | 0 | 0 | 0 | 0 | 0 | 0 | 0 | 0 | 0 | 0.01557% | 0 | 0 | 0 | 0 | 0 | 0 | 0 | 0 | 0 | 0 | 0 | 0 | 0 | 0 | 0 | 0 | 0 | 0 | 0 | 0 | 0 | 0 | 0 | 0
| Com-Strategic Energy Management-7P_V5 | Measure InputOutput-New | Cost/EUL source: PSE summary of CSEM program in 2018 and 2019. Savings source: Based on the 2014 NEEA report "2014 Energy Savings for the Commercial Real Estate Strategic Energy Management Cohorts". Percent savings based on the electric percent savings for "Office Competition". Pg 10. http://neea.org/docs/default-source/reports/2014-energy-savings-for-the-commercial-real-estate-strategic-energy-management-cohorts.pdf?sfvrsn=4 | 2020 | New | 2022 | 2045 | PSE | Commercial | Other | Electric | Per 1,000 Sqft of Floor Area for Buildings receiving Strategic Energy Management |  |  | Commercial SEM-New-Other |  | 79.0299 | 3 | 6.0821 | 0 |  | 0 | 0 | 0 | 0 | 0 | 0 | 0 | 0 |  | 0 | 0 | 0 | Whole Building | Whole Building | Strategic Energy Management | Commercial SEM | CommVENT | 0.0141% | 100% | 100% | 22.4146 | 0.001 | 78.16% | 33.33% | 85% | 6.8% | 0.2% | 12.3512 | 1.6404 | 1.3992 | 26.9557 | 0 | 0 | 0 | 25.1326 | -1.8231 |  | 0.027242 | 0 | 0.027242 | 01. ($9,999.000) to $0.028 | 1 | 0 | 01. ($9,999.00) to $0.22 | 1 | 8.2202 | 14.1863 | 27.0983 | 29.8187 | 60.2783 | 111.499 | 206.6883 | 188.8554 | 395.0744 | 609.2344 | 629.5769 | 395.874 | 1065.9613 | 1452.0092 | 1414.8288 | 1029.5715 | 1426.3338 | 1647.8635 | 1793.2613 | 1424.46 | 1665.3418 | 1696.6664 | 1961.2729 | 1574.2497 | 649.6398 | 1121.1419 | 2141.577 | 2356.5649 | 4763.7876 | 8811.7529 | 16334.5456 | 14925.2181 | 31222.6737 | 48147.7092 | 49755.3727 | 31285.8682 | 84242.7655 | 114752.0755 | 111813.7202 | 81366.8855 | 112722.9582 | 130230.4188 | 141721.1826 | 112574.8671 | 131611.7277 | 134087.3043 | 154999.1202 | 124412.7272 | 1646051.6045 | 649.6398 | 1770.7818 | 3912.3588 | 6268.9237 | 11032.7112 | 19844.4641 | 36179.0097 | 51104.2278 | 82326.9015 | 130474.6108 | 180229.9835 | 211515.8517 | 295758.6171 | 410510.6927 | 522324.4129 | 603691.2984 | 716414.2566 | 846644.6754 | 988365.8579 | 1100940.7251 | 1232552.4528 | 1366639.7571 | 1521638.8773 | 1646051.6045 | 0 | 0 | 0 | 0 | 0 | 0 | 0 | 0 | 0 | 0 | 0 | 0 | 0 | 0 | 0 | 0 | 0 | 0 | 0 | 0 | 0 | 0 | 0 | 0 | 0 | 0 | 0 | 0 | 0 | 0 | 0 | 0 | 0 | 0 | 0 | 0 | 0 | 0 | 0 | 0 | 0 | 0 | 0 | 0 | 0 | 0 | 0 | 0 | 0 | 0 | 0 | 0 | 0 | 0 | 0 | 0 | 0 | 0 | 0 | 0 | 0 | 0.091602 | 0.24969 | 0.55166 | 0.88395 | 1.5557 | 2.7982 | 5.1014 | 7.2059 | 11.6085 | 18.3976 | 25.4133 | 29.8248 | 41.7034 | 57.884 | 73.6503 | 85.1234 | 101.0179 | 119.3811 | 139.3644 | 155.238 | 173.7959 | 192.7029 | 214.5585 | 232.1013 | 206.5945 | 356.5387 | 681.0512 | 749.4204 | 1514.9506 | 2802.2598 | 5194.6124 | 4746.4267 | 9929.2439 | 15311.6403 | 15822.8996 | 9949.3406 | 26790.3695 | 36492.7539 | 35558.3161 | 25875.7998 | 35847.4664 | 41415.0821 | 45069.3046 | 35800.3714 | 41854.3575 | 42641.6252 | 49291.8732 | 39564.9753 | 523467.2738 | 0 | 0 | 0 | 0 | 0 | 0 | 0 | 0 | 0 | 0 | 0 | 0 | 0 | 0 | 0 | 0 | 0 | 0 | 0 | 0 | 0.01557% | 0.10116 | 0.27575 | 0.60924 | 0.97621 | 1.718 | 3.0902 | 5.6339 | 7.9581 | 12.8202 | 20.3179 | 28.0659 | 32.9378 | 46.0564 | 63.9259 | 81.3378 | 94.0085 | 111.562 | 131.8419 | 153.9111 | 171.4416 | 191.9365 | 212.8169 | 236.9538 | 256.3277
| Com-Tuneup_Chiller-Cadmus | M_Input | Cadmus created workbook. Chiller EUIs based on Cadmus developed 2014 PSE EUIs. Percent savings based on United States Department of Energy. Building Technologies Program: Hospitals Benefit by Improving Inefficient Chiller Systems. White paper. August 2011. The paper found that coil cleaning, the primary savings associated with this cooling tune-up measure, reduces annual cooling energy consumption by 5% to 7%. See Wisconsin Focus on Energy Technical Reference Manual. February 2016. Cooling System Tune-Up. Page 178 - 181. Measure cost based on Xcel Energy: Energy Efficiency Bottom Line Opportunities for Metro Denver Companies, June 2006. EUL based on PA Consulting Group Inc. State of Wisconsin Public Service Commission of Wisconsin Focus on Energy Evaluation Business Programs: Measure Life Study. Final Report. August 25, 2009. Available online: https://focusonenergy.com/sites/default/files/bpmeasurelifestudyfinal_evaluationreport.pdf | 2020 | Retro | 2022 | 2045 | PSE | Commercial | Large Off | Electric | Per Building Sqft - Chiller Tune Up |  |  | Large Off Tune-up - Chiller Maintenance |  | 0.12216 | 5 | 0.16891 | 0 |  | 0 | 0 | 0 | 0 | 0 | 0 | 0 | 0 |  | 0 | 0 | 0 | Cooling | Chillers | Chiller | Chiller tune up and maintenance | CommCOOL | 0.004239% | 22.96% | 22.96% | 229881.7404 | 1 | 90.33% | 20% | 85% | 6.8% | 0.2% | 0.030615 | 0.00076235 | 0.0031377 | 0.48087 | 0 | 0 | 0 | 0.51076 | 0.029882 |  | 0.35816 | 0 | 0.35816 | 13. $0.225 to $99,999.000 | 0 | 0 | 01. ($9,999.00) to $0.22 | 1 | 830044.1515 | 827554.0191 | 825071.357 | 822596.1429 | 820128.3545 | 817667.9694 | 815214.9655 | 812769.3206 | 810331.0127 | 807900.0196 | 0 | 0 | 0 | 0 | 0 | 0 | 0 | 0 | 0 | 0 | 0 | 0 | 0 | 0 | 101399.2856 | 101095.0877 | 100791.8025 | 100489.4271 | 100187.9588 | 99887.3949 | 99587.7327 | 99288.9695 | 98991.1026 | 98694.1293 | 0 | 0 | 0 | 0 | 0 | 0 | 0 | 0 | 0 | 0 | 0 | 0 | 0 | 0 | 1000412.8906 | 101399.2856 | 202494.3733 | 303286.1758 | 403775.6028 | 503963.5616 | 603850.9565 | 703438.6892 | 802727.6587 | 901718.7613 | 1000412.8906 | 1000412.8906 | 1000412.8906 | 1000412.8906 | 1000412.8906 | 1000412.8906 | 1000412.8906 | 1000412.8906 | 1000412.8906 | 1000412.8906 | 1000412.8906 | 1000412.8906 | 1000412.8906 | 1000412.8906 | 1000412.8906 | 0 | 0 | 0 | 0 | 0 | 0 | 0 | 0 | 0 | 0 | 0 | 0 | 0 | 0 | 0 | 0 | 0 | 0 | 0 | 0 | 0 | 0 | 0 | 0 | 0 | 0 | 0 | 0 | 0 | 0 | 0 | 0 | 0 | 0 | 0 | 0 | 0 | 0 | 0 | 0 | 0 | 0 | 0 | 0 | 0 | 0 | 0 | 0 | 0 | 0 | 0 | 0 | 0 | 0 | 0 | 0 | 0 | 0 | 0 | 0 | 0 | 4.2987 | 8.5845 | 12.8575 | 17.1176 | 21.365 | 25.5996 | 29.8215 | 34.0308 | 38.2274 | 42.4115 | 42.4115 | 42.4115 | 42.4115 | 42.4115 | 42.4115 | 42.4115 | 42.4115 | 42.4115 | 42.4115 | 42.4115 | 42.4115 | 42.4115 | 42.4115 | 42.4115 | 423950.3539 | 422678.5028 | 421410.4673 | 420146.2359 | 418885.7972 | 417629.1398 | 416376.2524 | 415127.1237 | 413881.7423 | 412640.0971 | 0 | 0 | 0 | 0 | 0 | 0 | 0 | 0 | 0 | 0 | 0 | 0 | 0 | 0 | 4182725.7125 | 0 | 0 | 0 | 0 | 0 | 0 | 0 | 0 | 0 | 0 | 0 | 0 | 0 | 0 | 0 | 0 | 0 | 0 | 0 | 0 | 0.04263% | 43.2293 | 86.3288 | 129.2991 | 172.1405 | 214.8533 | 257.4381 | 299.895 | 342.2246 | 384.4272 | 426.5032 | 426.5032 | 426.5032 | 426.5032 | 426.5032 | 426.5032 | 426.5032 | 426.5032 | 426.5032 | 426.5032 | 426.5032 | 426.5032 | 426.5032 | 426.5032 | 426.5032
| Com-Tuneup_Chiller-Cadmus | M_Input | Cadmus created workbook. Chiller EUIs based on Cadmus developed 2014 PSE EUIs. Percent savings based on United States Department of Energy. Building Technologies Program: Hospitals Benefit by Improving Inefficient Chiller Systems. White paper. August 2011. The paper found that coil cleaning, the primary savings associated with this cooling tune-up measure, reduces annual cooling energy consumption by 5% to 7%. See Wisconsin Focus on Energy Technical Reference Manual. February 2016. Cooling System Tune-Up. Page 178 - 181. Measure cost based on Xcel Energy: Energy Efficiency Bottom Line Opportunities for Metro Denver Companies, June 2006. EUL based on PA Consulting Group Inc. State of Wisconsin Public Service Commission of Wisconsin Focus on Energy Evaluation Business Programs: Measure Life Study. Final Report. August 25, 2009. Available online: https://focusonenergy.com/sites/default/files/bpmeasurelifestudyfinal_evaluationreport.pdf | 2020 | Retro | 2022 | 2045 | PSE | Commercial | Medium Off | Electric | Per Building Sqft - Chiller Tune Up |  |  | Medium Off Tune-up - Chiller Maintenance |  | 0.12216 | 5 | 0.16891 | 0 |  | 0 | 0 | 0 | 0 | 0 | 0 | 0 | 0 |  | 0 | 0 | 0 | Cooling | Chillers | Chiller | Chiller tune up and maintenance | CommCOOL | 0.004239% | 22.96% | 22.96% | 41759.2514 | 1 | 13.31% | 20% | 85% | 6.8% | 0.2% | 0.030615 | 0.00076235 | 0.0031377 | 0.48087 | 0 | 0 | 0 | 0.51076 | 0.029882 |  | 0.35816 | 0 | 0.35816 | 13. $0.225 to $99,999.000 | 0 | 0 | 01. ($9,999.00) to $0.22 | 1 | 95183.8308 | 94898.2794 | 94613.5845 | 94329.7438 | 94046.7545 | 93764.6143 | 93483.3204 | 93202.8705 | 92923.2618 | 92644.4921 | 0 | 0 | 0 | 0 | 0 | 0 | 0 | 0 | 0 | 0 | 0 | 0 | 0 | 0 | 11627.782 | 11592.8987 | 11558.12 | 11523.4456 | 11488.8753 | 11454.4086 | 11420.0454 | 11385.7853 | 11351.6279 | 11317.573 | 0 | 0 | 0 | 0 | 0 | 0 | 0 | 0 | 0 | 0 | 0 | 0 | 0 | 0 | 114720.5618 | 11627.782 | 23220.6807 | 34778.8006 | 46302.2462 | 57791.1215 | 69245.5301 | 80665.5755 | 92051.3608 | 103402.9887 | 114720.5618 | 114720.5618 | 114720.5618 | 114720.5618 | 114720.5618 | 114720.5618 | 114720.5618 | 114720.5618 | 114720.5618 | 114720.5618 | 114720.5618 | 114720.5618 | 114720.5618 | 114720.5618 | 114720.5618 | 0 | 0 | 0 | 0 | 0 | 0 | 0 | 0 | 0 | 0 | 0 | 0 | 0 | 0 | 0 | 0 | 0 | 0 | 0 | 0 | 0 | 0 | 0 | 0 | 0 | 0 | 0 | 0 | 0 | 0 | 0 | 0 | 0 | 0 | 0 | 0 | 0 | 0 | 0 | 0 | 0 | 0 | 0 | 0 | 0 | 0 | 0 | 0 | 0 | 0 | 0 | 0 | 0 | 0 | 0 | 0 | 0 | 0 | 0 | 0 | 0 | 0.49295 | 0.98442 | 1.4744 | 1.9629 | 2.45 | 2.9356 | 3.4197 | 3.9024 | 4.3837 | 4.8635 | 4.8635 | 4.8635 | 4.8635 | 4.8635 | 4.8635 | 4.8635 | 4.8635 | 4.8635 | 4.8635 | 4.8635 | 4.8635 | 4.8635 | 4.8635 | 4.8635 | 48615.7498 | 48469.9025 | 48324.4928 | 48179.5193 | 48034.9808 | 47890.8758 | 47747.2032 | 47603.9616 | 47461.1497 | 47318.7663 | 0 | 0 | 0 | 0 | 0 | 0 | 0 | 0 | 0 | 0 | 0 | 0 | 0 | 0 | 479646.6019 | 0 | 0 | 0 | 0 | 0 | 0 | 0 | 0 | 0 | 0 | 0 | 0 | 0 | 0 | 0 | 0 | 0 | 0 | 0 | 0 | 0.04263% | 4.9572 | 9.8996 | 14.8271 | 19.7399 | 24.6379 | 29.5212 | 34.3899 | 39.244 | 44.0835 | 48.9085 | 48.9085 | 48.9085 | 48.9085 | 48.9085 | 48.9085 | 48.9085 | 48.9085 | 48.9085 | 48.9085 | 48.9085 | 48.9085 | 48.9085 | 48.9085 | 48.9085
| Com-Tuneup_Chiller-Cadmus | M_Input | Cadmus created workbook. Chiller EUIs based on Cadmus developed 2014 PSE EUIs. Percent savings based on United States Department of Energy. Building Technologies Program: Hospitals Benefit by Improving Inefficient Chiller Systems. White paper. August 2011. The paper found that coil cleaning, the primary savings associated with this cooling tune-up measure, reduces annual cooling energy consumption by 5% to 7%. See Wisconsin Focus on Energy Technical Reference Manual. February 2016. Cooling System Tune-Up. Page 178 - 181. Measure cost based on Xcel Energy: Energy Efficiency Bottom Line Opportunities for Metro Denver Companies, June 2006. EUL based on PA Consulting Group Inc. State of Wisconsin Public Service Commission of Wisconsin Focus on Energy Evaluation Business Programs: Measure Life Study. Final Report. August 25, 2009. Available online: https://focusonenergy.com/sites/default/files/bpmeasurelifestudyfinal_evaluationreport.pdf | 2020 | Retro | 2022 | 2045 | PSE | Commercial | Small Off | Electric | Per Building Sqft - Chiller Tune Up |  |  | Small Off Tune-up - Chiller Maintenance |  | 0.12216 | 5 | 0.16891 | 0 |  | 0 | 0 | 0 | 0 | 0 | 0 | 0 | 0 |  | 0 | 0 | 0 | Cooling | Chillers | Chiller | Chiller tune up and maintenance | CommCOOL | 0.004239% | 22.96% | 22.96% | 4797.7732 | 1 | 1.09% | 20% | 85% | 6.8% | 0.2% | 0.030615 | 0.00076235 | 0.0031377 | 0.48087 | 0 | 0 | 0 | 0.51076 | 0.029882 |  | 0.35816 | 0 | 0.35816 | 13. $0.225 to $99,999.000 | 0 | 0 | 01. ($9,999.00) to $0.22 | 1 | 6636.2853 | 6616.3765 | 6596.5274 | 6576.7378 | 6557.0076 | 6537.3365 | 6517.7245 | 6498.1714 | 6478.6768 | 6459.2408 | 0 | 0 | 0 | 0 | 0 | 0 | 0 | 0 | 0 | 0 | 0 | 0 | 0 | 0 | 810.6973 | 808.2653 | 805.8405 | 803.4229 | 801.0127 | 798.6096 | 796.2138 | 793.8252 | 791.4437 | 789.0694 | 0 | 0 | 0 | 0 | 0 | 0 | 0 | 0 | 0 | 0 | 0 | 0 | 0 | 0 | 7998.4003 | 810.6973 | 1618.9626 | 2424.8031 | 3228.226 | 4029.2387 | 4827.8483 | 5624.0621 | 6417.8873 | 7209.331 | 7998.4003 | 7998.4003 | 7998.4003 | 7998.4003 | 7998.4003 | 7998.4003 | 7998.4003 | 7998.4003 | 7998.4003 | 7998.4003 | 7998.4003 | 7998.4003 | 7998.4003 | 7998.4003 | 7998.4003 | 0 | 0 | 0 | 0 | 0 | 0 | 0 | 0 | 0 | 0 | 0 | 0 | 0 | 0 | 0 | 0 | 0 | 0 | 0 | 0 | 0 | 0 | 0 | 0 | 0 | 0 | 0 | 0 | 0 | 0 | 0 | 0 | 0 | 0 | 0 | 0 | 0 | 0 | 0 | 0 | 0 | 0 | 0 | 0 | 0 | 0 | 0 | 0 | 0 | 0 | 0 | 0 | 0 | 0 | 0 | 0 | 0 | 0 | 0 | 0 | 0 | 0.034369 | 0.068634 | 0.1028 | 0.13686 | 0.17082 | 0.20467 | 0.23843 | 0.27208 | 0.30563 | 0.33908 | 0.33908 | 0.33908 | 0.33908 | 0.33908 | 0.33908 | 0.33908 | 0.33908 | 0.33908 | 0.33908 | 0.33908 | 0.33908 | 0.33908 | 0.33908 | 0.33908 | 3389.5251 | 3379.3566 | 3369.2185 | 3359.1108 | 3349.0335 | 3338.9864 | 3328.9695 | 3318.9825 | 3309.0256 | 3299.0985 | 0 | 0 | 0 | 0 | 0 | 0 | 0 | 0 | 0 | 0 | 0 | 0 | 0 | 0 | 33441.3071 | 0 | 0 | 0 | 0 | 0 | 0 | 0 | 0 | 0 | 0 | 0 | 0 | 0 | 0 | 0 | 0 | 0 | 0 | 0 | 0 | 0.04263% | 0.34562 | 0.69021 | 1.0338 | 1.3763 | 1.7178 | 2.0582 | 2.3977 | 2.7361 | 3.0735 | 3.4099 | 3.4099 | 3.4099 | 3.4099 | 3.4099 | 3.4099 | 3.4099 | 3.4099 | 3.4099 | 3.4099 | 3.4099 | 3.4099 | 3.4099 | 3.4099 | 3.4099
| Com-Tuneup_Chiller-Cadmus | M_Input | Cadmus created workbook. Chiller EUIs based on Cadmus developed 2014 PSE EUIs. Percent savings based on United States Department of Energy. Building Technologies Program: Hospitals Benefit by Improving Inefficient Chiller Systems. White paper. August 2011. The paper found that coil cleaning, the primary savings associated with this cooling tune-up measure, reduces annual cooling energy consumption by 5% to 7%. See Wisconsin Focus on Energy Technical Reference Manual. February 2016. Cooling System Tune-Up. Page 178 - 181. Measure cost based on Xcel Energy: Energy Efficiency Bottom Line Opportunities for Metro Denver Companies, June 2006. EUL based on PA Consulting Group Inc. State of Wisconsin Public Service Commission of Wisconsin Focus on Energy Evaluation Business Programs: Measure Life Study. Final Report. August 25, 2009. Available online: https://focusonenergy.com/sites/default/files/bpmeasurelifestudyfinal_evaluationreport.pdf | 2020 | Retro | 2022 | 2045 | PSE | Commercial | XLarge Ret | Electric | Per Building Sqft - Chiller Tune Up |  |  | XLarge Ret Tune-up - Chiller Maintenance |  | 0.10397 | 5 | 0.16891 | 0 |  | 0 | 0 | 0 | 0 | 0 | 0 | 0 | 0 |  | 0 | 0 | 0 | Cooling | Chillers | Chiller | Chiller tune up and maintenance | CommCOOL | 0.004239% | 47.57% | 47.57% | 280351.2881 | 1 | 1.794% | 20% | 85% | 6.8% | 0.2% | 0.026055 | 0.0006488 | 0.0026704 | 0.48087 | 0 | 0 | 0 | 0.51134 | 0.030463 |  | 0.42132 | 0 | 0.42132 | 13. $0.225 to $99,999.000 | 0 | 0 | 01. ($9,999.00) to $0.22 | 1 | 11797.5992 | 11743.3303 | 11689.311 | 11635.5401 | 11582.0166 | 11528.7394 | 11475.7072 | 11422.9189 | 11370.3735 | 11318.0698 | 0 | 0 | 0 | 0 | 0 | 0 | 0 | 0 | 0 | 0 | 0 | 0 | 0 | 0 | 1226.5509 | 1220.9088 | 1215.2926 | 1209.7023 | 1204.1376 | 1198.5986 | 1193.085 | 1187.5968 | 1182.1339 | 1176.6961 | 0 | 0 | 0 | 0 | 0 | 0 | 0 | 0 | 0 | 0 | 0 | 0 | 0 | 0 | 12014.7026 | 1226.5509 | 2447.4597 | 3662.7523 | 4872.4545 | 6076.5922 | 7275.1908 | 8468.2758 | 9655.8726 | 10838.0065 | 12014.7026 | 12014.7026 | 12014.7026 | 12014.7026 | 12014.7026 | 12014.7026 | 12014.7026 | 12014.7026 | 12014.7026 | 12014.7026 | 12014.7026 | 12014.7026 | 12014.7026 | 12014.7026 | 12014.7026 | 0 | 0 | 0 | 0 | 0 | 0 | 0 | 0 | 0 | 0 | 0 | 0 | 0 | 0 | 0 | 0 | 0 | 0 | 0 | 0 | 0 | 0 | 0 | 0 | 0 | 0 | 0 | 0 | 0 | 0 | 0 | 0 | 0 | 0 | 0 | 0 | 0 | 0 | 0 | 0 | 0 | 0 | 0 | 0 | 0 | 0 | 0 | 0 | 0 | 0 | 0 | 0 | 0 | 0 | 0 | 0 | 0 | 0 | 0 | 0 | 0 | 0.051998 | 0.10376 | 0.15528 | 0.20656 | 0.25761 | 0.30842 | 0.359 | 0.40935 | 0.45947 | 0.50935 | 0.50935 | 0.50935 | 0.50935 | 0.50935 | 0.50935 | 0.50935 | 0.50935 | 0.50935 | 0.50935 | 0.50935 | 0.50935 | 0.50935 | 0.50935 | 0.50935 | 6032.5523 | 6004.8026 | 5977.1805 | 5949.6855 | 5922.3169 | 5895.0743 | 5867.9569 | 5840.9643 | 5814.0959 | 5787.3511 | 0 | 0 | 0 | 0 | 0 | 0 | 0 | 0 | 0 | 0 | 0 | 0 | 0 | 0 | 59091.9804 | 0 | 0 | 0 | 0 | 0 | 0 | 0 | 0 | 0 | 0 | 0 | 0 | 0 | 0 | 0 | 0 | 0 | 0 | 0 | 0 | 0.04263% | 0.52291 | 1.0434 | 1.5615 | 2.0773 | 2.5906 | 3.1016 | 3.6103 | 4.1166 | 4.6205 | 5.1222 | 5.1222 | 5.1222 | 5.1222 | 5.1222 | 5.1222 | 5.1222 | 5.1222 | 5.1222 | 5.1222 | 5.1222 | 5.1222 | 5.1222 | 5.1222 | 5.1222
| Com-Tuneup_Chiller-Cadmus | M_Input | Cadmus created workbook. Chiller EUIs based on Cadmus developed 2014 PSE EUIs. Percent savings based on United States Department of Energy. Building Technologies Program: Hospitals Benefit by Improving Inefficient Chiller Systems. White paper. August 2011. The paper found that coil cleaning, the primary savings associated with this cooling tune-up measure, reduces annual cooling energy consumption by 5% to 7%. See Wisconsin Focus on Energy Technical Reference Manual. February 2016. Cooling System Tune-Up. Page 178 - 181. Measure cost based on Xcel Energy: Energy Efficiency Bottom Line Opportunities for Metro Denver Companies, June 2006. EUL based on PA Consulting Group Inc. State of Wisconsin Public Service Commission of Wisconsin Focus on Energy Evaluation Business Programs: Measure Life Study. Final Report. August 25, 2009. Available online: https://focusonenergy.com/sites/default/files/bpmeasurelifestudyfinal_evaluationreport.pdf | 2020 | Retro | 2022 | 2045 | PSE | Commercial | Large Ret | Electric | Per Building Sqft - Chiller Tune Up |  |  | Large Ret Tune-up - Chiller Maintenance |  | 0.10397 | 5 | 0.16891 | 0 |  | 0 | 0 | 0 | 0 | 0 | 0 | 0 | 0 |  | 0 | 0 | 0 | Cooling | Chillers | Chiller | Chiller tune up and maintenance | CommCOOL | 0.004239% | 47.57% | 47.57% | 94425.5221 | 1 | 0% | 20% | 85% | 6.8% | 0.2% | 0.026055 | 0.0006488 | 0.0026704 | 0.48087 | 0 | 0 | 0 | 0.51134 | 0.030463 |  | 0.42132 | 0 | 0.42132 | 13. $0.225 to $99,999.000 | 0 | 0 | 01. ($9,999.00) to $0.22 | 1 | 0 | 0 | 0 | 0 | 0 | 0 | 0 | 0 | 0 | 0 | 0 | 0 | 0 | 0 | 0 | 0 | 0 | 0 | 0 | 0 | 0 | 0 | 0 | 0 | 0 | 0 | 0 | 0 | 0 | 0 | 0 | 0 | 0 | 0 | 0 | 0 | 0 | 0 | 0 | 0 | 0 | 0 | 0 | 0 | 0 | 0 | 0 | 0 | 0 | 0 | 0 | 0 | 0 | 0 | 0 | 0 | 0 | 0 | 0 | 0 | 0 | 0 | 0 | 0 | 0 | 0 | 0 | 0 | 0 | 0 | 0 | 0 | 0 | 0 | 0 | 0 | 0 | 0 | 0 | 0 | 0 | 0 | 0 | 0 | 0 | 0 | 0 | 0 | 0 | 0 | 0 | 0 | 0 | 0 | 0 | 0 | 0 | 0 | 0 | 0 | 0 | 0 | 0 | 0 | 0 | 0 | 0 | 0 | 0 | 0 | 0 | 0 | 0 | 0 | 0 | 0 | 0 | 0 | 0 | 0 | 0 | 0 | 0 | 0 | 0 | 0 | 0 | 0 | 0 | 0 | 0 | 0 | 0 | 0 | 0 | 0 | 0 | 0 | 0 | 0 | 0 | 0 | 0 | 0 | 0 | 0 | 0 | 0 | 0 | 0 | 0 | 0 | 0 | 0 | 0 | 0 | 0 | 0 | 0 | 0 | 0 | 0 | 0 | 0 | 0 | 0 | 0 | 0 | 0 | 0 | 0 | 0 | 0 | 0 | 0 | 0 | 0 | 0 | 0 | 0 | 0 | 0 | 0 | 0 | 0 | 0 | 0 | 0 | 0 | 0 | 0 | 0 | 0 | 0 | 0 | 0 | 0 | 0 | 0 | 0 | 0 | 0 | 0 | 0.04263% | 0 | 0 | 0 | 0 | 0 | 0 | 0 | 0 | 0 | 0 | 0 | 0 | 0 | 0 | 0 | 0 | 0 | 0 | 0 | 0 | 0 | 0 | 0 | 0
| Com-Tuneup_Chiller-Cadmus | M_Input | Cadmus created workbook. Chiller EUIs based on Cadmus developed 2014 PSE EUIs. Percent savings based on United States Department of Energy. Building Technologies Program: Hospitals Benefit by Improving Inefficient Chiller Systems. White paper. August 2011. The paper found that coil cleaning, the primary savings associated with this cooling tune-up measure, reduces annual cooling energy consumption by 5% to 7%. See Wisconsin Focus on Energy Technical Reference Manual. February 2016. Cooling System Tune-Up. Page 178 - 181. Measure cost based on Xcel Energy: Energy Efficiency Bottom Line Opportunities for Metro Denver Companies, June 2006. EUL based on PA Consulting Group Inc. State of Wisconsin Public Service Commission of Wisconsin Focus on Energy Evaluation Business Programs: Measure Life Study. Final Report. August 25, 2009. Available online: https://focusonenergy.com/sites/default/files/bpmeasurelifestudyfinal_evaluationreport.pdf | 2020 | Retro | 2022 | 2045 | PSE | Commercial | Medium Ret | Electric | Per Building Sqft - Chiller Tune Up |  |  | Medium Ret Tune-up - Chiller Maintenance |  | 0.10397 | 5 | 0.16891 | 0 |  | 0 | 0 | 0 | 0 | 0 | 0 | 0 | 0 |  | 0 | 0 | 0 | Cooling | Chillers | Chiller | Chiller tune up and maintenance | CommCOOL | 0.004239% | 47.57% | 47.57% | 13333.1618 | 1 | 2.099% | 20% | 85% | 6.8% | 0.2% | 0.026055 | 0.0006488 | 0.0026704 | 0.48087 | 0 | 0 | 0 | 0.51134 | 0.030463 |  | 0.42132 | 0 | 0.42132 | 13. $0.225 to $99,999.000 | 0 | 0 | 01. ($9,999.00) to $0.22 | 1 | 29223.7329 | 29089.3037 | 28955.4929 | 28822.2976 | 28689.7151 | 28557.7424 | 28426.3768 | 28295.6154 | 28165.4556 | 28035.8945 | 0 | 0 | 0 | 0 | 0 | 0 | 0 | 0 | 0 | 0 | 0 | 0 | 0 | 0 | 3038.2789 | 3024.3028 | 3010.391 | 2996.5432 | 2982.7591 | 2969.0384 | 2955.3808 | 2941.7861 | 2928.2538 | 2914.7839 | 0 | 0 | 0 | 0 | 0 | 0 | 0 | 0 | 0 | 0 | 0 | 0 | 0 | 0 | 29761.5178 | 3038.2789 | 6062.5816 | 9072.9726 | 12069.5158 | 15052.2749 | 18021.3132 | 20976.6941 | 23918.4801 | 26846.734 | 29761.5178 | 29761.5178 | 29761.5178 | 29761.5178 | 29761.5178 | 29761.5178 | 29761.5178 | 29761.5178 | 29761.5178 | 29761.5178 | 29761.5178 | 29761.5178 | 29761.5178 | 29761.5178 | 29761.5178 | 0 | 0 | 0 | 0 | 0 | 0 | 0 | 0 | 0 | 0 | 0 | 0 | 0 | 0 | 0 | 0 | 0 | 0 | 0 | 0 | 0 | 0 | 0 | 0 | 0 | 0 | 0 | 0 | 0 | 0 | 0 | 0 | 0 | 0 | 0 | 0 | 0 | 0 | 0 | 0 | 0 | 0 | 0 | 0 | 0 | 0 | 0 | 0 | 0 | 0 | 0 | 0 | 0 | 0 | 0 | 0 | 0 | 0 | 0 | 0 | 0 | 0.1288 | 0.25702 | 0.38464 | 0.51167 | 0.63813 | 0.76399 | 0.88928 | 1.014 | 1.1381 | 1.2617 | 1.2617 | 1.2617 | 1.2617 | 1.2617 | 1.2617 | 1.2617 | 1.2617 | 1.2617 | 1.2617 | 1.2617 | 1.2617 | 1.2617 | 1.2617 | 1.2617 | 14943.1842 | 14874.4455 | 14806.0231 | 14737.9154 | 14670.121 | 14602.6384 | 14535.4663 | 14468.6031 | 14402.0476 | 14335.7981 | 0 | 0 | 0 | 0 | 0 | 0 | 0 | 0 | 0 | 0 | 0 | 0 | 0 | 0 | 146376.2428 | 0 | 0 | 0 | 0 | 0 | 0 | 0 | 0 | 0 | 0 | 0 | 0 | 0 | 0 | 0 | 0 | 0 | 0 | 0 | 0 | 0.04263% | 1.2953 | 2.5846 | 3.8681 | 5.1456 | 6.4172 | 7.683 | 8.9429 | 10.1971 | 11.4455 | 12.6881 | 12.6881 | 12.6881 | 12.6881 | 12.6881 | 12.6881 | 12.6881 | 12.6881 | 12.6881 | 12.6881 | 12.6881 | 12.6881 | 12.6881 | 12.6881 | 12.6881
| Com-Tuneup_Chiller-Cadmus | M_Input | Cadmus created workbook. Chiller EUIs based on Cadmus developed 2014 PSE EUIs. Percent savings based on United States Department of Energy. Building Technologies Program: Hospitals Benefit by Improving Inefficient Chiller Systems. White paper. August 2011. The paper found that coil cleaning, the primary savings associated with this cooling tune-up measure, reduces annual cooling energy consumption by 5% to 7%. See Wisconsin Focus on Energy Technical Reference Manual. February 2016. Cooling System Tune-Up. Page 178 - 181. Measure cost based on Xcel Energy: Energy Efficiency Bottom Line Opportunities for Metro Denver Companies, June 2006. EUL based on PA Consulting Group Inc. State of Wisconsin Public Service Commission of Wisconsin Focus on Energy Evaluation Business Programs: Measure Life Study. Final Report. August 25, 2009. Available online: https://focusonenergy.com/sites/default/files/bpmeasurelifestudyfinal_evaluationreport.pdf | 2020 | Retro | 2022 | 2045 | PSE | Commercial | Small Ret | Electric | Per Building Sqft - Chiller Tune Up |  |  | Small Ret Tune-up - Chiller Maintenance |  | 0.10397 | 5 | 0.16891 | 0 |  | 0 | 0 | 0 | 0 | 0 | 0 | 0 | 0 |  | 0 | 0 | 0 | Cooling | Chillers | Chiller | Chiller tune up and maintenance | CommCOOL | 0.004239% | 47.57% | 47.57% | 2170.2819 | 1 | 0% | 20% | 85% | 6.8% | 0.2% | 0.026055 | 0.0006488 | 0.0026704 | 0.48087 | 0 | 0 | 0 | 0.51134 | 0.030463 |  | 0.42132 | 0 | 0.42132 | 13. $0.225 to $99,999.000 | 0 | 0 | 01. ($9,999.00) to $0.22 | 1 | 0 | 0 | 0 | 0 | 0 | 0 | 0 | 0 | 0 | 0 | 0 | 0 | 0 | 0 | 0 | 0 | 0 | 0 | 0 | 0 | 0 | 0 | 0 | 0 | 0 | 0 | 0 | 0 | 0 | 0 | 0 | 0 | 0 | 0 | 0 | 0 | 0 | 0 | 0 | 0 | 0 | 0 | 0 | 0 | 0 | 0 | 0 | 0 | 0 | 0 | 0 | 0 | 0 | 0 | 0 | 0 | 0 | 0 | 0 | 0 | 0 | 0 | 0 | 0 | 0 | 0 | 0 | 0 | 0 | 0 | 0 | 0 | 0 | 0 | 0 | 0 | 0 | 0 | 0 | 0 | 0 | 0 | 0 | 0 | 0 | 0 | 0 | 0 | 0 | 0 | 0 | 0 | 0 | 0 | 0 | 0 | 0 | 0 | 0 | 0 | 0 | 0 | 0 | 0 | 0 | 0 | 0 | 0 | 0 | 0 | 0 | 0 | 0 | 0 | 0 | 0 | 0 | 0 | 0 | 0 | 0 | 0 | 0 | 0 | 0 | 0 | 0 | 0 | 0 | 0 | 0 | 0 | 0 | 0 | 0 | 0 | 0 | 0 | 0 | 0 | 0 | 0 | 0 | 0 | 0 | 0 | 0 | 0 | 0 | 0 | 0 | 0 | 0 | 0 | 0 | 0 | 0 | 0 | 0 | 0 | 0 | 0 | 0 | 0 | 0 | 0 | 0 | 0 | 0 | 0 | 0 | 0 | 0 | 0 | 0 | 0 | 0 | 0 | 0 | 0 | 0 | 0 | 0 | 0 | 0 | 0 | 0 | 0 | 0 | 0 | 0 | 0 | 0 | 0 | 0 | 0 | 0 | 0 | 0 | 0 | 0 | 0 | 0 | 0.04263% | 0 | 0 | 0 | 0 | 0 | 0 | 0 | 0 | 0 | 0 | 0 | 0 | 0 | 0 | 0 | 0 | 0 | 0 | 0 | 0 | 0 | 0 | 0 | 0
| Com-Tuneup_Chiller-Cadmus | M_Input | Cadmus created workbook. Chiller EUIs based on Cadmus developed 2014 PSE EUIs. Percent savings based on United States Department of Energy. Building Technologies Program: Hospitals Benefit by Improving Inefficient Chiller Systems. White paper. August 2011. The paper found that coil cleaning, the primary savings associated with this cooling tune-up measure, reduces annual cooling energy consumption by 5% to 7%. See Wisconsin Focus on Energy Technical Reference Manual. February 2016. Cooling System Tune-Up. Page 178 - 181. Measure cost based on Xcel Energy: Energy Efficiency Bottom Line Opportunities for Metro Denver Companies, June 2006. EUL based on PA Consulting Group Inc. State of Wisconsin Public Service Commission of Wisconsin Focus on Energy Evaluation Business Programs: Measure Life Study. Final Report. August 25, 2009. Available online: https://focusonenergy.com/sites/default/files/bpmeasurelifestudyfinal_evaluationreport.pdf | 2020 | Retro | 2022 | 2045 | PSE | Commercial | School K-12 | Electric | Per Building Sqft - Chiller Tune Up |  |  | School K-12 Tune-up - Chiller Maintenance |  | 0.021203 | 5 | 0.16891 | 0 |  | 0 | 0 | 0 | 0 | 0 | 0 | 0 | 0 |  | 0 | 0 | 0 | Cooling | Chillers | Chiller | Chiller tune up and maintenance | CommCOOL | 0.004239% | 25.17% | 25.17% | 36549.9879 | 1 | 28.9% | 20% | 85% | 6.8% | 0.2% | 0.0053137 | 0.00013232 | 0.0005446 | 0.48087 | 0 | 0 | 0 | 0.51398 | 0.033105 |  | 2.0766 | 0 | 2.0766 | 13. $0.225 to $99,999.000 | 0 | 0 | 01. ($9,999.00) to $0.22 | 1 | 295672.134 | 295051.2225 | 294431.6149 | 293813.3085 | 293196.3006 | 292580.5883 | 291966.1691 | 291353.0402 | 290741.1988 | 290130.6423 | 0 | 0 | 0 | 0 | 0 | 0 | 0 | 0 | 0 | 0 | 0 | 0 | 0 | 0 | 6269.1086 | 6255.9434 | 6242.806 | 6229.6961 | 6216.6137 | 6203.5588 | 6190.5313 | 6177.5312 | 6164.5584 | 6151.6128 | 0 | 0 | 0 | 0 | 0 | 0 | 0 | 0 | 0 | 0 | 0 | 0 | 0 | 0 | 62101.9604 | 6269.1086 | 12525.052 | 18767.858 | 24997.5541 | 31214.1678 | 37417.7266 | 43608.2579 | 49785.7892 | 55950.3476 | 62101.9604 | 62101.9604 | 62101.9604 | 62101.9604 | 62101.9604 | 62101.9604 | 62101.9604 | 62101.9604 | 62101.9604 | 62101.9604 | 62101.9604 | 62101.9604 | 62101.9604 | 62101.9604 | 62101.9604 | 0 | 0 | 0 | 0 | 0 | 0 | 0 | 0 | 0 | 0 | 0 | 0 | 0 | 0 | 0 | 0 | 0 | 0 | 0 | 0 | 0 | 0 | 0 | 0 | 0 | 0 | 0 | 0 | 0 | 0 | 0 | 0 | 0 | 0 | 0 | 0 | 0 | 0 | 0 | 0 | 0 | 0 | 0 | 0 | 0 | 0 | 0 | 0 | 0 | 0 | 0 | 0 | 0 | 0 | 0 | 0 | 0 | 0 | 0 | 0 | 0 | 0.26577 | 0.53099 | 0.79564 | 1.0597 | 1.3233 | 1.5863 | 1.8487 | 2.1106 | 2.372 | 2.6327 | 2.6327 | 2.6327 | 2.6327 | 2.6327 | 2.6327 | 2.6327 | 2.6327 | 2.6327 | 2.6327 | 2.6327 | 2.6327 | 2.6327 | 2.6327 | 2.6327 | 151969.434 | 151650.2982 | 151331.8325 | 151014.0357 | 150696.9062 | 150380.4427 | 150064.6438 | 149749.508 | 149435.0341 | 149121.2205 | 0 | 0 | 0 | 0 | 0 | 0 | 0 | 0 | 0 | 0 | 0 | 0 | 0 | 0 | 1505413.3557 | 0 | 0 | 0 | 0 | 0 | 0 | 0 | 0 | 0 | 0 | 0 | 0 | 0 | 0 | 0 | 0 | 0 | 0 | 0 | 0 | 0.04263% | 2.6727 | 5.3398 | 8.0012 | 10.6571 | 13.3074 | 15.9522 | 18.5914 | 21.225 | 23.8532 | 26.4758 | 26.4758 | 26.4758 | 26.4758 | 26.4758 | 26.4758 | 26.4758 | 26.4758 | 26.4758 | 26.4758 | 26.4758 | 26.4758 | 26.4758 | 26.4758 | 26.4758
| Com-Tuneup_Chiller-Cadmus | M_Input | Cadmus created workbook. Chiller EUIs based on Cadmus developed 2014 PSE EUIs. Percent savings based on United States Department of Energy. Building Technologies Program: Hospitals Benefit by Improving Inefficient Chiller Systems. White paper. August 2011. The paper found that coil cleaning, the primary savings associated with this cooling tune-up measure, reduces annual cooling energy consumption by 5% to 7%. See Wisconsin Focus on Energy Technical Reference Manual. February 2016. Cooling System Tune-Up. Page 178 - 181. Measure cost based on Xcel Energy: Energy Efficiency Bottom Line Opportunities for Metro Denver Companies, June 2006. EUL based on PA Consulting Group Inc. State of Wisconsin Public Service Commission of Wisconsin Focus on Energy Evaluation Business Programs: Measure Life Study. Final Report. August 25, 2009. Available online: https://focusonenergy.com/sites/default/files/bpmeasurelifestudyfinal_evaluationreport.pdf | 2020 | Retro | 2022 | 2045 | PSE | Commercial | University | Electric | Per Building Sqft - Chiller Tune Up |  |  | University Tune-up - Chiller Maintenance |  | 0.021203 | 5 | 0.16891 | 0 |  | 0 | 0 | 0 | 0 | 0 | 0 | 0 | 0 |  | 0 | 0 | 0 | Cooling | Chillers | Chiller | Chiller tune up and maintenance | CommCOOL | 0.004239% | 3.519% | 3.519% | 121327.9762 | 1 | 26.7% | 20% | 85% | 6.8% | 0.2% | 0.0053137 | 0.00013232 | 0.0005446 | 0.48087 | 0 | 0 | 0 | 0.51398 | 0.033105 |  | 2.0766 | 0 | 2.0766 | 13. $0.225 to $99,999.000 | 0 | 0 | 01. ($9,999.00) to $0.22 | 1 | 4009.7639 | 4000.1405 | 3990.5401 | 3980.9628 | 3971.4085 | 3961.8771 | 3952.3686 | 3942.8829 | 3933.42 | 3923.9798 | 0 | 0 | 0 | 0 | 0 | 0 | 0 | 0 | 0 | 0 | 0 | 0 | 0 | 0 | 85.0186 | 84.8146 | 84.611 | 84.408 | 84.2054 | 84.0033 | 83.8017 | 83.6006 | 83.3999 | 83.1998 | 0 | 0 | 0 | 0 | 0 | 0 | 0 | 0 | 0 | 0 | 0 | 0 | 0 | 0 | 841.063 | 85.0186 | 169.8333 | 254.4443 | 338.8523 | 423.0577 | 507.061 | 590.8627 | 674.4633 | 757.8632 | 841.063 | 841.063 | 841.063 | 841.063 | 841.063 | 841.063 | 841.063 | 841.063 | 841.063 | 841.063 | 841.063 | 841.063 | 841.063 | 841.063 | 841.063 | 0 | 0 | 0 | 0 | 0 | 0 | 0 | 0 | 0 | 0 | 0 | 0 | 0 | 0 | 0 | 0 | 0 | 0 | 0 | 0 | 0 | 0 | 0 | 0 | 0 | 0 | 0 | 0 | 0 | 0 | 0 | 0 | 0 | 0 | 0 | 0 | 0 | 0 | 0 | 0 | 0 | 0 | 0 | 0 | 0 | 0 | 0 | 0 | 0 | 0 | 0 | 0 | 0 | 0 | 0 | 0 | 0 | 0 | 0 | 0 | 0 | 0.0036043 | 0.0071999 | 0.010787 | 0.014365 | 0.017935 | 0.021496 | 0.025049 | 0.028593 | 0.032129 | 0.035656 | 0.035656 | 0.035656 | 0.035656 | 0.035656 | 0.035656 | 0.035656 | 0.035656 | 0.035656 | 0.035656 | 0.035656 | 0.035656 | 0.035656 | 0.035656 | 0.035656 | 2060.9367 | 2055.9904 | 2051.0561 | 2046.1335 | 2041.2228 | 2036.3239 | 2031.4367 | 2026.5612 | 2021.6975 | 2016.8454 | 0 | 0 | 0 | 0 | 0 | 0 | 0 | 0 | 0 | 0 | 0 | 0 | 0 | 0 | 20388.2043 | 0 | 0 | 0 | 0 | 0 | 0 | 0 | 0 | 0 | 0 | 0 | 0 | 0 | 0 | 0 | 0 | 0 | 0 | 0 | 0 | 0.04263% | 0.036246 | 0.072405 | 0.10848 | 0.14446 | 0.18036 | 0.21617 | 0.2519 | 0.28754 | 0.3231 | 0.35857 | 0.35857 | 0.35857 | 0.35857 | 0.35857 | 0.35857 | 0.35857 | 0.35857 | 0.35857 | 0.35857 | 0.35857 | 0.35857 | 0.35857 | 0.35857 | 0.35857
| Com-Tuneup_Chiller-Cadmus | M_Input | Cadmus created workbook. Chiller EUIs based on Cadmus developed 2014 PSE EUIs. Percent savings based on United States Department of Energy. Building Technologies Program: Hospitals Benefit by Improving Inefficient Chiller Systems. White paper. August 2011. The paper found that coil cleaning, the primary savings associated with this cooling tune-up measure, reduces annual cooling energy consumption by 5% to 7%. See Wisconsin Focus on Energy Technical Reference Manual. February 2016. Cooling System Tune-Up. Page 178 - 181. Measure cost based on Xcel Energy: Energy Efficiency Bottom Line Opportunities for Metro Denver Companies, June 2006. EUL based on PA Consulting Group Inc. State of Wisconsin Public Service Commission of Wisconsin Focus on Energy Evaluation Business Programs: Measure Life Study. Final Report. August 25, 2009. Available online: https://focusonenergy.com/sites/default/files/bpmeasurelifestudyfinal_evaluationreport.pdf | 2020 | Retro | 2022 | 2045 | PSE | Commercial | Warehouse | Electric | Per Building Sqft - Chiller Tune Up |  |  | Warehouse Tune-up - Chiller Maintenance |  | 0.010644 | 5 | 0.16891 | 0 |  | 0 | 0 | 0 | 0 | 0 | 0 | 0 | 0 |  | 0 | 0 | 0 | Cooling | Chillers | Chiller | Chiller tune up and maintenance | CommCOOL | 0.004239% | 4.331% | 4.331% | 34313.8807 | 1 | 0.3375% | 20% | 85% | 6.8% | 0.2% | 0.0026674 | 6.6422e-05 | 0.00027339 | 0.48087 | 0 | 0 | 0 | 0.51432 | 0.033443 |  | 4.1394 | 0 | 4.1394 | 13. $0.225 to $99,999.000 | 0 | 0 | 01. ($9,999.00) to $0.22 | 1 | 1475.4392 | 1468.4751 | 1461.5439 | 1454.6455 | 1447.7795 | 1440.946 | 1434.1447 | 1427.3756 | 1420.6384 | 1413.933 | 0 | 0 | 0 | 0 | 0 | 0 | 0 | 0 | 0 | 0 | 0 | 0 | 0 | 0 | 15.7042 | 15.6301 | 15.5563 | 15.4829 | 15.4098 | 15.337 | 15.2647 | 15.1926 | 15.1209 | 15.0495 | 0 | 0 | 0 | 0 | 0 | 0 | 0 | 0 | 0 | 0 | 0 | 0 | 0 | 0 | 153.7479 | 15.7042 | 31.3342 | 46.8905 | 62.3734 | 77.7832 | 93.1202 | 108.3849 | 123.5775 | 138.6984 | 153.7479 | 153.7479 | 153.7479 | 153.7479 | 153.7479 | 153.7479 | 153.7479 | 153.7479 | 153.7479 | 153.7479 | 153.7479 | 153.7479 | 153.7479 | 153.7479 | 153.7479 | 0 | 0 | 0 | 0 | 0 | 0 | 0 | 0 | 0 | 0 | 0 | 0 | 0 | 0 | 0 | 0 | 0 | 0 | 0 | 0 | 0 | 0 | 0 | 0 | 0 | 0 | 0 | 0 | 0 | 0 | 0 | 0 | 0 | 0 | 0 | 0 | 0 | 0 | 0 | 0 | 0 | 0 | 0 | 0 | 0 | 0 | 0 | 0 | 0 | 0 | 0 | 0 | 0 | 0 | 0 | 0 | 0 | 0 | 0 | 0 | 0 | 0.00066576 | 0.0013284 | 0.0019879 | 0.0026443 | 0.0032975 | 0.0039477 | 0.0045949 | 0.0052389 | 0.00588 | 0.006518 | 0.006518 | 0.006518 | 0.006518 | 0.006518 | 0.006518 | 0.006518 | 0.006518 | 0.006518 | 0.006518 | 0.006518 | 0.006518 | 0.006518 | 0.006518 | 0.006518 | 758.843 | 755.2612 | 751.6964 | 748.1484 | 744.6171 | 741.1026 | 737.6045 | 734.1231 | 730.658 | 727.2093 | 0 | 0 | 0 | 0 | 0 | 0 | 0 | 0 | 0 | 0 | 0 | 0 | 0 | 0 | 7429.2636 | 0 | 0 | 0 | 0 | 0 | 0 | 0 | 0 | 0 | 0 | 0 | 0 | 0 | 0 | 0 | 0 | 0 | 0 | 0 | 0 | 0.04263% | 0.0066951 | 0.013359 | 0.019991 | 0.026591 | 0.033161 | 0.0397 | 0.046207 | 0.052684 | 0.059131 | 0.065547 | 0.065547 | 0.065547 | 0.065547 | 0.065547 | 0.065547 | 0.065547 | 0.065547 | 0.065547 | 0.065547 | 0.065547 | 0.065547 | 0.065547 | 0.065547 | 0.065547
| Com-Tuneup_Chiller-Cadmus | M_Input | Cadmus created workbook. Chiller EUIs based on Cadmus developed 2014 PSE EUIs. Percent savings based on United States Department of Energy. Building Technologies Program: Hospitals Benefit by Improving Inefficient Chiller Systems. White paper. August 2011. The paper found that coil cleaning, the primary savings associated with this cooling tune-up measure, reduces annual cooling energy consumption by 5% to 7%. See Wisconsin Focus on Energy Technical Reference Manual. February 2016. Cooling System Tune-Up. Page 178 - 181. Measure cost based on Xcel Energy: Energy Efficiency Bottom Line Opportunities for Metro Denver Companies, June 2006. EUL based on PA Consulting Group Inc. State of Wisconsin Public Service Commission of Wisconsin Focus on Energy Evaluation Business Programs: Measure Life Study. Final Report. August 25, 2009. Available online: https://focusonenergy.com/sites/default/files/bpmeasurelifestudyfinal_evaluationreport.pdf | 2020 | Retro | 2022 | 2045 | PSE | Commercial | Supermarket | Electric | Per Building Sqft - Chiller Tune Up |  |  | Supermarket Tune-up - Chiller Maintenance |  | 0.10397 | 5 | 0.16891 | 0 |  | 0 | 0 | 0 | 0 | 0 | 0 | 0 | 0 |  | 0 | 0 | 0 | Cooling | Chillers | Chiller | Chiller tune up and maintenance | CommCOOL | 0.004239% | 59.08% | 59.08% | 49733.7282 | 1 | 2.299% | 20% | 85% | 6.8% | 0.2% | 0.026055 | 0.0006488 | 0.0026704 | 0.48087 | 0 | 0 | 0 | 0.51134 | 0.030463 |  | 0.42132 | 0 | 0.42132 | 13. $0.225 to $99,999.000 | 0 | 0 | 01. ($9,999.00) to $0.22 | 1 | 26594.5588 | 26469.0325 | 26344.0987 | 26219.7545 | 26095.9973 | 25972.8242 | 25850.2324 | 25728.2193 | 25606.7821 | 25485.9181 | 0 | 0 | 0 | 0 | 0 | 0 | 0 | 0 | 0 | 0 | 0 | 0 | 0 | 0 | 2764.9338 | 2751.8833 | 2738.8944 | 2725.9668 | 2713.1002 | 2700.2944 | 2687.549 | 2674.8638 | 2662.2384 | 2649.6727 | 0 | 0 | 0 | 0 | 0 | 0 | 0 | 0 | 0 | 0 | 0 | 0 | 0 | 0 | 27069.3967 | 2764.9338 | 5516.817 | 8255.7114 | 10981.6782 | 13694.7785 | 16395.0729 | 19082.6219 | 21757.4857 | 24419.7241 | 27069.3967 | 27069.3967 | 27069.3967 | 27069.3967 | 27069.3967 | 27069.3967 | 27069.3967 | 27069.3967 | 27069.3967 | 27069.3967 | 27069.3967 | 27069.3967 | 27069.3967 | 27069.3967 | 27069.3967 | 0 | 0 | 0 | 0 | 0 | 0 | 0 | 0 | 0 | 0 | 0 | 0 | 0 | 0 | 0 | 0 | 0 | 0 | 0 | 0 | 0 | 0 | 0 | 0 | 0 | 0 | 0 | 0 | 0 | 0 | 0 | 0 | 0 | 0 | 0 | 0 | 0 | 0 | 0 | 0 | 0 | 0 | 0 | 0 | 0 | 0 | 0 | 0 | 0 | 0 | 0 | 0 | 0 | 0 | 0 | 0 | 0 | 0 | 0 | 0 | 0 | 0.11722 | 0.23388 | 0.34999 | 0.46556 | 0.58058 | 0.69505 | 0.80899 | 0.92239 | 1.0352 | 1.1476 | 1.1476 | 1.1476 | 1.1476 | 1.1476 | 1.1476 | 1.1476 | 1.1476 | 1.1476 | 1.1476 | 1.1476 | 1.1476 | 1.1476 | 1.1476 | 1.1476 | 13598.7895 | 13534.6032 | 13470.7199 | 13407.1381 | 13343.8564 | 13280.8734 | 13218.1876 | 13155.7978 | 13093.7024 | 13031.9002 | 0 | 0 | 0 | 0 | 0 | 0 | 0 | 0 | 0 | 0 | 0 | 0 | 0 | 0 | 133135.5683 | 0 | 0 | 0 | 0 | 0 | 0 | 0 | 0 | 0 | 0 | 0 | 0 | 0 | 0 | 0 | 0 | 0 | 0 | 0 | 0 | 0.04263% | 1.1788 | 2.352 | 3.5196 | 4.6818 | 5.8385 | 6.9897 | 8.1354 | 9.2758 | 10.4108 | 11.5404 | 11.5404 | 11.5404 | 11.5404 | 11.5404 | 11.5404 | 11.5404 | 11.5404 | 11.5404 | 11.5404 | 11.5404 | 11.5404 | 11.5404 | 11.5404 | 11.5404
| Com-Tuneup_Chiller-Cadmus | M_Input | Cadmus created workbook. Chiller EUIs based on Cadmus developed 2014 PSE EUIs. Percent savings based on United States Department of Energy. Building Technologies Program: Hospitals Benefit by Improving Inefficient Chiller Systems. White paper. August 2011. The paper found that coil cleaning, the primary savings associated with this cooling tune-up measure, reduces annual cooling energy consumption by 5% to 7%. See Wisconsin Focus on Energy Technical Reference Manual. February 2016. Cooling System Tune-Up. Page 178 - 181. Measure cost based on Xcel Energy: Energy Efficiency Bottom Line Opportunities for Metro Denver Companies, June 2006. EUL based on PA Consulting Group Inc. State of Wisconsin Public Service Commission of Wisconsin Focus on Energy Evaluation Business Programs: Measure Life Study. Final Report. August 25, 2009. Available online: https://focusonenergy.com/sites/default/files/bpmeasurelifestudyfinal_evaluationreport.pdf | 2020 | Retro | 2022 | 2045 | PSE | Commercial | MiniMart | Electric | Per Building Sqft - Chiller Tune Up |  |  | MiniMart Tune-up - Chiller Maintenance |  | 0.10397 | 5 | 0.16891 | 0 |  | 0 | 0 | 0 | 0 | 0 | 0 | 0 | 0 |  | 0 | 0 | 0 | Cooling | Chillers | Chiller | Chiller tune up and maintenance | CommCOOL | 0.004239% | 59.08% | 59.08% | 2115.8874 | 1 | 0% | 20% | 85% | 6.8% | 0.2% | 0.026055 | 0.0006488 | 0.0026704 | 0.48087 | 0 | 0 | 0 | 0.51134 | 0.030463 |  | 0.42132 | 0 | 0.42132 | 13. $0.225 to $99,999.000 | 0 | 0 | 01. ($9,999.00) to $0.22 | 1 | 0 | 0 | 0 | 0 | 0 | 0 | 0 | 0 | 0 | 0 | 0 | 0 | 0 | 0 | 0 | 0 | 0 | 0 | 0 | 0 | 0 | 0 | 0 | 0 | 0 | 0 | 0 | 0 | 0 | 0 | 0 | 0 | 0 | 0 | 0 | 0 | 0 | 0 | 0 | 0 | 0 | 0 | 0 | 0 | 0 | 0 | 0 | 0 | 0 | 0 | 0 | 0 | 0 | 0 | 0 | 0 | 0 | 0 | 0 | 0 | 0 | 0 | 0 | 0 | 0 | 0 | 0 | 0 | 0 | 0 | 0 | 0 | 0 | 0 | 0 | 0 | 0 | 0 | 0 | 0 | 0 | 0 | 0 | 0 | 0 | 0 | 0 | 0 | 0 | 0 | 0 | 0 | 0 | 0 | 0 | 0 | 0 | 0 | 0 | 0 | 0 | 0 | 0 | 0 | 0 | 0 | 0 | 0 | 0 | 0 | 0 | 0 | 0 | 0 | 0 | 0 | 0 | 0 | 0 | 0 | 0 | 0 | 0 | 0 | 0 | 0 | 0 | 0 | 0 | 0 | 0 | 0 | 0 | 0 | 0 | 0 | 0 | 0 | 0 | 0 | 0 | 0 | 0 | 0 | 0 | 0 | 0 | 0 | 0 | 0 | 0 | 0 | 0 | 0 | 0 | 0 | 0 | 0 | 0 | 0 | 0 | 0 | 0 | 0 | 0 | 0 | 0 | 0 | 0 | 0 | 0 | 0 | 0 | 0 | 0 | 0 | 0 | 0 | 0 | 0 | 0 | 0 | 0 | 0 | 0 | 0 | 0 | 0 | 0 | 0 | 0 | 0 | 0 | 0 | 0 | 0 | 0 | 0 | 0 | 0 | 0 | 0 | 0 | 0.04263% | 0 | 0 | 0 | 0 | 0 | 0 | 0 | 0 | 0 | 0 | 0 | 0 | 0 | 0 | 0 | 0 | 0 | 0 | 0 | 0 | 0 | 0 | 0 | 0
| Com-Tuneup_Chiller-Cadmus | M_Input | Cadmus created workbook. Chiller EUIs based on Cadmus developed 2014 PSE EUIs. Percent savings based on United States Department of Energy. Building Technologies Program: Hospitals Benefit by Improving Inefficient Chiller Systems. White paper. August 2011. The paper found that coil cleaning, the primary savings associated with this cooling tune-up measure, reduces annual cooling energy consumption by 5% to 7%. See Wisconsin Focus on Energy Technical Reference Manual. February 2016. Cooling System Tune-Up. Page 178 - 181. Measure cost based on Xcel Energy: Energy Efficiency Bottom Line Opportunities for Metro Denver Companies, June 2006. EUL based on PA Consulting Group Inc. State of Wisconsin Public Service Commission of Wisconsin Focus on Energy Evaluation Business Programs: Measure Life Study. Final Report. August 25, 2009. Available online: https://focusonenergy.com/sites/default/files/bpmeasurelifestudyfinal_evaluationreport.pdf | 2020 | Retro | 2022 | 2045 | PSE | Commercial | Restaurant | Electric | Per Building Sqft - Chiller Tune Up |  |  | Restaurant Tune-up - Chiller Maintenance |  | 0.10397 | 5 | 0.16891 | 0 |  | 0 | 0 | 0 | 0 | 0 | 0 | 0 | 0 |  | 0 | 0 | 0 | Cooling | Chillers | Chiller | Chiller tune up and maintenance | CommCOOL | 0.004239% | 51% | 51% | 9726.5895 | 1 | 0% | 20% | 85% | 6.8% | 0.2% | 0.026055 | 0.0006488 | 0.0026704 | 0.48087 | 0 | 0 | 0 | 0.51134 | 0.030463 |  | 0.42132 | 0 | 0.42132 | 13. $0.225 to $99,999.000 | 0 | 0 | 01. ($9,999.00) to $0.22 | 1 | 0 | 0 | 0 | 0 | 0 | 0 | 0 | 0 | 0 | 0 | 0 | 0 | 0 | 0 | 0 | 0 | 0 | 0 | 0 | 0 | 0 | 0 | 0 | 0 | 0 | 0 | 0 | 0 | 0 | 0 | 0 | 0 | 0 | 0 | 0 | 0 | 0 | 0 | 0 | 0 | 0 | 0 | 0 | 0 | 0 | 0 | 0 | 0 | 0 | 0 | 0 | 0 | 0 | 0 | 0 | 0 | 0 | 0 | 0 | 0 | 0 | 0 | 0 | 0 | 0 | 0 | 0 | 0 | 0 | 0 | 0 | 0 | 0 | 0 | 0 | 0 | 0 | 0 | 0 | 0 | 0 | 0 | 0 | 0 | 0 | 0 | 0 | 0 | 0 | 0 | 0 | 0 | 0 | 0 | 0 | 0 | 0 | 0 | 0 | 0 | 0 | 0 | 0 | 0 | 0 | 0 | 0 | 0 | 0 | 0 | 0 | 0 | 0 | 0 | 0 | 0 | 0 | 0 | 0 | 0 | 0 | 0 | 0 | 0 | 0 | 0 | 0 | 0 | 0 | 0 | 0 | 0 | 0 | 0 | 0 | 0 | 0 | 0 | 0 | 0 | 0 | 0 | 0 | 0 | 0 | 0 | 0 | 0 | 0 | 0 | 0 | 0 | 0 | 0 | 0 | 0 | 0 | 0 | 0 | 0 | 0 | 0 | 0 | 0 | 0 | 0 | 0 | 0 | 0 | 0 | 0 | 0 | 0 | 0 | 0 | 0 | 0 | 0 | 0 | 0 | 0 | 0 | 0 | 0 | 0 | 0 | 0 | 0 | 0 | 0 | 0 | 0 | 0 | 0 | 0 | 0 | 0 | 0 | 0 | 0 | 0 | 0 | 0 | 0.04263% | 0 | 0 | 0 | 0 | 0 | 0 | 0 | 0 | 0 | 0 | 0 | 0 | 0 | 0 | 0 | 0 | 0 | 0 | 0 | 0 | 0 | 0 | 0 | 0
| Com-Tuneup_Chiller-Cadmus | M_Input | Cadmus created workbook. Chiller EUIs based on Cadmus developed 2014 PSE EUIs. Percent savings based on United States Department of Energy. Building Technologies Program: Hospitals Benefit by Improving Inefficient Chiller Systems. White paper. August 2011. The paper found that coil cleaning, the primary savings associated with this cooling tune-up measure, reduces annual cooling energy consumption by 5% to 7%. See Wisconsin Focus on Energy Technical Reference Manual. February 2016. Cooling System Tune-Up. Page 178 - 181. Measure cost based on Xcel Energy: Energy Efficiency Bottom Line Opportunities for Metro Denver Companies, June 2006. EUL based on PA Consulting Group Inc. State of Wisconsin Public Service Commission of Wisconsin Focus on Energy Evaluation Business Programs: Measure Life Study. Final Report. August 25, 2009. Available online: https://focusonenergy.com/sites/default/files/bpmeasurelifestudyfinal_evaluationreport.pdf | 2020 | Retro | 2022 | 2045 | PSE | Commercial | Lodging | Electric | Per Building Sqft - Chiller Tune Up |  |  | Lodging Tune-up - Chiller Maintenance |  | 0.10397 | 5 | 0.16891 | 0 |  | 0 | 0 | 0 | 0 | 0 | 0 | 0 | 0 |  | 0 | 0 | 0 | Cooling | Chillers | Chiller | Chiller tune up and maintenance | CommCOOL | 0.004239% | 27.07% | 27.07% | 31385.388 | 1 | 25.98% | 20% | 85% | 6.8% | 0.2% | 0.026055 | 0.0006488 | 0.0026704 | 0.48087 | 0 | 0 | 0 | 0.51134 | 0.030463 |  | 0.42132 | 0 | 0.42132 | 13. $0.225 to $99,999.000 | 0 | 0 | 01. ($9,999.00) to $0.22 | 1 | 104675.4348 | 104288.1357 | 103902.2696 | 103517.8312 | 103134.8152 | 102753.2164 | 102373.0295 | 101994.2493 | 101616.8706 | 101240.8881 | 0 | 0 | 0 | 0 | 0 | 0 | 0 | 0 | 0 | 0 | 0 | 0 | 0 | 0 | 10882.7014 | 10842.4354 | 10802.3184 | 10762.3499 | 10722.5292 | 10682.8558 | 10643.3292 | 10603.9489 | 10564.7143 | 10525.6249 | 0 | 0 | 0 | 0 | 0 | 0 | 0 | 0 | 0 | 0 | 0 | 0 | 0 | 0 | 107032.8075 | 10882.7014 | 21725.1369 | 32527.4553 | 43289.8052 | 54012.3343 | 64695.1901 | 75338.5194 | 85942.4683 | 96507.1826 | 107032.8075 | 107032.8075 | 107032.8075 | 107032.8075 | 107032.8075 | 107032.8075 | 107032.8075 | 107032.8075 | 107032.8075 | 107032.8075 | 107032.8075 | 107032.8075 | 107032.8075 | 107032.8075 | 107032.8075 | 0 | 0 | 0 | 0 | 0 | 0 | 0 | 0 | 0 | 0 | 0 | 0 | 0 | 0 | 0 | 0 | 0 | 0 | 0 | 0 | 0 | 0 | 0 | 0 | 0 | 0 | 0 | 0 | 0 | 0 | 0 | 0 | 0 | 0 | 0 | 0 | 0 | 0 | 0 | 0 | 0 | 0 | 0 | 0 | 0 | 0 | 0 | 0 | 0 | 0 | 0 | 0 | 0 | 0 | 0 | 0 | 0 | 0 | 0 | 0 | 0 | 0.46136 | 0.92101 | 1.379 | 1.8352 | 2.2898 | 2.7427 | 3.1939 | 3.6434 | 4.0913 | 4.5375 | 4.5375 | 4.5375 | 4.5375 | 4.5375 | 4.5375 | 4.5375 | 4.5375 | 4.5375 | 4.5375 | 4.5375 | 4.5375 | 4.5375 | 4.5375 | 4.5375 | 53524.4525 | 53326.412 | 53129.1043 | 52932.5266 | 52736.6763 | 52541.5506 | 52347.1468 | 52153.4624 | 51960.4946 | 51768.2408 | 0 | 0 | 0 | 0 | 0 | 0 | 0 | 0 | 0 | 0 | 0 | 0 | 0 | 0 | 526420.067 | 0 | 0 | 0 | 0 | 0 | 0 | 0 | 0 | 0 | 0 | 0 | 0 | 0 | 0 | 0 | 0 | 0 | 0 | 0 | 0 | 0.04263% | 4.6396 | 9.262 | 13.8673 | 18.4556 | 23.0269 | 27.5813 | 32.1189 | 36.6396 | 41.1436 | 45.631 | 45.631 | 45.631 | 45.631 | 45.631 | 45.631 | 45.631 | 45.631 | 45.631 | 45.631 | 45.631 | 45.631 | 45.631 | 45.631 | 45.631
| Com-Tuneup_Chiller-Cadmus | M_Input | Cadmus created workbook. Chiller EUIs based on Cadmus developed 2014 PSE EUIs. Percent savings based on United States Department of Energy. Building Technologies Program: Hospitals Benefit by Improving Inefficient Chiller Systems. White paper. August 2011. The paper found that coil cleaning, the primary savings associated with this cooling tune-up measure, reduces annual cooling energy consumption by 5% to 7%. See Wisconsin Focus on Energy Technical Reference Manual. February 2016. Cooling System Tune-Up. Page 178 - 181. Measure cost based on Xcel Energy: Energy Efficiency Bottom Line Opportunities for Metro Denver Companies, June 2006. EUL based on PA Consulting Group Inc. State of Wisconsin Public Service Commission of Wisconsin Focus on Energy Evaluation Business Programs: Measure Life Study. Final Report. August 25, 2009. Available online: https://focusonenergy.com/sites/default/files/bpmeasurelifestudyfinal_evaluationreport.pdf | 2020 | Retro | 2022 | 2045 | PSE | Commercial | Hospital | Electric | Per Building Sqft - Chiller Tune Up |  |  | Hospital Tune-up - Chiller Maintenance |  | 0.10878 | 5 | 0.16891 | 0 |  | 0 | 0 | 0 | 0 | 0 | 0 | 0 | 0 |  | 0 | 0 | 0 | Cooling | Chillers | Chiller | Chiller tune up and maintenance | CommCOOL | 0.004239% | 22.77% | 22.77% | 80978.5882 | 1 | 71.77% | 20% | 85% | 6.8% | 0.2% | 0.027261 | 0.00067883 | 0.002794 | 0.48087 | 0 | 0 | 0 | 0.51118 | 0.03031 |  | 0.40256 | 0 | 0.40256 | 13. $0.225 to $99,999.000 | 0 | 0 | 01. ($9,999.00) to $0.22 | 1 | 56452.0688 | 56220.6153 | 55990.1108 | 55760.5513 | 55531.933 | 55304.2521 | 55077.5047 | 54851.6869 | 54626.795 | 54402.8251 | 0 | 0 | 0 | 0 | 0 | 0 | 0 | 0 | 0 | 0 | 0 | 0 | 0 | 0 | 6140.753 | 6115.5759 | 6090.5021 | 6065.531 | 6040.6623 | 6015.8956 | 5991.2304 | 5966.6664 | 5942.2031 | 5917.84 | 0 | 0 | 0 | 0 | 0 | 0 | 0 | 0 | 0 | 0 | 0 | 0 | 0 | 0 | 60286.8598 | 6140.753 | 12256.3289 | 18346.831 | 24412.362 | 30453.0243 | 36468.9199 | 42460.1503 | 48426.8167 | 54369.0198 | 60286.8598 | 60286.8598 | 60286.8598 | 60286.8598 | 60286.8598 | 60286.8598 | 60286.8598 | 60286.8598 | 60286.8598 | 60286.8598 | 60286.8598 | 60286.8598 | 60286.8598 | 60286.8598 | 60286.8598 | 0 | 0 | 0 | 0 | 0 | 0 | 0 | 0 | 0 | 0 | 0 | 0 | 0 | 0 | 0 | 0 | 0 | 0 | 0 | 0 | 0 | 0 | 0 | 0 | 0 | 0 | 0 | 0 | 0 | 0 | 0 | 0 | 0 | 0 | 0 | 0 | 0 | 0 | 0 | 0 | 0 | 0 | 0 | 0 | 0 | 0 | 0 | 0 | 0 | 0 | 0 | 0 | 0 | 0 | 0 | 0 | 0 | 0 | 0 | 0 | 0 | 0.26033 | 0.51959 | 0.77779 | 1.0349 | 1.291 | 1.5461 | 1.8001 | 2.053 | 2.3049 | 2.5558 | 2.5558 | 2.5558 | 2.5558 | 2.5558 | 2.5558 | 2.5558 | 2.5558 | 2.5558 | 2.5558 | 2.5558 | 2.5558 | 2.5558 | 2.5558 | 2.5558 | 28857.3749 | 28739.0597 | 28621.2295 | 28503.8825 | 28387.0166 | 28270.6298 | 28154.7202 | 28039.2859 | 27924.3248 | 27809.8351 | 0 | 0 | 0 | 0 | 0 | 0 | 0 | 0 | 0 | 0 | 0 | 0 | 0 | 0 | 283307.3589 | 0 | 0 | 0 | 0 | 0 | 0 | 0 | 0 | 0 | 0 | 0 | 0 | 0 | 0 | 0 | 0 | 0 | 0 | 0 | 0 | 0.04263% | 2.618 | 5.2252 | 7.8218 | 10.4077 | 12.983 | 15.5477 | 18.1019 | 20.6457 | 23.179 | 25.7019 | 25.7019 | 25.7019 | 25.7019 | 25.7019 | 25.7019 | 25.7019 | 25.7019 | 25.7019 | 25.7019 | 25.7019 | 25.7019 | 25.7019 | 25.7019 | 25.7019
| Com-Tuneup_Chiller-Cadmus | M_Input | Cadmus created workbook. Chiller EUIs based on Cadmus developed 2014 PSE EUIs. Percent savings based on United States Department of Energy. Building Technologies Program: Hospitals Benefit by Improving Inefficient Chiller Systems. White paper. August 2011. The paper found that coil cleaning, the primary savings associated with this cooling tune-up measure, reduces annual cooling energy consumption by 5% to 7%. See Wisconsin Focus on Energy Technical Reference Manual. February 2016. Cooling System Tune-Up. Page 178 - 181. Measure cost based on Xcel Energy: Energy Efficiency Bottom Line Opportunities for Metro Denver Companies, June 2006. EUL based on PA Consulting Group Inc. State of Wisconsin Public Service Commission of Wisconsin Focus on Energy Evaluation Business Programs: Measure Life Study. Final Report. August 25, 2009. Available online: https://focusonenergy.com/sites/default/files/bpmeasurelifestudyfinal_evaluationreport.pdf | 2020 | Retro | 2022 | 2045 | PSE | Commercial | Residential Care | Electric | Per Building Sqft - Chiller Tune Up |  |  | Residential Care Tune-up - Chiller Maintenance |  | 0.10397 | 5 | 0.16891 | 0 |  | 0 | 0 | 0 | 0 | 0 | 0 | 0 | 0 |  | 0 | 0 | 0 | Cooling | Chillers | Chiller | Chiller tune up and maintenance | CommCOOL | 0.004239% | 6.763% | 6.763% | 89213.7828 | 1 | 13.62% | 20% | 85% | 6.8% | 0.2% | 0.026055 | 0.0006488 | 0.0026704 | 0.48087 | 0 | 0 | 0 | 0.51134 | 0.030463 |  | 0.42132 | 0 | 0.42132 | 13. $0.225 to $99,999.000 | 0 | 0 | 01. ($9,999.00) to $0.22 | 1 | 15183.1402 | 15120.8893 | 15058.8937 | 14997.1522 | 14935.6639 | 14874.4277 | 14813.4425 | 14752.7074 | 14692.2213 | 14631.9832 | 0 | 0 | 0 | 0 | 0 | 0 | 0 | 0 | 0 | 0 | 0 | 0 | 0 | 0 | 1578.5326 | 1572.0606 | 1565.6151 | 1559.1961 | 1552.8034 | 1546.4369 | 1540.0965 | 1533.7821 | 1527.4936 | 1521.2309 | 0 | 0 | 0 | 0 | 0 | 0 | 0 | 0 | 0 | 0 | 0 | 0 | 0 | 0 | 15497.2478 | 1578.5326 | 3150.5931 | 4716.2083 | 6275.4044 | 7828.2078 | 9374.6447 | 10914.7412 | 12448.5233 | 13976.0169 | 15497.2478 | 15497.2478 | 15497.2478 | 15497.2478 | 15497.2478 | 15497.2478 | 15497.2478 | 15497.2478 | 15497.2478 | 15497.2478 | 15497.2478 | 15497.2478 | 15497.2478 | 15497.2478 | 15497.2478 | 0 | 0 | 0 | 0 | 0 | 0 | 0 | 0 | 0 | 0 | 0 | 0 | 0 | 0 | 0 | 0 | 0 | 0 | 0 | 0 | 0 | 0 | 0 | 0 | 0 | 0 | 0 | 0 | 0 | 0 | 0 | 0 | 0 | 0 | 0 | 0 | 0 | 0 | 0 | 0 | 0 | 0 | 0 | 0 | 0 | 0 | 0 | 0 | 0 | 0 | 0 | 0 | 0 | 0 | 0 | 0 | 0 | 0 | 0 | 0 | 0 | 0.06692 | 0.13357 | 0.19994 | 0.26604 | 0.33187 | 0.39743 | 0.46272 | 0.52774 | 0.5925 | 0.65699 | 0.65699 | 0.65699 | 0.65699 | 0.65699 | 0.65699 | 0.65699 | 0.65699 | 0.65699 | 0.65699 | 0.65699 | 0.65699 | 0.65699 | 0.65699 | 0.65699 | 7763.7057 | 7731.8745 | 7700.1738 | 7668.6031 | 7637.1618 | 7605.8494 | 7574.6655 | 7543.6093 | 7512.6805 | 7481.8785 | 0 | 0 | 0 | 0 | 0 | 0 | 0 | 0 | 0 | 0 | 0 | 0 | 0 | 0 | 76220.2021 | 0 | 0 | 0 | 0 | 0 | 0 | 0 | 0 | 0 | 0 | 0 | 0 | 0 | 0 | 0 | 0 | 0 | 0 | 0 | 0 | 0.04263% | 0.67297 | 1.3432 | 2.0106 | 2.6754 | 3.3374 | 3.9967 | 4.6533 | 5.3071 | 5.9584 | 6.6069 | 6.6069 | 6.6069 | 6.6069 | 6.6069 | 6.6069 | 6.6069 | 6.6069 | 6.6069 | 6.6069 | 6.6069 | 6.6069 | 6.6069 | 6.6069 | 6.6069
| Com-Tuneup_Chiller-Cadmus | M_Input | Cadmus created workbook. Chiller EUIs based on Cadmus developed 2014 PSE EUIs. Percent savings based on United States Department of Energy. Building Technologies Program: Hospitals Benefit by Improving Inefficient Chiller Systems. White paper. August 2011. The paper found that coil cleaning, the primary savings associated with this cooling tune-up measure, reduces annual cooling energy consumption by 5% to 7%. See Wisconsin Focus on Energy Technical Reference Manual. February 2016. Cooling System Tune-Up. Page 178 - 181. Measure cost based on Xcel Energy: Energy Efficiency Bottom Line Opportunities for Metro Denver Companies, June 2006. EUL based on PA Consulting Group Inc. State of Wisconsin Public Service Commission of Wisconsin Focus on Energy Evaluation Business Programs: Measure Life Study. Final Report. August 25, 2009. Available online: https://focusonenergy.com/sites/default/files/bpmeasurelifestudyfinal_evaluationreport.pdf | 2020 | Retro | 2022 | 2045 | PSE | Commercial | Assembly | Electric | Per Building Sqft - Chiller Tune Up |  |  | Assembly Tune-up - Chiller Maintenance |  | 0.10397 | 5 | 0.16891 | 0 |  | 0 | 0 | 0 | 0 | 0 | 0 | 0 | 0 |  | 0 | 0 | 0 | Cooling | Chillers | Chiller | Chiller tune up and maintenance | CommCOOL | 0.004239% | 6.763% | 6.763% | 13631.2945 | 1 | 19.38% | 20% | 85% | 6.8% | 0.2% | 0.026055 | 0.0006488 | 0.0026704 | 0.48087 | 0 | 0 | 0 | 0.51134 | 0.030463 |  | 0.42132 | 0 | 0.42132 | 13. $0.225 to $99,999.000 | 0 | 0 | 01. ($9,999.00) to $0.22 | 1 | 41319.6338 | 41134.2464 | 40949.6908 | 40765.9632 | 40583.0599 | 40400.9772 | 40219.7115 | 40039.2591 | 39859.6162 | 39680.7794 | 0 | 0 | 0 | 0 | 0 | 0 | 0 | 0 | 0 | 0 | 0 | 0 | 0 | 0 | 4295.843 | 4276.569 | 4257.3815 | 4238.28 | 4219.2643 | 4200.3339 | 4181.4884 | 4162.7274 | 4144.0506 | 4125.4577 | 0 | 0 | 0 | 0 | 0 | 0 | 0 | 0 | 0 | 0 | 0 | 0 | 0 | 0 | 42101.3959 | 4295.843 | 8572.4121 | 12829.7936 | 17068.0736 | 21287.3379 | 25487.6718 | 29669.1601 | 33831.8875 | 37975.9382 | 42101.3959 | 42101.3959 | 42101.3959 | 42101.3959 | 42101.3959 | 42101.3959 | 42101.3959 | 42101.3959 | 42101.3959 | 42101.3959 | 42101.3959 | 42101.3959 | 42101.3959 | 42101.3959 | 42101.3959 | 0 | 0 | 0 | 0 | 0 | 0 | 0 | 0 | 0 | 0 | 0 | 0 | 0 | 0 | 0 | 0 | 0 | 0 | 0 | 0 | 0 | 0 | 0 | 0 | 0 | 0 | 0 | 0 | 0 | 0 | 0 | 0 | 0 | 0 | 0 | 0 | 0 | 0 | 0 | 0 | 0 | 0 | 0 | 0 | 0 | 0 | 0 | 0 | 0 | 0 | 0 | 0 | 0 | 0 | 0 | 0 | 0 | 0 | 0 | 0 | 0 | 0.18212 | 0.36342 | 0.54391 | 0.72358 | 0.90245 | 1.0805 | 1.2578 | 1.4343 | 1.61 | 1.7848 | 1.7848 | 1.7848 | 1.7848 | 1.7848 | 1.7848 | 1.7848 | 1.7848 | 1.7848 | 1.7848 | 1.7848 | 1.7848 | 1.7848 | 1.7848 | 1.7848 | 21128.2693 | 21033.4738 | 20939.1037 | 20845.1569 | 20751.6316 | 20658.526 | 20565.838 | 20473.566 | 20381.7079 | 20290.262 | 0 | 0 | 0 | 0 | 0 | 0 | 0 | 0 | 0 | 0 | 0 | 0 | 0 | 0 | 207067.5352 | 0 | 0 | 0 | 0 | 0 | 0 | 0 | 0 | 0 | 0 | 0 | 0 | 0 | 0 | 0 | 0 | 0 | 0 | 0 | 0 | 0.04263% | 1.8314 | 3.6547 | 5.4697 | 7.2766 | 9.0754 | 10.8661 | 12.6488 | 14.4235 | 16.1902 | 17.949 | 17.949 | 17.949 | 17.949 | 17.949 | 17.949 | 17.949 | 17.949 | 17.949 | 17.949 | 17.949 | 17.949 | 17.949 | 17.949 | 17.949
| Com-Tuneup_Chiller-Cadmus | M_Input | Cadmus created workbook. Chiller EUIs based on Cadmus developed 2014 PSE EUIs. Percent savings based on United States Department of Energy. Building Technologies Program: Hospitals Benefit by Improving Inefficient Chiller Systems. White paper. August 2011. The paper found that coil cleaning, the primary savings associated with this cooling tune-up measure, reduces annual cooling energy consumption by 5% to 7%. See Wisconsin Focus on Energy Technical Reference Manual. February 2016. Cooling System Tune-Up. Page 178 - 181. Measure cost based on Xcel Energy: Energy Efficiency Bottom Line Opportunities for Metro Denver Companies, June 2006. EUL based on PA Consulting Group Inc. State of Wisconsin Public Service Commission of Wisconsin Focus on Energy Evaluation Business Programs: Measure Life Study. Final Report. August 25, 2009. Available online: https://focusonenergy.com/sites/default/files/bpmeasurelifestudyfinal_evaluationreport.pdf | 2020 | Retro | 2022 | 2045 | PSE | Commercial | Other | Electric | Per Building Sqft - Chiller Tune Up |  |  | Other Tune-up - Chiller Maintenance |  | 0.10397 | 5 | 0.16891 | 0 |  | 0 | 0 | 0 | 0 | 0 | 0 | 0 | 0 |  | 0 | 0 | 0 | Cooling | Chillers | Chiller | Chiller tune up and maintenance | CommCOOL | 0.004239% | 6.763% | 6.763% | 22414.5695 | 1 | 23.31% | 20% | 85% | 6.8% | 0.2% | 0.026055 | 0.0006488 | 0.0026704 | 0.48087 | 0 | 0 | 0 | 0.51134 | 0.030463 |  | 0.42132 | 0 | 0.42132 | 13. $0.225 to $99,999.000 | 0 | 0 | 01. ($9,999.00) to $0.22 | 1 | 139970.108 | 138710.3771 | 137461.9837 | 136224.8258 | 134998.8024 | 133783.8132 | 132579.7588 | 131386.541 | 130204.0621 | 129032.2256 | 0 | 0 | 0 | 0 | 0 | 0 | 0 | 0 | 0 | 0 | 0 | 0 | 0 | 0 | 14552.1526 | 14421.1832 | 14291.3925 | 14162.77 | 14035.3051 | 13908.9873 | 13783.8064 | 13659.7522 | 13536.8144 | 13414.9831 | 0 | 0 | 0 | 0 | 0 | 0 | 0 | 0 | 0 | 0 | 0 | 0 | 0 | 0 | 139767.1468 | 14552.1526 | 28973.3357 | 43264.7283 | 57427.4983 | 71462.8034 | 85371.7907 | 99155.5971 | 112815.3493 | 126352.1637 | 139767.1468 | 139767.1468 | 139767.1468 | 139767.1468 | 139767.1468 | 139767.1468 | 139767.1468 | 139767.1468 | 139767.1468 | 139767.1468 | 139767.1468 | 139767.1468 | 139767.1468 | 139767.1468 | 139767.1468 | 0 | 0 | 0 | 0 | 0 | 0 | 0 | 0 | 0 | 0 | 0 | 0 | 0 | 0 | 0 | 0 | 0 | 0 | 0 | 0 | 0 | 0 | 0 | 0 | 0 | 0 | 0 | 0 | 0 | 0 | 0 | 0 | 0 | 0 | 0 | 0 | 0 | 0 | 0 | 0 | 0 | 0 | 0 | 0 | 0 | 0 | 0 | 0 | 0 | 0 | 0 | 0 | 0 | 0 | 0 | 0 | 0 | 0 | 0 | 0 | 0 | 0.61692 | 1.2283 | 1.8342 | 2.4346 | 3.0296 | 3.6192 | 4.2036 | 4.7827 | 5.3566 | 5.9253 | 5.9253 | 5.9253 | 5.9253 | 5.9253 | 5.9253 | 5.9253 | 5.9253 | 5.9253 | 5.9253 | 5.9253 | 5.9253 | 5.9253 | 5.9253 | 5.9253 | 71571.9349 | 70927.7875 | 70289.4374 | 69656.8324 | 69029.9209 | 68408.6516 | 67792.9738 | 67182.837 | 66578.1915 | 65978.9878 | 0 | 0 | 0 | 0 | 0 | 0 | 0 | 0 | 0 | 0 | 0 | 0 | 0 | 0 | 687417.5547 | 0 | 0 | 0 | 0 | 0 | 0 | 0 | 0 | 0 | 0 | 0 | 0 | 0 | 0 | 0 | 0 | 0 | 0 | 0 | 0 | 0.04263% | 6.204 | 12.3521 | 18.4449 | 24.4829 | 30.4665 | 36.3963 | 42.2727 | 48.0962 | 53.8674 | 59.5865 | 59.5865 | 59.5865 | 59.5865 | 59.5865 | 59.5865 | 59.5865 | 59.5865 | 59.5865 | 59.5865 | 59.5865 | 59.5865 | 59.5865 | 59.5865 | 59.5865
| Com-Cooling_DX_Cadmus | M_Input | Cadmus created workbook. Based on the PSE 2014 cooling DX EUI, 2014 CBSA analysis to determine capacity per sqft by capacity buckets, and costs based on the NEEP Phase 4 Incremental Cost Report for the measure "Commercial Unitary AC". Baseline cost based on DEER 2008 were used to establish full costs. Costs were interpolated based on the associated efficiency and capacity bucket | 2020 | NR and New | 2022 | 2045 | PSE | Commercial | Lodging | Electric | Per Building Sqft of Cooling DX - 240 to 760 kBtuh |  |  | Lodging DX Package 240 to 760 kBtuh - Premium Efficiency |  | 0.34682 | 15 | 0.60434 | 0 |  | 0 | 0 | 0 | 0 | 0 | 0 | 0 | 0 |  | 0 | 0 | 0 | Cooling | Cooling DX | Cooling DX | Cooling DX 240 to 760 kBtuh Premium | CommCOOL | 0.004239% | 15.99% | 15.99% | 31385.388 | 1 | 24.73% | 6.667% | 85% | 6.8% | 0.2% | 0.22806 | 0.0021643 | 0.023022 | 0.77573 | 0 | 0 | 0 | 0.87141 | 0.095681 |  | 0.21524 | 0 | 0.21524 | 12. $0.200 to $0.225 | 0 | 0 | 01. ($9,999.00) to $0.22 | 1 | 2148.7947 | 4939.1985 | 7941.0168 | 10298.68 | 14470.8526 | 19567.6465 | 25940.7428 | 28216.1127 | 36097.1751 | 42199.5618 | 43045.7563 | 39490.359 | 48444.8943 | 51658.5657 | 49441.4328 | 44482.5241 | 47465.2097 | 48811.2052 | 49664.3592 | 46190.2111 | 48127.7725 | 48290.6983 | 50429.5237 | 47049.6761 | 745.2356 | 1712.9912 | 2754.0687 | 3571.7431 | 5018.7177 | 6786.3655 | 8996.6548 | 9785.7886 | 12519.0642 | 14635.4672 | 14928.9407 | 13695.8734 | 16801.4461 | 17915.9975 | 17147.0612 | 15427.2342 | 16461.6762 | 16928.4885 | 17224.3756 | 16019.4867 | 16691.4633 | 16747.9685 | 17489.7466 | 16317.5626 | 296323.4179 | 745.2356 | 2458.2268 | 5212.2954 | 8784.0385 | 13802.7562 | 20589.1217 | 29585.7765 | 39371.5652 | 51890.6294 | 66526.0966 | 81455.0373 | 95150.9107 | 111952.3568 | 129868.3544 | 147015.4156 | 162442.6498 | 178904.326 | 195832.8145 | 213057.1901 | 229076.6768 | 245768.1402 | 262516.1087 | 280005.8553 | 296323.4179 | 0 | 0 | 0 | 0 | 0 | 0 | 0 | 0 | 0 | 0 | 0 | 0 | 0 | 0 | 0 | 0 | 0 | 0 | 0 | 0 | 0 | 0 | 0 | 0 | 0 | 0 | 0 | 0 | 0 | 0 | 0 | 0 | 0 | 0 | 0 | 0 | 0 | 0 | 0 | 0 | 0 | 0 | 0 | 0 | 0 | 0 | 0 | 0 | 0 | 0 | 0 | 0 | 0 | 0 | 0 | 0 | 0 | 0 | 0 | 0 | 0 | 0.031593 | 0.10421 | 0.22097 | 0.37239 | 0.58515 | 0.87285 | 1.2543 | 1.6691 | 2.1998 | 2.8203 | 3.4532 | 4.0338 | 4.7461 | 5.5056 | 6.2326 | 6.8866 | 7.5845 | 8.3021 | 9.0323 | 9.7115 | 10.4191 | 11.1291 | 11.8706 | 12.5623 | 1872.476 | 4304.0549 | 6919.8621 | 8974.3477 | 12610.0104 | 17051.3952 | 22604.9595 | 24587.7341 | 31455.3515 | 36773.0174 | 37510.3977 | 34412.1976 | 42215.2474 | 45015.665 | 43083.6387 | 38762.4081 | 41361.5428 | 42534.4535 | 43277.8984 | 40250.4994 | 41938.9051 | 42080.8799 | 43944.6685 | 40999.4437 | 744541.0546 | 0 | 0 | 0 | 0 | 0 | 0 | 0 | 0 | 0 | 0 | 0 | 0 | 0 | 0 | 0 | 0 | 0 | 0 | 0 | 0 | 0.04263% | 0.31771 | 1.048 | 2.2221 | 3.7449 | 5.8845 | 8.7777 | 12.6132 | 16.7852 | 22.1224 | 28.3619 | 34.7265 | 40.5654 | 47.7283 | 55.3664 | 62.6767 | 69.2537 | 76.2718 | 83.4888 | 90.8321 | 97.6616 | 104.7776 | 111.9177 | 119.3741 | 126.3307
| Com-Cooling_DX_Cadmus | M_Input | Cadmus created workbook. Based on the PSE 2014 cooling DX EUI, 2014 CBSA analysis to determine capacity per sqft by capacity buckets, and costs based on the NEEP Phase 4 Incremental Cost Report for the measure "Commercial Unitary AC". Baseline cost based on DEER 2008 were used to establish full costs. Costs were interpolated based on the associated efficiency and capacity bucket | 2020 | NR and New | 2022 | 2023 | PSE | Commercial | Lodging | Electric | Per Building Sqft of Cooling DX - 240 to 760 kBtuh |  |  | Lodging DX Package 240 to 760 kBtuh - Federal Standard 2023 |  | 0.17939 | 15 | 0.20145 | 0 |  | 0 | 0 | 0 | 0 | 0 | 0 | 0 | 0 |  | 0 | 0 | 0 | Cooling | Cooling DX | Cooling DX | Cooling DX 240 to 760 kBtuh Standard | CommCOOL | 0.004239% | 15.99% | 15.99% | 31385.388 | 1 | 24.73% | 6.667% | 85% | 6.8% | 0.2% | 0.11796 | 0.0011195 | 0.011908 | 0.25858 | 0 | 0 | 0 | 0.28584 | 0.027262 |  | 0.1365 | 0 | 0.1365 | 09. $0.130 to $0.150 | 1 | 0 | 01. ($9,999.00) to $0.22 | 1 | 2148.7947 | 4939.1985 | 7941.0168 | 10298.68 | 14470.8526 | 19567.6465 | 25940.7428 | 28216.1127 | 36097.1751 | 42199.5618 | 43045.7563 | 39490.359 | 48444.8943 | 51658.5657 | 49441.4328 | 44482.5241 | 47465.2097 | 48811.2052 | 49664.3592 | 46190.2111 | 48127.7725 | 48290.6983 | 50429.5237 | 47049.6761 | 385.4667 | 886.0299 | 1424.5183 | 1847.4533 | 2595.8885 | 3510.189 | 4653.4421 | 5061.6148 | 6475.378 | 7570.0693 | 7721.8659 | 7084.0724 | 8690.4032 | 9266.8953 | 8869.1696 | 7979.6039 | 8514.6601 | 8756.1147 | 8909.1598 | 8285.9414 | 8633.5155 | 8662.7423 | 9046.4206 | 8440.1186 | 153270.7334 | 385.4667 | 1271.4966 | 2696.0149 | 4543.4682 | 7139.3567 | 10649.5457 | 15302.9879 | 20364.6027 | 26839.9807 | 34410.05 | 42131.9159 | 49215.9883 | 57906.3915 | 67173.2867 | 76042.4564 | 84022.0603 | 92536.7204 | 101292.8351 | 110201.9949 | 118487.9363 | 127121.4518 | 135784.1942 | 144830.6148 | 153270.7334 | 0 | 0 | 0 | 0 | 0 | 0 | 0 | 0 | 0 | 0 | 0 | 0 | 0 | 0 | 0 | 0 | 0 | 0 | 0 | 0 | 0 | 0 | 0 | 0 | 0 | 0 | 0 | 0 | 0 | 0 | 0 | 0 | 0 | 0 | 0 | 0 | 0 | 0 | 0 | 0 | 0 | 0 | 0 | 0 | 0 | 0 | 0 | 0 | 0 | 0 | 0 | 0 | 0 | 0 | 0 | 0 | 0 | 0 | 0 | 0 | 0 | 0.016341 | 0.053904 | 0.11429 | 0.19262 | 0.30267 | 0.45148 | 0.64875 | 0.86334 | 1.1379 | 1.4588 | 1.7861 | 2.0865 | 2.4549 | 2.8477 | 3.2237 | 3.562 | 3.923 | 4.2942 | 4.6719 | 5.0232 | 5.3892 | 5.7564 | 6.1399 | 6.4978 | 614.2055 | 1411.8068 | 2269.8383 | 2943.7462 | 4136.3085 | 5593.1619 | 7414.8302 | 8065.2156 | 10317.9167 | 12062.206 | 12304.0799 | 11287.815 | 13847.3546 | 14765.9415 | 14132.2024 | 12714.7617 | 13567.3243 | 13952.0599 | 14195.9231 | 13202.8822 | 13756.7094 | 13803.2797 | 14414.6356 | 13448.5493 | 244222.7542 | 0 | 0 | 0 | 0 | 0 | 0 | 0 | 0 | 0 | 0 | 0 | 0 | 0 | 0 | 0 | 0 | 0 | 0 | 0 | 0 | 0.04263% | 0.16433 | 0.54207 | 1.1494 | 1.937 | 3.0437 | 4.5402 | 6.5241 | 8.682 | 11.4426 | 14.6699 | 17.962 | 20.9821 | 24.6871 | 28.6378 | 32.419 | 35.8209 | 39.4509 | 43.1839 | 46.9821 | 50.5146 | 54.1953 | 57.8885 | 61.7452 | 65.3435
| Com-Cooling_DX_Cadmus | M_Input | Cadmus created workbook. Based on the PSE 2014 cooling DX EUI, 2014 CBSA analysis to determine capacity per sqft by capacity buckets, and costs based on the NEEP Phase 4 Incremental Cost Report for the measure "Commercial Unitary AC". Baseline cost based on DEER 2008 were used to establish full costs. Costs were interpolated based on the associated efficiency and capacity bucket | 2020 | NR and New | 2022 | 2045 | PSE | Commercial | Lodging | Electric | Per Building Sqft of Cooling DX - 135 to 240 kBtuh |  |  | Lodging DX Package 135 to 240 kBtuh - Premium Efficiency |  | 0.281 | 15 | 0.58435 | 0 |  | 0 | 0 | 0 | 0 | 0 | 0 | 0 | 0 |  | 0 | 0 | 0 | Cooling | Cooling DX | Cooling DX | Cooling DX 135 to 240 kBtuh Premium | CommCOOL | 0.004239% | 15.99% | 15.99% | 31385.388 | 1 | 30.15% | 6.667% | 85% | 6.8% | 0.2% | 0.18478 | 0.0017536 | 0.018653 | 0.75008 | 0 | 0 | 0 | 0.84654 | 0.096464 |  | 0.25807 | 0 | 0.25807 | 13. $0.225 to $99,999.000 | 0 | 0 | 01. ($9,999.00) to $0.22 | 1 | 2619.8778 | 6022.0256 | 9681.9365 | 12556.4733 | 17643.3168 | 23857.4876 | 31627.7663 | 34401.9686 | 44010.8069 | 51451.0278 | 52482.7346 | 48147.883 | 59065.5329 | 62983.7417 | 60280.5439 | 54234.487 | 57871.0707 | 59512.1507 | 60552.3428 | 56316.5525 | 58678.8881 | 58877.5324 | 61485.2552 | 57364.4391 | 736.1957 | 1692.2122 | 2720.6612 | 3528.417 | 4957.8395 | 6704.0453 | 8887.5233 | 9667.0848 | 12367.2051 | 14457.9357 | 14747.8492 | 13529.7393 | 16597.6407 | 17698.6724 | 16939.0634 | 15240.0983 | 16261.9923 | 16723.142 | 17015.44 | 15825.1667 | 16488.992 | 16544.8118 | 17277.5919 | 16119.6268 | 292728.9467 | 736.1957 | 2428.4079 | 5149.0691 | 8677.4861 | 13635.3256 | 20339.3709 | 29226.8943 | 38893.979 | 51261.1841 | 65719.1198 | 80466.969 | 93996.7083 | 110594.349 | 128293.0214 | 145232.0848 | 160472.1831 | 176734.1754 | 193457.3174 | 210472.7574 | 226297.9241 | 242786.9161 | 259331.7279 | 276609.3199 | 292728.9467 | 0 | 0 | 0 | 0 | 0 | 0 | 0 | 0 | 0 | 0 | 0 | 0 | 0 | 0 | 0 | 0 | 0 | 0 | 0 | 0 | 0 | 0 | 0 | 0 | 0 | 0 | 0 | 0 | 0 | 0 | 0 | 0 | 0 | 0 | 0 | 0 | 0 | 0 | 0 | 0 | 0 | 0 | 0 | 0 | 0 | 0 | 0 | 0 | 0 | 0 | 0 | 0 | 0 | 0 | 0 | 0 | 0 | 0 | 0 | 0 | 0 | 0.03121 | 0.10295 | 0.21829 | 0.36787 | 0.57806 | 0.86227 | 1.239 | 1.6489 | 2.1732 | 2.7861 | 3.4113 | 3.9849 | 4.6885 | 5.4388 | 6.157 | 6.803 | 7.4925 | 8.2014 | 8.9228 | 9.5937 | 10.2927 | 10.9941 | 11.7266 | 12.4099 | 2217.8418 | 5097.9095 | 8196.185 | 10629.6069 | 14935.8436 | 20196.4125 | 26774.2951 | 29122.7794 | 37257.0836 | 43555.5578 | 44428.943 | 40759.3004 | 50001.5712 | 53318.5073 | 51030.1315 | 45911.8784 | 48990.4065 | 50379.6528 | 51260.2212 | 47674.4384 | 49674.2594 | 49842.4205 | 52049.9726 | 48561.5205 | 881866.7391 | 0 | 0 | 0 | 0 | 0 | 0 | 0 | 0 | 0 | 0 | 0 | 0 | 0 | 0 | 0 | 0 | 0 | 0 | 0 | 0 | 0.04263% | 0.31386 | 1.0353 | 2.1952 | 3.6994 | 5.8131 | 8.6712 | 12.4602 | 16.5816 | 21.854 | 28.0178 | 34.3053 | 40.0733 | 47.1494 | 54.6948 | 61.9164 | 68.4136 | 75.3466 | 82.4761 | 89.7303 | 96.4769 | 103.5067 | 110.5602 | 117.9261 | 124.7983
| Com-Cooling_DX_Cadmus | M_Input | Cadmus created workbook. Based on the PSE 2014 cooling DX EUI, 2014 CBSA analysis to determine capacity per sqft by capacity buckets, and costs based on the NEEP Phase 4 Incremental Cost Report for the measure "Commercial Unitary AC". Baseline cost based on DEER 2008 were used to establish full costs. Costs were interpolated based on the associated efficiency and capacity bucket | 2020 | NR and New | 2022 | 2023 | PSE | Commercial | Lodging | Electric | Per Building Sqft of Cooling DX - 135 to 240 kBtuh |  |  | Lodging DX Package 135 to 240 kBtuh - Federal Standard 2023 |  | 0.1755 | 15 | 0.24461 | 0 |  | 0 | 0 | 0 | 0 | 0 | 0 | 0 | 0 |  | 0 | 0 | 0 | Cooling | Cooling DX | Cooling DX | Cooling DX 135 to 240 kBtuh Standard | CommCOOL | 0.004239% | 15.99% | 15.99% | 31385.388 | 1 | 30.15% | 6.667% | 85% | 6.8% | 0.2% | 0.1154 | 0.0010952 | 0.01165 | 0.31399 | 0 | 0 | 0 | 0.35016 | 0.036178 |  | 0.17092 | 0 | 0.17092 | 10. $0.150 to $0.175 | 0 | 0 | 01. ($9,999.00) to $0.22 | 1 | 2619.8778 | 6022.0256 | 9681.9365 | 12556.4733 | 17643.3168 | 23857.4876 | 31627.7663 | 34401.9686 | 44010.8069 | 51451.0278 | 52482.7346 | 48147.883 | 59065.5329 | 62983.7417 | 60280.5439 | 54234.487 | 57871.0707 | 59512.1507 | 60552.3428 | 56316.5525 | 58678.8881 | 58877.5324 | 61485.2552 | 57364.4391 | 459.7771 | 1056.8392 | 1699.1376 | 2203.6063 | 3096.3251 | 4186.885 | 5550.535 | 6037.3954 | 7723.7046 | 9029.4309 | 9210.491 | 8449.7434 | 10365.7433 | 11053.3719 | 10578.9725 | 9517.9159 | 10156.1205 | 10444.1228 | 10626.672 | 9883.3093 | 10297.8889 | 10332.7501 | 10790.3941 | 10067.2088 | 182818.3407 | 459.7771 | 1516.6163 | 3215.754 | 5419.3602 | 8515.6854 | 12702.5704 | 18253.1054 | 24290.5008 | 32014.2054 | 41043.6363 | 50254.1273 | 58703.8707 | 69069.6141 | 80122.986 | 90701.9584 | 100219.8743 | 110375.9948 | 120820.1176 | 131446.7896 | 141330.0989 | 151627.9877 | 161960.7378 | 172751.1319 | 182818.3407 | 0 | 0 | 0 | 0 | 0 | 0 | 0 | 0 | 0 | 0 | 0 | 0 | 0 | 0 | 0 | 0 | 0 | 0 | 0 | 0 | 0 | 0 | 0 | 0 | 0 | 0 | 0 | 0 | 0 | 0 | 0 | 0 | 0 | 0 | 0 | 0 | 0 | 0 | 0 | 0 | 0 | 0 | 0 | 0 | 0 | 0 | 0 | 0 | 0 | 0 | 0 | 0 | 0 | 0 | 0 | 0 | 0 | 0 | 0 | 0 | 0 | 0.019492 | 0.064295 | 0.13633 | 0.22975 | 0.36101 | 0.53851 | 0.77382 | 1.0298 | 1.3572 | 1.74 | 2.1305 | 2.4887 | 2.9281 | 3.3967 | 3.8452 | 4.2487 | 4.6793 | 5.122 | 5.5725 | 5.9915 | 6.4281 | 6.8662 | 7.3236 | 7.7504 | 917.3893 | 2108.7021 | 3390.2746 | 4396.8365 | 6178.0707 | 8354.0554 | 11074.9344 | 12046.3628 | 15411.0409 | 18016.3453 | 18377.6128 | 16859.6998 | 20682.6779 | 22054.6972 | 21108.1321 | 18991.0151 | 20264.4191 | 20839.0678 | 21203.3066 | 19720.0814 | 20547.2885 | 20616.8467 | 21529.9798 | 20087.0145 | 364775.8512 | 0 | 0 | 0 | 0 | 0 | 0 | 0 | 0 | 0 | 0 | 0 | 0 | 0 | 0 | 0 | 0 | 0 | 0 | 0 | 0 | 0.04263% | 0.19602 | 0.64657 | 1.371 | 2.3104 | 3.6305 | 5.4155 | 7.7818 | 10.3557 | 13.6485 | 17.498 | 21.4247 | 25.0271 | 29.4463 | 34.1586 | 38.6687 | 42.7265 | 47.0563 | 51.5089 | 56.0393 | 60.2529 | 64.6431 | 69.0483 | 73.6485 | 77.9404
| Com-Tuneup_Cooling_DX-Cadmus | M_Input | Cadmus created workbook. Cooling DX EUIs based on Cadmus developed 2014 PSE EUIs. Percent savings based on Wisconsin Focus on Energy Technical Reference Manual. February 2016. Air Conditioning Unit Tune Up - Coil Cleaning. Page 165 - 168 and Air Conditioning Unit Tune Up - Refrigerant Charge Correction. Page 169 - 172. Costs based on CEE http://www.californiaenergyefficiency.com/docs/WtPaperCalAirConditionaerQualityInstallationProgram.pdf and GDS / Kema and TRANE Service Center provided estimated costs ranging from $3000 to $8000 depending on system. XCEL 2005 http://www.metrodenver.org/documents/newsCenter/EnergyEfficiencyReport.pdf and GDS 2006 Report for North Carolina Utilities Commission and 2005 http://eetd.lbl.gov/emills/PUBS/PDF/NCBC_Mills_6Apr05.pdf and Wisconsin Focus on Energy Technical Reference Manual. February 2016. Air Conditioning Unit Tune Up - Refrigerant Charge Correction. Page 169 - 172. EUL based on California Energy Commission and California Public Utilities Commission. Database for Energy Efficient Resources (DEER) 2008 | 2020 | Retro | 2022 | 2045 | PSE | Commercial | Large Ret | Electric | Per Building Sqft - Cooling DX Tune Up |  |  | Large Ret Tune-up - DX Maintenance - Refrigerant Charge Correction |  | 0.030439 | 10 | 0.062515 | 0 |  | 0 | 0 | 0 | 0 | 0 | 0 | 0 | 0 |  | 0 | 0 | 0 | Cooling | Cooling DX | Cooling DX Tuneup | Cooling DX Tune Up and Maintenance | CommCOOL | 0.004239% | 47.57% | 47.57% | 94425.5221 | 1 | 50% | 10% | 85% | 6.8% | 0.2% | 0.014231 | 0.00018996 | 0.0014421 | 0.10349 | 0 | 0 | 0 | 0.11436 | 0.010871 |  | 0.32184 | 0 | 0.32184 | 13. $0.225 to $99,999.000 | 0 | 0 | 01. ($9,999.00) to $0.22 | 1 | 467399.7082 | 465249.6696 | 463109.5211 | 460979.2173 | 458858.7129 | 456747.9628 | 454646.9222 | 452555.5463 | 450473.7908 | 448401.6114 | 0 | 0 | 0 | 0 | 0 | 0 | 0 | 0 | 0 | 0 | 0 | 0 | 0 | 0 | 14227.293 | 14161.8475 | 14096.703 | 14031.8582 | 13967.3116 | 13903.062 | 13839.1079 | 13775.448 | 13712.0809 | 13649.0054 | 0 | 0 | 0 | 0 | 0 | 0 | 0 | 0 | 0 | 0 | 0 | 0 | 0 | 0 | 139363.7175 | 14227.293 | 28389.1405 | 42485.8435 | 56517.7017 | 70485.0133 | 84388.0753 | 98227.1832 | 112002.6312 | 125714.7122 | 139363.7175 | 139363.7175 | 139363.7175 | 139363.7175 | 139363.7175 | 139363.7175 | 139363.7175 | 139363.7175 | 139363.7175 | 139363.7175 | 139363.7175 | 139363.7175 | 139363.7175 | 139363.7175 | 139363.7175 | 0 | 0 | 0 | 0 | 0 | 0 | 0 | 0 | 0 | 0 | 0 | 0 | 0 | 0 | 0 | 0 | 0 | 0 | 0 | 0 | 0 | 0 | 0 | 0 | 0 | 0 | 0 | 0 | 0 | 0 | 0 | 0 | 0 | 0 | 0 | 0 | 0 | 0 | 0 | 0 | 0 | 0 | 0 | 0 | 0 | 0 | 0 | 0 | 0 | 0 | 0 | 0 | 0 | 0 | 0 | 0 | 0 | 0 | 0 | 0 | 0 | 0.60315 | 1.2035 | 1.8011 | 2.396 | 2.9881 | 3.5775 | 4.1642 | 4.7482 | 5.3295 | 5.9082 | 5.9082 | 5.9082 | 5.9082 | 5.9082 | 5.9082 | 5.9082 | 5.9082 | 5.9082 | 5.9082 | 5.9082 | 5.9082 | 5.9082 | 5.9082 | 5.9082 | 53452.7821 | 53206.8993 | 52962.1475 | 52718.5217 | 52476.0165 | 52234.6268 | 51994.3475 | 51755.1735 | 51517.0997 | 51280.1211 | 0 | 0 | 0 | 0 | 0 | 0 | 0 | 0 | 0 | 0 | 0 | 0 | 0 | 0 | 523597.7357 | 0 | 0 | 0 | 0 | 0 | 0 | 0 | 0 | 0 | 0 | 0 | 0 | 0 | 0 | 0 | 0 | 0 | 0 | 0 | 0 | 0.04263% | 6.0655 | 12.1031 | 18.1129 | 24.095 | 30.0497 | 35.9769 | 41.8769 | 47.7498 | 53.5956 | 59.4145 | 59.4145 | 59.4145 | 59.4145 | 59.4145 | 59.4145 | 59.4145 | 59.4145 | 59.4145 | 59.4145 | 59.4145 | 59.4145 | 59.4145 | 59.4145 | 59.4145
| Com-Tuneup_Cooling_DX-Cadmus | M_Input | Cadmus created workbook. Cooling DX EUIs based on Cadmus developed 2014 PSE EUIs. Percent savings based on Wisconsin Focus on Energy Technical Reference Manual. February 2016. Air Conditioning Unit Tune Up - Coil Cleaning. Page 165 - 168 and Air Conditioning Unit Tune Up - Refrigerant Charge Correction. Page 169 - 172. Costs based on CEE http://www.californiaenergyefficiency.com/docs/WtPaperCalAirConditionaerQualityInstallationProgram.pdf and GDS / Kema and TRANE Service Center provided estimated costs ranging from $3000 to $8000 depending on system. XCEL 2005 http://www.metrodenver.org/documents/newsCenter/EnergyEfficiencyReport.pdf and GDS 2006 Report for North Carolina Utilities Commission and 2005 http://eetd.lbl.gov/emills/PUBS/PDF/NCBC_Mills_6Apr05.pdf and Wisconsin Focus on Energy Technical Reference Manual. February 2016. Air Conditioning Unit Tune Up - Refrigerant Charge Correction. Page 169 - 172. EUL based on California Energy Commission and California Public Utilities Commission. Database for Energy Efficient Resources (DEER) 2008 | 2020 | Retro | 2022 | 2045 | PSE | Commercial | Large Ret | Electric | Per Building Sqft - Cooling DX Tune Up |  |  | Large Ret Tune-up - DX Maintenance - Coil Cleaning |  | 0.12842 | 3 | 0.64301 | 0 |  | 0 | 0 | 0 | 0 | 0 | 0 | 0 | 0 |  | 0 | 0 | 0 | Cooling | Cooling DX | Cooling DX Tuneup | Cooling DX Tune Up and Maintenance | CommCOOL | 0.004239% | 47.57% | 47.57% | 94425.5221 | 1 | 50% | 33.33% | 85% | 6.8% | 0.2% | 0.02007 | 0.00080141 | 0.0020871 | 2.8498 | 0 | 0 | 0 | 2.9755 | 0.12571 |  | 1.9848 | 0 | 1.9848 | 13. $0.225 to $99,999.000 | 0 | 0 | 01. ($9,999.00) to $0.22 | 1 | 467399.7082 | 465249.6696 | 463109.5211 | 460979.2173 | 458858.7129 | 456747.9628 | 454646.9222 | 452555.5463 | 450473.7908 | 448401.6114 | 0 | 0 | 0 | 0 | 0 | 0 | 0 | 0 | 0 | 0 | 0 | 0 | 0 | 0 | 60023.3007 | 59747.1935 | 59472.3564 | 59198.7836 | 58926.4692 | 58655.4074 | 58385.5926 | 58117.0188 | 57849.6805 | 57583.572 | 0 | 0 | 0 | 0 | 0 | 0 | 0 | 0 | 0 | 0 | 0 | 0 | 0 | 0 | 587959.3748 | 60023.3007 | 119770.4942 | 179242.8507 | 238441.6342 | 297368.1034 | 356023.5109 | 414409.1034 | 472526.1222 | 530375.8028 | 587959.3748 | 587959.3748 | 587959.3748 | 587959.3748 | 587959.3748 | 587959.3748 | 587959.3748 | 587959.3748 | 587959.3748 | 587959.3748 | 587959.3748 | 587959.3748 | 587959.3748 | 587959.3748 | 587959.3748 | 0 | 0 | 0 | 0 | 0 | 0 | 0 | 0 | 0 | 0 | 0 | 0 | 0 | 0 | 0 | 0 | 0 | 0 | 0 | 0 | 0 | 0 | 0 | 0 | 0 | 0 | 0 | 0 | 0 | 0 | 0 | 0 | 0 | 0 | 0 | 0 | 0 | 0 | 0 | 0 | 0 | 0 | 0 | 0 | 0 | 0 | 0 | 0 | 0 | 0 | 0 | 0 | 0 | 0 | 0 | 0 | 0 | 0 | 0 | 0 | 0 | 2.5446 | 5.0775 | 7.5988 | 10.1085 | 12.6066 | 15.0932 | 17.5684 | 20.0322 | 22.4847 | 24.9259 | 24.9259 | 24.9259 | 24.9259 | 24.9259 | 24.9259 | 24.9259 | 24.9259 | 24.9259 | 24.9259 | 24.9259 | 24.9259 | 24.9259 | 24.9259 | 24.9259 | 1390749.841 | 1384352.3918 | 1377984.3708 | 1371645.6427 | 1365336.0727 | 1359055.5268 | 1352803.8713 | 1346580.9735 | 1340386.7011 | 1334220.9222 | 0 | 0 | 0 | 0 | 0 | 0 | 0 | 0 | 0 | 0 | 0 | 0 | 0 | 0 | 13623116.3138 | 0 | 0 | 0 | 0 | 0 | 0 | 0 | 0 | 0 | 0 | 0 | 0 | 0 | 0 | 0 | 0 | 0 | 0 | 0 | 0 | 0.04263% | 25.5896 | 51.0614 | 76.4161 | 101.6541 | 126.7761 | 151.7825 | 176.6739 | 201.4507 | 226.1136 | 250.663 | 250.663 | 250.663 | 250.663 | 250.663 | 250.663 | 250.663 | 250.663 | 250.663 | 250.663 | 250.663 | 250.663 | 250.663 | 250.663 | 250.663
| Com-Cooling_DX_Cadmus | M_Input | Cadmus created workbook. Based on the PSE 2014 cooling DX EUI, 2014 CBSA analysis to determine capacity per sqft by capacity buckets, and costs based on the NEEP Phase 4 Incremental Cost Report for the measure "Commercial Unitary AC". Baseline cost based on DEER 2008 were used to establish full costs. Costs were interpolated based on the associated efficiency and capacity bucket | 2020 | NR and New | 2022 | 2045 | PSE | Commercial | Large Ret | Electric | Per Building Sqft of Cooling DX - 65 to 135 kBtuh |  |  | Large Ret DX Package 65 to 135 kBtuh - Premium Efficiency |  | 0.28918 | 15 | 0.41039 | 0 |  | 0 | 0 | 0 | 0 | 0 | 0 | 0 | 0 |  | 0 | 0 | 0 | Cooling | Cooling DX | Cooling DX | Cooling DX 65 to 135 kBtuh Premium | CommCOOL | 0.004239% | 47.57% | 47.57% | 94425.5221 | 1 | 73.22% | 6.667% | 85% | 6.8% | 0.2% | 0.19015 | 0.0018046 | 0.019196 | 0.52678 | 0 | 0 | 0 | 0.58786 | 0.061078 |  | 0.17414 | 0 | 0.17414 | 10. $0.150 to $0.175 | 0 | 0 | 01. ($9,999.00) to $0.22 | 1 | 25263.047 | 58007.7022 | 93222.8002 | 120926.7142 | 169728.6977 | 229269.8148 | 303611.1907 | 330161.4042 | 421859.1387 | 492735.8592 | 502321.4399 | 460590.209 | 564443.3874 | 601443.8265 | 575219.733 | 517081.3619 | 551396.5259 | 566661.9552 | 576193.4608 | 535353.0884 | 557515.1344 | 559021.5013 | 583533.1044 | 543803.6956 | 7305.5148 | 16774.5453 | 26957.9733 | 34969.333 | 49081.7879 | 66299.763 | 87797.6458 | 95475.3807 | 121992.3387 | 142488.3197 | 145260.2578 | 133192.5082 | 163224.552 | 173924.2611 | 166340.8329 | 149528.501 | 159451.688 | 163866.1127 | 166622.4135 | 154812.2805 | 161221.0543 | 161656.6624 | 168744.8762 | 157256.0093 | 2874244.6122 | 7305.5148 | 24080.0602 | 51038.0335 | 86007.3665 | 135089.1544 | 201388.9174 | 289186.5631 | 384661.9438 | 506654.2825 | 649142.6022 | 794402.8601 | 927595.3683 | 1090819.9203 | 1264744.1814 | 1431085.0143 | 1580613.5154 | 1740065.2034 | 1903931.3161 | 2070553.7296 | 2225366.0101 | 2386587.0644 | 2548243.7268 | 2716988.6029 | 2874244.6122 | 0 | 0 | 0 | 0 | 0 | 0 | 0 | 0 | 0 | 0 | 0 | 0 | 0 | 0 | 0 | 0 | 0 | 0 | 0 | 0 | 0 | 0 | 0 | 0 | 0 | 0 | 0 | 0 | 0 | 0 | 0 | 0 | 0 | 0 | 0 | 0 | 0 | 0 | 0 | 0 | 0 | 0 | 0 | 0 | 0 | 0 | 0 | 0 | 0 | 0 | 0 | 0 | 0 | 0 | 0 | 0 | 0 | 0 | 0 | 0 | 0 | 0.30971 | 1.0208 | 2.1637 | 3.6462 | 5.727 | 8.5377 | 12.2598 | 16.3073 | 21.4791 | 27.5197 | 33.6779 | 39.3244 | 46.2442 | 53.6175 | 60.6693 | 67.0084 | 73.7682 | 80.7152 | 87.779 | 94.3421 | 101.1769 | 108.0301 | 115.1839 | 121.8506 | 14851.1603 | 34100.4663 | 54802.0493 | 71088.1002 | 99776.8834 | 134778.7845 | 178481.1808 | 194089.016 | 247994.5387 | 289660.1991 | 295295.1883 | 270763.0248 | 331814.259 | 353565.3744 | 338149.2524 | 303971.9709 | 324144.5178 | 333118.4685 | 338721.669 | 314713.2065 | 327741.4092 | 328626.9436 | 343036.3593 | 319680.989 | 5842965.0115 | 0 | 0 | 0 | 0 | 0 | 0 | 0 | 0 | 0 | 0 | 0 | 0 | 0 | 0 | 0 | 0 | 0 | 0 | 0 | 0 | 0.04263% | 3.1145 | 10.266 | 21.7589 | 36.6673 | 57.5922 | 85.8576 | 123.2881 | 163.9918 | 216.0005 | 276.7471 | 338.6755 | 395.4591 | 465.0461 | 539.1948 | 610.1104 | 673.8585 | 741.837 | 811.6976 | 882.7333 | 948.7339 | 1017.4669 | 1086.3855 | 1158.326 | 1225.3685
| Com-Cooling_DX_Cadmus | M_Input | Cadmus created workbook. Based on the PSE 2014 cooling DX EUI, 2014 CBSA analysis to determine capacity per sqft by capacity buckets, and costs based on the NEEP Phase 4 Incremental Cost Report for the measure "Commercial Unitary AC". Baseline cost based on DEER 2008 were used to establish full costs. Costs were interpolated based on the associated efficiency and capacity bucket | 2020 | NR and New | 2022 | 2023 | PSE | Commercial | Large Ret | Electric | Per Building Sqft of Cooling DX - 65 to 135 kBtuh |  |  | Large Ret DX Package 65 to 135 kBtuh - Federal Standard 2023 |  | 0.19268 | 15 | 0.18565 | 0 |  | 0 | 0 | 0 | 0 | 0 | 0 | 0 | 0 |  | 0 | 0 | 0 | Cooling | Cooling DX | Cooling DX | Cooling DX 65 to 135 kBtuh Standard | CommCOOL | 0.004239% | 47.57% | 47.57% | 94425.5221 | 1 | 73.22% | 6.667% | 85% | 6.8% | 0.2% | 0.1267 | 0.0012024 | 0.01279 | 0.23831 | 0 | 0 | 0 | 0.26144 | 0.023138 |  | 0.11624 | 0 | 0.11624 | 08. $0.115 to $0.130 | 1 | 0 | 01. ($9,999.00) to $0.22 | 1 | 25263.047 | 58007.7022 | 93222.8002 | 120926.7142 | 169728.6977 | 229269.8148 | 303611.1907 | 330161.4042 | 421859.1387 | 492735.8592 | 502321.4399 | 460590.209 | 564443.3874 | 601443.8265 | 575219.733 | 517081.3619 | 551396.5259 | 566661.9552 | 576193.4608 | 535353.0884 | 557515.1344 | 559021.5013 | 583533.1044 | 543803.6956 | 4867.6465 | 11176.8381 | 17962.031 | 23299.9801 | 32703.0739 | 44175.3681 | 58499.3542 | 63615.01 | 81283.1936 | 94939.615 | 96786.5505 | 88745.8388 | 108756.1153 | 115885.305 | 110832.4856 | 99630.4704 | 106242.2653 | 109183.5856 | 111020.102 | 103151.0396 | 107421.1898 | 107711.4343 | 112434.2937 | 104779.2901 | 1915102.0764 | 4867.6465 | 16044.4845 | 34006.5155 | 57306.4956 | 90009.5695 | 134184.9376 | 192684.2918 | 256299.3018 | 337582.4954 | 432522.1104 | 529308.6609 | 618054.4997 | 726810.615 | 842695.9201 | 953528.4056 | 1053158.8761 | 1159401.1414 | 1268584.727 | 1379604.8291 | 1482755.8686 | 1590177.0584 | 1697888.4927 | 1810322.7864 | 1915102.0764 | 0 | 0 | 0 | 0 | 0 | 0 | 0 | 0 | 0 | 0 | 0 | 0 | 0 | 0 | 0 | 0 | 0 | 0 | 0 | 0 | 0 | 0 | 0 | 0 | 0 | 0 | 0 | 0 | 0 | 0 | 0 | 0 | 0 | 0 | 0 | 0 | 0 | 0 | 0 | 0 | 0 | 0 | 0 | 0 | 0 | 0 | 0 | 0 | 0 | 0 | 0 | 0 | 0 | 0 | 0 | 0 | 0 | 0 | 0 | 0 | 0 | 0.20636 | 0.68019 | 1.4417 | 2.4294 | 3.8159 | 5.6886 | 8.1686 | 10.8655 | 14.3115 | 18.3363 | 22.4395 | 26.2018 | 30.8124 | 35.7252 | 40.4238 | 44.6476 | 49.1516 | 53.7803 | 58.4869 | 62.8599 | 67.4139 | 71.9802 | 76.7467 | 81.1887 | 6604.8914 | 15165.81 | 24372.613 | 31615.6563 | 44374.6793 | 59941.3927 | 79377.5562 | 86318.9705 | 110292.863 | 128823.2105 | 131329.3104 | 120418.8986 | 147570.7683 | 157244.3394 | 150388.1875 | 135188.2147 | 144159.7347 | 148150.8013 | 150642.7635 | 139965.2619 | 145759.4128 | 146153.2446 | 152561.6749 | 142174.629 | 2598594.8843 | 0 | 0 | 0 | 0 | 0 | 0 | 0 | 0 | 0 | 0 | 0 | 0 | 0 | 0 | 0 | 0 | 0 | 0 | 0 | 0 | 0.04263% | 2.0752 | 6.8402 | 14.4979 | 24.4313 | 38.3735 | 57.2067 | 82.1465 | 109.2674 | 143.9206 | 184.3959 | 225.6587 | 263.4934 | 309.8591 | 359.2641 | 406.515 | 448.9902 | 494.2842 | 540.8321 | 588.163 | 632.1391 | 677.9356 | 723.856 | 771.7897 | 816.46
| Com-Cooling_DX_Cadmus | M_Input | Cadmus created workbook. Based on the PSE 2014 cooling DX EUI, 2014 CBSA analysis to determine capacity per sqft by capacity buckets, and costs based on the NEEP Phase 4 Incremental Cost Report for the measure "Commercial Unitary AC". Baseline cost based on DEER 2008 were used to establish full costs. Costs were interpolated based on the associated efficiency and capacity bucket | 2020 | NR and New | 2022 | 2045 | PSE | Commercial | Large Ret | Electric | Per Building Sqft of Cooling DX - 240 to 760 kBtuh |  |  | Large Ret DX Package 240 to 760 kBtuh - Premium Efficiency |  | 0.39113 | 15 | 0.26257 | 0 |  | 0 | 0 | 0 | 0 | 0 | 0 | 0 | 0 |  | 0 | 0 | 0 | Cooling | Cooling DX | Cooling DX | Cooling DX 240 to 760 kBtuh Premium | CommCOOL | 0.004239% | 47.57% | 47.57% | 94425.5221 | 1 | 0% | 6.667% | 85% | 6.8% | 0.2% | 0.2572 | 0.0024409 | 0.025964 | 0.33704 | 0 | 0 | 0 | 0.36115 | 0.024109 |  | 0.079096 | 0 | 0.079096 | 06. $0.077 to $0.085 | 1 | 0 | 01. ($9,999.00) to $0.22 | 1 | 0 | 0 | 0 | 0 | 0 | 0 | 0 | 0 | 0 | 0 | 0 | 0 | 0 | 0 | 0 | 0 | 0 | 0 | 0 | 0 | 0 | 0 | 0 | 0 | 0 | 0 | 0 | 0 | 0 | 0 | 0 | 0 | 0 | 0 | 0 | 0 | 0 | 0 | 0 | 0 | 0 | 0 | 0 | 0 | 0 | 0 | 0 | 0 | 0 | 0 | 0 | 0 | 0 | 0 | 0 | 0 | 0 | 0 | 0 | 0 | 0 | 0 | 0 | 0 | 0 | 0 | 0 | 0 | 0 | 0 | 0 | 0 | 0 | 0 | 0 | 0 | 0 | 0 | 0 | 0 | 0 | 0 | 0 | 0 | 0 | 0 | 0 | 0 | 0 | 0 | 0 | 0 | 0 | 0 | 0 | 0 | 0 | 0 | 0 | 0 | 0 | 0 | 0 | 0 | 0 | 0 | 0 | 0 | 0 | 0 | 0 | 0 | 0 | 0 | 0 | 0 | 0 | 0 | 0 | 0 | 0 | 0 | 0 | 0 | 0 | 0 | 0 | 0 | 0 | 0 | 0 | 0 | 0 | 0 | 0 | 0 | 0 | 0 | 0 | 0 | 0 | 0 | 0 | 0 | 0 | 0 | 0 | 0 | 0 | 0 | 0 | 0 | 0 | 0 | 0 | 0 | 0 | 0 | 0 | 0 | 0 | 0 | 0 | 0 | 0 | 0 | 0 | 0 | 0 | 0 | 0 | 0 | 0 | 0 | 0 | 0 | 0 | 0 | 0 | 0 | 0 | 0 | 0 | 0 | 0 | 0 | 0 | 0 | 0 | 0 | 0 | 0 | 0 | 0 | 0 | 0 | 0 | 0 | 0 | 0 | 0 | 0 | 0 | 0.04263% | 0 | 0 | 0 | 0 | 0 | 0 | 0 | 0 | 0 | 0 | 0 | 0 | 0 | 0 | 0 | 0 | 0 | 0 | 0 | 0 | 0 | 0 | 0 | 0
| Com-Cooling_DX_Cadmus | M_Input | Cadmus created workbook. Based on the PSE 2014 cooling DX EUI, 2014 CBSA analysis to determine capacity per sqft by capacity buckets, and costs based on the NEEP Phase 4 Incremental Cost Report for the measure "Commercial Unitary AC". Baseline cost based on DEER 2008 were used to establish full costs. Costs were interpolated based on the associated efficiency and capacity bucket | 2020 | NR and New | 2022 | 2023 | PSE | Commercial | Large Ret | Electric | Per Building Sqft of Cooling DX - 240 to 760 kBtuh |  |  | Large Ret DX Package 240 to 760 kBtuh - Federal Standard 2023 |  | 0.20231 | 15 | 0.087524 | 0 |  | 0 | 0 | 0 | 0 | 0 | 0 | 0 | 0 |  | 0 | 0 | 0 | Cooling | Cooling DX | Cooling DX | Cooling DX 240 to 760 kBtuh Standard | CommCOOL | 0.004239% | 47.57% | 47.57% | 94425.5221 | 1 | 0% | 6.667% | 85% | 6.8% | 0.2% | 0.13303 | 0.0012625 | 0.01343 | 0.11235 | 0 | 0 | 0 | 0.11516 | 0.0028126 |  | 0.048761 | 0 | 0.048761 | 02. $0.028 to $0.055 | 1 | 0 | 01. ($9,999.00) to $0.22 | 1 | 0 | 0 | 0 | 0 | 0 | 0 | 0 | 0 | 0 | 0 | 0 | 0 | 0 | 0 | 0 | 0 | 0 | 0 | 0 | 0 | 0 | 0 | 0 | 0 | 0 | 0 | 0 | 0 | 0 | 0 | 0 | 0 | 0 | 0 | 0 | 0 | 0 | 0 | 0 | 0 | 0 | 0 | 0 | 0 | 0 | 0 | 0 | 0 | 0 | 0 | 0 | 0 | 0 | 0 | 0 | 0 | 0 | 0 | 0 | 0 | 0 | 0 | 0 | 0 | 0 | 0 | 0 | 0 | 0 | 0 | 0 | 0 | 0 | 0 | 0 | 0 | 0 | 0 | 0 | 0 | 0 | 0 | 0 | 0 | 0 | 0 | 0 | 0 | 0 | 0 | 0 | 0 | 0 | 0 | 0 | 0 | 0 | 0 | 0 | 0 | 0 | 0 | 0 | 0 | 0 | 0 | 0 | 0 | 0 | 0 | 0 | 0 | 0 | 0 | 0 | 0 | 0 | 0 | 0 | 0 | 0 | 0 | 0 | 0 | 0 | 0 | 0 | 0 | 0 | 0 | 0 | 0 | 0 | 0 | 0 | 0 | 0 | 0 | 0 | 0 | 0 | 0 | 0 | 0 | 0 | 0 | 0 | 0 | 0 | 0 | 0 | 0 | 0 | 0 | 0 | 0 | 0 | 0 | 0 | 0 | 0 | 0 | 0 | 0 | 0 | 0 | 0 | 0 | 0 | 0 | 0 | 0 | 0 | 0 | 0 | 0 | 0 | 0 | 0 | 0 | 0 | 0 | 0 | 0 | 0 | 0 | 0 | 0 | 0 | 0 | 0 | 0 | 0 | 0 | 0 | 0 | 0 | 0 | 0 | 0 | 0 | 0 | 0 | 0.04263% | 0 | 0 | 0 | 0 | 0 | 0 | 0 | 0 | 0 | 0 | 0 | 0 | 0 | 0 | 0 | 0 | 0 | 0 | 0 | 0 | 0 | 0 | 0 | 0
| Com-Cooling_DX_Cadmus | M_Input | Cadmus created workbook. Based on the PSE 2014 cooling DX EUI, 2014 CBSA analysis to determine capacity per sqft by capacity buckets, and costs based on the NEEP Phase 4 Incremental Cost Report for the measure "Commercial Unitary AC". Baseline cost based on DEER 2008 were used to establish full costs. Costs were interpolated based on the associated efficiency and capacity bucket | 2020 | NR and New | 2022 | 2045 | PSE | Commercial | Large Ret | Electric | Per Building Sqft of Cooling DX - 135 to 240 kBtuh |  |  | Large Ret DX Package 135 to 240 kBtuh - Premium Efficiency |  | 0.31691 | 15 | 0.83162 | 0 |  | 0 | 0 | 0 | 0 | 0 | 0 | 0 | 0 |  | 0 | 0 | 0 | Cooling | Cooling DX | Cooling DX | Cooling DX 135 to 240 kBtuh Premium | CommCOOL | 0.004239% | 47.57% | 47.57% | 94425.5221 | 1 | 26.78% | 6.667% | 85% | 6.8% | 0.2% | 0.20839 | 0.0019777 | 0.021037 | 1.0675 | 0 | 0 | 0 | 1.2108 | 0.14331 |  | 0.32728 | 0 | 0.32728 | 13. $0.225 to $99,999.000 | 0 | 0 | 01. ($9,999.00) to $0.22 | 1 | 9238.3465 | 21212.6136 | 34090.2873 | 44221.2251 | 62067.4348 | 83840.797 | 111026.4089 | 120735.4544 | 154268.0463 | 180186.6817 | 183691.9959 | 168431.4625 | 206409.132 | 219939.6803 | 210349.8924 | 189089.495 | 201638.0754 | 207220.4315 | 210705.9712 | 195771.2124 | 203875.5658 | 204426.4233 | 213389.9772 | 198861.4825 | 2927.7484 | 6722.5445 | 10803.6415 | 14014.2634 | 19669.9521 | 26570.2048 | 35185.6678 | 38262.5866 | 48889.4874 | 57103.4295 | 58214.3077 | 53378.0525 | 65413.6544 | 69701.6556 | 66662.531 | 59924.8432 | 63901.6464 | 65670.7654 | 66775.3768 | 62042.3636 | 64610.7353 | 64785.309 | 67625.9722 | 63021.7091 | 1151878.4483 | 2927.7484 | 9650.2929 | 20453.9344 | 34468.1978 | 54138.1499 | 80708.3547 | 115894.0224 | 154156.609 | 203046.0964 | 260149.526 | 318363.8337 | 371741.8862 | 437155.5405 | 506857.1961 | 573519.7271 | 633444.5703 | 697346.2167 | 763016.9821 | 829792.359 | 891834.7226 | 956445.4579 | 1021230.767 | 1088856.7391 | 1151878.4483 | 0 | 0 | 0 | 0 | 0 | 0 | 0 | 0 | 0 | 0 | 0 | 0 | 0 | 0 | 0 | 0 | 0 | 0 | 0 | 0 | 0 | 0 | 0 | 0 | 0 | 0 | 0 | 0 | 0 | 0 | 0 | 0 | 0 | 0 | 0 | 0 | 0 | 0 | 0 | 0 | 0 | 0 | 0 | 0 | 0 | 0 | 0 | 0 | 0 | 0 | 0 | 0 | 0 | 0 | 0 | 0 | 0 | 0 | 0 | 0 | 0 | 0.12412 | 0.40911 | 0.86712 | 1.4612 | 2.2951 | 3.4215 | 4.9132 | 6.5353 | 8.6079 | 11.0288 | 13.4967 | 15.7596 | 18.5327 | 21.4877 | 24.3138 | 26.8542 | 29.5633 | 32.3473 | 35.1782 | 37.8084 | 40.5475 | 43.294 | 46.1609 | 48.8327 | 11185.559 | 25683.7021 | 41275.6676 | 53541.9537 | 75149.6982 | 101512.3407 | 134427.9999 | 146183.4694 | 186783.8933 | 218165.529 | 222409.6758 | 203932.6035 | 249915.0162 | 266297.4657 | 254686.3903 | 228944.8327 | 244138.3401 | 250897.3174 | 255117.5216 | 237034.8891 | 246847.4375 | 247514.4021 | 258367.249 | 240776.5108 | 4400789.4648 | 0 | 0 | 0 | 0 | 0 | 0 | 0 | 0 | 0 | 0 | 0 | 0 | 0 | 0 | 0 | 0 | 0 | 0 | 0 | 0 | 0.04263% | 1.2482 | 4.1142 | 8.7201 | 14.6947 | 23.0806 | 34.4082 | 49.4088 | 65.7211 | 86.5641 | 110.9088 | 135.7271 | 158.4837 | 186.3713 | 216.087 | 244.507 | 270.0546 | 297.2976 | 325.2949 | 353.763 | 380.2134 | 407.7587 | 435.3784 | 464.2092 | 491.0771
| Com-Cooling_DX_Cadmus | M_Input | Cadmus created workbook. Based on the PSE 2014 cooling DX EUI, 2014 CBSA analysis to determine capacity per sqft by capacity buckets, and costs based on the NEEP Phase 4 Incremental Cost Report for the measure "Commercial Unitary AC". Baseline cost based on DEER 2008 were used to establish full costs. Costs were interpolated based on the associated efficiency and capacity bucket | 2020 | NR and New | 2022 | 2023 | PSE | Commercial | Large Ret | Electric | Per Building Sqft of Cooling DX - 135 to 240 kBtuh |  |  | Large Ret DX Package 135 to 240 kBtuh - Federal Standard 2023 |  | 0.19792 | 15 | 0.34812 | 0 |  | 0 | 0 | 0 | 0 | 0 | 0 | 0 | 0 |  | 0 | 0 | 0 | Cooling | Cooling DX | Cooling DX | Cooling DX 135 to 240 kBtuh Standard | CommCOOL | 0.004239% | 47.57% | 47.57% | 94425.5221 | 1 | 26.78% | 6.667% | 85% | 6.8% | 0.2% | 0.13015 | 0.0012351 | 0.013138 | 0.44685 | 0 | 0 | 0 | 0.5021 | 0.05525 |  | 0.21732 | 0 | 0.21732 | 12. $0.200 to $0.225 | 0 | 0 | 01. ($9,999.00) to $0.22 | 1 | 9238.3465 | 21212.6136 | 34090.2873 | 44221.2251 | 62067.4348 | 83840.797 | 111026.4089 | 120735.4544 | 154268.0463 | 180186.6817 | 183691.9959 | 168431.4625 | 206409.132 | 219939.6803 | 210349.8924 | 189089.495 | 201638.0754 | 207220.4315 | 210705.9712 | 195771.2124 | 203875.5658 | 204426.4233 | 213389.9772 | 198861.4825 | 1828.47 | 4198.4383 | 6747.2105 | 8752.3438 | 12284.4974 | 16593.9201 | 21974.5449 | 23896.1765 | 30533.007 | 35662.8695 | 36356.6476 | 33336.2556 | 40852.8637 | 43530.8539 | 41632.826 | 37424.9302 | 39908.5676 | 41013.4375 | 41703.3017 | 38747.3876 | 40351.4157 | 40460.4424 | 42234.525 | 39359.0194 | 719383.9521 | 1828.47 | 6026.9083 | 12774.1188 | 21526.4626 | 33810.9601 | 50404.8802 | 72379.4251 | 96275.6017 | 126808.6086 | 162471.4781 | 198828.1257 | 232164.3813 | 273017.2449 | 316548.0989 | 358180.9248 | 395605.8551 | 435514.4227 | 476527.8602 | 518231.1619 | 556978.5496 | 597329.9653 | 637790.4077 | 680024.9327 | 719383.9521 | 0 | 0 | 0 | 0 | 0 | 0 | 0 | 0 | 0 | 0 | 0 | 0 | 0 | 0 | 0 | 0 | 0 | 0 | 0 | 0 | 0 | 0 | 0 | 0 | 0 | 0 | 0 | 0 | 0 | 0 | 0 | 0 | 0 | 0 | 0 | 0 | 0 | 0 | 0 | 0 | 0 | 0 | 0 | 0 | 0 | 0 | 0 | 0 | 0 | 0 | 0 | 0 | 0 | 0 | 0 | 0 | 0 | 0 | 0 | 0 | 0 | 0.077516 | 0.2555 | 0.54155 | 0.91259 | 1.4334 | 2.1369 | 3.0684 | 4.0815 | 5.3759 | 6.8878 | 8.4291 | 9.8424 | 11.5743 | 13.4197 | 15.1847 | 16.7713 | 18.4632 | 20.2019 | 21.9699 | 23.6125 | 25.3232 | 27.0385 | 28.8289 | 30.4975 | 4638.5435 | 10650.7837 | 17116.6214 | 22203.3321 | 31163.8554 | 42096.1891 | 55745.9956 | 60620.8755 | 77457.4799 | 90471.1417 | 92231.1484 | 84568.8847 | 103637.3479 | 110430.9919 | 105615.9908 | 94941.215 | 101241.8161 | 104044.6988 | 105794.7768 | 98296.0834 | 102365.2527 | 102641.8364 | 107142.4074 | 99847.6979 | 1824964.9662 | 0 | 0 | 0 | 0 | 0 | 0 | 0 | 0 | 0 | 0 | 0 | 0 | 0 | 0 | 0 | 0 | 0 | 0 | 0 | 0 | 0.04263% | 0.77953 | 2.5694 | 5.446 | 9.1773 | 14.4145 | 21.489 | 30.8573 | 41.0449 | 54.062 | 69.266 | 84.7658 | 98.978 | 116.3947 | 134.953 | 152.7023 | 168.6575 | 185.6716 | 203.1568 | 220.936 | 237.4551 | 254.658 | 271.9074 | 289.9131 | 306.6929
| Com-Tuneup_Cooling_DX-Cadmus | M_Input | Cadmus created workbook. Cooling DX EUIs based on Cadmus developed 2014 PSE EUIs. Percent savings based on Wisconsin Focus on Energy Technical Reference Manual. February 2016. Air Conditioning Unit Tune Up - Coil Cleaning. Page 165 - 168 and Air Conditioning Unit Tune Up - Refrigerant Charge Correction. Page 169 - 172. Costs based on CEE http://www.californiaenergyefficiency.com/docs/WtPaperCalAirConditionaerQualityInstallationProgram.pdf and GDS / Kema and TRANE Service Center provided estimated costs ranging from $3000 to $8000 depending on system. XCEL 2005 http://www.metrodenver.org/documents/newsCenter/EnergyEfficiencyReport.pdf and GDS 2006 Report for North Carolina Utilities Commission and 2005 http://eetd.lbl.gov/emills/PUBS/PDF/NCBC_Mills_6Apr05.pdf and Wisconsin Focus on Energy Technical Reference Manual. February 2016. Air Conditioning Unit Tune Up - Refrigerant Charge Correction. Page 169 - 172. EUL based on California Energy Commission and California Public Utilities Commission. Database for Energy Efficient Resources (DEER) 2008 | 2020 | Retro | 2022 | 2045 | PSE | Commercial | Large Off | Electric | Per Building Sqft - Cooling DX Tune Up |  |  | Large Off Tune-up - DX Maintenance - Refrigerant Charge Correction |  | 0.024664 | 10 | 0.15667 | 0 |  | 0 | 0 | 0 | 0 | 0 | 0 | 0 | 0 |  | 0 | 0 | 0 | Cooling | Cooling DX | Cooling DX Tuneup | Cooling DX Tune Up and Maintenance | CommCOOL | 0.004239% | 39.18% | 39.18% | 229881.7404 | 1 | 50% | 10% | 85% | 6.8% | 0.2% | 0.011531 | 0.00015391 | 0.0011685 | 0.25936 | 0 | 0 | 0 | 0.28937 | 0.030011 |  | 1.0051 | 0 | 1.0051 | 13. $0.225 to $99,999.000 | 0 | 0 | 01. ($9,999.00) to $0.22 | 1 | 784205.9744 | 781853.3564 | 779507.7964 | 777169.273 | 774837.7652 | 772513.2519 | 770195.7121 | 767885.125 | 765581.4696 | 763284.7252 | 0 | 0 | 0 | 0 | 0 | 0 | 0 | 0 | 0 | 0 | 0 | 0 | 0 | 0 | 19341.3913 | 19283.3671 | 19225.517 | 19167.8405 | 19110.3369 | 19053.0059 | 18995.8469 | 18938.8594 | 18882.0428 | 18825.3967 | 0 | 0 | 0 | 0 | 0 | 0 | 0 | 0 | 0 | 0 | 0 | 0 | 0 | 0 | 190823.6045 | 19341.3913 | 38624.7584 | 57850.2754 | 77018.1159 | 96128.4528 | 115181.4588 | 134177.3057 | 153116.1651 | 171998.2079 | 190823.6045 | 190823.6045 | 190823.6045 | 190823.6045 | 190823.6045 | 190823.6045 | 190823.6045 | 190823.6045 | 190823.6045 | 190823.6045 | 190823.6045 | 190823.6045 | 190823.6045 | 190823.6045 | 190823.6045 | 0 | 0 | 0 | 0 | 0 | 0 | 0 | 0 | 0 | 0 | 0 | 0 | 0 | 0 | 0 | 0 | 0 | 0 | 0 | 0 | 0 | 0 | 0 | 0 | 0 | 0 | 0 | 0 | 0 | 0 | 0 | 0 | 0 | 0 | 0 | 0 | 0 | 0 | 0 | 0 | 0 | 0 | 0 | 0 | 0 | 0 | 0 | 0 | 0 | 0 | 0 | 0 | 0 | 0 | 0 | 0 | 0 | 0 | 0 | 0 | 0 | 0.81996 | 1.6375 | 2.4525 | 3.2651 | 4.0753 | 4.883 | 5.6883 | 6.4912 | 7.2917 | 8.0898 | 8.0898 | 8.0898 | 8.0898 | 8.0898 | 8.0898 | 8.0898 | 8.0898 | 8.0898 | 8.0898 | 8.0898 | 8.0898 | 8.0898 | 8.0898 | 8.0898 | 226926.3691 | 226245.59 | 225566.8532 | 224890.1527 | 224215.4822 | 223542.8358 | 222872.2073 | 222203.5906 | 221536.9799 | 220872.3689 | 0 | 0 | 0 | 0 | 0 | 0 | 0 | 0 | 0 | 0 | 0 | 0 | 0 | 0 | 2238872.4298 | 0 | 0 | 0 | 0 | 0 | 0 | 0 | 0 | 0 | 0 | 0 | 0 | 0 | 0 | 0 | 0 | 0 | 0 | 0 | 0 | 0.04263% | 8.2458 | 16.4668 | 24.6631 | 32.8349 | 40.9822 | 49.105 | 57.2034 | 65.2776 | 73.3275 | 81.3533 | 81.3533 | 81.3533 | 81.3533 | 81.3533 | 81.3533 | 81.3533 | 81.3533 | 81.3533 | 81.3533 | 81.3533 | 81.3533 | 81.3533 | 81.3533 | 81.3533
| Com-Tuneup_Cooling_DX-Cadmus | M_Input | Cadmus created workbook. Cooling DX EUIs based on Cadmus developed 2014 PSE EUIs. Percent savings based on Wisconsin Focus on Energy Technical Reference Manual. February 2016. Air Conditioning Unit Tune Up - Coil Cleaning. Page 165 - 168 and Air Conditioning Unit Tune Up - Refrigerant Charge Correction. Page 169 - 172. Costs based on CEE http://www.californiaenergyefficiency.com/docs/WtPaperCalAirConditionaerQualityInstallationProgram.pdf and GDS / Kema and TRANE Service Center provided estimated costs ranging from $3000 to $8000 depending on system. XCEL 2005 http://www.metrodenver.org/documents/newsCenter/EnergyEfficiencyReport.pdf and GDS 2006 Report for North Carolina Utilities Commission and 2005 http://eetd.lbl.gov/emills/PUBS/PDF/NCBC_Mills_6Apr05.pdf and Wisconsin Focus on Energy Technical Reference Manual. February 2016. Air Conditioning Unit Tune Up - Refrigerant Charge Correction. Page 169 - 172. EUL based on California Energy Commission and California Public Utilities Commission. Database for Energy Efficient Resources (DEER) 2008 | 2020 | Retro | 2022 | 2045 | PSE | Commercial | Large Off | Electric | Per Building Sqft - Cooling DX Tune Up |  |  | Large Off Tune-up - DX Maintenance - Coil Cleaning |  | 0.10405 | 3 | 1.6114 | 0 |  | 0 | 0 | 0 | 0 | 0 | 0 | 0 | 0 |  | 0 | 0 | 0 | Cooling | Cooling DX | Cooling DX Tuneup | Cooling DX Tune Up and Maintenance | CommCOOL | 0.004239% | 39.18% | 39.18% | 229881.7404 | 1 | 50% | 33.33% | 85% | 6.8% | 0.2% | 0.016262 | 0.00064935 | 0.0016911 | 7.1419 | 0 | 0 | 0 | 7.4618 | 0.31995 |  | 6.1431 | 0 | 6.1431 | 13. $0.225 to $99,999.000 | 0 | 0 | 01. ($9,999.00) to $0.22 | 1 | 784205.9744 | 781853.3564 | 779507.7964 | 777169.273 | 774837.7652 | 772513.2519 | 770195.7121 | 767885.125 | 765581.4696 | 763284.7252 | 0 | 0 | 0 | 0 | 0 | 0 | 0 | 0 | 0 | 0 | 0 | 0 | 0 | 0 | 81599.0886 | 81354.2913 | 81110.2284 | 80866.8978 | 80624.2971 | 80382.4242 | 80141.2769 | 79900.8531 | 79661.1505 | 79422.1671 | 0 | 0 | 0 | 0 | 0 | 0 | 0 | 0 | 0 | 0 | 0 | 0 | 0 | 0 | 805062.6749 | 81599.0886 | 162953.3799 | 244063.6084 | 324930.5061 | 405554.8032 | 485937.2274 | 566078.5043 | 645979.3573 | 725640.5078 | 805062.6749 | 805062.6749 | 805062.6749 | 805062.6749 | 805062.6749 | 805062.6749 | 805062.6749 | 805062.6749 | 805062.6749 | 805062.6749 | 805062.6749 | 805062.6749 | 805062.6749 | 805062.6749 | 805062.6749 | 0 | 0 | 0 | 0 | 0 | 0 | 0 | 0 | 0 | 0 | 0 | 0 | 0 | 0 | 0 | 0 | 0 | 0 | 0 | 0 | 0 | 0 | 0 | 0 | 0 | 0 | 0 | 0 | 0 | 0 | 0 | 0 | 0 | 0 | 0 | 0 | 0 | 0 | 0 | 0 | 0 | 0 | 0 | 0 | 0 | 0 | 0 | 0 | 0 | 0 | 0 | 0 | 0 | 0 | 0 | 0 | 0 | 0 | 0 | 0 | 0 | 3.4593 | 6.9082 | 10.3468 | 13.7751 | 17.1931 | 20.6008 | 23.9983 | 27.3856 | 30.7628 | 34.1298 | 34.1298 | 34.1298 | 34.1298 | 34.1298 | 34.1298 | 34.1298 | 34.1298 | 34.1298 | 34.1298 | 34.1298 | 34.1298 | 34.1298 | 34.1298 | 34.1298 | 5851605.4899 | 5834050.6734 | 5816548.5214 | 5799098.8758 | 5781701.5792 | 5764356.4745 | 5747063.405 | 5729822.2148 | 5712632.7482 | 5695494.8499 | 0 | 0 | 0 | 0 | 0 | 0 | 0 | 0 | 0 | 0 | 0 | 0 | 0 | 0 | 57732374.8322 | 0 | 0 | 0 | 0 | 0 | 0 | 0 | 0 | 0 | 0 | 0 | 0 | 0 | 0 | 0 | 0 | 0 | 0 | 0 | 0 | 0.04263% | 34.7879 | 69.4714 | 104.0509 | 138.5267 | 172.899 | 207.1682 | 241.3346 | 275.3985 | 309.3602 | 343.2201 | 343.2201 | 343.2201 | 343.2201 | 343.2201 | 343.2201 | 343.2201 | 343.2201 | 343.2201 | 343.2201 | 343.2201 | 343.2201 | 343.2201 | 343.2201 | 343.2201
| Com-Cooling_DX_Cadmus | M_Input | Cadmus created workbook. Based on the PSE 2014 cooling DX EUI, 2014 CBSA analysis to determine capacity per sqft by capacity buckets, and costs based on the NEEP Phase 4 Incremental Cost Report for the measure "Commercial Unitary AC". Baseline cost based on DEER 2008 were used to establish full costs. Costs were interpolated based on the associated efficiency and capacity bucket | 2020 | NR and New | 2022 | 2045 | PSE | Commercial | Large Off | Electric | Per Building Sqft of Cooling DX - 65 to 135 kBtuh |  |  | Large Off DX Package 65 to 135 kBtuh - Premium Efficiency |  | 0.23431 | 15 | 0.56615 | 0 |  | 0 | 0 | 0 | 0 | 0 | 0 | 0 | 0 |  | 0 | 0 | 0 | Cooling | Cooling DX | Cooling DX | Cooling DX 65 to 135 kBtuh Premium | CommCOOL | 0.004239% | 39.18% | 39.18% | 229881.7404 | 1 | 9.797% | 6.667% | 85% | 6.8% | 0.2% | 0.15407 | 0.0014622 | 0.015554 | 0.72671 | 0 | 0 | 0 | 0.82292 | 0.096214 |  | 0.30086 | 0 | 0.30086 | 13. $0.225 to $99,999.000 | 0 | 0 | 01. ($9,999.00) to $0.22 | 1 | 5562.895 | 12797.4153 | 20581.7044 | 26687.3532 | 37531.1984 | 50791.4126 | 67391.2892 | 73315.4996 | 93884.0262 | 109832.1464 | 112084.9765 | 102867.7516 | 126297.3287 | 134753.1204 | 129040.7936 | 116174.7087 | 124027.7092 | 127610.118 | 129906.2307 | 120911.9676 | 126036.3474 | 126530.246 | 132178.7867 | 123428.6829 | 1303.4359 | 2998.5485 | 4822.4769 | 6253.0849 | 8793.8945 | 11900.881 | 15790.3801 | 17178.4755 | 21997.8647 | 25734.6515 | 26262.5097 | 24102.8317 | 29592.5906 | 31573.858 | 30235.4088 | 27220.7704 | 29060.7985 | 29900.1888 | 30438.1885 | 28330.7524 | 29531.4403 | 29647.1651 | 30970.6686 | 28920.4413 | 522561.3061 | 1303.4359 | 4301.9845 | 9124.4614 | 15377.5463 | 24171.4408 | 36072.3217 | 51862.7018 | 69041.1773 | 91039.042 | 116773.6935 | 143036.2031 | 167139.0348 | 196731.6254 | 228305.4833 | 258540.8922 | 285761.6626 | 314822.461 | 344722.6498 | 375160.8383 | 403491.5907 | 433023.031 | 462670.1962 | 493640.8648 | 522561.3061 | 0 | 0 | 0 | 0 | 0 | 0 | 0 | 0 | 0 | 0 | 0 | 0 | 0 | 0 | 0 | 0 | 0 | 0 | 0 | 0 | 0 | 0 | 0 | 0 | 0 | 0 | 0 | 0 | 0 | 0 | 0 | 0 | 0 | 0 | 0 | 0 | 0 | 0 | 0 | 0 | 0 | 0 | 0 | 0 | 0 | 0 | 0 | 0 | 0 | 0 | 0 | 0 | 0 | 0 | 0 | 0 | 0 | 0 | 0 | 0 | 0 | 0.055258 | 0.18238 | 0.38682 | 0.65191 | 1.0247 | 1.5292 | 2.1987 | 2.9269 | 3.8595 | 4.9505 | 6.0639 | 7.0857 | 8.3402 | 9.6788 | 10.9606 | 12.1146 | 13.3466 | 14.6142 | 15.9045 | 17.1056 | 18.3576 | 19.6144 | 20.9274 | 22.1534 | 4577.8377 | 10531.2952 | 16937.1705 | 21961.653 | 30885.3092 | 41797.4526 | 55457.883 | 60333.0556 | 77259.3818 | 90383.4664 | 92237.3735 | 84652.3015 | 103933.0537 | 110891.5244 | 106190.7157 | 95602.9107 | 102065.3302 | 105013.379 | 106902.9043 | 99501.3129 | 103718.286 | 104124.7268 | 108773.0444 | 101572.3774 | 1835303.7456 | 0 | 0 | 0 | 0 | 0 | 0 | 0 | 0 | 0 | 0 | 0 | 0 | 0 | 0 | 0 | 0 | 0 | 0 | 0 | 0 | 0.04263% | 0.55569 | 1.8341 | 3.89 | 6.5559 | 10.3049 | 15.3786 | 22.1105 | 29.4341 | 38.8124 | 49.7838 | 60.9802 | 71.2559 | 83.872 | 97.3328 | 110.223 | 121.828 | 134.2174 | 146.9646 | 159.9412 | 172.0194 | 184.6095 | 197.2489 | 210.4525 | 222.7821
| Com-Cooling_DX_Cadmus | M_Input | Cadmus created workbook. Based on the PSE 2014 cooling DX EUI, 2014 CBSA analysis to determine capacity per sqft by capacity buckets, and costs based on the NEEP Phase 4 Incremental Cost Report for the measure "Commercial Unitary AC". Baseline cost based on DEER 2008 were used to establish full costs. Costs were interpolated based on the associated efficiency and capacity bucket | 2020 | NR and New | 2022 | 2023 | PSE | Commercial | Large Off | Electric | Per Building Sqft of Cooling DX - 65 to 135 kBtuh |  |  | Large Off DX Package 65 to 135 kBtuh - Federal Standard 2023 |  | 0.15612 | 15 | 0.25611 | 0 |  | 0 | 0 | 0 | 0 | 0 | 0 | 0 | 0 |  | 0 | 0 | 0 | Cooling | Cooling DX | Cooling DX | Cooling DX 65 to 135 kBtuh Standard | CommCOOL | 0.004239% | 39.18% | 39.18% | 229881.7404 | 1 | 9.797% | 6.667% | 85% | 6.8% | 0.2% | 0.10266 | 0.00097427 | 0.010363 | 0.32875 | 0 | 0 | 0 | 0.36863 | 0.039885 |  | 0.20227 | 0 | 0.20227 | 12. $0.200 to $0.225 | 0 | 0 | 01. ($9,999.00) to $0.22 | 1 | 5562.895 | 12797.4153 | 20581.7044 | 26687.3532 | 37531.1984 | 50791.4126 | 67391.2892 | 73315.4996 | 93884.0262 | 109832.1464 | 112084.9765 | 102867.7516 | 126297.3287 | 134753.1204 | 129040.7936 | 116174.7087 | 124027.7092 | 127610.118 | 129906.2307 | 120911.9676 | 126036.3474 | 126530.246 | 132178.7867 | 123428.6829 | 868.4761 | 1997.9255 | 3213.2044 | 4166.415 | 5859.3502 | 7929.5276 | 10521.0912 | 11445.9757 | 14657.1228 | 17146.9346 | 17498.6452 | 16059.6571 | 19717.4699 | 21037.5835 | 20145.7781 | 18137.132 | 19363.1381 | 19922.4218 | 20280.8897 | 18876.7103 | 19676.7256 | 19753.8328 | 20635.6799 | 19269.6185 | 348181.3058 | 868.4761 | 2866.4016 | 6079.6061 | 10246.021 | 16105.3712 | 24034.8988 | 34555.99 | 46001.9657 | 60659.0885 | 77806.0232 | 95304.6684 | 111364.3255 | 131081.7954 | 152119.3789 | 172265.157 | 190402.289 | 209765.4272 | 229687.849 | 249968.7387 | 268845.449 | 288522.1746 | 308276.0074 | 328911.6873 | 348181.3058 | 0 | 0 | 0 | 0 | 0 | 0 | 0 | 0 | 0 | 0 | 0 | 0 | 0 | 0 | 0 | 0 | 0 | 0 | 0 | 0 | 0 | 0 | 0 | 0 | 0 | 0 | 0 | 0 | 0 | 0 | 0 | 0 | 0 | 0 | 0 | 0 | 0 | 0 | 0 | 0 | 0 | 0 | 0 | 0 | 0 | 0 | 0 | 0 | 0 | 0 | 0 | 0 | 0 | 0 | 0 | 0 | 0 | 0 | 0 | 0 | 0 | 0.036818 | 0.12152 | 0.25774 | 0.43437 | 0.68277 | 1.0189 | 1.465 | 1.9502 | 2.5716 | 3.2985 | 4.0403 | 4.7212 | 5.5571 | 6.4489 | 7.303 | 8.0719 | 8.8928 | 9.7374 | 10.5972 | 11.3974 | 12.2316 | 13.069 | 13.9439 | 14.7608 | 2050.6778 | 4717.5751 | 7587.1365 | 9837.8923 | 13835.3131 | 18723.4921 | 24842.7874 | 27026.6587 | 34608.9374 | 40487.9726 | 41318.4446 | 37920.6529 | 46557.615 | 49674.7157 | 47568.9521 | 42826.063 | 45720.9538 | 47041.555 | 47887.9825 | 44572.3824 | 46461.4081 | 46643.4764 | 48725.7262 | 45500.1317 | 822138.5024 | 0 | 0 | 0 | 0 | 0 | 0 | 0 | 0 | 0 | 0 | 0 | 0 | 0 | 0 | 0 | 0 | 0 | 0 | 0 | 0 | 0.04263% | 0.37025 | 1.222 | 2.5919 | 4.3682 | 6.8662 | 10.2467 | 14.7322 | 19.6119 | 25.8606 | 33.1708 | 40.631 | 47.4776 | 55.8837 | 64.8526 | 73.4413 | 81.1737 | 89.4287 | 97.9222 | 106.5685 | 114.6161 | 123.0048 | 131.4264 | 140.224 | 148.4391
| Com-Cooling_DX_Cadmus | M_Input | Cadmus created workbook. Based on the PSE 2014 cooling DX EUI, 2014 CBSA analysis to determine capacity per sqft by capacity buckets, and costs based on the NEEP Phase 4 Incremental Cost Report for the measure "Commercial Unitary AC". Baseline cost based on DEER 2008 were used to establish full costs. Costs were interpolated based on the associated efficiency and capacity bucket | 2020 | NR and New | 2022 | 2045 | PSE | Commercial | Large Off | Electric | Per Building Sqft of Cooling DX - 240 to 760 kBtuh |  |  | Large Off DX Package 240 to 760 kBtuh - Premium Efficiency |  | 0.31692 | 15 | 0.43293 | 0 |  | 0 | 0 | 0 | 0 | 0 | 0 | 0 | 0 |  | 0 | 0 | 0 | Cooling | Cooling DX | Cooling DX | Cooling DX 240 to 760 kBtuh Premium | CommCOOL | 0.004239% | 39.18% | 39.18% | 229881.7404 | 1 | 73.92% | 6.667% | 85% | 6.8% | 0.2% | 0.2084 | 0.0019777 | 0.021037 | 0.55571 | 0 | 0 | 0 | 0.61928 | 0.063571 |  | 0.16739 | 0 | 0.16739 | 10. $0.150 to $0.175 | 0 | 0 | 01. ($9,999.00) to $0.22 | 1 | 41974.0316 | 96561.0734 | 155296.3174 | 201365.6197 | 283186.3082 | 383239.365 | 508491.3677 | 553191.6535 | 708388.5395 | 828722.8069 | 845721.2158 | 776173.9587 | 952958.4938 | 1016760.4651 | 973658.9171 | 876579.7073 | 935833.4031 | 962863.9582 | 980188.9491 | 912324.0191 | 950989.2968 | 954715.9378 | 997336.1969 | 931313.536 | 13302.4101 | 30602.1354 | 49216.5089 | 63816.7922 | 89747.4048 | 121456.2196 | 161151.0843 | 175317.4988 | 224502.496 | 262638.832 | 268025.9677 | 245985.051 | 302011.6058 | 322231.7266 | 308571.984 | 277805.6408 | 296584.3221 | 305150.8456 | 310641.4818 | 289133.7281 | 301387.5279 | 302568.575 | 316075.7875 | 295151.8858 | 5333077.5119 | 13302.4101 | 43904.5455 | 93121.0544 | 156937.8466 | 246685.2514 | 368141.471 | 529292.5552 | 704610.054 | 929112.55 | 1191751.3819 | 1459777.3497 | 1705762.4007 | 2007774.0065 | 2330005.7331 | 2638577.7171 | 2916383.3579 | 3212967.6801 | 3518118.5257 | 3828760.0075 | 4117893.7356 | 4419281.2635 | 4721849.8385 | 5037925.6261 | 5333077.5119 | 0 | 0 | 0 | 0 | 0 | 0 | 0 | 0 | 0 | 0 | 0 | 0 | 0 | 0 | 0 | 0 | 0 | 0 | 0 | 0 | 0 | 0 | 0 | 0 | 0 | 0 | 0 | 0 | 0 | 0 | 0 | 0 | 0 | 0 | 0 | 0 | 0 | 0 | 0 | 0 | 0 | 0 | 0 | 0 | 0 | 0 | 0 | 0 | 0 | 0 | 0 | 0 | 0 | 0 | 0 | 0 | 0 | 0 | 0 | 0 | 0 | 0.56394 | 1.8613 | 3.9478 | 6.6532 | 10.458 | 15.607 | 22.4388 | 29.8712 | 39.3888 | 50.523 | 61.8857 | 72.314 | 85.1175 | 98.7781 | 111.8597 | 123.637 | 136.2104 | 149.1469 | 162.3163 | 174.5738 | 187.3508 | 200.1779 | 213.5776 | 226.0902 | 25993.651 | 59798.2786 | 96171.8022 | 124701.5697 | 175371.4323 | 237332.2241 | 314898.2027 | 342580.1666 | 438690.393 | 513210.9196 | 523737.6832 | 480668.5032 | 590147.5148 | 629658.758 | 602966.8595 | 542847.7097 | 579542.2998 | 596281.7644 | 607010.7735 | 564983.4238 | 588928.0318 | 591235.8636 | 617629.7099 | 576743.2394 | 10421130.7744 | 0 | 0 | 0 | 0 | 0 | 0 | 0 | 0 | 0 | 0 | 0 | 0 | 0 | 0 | 0 | 0 | 0 | 0 | 0 | 0 | 0.04263% | 5.6712 | 18.7177 | 39.7 | 66.9069 | 105.1686 | 156.9487 | 225.6518 | 300.3944 | 396.1059 | 508.076 | 622.3427 | 727.2128 | 855.9686 | 993.3447 | 1124.8973 | 1243.3334 | 1369.7753 | 1499.8694 | 1632.3043 | 1755.5699 | 1884.0596 | 2013.0528 | 2147.8045 | 2273.6357
| Com-Cooling_DX_Cadmus | M_Input | Cadmus created workbook. Based on the PSE 2014 cooling DX EUI, 2014 CBSA analysis to determine capacity per sqft by capacity buckets, and costs based on the NEEP Phase 4 Incremental Cost Report for the measure "Commercial Unitary AC". Baseline cost based on DEER 2008 were used to establish full costs. Costs were interpolated based on the associated efficiency and capacity bucket | 2020 | NR and New | 2022 | 2023 | PSE | Commercial | Large Off | Electric | Per Building Sqft of Cooling DX - 240 to 760 kBtuh |  |  | Large Off DX Package 240 to 760 kBtuh - Federal Standard 2023 |  | 0.16392 | 15 | 0.14431 | 0 |  | 0 | 0 | 0 | 0 | 0 | 0 | 0 | 0 |  | 0 | 0 | 0 | Cooling | Cooling DX | Cooling DX | Cooling DX 240 to 760 kBtuh Standard | CommCOOL | 0.004239% | 39.18% | 39.18% | 229881.7404 | 1 | 73.92% | 6.667% | 85% | 6.8% | 0.2% | 0.10779 | 0.001023 | 0.010881 | 0.18524 | 0 | 0 | 0 | 0.20219 | 0.016957 |  | 0.10566 | 0 | 0.10566 | 07. $0.085 to $0.115 | 1 | 0 | 01. ($9,999.00) to $0.22 | 1 | 41974.0316 | 96561.0734 | 155296.3174 | 201365.6197 | 283186.3082 | 383239.365 | 508491.3677 | 553191.6535 | 708388.5395 | 828722.8069 | 845721.2158 | 776173.9587 | 952958.4938 | 1016760.4651 | 973658.9171 | 876579.7073 | 935833.4031 | 962863.9582 | 980188.9491 | 912324.0191 | 950989.2968 | 954715.9378 | 997336.1969 | 931313.536 | 6880.557 | 15828.6907 | 25456.815 | 33008.6856 | 46421.0714 | 62822.1825 | 83354.0091 | 90681.4649 | 116121.9807 | 135847.6717 | 138634.1212 | 127233.6471 | 156212.8996 | 166671.5827 | 159606.1986 | 143692.5728 | 153405.6839 | 157836.6443 | 160676.6285 | 149551.9283 | 155890.1007 | 156500.9871 | 163487.4763 | 152664.7685 | 2758488.3682 | 6880.557 | 22709.2477 | 48166.0626 | 81174.7482 | 127595.8197 | 190418.0022 | 273772.0113 | 364453.4762 | 480575.4569 | 616423.1286 | 755057.2498 | 882290.8969 | 1038503.7965 | 1205175.3792 | 1364781.5778 | 1508474.1507 | 1661879.8345 | 1819716.4788 | 1980393.1073 | 2129945.0357 | 2285835.1363 | 2442336.1234 | 2605823.5997 | 2758488.3682 | 0 | 0 | 0 | 0 | 0 | 0 | 0 | 0 | 0 | 0 | 0 | 0 | 0 | 0 | 0 | 0 | 0 | 0 | 0 | 0 | 0 | 0 | 0 | 0 | 0 | 0 | 0 | 0 | 0 | 0 | 0 | 0 | 0 | 0 | 0 | 0 | 0 | 0 | 0 | 0 | 0 | 0 | 0 | 0 | 0 | 0 | 0 | 0 | 0 | 0 | 0 | 0 | 0 | 0 | 0 | 0 | 0 | 0 | 0 | 0 | 0 | 0.29169 | 0.96273 | 2.0419 | 3.4413 | 5.4093 | 8.0726 | 11.6063 | 15.4506 | 20.3735 | 26.1326 | 32.0099 | 37.4038 | 44.0263 | 51.0921 | 57.8585 | 63.9502 | 70.4536 | 77.145 | 83.9567 | 90.2968 | 96.9056 | 103.5403 | 110.4712 | 116.9432 | 8486.8877 | 19524.0476 | 31399.948 | 40714.874 | 57258.5075 | 77488.6124 | 102813.7871 | 111851.9065 | 143231.7501 | 167562.5894 | 170999.5618 | 156937.5396 | 192682.2714 | 205582.6326 | 196867.7681 | 177238.9565 | 189219.6847 | 194685.0946 | 198188.0999 | 184466.2337 | 192284.112 | 193037.6156 | 201655.1665 | 188305.7958 | 3402483.4431 | 0 | 0 | 0 | 0 | 0 | 0 | 0 | 0 | 0 | 0 | 0 | 0 | 0 | 0 | 0 | 0 | 0 | 0 | 0 | 0 | 0.04263% | 2.9334 | 9.6816 | 20.5345 | 34.607 | 54.3976 | 81.1804 | 116.7164 | 155.3764 | 204.8824 | 262.7979 | 321.9014 | 376.1446 | 442.7424 | 513.799 | 581.8434 | 643.1035 | 708.5045 | 775.7945 | 844.2953 | 908.0534 | 974.5136 | 1041.2342 | 1110.9333 | 1176.0185
| Com-Cooling_DX_Cadmus | M_Input | Cadmus created workbook. Based on the PSE 2014 cooling DX EUI, 2014 CBSA analysis to determine capacity per sqft by capacity buckets, and costs based on the NEEP Phase 4 Incremental Cost Report for the measure "Commercial Unitary AC". Baseline cost based on DEER 2008 were used to establish full costs. Costs were interpolated based on the associated efficiency and capacity bucket | 2020 | NR and New | 2022 | 2045 | PSE | Commercial | Large Off | Electric | Per Building Sqft of Cooling DX - 135 to 240 kBtuh |  |  | Large Off DX Package 135 to 240 kBtuh - Premium Efficiency |  | 0.25678 | 15 | 3.1246 | 0 |  | 0 | 0 | 0 | 0 | 0 | 0 | 0 | 0 |  | 0 | 0 | 0 | Cooling | Cooling DX | Cooling DX | Cooling DX 135 to 240 kBtuh Premium | CommCOOL | 0.004239% | 39.18% | 39.18% | 229881.7404 | 1 | 16.28% | 6.667% | 85% | 6.8% | 0.2% | 0.16885 | 0.0016024 | 0.017045 | 4.0107 | 0 | 0 | 0 | 4.617 | 0.60627 |  | 1.5403 | 0 | 1.5403 | 13. $0.225 to $99,999.000 | 0 | 0 | 01. ($9,999.00) to $0.22 | 1 | 9246.6565 | 21271.8923 | 34210.955 | 44359.778 | 62384.4416 | 84425.5994 | 112017.9512 | 121865.1871 | 156054.2379 | 182563.2388 | 186307.8981 | 170987.0062 | 209931.7016 | 223986.9375 | 214491.8951 | 193105.8601 | 206159.135 | 212113.8229 | 215930.4265 | 200980.1424 | 209497.898 | 210318.8572 | 219707.8742 | 205163.4322 | 2374.3676 | 5462.2221 | 8784.7302 | 11390.7571 | 16019.152 | 21678.907 | 28764.1043 | 31292.6893 | 40071.7949 | 46878.8081 | 47840.3662 | 43906.2491 | 53906.5149 | 57515.6352 | 55077.4868 | 49585.955 | 52937.7907 | 54466.8426 | 55446.8747 | 51607.9227 | 53795.1222 | 54005.9291 | 56416.8522 | 52682.1129 | 951909.187 | 2374.3676 | 7836.5897 | 16621.3199 | 28012.077 | 44031.229 | 65710.1359 | 94474.2402 | 125766.9295 | 165838.7245 | 212717.5325 | 260557.8987 | 304464.1478 | 358370.6627 | 415886.2979 | 470963.7848 | 520549.7398 | 573487.5305 | 627954.3731 | 683401.2477 | 735009.1704 | 788804.2927 | 842810.2218 | 899227.0741 | 951909.187 | 0 | 0 | 0 | 0 | 0 | 0 | 0 | 0 | 0 | 0 | 0 | 0 | 0 | 0 | 0 | 0 | 0 | 0 | 0 | 0 | 0 | 0 | 0 | 0 | 0 | 0 | 0 | 0 | 0 | 0 | 0 | 0 | 0 | 0 | 0 | 0 | 0 | 0 | 0 | 0 | 0 | 0 | 0 | 0 | 0 | 0 | 0 | 0 | 0 | 0 | 0 | 0 | 0 | 0 | 0 | 0 | 0 | 0 | 0 | 0 | 0 | 0.10066 | 0.33222 | 0.70464 | 1.1875 | 1.8667 | 2.7857 | 4.0051 | 5.3318 | 7.0306 | 9.0179 | 11.0461 | 12.9074 | 15.1927 | 17.6311 | 19.966 | 22.0682 | 24.3124 | 26.6215 | 28.9721 | 31.1599 | 33.4405 | 35.7301 | 38.1218 | 40.3552 | 42691.9912 | 98212.7362 | 157952.6377 | 204809.9486 | 288030.1677 | 389794.6171 | 517189.0366 | 562653.9141 | 720505.4198 | 842897.9868 | 860187.1509 | 789450.2984 | 969258.7065 | 1034152.001 | 990313.2075 | 891573.4723 | 951840.6938 | 979333.6025 | 996954.9348 | 927929.1852 | 967255.8267 | 971046.2114 | 1014395.4837 | 947243.515 | 17115672.7455 | 0 | 0 | 0 | 0 | 0 | 0 | 0 | 0 | 0 | 0 | 0 | 0 | 0 | 0 | 0 | 0 | 0 | 0 | 0 | 0 | 0.04263% | 1.0123 | 3.341 | 7.0861 | 11.9423 | 18.7717 | 28.014 | 40.2769 | 53.6179 | 70.7016 | 90.6873 | 111.0829 | 129.8013 | 152.7831 | 177.3036 | 200.7846 | 221.9245 | 244.4933 | 267.714 | 291.3525 | 313.3544 | 336.2887 | 359.3129 | 383.3649 | 405.8247
| Com-Cooling_DX_Cadmus | M_Input | Cadmus created workbook. Based on the PSE 2014 cooling DX EUI, 2014 CBSA analysis to determine capacity per sqft by capacity buckets, and costs based on the NEEP Phase 4 Incremental Cost Report for the measure "Commercial Unitary AC". Baseline cost based on DEER 2008 were used to establish full costs. Costs were interpolated based on the associated efficiency and capacity bucket | 2020 | NR and New | 2022 | 2023 | PSE | Commercial | Large Off | Electric | Per Building Sqft of Cooling DX - 135 to 240 kBtuh |  |  | Large Off DX Package 135 to 240 kBtuh - Federal Standard 2023 |  | 0.16037 | 15 | 1.308 | 0 |  | 0 | 0 | 0 | 0 | 0 | 0 | 0 | 0 |  | 0 | 0 | 0 | Cooling | Cooling DX | Cooling DX | Cooling DX 135 to 240 kBtuh Standard | CommCOOL | 0.004239% | 39.18% | 39.18% | 229881.7404 | 1 | 16.28% | 6.667% | 85% | 6.8% | 0.2% | 0.10545 | 0.0010008 | 0.010645 | 1.6789 | 0 | 0 | 0 | 1.9289 | 0.24995 |  | 1.0303 | 0 | 1.0303 | 13. $0.225 to $99,999.000 | 0 | 0 | 01. ($9,999.00) to $0.22 | 1 | 9246.6565 | 21271.8923 | 34210.955 | 44359.778 | 62384.4416 | 84425.5994 | 112017.9512 | 121865.1871 | 156054.2379 | 182563.2388 | 186307.8981 | 170987.0062 | 209931.7016 | 223986.9375 | 214491.8951 | 193105.8601 | 206159.135 | 212113.8229 | 215930.4265 | 200980.1424 | 209497.898 | 210318.8572 | 219707.8742 | 205163.4322 | 1482.8665 | 3411.3278 | 5486.3375 | 7113.8825 | 10004.4591 | 13539.1523 | 17964.0786 | 19543.2587 | 25026.0835 | 29277.2751 | 29877.7981 | 27420.8195 | 33666.2968 | 35920.3048 | 34397.6052 | 30967.9727 | 33061.2984 | 34016.2389 | 34628.2994 | 32230.7544 | 33596.7286 | 33728.3841 | 35234.0806 | 32901.6197 | 594496.9228 | 1482.8665 | 4894.1942 | 10380.5317 | 17494.4142 | 27498.8733 | 41038.0256 | 59002.1043 | 78545.363 | 103571.4465 | 132848.7215 | 162726.5196 | 190147.3391 | 223813.6359 | 259733.9408 | 294131.546 | 325099.5187 | 358160.817 | 392177.0559 | 426805.3554 | 459036.1098 | 492632.8384 | 526361.2226 | 561595.3032 | 594496.9228 | 0 | 0 | 0 | 0 | 0 | 0 | 0 | 0 | 0 | 0 | 0 | 0 | 0 | 0 | 0 | 0 | 0 | 0 | 0 | 0 | 0 | 0 | 0 | 0 | 0 | 0 | 0 | 0 | 0 | 0 | 0 | 0 | 0 | 0 | 0 | 0 | 0 | 0 | 0 | 0 | 0 | 0 | 0 | 0 | 0 | 0 | 0 | 0 | 0 | 0 | 0 | 0 | 0 | 0 | 0 | 0 | 0 | 0 | 0 | 0 | 0 | 0.062865 | 0.20748 | 0.44007 | 0.74166 | 1.1658 | 1.7398 | 2.5013 | 3.3298 | 4.3908 | 5.632 | 6.8986 | 8.0611 | 9.4883 | 11.0111 | 12.4694 | 13.7823 | 15.1839 | 16.6259 | 18.094 | 19.4604 | 20.8847 | 22.3145 | 23.8082 | 25.2031 | 17835.5582 | 41030.6224 | 65988.336 | 85564.052 | 120331.2066 | 162845.6386 | 216067.5783 | 235061.5733 | 301007.6591 | 352139.9602 | 359362.9049 | 329810.9629 | 404930.0481 | 432040.7098 | 413726.0486 | 372475.2603 | 397653.2739 | 409139.0669 | 416500.7825 | 387663.693 | 404093.2991 | 405676.8192 | 423786.9717 | 395732.6971 | 7150464.7226 | 0 | 0 | 0 | 0 | 0 | 0 | 0 | 0 | 0 | 0 | 0 | 0 | 0 | 0 | 0 | 0 | 0 | 0 | 0 | 0 | 0.04263% | 0.63219 | 2.0865 | 4.4255 | 7.4583 | 11.7235 | 17.4956 | 25.1542 | 33.486 | 44.1553 | 56.637 | 69.3747 | 81.065 | 95.4178 | 110.7316 | 125.3963 | 138.5988 | 152.6937 | 167.1957 | 181.9587 | 195.6996 | 210.0228 | 224.4021 | 239.4233 | 253.4502
| Com-Tuneup_Cooling_DX-Cadmus | M_Input | Cadmus created workbook. Cooling DX EUIs based on Cadmus developed 2014 PSE EUIs. Percent savings based on Wisconsin Focus on Energy Technical Reference Manual. February 2016. Air Conditioning Unit Tune Up - Coil Cleaning. Page 165 - 168 and Air Conditioning Unit Tune Up - Refrigerant Charge Correction. Page 169 - 172. Costs based on CEE http://www.californiaenergyefficiency.com/docs/WtPaperCalAirConditionaerQualityInstallationProgram.pdf and GDS / Kema and TRANE Service Center provided estimated costs ranging from $3000 to $8000 depending on system. XCEL 2005 http://www.metrodenver.org/documents/newsCenter/EnergyEfficiencyReport.pdf and GDS 2006 Report for North Carolina Utilities Commission and 2005 http://eetd.lbl.gov/emills/PUBS/PDF/NCBC_Mills_6Apr05.pdf and Wisconsin Focus on Energy Technical Reference Manual. February 2016. Air Conditioning Unit Tune Up - Refrigerant Charge Correction. Page 169 - 172. EUL based on California Energy Commission and California Public Utilities Commission. Database for Energy Efficient Resources (DEER) 2008 | 2020 | Retro | 2022 | 2045 | PSE | Commercial | Hospital | Electric | Per Building Sqft - Cooling DX Tune Up |  |  | Hospital Tune-up - DX Maintenance - Refrigerant Charge Correction |  | 0.030506 | 10 | 0.085434 | 0 |  | 0 | 0 | 0 | 0 | 0 | 0 | 0 | 0 |  | 0 | 0 | 0 | Cooling | Cooling DX | Cooling DX Tuneup | Cooling DX Tune Up and Maintenance | CommCOOL | 0.004239% | 49.2% | 49.2% | 80978.5882 | 1 | 50% | 10% | 85% | 6.8% | 0.2% | 0.014262 | 0.00019037 | 0.0014453 | 0.14143 | 0 | 0 | 0 | 0.15688 | 0.015451 |  | 0.44055 | 0 | 0.44055 | 13. $0.225 to $99,999.000 | 0 | 0 | 01. ($9,999.00) to $0.22 | 1 | 84963.43 | 84615.0799 | 84268.1581 | 83922.6586 | 83578.5757 | 83235.9036 | 82894.6364 | 82554.7684 | 82216.2938 | 81879.207 | 0 | 0 | 0 | 0 | 0 | 0 | 0 | 0 | 0 | 0 | 0 | 0 | 0 | 0 | 2591.8861 | 2581.2594 | 2570.6762 | 2560.1364 | 2549.6399 | 2539.1864 | 2528.7757 | 2518.4077 | 2508.0822 | 2497.7991 | 0 | 0 | 0 | 0 | 0 | 0 | 0 | 0 | 0 | 0 | 0 | 0 | 0 | 0 | 25445.8492 | 2591.8861 | 5173.1455 | 7743.8217 | 10303.9582 | 12853.5981 | 15392.7844 | 17921.5601 | 20439.9678 | 22948.0501 | 25445.8492 | 25445.8492 | 25445.8492 | 25445.8492 | 25445.8492 | 25445.8492 | 25445.8492 | 25445.8492 | 25445.8492 | 25445.8492 | 25445.8492 | 25445.8492 | 25445.8492 | 25445.8492 | 25445.8492 | 0 | 0 | 0 | 0 | 0 | 0 | 0 | 0 | 0 | 0 | 0 | 0 | 0 | 0 | 0 | 0 | 0 | 0 | 0 | 0 | 0 | 0 | 0 | 0 | 0 | 0 | 0 | 0 | 0 | 0 | 0 | 0 | 0 | 0 | 0 | 0 | 0 | 0 | 0 | 0 | 0 | 0 | 0 | 0 | 0 | 0 | 0 | 0 | 0 | 0 | 0 | 0 | 0 | 0 | 0 | 0 | 0 | 0 | 0 | 0 | 0 | 0.10988 | 0.21931 | 0.32829 | 0.43683 | 0.54491 | 0.65256 | 0.75977 | 0.86653 | 0.97286 | 1.0788 | 1.0788 | 1.0788 | 1.0788 | 1.0788 | 1.0788 | 1.0788 | 1.0788 | 1.0788 | 1.0788 | 1.0788 | 1.0788 | 1.0788 | 1.0788 | 1.0788 | 13329.4462 | 13274.7955 | 13220.3688 | 13166.1653 | 13112.184 | 13058.424 | 13004.8845 | 12951.5645 | 12898.4631 | 12845.5794 | 0 | 0 | 0 | 0 | 0 | 0 | 0 | 0 | 0 | 0 | 0 | 0 | 0 | 0 | 130861.8752 | 0 | 0 | 0 | 0 | 0 | 0 | 0 | 0 | 0 | 0 | 0 | 0 | 0 | 0 | 0 | 0 | 0 | 0 | 0 | 0 | 0.04263% | 1.105 | 2.2055 | 3.3014 | 4.3929 | 5.4798 | 6.5624 | 7.6404 | 8.7141 | 9.7834 | 10.8483 | 10.8483 | 10.8483 | 10.8483 | 10.8483 | 10.8483 | 10.8483 | 10.8483 | 10.8483 | 10.8483 | 10.8483 | 10.8483 | 10.8483 | 10.8483 | 10.8483
| Com-Tuneup_Cooling_DX-Cadmus | M_Input | Cadmus created workbook. Cooling DX EUIs based on Cadmus developed 2014 PSE EUIs. Percent savings based on Wisconsin Focus on Energy Technical Reference Manual. February 2016. Air Conditioning Unit Tune Up - Coil Cleaning. Page 165 - 168 and Air Conditioning Unit Tune Up - Refrigerant Charge Correction. Page 169 - 172. Costs based on CEE http://www.californiaenergyefficiency.com/docs/WtPaperCalAirConditionaerQualityInstallationProgram.pdf and GDS / Kema and TRANE Service Center provided estimated costs ranging from $3000 to $8000 depending on system. XCEL 2005 http://www.metrodenver.org/documents/newsCenter/EnergyEfficiencyReport.pdf and GDS 2006 Report for North Carolina Utilities Commission and 2005 http://eetd.lbl.gov/emills/PUBS/PDF/NCBC_Mills_6Apr05.pdf and Wisconsin Focus on Energy Technical Reference Manual. February 2016. Air Conditioning Unit Tune Up - Refrigerant Charge Correction. Page 169 - 172. EUL based on California Energy Commission and California Public Utilities Commission. Database for Energy Efficient Resources (DEER) 2008 | 2020 | Retro | 2022 | 2045 | PSE | Commercial | Hospital | Electric | Per Building Sqft - Cooling DX Tune Up |  |  | Hospital Tune-up - DX Maintenance - Coil Cleaning |  | 0.1287 | 3 | 0.87875 | 0 |  | 0 | 0 | 0 | 0 | 0 | 0 | 0 | 0 |  | 0 | 0 | 0 | Cooling | Cooling DX | Cooling DX Tuneup | Cooling DX Tune Up and Maintenance | CommCOOL | 0.004239% | 49.2% | 49.2% | 80978.5882 | 1 | 50% | 33.33% | 85% | 6.8% | 0.2% | 0.020114 | 0.00080316 | 0.0020917 | 3.8946 | 0 | 0 | 0 | 4.0674 | 0.17285 |  | 2.7073 | 0 | 2.7073 | 13. $0.225 to $99,999.000 | 0 | 0 | 01. ($9,999.00) to $0.22 | 1 | 84963.43 | 84615.0799 | 84268.1581 | 83922.6586 | 83578.5757 | 83235.9036 | 82894.6364 | 82554.7684 | 82216.2938 | 81879.207 | 0 | 0 | 0 | 0 | 0 | 0 | 0 | 0 | 0 | 0 | 0 | 0 | 0 | 0 | 10934.8672 | 10890.0342 | 10845.3851 | 10800.919 | 10756.6352 | 10712.533 | 10668.6116 | 10624.8703 | 10581.3084 | 10537.925 | 0 | 0 | 0 | 0 | 0 | 0 | 0 | 0 | 0 | 0 | 0 | 0 | 0 | 0 | 107353.0891 | 10934.8672 | 21824.9014 | 32670.2865 | 43471.2055 | 54227.8407 | 64940.3738 | 75608.9854 | 86233.8558 | 96815.1641 | 107353.0891 | 107353.0891 | 107353.0891 | 107353.0891 | 107353.0891 | 107353.0891 | 107353.0891 | 107353.0891 | 107353.0891 | 107353.0891 | 107353.0891 | 107353.0891 | 107353.0891 | 107353.0891 | 107353.0891 | 0 | 0 | 0 | 0 | 0 | 0 | 0 | 0 | 0 | 0 | 0 | 0 | 0 | 0 | 0 | 0 | 0 | 0 | 0 | 0 | 0 | 0 | 0 | 0 | 0 | 0 | 0 | 0 | 0 | 0 | 0 | 0 | 0 | 0 | 0 | 0 | 0 | 0 | 0 | 0 | 0 | 0 | 0 | 0 | 0 | 0 | 0 | 0 | 0 | 0 | 0 | 0 | 0 | 0 | 0 | 0 | 0 | 0 | 0 | 0 | 0 | 0.46357 | 0.92524 | 1.385 | 1.8429 | 2.2989 | 2.7531 | 3.2054 | 3.6558 | 4.1044 | 4.5511 | 4.5511 | 4.5511 | 4.5511 | 4.5511 | 4.5511 | 4.5511 | 4.5511 | 4.5511 | 4.5511 | 4.5511 | 4.5511 | 4.5511 | 4.5511 | 4.5511 | 345583.9936 | 344167.0992 | 342756.0141 | 341350.7145 | 339951.1766 | 338557.3767 | 337169.2915 | 335786.8974 | 334410.1711 | 333039.0894 | 0 | 0 | 0 | 0 | 0 | 0 | 0 | 0 | 0 | 0 | 0 | 0 | 0 | 0 | 3392771.8242 | 0 | 0 | 0 | 0 | 0 | 0 | 0 | 0 | 0 | 0 | 0 | 0 | 0 | 0 | 0 | 0 | 0 | 0 | 0 | 0 | 0.04263% | 4.6618 | 9.3045 | 13.9282 | 18.533 | 23.1188 | 27.6858 | 32.2342 | 36.7638 | 41.2749 | 45.7675 | 45.7675 | 45.7675 | 45.7675 | 45.7675 | 45.7675 | 45.7675 | 45.7675 | 45.7675 | 45.7675 | 45.7675 | 45.7675 | 45.7675 | 45.7675 | 45.7675
| Com-Cooling_DX_Cadmus | M_Input | Cadmus created workbook. Based on the PSE 2014 cooling DX EUI, 2014 CBSA analysis to determine capacity per sqft by capacity buckets, and costs based on the NEEP Phase 4 Incremental Cost Report for the measure "Commercial Unitary AC". Baseline cost based on DEER 2008 were used to establish full costs. Costs were interpolated based on the associated efficiency and capacity bucket | 2020 | NR and New | 2022 | 2045 | PSE | Commercial | Hospital | Electric | Per Building Sqft of Cooling DX - 65 to 135 kBtuh |  |  | Hospital DX Package 65 to 135 kBtuh - Premium Efficiency |  | 0.28981 | 15 | 0.55745 | 0 |  | 0 | 0 | 0 | 0 | 0 | 0 | 0 | 0 |  | 0 | 0 | 0 | Cooling | Cooling DX | Cooling DX | Cooling DX 65 to 135 kBtuh Premium | CommCOOL | 0.004239% | 49.2% | 49.2% | 80978.5882 | 1 | 0% | 6.667% | 85% | 6.8% | 0.2% | 0.19057 | 0.0018086 | 0.019238 | 0.71555 | 0 | 0 | 0 | 0.80599 | 0.090444 |  | 0.23824 | 0 | 0.23824 | 13. $0.225 to $99,999.000 | 0 | 0 | 01. ($9,999.00) to $0.22 | 1 | 0 | 0 | 0 | 0 | 0 | 0 | 0 | 0 | 0 | 0 | 0 | 0 | 0 | 0 | 0 | 0 | 0 | 0 | 0 | 0 | 0 | 0 | 0 | 0 | 0 | 0 | 0 | 0 | 0 | 0 | 0 | 0 | 0 | 0 | 0 | 0 | 0 | 0 | 0 | 0 | 0 | 0 | 0 | 0 | 0 | 0 | 0 | 0 | 0 | 0 | 0 | 0 | 0 | 0 | 0 | 0 | 0 | 0 | 0 | 0 | 0 | 0 | 0 | 0 | 0 | 0 | 0 | 0 | 0 | 0 | 0 | 0 | 0 | 0 | 0 | 0 | 0 | 0 | 0 | 0 | 0 | 0 | 0 | 0 | 0 | 0 | 0 | 0 | 0 | 0 | 0 | 0 | 0 | 0 | 0 | 0 | 0 | 0 | 0 | 0 | 0 | 0 | 0 | 0 | 0 | 0 | 0 | 0 | 0 | 0 | 0 | 0 | 0 | 0 | 0 | 0 | 0 | 0 | 0 | 0 | 0 | 0 | 0 | 0 | 0 | 0 | 0 | 0 | 0 | 0 | 0 | 0 | 0 | 0 | 0 | 0 | 0 | 0 | 0 | 0 | 0 | 0 | 0 | 0 | 0 | 0 | 0 | 0 | 0 | 0 | 0 | 0 | 0 | 0 | 0 | 0 | 0 | 0 | 0 | 0 | 0 | 0 | 0 | 0 | 0 | 0 | 0 | 0 | 0 | 0 | 0 | 0 | 0 | 0 | 0 | 0 | 0 | 0 | 0 | 0 | 0 | 0 | 0 | 0 | 0 | 0 | 0 | 0 | 0 | 0 | 0 | 0 | 0 | 0 | 0 | 0 | 0 | 0 | 0 | 0 | 0 | 0 | 0 | 0.04263% | 0 | 0 | 0 | 0 | 0 | 0 | 0 | 0 | 0 | 0 | 0 | 0 | 0 | 0 | 0 | 0 | 0 | 0 | 0 | 0 | 0 | 0 | 0 | 0
| Com-Cooling_DX_Cadmus | M_Input | Cadmus created workbook. Based on the PSE 2014 cooling DX EUI, 2014 CBSA analysis to determine capacity per sqft by capacity buckets, and costs based on the NEEP Phase 4 Incremental Cost Report for the measure "Commercial Unitary AC". Baseline cost based on DEER 2008 were used to establish full costs. Costs were interpolated based on the associated efficiency and capacity bucket | 2020 | NR and New | 2022 | 2023 | PSE | Commercial | Hospital | Electric | Per Building Sqft of Cooling DX - 65 to 135 kBtuh |  |  | Hospital DX Package 65 to 135 kBtuh - Federal Standard 2023 |  | 0.1931 | 15 | 0.25218 | 0 |  | 0 | 0 | 0 | 0 | 0 | 0 | 0 | 0 |  | 0 | 0 | 0 | Cooling | Cooling DX | Cooling DX | Cooling DX 65 to 135 kBtuh Standard | CommCOOL | 0.004239% | 49.2% | 49.2% | 80978.5882 | 1 | 0% | 6.667% | 85% | 6.8% | 0.2% | 0.12698 | 0.001205 | 0.012818 | 0.3237 | 0 | 0 | 0 | 0.36011 | 0.036413 |  | 0.15976 | 0 | 0.15976 | 10. $0.150 to $0.175 | 0 | 0 | 01. ($9,999.00) to $0.22 | 1 | 0 | 0 | 0 | 0 | 0 | 0 | 0 | 0 | 0 | 0 | 0 | 0 | 0 | 0 | 0 | 0 | 0 | 0 | 0 | 0 | 0 | 0 | 0 | 0 | 0 | 0 | 0 | 0 | 0 | 0 | 0 | 0 | 0 | 0 | 0 | 0 | 0 | 0 | 0 | 0 | 0 | 0 | 0 | 0 | 0 | 0 | 0 | 0 | 0 | 0 | 0 | 0 | 0 | 0 | 0 | 0 | 0 | 0 | 0 | 0 | 0 | 0 | 0 | 0 | 0 | 0 | 0 | 0 | 0 | 0 | 0 | 0 | 0 | 0 | 0 | 0 | 0 | 0 | 0 | 0 | 0 | 0 | 0 | 0 | 0 | 0 | 0 | 0 | 0 | 0 | 0 | 0 | 0 | 0 | 0 | 0 | 0 | 0 | 0 | 0 | 0 | 0 | 0 | 0 | 0 | 0 | 0 | 0 | 0 | 0 | 0 | 0 | 0 | 0 | 0 | 0 | 0 | 0 | 0 | 0 | 0 | 0 | 0 | 0 | 0 | 0 | 0 | 0 | 0 | 0 | 0 | 0 | 0 | 0 | 0 | 0 | 0 | 0 | 0 | 0 | 0 | 0 | 0 | 0 | 0 | 0 | 0 | 0 | 0 | 0 | 0 | 0 | 0 | 0 | 0 | 0 | 0 | 0 | 0 | 0 | 0 | 0 | 0 | 0 | 0 | 0 | 0 | 0 | 0 | 0 | 0 | 0 | 0 | 0 | 0 | 0 | 0 | 0 | 0 | 0 | 0 | 0 | 0 | 0 | 0 | 0 | 0 | 0 | 0 | 0 | 0 | 0 | 0 | 0 | 0 | 0 | 0 | 0 | 0 | 0 | 0 | 0 | 0 | 0.04263% | 0 | 0 | 0 | 0 | 0 | 0 | 0 | 0 | 0 | 0 | 0 | 0 | 0 | 0 | 0 | 0 | 0 | 0 | 0 | 0 | 0 | 0 | 0 | 0
| Com-Cooling_DX_Cadmus | M_Input | Cadmus created workbook. Based on the PSE 2014 cooling DX EUI, 2014 CBSA analysis to determine capacity per sqft by capacity buckets, and costs based on the NEEP Phase 4 Incremental Cost Report for the measure "Commercial Unitary AC". Baseline cost based on DEER 2008 were used to establish full costs. Costs were interpolated based on the associated efficiency and capacity bucket | 2020 | NR and New | 2022 | 2045 | PSE | Commercial | Hospital | Electric | Per Building Sqft of Cooling DX - 240 to 760 kBtuh |  |  | Hospital DX Package 240 to 760 kBtuh - Premium Efficiency |  | 0.39199 | 15 | 0.13823 | 0 |  | 0 | 0 | 0 | 0 | 0 | 0 | 0 | 0 |  | 0 | 0 | 0 | Cooling | Cooling DX | Cooling DX | Cooling DX 240 to 760 kBtuh Premium | CommCOOL | 0.004239% | 49.2% | 49.2% | 80978.5882 | 1 | 0% | 6.667% | 85% | 6.8% | 0.2% | 0.25776 | 0.0024462 | 0.026021 | 0.17743 | 0 | 0 | 0 | 0.17661 | -0.00082093 |  | 0.038596 | 0 | 0.038596 | 02. $0.028 to $0.055 | 1 | 0 | 01. ($9,999.00) to $0.22 | 1 | 0 | 0 | 0 | 0 | 0 | 0 | 0 | 0 | 0 | 0 | 0 | 0 | 0 | 0 | 0 | 0 | 0 | 0 | 0 | 0 | 0 | 0 | 0 | 0 | 0 | 0 | 0 | 0 | 0 | 0 | 0 | 0 | 0 | 0 | 0 | 0 | 0 | 0 | 0 | 0 | 0 | 0 | 0 | 0 | 0 | 0 | 0 | 0 | 0 | 0 | 0 | 0 | 0 | 0 | 0 | 0 | 0 | 0 | 0 | 0 | 0 | 0 | 0 | 0 | 0 | 0 | 0 | 0 | 0 | 0 | 0 | 0 | 0 | 0 | 0 | 0 | 0 | 0 | 0 | 0 | 0 | 0 | 0 | 0 | 0 | 0 | 0 | 0 | 0 | 0 | 0 | 0 | 0 | 0 | 0 | 0 | 0 | 0 | 0 | 0 | 0 | 0 | 0 | 0 | 0 | 0 | 0 | 0 | 0 | 0 | 0 | 0 | 0 | 0 | 0 | 0 | 0 | 0 | 0 | 0 | 0 | 0 | 0 | 0 | 0 | 0 | 0 | 0 | 0 | 0 | 0 | 0 | 0 | 0 | 0 | 0 | 0 | 0 | 0 | 0 | 0 | 0 | 0 | 0 | 0 | 0 | 0 | 0 | 0 | 0 | 0 | 0 | 0 | 0 | 0 | 0 | 0 | 0 | 0 | 0 | 0 | 0 | 0 | 0 | 0 | 0 | 0 | 0 | 0 | 0 | 0 | 0 | 0 | 0 | 0 | 0 | 0 | 0 | 0 | 0 | 0 | 0 | 0 | 0 | 0 | 0 | 0 | 0 | 0 | 0 | 0 | 0 | 0 | 0 | 0 | 0 | 0 | 0 | 0 | 0 | 0 | 0 | 0 | 0.04263% | 0 | 0 | 0 | 0 | 0 | 0 | 0 | 0 | 0 | 0 | 0 | 0 | 0 | 0 | 0 | 0 | 0 | 0 | 0 | 0 | 0 | 0 | 0 | 0
| Com-Cooling_DX_Cadmus | M_Input | Cadmus created workbook. Based on the PSE 2014 cooling DX EUI, 2014 CBSA analysis to determine capacity per sqft by capacity buckets, and costs based on the NEEP Phase 4 Incremental Cost Report for the measure "Commercial Unitary AC". Baseline cost based on DEER 2008 were used to establish full costs. Costs were interpolated based on the associated efficiency and capacity bucket | 2020 | NR and New | 2022 | 2023 | PSE | Commercial | Hospital | Electric | Per Building Sqft of Cooling DX - 240 to 760 kBtuh |  |  | Hospital DX Package 240 to 760 kBtuh - Federal Standard 2023 |  | 0.20275 | 15 | 0.046077 | 0 |  | 0 | 0 | 0 | 0 | 0 | 0 | 0 | 0 |  | 0 | 0 | 0 | Cooling | Cooling DX | Cooling DX | Cooling DX 240 to 760 kBtuh Standard | CommCOOL | 0.004239% | 49.2% | 49.2% | 80978.5882 | 1 | 0% | 6.667% | 85% | 6.8% | 0.2% | 0.13332 | 0.0012653 | 0.013459 | 0.059144 | 0 | 0 | 0 | 0.053635 | -0.0055089 |  | 0.022661 | 0 | 0.022661 | 01. ($9,999.000) to $0.028 | 1 | 0 | 01. ($9,999.00) to $0.22 | 1 | 0 | 0 | 0 | 0 | 0 | 0 | 0 | 0 | 0 | 0 | 0 | 0 | 0 | 0 | 0 | 0 | 0 | 0 | 0 | 0 | 0 | 0 | 0 | 0 | 0 | 0 | 0 | 0 | 0 | 0 | 0 | 0 | 0 | 0 | 0 | 0 | 0 | 0 | 0 | 0 | 0 | 0 | 0 | 0 | 0 | 0 | 0 | 0 | 0 | 0 | 0 | 0 | 0 | 0 | 0 | 0 | 0 | 0 | 0 | 0 | 0 | 0 | 0 | 0 | 0 | 0 | 0 | 0 | 0 | 0 | 0 | 0 | 0 | 0 | 0 | 0 | 0 | 0 | 0 | 0 | 0 | 0 | 0 | 0 | 0 | 0 | 0 | 0 | 0 | 0 | 0 | 0 | 0 | 0 | 0 | 0 | 0 | 0 | 0 | 0 | 0 | 0 | 0 | 0 | 0 | 0 | 0 | 0 | 0 | 0 | 0 | 0 | 0 | 0 | 0 | 0 | 0 | 0 | 0 | 0 | 0 | 0 | 0 | 0 | 0 | 0 | 0 | 0 | 0 | 0 | 0 | 0 | 0 | 0 | 0 | 0 | 0 | 0 | 0 | 0 | 0 | 0 | 0 | 0 | 0 | 0 | 0 | 0 | 0 | 0 | 0 | 0 | 0 | 0 | 0 | 0 | 0 | 0 | 0 | 0 | 0 | 0 | 0 | 0 | 0 | 0 | 0 | 0 | 0 | 0 | 0 | 0 | 0 | 0 | 0 | 0 | 0 | 0 | 0 | 0 | 0 | 0 | 0 | 0 | 0 | 0 | 0 | 0 | 0 | 0 | 0 | 0 | 0 | 0 | 0 | 0 | 0 | 0 | 0 | 0 | 0 | 0 | 0 | 0.04263% | 0 | 0 | 0 | 0 | 0 | 0 | 0 | 0 | 0 | 0 | 0 | 0 | 0 | 0 | 0 | 0 | 0 | 0 | 0 | 0 | 0 | 0 | 0 | 0
| Com-Cooling_DX_Cadmus | M_Input | Cadmus created workbook. Based on the PSE 2014 cooling DX EUI, 2014 CBSA analysis to determine capacity per sqft by capacity buckets, and costs based on the NEEP Phase 4 Incremental Cost Report for the measure "Commercial Unitary AC". Baseline cost based on DEER 2008 were used to establish full costs. Costs were interpolated based on the associated efficiency and capacity bucket | 2020 | NR and New | 2022 | 2045 | PSE | Commercial | Hospital | Electric | Per Building Sqft of Cooling DX - 135 to 240 kBtuh |  |  | Hospital DX Package 135 to 240 kBtuh - Premium Efficiency |  | 0.31761 | 15 | 0.77085 | 0 |  | 0 | 0 | 0 | 0 | 0 | 0 | 0 | 0 |  | 0 | 0 | 0 | Cooling | Cooling DX | Cooling DX | Cooling DX 135 to 240 kBtuh Premium | CommCOOL | 0.004239% | 49.2% | 49.2% | 80978.5882 | 1 | 0% | 6.667% | 85% | 6.8% | 0.2% | 0.20885 | 0.001982 | 0.021083 | 0.98947 | 0 | 0 | 0 | 1.1206 | 0.1311 |  | 0.30224 | 0 | 0.30224 | 13. $0.225 to $99,999.000 | 0 | 0 | 01. ($9,999.00) to $0.22 | 1 | 0 | 0 | 0 | 0 | 0 | 0 | 0 | 0 | 0 | 0 | 0 | 0 | 0 | 0 | 0 | 0 | 0 | 0 | 0 | 0 | 0 | 0 | 0 | 0 | 0 | 0 | 0 | 0 | 0 | 0 | 0 | 0 | 0 | 0 | 0 | 0 | 0 | 0 | 0 | 0 | 0 | 0 | 0 | 0 | 0 | 0 | 0 | 0 | 0 | 0 | 0 | 0 | 0 | 0 | 0 | 0 | 0 | 0 | 0 | 0 | 0 | 0 | 0 | 0 | 0 | 0 | 0 | 0 | 0 | 0 | 0 | 0 | 0 | 0 | 0 | 0 | 0 | 0 | 0 | 0 | 0 | 0 | 0 | 0 | 0 | 0 | 0 | 0 | 0 | 0 | 0 | 0 | 0 | 0 | 0 | 0 | 0 | 0 | 0 | 0 | 0 | 0 | 0 | 0 | 0 | 0 | 0 | 0 | 0 | 0 | 0 | 0 | 0 | 0 | 0 | 0 | 0 | 0 | 0 | 0 | 0 | 0 | 0 | 0 | 0 | 0 | 0 | 0 | 0 | 0 | 0 | 0 | 0 | 0 | 0 | 0 | 0 | 0 | 0 | 0 | 0 | 0 | 0 | 0 | 0 | 0 | 0 | 0 | 0 | 0 | 0 | 0 | 0 | 0 | 0 | 0 | 0 | 0 | 0 | 0 | 0 | 0 | 0 | 0 | 0 | 0 | 0 | 0 | 0 | 0 | 0 | 0 | 0 | 0 | 0 | 0 | 0 | 0 | 0 | 0 | 0 | 0 | 0 | 0 | 0 | 0 | 0 | 0 | 0 | 0 | 0 | 0 | 0 | 0 | 0 | 0 | 0 | 0 | 0 | 0 | 0 | 0 | 0 | 0.04263% | 0 | 0 | 0 | 0 | 0 | 0 | 0 | 0 | 0 | 0 | 0 | 0 | 0 | 0 | 0 | 0 | 0 | 0 | 0 | 0 | 0 | 0 | 0 | 0
| Com-Cooling_DX_Cadmus | M_Input | Cadmus created workbook. Based on the PSE 2014 cooling DX EUI, 2014 CBSA analysis to determine capacity per sqft by capacity buckets, and costs based on the NEEP Phase 4 Incremental Cost Report for the measure "Commercial Unitary AC". Baseline cost based on DEER 2008 were used to establish full costs. Costs were interpolated based on the associated efficiency and capacity bucket | 2020 | NR and New | 2022 | 2023 | PSE | Commercial | Hospital | Electric | Per Building Sqft of Cooling DX - 135 to 240 kBtuh |  |  | Hospital DX Package 135 to 240 kBtuh - Federal Standard 2023 |  | 0.19836 | 15 | 0.32268 | 0 |  | 0 | 0 | 0 | 0 | 0 | 0 | 0 | 0 |  | 0 | 0 | 0 | Cooling | Cooling DX | Cooling DX | Cooling DX 135 to 240 kBtuh Standard | CommCOOL | 0.004239% | 49.2% | 49.2% | 80978.5882 | 1 | 0% | 6.667% | 85% | 6.8% | 0.2% | 0.13043 | 0.0012378 | 0.013167 | 0.4142 | 0 | 0 | 0 | 0.46433 | 0.050131 |  | 0.20053 | 0 | 0.20053 | 12. $0.200 to $0.225 | 0 | 0 | 01. ($9,999.00) to $0.22 | 1 | 0 | 0 | 0 | 0 | 0 | 0 | 0 | 0 | 0 | 0 | 0 | 0 | 0 | 0 | 0 | 0 | 0 | 0 | 0 | 0 | 0 | 0 | 0 | 0 | 0 | 0 | 0 | 0 | 0 | 0 | 0 | 0 | 0 | 0 | 0 | 0 | 0 | 0 | 0 | 0 | 0 | 0 | 0 | 0 | 0 | 0 | 0 | 0 | 0 | 0 | 0 | 0 | 0 | 0 | 0 | 0 | 0 | 0 | 0 | 0 | 0 | 0 | 0 | 0 | 0 | 0 | 0 | 0 | 0 | 0 | 0 | 0 | 0 | 0 | 0 | 0 | 0 | 0 | 0 | 0 | 0 | 0 | 0 | 0 | 0 | 0 | 0 | 0 | 0 | 0 | 0 | 0 | 0 | 0 | 0 | 0 | 0 | 0 | 0 | 0 | 0 | 0 | 0 | 0 | 0 | 0 | 0 | 0 | 0 | 0 | 0 | 0 | 0 | 0 | 0 | 0 | 0 | 0 | 0 | 0 | 0 | 0 | 0 | 0 | 0 | 0 | 0 | 0 | 0 | 0 | 0 | 0 | 0 | 0 | 0 | 0 | 0 | 0 | 0 | 0 | 0 | 0 | 0 | 0 | 0 | 0 | 0 | 0 | 0 | 0 | 0 | 0 | 0 | 0 | 0 | 0 | 0 | 0 | 0 | 0 | 0 | 0 | 0 | 0 | 0 | 0 | 0 | 0 | 0 | 0 | 0 | 0 | 0 | 0 | 0 | 0 | 0 | 0 | 0 | 0 | 0 | 0 | 0 | 0 | 0 | 0 | 0 | 0 | 0 | 0 | 0 | 0 | 0 | 0 | 0 | 0 | 0 | 0 | 0 | 0 | 0 | 0 | 0 | 0.04263% | 0 | 0 | 0 | 0 | 0 | 0 | 0 | 0 | 0 | 0 | 0 | 0 | 0 | 0 | 0 | 0 | 0 | 0 | 0 | 0 | 0 | 0 | 0 | 0
| Com-Tuneup_Cooling_DX-Cadmus | M_Input | Cadmus created workbook. Cooling DX EUIs based on Cadmus developed 2014 PSE EUIs. Percent savings based on Wisconsin Focus on Energy Technical Reference Manual. February 2016. Air Conditioning Unit Tune Up - Coil Cleaning. Page 165 - 168 and Air Conditioning Unit Tune Up - Refrigerant Charge Correction. Page 169 - 172. Costs based on CEE http://www.californiaenergyefficiency.com/docs/WtPaperCalAirConditionaerQualityInstallationProgram.pdf and GDS / Kema and TRANE Service Center provided estimated costs ranging from $3000 to $8000 depending on system. XCEL 2005 http://www.metrodenver.org/documents/newsCenter/EnergyEfficiencyReport.pdf and GDS 2006 Report for North Carolina Utilities Commission and 2005 http://eetd.lbl.gov/emills/PUBS/PDF/NCBC_Mills_6Apr05.pdf and Wisconsin Focus on Energy Technical Reference Manual. February 2016. Air Conditioning Unit Tune Up - Refrigerant Charge Correction. Page 169 - 172. EUL based on California Energy Commission and California Public Utilities Commission. Database for Energy Efficient Resources (DEER) 2008 | 2020 | Retro | 2022 | 2045 | PSE | Commercial | Assembly | Electric | Per Building Sqft - Cooling DX Tune Up |  |  | Assembly Tune-up - DX Maintenance - Refrigerant Charge Correction |  | 0.029762 | 10 | 0.12092 | 0 |  | 0 | 0 | 0 | 0 | 0 | 0 | 0 | 0 |  | 0 | 0 | 0 | Cooling | Cooling DX | Cooling DX Tuneup | Cooling DX Tune Up and Maintenance | CommCOOL | 0.004239% | 29.07% | 29.07% | 13631.2945 | 1 | 50% | 10% | 85% | 6.8% | 0.2% | 0.013914 | 0.00018573 | 0.00141 | 0.20017 | 0 | 0 | 0 | 0.22276 | 0.022587 |  | 0.64117 | 0 | 0.64117 | 13. $0.225 to $99,999.000 | 0 | 0 | 01. ($9,999.00) to $0.22 | 1 | 458288.0653 | 456231.8795 | 454184.9191 | 452147.1428 | 450118.5093 | 448098.9775 | 446088.5068 | 444087.0564 | 442094.5858 | 440111.0547 | 0 | 0 | 0 | 0 | 0 | 0 | 0 | 0 | 0 | 0 | 0 | 0 | 0 | 0 | 13639.6555 | 13578.4589 | 13517.5369 | 13456.8882 | 13396.5117 | 13336.406 | 13276.57 | 13217.0024 | 13157.7022 | 13098.6679 | 0 | 0 | 0 | 0 | 0 | 0 | 0 | 0 | 0 | 0 | 0 | 0 | 0 | 0 | 133675.3998 | 13639.6555 | 27218.1145 | 40735.6514 | 54192.5396 | 67589.0513 | 80925.4573 | 94202.0273 | 107419.0297 | 120576.7319 | 133675.3998 | 133675.3998 | 133675.3998 | 133675.3998 | 133675.3998 | 133675.3998 | 133675.3998 | 133675.3998 | 133675.3998 | 133675.3998 | 133675.3998 | 133675.3998 | 133675.3998 | 133675.3998 | 133675.3998 | 0 | 0 | 0 | 0 | 0 | 0 | 0 | 0 | 0 | 0 | 0 | 0 | 0 | 0 | 0 | 0 | 0 | 0 | 0 | 0 | 0 | 0 | 0 | 0 | 0 | 0 | 0 | 0 | 0 | 0 | 0 | 0 | 0 | 0 | 0 | 0 | 0 | 0 | 0 | 0 | 0 | 0 | 0 | 0 | 0 | 0 | 0 | 0 | 0 | 0 | 0 | 0 | 0 | 0 | 0 | 0 | 0 | 0 | 0 | 0 | 0 | 0.57824 | 1.1539 | 1.7269 | 2.2974 | 2.8654 | 3.4307 | 3.9936 | 4.5539 | 5.1117 | 5.667 | 5.667 | 5.667 | 5.667 | 5.667 | 5.667 | 5.667 | 5.667 | 5.667 | 5.667 | 5.667 | 5.667 | 5.667 | 5.667 | 5.667 | 102088.1017 | 101630.0664 | 101174.0862 | 100720.1518 | 100268.254 | 99818.3838 | 99370.532 | 98924.6895 | 98480.8474 | 98038.9967 | 0 | 0 | 0 | 0 | 0 | 0 | 0 | 0 | 0 | 0 | 0 | 0 | 0 | 0 | 1000514.1097 | 0 | 0 | 0 | 0 | 0 | 0 | 0 | 0 | 0 | 0 | 0 | 0 | 0 | 0 | 0 | 0 | 0 | 0 | 0 | 0 | 0.04263% | 5.815 | 11.6038 | 17.3667 | 23.1038 | 28.815 | 34.5007 | 40.1609 | 45.7956 | 51.4051 | 56.9895 | 56.9895 | 56.9895 | 56.9895 | 56.9895 | 56.9895 | 56.9895 | 56.9895 | 56.9895 | 56.9895 | 56.9895 | 56.9895 | 56.9895 | 56.9895 | 56.9895
| Com-Tuneup_Cooling_DX-Cadmus | M_Input | Cadmus created workbook. Cooling DX EUIs based on Cadmus developed 2014 PSE EUIs. Percent savings based on Wisconsin Focus on Energy Technical Reference Manual. February 2016. Air Conditioning Unit Tune Up - Coil Cleaning. Page 165 - 168 and Air Conditioning Unit Tune Up - Refrigerant Charge Correction. Page 169 - 172. Costs based on CEE http://www.californiaenergyefficiency.com/docs/WtPaperCalAirConditionaerQualityInstallationProgram.pdf and GDS / Kema and TRANE Service Center provided estimated costs ranging from $3000 to $8000 depending on system. XCEL 2005 http://www.metrodenver.org/documents/newsCenter/EnergyEfficiencyReport.pdf and GDS 2006 Report for North Carolina Utilities Commission and 2005 http://eetd.lbl.gov/emills/PUBS/PDF/NCBC_Mills_6Apr05.pdf and Wisconsin Focus on Energy Technical Reference Manual. February 2016. Air Conditioning Unit Tune Up - Refrigerant Charge Correction. Page 169 - 172. EUL based on California Energy Commission and California Public Utilities Commission. Database for Energy Efficient Resources (DEER) 2008 | 2020 | Retro | 2022 | 2045 | PSE | Commercial | Assembly | Electric | Per Building Sqft - Cooling DX Tune Up |  |  | Assembly Tune-up - DX Maintenance - Coil Cleaning |  | 0.12556 | 3 | 1.2437 | 0 |  | 0 | 0 | 0 | 0 | 0 | 0 | 0 | 0 |  | 0 | 0 | 0 | Cooling | Cooling DX | Cooling DX Tuneup | Cooling DX Tune Up and Maintenance | CommCOOL | 0.004239% | 29.07% | 29.07% | 13631.2945 | 1 | 50% | 33.33% | 85% | 6.8% | 0.2% | 0.019624 | 0.00078358 | 0.0020407 | 5.5121 | 0 | 0 | 0 | 5.758 | 0.24592 |  | 3.9283 | 0 | 3.9283 | 13. $0.225 to $99,999.000 | 0 | 0 | 01. ($9,999.00) to $0.22 | 1 | 458288.0653 | 456231.8795 | 454184.9191 | 452147.1428 | 450118.5093 | 448098.9775 | 446088.5068 | 444087.0564 | 442094.5858 | 440111.0547 | 0 | 0 | 0 | 0 | 0 | 0 | 0 | 0 | 0 | 0 | 0 | 0 | 0 | 0 | 57544.1261 | 57285.9448 | 57028.9219 | 56773.0521 | 56518.3304 | 56264.7514 | 56012.3103 | 55761.0017 | 55510.8207 | 55261.7621 | 0 | 0 | 0 | 0 | 0 | 0 | 0 | 0 | 0 | 0 | 0 | 0 | 0 | 0 | 563961.0214 | 57544.1261 | 114830.0709 | 171858.9928 | 228632.0449 | 285150.3753 | 341415.1267 | 397427.437 | 453188.4387 | 508699.2593 | 563961.0214 | 563961.0214 | 563961.0214 | 563961.0214 | 563961.0214 | 563961.0214 | 563961.0214 | 563961.0214 | 563961.0214 | 563961.0214 | 563961.0214 | 563961.0214 | 563961.0214 | 563961.0214 | 563961.0214 | 0 | 0 | 0 | 0 | 0 | 0 | 0 | 0 | 0 | 0 | 0 | 0 | 0 | 0 | 0 | 0 | 0 | 0 | 0 | 0 | 0 | 0 | 0 | 0 | 0 | 0 | 0 | 0 | 0 | 0 | 0 | 0 | 0 | 0 | 0 | 0 | 0 | 0 | 0 | 0 | 0 | 0 | 0 | 0 | 0 | 0 | 0 | 0 | 0 | 0 | 0 | 0 | 0 | 0 | 0 | 0 | 0 | 0 | 0 | 0 | 0 | 2.4395 | 4.8681 | 7.2858 | 9.6926 | 12.0887 | 14.4739 | 16.8485 | 19.2124 | 21.5658 | 23.9085 | 23.9085 | 23.9085 | 23.9085 | 23.9085 | 23.9085 | 23.9085 | 23.9085 | 23.9085 | 23.9085 | 23.9085 | 23.9085 | 23.9085 | 23.9085 | 23.9085 | 2638811.0132 | 2626971.5478 | 2615185.2021 | 2603451.7379 | 2591770.9177 | 2580142.5055 | 2568566.2662 | 2557041.9655 | 2545569.3706 | 2534148.2493 | 0 | 0 | 0 | 0 | 0 | 0 | 0 | 0 | 0 | 0 | 0 | 0 | 0 | 0 | 25861658.7758 | 0 | 0 | 0 | 0 | 0 | 0 | 0 | 0 | 0 | 0 | 0 | 0 | 0 | 0 | 0 | 0 | 0 | 0 | 0 | 0 | 0.04263% | 24.5326 | 48.9552 | 73.2682 | 97.472 | 121.5673 | 145.5545 | 169.4341 | 193.2065 | 216.8723 | 240.4319 | 240.4319 | 240.4319 | 240.4319 | 240.4319 | 240.4319 | 240.4319 | 240.4319 | 240.4319 | 240.4319 | 240.4319 | 240.4319 | 240.4319 | 240.4319 | 240.4319
| Com-Cooling_DX_Cadmus | M_Input | Cadmus created workbook. Based on the PSE 2014 cooling DX EUI, 2014 CBSA analysis to determine capacity per sqft by capacity buckets, and costs based on the NEEP Phase 4 Incremental Cost Report for the measure "Commercial Unitary AC". Baseline cost based on DEER 2008 were used to establish full costs. Costs were interpolated based on the associated efficiency and capacity bucket | 2020 | NR and New | 2022 | 2045 | PSE | Commercial | Assembly | Electric | Per Building Sqft of Cooling DX - 65 to 135 kBtuh |  |  | Assembly DX Package 65 to 135 kBtuh - Premium Efficiency |  | 0.28275 | 15 | 0.53046 | 0 |  | 0 | 0 | 0 | 0 | 0 | 0 | 0 | 0 |  | 0 | 0 | 0 | Cooling | Cooling DX | Cooling DX | Cooling DX 65 to 135 kBtuh Premium | CommCOOL | 0.004239% | 29.07% | 29.07% | 13631.2945 | 1 | 43.46% | 6.667% | 85% | 6.8% | 0.2% | 0.18592 | 0.0017645 | 0.018769 | 0.68091 | 0 | 0 | 0 | 0.76647 | 0.085559 |  | 0.23222 | 0 | 0.23222 | 13. $0.225 to $99,999.000 | 0 | 0 | 01. ($9,999.00) to $0.22 | 1 | 14683.4618 | 33719.9139 | 54193.38 | 70296.7142 | 98679.8154 | 133314.3403 | 176566.0382 | 192012.4991 | 245379.1807 | 286637.6161 | 292235.5406 | 267975.5509 | 328440.8232 | 350003.1318 | 334772.518 | 300969.3255 | 320968.5841 | 329881.7036 | 335457.7341 | 311719.9145 | 324645.6704 | 325550.7258 | 339843.264 | 316750.9084 | 4151.6866 | 9534.1629 | 15322.9487 | 19876.0983 | 27901.3 | 37694.0653 | 49923.2998 | 54290.7212 | 69379.9244 | 81045.5724 | 82628.3618 | 75768.9524 | 92865.2522 | 98961.9037 | 94655.5121 | 85097.8025 | 90752.5082 | 93272.655 | 94849.2541 | 88137.4861 | 91792.1888 | 92048.0894 | 96089.2441 | 89559.9783 | 1635598.9684 | 4151.6866 | 13685.8495 | 29008.7983 | 48884.8966 | 76786.1966 | 114480.2619 | 164403.5617 | 218694.2828 | 288074.2073 | 369119.7797 | 451748.1415 | 527517.0939 | 620382.3461 | 719344.2498 | 813999.7619 | 899097.5644 | 989850.0727 | 1083122.7277 | 1177971.9818 | 1266109.4678 | 1357901.6566 | 1449949.746 | 1546038.9901 | 1635598.9684 | 0 | 0 | 0 | 0 | 0 | 0 | 0 | 0 | 0 | 0 | 0 | 0 | 0 | 0 | 0 | 0 | 0 | 0 | 0 | 0 | 0 | 0 | 0 | 0 | 0 | 0 | 0 | 0 | 0 | 0 | 0 | 0 | 0 | 0 | 0 | 0 | 0 | 0 | 0 | 0 | 0 | 0 | 0 | 0 | 0 | 0 | 0 | 0 | 0 | 0 | 0 | 0 | 0 | 0 | 0 | 0 | 0 | 0 | 0 | 0 | 0 | 0.17601 | 0.5802 | 1.2298 | 2.0724 | 3.2553 | 4.8533 | 6.9697 | 9.2713 | 12.2126 | 15.6484 | 19.1514 | 22.3635 | 26.3005 | 30.4958 | 34.5087 | 38.1163 | 41.9637 | 45.9179 | 49.9389 | 53.6754 | 57.5668 | 61.4691 | 65.5427 | 69.3395 | 11254.3624 | 25845.1404 | 41537.3396 | 53879.9849 | 75634.644 | 102180.802 | 135331.7231 | 147170.8978 | 188074.6018 | 219697.7566 | 223988.3709 | 205393.9331 | 251738.4599 | 268265.219 | 256591.4836 | 230682.513 | 246011.2487 | 252842.8446 | 257116.6779 | 238922.4653 | 248829.6074 | 249523.3008 | 260478.0339 | 242778.5471 | 4433769.9576 | 0 | 0 | 0 | 0 | 0 | 0 | 0 | 0 | 0 | 0 | 0 | 0 | 0 | 0 | 0 | 0 | 0 | 0 | 0 | 0 | 0.04263% | 1.77 | 5.8346 | 12.3672 | 20.841 | 32.736 | 48.806 | 70.0897 | 93.2353 | 122.8139 | 157.3658 | 192.5925 | 224.8949 | 264.4858 | 306.676 | 347.0302 | 383.3097 | 422 | 461.7646 | 502.2014 | 539.7768 | 578.9103 | 618.1529 | 659.1184 | 697.3002
| Com-Cooling_DX_Cadmus | M_Input | Cadmus created workbook. Based on the PSE 2014 cooling DX EUI, 2014 CBSA analysis to determine capacity per sqft by capacity buckets, and costs based on the NEEP Phase 4 Incremental Cost Report for the measure "Commercial Unitary AC". Baseline cost based on DEER 2008 were used to establish full costs. Costs were interpolated based on the associated efficiency and capacity bucket | 2020 | NR and New | 2022 | 2023 | PSE | Commercial | Assembly | Electric | Per Building Sqft of Cooling DX - 65 to 135 kBtuh |  |  | Assembly DX Package 65 to 135 kBtuh - Federal Standard 2023 |  | 0.18839 | 15 | 0.23997 | 0 |  | 0 | 0 | 0 | 0 | 0 | 0 | 0 | 0 |  | 0 | 0 | 0 | Cooling | Cooling DX | Cooling DX | Cooling DX 65 to 135 kBtuh Standard | CommCOOL | 0.004239% | 29.07% | 29.07% | 13631.2945 | 1 | 43.46% | 6.667% | 85% | 6.8% | 0.2% | 0.12388 | 0.0011757 | 0.012506 | 0.30803 | 0 | 0 | 0 | 0.34234 | 0.034313 |  | 0.15567 | 0 | 0.15567 | 10. $0.150 to $0.175 | 0 | 0 | 01. ($9,999.00) to $0.22 | 1 | 14683.4618 | 33719.9139 | 54193.38 | 70296.7142 | 98679.8154 | 133314.3403 | 176566.0382 | 192012.4991 | 245379.1807 | 286637.6161 | 292235.5406 | 267975.5509 | 328440.8232 | 350003.1318 | 334772.518 | 300969.3255 | 320968.5841 | 329881.7036 | 335457.7341 | 311719.9145 | 324645.6704 | 325550.7258 | 339843.264 | 316750.9084 | 2766.2585 | 6352.5891 | 10209.6428 | 13243.3952 | 18590.5672 | 25115.4625 | 33263.7712 | 36173.7733 | 46227.6721 | 54000.4644 | 55055.0731 | 50484.6656 | 61875.8879 | 65938.0717 | 63068.7336 | 56700.4554 | 60468.1718 | 62147.3394 | 63197.8234 | 58725.789 | 61160.9084 | 61331.4143 | 64024.0257 | 59673.592 | 1089795.5474 | 2766.2585 | 9118.8477 | 19328.4905 | 32571.8857 | 51162.4529 | 76277.9154 | 109541.6865 | 145715.4598 | 191943.1318 | 245943.5963 | 300998.6694 | 351483.335 | 413359.2229 | 479297.2945 | 542366.0282 | 599066.4835 | 659534.6553 | 721681.9947 | 784879.818 | 843605.607 | 904766.5154 | 966097.9297 | 1030121.9554 | 1089795.5474 | 0 | 0 | 0 | 0 | 0 | 0 | 0 | 0 | 0 | 0 | 0 | 0 | 0 | 0 | 0 | 0 | 0 | 0 | 0 | 0 | 0 | 0 | 0 | 0 | 0 | 0 | 0 | 0 | 0 | 0 | 0 | 0 | 0 | 0 | 0 | 0 | 0 | 0 | 0 | 0 | 0 | 0 | 0 | 0 | 0 | 0 | 0 | 0 | 0 | 0 | 0 | 0 | 0 | 0 | 0 | 0 | 0 | 0 | 0 | 0 | 0 | 0.11727 | 0.38658 | 0.81941 | 1.3809 | 2.169 | 3.2337 | 4.6439 | 6.1775 | 8.1372 | 10.4265 | 12.7605 | 14.9008 | 17.5239 | 20.3193 | 22.993 | 25.3968 | 27.9603 | 30.5949 | 33.2742 | 35.7638 | 38.3566 | 40.9567 | 43.6709 | 46.2007 | 5026.763 | 11543.7367 | 18552.6603 | 24065.505 | 33782.2275 | 45639.0738 | 60445.9388 | 65733.9083 | 84003.5551 | 98128.043 | 100044.4466 | 91739.2376 | 112439.0289 | 119820.7089 | 114606.6329 | 103034.3864 | 109880.969 | 112932.3026 | 114841.211 | 106714.7626 | 111139.7894 | 111449.6277 | 116342.5613 | 108437.0822 | 1980344.1586 | 0 | 0 | 0 | 0 | 0 | 0 | 0 | 0 | 0 | 0 | 0 | 0 | 0 | 0 | 0 | 0 | 0 | 0 | 0 | 0 | 0.04263% | 1.1793 | 3.8876 | 8.2403 | 13.8863 | 21.8119 | 32.5193 | 46.7006 | 62.1225 | 81.8306 | 104.8524 | 128.3239 | 149.8469 | 176.2263 | 204.3374 | 231.2254 | 255.3983 | 281.1775 | 307.6726 | 334.6156 | 359.652 | 385.7265 | 411.8738 | 439.169 | 464.6094
| Com-Cooling_DX_Cadmus | M_Input | Cadmus created workbook. Based on the PSE 2014 cooling DX EUI, 2014 CBSA analysis to determine capacity per sqft by capacity buckets, and costs based on the NEEP Phase 4 Incremental Cost Report for the measure "Commercial Unitary AC". Baseline cost based on DEER 2008 were used to establish full costs. Costs were interpolated based on the associated efficiency and capacity bucket | 2020 | NR and New | 2022 | 2045 | PSE | Commercial | Assembly | Electric | Per Building Sqft of Cooling DX - 240 to 760 kBtuh |  |  | Assembly DX Package 240 to 760 kBtuh - Premium Efficiency |  | 0.38243 | 15 | 0.42651 | 0 |  | 0 | 0 | 0 | 0 | 0 | 0 | 0 | 0 |  | 0 | 0 | 0 | Cooling | Cooling DX | Cooling DX | Cooling DX 240 to 760 kBtuh Premium | CommCOOL | 0.004239% | 29.07% | 29.07% | 13631.2945 | 1 | 37.87% | 6.667% | 85% | 6.8% | 0.2% | 0.25148 | 0.0023866 | 0.025386 | 0.54747 | 0 | 0 | 0 | 0.605 | 0.057529 |  | 0.13552 | 0 | 0.13552 | 09. $0.130 to $0.150 | 1 | 0 | 01. ($9,999.00) to $0.22 | 1 | 12792.3218 | 29376.9955 | 47213.6046 | 61242.9281 | 85970.4596 | 116144.2699 | 153825.4141 | 167282.4655 | 213775.8454 | 249720.447 | 254597.3932 | 233461.9415 | 286139.6572 | 304924.8725 | 291655.8685 | 262206.3201 | 279629.7967 | 287394.961 | 292252.8329 | 271572.2991 | 282833.2968 | 283621.7866 | 296073.5334 | 275955.3318 | 4892.2238 | 11234.7733 | 18056.106 | 23421.4018 | 32878.0602 | 44417.5629 | 58828.1283 | 63974.5675 | 81755.2348 | 95501.6866 | 97366.7985 | 89283.8749 | 109429.6449 | 116613.7573 | 111539.2338 | 100276.7138 | 106940.0504 | 109909.7163 | 111767.5336 | 103858.5862 | 108165.179 | 108466.7246 | 113228.7008 | 105534.8087 | 1927341.0679 | 4892.2238 | 16126.9971 | 34183.1031 | 57604.5049 | 90482.5651 | 134900.128 | 193728.2563 | 257702.8237 | 339458.0585 | 434959.7451 | 532326.5435 | 621610.4185 | 731040.0634 | 847653.8207 | 959193.0545 | 1059469.7683 | 1166409.8187 | 1276319.535 | 1388087.0685 | 1491945.6548 | 1600110.8338 | 1708577.5585 | 1821806.2593 | 1927341.0679 | 0 | 0 | 0 | 0 | 0 | 0 | 0 | 0 | 0 | 0 | 0 | 0 | 0 | 0 | 0 | 0 | 0 | 0 | 0 | 0 | 0 | 0 | 0 | 0 | 0 | 0 | 0 | 0 | 0 | 0 | 0 | 0 | 0 | 0 | 0 | 0 | 0 | 0 | 0 | 0 | 0 | 0 | 0 | 0 | 0 | 0 | 0 | 0 | 0 | 0 | 0 | 0 | 0 | 0 | 0 | 0 | 0 | 0 | 0 | 0 | 0 | 0.2074 | 0.68369 | 1.4492 | 2.4421 | 3.8359 | 5.7189 | 8.2129 | 10.925 | 14.391 | 18.4397 | 22.5674 | 26.3525 | 30.9917 | 35.9354 | 40.664 | 44.9151 | 49.4487 | 54.1082 | 58.8465 | 63.2495 | 67.835 | 72.4334 | 77.2336 | 81.7076 | 7739.3197 | 17773.002 | 28564.1017 | 37051.804 | 52011.893 | 70266.9657 | 93063.9549 | 101205.4341 | 129333.8018 | 151080.1875 | 154030.7266 | 141243.8361 | 173113.71 | 184478.7139 | 176451.0028 | 158634.1065 | 169175.2623 | 173873.1654 | 176812.1647 | 164300.4982 | 171113.3711 | 171590.4052 | 179123.678 | 166952.221 | 3048983.3262 | 0 | 0 | 0 | 0 | 0 | 0 | 0 | 0 | 0 | 0 | 0 | 0 | 0 | 0 | 0 | 0 | 0 | 0 | 0 | 0 | 0.04263% | 2.0857 | 6.8754 | 14.5732 | 24.5584 | 38.5752 | 57.5116 | 82.5916 | 109.8657 | 144.7202 | 185.4351 | 226.9453 | 265.0094 | 311.6622 | 361.3778 | 408.93 | 451.6807 | 497.2722 | 544.1297 | 591.7792 | 636.0569 | 682.1707 | 728.413 | 776.6855 | 821.6778
| Com-Cooling_DX_Cadmus | M_Input | Cadmus created workbook. Based on the PSE 2014 cooling DX EUI, 2014 CBSA analysis to determine capacity per sqft by capacity buckets, and costs based on the NEEP Phase 4 Incremental Cost Report for the measure "Commercial Unitary AC". Baseline cost based on DEER 2008 were used to establish full costs. Costs were interpolated based on the associated efficiency and capacity bucket | 2020 | NR and New | 2022 | 2023 | PSE | Commercial | Assembly | Electric | Per Building Sqft of Cooling DX - 240 to 760 kBtuh |  |  | Assembly DX Package 240 to 760 kBtuh - Federal Standard 2023 |  | 0.19781 | 15 | 0.14217 | 0 |  | 0 | 0 | 0 | 0 | 0 | 0 | 0 | 0 |  | 0 | 0 | 0 | Cooling | Cooling DX | Cooling DX | Cooling DX 240 to 760 kBtuh Standard | CommCOOL | 0.004239% | 29.07% | 29.07% | 13631.2945 | 1 | 37.87% | 6.667% | 85% | 6.8% | 0.2% | 0.13007 | 0.0012344 | 0.013131 | 0.18249 | 0 | 0 | 0 | 0.19656 | 0.014069 |  | 0.085121 | 0 | 0.085121 | 07. $0.085 to $0.115 | 1 | 0 | 01. ($9,999.00) to $0.22 | 1 | 12792.3218 | 29376.9955 | 47213.6046 | 61242.9281 | 85970.4596 | 116144.2699 | 153825.4141 | 167282.4655 | 213775.8454 | 249720.447 | 254597.3932 | 233461.9415 | 286139.6572 | 304924.8725 | 291655.8685 | 262206.3201 | 279629.7967 | 287394.961 | 292252.8329 | 271572.2991 | 282833.2968 | 283621.7866 | 296073.5334 | 275955.3318 | 2530.4606 | 5811.0897 | 9339.3652 | 12114.5182 | 17005.8932 | 22974.6015 | 30428.3422 | 33090.2935 | 42287.1904 | 49397.4241 | 50362.1371 | 46181.3146 | 56601.5405 | 60317.4607 | 57692.7072 | 51867.2657 | 55313.8192 | 56849.8532 | 57810.7932 | 53719.9584 | 55947.5064 | 56103.4783 | 58566.5694 | 54586.97 | 996900.5524 | 2530.4606 | 8341.5502 | 17680.9154 | 29795.4336 | 46801.3268 | 69775.9283 | 100204.2705 | 133294.564 | 175581.7544 | 224979.1785 | 275341.3156 | 321522.6302 | 378124.1707 | 438441.6314 | 496134.3385 | 548001.6043 | 603315.4235 | 660165.2767 | 717976.0699 | 771696.0283 | 827643.5347 | 883747.013 | 942313.5824 | 996900.5524 | 0 | 0 | 0 | 0 | 0 | 0 | 0 | 0 | 0 | 0 | 0 | 0 | 0 | 0 | 0 | 0 | 0 | 0 | 0 | 0 | 0 | 0 | 0 | 0 | 0 | 0 | 0 | 0 | 0 | 0 | 0 | 0 | 0 | 0 | 0 | 0 | 0 | 0 | 0 | 0 | 0 | 0 | 0 | 0 | 0 | 0 | 0 | 0 | 0 | 0 | 0 | 0 | 0 | 0 | 0 | 0 | 0 | 0 | 0 | 0 | 0 | 0.10728 | 0.35363 | 0.74956 | 1.2631 | 1.9841 | 2.9581 | 4.2481 | 5.6509 | 7.4436 | 9.5378 | 11.6728 | 13.6306 | 16.0302 | 18.5873 | 21.0331 | 23.232 | 25.5769 | 27.987 | 30.4378 | 32.7152 | 35.0871 | 37.4655 | 39.9484 | 42.2626 | 2514.4343 | 5774.2861 | 9280.2159 | 12037.7929 | 16898.1892 | 22829.0956 | 30235.6293 | 32880.7216 | 42019.3715 | 49084.5736 | 50043.1769 | 45888.8329 | 56243.064 | 59935.45 | 57327.3199 | 51538.773 | 54963.4982 | 56489.8041 | 57444.6581 | 53379.7319 | 55593.1721 | 55748.1561 | 58195.6477 | 54241.2524 | 990586.8471 | 0 | 0 | 0 | 0 | 0 | 0 | 0 | 0 | 0 | 0 | 0 | 0 | 0 | 0 | 0 | 0 | 0 | 0 | 0 | 0 | 0.04263% | 1.0788 | 3.5562 | 7.5379 | 12.7026 | 19.9527 | 29.7474 | 42.7198 | 56.8271 | 74.8553 | 95.9147 | 117.3855 | 137.0738 | 161.2046 | 186.9196 | 211.5155 | 233.628 | 257.2097 | 281.4464 | 306.0927 | 328.995 | 352.8469 | 376.7653 | 401.7339 | 425.0058
| Com-Cooling_DX_Cadmus | M_Input | Cadmus created workbook. Based on the PSE 2014 cooling DX EUI, 2014 CBSA analysis to determine capacity per sqft by capacity buckets, and costs based on the NEEP Phase 4 Incremental Cost Report for the measure "Commercial Unitary AC". Baseline cost based on DEER 2008 were used to establish full costs. Costs were interpolated based on the associated efficiency and capacity bucket | 2020 | NR and New | 2022 | 2045 | PSE | Commercial | Assembly | Electric | Per Building Sqft of Cooling DX - 135 to 240 kBtuh |  |  | Assembly DX Package 135 to 240 kBtuh - Premium Efficiency |  | 0.30986 | 15 | 1.7005 | 0 |  | 0 | 0 | 0 | 0 | 0 | 0 | 0 | 0 |  | 0 | 0 | 0 | Cooling | Cooling DX | Cooling DX | Cooling DX 135 to 240 kBtuh Premium | CommCOOL | 0.004239% | 29.07% | 29.07% | 13631.2945 | 1 | 18.67% | 6.667% | 85% | 6.8% | 0.2% | 0.20376 | 0.0019337 | 0.020569 | 2.1827 | 0 | 0 | 0 | 2.5003 | 0.31759 |  | 0.69123 | 0 | 0.69123 | 13. $0.225 to $99,999.000 | 0 | 0 | 01. ($9,999.00) to $0.22 | 1 | 6307.2994 | 14484.4313 | 23278.8343 | 30196.0417 | 42388.0383 | 57265.3419 | 75844.163 | 82479.2096 | 105402.9345 | 123125.5472 | 125530.1427 | 115109.2337 | 141082.1672 | 150344.2838 | 143801.9546 | 129281.7509 | 137872.4575 | 141701.0991 | 144096.29 | 133899.6799 | 139451.9545 | 139840.7222 | 145980.0999 | 136060.7496 | 1954.4023 | 4488.1976 | 7213.2627 | 9356.6533 | 13134.5089 | 17744.4433 | 23501.3431 | 25557.3023 | 32660.5295 | 38152.1215 | 38897.2181 | 35668.158 | 43716.2239 | 46586.2164 | 44558.9869 | 40059.7048 | 42721.6518 | 43908.0084 | 44650.1908 | 41490.6327 | 43211.0804 | 43331.5453 | 45233.9148 | 42160.2695 | 769956.5661 | 1954.4023 | 6442.5999 | 13655.8626 | 23012.5158 | 36147.0247 | 53891.4679 | 77392.811 | 102950.1133 | 135610.6428 | 173762.7643 | 212659.9824 | 248328.1404 | 292044.3643 | 338630.5807 | 383189.5676 | 423249.2724 | 465970.9242 | 509878.9326 | 554529.1233 | 596019.7561 | 639230.8365 | 682562.3818 | 727796.2966 | 769956.5661 | 0 | 0 | 0 | 0 | 0 | 0 | 0 | 0 | 0 | 0 | 0 | 0 | 0 | 0 | 0 | 0 | 0 | 0 | 0 | 0 | 0 | 0 | 0 | 0 | 0 | 0 | 0 | 0 | 0 | 0 | 0 | 0 | 0 | 0 | 0 | 0 | 0 | 0 | 0 | 0 | 0 | 0 | 0 | 0 | 0 | 0 | 0 | 0 | 0 | 0 | 0 | 0 | 0 | 0 | 0 | 0 | 0 | 0 | 0 | 0 | 0 | 0.082855 | 0.27313 | 0.57893 | 0.97559 | 1.5324 | 2.2847 | 3.281 | 4.3645 | 5.7491 | 7.3665 | 9.0155 | 10.5276 | 12.3809 | 14.3559 | 16.2449 | 17.9432 | 19.7543 | 21.6158 | 23.5087 | 25.2676 | 27.0995 | 28.9365 | 30.8542 | 32.6415 | 15770.1984 | 36215.556 | 58204.2823 | 75499.4393 | 105983.2 | 143181.0583 | 189633.8545 | 206223.5223 | 263539.9214 | 307851.9319 | 313864.164 | 287808.67 | 352749.0332 | 375907.1882 | 359549.3426 | 323244.3444 | 344723.7667 | 354296.5545 | 360285.2722 | 334790.5945 | 348672.9976 | 349645.037 | 364995.3792 | 340193.9369 | 6212829.2455 | 0 | 0 | 0 | 0 | 0 | 0 | 0 | 0 | 0 | 0 | 0 | 0 | 0 | 0 | 0 | 0 | 0 | 0 | 0 | 0 | 0.04263% | 0.83321 | 2.7467 | 5.8219 | 9.8109 | 15.4105 | 22.9754 | 32.9947 | 43.8904 | 57.8145 | 74.0798 | 90.6627 | 105.869 | 124.5064 | 144.3674 | 163.3641 | 180.4427 | 198.6561 | 217.3752 | 236.4108 | 254.0994 | 272.5215 | 290.9949 | 310.2793 | 328.2534
| Com-Cooling_DX_Cadmus | M_Input | Cadmus created workbook. Based on the PSE 2014 cooling DX EUI, 2014 CBSA analysis to determine capacity per sqft by capacity buckets, and costs based on the NEEP Phase 4 Incremental Cost Report for the measure "Commercial Unitary AC". Baseline cost based on DEER 2008 were used to establish full costs. Costs were interpolated based on the associated efficiency and capacity bucket | 2020 | NR and New | 2022 | 2023 | PSE | Commercial | Assembly | Electric | Per Building Sqft of Cooling DX - 135 to 240 kBtuh |  |  | Assembly DX Package 135 to 240 kBtuh - Federal Standard 2023 |  | 0.19352 | 15 | 0.71182 | 0 |  | 0 | 0 | 0 | 0 | 0 | 0 | 0 | 0 |  | 0 | 0 | 0 | Cooling | Cooling DX | Cooling DX | Cooling DX 135 to 240 kBtuh Standard | CommCOOL | 0.004239% | 29.07% | 29.07% | 13631.2945 | 1 | 18.67% | 6.667% | 85% | 6.8% | 0.2% | 0.12725 | 0.0012077 | 0.012846 | 0.9137 | 0 | 0 | 0 | 1.042 | 0.12831 |  | 0.46126 | 0 | 0.46126 | 13. $0.225 to $99,999.000 | 0 | 0 | 01. ($9,999.00) to $0.22 | 1 | 6307.2994 | 14484.4313 | 23278.8343 | 30196.0417 | 42388.0383 | 57265.3419 | 75844.163 | 82479.2096 | 105402.9345 | 123125.5472 | 125530.1427 | 115109.2337 | 141082.1672 | 150344.2838 | 143801.9546 | 129281.7509 | 137872.4575 | 141701.0991 | 144096.29 | 133899.6799 | 139451.9545 | 139840.7222 | 145980.0999 | 136060.7496 | 1220.5851 | 2803.0191 | 4504.9071 | 5843.5213 | 8202.9097 | 11081.9572 | 14677.3204 | 15961.3309 | 20397.5175 | 23827.1877 | 24292.5237 | 22275.8751 | 27302.1428 | 29094.5425 | 27828.4746 | 25018.5328 | 26681.0016 | 27421.9182 | 27885.4342 | 25912.1919 | 26986.665 | 27061.8991 | 28249.9881 | 26330.4009 | 480861.8464 | 1220.5851 | 4023.6042 | 8528.5113 | 14372.0326 | 22574.9423 | 33656.8995 | 48334.2199 | 64295.5509 | 84693.0684 | 108520.256 | 132812.7797 | 155088.6548 | 182390.7976 | 211485.3402 | 239313.8147 | 264332.3476 | 291013.3491 | 318435.2673 | 346320.7016 | 372232.8934 | 399219.5584 | 426281.4575 | 454531.4456 | 480861.8464 | 0 | 0 | 0 | 0 | 0 | 0 | 0 | 0 | 0 | 0 | 0 | 0 | 0 | 0 | 0 | 0 | 0 | 0 | 0 | 0 | 0 | 0 | 0 | 0 | 0 | 0 | 0 | 0 | 0 | 0 | 0 | 0 | 0 | 0 | 0 | 0 | 0 | 0 | 0 | 0 | 0 | 0 | 0 | 0 | 0 | 0 | 0 | 0 | 0 | 0 | 0 | 0 | 0 | 0 | 0 | 0 | 0 | 0 | 0 | 0 | 0 | 0.051745 | 0.17058 | 0.36156 | 0.60929 | 0.95704 | 1.4268 | 2.0491 | 2.7257 | 3.5905 | 4.6006 | 5.6305 | 6.5748 | 7.7323 | 8.9657 | 10.1455 | 11.2061 | 12.3372 | 13.4997 | 14.6819 | 15.7804 | 16.9245 | 18.0718 | 19.2694 | 20.3856 | 6572.2509 | 15092.8806 | 24256.7113 | 31464.4907 | 44168.6381 | 59670.8945 | 79030.1585 | 85943.9244 | 109830.6091 | 128297.6978 | 130803.3035 | 119944.642 | 147008.6239 | 156659.8155 | 149842.6618 | 134712.506 | 143664.0835 | 147653.5554 | 150149.3614 | 139524.4209 | 145309.9307 | 145715.0294 | 152112.3047 | 141776.271 | 2589204.7657 | 0 | 0 | 0 | 0 | 0 | 0 | 0 | 0 | 0 | 0 | 0 | 0 | 0 | 0 | 0 | 0 | 0 | 0 | 0 | 0 | 0.04263% | 0.52037 | 1.7154 | 3.6359 | 6.1272 | 9.6243 | 14.3488 | 20.6062 | 27.4109 | 36.107 | 46.2651 | 56.6217 | 66.1185 | 77.7581 | 90.1619 | 102.026 | 112.6921 | 124.0669 | 135.7576 | 147.6459 | 158.693 | 170.1981 | 181.7354 | 193.7791 | 205.0045
| Com-Tuneup_Heat_Pump-Cadmus | M_Input | Cadmus created workbook. Heat Pump EUIs based on Cadmus developed 2014 PSE EUIs. Percent savings based on Wisconsin Focus on Energy Technical Reference Manual. February 2016. Air Conditioning Unit Tune Up - Coil Cleaning. Page 165 - 168 and Air Conditioning Unit Tune Up - Refrigerant Charge Correction. Page 169 - 172. Cost based on CEE http://www.californiaenergyefficiency.com/docs/WtPaperCalAirConditionaerQualityInstallationProgram.pdf and GDS / Kema and TRANE Service Center provided estimated costs ranging from $3000 to $8000 depending on system. XCEL 2005 http://www.metrodenver.org/documents/newsCenter/EnergyEfficiencyReport.pdf and GDS 2006 Report for North Carolina Utilities Commission and 2005 http://eetd.lbl.gov/emills/PUBS/PDF/NCBC_Mills_6Apr05.pdf and Wisconsin Focus on Energy Technical Reference Manual. February 2016. Air Conditioning Unit Tune Up - Refrigerant Charge Correction. Page 169 - 172. EUL based on California Energy Commission and California Public Utilities Commission. Database for Energy Efficient Resources (DEER) 2008 | 2020 | Retro | 2022 | 2045 | PSE | Commercial | Large Off | Electric | Per Building Sqft - Heat Pump Tune Up |  |  | Large Off Tune-up - Heat Pump Maintenance (Tune-up) - Refrigerant Charge Correction |  | 0.0596 | 10 | 0.15667 | 0 |  | 0 | 0 | 0 | 0 | 0 | 0 | 0 | 0 |  | 0 | 0 | 0 | Heat Pump | Heat Pump | Per Heat Pump | Heat Pump Tune up and Maintenance | CommVENT | 0.0141% | 27.49% | 27.49% | 229881.7404 | 1 | 3.654% | 10% | 85% | 6.8% | 0.2% | 0.027864 | 0.0012371 | 0.0029101 | 0.25936 | 0 | 0 | 0 | 0.28655 | 0.027186 |  | 0.41185 | 0 | 0.41185 | 13. $0.225 to $99,999.000 | 0 | 0 | 01. ($9,999.00) to $0.22 | 1 | 40212.4776 | 40091.8402 | 39971.5646 | 39851.6499 | 39732.095 | 39612.8987 | 39494.06 | 39375.5778 | 39257.4511 | 39139.6788 | 0 | 0 | 0 | 0 | 0 | 0 | 0 | 0 | 0 | 0 | 0 | 0 | 0 | 0 | 2396.676 | 2389.486 | 2382.3175 | 2375.1706 | 2368.045 | 2360.9409 | 2353.8581 | 2346.7965 | 2339.7561 | 2332.7369 | 0 | 0 | 0 | 0 | 0 | 0 | 0 | 0 | 0 | 0 | 0 | 0 | 0 | 0 | 23645.7836 | 2396.676 | 4786.162 | 7168.4795 | 9543.65 | 11911.6951 | 14272.636 | 16626.4941 | 18973.2906 | 21313.0467 | 23645.7836 | 23645.7836 | 23645.7836 | 23645.7836 | 23645.7836 | 23645.7836 | 23645.7836 | 23645.7836 | 23645.7836 | 23645.7836 | 23645.7836 | 23645.7836 | 23645.7836 | 23645.7836 | 23645.7836 | 0 | 0 | 0 | 0 | 0 | 0 | 0 | 0 | 0 | 0 | 0 | 0 | 0 | 0 | 0 | 0 | 0 | 0 | 0 | 0 | 0 | 0 | 0 | 0 | 0 | 0 | 0 | 0 | 0 | 0 | 0 | 0 | 0 | 0 | 0 | 0 | 0 | 0 | 0 | 0 | 0 | 0 | 0 | 0 | 0 | 0 | 0 | 0 | 0 | 0 | 0 | 0 | 0 | 0 | 0 | 0 | 0 | 0 | 0 | 0 | 0 | 0.33794 | 0.67487 | 1.0108 | 1.3457 | 1.6796 | 2.0125 | 2.3444 | 2.6753 | 3.0052 | 3.3342 | 3.3342 | 3.3342 | 3.3342 | 3.3342 | 3.3342 | 3.3342 | 3.3342 | 3.3342 | 3.3342 | 3.3342 | 3.3342 | 3.3342 | 3.3342 | 3.3342 | 11522.7256 | 11488.1574 | 11453.693 | 11419.3319 | 11385.0739 | 11350.9187 | 11316.8659 | 11282.9153 | 11249.0666 | 11215.3194 | 0 | 0 | 0 | 0 | 0 | 0 | 0 | 0 | 0 | 0 | 0 | 0 | 0 | 0 | 113684.0676 | 0 | 0 | 0 | 0 | 0 | 0 | 0 | 0 | 0 | 0 | 0 | 0 | 0 | 0 | 0 | 0 | 0 | 0 | 0 | 0 | 0.01557% | 0.37322 | 0.74531 | 1.1163 | 1.4862 | 1.8549 | 2.2226 | 2.5891 | 2.9546 | 3.3189 | 3.6822 | 3.6822 | 3.6822 | 3.6822 | 3.6822 | 3.6822 | 3.6822 | 3.6822 | 3.6822 | 3.6822 | 3.6822 | 3.6822 | 3.6822 | 3.6822 | 3.6822
| Com-Tuneup_Heat_Pump-Cadmus | M_Input | Cadmus created workbook. Heat Pump EUIs based on Cadmus developed 2014 PSE EUIs. Percent savings based on Wisconsin Focus on Energy Technical Reference Manual. February 2016. Air Conditioning Unit Tune Up - Coil Cleaning. Page 165 - 168 and Air Conditioning Unit Tune Up - Refrigerant Charge Correction. Page 169 - 172. Cost based on CEE http://www.californiaenergyefficiency.com/docs/WtPaperCalAirConditionaerQualityInstallationProgram.pdf and GDS / Kema and TRANE Service Center provided estimated costs ranging from $3000 to $8000 depending on system. XCEL 2005 http://www.metrodenver.org/documents/newsCenter/EnergyEfficiencyReport.pdf and GDS 2006 Report for North Carolina Utilities Commission and 2005 http://eetd.lbl.gov/emills/PUBS/PDF/NCBC_Mills_6Apr05.pdf and Wisconsin Focus on Energy Technical Reference Manual. February 2016. Air Conditioning Unit Tune Up - Refrigerant Charge Correction. Page 169 - 172. EUL based on California Energy Commission and California Public Utilities Commission. Database for Energy Efficient Resources (DEER) 2008 | 2020 | Retro | 2022 | 2045 | PSE | Commercial | Medium Off | Electric | Per Building Sqft - Heat Pump Tune Up |  |  | Medium Off Tune-up - Heat Pump Maintenance (Tune-up) - Refrigerant Charge Correction |  | 0.0596 | 10 | 0.15667 | 0 |  | 0 | 0 | 0 | 0 | 0 | 0 | 0 | 0 |  | 0 | 0 | 0 | Heat Pump | Heat Pump | Per Heat Pump | Heat Pump Tune up and Maintenance | CommVENT | 0.0141% | 27.49% | 27.49% | 41759.2514 | 1 | 39.52% | 10% | 85% | 6.8% | 0.2% | 0.027864 | 0.0012371 | 0.0029101 | 0.25936 | 0 | 0 | 0 | 0.28655 | 0.027186 |  | 0.41185 | 0 | 0.41185 | 13. $0.225 to $99,999.000 | 0 | 0 | 01. ($9,999.00) to $0.22 | 1 | 338405.6495 | 337390.4326 | 336378.2613 | 335369.1265 | 334363.0191 | 333359.9301 | 332359.8503 | 331362.7707 | 330368.6824 | 329377.5764 | 0 | 0 | 0 | 0 | 0 | 0 | 0 | 0 | 0 | 0 | 0 | 0 | 0 | 0 | 20169.0805 | 20108.5732 | 20048.2475 | 19988.1028 | 19928.1385 | 19868.354 | 19808.749 | 19749.3227 | 19690.0748 | 19631.0045 | 0 | 0 | 0 | 0 | 0 | 0 | 0 | 0 | 0 | 0 | 0 | 0 | 0 | 0 | 198989.6475 | 20169.0805 | 40277.6537 | 60325.9012 | 80314.004 | 100242.1425 | 120110.4965 | 139919.2455 | 159668.5682 | 179358.643 | 198989.6475 | 198989.6475 | 198989.6475 | 198989.6475 | 198989.6475 | 198989.6475 | 198989.6475 | 198989.6475 | 198989.6475 | 198989.6475 | 198989.6475 | 198989.6475 | 198989.6475 | 198989.6475 | 198989.6475 | 0 | 0 | 0 | 0 | 0 | 0 | 0 | 0 | 0 | 0 | 0 | 0 | 0 | 0 | 0 | 0 | 0 | 0 | 0 | 0 | 0 | 0 | 0 | 0 | 0 | 0 | 0 | 0 | 0 | 0 | 0 | 0 | 0 | 0 | 0 | 0 | 0 | 0 | 0 | 0 | 0 | 0 | 0 | 0 | 0 | 0 | 0 | 0 | 0 | 0 | 0 | 0 | 0 | 0 | 0 | 0 | 0 | 0 | 0 | 0 | 0 | 2.8439 | 5.6793 | 8.5062 | 11.3247 | 14.1346 | 16.9362 | 19.7293 | 22.5141 | 25.2904 | 28.0585 | 28.0585 | 28.0585 | 28.0585 | 28.0585 | 28.0585 | 28.0585 | 28.0585 | 28.0585 | 28.0585 | 28.0585 | 28.0585 | 28.0585 | 28.0585 | 28.0585 | 96968.7937 | 96677.8874 | 96387.8537 | 96098.6901 | 95810.3941 | 95522.9629 | 95236.394 | 94950.6848 | 94665.8328 | 94381.8353 | 0 | 0 | 0 | 0 | 0 | 0 | 0 | 0 | 0 | 0 | 0 | 0 | 0 | 0 | 956701.3287 | 0 | 0 | 0 | 0 | 0 | 0 | 0 | 0 | 0 | 0 | 0 | 0 | 0 | 0 | 0 | 0 | 0 | 0 | 0 | 0 | 0.01557% | 3.1408 | 6.2721 | 9.3941 | 12.5067 | 15.61 | 18.7039 | 21.7886 | 24.864 | 27.9302 | 30.9872 | 30.9872 | 30.9872 | 30.9872 | 30.9872 | 30.9872 | 30.9872 | 30.9872 | 30.9872 | 30.9872 | 30.9872 | 30.9872 | 30.9872 | 30.9872 | 30.9872
| Com-Tuneup_Heat_Pump-Cadmus | M_Input | Cadmus created workbook. Heat Pump EUIs based on Cadmus developed 2014 PSE EUIs. Percent savings based on Wisconsin Focus on Energy Technical Reference Manual. February 2016. Air Conditioning Unit Tune Up - Coil Cleaning. Page 165 - 168 and Air Conditioning Unit Tune Up - Refrigerant Charge Correction. Page 169 - 172. Cost based on CEE http://www.californiaenergyefficiency.com/docs/WtPaperCalAirConditionaerQualityInstallationProgram.pdf and GDS / Kema and TRANE Service Center provided estimated costs ranging from $3000 to $8000 depending on system. XCEL 2005 http://www.metrodenver.org/documents/newsCenter/EnergyEfficiencyReport.pdf and GDS 2006 Report for North Carolina Utilities Commission and 2005 http://eetd.lbl.gov/emills/PUBS/PDF/NCBC_Mills_6Apr05.pdf and Wisconsin Focus on Energy Technical Reference Manual. February 2016. Air Conditioning Unit Tune Up - Refrigerant Charge Correction. Page 169 - 172. EUL based on California Energy Commission and California Public Utilities Commission. Database for Energy Efficient Resources (DEER) 2008 | 2020 | Retro | 2022 | 2045 | PSE | Commercial | Small Off | Electric | Per Building Sqft - Heat Pump Tune Up |  |  | Small Off Tune-up - Heat Pump Maintenance (Tune-up) - Refrigerant Charge Correction |  | 0.0596 | 10 | 0.15667 | 0 |  | 0 | 0 | 0 | 0 | 0 | 0 | 0 | 0 |  | 0 | 0 | 0 | Heat Pump | Heat Pump | Per Heat Pump | Heat Pump Tune up and Maintenance | CommVENT | 0.0141% | 27.49% | 27.49% | 4797.7732 | 1 | 38% | 10% | 85% | 6.8% | 0.2% | 0.027864 | 0.0012371 | 0.0029101 | 0.25936 | 0 | 0 | 0 | 0.28655 | 0.027186 |  | 0.41185 | 0 | 0.41185 | 13. $0.225 to $99,999.000 | 0 | 0 | 01. ($9,999.00) to $0.22 | 1 | 277057.6059 | 276226.4331 | 275397.7538 | 274571.5605 | 273747.8459 | 272926.6023 | 272107.8225 | 271291.499 | 270477.6246 | 269666.1917 | 0 | 0 | 0 | 0 | 0 | 0 | 0 | 0 | 0 | 0 | 0 | 0 | 0 | 0 | 16512.7183 | 16463.1801 | 16413.7906 | 16364.5492 | 16315.4555 | 16266.5092 | 16217.7097 | 16169.0565 | 16120.5494 | 16072.1877 | 0 | 0 | 0 | 0 | 0 | 0 | 0 | 0 | 0 | 0 | 0 | 0 | 0 | 0 | 162915.7061 | 16512.7183 | 32975.8984 | 49389.6889 | 65754.2381 | 82069.6937 | 98336.2029 | 114553.9125 | 130722.9691 | 146843.5184 | 162915.7061 | 162915.7061 | 162915.7061 | 162915.7061 | 162915.7061 | 162915.7061 | 162915.7061 | 162915.7061 | 162915.7061 | 162915.7061 | 162915.7061 | 162915.7061 | 162915.7061 | 162915.7061 | 162915.7061 | 0 | 0 | 0 | 0 | 0 | 0 | 0 | 0 | 0 | 0 | 0 | 0 | 0 | 0 | 0 | 0 | 0 | 0 | 0 | 0 | 0 | 0 | 0 | 0 | 0 | 0 | 0 | 0 | 0 | 0 | 0 | 0 | 0 | 0 | 0 | 0 | 0 | 0 | 0 | 0 | 0 | 0 | 0 | 0 | 0 | 0 | 0 | 0 | 0 | 0 | 0 | 0 | 0 | 0 | 0 | 0 | 0 | 0 | 0 | 0 | 0 | 2.3284 | 4.6498 | 6.9642 | 9.2717 | 11.5722 | 13.8659 | 16.1527 | 18.4326 | 20.7057 | 22.9719 | 22.9719 | 22.9719 | 22.9719 | 22.9719 | 22.9719 | 22.9719 | 22.9719 | 22.9719 | 22.9719 | 22.9719 | 22.9719 | 22.9719 | 22.9719 | 22.9719 | 79389.7557 | 79151.5864 | 78914.1317 | 78677.3893 | 78441.3571 | 78206.033 | 77971.4149 | 77737.5007 | 77504.2882 | 77271.7753 | 0 | 0 | 0 | 0 | 0 | 0 | 0 | 0 | 0 | 0 | 0 | 0 | 0 | 0 | 783265.2323 | 0 | 0 | 0 | 0 | 0 | 0 | 0 | 0 | 0 | 0 | 0 | 0 | 0 | 0 | 0 | 0 | 0 | 0 | 0 | 0 | 0.01557% | 2.5714 | 5.1351 | 7.6911 | 10.2394 | 12.7801 | 15.3132 | 17.8387 | 20.3565 | 22.8669 | 25.3697 | 25.3697 | 25.3697 | 25.3697 | 25.3697 | 25.3697 | 25.3697 | 25.3697 | 25.3697 | 25.3697 | 25.3697 | 25.3697 | 25.3697 | 25.3697 | 25.3697
| Com-Tuneup_Heat_Pump-Cadmus | M_Input | Cadmus created workbook. Heat Pump EUIs based on Cadmus developed 2014 PSE EUIs. Percent savings based on Wisconsin Focus on Energy Technical Reference Manual. February 2016. Air Conditioning Unit Tune Up - Coil Cleaning. Page 165 - 168 and Air Conditioning Unit Tune Up - Refrigerant Charge Correction. Page 169 - 172. Cost based on CEE http://www.californiaenergyefficiency.com/docs/WtPaperCalAirConditionaerQualityInstallationProgram.pdf and GDS / Kema and TRANE Service Center provided estimated costs ranging from $3000 to $8000 depending on system. XCEL 2005 http://www.metrodenver.org/documents/newsCenter/EnergyEfficiencyReport.pdf and GDS 2006 Report for North Carolina Utilities Commission and 2005 http://eetd.lbl.gov/emills/PUBS/PDF/NCBC_Mills_6Apr05.pdf and Wisconsin Focus on Energy Technical Reference Manual. February 2016. Air Conditioning Unit Tune Up - Refrigerant Charge Correction. Page 169 - 172. EUL based on California Energy Commission and California Public Utilities Commission. Database for Energy Efficient Resources (DEER) 2008 | 2020 | Retro | 2022 | 2045 | PSE | Commercial | XLarge Ret | Electric | Per Building Sqft - Heat Pump Tune Up |  |  | XLarge Ret Tune-up - Heat Pump Maintenance (Tune-up) - Refrigerant Charge Correction |  | 0.054279 | 10 | 0.062515 | 0 |  | 0 | 0 | 0 | 0 | 0 | 0 | 0 | 0 |  | 0 | 0 | 0 | Heat Pump | Heat Pump | Per Heat Pump | Heat Pump Tune up and Maintenance | CommVENT | 0.0141% | 9.705% | 9.705% | 280351.2881 | 1 | 2.171% | 10% | 85% | 6.8% | 0.2% | 0.025377 | 0.0011266 | 0.0026503 | 0.10349 | 0 | 0 | 0 | 0.11222 | 0.008726 |  | 0.1771 | 0 | 0.1771 | 11. $0.175 to $0.200 | 0 | 0 | 01. ($9,999.00) to $0.22 | 1 | 2912.9033 | 2899.5039 | 2886.1662 | 2872.8898 | 2859.6745 | 2846.52 | 2833.426 | 2820.3923 | 2807.4185 | 2794.5044 | 0 | 0 | 0 | 0 | 0 | 0 | 0 | 0 | 0 | 0 | 0 | 0 | 0 | 0 | 158.1091 | 157.3818 | 156.6578 | 155.9372 | 155.2199 | 154.5059 | 153.7951 | 153.0877 | 152.3835 | 151.6825 | 0 | 0 | 0 | 0 | 0 | 0 | 0 | 0 | 0 | 0 | 0 | 0 | 0 | 0 | 1548.7605 | 158.1091 | 315.4909 | 472.1487 | 628.0859 | 783.3058 | 937.8116 | 1091.6068 | 1244.6945 | 1397.078 | 1548.7605 | 1548.7605 | 1548.7605 | 1548.7605 | 1548.7605 | 1548.7605 | 1548.7605 | 1548.7605 | 1548.7605 | 1548.7605 | 1548.7605 | 1548.7605 | 1548.7605 | 1548.7605 | 1548.7605 | 0 | 0 | 0 | 0 | 0 | 0 | 0 | 0 | 0 | 0 | 0 | 0 | 0 | 0 | 0 | 0 | 0 | 0 | 0 | 0 | 0 | 0 | 0 | 0 | 0 | 0 | 0 | 0 | 0 | 0 | 0 | 0 | 0 | 0 | 0 | 0 | 0 | 0 | 0 | 0 | 0 | 0 | 0 | 0 | 0 | 0 | 0 | 0 | 0 | 0 | 0 | 0 | 0 | 0 | 0 | 0 | 0 | 0 | 0 | 0 | 0 | 0.022294 | 0.044486 | 0.066575 | 0.088563 | 0.11045 | 0.13224 | 0.15392 | 0.17551 | 0.19699 | 0.21838 | 0.21838 | 0.21838 | 0.21838 | 0.21838 | 0.21838 | 0.21838 | 0.21838 | 0.21838 | 0.21838 | 0.21838 | 0.21838 | 0.21838 | 0.21838 | 0.21838 | 326.8777 | 325.374 | 323.8773 | 322.3875 | 320.9045 | 319.4283 | 317.959 | 316.4964 | 315.0405 | 313.5913 | 0 | 0 | 0 | 0 | 0 | 0 | 0 | 0 | 0 | 0 | 0 | 0 | 0 | 0 | 3201.9364 | 0 | 0 | 0 | 0 | 0 | 0 | 0 | 0 | 0 | 0 | 0 | 0 | 0 | 0 | 0 | 0 | 0 | 0 | 0 | 0 | 0.01557% | 0.024621 | 0.049129 | 0.073524 | 0.097807 | 0.12198 | 0.14604 | 0.16999 | 0.19383 | 0.21756 | 0.24118 | 0.24118 | 0.24118 | 0.24118 | 0.24118 | 0.24118 | 0.24118 | 0.24118 | 0.24118 | 0.24118 | 0.24118 | 0.24118 | 0.24118 | 0.24118 | 0.24118
| Com-Tuneup_Heat_Pump-Cadmus | M_Input | Cadmus created workbook. Heat Pump EUIs based on Cadmus developed 2014 PSE EUIs. Percent savings based on Wisconsin Focus on Energy Technical Reference Manual. February 2016. Air Conditioning Unit Tune Up - Coil Cleaning. Page 165 - 168 and Air Conditioning Unit Tune Up - Refrigerant Charge Correction. Page 169 - 172. Cost based on CEE http://www.californiaenergyefficiency.com/docs/WtPaperCalAirConditionaerQualityInstallationProgram.pdf and GDS / Kema and TRANE Service Center provided estimated costs ranging from $3000 to $8000 depending on system. XCEL 2005 http://www.metrodenver.org/documents/newsCenter/EnergyEfficiencyReport.pdf and GDS 2006 Report for North Carolina Utilities Commission and 2005 http://eetd.lbl.gov/emills/PUBS/PDF/NCBC_Mills_6Apr05.pdf and Wisconsin Focus on Energy Technical Reference Manual. February 2016. Air Conditioning Unit Tune Up - Refrigerant Charge Correction. Page 169 - 172. EUL based on California Energy Commission and California Public Utilities Commission. Database for Energy Efficient Resources (DEER) 2008 | 2020 | Retro | 2022 | 2045 | PSE | Commercial | Large Ret | Electric | Per Building Sqft - Heat Pump Tune Up |  |  | Large Ret Tune-up - Heat Pump Maintenance (Tune-up) - Refrigerant Charge Correction |  | 0.054279 | 10 | 0.062515 | 0 |  | 0 | 0 | 0 | 0 | 0 | 0 | 0 | 0 |  | 0 | 0 | 0 | Heat Pump | Heat Pump | Per Heat Pump | Heat Pump Tune up and Maintenance | CommVENT | 0.0141% | 9.705% | 9.705% | 94425.5221 | 1 | 0% | 10% | 85% | 6.8% | 0.2% | 0.025377 | 0.0011266 | 0.0026503 | 0.10349 | 0 | 0 | 0 | 0.11222 | 0.008726 |  | 0.1771 | 0 | 0.1771 | 11. $0.175 to $0.200 | 0 | 0 | 01. ($9,999.00) to $0.22 | 1 | 0 | 0 | 0 | 0 | 0 | 0 | 0 | 0 | 0 | 0 | 0 | 0 | 0 | 0 | 0 | 0 | 0 | 0 | 0 | 0 | 0 | 0 | 0 | 0 | 0 | 0 | 0 | 0 | 0 | 0 | 0 | 0 | 0 | 0 | 0 | 0 | 0 | 0 | 0 | 0 | 0 | 0 | 0 | 0 | 0 | 0 | 0 | 0 | 0 | 0 | 0 | 0 | 0 | 0 | 0 | 0 | 0 | 0 | 0 | 0 | 0 | 0 | 0 | 0 | 0 | 0 | 0 | 0 | 0 | 0 | 0 | 0 | 0 | 0 | 0 | 0 | 0 | 0 | 0 | 0 | 0 | 0 | 0 | 0 | 0 | 0 | 0 | 0 | 0 | 0 | 0 | 0 | 0 | 0 | 0 | 0 | 0 | 0 | 0 | 0 | 0 | 0 | 0 | 0 | 0 | 0 | 0 | 0 | 0 | 0 | 0 | 0 | 0 | 0 | 0 | 0 | 0 | 0 | 0 | 0 | 0 | 0 | 0 | 0 | 0 | 0 | 0 | 0 | 0 | 0 | 0 | 0 | 0 | 0 | 0 | 0 | 0 | 0 | 0 | 0 | 0 | 0 | 0 | 0 | 0 | 0 | 0 | 0 | 0 | 0 | 0 | 0 | 0 | 0 | 0 | 0 | 0 | 0 | 0 | 0 | 0 | 0 | 0 | 0 | 0 | 0 | 0 | 0 | 0 | 0 | 0 | 0 | 0 | 0 | 0 | 0 | 0 | 0 | 0 | 0 | 0 | 0 | 0 | 0 | 0 | 0 | 0 | 0 | 0 | 0 | 0 | 0 | 0 | 0 | 0 | 0 | 0 | 0 | 0 | 0 | 0 | 0 | 0 | 0.01557% | 0 | 0 | 0 | 0 | 0 | 0 | 0 | 0 | 0 | 0 | 0 | 0 | 0 | 0 | 0 | 0 | 0 | 0 | 0 | 0 | 0 | 0 | 0 | 0
| Com-Tuneup_Heat_Pump-Cadmus | M_Input | Cadmus created workbook. Heat Pump EUIs based on Cadmus developed 2014 PSE EUIs. Percent savings based on Wisconsin Focus on Energy Technical Reference Manual. February 2016. Air Conditioning Unit Tune Up - Coil Cleaning. Page 165 - 168 and Air Conditioning Unit Tune Up - Refrigerant Charge Correction. Page 169 - 172. Cost based on CEE http://www.californiaenergyefficiency.com/docs/WtPaperCalAirConditionaerQualityInstallationProgram.pdf and GDS / Kema and TRANE Service Center provided estimated costs ranging from $3000 to $8000 depending on system. XCEL 2005 http://www.metrodenver.org/documents/newsCenter/EnergyEfficiencyReport.pdf and GDS 2006 Report for North Carolina Utilities Commission and 2005 http://eetd.lbl.gov/emills/PUBS/PDF/NCBC_Mills_6Apr05.pdf and Wisconsin Focus on Energy Technical Reference Manual. February 2016. Air Conditioning Unit Tune Up - Refrigerant Charge Correction. Page 169 - 172. EUL based on California Energy Commission and California Public Utilities Commission. Database for Energy Efficient Resources (DEER) 2008 | 2020 | Retro | 2022 | 2045 | PSE | Commercial | Medium Ret | Electric | Per Building Sqft - Heat Pump Tune Up |  |  | Medium Ret Tune-up - Heat Pump Maintenance (Tune-up) - Refrigerant Charge Correction |  | 0.054279 | 10 | 0.062515 | 0 |  | 0 | 0 | 0 | 0 | 0 | 0 | 0 | 0 |  | 0 | 0 | 0 | Heat Pump | Heat Pump | Per Heat Pump | Heat Pump Tune up and Maintenance | CommVENT | 0.0141% | 9.705% | 9.705% | 13333.1618 | 1 | 11.2% | 10% | 85% | 6.8% | 0.2% | 0.025377 | 0.0011266 | 0.0026503 | 0.10349 | 0 | 0 | 0 | 0.11222 | 0.008726 |  | 0.1771 | 0 | 0.1771 | 11. $0.175 to $0.200 | 0 | 0 | 01. ($9,999.00) to $0.22 | 1 | 31801.416 | 31655.1295 | 31509.5159 | 31364.5721 | 31220.2951 | 31076.6817 | 30933.729 | 30791.4338 | 30649.7932 | 30508.8042 | 0 | 0 | 0 | 0 | 0 | 0 | 0 | 0 | 0 | 0 | 0 | 0 | 0 | 0 | 1726.1447 | 1718.2045 | 1710.3007 | 1702.4333 | 1694.6022 | 1686.807 | 1679.0477 | 1671.3241 | 1663.636 | 1655.9832 | 0 | 0 | 0 | 0 | 0 | 0 | 0 | 0 | 0 | 0 | 0 | 0 | 0 | 0 | 16908.4834 | 1726.1447 | 3444.3492 | 5154.6499 | 6857.0833 | 8551.6855 | 10238.4924 | 11917.5401 | 13588.8642 | 15252.5001 | 16908.4834 | 16908.4834 | 16908.4834 | 16908.4834 | 16908.4834 | 16908.4834 | 16908.4834 | 16908.4834 | 16908.4834 | 16908.4834 | 16908.4834 | 16908.4834 | 16908.4834 | 16908.4834 | 16908.4834 | 0 | 0 | 0 | 0 | 0 | 0 | 0 | 0 | 0 | 0 | 0 | 0 | 0 | 0 | 0 | 0 | 0 | 0 | 0 | 0 | 0 | 0 | 0 | 0 | 0 | 0 | 0 | 0 | 0 | 0 | 0 | 0 | 0 | 0 | 0 | 0 | 0 | 0 | 0 | 0 | 0 | 0 | 0 | 0 | 0 | 0 | 0 | 0 | 0 | 0 | 0 | 0 | 0 | 0 | 0 | 0 | 0 | 0 | 0 | 0 | 0 | 0.24339 | 0.48567 | 0.72683 | 0.96688 | 1.2058 | 1.4437 | 1.6804 | 1.9161 | 2.1507 | 2.3842 | 2.3842 | 2.3842 | 2.3842 | 2.3842 | 2.3842 | 2.3842 | 2.3842 | 2.3842 | 2.3842 | 2.3842 | 2.3842 | 2.3842 | 2.3842 | 2.3842 | 3568.664 | 3552.2481 | 3535.9078 | 3519.6426 | 3503.4522 | 3487.3364 | 3471.2946 | 3455.3267 | 3439.4322 | 3423.6108 | 0 | 0 | 0 | 0 | 0 | 0 | 0 | 0 | 0 | 0 | 0 | 0 | 0 | 0 | 34956.9153 | 0 | 0 | 0 | 0 | 0 | 0 | 0 | 0 | 0 | 0 | 0 | 0 | 0 | 0 | 0 | 0 | 0 | 0 | 0 | 0 | 0.01557% | 0.2688 | 0.53636 | 0.8027 | 1.0678 | 1.3317 | 1.5944 | 1.8558 | 2.1161 | 2.3752 | 2.633 | 2.633 | 2.633 | 2.633 | 2.633 | 2.633 | 2.633 | 2.633 | 2.633 | 2.633 | 2.633 | 2.633 | 2.633 | 2.633 | 2.633
| Com-Tuneup_Heat_Pump-Cadmus | M_Input | Cadmus created workbook. Heat Pump EUIs based on Cadmus developed 2014 PSE EUIs. Percent savings based on Wisconsin Focus on Energy Technical Reference Manual. February 2016. Air Conditioning Unit Tune Up - Coil Cleaning. Page 165 - 168 and Air Conditioning Unit Tune Up - Refrigerant Charge Correction. Page 169 - 172. Cost based on CEE http://www.californiaenergyefficiency.com/docs/WtPaperCalAirConditionaerQualityInstallationProgram.pdf and GDS / Kema and TRANE Service Center provided estimated costs ranging from $3000 to $8000 depending on system. XCEL 2005 http://www.metrodenver.org/documents/newsCenter/EnergyEfficiencyReport.pdf and GDS 2006 Report for North Carolina Utilities Commission and 2005 http://eetd.lbl.gov/emills/PUBS/PDF/NCBC_Mills_6Apr05.pdf and Wisconsin Focus on Energy Technical Reference Manual. February 2016. Air Conditioning Unit Tune Up - Refrigerant Charge Correction. Page 169 - 172. EUL based on California Energy Commission and California Public Utilities Commission. Database for Energy Efficient Resources (DEER) 2008 | 2020 | Retro | 2022 | 2045 | PSE | Commercial | Small Ret | Electric | Per Building Sqft - Heat Pump Tune Up |  |  | Small Ret Tune-up - Heat Pump Maintenance (Tune-up) - Refrigerant Charge Correction |  | 0.054279 | 10 | 0.062515 | 0 |  | 0 | 0 | 0 | 0 | 0 | 0 | 0 | 0 |  | 0 | 0 | 0 | Heat Pump | Heat Pump | Per Heat Pump | Heat Pump Tune up and Maintenance | CommVENT | 0.0141% | 9.705% | 9.705% | 2170.2819 | 1 | 8.868% | 10% | 85% | 6.8% | 0.2% | 0.025377 | 0.0011266 | 0.0026503 | 0.10349 | 0 | 0 | 0 | 0.11222 | 0.008726 |  | 0.1771 | 0 | 0.1771 | 11. $0.175 to $0.200 | 0 | 0 | 01. ($9,999.00) to $0.22 | 1 | 5443.8632 | 5418.8214 | 5393.8949 | 5369.0829 | 5344.3852 | 5319.801 | 5295.3299 | 5270.9714 | 5246.7249 | 5222.59 | 0 | 0 | 0 | 0 | 0 | 0 | 0 | 0 | 0 | 0 | 0 | 0 | 0 | 0 | 295.4867 | 294.1275 | 292.7745 | 291.4277 | 290.0872 | 288.7528 | 287.4245 | 286.1023 | 284.7863 | 283.4763 | 0 | 0 | 0 | 0 | 0 | 0 | 0 | 0 | 0 | 0 | 0 | 0 | 0 | 0 | 2894.4457 | 295.4867 | 589.6142 | 882.3887 | 1173.8164 | 1463.9036 | 1752.6563 | 2040.0808 | 2326.1831 | 2610.9694 | 2894.4457 | 2894.4457 | 2894.4457 | 2894.4457 | 2894.4457 | 2894.4457 | 2894.4457 | 2894.4457 | 2894.4457 | 2894.4457 | 2894.4457 | 2894.4457 | 2894.4457 | 2894.4457 | 2894.4457 | 0 | 0 | 0 | 0 | 0 | 0 | 0 | 0 | 0 | 0 | 0 | 0 | 0 | 0 | 0 | 0 | 0 | 0 | 0 | 0 | 0 | 0 | 0 | 0 | 0 | 0 | 0 | 0 | 0 | 0 | 0 | 0 | 0 | 0 | 0 | 0 | 0 | 0 | 0 | 0 | 0 | 0 | 0 | 0 | 0 | 0 | 0 | 0 | 0 | 0 | 0 | 0 | 0 | 0 | 0 | 0 | 0 | 0 | 0 | 0 | 0 | 0.041665 | 0.083138 | 0.12442 | 0.16551 | 0.20642 | 0.24713 | 0.28766 | 0.328 | 0.36816 | 0.40813 | 0.40813 | 0.40813 | 0.40813 | 0.40813 | 0.40813 | 0.40813 | 0.40813 | 0.40813 | 0.40813 | 0.40813 | 0.40813 | 0.40813 | 0.40813 | 0.40813 | 610.8948 | 608.0846 | 605.2875 | 602.5031 | 599.7316 | 596.9729 | 594.2268 | 591.4933 | 588.7725 | 586.0641 | 0 | 0 | 0 | 0 | 0 | 0 | 0 | 0 | 0 | 0 | 0 | 0 | 0 | 0 | 5984.0312 | 0 | 0 | 0 | 0 | 0 | 0 | 0 | 0 | 0 | 0 | 0 | 0 | 0 | 0 | 0 | 0 | 0 | 0 | 0 | 0 | 0.01557% | 0.046014 | 0.091816 | 0.13741 | 0.18279 | 0.22796 | 0.27293 | 0.31769 | 0.36224 | 0.40659 | 0.45073 | 0.45073 | 0.45073 | 0.45073 | 0.45073 | 0.45073 | 0.45073 | 0.45073 | 0.45073 | 0.45073 | 0.45073 | 0.45073 | 0.45073 | 0.45073 | 0.45073
| Com-Tuneup_Heat_Pump-Cadmus | M_Input | Cadmus created workbook. Heat Pump EUIs based on Cadmus developed 2014 PSE EUIs. Percent savings based on Wisconsin Focus on Energy Technical Reference Manual. February 2016. Air Conditioning Unit Tune Up - Coil Cleaning. Page 165 - 168 and Air Conditioning Unit Tune Up - Refrigerant Charge Correction. Page 169 - 172. Cost based on CEE http://www.californiaenergyefficiency.com/docs/WtPaperCalAirConditionaerQualityInstallationProgram.pdf and GDS / Kema and TRANE Service Center provided estimated costs ranging from $3000 to $8000 depending on system. XCEL 2005 http://www.metrodenver.org/documents/newsCenter/EnergyEfficiencyReport.pdf and GDS 2006 Report for North Carolina Utilities Commission and 2005 http://eetd.lbl.gov/emills/PUBS/PDF/NCBC_Mills_6Apr05.pdf and Wisconsin Focus on Energy Technical Reference Manual. February 2016. Air Conditioning Unit Tune Up - Refrigerant Charge Correction. Page 169 - 172. EUL based on California Energy Commission and California Public Utilities Commission. Database for Energy Efficient Resources (DEER) 2008 | 2020 | Retro | 2022 | 2045 | PSE | Commercial | School K-12 | Electric | Per Building Sqft - Heat Pump Tune Up |  |  | School K-12 Tune-up - Heat Pump Maintenance (Tune-up) - Refrigerant Charge Correction |  | 0.062046 | 10 | 0.091149 | 0 |  | 0 | 0 | 0 | 0 | 0 | 0 | 0 | 0 |  | 0 | 0 | 0 | Heat Pump | Heat Pump | Per Heat Pump | Heat Pump Tune up and Maintenance | CommVENT | 0.0141% | 24.66% | 24.66% | 36549.9879 | 1 | 3.51% | 10% | 85% | 6.8% | 0.2% | 0.029008 | 0.0012878 | 0.0030295 | 0.15089 | 0 | 0 | 0 | 0.16481 | 0.013912 |  | 0.22754 | 0 | 0.22754 | 13. $0.225 to $99,999.000 | 0 | 0 | 01. ($9,999.00) to $0.22 | 1 | 35185.8067 | 35111.9165 | 35038.1815 | 34964.6013 | 34891.1756 | 34817.9042 | 34744.7866 | 34671.8225 | 34599.0117 | 34526.3538 | 0 | 0 | 0 | 0 | 0 | 0 | 0 | 0 | 0 | 0 | 0 | 0 | 0 | 0 | 2183.1242 | 2178.5396 | 2173.9647 | 2169.3993 | 2164.8436 | 2160.2974 | 2155.7608 | 2151.2337 | 2146.7161 | 2142.208 | 0 | 0 | 0 | 0 | 0 | 0 | 0 | 0 | 0 | 0 | 0 | 0 | 0 | 0 | 21626.0875 | 2183.1242 | 4361.6638 | 6535.6284 | 8705.0278 | 10869.8714 | 13030.1688 | 15185.9296 | 17337.1633 | 19483.8794 | 21626.0875 | 21626.0875 | 21626.0875 | 21626.0875 | 21626.0875 | 21626.0875 | 21626.0875 | 21626.0875 | 21626.0875 | 21626.0875 | 21626.0875 | 21626.0875 | 21626.0875 | 21626.0875 | 21626.0875 | 0 | 0 | 0 | 0 | 0 | 0 | 0 | 0 | 0 | 0 | 0 | 0 | 0 | 0 | 0 | 0 | 0 | 0 | 0 | 0 | 0 | 0 | 0 | 0 | 0 | 0 | 0 | 0 | 0 | 0 | 0 | 0 | 0 | 0 | 0 | 0 | 0 | 0 | 0 | 0 | 0 | 0 | 0 | 0 | 0 | 0 | 0 | 0 | 0 | 0 | 0 | 0 | 0 | 0 | 0 | 0 | 0 | 0 | 0 | 0 | 0 | 0.30783 | 0.61502 | 0.92156 | 1.2275 | 1.5327 | 1.8373 | 2.1413 | 2.4446 | 2.7473 | 3.0494 | 3.0494 | 3.0494 | 3.0494 | 3.0494 | 3.0494 | 3.0494 | 3.0494 | 3.0494 | 3.0494 | 3.0494 | 3.0494 | 3.0494 | 3.0494 | 3.0494 | 5798.857 | 5786.6794 | 5774.5274 | 5762.4009 | 5750.2998 | 5738.2242 | 5726.1739 | 5714.149 | 5702.1493 | 5690.1747 | 0 | 0 | 0 | 0 | 0 | 0 | 0 | 0 | 0 | 0 | 0 | 0 | 0 | 0 | 57443.6356 | 0 | 0 | 0 | 0 | 0 | 0 | 0 | 0 | 0 | 0 | 0 | 0 | 0 | 0 | 0 | 0 | 0 | 0 | 0 | 0 | 0.01557% | 0.33996 | 0.67921 | 1.0177 | 1.3556 | 1.6927 | 2.0291 | 2.3648 | 2.6998 | 3.0341 | 3.3677 | 3.3677 | 3.3677 | 3.3677 | 3.3677 | 3.3677 | 3.3677 | 3.3677 | 3.3677 | 3.3677 | 3.3677 | 3.3677 | 3.3677 | 3.3677 | 3.3677
| Com-Tuneup_Heat_Pump-Cadmus | M_Input | Cadmus created workbook. Heat Pump EUIs based on Cadmus developed 2014 PSE EUIs. Percent savings based on Wisconsin Focus on Energy Technical Reference Manual. February 2016. Air Conditioning Unit Tune Up - Coil Cleaning. Page 165 - 168 and Air Conditioning Unit Tune Up - Refrigerant Charge Correction. Page 169 - 172. Cost based on CEE http://www.californiaenergyefficiency.com/docs/WtPaperCalAirConditionaerQualityInstallationProgram.pdf and GDS / Kema and TRANE Service Center provided estimated costs ranging from $3000 to $8000 depending on system. XCEL 2005 http://www.metrodenver.org/documents/newsCenter/EnergyEfficiencyReport.pdf and GDS 2006 Report for North Carolina Utilities Commission and 2005 http://eetd.lbl.gov/emills/PUBS/PDF/NCBC_Mills_6Apr05.pdf and Wisconsin Focus on Energy Technical Reference Manual. February 2016. Air Conditioning Unit Tune Up - Refrigerant Charge Correction. Page 169 - 172. EUL based on California Energy Commission and California Public Utilities Commission. Database for Energy Efficient Resources (DEER) 2008 | 2020 | Retro | 2022 | 2045 | PSE | Commercial | University | Electric | Per Building Sqft - Heat Pump Tune Up |  |  | University Tune-up - Heat Pump Maintenance (Tune-up) - Refrigerant Charge Correction |  | 0.062046 | 10 | 0.091149 | 0 |  | 0 | 0 | 0 | 0 | 0 | 0 | 0 | 0 |  | 0 | 0 | 0 | Heat Pump | Heat Pump | Per Heat Pump | Heat Pump Tune up and Maintenance | CommVENT | 0.0141% | 1.367% | 1.367% | 121327.9762 | 1 | 10% | 10% | 85% | 6.8% | 0.2% | 0.029008 | 0.0012878 | 0.0030295 | 0.15089 | 0 | 0 | 0 | 0.16481 | 0.013912 |  | 0.22754 | 0 | 0.22754 | 13. $0.225 to $99,999.000 | 0 | 0 | 01. ($9,999.00) to $0.22 | 1 | 583.6519 | 582.2511 | 580.8537 | 579.4597 | 578.069 | 576.6816 | 575.2976 | 573.9169 | 572.5395 | 571.1654 | 0 | 0 | 0 | 0 | 0 | 0 | 0 | 0 | 0 | 0 | 0 | 0 | 0 | 0 | 36.213 | 36.1261 | 36.0394 | 35.9529 | 35.8666 | 35.7806 | 35.6947 | 35.609 | 35.5235 | 35.4383 | 0 | 0 | 0 | 0 | 0 | 0 | 0 | 0 | 0 | 0 | 0 | 0 | 0 | 0 | 358.2442 | 36.213 | 72.3391 | 108.3786 | 144.3315 | 180.1981 | 215.9787 | 251.6733 | 287.2824 | 322.8059 | 358.2442 | 358.2442 | 358.2442 | 358.2442 | 358.2442 | 358.2442 | 358.2442 | 358.2442 | 358.2442 | 358.2442 | 358.2442 | 358.2442 | 358.2442 | 358.2442 | 358.2442 | 0 | 0 | 0 | 0 | 0 | 0 | 0 | 0 | 0 | 0 | 0 | 0 | 0 | 0 | 0 | 0 | 0 | 0 | 0 | 0 | 0 | 0 | 0 | 0 | 0 | 0 | 0 | 0 | 0 | 0 | 0 | 0 | 0 | 0 | 0 | 0 | 0 | 0 | 0 | 0 | 0 | 0 | 0 | 0 | 0 | 0 | 0 | 0 | 0 | 0 | 0 | 0 | 0 | 0 | 0 | 0 | 0 | 0 | 0 | 0 | 0 | 0.0051062 | 0.0102 | 0.015282 | 0.020351 | 0.025409 | 0.030454 | 0.035487 | 0.040508 | 0.045517 | 0.050514 | 0.050514 | 0.050514 | 0.050514 | 0.050514 | 0.050514 | 0.050514 | 0.050514 | 0.050514 | 0.050514 | 0.050514 | 0.050514 | 0.050514 | 0.050514 | 0.050514 | 96.1898 | 95.9589 | 95.7286 | 95.4988 | 95.2696 | 95.041 | 94.8129 | 94.5854 | 94.3583 | 94.1319 | 0 | 0 | 0 | 0 | 0 | 0 | 0 | 0 | 0 | 0 | 0 | 0 | 0 | 0 | 951.5752 | 0 | 0 | 0 | 0 | 0 | 0 | 0 | 0 | 0 | 0 | 0 | 0 | 0 | 0 | 0 | 0 | 0 | 0 | 0 | 0 | 0.01557% | 0.0056392 | 0.011265 | 0.016877 | 0.022476 | 0.028061 | 0.033633 | 0.039191 | 0.044736 | 0.050268 | 0.055787 | 0.055787 | 0.055787 | 0.055787 | 0.055787 | 0.055787 | 0.055787 | 0.055787 | 0.055787 | 0.055787 | 0.055787 | 0.055787 | 0.055787 | 0.055787 | 0.055787
| Com-Tuneup_Heat_Pump-Cadmus | M_Input | Cadmus created workbook. Heat Pump EUIs based on Cadmus developed 2014 PSE EUIs. Percent savings based on Wisconsin Focus on Energy Technical Reference Manual. February 2016. Air Conditioning Unit Tune Up - Coil Cleaning. Page 165 - 168 and Air Conditioning Unit Tune Up - Refrigerant Charge Correction. Page 169 - 172. Cost based on CEE http://www.californiaenergyefficiency.com/docs/WtPaperCalAirConditionaerQualityInstallationProgram.pdf and GDS / Kema and TRANE Service Center provided estimated costs ranging from $3000 to $8000 depending on system. XCEL 2005 http://www.metrodenver.org/documents/newsCenter/EnergyEfficiencyReport.pdf and GDS 2006 Report for North Carolina Utilities Commission and 2005 http://eetd.lbl.gov/emills/PUBS/PDF/NCBC_Mills_6Apr05.pdf and Wisconsin Focus on Energy Technical Reference Manual. February 2016. Air Conditioning Unit Tune Up - Refrigerant Charge Correction. Page 169 - 172. EUL based on California Energy Commission and California Public Utilities Commission. Database for Energy Efficient Resources (DEER) 2008 | 2020 | Retro | 2022 | 2045 | PSE | Commercial | Warehouse | Electric | Per Building Sqft - Heat Pump Tune Up |  |  | Warehouse Tune-up - Heat Pump Maintenance (Tune-up) - Refrigerant Charge Correction |  | 0.016007 | 10 | 0.021351 | 0 |  | 0 | 0 | 0 | 0 | 0 | 0 | 0 | 0 |  | 0 | 0 | 0 | Heat Pump | Heat Pump | Per Heat Pump | Heat Pump Tune up and Maintenance | CommVENT | 0.0141% | 5.543% | 5.543% | 34313.8807 | 1 | 0.5999% | 10% | 85% | 6.8% | 0.2% | 0.0074836 | 0.00033225 | 0.00078158 | 0.035345 | 0 | 0 | 0 | 0.038501 | 0.0031563 |  | 0.20605 | 0 | 0.20605 | 12. $0.200 to $0.225 | 0 | 0 | 01. ($9,999.00) to $0.22 | 1 | 3356.6659 | 3340.8224 | 3325.0537 | 3309.3595 | 3293.7393 | 3278.1928 | 3262.7198 | 3247.3197 | 3231.9924 | 3216.7374 | 0 | 0 | 0 | 0 | 0 | 0 | 0 | 0 | 0 | 0 | 0 | 0 | 0 | 0 | 53.73 | 53.4764 | 53.224 | 52.9728 | 52.7228 | 52.4739 | 52.2262 | 51.9797 | 51.7344 | 51.4902 | 0 | 0 | 0 | 0 | 0 | 0 | 0 | 0 | 0 | 0 | 0 | 0 | 0 | 0 | 526.0306 | 53.73 | 107.2065 | 160.4305 | 213.4033 | 266.1261 | 318.6 | 370.8262 | 422.806 | 474.5404 | 526.0306 | 526.0306 | 526.0306 | 526.0306 | 526.0306 | 526.0306 | 526.0306 | 526.0306 | 526.0306 | 526.0306 | 526.0306 | 526.0306 | 526.0306 | 526.0306 | 526.0306 | 0 | 0 | 0 | 0 | 0 | 0 | 0 | 0 | 0 | 0 | 0 | 0 | 0 | 0 | 0 | 0 | 0 | 0 | 0 | 0 | 0 | 0 | 0 | 0 | 0 | 0 | 0 | 0 | 0 | 0 | 0 | 0 | 0 | 0 | 0 | 0 | 0 | 0 | 0 | 0 | 0 | 0 | 0 | 0 | 0 | 0 | 0 | 0 | 0 | 0 | 0 | 0 | 0 | 0 | 0 | 0 | 0 | 0 | 0 | 0 | 0 | 0.0075762 | 0.015117 | 0.022621 | 0.030091 | 0.037525 | 0.044924 | 0.052288 | 0.059618 | 0.066913 | 0.074173 | 0.074173 | 0.074173 | 0.074173 | 0.074173 | 0.074173 | 0.074173 | 0.074173 | 0.074173 | 0.074173 | 0.074173 | 0.074173 | 0.074173 | 0.074173 | 0.074173 | 129.2364 | 128.6264 | 128.0193 | 127.4151 | 126.8137 | 126.2151 | 125.6194 | 125.0265 | 124.4363 | 123.849 | 0 | 0 | 0 | 0 | 0 | 0 | 0 | 0 | 0 | 0 | 0 | 0 | 0 | 0 | 1265.2573 | 0 | 0 | 0 | 0 | 0 | 0 | 0 | 0 | 0 | 0 | 0 | 0 | 0 | 0 | 0 | 0 | 0 | 0 | 0 | 0 | 0.01557% | 0.008367 | 0.016694 | 0.024983 | 0.033232 | 0.041442 | 0.049613 | 0.057746 | 0.065841 | 0.073897 | 0.081915 | 0.081915 | 0.081915 | 0.081915 | 0.081915 | 0.081915 | 0.081915 | 0.081915 | 0.081915 | 0.081915 | 0.081915 | 0.081915 | 0.081915 | 0.081915 | 0.081915
| Com-Tuneup_Heat_Pump-Cadmus | M_Input | Cadmus created workbook. Heat Pump EUIs based on Cadmus developed 2014 PSE EUIs. Percent savings based on Wisconsin Focus on Energy Technical Reference Manual. February 2016. Air Conditioning Unit Tune Up - Coil Cleaning. Page 165 - 168 and Air Conditioning Unit Tune Up - Refrigerant Charge Correction. Page 169 - 172. Cost based on CEE http://www.californiaenergyefficiency.com/docs/WtPaperCalAirConditionaerQualityInstallationProgram.pdf and GDS / Kema and TRANE Service Center provided estimated costs ranging from $3000 to $8000 depending on system. XCEL 2005 http://www.metrodenver.org/documents/newsCenter/EnergyEfficiencyReport.pdf and GDS 2006 Report for North Carolina Utilities Commission and 2005 http://eetd.lbl.gov/emills/PUBS/PDF/NCBC_Mills_6Apr05.pdf and Wisconsin Focus on Energy Technical Reference Manual. February 2016. Air Conditioning Unit Tune Up - Refrigerant Charge Correction. Page 169 - 172. EUL based on California Energy Commission and California Public Utilities Commission. Database for Energy Efficient Resources (DEER) 2008 | 2020 | Retro | 2022 | 2045 | PSE | Commercial | Supermarket | Electric | Per Building Sqft - Heat Pump Tune Up |  |  | Supermarket Tune-up - Heat Pump Maintenance (Tune-up) - Refrigerant Charge Correction |  | 0.095902 | 10 | 0.079298 | 0 |  | 0 | 0 | 0 | 0 | 0 | 0 | 0 | 0 |  | 0 | 0 | 0 | Heat Pump | Heat Pump | Per Heat Pump | Heat Pump Tune up and Maintenance | CommVENT | 0.0141% | 13.15% | 13.15% | 49733.7282 | 1 | 23.81% | 10% | 85% | 6.8% | 0.2% | 0.044836 | 0.0019906 | 0.0046827 | 0.13128 | 0 | 0 | 0 | 0.14046 | 0.0091864 |  | 0.12547 | 0 | 0.12547 | 08. $0.115 to $0.130 | 1 | 0 | 01. ($9,999.00) to $0.22 | 1 | 61303.4869 | 61014.1345 | 60726.1478 | 60439.5203 | 60154.2458 | 59870.3178 | 59587.7299 | 59306.4758 | 59026.5492 | 58747.9439 | 0 | 0 | 0 | 0 | 0 | 0 | 0 | 0 | 0 | 0 | 0 | 0 | 0 | 0 | 5879.1256 | 5851.3761 | 5823.7576 | 5796.2695 | 5768.9111 | 5741.6818 | 5714.5811 | 5687.6083 | 5660.7628 | 5634.044 | 0 | 0 | 0 | 0 | 0 | 0 | 0 | 0 | 0 | 0 | 0 | 0 | 0 | 0 | 57558.118 | 5879.1256 | 11730.5017 | 17554.2594 | 23350.5289 | 29119.44 | 34861.1218 | 40575.7029 | 46263.3112 | 51924.074 | 57558.118 | 57558.118 | 57558.118 | 57558.118 | 57558.118 | 57558.118 | 57558.118 | 57558.118 | 57558.118 | 57558.118 | 57558.118 | 57558.118 | 57558.118 | 57558.118 | 57558.118 | 0 | 0 | 0 | 0 | 0 | 0 | 0 | 0 | 0 | 0 | 0 | 0 | 0 | 0 | 0 | 0 | 0 | 0 | 0 | 0 | 0 | 0 | 0 | 0 | 0 | 0 | 0 | 0 | 0 | 0 | 0 | 0 | 0 | 0 | 0 | 0 | 0 | 0 | 0 | 0 | 0 | 0 | 0 | 0 | 0 | 0 | 0 | 0 | 0 | 0 | 0 | 0 | 0 | 0 | 0 | 0 | 0 | 0 | 0 | 0 | 0 | 0.82899 | 1.6541 | 2.4752 | 3.2925 | 4.106 | 4.9156 | 5.7214 | 6.5234 | 7.3215 | 8.116 | 8.116 | 8.116 | 8.116 | 8.116 | 8.116 | 8.116 | 8.116 | 8.116 | 8.116 | 8.116 | 8.116 | 8.116 | 8.116 | 8.116 | 8610.8216 | 8570.1785 | 8529.7272 | 8489.4669 | 8449.3966 | 8409.5155 | 8369.8226 | 8330.317 | 8290.9979 | 8251.8644 | 0 | 0 | 0 | 0 | 0 | 0 | 0 | 0 | 0 | 0 | 0 | 0 | 0 | 0 | 84302.1082 | 0 | 0 | 0 | 0 | 0 | 0 | 0 | 0 | 0 | 0 | 0 | 0 | 0 | 0 | 0 | 0 | 0 | 0 | 0 | 0 | 0.01557% | 0.91551 | 1.8267 | 2.7336 | 3.6362 | 4.5346 | 5.4287 | 6.3186 | 7.2043 | 8.0858 | 8.9631 | 8.9631 | 8.9631 | 8.9631 | 8.9631 | 8.9631 | 8.9631 | 8.9631 | 8.9631 | 8.9631 | 8.9631 | 8.9631 | 8.9631 | 8.9631 | 8.9631
| Com-Tuneup_Heat_Pump-Cadmus | M_Input | Cadmus created workbook. Heat Pump EUIs based on Cadmus developed 2014 PSE EUIs. Percent savings based on Wisconsin Focus on Energy Technical Reference Manual. February 2016. Air Conditioning Unit Tune Up - Coil Cleaning. Page 165 - 168 and Air Conditioning Unit Tune Up - Refrigerant Charge Correction. Page 169 - 172. Cost based on CEE http://www.californiaenergyefficiency.com/docs/WtPaperCalAirConditionaerQualityInstallationProgram.pdf and GDS / Kema and TRANE Service Center provided estimated costs ranging from $3000 to $8000 depending on system. XCEL 2005 http://www.metrodenver.org/documents/newsCenter/EnergyEfficiencyReport.pdf and GDS 2006 Report for North Carolina Utilities Commission and 2005 http://eetd.lbl.gov/emills/PUBS/PDF/NCBC_Mills_6Apr05.pdf and Wisconsin Focus on Energy Technical Reference Manual. February 2016. Air Conditioning Unit Tune Up - Refrigerant Charge Correction. Page 169 - 172. EUL based on California Energy Commission and California Public Utilities Commission. Database for Energy Efficient Resources (DEER) 2008 | 2020 | Retro | 2022 | 2045 | PSE | Commercial | MiniMart | Electric | Per Building Sqft - Heat Pump Tune Up |  |  | MiniMart Tune-up - Heat Pump Maintenance (Tune-up) - Refrigerant Charge Correction |  | 0.095902 | 10 | 0.079298 | 0 |  | 0 | 0 | 0 | 0 | 0 | 0 | 0 | 0 |  | 0 | 0 | 0 | Heat Pump | Heat Pump | Per Heat Pump | Heat Pump Tune up and Maintenance | CommVENT | 0.0141% | 13.15% | 13.15% | 2115.8874 | 1 | 26.66% | 10% | 85% | 6.8% | 0.2% | 0.044836 | 0.0019906 | 0.0046827 | 0.13128 | 0 | 0 | 0 | 0.14046 | 0.0091864 |  | 0.12547 | 0 | 0.12547 | 08. $0.115 to $0.130 | 1 | 0 | 01. ($9,999.00) to $0.22 | 1 | 2814.239 | 2807.4849 | 2800.7469 | 2794.0251 | 2787.3195 | 2780.6299 | 2773.9564 | 2767.2989 | 2760.6574 | 2754.0318 | 0 | 0 | 0 | 0 | 0 | 0 | 0 | 0 | 0 | 0 | 0 | 0 | 0 | 0 | 269.8911 | 269.2434 | 268.5972 | 267.9525 | 267.3094 | 266.6679 | 266.0279 | 265.3894 | 264.7525 | 264.1171 | 0 | 0 | 0 | 0 | 0 | 0 | 0 | 0 | 0 | 0 | 0 | 0 | 0 | 0 | 2669.9484 | 269.8911 | 539.1344 | 807.7316 | 1075.6841 | 1342.9936 | 1609.6615 | 1875.6894 | 2141.0788 | 2405.8313 | 2669.9484 | 2669.9484 | 2669.9484 | 2669.9484 | 2669.9484 | 2669.9484 | 2669.9484 | 2669.9484 | 2669.9484 | 2669.9484 | 2669.9484 | 2669.9484 | 2669.9484 | 2669.9484 | 2669.9484 | 0 | 0 | 0 | 0 | 0 | 0 | 0 | 0 | 0 | 0 | 0 | 0 | 0 | 0 | 0 | 0 | 0 | 0 | 0 | 0 | 0 | 0 | 0 | 0 | 0 | 0 | 0 | 0 | 0 | 0 | 0 | 0 | 0 | 0 | 0 | 0 | 0 | 0 | 0 | 0 | 0 | 0 | 0 | 0 | 0 | 0 | 0 | 0 | 0 | 0 | 0 | 0 | 0 | 0 | 0 | 0 | 0 | 0 | 0 | 0 | 0 | 0.038056 | 0.076021 | 0.11389 | 0.15168 | 0.18937 | 0.22697 | 0.26448 | 0.3019 | 0.33923 | 0.37648 | 0.37648 | 0.37648 | 0.37648 | 0.37648 | 0.37648 | 0.37648 | 0.37648 | 0.37648 | 0.37648 | 0.37648 | 0.37648 | 0.37648 | 0.37648 | 0.37648 | 395.2942 | 394.3455 | 393.399 | 392.4549 | 391.513 | 390.5733 | 389.636 | 388.7008 | 387.768 | 386.8373 | 0 | 0 | 0 | 0 | 0 | 0 | 0 | 0 | 0 | 0 | 0 | 0 | 0 | 0 | 3910.5219 | 0 | 0 | 0 | 0 | 0 | 0 | 0 | 0 | 0 | 0 | 0 | 0 | 0 | 0 | 0 | 0 | 0 | 0 | 0 | 0 | 0.01557% | 0.042028 | 0.083956 | 0.12578 | 0.16751 | 0.20913 | 0.25066 | 0.29209 | 0.33341 | 0.37464 | 0.41577 | 0.41577 | 0.41577 | 0.41577 | 0.41577 | 0.41577 | 0.41577 | 0.41577 | 0.41577 | 0.41577 | 0.41577 | 0.41577 | 0.41577 | 0.41577 | 0.41577
| Com-Tuneup_Heat_Pump-Cadmus | M_Input | Cadmus created workbook. Heat Pump EUIs based on Cadmus developed 2014 PSE EUIs. Percent savings based on Wisconsin Focus on Energy Technical Reference Manual. February 2016. Air Conditioning Unit Tune Up - Coil Cleaning. Page 165 - 168 and Air Conditioning Unit Tune Up - Refrigerant Charge Correction. Page 169 - 172. Cost based on CEE http://www.californiaenergyefficiency.com/docs/WtPaperCalAirConditionaerQualityInstallationProgram.pdf and GDS / Kema and TRANE Service Center provided estimated costs ranging from $3000 to $8000 depending on system. XCEL 2005 http://www.metrodenver.org/documents/newsCenter/EnergyEfficiencyReport.pdf and GDS 2006 Report for North Carolina Utilities Commission and 2005 http://eetd.lbl.gov/emills/PUBS/PDF/NCBC_Mills_6Apr05.pdf and Wisconsin Focus on Energy Technical Reference Manual. February 2016. Air Conditioning Unit Tune Up - Refrigerant Charge Correction. Page 169 - 172. EUL based on California Energy Commission and California Public Utilities Commission. Database for Energy Efficient Resources (DEER) 2008 | 2020 | Retro | 2022 | 2045 | PSE | Commercial | Restaurant | Electric | Per Building Sqft - Heat Pump Tune Up |  |  | Restaurant Tune-up - Heat Pump Maintenance (Tune-up) - Refrigerant Charge Correction |  | 0.083828 | 10 | 0.23122 | 0 |  | 0 | 0 | 0 | 0 | 0 | 0 | 0 | 0 |  | 0 | 0 | 0 | Heat Pump | Heat Pump | Per Heat Pump | Heat Pump Tune up and Maintenance | CommVENT | 0.0141% | 13.6% | 13.6% | 9726.5895 | 1 | 16.39% | 10% | 85% | 6.8% | 0.2% | 0.039191 | 0.00174 | 0.0040931 | 0.38277 | 0 | 0 | 0 | 0.42318 | 0.04041 |  | 0.43245 | 0 | 0.43245 | 13. $0.225 to $99,999.000 | 0 | 0 | 01. ($9,999.00) to $0.22 | 1 | 41921.4985 | 41544.2051 | 41170.3072 | 40799.7744 | 40432.5765 | 40068.6833 | 39708.0651 | 39350.6925 | 38996.5363 | 38645.5675 | 0 | 0 | 0 | 0 | 0 | 0 | 0 | 0 | 0 | 0 | 0 | 0 | 0 | 0 | 3514.2082 | 3482.5803 | 3451.2371 | 3420.1759 | 3389.3944 | 3358.8898 | 3328.6598 | 3298.7019 | 3269.0135 | 3239.5924 | 0 | 0 | 0 | 0 | 0 | 0 | 0 | 0 | 0 | 0 | 0 | 0 | 0 | 0 | 33752.4532 | 3514.2082 | 6996.7885 | 10448.0255 | 13868.2015 | 17257.5958 | 20616.4856 | 23945.1454 | 27243.8473 | 30512.8608 | 33752.4532 | 33752.4532 | 33752.4532 | 33752.4532 | 33752.4532 | 33752.4532 | 33752.4532 | 33752.4532 | 33752.4532 | 33752.4532 | 33752.4532 | 33752.4532 | 33752.4532 | 33752.4532 | 33752.4532 | 0 | 0 | 0 | 0 | 0 | 0 | 0 | 0 | 0 | 0 | 0 | 0 | 0 | 0 | 0 | 0 | 0 | 0 | 0 | 0 | 0 | 0 | 0 | 0 | 0 | 0 | 0 | 0 | 0 | 0 | 0 | 0 | 0 | 0 | 0 | 0 | 0 | 0 | 0 | 0 | 0 | 0 | 0 | 0 | 0 | 0 | 0 | 0 | 0 | 0 | 0 | 0 | 0 | 0 | 0 | 0 | 0 | 0 | 0 | 0 | 0 | 0.49552 | 0.98658 | 1.4732 | 1.9555 | 2.4334 | 2.907 | 3.3764 | 3.8415 | 4.3025 | 4.7593 | 4.7593 | 4.7593 | 4.7593 | 4.7593 | 4.7593 | 4.7593 | 4.7593 | 4.7593 | 4.7593 | 4.7593 | 4.7593 | 4.7593 | 4.7593 | 4.7593 | 17740.4612 | 17580.797 | 17422.5699 | 17265.7667 | 17110.3748 | 16956.3815 | 16803.774 | 16652.5401 | 16502.6672 | 16354.1432 | 0 | 0 | 0 | 0 | 0 | 0 | 0 | 0 | 0 | 0 | 0 | 0 | 0 | 0 | 170389.4755 | 0 | 0 | 0 | 0 | 0 | 0 | 0 | 0 | 0 | 0 | 0 | 0 | 0 | 0 | 0 | 0 | 0 | 0 | 0 | 0 | 0.01557% | 0.54724 | 1.0896 | 1.627 | 2.1596 | 2.6874 | 3.2105 | 3.7288 | 4.2425 | 4.7515 | 5.256 | 5.256 | 5.256 | 5.256 | 5.256 | 5.256 | 5.256 | 5.256 | 5.256 | 5.256 | 5.256 | 5.256 | 5.256 | 5.256 | 5.256
| Com-Tuneup_Heat_Pump-Cadmus | M_Input | Cadmus created workbook. Heat Pump EUIs based on Cadmus developed 2014 PSE EUIs. Percent savings based on Wisconsin Focus on Energy Technical Reference Manual. February 2016. Air Conditioning Unit Tune Up - Coil Cleaning. Page 165 - 168 and Air Conditioning Unit Tune Up - Refrigerant Charge Correction. Page 169 - 172. Cost based on CEE http://www.californiaenergyefficiency.com/docs/WtPaperCalAirConditionaerQualityInstallationProgram.pdf and GDS / Kema and TRANE Service Center provided estimated costs ranging from $3000 to $8000 depending on system. XCEL 2005 http://www.metrodenver.org/documents/newsCenter/EnergyEfficiencyReport.pdf and GDS 2006 Report for North Carolina Utilities Commission and 2005 http://eetd.lbl.gov/emills/PUBS/PDF/NCBC_Mills_6Apr05.pdf and Wisconsin Focus on Energy Technical Reference Manual. February 2016. Air Conditioning Unit Tune Up - Refrigerant Charge Correction. Page 169 - 172. EUL based on California Energy Commission and California Public Utilities Commission. Database for Energy Efficient Resources (DEER) 2008 | 2020 | Retro | 2022 | 2045 | PSE | Commercial | Lodging | Electric | Per Building Sqft - Heat Pump Tune Up |  |  | Lodging Tune-up - Heat Pump Maintenance (Tune-up) - Refrigerant Charge Correction |  | 0.077465 | 10 | 0.089258 | 0 |  | 0 | 0 | 0 | 0 | 0 | 0 | 0 | 0 |  | 0 | 0 | 0 | Heat Pump | Heat Pump | Per Heat Pump | Heat Pump Tune up and Maintenance | CommVENT | 0.0141% | 26.85% | 26.85% | 31385.388 | 1 | 6.881% | 10% | 85% | 6.8% | 0.2% | 0.036216 | 0.0016079 | 0.0037824 | 0.14776 | 0 | 0 | 0 | 0.16023 | 0.012461 |  | 0.17718 | 0 | 0.17718 | 11. $0.175 to $0.200 | 0 | 0 | 01. ($9,999.00) to $0.22 | 1 | 27508.8132 | 27407.0306 | 27305.6246 | 27204.5938 | 27103.9368 | 27003.6522 | 26903.7387 | 26804.1949 | 26705.0194 | 26606.2108 | 0 | 0 | 0 | 0 | 0 | 0 | 0 | 0 | 0 | 0 | 0 | 0 | 0 | 0 | 2130.9672 | 2123.0826 | 2115.2272 | 2107.4008 | 2099.6035 | 2091.8349 | 2084.0951 | 2076.384 | 2068.7014 | 2061.0472 | 0 | 0 | 0 | 0 | 0 | 0 | 0 | 0 | 0 | 0 | 0 | 0 | 0 | 0 | 20958.3439 | 2130.9672 | 4254.0498 | 6369.277 | 8476.6778 | 10576.2813 | 12668.1162 | 14752.2114 | 16828.5953 | 18897.2967 | 20958.3439 | 20958.3439 | 20958.3439 | 20958.3439 | 20958.3439 | 20958.3439 | 20958.3439 | 20958.3439 | 20958.3439 | 20958.3439 | 20958.3439 | 20958.3439 | 20958.3439 | 20958.3439 | 20958.3439 | 0 | 0 | 0 | 0 | 0 | 0 | 0 | 0 | 0 | 0 | 0 | 0 | 0 | 0 | 0 | 0 | 0 | 0 | 0 | 0 | 0 | 0 | 0 | 0 | 0 | 0 | 0 | 0 | 0 | 0 | 0 | 0 | 0 | 0 | 0 | 0 | 0 | 0 | 0 | 0 | 0 | 0 | 0 | 0 | 0 | 0 | 0 | 0 | 0 | 0 | 0 | 0 | 0 | 0 | 0 | 0 | 0 | 0 | 0 | 0 | 0 | 0.30048 | 0.59984 | 0.8981 | 1.1953 | 1.4913 | 1.7863 | 2.0801 | 2.3729 | 2.6646 | 2.9552 | 2.9552 | 2.9552 | 2.9552 | 2.9552 | 2.9552 | 2.9552 | 2.9552 | 2.9552 | 2.9552 | 2.9552 | 2.9552 | 2.9552 | 2.9552 | 2.9552 | 4407.603 | 4391.2949 | 4375.0471 | 4358.8594 | 4342.7316 | 4326.6635 | 4310.6549 | 4294.7055 | 4278.815 | 4262.9834 | 0 | 0 | 0 | 0 | 0 | 0 | 0 | 0 | 0 | 0 | 0 | 0 | 0 | 0 | 43349.3584 | 0 | 0 | 0 | 0 | 0 | 0 | 0 | 0 | 0 | 0 | 0 | 0 | 0 | 0 | 0 | 0 | 0 | 0 | 0 | 0 | 0.01557% | 0.33184 | 0.66245 | 0.99184 | 1.32 | 1.647 | 1.9727 | 2.2973 | 2.6206 | 2.9427 | 3.2637 | 3.2637 | 3.2637 | 3.2637 | 3.2637 | 3.2637 | 3.2637 | 3.2637 | 3.2637 | 3.2637 | 3.2637 | 3.2637 | 3.2637 | 3.2637 | 3.2637
| Com-Tuneup_Heat_Pump-Cadmus | M_Input | Cadmus created workbook. Heat Pump EUIs based on Cadmus developed 2014 PSE EUIs. Percent savings based on Wisconsin Focus on Energy Technical Reference Manual. February 2016. Air Conditioning Unit Tune Up - Coil Cleaning. Page 165 - 168 and Air Conditioning Unit Tune Up - Refrigerant Charge Correction. Page 169 - 172. Cost based on CEE http://www.californiaenergyefficiency.com/docs/WtPaperCalAirConditionaerQualityInstallationProgram.pdf and GDS / Kema and TRANE Service Center provided estimated costs ranging from $3000 to $8000 depending on system. XCEL 2005 http://www.metrodenver.org/documents/newsCenter/EnergyEfficiencyReport.pdf and GDS 2006 Report for North Carolina Utilities Commission and 2005 http://eetd.lbl.gov/emills/PUBS/PDF/NCBC_Mills_6Apr05.pdf and Wisconsin Focus on Energy Technical Reference Manual. February 2016. Air Conditioning Unit Tune Up - Refrigerant Charge Correction. Page 169 - 172. EUL based on California Energy Commission and California Public Utilities Commission. Database for Energy Efficient Resources (DEER) 2008 | 2020 | Retro | 2022 | 2045 | PSE | Commercial | Hospital | Electric | Per Building Sqft - Heat Pump Tune Up |  |  | Hospital Tune-up - Heat Pump Maintenance (Tune-up) - Refrigerant Charge Correction |  | 0.071693 | 10 | 0.085434 | 0 |  | 0 | 0 | 0 | 0 | 0 | 0 | 0 | 0 |  | 0 | 0 | 0 | Heat Pump | Heat Pump | Per Heat Pump | Heat Pump Tune up and Maintenance | CommVENT | 0.0141% | 6.568% | 6.568% | 80978.5882 | 1 | 10% | 10% | 85% | 6.8% | 0.2% | 0.033518 | 0.0014881 | 0.0035006 | 0.14143 | 0 | 0 | 0 | 0.15353 | 0.012098 |  | 0.18345 | 0 | 0.18345 | 11. $0.175 to $0.200 | 0 | 0 | 01. ($9,999.00) to $0.22 | 1 | 2268.5166 | 2259.2157 | 2249.9529 | 2240.7281 | 2231.5411 | 2222.3918 | 2213.28 | 2204.2056 | 2195.1683 | 2186.1681 | 0 | 0 | 0 | 0 | 0 | 0 | 0 | 0 | 0 | 0 | 0 | 0 | 0 | 0 | 162.6359 | 161.9691 | 161.305 | 160.6437 | 159.985 | 159.3291 | 158.6758 | 158.0253 | 157.3774 | 156.7321 | 0 | 0 | 0 | 0 | 0 | 0 | 0 | 0 | 0 | 0 | 0 | 0 | 0 | 0 | 1596.6783 | 162.6359 | 324.605 | 485.91 | 646.5536 | 806.5387 | 965.8677 | 1124.5436 | 1282.5688 | 1439.9462 | 1596.6783 | 1596.6783 | 1596.6783 | 1596.6783 | 1596.6783 | 1596.6783 | 1596.6783 | 1596.6783 | 1596.6783 | 1596.6783 | 1596.6783 | 1596.6783 | 1596.6783 | 1596.6783 | 1596.6783 | 0 | 0 | 0 | 0 | 0 | 0 | 0 | 0 | 0 | 0 | 0 | 0 | 0 | 0 | 0 | 0 | 0 | 0 | 0 | 0 | 0 | 0 | 0 | 0 | 0 | 0 | 0 | 0 | 0 | 0 | 0 | 0 | 0 | 0 | 0 | 0 | 0 | 0 | 0 | 0 | 0 | 0 | 0 | 0 | 0 | 0 | 0 | 0 | 0 | 0 | 0 | 0 | 0 | 0 | 0 | 0 | 0 | 0 | 0 | 0 | 0 | 0.022932 | 0.045771 | 0.068516 | 0.091167 | 0.11373 | 0.13619 | 0.15857 | 0.18085 | 0.20304 | 0.22514 | 0.22514 | 0.22514 | 0.22514 | 0.22514 | 0.22514 | 0.22514 | 0.22514 | 0.22514 | 0.22514 | 0.22514 | 0.22514 | 0.22514 | 0.22514 | 0.22514 | 348.2887 | 346.8607 | 345.4386 | 344.0223 | 342.6118 | 341.2071 | 339.8081 | 338.4149 | 337.0274 | 335.6456 | 0 | 0 | 0 | 0 | 0 | 0 | 0 | 0 | 0 | 0 | 0 | 0 | 0 | 0 | 3419.3252 | 0 | 0 | 0 | 0 | 0 | 0 | 0 | 0 | 0 | 0 | 0 | 0 | 0 | 0 | 0 | 0 | 0 | 0 | 0 | 0 | 0.01557% | 0.025326 | 0.050548 | 0.075667 | 0.10068 | 0.1256 | 0.15041 | 0.17512 | 0.19973 | 0.22423 | 0.24864 | 0.24864 | 0.24864 | 0.24864 | 0.24864 | 0.24864 | 0.24864 | 0.24864 | 0.24864 | 0.24864 | 0.24864 | 0.24864 | 0.24864 | 0.24864 | 0.24864
| Com-Tuneup_Heat_Pump-Cadmus | M_Input | Cadmus created workbook. Heat Pump EUIs based on Cadmus developed 2014 PSE EUIs. Percent savings based on Wisconsin Focus on Energy Technical Reference Manual. February 2016. Air Conditioning Unit Tune Up - Coil Cleaning. Page 165 - 168 and Air Conditioning Unit Tune Up - Refrigerant Charge Correction. Page 169 - 172. Cost based on CEE http://www.californiaenergyefficiency.com/docs/WtPaperCalAirConditionaerQualityInstallationProgram.pdf and GDS / Kema and TRANE Service Center provided estimated costs ranging from $3000 to $8000 depending on system. XCEL 2005 http://www.metrodenver.org/documents/newsCenter/EnergyEfficiencyReport.pdf and GDS 2006 Report for North Carolina Utilities Commission and 2005 http://eetd.lbl.gov/emills/PUBS/PDF/NCBC_Mills_6Apr05.pdf and Wisconsin Focus on Energy Technical Reference Manual. February 2016. Air Conditioning Unit Tune Up - Refrigerant Charge Correction. Page 169 - 172. EUL based on California Energy Commission and California Public Utilities Commission. Database for Energy Efficient Resources (DEER) 2008 | 2020 | Retro | 2022 | 2045 | PSE | Commercial | Residential Care | Electric | Per Building Sqft - Heat Pump Tune Up |  |  | Residential Care Tune-up - Heat Pump Maintenance (Tune-up) - Refrigerant Charge Correction |  | 0.057265 | 10 | 0.085434 | 0 |  | 0 | 0 | 0 | 0 | 0 | 0 | 0 | 0 |  | 0 | 0 | 0 | Heat Pump | Heat Pump | Per Heat Pump | Heat Pump Tune up and Maintenance | CommVENT | 0.0141% | 8.998% | 8.998% | 89213.7828 | 1 | 8.21% | 10% | 85% | 6.8% | 0.2% | 0.026772 | 0.0011886 | 0.0027961 | 0.14143 | 0 | 0 | 0 | 0.15454 | 0.013102 |  | 0.23117 | 0 | 0.23117 | 13. $0.225 to $99,999.000 | 0 | 0 | 01. ($9,999.00) to $0.22 | 1 | 12180.1812 | 12130.2424 | 12080.5085 | 12030.9784 | 11981.6514 | 11932.5266 | 11883.6032 | 11834.8805 | 11786.3574 | 11738.0334 | 0 | 0 | 0 | 0 | 0 | 0 | 0 | 0 | 0 | 0 | 0 | 0 | 0 | 0 | 697.4938 | 694.634 | 691.786 | 688.9497 | 686.125 | 683.3119 | 680.5103 | 677.7202 | 674.9416 | 672.1743 | 0 | 0 | 0 | 0 | 0 | 0 | 0 | 0 | 0 | 0 | 0 | 0 | 0 | 0 | 6847.647 | 697.4938 | 1392.1278 | 2083.9139 | 2772.8636 | 3458.9886 | 4142.3005 | 4822.8109 | 5500.5311 | 6175.4727 | 6847.647 | 6847.647 | 6847.647 | 6847.647 | 6847.647 | 6847.647 | 6847.647 | 6847.647 | 6847.647 | 6847.647 | 6847.647 | 6847.647 | 6847.647 | 6847.647 | 6847.647 | 0 | 0 | 0 | 0 | 0 | 0 | 0 | 0 | 0 | 0 | 0 | 0 | 0 | 0 | 0 | 0 | 0 | 0 | 0 | 0 | 0 | 0 | 0 | 0 | 0 | 0 | 0 | 0 | 0 | 0 | 0 | 0 | 0 | 0 | 0 | 0 | 0 | 0 | 0 | 0 | 0 | 0 | 0 | 0 | 0 | 0 | 0 | 0 | 0 | 0 | 0 | 0 | 0 | 0 | 0 | 0 | 0 | 0 | 0 | 0 | 0 | 0.09835 | 0.1963 | 0.29384 | 0.39099 | 0.48773 | 0.58408 | 0.68004 | 0.7756 | 0.87077 | 0.96555 | 0.96555 | 0.96555 | 0.96555 | 0.96555 | 0.96555 | 0.96555 | 0.96555 | 0.96555 | 0.96555 | 0.96555 | 0.96555 | 0.96555 | 0.96555 | 0.96555 | 1882.2695 | 1874.5522 | 1866.8665 | 1859.2124 | 1851.5896 | 1843.9981 | 1836.4377 | 1828.9083 | 1821.4098 | 1813.942 | 0 | 0 | 0 | 0 | 0 | 0 | 0 | 0 | 0 | 0 | 0 | 0 | 0 | 0 | 18479.1861 | 0 | 0 | 0 | 0 | 0 | 0 | 0 | 0 | 0 | 0 | 0 | 0 | 0 | 0 | 0 | 0 | 0 | 0 | 0 | 0 | 0.01557% | 0.10862 | 0.21679 | 0.32451 | 0.4318 | 0.53864 | 0.64505 | 0.75102 | 0.85656 | 0.96166 | 1.0663 | 1.0663 | 1.0663 | 1.0663 | 1.0663 | 1.0663 | 1.0663 | 1.0663 | 1.0663 | 1.0663 | 1.0663 | 1.0663 | 1.0663 | 1.0663 | 1.0663
| Com-Tuneup_Heat_Pump-Cadmus | M_Input | Cadmus created workbook. Heat Pump EUIs based on Cadmus developed 2014 PSE EUIs. Percent savings based on Wisconsin Focus on Energy Technical Reference Manual. February 2016. Air Conditioning Unit Tune Up - Coil Cleaning. Page 165 - 168 and Air Conditioning Unit Tune Up - Refrigerant Charge Correction. Page 169 - 172. Cost based on CEE http://www.californiaenergyefficiency.com/docs/WtPaperCalAirConditionaerQualityInstallationProgram.pdf and GDS / Kema and TRANE Service Center provided estimated costs ranging from $3000 to $8000 depending on system. XCEL 2005 http://www.metrodenver.org/documents/newsCenter/EnergyEfficiencyReport.pdf and GDS 2006 Report for North Carolina Utilities Commission and 2005 http://eetd.lbl.gov/emills/PUBS/PDF/NCBC_Mills_6Apr05.pdf and Wisconsin Focus on Energy Technical Reference Manual. February 2016. Air Conditioning Unit Tune Up - Refrigerant Charge Correction. Page 169 - 172. EUL based on California Energy Commission and California Public Utilities Commission. Database for Energy Efficient Resources (DEER) 2008 | 2020 | Retro | 2022 | 2045 | PSE | Commercial | Assembly | Electric | Per Building Sqft - Heat Pump Tune Up |  |  | Assembly Tune-up - Heat Pump Maintenance (Tune-up) - Refrigerant Charge Correction |  | 0.057265 | 10 | 0.12092 | 0 |  | 0 | 0 | 0 | 0 | 0 | 0 | 0 | 0 |  | 0 | 0 | 0 | Heat Pump | Heat Pump | Per Heat Pump | Heat Pump Tune up and Maintenance | CommVENT | 0.0141% | 8.998% | 8.998% | 13631.2945 | 1 | 9.354% | 10% | 85% | 6.8% | 0.2% | 0.026772 | 0.0011886 | 0.0027961 | 0.20017 | 0 | 0 | 0 | 0.22037 | 0.020198 |  | 0.32966 | 0 | 0.32966 | 13. $0.225 to $99,999.000 | 0 | 0 | 01. ($9,999.00) to $0.22 | 1 | 26538.5472 | 26419.4776 | 26300.9422 | 26182.9387 | 26065.4645 | 25948.5175 | 25832.0951 | 25716.1951 | 25600.8151 | 25485.9528 | 0 | 0 | 0 | 0 | 0 | 0 | 0 | 0 | 0 | 0 | 0 | 0 | 0 | 0 | 1519.7205 | 1512.902 | 1506.1142 | 1499.3567 | 1492.6296 | 1485.9327 | 1479.2658 | 1472.6288 | 1466.0216 | 1459.4441 | 0 | 0 | 0 | 0 | 0 | 0 | 0 | 0 | 0 | 0 | 0 | 0 | 0 | 0 | 14894.016 | 1519.7205 | 3032.6226 | 4538.7367 | 6038.0934 | 7530.7231 | 9016.6557 | 10495.9215 | 11968.5503 | 13434.572 | 14894.016 | 14894.016 | 14894.016 | 14894.016 | 14894.016 | 14894.016 | 14894.016 | 14894.016 | 14894.016 | 14894.016 | 14894.016 | 14894.016 | 14894.016 | 14894.016 | 14894.016 | 0 | 0 | 0 | 0 | 0 | 0 | 0 | 0 | 0 | 0 | 0 | 0 | 0 | 0 | 0 | 0 | 0 | 0 | 0 | 0 | 0 | 0 | 0 | 0 | 0 | 0 | 0 | 0 | 0 | 0 | 0 | 0 | 0 | 0 | 0 | 0 | 0 | 0 | 0 | 0 | 0 | 0 | 0 | 0 | 0 | 0 | 0 | 0 | 0 | 0 | 0 | 0 | 0 | 0 | 0 | 0 | 0 | 0 | 0 | 0 | 0 | 0.21429 | 0.42761 | 0.63998 | 0.8514 | 1.0619 | 1.2714 | 1.48 | 1.6876 | 1.8943 | 2.1001 | 2.1001 | 2.1001 | 2.1001 | 2.1001 | 2.1001 | 2.1001 | 2.1001 | 2.1001 | 2.1001 | 2.1001 | 2.1001 | 2.1001 | 2.1001 | 2.1001 | 5848.3187 | 5822.0793 | 5795.9575 | 5769.953 | 5744.0651 | 5718.2934 | 5692.6374 | 5667.0964 | 5641.67 | 5616.3577 | 0 | 0 | 0 | 0 | 0 | 0 | 0 | 0 | 0 | 0 | 0 | 0 | 0 | 0 | 57316.4286 | 0 | 0 | 0 | 0 | 0 | 0 | 0 | 0 | 0 | 0 | 0 | 0 | 0 | 0 | 0 | 0 | 0 | 0 | 0 | 0 | 0.01557% | 0.23666 | 0.47225 | 0.70678 | 0.94027 | 1.1727 | 1.4041 | 1.6345 | 1.8638 | 2.0921 | 2.3193 | 2.3193 | 2.3193 | 2.3193 | 2.3193 | 2.3193 | 2.3193 | 2.3193 | 2.3193 | 2.3193 | 2.3193 | 2.3193 | 2.3193 | 2.3193 | 2.3193
| Com-Tuneup_Heat_Pump-Cadmus | M_Input | Cadmus created workbook. Heat Pump EUIs based on Cadmus developed 2014 PSE EUIs. Percent savings based on Wisconsin Focus on Energy Technical Reference Manual. February 2016. Air Conditioning Unit Tune Up - Coil Cleaning. Page 165 - 168 and Air Conditioning Unit Tune Up - Refrigerant Charge Correction. Page 169 - 172. Cost based on CEE http://www.californiaenergyefficiency.com/docs/WtPaperCalAirConditionaerQualityInstallationProgram.pdf and GDS / Kema and TRANE Service Center provided estimated costs ranging from $3000 to $8000 depending on system. XCEL 2005 http://www.metrodenver.org/documents/newsCenter/EnergyEfficiencyReport.pdf and GDS 2006 Report for North Carolina Utilities Commission and 2005 http://eetd.lbl.gov/emills/PUBS/PDF/NCBC_Mills_6Apr05.pdf and Wisconsin Focus on Energy Technical Reference Manual. February 2016. Air Conditioning Unit Tune Up - Refrigerant Charge Correction. Page 169 - 172. EUL based on California Energy Commission and California Public Utilities Commission. Database for Energy Efficient Resources (DEER) 2008 | 2020 | Retro | 2022 | 2045 | PSE | Commercial | Other | Electric | Per Building Sqft - Heat Pump Tune Up |  |  | Other Tune-up - Heat Pump Maintenance (Tune-up) - Refrigerant Charge Correction |  | 0.057265 | 10 | 0.082839 | 0 |  | 0 | 0 | 0 | 0 | 0 | 0 | 0 | 0 |  | 0 | 0 | 0 | Heat Pump | Heat Pump | Per Heat Pump | Heat Pump Tune up and Maintenance | CommVENT | 0.0141% | 8.998% | 8.998% | 22414.5695 | 1 | 5.26% | 10% | 85% | 6.8% | 0.2% | 0.026772 | 0.0011886 | 0.0027961 | 0.13714 | 0 | 0 | 0 | 0.14972 | 0.012583 |  | 0.22397 | 0 | 0.22397 | 12. $0.200 to $0.225 | 0 | 0 | 01. ($9,999.00) to $0.22 | 1 | 42020.6484 | 41642.4626 | 41267.6804 | 40896.2713 | 40528.2049 | 40163.451 | 39801.98 | 39443.7622 | 39088.7683 | 38736.9694 | 0 | 0 | 0 | 0 | 0 | 0 | 0 | 0 | 0 | 0 | 0 | 0 | 0 | 0 | 2406.2976 | 2384.6409 | 2363.1791 | 2341.9105 | 2320.8333 | 2299.9458 | 2279.2463 | 2258.7331 | 2238.4045 | 2218.2589 | 0 | 0 | 0 | 0 | 0 | 0 | 0 | 0 | 0 | 0 | 0 | 0 | 0 | 0 | 23111.45 | 2406.2976 | 4790.9385 | 7154.1176 | 9496.0281 | 11816.8614 | 14116.8072 | 16396.0536 | 18654.7866 | 20893.1911 | 23111.45 | 23111.45 | 23111.45 | 23111.45 | 23111.45 | 23111.45 | 23111.45 | 23111.45 | 23111.45 | 23111.45 | 23111.45 | 23111.45 | 23111.45 | 23111.45 | 23111.45 | 0 | 0 | 0 | 0 | 0 | 0 | 0 | 0 | 0 | 0 | 0 | 0 | 0 | 0 | 0 | 0 | 0 | 0 | 0 | 0 | 0 | 0 | 0 | 0 | 0 | 0 | 0 | 0 | 0 | 0 | 0 | 0 | 0 | 0 | 0 | 0 | 0 | 0 | 0 | 0 | 0 | 0 | 0 | 0 | 0 | 0 | 0 | 0 | 0 | 0 | 0 | 0 | 0 | 0 | 0 | 0 | 0 | 0 | 0 | 0 | 0 | 0.3393 | 0.67555 | 1.0088 | 1.339 | 1.6662 | 1.9905 | 2.3119 | 2.6304 | 2.946 | 3.2588 | 3.2588 | 3.2588 | 3.2588 | 3.2588 | 3.2588 | 3.2588 | 3.2588 | 3.2588 | 3.2588 | 3.2588 | 3.2588 | 3.2588 | 3.2588 | 3.2588 | 6291.3493 | 6234.7272 | 6178.6147 | 6123.0071 | 6067.9001 | 6013.289 | 5959.1694 | 5905.5368 | 5852.387 | 5799.7155 | 0 | 0 | 0 | 0 | 0 | 0 | 0 | 0 | 0 | 0 | 0 | 0 | 0 | 0 | 60425.6961 | 0 | 0 | 0 | 0 | 0 | 0 | 0 | 0 | 0 | 0 | 0 | 0 | 0 | 0 | 0 | 0 | 0 | 0 | 0 | 0 | 0.01557% | 0.37472 | 0.74606 | 1.1141 | 1.4787 | 1.8402 | 2.1983 | 2.5532 | 2.905 | 3.2535 | 3.599 | 3.599 | 3.599 | 3.599 | 3.599 | 3.599 | 3.599 | 3.599 | 3.599 | 3.599 | 3.599 | 3.599 | 3.599 | 3.599 | 3.599
| Com-Tuneup_Heat_Pump-Cadmus | M_Input | Cadmus created workbook. Heat Pump EUIs based on Cadmus developed 2014 PSE EUIs. Percent savings based on Wisconsin Focus on Energy Technical Reference Manual. February 2016. Air Conditioning Unit Tune Up - Coil Cleaning. Page 165 - 168 and Air Conditioning Unit Tune Up - Refrigerant Charge Correction. Page 169 - 172. Cost based on CEE http://www.californiaenergyefficiency.com/docs/WtPaperCalAirConditionaerQualityInstallationProgram.pdf and GDS / Kema and TRANE Service Center provided estimated costs ranging from $3000 to $8000 depending on system. XCEL 2005 http://www.metrodenver.org/documents/newsCenter/EnergyEfficiencyReport.pdf and GDS 2006 Report for North Carolina Utilities Commission and 2005 http://eetd.lbl.gov/emills/PUBS/PDF/NCBC_Mills_6Apr05.pdf and Wisconsin Focus on Energy Technical Reference Manual. February 2016. Air Conditioning Unit Tune Up - Refrigerant Charge Correction. Page 169 - 172. EUL based on California Energy Commission and California Public Utilities Commission. Database for Energy Efficient Resources (DEER) 2008 | 2020 | Retro | 2022 | 2045 | PSE | Commercial | Large Off | Electric | Per Building Sqft - Heat Pump Tune Up |  |  | Large Off Tune-up - Heat Pump Maintenance (Tune-up) - Coil Cleaning |  | 0.25145 | 3 | 1.6114 | 0 |  | 0 | 0 | 0 | 0 | 0 | 0 | 0 | 0 |  | 0 | 0 | 0 | Heat Pump | Heat Pump | Per Heat Pump | Heat Pump Coil Cleaning and Maintenance | CommVENT | 0.0141% | 27.49% | 27.49% | 229881.7404 | 1 | 3.654% | 33.33% | 85% | 6.8% | 0.2% | 0.039297 | 0.0052191 | 0.0044516 | 7.1419 | 0 | 0 | 0 | 7.4545 | 0.31262 |  | 2.5396 | 0 | 2.5396 | 13. $0.225 to $99,999.000 | 0 | 0 | 01. ($9,999.00) to $0.22 | 1 | 40212.4776 | 40091.8402 | 39971.5646 | 39851.6499 | 39732.095 | 39612.8987 | 39494.06 | 39375.5778 | 39257.4511 | 39139.6788 | 0 | 0 | 0 | 0 | 0 | 0 | 0 | 0 | 0 | 0 | 0 | 0 | 0 | 0 | 10111.2983 | 10080.9644 | 10050.7215 | 10020.5693 | 9990.5076 | 9960.5361 | 9930.6545 | 9900.8625 | 9871.16 | 9841.5465 | 0 | 0 | 0 | 0 | 0 | 0 | 0 | 0 | 0 | 0 | 0 | 0 | 0 | 0 | 99758.8208 | 10111.2983 | 20192.2627 | 30242.9842 | 40263.5535 | 50254.0612 | 60214.5973 | 70145.2518 | 80046.1143 | 89917.2743 | 99758.8208 | 99758.8208 | 99758.8208 | 99758.8208 | 99758.8208 | 99758.8208 | 99758.8208 | 99758.8208 | 99758.8208 | 99758.8208 | 99758.8208 | 99758.8208 | 99758.8208 | 99758.8208 | 99758.8208 | 0 | 0 | 0 | 0 | 0 | 0 | 0 | 0 | 0 | 0 | 0 | 0 | 0 | 0 | 0 | 0 | 0 | 0 | 0 | 0 | 0 | 0 | 0 | 0 | 0 | 0 | 0 | 0 | 0 | 0 | 0 | 0 | 0 | 0 | 0 | 0 | 0 | 0 | 0 | 0 | 0 | 0 | 0 | 0 | 0 | 0 | 0 | 0 | 0 | 0 | 0 | 0 | 0 | 0 | 0 | 0 | 0 | 0 | 0 | 0 | 0 | 1.4257 | 2.8472 | 4.2644 | 5.6774 | 7.0861 | 8.4906 | 9.8908 | 11.2869 | 12.6788 | 14.0665 | 14.0665 | 14.0665 | 14.0665 | 14.0665 | 14.0665 | 14.0665 | 14.0665 | 14.0665 | 14.0665 | 14.0665 | 14.0665 | 14.0665 | 14.0665 | 14.0665 | 299763.5858 | 298864.295 | 297967.7021 | 297073.799 | 296182.5776 | 295294.0299 | 294408.1478 | 293524.9233 | 292644.3486 | 291766.4155 | 0 | 0 | 0 | 0 | 0 | 0 | 0 | 0 | 0 | 0 | 0 | 0 | 0 | 0 | 2957489.8246 | 0 | 0 | 0 | 0 | 0 | 0 | 0 | 0 | 0 | 0 | 0 | 0 | 0 | 0 | 0 | 0 | 0 | 0 | 0 | 0 | 0.01557% | 1.5746 | 3.1444 | 4.7095 | 6.27 | 7.8257 | 9.3768 | 10.9232 | 12.465 | 14.0022 | 15.5347 | 15.5347 | 15.5347 | 15.5347 | 15.5347 | 15.5347 | 15.5347 | 15.5347 | 15.5347 | 15.5347 | 15.5347 | 15.5347 | 15.5347 | 15.5347 | 15.5347
| Com-Tuneup_Heat_Pump-Cadmus | M_Input | Cadmus created workbook. Heat Pump EUIs based on Cadmus developed 2014 PSE EUIs. Percent savings based on Wisconsin Focus on Energy Technical Reference Manual. February 2016. Air Conditioning Unit Tune Up - Coil Cleaning. Page 165 - 168 and Air Conditioning Unit Tune Up - Refrigerant Charge Correction. Page 169 - 172. Cost based on CEE http://www.californiaenergyefficiency.com/docs/WtPaperCalAirConditionaerQualityInstallationProgram.pdf and GDS / Kema and TRANE Service Center provided estimated costs ranging from $3000 to $8000 depending on system. XCEL 2005 http://www.metrodenver.org/documents/newsCenter/EnergyEfficiencyReport.pdf and GDS 2006 Report for North Carolina Utilities Commission and 2005 http://eetd.lbl.gov/emills/PUBS/PDF/NCBC_Mills_6Apr05.pdf and Wisconsin Focus on Energy Technical Reference Manual. February 2016. Air Conditioning Unit Tune Up - Refrigerant Charge Correction. Page 169 - 172. EUL based on California Energy Commission and California Public Utilities Commission. Database for Energy Efficient Resources (DEER) 2008 | 2020 | Retro | 2022 | 2045 | PSE | Commercial | Medium Off | Electric | Per Building Sqft - Heat Pump Tune Up |  |  | Medium Off Tune-up - Heat Pump Maintenance (Tune-up) - Coil Cleaning |  | 0.25145 | 3 | 1.6114 | 0 |  | 0 | 0 | 0 | 0 | 0 | 0 | 0 | 0 |  | 0 | 0 | 0 | Heat Pump | Heat Pump | Per Heat Pump | Heat Pump Coil Cleaning and Maintenance | CommVENT | 0.0141% | 27.49% | 27.49% | 41759.2514 | 1 | 39.52% | 33.33% | 85% | 6.8% | 0.2% | 0.039297 | 0.0052191 | 0.0044516 | 7.1419 | 0 | 0 | 0 | 7.4545 | 0.31262 |  | 2.5396 | 0 | 2.5396 | 13. $0.225 to $99,999.000 | 0 | 0 | 01. ($9,999.00) to $0.22 | 1 | 338405.6495 | 337390.4326 | 336378.2613 | 335369.1265 | 334363.0191 | 333359.9301 | 332359.8503 | 331362.7707 | 330368.6824 | 329377.5764 | 0 | 0 | 0 | 0 | 0 | 0 | 0 | 0 | 0 | 0 | 0 | 0 | 0 | 0 | 85091.0133 | 84835.7403 | 84581.2331 | 84327.4894 | 84074.5069 | 83822.2834 | 83570.8165 | 83320.1041 | 83070.1438 | 82820.9333 | 0 | 0 | 0 | 0 | 0 | 0 | 0 | 0 | 0 | 0 | 0 | 0 | 0 | 0 | 839514.2641 | 85091.0133 | 169926.7536 | 254507.9867 | 338835.4761 | 422909.983 | 506732.2663 | 590303.0829 | 673623.1869 | 756693.3307 | 839514.2641 | 839514.2641 | 839514.2641 | 839514.2641 | 839514.2641 | 839514.2641 | 839514.2641 | 839514.2641 | 839514.2641 | 839514.2641 | 839514.2641 | 839514.2641 | 839514.2641 | 839514.2641 | 839514.2641 | 0 | 0 | 0 | 0 | 0 | 0 | 0 | 0 | 0 | 0 | 0 | 0 | 0 | 0 | 0 | 0 | 0 | 0 | 0 | 0 | 0 | 0 | 0 | 0 | 0 | 0 | 0 | 0 | 0 | 0 | 0 | 0 | 0 | 0 | 0 | 0 | 0 | 0 | 0 | 0 | 0 | 0 | 0 | 0 | 0 | 0 | 0 | 0 | 0 | 0 | 0 | 0 | 0 | 0 | 0 | 0 | 0 | 0 | 0 | 0 | 0 | 11.9983 | 23.9605 | 35.8869 | 47.7775 | 59.6324 | 71.4517 | 83.2356 | 94.9842 | 106.6975 | 118.3756 | 118.3756 | 118.3756 | 118.3756 | 118.3756 | 118.3756 | 118.3756 | 118.3756 | 118.3756 | 118.3756 | 118.3756 | 118.3756 | 118.3756 | 118.3756 | 118.3756 | 2522642.1502 | 2515074.2237 | 2507529.001 | 2500006.414 | 2492506.3948 | 2485028.8756 | 2477573.789 | 2470141.0676 | 2462730.6444 | 2455342.4525 | 0 | 0 | 0 | 0 | 0 | 0 | 0 | 0 | 0 | 0 | 0 | 0 | 0 | 0 | 24888575.0129 | 0 | 0 | 0 | 0 | 0 | 0 | 0 | 0 | 0 | 0 | 0 | 0 | 0 | 0 | 0 | 0 | 0 | 0 | 0 | 0 | 0.01557% | 13.2506 | 26.4615 | 39.6327 | 52.7644 | 65.8567 | 78.9098 | 91.9236 | 104.8985 | 117.8344 | 130.7315 | 130.7315 | 130.7315 | 130.7315 | 130.7315 | 130.7315 | 130.7315 | 130.7315 | 130.7315 | 130.7315 | 130.7315 | 130.7315 | 130.7315 | 130.7315 | 130.7315
| Com-Tuneup_Heat_Pump-Cadmus | M_Input | Cadmus created workbook. Heat Pump EUIs based on Cadmus developed 2014 PSE EUIs. Percent savings based on Wisconsin Focus on Energy Technical Reference Manual. February 2016. Air Conditioning Unit Tune Up - Coil Cleaning. Page 165 - 168 and Air Conditioning Unit Tune Up - Refrigerant Charge Correction. Page 169 - 172. Cost based on CEE http://www.californiaenergyefficiency.com/docs/WtPaperCalAirConditionaerQualityInstallationProgram.pdf and GDS / Kema and TRANE Service Center provided estimated costs ranging from $3000 to $8000 depending on system. XCEL 2005 http://www.metrodenver.org/documents/newsCenter/EnergyEfficiencyReport.pdf and GDS 2006 Report for North Carolina Utilities Commission and 2005 http://eetd.lbl.gov/emills/PUBS/PDF/NCBC_Mills_6Apr05.pdf and Wisconsin Focus on Energy Technical Reference Manual. February 2016. Air Conditioning Unit Tune Up - Refrigerant Charge Correction. Page 169 - 172. EUL based on California Energy Commission and California Public Utilities Commission. Database for Energy Efficient Resources (DEER) 2008 | 2020 | Retro | 2022 | 2045 | PSE | Commercial | Small Off | Electric | Per Building Sqft - Heat Pump Tune Up |  |  | Small Off Tune-up - Heat Pump Maintenance (Tune-up) - Coil Cleaning |  | 0.25145 | 3 | 1.6114 | 0 |  | 0 | 0 | 0 | 0 | 0 | 0 | 0 | 0 |  | 0 | 0 | 0 | Heat Pump | Heat Pump | Per Heat Pump | Heat Pump Coil Cleaning and Maintenance | CommVENT | 0.0141% | 27.49% | 27.49% | 4797.7732 | 1 | 38% | 33.33% | 85% | 6.8% | 0.2% | 0.039297 | 0.0052191 | 0.0044516 | 7.1419 | 0 | 0 | 0 | 7.4545 | 0.31262 |  | 2.5396 | 0 | 2.5396 | 13. $0.225 to $99,999.000 | 0 | 0 | 01. ($9,999.00) to $0.22 | 1 | 277057.6059 | 276226.4331 | 275397.7538 | 274571.5605 | 273747.8459 | 272926.6023 | 272107.8225 | 271291.499 | 270477.6246 | 269666.1917 | 0 | 0 | 0 | 0 | 0 | 0 | 0 | 0 | 0 | 0 | 0 | 0 | 0 | 0 | 69665.2449 | 69456.2491 | 69247.8804 | 69040.1367 | 68833.0163 | 68626.5173 | 68420.6377 | 68215.3758 | 68010.7297 | 67806.6975 | 0 | 0 | 0 | 0 | 0 | 0 | 0 | 0 | 0 | 0 | 0 | 0 | 0 | 0 | 687322.4855 | 69665.2449 | 139121.494 | 208369.3744 | 277409.5111 | 346242.5274 | 414869.0447 | 483289.6825 | 551505.0583 | 619515.788 | 687322.4855 | 687322.4855 | 687322.4855 | 687322.4855 | 687322.4855 | 687322.4855 | 687322.4855 | 687322.4855 | 687322.4855 | 687322.4855 | 687322.4855 | 687322.4855 | 687322.4855 | 687322.4855 | 687322.4855 | 0 | 0 | 0 | 0 | 0 | 0 | 0 | 0 | 0 | 0 | 0 | 0 | 0 | 0 | 0 | 0 | 0 | 0 | 0 | 0 | 0 | 0 | 0 | 0 | 0 | 0 | 0 | 0 | 0 | 0 | 0 | 0 | 0 | 0 | 0 | 0 | 0 | 0 | 0 | 0 | 0 | 0 | 0 | 0 | 0 | 0 | 0 | 0 | 0 | 0 | 0 | 0 | 0 | 0 | 0 | 0 | 0 | 0 | 0 | 0 | 0 | 9.8231 | 19.6168 | 29.3811 | 39.1161 | 48.8219 | 58.4986 | 68.1462 | 77.7649 | 87.3548 | 96.9158 | 96.9158 | 96.9158 | 96.9158 | 96.9158 | 96.9158 | 96.9158 | 96.9158 | 96.9158 | 96.9158 | 96.9158 | 96.9158 | 96.9158 | 96.9158 | 96.9158 | 2065323.6601 | 2059127.6892 | 2052950.3061 | 2046791.4552 | 2040651.0808 | 2034529.1276 | 2028425.5402 | 2022340.2636 | 2016273.2428 | 2010224.423 | 0 | 0 | 0 | 0 | 0 | 0 | 0 | 0 | 0 | 0 | 0 | 0 | 0 | 0 | 20376636.7884 | 0 | 0 | 0 | 0 | 0 | 0 | 0 | 0 | 0 | 0 | 0 | 0 | 0 | 0 | 0 | 0 | 0 | 0 | 0 | 0 | 0.01557% | 10.8485 | 21.6644 | 32.4479 | 43.199 | 53.9178 | 64.6046 | 75.2592 | 85.8819 | 96.4727 | 107.0318 | 107.0318 | 107.0318 | 107.0318 | 107.0318 | 107.0318 | 107.0318 | 107.0318 | 107.0318 | 107.0318 | 107.0318 | 107.0318 | 107.0318 | 107.0318 | 107.0318
| Com-Tuneup_Heat_Pump-Cadmus | M_Input | Cadmus created workbook. Heat Pump EUIs based on Cadmus developed 2014 PSE EUIs. Percent savings based on Wisconsin Focus on Energy Technical Reference Manual. February 2016. Air Conditioning Unit Tune Up - Coil Cleaning. Page 165 - 168 and Air Conditioning Unit Tune Up - Refrigerant Charge Correction. Page 169 - 172. Cost based on CEE http://www.californiaenergyefficiency.com/docs/WtPaperCalAirConditionaerQualityInstallationProgram.pdf and GDS / Kema and TRANE Service Center provided estimated costs ranging from $3000 to $8000 depending on system. XCEL 2005 http://www.metrodenver.org/documents/newsCenter/EnergyEfficiencyReport.pdf and GDS 2006 Report for North Carolina Utilities Commission and 2005 http://eetd.lbl.gov/emills/PUBS/PDF/NCBC_Mills_6Apr05.pdf and Wisconsin Focus on Energy Technical Reference Manual. February 2016. Air Conditioning Unit Tune Up - Refrigerant Charge Correction. Page 169 - 172. EUL based on California Energy Commission and California Public Utilities Commission. Database for Energy Efficient Resources (DEER) 2008 | 2020 | Retro | 2022 | 2045 | PSE | Commercial | XLarge Ret | Electric | Per Building Sqft - Heat Pump Tune Up |  |  | XLarge Ret Tune-up - Heat Pump Maintenance (Tune-up) - Coil Cleaning |  | 0.229 | 3 | 0.64301 | 0 |  | 0 | 0 | 0 | 0 | 0 | 0 | 0 | 0 |  | 0 | 0 | 0 | Heat Pump | Heat Pump | Per Heat Pump | Heat Pump Coil Cleaning and Maintenance | CommVENT | 0.0141% | 9.705% | 9.705% | 280351.2881 | 1 | 2.171% | 33.33% | 85% | 6.8% | 0.2% | 0.035789 | 0.0047531 | 0.0040542 | 2.8498 | 0 | 0 | 0 | 2.9696 | 0.11979 |  | 1.1109 | 0 | 1.1109 | 13. $0.225 to $99,999.000 | 0 | 0 | 01. ($9,999.00) to $0.22 | 1 | 2912.9033 | 2899.5039 | 2886.1662 | 2872.8898 | 2859.6745 | 2846.52 | 2833.426 | 2820.3923 | 2807.4185 | 2794.5044 | 0 | 0 | 0 | 0 | 0 | 0 | 0 | 0 | 0 | 0 | 0 | 0 | 0 | 0 | 667.0439 | 663.9755 | 660.9212 | 657.881 | 654.8547 | 651.8424 | 648.8439 | 645.8592 | 642.8883 | 639.931 | 0 | 0 | 0 | 0 | 0 | 0 | 0 | 0 | 0 | 0 | 0 | 0 | 0 | 0 | 6534.041 | 667.0439 | 1331.0194 | 1991.9406 | 2649.8215 | 3304.6763 | 3956.5186 | 4605.3625 | 5251.2218 | 5894.11 | 6534.041 | 6534.041 | 6534.041 | 6534.041 | 6534.041 | 6534.041 | 6534.041 | 6534.041 | 6534.041 | 6534.041 | 6534.041 | 6534.041 | 6534.041 | 6534.041 | 6534.041 | 0 | 0 | 0 | 0 | 0 | 0 | 0 | 0 | 0 | 0 | 0 | 0 | 0 | 0 | 0 | 0 | 0 | 0 | 0 | 0 | 0 | 0 | 0 | 0 | 0 | 0 | 0 | 0 | 0 | 0 | 0 | 0 | 0 | 0 | 0 | 0 | 0 | 0 | 0 | 0 | 0 | 0 | 0 | 0 | 0 | 0 | 0 | 0 | 0 | 0 | 0 | 0 | 0 | 0 | 0 | 0 | 0 | 0 | 0 | 0 | 0 | 0.094056 | 0.18768 | 0.28087 | 0.37364 | 0.46598 | 0.55789 | 0.64938 | 0.74045 | 0.8311 | 0.92133 | 0.92133 | 0.92133 | 0.92133 | 0.92133 | 0.92133 | 0.92133 | 0.92133 | 0.92133 | 0.92133 | 0.92133 | 0.92133 | 0.92133 | 0.92133 | 0.92133 | 8650.1154 | 8610.3249 | 8570.7174 | 8531.2921 | 8492.0482 | 8452.9847 | 8414.101 | 8375.3961 | 8336.8693 | 8298.5197 | 0 | 0 | 0 | 0 | 0 | 0 | 0 | 0 | 0 | 0 | 0 | 0 | 0 | 0 | 84732.369 | 0 | 0 | 0 | 0 | 0 | 0 | 0 | 0 | 0 | 0 | 0 | 0 | 0 | 0 | 0 | 0 | 0 | 0 | 0 | 0 | 0.01557% | 0.10387 | 0.20727 | 0.31019 | 0.41264 | 0.51461 | 0.61612 | 0.71716 | 0.81773 | 0.91785 | 1.0175 | 1.0175 | 1.0175 | 1.0175 | 1.0175 | 1.0175 | 1.0175 | 1.0175 | 1.0175 | 1.0175 | 1.0175 | 1.0175 | 1.0175 | 1.0175 | 1.0175
| Com-Tuneup_Heat_Pump-Cadmus | M_Input | Cadmus created workbook. Heat Pump EUIs based on Cadmus developed 2014 PSE EUIs. Percent savings based on Wisconsin Focus on Energy Technical Reference Manual. February 2016. Air Conditioning Unit Tune Up - Coil Cleaning. Page 165 - 168 and Air Conditioning Unit Tune Up - Refrigerant Charge Correction. Page 169 - 172. Cost based on CEE http://www.californiaenergyefficiency.com/docs/WtPaperCalAirConditionaerQualityInstallationProgram.pdf and GDS / Kema and TRANE Service Center provided estimated costs ranging from $3000 to $8000 depending on system. XCEL 2005 http://www.metrodenver.org/documents/newsCenter/EnergyEfficiencyReport.pdf and GDS 2006 Report for North Carolina Utilities Commission and 2005 http://eetd.lbl.gov/emills/PUBS/PDF/NCBC_Mills_6Apr05.pdf and Wisconsin Focus on Energy Technical Reference Manual. February 2016. Air Conditioning Unit Tune Up - Refrigerant Charge Correction. Page 169 - 172. EUL based on California Energy Commission and California Public Utilities Commission. Database for Energy Efficient Resources (DEER) 2008 | 2020 | Retro | 2022 | 2045 | PSE | Commercial | Large Ret | Electric | Per Building Sqft - Heat Pump Tune Up |  |  | Large Ret Tune-up - Heat Pump Maintenance (Tune-up) - Coil Cleaning |  | 0.229 | 3 | 0.64301 | 0 |  | 0 | 0 | 0 | 0 | 0 | 0 | 0 | 0 |  | 0 | 0 | 0 | Heat Pump | Heat Pump | Per Heat Pump | Heat Pump Coil Cleaning and Maintenance | CommVENT | 0.0141% | 9.705% | 9.705% | 94425.5221 | 1 | 0% | 33.33% | 85% | 6.8% | 0.2% | 0.035789 | 0.0047531 | 0.0040542 | 2.8498 | 0 | 0 | 0 | 2.9696 | 0.11979 |  | 1.1109 | 0 | 1.1109 | 13. $0.225 to $99,999.000 | 0 | 0 | 01. ($9,999.00) to $0.22 | 1 | 0 | 0 | 0 | 0 | 0 | 0 | 0 | 0 | 0 | 0 | 0 | 0 | 0 | 0 | 0 | 0 | 0 | 0 | 0 | 0 | 0 | 0 | 0 | 0 | 0 | 0 | 0 | 0 | 0 | 0 | 0 | 0 | 0 | 0 | 0 | 0 | 0 | 0 | 0 | 0 | 0 | 0 | 0 | 0 | 0 | 0 | 0 | 0 | 0 | 0 | 0 | 0 | 0 | 0 | 0 | 0 | 0 | 0 | 0 | 0 | 0 | 0 | 0 | 0 | 0 | 0 | 0 | 0 | 0 | 0 | 0 | 0 | 0 | 0 | 0 | 0 | 0 | 0 | 0 | 0 | 0 | 0 | 0 | 0 | 0 | 0 | 0 | 0 | 0 | 0 | 0 | 0 | 0 | 0 | 0 | 0 | 0 | 0 | 0 | 0 | 0 | 0 | 0 | 0 | 0 | 0 | 0 | 0 | 0 | 0 | 0 | 0 | 0 | 0 | 0 | 0 | 0 | 0 | 0 | 0 | 0 | 0 | 0 | 0 | 0 | 0 | 0 | 0 | 0 | 0 | 0 | 0 | 0 | 0 | 0 | 0 | 0 | 0 | 0 | 0 | 0 | 0 | 0 | 0 | 0 | 0 | 0 | 0 | 0 | 0 | 0 | 0 | 0 | 0 | 0 | 0 | 0 | 0 | 0 | 0 | 0 | 0 | 0 | 0 | 0 | 0 | 0 | 0 | 0 | 0 | 0 | 0 | 0 | 0 | 0 | 0 | 0 | 0 | 0 | 0 | 0 | 0 | 0 | 0 | 0 | 0 | 0 | 0 | 0 | 0 | 0 | 0 | 0 | 0 | 0 | 0 | 0 | 0 | 0 | 0 | 0 | 0 | 0 | 0.01557% | 0 | 0 | 0 | 0 | 0 | 0 | 0 | 0 | 0 | 0 | 0 | 0 | 0 | 0 | 0 | 0 | 0 | 0 | 0 | 0 | 0 | 0 | 0 | 0
| Com-Tuneup_Heat_Pump-Cadmus | M_Input | Cadmus created workbook. Heat Pump EUIs based on Cadmus developed 2014 PSE EUIs. Percent savings based on Wisconsin Focus on Energy Technical Reference Manual. February 2016. Air Conditioning Unit Tune Up - Coil Cleaning. Page 165 - 168 and Air Conditioning Unit Tune Up - Refrigerant Charge Correction. Page 169 - 172. Cost based on CEE http://www.californiaenergyefficiency.com/docs/WtPaperCalAirConditionaerQualityInstallationProgram.pdf and GDS / Kema and TRANE Service Center provided estimated costs ranging from $3000 to $8000 depending on system. XCEL 2005 http://www.metrodenver.org/documents/newsCenter/EnergyEfficiencyReport.pdf and GDS 2006 Report for North Carolina Utilities Commission and 2005 http://eetd.lbl.gov/emills/PUBS/PDF/NCBC_Mills_6Apr05.pdf and Wisconsin Focus on Energy Technical Reference Manual. February 2016. Air Conditioning Unit Tune Up - Refrigerant Charge Correction. Page 169 - 172. EUL based on California Energy Commission and California Public Utilities Commission. Database for Energy Efficient Resources (DEER) 2008 | 2020 | Retro | 2022 | 2045 | PSE | Commercial | Medium Ret | Electric | Per Building Sqft - Heat Pump Tune Up |  |  | Medium Ret Tune-up - Heat Pump Maintenance (Tune-up) - Coil Cleaning |  | 0.229 | 3 | 0.64301 | 0 |  | 0 | 0 | 0 | 0 | 0 | 0 | 0 | 0 |  | 0 | 0 | 0 | Heat Pump | Heat Pump | Per Heat Pump | Heat Pump Coil Cleaning and Maintenance | CommVENT | 0.0141% | 9.705% | 9.705% | 13333.1618 | 1 | 11.2% | 33.33% | 85% | 6.8% | 0.2% | 0.035789 | 0.0047531 | 0.0040542 | 2.8498 | 0 | 0 | 0 | 2.9696 | 0.11979 |  | 1.1109 | 0 | 1.1109 | 13. $0.225 to $99,999.000 | 0 | 0 | 01. ($9,999.00) to $0.22 | 1 | 31801.416 | 31655.1295 | 31509.5159 | 31364.5721 | 31220.2951 | 31076.6817 | 30933.729 | 30791.4338 | 30649.7932 | 30508.8042 | 0 | 0 | 0 | 0 | 0 | 0 | 0 | 0 | 0 | 0 | 0 | 0 | 0 | 0 | 7282.4046 | 7248.9056 | 7215.5606 | 7182.369 | 7149.3301 | 7116.4432 | 7083.7076 | 7051.1225 | 7018.6874 | 6986.4014 | 0 | 0 | 0 | 0 | 0 | 0 | 0 | 0 | 0 | 0 | 0 | 0 | 0 | 0 | 71334.932 | 7282.4046 | 14531.3102 | 21746.8708 | 28929.2398 | 36078.57 | 43195.0132 | 50278.7207 | 57329.8432 | 64348.5306 | 71334.932 | 71334.932 | 71334.932 | 71334.932 | 71334.932 | 71334.932 | 71334.932 | 71334.932 | 71334.932 | 71334.932 | 71334.932 | 71334.932 | 71334.932 | 71334.932 | 71334.932 | 0 | 0 | 0 | 0 | 0 | 0 | 0 | 0 | 0 | 0 | 0 | 0 | 0 | 0 | 0 | 0 | 0 | 0 | 0 | 0 | 0 | 0 | 0 | 0 | 0 | 0 | 0 | 0 | 0 | 0 | 0 | 0 | 0 | 0 | 0 | 0 | 0 | 0 | 0 | 0 | 0 | 0 | 0 | 0 | 0 | 0 | 0 | 0 | 0 | 0 | 0 | 0 | 0 | 0 | 0 | 0 | 0 | 0 | 0 | 0 | 0 | 1.0269 | 2.049 | 3.0664 | 4.0792 | 5.0873 | 6.0907 | 7.0895 | 8.0838 | 9.0735 | 10.0586 | 10.0586 | 10.0586 | 10.0586 | 10.0586 | 10.0586 | 10.0586 | 10.0586 | 10.0586 | 10.0586 | 10.0586 | 10.0586 | 10.0586 | 10.0586 | 10.0586 | 94437.0251 | 94002.6148 | 93570.2028 | 93139.7799 | 92711.3369 | 92284.8647 | 91860.3544 | 91437.7967 | 91017.1829 | 90598.5038 | 0 | 0 | 0 | 0 | 0 | 0 | 0 | 0 | 0 | 0 | 0 | 0 | 0 | 0 | 925059.662 | 0 | 0 | 0 | 0 | 0 | 0 | 0 | 0 | 0 | 0 | 0 | 0 | 0 | 0 | 0 | 0 | 0 | 0 | 0 | 0 | 0.01557% | 1.134 | 2.2629 | 3.3865 | 4.5049 | 5.6183 | 6.7264 | 7.8295 | 8.9276 | 10.0205 | 11.1085 | 11.1085 | 11.1085 | 11.1085 | 11.1085 | 11.1085 | 11.1085 | 11.1085 | 11.1085 | 11.1085 | 11.1085 | 11.1085 | 11.1085 | 11.1085 | 11.1085
| Com-Tuneup_Heat_Pump-Cadmus | M_Input | Cadmus created workbook. Heat Pump EUIs based on Cadmus developed 2014 PSE EUIs. Percent savings based on Wisconsin Focus on Energy Technical Reference Manual. February 2016. Air Conditioning Unit Tune Up - Coil Cleaning. Page 165 - 168 and Air Conditioning Unit Tune Up - Refrigerant Charge Correction. Page 169 - 172. Cost based on CEE http://www.californiaenergyefficiency.com/docs/WtPaperCalAirConditionaerQualityInstallationProgram.pdf and GDS / Kema and TRANE Service Center provided estimated costs ranging from $3000 to $8000 depending on system. XCEL 2005 http://www.metrodenver.org/documents/newsCenter/EnergyEfficiencyReport.pdf and GDS 2006 Report for North Carolina Utilities Commission and 2005 http://eetd.lbl.gov/emills/PUBS/PDF/NCBC_Mills_6Apr05.pdf and Wisconsin Focus on Energy Technical Reference Manual. February 2016. Air Conditioning Unit Tune Up - Refrigerant Charge Correction. Page 169 - 172. EUL based on California Energy Commission and California Public Utilities Commission. Database for Energy Efficient Resources (DEER) 2008 | 2020 | Retro | 2022 | 2045 | PSE | Commercial | Small Ret | Electric | Per Building Sqft - Heat Pump Tune Up |  |  | Small Ret Tune-up - Heat Pump Maintenance (Tune-up) - Coil Cleaning |  | 0.229 | 3 | 0.64301 | 0 |  | 0 | 0 | 0 | 0 | 0 | 0 | 0 | 0 |  | 0 | 0 | 0 | Heat Pump | Heat Pump | Per Heat Pump | Heat Pump Coil Cleaning and Maintenance | CommVENT | 0.0141% | 9.705% | 9.705% | 2170.2819 | 1 | 8.868% | 33.33% | 85% | 6.8% | 0.2% | 0.035789 | 0.0047531 | 0.0040542 | 2.8498 | 0 | 0 | 0 | 2.9696 | 0.11979 |  | 1.1109 | 0 | 1.1109 | 13. $0.225 to $99,999.000 | 0 | 0 | 01. ($9,999.00) to $0.22 | 1 | 5443.8632 | 5418.8214 | 5393.8949 | 5369.0829 | 5344.3852 | 5319.801 | 5295.3299 | 5270.9714 | 5246.7249 | 5222.59 | 0 | 0 | 0 | 0 | 0 | 0 | 0 | 0 | 0 | 0 | 0 | 0 | 0 | 0 | 1246.6242 | 1240.8897 | 1235.1816 | 1229.4998 | 1223.8441 | 1218.2144 | 1212.6106 | 1207.0326 | 1201.4803 | 1195.9535 | 0 | 0 | 0 | 0 | 0 | 0 | 0 | 0 | 0 | 0 | 0 | 0 | 0 | 0 | 12211.3308 | 1246.6242 | 2487.5139 | 3722.6956 | 4952.1954 | 6176.0394 | 7394.2539 | 8606.8645 | 9813.8971 | 11015.3774 | 12211.3308 | 12211.3308 | 12211.3308 | 12211.3308 | 12211.3308 | 12211.3308 | 12211.3308 | 12211.3308 | 12211.3308 | 12211.3308 | 12211.3308 | 12211.3308 | 12211.3308 | 12211.3308 | 12211.3308 | 0 | 0 | 0 | 0 | 0 | 0 | 0 | 0 | 0 | 0 | 0 | 0 | 0 | 0 | 0 | 0 | 0 | 0 | 0 | 0 | 0 | 0 | 0 | 0 | 0 | 0 | 0 | 0 | 0 | 0 | 0 | 0 | 0 | 0 | 0 | 0 | 0 | 0 | 0 | 0 | 0 | 0 | 0 | 0 | 0 | 0 | 0 | 0 | 0 | 0 | 0 | 0 | 0 | 0 | 0 | 0 | 0 | 0 | 0 | 0 | 0 | 0.17578 | 0.35075 | 0.52492 | 0.69828 | 0.87085 | 1.0426 | 1.2136 | 1.3838 | 1.5532 | 1.7219 | 1.7219 | 1.7219 | 1.7219 | 1.7219 | 1.7219 | 1.7219 | 1.7219 | 1.7219 | 1.7219 | 1.7219 | 1.7219 | 1.7219 | 1.7219 | 1.7219 | 16166.0175 | 16091.6538 | 16017.6322 | 15943.9511 | 15870.6089 | 15797.6041 | 15724.9351 | 15652.6004 | 15580.5985 | 15508.9277 | 0 | 0 | 0 | 0 | 0 | 0 | 0 | 0 | 0 | 0 | 0 | 0 | 0 | 0 | 158354.5294 | 0 | 0 | 0 | 0 | 0 | 0 | 0 | 0 | 0 | 0 | 0 | 0 | 0 | 0 | 0 | 0 | 0 | 0 | 0 | 0 | 0.01557% | 0.19413 | 0.38736 | 0.57971 | 0.77117 | 0.96175 | 1.1515 | 1.3403 | 1.5282 | 1.7153 | 1.9016 | 1.9016 | 1.9016 | 1.9016 | 1.9016 | 1.9016 | 1.9016 | 1.9016 | 1.9016 | 1.9016 | 1.9016 | 1.9016 | 1.9016 | 1.9016 | 1.9016
| Com-Tuneup_Heat_Pump-Cadmus | M_Input | Cadmus created workbook. Heat Pump EUIs based on Cadmus developed 2014 PSE EUIs. Percent savings based on Wisconsin Focus on Energy Technical Reference Manual. February 2016. Air Conditioning Unit Tune Up - Coil Cleaning. Page 165 - 168 and Air Conditioning Unit Tune Up - Refrigerant Charge Correction. Page 169 - 172. Cost based on CEE http://www.californiaenergyefficiency.com/docs/WtPaperCalAirConditionaerQualityInstallationProgram.pdf and GDS / Kema and TRANE Service Center provided estimated costs ranging from $3000 to $8000 depending on system. XCEL 2005 http://www.metrodenver.org/documents/newsCenter/EnergyEfficiencyReport.pdf and GDS 2006 Report for North Carolina Utilities Commission and 2005 http://eetd.lbl.gov/emills/PUBS/PDF/NCBC_Mills_6Apr05.pdf and Wisconsin Focus on Energy Technical Reference Manual. February 2016. Air Conditioning Unit Tune Up - Refrigerant Charge Correction. Page 169 - 172. EUL based on California Energy Commission and California Public Utilities Commission. Database for Energy Efficient Resources (DEER) 2008 | 2020 | Retro | 2022 | 2045 | PSE | Commercial | School K-12 | Electric | Per Building Sqft - Heat Pump Tune Up |  |  | School K-12 Tune-up - Heat Pump Maintenance (Tune-up) - Coil Cleaning |  | 0.26176 | 3 | 0.93753 | 0 |  | 0 | 0 | 0 | 0 | 0 | 0 | 0 | 0 |  | 0 | 0 | 0 | Heat Pump | Heat Pump | Per Heat Pump | Heat Pump Coil Cleaning and Maintenance | CommVENT | 0.0141% | 24.66% | 24.66% | 36549.9879 | 1 | 3.51% | 33.33% | 85% | 6.8% | 0.2% | 0.04091 | 0.0054332 | 0.0046343 | 4.1551 | 0 | 0 | 0 | 4.3326 | 0.17744 |  | 1.4179 | 0 | 1.4179 | 13. $0.225 to $99,999.000 | 0 | 0 | 01. ($9,999.00) to $0.22 | 1 | 35185.8067 | 35111.9165 | 35038.1815 | 34964.6013 | 34891.1756 | 34817.9042 | 34744.7866 | 34671.8225 | 34599.0117 | 34526.3538 | 0 | 0 | 0 | 0 | 0 | 0 | 0 | 0 | 0 | 0 | 0 | 0 | 0 | 0 | 9210.3479 | 9191.0061 | 9171.705 | 9152.4444 | 9133.2243 | 9114.0445 | 9094.905 | 9075.8057 | 9056.7465 | 9037.7274 | 0 | 0 | 0 | 0 | 0 | 0 | 0 | 0 | 0 | 0 | 0 | 0 | 0 | 0 | 91237.9569 | 9210.3479 | 18401.354 | 27573.059 | 36725.5034 | 45858.7277 | 54972.7723 | 64067.6773 | 73143.483 | 82200.2296 | 91237.9569 | 91237.9569 | 91237.9569 | 91237.9569 | 91237.9569 | 91237.9569 | 91237.9569 | 91237.9569 | 91237.9569 | 91237.9569 | 91237.9569 | 91237.9569 | 91237.9569 | 91237.9569 | 91237.9569 | 0 | 0 | 0 | 0 | 0 | 0 | 0 | 0 | 0 | 0 | 0 | 0 | 0 | 0 | 0 | 0 | 0 | 0 | 0 | 0 | 0 | 0 | 0 | 0 | 0 | 0 | 0 | 0 | 0 | 0 | 0 | 0 | 0 | 0 | 0 | 0 | 0 | 0 | 0 | 0 | 0 | 0 | 0 | 0 | 0 | 0 | 0 | 0 | 0 | 0 | 0 | 0 | 0 | 0 | 0 | 0 | 0 | 0 | 0 | 0 | 0 | 1.2987 | 2.5947 | 3.8879 | 5.1785 | 6.4663 | 7.7514 | 9.0339 | 10.3136 | 11.5906 | 12.865 | 12.865 | 12.865 | 12.865 | 12.865 | 12.865 | 12.865 | 12.865 | 12.865 | 12.865 | 12.865 | 12.865 | 12.865 | 12.865 | 12.865 | 152444.2795 | 152124.1465 | 151804.6858 | 151485.8959 | 151167.7756 | 150850.3232 | 150533.5376 | 150217.4171 | 149901.9606 | 149587.1664 | 0 | 0 | 0 | 0 | 0 | 0 | 0 | 0 | 0 | 0 | 0 | 0 | 0 | 0 | 1510117.1882 | 0 | 0 | 0 | 0 | 0 | 0 | 0 | 0 | 0 | 0 | 0 | 0 | 0 | 0 | 0 | 0 | 0 | 0 | 0 | 0 | 0.01557% | 1.4343 | 2.8655 | 4.2938 | 5.719 | 7.1412 | 8.5605 | 9.9768 | 11.3901 | 12.8004 | 14.2078 | 14.2078 | 14.2078 | 14.2078 | 14.2078 | 14.2078 | 14.2078 | 14.2078 | 14.2078 | 14.2078 | 14.2078 | 14.2078 | 14.2078 | 14.2078 | 14.2078
| Com-Tuneup_Heat_Pump-Cadmus | M_Input | Cadmus created workbook. Heat Pump EUIs based on Cadmus developed 2014 PSE EUIs. Percent savings based on Wisconsin Focus on Energy Technical Reference Manual. February 2016. Air Conditioning Unit Tune Up - Coil Cleaning. Page 165 - 168 and Air Conditioning Unit Tune Up - Refrigerant Charge Correction. Page 169 - 172. Cost based on CEE http://www.californiaenergyefficiency.com/docs/WtPaperCalAirConditionaerQualityInstallationProgram.pdf and GDS / Kema and TRANE Service Center provided estimated costs ranging from $3000 to $8000 depending on system. XCEL 2005 http://www.metrodenver.org/documents/newsCenter/EnergyEfficiencyReport.pdf and GDS 2006 Report for North Carolina Utilities Commission and 2005 http://eetd.lbl.gov/emills/PUBS/PDF/NCBC_Mills_6Apr05.pdf and Wisconsin Focus on Energy Technical Reference Manual. February 2016. Air Conditioning Unit Tune Up - Refrigerant Charge Correction. Page 169 - 172. EUL based on California Energy Commission and California Public Utilities Commission. Database for Energy Efficient Resources (DEER) 2008 | 2020 | Retro | 2022 | 2045 | PSE | Commercial | University | Electric | Per Building Sqft - Heat Pump Tune Up |  |  | University Tune-up - Heat Pump Maintenance (Tune-up) - Coil Cleaning |  | 0.26176 | 3 | 0.93753 | 0 |  | 0 | 0 | 0 | 0 | 0 | 0 | 0 | 0 |  | 0 | 0 | 0 | Heat Pump | Heat Pump | Per Heat Pump | Heat Pump Coil Cleaning and Maintenance | CommVENT | 0.0141% | 1.367% | 1.367% | 121327.9762 | 1 | 10% | 33.33% | 85% | 6.8% | 0.2% | 0.04091 | 0.0054332 | 0.0046343 | 4.1551 | 0 | 0 | 0 | 4.3326 | 0.17744 |  | 1.4179 | 0 | 1.4179 | 13. $0.225 to $99,999.000 | 0 | 0 | 01. ($9,999.00) to $0.22 | 1 | 583.6519 | 582.2511 | 580.8537 | 579.4597 | 578.069 | 576.6816 | 575.2976 | 573.9169 | 572.5395 | 571.1654 | 0 | 0 | 0 | 0 | 0 | 0 | 0 | 0 | 0 | 0 | 0 | 0 | 0 | 0 | 152.7786 | 152.4119 | 152.0461 | 151.6812 | 151.3172 | 150.954 | 150.5917 | 150.2303 | 149.8697 | 149.5101 | 0 | 0 | 0 | 0 | 0 | 0 | 0 | 0 | 0 | 0 | 0 | 0 | 0 | 0 | 1511.3907 | 152.7786 | 305.1905 | 457.2366 | 608.9178 | 760.2349 | 911.1889 | 1061.7807 | 1212.0109 | 1361.8807 | 1511.3907 | 1511.3907 | 1511.3907 | 1511.3907 | 1511.3907 | 1511.3907 | 1511.3907 | 1511.3907 | 1511.3907 | 1511.3907 | 1511.3907 | 1511.3907 | 1511.3907 | 1511.3907 | 1511.3907 | 0 | 0 | 0 | 0 | 0 | 0 | 0 | 0 | 0 | 0 | 0 | 0 | 0 | 0 | 0 | 0 | 0 | 0 | 0 | 0 | 0 | 0 | 0 | 0 | 0 | 0 | 0 | 0 | 0 | 0 | 0 | 0 | 0 | 0 | 0 | 0 | 0 | 0 | 0 | 0 | 0 | 0 | 0 | 0 | 0 | 0 | 0 | 0 | 0 | 0 | 0 | 0 | 0 | 0 | 0 | 0 | 0 | 0 | 0 | 0 | 0 | 0.021543 | 0.043033 | 0.064473 | 0.08586 | 0.1072 | 0.12848 | 0.14972 | 0.1709 | 0.19203 | 0.21311 | 0.21311 | 0.21311 | 0.21311 | 0.21311 | 0.21311 | 0.21311 | 0.21311 | 0.21311 | 0.21311 | 0.21311 | 0.21311 | 0.21311 | 0.21311 | 0.21311 | 2528.7013 | 2522.6324 | 2516.5781 | 2510.5383 | 2504.513 | 2498.5022 | 2492.5058 | 2486.5238 | 2480.5561 | 2474.6028 | 0 | 0 | 0 | 0 | 0 | 0 | 0 | 0 | 0 | 0 | 0 | 0 | 0 | 0 | 25015.6538 | 0 | 0 | 0 | 0 | 0 | 0 | 0 | 0 | 0 | 0 | 0 | 0 | 0 | 0 | 0 | 0 | 0 | 0 | 0 | 0 | 0.01557% | 0.023791 | 0.047525 | 0.071202 | 0.094822 | 0.11839 | 0.14189 | 0.16534 | 0.18874 | 0.21208 | 0.23536 | 0.23536 | 0.23536 | 0.23536 | 0.23536 | 0.23536 | 0.23536 | 0.23536 | 0.23536 | 0.23536 | 0.23536 | 0.23536 | 0.23536 | 0.23536 | 0.23536
| Com-Tuneup_Heat_Pump-Cadmus | M_Input | Cadmus created workbook. Heat Pump EUIs based on Cadmus developed 2014 PSE EUIs. Percent savings based on Wisconsin Focus on Energy Technical Reference Manual. February 2016. Air Conditioning Unit Tune Up - Coil Cleaning. Page 165 - 168 and Air Conditioning Unit Tune Up - Refrigerant Charge Correction. Page 169 - 172. Cost based on CEE http://www.californiaenergyefficiency.com/docs/WtPaperCalAirConditionaerQualityInstallationProgram.pdf and GDS / Kema and TRANE Service Center provided estimated costs ranging from $3000 to $8000 depending on system. XCEL 2005 http://www.metrodenver.org/documents/newsCenter/EnergyEfficiencyReport.pdf and GDS 2006 Report for North Carolina Utilities Commission and 2005 http://eetd.lbl.gov/emills/PUBS/PDF/NCBC_Mills_6Apr05.pdf and Wisconsin Focus on Energy Technical Reference Manual. February 2016. Air Conditioning Unit Tune Up - Refrigerant Charge Correction. Page 169 - 172. EUL based on California Energy Commission and California Public Utilities Commission. Database for Energy Efficient Resources (DEER) 2008 | 2020 | Retro | 2022 | 2045 | PSE | Commercial | Warehouse | Electric | Per Building Sqft - Heat Pump Tune Up |  |  | Warehouse Tune-up - Heat Pump Maintenance (Tune-up) - Coil Cleaning |  | 0.067532 | 3 | 0.21961 | 0 |  | 0 | 0 | 0 | 0 | 0 | 0 | 0 | 0 |  | 0 | 0 | 0 | Heat Pump | Heat Pump | Per Heat Pump | Heat Pump Coil Cleaning and Maintenance | CommVENT | 0.0141% | 5.543% | 5.543% | 34313.8807 | 1 | 0.5999% | 33.33% | 85% | 6.8% | 0.2% | 0.010554 | 0.0014017 | 0.0011956 | 0.97328 | 0 | 0 | 0 | 1.0146 | 0.041324 |  | 1.287 | 0 | 1.287 | 13. $0.225 to $99,999.000 | 0 | 0 | 01. ($9,999.00) to $0.22 | 1 | 3356.6659 | 3340.8224 | 3325.0537 | 3309.3595 | 3293.7393 | 3278.1928 | 3262.7198 | 3247.3197 | 3231.9924 | 3216.7374 | 0 | 0 | 0 | 0 | 0 | 0 | 0 | 0 | 0 | 0 | 0 | 0 | 0 | 0 | 226.6808 | 225.6109 | 224.546 | 223.4861 | 222.4313 | 221.3814 | 220.3365 | 219.2965 | 218.2614 | 217.2312 | 0 | 0 | 0 | 0 | 0 | 0 | 0 | 0 | 0 | 0 | 0 | 0 | 0 | 0 | 2219.262 | 226.6808 | 452.2917 | 676.8377 | 900.3238 | 1122.7551 | 1344.1365 | 1564.4729 | 1783.7694 | 2002.0308 | 2219.262 | 2219.262 | 2219.262 | 2219.262 | 2219.262 | 2219.262 | 2219.262 | 2219.262 | 2219.262 | 2219.262 | 2219.262 | 2219.262 | 2219.262 | 2219.262 | 2219.262 | 0 | 0 | 0 | 0 | 0 | 0 | 0 | 0 | 0 | 0 | 0 | 0 | 0 | 0 | 0 | 0 | 0 | 0 | 0 | 0 | 0 | 0 | 0 | 0 | 0 | 0 | 0 | 0 | 0 | 0 | 0 | 0 | 0 | 0 | 0 | 0 | 0 | 0 | 0 | 0 | 0 | 0 | 0 | 0 | 0 | 0 | 0 | 0 | 0 | 0 | 0 | 0 | 0 | 0 | 0 | 0 | 0 | 0 | 0 | 0 | 0 | 0.031963 | 0.063775 | 0.095437 | 0.12695 | 0.15831 | 0.18953 | 0.2206 | 0.25152 | 0.2823 | 0.31293 | 0.31293 | 0.31293 | 0.31293 | 0.31293 | 0.31293 | 0.31293 | 0.31293 | 0.31293 | 0.31293 | 0.31293 | 0.31293 | 0.31293 | 0.31293 | 0.31293 | 3405.7005 | 3389.6256 | 3373.6266 | 3357.7031 | 3341.8547 | 3326.0811 | 3310.382 | 3294.757 | 3279.2058 | 3263.7279 | 0 | 0 | 0 | 0 | 0 | 0 | 0 | 0 | 0 | 0 | 0 | 0 | 0 | 0 | 33342.6644 | 0 | 0 | 0 | 0 | 0 | 0 | 0 | 0 | 0 | 0 | 0 | 0 | 0 | 0 | 0 | 0 | 0 | 0 | 0 | 0 | 0.01557% | 0.035299 | 0.070432 | 0.1054 | 0.1402 | 0.17484 | 0.20931 | 0.24362 | 0.27777 | 0.31176 | 0.34559 | 0.34559 | 0.34559 | 0.34559 | 0.34559 | 0.34559 | 0.34559 | 0.34559 | 0.34559 | 0.34559 | 0.34559 | 0.34559 | 0.34559 | 0.34559 | 0.34559
| Com-Tuneup_Heat_Pump-Cadmus | M_Input | Cadmus created workbook. Heat Pump EUIs based on Cadmus developed 2014 PSE EUIs. Percent savings based on Wisconsin Focus on Energy Technical Reference Manual. February 2016. Air Conditioning Unit Tune Up - Coil Cleaning. Page 165 - 168 and Air Conditioning Unit Tune Up - Refrigerant Charge Correction. Page 169 - 172. Cost based on CEE http://www.californiaenergyefficiency.com/docs/WtPaperCalAirConditionaerQualityInstallationProgram.pdf and GDS / Kema and TRANE Service Center provided estimated costs ranging from $3000 to $8000 depending on system. XCEL 2005 http://www.metrodenver.org/documents/newsCenter/EnergyEfficiencyReport.pdf and GDS 2006 Report for North Carolina Utilities Commission and 2005 http://eetd.lbl.gov/emills/PUBS/PDF/NCBC_Mills_6Apr05.pdf and Wisconsin Focus on Energy Technical Reference Manual. February 2016. Air Conditioning Unit Tune Up - Refrigerant Charge Correction. Page 169 - 172. EUL based on California Energy Commission and California Public Utilities Commission. Database for Energy Efficient Resources (DEER) 2008 | 2020 | Retro | 2022 | 2045 | PSE | Commercial | Supermarket | Electric | Per Building Sqft - Heat Pump Tune Up |  |  | Supermarket Tune-up - Heat Pump Maintenance (Tune-up) - Coil Cleaning |  | 0.4046 | 3 | 0.81564 | 0 |  | 0 | 0 | 0 | 0 | 0 | 0 | 0 | 0 |  | 0 | 0 | 0 | Heat Pump | Heat Pump | Per Heat Pump | Heat Pump Coil Cleaning and Maintenance | CommVENT | 0.0141% | 13.15% | 13.15% | 49733.7282 | 1 | 23.81% | 33.33% | 85% | 6.8% | 0.2% | 0.063233 | 0.008398 | 0.0071631 | 3.6149 | 0 | 0 | 0 | 3.7625 | 0.14757 |  | 0.79661 | 0 | 0.79661 | 13. $0.225 to $99,999.000 | 0 | 0 | 01. ($9,999.00) to $0.22 | 1 | 61303.4869 | 61014.1345 | 60726.1478 | 60439.5203 | 60154.2458 | 59870.3178 | 59587.7299 | 59306.4758 | 59026.5492 | 58747.9439 | 0 | 0 | 0 | 0 | 0 | 0 | 0 | 0 | 0 | 0 | 0 | 0 | 0 | 0 | 24803.3497 | 24686.2778 | 24569.7586 | 24453.7894 | 24338.3675 | 24223.4904 | 24109.1555 | 23995.3603 | 23882.1022 | 23769.3787 | 0 | 0 | 0 | 0 | 0 | 0 | 0 | 0 | 0 | 0 | 0 | 0 | 0 | 0 | 242831.0299 | 24803.3497 | 49489.6275 | 74059.3861 | 98513.1755 | 122851.5429 | 147075.0333 | 171184.1888 | 195179.5491 | 219061.6513 | 242831.0299 | 242831.0299 | 242831.0299 | 242831.0299 | 242831.0299 | 242831.0299 | 242831.0299 | 242831.0299 | 242831.0299 | 242831.0299 | 242831.0299 | 242831.0299 | 242831.0299 | 242831.0299 | 242831.0299 | 0 | 0 | 0 | 0 | 0 | 0 | 0 | 0 | 0 | 0 | 0 | 0 | 0 | 0 | 0 | 0 | 0 | 0 | 0 | 0 | 0 | 0 | 0 | 0 | 0 | 0 | 0 | 0 | 0 | 0 | 0 | 0 | 0 | 0 | 0 | 0 | 0 | 0 | 0 | 0 | 0 | 0 | 0 | 0 | 0 | 0 | 0 | 0 | 0 | 0 | 0 | 0 | 0 | 0 | 0 | 0 | 0 | 0 | 0 | 0 | 0 | 3.4974 | 6.9783 | 10.4427 | 13.8908 | 17.3227 | 20.7383 | 24.1378 | 27.5213 | 30.8888 | 34.2404 | 34.2404 | 34.2404 | 34.2404 | 34.2404 | 34.2404 | 34.2404 | 34.2404 | 34.2404 | 34.2404 | 34.2404 | 34.2404 | 34.2404 | 34.2404 | 34.2404 | 230651.4006 | 229562.7259 | 228479.1899 | 227400.7681 | 226327.4365 | 225259.171 | 224195.9477 | 223137.7428 | 222084.5327 | 221036.2937 | 0 | 0 | 0 | 0 | 0 | 0 | 0 | 0 | 0 | 0 | 0 | 0 | 0 | 0 | 2258135.2088 | 0 | 0 | 0 | 0 | 0 | 0 | 0 | 0 | 0 | 0 | 0 | 0 | 0 | 0 | 0 | 0 | 0 | 0 | 0 | 0 | 0.01557% | 3.8624 | 7.7067 | 11.5327 | 15.3407 | 19.1308 | 22.9029 | 26.6573 | 30.3939 | 34.1129 | 37.8143 | 37.8143 | 37.8143 | 37.8143 | 37.8143 | 37.8143 | 37.8143 | 37.8143 | 37.8143 | 37.8143 | 37.8143 | 37.8143 | 37.8143 | 37.8143 | 37.8143
| Com-Tuneup_Heat_Pump-Cadmus | M_Input | Cadmus created workbook. Heat Pump EUIs based on Cadmus developed 2014 PSE EUIs. Percent savings based on Wisconsin Focus on Energy Technical Reference Manual. February 2016. Air Conditioning Unit Tune Up - Coil Cleaning. Page 165 - 168 and Air Conditioning Unit Tune Up - Refrigerant Charge Correction. Page 169 - 172. Cost based on CEE http://www.californiaenergyefficiency.com/docs/WtPaperCalAirConditionaerQualityInstallationProgram.pdf and GDS / Kema and TRANE Service Center provided estimated costs ranging from $3000 to $8000 depending on system. XCEL 2005 http://www.metrodenver.org/documents/newsCenter/EnergyEfficiencyReport.pdf and GDS 2006 Report for North Carolina Utilities Commission and 2005 http://eetd.lbl.gov/emills/PUBS/PDF/NCBC_Mills_6Apr05.pdf and Wisconsin Focus on Energy Technical Reference Manual. February 2016. Air Conditioning Unit Tune Up - Refrigerant Charge Correction. Page 169 - 172. EUL based on California Energy Commission and California Public Utilities Commission. Database for Energy Efficient Resources (DEER) 2008 | 2020 | Retro | 2022 | 2045 | PSE | Commercial | MiniMart | Electric | Per Building Sqft - Heat Pump Tune Up |  |  | MiniMart Tune-up - Heat Pump Maintenance (Tune-up) - Coil Cleaning |  | 0.4046 | 3 | 0.81564 | 0 |  | 0 | 0 | 0 | 0 | 0 | 0 | 0 | 0 |  | 0 | 0 | 0 | Heat Pump | Heat Pump | Per Heat Pump | Heat Pump Coil Cleaning and Maintenance | CommVENT | 0.0141% | 13.15% | 13.15% | 2115.8874 | 1 | 26.66% | 33.33% | 85% | 6.8% | 0.2% | 0.063233 | 0.008398 | 0.0071631 | 3.6149 | 0 | 0 | 0 | 3.7625 | 0.14757 |  | 0.79661 | 0 | 0.79661 | 13. $0.225 to $99,999.000 | 0 | 0 | 01. ($9,999.00) to $0.22 | 1 | 2814.239 | 2807.4849 | 2800.7469 | 2794.0251 | 2787.3195 | 2780.6299 | 2773.9564 | 2767.2989 | 2760.6574 | 2754.0318 | 0 | 0 | 0 | 0 | 0 | 0 | 0 | 0 | 0 | 0 | 0 | 0 | 0 | 0 | 1138.6392 | 1135.9065 | 1133.1803 | 1130.4607 | 1127.7476 | 1125.041 | 1122.3409 | 1119.6473 | 1116.9601 | 1114.2794 | 0 | 0 | 0 | 0 | 0 | 0 | 0 | 0 | 0 | 0 | 0 | 0 | 0 | 0 | 11264.203 | 1138.6392 | 2274.5457 | 3407.726 | 4538.1867 | 5665.9343 | 6790.9753 | 7913.3162 | 9032.9635 | 10149.9236 | 11264.203 | 11264.203 | 11264.203 | 11264.203 | 11264.203 | 11264.203 | 11264.203 | 11264.203 | 11264.203 | 11264.203 | 11264.203 | 11264.203 | 11264.203 | 11264.203 | 11264.203 | 0 | 0 | 0 | 0 | 0 | 0 | 0 | 0 | 0 | 0 | 0 | 0 | 0 | 0 | 0 | 0 | 0 | 0 | 0 | 0 | 0 | 0 | 0 | 0 | 0 | 0 | 0 | 0 | 0 | 0 | 0 | 0 | 0 | 0 | 0 | 0 | 0 | 0 | 0 | 0 | 0 | 0 | 0 | 0 | 0 | 0 | 0 | 0 | 0 | 0 | 0 | 0 | 0 | 0 | 0 | 0 | 0 | 0 | 0 | 0 | 0 | 0.16055 | 0.32072 | 0.48051 | 0.63991 | 0.79892 | 0.95756 | 1.1158 | 1.2737 | 1.4312 | 1.5883 | 1.5883 | 1.5883 | 1.5883 | 1.5883 | 1.5883 | 1.5883 | 1.5883 | 1.5883 | 1.5883 | 1.5883 | 1.5883 | 1.5883 | 1.5883 | 1.5883 | 10588.4381 | 10563.0259 | 10537.6746 | 10512.3842 | 10487.1545 | 10461.9853 | 10436.8765 | 10411.828 | 10386.8396 | 10361.9112 | 0 | 0 | 0 | 0 | 0 | 0 | 0 | 0 | 0 | 0 | 0 | 0 | 0 | 0 | 104748.118 | 0 | 0 | 0 | 0 | 0 | 0 | 0 | 0 | 0 | 0 | 0 | 0 | 0 | 0 | 0 | 0 | 0 | 0 | 0 | 0 | 0.01557% | 0.17731 | 0.3542 | 0.53066 | 0.7067 | 0.88232 | 1.0575 | 1.2323 | 1.4066 | 1.5806 | 1.7541 | 1.7541 | 1.7541 | 1.7541 | 1.7541 | 1.7541 | 1.7541 | 1.7541 | 1.7541 | 1.7541 | 1.7541 | 1.7541 | 1.7541 | 1.7541 | 1.7541
| Com-Tuneup_Heat_Pump-Cadmus | M_Input | Cadmus created workbook. Heat Pump EUIs based on Cadmus developed 2014 PSE EUIs. Percent savings based on Wisconsin Focus on Energy Technical Reference Manual. February 2016. Air Conditioning Unit Tune Up - Coil Cleaning. Page 165 - 168 and Air Conditioning Unit Tune Up - Refrigerant Charge Correction. Page 169 - 172. Cost based on CEE http://www.californiaenergyefficiency.com/docs/WtPaperCalAirConditionaerQualityInstallationProgram.pdf and GDS / Kema and TRANE Service Center provided estimated costs ranging from $3000 to $8000 depending on system. XCEL 2005 http://www.metrodenver.org/documents/newsCenter/EnergyEfficiencyReport.pdf and GDS 2006 Report for North Carolina Utilities Commission and 2005 http://eetd.lbl.gov/emills/PUBS/PDF/NCBC_Mills_6Apr05.pdf and Wisconsin Focus on Energy Technical Reference Manual. February 2016. Air Conditioning Unit Tune Up - Refrigerant Charge Correction. Page 169 - 172. EUL based on California Energy Commission and California Public Utilities Commission. Database for Energy Efficient Resources (DEER) 2008 | 2020 | Retro | 2022 | 2045 | PSE | Commercial | Restaurant | Electric | Per Building Sqft - Heat Pump Tune Up |  |  | Restaurant Tune-up - Heat Pump Maintenance (Tune-up) - Coil Cleaning |  | 0.35366 | 3 | 2.3782 | 0 |  | 0 | 0 | 0 | 0 | 0 | 0 | 0 | 0 |  | 0 | 0 | 0 | Heat Pump | Heat Pump | Per Heat Pump | Heat Pump Coil Cleaning and Maintenance | CommVENT | 0.0141% | 13.6% | 13.6% | 9726.5895 | 1 | 16.39% | 33.33% | 85% | 6.8% | 0.2% | 0.055272 | 0.0073407 | 0.0062613 | 10.5402 | 0 | 0 | 0 | 11.0023 | 0.46204 |  | 2.665 | 0 | 2.665 | 13. $0.225 to $99,999.000 | 0 | 0 | 01. ($9,999.00) to $0.22 | 1 | 41921.4985 | 41544.2051 | 41170.3072 | 40799.7744 | 40432.5765 | 40068.6833 | 39708.0651 | 39350.6925 | 38996.5363 | 38645.5675 | 0 | 0 | 0 | 0 | 0 | 0 | 0 | 0 | 0 | 0 | 0 | 0 | 0 | 0 | 14826.037 | 14692.6027 | 14560.3693 | 14429.3259 | 14299.462 | 14170.7669 | 14043.23 | 13916.8409 | 13791.5893 | 13667.465 | 0 | 0 | 0 | 0 | 0 | 0 | 0 | 0 | 0 | 0 | 0 | 0 | 0 | 0 | 142397.689 | 14826.037 | 29518.6397 | 44079.009 | 58508.3349 | 72807.797 | 86978.5638 | 101021.7938 | 114938.6347 | 128730.224 | 142397.689 | 142397.689 | 142397.689 | 142397.689 | 142397.689 | 142397.689 | 142397.689 | 142397.689 | 142397.689 | 142397.689 | 142397.689 | 142397.689 | 142397.689 | 142397.689 | 142397.689 | 0 | 0 | 0 | 0 | 0 | 0 | 0 | 0 | 0 | 0 | 0 | 0 | 0 | 0 | 0 | 0 | 0 | 0 | 0 | 0 | 0 | 0 | 0 | 0 | 0 | 0 | 0 | 0 | 0 | 0 | 0 | 0 | 0 | 0 | 0 | 0 | 0 | 0 | 0 | 0 | 0 | 0 | 0 | 0 | 0 | 0 | 0 | 0 | 0 | 0 | 0 | 0 | 0 | 0 | 0 | 0 | 0 | 0 | 0 | 0 | 0 | 2.0905 | 4.1623 | 6.2154 | 8.25 | 10.2663 | 12.2644 | 14.2446 | 16.2069 | 18.1516 | 20.0788 | 20.0788 | 20.0788 | 20.0788 | 20.0788 | 20.0788 | 20.0788 | 20.0788 | 20.0788 | 20.0788 | 20.0788 | 20.0788 | 20.0788 | 20.0788 | 20.0788 | 461232.4462 | 457081.3542 | 452967.622 | 448890.9134 | 444850.8952 | 440847.2371 | 436879.612 | 432947.6955 | 429051.1662 | 425189.7057 | 0 | 0 | 0 | 0 | 0 | 0 | 0 | 0 | 0 | 0 | 0 | 0 | 0 | 0 | 4429938.6475 | 0 | 0 | 0 | 0 | 0 | 0 | 0 | 0 | 0 | 0 | 0 | 0 | 0 | 0 | 0 | 0 | 0 | 0 | 0 | 0 | 0.01557% | 2.3088 | 4.5967 | 6.8641 | 9.1111 | 11.3378 | 13.5445 | 15.7314 | 17.8986 | 20.0462 | 22.1746 | 22.1746 | 22.1746 | 22.1746 | 22.1746 | 22.1746 | 22.1746 | 22.1746 | 22.1746 | 22.1746 | 22.1746 | 22.1746 | 22.1746 | 22.1746 | 22.1746
| Com-Tuneup_Heat_Pump-Cadmus | M_Input | Cadmus created workbook. Heat Pump EUIs based on Cadmus developed 2014 PSE EUIs. Percent savings based on Wisconsin Focus on Energy Technical Reference Manual. February 2016. Air Conditioning Unit Tune Up - Coil Cleaning. Page 165 - 168 and Air Conditioning Unit Tune Up - Refrigerant Charge Correction. Page 169 - 172. Cost based on CEE http://www.californiaenergyefficiency.com/docs/WtPaperCalAirConditionaerQualityInstallationProgram.pdf and GDS / Kema and TRANE Service Center provided estimated costs ranging from $3000 to $8000 depending on system. XCEL 2005 http://www.metrodenver.org/documents/newsCenter/EnergyEfficiencyReport.pdf and GDS 2006 Report for North Carolina Utilities Commission and 2005 http://eetd.lbl.gov/emills/PUBS/PDF/NCBC_Mills_6Apr05.pdf and Wisconsin Focus on Energy Technical Reference Manual. February 2016. Air Conditioning Unit Tune Up - Refrigerant Charge Correction. Page 169 - 172. EUL based on California Energy Commission and California Public Utilities Commission. Database for Energy Efficient Resources (DEER) 2008 | 2020 | Retro | 2022 | 2045 | PSE | Commercial | Lodging | Electric | Per Building Sqft - Heat Pump Tune Up |  |  | Lodging Tune-up - Heat Pump Maintenance (Tune-up) - Coil Cleaning |  | 0.32682 | 3 | 0.91808 | 0 |  | 0 | 0 | 0 | 0 | 0 | 0 | 0 | 0 |  | 0 | 0 | 0 | Heat Pump | Heat Pump | Per Heat Pump | Heat Pump Coil Cleaning and Maintenance | CommVENT | 0.0141% | 26.85% | 26.85% | 31385.388 | 1 | 6.881% | 33.33% | 85% | 6.8% | 0.2% | 0.051076 | 0.0067835 | 0.005786 | 4.0689 | 0 | 0 | 0 | 4.24 | 0.17105 |  | 1.1114 | 0 | 1.1114 | 13. $0.225 to $99,999.000 | 0 | 0 | 01. ($9,999.00) to $0.22 | 1 | 27508.8132 | 27407.0306 | 27305.6246 | 27204.5938 | 27103.9368 | 27003.6522 | 26903.7387 | 26804.1949 | 26705.0194 | 26606.2108 | 0 | 0 | 0 | 0 | 0 | 0 | 0 | 0 | 0 | 0 | 0 | 0 | 0 | 0 | 8990.3036 | 8957.0394 | 8923.8984 | 8890.88 | 8857.9837 | 8825.2092 | 8792.5559 | 8760.0235 | 8727.6114 | 8695.3192 | 0 | 0 | 0 | 0 | 0 | 0 | 0 | 0 | 0 | 0 | 0 | 0 | 0 | 0 | 88420.8242 | 8990.3036 | 17947.343 | 26871.2414 | 35762.1214 | 44620.1051 | 53445.3143 | 62237.8702 | 70997.8937 | 79725.505 | 88420.8242 | 88420.8242 | 88420.8242 | 88420.8242 | 88420.8242 | 88420.8242 | 88420.8242 | 88420.8242 | 88420.8242 | 88420.8242 | 88420.8242 | 88420.8242 | 88420.8242 | 88420.8242 | 88420.8242 | 0 | 0 | 0 | 0 | 0 | 0 | 0 | 0 | 0 | 0 | 0 | 0 | 0 | 0 | 0 | 0 | 0 | 0 | 0 | 0 | 0 | 0 | 0 | 0 | 0 | 0 | 0 | 0 | 0 | 0 | 0 | 0 | 0 | 0 | 0 | 0 | 0 | 0 | 0 | 0 | 0 | 0 | 0 | 0 | 0 | 0 | 0 | 0 | 0 | 0 | 0 | 0 | 0 | 0 | 0 | 0 | 0 | 0 | 0 | 0 | 0 | 1.2677 | 2.5307 | 3.789 | 5.0426 | 6.2917 | 7.5361 | 8.7758 | 10.0111 | 11.2417 | 12.4678 | 12.4678 | 12.4678 | 12.4678 | 12.4678 | 12.4678 | 12.4678 | 12.4678 | 12.4678 | 12.4678 | 12.4678 | 12.4678 | 12.4678 | 12.4678 | 12.4678 | 116636.1717 | 116204.6179 | 115774.6608 | 115346.2946 | 114919.5133 | 114494.3111 | 114070.6821 | 113648.6206 | 113228.1207 | 112809.1766 | 0 | 0 | 0 | 0 | 0 | 0 | 0 | 0 | 0 | 0 | 0 | 0 | 0 | 0 | 1147132.1693 | 0 | 0 | 0 | 0 | 0 | 0 | 0 | 0 | 0 | 0 | 0 | 0 | 0 | 0 | 0 | 0 | 0 | 0 | 0 | 0 | 0.01557% | 1.4 | 2.7948 | 4.1845 | 5.569 | 6.9484 | 8.3227 | 9.6919 | 11.056 | 12.4151 | 13.7691 | 13.7691 | 13.7691 | 13.7691 | 13.7691 | 13.7691 | 13.7691 | 13.7691 | 13.7691 | 13.7691 | 13.7691 | 13.7691 | 13.7691 | 13.7691 | 13.7691
| Com-Tuneup_Heat_Pump-Cadmus | M_Input | Cadmus created workbook. Heat Pump EUIs based on Cadmus developed 2014 PSE EUIs. Percent savings based on Wisconsin Focus on Energy Technical Reference Manual. February 2016. Air Conditioning Unit Tune Up - Coil Cleaning. Page 165 - 168 and Air Conditioning Unit Tune Up - Refrigerant Charge Correction. Page 169 - 172. Cost based on CEE http://www.californiaenergyefficiency.com/docs/WtPaperCalAirConditionaerQualityInstallationProgram.pdf and GDS / Kema and TRANE Service Center provided estimated costs ranging from $3000 to $8000 depending on system. XCEL 2005 http://www.metrodenver.org/documents/newsCenter/EnergyEfficiencyReport.pdf and GDS 2006 Report for North Carolina Utilities Commission and 2005 http://eetd.lbl.gov/emills/PUBS/PDF/NCBC_Mills_6Apr05.pdf and Wisconsin Focus on Energy Technical Reference Manual. February 2016. Air Conditioning Unit Tune Up - Refrigerant Charge Correction. Page 169 - 172. EUL based on California Energy Commission and California Public Utilities Commission. Database for Energy Efficient Resources (DEER) 2008 | 2020 | Retro | 2022 | 2045 | PSE | Commercial | Hospital | Electric | Per Building Sqft - Heat Pump Tune Up |  |  | Hospital Tune-up - Heat Pump Maintenance (Tune-up) - Coil Cleaning |  | 0.30246 | 3 | 0.87875 | 0 |  | 0 | 0 | 0 | 0 | 0 | 0 | 0 | 0 |  | 0 | 0 | 0 | Heat Pump | Heat Pump | Per Heat Pump | Heat Pump Coil Cleaning and Maintenance | CommVENT | 0.0141% | 6.568% | 6.568% | 80978.5882 | 1 | 10% | 33.33% | 85% | 6.8% | 0.2% | 0.04727 | 0.006278 | 0.0053548 | 3.8946 | 0 | 0 | 0 | 4.0587 | 0.16412 |  | 1.1495 | 0 | 1.1495 | 13. $0.225 to $99,999.000 | 0 | 0 | 01. ($9,999.00) to $0.22 | 1 | 2268.5166 | 2259.2157 | 2249.9529 | 2240.7281 | 2231.5411 | 2222.3918 | 2213.28 | 2204.2056 | 2195.1683 | 2186.1681 | 0 | 0 | 0 | 0 | 0 | 0 | 0 | 0 | 0 | 0 | 0 | 0 | 0 | 0 | 686.142 | 683.3288 | 680.5271 | 677.737 | 674.9583 | 672.1909 | 669.4349 | 666.6903 | 663.9568 | 661.2346 | 0 | 0 | 0 | 0 | 0 | 0 | 0 | 0 | 0 | 0 | 0 | 0 | 0 | 0 | 6736.2007 | 686.142 | 1369.4708 | 2049.9979 | 2727.7349 | 3402.6931 | 4074.884 | 4744.319 | 5411.0092 | 6074.9661 | 6736.2007 | 6736.2007 | 6736.2007 | 6736.2007 | 6736.2007 | 6736.2007 | 6736.2007 | 6736.2007 | 6736.2007 | 6736.2007 | 6736.2007 | 6736.2007 | 6736.2007 | 6736.2007 | 6736.2007 | 0 | 0 | 0 | 0 | 0 | 0 | 0 | 0 | 0 | 0 | 0 | 0 | 0 | 0 | 0 | 0 | 0 | 0 | 0 | 0 | 0 | 0 | 0 | 0 | 0 | 0 | 0 | 0 | 0 | 0 | 0 | 0 | 0 | 0 | 0 | 0 | 0 | 0 | 0 | 0 | 0 | 0 | 0 | 0 | 0 | 0 | 0 | 0 | 0 | 0 | 0 | 0 | 0 | 0 | 0 | 0 | 0 | 0 | 0 | 0 | 0 | 0.096749 | 0.1931 | 0.28906 | 0.38462 | 0.4798 | 0.57458 | 0.66897 | 0.76298 | 0.8566 | 0.94984 | 0.94984 | 0.94984 | 0.94984 | 0.94984 | 0.94984 | 0.94984 | 0.94984 | 0.94984 | 0.94984 | 0.94984 | 0.94984 | 0.94984 | 0.94984 | 0.94984 | 9207.2421 | 9169.4924 | 9131.8974 | 9094.4567 | 9057.1694 | 9020.035 | 8983.0528 | 8946.2223 | 8909.5428 | 8873.0137 | 0 | 0 | 0 | 0 | 0 | 0 | 0 | 0 | 0 | 0 | 0 | 0 | 0 | 0 | 90392.1246 | 0 | 0 | 0 | 0 | 0 | 0 | 0 | 0 | 0 | 0 | 0 | 0 | 0 | 0 | 0 | 0 | 0 | 0 | 0 | 0 | 0.01557% | 0.10685 | 0.21326 | 0.31923 | 0.42477 | 0.52988 | 0.63455 | 0.7388 | 0.84262 | 0.94601 | 1.049 | 1.049 | 1.049 | 1.049 | 1.049 | 1.049 | 1.049 | 1.049 | 1.049 | 1.049 | 1.049 | 1.049 | 1.049 | 1.049 | 1.049
| Com-Tuneup_Heat_Pump-Cadmus | M_Input | Cadmus created workbook. Heat Pump EUIs based on Cadmus developed 2014 PSE EUIs. Percent savings based on Wisconsin Focus on Energy Technical Reference Manual. February 2016. Air Conditioning Unit Tune Up - Coil Cleaning. Page 165 - 168 and Air Conditioning Unit Tune Up - Refrigerant Charge Correction. Page 169 - 172. Cost based on CEE http://www.californiaenergyefficiency.com/docs/WtPaperCalAirConditionaerQualityInstallationProgram.pdf and GDS / Kema and TRANE Service Center provided estimated costs ranging from $3000 to $8000 depending on system. XCEL 2005 http://www.metrodenver.org/documents/newsCenter/EnergyEfficiencyReport.pdf and GDS 2006 Report for North Carolina Utilities Commission and 2005 http://eetd.lbl.gov/emills/PUBS/PDF/NCBC_Mills_6Apr05.pdf and Wisconsin Focus on Energy Technical Reference Manual. February 2016. Air Conditioning Unit Tune Up - Refrigerant Charge Correction. Page 169 - 172. EUL based on California Energy Commission and California Public Utilities Commission. Database for Energy Efficient Resources (DEER) 2008 | 2020 | Retro | 2022 | 2045 | PSE | Commercial | Residential Care | Electric | Per Building Sqft - Heat Pump Tune Up |  |  | Residential Care Tune-up - Heat Pump Maintenance (Tune-up) - Coil Cleaning |  | 0.24159 | 3 | 0.87875 | 0 |  | 0 | 0 | 0 | 0 | 0 | 0 | 0 | 0 |  | 0 | 0 | 0 | Heat Pump | Heat Pump | Per Heat Pump | Heat Pump Coil Cleaning and Maintenance | CommVENT | 0.0141% | 8.998% | 8.998% | 89213.7828 | 1 | 8.21% | 33.33% | 85% | 6.8% | 0.2% | 0.037757 | 0.0050146 | 0.0042772 | 3.8946 | 0 | 0 | 0 | 4.061 | 0.16646 |  | 1.44 | 0 | 1.44 | 13. $0.225 to $99,999.000 | 0 | 0 | 01. ($9,999.00) to $0.22 | 1 | 12180.1812 | 12130.2424 | 12080.5085 | 12030.9784 | 11981.6514 | 11932.5266 | 11883.6032 | 11834.8805 | 11786.3574 | 11738.0334 | 0 | 0 | 0 | 0 | 0 | 0 | 0 | 0 | 0 | 0 | 0 | 0 | 0 | 0 | 2942.6454 | 2930.5805 | 2918.5652 | 2906.599 | 2894.682 | 2882.8138 | 2870.9943 | 2859.2232 | 2847.5004 | 2835.8256 | 0 | 0 | 0 | 0 | 0 | 0 | 0 | 0 | 0 | 0 | 0 | 0 | 0 | 0 | 28889.4293 | 2942.6454 | 5873.2259 | 8791.7911 | 11698.3901 | 14593.0721 | 17475.8859 | 20346.8801 | 23206.1033 | 26053.6037 | 28889.4293 | 28889.4293 | 28889.4293 | 28889.4293 | 28889.4293 | 28889.4293 | 28889.4293 | 28889.4293 | 28889.4293 | 28889.4293 | 28889.4293 | 28889.4293 | 28889.4293 | 28889.4293 | 28889.4293 | 0 | 0 | 0 | 0 | 0 | 0 | 0 | 0 | 0 | 0 | 0 | 0 | 0 | 0 | 0 | 0 | 0 | 0 | 0 | 0 | 0 | 0 | 0 | 0 | 0 | 0 | 0 | 0 | 0 | 0 | 0 | 0 | 0 | 0 | 0 | 0 | 0 | 0 | 0 | 0 | 0 | 0 | 0 | 0 | 0 | 0 | 0 | 0 | 0 | 0 | 0 | 0 | 0 | 0 | 0 | 0 | 0 | 0 | 0 | 0 | 0 | 0.41493 | 0.82815 | 1.2397 | 1.6495 | 2.0577 | 2.4642 | 2.869 | 3.2722 | 3.6737 | 4.0736 | 4.0736 | 4.0736 | 4.0736 | 4.0736 | 4.0736 | 4.0736 | 4.0736 | 4.0736 | 4.0736 | 4.0736 | 4.0736 | 4.0736 | 4.0736 | 4.0736 | 49464.2894 | 49261.4859 | 49059.5138 | 48858.3698 | 48658.0504 | 48458.5524 | 48259.8724 | 48062.0069 | 47864.9527 | 47668.7064 | 0 | 0 | 0 | 0 | 0 | 0 | 0 | 0 | 0 | 0 | 0 | 0 | 0 | 0 | 485615.8 | 0 | 0 | 0 | 0 | 0 | 0 | 0 | 0 | 0 | 0 | 0 | 0 | 0 | 0 | 0 | 0 | 0 | 0 | 0 | 0 | 0.01557% | 0.45824 | 0.9146 | 1.3691 | 1.8217 | 2.2725 | 2.7214 | 3.1685 | 3.6137 | 4.0571 | 4.4987 | 4.4987 | 4.4987 | 4.4987 | 4.4987 | 4.4987 | 4.4987 | 4.4987 | 4.4987 | 4.4987 | 4.4987 | 4.4987 | 4.4987 | 4.4987 | 4.4987
| Com-Tuneup_Heat_Pump-Cadmus | M_Input | Cadmus created workbook. Heat Pump EUIs based on Cadmus developed 2014 PSE EUIs. Percent savings based on Wisconsin Focus on Energy Technical Reference Manual. February 2016. Air Conditioning Unit Tune Up - Coil Cleaning. Page 165 - 168 and Air Conditioning Unit Tune Up - Refrigerant Charge Correction. Page 169 - 172. Cost based on CEE http://www.californiaenergyefficiency.com/docs/WtPaperCalAirConditionaerQualityInstallationProgram.pdf and GDS / Kema and TRANE Service Center provided estimated costs ranging from $3000 to $8000 depending on system. XCEL 2005 http://www.metrodenver.org/documents/newsCenter/EnergyEfficiencyReport.pdf and GDS 2006 Report for North Carolina Utilities Commission and 2005 http://eetd.lbl.gov/emills/PUBS/PDF/NCBC_Mills_6Apr05.pdf and Wisconsin Focus on Energy Technical Reference Manual. February 2016. Air Conditioning Unit Tune Up - Refrigerant Charge Correction. Page 169 - 172. EUL based on California Energy Commission and California Public Utilities Commission. Database for Energy Efficient Resources (DEER) 2008 | 2020 | Retro | 2022 | 2045 | PSE | Commercial | Assembly | Electric | Per Building Sqft - Heat Pump Tune Up |  |  | Assembly Tune-up - Heat Pump Maintenance (Tune-up) - Coil Cleaning |  | 0.24159 | 3 | 1.2437 | 0 |  | 0 | 0 | 0 | 0 | 0 | 0 | 0 | 0 |  | 0 | 0 | 0 | Heat Pump | Heat Pump | Per Heat Pump | Heat Pump Coil Cleaning and Maintenance | CommVENT | 0.0141% | 8.998% | 8.998% | 13631.2945 | 1 | 9.354% | 33.33% | 85% | 6.8% | 0.2% | 0.037757 | 0.0050146 | 0.0042772 | 5.5121 | 0 | 0 | 0 | 5.7515 | 0.23945 |  | 2.0394 | 0 | 2.0394 | 13. $0.225 to $99,999.000 | 0 | 0 | 01. ($9,999.00) to $0.22 | 1 | 26538.5472 | 26419.4776 | 26300.9422 | 26182.9387 | 26065.4645 | 25948.5175 | 25832.0951 | 25716.1951 | 25600.8151 | 25485.9528 | 0 | 0 | 0 | 0 | 0 | 0 | 0 | 0 | 0 | 0 | 0 | 0 | 0 | 0 | 6411.5248 | 6382.7584 | 6354.1211 | 6325.6123 | 6297.2314 | 6268.9778 | 6240.851 | 6212.8503 | 6184.9754 | 6157.2254 | 0 | 0 | 0 | 0 | 0 | 0 | 0 | 0 | 0 | 0 | 0 | 0 | 0 | 0 | 62836.1278 | 6411.5248 | 12794.2832 | 19148.4043 | 25474.0165 | 31771.2479 | 38040.2257 | 44281.0766 | 50493.927 | 56678.9023 | 62836.1278 | 62836.1278 | 62836.1278 | 62836.1278 | 62836.1278 | 62836.1278 | 62836.1278 | 62836.1278 | 62836.1278 | 62836.1278 | 62836.1278 | 62836.1278 | 62836.1278 | 62836.1278 | 62836.1278 | 0 | 0 | 0 | 0 | 0 | 0 | 0 | 0 | 0 | 0 | 0 | 0 | 0 | 0 | 0 | 0 | 0 | 0 | 0 | 0 | 0 | 0 | 0 | 0 | 0 | 0 | 0 | 0 | 0 | 0 | 0 | 0 | 0 | 0 | 0 | 0 | 0 | 0 | 0 | 0 | 0 | 0 | 0 | 0 | 0 | 0 | 0 | 0 | 0 | 0 | 0 | 0 | 0 | 0 | 0 | 0 | 0 | 0 | 0 | 0 | 0 | 0.90406 | 1.8041 | 2.7 | 3.592 | 4.4799 | 5.3639 | 6.2438 | 7.1199 | 7.992 | 8.8602 | 8.8602 | 8.8602 | 8.8602 | 8.8602 | 8.8602 | 8.8602 | 8.8602 | 8.8602 | 8.8602 | 8.8602 | 8.8602 | 8.8602 | 8.8602 | 8.8602 | 152636.6418 | 151951.8121 | 151270.055 | 150591.3566 | 149915.7034 | 149243.0816 | 148573.4777 | 147906.878 | 147243.2691 | 146582.6377 | 0 | 0 | 0 | 0 | 0 | 0 | 0 | 0 | 0 | 0 | 0 | 0 | 0 | 0 | 1495914.9131 | 0 | 0 | 0 | 0 | 0 | 0 | 0 | 0 | 0 | 0 | 0 | 0 | 0 | 0 | 0 | 0 | 0 | 0 | 0 | 0 | 0.01557% | 0.99842 | 1.9924 | 2.9818 | 3.9669 | 4.9475 | 5.9237 | 6.8956 | 7.8631 | 8.8262 | 9.785 | 9.785 | 9.785 | 9.785 | 9.785 | 9.785 | 9.785 | 9.785 | 9.785 | 9.785 | 9.785 | 9.785 | 9.785 | 9.785 | 9.785
| Com-Tuneup_Heat_Pump-Cadmus | M_Input | Cadmus created workbook. Heat Pump EUIs based on Cadmus developed 2014 PSE EUIs. Percent savings based on Wisconsin Focus on Energy Technical Reference Manual. February 2016. Air Conditioning Unit Tune Up - Coil Cleaning. Page 165 - 168 and Air Conditioning Unit Tune Up - Refrigerant Charge Correction. Page 169 - 172. Cost based on CEE http://www.californiaenergyefficiency.com/docs/WtPaperCalAirConditionaerQualityInstallationProgram.pdf and GDS / Kema and TRANE Service Center provided estimated costs ranging from $3000 to $8000 depending on system. XCEL 2005 http://www.metrodenver.org/documents/newsCenter/EnergyEfficiencyReport.pdf and GDS 2006 Report for North Carolina Utilities Commission and 2005 http://eetd.lbl.gov/emills/PUBS/PDF/NCBC_Mills_6Apr05.pdf and Wisconsin Focus on Energy Technical Reference Manual. February 2016. Air Conditioning Unit Tune Up - Refrigerant Charge Correction. Page 169 - 172. EUL based on California Energy Commission and California Public Utilities Commission. Database for Energy Efficient Resources (DEER) 2008 | 2020 | Retro | 2022 | 2045 | PSE | Commercial | Other | Electric | Per Building Sqft - Heat Pump Tune Up |  |  | Other Tune-up - Heat Pump Maintenance (Tune-up) - Coil Cleaning |  | 0.24159 | 3 | 0.85206 | 0 |  | 0 | 0 | 0 | 0 | 0 | 0 | 0 | 0 |  | 0 | 0 | 0 | Heat Pump | Heat Pump | Per Heat Pump | Heat Pump Coil Cleaning and Maintenance | CommVENT | 0.0141% | 8.998% | 8.998% | 22414.5695 | 1 | 5.26% | 33.33% | 85% | 6.8% | 0.2% | 0.037757 | 0.0050146 | 0.0042772 | 3.7763 | 0 | 0 | 0 | 3.9374 | 0.16112 |  | 1.3961 | 0 | 1.3961 | 13. $0.225 to $99,999.000 | 0 | 0 | 01. ($9,999.00) to $0.22 | 1 | 42020.6484 | 41642.4626 | 41267.6804 | 40896.2713 | 40528.2049 | 40163.451 | 39801.98 | 39443.7622 | 39088.7683 | 38736.9694 | 0 | 0 | 0 | 0 | 0 | 0 | 0 | 0 | 0 | 0 | 0 | 0 | 0 | 0 | 10151.8906 | 10060.5236 | 9969.9789 | 9880.2491 | 9791.3268 | 9703.2049 | 9615.8761 | 9529.3332 | 9443.5692 | 9358.577 | 0 | 0 | 0 | 0 | 0 | 0 | 0 | 0 | 0 | 0 | 0 | 0 | 0 | 0 | 97504.5294 | 10151.8906 | 20212.4142 | 30182.3931 | 40062.6422 | 49853.969 | 59557.1739 | 69173.05 | 78702.3831 | 88145.9523 | 97504.5294 | 97504.5294 | 97504.5294 | 97504.5294 | 97504.5294 | 97504.5294 | 97504.5294 | 97504.5294 | 97504.5294 | 97504.5294 | 97504.5294 | 97504.5294 | 97504.5294 | 97504.5294 | 97504.5294 | 0 | 0 | 0 | 0 | 0 | 0 | 0 | 0 | 0 | 0 | 0 | 0 | 0 | 0 | 0 | 0 | 0 | 0 | 0 | 0 | 0 | 0 | 0 | 0 | 0 | 0 | 0 | 0 | 0 | 0 | 0 | 0 | 0 | 0 | 0 | 0 | 0 | 0 | 0 | 0 | 0 | 0 | 0 | 0 | 0 | 0 | 0 | 0 | 0 | 0 | 0 | 0 | 0 | 0 | 0 | 0 | 0 | 0 | 0 | 0 | 0 | 1.4315 | 2.85 | 4.2559 | 5.649 | 7.0297 | 8.3979 | 9.7537 | 11.0974 | 12.429 | 13.7486 | 13.7486 | 13.7486 | 13.7486 | 13.7486 | 13.7486 | 13.7486 | 13.7486 | 13.7486 | 13.7486 | 13.7486 | 13.7486 | 13.7486 | 13.7486 | 13.7486 | 165452.5951 | 163963.5217 | 162487.85 | 161025.4594 | 159576.2302 | 158140.0442 | 156716.7838 | 155306.3327 | 153908.5757 | 152523.3985 | 0 | 0 | 0 | 0 | 0 | 0 | 0 | 0 | 0 | 0 | 0 | 0 | 0 | 0 | 1589100.7912 | 0 | 0 | 0 | 0 | 0 | 0 | 0 | 0 | 0 | 0 | 0 | 0 | 0 | 0 | 0 | 0 | 0 | 0 | 0 | 0 | 0.01557% | 1.5809 | 3.1475 | 4.7001 | 6.2387 | 7.7634 | 9.2744 | 10.7718 | 12.2558 | 13.7263 | 15.1837 | 15.1837 | 15.1837 | 15.1837 | 15.1837 | 15.1837 | 15.1837 | 15.1837 | 15.1837 | 15.1837 | 15.1837 | 15.1837 | 15.1837 | 15.1837 | 15.1837
| COM-Wastewater-7P_V6 | Measure InputOutput | 7P workbook COM-Wastewater-7P_V6 with Wastewater treament facilities/plants from Clean Watersheds Needs Survey 2012 | 2020 | Retro | 2022 | 2045 | PSE | Commercial | All Commercial | Electric | Per MGD Regional Water Flow |  |  | Optimize Municipal Sewage ; <1 MGD Design Capacity |  | 4213.4431 | 12 | 2595.5682 | -145.8499 |  | 0 | 0 | 0 | 0 | 0 | 0 | 0 | 0 |  | 0 | 0 | 0 | Other | Wastewater | Wastewater | Wastewater | C-WWW-Proc-All-All-All-U | 0.01203% | 100% | 100% | 0.032252 | 5.8334e-07 | 100% | 8.333% | 85% | 6.8% | 0.2% | 2278.0122 | 74.6029 | 235.2615 | 3774.1981 | 0 | 0 | 0 | 2280.8658 | -1360.1989 |  | 0.046373 | 0 | 0.046373 | 02. $0.028 to $0.055 | 1 | 0 | 01. ($9,999.00) to $0.22 | 1 | 29.5732 | 29.426 | 29.2796 | 29.1342 | 28.9896 | 28.8458 | 28.7029 | 28.5609 | 28.4197 | 28.2794 | 0 | 0 | 0 | 0 | 0 | 0 | 0 | 0 | 0 | 0 | 0 | 0 | 0 | 0 | 124604.997 | 123984.6606 | 123368.0414 | 122755.1132 | 122145.8503 | 121540.227 | 120938.2179 | 120339.7978 | 119744.9416 | 119153.6245 | 0 | 0 | 0 | 0 | 0 | 0 | 0 | 0 | 0 | 0 | 0 | 0 | 0 | 0 | 1218575.4712 | 124604.997 | 248589.6576 | 371957.699 | 494712.8122 | 616858.6625 | 738398.8895 | 859337.1074 | 979676.9051 | 1099421.8467 | 1218575.4712 | 1218575.4712 | 1218575.4712 | 1218575.4712 | 1218575.4712 | 1218575.4712 | 1218575.4712 | 1218575.4712 | 1218575.4712 | 1218575.4712 | 1218575.4712 | 1218575.4712 | 1218575.4712 | 1218575.4712 | 1218575.4712 | 0 | 0 | 0 | 0 | 0 | 0 | 0 | 0 | 0 | 0 | 0 | 0 | 0 | 0 | 0 | 0 | 0 | 0 | 0 | 0 | 0 | 0 | 0 | 0 | 0 | 0 | 0 | 0 | 0 | 0 | 0 | 0 | 0 | 0 | 0 | 0 | 0 | 0 | 0 | 0 | 0 | 0 | 0 | 0 | 0 | 0 | 0 | 0 | 0 | 0 | 0 | 0 | 0 | 0 | 0 | 0 | 0 | 0 | 0 | 0 | 0 | 14.9878 | 29.9009 | 44.7399 | 59.5052 | 74.1972 | 88.8163 | 103.363 | 117.8377 | 132.2409 | 146.573 | 146.573 | 146.573 | 146.573 | 146.573 | 146.573 | 146.573 | 146.573 | 146.573 | 146.573 | 146.573 | 146.573 | 146.573 | 146.573 | 146.573 | 67452.4995 | 67116.6925 | 66782.8976 | 66451.1008 | 66121.2882 | 65793.4457 | 65467.5598 | 65143.6166 | 64821.6028 | 64501.5047 | 0 | 0 | 0 | 0 | 0 | 0 | 0 | 0 | 0 | 0 | 0 | 0 | 0 | 0 | 659652.2084 | 0 | 0 | 0 | 0 | 0 | 0 | 0 | 0 | 0 | 0 | 0 | 0 | 0 | 0 | 0 | 0 | 0 | 0 | 0 | 0 | 0.02158% | 26.8864 | 53.6389 | 80.2583 | 106.7455 | 133.1013 | 159.3263 | 185.4215 | 211.3875 | 237.2252 | 262.9353 | 262.9353 | 262.9353 | 262.9353 | 262.9353 | 262.9353 | 262.9353 | 262.9353 | 262.9353 | 262.9353 | 262.9353 | 262.9353 | 262.9353 | 262.9353 | 262.9353
| COM-Wastewater-7P_V6 | Measure InputOutput | 7P workbook COM-Wastewater-7P_V6 with Wastewater treament facilities/plants from Clean Watersheds Needs Survey 2012 | 2020 | Retro | 2022 | 2045 | PSE | Commercial | All Commercial | Electric | Per MGD Regional Water Flow |  |  | Optimize Municipal Sewage ; 1 to 10 MGD Design Capacity |  | 263416.6795 | 12 | 186836.7211 | -9118.2648 |  | 0 | 0 | 0 | 0 | 0 | 0 | 0 | 0 |  | 0 | 0 | 0 | Other | Wastewater | Wastewater | Wastewater | C-WWW-Proc-All-All-All-U | 0.01203% | 100% | 100% | 0.032252 | 5.8334e-07 | 100% | 8.333% | 85% | 6.8% | 0.2% | 142417.1155 | 4664.0347 | 14708.115 | 271677.9997 | 0 | 0 | 0 | 183230.9431 | -80123.8043 |  | 0.059587 | 0 | 0.059587 | 03. $0.055 to $0.062 | 1 | 0 | 01. ($9,999.00) to $0.22 | 1 | 29.5732 | 29.426 | 29.2796 | 29.1342 | 28.9896 | 28.8458 | 28.7029 | 28.5609 | 28.4197 | 28.2794 | 0 | 0 | 0 | 0 | 0 | 0 | 0 | 0 | 0 | 0 | 0 | 0 | 0 | 0 | 7790074.1473 | 7751291.8663 | 7712741.9711 | 7674422.8348 | 7636332.8427 | 7598470.393 | 7560833.8964 | 7523421.7757 | 7486232.4664 | 7449264.4159 | 0 | 0 | 0 | 0 | 0 | 0 | 0 | 0 | 0 | 0 | 0 | 0 | 0 | 0 | 76183086.6096 | 7790074.1473 | 15541366.0136 | 23254107.9847 | 30928530.8195 | 38564863.6622 | 46163334.0552 | 53724167.9516 | 61247589.7273 | 68733822.1937 | 76183086.6096 | 76183086.6096 | 76183086.6096 | 76183086.6096 | 76183086.6096 | 76183086.6096 | 76183086.6096 | 76183086.6096 | 76183086.6096 | 76183086.6096 | 76183086.6096 | 76183086.6096 | 76183086.6096 | 76183086.6096 | 76183086.6096 | 0 | 0 | 0 | 0 | 0 | 0 | 0 | 0 | 0 | 0 | 0 | 0 | 0 | 0 | 0 | 0 | 0 | 0 | 0 | 0 | 0 | 0 | 0 | 0 | 0 | 0 | 0 | 0 | 0 | 0 | 0 | 0 | 0 | 0 | 0 | 0 | 0 | 0 | 0 | 0 | 0 | 0 | 0 | 0 | 0 | 0 | 0 | 0 | 0 | 0 | 0 | 0 | 0 | 0 | 0 | 0 | 0 | 0 | 0 | 0 | 0 | 937.0077 | 1869.3505 | 2797.0565 | 3720.1534 | 4638.6688 | 5552.6299 | 6462.0641 | 7366.9982 | 8267.4591 | 9163.4734 | 9163.4734 | 9163.4734 | 9163.4734 | 9163.4734 | 9163.4734 | 9163.4734 | 9163.4734 | 9163.4734 | 9163.4734 | 9163.4734 | 9163.4734 | 9163.4734 | 9163.4734 | 9163.4734 | 5418725.3257 | 5391748.6211 | 5364933.5628 | 5338279.0187 | 5311783.8659 | 5285446.9901 | 5259267.2858 | 5233243.6561 | 5207375.0124 | 5181660.2749 | 0 | 0 | 0 | 0 | 0 | 0 | 0 | 0 | 0 | 0 | 0 | 0 | 0 | 0 | 52992463.6136 | 0 | 0 | 0 | 0 | 0 | 0 | 0 | 0 | 0 | 0 | 0 | 0 | 0 | 0 | 0 | 0 | 0 | 0 | 0 | 0 | 0.02158% | 1680.8854 | 3353.4026 | 5017.6018 | 6673.5328 | 8321.245 | 9960.7875 | 11592.2091 | 13215.5581 | 14830.8828 | 16438.2307 | 16438.2307 | 16438.2307 | 16438.2307 | 16438.2307 | 16438.2307 | 16438.2307 | 16438.2307 | 16438.2307 | 16438.2307 | 16438.2307 | 16438.2307 | 16438.2307 | 16438.2307 | 16438.2307
| COM-Wastewater-7P_V6 | Measure InputOutput | 7P workbook COM-Wastewater-7P_V6 with Wastewater treament facilities/plants from Clean Watersheds Needs Survey 2012 | 2020 | Retro | 2022 | 2045 | PSE | Commercial | All Commercial | Electric | Per MGD Regional Water Flow |  |  | Optimize Municipal Sewage ; >10 MGD Design Capacity |  | 2651.8198 | 12 | 675.6055 | -91.7937 |  | 0 | 0 | 0 | 0 | 0 | 0 | 0 | 0 |  | 0 | 0 | 0 | Other | Wastewater | Wastewater | Wastewater | C-WWW-Proc-All-All-All-U | 0.01203% | 100% | 100% | 0.032252 | 5.8334e-07 | 100% | 8.333% | 85% | 6.8% | 0.2% | 1433.7153 | 46.9529 | 148.0668 | 982.3933 | 0 | 0 | 0 | -149.0611 | -1047.6641 |  | -0.0048152 | 0 | -0.0048152 | 01. ($9,999.000) to $0.028 | 1 | 0 | 01. ($9,999.00) to $0.22 | 1 | 29.5732 | 29.426 | 29.2796 | 29.1342 | 28.9896 | 28.8458 | 28.7029 | 28.5609 | 28.4197 | 28.2794 | 0 | 0 | 0 | 0 | 0 | 0 | 0 | 0 | 0 | 0 | 0 | 0 | 0 | 0 | 78422.7962 | 78032.3744 | 77644.292 | 77258.5327 | 76875.0801 | 76493.9183 | 76115.0311 | 75738.4027 | 75364.0173 | 74991.8594 | 0 | 0 | 0 | 0 | 0 | 0 | 0 | 0 | 0 | 0 | 0 | 0 | 0 | 0 | 766936.3042 | 78422.7962 | 156455.1706 | 234099.4626 | 311357.9953 | 388233.0754 | 464726.9937 | 540842.0248 | 616580.4275 | 691944.4448 | 766936.3042 | 766936.3042 | 766936.3042 | 766936.3042 | 766936.3042 | 766936.3042 | 766936.3042 | 766936.3042 | 766936.3042 | 766936.3042 | 766936.3042 | 766936.3042 | 766936.3042 | 766936.3042 | 766936.3042 | 0 | 0 | 0 | 0 | 0 | 0 | 0 | 0 | 0 | 0 | 0 | 0 | 0 | 0 | 0 | 0 | 0 | 0 | 0 | 0 | 0 | 0 | 0 | 0 | 0 | 0 | 0 | 0 | 0 | 0 | 0 | 0 | 0 | 0 | 0 | 0 | 0 | 0 | 0 | 0 | 0 | 0 | 0 | 0 | 0 | 0 | 0 | 0 | 0 | 0 | 0 | 0 | 0 | 0 | 0 | 0 | 0 | 0 | 0 | 0 | 0 | 9.4329 | 18.8188 | 28.158 | 37.4508 | 46.6975 | 55.8984 | 65.0537 | 74.1637 | 83.2286 | 92.2488 | 92.2488 | 92.2488 | 92.2488 | 92.2488 | 92.2488 | 92.2488 | 92.2488 | 92.2488 | 92.2488 | 92.2488 | 92.2488 | 92.2488 | 92.2488 | 92.2488 | 0 | 0 | 0 | 0 | 0 | 0 | 0 | 0 | 0 | 0 | 0 | 0 | 0 | 0 | 0 | 0 | 0 | 0 | 0 | 0 | 0 | 0 | 0 | 0 | 0 | 0 | 0 | 0 | 0 | 0 | 0 | 0 | 0 | 0 | 0 | 0 | 0 | 0 | 0 | 0 | 0 | 0 | 0 | 0 | 0 | 0.02158% | 16.9215 | 33.7588 | 50.5123 | 67.1826 | 83.7701 | 100.2754 | 116.6989 | 133.0412 | 149.3027 | 165.4839 | 165.4839 | 165.4839 | 165.4839 | 165.4839 | 165.4839 | 165.4839 | 165.4839 | 165.4839 | 165.4839 | 165.4839 | 165.4839 | 165.4839 | 165.4839 | 165.4839
| Com-WaterCooler-7P_V6 | M_Input | 7P workbook Com-WaterCooler-7P_V6 | 2020 | Retro | 2022 | 2045 | PSE | Commercial | All Commercial | Electric | Per Timer on ES1.7 Hot & Cold Water Cooler |  |  | Timer on ES1.7 Hot & Cold Water Cooler |  | 262.8 | 6 | 28.5869 | 0 |  | 0 | 0 | 0 | 0 | 0 | 0 | 0 | 0 |  | 0 | 0 | 0 | Other | Water Cooler | Water Cooler | Water Cooler | CommSector | 0.01858% | 100% | 100% | 1.0945 | 1.9796e-05 | 10% | 16.67% | 95% | 6.8% | 0.2% | 77.9996 | 7.1884 | 8.5188 | 69.5792 | 0 | 0 | 0 | 59.5894 | -9.9898 |  | 0.019424 | 0 | 0.019424 | 01. ($9,999.000) to $0.028 | 1 | 0 | 01. ($9,999.00) to $0.22 | 1 | 112.1638 | 111.6054 | 111.0504 | 110.4987 | 109.9502 | 109.4051 | 108.8632 | 108.3245 | 107.789 | 107.2568 | 0 | 0 | 0 | 0 | 0 | 0 | 0 | 0 | 0 | 0 | 0 | 0 | 0 | 0 | 29476.6589 | 29329.9117 | 29184.0437 | 29039.0489 | 28894.9212 | 28751.6545 | 28609.2427 | 28467.68 | 28326.9603 | 28187.0778 | 0 | 0 | 0 | 0 | 0 | 0 | 0 | 0 | 0 | 0 | 0 | 0 | 0 | 0 | 288267.1997 | 29476.6589 | 58806.5706 | 87990.6143 | 117029.6632 | 145924.5844 | 174676.2389 | 203285.4816 | 231753.1615 | 260080.1218 | 288267.1997 | 288267.1997 | 288267.1997 | 288267.1997 | 288267.1997 | 288267.1997 | 288267.1997 | 288267.1997 | 288267.1997 | 288267.1997 | 288267.1997 | 288267.1997 | 288267.1997 | 288267.1997 | 288267.1997 | 0 | 0 | 0 | 0 | 0 | 0 | 0 | 0 | 0 | 0 | 0 | 0 | 0 | 0 | 0 | 0 | 0 | 0 | 0 | 0 | 0 | 0 | 0 | 0 | 0 | 0 | 0 | 0 | 0 | 0 | 0 | 0 | 0 | 0 | 0 | 0 | 0 | 0 | 0 | 0 | 0 | 0 | 0 | 0 | 0 | 0 | 0 | 0 | 0 | 0 | 0 | 0 | 0 | 0 | 0 | 0 | 0 | 0 | 0 | 0 | 0 | 5.4773 | 10.9274 | 16.3503 | 21.7463 | 27.1155 | 32.4581 | 37.7743 | 43.0641 | 48.3278 | 53.5655 | 53.5655 | 53.5655 | 53.5655 | 53.5655 | 53.5655 | 53.5655 | 53.5655 | 53.5655 | 53.5655 | 53.5655 | 53.5655 | 53.5655 | 53.5655 | 53.5655 | 6683.7794 | 6650.5048 | 6617.4295 | 6584.5521 | 6551.8714 | 6519.386 | 6487.0944 | 6454.9953 | 6423.0873 | 6391.3692 | 0 | 0 | 0 | 0 | 0 | 0 | 0 | 0 | 0 | 0 | 0 | 0 | 0 | 0 | 65364.0694 | 0 | 0 | 0 | 0 | 0 | 0 | 0 | 0 | 0 | 0 | 0 | 0 | 0 | 0 | 0 | 0 | 0 | 0 | 0 | 0 | 0.01363% | 4.0165 | 8.0131 | 11.9897 | 15.9467 | 19.8839 | 23.8017 | 27.7 | 31.5791 | 35.4389 | 39.2798 | 39.2798 | 39.2798 | 39.2798 | 39.2798 | 39.2798 | 39.2798 | 39.2798 | 39.2798 | 39.2798 | 39.2798 | 39.2798 | 39.2798 | 39.2798 | 39.2798
| Com-WaterCooler-7P_V6 | M_Input | 7P workbook Com-WaterCooler-7P_V6 | 2020 | Retro | 2022 | 2045 | PSE | Commercial | All Commercial | Electric | Per Timer on ES Qualifying 1.7 Hot & Cold Water Cooler |  |  | Timer on ES Qualifying 1.7 Hot & Cold Water Cooler |  | 219 | 6 | 28.5869 | 0 |  | 0 | 0 | 0 | 0 | 0 | 0 | 0 | 0 |  | 0 | 0 | 0 | Other | Water Cooler | Water Cooler | Water Cooler | CommSector | 0.01858% | 100% | 100% | 1.0945 | 1.9796e-05 | 10% | 16.67% | 95% | 6.8% | 0.2% | 64.9997 | 5.9903 | 7.099 | 69.5792 | 0 | 0 | 0 | 62.2073 | -7.372 |  | 0.024333 | 0 | 0.024333 | 01. ($9,999.000) to $0.028 | 1 | 0 | 01. ($9,999.00) to $0.22 | 1 | 112.1638 | 111.6054 | 111.0504 | 110.4987 | 109.9502 | 109.4051 | 108.8632 | 108.3245 | 107.789 | 107.2568 | 0 | 0 | 0 | 0 | 0 | 0 | 0 | 0 | 0 | 0 | 0 | 0 | 0 | 0 | 24563.8824 | 24441.593 | 24320.0364 | 24199.2074 | 24079.101 | 23959.7121 | 23841.0356 | 23723.0666 | 23605.8002 | 23489.2315 | 0 | 0 | 0 | 0 | 0 | 0 | 0 | 0 | 0 | 0 | 0 | 0 | 0 | 0 | 240222.6664 | 24563.8824 | 49005.4755 | 73325.5119 | 97524.7194 | 121603.8204 | 145563.5324 | 169404.568 | 193127.6346 | 216733.4349 | 240222.6664 | 240222.6664 | 240222.6664 | 240222.6664 | 240222.6664 | 240222.6664 | 240222.6664 | 240222.6664 | 240222.6664 | 240222.6664 | 240222.6664 | 240222.6664 | 240222.6664 | 240222.6664 | 240222.6664 | 0 | 0 | 0 | 0 | 0 | 0 | 0 | 0 | 0 | 0 | 0 | 0 | 0 | 0 | 0 | 0 | 0 | 0 | 0 | 0 | 0 | 0 | 0 | 0 | 0 | 0 | 0 | 0 | 0 | 0 | 0 | 0 | 0 | 0 | 0 | 0 | 0 | 0 | 0 | 0 | 0 | 0 | 0 | 0 | 0 | 0 | 0 | 0 | 0 | 0 | 0 | 0 | 0 | 0 | 0 | 0 | 0 | 0 | 0 | 0 | 0 | 4.5644 | 9.1061 | 13.6253 | 18.1219 | 22.5963 | 27.0485 | 31.4786 | 35.8868 | 40.2732 | 44.6379 | 44.6379 | 44.6379 | 44.6379 | 44.6379 | 44.6379 | 44.6379 | 44.6379 | 44.6379 | 44.6379 | 44.6379 | 44.6379 | 44.6379 | 44.6379 | 44.6379 | 6977.4094 | 6942.6729 | 6908.1446 | 6873.8229 | 6839.7065 | 6805.7939 | 6772.0836 | 6738.5744 | 6705.2647 | 6672.1532 | 0 | 0 | 0 | 0 | 0 | 0 | 0 | 0 | 0 | 0 | 0 | 0 | 0 | 0 | 68235.6261 | 0 | 0 | 0 | 0 | 0 | 0 | 0 | 0 | 0 | 0 | 0 | 0 | 0 | 0 | 0 | 0 | 0 | 0 | 0 | 0 | 0.01363% | 3.3471 | 6.6776 | 9.9915 | 13.2889 | 16.5699 | 19.8347 | 23.0833 | 26.3159 | 29.5325 | 32.7331 | 32.7331 | 32.7331 | 32.7331 | 32.7331 | 32.7331 | 32.7331 | 32.7331 | 32.7331 | 32.7331 | 32.7331 | 32.7331 | 32.7331 | 32.7331 | 32.7331
| Com-WaterCooler-7P_V6 | M_Input | 7P workbook Com-WaterCooler-7P_V6 | 2020 | Retro | 2022 | 2045 | PSE | Commercial | All Commercial | Electric | Per Timer on Non-Compliant ES1.7 Water Cooler |  |  | Timer on Non-Compliant ES1.7 Water Cooler |  | 416.1 | 6 | 28.5869 | 0 |  | 0 | 0 | 0 | 0 | 0 | 0 | 0 | 0 |  | 0 | 0 | 0 | Other | Water Cooler | Water Cooler | Water Cooler | CommSector | 0.01858% | 100% | 100% | 1.3681 | 2.4745e-05 | 12.5% | 16.67% | 95% | 6.8% | 0.2% | 123.4994 | 11.3816 | 13.4881 | 69.5792 | 0 | 0 | 0 | 50.4269 | -19.1524 |  | 0.010382 | 0 | 0.010382 | 01. ($9,999.000) to $0.028 | 1 | 0 | 01. ($9,999.00) to $0.22 | 1 | 175.256 | 174.3835 | 173.5162 | 172.6542 | 171.7972 | 170.9454 | 170.0987 | 169.257 | 168.4204 | 167.5887 | 0 | 0 | 0 | 0 | 0 | 0 | 0 | 0 | 0 | 0 | 0 | 0 | 0 | 0 | 72924.026 | 72560.9794 | 72200.1081 | 71841.3971 | 71484.8311 | 71130.3952 | 70778.0744 | 70427.854 | 70079.7195 | 69733.6561 | 0 | 0 | 0 | 0 | 0 | 0 | 0 | 0 | 0 | 0 | 0 | 0 | 0 | 0 | 713161.0409 | 72924.026 | 145485.0053 | 217685.1135 | 289526.5106 | 361011.3417 | 432141.7368 | 502919.8112 | 573347.6653 | 643427.3847 | 713161.0409 | 713161.0409 | 713161.0409 | 713161.0409 | 713161.0409 | 713161.0409 | 713161.0409 | 713161.0409 | 713161.0409 | 713161.0409 | 713161.0409 | 713161.0409 | 713161.0409 | 713161.0409 | 713161.0409 | 0 | 0 | 0 | 0 | 0 | 0 | 0 | 0 | 0 | 0 | 0 | 0 | 0 | 0 | 0 | 0 | 0 | 0 | 0 | 0 | 0 | 0 | 0 | 0 | 0 | 0 | 0 | 0 | 0 | 0 | 0 | 0 | 0 | 0 | 0 | 0 | 0 | 0 | 0 | 0 | 0 | 0 | 0 | 0 | 0 | 0 | 0 | 0 | 0 | 0 | 0 | 0 | 0 | 0 | 0 | 0 | 0 | 0 | 0 | 0 | 0 | 13.5507 | 27.0339 | 40.45 | 53.7995 | 67.0827 | 80.3001 | 93.452 | 106.5388 | 119.561 | 132.5188 | 132.5188 | 132.5188 | 132.5188 | 132.5188 | 132.5188 | 132.5188 | 132.5188 | 132.5188 | 132.5188 | 132.5188 | 132.5188 | 132.5188 | 132.5188 | 132.5188 | 8837.6163 | 8793.6189 | 8749.8852 | 8706.4132 | 8663.2012 | 8620.2473 | 8577.5498 | 8535.1068 | 8492.9166 | 8450.9774 | 0 | 0 | 0 | 0 | 0 | 0 | 0 | 0 | 0 | 0 | 0 | 0 | 0 | 0 | 86427.5326 | 0 | 0 | 0 | 0 | 0 | 0 | 0 | 0 | 0 | 0 | 0 | 0 | 0 | 0 | 0 | 0 | 0 | 0 | 0 | 0 | 0.01363% | 9.9367 | 19.824 | 29.6621 | 39.4514 | 49.192 | 58.8843 | 68.5287 | 78.1253 | 87.6745 | 97.1765 | 97.1765 | 97.1765 | 97.1765 | 97.1765 | 97.1765 | 97.1765 | 97.1765 | 97.1765 | 97.1765 | 97.1765 | 97.1765 | 97.1765 | 97.1765 | 97.1765
| Com-WaterCooler-7P_V6 | M_Input | 7P workbook Com-WaterCooler-7P_V6 | 2020 | Retro | 2022 | 2045 | PSE | Commercial | All Commercial | Electric | Per Timer on ES 2.0 Cold Only Water Cooler |  |  | Timer on ES 2.0 Cold Only Water Cooler |  | 35.04 | 6 | 28.5869 | 0 |  | 0 | 0 | 0 | 0 | 0 | 0 | 0 | 0 |  | 0 | 0 | 0 | Other | Water Cooler | Water Cooler | Water Cooler | CommSector | 0.01858% | 100% | 100% | 0.27362 | 4.949e-06 | 2.5% | 16.67% | 95% | 6.8% | 0.2% | 10.3999 | 0.95845 | 1.1358 | 69.5792 | 0 | 0 | 0 | 73.2023 | 3.6231 |  | 0.17896 | 0 | 0.17896 | 11. $0.175 to $0.200 | 0 | 0 | 01. ($9,999.00) to $0.22 | 1 | 7.0102 | 6.9753 | 6.9406 | 6.9062 | 6.8719 | 6.8378 | 6.8039 | 6.7703 | 6.7368 | 6.7035 | 0 | 0 | 0 | 0 | 0 | 0 | 0 | 0 | 0 | 0 | 0 | 0 | 0 | 0 | 245.6388 | 244.4159 | 243.2004 | 241.9921 | 240.791 | 239.5971 | 238.4104 | 237.2307 | 236.058 | 234.8923 | 0 | 0 | 0 | 0 | 0 | 0 | 0 | 0 | 0 | 0 | 0 | 0 | 0 | 0 | 2402.2267 | 245.6388 | 490.0548 | 733.2551 | 975.2472 | 1216.0382 | 1455.6353 | 1694.0457 | 1931.2763 | 2167.3343 | 2402.2267 | 2402.2267 | 2402.2267 | 2402.2267 | 2402.2267 | 2402.2267 | 2402.2267 | 2402.2267 | 2402.2267 | 2402.2267 | 2402.2267 | 2402.2267 | 2402.2267 | 2402.2267 | 2402.2267 | 0 | 0 | 0 | 0 | 0 | 0 | 0 | 0 | 0 | 0 | 0 | 0 | 0 | 0 | 0 | 0 | 0 | 0 | 0 | 0 | 0 | 0 | 0 | 0 | 0 | 0 | 0 | 0 | 0 | 0 | 0 | 0 | 0 | 0 | 0 | 0 | 0 | 0 | 0 | 0 | 0 | 0 | 0 | 0 | 0 | 0 | 0 | 0 | 0 | 0 | 0 | 0 | 0 | 0 | 0 | 0 | 0 | 0 | 0 | 0 | 0 | 0.045644 | 0.091061 | 0.13625 | 0.18122 | 0.22596 | 0.27048 | 0.31479 | 0.35887 | 0.40273 | 0.44638 | 0.44638 | 0.44638 | 0.44638 | 0.44638 | 0.44638 | 0.44638 | 0.44638 | 0.44638 | 0.44638 | 0.44638 | 0.44638 | 0.44638 | 0.44638 | 0.44638 | 513.166 | 510.6112 | 508.0718 | 505.5475 | 503.0384 | 500.5442 | 498.0649 | 495.6004 | 493.1506 | 490.7153 | 0 | 0 | 0 | 0 | 0 | 0 | 0 | 0 | 0 | 0 | 0 | 0 | 0 | 0 | 5018.5103 | 0 | 0 | 0 | 0 | 0 | 0 | 0 | 0 | 0 | 0 | 0 | 0 | 0 | 0 | 0 | 0 | 0 | 0 | 0 | 0 | 0.01363% | 0.033471 | 0.066776 | 0.099915 | 0.13289 | 0.1657 | 0.19835 | 0.23083 | 0.26316 | 0.29532 | 0.32733 | 0.32733 | 0.32733 | 0.32733 | 0.32733 | 0.32733 | 0.32733 | 0.32733 | 0.32733 | 0.32733 | 0.32733 | 0.32733 | 0.32733 | 0.32733 | 0.32733
| Com-WaterCooler-7P_V6 | M_Input | 7P workbook Com-WaterCooler-7P_V6 | 2020 | Retro | 2022 | 2045 | PSE | Commercial | All Commercial | Electric | Per Timer on Stock Average Hot & Cold Water Cooler |  |  | Timer on Stock Average Hot & Cold Water Cooler |  | 287.985 | 6 | 28.5869 | 0 |  | 0 | 0 | 0 | 0 | 0 | 0 | 0 | 0 |  | 0 | 0 | 0 | Other | Water Cooler | Water Cooler | Water Cooler | CommSector | 0.01858% | 100% | 100% | 1.0945 | 1.9796e-05 | 10% | 16.67% | 95% | 6.8% | 0.2% | 85.4746 | 7.8773 | 9.3352 | 69.5792 | 0 | 0 | 0 | 58.0842 | -11.4951 |  | 0.017278 | 0 | 0.017278 | 01. ($9,999.000) to $0.028 | 1 | 0 | 01. ($9,999.00) to $0.22 | 1 | 112.1638 | 111.6054 | 111.0504 | 110.4987 | 109.9502 | 109.4051 | 108.8632 | 108.3245 | 107.789 | 107.2568 | 0 | 0 | 0 | 0 | 0 | 0 | 0 | 0 | 0 | 0 | 0 | 0 | 0 | 0 | 32301.5054 | 32140.6949 | 31980.8479 | 31821.9578 | 31664.0178 | 31507.0213 | 31350.9618 | 31195.8326 | 31041.6273 | 30888.3395 | 0 | 0 | 0 | 0 | 0 | 0 | 0 | 0 | 0 | 0 | 0 | 0 | 0 | 0 | 315892.8063 | 32301.5054 | 64442.2003 | 96423.0482 | 128245.006 | 159909.0238 | 191416.0451 | 222767.0069 | 253962.8395 | 285004.4668 | 315892.8063 | 315892.8063 | 315892.8063 | 315892.8063 | 315892.8063 | 315892.8063 | 315892.8063 | 315892.8063 | 315892.8063 | 315892.8063 | 315892.8063 | 315892.8063 | 315892.8063 | 315892.8063 | 315892.8063 | 0 | 0 | 0 | 0 | 0 | 0 | 0 | 0 | 0 | 0 | 0 | 0 | 0 | 0 | 0 | 0 | 0 | 0 | 0 | 0 | 0 | 0 | 0 | 0 | 0 | 0 | 0 | 0 | 0 | 0 | 0 | 0 | 0 | 0 | 0 | 0 | 0 | 0 | 0 | 0 | 0 | 0 | 0 | 0 | 0 | 0 | 0 | 0 | 0 | 0 | 0 | 0 | 0 | 0 | 0 | 0 | 0 | 0 | 0 | 0 | 0 | 6.0022 | 11.9746 | 17.9172 | 23.8303 | 29.7141 | 35.5687 | 41.3943 | 47.1911 | 52.9592 | 58.6989 | 58.6989 | 58.6989 | 58.6989 | 58.6989 | 58.6989 | 58.6989 | 58.6989 | 58.6989 | 58.6989 | 58.6989 | 58.6989 | 58.6989 | 58.6989 | 58.6989 | 6514.9422 | 6482.508 | 6450.2683 | 6418.2215 | 6386.3663 | 6354.7014 | 6323.2255 | 6291.9373 | 6260.8354 | 6229.9185 | 0 | 0 | 0 | 0 | 0 | 0 | 0 | 0 | 0 | 0 | 0 | 0 | 0 | 0 | 63712.9243 | 0 | 0 | 0 | 0 | 0 | 0 | 0 | 0 | 0 | 0 | 0 | 0 | 0 | 0 | 0 | 0 | 0 | 0 | 0 | 0 | 0.01363% | 4.4015 | 8.781 | 13.1388 | 17.4749 | 21.7895 | 26.0827 | 30.3546 | 34.6054 | 38.8352 | 43.0441 | 43.0441 | 43.0441 | 43.0441 | 43.0441 | 43.0441 | 43.0441 | 43.0441 | 43.0441 | 43.0441 | 43.0441 | 43.0441 | 43.0441 | 43.0441 | 43.0441
| Com-WaterCooler-7P_V6 | M_Input | 7P workbook Com-WaterCooler-7P_V6 | 2020 | Retro | 2022 | 2045 | PSE | Commercial | All Commercial | Electric | Per Timer on Market Average Hot & Cold Water Cooler |  |  | Timer on Market Average Hot & Cold Water Cooler |  | 236.52 | 6 | 28.5869 | 0 |  | 0 | 0 | 0 | 0 | 0 | 0 | 0 | 0 |  | 0 | 0 | 0 | Other | Water Cooler | Water Cooler | Water Cooler | CommSector | 0.01858% | 100% | 100% | 0.68405 | 1.2372e-05 | 10% | 16.67% | 95% | 6.8% | 0.2% | 70.1996 | 6.4696 | 7.6669 | 69.5792 | 0 | 0 | 0 | 61.1601 | -8.4191 |  | 0.022151 | 0 | 0.022151 | 01. ($9,999.000) to $0.028 | 1 | 0 | 01. ($9,999.00) to $0.22 | 1 | 70.1024 | 69.7534 | 69.4065 | 69.0617 | 68.7189 | 68.3782 | 68.0395 | 67.7028 | 67.3682 | 67.0355 | 0 | 0 | 0 | 0 | 0 | 0 | 0 | 0 | 0 | 0 | 0 | 0 | 0 | 0 | 16580.6206 | 16498.0753 | 16416.0246 | 16334.465 | 16253.3932 | 16172.8056 | 16092.699 | 16013.07 | 15933.9152 | 15855.2313 | 0 | 0 | 0 | 0 | 0 | 0 | 0 | 0 | 0 | 0 | 0 | 0 | 0 | 0 | 162150.2998 | 16580.6206 | 33078.696 | 49494.7205 | 65829.1856 | 82082.5787 | 98255.3844 | 114348.0834 | 130361.1534 | 146295.0685 | 162150.2998 | 162150.2998 | 162150.2998 | 162150.2998 | 162150.2998 | 162150.2998 | 162150.2998 | 162150.2998 | 162150.2998 | 162150.2998 | 162150.2998 | 162150.2998 | 162150.2998 | 162150.2998 | 162150.2998 | 0 | 0 | 0 | 0 | 0 | 0 | 0 | 0 | 0 | 0 | 0 | 0 | 0 | 0 | 0 | 0 | 0 | 0 | 0 | 0 | 0 | 0 | 0 | 0 | 0 | 0 | 0 | 0 | 0 | 0 | 0 | 0 | 0 | 0 | 0 | 0 | 0 | 0 | 0 | 0 | 0 | 0 | 0 | 0 | 0 | 0 | 0 | 0 | 0 | 0 | 0 | 0 | 0 | 0 | 0 | 0 | 0 | 0 | 0 | 0 | 0 | 3.081 | 6.1466 | 9.1971 | 12.2323 | 15.2525 | 18.2577 | 21.248 | 24.2236 | 27.1844 | 30.1306 | 30.1306 | 30.1306 | 30.1306 | 30.1306 | 30.1306 | 30.1306 | 30.1306 | 30.1306 | 30.1306 | 30.1306 | 30.1306 | 30.1306 | 30.1306 | 30.1306 | 4287.4734 | 4266.1285 | 4244.9116 | 4223.8216 | 4202.8578 | 4182.0192 | 4161.305 | 4140.7142 | 4120.2461 | 4099.8997 | 0 | 0 | 0 | 0 | 0 | 0 | 0 | 0 | 0 | 0 | 0 | 0 | 0 | 0 | 41929.3771 | 0 | 0 | 0 | 0 | 0 | 0 | 0 | 0 | 0 | 0 | 0 | 0 | 0 | 0 | 0 | 0 | 0 | 0 | 0 | 0 | 0.01363% | 2.2593 | 4.5074 | 6.7442 | 8.97 | 11.1847 | 13.3884 | 15.5813 | 17.7632 | 19.9344 | 22.0949 | 22.0949 | 22.0949 | 22.0949 | 22.0949 | 22.0949 | 22.0949 | 22.0949 | 22.0949 | 22.0949 | 22.0949 | 22.0949 | 22.0949 | 22.0949 | 22.0949
| Com-WaterCooler-7P_V6 | M_Input | 7P workbook Com-WaterCooler-7P_V6 | 2020 | Retro | 2022 | 2045 | PSE | Commercial | All Commercial | Electric | Per Timer on ES 2.0 Hot & Cold Water Cooler |  |  | Timer on ES 2.0 Hot & Cold Water Cooler |  | 175.2 | 6 | 28.5869 | 0 |  | 0 | 0 | 0 | 0 | 0 | 0 | 0 | 0 |  | 0 | 0 | 0 | Other | Water Cooler | Water Cooler | Water Cooler | CommSector | 0.01858% | 100% | 100% | 1.0945 | 1.9796e-05 | 10% | 16.67% | 95% | 6.8% | 0.2% | 51.9997 | 4.7923 | 5.6792 | 69.5792 | 0 | 0 | 0 | 64.8252 | -4.7541 |  | 0.031696 | 0 | 0.031696 | 02. $0.028 to $0.055 | 1 | 0 | 01. ($9,999.00) to $0.22 | 1 | 112.1638 | 111.6054 | 111.0504 | 110.4987 | 109.9502 | 109.4051 | 108.8632 | 108.3245 | 107.789 | 107.2568 | 0 | 0 | 0 | 0 | 0 | 0 | 0 | 0 | 0 | 0 | 0 | 0 | 0 | 0 | 19651.1059 | 19553.2744 | 19456.0291 | 19359.366 | 19263.2808 | 19167.7696 | 19072.8285 | 18978.4533 | 18884.6402 | 18791.3852 | 0 | 0 | 0 | 0 | 0 | 0 | 0 | 0 | 0 | 0 | 0 | 0 | 0 | 0 | 192178.1331 | 19651.1059 | 39204.3804 | 58660.4095 | 78019.7755 | 97283.0563 | 116450.8259 | 135523.6544 | 154502.1077 | 173386.7479 | 192178.1331 | 192178.1331 | 192178.1331 | 192178.1331 | 192178.1331 | 192178.1331 | 192178.1331 | 192178.1331 | 192178.1331 | 192178.1331 | 192178.1331 | 192178.1331 | 192178.1331 | 192178.1331 | 192178.1331 | 0 | 0 | 0 | 0 | 0 | 0 | 0 | 0 | 0 | 0 | 0 | 0 | 0 | 0 | 0 | 0 | 0 | 0 | 0 | 0 | 0 | 0 | 0 | 0 | 0 | 0 | 0 | 0 | 0 | 0 | 0 | 0 | 0 | 0 | 0 | 0 | 0 | 0 | 0 | 0 | 0 | 0 | 0 | 0 | 0 | 0 | 0 | 0 | 0 | 0 | 0 | 0 | 0 | 0 | 0 | 0 | 0 | 0 | 0 | 0 | 0 | 3.6515 | 7.2849 | 10.9002 | 14.4975 | 18.077 | 21.6388 | 25.1829 | 28.7094 | 32.2185 | 35.7103 | 35.7103 | 35.7103 | 35.7103 | 35.7103 | 35.7103 | 35.7103 | 35.7103 | 35.7103 | 35.7103 | 35.7103 | 35.7103 | 35.7103 | 35.7103 | 35.7103 | 7271.0394 | 7234.8411 | 7198.8597 | 7163.0937 | 7127.5416 | 7092.2018 | 7057.0729 | 7022.1535 | 6987.442 | 6952.9371 | 0 | 0 | 0 | 0 | 0 | 0 | 0 | 0 | 0 | 0 | 0 | 0 | 0 | 0 | 71107.1828 | 0 | 0 | 0 | 0 | 0 | 0 | 0 | 0 | 0 | 0 | 0 | 0 | 0 | 0 | 0 | 0 | 0 | 0 | 0 | 0 | 0.01363% | 2.6777 | 5.3421 | 7.9932 | 10.6311 | 13.2559 | 15.8678 | 18.4667 | 21.0527 | 23.626 | 26.1865 | 26.1865 | 26.1865 | 26.1865 | 26.1865 | 26.1865 | 26.1865 | 26.1865 | 26.1865 | 26.1865 | 26.1865 | 26.1865 | 26.1865 | 26.1865 | 26.1865
| Com-WaterCooler-7P_V6 | M_Input | 7P workbook Com-WaterCooler-7P_V6 | 2020 | Retro | 2022 | 2045 | PSE | Commercial | All Commercial | Electric | Per Market Average to ES 2.0 Upgrade |  |  | Market Average to ES 2.0 Upgrade |  | 102.2 | 6 | 39.473 | 0 |  | 0 | 0 | 0 | 0 | 0 | 0 | 0 | 0 |  | 0 | 0 | 0 | Other | Water Cooler | Water Cooler | Water Cooler | IndOTHER | 0.01236% | 100% | 100% | 0.68405 | 1.2372e-05 | 12.5% | 16.67% | 95% | 6.8% | 0.2% | 30.3332 | 1.8591 | 3.2192 | 96.0755 | 0 | 0 | 0 | 98.8918 | 2.8163 |  | 0.082891 | 0 | 0.082891 | 06. $0.077 to $0.085 | 1 | 0 | 01. ($9,999.00) to $0.22 | 1 | 87.628 | 87.1918 | 86.7581 | 86.3271 | 85.8986 | 85.4727 | 85.0494 | 84.6285 | 84.2102 | 83.7943 | 0 | 0 | 0 | 0 | 0 | 0 | 0 | 0 | 0 | 0 | 0 | 0 | 0 | 0 | 8955.5821 | 8910.9975 | 8866.6799 | 8822.6277 | 8778.8389 | 8735.3117 | 8692.0442 | 8649.0347 | 8606.2813 | 8563.7823 | 0 | 0 | 0 | 0 | 0 | 0 | 0 | 0 | 0 | 0 | 0 | 0 | 0 | 0 | 87581.1805 | 8955.5821 | 17866.5796 | 26733.2596 | 35555.8873 | 44334.7262 | 53070.0379 | 61762.0821 | 70411.1168 | 79017.3981 | 87581.1805 | 87581.1805 | 87581.1805 | 87581.1805 | 87581.1805 | 87581.1805 | 87581.1805 | 87581.1805 | 87581.1805 | 87581.1805 | 87581.1805 | 87581.1805 | 87581.1805 | 87581.1805 | 87581.1805 | 0 | 0 | 0 | 0 | 0 | 0 | 0 | 0 | 0 | 0 | 0 | 0 | 0 | 0 | 0 | 0 | 0 | 0 | 0 | 0 | 0 | 0 | 0 | 0 | 0 | 0 | 0 | 0 | 0 | 0 | 0 | 0 | 0 | 0 | 0 | 0 | 0 | 0 | 0 | 0 | 0 | 0 | 0 | 0 | 0 | 0 | 0 | 0 | 0 | 0 | 0 | 0 | 0 | 0 | 0 | 0 | 0 | 0 | 0 | 0 | 0 | 1.1067 | 2.2079 | 3.3036 | 4.3939 | 5.4788 | 6.5582 | 7.6324 | 8.7012 | 9.7647 | 10.823 | 10.823 | 10.823 | 10.823 | 10.823 | 10.823 | 10.823 | 10.823 | 10.823 | 10.823 | 10.823 | 10.823 | 10.823 | 10.823 | 10.823 | 8665.6871 | 8622.5456 | 8579.6627 | 8537.0364 | 8494.6651 | 8452.5468 | 8410.68 | 8369.0627 | 8327.6932 | 8286.5699 | 0 | 0 | 0 | 0 | 0 | 0 | 0 | 0 | 0 | 0 | 0 | 0 | 0 | 0 | 84746.1495 | 0 | 0 | 0 | 0 | 0 | 0 | 0 | 0 | 0 | 0 | 0 | 0 | 0 | 0 | 0 | 0 | 0 | 0 | 0 | 0 | 0.0124% | 1.1101 | 2.2146 | 3.3137 | 4.4073 | 5.4955 | 6.5783 | 7.6557 | 8.7278 | 9.7946 | 10.8561 | 10.8561 | 10.8561 | 10.8561 | 10.8561 | 10.8561 | 10.8561 | 10.8561 | 10.8561 | 10.8561 | 10.8561 | 10.8561 | 10.8561 | 10.8561 | 10.8561
| COM-WaterSupply-7P_V6 | Measure InputOutput | 7P workbook COM-WaterSupply-7P_V6, as well as Clean Watersheds Needs Survey 2012 data | 2020 | Retro | 2022 | 2045 | PSE | Commercial | All Commercial | Electric | Per MGD Regional Water Flow |  |  | Municipal Water Supply-Retro |  | 56842.1094 | 12 | 17313.1633 | 0 |  | 0 | 0 | 0 | 0 | 0 | 0 | 0 | 0 |  | 0 | 0 | 0 | Other | Water Supply | Wastewater | Water Supply | C-WWW-Proc-All-All-All-U | 0.01203% | 100% | 100% | 0.032252 | 5.8334e-07 | 100% | 8.333% | 85% | 6.8% | 0.2% | 30731.878 | 1006.4418 | 3173.832 | 25174.9524 | 0 | 0 | 0 | 24457.3112 | -717.6412 |  | 0.036858 | 0 | 0.036858 | 02. $0.028 to $0.055 | 1 | 0 | 01. ($9,999.00) to $0.22 | 1 | 29.5732 | 29.426 | 29.2796 | 29.1342 | 28.9896 | 28.8458 | 28.7029 | 28.5609 | 28.4197 | 28.2794 | 0 | 0 | 0 | 0 | 0 | 0 | 0 | 0 | 0 | 0 | 0 | 0 | 0 | 0 | 1681003.0708 | 1672634.3272 | 1664315.7296 | 1656046.9269 | 1647827.5708 | 1639657.3155 | 1631535.8182 | 1623462.7385 | 1615437.7387 | 1607460.4839 | 0 | 0 | 0 | 0 | 0 | 0 | 0 | 0 | 0 | 0 | 0 | 0 | 0 | 0 | 16439381.7201 | 1681003.0708 | 3353637.398 | 5017953.1276 | 6674000.0545 | 8321827.6253 | 9961484.9408 | 11593020.759 | 13216483.4974 | 14831921.2362 | 16439381.7201 | 16439381.7201 | 16439381.7201 | 16439381.7201 | 16439381.7201 | 16439381.7201 | 16439381.7201 | 16439381.7201 | 16439381.7201 | 16439381.7201 | 16439381.7201 | 16439381.7201 | 16439381.7201 | 16439381.7201 | 16439381.7201 | 0 | 0 | 0 | 0 | 0 | 0 | 0 | 0 | 0 | 0 | 0 | 0 | 0 | 0 | 0 | 0 | 0 | 0 | 0 | 0 | 0 | 0 | 0 | 0 | 0 | 0 | 0 | 0 | 0 | 0 | 0 | 0 | 0 | 0 | 0 | 0 | 0 | 0 | 0 | 0 | 0 | 0 | 0 | 0 | 0 | 0 | 0 | 0 | 0 | 0 | 0 | 0 | 0 | 0 | 0 | 0 | 0 | 0 | 0 | 0 | 0 | 202.1948 | 403.3831 | 603.5707 | 802.7638 | 1000.9682 | 1198.1899 | 1394.4347 | 1589.7084 | 1784.0169 | 1977.3659 | 1977.3659 | 1977.3659 | 1977.3659 | 1977.3659 | 1977.3659 | 1977.3659 | 1977.3659 | 1977.3659 | 1977.3659 | 1977.3659 | 1977.3659 | 1977.3659 | 1977.3659 | 1977.3659 | 723280.957 | 719680.1588 | 716100.9367 | 712543.1398 | 709006.6182 | 705491.223 | 701996.8068 | 698523.2231 | 695070.3267 | 691637.9734 | 0 | 0 | 0 | 0 | 0 | 0 | 0 | 0 | 0 | 0 | 0 | 0 | 0 | 0 | 7073331.3636 | 0 | 0 | 0 | 0 | 0 | 0 | 0 | 0 | 0 | 0 | 0 | 0 | 0 | 0 | 0 | 0 | 0 | 0 | 0 | 0 | 0.02158% | 362.7146 | 723.6234 | 1082.7373 | 1440.067 | 1795.6233 | 2149.4166 | 2501.4575 | 2851.7564 | 3200.3238 | 3547.1699 | 3547.1699 | 3547.1699 | 3547.1699 | 3547.1699 | 3547.1699 | 3547.1699 | 3547.1699 | 3547.1699 | 3547.1699 | 3547.1699 | 3547.1699 | 3547.1699 | 3547.1699 | 3547.1699
| ComAdvancedPowerStrips_v4-1 | Measure_InputOutput | RTF Workbook "ComAdvancedPowerStrips_v4-1" | 2020 | Retro | 2022 | 2045 | PSE | Commercial | All Commercial | Electric | Per Advanced Power Strip |  |  | Advanced Power Strips |  | 64.7954 | 4 | 44.6321 | 0 |  | 0 | 0 | 0 | 0 | 0 | 0 | 0 | 0 |  | 0 | 0 | 0 | Other | Plug Load | Advanced Power Strips | Advanced Power Strip | CommSector | 0.01858% | 100% | 100% | 42.7809 | 0.00077378 | 75% | 25% | 85% | 6.8% | 0.2% | 13.2111 | 1.7724 | 1.4983 | 153.1239 | 0 | 0 | 0 | 158.7796 | 5.6557 |  | 0.20992 | 0 | 0.20992 | 12. $0.200 to $0.225 | 0 | 0 | 01. ($9,999.00) to $0.22 | 1 | 14710.3539 | 14637.1196 | 14564.324 | 14491.9642 | 14420.0372 | 14348.5398 | 14277.4691 | 14206.822 | 14136.5958 | 14066.7873 | 13997.3937 | 13928.4122 | 13859.8398 | 13791.6737 | 13723.9111 | 13656.5493 | 13589.5853 | 13523.0165 | 13456.8401 | 13391.0535 | 13325.6539 | 13260.6386 | 13196.005 | 13131.7506 | 953162.6068 | 948417.3606 | 943700.5482 | 939011.9705 | 934351.4299 | 929718.7306 | 925113.678 | 920536.0792 | 915985.7426 | 911462.4784 | 906966.0981 | 902496.4147 | 898053.2425 | 893636.3975 | 889245.6969 | 884880.9596 | 880542.0056 | 876228.6564 | 871940.7351 | 867678.0657 | 863440.4741 | 859227.7872 | 855039.8332 | 850876.442 | 21621713.4333 | 953162.6068 | 1901579.9674 | 2845280.5156 | 3784292.486 | 4718643.916 | 5648362.6466 | 6573476.3246 | 7494012.4038 | 8409998.1464 | 9321460.6248 | 10228426.723 | 11130923.1376 | 12028976.3801 | 12922612.7775 | 13811858.4745 | 14696739.434 | 15577281.4396 | 16453510.0961 | 17325450.8311 | 18193128.8969 | 19056569.371 | 19915797.1581 | 20770836.9914 | 21621713.4333 | 0 | 0 | 0 | 0 | 0 | 0 | 0 | 0 | 0 | 0 | 0 | 0 | 0 | 0 | 0 | 0 | 0 | 0 | 0 | 0 | 0 | 0 | 0 | 0 | 0 | 0 | 0 | 0 | 0 | 0 | 0 | 0 | 0 | 0 | 0 | 0 | 0 | 0 | 0 | 0 | 0 | 0 | 0 | 0 | 0 | 0 | 0 | 0 | 0 | 0 | 0 | 0 | 0 | 0 | 0 | 0 | 0 | 0 | 0 | 0 | 0 | 177.1156 | 353.3495 | 528.7069 | 703.1931 | 876.8133 | 1049.5726 | 1221.4762 | 1392.5292 | 1562.7367 | 1732.1037 | 1900.6351 | 2068.336 | 2235.2113 | 2401.2658 | 2566.5045 | 2730.9321 | 2894.5535 | 3057.3733 | 3219.3964 | 3380.6274 | 3541.071 | 3700.7317 | 3859.6143 | 4017.7232 | 2335704.5101 | 2324076.386 | 2312517.9384 | 2301028.6794 | 2289608.1249 | 2278255.7947 | 2266971.2121 | 2255753.9044 | 2244603.4023 | 2233519.2405 | 2222500.9571 | 2211548.0937 | 2200660.1956 | 2189836.8117 | 2179077.4943 | 2168381.7991 | 2157749.2854 | 2147179.5159 | 2136672.0566 | 2126226.477 | 2115842.3496 | 2105519.2507 | 2095256.7594 | 2085054.4585 | 52983544.6975 | 0 | 0 | 0 | 0 | 0 | 0 | 0 | 0 | 0 | 0 | 0 | 0 | 0 | 0 | 0 | 0 | 0 | 0 | 0 | 0 | 0.01363% | 129.8795 | 259.1124 | 387.7026 | 515.6539 | 642.9701 | 769.6551 | 895.7126 | 1021.1464 | 1145.9601 | 1270.1575 | 1393.7421 | 1516.7178 | 1639.088 | 1760.8563 | 1882.0264 | 2002.6017 | 2122.5858 | 2241.9822 | 2360.7943 | 2479.0255 | 2596.6793 | 2713.7591 | 2830.2682 | 2946.21
| ComBoilers_Cadmus | M_Input | EUIs based on PSE 2014 Commercial EUIs. Cost based on the DEER 2008 Cost Database for the measure gas boilers. EUL from Wisconsin February 2016 Technical Reference Manual for the measures "Boiler, 85-90% AFUE, NG" and "Boiler, ≥ 90% AFUE, NG", "Boiler, Hot Water, Condensing, ≥90% AFUE, ≥300 mbh" and "Boiler, Hot Water, Near Condensing, ≥85% AFUE, ≥300 mbh" | 2020 | NR and New | 2022 | 2022 | PSE | Commercial | Large Off | Gas | Per Building SqFt - Boiler < 300 kBtuh |  |  | Large Off Boiler < 300 kBtuh - Federal Standard 2022 Boiler - AFUE 84% |  | 0 | 20 | 0.071922 | 0 |  | 0 | 0 | 0 | 0 | 0 | 0 | 0 | 0.004795 |  | 0 | 0 | 0 | Heating | Boiler | Boiler Tune-up | Boiler LT 300 kBtuh AFUE 84% | CommVENT | 0.0141% | 27.79% | 27.79% | 259599.5083 | 1.1293 | 1.303% | 5% | 85% | 6.8% | 0.2% | 0.068777 | 0.000947 | 0.0069724 | 0 | 0.071922 | 0 | 0 | 0.0064651 | 0.078388 |  | 0 | 1.5192 | 0 | 01. ($9,999.000) to $0.028 | 1 | 1.5192 | 12. $1.50 to $999.00 | 0 | 0 | 0 | 0 | 0 | 0 | 0 | 0 | 0 | 0 | 0 | 0 | 0 | 0 | 0 | 0 | 0 | 0 | 0 | 0 | 0 | 0 | 0 | 0 | 0 | 0 | 0 | 0 | 0 | 0 | 0 | 0 | 0 | 0 | 0 | 0 | 0 | 0 | 0 | 0 | 0 | 0 | 0 | 0 | 0 | 0 | 0 | 0 | 0 | 0 | 0 | 0 | 0 | 0 | 0 | 0 | 0 | 0 | 0 | 0 | 0 | 0 | 0 | 0 | 0 | 0 | 0 | 0 | 0 | 0 | 0 | 0 | 0 | 0 | 3226.9431 | 6956.2006 | 9685.3543 | 11474.5858 | 13855.5865 | 16158.9674 | 18021.8588 | 20087.9998 | 21567.0693 | 22932.4902 | 23084.8703 | 24017.8609 | 24246.7971 | 24800.6378 | 24756.6494 | 25292.7562 | 24964.9311 | 25371.8826 | 25170.3523 | 25787.063 | 15.4733 | 33.3553 | 46.4417 | 55.0211 | 66.4381 | 77.4829 | 86.4156 | 96.3228 | 103.415 | 109.9623 | 110.6929 | 115.1667 | 116.2644 | 118.9201 | 118.7092 | 121.2798 | 119.7079 | 121.6593 | 120.6929 | 123.6501 | 1877.0716 | 15.4733 | 48.8286 | 95.2703 | 150.2914 | 216.7296 | 294.2125 | 380.6281 | 476.9509 | 580.3659 | 690.3282 | 801.0211 | 916.1878 | 1032.4522 | 1151.3724 | 1270.0816 | 1391.3614 | 1511.0693 | 1632.7286 | 1753.4215 | 1877.0716 | 0 | 0 | 0 | 0 | 0 | 0 | 0 | 0 | 0 | 0 | 0 | 0 | 0 | 0 | 0 | 0 | 0 | 0 | 0 | 0 | 0 | 0 | 0 | 0 | 0 | 0 | 0 | 0 | 0 | 0 | 0 | 0 | 0 | 0 | 0 | 0 | 0 | 0 | 0 | 0 | 0 | 0 | 0 | 0 | 0 | 0 | 0 | 0 | 0 | 252.9521 | 545.2794 | 759.211 | 899.4645 | 1086.1052 | 1266.6616 | 1412.689 | 1574.6487 | 1690.5893 | 1797.6213 | 1809.566 | 1882.7008 | 1900.6466 | 1944.0608 | 1940.6127 | 1982.6367 | 1956.9393 | 1988.8393 | 1973.0418 | 2021.3842 | 0.01557% | 0 | 0 | 0 | 0 | 0 | 0 | 0 | 0 | 0 | 0 | 0 | 0 | 0 | 0 | 0 | 0 | 0 | 0 | 0 | 0 | 0 | 0 | 0 | 0
| ComBoilers_Cadmus | M_Input | EUIs based on PSE 2014 Commercial EUIs. Cost based on the DEER 2008 Cost Database for the measure gas boilers. EUL from Wisconsin February 2016 Technical Reference Manual for the measures "Boiler, 85-90% AFUE, NG" and "Boiler, ≥ 90% AFUE, NG", "Boiler, Hot Water, Condensing, ≥90% AFUE, ≥300 mbh" and "Boiler, Hot Water, Near Condensing, ≥85% AFUE, ≥300 mbh" | 2020 | NR and New | 2022 | 2022 | PSE | Commercial | Medium Off | Gas | Per Building SqFt - Boiler < 300 kBtuh |  |  | Medium Off Boiler < 300 kBtuh - Federal Standard 2022 Boiler - AFUE 84% |  | 0 | 20 | 0.071922 | 0 |  | 0 | 0 | 0 | 0 | 0 | 0 | 0 | 0.004795 |  | 0 | 0 | 0 | Heating | Boiler | Boiler Tune-up | Boiler LT 300 kBtuh AFUE 84% | CommVENT | 0.0141% | 27.79% | 27.79% | 42353.7102 | 1.0142 | 11.34% | 5% | 85% | 6.8% | 0.2% | 0.068777 | 0.000947 | 0.0069724 | 0 | 0.071922 | 0 | 0 | 0.0064651 | 0.078388 |  | 0 | 1.5192 | 0 | 01. ($9,999.000) to $0.028 | 1 | 1.5192 | 12. $1.50 to $999.00 | 0 | 0 | 0 | 0 | 0 | 0 | 0 | 0 | 0 | 0 | 0 | 0 | 0 | 0 | 0 | 0 | 0 | 0 | 0 | 0 | 0 | 0 | 0 | 0 | 0 | 0 | 0 | 0 | 0 | 0 | 0 | 0 | 0 | 0 | 0 | 0 | 0 | 0 | 0 | 0 | 0 | 0 | 0 | 0 | 0 | 0 | 0 | 0 | 0 | 0 | 0 | 0 | 0 | 0 | 0 | 0 | 0 | 0 | 0 | 0 | 0 | 0 | 0 | 0 | 0 | 0 | 0 | 0 | 0 | 0 | 0 | 0 | 0 | 0 | 13460.9379 | 29017.2403 | 40401.689 | 47865.3269 | 57797.4825 | 67405.8539 | 75176.7579 | 83795.5014 | 89965.3232 | 95661.0683 | 96296.71 | 100188.6061 | 101143.5956 | 103453.8981 | 103270.404 | 105506.731 | 104139.2346 | 105836.8006 | 104996.1328 | 107568.6928 | 64.5458 | 139.1389 | 193.7278 | 229.5163 | 277.1414 | 323.214 | 360.4758 | 401.803 | 431.3876 | 458.6989 | 461.7468 | 480.4087 | 484.9879 | 496.0659 | 495.186 | 505.9093 | 499.3521 | 507.492 | 503.461 | 515.7965 | 7830.0555 | 64.5458 | 203.6847 | 397.4125 | 626.9288 | 904.0702 | 1227.2842 | 1587.7599 | 1989.563 | 2420.9505 | 2879.6495 | 3341.3963 | 3821.805 | 4306.7928 | 4802.8587 | 5298.0447 | 5803.954 | 6303.3061 | 6810.7981 | 7314.259 | 7830.0555 | 0 | 0 | 0 | 0 | 0 | 0 | 0 | 0 | 0 | 0 | 0 | 0 | 0 | 0 | 0 | 0 | 0 | 0 | 0 | 0 | 0 | 0 | 0 | 0 | 0 | 0 | 0 | 0 | 0 | 0 | 0 | 0 | 0 | 0 | 0 | 0 | 0 | 0 | 0 | 0 | 0 | 0 | 0 | 0 | 0 | 0 | 0 | 0 | 0 | 1055.1697 | 2274.5899 | 3166.9887 | 3752.0449 | 4530.602 | 5283.7786 | 5892.9205 | 6568.5226 | 7052.1597 | 7498.6351 | 7548.4615 | 7853.5376 | 7928.3969 | 8109.4958 | 8095.1121 | 8270.4123 | 8163.2176 | 8296.2856 | 8230.3878 | 8432.0444 | 0.01557% | 0 | 0 | 0 | 0 | 0 | 0 | 0 | 0 | 0 | 0 | 0 | 0 | 0 | 0 | 0 | 0 | 0 | 0 | 0 | 0 | 0 | 0 | 0 | 0
| ComBoilers_Cadmus | M_Input | EUIs based on PSE 2014 Commercial EUIs. Cost based on the DEER 2008 Cost Database for the measure gas boilers. EUL from Wisconsin February 2016 Technical Reference Manual for the measures "Boiler, 85-90% AFUE, NG" and "Boiler, ≥ 90% AFUE, NG", "Boiler, Hot Water, Condensing, ≥90% AFUE, ≥300 mbh" and "Boiler, Hot Water, Near Condensing, ≥85% AFUE, ≥300 mbh" | 2020 | NR and New | 2022 | 2022 | PSE | Commercial | Small Off | Gas | Per Building SqFt - Boiler < 300 kBtuh |  |  | Small Off Boiler < 300 kBtuh - Federal Standard 2022 Boiler - AFUE 84% |  | 0 | 20 | 0.071922 | 0 |  | 0 | 0 | 0 | 0 | 0 | 0 | 0 | 0.004795 |  | 0 | 0 | 0 | Heating | Boiler | Boiler Tune-up | Boiler LT 300 kBtuh AFUE 84% | CommVENT | 0.0141% | 27.79% | 27.79% | 5367.7993 | 1.1188 | 50% | 5% | 85% | 6.8% | 0.2% | 0.068777 | 0.000947 | 0.0069724 | 0 | 0.071922 | 0 | 0 | 0.0064651 | 0.078388 |  | 0 | 1.5192 | 0 | 01. ($9,999.000) to $0.028 | 1 | 1.5192 | 12. $1.50 to $999.00 | 0 | 0 | 0 | 0 | 0 | 0 | 0 | 0 | 0 | 0 | 0 | 0 | 0 | 0 | 0 | 0 | 0 | 0 | 0 | 0 | 0 | 0 | 0 | 0 | 0 | 0 | 0 | 0 | 0 | 0 | 0 | 0 | 0 | 0 | 0 | 0 | 0 | 0 | 0 | 0 | 0 | 0 | 0 | 0 | 0 | 0 | 0 | 0 | 0 | 0 | 0 | 0 | 0 | 0 | 0 | 0 | 0 | 0 | 0 | 0 | 0 | 0 | 0 | 0 | 0 | 0 | 0 | 0 | 0 | 0 | 0 | 0 | 0 | 0 | 45310.4034 | 97673.9413 | 135994.7453 | 161117.8416 | 194550.1315 | 226892.5422 | 253049.9166 | 282061.1747 | 302829.2009 | 322001.4538 | 324141.0656 | 337241.4441 | 340456.0019 | 348232.6322 | 347614.9788 | 355142.603 | 350539.52 | 356253.6388 | 353423.8958 | 362083.302 | 217.2653 | 468.3507 | 652.1006 | 772.567 | 932.8762 | 1087.9595 | 1213.3852 | 1352.4954 | 1452.079 | 1544.0108 | 1554.2703 | 1617.0872 | 1632.5011 | 1669.7904 | 1666.8287 | 1702.924 | 1680.852 | 1708.2515 | 1694.6827 | 1736.2049 | 26356.4824 | 217.2653 | 685.6161 | 1337.7167 | 2110.2836 | 3043.1598 | 4131.1193 | 5344.5045 | 6696.9999 | 8149.0789 | 9693.0897 | 11247.3599 | 12864.4471 | 14496.9482 | 16166.7386 | 17833.5673 | 19536.4913 | 21217.3433 | 22925.5948 | 24620.2775 | 26356.4824 | 0 | 0 | 0 | 0 | 0 | 0 | 0 | 0 | 0 | 0 | 0 | 0 | 0 | 0 | 0 | 0 | 0 | 0 | 0 | 0 | 0 | 0 | 0 | 0 | 0 | 0 | 0 | 0 | 0 | 0 | 0 | 0 | 0 | 0 | 0 | 0 | 0 | 0 | 0 | 0 | 0 | 0 | 0 | 0 | 0 | 0 | 0 | 0 | 0 | 3551.7707 | 7656.4192 | 10660.2925 | 12629.63 | 15250.3047 | 17785.5465 | 19835.9585 | 22110.0794 | 23738.0338 | 25240.8994 | 25408.6183 | 26435.5246 | 26687.5059 | 27297.0967 | 27248.6804 | 27838.7523 | 27477.928 | 27925.8436 | 27704.0271 | 28382.8165 | 0.01557% | 0 | 0 | 0 | 0 | 0 | 0 | 0 | 0 | 0 | 0 | 0 | 0 | 0 | 0 | 0 | 0 | 0 | 0 | 0 | 0 | 0 | 0 | 0 | 0
| ComBoilers_Cadmus | M_Input | EUIs based on PSE 2014 Commercial EUIs. Cost based on the DEER 2008 Cost Database for the measure gas boilers. EUL from Wisconsin February 2016 Technical Reference Manual for the measures "Boiler, 85-90% AFUE, NG" and "Boiler, ≥ 90% AFUE, NG", "Boiler, Hot Water, Condensing, ≥90% AFUE, ≥300 mbh" and "Boiler, Hot Water, Near Condensing, ≥85% AFUE, ≥300 mbh" | 2020 | NR and New | 2022 | 2022 | PSE | Commercial | XLarge Ret | Gas | Per Building SqFt - Boiler < 300 kBtuh |  |  | XLarge Ret Boiler < 300 kBtuh - Federal Standard 2022 Boiler - AFUE 84% |  | 0 | 20 | 0.093601 | 0 |  | 0 | 0 | 0 | 0 | 0 | 0 | 0 | 0.0015449 |  | 0 | 0 | 0 | Heating | Boiler | Boiler Tune-up | Boiler LT 300 kBtuh AFUE 84% | CommVENT | 0.0141% | 8.591% | 8.591% | 290598.2323 | 1.0366 | 0% | 5% | 85% | 6.8% | 0.2% | 0.02216 | 0.00030511 | 0.0022465 | 0 | 0.093601 | 0 | 0 | 0.016169 | 0.10977 |  | 0 | 6.6029 | 0 | 01. ($9,999.000) to $0.028 | 1 | 6.6029 | 12. $1.50 to $999.00 | 0 | 0 | 0 | 0 | 0 | 0 | 0 | 0 | 0 | 0 | 0 | 0 | 0 | 0 | 0 | 0 | 0 | 0 | 0 | 0 | 0 | 0 | 0 | 0 | 0 | 0 | 0 | 0 | 0 | 0 | 0 | 0 | 0 | 0 | 0 | 0 | 0 | 0 | 0 | 0 | 0 | 0 | 0 | 0 | 0 | 0 | 0 | 0 | 0 | 0 | 0 | 0 | 0 | 0 | 0 | 0 | 0 | 0 | 0 | 0 | 0 | 0 | 0 | 0 | 0 | 0 | 0 | 0 | 0 | 0 | 0 | 0 | 0 | 0 | 0 | 0 | 0 | 0 | 0 | 0 | 0 | 0 | 0 | 0 | 0 | 0 | 0 | 0 | 0 | 0 | 0 | 0 | 0 | 0 | 0 | 0 | 0 | 0 | 0 | 0 | 0 | 0 | 0 | 0 | 0 | 0 | 0 | 0 | 0 | 0 | 0 | 0 | 0 | 0 | 0 | 0 | 0 | 0 | 0 | 0 | 0 | 0 | 0 | 0 | 0 | 0 | 0 | 0 | 0 | 0 | 0 | 0 | 0 | 0 | 0 | 0 | 0 | 0 | 0 | 0 | 0 | 0 | 0 | 0 | 0 | 0 | 0 | 0 | 0 | 0 | 0 | 0 | 0 | 0 | 0 | 0 | 0 | 0 | 0 | 0 | 0 | 0 | 0 | 0 | 0 | 0 | 0 | 0 | 0 | 0 | 0 | 0 | 0 | 0 | 0 | 0 | 0 | 0 | 0 | 0 | 0 | 0 | 0 | 0 | 0 | 0 | 0 | 0 | 0 | 0 | 0 | 0 | 0 | 0 | 0 | 0 | 0 | 0 | 0 | 0 | 0 | 0 | 0 | 0 | 0.01557% | 0 | 0 | 0 | 0 | 0 | 0 | 0 | 0 | 0 | 0 | 0 | 0 | 0 | 0 | 0 | 0 | 0 | 0 | 0 | 0 | 0 | 0 | 0 | 0
| ComBoilers_Cadmus | M_Input | EUIs based on PSE 2014 Commercial EUIs. Cost based on the DEER 2008 Cost Database for the measure gas boilers. EUL from Wisconsin February 2016 Technical Reference Manual for the measures "Boiler, 85-90% AFUE, NG" and "Boiler, ≥ 90% AFUE, NG", "Boiler, Hot Water, Condensing, ≥90% AFUE, ≥300 mbh" and "Boiler, Hot Water, Near Condensing, ≥85% AFUE, ≥300 mbh" | 2020 | NR and New | 2022 | 2022 | PSE | Commercial | Large Ret | Gas | Per Building SqFt - Boiler < 300 kBtuh |  |  | Large Ret Boiler < 300 kBtuh - Federal Standard 2022 Boiler - AFUE 84% |  | 0 | 20 | 0.093601 | 0 |  | 0 | 0 | 0 | 0 | 0 | 0 | 0 | 0.0015449 |  | 0 | 0 | 0 | Heating | Boiler | Boiler Tune-up | Boiler LT 300 kBtuh AFUE 84% | CommVENT | 0.0141% | 8.591% | 8.591% | 92309.7684 | 0.97759 | 0% | 5% | 85% | 6.8% | 0.2% | 0.02216 | 0.00030511 | 0.0022465 | 0 | 0.093601 | 0 | 0 | 0.016169 | 0.10977 |  | 0 | 6.6029 | 0 | 01. ($9,999.000) to $0.028 | 1 | 6.6029 | 12. $1.50 to $999.00 | 0 | 0 | 0 | 0 | 0 | 0 | 0 | 0 | 0 | 0 | 0 | 0 | 0 | 0 | 0 | 0 | 0 | 0 | 0 | 0 | 0 | 0 | 0 | 0 | 0 | 0 | 0 | 0 | 0 | 0 | 0 | 0 | 0 | 0 | 0 | 0 | 0 | 0 | 0 | 0 | 0 | 0 | 0 | 0 | 0 | 0 | 0 | 0 | 0 | 0 | 0 | 0 | 0 | 0 | 0 | 0 | 0 | 0 | 0 | 0 | 0 | 0 | 0 | 0 | 0 | 0 | 0 | 0 | 0 | 0 | 0 | 0 | 0 | 0 | 0 | 0 | 0 | 0 | 0 | 0 | 0 | 0 | 0 | 0 | 0 | 0 | 0 | 0 | 0 | 0 | 0 | 0 | 0 | 0 | 0 | 0 | 0 | 0 | 0 | 0 | 0 | 0 | 0 | 0 | 0 | 0 | 0 | 0 | 0 | 0 | 0 | 0 | 0 | 0 | 0 | 0 | 0 | 0 | 0 | 0 | 0 | 0 | 0 | 0 | 0 | 0 | 0 | 0 | 0 | 0 | 0 | 0 | 0 | 0 | 0 | 0 | 0 | 0 | 0 | 0 | 0 | 0 | 0 | 0 | 0 | 0 | 0 | 0 | 0 | 0 | 0 | 0 | 0 | 0 | 0 | 0 | 0 | 0 | 0 | 0 | 0 | 0 | 0 | 0 | 0 | 0 | 0 | 0 | 0 | 0 | 0 | 0 | 0 | 0 | 0 | 0 | 0 | 0 | 0 | 0 | 0 | 0 | 0 | 0 | 0 | 0 | 0 | 0 | 0 | 0 | 0 | 0 | 0 | 0 | 0 | 0 | 0 | 0 | 0 | 0 | 0 | 0 | 0 | 0 | 0.01557% | 0 | 0 | 0 | 0 | 0 | 0 | 0 | 0 | 0 | 0 | 0 | 0 | 0 | 0 | 0 | 0 | 0 | 0 | 0 | 0 | 0 | 0 | 0 | 0
| ComBoilers_Cadmus | M_Input | EUIs based on PSE 2014 Commercial EUIs. Cost based on the DEER 2008 Cost Database for the measure gas boilers. EUL from Wisconsin February 2016 Technical Reference Manual for the measures "Boiler, 85-90% AFUE, NG" and "Boiler, ≥ 90% AFUE, NG", "Boiler, Hot Water, Condensing, ≥90% AFUE, ≥300 mbh" and "Boiler, Hot Water, Near Condensing, ≥85% AFUE, ≥300 mbh" | 2020 | NR and New | 2022 | 2022 | PSE | Commercial | Medium Ret | Gas | Per Building SqFt - Boiler < 300 kBtuh |  |  | Medium Ret Boiler < 300 kBtuh - Federal Standard 2022 Boiler - AFUE 84% |  | 0 | 20 | 0.093601 | 0 |  | 0 | 0 | 0 | 0 | 0 | 0 | 0 | 0.0015449 |  | 0 | 0 | 0 | Heating | Boiler | Boiler Tune-up | Boiler LT 300 kBtuh AFUE 84% | CommVENT | 0.0141% | 8.591% | 8.591% | 13686.0977 | 1.0265 | 30.27% | 5% | 85% | 6.8% | 0.2% | 0.02216 | 0.00030511 | 0.0022465 | 0 | 0.093601 | 0 | 0 | 0.016169 | 0.10977 |  | 0 | 6.6029 | 0 | 01. ($9,999.000) to $0.028 | 1 | 6.6029 | 12. $1.50 to $999.00 | 0 | 0 | 0 | 0 | 0 | 0 | 0 | 0 | 0 | 0 | 0 | 0 | 0 | 0 | 0 | 0 | 0 | 0 | 0 | 0 | 0 | 0 | 0 | 0 | 0 | 0 | 0 | 0 | 0 | 0 | 0 | 0 | 0 | 0 | 0 | 0 | 0 | 0 | 0 | 0 | 0 | 0 | 0 | 0 | 0 | 0 | 0 | 0 | 0 | 0 | 0 | 0 | 0 | 0 | 0 | 0 | 0 | 0 | 0 | 0 | 0 | 0 | 0 | 0 | 0 | 0 | 0 | 0 | 0 | 0 | 0 | 0 | 0 | 0 | 8983.8079 | 19312.4093 | 26893.7919 | 31892.1345 | 38479.697 | 44819.7943 | 49917.6498 | 55537.0516 | 59533.2759 | 63201.8976 | 63553.0346 | 66020.4988 | 66563.0528 | 67985.3917 | 67775.7154 | 69143.5959 | 68155.3592 | 69169.2039 | 68526.3847 | 70112.9939 | 13.8793 | 29.8362 | 41.5489 | 49.271 | 59.4483 | 69.2432 | 77.119 | 85.8006 | 91.9745 | 97.6422 | 98.1847 | 101.9967 | 102.8349 | 105.0323 | 104.7084 | 106.8217 | 105.2949 | 106.8612 | 105.8681 | 108.3193 | 1661.6856 | 13.8793 | 43.7155 | 85.2644 | 134.5354 | 193.9837 | 263.2269 | 340.3459 | 426.1465 | 518.121 | 615.7632 | 713.9479 | 815.9446 | 918.7795 | 1023.8119 | 1128.5203 | 1235.342 | 1340.6369 | 1447.4982 | 1553.3663 | 1661.6856 | 0 | 0 | 0 | 0 | 0 | 0 | 0 | 0 | 0 | 0 | 0 | 0 | 0 | 0 | 0 | 0 | 0 | 0 | 0 | 0 | 0 | 0 | 0 | 0 | 0 | 0 | 0 | 0 | 0 | 0 | 0 | 0 | 0 | 0 | 0 | 0 | 0 | 0 | 0 | 0 | 0 | 0 | 0 | 0 | 0 | 0 | 0 | 0 | 0 | 986.1451 | 2119.9071 | 2952.1092 | 3500.7731 | 4223.8844 | 4919.8316 | 5479.419 | 6096.2561 | 6534.9183 | 6937.6198 | 6976.1639 | 7247.0154 | 7306.5711 | 7462.7 | 7439.684 | 7589.8351 | 7481.3572 | 7592.6461 | 7522.0844 | 7696.2451 | 0.01557% | 0 | 0 | 0 | 0 | 0 | 0 | 0 | 0 | 0 | 0 | 0 | 0 | 0 | 0 | 0 | 0 | 0 | 0 | 0 | 0 | 0 | 0 | 0 | 0
| ComBoilers_Cadmus | M_Input | EUIs based on PSE 2014 Commercial EUIs. Cost based on the DEER 2008 Cost Database for the measure gas boilers. EUL from Wisconsin February 2016 Technical Reference Manual for the measures "Boiler, 85-90% AFUE, NG" and "Boiler, ≥ 90% AFUE, NG", "Boiler, Hot Water, Condensing, ≥90% AFUE, ≥300 mbh" and "Boiler, Hot Water, Near Condensing, ≥85% AFUE, ≥300 mbh" | 2020 | NR and New | 2022 | 2022 | PSE | Commercial | Small Ret | Gas | Per Building SqFt - Boiler < 300 kBtuh |  |  | Small Ret Boiler < 300 kBtuh - Federal Standard 2022 Boiler - AFUE 84% |  | 0 | 20 | 0.093601 | 0 |  | 0 | 0 | 0 | 0 | 0 | 0 | 0 | 0.0015449 |  | 0 | 0 | 0 | Heating | Boiler | Boiler Tune-up | Boiler LT 300 kBtuh AFUE 84% | CommVENT | 0.0141% | 8.591% | 8.591% | 2334.2902 | 1.0756 | 40.17% | 5% | 85% | 6.8% | 0.2% | 0.02216 | 0.00030511 | 0.0022465 | 0 | 0.093601 | 0 | 0 | 0.016169 | 0.10977 |  | 0 | 6.6029 | 0 | 01. ($9,999.000) to $0.028 | 1 | 6.6029 | 12. $1.50 to $999.00 | 0 | 0 | 0 | 0 | 0 | 0 | 0 | 0 | 0 | 0 | 0 | 0 | 0 | 0 | 0 | 0 | 0 | 0 | 0 | 0 | 0 | 0 | 0 | 0 | 0 | 0 | 0 | 0 | 0 | 0 | 0 | 0 | 0 | 0 | 0 | 0 | 0 | 0 | 0 | 0 | 0 | 0 | 0 | 0 | 0 | 0 | 0 | 0 | 0 | 0 | 0 | 0 | 0 | 0 | 0 | 0 | 0 | 0 | 0 | 0 | 0 | 0 | 0 | 0 | 0 | 0 | 0 | 0 | 0 | 0 | 0 | 0 | 0 | 0 | 2552.6047 | 5487.311 | 7641.4391 | 9061.6379 | 10933.388 | 12734.8248 | 14183.2986 | 15779.9613 | 16915.4243 | 17957.8042 | 18057.5742 | 18758.6645 | 18912.8225 | 19316.9573 | 19257.3811 | 19646.0424 | 19365.2508 | 19653.3185 | 19470.6717 | 19921.4813 | 3.9436 | 8.4775 | 11.8055 | 13.9996 | 16.8913 | 19.6744 | 21.9121 | 24.3789 | 26.1331 | 27.7435 | 27.8976 | 28.9807 | 29.2189 | 29.8433 | 29.7512 | 30.3517 | 29.9179 | 30.3629 | 30.0807 | 30.7772 | 472.1413 | 3.9436 | 12.4211 | 24.2265 | 38.2261 | 55.1173 | 74.7917 | 96.7038 | 121.0827 | 147.2158 | 174.9592 | 202.8568 | 231.8376 | 261.0565 | 290.8997 | 320.6509 | 351.0026 | 380.9205 | 411.2834 | 441.3641 | 472.1413 | 0 | 0 | 0 | 0 | 0 | 0 | 0 | 0 | 0 | 0 | 0 | 0 | 0 | 0 | 0 | 0 | 0 | 0 | 0 | 0 | 0 | 0 | 0 | 0 | 0 | 0 | 0 | 0 | 0 | 0 | 0 | 0 | 0 | 0 | 0 | 0 | 0 | 0 | 0 | 0 | 0 | 0 | 0 | 0 | 0 | 0 | 0 | 0 | 0 | 280.1973 | 602.3376 | 838.7944 | 994.6885 | 1200.1489 | 1397.8911 | 1556.8889 | 1732.1533 | 1856.7921 | 1971.2133 | 1982.1649 | 2059.123 | 2076.0448 | 2120.4064 | 2113.8667 | 2156.5298 | 2125.7075 | 2157.3285 | 2137.2795 | 2186.7645 | 0.01557% | 0 | 0 | 0 | 0 | 0 | 0 | 0 | 0 | 0 | 0 | 0 | 0 | 0 | 0 | 0 | 0 | 0 | 0 | 0 | 0 | 0 | 0 | 0 | 0
| ComBoilers_Cadmus | M_Input | EUIs based on PSE 2014 Commercial EUIs. Cost based on the DEER 2008 Cost Database for the measure gas boilers. EUL from Wisconsin February 2016 Technical Reference Manual for the measures "Boiler, 85-90% AFUE, NG" and "Boiler, ≥ 90% AFUE, NG", "Boiler, Hot Water, Condensing, ≥90% AFUE, ≥300 mbh" and "Boiler, Hot Water, Near Condensing, ≥85% AFUE, ≥300 mbh" | 2020 | NR and New | 2022 | 2022 | PSE | Commercial | School K-12 | Gas | Per Building SqFt - Boiler < 300 kBtuh |  |  | School K-12 Boiler < 300 kBtuh - Federal Standard 2022 Boiler - AFUE 84% |  | 0 | 20 | 0.1134 | 0 |  | 0 | 0 | 0 | 0 | 0 | 0 | 0 | 0.0025271 |  | 0 | 0 | 0 | Heating | Boiler | Boiler Tune-up | Boiler LT 300 kBtuh AFUE 84% | CommVENT | 0.0141% | 74.6% | 74.6% | 38253.3394 | 1.0466 | 1.008% | 5% | 85% | 6.8% | 0.2% | 0.036248 | 0.00049909 | 0.0036747 | 0 | 0.1134 | 0 | 0 | 0.018506 | 0.1319 |  | 0 | 4.8505 | 0 | 01. ($9,999.000) to $0.028 | 1 | 4.8505 | 12. $1.50 to $999.00 | 0 | 0 | 0 | 0 | 0 | 0 | 0 | 0 | 0 | 0 | 0 | 0 | 0 | 0 | 0 | 0 | 0 | 0 | 0 | 0 | 0 | 0 | 0 | 0 | 0 | 0 | 0 | 0 | 0 | 0 | 0 | 0 | 0 | 0 | 0 | 0 | 0 | 0 | 0 | 0 | 0 | 0 | 0 | 0 | 0 | 0 | 0 | 0 | 0 | 0 | 0 | 0 | 0 | 0 | 0 | 0 | 0 | 0 | 0 | 0 | 0 | 0 | 0 | 0 | 0 | 0 | 0 | 0 | 0 | 0 | 0 | 0 | 0 | 0 | 3282.7313 | 7087.6672 | 9867.1361 | 11683.0956 | 14113.2999 | 16471.131 | 18384.24 | 20513.5632 | 22043.3235 | 23459.9128 | 23629.8732 | 24606.1116 | 24858.7119 | 25447.1692 | 25420.6518 | 25992.2885 | 25674.7551 | 26114.014 | 25926.377 | 26581.5057 | 8.2959 | 17.9114 | 24.9355 | 29.5246 | 35.6661 | 41.6246 | 46.4593 | 51.8403 | 55.7062 | 59.2861 | 59.7157 | 62.1827 | 62.8211 | 64.3082 | 64.2412 | 65.6858 | 64.8833 | 65.9934 | 65.5192 | 67.1748 | 1013.7755 | 8.2959 | 26.2073 | 51.1428 | 80.6674 | 116.3335 | 157.9581 | 204.4174 | 256.2578 | 311.964 | 371.2501 | 430.9658 | 493.1485 | 555.9696 | 620.2778 | 684.519 | 750.2047 | 815.0881 | 881.0815 | 946.6007 | 1013.7755 | 0 | 0 | 0 | 0 | 0 | 0 | 0 | 0 | 0 | 0 | 0 | 0 | 0 | 0 | 0 | 0 | 0 | 0 | 0 | 0 | 0 | 0 | 0 | 0 | 0 | 0 | 0 | 0 | 0 | 0 | 0 | 0 | 0 | 0 | 0 | 0 | 0 | 0 | 0 | 0 | 0 | 0 | 0 | 0 | 0 | 0 | 0 | 0 | 0 | 433.0055 | 934.892 | 1301.5152 | 1541.0476 | 1861.6013 | 2172.6088 | 2424.9556 | 2705.8219 | 2907.6035 | 3094.4574 | 3116.8758 | 3245.6456 | 3278.9646 | 3356.5845 | 3353.0868 | 3428.488 | 3386.604 | 3444.5441 | 3419.794 | 3506.2081 | 0.01557% | 0 | 0 | 0 | 0 | 0 | 0 | 0 | 0 | 0 | 0 | 0 | 0 | 0 | 0 | 0 | 0 | 0 | 0 | 0 | 0 | 0 | 0 | 0 | 0
| ComBoilers_Cadmus | M_Input | EUIs based on PSE 2014 Commercial EUIs. Cost based on the DEER 2008 Cost Database for the measure gas boilers. EUL from Wisconsin February 2016 Technical Reference Manual for the measures "Boiler, 85-90% AFUE, NG" and "Boiler, ≥ 90% AFUE, NG", "Boiler, Hot Water, Condensing, ≥90% AFUE, ≥300 mbh" and "Boiler, Hot Water, Near Condensing, ≥85% AFUE, ≥300 mbh" | 2020 | NR and New | 2022 | 2022 | PSE | Commercial | University | Gas | Per Building SqFt - Boiler < 300 kBtuh |  |  | University Boiler < 300 kBtuh - Federal Standard 2022 Boiler - AFUE 84% |  | 0 | 20 | 0.1134 | 0 |  | 0 | 0 | 0 | 0 | 0 | 0 | 0 | 0.0050543 |  | 0 | 0 | 0 | Heating | Boiler | Boiler Tune-up | Boiler LT 300 kBtuh AFUE 84% | CommVENT | 0.0141% | 74.6% | 74.6% | 131012.9885 | 1.0798 | 0% | 5% | 85% | 6.8% | 0.2% | 0.072495 | 0.00099819 | 0.0073493 | 0 | 0.1134 | 0 | 0 | 0.014332 | 0.12773 |  | 0 | 2.3485 | 0 | 01. ($9,999.000) to $0.028 | 1 | 2.3485 | 12. $1.50 to $999.00 | 0 | 0 | 0 | 0 | 0 | 0 | 0 | 0 | 0 | 0 | 0 | 0 | 0 | 0 | 0 | 0 | 0 | 0 | 0 | 0 | 0 | 0 | 0 | 0 | 0 | 0 | 0 | 0 | 0 | 0 | 0 | 0 | 0 | 0 | 0 | 0 | 0 | 0 | 0 | 0 | 0 | 0 | 0 | 0 | 0 | 0 | 0 | 0 | 0 | 0 | 0 | 0 | 0 | 0 | 0 | 0 | 0 | 0 | 0 | 0 | 0 | 0 | 0 | 0 | 0 | 0 | 0 | 0 | 0 | 0 | 0 | 0 | 0 | 0 | 0 | 0 | 0 | 0 | 0 | 0 | 0 | 0 | 0 | 0 | 0 | 0 | 0 | 0 | 0 | 0 | 0 | 0 | 0 | 0 | 0 | 0 | 0 | 0 | 0 | 0 | 0 | 0 | 0 | 0 | 0 | 0 | 0 | 0 | 0 | 0 | 0 | 0 | 0 | 0 | 0 | 0 | 0 | 0 | 0 | 0 | 0 | 0 | 0 | 0 | 0 | 0 | 0 | 0 | 0 | 0 | 0 | 0 | 0 | 0 | 0 | 0 | 0 | 0 | 0 | 0 | 0 | 0 | 0 | 0 | 0 | 0 | 0 | 0 | 0 | 0 | 0 | 0 | 0 | 0 | 0 | 0 | 0 | 0 | 0 | 0 | 0 | 0 | 0 | 0 | 0 | 0 | 0 | 0 | 0 | 0 | 0 | 0 | 0 | 0 | 0 | 0 | 0 | 0 | 0 | 0 | 0 | 0 | 0 | 0 | 0 | 0 | 0 | 0 | 0 | 0 | 0 | 0 | 0 | 0 | 0 | 0 | 0 | 0 | 0 | 0 | 0 | 0 | 0 | 0 | 0.01557% | 0 | 0 | 0 | 0 | 0 | 0 | 0 | 0 | 0 | 0 | 0 | 0 | 0 | 0 | 0 | 0 | 0 | 0 | 0 | 0 | 0 | 0 | 0 | 0
| ComBoilers_Cadmus | M_Input | EUIs based on PSE 2014 Commercial EUIs. Cost based on the DEER 2008 Cost Database for the measure gas boilers. EUL from Wisconsin February 2016 Technical Reference Manual for the measures "Boiler, 85-90% AFUE, NG" and "Boiler, ≥ 90% AFUE, NG", "Boiler, Hot Water, Condensing, ≥90% AFUE, ≥300 mbh" and "Boiler, Hot Water, Near Condensing, ≥85% AFUE, ≥300 mbh" | 2020 | NR and New | 2022 | 2022 | PSE | Commercial | Warehouse | Gas | Per Building SqFt - Boiler < 300 kBtuh |  |  | Warehouse Boiler < 300 kBtuh - Federal Standard 2022 Boiler - AFUE 84% |  | 0 | 20 | 0.093601 | 0 |  | 0 | 0 | 0 | 0 | 0 | 0 | 0 | 0.00187 |  | 0 | 0 | 0 | Heating | Boiler | Boiler Tune-up | Boiler LT 300 kBtuh AFUE 84% | CommVENT | 0.0141% | 1.122% | 1.122% | 32743.3403 | 0.95423 | 41.66% | 5% | 85% | 6.8% | 0.2% | 0.026822 | 0.00036931 | 0.0027191 | 0 | 0.093601 | 0 | 0 | 0.015632 | 0.10923 |  | 0 | 5.4285 | 0 | 01. ($9,999.000) to $0.028 | 1 | 5.4285 | 12. $1.50 to $999.00 | 0 | 0 | 0 | 0 | 0 | 0 | 0 | 0 | 0 | 0 | 0 | 0 | 0 | 0 | 0 | 0 | 0 | 0 | 0 | 0 | 0 | 0 | 0 | 0 | 0 | 0 | 0 | 0 | 0 | 0 | 0 | 0 | 0 | 0 | 0 | 0 | 0 | 0 | 0 | 0 | 0 | 0 | 0 | 0 | 0 | 0 | 0 | 0 | 0 | 0 | 0 | 0 | 0 | 0 | 0 | 0 | 0 | 0 | 0 | 0 | 0 | 0 | 0 | 0 | 0 | 0 | 0 | 0 | 0 | 0 | 0 | 0 | 0 | 0 | 4325.5342 | 9296.6446 | 12946.3068 | 15353.4532 | 18523.7067 | 21573.6942 | 24025.004 | 26725.8693 | 28645.6069 | 30407.222 | 30573.6416 | 31757.0344 | 32014.8684 | 32695.4376 | 32591.3713 | 33245.5566 | 32767.0623 | 33251.0029 | 32938.6144 | 33697.9468 | 8.0886 | 17.3844 | 24.2092 | 28.7104 | 34.6387 | 40.3421 | 44.926 | 49.9765 | 53.5663 | 56.8605 | 57.1717 | 59.3846 | 59.8667 | 61.1394 | 60.9448 | 62.1681 | 61.2733 | 62.1783 | 61.5941 | 63.014 | 967.4377 | 8.0886 | 25.473 | 49.6822 | 78.3926 | 113.0313 | 153.3734 | 198.2994 | 248.2759 | 301.8422 | 358.7027 | 415.8744 | 475.259 | 535.1257 | 596.2651 | 657.2099 | 719.3779 | 780.6512 | 842.8295 | 904.4236 | 967.4377 | 0 | 0 | 0 | 0 | 0 | 0 | 0 | 0 | 0 | 0 | 0 | 0 | 0 | 0 | 0 | 0 | 0 | 0 | 0 | 0 | 0 | 0 | 0 | 0 | 0 | 0 | 0 | 0 | 0 | 0 | 0 | 0 | 0 | 0 | 0 | 0 | 0 | 0 | 0 | 0 | 0 | 0 | 0 | 0 | 0 | 0 | 0 | 0 | 0 | 472.4882 | 1015.4942 | 1414.1553 | 1677.0936 | 2023.3878 | 2356.545 | 2624.3073 | 2919.3291 | 3129.0266 | 3321.4519 | 3339.6303 | 3468.895 | 3497.0589 | 3571.399 | 3560.0316 | 3631.4898 | 3579.2228 | 3632.0847 | 3597.9618 | 3680.9054 | 0.01557% | 0 | 0 | 0 | 0 | 0 | 0 | 0 | 0 | 0 | 0 | 0 | 0 | 0 | 0 | 0 | 0 | 0 | 0 | 0 | 0 | 0 | 0 | 0 | 0
| ComBoilers_Cadmus | M_Input | EUIs based on PSE 2014 Commercial EUIs. Cost based on the DEER 2008 Cost Database for the measure gas boilers. EUL from Wisconsin February 2016 Technical Reference Manual for the measures "Boiler, 85-90% AFUE, NG" and "Boiler, ≥ 90% AFUE, NG", "Boiler, Hot Water, Condensing, ≥90% AFUE, ≥300 mbh" and "Boiler, Hot Water, Near Condensing, ≥85% AFUE, ≥300 mbh" | 2020 | NR and New | 2022 | 2022 | PSE | Commercial | Supermarket | Gas | Per Building SqFt - Boiler < 300 kBtuh |  |  | Supermarket Boiler < 300 kBtuh - Federal Standard 2022 Boiler - AFUE 84% |  | 0 | 20 | 0.093601 | 0 |  | 0 | 0 | 0 | 0 | 0 | 0 | 0 | 0.0051349 |  | 0 | 0 | 0 | Heating | Boiler | Boiler Tune-up | Boiler LT 300 kBtuh AFUE 84% | CommVENT | 0.0141% | 0.7407% | 0.7407% | 46001.1926 | 0.92495 | 0% | 5% | 85% | 6.8% | 0.2% | 0.073653 | 0.0010141 | 0.0074667 | 0 | 0.093601 | 0 | 0 | 0.010239 | 0.10384 |  | 0 | 1.8793 | 0 | 01. ($9,999.000) to $0.028 | 1 | 1.8793 | 12. $1.50 to $999.00 | 0 | 0 | 0 | 0 | 0 | 0 | 0 | 0 | 0 | 0 | 0 | 0 | 0 | 0 | 0 | 0 | 0 | 0 | 0 | 0 | 0 | 0 | 0 | 0 | 0 | 0 | 0 | 0 | 0 | 0 | 0 | 0 | 0 | 0 | 0 | 0 | 0 | 0 | 0 | 0 | 0 | 0 | 0 | 0 | 0 | 0 | 0 | 0 | 0 | 0 | 0 | 0 | 0 | 0 | 0 | 0 | 0 | 0 | 0 | 0 | 0 | 0 | 0 | 0 | 0 | 0 | 0 | 0 | 0 | 0 | 0 | 0 | 0 | 0 | 0 | 0 | 0 | 0 | 0 | 0 | 0 | 0 | 0 | 0 | 0 | 0 | 0 | 0 | 0 | 0 | 0 | 0 | 0 | 0 | 0 | 0 | 0 | 0 | 0 | 0 | 0 | 0 | 0 | 0 | 0 | 0 | 0 | 0 | 0 | 0 | 0 | 0 | 0 | 0 | 0 | 0 | 0 | 0 | 0 | 0 | 0 | 0 | 0 | 0 | 0 | 0 | 0 | 0 | 0 | 0 | 0 | 0 | 0 | 0 | 0 | 0 | 0 | 0 | 0 | 0 | 0 | 0 | 0 | 0 | 0 | 0 | 0 | 0 | 0 | 0 | 0 | 0 | 0 | 0 | 0 | 0 | 0 | 0 | 0 | 0 | 0 | 0 | 0 | 0 | 0 | 0 | 0 | 0 | 0 | 0 | 0 | 0 | 0 | 0 | 0 | 0 | 0 | 0 | 0 | 0 | 0 | 0 | 0 | 0 | 0 | 0 | 0 | 0 | 0 | 0 | 0 | 0 | 0 | 0 | 0 | 0 | 0 | 0 | 0 | 0 | 0 | 0 | 0 | 0 | 0.01557% | 0 | 0 | 0 | 0 | 0 | 0 | 0 | 0 | 0 | 0 | 0 | 0 | 0 | 0 | 0 | 0 | 0 | 0 | 0 | 0 | 0 | 0 | 0 | 0
| ComBoilers_Cadmus | M_Input | EUIs based on PSE 2014 Commercial EUIs. Cost based on the DEER 2008 Cost Database for the measure gas boilers. EUL from Wisconsin February 2016 Technical Reference Manual for the measures "Boiler, 85-90% AFUE, NG" and "Boiler, ≥ 90% AFUE, NG", "Boiler, Hot Water, Condensing, ≥90% AFUE, ≥300 mbh" and "Boiler, Hot Water, Near Condensing, ≥85% AFUE, ≥300 mbh" | 2020 | NR and New | 2022 | 2022 | PSE | Commercial | MiniMart | Gas | Per Building SqFt - Boiler < 300 kBtuh |  |  | MiniMart Boiler < 300 kBtuh - Federal Standard 2022 Boiler - AFUE 84% |  | 0 | 20 | 0.093601 | 0 |  | 0 | 0 | 0 | 0 | 0 | 0 | 0 | 0.0051349 |  | 0 | 0 | 0 | Heating | Boiler | Boiler Tune-up | Boiler LT 300 kBtuh AFUE 84% | CommVENT | 0.0141% | 0.7407% | 0.7407% | 2270.6714 | 1.0732 | 0% | 5% | 85% | 6.8% | 0.2% | 0.073653 | 0.0010141 | 0.0074667 | 0 | 0.093601 | 0 | 0 | 0.010239 | 0.10384 |  | 0 | 1.8793 | 0 | 01. ($9,999.000) to $0.028 | 1 | 1.8793 | 12. $1.50 to $999.00 | 0 | 0 | 0 | 0 | 0 | 0 | 0 | 0 | 0 | 0 | 0 | 0 | 0 | 0 | 0 | 0 | 0 | 0 | 0 | 0 | 0 | 0 | 0 | 0 | 0 | 0 | 0 | 0 | 0 | 0 | 0 | 0 | 0 | 0 | 0 | 0 | 0 | 0 | 0 | 0 | 0 | 0 | 0 | 0 | 0 | 0 | 0 | 0 | 0 | 0 | 0 | 0 | 0 | 0 | 0 | 0 | 0 | 0 | 0 | 0 | 0 | 0 | 0 | 0 | 0 | 0 | 0 | 0 | 0 | 0 | 0 | 0 | 0 | 0 | 0 | 0 | 0 | 0 | 0 | 0 | 0 | 0 | 0 | 0 | 0 | 0 | 0 | 0 | 0 | 0 | 0 | 0 | 0 | 0 | 0 | 0 | 0 | 0 | 0 | 0 | 0 | 0 | 0 | 0 | 0 | 0 | 0 | 0 | 0 | 0 | 0 | 0 | 0 | 0 | 0 | 0 | 0 | 0 | 0 | 0 | 0 | 0 | 0 | 0 | 0 | 0 | 0 | 0 | 0 | 0 | 0 | 0 | 0 | 0 | 0 | 0 | 0 | 0 | 0 | 0 | 0 | 0 | 0 | 0 | 0 | 0 | 0 | 0 | 0 | 0 | 0 | 0 | 0 | 0 | 0 | 0 | 0 | 0 | 0 | 0 | 0 | 0 | 0 | 0 | 0 | 0 | 0 | 0 | 0 | 0 | 0 | 0 | 0 | 0 | 0 | 0 | 0 | 0 | 0 | 0 | 0 | 0 | 0 | 0 | 0 | 0 | 0 | 0 | 0 | 0 | 0 | 0 | 0 | 0 | 0 | 0 | 0 | 0 | 0 | 0 | 0 | 0 | 0 | 0 | 0.01557% | 0 | 0 | 0 | 0 | 0 | 0 | 0 | 0 | 0 | 0 | 0 | 0 | 0 | 0 | 0 | 0 | 0 | 0 | 0 | 0 | 0 | 0 | 0 | 0
| ComBoilers_Cadmus | M_Input | EUIs based on PSE 2014 Commercial EUIs. Cost based on the DEER 2008 Cost Database for the measure gas boilers. EUL from Wisconsin February 2016 Technical Reference Manual for the measures "Boiler, 85-90% AFUE, NG" and "Boiler, ≥ 90% AFUE, NG", "Boiler, Hot Water, Condensing, ≥90% AFUE, ≥300 mbh" and "Boiler, Hot Water, Near Condensing, ≥85% AFUE, ≥300 mbh" | 2020 | NR and New | 2022 | 2022 | PSE | Commercial | Restaurant | Gas | Per Building SqFt - Boiler < 300 kBtuh |  |  | Restaurant Boiler < 300 kBtuh - Federal Standard 2022 Boiler - AFUE 84% |  | 0 | 20 | 0.093601 | 0 |  | 0 | 0 | 0 | 0 | 0 | 0 | 0 | 0.0009456 |  | 0 | 0 | 0 | Heating | Boiler | Boiler Tune-up | Boiler LT 300 kBtuh AFUE 84% | CommVENT | 0.0141% | 0% | 0% | 12127.7951 | 1.2469 | 50% | 5% | 85% | 6.8% | 0.2% | 0.013563 | 0.00018675 | 0.001375 | 0 | 0.093601 | 0 | 0 | 0.017158 | 0.11076 |  | 0 | 10.8851 | 0 | 01. ($9,999.000) to $0.028 | 1 | 10.8851 | 12. $1.50 to $999.00 | 0 | 0 | 0 | 0 | 0 | 0 | 0 | 0 | 0 | 0 | 0 | 0 | 0 | 0 | 0 | 0 | 0 | 0 | 0 | 0 | 0 | 0 | 0 | 0 | 0 | 0 | 0 | 0 | 0 | 0 | 0 | 0 | 0 | 0 | 0 | 0 | 0 | 0 | 0 | 0 | 0 | 0 | 0 | 0 | 0 | 0 | 0 | 0 | 0 | 0 | 0 | 0 | 0 | 0 | 0 | 0 | 0 | 0 | 0 | 0 | 0 | 0 | 0 | 0 | 0 | 0 | 0 | 0 | 0 | 0 | 0 | 0 | 0 | 0 | 0 | 0 | 0 | 0 | 0 | 0 | 0 | 0 | 0 | 0 | 0 | 0 | 0 | 0 | 0 | 0 | 0 | 0 | 0 | 0 | 0 | 0 | 0 | 0 | 0 | 0 | 0 | 0 | 0 | 0 | 0 | 0 | 0 | 0 | 0 | 0 | 0 | 0 | 0 | 0 | 0 | 0 | 0 | 0 | 0 | 0 | 0 | 0 | 0 | 0 | 0 | 0 | 0 | 0 | 0 | 0 | 0 | 0 | 0 | 0 | 0 | 0 | 0 | 0 | 0 | 0 | 0 | 0 | 0 | 0 | 0 | 0 | 0 | 0 | 0 | 0 | 0 | 0 | 0 | 0 | 0 | 0 | 0 | 0 | 0 | 0 | 0 | 0 | 0 | 0 | 0 | 0 | 0 | 0 | 0 | 0 | 0 | 0 | 0 | 0 | 0 | 0 | 0 | 0 | 0 | 0 | 0 | 0 | 0 | 0 | 0 | 0 | 0 | 0 | 0 | 0 | 0 | 0 | 0 | 0 | 0 | 0 | 0 | 0 | 0 | 0 | 0 | 0 | 0 | 0 | 0.01557% | 0 | 0 | 0 | 0 | 0 | 0 | 0 | 0 | 0 | 0 | 0 | 0 | 0 | 0 | 0 | 0 | 0 | 0 | 0 | 0 | 0 | 0 | 0 | 0
| ComBoilers_Cadmus | M_Input | EUIs based on PSE 2014 Commercial EUIs. Cost based on the DEER 2008 Cost Database for the measure gas boilers. EUL from Wisconsin February 2016 Technical Reference Manual for the measures "Boiler, 85-90% AFUE, NG" and "Boiler, ≥ 90% AFUE, NG", "Boiler, Hot Water, Condensing, ≥90% AFUE, ≥300 mbh" and "Boiler, Hot Water, Near Condensing, ≥85% AFUE, ≥300 mbh" | 2020 | NR and New | 2022 | 2022 | PSE | Commercial | Lodging | Gas | Per Building SqFt - Boiler < 300 kBtuh |  |  | Lodging Boiler < 300 kBtuh - Federal Standard 2022 Boiler - AFUE 84% |  | 0 | 20 | 0.062862 | 0 |  | 0 | 0 | 0 | 0 | 0 | 0 | 0 | 0.003702 |  | 0 | 0 | 0 | Heating | Boiler | Boiler Tune-up | Boiler LT 300 kBtuh AFUE 84% | CommVENT | 0.0141% | 56.64% | 56.64% | 28301.6712 | 0.90175 | 15.82% | 5% | 85% | 6.8% | 0.2% | 0.053099 | 0.00073112 | 0.005383 | 0 | 0.062862 | 0 | 0 | 0.0064584 | 0.069321 |  | 0 | 1.7402 | 0 | 01. ($9,999.000) to $0.028 | 1 | 1.7402 | 12. $1.50 to $999.00 | 0 | 0 | 0 | 0 | 0 | 0 | 0 | 0 | 0 | 0 | 0 | 0 | 0 | 0 | 0 | 0 | 0 | 0 | 0 | 0 | 0 | 0 | 0 | 0 | 0 | 0 | 0 | 0 | 0 | 0 | 0 | 0 | 0 | 0 | 0 | 0 | 0 | 0 | 0 | 0 | 0 | 0 | 0 | 0 | 0 | 0 | 0 | 0 | 0 | 0 | 0 | 0 | 0 | 0 | 0 | 0 | 0 | 0 | 0 | 0 | 0 | 0 | 0 | 0 | 0 | 0 | 0 | 0 | 0 | 0 | 0 | 0 | 0 | 0 | 15031.4767 | 32363.2955 | 45064.2185 | 53412.0591 | 64473.4388 | 75150.1146 | 83763.1449 | 93290.0721 | 100090.6134 | 106353.3874 | 107009.7725 | 111260.0848 | 112256.8073 | 114748.5432 | 114479.3992 | 116884.5853 | 115301.6679 | 117109.0993 | 116109.7647 | 118885.8495 | 55.646 | 119.8077 | 166.826 | 197.7294 | 238.6782 | 278.2029 | 310.088 | 345.3563 | 370.5317 | 393.7162 | 396.1461 | 411.8806 | 415.5704 | 424.7948 | 423.7984 | 432.7023 | 426.8424 | 433.5334 | 429.8339 | 440.1109 | 6711.7957 | 55.646 | 175.4537 | 342.2797 | 540.0091 | 778.6873 | 1056.8902 | 1366.9782 | 1712.3345 | 2082.8662 | 2476.5824 | 2872.7285 | 3284.6091 | 3700.1796 | 4124.9743 | 4548.7727 | 4981.475 | 5408.3174 | 5841.8509 | 6271.6848 | 6711.7957 | 0 | 0 | 0 | 0 | 0 | 0 | 0 | 0 | 0 | 0 | 0 | 0 | 0 | 0 | 0 | 0 | 0 | 0 | 0 | 0 | 0 | 0 | 0 | 0 | 0 | 0 | 0 | 0 | 0 | 0 | 0 | 0 | 0 | 0 | 0 | 0 | 0 | 0 | 0 | 0 | 0 | 0 | 0 | 0 | 0 | 0 | 0 | 0 | 0 | 1041.9927 | 2243.4467 | 3123.8837 | 3702.562 | 4469.3447 | 5209.4595 | 5806.5209 | 6466.9343 | 6938.3526 | 7372.4926 | 7417.9937 | 7712.6283 | 7781.7219 | 7954.4508 | 7935.7935 | 8102.5227 | 7992.7938 | 8118.0862 | 8048.8116 | 8241.2518 | 0.01557% | 0 | 0 | 0 | 0 | 0 | 0 | 0 | 0 | 0 | 0 | 0 | 0 | 0 | 0 | 0 | 0 | 0 | 0 | 0 | 0 | 0 | 0 | 0 | 0
| ComBoilers_Cadmus | M_Input | EUIs based on PSE 2014 Commercial EUIs. Cost based on the DEER 2008 Cost Database for the measure gas boilers. EUL from Wisconsin February 2016 Technical Reference Manual for the measures "Boiler, 85-90% AFUE, NG" and "Boiler, ≥ 90% AFUE, NG", "Boiler, Hot Water, Condensing, ≥90% AFUE, ≥300 mbh" and "Boiler, Hot Water, Near Condensing, ≥85% AFUE, ≥300 mbh" | 2020 | NR and New | 2022 | 2022 | PSE | Commercial | Hospital | Gas | Per Building SqFt - Boiler < 300 kBtuh |  |  | Hospital Boiler < 300 kBtuh - Federal Standard 2022 Boiler - AFUE 84% |  | 0 | 20 | 0.093601 | 0 |  | 0 | 0 | 0 | 0 | 0 | 0 | 0 | 0.0071365 |  | 0 | 0 | 0 | Heating | Boiler | Boiler Tune-up | Boiler LT 300 kBtuh AFUE 84% | CommVENT | 0.0141% | 35.29% | 35.29% | 173734.3051 | 2.1454 | 0% | 5% | 85% | 6.8% | 0.2% | 0.10236 | 0.0014094 | 0.010377 | 0 | 0.093601 | 0 | 0 | 0.0069336 | 0.10053 |  | 0 | 1.3091 | 0 | 01. ($9,999.000) to $0.028 | 1 | 1.3091 | 11. $1.20 to $1.50 | 0 | 0 | 0 | 0 | 0 | 0 | 0 | 0 | 0 | 0 | 0 | 0 | 0 | 0 | 0 | 0 | 0 | 0 | 0 | 0 | 0 | 0 | 0 | 0 | 0 | 0 | 0 | 0 | 0 | 0 | 0 | 0 | 0 | 0 | 0 | 0 | 0 | 0 | 0 | 0 | 0 | 0 | 0 | 0 | 0 | 0 | 0 | 0 | 0 | 0 | 0 | 0 | 0 | 0 | 0 | 0 | 0 | 0 | 0 | 0 | 0 | 0 | 0 | 0 | 0 | 0 | 0 | 0 | 0 | 0 | 0 | 0 | 0 | 0 | 0 | 0 | 0 | 0 | 0 | 0 | 0 | 0 | 0 | 0 | 0 | 0 | 0 | 0 | 0 | 0 | 0 | 0 | 0 | 0 | 0 | 0 | 0 | 0 | 0 | 0 | 0 | 0 | 0 | 0 | 0 | 0 | 0 | 0 | 0 | 0 | 0 | 0 | 0 | 0 | 0 | 0 | 0 | 0 | 0 | 0 | 0 | 0 | 0 | 0 | 0 | 0 | 0 | 0 | 0 | 0 | 0 | 0 | 0 | 0 | 0 | 0 | 0 | 0 | 0 | 0 | 0 | 0 | 0 | 0 | 0 | 0 | 0 | 0 | 0 | 0 | 0 | 0 | 0 | 0 | 0 | 0 | 0 | 0 | 0 | 0 | 0 | 0 | 0 | 0 | 0 | 0 | 0 | 0 | 0 | 0 | 0 | 0 | 0 | 0 | 0 | 0 | 0 | 0 | 0 | 0 | 0 | 0 | 0 | 0 | 0 | 0 | 0 | 0 | 0 | 0 | 0 | 0 | 0 | 0 | 0 | 0 | 0 | 0 | 0 | 0 | 0 | 0 | 0 | 0 | 0.01557% | 0 | 0 | 0 | 0 | 0 | 0 | 0 | 0 | 0 | 0 | 0 | 0 | 0 | 0 | 0 | 0 | 0 | 0 | 0 | 0 | 0 | 0 | 0 | 0
| ComBoilers_Cadmus | M_Input | EUIs based on PSE 2014 Commercial EUIs. Cost based on the DEER 2008 Cost Database for the measure gas boilers. EUL from Wisconsin February 2016 Technical Reference Manual for the measures "Boiler, 85-90% AFUE, NG" and "Boiler, ≥ 90% AFUE, NG", "Boiler, Hot Water, Condensing, ≥90% AFUE, ≥300 mbh" and "Boiler, Hot Water, Near Condensing, ≥85% AFUE, ≥300 mbh" | 2020 | NR and New | 2022 | 2022 | PSE | Commercial | Residential Care | Gas | Per Building SqFt - Boiler < 300 kBtuh |  |  | Residential Care Boiler < 300 kBtuh - Federal Standard 2022 Boiler - AFUE 84% |  | 0 | 20 | 0.093601 | 0 |  | 0 | 0 | 0 | 0 | 0 | 0 | 0 | 0.00317 |  | 0 | 0 | 0 | Heating | Boiler | Boiler Tune-up | Boiler LT 300 kBtuh AFUE 84% | CommVENT | 0.0141% | 25.21% | 25.21% | 101257.3441 | 1.135 | 2.752% | 5% | 85% | 6.8% | 0.2% | 0.045469 | 0.00062607 | 0.0046095 | 0 | 0.093601 | 0 | 0 | 0.013485 | 0.10709 |  | 0 | 3.1392 | 0 | 01. ($9,999.000) to $0.028 | 1 | 3.1392 | 12. $1.50 to $999.00 | 0 | 0 | 0 | 0 | 0 | 0 | 0 | 0 | 0 | 0 | 0 | 0 | 0 | 0 | 0 | 0 | 0 | 0 | 0 | 0 | 0 | 0 | 0 | 0 | 0 | 0 | 0 | 0 | 0 | 0 | 0 | 0 | 0 | 0 | 0 | 0 | 0 | 0 | 0 | 0 | 0 | 0 | 0 | 0 | 0 | 0 | 0 | 0 | 0 | 0 | 0 | 0 | 0 | 0 | 0 | 0 | 0 | 0 | 0 | 0 | 0 | 0 | 0 | 0 | 0 | 0 | 0 | 0 | 0 | 0 | 0 | 0 | 0 | 0 | 1594.2872 | 3430.1792 | 4776.5399 | 5662.6867 | 6834.0599 | 7963.2408 | 8872.8404 | 9877.4116 | 10593.3109 | 11251.6782 | 11318.0525 | 11763.0946 | 11864.6079 | 12123.5935 | 12091.1832 | 12340.7664 | 12169.5316 | 12355.9631 | 12246.353 | 12535.0291 | 5.054 | 10.8738 | 15.1418 | 17.951 | 21.6643 | 25.2438 | 28.1273 | 31.3118 | 33.5813 | 35.6683 | 35.8787 | 37.2895 | 37.6113 | 38.4323 | 38.3296 | 39.1208 | 38.5779 | 39.1689 | 38.8215 | 39.7366 | 607.5845 | 5.054 | 15.9278 | 31.0696 | 49.0206 | 70.6848 | 95.9287 | 124.056 | 155.3678 | 188.949 | 224.6174 | 260.4961 | 297.7856 | 335.3969 | 373.8292 | 412.1588 | 451.2796 | 489.8575 | 529.0265 | 567.8479 | 607.5845 | 0 | 0 | 0 | 0 | 0 | 0 | 0 | 0 | 0 | 0 | 0 | 0 | 0 | 0 | 0 | 0 | 0 | 0 | 0 | 0 | 0 | 0 | 0 | 0 | 0 | 0 | 0 | 0 | 0 | 0 | 0 | 0 | 0 | 0 | 0 | 0 | 0 | 0 | 0 | 0 | 0 | 0 | 0 | 0 | 0 | 0 | 0 | 0 | 0 | 170.7245 | 367.3212 | 511.4965 | 606.3896 | 731.8263 | 852.7448 | 950.1494 | 1057.724 | 1134.3862 | 1204.8876 | 1211.9953 | 1259.6527 | 1270.5233 | 1298.2568 | 1294.7861 | 1321.5128 | 1303.1761 | 1323.1401 | 1311.4025 | 1342.3154 | 0.01557% | 0 | 0 | 0 | 0 | 0 | 0 | 0 | 0 | 0 | 0 | 0 | 0 | 0 | 0 | 0 | 0 | 0 | 0 | 0 | 0 | 0 | 0 | 0 | 0
| ComBoilers_Cadmus | M_Input | EUIs based on PSE 2014 Commercial EUIs. Cost based on the DEER 2008 Cost Database for the measure gas boilers. EUL from Wisconsin February 2016 Technical Reference Manual for the measures "Boiler, 85-90% AFUE, NG" and "Boiler, ≥ 90% AFUE, NG", "Boiler, Hot Water, Condensing, ≥90% AFUE, ≥300 mbh" and "Boiler, Hot Water, Near Condensing, ≥85% AFUE, ≥300 mbh" | 2020 | NR and New | 2022 | 2022 | PSE | Commercial | Assembly | Gas | Per Building SqFt - Boiler < 300 kBtuh |  |  | Assembly Boiler < 300 kBtuh - Federal Standard 2022 Boiler - AFUE 84% |  | 0 | 20 | 0.17364 | 0 |  | 0 | 0 | 0 | 0 | 0 | 0 | 0 | 0.00317 |  | 0 | 0 | 0 | Heating | Boiler | Boiler Tune-up | Boiler LT 300 kBtuh AFUE 84% | CommVENT | 0.0141% | 25.21% | 25.21% | 15455.3983 | 1.1338 | 4.371% | 5% | 85% | 6.8% | 0.2% | 0.045469 | 0.00062607 | 0.0046095 | 0 | 0.17364 | 0 | 0 | 0.029493 | 0.20314 |  | 0 | 5.955 | 0 | 01. ($9,999.000) to $0.028 | 1 | 5.955 | 12. $1.50 to $999.00 | 0 | 0 | 0 | 0 | 0 | 0 | 0 | 0 | 0 | 0 | 0 | 0 | 0 | 0 | 0 | 0 | 0 | 0 | 0 | 0 | 0 | 0 | 0 | 0 | 0 | 0 | 0 | 0 | 0 | 0 | 0 | 0 | 0 | 0 | 0 | 0 | 0 | 0 | 0 | 0 | 0 | 0 | 0 | 0 | 0 | 0 | 0 | 0 | 0 | 0 | 0 | 0 | 0 | 0 | 0 | 0 | 0 | 0 | 0 | 0 | 0 | 0 | 0 | 0 | 0 | 0 | 0 | 0 | 0 | 0 | 0 | 0 | 0 | 0 | 4007.1649 | 8615.8449 | 11998.0159 | 14227.0112 | 17166.6839 | 19996.955 | 22273.6258 | 24784.2976 | 26570.6104 | 28211.14 | 28370.0768 | 29474.7417 | 29719.7184 | 30357.8769 | 30267.0789 | 30881.0918 | 30442.644 | 30898.554 | 30614.3597 | 31326.0853 | 12.7029 | 27.3126 | 38.0342 | 45.1002 | 54.4191 | 63.3912 | 70.6084 | 78.5673 | 84.23 | 89.4305 | 89.9344 | 93.4362 | 94.2128 | 96.2358 | 95.948 | 97.8944 | 96.5045 | 97.9498 | 97.0489 | 99.3051 | 1522.2663 | 12.7029 | 40.0155 | 78.0497 | 123.15 | 177.5691 | 240.9603 | 311.5687 | 390.136 | 474.366 | 563.7965 | 653.7309 | 747.1671 | 841.3799 | 937.6157 | 1033.5637 | 1131.4581 | 1227.9626 | 1325.9123 | 1422.9612 | 1522.2663 | 0 | 0 | 0 | 0 | 0 | 0 | 0 | 0 | 0 | 0 | 0 | 0 | 0 | 0 | 0 | 0 | 0 | 0 | 0 | 0 | 0 | 0 | 0 | 0 | 0 | 0 | 0 | 0 | 0 | 0 | 0 | 0 | 0 | 0 | 0 | 0 | 0 | 0 | 0 | 0 | 0 | 0 | 0 | 0 | 0 | 0 | 0 | 0 | 0 | 813.9999 | 1750.1892 | 2437.2302 | 2890.0197 | 3487.1733 | 4062.1036 | 4524.5776 | 5034.5857 | 5397.4504 | 5730.7012 | 5762.987 | 5987.3843 | 6037.1479 | 6166.7809 | 6148.3366 | 6273.0648 | 6184.0002 | 6276.612 | 6218.8819 | 6363.459 | 0.01557% | 0 | 0 | 0 | 0 | 0 | 0 | 0 | 0 | 0 | 0 | 0 | 0 | 0 | 0 | 0 | 0 | 0 | 0 | 0 | 0 | 0 | 0 | 0 | 0
| ComBoilers_Cadmus | M_Input | EUIs based on PSE 2014 Commercial EUIs. Cost based on the DEER 2008 Cost Database for the measure gas boilers. EUL from Wisconsin February 2016 Technical Reference Manual for the measures "Boiler, 85-90% AFUE, NG" and "Boiler, ≥ 90% AFUE, NG", "Boiler, Hot Water, Condensing, ≥90% AFUE, ≥300 mbh" and "Boiler, Hot Water, Near Condensing, ≥85% AFUE, ≥300 mbh" | 2020 | NR and New | 2022 | 2022 | PSE | Commercial | Other | Gas | Per Building SqFt - Boiler < 300 kBtuh |  |  | Other Boiler < 300 kBtuh - Federal Standard 2022 Boiler - AFUE 84% |  | 0 | 20 | 0.093601 | 0 |  | 0 | 0 | 0 | 0 | 0 | 0 | 0 | 0.00317 |  | 0 | 0 | 0 | Heating | Boiler | Boiler Tune-up | Boiler LT 300 kBtuh AFUE 84% | CommVENT | 0.0141% | 25.21% | 25.21% | 31545.0104 | 1.4073 | 3.917% | 5% | 85% | 6.8% | 0.2% | 0.045469 | 0.00062607 | 0.0046095 | 0 | 0.093601 | 0 | 0 | 0.013485 | 0.10709 |  | 0 | 3.1392 | 0 | 01. ($9,999.000) to $0.028 | 1 | 3.1392 | 12. $1.50 to $999.00 | 0 | 0 | 0 | 0 | 0 | 0 | 0 | 0 | 0 | 0 | 0 | 0 | 0 | 0 | 0 | 0 | 0 | 0 | 0 | 0 | 0 | 0 | 0 | 0 | 0 | 0 | 0 | 0 | 0 | 0 | 0 | 0 | 0 | 0 | 0 | 0 | 0 | 0 | 0 | 0 | 0 | 0 | 0 | 0 | 0 | 0 | 0 | 0 | 0 | 0 | 0 | 0 | 0 | 0 | 0 | 0 | 0 | 0 | 0 | 0 | 0 | 0 | 0 | 0 | 0 | 0 | 0 | 0 | 0 | 0 | 0 | 0 | 0 | 0 | 13266.7825 | 28309.3495 | 39425.9864 | 46847.4263 | 56391.0238 | 65448.1192 | 72611.1594 | 80379.6726 | 85795.5267 | 90688.3292 | 90908.6752 | 94044.1012 | 94472.0351 | 96109.5289 | 95461.3202 | 97005.3858 | 95259.8036 | 96309.7476 | 95055.475 | 96913.5577 | 42.0563 | 89.7419 | 124.9821 | 148.5084 | 178.762 | 207.4734 | 230.1805 | 254.8071 | 271.9756 | 287.486 | 288.1845 | 298.1239 | 299.4805 | 304.6714 | 302.6165 | 307.5113 | 301.9777 | 305.3061 | 301.33 | 307.2202 | 4852.3952 | 42.0563 | 131.7981 | 256.7802 | 405.2886 | 584.0506 | 791.524 | 1021.7046 | 1276.5116 | 1548.4872 | 1835.9731 | 2124.1576 | 2422.2815 | 2721.7619 | 3026.4333 | 3329.0499 | 3636.5612 | 3938.5389 | 4243.845 | 4545.175 | 4852.3952 | 0 | 0 | 0 | 0 | 0 | 0 | 0 | 0 | 0 | 0 | 0 | 0 | 0 | 0 | 0 | 0 | 0 | 0 | 0 | 0 | 0 | 0 | 0 | 0 | 0 | 0 | 0 | 0 | 0 | 0 | 0 | 0 | 0 | 0 | 0 | 0 | 0 | 0 | 0 | 0 | 0 | 0 | 0 | 0 | 0 | 0 | 0 | 0 | 0 | 1420.6753 | 3031.5108 | 4221.9375 | 5016.6634 | 6038.6409 | 7008.5213 | 7775.5765 | 8607.4689 | 9187.4264 | 9711.3729 | 9734.9686 | 10070.7262 | 10116.5516 | 10291.9028 | 10222.4893 | 10387.8358 | 10200.9099 | 10313.3433 | 10179.0293 | 10378.0023 | 0.01557% | 0 | 0 | 0 | 0 | 0 | 0 | 0 | 0 | 0 | 0 | 0 | 0 | 0 | 0 | 0 | 0 | 0 | 0 | 0 | 0 | 0 | 0 | 0 | 0
| ComBoilers_Cadmus | M_Input | EUIs based on PSE 2014 Commercial EUIs. Cost based on the DEER 2008 Cost Database for the measure gas boilers. EUL from Wisconsin February 2016 Technical Reference Manual for the measures "Boiler, 85-90% AFUE, NG" and "Boiler, ≥ 90% AFUE, NG", "Boiler, Hot Water, Condensing, ≥90% AFUE, ≥300 mbh" and "Boiler, Hot Water, Near Condensing, ≥85% AFUE, ≥300 mbh" | 2020 | NR and New | 2022 | 2041 | PSE | Commercial | Large Off | Gas | Per Building SqFt - Boiler < 300 kBtuh |  |  | Large Off Boiler < 300 kBtuh - ENERGY STAR - AFUE 90% |  | 0 | 20 | 0.21577 | 0 |  | 0 | 0 | 0 | 0 | 0 | 0 | 0 | 0.013106 |  | 0 | 0 | 0 | Heating | Boiler | Boiler Tune-up | Boiler LT 300 kBtuh AFUE 90% | CommVENT | 0.0141% | 27.79% | 27.79% | 259599.5083 | 1.1293 | 1.303% | 5% | 85% | 6.8% | 0.2% | 0.18799 | 0.0025885 | 0.019058 | 0 | 0.21577 | 0 | 0 | 0.021507 | 0.23727 |  | 0 | 1.6824 | 0 | 01. ($9,999.000) to $0.028 | 1 | 1.6824 | 12. $1.50 to $999.00 | 0 | 0 | 0 | 0 | 0 | 0 | 0 | 0 | 0 | 0 | 0 | 0 | 0 | 0 | 0 | 0 | 0 | 0 | 0 | 0 | 0 | 0 | 0 | 0 | 0 | 0 | 0 | 0 | 0 | 0 | 0 | 0 | 0 | 0 | 0 | 0 | 0 | 0 | 0 | 0 | 0 | 0 | 0 | 0 | 0 | 0 | 0 | 0 | 0 | 0 | 0 | 0 | 0 | 0 | 0 | 0 | 0 | 0 | 0 | 0 | 0 | 0 | 0 | 0 | 0 | 0 | 0 | 0 | 0 | 0 | 0 | 0 | 0 | 0 | 3226.9431 | 6956.2006 | 9685.3543 | 11474.5858 | 13855.5865 | 16158.9674 | 18021.8588 | 20087.9998 | 21567.0693 | 22932.4902 | 23084.8703 | 24017.8609 | 24246.7971 | 24800.6378 | 24756.6494 | 25292.7562 | 24964.9311 | 25371.8826 | 25170.3523 | 25787.063 | 42.2938 | 91.1711 | 126.9406 | 150.3911 | 181.5976 | 211.7867 | 236.2026 | 263.2824 | 282.6677 | 300.5635 | 302.5607 | 314.7889 | 317.7894 | 325.0483 | 324.4718 | 331.4983 | 327.2016 | 332.5353 | 329.894 | 337.9769 | 5130.6623 | 42.2938 | 133.4649 | 260.4055 | 410.7966 | 592.3941 | 804.1808 | 1040.3834 | 1303.6658 | 1586.3335 | 1886.8971 | 2189.4578 | 2504.2467 | 2822.0361 | 3147.0845 | 3471.5563 | 3803.0545 | 4130.2561 | 4462.7915 | 4792.6854 | 5130.6623 | 0 | 0 | 0 | 0 | 0 | 0 | 0 | 0 | 0 | 0 | 0 | 0 | 0 | 0 | 0 | 0 | 0 | 0 | 0 | 0 | 0 | 0 | 0 | 0 | 0 | 0 | 0 | 0 | 0 | 0 | 0 | 0 | 0 | 0 | 0 | 0 | 0 | 0 | 0 | 0 | 0 | 0 | 0 | 0 | 0 | 0 | 0 | 0 | 0 | 765.6711 | 1650.5286 | 2298.0871 | 2722.626 | 3287.5766 | 3834.11 | 4276.1266 | 4766.369 | 5117.3144 | 5441.2939 | 5477.4498 | 5698.8246 | 5753.1454 | 5884.5576 | 5874.1203 | 6001.3247 | 5923.5402 | 6020.0994 | 5972.2814 | 6118.6111 | 0.01557% | 0 | 0 | 0 | 0 | 0 | 0 | 0 | 0 | 0 | 0 | 0 | 0 | 0 | 0 | 0 | 0 | 0 | 0 | 0 | 0 | 0 | 0 | 0 | 0
| ComBoilers_Cadmus | M_Input | EUIs based on PSE 2014 Commercial EUIs. Cost based on the DEER 2008 Cost Database for the measure gas boilers. EUL from Wisconsin February 2016 Technical Reference Manual for the measures "Boiler, 85-90% AFUE, NG" and "Boiler, ≥ 90% AFUE, NG", "Boiler, Hot Water, Condensing, ≥90% AFUE, ≥300 mbh" and "Boiler, Hot Water, Near Condensing, ≥85% AFUE, ≥300 mbh" | 2020 | NR and New | 2022 | 2041 | PSE | Commercial | Medium Off | Gas | Per Building SqFt - Boiler < 300 kBtuh |  |  | Medium Off Boiler < 300 kBtuh - ENERGY STAR - AFUE 90% |  | 0 | 20 | 0.21577 | 0 |  | 0 | 0 | 0 | 0 | 0 | 0 | 0 | 0.013106 |  | 0 | 0 | 0 | Heating | Boiler | Boiler Tune-up | Boiler LT 300 kBtuh AFUE 90% | CommVENT | 0.0141% | 27.79% | 27.79% | 42353.7102 | 1.0142 | 11.34% | 5% | 85% | 6.8% | 0.2% | 0.18799 | 0.0025885 | 0.019058 | 0 | 0.21577 | 0 | 0 | 0.021507 | 0.23727 |  | 0 | 1.6824 | 0 | 01. ($9,999.000) to $0.028 | 1 | 1.6824 | 12. $1.50 to $999.00 | 0 | 0 | 0 | 0 | 0 | 0 | 0 | 0 | 0 | 0 | 0 | 0 | 0 | 0 | 0 | 0 | 0 | 0 | 0 | 0 | 0 | 0 | 0 | 0 | 0 | 0 | 0 | 0 | 0 | 0 | 0 | 0 | 0 | 0 | 0 | 0 | 0 | 0 | 0 | 0 | 0 | 0 | 0 | 0 | 0 | 0 | 0 | 0 | 0 | 0 | 0 | 0 | 0 | 0 | 0 | 0 | 0 | 0 | 0 | 0 | 0 | 0 | 0 | 0 | 0 | 0 | 0 | 0 | 0 | 0 | 0 | 0 | 0 | 0 | 13460.9379 | 29017.2403 | 40401.689 | 47865.3269 | 57797.4825 | 67405.8539 | 75176.7579 | 83795.5014 | 89965.3232 | 95661.0683 | 96296.71 | 100188.6061 | 101143.5956 | 103453.8981 | 103270.404 | 105506.731 | 104139.2346 | 105836.8006 | 104996.1328 | 107568.6928 | 176.4251 | 380.313 | 529.5227 | 627.3445 | 757.5198 | 883.4515 | 985.3004 | 1098.2616 | 1179.126 | 1253.777 | 1262.1081 | 1313.117 | 1325.6335 | 1355.9134 | 1353.5084 | 1382.8187 | 1364.8957 | 1387.1448 | 1376.1266 | 1409.8437 | 21402.1518 | 176.4251 | 556.7381 | 1086.2609 | 1713.6054 | 2471.1252 | 3354.5767 | 4339.8772 | 5438.1388 | 6617.2648 | 7871.0418 | 9133.1499 | 10446.2669 | 11771.9004 | 13127.8138 | 14481.3222 | 15864.141 | 17229.0367 | 18616.1814 | 19992.3081 | 21402.1518 | 0 | 0 | 0 | 0 | 0 | 0 | 0 | 0 | 0 | 0 | 0 | 0 | 0 | 0 | 0 | 0 | 0 | 0 | 0 | 0 | 0 | 0 | 0 | 0 | 0 | 0 | 0 | 0 | 0 | 0 | 0 | 0 | 0 | 0 | 0 | 0 | 0 | 0 | 0 | 0 | 0 | 0 | 0 | 0 | 0 | 0 | 0 | 0 | 0 | 3193.9366 | 6885.0496 | 9586.2884 | 11357.2189 | 13713.8656 | 15993.6866 | 17837.5236 | 19882.5312 | 21346.4722 | 22697.927 | 22848.7485 | 23772.196 | 23998.7906 | 24546.9663 | 24503.4279 | 25034.0511 | 24709.5792 | 25112.3682 | 24912.8992 | 25523.302 | 0.01557% | 0 | 0 | 0 | 0 | 0 | 0 | 0 | 0 | 0 | 0 | 0 | 0 | 0 | 0 | 0 | 0 | 0 | 0 | 0 | 0 | 0 | 0 | 0 | 0
| ComBoilers_Cadmus | M_Input | EUIs based on PSE 2014 Commercial EUIs. Cost based on the DEER 2008 Cost Database for the measure gas boilers. EUL from Wisconsin February 2016 Technical Reference Manual for the measures "Boiler, 85-90% AFUE, NG" and "Boiler, ≥ 90% AFUE, NG", "Boiler, Hot Water, Condensing, ≥90% AFUE, ≥300 mbh" and "Boiler, Hot Water, Near Condensing, ≥85% AFUE, ≥300 mbh" | 2020 | NR and New | 2022 | 2041 | PSE | Commercial | Small Off | Gas | Per Building SqFt - Boiler < 300 kBtuh |  |  | Small Off Boiler < 300 kBtuh - ENERGY STAR - AFUE 90% |  | 0 | 20 | 0.21577 | 0 |  | 0 | 0 | 0 | 0 | 0 | 0 | 0 | 0.013106 |  | 0 | 0 | 0 | Heating | Boiler | Boiler Tune-up | Boiler LT 300 kBtuh AFUE 90% | CommVENT | 0.0141% | 27.79% | 27.79% | 5367.7993 | 1.1188 | 50% | 5% | 85% | 6.8% | 0.2% | 0.18799 | 0.0025885 | 0.019058 | 0 | 0.21577 | 0 | 0 | 0.021507 | 0.23727 |  | 0 | 1.6824 | 0 | 01. ($9,999.000) to $0.028 | 1 | 1.6824 | 12. $1.50 to $999.00 | 0 | 0 | 0 | 0 | 0 | 0 | 0 | 0 | 0 | 0 | 0 | 0 | 0 | 0 | 0 | 0 | 0 | 0 | 0 | 0 | 0 | 0 | 0 | 0 | 0 | 0 | 0 | 0 | 0 | 0 | 0 | 0 | 0 | 0 | 0 | 0 | 0 | 0 | 0 | 0 | 0 | 0 | 0 | 0 | 0 | 0 | 0 | 0 | 0 | 0 | 0 | 0 | 0 | 0 | 0 | 0 | 0 | 0 | 0 | 0 | 0 | 0 | 0 | 0 | 0 | 0 | 0 | 0 | 0 | 0 | 0 | 0 | 0 | 0 | 45310.4034 | 97673.9413 | 135994.7453 | 161117.8416 | 194550.1315 | 226892.5422 | 253049.9166 | 282061.1747 | 302829.2009 | 322001.4538 | 324141.0656 | 337241.4441 | 340456.0019 | 348232.6322 | 347614.9788 | 355142.603 | 350539.52 | 356253.6388 | 353423.8958 | 362083.302 | 593.8586 | 1280.1587 | 1782.4084 | 2111.683 | 2549.8616 | 2973.7558 | 3316.5862 | 3696.8208 | 3969.0159 | 4220.2961 | 4248.3388 | 4420.0383 | 4462.1697 | 4564.0937 | 4555.9985 | 4654.6589 | 4594.3288 | 4669.2206 | 4632.1328 | 4745.6268 | 72041.052 | 593.8586 | 1874.0172 | 3656.4256 | 5768.1086 | 8317.9703 | 11291.7261 | 14608.3123 | 18305.1331 | 22274.149 | 26494.4451 | 30742.7839 | 35162.8221 | 39624.9918 | 44189.0855 | 48745.084 | 53399.7429 | 57994.0718 | 62663.2924 | 67295.4252 | 72041.052 | 0 | 0 | 0 | 0 | 0 | 0 | 0 | 0 | 0 | 0 | 0 | 0 | 0 | 0 | 0 | 0 | 0 | 0 | 0 | 0 | 0 | 0 | 0 | 0 | 0 | 0 | 0 | 0 | 0 | 0 | 0 | 0 | 0 | 0 | 0 | 0 | 0 | 0 | 0 | 0 | 0 | 0 | 0 | 0 | 0 | 0 | 0 | 0 | 0 | 10751.0008 | 23175.5303 | 32268.0778 | 38229.1466 | 46161.7746 | 53835.8022 | 60042.2787 | 66925.9089 | 71853.6308 | 76402.7165 | 76910.3917 | 80018.7768 | 80781.5092 | 82626.7048 | 82480.1515 | 84266.2643 | 83174.0704 | 84529.8847 | 83858.459 | 85913.1148 | 0.01557% | 0 | 0 | 0 | 0 | 0 | 0 | 0 | 0 | 0 | 0 | 0 | 0 | 0 | 0 | 0 | 0 | 0 | 0 | 0 | 0 | 0 | 0 | 0 | 0
| ComBoilers_Cadmus | M_Input | EUIs based on PSE 2014 Commercial EUIs. Cost based on the DEER 2008 Cost Database for the measure gas boilers. EUL from Wisconsin February 2016 Technical Reference Manual for the measures "Boiler, 85-90% AFUE, NG" and "Boiler, ≥ 90% AFUE, NG", "Boiler, Hot Water, Condensing, ≥90% AFUE, ≥300 mbh" and "Boiler, Hot Water, Near Condensing, ≥85% AFUE, ≥300 mbh" | 2020 | NR and New | 2022 | 2041 | PSE | Commercial | XLarge Ret | Gas | Per Building SqFt - Boiler < 300 kBtuh |  |  | XLarge Ret Boiler < 300 kBtuh - ENERGY STAR - AFUE 90% |  | 0 | 20 | 0.2808 | 0 |  | 0 | 0 | 0 | 0 | 0 | 0 | 0 | 0.0042228 |  | 0 | 0 | 0 | Heating | Boiler | Boiler Tune-up | Boiler LT 300 kBtuh AFUE 90% | CommVENT | 0.0141% | 8.591% | 8.591% | 290598.2323 | 1.0366 | 0% | 5% | 85% | 6.8% | 0.2% | 0.060569 | 0.00083398 | 0.0061403 | 0 | 0.2808 | 0 | 0 | 0.049186 | 0.32999 |  | 0 | 7.262 | 0 | 01. ($9,999.000) to $0.028 | 1 | 7.262 | 12. $1.50 to $999.00 | 0 | 0 | 0 | 0 | 0 | 0 | 0 | 0 | 0 | 0 | 0 | 0 | 0 | 0 | 0 | 0 | 0 | 0 | 0 | 0 | 0 | 0 | 0 | 0 | 0 | 0 | 0 | 0 | 0 | 0 | 0 | 0 | 0 | 0 | 0 | 0 | 0 | 0 | 0 | 0 | 0 | 0 | 0 | 0 | 0 | 0 | 0 | 0 | 0 | 0 | 0 | 0 | 0 | 0 | 0 | 0 | 0 | 0 | 0 | 0 | 0 | 0 | 0 | 0 | 0 | 0 | 0 | 0 | 0 | 0 | 0 | 0 | 0 | 0 | 0 | 0 | 0 | 0 | 0 | 0 | 0 | 0 | 0 | 0 | 0 | 0 | 0 | 0 | 0 | 0 | 0 | 0 | 0 | 0 | 0 | 0 | 0 | 0 | 0 | 0 | 0 | 0 | 0 | 0 | 0 | 0 | 0 | 0 | 0 | 0 | 0 | 0 | 0 | 0 | 0 | 0 | 0 | 0 | 0 | 0 | 0 | 0 | 0 | 0 | 0 | 0 | 0 | 0 | 0 | 0 | 0 | 0 | 0 | 0 | 0 | 0 | 0 | 0 | 0 | 0 | 0 | 0 | 0 | 0 | 0 | 0 | 0 | 0 | 0 | 0 | 0 | 0 | 0 | 0 | 0 | 0 | 0 | 0 | 0 | 0 | 0 | 0 | 0 | 0 | 0 | 0 | 0 | 0 | 0 | 0 | 0 | 0 | 0 | 0 | 0 | 0 | 0 | 0 | 0 | 0 | 0 | 0 | 0 | 0 | 0 | 0 | 0 | 0 | 0 | 0 | 0 | 0 | 0 | 0 | 0 | 0 | 0 | 0 | 0 | 0 | 0 | 0 | 0 | 0 | 0.01557% | 0 | 0 | 0 | 0 | 0 | 0 | 0 | 0 | 0 | 0 | 0 | 0 | 0 | 0 | 0 | 0 | 0 | 0 | 0 | 0 | 0 | 0 | 0 | 0
| ComBoilers_Cadmus | M_Input | EUIs based on PSE 2014 Commercial EUIs. Cost based on the DEER 2008 Cost Database for the measure gas boilers. EUL from Wisconsin February 2016 Technical Reference Manual for the measures "Boiler, 85-90% AFUE, NG" and "Boiler, ≥ 90% AFUE, NG", "Boiler, Hot Water, Condensing, ≥90% AFUE, ≥300 mbh" and "Boiler, Hot Water, Near Condensing, ≥85% AFUE, ≥300 mbh" | 2020 | NR and New | 2022 | 2041 | PSE | Commercial | Large Ret | Gas | Per Building SqFt - Boiler < 300 kBtuh |  |  | Large Ret Boiler < 300 kBtuh - ENERGY STAR - AFUE 90% |  | 0 | 20 | 0.2808 | 0 |  | 0 | 0 | 0 | 0 | 0 | 0 | 0 | 0.0042228 |  | 0 | 0 | 0 | Heating | Boiler | Boiler Tune-up | Boiler LT 300 kBtuh AFUE 90% | CommVENT | 0.0141% | 8.591% | 8.591% | 92309.7684 | 0.97759 | 0% | 5% | 85% | 6.8% | 0.2% | 0.060569 | 0.00083398 | 0.0061403 | 0 | 0.2808 | 0 | 0 | 0.049186 | 0.32999 |  | 0 | 7.262 | 0 | 01. ($9,999.000) to $0.028 | 1 | 7.262 | 12. $1.50 to $999.00 | 0 | 0 | 0 | 0 | 0 | 0 | 0 | 0 | 0 | 0 | 0 | 0 | 0 | 0 | 0 | 0 | 0 | 0 | 0 | 0 | 0 | 0 | 0 | 0 | 0 | 0 | 0 | 0 | 0 | 0 | 0 | 0 | 0 | 0 | 0 | 0 | 0 | 0 | 0 | 0 | 0 | 0 | 0 | 0 | 0 | 0 | 0 | 0 | 0 | 0 | 0 | 0 | 0 | 0 | 0 | 0 | 0 | 0 | 0 | 0 | 0 | 0 | 0 | 0 | 0 | 0 | 0 | 0 | 0 | 0 | 0 | 0 | 0 | 0 | 0 | 0 | 0 | 0 | 0 | 0 | 0 | 0 | 0 | 0 | 0 | 0 | 0 | 0 | 0 | 0 | 0 | 0 | 0 | 0 | 0 | 0 | 0 | 0 | 0 | 0 | 0 | 0 | 0 | 0 | 0 | 0 | 0 | 0 | 0 | 0 | 0 | 0 | 0 | 0 | 0 | 0 | 0 | 0 | 0 | 0 | 0 | 0 | 0 | 0 | 0 | 0 | 0 | 0 | 0 | 0 | 0 | 0 | 0 | 0 | 0 | 0 | 0 | 0 | 0 | 0 | 0 | 0 | 0 | 0 | 0 | 0 | 0 | 0 | 0 | 0 | 0 | 0 | 0 | 0 | 0 | 0 | 0 | 0 | 0 | 0 | 0 | 0 | 0 | 0 | 0 | 0 | 0 | 0 | 0 | 0 | 0 | 0 | 0 | 0 | 0 | 0 | 0 | 0 | 0 | 0 | 0 | 0 | 0 | 0 | 0 | 0 | 0 | 0 | 0 | 0 | 0 | 0 | 0 | 0 | 0 | 0 | 0 | 0 | 0 | 0 | 0 | 0 | 0 | 0 | 0.01557% | 0 | 0 | 0 | 0 | 0 | 0 | 0 | 0 | 0 | 0 | 0 | 0 | 0 | 0 | 0 | 0 | 0 | 0 | 0 | 0 | 0 | 0 | 0 | 0
| ComBoilers_Cadmus | M_Input | EUIs based on PSE 2014 Commercial EUIs. Cost based on the DEER 2008 Cost Database for the measure gas boilers. EUL from Wisconsin February 2016 Technical Reference Manual for the measures "Boiler, 85-90% AFUE, NG" and "Boiler, ≥ 90% AFUE, NG", "Boiler, Hot Water, Condensing, ≥90% AFUE, ≥300 mbh" and "Boiler, Hot Water, Near Condensing, ≥85% AFUE, ≥300 mbh" | 2020 | NR and New | 2022 | 2041 | PSE | Commercial | Medium Ret | Gas | Per Building SqFt - Boiler < 300 kBtuh |  |  | Medium Ret Boiler < 300 kBtuh - ENERGY STAR - AFUE 90% |  | 0 | 20 | 0.2808 | 0 |  | 0 | 0 | 0 | 0 | 0 | 0 | 0 | 0.0042228 |  | 0 | 0 | 0 | Heating | Boiler | Boiler Tune-up | Boiler LT 300 kBtuh AFUE 90% | CommVENT | 0.0141% | 8.591% | 8.591% | 13686.0977 | 1.0265 | 30.27% | 5% | 85% | 6.8% | 0.2% | 0.060569 | 0.00083398 | 0.0061403 | 0 | 0.2808 | 0 | 0 | 0.049186 | 0.32999 |  | 0 | 7.262 | 0 | 01. ($9,999.000) to $0.028 | 1 | 7.262 | 12. $1.50 to $999.00 | 0 | 0 | 0 | 0 | 0 | 0 | 0 | 0 | 0 | 0 | 0 | 0 | 0 | 0 | 0 | 0 | 0 | 0 | 0 | 0 | 0 | 0 | 0 | 0 | 0 | 0 | 0 | 0 | 0 | 0 | 0 | 0 | 0 | 0 | 0 | 0 | 0 | 0 | 0 | 0 | 0 | 0 | 0 | 0 | 0 | 0 | 0 | 0 | 0 | 0 | 0 | 0 | 0 | 0 | 0 | 0 | 0 | 0 | 0 | 0 | 0 | 0 | 0 | 0 | 0 | 0 | 0 | 0 | 0 | 0 | 0 | 0 | 0 | 0 | 8983.8079 | 19312.4093 | 26893.7919 | 31892.1345 | 38479.697 | 44819.7943 | 49917.6498 | 55537.0516 | 59533.2759 | 63201.8976 | 63553.0346 | 66020.4988 | 66563.0528 | 67985.3917 | 67775.7154 | 69143.5959 | 68155.3592 | 69169.2039 | 68526.3847 | 70112.9939 | 37.9368 | 81.5524 | 113.567 | 134.674 | 162.4919 | 189.2648 | 210.792 | 234.5216 | 251.3969 | 266.8887 | 268.3715 | 278.7911 | 281.0822 | 287.0884 | 286.203 | 291.9793 | 287.8062 | 292.0874 | 289.3729 | 296.0728 | 4541.9408 | 37.9368 | 119.4891 | 233.0561 | 367.7301 | 530.222 | 719.4868 | 930.2789 | 1164.8005 | 1416.1973 | 1683.086 | 1951.4575 | 2230.2486 | 2511.3308 | 2798.4192 | 3084.6222 | 3376.6014 | 3664.4076 | 3956.495 | 4245.8679 | 4541.9408 | 0 | 0 | 0 | 0 | 0 | 0 | 0 | 0 | 0 | 0 | 0 | 0 | 0 | 0 | 0 | 0 | 0 | 0 | 0 | 0 | 0 | 0 | 0 | 0 | 0 | 0 | 0 | 0 | 0 | 0 | 0 | 0 | 0 | 0 | 0 | 0 | 0 | 0 | 0 | 0 | 0 | 0 | 0 | 0 | 0 | 0 | 0 | 0 | 0 | 2964.5482 | 6372.862 | 8874.6268 | 10524.0195 | 12697.8356 | 14789.9912 | 16472.222 | 18326.5568 | 19645.2625 | 20855.8634 | 20971.7344 | 21785.9678 | 21965.0041 | 22434.3588 | 22365.1681 | 22816.5522 | 22490.446 | 22825.0025 | 22612.8799 | 23136.4418 | 0.01557% | 0 | 0 | 0 | 0 | 0 | 0 | 0 | 0 | 0 | 0 | 0 | 0 | 0 | 0 | 0 | 0 | 0 | 0 | 0 | 0 | 0 | 0 | 0 | 0
| ComBoilers_Cadmus | M_Input | EUIs based on PSE 2014 Commercial EUIs. Cost based on the DEER 2008 Cost Database for the measure gas boilers. EUL from Wisconsin February 2016 Technical Reference Manual for the measures "Boiler, 85-90% AFUE, NG" and "Boiler, ≥ 90% AFUE, NG", "Boiler, Hot Water, Condensing, ≥90% AFUE, ≥300 mbh" and "Boiler, Hot Water, Near Condensing, ≥85% AFUE, ≥300 mbh" | 2020 | NR and New | 2022 | 2041 | PSE | Commercial | Small Ret | Gas | Per Building SqFt - Boiler < 300 kBtuh |  |  | Small Ret Boiler < 300 kBtuh - ENERGY STAR - AFUE 90% |  | 0 | 20 | 0.2808 | 0 |  | 0 | 0 | 0 | 0 | 0 | 0 | 0 | 0.0042228 |  | 0 | 0 | 0 | Heating | Boiler | Boiler Tune-up | Boiler LT 300 kBtuh AFUE 90% | CommVENT | 0.0141% | 8.591% | 8.591% | 2334.2902 | 1.0756 | 40.17% | 5% | 85% | 6.8% | 0.2% | 0.060569 | 0.00083398 | 0.0061403 | 0 | 0.2808 | 0 | 0 | 0.049186 | 0.32999 |  | 0 | 7.262 | 0 | 01. ($9,999.000) to $0.028 | 1 | 7.262 | 12. $1.50 to $999.00 | 0 | 0 | 0 | 0 | 0 | 0 | 0 | 0 | 0 | 0 | 0 | 0 | 0 | 0 | 0 | 0 | 0 | 0 | 0 | 0 | 0 | 0 | 0 | 0 | 0 | 0 | 0 | 0 | 0 | 0 | 0 | 0 | 0 | 0 | 0 | 0 | 0 | 0 | 0 | 0 | 0 | 0 | 0 | 0 | 0 | 0 | 0 | 0 | 0 | 0 | 0 | 0 | 0 | 0 | 0 | 0 | 0 | 0 | 0 | 0 | 0 | 0 | 0 | 0 | 0 | 0 | 0 | 0 | 0 | 0 | 0 | 0 | 0 | 0 | 2552.6047 | 5487.311 | 7641.4391 | 9061.6379 | 10933.388 | 12734.8248 | 14183.2986 | 15779.9613 | 16915.4243 | 17957.8042 | 18057.5742 | 18758.6645 | 18912.8225 | 19316.9573 | 19257.3811 | 19646.0424 | 19365.2508 | 19653.3185 | 19470.6717 | 19921.4813 | 10.7791 | 23.1718 | 32.2682 | 38.2654 | 46.1695 | 53.7766 | 59.8932 | 66.6356 | 71.4304 | 75.8321 | 76.2534 | 79.214 | 79.865 | 81.5716 | 81.32 | 82.9612 | 81.7755 | 82.9919 | 82.2207 | 84.1243 | 1290.5195 | 10.7791 | 33.9509 | 66.2192 | 104.4846 | 150.6541 | 204.4306 | 264.3238 | 330.9593 | 402.3897 | 478.2219 | 554.4753 | 633.6893 | 713.5543 | 795.1259 | 876.4459 | 959.4071 | 1041.1826 | 1124.1745 | 1206.3952 | 1290.5195 | 0 | 0 | 0 | 0 | 0 | 0 | 0 | 0 | 0 | 0 | 0 | 0 | 0 | 0 | 0 | 0 | 0 | 0 | 0 | 0 | 0 | 0 | 0 | 0 | 0 | 0 | 0 | 0 | 0 | 0 | 0 | 0 | 0 | 0 | 0 | 0 | 0 | 0 | 0 | 0 | 0 | 0 | 0 | 0 | 0 | 0 | 0 | 0 | 0 | 842.3288 | 1810.7464 | 2521.5827 | 2990.2311 | 3607.8861 | 4202.3385 | 4680.3173 | 5207.1968 | 5581.8859 | 5925.8587 | 5958.7815 | 6190.1329 | 6241.0032 | 6374.3628 | 6354.7034 | 6482.9569 | 6390.299 | 6485.3579 | 6425.0867 | 6573.8484 | 0.01557% | 0 | 0 | 0 | 0 | 0 | 0 | 0 | 0 | 0 | 0 | 0 | 0 | 0 | 0 | 0 | 0 | 0 | 0 | 0 | 0 | 0 | 0 | 0 | 0
| ComBoilers_Cadmus | M_Input | EUIs based on PSE 2014 Commercial EUIs. Cost based on the DEER 2008 Cost Database for the measure gas boilers. EUL from Wisconsin February 2016 Technical Reference Manual for the measures "Boiler, 85-90% AFUE, NG" and "Boiler, ≥ 90% AFUE, NG", "Boiler, Hot Water, Condensing, ≥90% AFUE, ≥300 mbh" and "Boiler, Hot Water, Near Condensing, ≥85% AFUE, ≥300 mbh" | 2020 | NR and New | 2022 | 2041 | PSE | Commercial | School K-12 | Gas | Per Building SqFt - Boiler < 300 kBtuh |  |  | School K-12 Boiler < 300 kBtuh - ENERGY STAR - AFUE 90% |  | 0 | 20 | 0.34019 | 0 |  | 0 | 0 | 0 | 0 | 0 | 0 | 0 | 0.0069075 |  | 0 | 0 | 0 | Heating | Boiler | Boiler Tune-up | Boiler LT 300 kBtuh AFUE 90% | CommVENT | 0.0141% | 74.6% | 74.6% | 38253.3394 | 1.0466 | 1.008% | 5% | 85% | 6.8% | 0.2% | 0.099077 | 0.0013642 | 0.010044 | 0 | 0.34019 | 0 | 0 | 0.056631 | 0.39683 |  | 0 | 5.3387 | 0 | 01. ($9,999.000) to $0.028 | 1 | 5.3387 | 12. $1.50 to $999.00 | 0 | 0 | 0 | 0 | 0 | 0 | 0 | 0 | 0 | 0 | 0 | 0 | 0 | 0 | 0 | 0 | 0 | 0 | 0 | 0 | 0 | 0 | 0 | 0 | 0 | 0 | 0 | 0 | 0 | 0 | 0 | 0 | 0 | 0 | 0 | 0 | 0 | 0 | 0 | 0 | 0 | 0 | 0 | 0 | 0 | 0 | 0 | 0 | 0 | 0 | 0 | 0 | 0 | 0 | 0 | 0 | 0 | 0 | 0 | 0 | 0 | 0 | 0 | 0 | 0 | 0 | 0 | 0 | 0 | 0 | 0 | 0 | 0 | 0 | 3282.7313 | 7087.6672 | 9867.1361 | 11683.0956 | 14113.2999 | 16471.131 | 18384.24 | 20513.5632 | 22043.3235 | 23459.9128 | 23629.8732 | 24606.1116 | 24858.7119 | 25447.1692 | 25420.6518 | 25992.2885 | 25674.7551 | 26114.014 | 25926.377 | 26581.5057 | 22.6754 | 48.9579 | 68.157 | 80.7007 | 97.4873 | 113.7739 | 126.9887 | 141.6969 | 152.2637 | 162.0488 | 163.2228 | 169.9661 | 171.711 | 175.7757 | 175.5925 | 179.5411 | 177.3478 | 180.3819 | 179.0858 | 183.6111 | 2770.9863 | 22.6754 | 71.6333 | 139.7903 | 220.491 | 317.9783 | 431.7522 | 558.7409 | 700.4379 | 852.7016 | 1014.7504 | 1177.9732 | 1347.9393 | 1519.6503 | 1695.426 | 1871.0185 | 2050.5596 | 2227.9074 | 2408.2893 | 2587.3752 | 2770.9863 | 0 | 0 | 0 | 0 | 0 | 0 | 0 | 0 | 0 | 0 | 0 | 0 | 0 | 0 | 0 | 0 | 0 | 0 | 0 | 0 | 0 | 0 | 0 | 0 | 0 | 0 | 0 | 0 | 0 | 0 | 0 | 0 | 0 | 0 | 0 | 0 | 0 | 0 | 0 | 0 | 0 | 0 | 0 | 0 | 0 | 0 | 0 | 0 | 0 | 1302.6703 | 2812.5645 | 3915.5277 | 4636.146 | 5600.5122 | 6536.1588 | 7295.3286 | 8140.2975 | 8747.3449 | 9309.4831 | 9376.9277 | 9764.3236 | 9864.5618 | 10098.0764 | 10087.5537 | 10314.3935 | 10188.3882 | 10362.6972 | 10288.2381 | 10548.2097 | 0.01557% | 0 | 0 | 0 | 0 | 0 | 0 | 0 | 0 | 0 | 0 | 0 | 0 | 0 | 0 | 0 | 0 | 0 | 0 | 0 | 0 | 0 | 0 | 0 | 0
| ComBoilers_Cadmus | M_Input | EUIs based on PSE 2014 Commercial EUIs. Cost based on the DEER 2008 Cost Database for the measure gas boilers. EUL from Wisconsin February 2016 Technical Reference Manual for the measures "Boiler, 85-90% AFUE, NG" and "Boiler, ≥ 90% AFUE, NG", "Boiler, Hot Water, Condensing, ≥90% AFUE, ≥300 mbh" and "Boiler, Hot Water, Near Condensing, ≥85% AFUE, ≥300 mbh" | 2020 | NR and New | 2022 | 2041 | PSE | Commercial | University | Gas | Per Building SqFt - Boiler < 300 kBtuh |  |  | University Boiler < 300 kBtuh - ENERGY STAR - AFUE 90% |  | 0 | 20 | 0.34019 | 0 |  | 0 | 0 | 0 | 0 | 0 | 0 | 0 | 0.013815 |  | 0 | 0 | 0 | Heating | Boiler | Boiler Tune-up | Boiler LT 300 kBtuh AFUE 90% | CommVENT | 0.0141% | 74.6% | 74.6% | 131012.9885 | 1.0798 | 0% | 5% | 85% | 6.8% | 0.2% | 0.19815 | 0.0027284 | 0.020088 | 0 | 0.34019 | 0 | 0 | 0.045222 | 0.38542 |  | 0 | 2.5926 | 0 | 01. ($9,999.000) to $0.028 | 1 | 2.5926 | 12. $1.50 to $999.00 | 0 | 0 | 0 | 0 | 0 | 0 | 0 | 0 | 0 | 0 | 0 | 0 | 0 | 0 | 0 | 0 | 0 | 0 | 0 | 0 | 0 | 0 | 0 | 0 | 0 | 0 | 0 | 0 | 0 | 0 | 0 | 0 | 0 | 0 | 0 | 0 | 0 | 0 | 0 | 0 | 0 | 0 | 0 | 0 | 0 | 0 | 0 | 0 | 0 | 0 | 0 | 0 | 0 | 0 | 0 | 0 | 0 | 0 | 0 | 0 | 0 | 0 | 0 | 0 | 0 | 0 | 0 | 0 | 0 | 0 | 0 | 0 | 0 | 0 | 0 | 0 | 0 | 0 | 0 | 0 | 0 | 0 | 0 | 0 | 0 | 0 | 0 | 0 | 0 | 0 | 0 | 0 | 0 | 0 | 0 | 0 | 0 | 0 | 0 | 0 | 0 | 0 | 0 | 0 | 0 | 0 | 0 | 0 | 0 | 0 | 0 | 0 | 0 | 0 | 0 | 0 | 0 | 0 | 0 | 0 | 0 | 0 | 0 | 0 | 0 | 0 | 0 | 0 | 0 | 0 | 0 | 0 | 0 | 0 | 0 | 0 | 0 | 0 | 0 | 0 | 0 | 0 | 0 | 0 | 0 | 0 | 0 | 0 | 0 | 0 | 0 | 0 | 0 | 0 | 0 | 0 | 0 | 0 | 0 | 0 | 0 | 0 | 0 | 0 | 0 | 0 | 0 | 0 | 0 | 0 | 0 | 0 | 0 | 0 | 0 | 0 | 0 | 0 | 0 | 0 | 0 | 0 | 0 | 0 | 0 | 0 | 0 | 0 | 0 | 0 | 0 | 0 | 0 | 0 | 0 | 0 | 0 | 0 | 0 | 0 | 0 | 0 | 0 | 0 | 0.01557% | 0 | 0 | 0 | 0 | 0 | 0 | 0 | 0 | 0 | 0 | 0 | 0 | 0 | 0 | 0 | 0 | 0 | 0 | 0 | 0 | 0 | 0 | 0 | 0
| ComBoilers_Cadmus | M_Input | EUIs based on PSE 2014 Commercial EUIs. Cost based on the DEER 2008 Cost Database for the measure gas boilers. EUL from Wisconsin February 2016 Technical Reference Manual for the measures "Boiler, 85-90% AFUE, NG" and "Boiler, ≥ 90% AFUE, NG", "Boiler, Hot Water, Condensing, ≥90% AFUE, ≥300 mbh" and "Boiler, Hot Water, Near Condensing, ≥85% AFUE, ≥300 mbh" | 2020 | NR and New | 2022 | 2041 | PSE | Commercial | Warehouse | Gas | Per Building SqFt - Boiler < 300 kBtuh |  |  | Warehouse Boiler < 300 kBtuh - ENERGY STAR - AFUE 90% |  | 0 | 20 | 0.2808 | 0 |  | 0 | 0 | 0 | 0 | 0 | 0 | 0 | 0.0051112 |  | 0 | 0 | 0 | Heating | Boiler | Boiler Tune-up | Boiler LT 300 kBtuh AFUE 90% | CommVENT | 0.0141% | 1.122% | 1.122% | 32743.3403 | 0.95423 | 41.66% | 5% | 85% | 6.8% | 0.2% | 0.073313 | 0.0010094 | 0.0074322 | 0 | 0.2808 | 0 | 0 | 0.047719 | 0.32852 |  | 0 | 5.973 | 0 | 01. ($9,999.000) to $0.028 | 1 | 5.973 | 12. $1.50 to $999.00 | 0 | 0 | 0 | 0 | 0 | 0 | 0 | 0 | 0 | 0 | 0 | 0 | 0 | 0 | 0 | 0 | 0 | 0 | 0 | 0 | 0 | 0 | 0 | 0 | 0 | 0 | 0 | 0 | 0 | 0 | 0 | 0 | 0 | 0 | 0 | 0 | 0 | 0 | 0 | 0 | 0 | 0 | 0 | 0 | 0 | 0 | 0 | 0 | 0 | 0 | 0 | 0 | 0 | 0 | 0 | 0 | 0 | 0 | 0 | 0 | 0 | 0 | 0 | 0 | 0 | 0 | 0 | 0 | 0 | 0 | 0 | 0 | 0 | 0 | 4325.5342 | 9296.6446 | 12946.3068 | 15353.4532 | 18523.7067 | 21573.6942 | 24025.004 | 26725.8693 | 28645.6069 | 30407.222 | 30573.6416 | 31757.0344 | 32014.8684 | 32695.4376 | 32591.3713 | 33245.5566 | 32767.0623 | 33251.0029 | 32938.6144 | 33697.9468 | 22.1089 | 47.5174 | 66.1717 | 78.4752 | 94.6791 | 110.2684 | 122.7976 | 136.6024 | 146.4146 | 155.4187 | 156.2693 | 162.3179 | 163.6357 | 167.1143 | 166.5824 | 169.9261 | 167.4804 | 169.9539 | 168.3572 | 172.2384 | 2644.3296 | 22.1089 | 69.6263 | 135.798 | 214.2732 | 308.9523 | 419.2207 | 542.0183 | 678.6207 | 825.0353 | 980.454 | 1136.7233 | 1299.0412 | 1462.6769 | 1629.7912 | 1796.3736 | 1966.2997 | 2133.7801 | 2303.734 | 2472.0912 | 2644.3296 | 0 | 0 | 0 | 0 | 0 | 0 | 0 | 0 | 0 | 0 | 0 | 0 | 0 | 0 | 0 | 0 | 0 | 0 | 0 | 0 | 0 | 0 | 0 | 0 | 0 | 0 | 0 | 0 | 0 | 0 | 0 | 0 | 0 | 0 | 0 | 0 | 0 | 0 | 0 | 0 | 0 | 0 | 0 | 0 | 0 | 0 | 0 | 0 | 0 | 1421.027 | 3054.1391 | 4253.1283 | 5043.9254 | 6085.419 | 7087.4026 | 7892.7083 | 8779.9982 | 9410.6715 | 9989.3983 | 10044.0706 | 10432.8395 | 10517.5433 | 10741.1243 | 10706.9363 | 10921.8497 | 10764.6545 | 10923.6389 | 10821.0128 | 11070.4692 | 0.01557% | 0 | 0 | 0 | 0 | 0 | 0 | 0 | 0 | 0 | 0 | 0 | 0 | 0 | 0 | 0 | 0 | 0 | 0 | 0 | 0 | 0 | 0 | 0 | 0
| ComBoilers_Cadmus | M_Input | EUIs based on PSE 2014 Commercial EUIs. Cost based on the DEER 2008 Cost Database for the measure gas boilers. EUL from Wisconsin February 2016 Technical Reference Manual for the measures "Boiler, 85-90% AFUE, NG" and "Boiler, ≥ 90% AFUE, NG", "Boiler, Hot Water, Condensing, ≥90% AFUE, ≥300 mbh" and "Boiler, Hot Water, Near Condensing, ≥85% AFUE, ≥300 mbh" | 2020 | NR and New | 2022 | 2041 | PSE | Commercial | Supermarket | Gas | Per Building SqFt - Boiler < 300 kBtuh |  |  | Supermarket Boiler < 300 kBtuh - ENERGY STAR - AFUE 90% |  | 0 | 20 | 0.2808 | 0 |  | 0 | 0 | 0 | 0 | 0 | 0 | 0 | 0.014035 |  | 0 | 0 | 0 | Heating | Boiler | Boiler Tune-up | Boiler LT 300 kBtuh AFUE 90% | CommVENT | 0.0141% | 0.7407% | 0.7407% | 46001.1926 | 0.92495 | 0% | 5% | 85% | 6.8% | 0.2% | 0.20132 | 0.0027719 | 0.020409 | 0 | 0.2808 | 0 | 0 | 0.03298 | 0.31378 |  | 0 | 2.0776 | 0 | 01. ($9,999.000) to $0.028 | 1 | 2.0776 | 12. $1.50 to $999.00 | 0 | 0 | 0 | 0 | 0 | 0 | 0 | 0 | 0 | 0 | 0 | 0 | 0 | 0 | 0 | 0 | 0 | 0 | 0 | 0 | 0 | 0 | 0 | 0 | 0 | 0 | 0 | 0 | 0 | 0 | 0 | 0 | 0 | 0 | 0 | 0 | 0 | 0 | 0 | 0 | 0 | 0 | 0 | 0 | 0 | 0 | 0 | 0 | 0 | 0 | 0 | 0 | 0 | 0 | 0 | 0 | 0 | 0 | 0 | 0 | 0 | 0 | 0 | 0 | 0 | 0 | 0 | 0 | 0 | 0 | 0 | 0 | 0 | 0 | 0 | 0 | 0 | 0 | 0 | 0 | 0 | 0 | 0 | 0 | 0 | 0 | 0 | 0 | 0 | 0 | 0 | 0 | 0 | 0 | 0 | 0 | 0 | 0 | 0 | 0 | 0 | 0 | 0 | 0 | 0 | 0 | 0 | 0 | 0 | 0 | 0 | 0 | 0 | 0 | 0 | 0 | 0 | 0 | 0 | 0 | 0 | 0 | 0 | 0 | 0 | 0 | 0 | 0 | 0 | 0 | 0 | 0 | 0 | 0 | 0 | 0 | 0 | 0 | 0 | 0 | 0 | 0 | 0 | 0 | 0 | 0 | 0 | 0 | 0 | 0 | 0 | 0 | 0 | 0 | 0 | 0 | 0 | 0 | 0 | 0 | 0 | 0 | 0 | 0 | 0 | 0 | 0 | 0 | 0 | 0 | 0 | 0 | 0 | 0 | 0 | 0 | 0 | 0 | 0 | 0 | 0 | 0 | 0 | 0 | 0 | 0 | 0 | 0 | 0 | 0 | 0 | 0 | 0 | 0 | 0 | 0 | 0 | 0 | 0 | 0 | 0 | 0 | 0 | 0 | 0.01557% | 0 | 0 | 0 | 0 | 0 | 0 | 0 | 0 | 0 | 0 | 0 | 0 | 0 | 0 | 0 | 0 | 0 | 0 | 0 | 0 | 0 | 0 | 0 | 0
| ComBoilers_Cadmus | M_Input | EUIs based on PSE 2014 Commercial EUIs. Cost based on the DEER 2008 Cost Database for the measure gas boilers. EUL from Wisconsin February 2016 Technical Reference Manual for the measures "Boiler, 85-90% AFUE, NG" and "Boiler, ≥ 90% AFUE, NG", "Boiler, Hot Water, Condensing, ≥90% AFUE, ≥300 mbh" and "Boiler, Hot Water, Near Condensing, ≥85% AFUE, ≥300 mbh" | 2020 | NR and New | 2022 | 2041 | PSE | Commercial | MiniMart | Gas | Per Building SqFt - Boiler < 300 kBtuh |  |  | MiniMart Boiler < 300 kBtuh - ENERGY STAR - AFUE 90% |  | 0 | 20 | 0.2808 | 0 |  | 0 | 0 | 0 | 0 | 0 | 0 | 0 | 0.014035 |  | 0 | 0 | 0 | Heating | Boiler | Boiler Tune-up | Boiler LT 300 kBtuh AFUE 90% | CommVENT | 0.0141% | 0.7407% | 0.7407% | 2270.6714 | 1.0732 | 0% | 5% | 85% | 6.8% | 0.2% | 0.20132 | 0.0027719 | 0.020409 | 0 | 0.2808 | 0 | 0 | 0.03298 | 0.31378 |  | 0 | 2.0776 | 0 | 01. ($9,999.000) to $0.028 | 1 | 2.0776 | 12. $1.50 to $999.00 | 0 | 0 | 0 | 0 | 0 | 0 | 0 | 0 | 0 | 0 | 0 | 0 | 0 | 0 | 0 | 0 | 0 | 0 | 0 | 0 | 0 | 0 | 0 | 0 | 0 | 0 | 0 | 0 | 0 | 0 | 0 | 0 | 0 | 0 | 0 | 0 | 0 | 0 | 0 | 0 | 0 | 0 | 0 | 0 | 0 | 0 | 0 | 0 | 0 | 0 | 0 | 0 | 0 | 0 | 0 | 0 | 0 | 0 | 0 | 0 | 0 | 0 | 0 | 0 | 0 | 0 | 0 | 0 | 0 | 0 | 0 | 0 | 0 | 0 | 0 | 0 | 0 | 0 | 0 | 0 | 0 | 0 | 0 | 0 | 0 | 0 | 0 | 0 | 0 | 0 | 0 | 0 | 0 | 0 | 0 | 0 | 0 | 0 | 0 | 0 | 0 | 0 | 0 | 0 | 0 | 0 | 0 | 0 | 0 | 0 | 0 | 0 | 0 | 0 | 0 | 0 | 0 | 0 | 0 | 0 | 0 | 0 | 0 | 0 | 0 | 0 | 0 | 0 | 0 | 0 | 0 | 0 | 0 | 0 | 0 | 0 | 0 | 0 | 0 | 0 | 0 | 0 | 0 | 0 | 0 | 0 | 0 | 0 | 0 | 0 | 0 | 0 | 0 | 0 | 0 | 0 | 0 | 0 | 0 | 0 | 0 | 0 | 0 | 0 | 0 | 0 | 0 | 0 | 0 | 0 | 0 | 0 | 0 | 0 | 0 | 0 | 0 | 0 | 0 | 0 | 0 | 0 | 0 | 0 | 0 | 0 | 0 | 0 | 0 | 0 | 0 | 0 | 0 | 0 | 0 | 0 | 0 | 0 | 0 | 0 | 0 | 0 | 0 | 0 | 0.01557% | 0 | 0 | 0 | 0 | 0 | 0 | 0 | 0 | 0 | 0 | 0 | 0 | 0 | 0 | 0 | 0 | 0 | 0 | 0 | 0 | 0 | 0 | 0 | 0
| ComBoilers_Cadmus | M_Input | EUIs based on PSE 2014 Commercial EUIs. Cost based on the DEER 2008 Cost Database for the measure gas boilers. EUL from Wisconsin February 2016 Technical Reference Manual for the measures "Boiler, 85-90% AFUE, NG" and "Boiler, ≥ 90% AFUE, NG", "Boiler, Hot Water, Condensing, ≥90% AFUE, ≥300 mbh" and "Boiler, Hot Water, Near Condensing, ≥85% AFUE, ≥300 mbh" | 2020 | NR and New | 2022 | 2041 | PSE | Commercial | Restaurant | Gas | Per Building SqFt - Boiler < 300 kBtuh |  |  | Restaurant Boiler < 300 kBtuh - ENERGY STAR - AFUE 90% |  | 0 | 20 | 0.2808 | 0 |  | 0 | 0 | 0 | 0 | 0 | 0 | 0 | 0.0025846 |  | 0 | 0 | 0 | Heating | Boiler | Boiler Tune-up | Boiler LT 300 kBtuh AFUE 90% | CommVENT | 0.0141% | 0% | 0% | 12127.7951 | 1.2469 | 50% | 5% | 85% | 6.8% | 0.2% | 0.037073 | 0.00051045 | 0.0037583 | 0 | 0.2808 | 0 | 0 | 0.051892 | 0.33269 |  | 0 | 11.962 | 0 | 01. ($9,999.000) to $0.028 | 1 | 11.962 | 12. $1.50 to $999.00 | 0 | 0 | 0 | 0 | 0 | 0 | 0 | 0 | 0 | 0 | 0 | 0 | 0 | 0 | 0 | 0 | 0 | 0 | 0 | 0 | 0 | 0 | 0 | 0 | 0 | 0 | 0 | 0 | 0 | 0 | 0 | 0 | 0 | 0 | 0 | 0 | 0 | 0 | 0 | 0 | 0 | 0 | 0 | 0 | 0 | 0 | 0 | 0 | 0 | 0 | 0 | 0 | 0 | 0 | 0 | 0 | 0 | 0 | 0 | 0 | 0 | 0 | 0 | 0 | 0 | 0 | 0 | 0 | 0 | 0 | 0 | 0 | 0 | 0 | 0 | 0 | 0 | 0 | 0 | 0 | 0 | 0 | 0 | 0 | 0 | 0 | 0 | 0 | 0 | 0 | 0 | 0 | 0 | 0 | 0 | 0 | 0 | 0 | 0 | 0 | 0 | 0 | 0 | 0 | 0 | 0 | 0 | 0 | 0 | 0 | 0 | 0 | 0 | 0 | 0 | 0 | 0 | 0 | 0 | 0 | 0 | 0 | 0 | 0 | 0 | 0 | 0 | 0 | 0 | 0 | 0 | 0 | 0 | 0 | 0 | 0 | 0 | 0 | 0 | 0 | 0 | 0 | 0 | 0 | 0 | 0 | 0 | 0 | 0 | 0 | 0 | 0 | 0 | 0 | 0 | 0 | 0 | 0 | 0 | 0 | 0 | 0 | 0 | 0 | 0 | 0 | 0 | 0 | 0 | 0 | 0 | 0 | 0 | 0 | 0 | 0 | 0 | 0 | 0 | 0 | 0 | 0 | 0 | 0 | 0 | 0 | 0 | 0 | 0 | 0 | 0 | 0 | 0 | 0 | 0 | 0 | 0 | 0 | 0 | 0 | 0 | 0 | 0 | 0 | 0.01557% | 0 | 0 | 0 | 0 | 0 | 0 | 0 | 0 | 0 | 0 | 0 | 0 | 0 | 0 | 0 | 0 | 0 | 0 | 0 | 0 | 0 | 0 | 0 | 0
| ComBoilers_Cadmus | M_Input | EUIs based on PSE 2014 Commercial EUIs. Cost based on the DEER 2008 Cost Database for the measure gas boilers. EUL from Wisconsin February 2016 Technical Reference Manual for the measures "Boiler, 85-90% AFUE, NG" and "Boiler, ≥ 90% AFUE, NG", "Boiler, Hot Water, Condensing, ≥90% AFUE, ≥300 mbh" and "Boiler, Hot Water, Near Condensing, ≥85% AFUE, ≥300 mbh" | 2020 | NR and New | 2022 | 2041 | PSE | Commercial | Lodging | Gas | Per Building SqFt - Boiler < 300 kBtuh |  |  | Lodging Boiler < 300 kBtuh - ENERGY STAR - AFUE 90% |  | 0 | 20 | 0.18859 | 0 |  | 0 | 0 | 0 | 0 | 0 | 0 | 0 | 0.010119 |  | 0 | 0 | 0 | Heating | Boiler | Boiler Tune-up | Boiler LT 300 kBtuh AFUE 90% | CommVENT | 0.0141% | 56.64% | 56.64% | 28301.6712 | 0.90175 | 15.82% | 5% | 85% | 6.8% | 0.2% | 0.14514 | 0.0019984 | 0.014714 | 0 | 0.18859 | 0 | 0 | 0.021006 | 0.20959 |  | 0 | 1.9249 | 0 | 01. ($9,999.000) to $0.028 | 1 | 1.9249 | 12. $1.50 to $999.00 | 0 | 0 | 0 | 0 | 0 | 0 | 0 | 0 | 0 | 0 | 0 | 0 | 0 | 0 | 0 | 0 | 0 | 0 | 0 | 0 | 0 | 0 | 0 | 0 | 0 | 0 | 0 | 0 | 0 | 0 | 0 | 0 | 0 | 0 | 0 | 0 | 0 | 0 | 0 | 0 | 0 | 0 | 0 | 0 | 0 | 0 | 0 | 0 | 0 | 0 | 0 | 0 | 0 | 0 | 0 | 0 | 0 | 0 | 0 | 0 | 0 | 0 | 0 | 0 | 0 | 0 | 0 | 0 | 0 | 0 | 0 | 0 | 0 | 0 | 15031.4767 | 32363.2955 | 45064.2185 | 53412.0591 | 64473.4388 | 75150.1146 | 83763.1449 | 93290.0721 | 100090.6134 | 106353.3874 | 107009.7725 | 111260.0848 | 112256.8073 | 114748.5432 | 114479.3992 | 116884.5853 | 115301.6679 | 117109.0993 | 116109.7647 | 118885.8495 | 152.0989 | 327.4744 | 455.9911 | 540.4604 | 652.3872 | 760.4212 | 847.5738 | 943.9739 | 1012.7865 | 1076.1576 | 1082.7994 | 1125.807 | 1135.8926 | 1161.1057 | 1158.3823 | 1182.7196 | 1166.7026 | 1184.9914 | 1174.8795 | 1202.9698 | 18345.575 | 152.0989 | 479.5733 | 935.5645 | 1476.0249 | 2128.412 | 2888.8332 | 3736.4071 | 4680.381 | 5693.1675 | 6769.3251 | 7852.1246 | 8977.9316 | 10113.8241 | 11274.9298 | 12433.3121 | 13616.0317 | 14782.7343 | 15967.7257 | 17142.6052 | 18345.575 | 0 | 0 | 0 | 0 | 0 | 0 | 0 | 0 | 0 | 0 | 0 | 0 | 0 | 0 | 0 | 0 | 0 | 0 | 0 | 0 | 0 | 0 | 0 | 0 | 0 | 0 | 0 | 0 | 0 | 0 | 0 | 0 | 0 | 0 | 0 | 0 | 0 | 0 | 0 | 0 | 0 | 0 | 0 | 0 | 0 | 0 | 0 | 0 | 0 | 3150.4858 | 6783.1062 | 9445.1253 | 11194.7706 | 13513.1536 | 15750.9055 | 17556.1326 | 19552.9058 | 20978.2487 | 22290.8796 | 22428.453 | 23319.2869 | 23528.1925 | 24050.4418 | 23994.0312 | 24498.1404 | 24166.3726 | 24545.1968 | 24335.7437 | 24917.5905 | 0.01557% | 0 | 0 | 0 | 0 | 0 | 0 | 0 | 0 | 0 | 0 | 0 | 0 | 0 | 0 | 0 | 0 | 0 | 0 | 0 | 0 | 0 | 0 | 0 | 0
| ComBoilers_Cadmus | M_Input | EUIs based on PSE 2014 Commercial EUIs. Cost based on the DEER 2008 Cost Database for the measure gas boilers. EUL from Wisconsin February 2016 Technical Reference Manual for the measures "Boiler, 85-90% AFUE, NG" and "Boiler, ≥ 90% AFUE, NG", "Boiler, Hot Water, Condensing, ≥90% AFUE, ≥300 mbh" and "Boiler, Hot Water, Near Condensing, ≥85% AFUE, ≥300 mbh" | 2020 | NR and New | 2022 | 2041 | PSE | Commercial | Hospital | Gas | Per Building SqFt - Boiler < 300 kBtuh |  |  | Hospital Boiler < 300 kBtuh - ENERGY STAR - AFUE 90% |  | 0 | 20 | 0.2808 | 0 |  | 0 | 0 | 0 | 0 | 0 | 0 | 0 | 0.019506 |  | 0 | 0 | 0 | Heating | Boiler | Boiler Tune-up | Boiler LT 300 kBtuh AFUE 90% | CommVENT | 0.0141% | 35.29% | 35.29% | 173734.3051 | 2.1454 | 0% | 5% | 85% | 6.8% | 0.2% | 0.27979 | 0.0038524 | 0.028364 | 0 | 0.2808 | 0 | 0 | 0.023944 | 0.30475 |  | 0 | 1.4518 | 0 | 01. ($9,999.000) to $0.028 | 1 | 1.4518 | 11. $1.20 to $1.50 | 0 | 0 | 0 | 0 | 0 | 0 | 0 | 0 | 0 | 0 | 0 | 0 | 0 | 0 | 0 | 0 | 0 | 0 | 0 | 0 | 0 | 0 | 0 | 0 | 0 | 0 | 0 | 0 | 0 | 0 | 0 | 0 | 0 | 0 | 0 | 0 | 0 | 0 | 0 | 0 | 0 | 0 | 0 | 0 | 0 | 0 | 0 | 0 | 0 | 0 | 0 | 0 | 0 | 0 | 0 | 0 | 0 | 0 | 0 | 0 | 0 | 0 | 0 | 0 | 0 | 0 | 0 | 0 | 0 | 0 | 0 | 0 | 0 | 0 | 0 | 0 | 0 | 0 | 0 | 0 | 0 | 0 | 0 | 0 | 0 | 0 | 0 | 0 | 0 | 0 | 0 | 0 | 0 | 0 | 0 | 0 | 0 | 0 | 0 | 0 | 0 | 0 | 0 | 0 | 0 | 0 | 0 | 0 | 0 | 0 | 0 | 0 | 0 | 0 | 0 | 0 | 0 | 0 | 0 | 0 | 0 | 0 | 0 | 0 | 0 | 0 | 0 | 0 | 0 | 0 | 0 | 0 | 0 | 0 | 0 | 0 | 0 | 0 | 0 | 0 | 0 | 0 | 0 | 0 | 0 | 0 | 0 | 0 | 0 | 0 | 0 | 0 | 0 | 0 | 0 | 0 | 0 | 0 | 0 | 0 | 0 | 0 | 0 | 0 | 0 | 0 | 0 | 0 | 0 | 0 | 0 | 0 | 0 | 0 | 0 | 0 | 0 | 0 | 0 | 0 | 0 | 0 | 0 | 0 | 0 | 0 | 0 | 0 | 0 | 0 | 0 | 0 | 0 | 0 | 0 | 0 | 0 | 0 | 0 | 0 | 0 | 0 | 0 | 0 | 0.01557% | 0 | 0 | 0 | 0 | 0 | 0 | 0 | 0 | 0 | 0 | 0 | 0 | 0 | 0 | 0 | 0 | 0 | 0 | 0 | 0 | 0 | 0 | 0 | 0
| ComBoilers_Cadmus | M_Input | EUIs based on PSE 2014 Commercial EUIs. Cost based on the DEER 2008 Cost Database for the measure gas boilers. EUL from Wisconsin February 2016 Technical Reference Manual for the measures "Boiler, 85-90% AFUE, NG" and "Boiler, ≥ 90% AFUE, NG", "Boiler, Hot Water, Condensing, ≥90% AFUE, ≥300 mbh" and "Boiler, Hot Water, Near Condensing, ≥85% AFUE, ≥300 mbh" | 2020 | NR and New | 2022 | 2041 | PSE | Commercial | Residential Care | Gas | Per Building SqFt - Boiler < 300 kBtuh |  |  | Residential Care Boiler < 300 kBtuh - ENERGY STAR - AFUE 90% |  | 0 | 20 | 0.2808 | 0 |  | 0 | 0 | 0 | 0 | 0 | 0 | 0 | 0.0086648 |  | 0 | 0 | 0 | Heating | Boiler | Boiler Tune-up | Boiler LT 300 kBtuh AFUE 90% | CommVENT | 0.0141% | 25.21% | 25.21% | 101257.3441 | 1.135 | 2.752% | 5% | 85% | 6.8% | 0.2% | 0.12428 | 0.0017113 | 0.012599 | 0 | 0.2808 | 0 | 0 | 0.04185 | 0.32265 |  | 0 | 3.4605 | 0 | 01. ($9,999.000) to $0.028 | 1 | 3.4605 | 12. $1.50 to $999.00 | 0 | 0 | 0 | 0 | 0 | 0 | 0 | 0 | 0 | 0 | 0 | 0 | 0 | 0 | 0 | 0 | 0 | 0 | 0 | 0 | 0 | 0 | 0 | 0 | 0 | 0 | 0 | 0 | 0 | 0 | 0 | 0 | 0 | 0 | 0 | 0 | 0 | 0 | 0 | 0 | 0 | 0 | 0 | 0 | 0 | 0 | 0 | 0 | 0 | 0 | 0 | 0 | 0 | 0 | 0 | 0 | 0 | 0 | 0 | 0 | 0 | 0 | 0 | 0 | 0 | 0 | 0 | 0 | 0 | 0 | 0 | 0 | 0 | 0 | 1594.2872 | 3430.1792 | 4776.5399 | 5662.6867 | 6834.0599 | 7963.2408 | 8872.8404 | 9877.4116 | 10593.3109 | 11251.6782 | 11318.0525 | 11763.0946 | 11864.6079 | 12123.5935 | 12091.1832 | 12340.7664 | 12169.5316 | 12355.9631 | 12246.353 | 12535.0291 | 13.8142 | 29.7218 | 41.3877 | 49.066 | 59.2157 | 68.9998 | 76.8813 | 85.5857 | 91.7888 | 97.4934 | 98.0685 | 101.9247 | 102.8043 | 105.0483 | 104.7675 | 106.9301 | 105.4464 | 107.0618 | 106.112 | 108.6133 | 1660.731 | 13.8142 | 43.5359 | 84.9236 | 133.9896 | 193.2053 | 262.205 | 339.0863 | 424.6719 | 516.4607 | 613.9541 | 712.0226 | 813.9473 | 916.7516 | 1021.7999 | 1126.5674 | 1233.4975 | 1338.9439 | 1446.0057 | 1552.1177 | 1660.731 | 0 | 0 | 0 | 0 | 0 | 0 | 0 | 0 | 0 | 0 | 0 | 0 | 0 | 0 | 0 | 0 | 0 | 0 | 0 | 0 | 0 | 0 | 0 | 0 | 0 | 0 | 0 | 0 | 0 | 0 | 0 | 0 | 0 | 0 | 0 | 0 | 0 | 0 | 0 | 0 | 0 | 0 | 0 | 0 | 0 | 0 | 0 | 0 | 0 | 514.3993 | 1106.7528 | 1541.1582 | 1827.0749 | 2205.0203 | 2569.3524 | 2862.8361 | 3186.9626 | 3417.9487 | 3630.3719 | 3651.7877 | 3795.3812 | 3828.1347 | 3911.6968 | 3901.2396 | 3981.768 | 3926.5188 | 3986.6712 | 3951.3053 | 4044.4471 | 0.01557% | 0 | 0 | 0 | 0 | 0 | 0 | 0 | 0 | 0 | 0 | 0 | 0 | 0 | 0 | 0 | 0 | 0 | 0 | 0 | 0 | 0 | 0 | 0 | 0
| ComBoilers_Cadmus | M_Input | EUIs based on PSE 2014 Commercial EUIs. Cost based on the DEER 2008 Cost Database for the measure gas boilers. EUL from Wisconsin February 2016 Technical Reference Manual for the measures "Boiler, 85-90% AFUE, NG" and "Boiler, ≥ 90% AFUE, NG", "Boiler, Hot Water, Condensing, ≥90% AFUE, ≥300 mbh" and "Boiler, Hot Water, Near Condensing, ≥85% AFUE, ≥300 mbh" | 2020 | NR and New | 2022 | 2041 | PSE | Commercial | Assembly | Gas | Per Building SqFt - Boiler < 300 kBtuh |  |  | Assembly Boiler < 300 kBtuh - ENERGY STAR - AFUE 90% |  | 0 | 20 | 0.52093 | 0 |  | 0 | 0 | 0 | 0 | 0 | 0 | 0 | 0.0086648 |  | 0 | 0 | 0 | Heating | Boiler | Boiler Tune-up | Boiler LT 300 kBtuh AFUE 90% | CommVENT | 0.0141% | 25.21% | 25.21% | 15455.3983 | 1.1338 | 4.371% | 5% | 85% | 6.8% | 0.2% | 0.12428 | 0.0017113 | 0.012599 | 0 | 0.52093 | 0 | 0 | 0.089875 | 0.6108 |  | 0 | 6.5509 | 0 | 01. ($9,999.000) to $0.028 | 1 | 6.5509 | 12. $1.50 to $999.00 | 0 | 0 | 0 | 0 | 0 | 0 | 0 | 0 | 0 | 0 | 0 | 0 | 0 | 0 | 0 | 0 | 0 | 0 | 0 | 0 | 0 | 0 | 0 | 0 | 0 | 0 | 0 | 0 | 0 | 0 | 0 | 0 | 0 | 0 | 0 | 0 | 0 | 0 | 0 | 0 | 0 | 0 | 0 | 0 | 0 | 0 | 0 | 0 | 0 | 0 | 0 | 0 | 0 | 0 | 0 | 0 | 0 | 0 | 0 | 0 | 0 | 0 | 0 | 0 | 0 | 0 | 0 | 0 | 0 | 0 | 0 | 0 | 0 | 0 | 4007.1649 | 8615.8449 | 11998.0159 | 14227.0112 | 17166.6839 | 19996.955 | 22273.6258 | 24784.2976 | 26570.6104 | 28211.14 | 28370.0768 | 29474.7417 | 29719.7184 | 30357.8769 | 30267.0789 | 30881.0918 | 30442.644 | 30898.554 | 30614.3597 | 31326.0853 | 34.7212 | 74.6544 | 103.9602 | 123.274 | 148.7456 | 173.2693 | 192.9962 | 214.7506 | 230.2286 | 244.4435 | 245.8206 | 255.3923 | 257.515 | 263.0445 | 262.2578 | 267.578 | 263.779 | 267.7293 | 265.2669 | 271.4338 | 4160.8611 | 34.7212 | 109.3757 | 213.3359 | 336.6099 | 485.3556 | 658.6249 | 851.6211 | 1066.3717 | 1296.6003 | 1541.0438 | 1786.8645 | 2042.2568 | 2299.7718 | 2562.8163 | 2825.074 | 3092.6521 | 3356.4311 | 3624.1604 | 3889.4273 | 4160.8611 | 0 | 0 | 0 | 0 | 0 | 0 | 0 | 0 | 0 | 0 | 0 | 0 | 0 | 0 | 0 | 0 | 0 | 0 | 0 | 0 | 0 | 0 | 0 | 0 | 0 | 0 | 0 | 0 | 0 | 0 | 0 | 0 | 0 | 0 | 0 | 0 | 0 | 0 | 0 | 0 | 0 | 0 | 0 | 0 | 0 | 0 | 0 | 0 | 0 | 2447.5943 | 5262.5967 | 7328.4419 | 8689.9222 | 10485.4875 | 12214.2298 | 13604.8305 | 15138.3601 | 16229.448 | 17231.4908 | 17328.5701 | 18003.3044 | 18152.9373 | 18542.7273 | 18487.2675 | 18862.3093 | 18594.5034 | 18872.9753 | 18699.3882 | 19134.1134 | 0.01557% | 0 | 0 | 0 | 0 | 0 | 0 | 0 | 0 | 0 | 0 | 0 | 0 | 0 | 0 | 0 | 0 | 0 | 0 | 0 | 0 | 0 | 0 | 0 | 0
| ComBoilers_Cadmus | M_Input | EUIs based on PSE 2014 Commercial EUIs. Cost based on the DEER 2008 Cost Database for the measure gas boilers. EUL from Wisconsin February 2016 Technical Reference Manual for the measures "Boiler, 85-90% AFUE, NG" and "Boiler, ≥ 90% AFUE, NG", "Boiler, Hot Water, Condensing, ≥90% AFUE, ≥300 mbh" and "Boiler, Hot Water, Near Condensing, ≥85% AFUE, ≥300 mbh" | 2020 | NR and New | 2022 | 2041 | PSE | Commercial | Other | Gas | Per Building SqFt - Boiler < 300 kBtuh |  |  | Other Boiler < 300 kBtuh - ENERGY STAR - AFUE 90% |  | 0 | 20 | 0.2808 | 0 |  | 0 | 0 | 0 | 0 | 0 | 0 | 0 | 0.0086648 |  | 0 | 0 | 0 | Heating | Boiler | Boiler Tune-up | Boiler LT 300 kBtuh AFUE 90% | CommVENT | 0.0141% | 25.21% | 25.21% | 31545.0104 | 1.4073 | 3.917% | 5% | 85% | 6.8% | 0.2% | 0.12428 | 0.0017113 | 0.012599 | 0 | 0.2808 | 0 | 0 | 0.04185 | 0.32265 |  | 0 | 3.4605 | 0 | 01. ($9,999.000) to $0.028 | 1 | 3.4605 | 12. $1.50 to $999.00 | 0 | 0 | 0 | 0 | 0 | 0 | 0 | 0 | 0 | 0 | 0 | 0 | 0 | 0 | 0 | 0 | 0 | 0 | 0 | 0 | 0 | 0 | 0 | 0 | 0 | 0 | 0 | 0 | 0 | 0 | 0 | 0 | 0 | 0 | 0 | 0 | 0 | 0 | 0 | 0 | 0 | 0 | 0 | 0 | 0 | 0 | 0 | 0 | 0 | 0 | 0 | 0 | 0 | 0 | 0 | 0 | 0 | 0 | 0 | 0 | 0 | 0 | 0 | 0 | 0 | 0 | 0 | 0 | 0 | 0 | 0 | 0 | 0 | 0 | 13266.7825 | 28309.3495 | 39425.9864 | 46847.4263 | 56391.0238 | 65448.1192 | 72611.1594 | 80379.6726 | 85795.5267 | 90688.3292 | 90908.6752 | 94044.1012 | 94472.0351 | 96109.5289 | 95461.3202 | 97005.3858 | 95259.8036 | 96309.7476 | 95055.475 | 96913.5577 | 114.9538 | 245.2944 | 341.6177 | 405.9229 | 488.6161 | 567.0939 | 629.1601 | 696.4726 | 743.3999 | 785.7949 | 787.7042 | 814.872 | 818.5799 | 832.7685 | 827.1519 | 840.5309 | 825.4058 | 834.5033 | 823.6353 | 839.7352 | 13263.2135 | 114.9538 | 360.2483 | 701.866 | 1107.7889 | 1596.405 | 2163.499 | 2792.6591 | 3489.1318 | 4232.5316 | 5018.3265 | 5806.0307 | 6620.9027 | 7439.4827 | 8272.2511 | 9099.403 | 9939.9339 | 10765.3397 | 11599.843 | 12423.4783 | 13263.2135 | 0 | 0 | 0 | 0 | 0 | 0 | 0 | 0 | 0 | 0 | 0 | 0 | 0 | 0 | 0 | 0 | 0 | 0 | 0 | 0 | 0 | 0 | 0 | 0 | 0 | 0 | 0 | 0 | 0 | 0 | 0 | 0 | 0 | 0 | 0 | 0 | 0 | 0 | 0 | 0 | 0 | 0 | 0 | 0 | 0 | 0 | 0 | 0 | 0 | 4280.5485 | 9134.0568 | 12720.8574 | 15115.3968 | 18194.6538 | 21116.9401 | 23428.1064 | 25934.6296 | 27682.0636 | 29260.7341 | 29331.8291 | 30343.4793 | 30481.5528 | 31009.8929 | 30800.7473 | 31298.9425 | 30735.7276 | 31074.4937 | 30669.8007 | 31269.314 | 0.01557% | 0 | 0 | 0 | 0 | 0 | 0 | 0 | 0 | 0 | 0 | 0 | 0 | 0 | 0 | 0 | 0 | 0 | 0 | 0 | 0 | 0 | 0 | 0 | 0
| ComBoilers_Cadmus | M_Input | EUIs based on PSE 2014 Commercial EUIs. Cost based on the DEER 2008 Cost Database for the measure gas boilers. EUL from Wisconsin February 2016 Technical Reference Manual for the measures "Boiler, 85-90% AFUE, NG" and "Boiler, ≥ 90% AFUE, NG", "Boiler, Hot Water, Condensing, ≥90% AFUE, ≥300 mbh" and "Boiler, Hot Water, Near Condensing, ≥85% AFUE, ≥300 mbh" | 2020 | NR and New | 2022 | 2041 | PSE | Commercial | Large Off | Gas | Per Building SqFt - Boiler < 300 kBtuh |  |  | Large Off Boiler < 300 kBtuh - Premium Efficiency - AFUE 94% |  | 0 | 20 | 0.14384 | 0 |  | 0 | 0 | 0 | 0 | 0 | 0 | 0 | 0.0078081 |  | 0 | 0 | 0 | Heating | Boiler | Boiler Tune-up | Boiler LT 300 kBtuh AFUE 94% | CommVENT | 0.0141% | 27.79% | 27.79% | 259599.5083 | 1.1293 | 1.303% | 5% | 85% | 6.8% | 0.2% | 0.11199 | 0.0015421 | 0.011354 | 0 | 0.14384 | 0 | 0 | 0.015873 | 0.15972 |  | 0 | 1.9009 | 0 | 01. ($9,999.000) to $0.028 | 1 | 1.9009 | 12. $1.50 to $999.00 | 0 | 0 | 0 | 0 | 0 | 0 | 0 | 0 | 0 | 0 | 0 | 0 | 0 | 0 | 0 | 0 | 0 | 0 | 0 | 0 | 0 | 0 | 0 | 0 | 0 | 0 | 0 | 0 | 0 | 0 | 0 | 0 | 0 | 0 | 0 | 0 | 0 | 0 | 0 | 0 | 0 | 0 | 0 | 0 | 0 | 0 | 0 | 0 | 0 | 0 | 0 | 0 | 0 | 0 | 0 | 0 | 0 | 0 | 0 | 0 | 0 | 0 | 0 | 0 | 0 | 0 | 0 | 0 | 0 | 0 | 0 | 0 | 0 | 0 | 3226.9431 | 6956.2006 | 9685.3543 | 11474.5858 | 13855.5865 | 16158.9674 | 18021.8588 | 20087.9998 | 21567.0693 | 22932.4902 | 23084.8703 | 24017.8609 | 24246.7971 | 24800.6378 | 24756.6494 | 25292.7562 | 24964.9311 | 25371.8826 | 25170.3523 | 25787.063 | 25.1963 | 54.3147 | 75.6242 | 89.5947 | 108.1858 | 126.1708 | 140.7164 | 156.8491 | 168.3978 | 179.0591 | 180.2489 | 187.5338 | 189.3214 | 193.6458 | 193.3023 | 197.4883 | 194.9286 | 198.1061 | 196.5326 | 201.3479 | 3056.5648 | 25.1963 | 79.511 | 155.1352 | 244.7299 | 352.9157 | 479.0865 | 619.8029 | 776.652 | 945.0498 | 1124.1089 | 1304.3578 | 1491.8916 | 1681.213 | 1874.8588 | 2068.1612 | 2265.6495 | 2460.5781 | 2658.6843 | 2855.2169 | 3056.5648 | 0 | 0 | 0 | 0 | 0 | 0 | 0 | 0 | 0 | 0 | 0 | 0 | 0 | 0 | 0 | 0 | 0 | 0 | 0 | 0 | 0 | 0 | 0 | 0 | 0 | 0 | 0 | 0 | 0 | 0 | 0 | 0 | 0 | 0 | 0 | 0 | 0 | 0 | 0 | 0 | 0 | 0 | 0 | 0 | 0 | 0 | 0 | 0 | 0 | 515.4015 | 1111.0317 | 1546.9271 | 1832.6999 | 2212.989 | 2580.8808 | 2878.4184 | 3208.4186 | 3444.6529 | 3662.7354 | 3687.0733 | 3836.0889 | 3872.6541 | 3961.1126 | 3954.0868 | 4039.7128 | 3987.3532 | 4052.3507 | 4020.1627 | 4118.6626 | 0.01557% | 0 | 0 | 0 | 0 | 0 | 0 | 0 | 0 | 0 | 0 | 0 | 0 | 0 | 0 | 0 | 0 | 0 | 0 | 0 | 0 | 0 | 0 | 0 | 0
| ComBoilers_Cadmus | M_Input | EUIs based on PSE 2014 Commercial EUIs. Cost based on the DEER 2008 Cost Database for the measure gas boilers. EUL from Wisconsin February 2016 Technical Reference Manual for the measures "Boiler, 85-90% AFUE, NG" and "Boiler, ≥ 90% AFUE, NG", "Boiler, Hot Water, Condensing, ≥90% AFUE, ≥300 mbh" and "Boiler, Hot Water, Near Condensing, ≥85% AFUE, ≥300 mbh" | 2020 | NR and New | 2022 | 2041 | PSE | Commercial | Medium Off | Gas | Per Building SqFt - Boiler < 300 kBtuh |  |  | Medium Off Boiler < 300 kBtuh - Premium Efficiency - AFUE 94% |  | 0 | 20 | 0.14384 | 0 |  | 0 | 0 | 0 | 0 | 0 | 0 | 0 | 0.0078081 |  | 0 | 0 | 0 | Heating | Boiler | Boiler Tune-up | Boiler LT 300 kBtuh AFUE 94% | CommVENT | 0.0141% | 27.79% | 27.79% | 42353.7102 | 1.0142 | 11.34% | 5% | 85% | 6.8% | 0.2% | 0.11199 | 0.0015421 | 0.011354 | 0 | 0.14384 | 0 | 0 | 0.015873 | 0.15972 |  | 0 | 1.9009 | 0 | 01. ($9,999.000) to $0.028 | 1 | 1.9009 | 12. $1.50 to $999.00 | 0 | 0 | 0 | 0 | 0 | 0 | 0 | 0 | 0 | 0 | 0 | 0 | 0 | 0 | 0 | 0 | 0 | 0 | 0 | 0 | 0 | 0 | 0 | 0 | 0 | 0 | 0 | 0 | 0 | 0 | 0 | 0 | 0 | 0 | 0 | 0 | 0 | 0 | 0 | 0 | 0 | 0 | 0 | 0 | 0 | 0 | 0 | 0 | 0 | 0 | 0 | 0 | 0 | 0 | 0 | 0 | 0 | 0 | 0 | 0 | 0 | 0 | 0 | 0 | 0 | 0 | 0 | 0 | 0 | 0 | 0 | 0 | 0 | 0 | 13460.9379 | 29017.2403 | 40401.689 | 47865.3269 | 57797.4825 | 67405.8539 | 75176.7579 | 83795.5014 | 89965.3232 | 95661.0683 | 96296.71 | 100188.6061 | 101143.5956 | 103453.8981 | 103270.404 | 105506.731 | 104139.2346 | 105836.8006 | 104996.1328 | 107568.6928 | 105.1043 | 226.5695 | 315.4604 | 373.7372 | 451.2884 | 526.3115 | 586.9875 | 654.2835 | 702.4581 | 746.931 | 751.8942 | 782.2825 | 789.7391 | 807.7782 | 806.3454 | 823.8069 | 813.1294 | 826.3841 | 819.8201 | 839.9069 | 12750.2181 | 105.1043 | 331.6738 | 647.1341 | 1020.8713 | 1472.1597 | 1998.4712 | 2585.4587 | 3239.7422 | 3942.2003 | 4689.1313 | 5441.0255 | 6223.3079 | 7013.0471 | 7820.8252 | 8627.1707 | 9450.9776 | 10264.107 | 11090.4911 | 11910.3112 | 12750.2181 | 0 | 0 | 0 | 0 | 0 | 0 | 0 | 0 | 0 | 0 | 0 | 0 | 0 | 0 | 0 | 0 | 0 | 0 | 0 | 0 | 0 | 0 | 0 | 0 | 0 | 0 | 0 | 0 | 0 | 0 | 0 | 0 | 0 | 0 | 0 | 0 | 0 | 0 | 0 | 0 | 0 | 0 | 0 | 0 | 0 | 0 | 0 | 0 | 0 | 2149.9564 | 4634.5806 | 6452.884 | 7644.9626 | 9231.3083 | 10765.9399 | 12007.0944 | 13383.6644 | 14369.0971 | 15278.8111 | 15380.3346 | 16001.9411 | 16154.4703 | 16523.4676 | 16494.1603 | 16851.3423 | 16632.9283 | 16904.0604 | 16769.7905 | 17180.6751 | 0.01557% | 0 | 0 | 0 | 0 | 0 | 0 | 0 | 0 | 0 | 0 | 0 | 0 | 0 | 0 | 0 | 0 | 0 | 0 | 0 | 0 | 0 | 0 | 0 | 0
| ComBoilers_Cadmus | M_Input | EUIs based on PSE 2014 Commercial EUIs. Cost based on the DEER 2008 Cost Database for the measure gas boilers. EUL from Wisconsin February 2016 Technical Reference Manual for the measures "Boiler, 85-90% AFUE, NG" and "Boiler, ≥ 90% AFUE, NG", "Boiler, Hot Water, Condensing, ≥90% AFUE, ≥300 mbh" and "Boiler, Hot Water, Near Condensing, ≥85% AFUE, ≥300 mbh" | 2020 | NR and New | 2022 | 2041 | PSE | Commercial | Small Off | Gas | Per Building SqFt - Boiler < 300 kBtuh |  |  | Small Off Boiler < 300 kBtuh - Premium Efficiency - AFUE 94% |  | 0 | 20 | 0.14384 | 0 |  | 0 | 0 | 0 | 0 | 0 | 0 | 0 | 0.0078081 |  | 0 | 0 | 0 | Heating | Boiler | Boiler Tune-up | Boiler LT 300 kBtuh AFUE 94% | CommVENT | 0.0141% | 27.79% | 27.79% | 5367.7993 | 1.1188 | 50% | 5% | 85% | 6.8% | 0.2% | 0.11199 | 0.0015421 | 0.011354 | 0 | 0.14384 | 0 | 0 | 0.015873 | 0.15972 |  | 0 | 1.9009 | 0 | 01. ($9,999.000) to $0.028 | 1 | 1.9009 | 12. $1.50 to $999.00 | 0 | 0 | 0 | 0 | 0 | 0 | 0 | 0 | 0 | 0 | 0 | 0 | 0 | 0 | 0 | 0 | 0 | 0 | 0 | 0 | 0 | 0 | 0 | 0 | 0 | 0 | 0 | 0 | 0 | 0 | 0 | 0 | 0 | 0 | 0 | 0 | 0 | 0 | 0 | 0 | 0 | 0 | 0 | 0 | 0 | 0 | 0 | 0 | 0 | 0 | 0 | 0 | 0 | 0 | 0 | 0 | 0 | 0 | 0 | 0 | 0 | 0 | 0 | 0 | 0 | 0 | 0 | 0 | 0 | 0 | 0 | 0 | 0 | 0 | 45310.4034 | 97673.9413 | 135994.7453 | 161117.8416 | 194550.1315 | 226892.5422 | 253049.9166 | 282061.1747 | 302829.2009 | 322001.4538 | 324141.0656 | 337241.4441 | 340456.0019 | 348232.6322 | 347614.9788 | 355142.603 | 350539.52 | 356253.6388 | 353423.8958 | 362083.302 | 353.7881 | 762.6477 | 1061.8603 | 1258.0239 | 1519.0665 | 1771.5992 | 1975.8386 | 2202.3613 | 2364.5201 | 2514.2189 | 2530.9252 | 2633.2143 | 2658.3139 | 2719.0346 | 2714.2119 | 2772.9883 | 2737.047 | 2781.6634 | 2759.5685 | 2827.1819 | 42918.0735 | 353.7881 | 1116.4358 | 2178.2961 | 3436.32 | 4955.3865 | 6726.9858 | 8702.8243 | 10905.1857 | 13269.7058 | 15783.9247 | 18314.85 | 20948.0642 | 23606.3781 | 26325.4127 | 29039.6245 | 31812.6128 | 34549.6598 | 37331.3231 | 40090.8916 | 42918.0735 | 0 | 0 | 0 | 0 | 0 | 0 | 0 | 0 | 0 | 0 | 0 | 0 | 0 | 0 | 0 | 0 | 0 | 0 | 0 | 0 | 0 | 0 | 0 | 0 | 0 | 0 | 0 | 0 | 0 | 0 | 0 | 0 | 0 | 0 | 0 | 0 | 0 | 0 | 0 | 0 | 0 | 0 | 0 | 0 | 0 | 0 | 0 | 0 | 0 | 7236.8949 | 15600.3035 | 21720.8323 | 25733.4473 | 31073.1916 | 36238.8623 | 40416.6704 | 45050.2955 | 48367.3267 | 51429.484 | 51771.2189 | 53863.5874 | 54377.0107 | 55619.0799 | 55520.4294 | 56722.7278 | 55987.5318 | 56900.1804 | 56448.219 | 57831.2835 | 0.01557% | 0 | 0 | 0 | 0 | 0 | 0 | 0 | 0 | 0 | 0 | 0 | 0 | 0 | 0 | 0 | 0 | 0 | 0 | 0 | 0 | 0 | 0 | 0 | 0
| ComBoilers_Cadmus | M_Input | EUIs based on PSE 2014 Commercial EUIs. Cost based on the DEER 2008 Cost Database for the measure gas boilers. EUL from Wisconsin February 2016 Technical Reference Manual for the measures "Boiler, 85-90% AFUE, NG" and "Boiler, ≥ 90% AFUE, NG", "Boiler, Hot Water, Condensing, ≥90% AFUE, ≥300 mbh" and "Boiler, Hot Water, Near Condensing, ≥85% AFUE, ≥300 mbh" | 2020 | NR and New | 2022 | 2041 | PSE | Commercial | XLarge Ret | Gas | Per Building SqFt - Boiler < 300 kBtuh |  |  | XLarge Ret Boiler < 300 kBtuh - Premium Efficiency - AFUE 94% |  | 0 | 20 | 0.1872 | 0 |  | 0 | 0 | 0 | 0 | 0 | 0 | 0 | 0.0025157 |  | 0 | 0 | 0 | Heating | Boiler | Boiler Tune-up | Boiler LT 300 kBtuh AFUE 94% | CommVENT | 0.0141% | 8.591% | 8.591% | 290598.2323 | 1.0366 | 0% | 5% | 85% | 6.8% | 0.2% | 0.036084 | 0.00049684 | 0.0036581 | 0 | 0.1872 | 0 | 0 | 0.033285 | 0.22049 |  | 0 | 8.1448 | 0 | 01. ($9,999.000) to $0.028 | 1 | 8.1448 | 12. $1.50 to $999.00 | 0 | 0 | 0 | 0 | 0 | 0 | 0 | 0 | 0 | 0 | 0 | 0 | 0 | 0 | 0 | 0 | 0 | 0 | 0 | 0 | 0 | 0 | 0 | 0 | 0 | 0 | 0 | 0 | 0 | 0 | 0 | 0 | 0 | 0 | 0 | 0 | 0 | 0 | 0 | 0 | 0 | 0 | 0 | 0 | 0 | 0 | 0 | 0 | 0 | 0 | 0 | 0 | 0 | 0 | 0 | 0 | 0 | 0 | 0 | 0 | 0 | 0 | 0 | 0 | 0 | 0 | 0 | 0 | 0 | 0 | 0 | 0 | 0 | 0 | 0 | 0 | 0 | 0 | 0 | 0 | 0 | 0 | 0 | 0 | 0 | 0 | 0 | 0 | 0 | 0 | 0 | 0 | 0 | 0 | 0 | 0 | 0 | 0 | 0 | 0 | 0 | 0 | 0 | 0 | 0 | 0 | 0 | 0 | 0 | 0 | 0 | 0 | 0 | 0 | 0 | 0 | 0 | 0 | 0 | 0 | 0 | 0 | 0 | 0 | 0 | 0 | 0 | 0 | 0 | 0 | 0 | 0 | 0 | 0 | 0 | 0 | 0 | 0 | 0 | 0 | 0 | 0 | 0 | 0 | 0 | 0 | 0 | 0 | 0 | 0 | 0 | 0 | 0 | 0 | 0 | 0 | 0 | 0 | 0 | 0 | 0 | 0 | 0 | 0 | 0 | 0 | 0 | 0 | 0 | 0 | 0 | 0 | 0 | 0 | 0 | 0 | 0 | 0 | 0 | 0 | 0 | 0 | 0 | 0 | 0 | 0 | 0 | 0 | 0 | 0 | 0 | 0 | 0 | 0 | 0 | 0 | 0 | 0 | 0 | 0 | 0 | 0 | 0 | 0 | 0.01557% | 0 | 0 | 0 | 0 | 0 | 0 | 0 | 0 | 0 | 0 | 0 | 0 | 0 | 0 | 0 | 0 | 0 | 0 | 0 | 0 | 0 | 0 | 0 | 0
| ComBoilers_Cadmus | M_Input | EUIs based on PSE 2014 Commercial EUIs. Cost based on the DEER 2008 Cost Database for the measure gas boilers. EUL from Wisconsin February 2016 Technical Reference Manual for the measures "Boiler, 85-90% AFUE, NG" and "Boiler, ≥ 90% AFUE, NG", "Boiler, Hot Water, Condensing, ≥90% AFUE, ≥300 mbh" and "Boiler, Hot Water, Near Condensing, ≥85% AFUE, ≥300 mbh" | 2020 | NR and New | 2022 | 2041 | PSE | Commercial | Large Ret | Gas | Per Building SqFt - Boiler < 300 kBtuh |  |  | Large Ret Boiler < 300 kBtuh - Premium Efficiency - AFUE 94% |  | 0 | 20 | 0.1872 | 0 |  | 0 | 0 | 0 | 0 | 0 | 0 | 0 | 0.0025157 |  | 0 | 0 | 0 | Heating | Boiler | Boiler Tune-up | Boiler LT 300 kBtuh AFUE 94% | CommVENT | 0.0141% | 8.591% | 8.591% | 92309.7684 | 0.97759 | 0% | 5% | 85% | 6.8% | 0.2% | 0.036084 | 0.00049684 | 0.0036581 | 0 | 0.1872 | 0 | 0 | 0.033285 | 0.22049 |  | 0 | 8.1448 | 0 | 01. ($9,999.000) to $0.028 | 1 | 8.1448 | 12. $1.50 to $999.00 | 0 | 0 | 0 | 0 | 0 | 0 | 0 | 0 | 0 | 0 | 0 | 0 | 0 | 0 | 0 | 0 | 0 | 0 | 0 | 0 | 0 | 0 | 0 | 0 | 0 | 0 | 0 | 0 | 0 | 0 | 0 | 0 | 0 | 0 | 0 | 0 | 0 | 0 | 0 | 0 | 0 | 0 | 0 | 0 | 0 | 0 | 0 | 0 | 0 | 0 | 0 | 0 | 0 | 0 | 0 | 0 | 0 | 0 | 0 | 0 | 0 | 0 | 0 | 0 | 0 | 0 | 0 | 0 | 0 | 0 | 0 | 0 | 0 | 0 | 0 | 0 | 0 | 0 | 0 | 0 | 0 | 0 | 0 | 0 | 0 | 0 | 0 | 0 | 0 | 0 | 0 | 0 | 0 | 0 | 0 | 0 | 0 | 0 | 0 | 0 | 0 | 0 | 0 | 0 | 0 | 0 | 0 | 0 | 0 | 0 | 0 | 0 | 0 | 0 | 0 | 0 | 0 | 0 | 0 | 0 | 0 | 0 | 0 | 0 | 0 | 0 | 0 | 0 | 0 | 0 | 0 | 0 | 0 | 0 | 0 | 0 | 0 | 0 | 0 | 0 | 0 | 0 | 0 | 0 | 0 | 0 | 0 | 0 | 0 | 0 | 0 | 0 | 0 | 0 | 0 | 0 | 0 | 0 | 0 | 0 | 0 | 0 | 0 | 0 | 0 | 0 | 0 | 0 | 0 | 0 | 0 | 0 | 0 | 0 | 0 | 0 | 0 | 0 | 0 | 0 | 0 | 0 | 0 | 0 | 0 | 0 | 0 | 0 | 0 | 0 | 0 | 0 | 0 | 0 | 0 | 0 | 0 | 0 | 0 | 0 | 0 | 0 | 0 | 0 | 0.01557% | 0 | 0 | 0 | 0 | 0 | 0 | 0 | 0 | 0 | 0 | 0 | 0 | 0 | 0 | 0 | 0 | 0 | 0 | 0 | 0 | 0 | 0 | 0 | 0
| ComBoilers_Cadmus | M_Input | EUIs based on PSE 2014 Commercial EUIs. Cost based on the DEER 2008 Cost Database for the measure gas boilers. EUL from Wisconsin February 2016 Technical Reference Manual for the measures "Boiler, 85-90% AFUE, NG" and "Boiler, ≥ 90% AFUE, NG", "Boiler, Hot Water, Condensing, ≥90% AFUE, ≥300 mbh" and "Boiler, Hot Water, Near Condensing, ≥85% AFUE, ≥300 mbh" | 2020 | NR and New | 2022 | 2041 | PSE | Commercial | Medium Ret | Gas | Per Building SqFt - Boiler < 300 kBtuh |  |  | Medium Ret Boiler < 300 kBtuh - Premium Efficiency - AFUE 94% |  | 0 | 20 | 0.1872 | 0 |  | 0 | 0 | 0 | 0 | 0 | 0 | 0 | 0.0025157 |  | 0 | 0 | 0 | Heating | Boiler | Boiler Tune-up | Boiler LT 300 kBtuh AFUE 94% | CommVENT | 0.0141% | 8.591% | 8.591% | 13686.0977 | 1.0265 | 30.27% | 5% | 85% | 6.8% | 0.2% | 0.036084 | 0.00049684 | 0.0036581 | 0 | 0.1872 | 0 | 0 | 0.033285 | 0.22049 |  | 0 | 8.1448 | 0 | 01. ($9,999.000) to $0.028 | 1 | 8.1448 | 12. $1.50 to $999.00 | 0 | 0 | 0 | 0 | 0 | 0 | 0 | 0 | 0 | 0 | 0 | 0 | 0 | 0 | 0 | 0 | 0 | 0 | 0 | 0 | 0 | 0 | 0 | 0 | 0 | 0 | 0 | 0 | 0 | 0 | 0 | 0 | 0 | 0 | 0 | 0 | 0 | 0 | 0 | 0 | 0 | 0 | 0 | 0 | 0 | 0 | 0 | 0 | 0 | 0 | 0 | 0 | 0 | 0 | 0 | 0 | 0 | 0 | 0 | 0 | 0 | 0 | 0 | 0 | 0 | 0 | 0 | 0 | 0 | 0 | 0 | 0 | 0 | 0 | 8983.8079 | 19312.4093 | 26893.7919 | 31892.1345 | 38479.697 | 44819.7943 | 49917.6498 | 55537.0516 | 59533.2759 | 63201.8976 | 63553.0346 | 66020.4988 | 66563.0528 | 67985.3917 | 67775.7154 | 69143.5959 | 68155.3592 | 69169.2039 | 68526.3847 | 70112.9939 | 22.6006 | 48.5844 | 67.6569 | 80.2313 | 96.8037 | 112.7535 | 125.5782 | 139.715 | 149.7683 | 158.9975 | 159.8809 | 166.0883 | 167.4532 | 171.0314 | 170.5039 | 173.9451 | 171.459 | 174.0095 | 172.3924 | 176.3838 | 2705.8371 | 22.6006 | 71.185 | 138.8419 | 219.0732 | 315.8769 | 428.6304 | 554.2087 | 693.9237 | 843.692 | 1002.6896 | 1162.5704 | 1328.6587 | 1496.1119 | 1667.1433 | 1837.6472 | 2011.5923 | 2183.0513 | 2357.0609 | 2529.4532 | 2705.8371 | 0 | 0 | 0 | 0 | 0 | 0 | 0 | 0 | 0 | 0 | 0 | 0 | 0 | 0 | 0 | 0 | 0 | 0 | 0 | 0 | 0 | 0 | 0 | 0 | 0 | 0 | 0 | 0 | 0 | 0 | 0 | 0 | 0 | 0 | 0 | 0 | 0 | 0 | 0 | 0 | 0 | 0 | 0 | 0 | 0 | 0 | 0 | 0 | 0 | 1980.8091 | 4258.1272 | 5929.7204 | 7031.7879 | 8484.257 | 9882.1634 | 11006.1722 | 12245.1749 | 13126.2888 | 13935.1707 | 14012.5917 | 14556.6344 | 14676.2603 | 14989.8669 | 14943.6361 | 15245.2354 | 15027.3425 | 15250.8817 | 15109.1486 | 15458.9747 | 0.01557% | 0 | 0 | 0 | 0 | 0 | 0 | 0 | 0 | 0 | 0 | 0 | 0 | 0 | 0 | 0 | 0 | 0 | 0 | 0 | 0 | 0 | 0 | 0 | 0
| ComBoilers_Cadmus | M_Input | EUIs based on PSE 2014 Commercial EUIs. Cost based on the DEER 2008 Cost Database for the measure gas boilers. EUL from Wisconsin February 2016 Technical Reference Manual for the measures "Boiler, 85-90% AFUE, NG" and "Boiler, ≥ 90% AFUE, NG", "Boiler, Hot Water, Condensing, ≥90% AFUE, ≥300 mbh" and "Boiler, Hot Water, Near Condensing, ≥85% AFUE, ≥300 mbh" | 2020 | NR and New | 2022 | 2041 | PSE | Commercial | Small Ret | Gas | Per Building SqFt - Boiler < 300 kBtuh |  |  | Small Ret Boiler < 300 kBtuh - Premium Efficiency - AFUE 94% |  | 0 | 20 | 0.1872 | 0 |  | 0 | 0 | 0 | 0 | 0 | 0 | 0 | 0.0025157 |  | 0 | 0 | 0 | Heating | Boiler | Boiler Tune-up | Boiler LT 300 kBtuh AFUE 94% | CommVENT | 0.0141% | 8.591% | 8.591% | 2334.2902 | 1.0756 | 40.17% | 5% | 85% | 6.8% | 0.2% | 0.036084 | 0.00049684 | 0.0036581 | 0 | 0.1872 | 0 | 0 | 0.033285 | 0.22049 |  | 0 | 8.1448 | 0 | 01. ($9,999.000) to $0.028 | 1 | 8.1448 | 12. $1.50 to $999.00 | 0 | 0 | 0 | 0 | 0 | 0 | 0 | 0 | 0 | 0 | 0 | 0 | 0 | 0 | 0 | 0 | 0 | 0 | 0 | 0 | 0 | 0 | 0 | 0 | 0 | 0 | 0 | 0 | 0 | 0 | 0 | 0 | 0 | 0 | 0 | 0 | 0 | 0 | 0 | 0 | 0 | 0 | 0 | 0 | 0 | 0 | 0 | 0 | 0 | 0 | 0 | 0 | 0 | 0 | 0 | 0 | 0 | 0 | 0 | 0 | 0 | 0 | 0 | 0 | 0 | 0 | 0 | 0 | 0 | 0 | 0 | 0 | 0 | 0 | 2552.6047 | 5487.311 | 7641.4391 | 9061.6379 | 10933.388 | 12734.8248 | 14183.2986 | 15779.9613 | 16915.4243 | 17957.8042 | 18057.5742 | 18758.6645 | 18912.8225 | 19316.9573 | 19257.3811 | 19646.0424 | 19365.2508 | 19653.3185 | 19470.6717 | 19921.4813 | 6.4216 | 13.8045 | 19.2236 | 22.7964 | 27.5052 | 32.0371 | 35.681 | 39.6978 | 42.5543 | 45.1766 | 45.4276 | 47.1913 | 47.5791 | 48.5958 | 48.4459 | 49.4237 | 48.7173 | 49.442 | 48.9825 | 50.1166 | 768.8201 | 6.4216 | 20.2261 | 39.4497 | 62.2461 | 89.7514 | 121.7885 | 157.4695 | 197.1673 | 239.7215 | 284.8981 | 330.3257 | 377.517 | 425.0962 | 473.692 | 522.138 | 571.5617 | 620.279 | 669.721 | 718.7035 | 768.8201 | 0 | 0 | 0 | 0 | 0 | 0 | 0 | 0 | 0 | 0 | 0 | 0 | 0 | 0 | 0 | 0 | 0 | 0 | 0 | 0 | 0 | 0 | 0 | 0 | 0 | 0 | 0 | 0 | 0 | 0 | 0 | 0 | 0 | 0 | 0 | 0 | 0 | 0 | 0 | 0 | 0 | 0 | 0 | 0 | 0 | 0 | 0 | 0 | 0 | 562.8151 | 1209.8785 | 1684.8348 | 1997.9696 | 2410.6654 | 2807.858 | 3127.2271 | 3479.2698 | 3729.6242 | 3959.455 | 3981.4529 | 4136.0339 | 4170.0237 | 4259.13 | 4245.9942 | 4331.6888 | 4269.778 | 4333.2931 | 4293.0219 | 4392.4194 | 0.01557% | 0 | 0 | 0 | 0 | 0 | 0 | 0 | 0 | 0 | 0 | 0 | 0 | 0 | 0 | 0 | 0 | 0 | 0 | 0 | 0 | 0 | 0 | 0 | 0
| ComBoilers_Cadmus | M_Input | EUIs based on PSE 2014 Commercial EUIs. Cost based on the DEER 2008 Cost Database for the measure gas boilers. EUL from Wisconsin February 2016 Technical Reference Manual for the measures "Boiler, 85-90% AFUE, NG" and "Boiler, ≥ 90% AFUE, NG", "Boiler, Hot Water, Condensing, ≥90% AFUE, ≥300 mbh" and "Boiler, Hot Water, Near Condensing, ≥85% AFUE, ≥300 mbh" | 2020 | NR and New | 2022 | 2041 | PSE | Commercial | School K-12 | Gas | Per Building SqFt - Boiler < 300 kBtuh |  |  | School K-12 Boiler < 300 kBtuh - Premium Efficiency - AFUE 94% |  | 0 | 20 | 0.2268 | 0 |  | 0 | 0 | 0 | 0 | 0 | 0 | 0 | 0.0041151 |  | 0 | 0 | 0 | Heating | Boiler | Boiler Tune-up | Boiler LT 300 kBtuh AFUE 94% | CommVENT | 0.0141% | 74.6% | 74.6% | 38253.3394 | 1.0466 | 1.008% | 5% | 85% | 6.8% | 0.2% | 0.059025 | 0.00081271 | 0.0059837 | 0 | 0.2268 | 0 | 0 | 0.038563 | 0.26536 |  | 0 | 5.9926 | 0 | 01. ($9,999.000) to $0.028 | 1 | 5.9926 | 12. $1.50 to $999.00 | 0 | 0 | 0 | 0 | 0 | 0 | 0 | 0 | 0 | 0 | 0 | 0 | 0 | 0 | 0 | 0 | 0 | 0 | 0 | 0 | 0 | 0 | 0 | 0 | 0 | 0 | 0 | 0 | 0 | 0 | 0 | 0 | 0 | 0 | 0 | 0 | 0 | 0 | 0 | 0 | 0 | 0 | 0 | 0 | 0 | 0 | 0 | 0 | 0 | 0 | 0 | 0 | 0 | 0 | 0 | 0 | 0 | 0 | 0 | 0 | 0 | 0 | 0 | 0 | 0 | 0 | 0 | 0 | 0 | 0 | 0 | 0 | 0 | 0 | 3282.7313 | 7087.6672 | 9867.1361 | 11683.0956 | 14113.2999 | 16471.131 | 18384.24 | 20513.5632 | 22043.3235 | 23459.9128 | 23629.8732 | 24606.1116 | 24858.7119 | 25447.1692 | 25420.6518 | 25992.2885 | 25674.7551 | 26114.014 | 25926.377 | 26581.5057 | 13.5087 | 29.1664 | 40.6042 | 48.077 | 58.0775 | 67.7802 | 75.6528 | 84.4152 | 90.7103 | 96.5397 | 97.2391 | 101.2564 | 102.2959 | 104.7174 | 104.6083 | 106.9607 | 105.654 | 107.4616 | 106.6894 | 109.3853 | 1650.8003 | 13.5087 | 42.6751 | 83.2793 | 131.3563 | 189.4339 | 257.2141 | 332.8669 | 417.2821 | 507.9924 | 604.5321 | 701.7713 | 803.0277 | 905.3236 | 1010.041 | 1114.6493 | 1221.61 | 1327.264 | 1434.7256 | 1541.415 | 1650.8003 | 0 | 0 | 0 | 0 | 0 | 0 | 0 | 0 | 0 | 0 | 0 | 0 | 0 | 0 | 0 | 0 | 0 | 0 | 0 | 0 | 0 | 0 | 0 | 0 | 0 | 0 | 0 | 0 | 0 | 0 | 0 | 0 | 0 | 0 | 0 | 0 | 0 | 0 | 0 | 0 | 0 | 0 | 0 | 0 | 0 | 0 | 0 | 0 | 0 | 871.1029 | 1880.7776 | 2618.3353 | 3100.2168 | 3745.0939 | 4370.766 | 4878.4271 | 5443.4625 | 5849.3985 | 6225.3035 | 6270.404 | 6529.4579 | 6596.4877 | 6752.6402 | 6745.6036 | 6897.2927 | 6813.0323 | 6929.5937 | 6879.8024 | 7053.6469 | 0.01557% | 0 | 0 | 0 | 0 | 0 | 0 | 0 | 0 | 0 | 0 | 0 | 0 | 0 | 0 | 0 | 0 | 0 | 0 | 0 | 0 | 0 | 0 | 0 | 0
| ComBoilers_Cadmus | M_Input | EUIs based on PSE 2014 Commercial EUIs. Cost based on the DEER 2008 Cost Database for the measure gas boilers. EUL from Wisconsin February 2016 Technical Reference Manual for the measures "Boiler, 85-90% AFUE, NG" and "Boiler, ≥ 90% AFUE, NG", "Boiler, Hot Water, Condensing, ≥90% AFUE, ≥300 mbh" and "Boiler, Hot Water, Near Condensing, ≥85% AFUE, ≥300 mbh" | 2020 | NR and New | 2022 | 2041 | PSE | Commercial | University | Gas | Per Building SqFt - Boiler < 300 kBtuh |  |  | University Boiler < 300 kBtuh - Premium Efficiency - AFUE 94% |  | 0 | 20 | 0.2268 | 0 |  | 0 | 0 | 0 | 0 | 0 | 0 | 0 | 0.0082302 |  | 0 | 0 | 0 | Heating | Boiler | Boiler Tune-up | Boiler LT 300 kBtuh AFUE 94% | CommVENT | 0.0141% | 74.6% | 74.6% | 131012.9885 | 1.0798 | 0% | 5% | 85% | 6.8% | 0.2% | 0.11805 | 0.0016254 | 0.011967 | 0 | 0.2268 | 0 | 0 | 0.031766 | 0.25856 |  | 0 | 2.9195 | 0 | 01. ($9,999.000) to $0.028 | 1 | 2.9195 | 12. $1.50 to $999.00 | 0 | 0 | 0 | 0 | 0 | 0 | 0 | 0 | 0 | 0 | 0 | 0 | 0 | 0 | 0 | 0 | 0 | 0 | 0 | 0 | 0 | 0 | 0 | 0 | 0 | 0 | 0 | 0 | 0 | 0 | 0 | 0 | 0 | 0 | 0 | 0 | 0 | 0 | 0 | 0 | 0 | 0 | 0 | 0 | 0 | 0 | 0 | 0 | 0 | 0 | 0 | 0 | 0 | 0 | 0 | 0 | 0 | 0 | 0 | 0 | 0 | 0 | 0 | 0 | 0 | 0 | 0 | 0 | 0 | 0 | 0 | 0 | 0 | 0 | 0 | 0 | 0 | 0 | 0 | 0 | 0 | 0 | 0 | 0 | 0 | 0 | 0 | 0 | 0 | 0 | 0 | 0 | 0 | 0 | 0 | 0 | 0 | 0 | 0 | 0 | 0 | 0 | 0 | 0 | 0 | 0 | 0 | 0 | 0 | 0 | 0 | 0 | 0 | 0 | 0 | 0 | 0 | 0 | 0 | 0 | 0 | 0 | 0 | 0 | 0 | 0 | 0 | 0 | 0 | 0 | 0 | 0 | 0 | 0 | 0 | 0 | 0 | 0 | 0 | 0 | 0 | 0 | 0 | 0 | 0 | 0 | 0 | 0 | 0 | 0 | 0 | 0 | 0 | 0 | 0 | 0 | 0 | 0 | 0 | 0 | 0 | 0 | 0 | 0 | 0 | 0 | 0 | 0 | 0 | 0 | 0 | 0 | 0 | 0 | 0 | 0 | 0 | 0 | 0 | 0 | 0 | 0 | 0 | 0 | 0 | 0 | 0 | 0 | 0 | 0 | 0 | 0 | 0 | 0 | 0 | 0 | 0 | 0 | 0 | 0 | 0 | 0 | 0 | 0 | 0.01557% | 0 | 0 | 0 | 0 | 0 | 0 | 0 | 0 | 0 | 0 | 0 | 0 | 0 | 0 | 0 | 0 | 0 | 0 | 0 | 0 | 0 | 0 | 0 | 0
| ComBoilers_Cadmus | M_Input | EUIs based on PSE 2014 Commercial EUIs. Cost based on the DEER 2008 Cost Database for the measure gas boilers. EUL from Wisconsin February 2016 Technical Reference Manual for the measures "Boiler, 85-90% AFUE, NG" and "Boiler, ≥ 90% AFUE, NG", "Boiler, Hot Water, Condensing, ≥90% AFUE, ≥300 mbh" and "Boiler, Hot Water, Near Condensing, ≥85% AFUE, ≥300 mbh" | 2020 | NR and New | 2022 | 2041 | PSE | Commercial | Warehouse | Gas | Per Building SqFt - Boiler < 300 kBtuh |  |  | Warehouse Boiler < 300 kBtuh - Premium Efficiency - AFUE 94% |  | 0 | 20 | 0.1872 | 0 |  | 0 | 0 | 0 | 0 | 0 | 0 | 0 | 0.003045 |  | 0 | 0 | 0 | Heating | Boiler | Boiler Tune-up | Boiler LT 300 kBtuh AFUE 94% | CommVENT | 0.0141% | 1.122% | 1.122% | 32743.3403 | 0.95423 | 41.66% | 5% | 85% | 6.8% | 0.2% | 0.043676 | 0.00060137 | 0.0044277 | 0 | 0.1872 | 0 | 0 | 0.032411 | 0.21961 |  | 0 | 6.7024 | 0 | 01. ($9,999.000) to $0.028 | 1 | 6.7024 | 12. $1.50 to $999.00 | 0 | 0 | 0 | 0 | 0 | 0 | 0 | 0 | 0 | 0 | 0 | 0 | 0 | 0 | 0 | 0 | 0 | 0 | 0 | 0 | 0 | 0 | 0 | 0 | 0 | 0 | 0 | 0 | 0 | 0 | 0 | 0 | 0 | 0 | 0 | 0 | 0 | 0 | 0 | 0 | 0 | 0 | 0 | 0 | 0 | 0 | 0 | 0 | 0 | 0 | 0 | 0 | 0 | 0 | 0 | 0 | 0 | 0 | 0 | 0 | 0 | 0 | 0 | 0 | 0 | 0 | 0 | 0 | 0 | 0 | 0 | 0 | 0 | 0 | 4325.5342 | 9296.6446 | 12946.3068 | 15353.4532 | 18523.7067 | 21573.6942 | 24025.004 | 26725.8693 | 28645.6069 | 30407.222 | 30573.6416 | 31757.0344 | 32014.8684 | 32695.4376 | 32591.3713 | 33245.5566 | 32767.0623 | 33251.0029 | 32938.6144 | 33697.9468 | 13.1712 | 28.3082 | 39.4214 | 46.7512 | 56.4046 | 65.6918 | 73.156 | 81.3801 | 87.2257 | 92.5898 | 93.0966 | 96.7 | 97.4851 | 99.5575 | 99.2406 | 101.2326 | 99.7755 | 101.2491 | 100.2979 | 102.6101 | 1575.3453 | 13.1712 | 41.4795 | 80.9009 | 127.6521 | 184.0567 | 249.7485 | 322.9045 | 404.2847 | 491.5104 | 584.1003 | 677.1968 | 773.8969 | 871.382 | 970.9394 | 1070.18 | 1171.4126 | 1271.1881 | 1372.4373 | 1472.7352 | 1575.3453 | 0 | 0 | 0 | 0 | 0 | 0 | 0 | 0 | 0 | 0 | 0 | 0 | 0 | 0 | 0 | 0 | 0 | 0 | 0 | 0 | 0 | 0 | 0 | 0 | 0 | 0 | 0 | 0 | 0 | 0 | 0 | 0 | 0 | 0 | 0 | 0 | 0 | 0 | 0 | 0 | 0 | 0 | 0 | 0 | 0 | 0 | 0 | 0 | 0 | 949.941 | 2041.6586 | 2843.1698 | 3371.809 | 4068.0361 | 4737.8512 | 5276.1893 | 5869.3329 | 6290.9311 | 6677.8037 | 6714.3515 | 6974.2393 | 7030.8628 | 7180.3243 | 7157.47 | 7301.1372 | 7196.0539 | 7302.3333 | 7233.7289 | 7400.4877 | 0.01557% | 0 | 0 | 0 | 0 | 0 | 0 | 0 | 0 | 0 | 0 | 0 | 0 | 0 | 0 | 0 | 0 | 0 | 0 | 0 | 0 | 0 | 0 | 0 | 0
| ComBoilers_Cadmus | M_Input | EUIs based on PSE 2014 Commercial EUIs. Cost based on the DEER 2008 Cost Database for the measure gas boilers. EUL from Wisconsin February 2016 Technical Reference Manual for the measures "Boiler, 85-90% AFUE, NG" and "Boiler, ≥ 90% AFUE, NG", "Boiler, Hot Water, Condensing, ≥90% AFUE, ≥300 mbh" and "Boiler, Hot Water, Near Condensing, ≥85% AFUE, ≥300 mbh" | 2020 | NR and New | 2022 | 2041 | PSE | Commercial | Supermarket | Gas | Per Building SqFt - Boiler < 300 kBtuh |  |  | Supermarket Boiler < 300 kBtuh - Premium Efficiency - AFUE 94% |  | 0 | 20 | 0.1872 | 0 |  | 0 | 0 | 0 | 0 | 0 | 0 | 0 | 0.0083616 |  | 0 | 0 | 0 | Heating | Boiler | Boiler Tune-up | Boiler LT 300 kBtuh AFUE 94% | CommVENT | 0.0141% | 0.7407% | 0.7407% | 46001.1926 | 0.92495 | 0% | 5% | 85% | 6.8% | 0.2% | 0.11993 | 0.0016514 | 0.012158 | 0 | 0.1872 | 0 | 0 | 0.02363 | 0.21083 |  | 0 | 2.3432 | 0 | 01. ($9,999.000) to $0.028 | 1 | 2.3432 | 12. $1.50 to $999.00 | 0 | 0 | 0 | 0 | 0 | 0 | 0 | 0 | 0 | 0 | 0 | 0 | 0 | 0 | 0 | 0 | 0 | 0 | 0 | 0 | 0 | 0 | 0 | 0 | 0 | 0 | 0 | 0 | 0 | 0 | 0 | 0 | 0 | 0 | 0 | 0 | 0 | 0 | 0 | 0 | 0 | 0 | 0 | 0 | 0 | 0 | 0 | 0 | 0 | 0 | 0 | 0 | 0 | 0 | 0 | 0 | 0 | 0 | 0 | 0 | 0 | 0 | 0 | 0 | 0 | 0 | 0 | 0 | 0 | 0 | 0 | 0 | 0 | 0 | 0 | 0 | 0 | 0 | 0 | 0 | 0 | 0 | 0 | 0 | 0 | 0 | 0 | 0 | 0 | 0 | 0 | 0 | 0 | 0 | 0 | 0 | 0 | 0 | 0 | 0 | 0 | 0 | 0 | 0 | 0 | 0 | 0 | 0 | 0 | 0 | 0 | 0 | 0 | 0 | 0 | 0 | 0 | 0 | 0 | 0 | 0 | 0 | 0 | 0 | 0 | 0 | 0 | 0 | 0 | 0 | 0 | 0 | 0 | 0 | 0 | 0 | 0 | 0 | 0 | 0 | 0 | 0 | 0 | 0 | 0 | 0 | 0 | 0 | 0 | 0 | 0 | 0 | 0 | 0 | 0 | 0 | 0 | 0 | 0 | 0 | 0 | 0 | 0 | 0 | 0 | 0 | 0 | 0 | 0 | 0 | 0 | 0 | 0 | 0 | 0 | 0 | 0 | 0 | 0 | 0 | 0 | 0 | 0 | 0 | 0 | 0 | 0 | 0 | 0 | 0 | 0 | 0 | 0 | 0 | 0 | 0 | 0 | 0 | 0 | 0 | 0 | 0 | 0 | 0 | 0.01557% | 0 | 0 | 0 | 0 | 0 | 0 | 0 | 0 | 0 | 0 | 0 | 0 | 0 | 0 | 0 | 0 | 0 | 0 | 0 | 0 | 0 | 0 | 0 | 0
| ComBoilers_Cadmus | M_Input | EUIs based on PSE 2014 Commercial EUIs. Cost based on the DEER 2008 Cost Database for the measure gas boilers. EUL from Wisconsin February 2016 Technical Reference Manual for the measures "Boiler, 85-90% AFUE, NG" and "Boiler, ≥ 90% AFUE, NG", "Boiler, Hot Water, Condensing, ≥90% AFUE, ≥300 mbh" and "Boiler, Hot Water, Near Condensing, ≥85% AFUE, ≥300 mbh" | 2020 | NR and New | 2022 | 2041 | PSE | Commercial | MiniMart | Gas | Per Building SqFt - Boiler < 300 kBtuh |  |  | MiniMart Boiler < 300 kBtuh - Premium Efficiency - AFUE 94% |  | 0 | 20 | 0.1872 | 0 |  | 0 | 0 | 0 | 0 | 0 | 0 | 0 | 0.0083616 |  | 0 | 0 | 0 | Heating | Boiler | Boiler Tune-up | Boiler LT 300 kBtuh AFUE 94% | CommVENT | 0.0141% | 0.7407% | 0.7407% | 2270.6714 | 1.0732 | 0% | 5% | 85% | 6.8% | 0.2% | 0.11993 | 0.0016514 | 0.012158 | 0 | 0.1872 | 0 | 0 | 0.02363 | 0.21083 |  | 0 | 2.3432 | 0 | 01. ($9,999.000) to $0.028 | 1 | 2.3432 | 12. $1.50 to $999.00 | 0 | 0 | 0 | 0 | 0 | 0 | 0 | 0 | 0 | 0 | 0 | 0 | 0 | 0 | 0 | 0 | 0 | 0 | 0 | 0 | 0 | 0 | 0 | 0 | 0 | 0 | 0 | 0 | 0 | 0 | 0 | 0 | 0 | 0 | 0 | 0 | 0 | 0 | 0 | 0 | 0 | 0 | 0 | 0 | 0 | 0 | 0 | 0 | 0 | 0 | 0 | 0 | 0 | 0 | 0 | 0 | 0 | 0 | 0 | 0 | 0 | 0 | 0 | 0 | 0 | 0 | 0 | 0 | 0 | 0 | 0 | 0 | 0 | 0 | 0 | 0 | 0 | 0 | 0 | 0 | 0 | 0 | 0 | 0 | 0 | 0 | 0 | 0 | 0 | 0 | 0 | 0 | 0 | 0 | 0 | 0 | 0 | 0 | 0 | 0 | 0 | 0 | 0 | 0 | 0 | 0 | 0 | 0 | 0 | 0 | 0 | 0 | 0 | 0 | 0 | 0 | 0 | 0 | 0 | 0 | 0 | 0 | 0 | 0 | 0 | 0 | 0 | 0 | 0 | 0 | 0 | 0 | 0 | 0 | 0 | 0 | 0 | 0 | 0 | 0 | 0 | 0 | 0 | 0 | 0 | 0 | 0 | 0 | 0 | 0 | 0 | 0 | 0 | 0 | 0 | 0 | 0 | 0 | 0 | 0 | 0 | 0 | 0 | 0 | 0 | 0 | 0 | 0 | 0 | 0 | 0 | 0 | 0 | 0 | 0 | 0 | 0 | 0 | 0 | 0 | 0 | 0 | 0 | 0 | 0 | 0 | 0 | 0 | 0 | 0 | 0 | 0 | 0 | 0 | 0 | 0 | 0 | 0 | 0 | 0 | 0 | 0 | 0 | 0 | 0.01557% | 0 | 0 | 0 | 0 | 0 | 0 | 0 | 0 | 0 | 0 | 0 | 0 | 0 | 0 | 0 | 0 | 0 | 0 | 0 | 0 | 0 | 0 | 0 | 0
| ComBoilers_Cadmus | M_Input | EUIs based on PSE 2014 Commercial EUIs. Cost based on the DEER 2008 Cost Database for the measure gas boilers. EUL from Wisconsin February 2016 Technical Reference Manual for the measures "Boiler, 85-90% AFUE, NG" and "Boiler, ≥ 90% AFUE, NG", "Boiler, Hot Water, Condensing, ≥90% AFUE, ≥300 mbh" and "Boiler, Hot Water, Near Condensing, ≥85% AFUE, ≥300 mbh" | 2020 | NR and New | 2022 | 2041 | PSE | Commercial | Restaurant | Gas | Per Building SqFt - Boiler < 300 kBtuh |  |  | Restaurant Boiler < 300 kBtuh - Premium Efficiency - AFUE 94% |  | 0 | 20 | 0.1872 | 0 |  | 0 | 0 | 0 | 0 | 0 | 0 | 0 | 0.0015398 |  | 0 | 0 | 0 | Heating | Boiler | Boiler Tune-up | Boiler LT 300 kBtuh AFUE 94% | CommVENT | 0.0141% | 0% | 0% | 12127.7951 | 1.2469 | 50% | 5% | 85% | 6.8% | 0.2% | 0.022086 | 0.0003041 | 0.002239 | 0 | 0.1872 | 0 | 0 | 0.034897 | 0.2221 |  | 0 | 13.4043 | 0 | 01. ($9,999.000) to $0.028 | 1 | 13.4043 | 12. $1.50 to $999.00 | 0 | 0 | 0 | 0 | 0 | 0 | 0 | 0 | 0 | 0 | 0 | 0 | 0 | 0 | 0 | 0 | 0 | 0 | 0 | 0 | 0 | 0 | 0 | 0 | 0 | 0 | 0 | 0 | 0 | 0 | 0 | 0 | 0 | 0 | 0 | 0 | 0 | 0 | 0 | 0 | 0 | 0 | 0 | 0 | 0 | 0 | 0 | 0 | 0 | 0 | 0 | 0 | 0 | 0 | 0 | 0 | 0 | 0 | 0 | 0 | 0 | 0 | 0 | 0 | 0 | 0 | 0 | 0 | 0 | 0 | 0 | 0 | 0 | 0 | 0 | 0 | 0 | 0 | 0 | 0 | 0 | 0 | 0 | 0 | 0 | 0 | 0 | 0 | 0 | 0 | 0 | 0 | 0 | 0 | 0 | 0 | 0 | 0 | 0 | 0 | 0 | 0 | 0 | 0 | 0 | 0 | 0 | 0 | 0 | 0 | 0 | 0 | 0 | 0 | 0 | 0 | 0 | 0 | 0 | 0 | 0 | 0 | 0 | 0 | 0 | 0 | 0 | 0 | 0 | 0 | 0 | 0 | 0 | 0 | 0 | 0 | 0 | 0 | 0 | 0 | 0 | 0 | 0 | 0 | 0 | 0 | 0 | 0 | 0 | 0 | 0 | 0 | 0 | 0 | 0 | 0 | 0 | 0 | 0 | 0 | 0 | 0 | 0 | 0 | 0 | 0 | 0 | 0 | 0 | 0 | 0 | 0 | 0 | 0 | 0 | 0 | 0 | 0 | 0 | 0 | 0 | 0 | 0 | 0 | 0 | 0 | 0 | 0 | 0 | 0 | 0 | 0 | 0 | 0 | 0 | 0 | 0 | 0 | 0 | 0 | 0 | 0 | 0 | 0 | 0.01557% | 0 | 0 | 0 | 0 | 0 | 0 | 0 | 0 | 0 | 0 | 0 | 0 | 0 | 0 | 0 | 0 | 0 | 0 | 0 | 0 | 0 | 0 | 0 | 0
| ComBoilers_Cadmus | M_Input | EUIs based on PSE 2014 Commercial EUIs. Cost based on the DEER 2008 Cost Database for the measure gas boilers. EUL from Wisconsin February 2016 Technical Reference Manual for the measures "Boiler, 85-90% AFUE, NG" and "Boiler, ≥ 90% AFUE, NG", "Boiler, Hot Water, Condensing, ≥90% AFUE, ≥300 mbh" and "Boiler, Hot Water, Near Condensing, ≥85% AFUE, ≥300 mbh" | 2020 | NR and New | 2022 | 2041 | PSE | Commercial | Lodging | Gas | Per Building SqFt - Boiler < 300 kBtuh |  |  | Lodging Boiler < 300 kBtuh - Premium Efficiency - AFUE 94% |  | 0 | 20 | 0.12572 | 0 |  | 0 | 0 | 0 | 0 | 0 | 0 | 0 | 0.0060282 |  | 0 | 0 | 0 | Heating | Boiler | Boiler Tune-up | Boiler LT 300 kBtuh AFUE 94% | CommVENT | 0.0141% | 56.64% | 56.64% | 28301.6712 | 0.90175 | 15.82% | 5% | 85% | 6.8% | 0.2% | 0.086464 | 0.0011905 | 0.0087655 | 0 | 0.12572 | 0 | 0 | 0.015189 | 0.14091 |  | 0 | 2.1723 | 0 | 01. ($9,999.000) to $0.028 | 1 | 2.1723 | 12. $1.50 to $999.00 | 0 | 0 | 0 | 0 | 0 | 0 | 0 | 0 | 0 | 0 | 0 | 0 | 0 | 0 | 0 | 0 | 0 | 0 | 0 | 0 | 0 | 0 | 0 | 0 | 0 | 0 | 0 | 0 | 0 | 0 | 0 | 0 | 0 | 0 | 0 | 0 | 0 | 0 | 0 | 0 | 0 | 0 | 0 | 0 | 0 | 0 | 0 | 0 | 0 | 0 | 0 | 0 | 0 | 0 | 0 | 0 | 0 | 0 | 0 | 0 | 0 | 0 | 0 | 0 | 0 | 0 | 0 | 0 | 0 | 0 | 0 | 0 | 0 | 0 | 15031.4767 | 32363.2955 | 45064.2185 | 53412.0591 | 64473.4388 | 75150.1146 | 83763.1449 | 93290.0721 | 100090.6134 | 106353.3874 | 107009.7725 | 111260.0848 | 112256.8073 | 114748.5432 | 114479.3992 | 116884.5853 | 115301.6679 | 117109.0993 | 116109.7647 | 118885.8495 | 90.6121 | 195.0911 | 271.6543 | 321.9764 | 388.6562 | 453.0169 | 504.9376 | 562.3674 | 603.3622 | 641.1152 | 645.072 | 670.6935 | 676.7019 | 691.7225 | 690.1001 | 704.5989 | 695.0569 | 705.9523 | 699.9282 | 716.6629 | 10929.2787 | 90.6121 | 285.7032 | 557.3576 | 879.334 | 1267.9901 | 1721.007 | 2225.9446 | 2788.3121 | 3391.6743 | 4032.7895 | 4677.8614 | 5348.555 | 6025.2569 | 6716.9795 | 7407.0795 | 8111.6785 | 8806.7353 | 9512.6877 | 10212.6159 | 10929.2787 | 0 | 0 | 0 | 0 | 0 | 0 | 0 | 0 | 0 | 0 | 0 | 0 | 0 | 0 | 0 | 0 | 0 | 0 | 0 | 0 | 0 | 0 | 0 | 0 | 0 | 0 | 0 | 0 | 0 | 0 | 0 | 0 | 0 | 0 | 0 | 0 | 0 | 0 | 0 | 0 | 0 | 0 | 0 | 0 | 0 | 0 | 0 | 0 | 0 | 2118.1398 | 4560.4291 | 6350.1622 | 7526.4866 | 9085.1857 | 10589.6747 | 11803.368 | 13145.8418 | 14104.1307 | 14986.6409 | 15079.1345 | 15678.0614 | 15818.5132 | 16169.6327 | 16131.7066 | 16470.6301 | 16247.5755 | 16502.2672 | 16361.4473 | 16752.6355 | 0.01557% | 0 | 0 | 0 | 0 | 0 | 0 | 0 | 0 | 0 | 0 | 0 | 0 | 0 | 0 | 0 | 0 | 0 | 0 | 0 | 0 | 0 | 0 | 0 | 0
| ComBoilers_Cadmus | M_Input | EUIs based on PSE 2014 Commercial EUIs. Cost based on the DEER 2008 Cost Database for the measure gas boilers. EUL from Wisconsin February 2016 Technical Reference Manual for the measures "Boiler, 85-90% AFUE, NG" and "Boiler, ≥ 90% AFUE, NG", "Boiler, Hot Water, Condensing, ≥90% AFUE, ≥300 mbh" and "Boiler, Hot Water, Near Condensing, ≥85% AFUE, ≥300 mbh" | 2020 | NR and New | 2022 | 2041 | PSE | Commercial | Hospital | Gas | Per Building SqFt - Boiler < 300 kBtuh |  |  | Hospital Boiler < 300 kBtuh - Premium Efficiency - AFUE 94% |  | 0 | 20 | 0.1872 | 0 |  | 0 | 0 | 0 | 0 | 0 | 0 | 0 | 0.011621 |  | 0 | 0 | 0 | Heating | Boiler | Boiler Tune-up | Boiler LT 300 kBtuh AFUE 94% | CommVENT | 0.0141% | 35.29% | 35.29% | 173734.3051 | 2.1454 | 0% | 5% | 85% | 6.8% | 0.2% | 0.16668 | 0.0022951 | 0.016898 | 0 | 0.1872 | 0 | 0 | 0.018247 | 0.20545 |  | 0 | 1.6429 | 0 | 01. ($9,999.000) to $0.028 | 1 | 1.6429 | 12. $1.50 to $999.00 | 0 | 0 | 0 | 0 | 0 | 0 | 0 | 0 | 0 | 0 | 0 | 0 | 0 | 0 | 0 | 0 | 0 | 0 | 0 | 0 | 0 | 0 | 0 | 0 | 0 | 0 | 0 | 0 | 0 | 0 | 0 | 0 | 0 | 0 | 0 | 0 | 0 | 0 | 0 | 0 | 0 | 0 | 0 | 0 | 0 | 0 | 0 | 0 | 0 | 0 | 0 | 0 | 0 | 0 | 0 | 0 | 0 | 0 | 0 | 0 | 0 | 0 | 0 | 0 | 0 | 0 | 0 | 0 | 0 | 0 | 0 | 0 | 0 | 0 | 0 | 0 | 0 | 0 | 0 | 0 | 0 | 0 | 0 | 0 | 0 | 0 | 0 | 0 | 0 | 0 | 0 | 0 | 0 | 0 | 0 | 0 | 0 | 0 | 0 | 0 | 0 | 0 | 0 | 0 | 0 | 0 | 0 | 0 | 0 | 0 | 0 | 0 | 0 | 0 | 0 | 0 | 0 | 0 | 0 | 0 | 0 | 0 | 0 | 0 | 0 | 0 | 0 | 0 | 0 | 0 | 0 | 0 | 0 | 0 | 0 | 0 | 0 | 0 | 0 | 0 | 0 | 0 | 0 | 0 | 0 | 0 | 0 | 0 | 0 | 0 | 0 | 0 | 0 | 0 | 0 | 0 | 0 | 0 | 0 | 0 | 0 | 0 | 0 | 0 | 0 | 0 | 0 | 0 | 0 | 0 | 0 | 0 | 0 | 0 | 0 | 0 | 0 | 0 | 0 | 0 | 0 | 0 | 0 | 0 | 0 | 0 | 0 | 0 | 0 | 0 | 0 | 0 | 0 | 0 | 0 | 0 | 0 | 0 | 0 | 0 | 0 | 0 | 0 | 0 | 0.01557% | 0 | 0 | 0 | 0 | 0 | 0 | 0 | 0 | 0 | 0 | 0 | 0 | 0 | 0 | 0 | 0 | 0 | 0 | 0 | 0 | 0 | 0 | 0 | 0
| ComBoilers_Cadmus | M_Input | EUIs based on PSE 2014 Commercial EUIs. Cost based on the DEER 2008 Cost Database for the measure gas boilers. EUL from Wisconsin February 2016 Technical Reference Manual for the measures "Boiler, 85-90% AFUE, NG" and "Boiler, ≥ 90% AFUE, NG", "Boiler, Hot Water, Condensing, ≥90% AFUE, ≥300 mbh" and "Boiler, Hot Water, Near Condensing, ≥85% AFUE, ≥300 mbh" | 2020 | NR and New | 2022 | 2041 | PSE | Commercial | Residential Care | Gas | Per Building SqFt - Boiler < 300 kBtuh |  |  | Residential Care Boiler < 300 kBtuh - Premium Efficiency - AFUE 94% |  | 0 | 20 | 0.1872 | 0 |  | 0 | 0 | 0 | 0 | 0 | 0 | 0 | 0.005162 |  | 0 | 0 | 0 | Heating | Boiler | Boiler Tune-up | Boiler LT 300 kBtuh AFUE 94% | CommVENT | 0.0141% | 25.21% | 25.21% | 101257.3441 | 1.135 | 2.752% | 5% | 85% | 6.8% | 0.2% | 0.074041 | 0.0010195 | 0.007506 | 0 | 0.1872 | 0 | 0 | 0.028915 | 0.21612 |  | 0 | 3.8907 | 0 | 01. ($9,999.000) to $0.028 | 1 | 3.8907 | 12. $1.50 to $999.00 | 0 | 0 | 0 | 0 | 0 | 0 | 0 | 0 | 0 | 0 | 0 | 0 | 0 | 0 | 0 | 0 | 0 | 0 | 0 | 0 | 0 | 0 | 0 | 0 | 0 | 0 | 0 | 0 | 0 | 0 | 0 | 0 | 0 | 0 | 0 | 0 | 0 | 0 | 0 | 0 | 0 | 0 | 0 | 0 | 0 | 0 | 0 | 0 | 0 | 0 | 0 | 0 | 0 | 0 | 0 | 0 | 0 | 0 | 0 | 0 | 0 | 0 | 0 | 0 | 0 | 0 | 0 | 0 | 0 | 0 | 0 | 0 | 0 | 0 | 1594.2872 | 3430.1792 | 4776.5399 | 5662.6867 | 6834.0599 | 7963.2408 | 8872.8404 | 9877.4116 | 10593.3109 | 11251.6782 | 11318.0525 | 11763.0946 | 11864.6079 | 12123.5935 | 12091.1832 | 12340.7664 | 12169.5316 | 12355.9631 | 12246.353 | 12535.0291 | 8.2297 | 17.7066 | 24.6565 | 29.2308 | 35.2774 | 41.1062 | 45.8016 | 50.9872 | 54.6827 | 58.0812 | 58.4238 | 60.7211 | 61.2451 | 62.582 | 62.4147 | 63.703 | 62.8191 | 63.7815 | 63.2157 | 64.7058 | 989.3717 | 8.2297 | 25.9363 | 50.5928 | 79.8236 | 115.101 | 156.2072 | 202.0089 | 252.9961 | 307.6787 | 365.7599 | 424.1837 | 484.9048 | 546.1499 | 608.7319 | 671.1465 | 734.8496 | 797.6687 | 861.4502 | 924.6659 | 989.3717 | 0 | 0 | 0 | 0 | 0 | 0 | 0 | 0 | 0 | 0 | 0 | 0 | 0 | 0 | 0 | 0 | 0 | 0 | 0 | 0 | 0 | 0 | 0 | 0 | 0 | 0 | 0 | 0 | 0 | 0 | 0 | 0 | 0 | 0 | 0 | 0 | 0 | 0 | 0 | 0 | 0 | 0 | 0 | 0 | 0 | 0 | 0 | 0 | 0 | 344.551 | 741.3166 | 1032.2867 | 1223.7972 | 1476.9497 | 1720.9838 | 1917.5628 | 2134.6667 | 2289.384 | 2431.6677 | 2446.0123 | 2542.193 | 2564.1316 | 2620.1026 | 2613.0982 | 2667.0371 | 2630.0305 | 2670.3214 | 2646.6329 | 2709.0204 | 0.01557% | 0 | 0 | 0 | 0 | 0 | 0 | 0 | 0 | 0 | 0 | 0 | 0 | 0 | 0 | 0 | 0 | 0 | 0 | 0 | 0 | 0 | 0 | 0 | 0
| ComBoilers_Cadmus | M_Input | EUIs based on PSE 2014 Commercial EUIs. Cost based on the DEER 2008 Cost Database for the measure gas boilers. EUL from Wisconsin February 2016 Technical Reference Manual for the measures "Boiler, 85-90% AFUE, NG" and "Boiler, ≥ 90% AFUE, NG", "Boiler, Hot Water, Condensing, ≥90% AFUE, ≥300 mbh" and "Boiler, Hot Water, Near Condensing, ≥85% AFUE, ≥300 mbh" | 2020 | NR and New | 2022 | 2041 | PSE | Commercial | Assembly | Gas | Per Building SqFt - Boiler < 300 kBtuh |  |  | Assembly Boiler < 300 kBtuh - Premium Efficiency - AFUE 94% |  | 0 | 20 | 0.34729 | 0 |  | 0 | 0 | 0 | 0 | 0 | 0 | 0 | 0.005162 |  | 0 | 0 | 0 | Heating | Boiler | Boiler Tune-up | Boiler LT 300 kBtuh AFUE 94% | CommVENT | 0.0141% | 25.21% | 25.21% | 15455.3983 | 1.1338 | 4.371% | 5% | 85% | 6.8% | 0.2% | 0.074041 | 0.0010195 | 0.007506 | 0 | 0.34729 | 0 | 0 | 0.060932 | 0.40822 |  | 0 | 7.3491 | 0 | 01. ($9,999.000) to $0.028 | 1 | 7.3491 | 12. $1.50 to $999.00 | 0 | 0 | 0 | 0 | 0 | 0 | 0 | 0 | 0 | 0 | 0 | 0 | 0 | 0 | 0 | 0 | 0 | 0 | 0 | 0 | 0 | 0 | 0 | 0 | 0 | 0 | 0 | 0 | 0 | 0 | 0 | 0 | 0 | 0 | 0 | 0 | 0 | 0 | 0 | 0 | 0 | 0 | 0 | 0 | 0 | 0 | 0 | 0 | 0 | 0 | 0 | 0 | 0 | 0 | 0 | 0 | 0 | 0 | 0 | 0 | 0 | 0 | 0 | 0 | 0 | 0 | 0 | 0 | 0 | 0 | 0 | 0 | 0 | 0 | 4007.1649 | 8615.8449 | 11998.0159 | 14227.0112 | 17166.6839 | 19996.955 | 22273.6258 | 24784.2976 | 26570.6104 | 28211.14 | 28370.0768 | 29474.7417 | 29719.7184 | 30357.8769 | 30267.0789 | 30881.0918 | 30442.644 | 30898.554 | 30614.3597 | 31326.0853 | 20.685 | 44.475 | 61.9338 | 73.4398 | 88.6144 | 103.2243 | 114.9765 | 127.9365 | 137.1575 | 145.6259 | 146.4463 | 152.1486 | 153.4132 | 156.7074 | 156.2387 | 159.4082 | 157.1449 | 159.4983 | 158.0313 | 161.7053 | 2478.8109 | 20.685 | 65.16 | 127.0937 | 200.5336 | 289.148 | 392.3723 | 507.3487 | 635.2853 | 772.4428 | 918.0687 | 1064.515 | 1216.6636 | 1370.0768 | 1526.7842 | 1683.0228 | 1842.431 | 1999.576 | 2159.0743 | 2317.1056 | 2478.8109 | 0 | 0 | 0 | 0 | 0 | 0 | 0 | 0 | 0 | 0 | 0 | 0 | 0 | 0 | 0 | 0 | 0 | 0 | 0 | 0 | 0 | 0 | 0 | 0 | 0 | 0 | 0 | 0 | 0 | 0 | 0 | 0 | 0 | 0 | 0 | 0 | 0 | 0 | 0 | 0 | 0 | 0 | 0 | 0 | 0 | 0 | 0 | 0 | 0 | 1635.7966 | 3517.1424 | 4897.8052 | 5807.721 | 7007.7481 | 8163.1155 | 9092.4934 | 10117.3946 | 10846.5996 | 11516.2931 | 11581.174 | 12032.118 | 12132.1219 | 12392.6296 | 12355.5643 | 12606.2153 | 12427.2331 | 12613.3437 | 12497.3305 | 12787.8697 | 0.01557% | 0 | 0 | 0 | 0 | 0 | 0 | 0 | 0 | 0 | 0 | 0 | 0 | 0 | 0 | 0 | 0 | 0 | 0 | 0 | 0 | 0 | 0 | 0 | 0
| ComBoilers_Cadmus | M_Input | EUIs based on PSE 2014 Commercial EUIs. Cost based on the DEER 2008 Cost Database for the measure gas boilers. EUL from Wisconsin February 2016 Technical Reference Manual for the measures "Boiler, 85-90% AFUE, NG" and "Boiler, ≥ 90% AFUE, NG", "Boiler, Hot Water, Condensing, ≥90% AFUE, ≥300 mbh" and "Boiler, Hot Water, Near Condensing, ≥85% AFUE, ≥300 mbh" | 2020 | NR and New | 2022 | 2041 | PSE | Commercial | Other | Gas | Per Building SqFt - Boiler < 300 kBtuh |  |  | Other Boiler < 300 kBtuh - Premium Efficiency - AFUE 94% |  | 0 | 20 | 0.1872 | 0 |  | 0 | 0 | 0 | 0 | 0 | 0 | 0 | 0.005162 |  | 0 | 0 | 0 | Heating | Boiler | Boiler Tune-up | Boiler LT 300 kBtuh AFUE 94% | CommVENT | 0.0141% | 25.21% | 25.21% | 31545.0104 | 1.4073 | 3.917% | 5% | 85% | 6.8% | 0.2% | 0.074041 | 0.0010195 | 0.007506 | 0 | 0.1872 | 0 | 0 | 0.028915 | 0.21612 |  | 0 | 3.8907 | 0 | 01. ($9,999.000) to $0.028 | 1 | 3.8907 | 12. $1.50 to $999.00 | 0 | 0 | 0 | 0 | 0 | 0 | 0 | 0 | 0 | 0 | 0 | 0 | 0 | 0 | 0 | 0 | 0 | 0 | 0 | 0 | 0 | 0 | 0 | 0 | 0 | 0 | 0 | 0 | 0 | 0 | 0 | 0 | 0 | 0 | 0 | 0 | 0 | 0 | 0 | 0 | 0 | 0 | 0 | 0 | 0 | 0 | 0 | 0 | 0 | 0 | 0 | 0 | 0 | 0 | 0 | 0 | 0 | 0 | 0 | 0 | 0 | 0 | 0 | 0 | 0 | 0 | 0 | 0 | 0 | 0 | 0 | 0 | 0 | 0 | 13266.7825 | 28309.3495 | 39425.9864 | 46847.4263 | 56391.0238 | 65448.1192 | 72611.1594 | 80379.6726 | 85795.5267 | 90688.3292 | 90908.6752 | 94044.1012 | 94472.0351 | 96109.5289 | 95461.3202 | 97005.3858 | 95259.8036 | 96309.7476 | 95055.475 | 96913.5577 | 68.4831 | 146.1329 | 203.5169 | 241.8264 | 291.0905 | 337.8432 | 374.8188 | 414.9199 | 442.8765 | 468.1332 | 469.2706 | 485.4557 | 487.6646 | 496.1174 | 492.7713 | 500.7418 | 491.7311 | 497.1509 | 490.6764 | 500.2678 | 7901.4889 | 68.4831 | 214.616 | 418.1329 | 659.9593 | 951.0498 | 1288.893 | 1663.7118 | 2078.6317 | 2521.5082 | 2989.6413 | 3458.9119 | 3944.3676 | 4432.0322 | 4928.1496 | 5420.9209 | 5921.6627 | 6413.3939 | 6910.5448 | 7401.2211 | 7901.4889 | 0 | 0 | 0 | 0 | 0 | 0 | 0 | 0 | 0 | 0 | 0 | 0 | 0 | 0 | 0 | 0 | 0 | 0 | 0 | 0 | 0 | 0 | 0 | 0 | 0 | 0 | 0 | 0 | 0 | 0 | 0 | 0 | 0 | 0 | 0 | 0 | 0 | 0 | 0 | 0 | 0 | 0 | 0 | 0 | 0 | 0 | 0 | 0 | 0 | 2867.164 | 6118.1035 | 8520.5866 | 10124.4786 | 12187.0027 | 14144.386 | 15692.4336 | 17371.3336 | 18541.7864 | 19599.1993 | 19646.8196 | 20324.4353 | 20416.9187 | 20770.8073 | 20630.719 | 20964.4163 | 20587.1681 | 20814.0777 | 20543.0094 | 20944.5708 | 0.01557% | 0 | 0 | 0 | 0 | 0 | 0 | 0 | 0 | 0 | 0 | 0 | 0 | 0 | 0 | 0 | 0 | 0 | 0 | 0 | 0 | 0 | 0 | 0 | 0
| ComBoilers_Cadmus | M_Input | EUIs based on PSE 2014 Commercial EUIs. Cost based on the DEER 2008 Cost Database for the measure gas boilers. EUL from Wisconsin February 2016 Technical Reference Manual for the measures "Boiler, 85-90% AFUE, NG" and "Boiler, ≥ 90% AFUE, NG", "Boiler, Hot Water, Condensing, ≥90% AFUE, ≥300 mbh" and "Boiler, Hot Water, Near Condensing, ≥85% AFUE, ≥300 mbh" | 2020 | NR and New | 2022 | 2041 | PSE | Commercial | Large Off | Gas | Per Building SqFt - Boiler < 300 kBtuh |  |  | Large Off Boiler < 300 kBtuh - ENERGY STAR 2016 Most Efficient Boiler - 95% AFUE |  | 0 | 20 | 0.035961 | 0 |  | 0 | 0 | 0 | 0 | 0 | 0 | 0 | 0.0018493 |  | 0 | 0 | 0 | Heating | Boiler | Boiler Tune-up | Boiler LT 300 kBtuh AFUE 95% | CommVENT | 0.0141% | 27.79% | 27.79% | 259599.5083 | 1.1293 | 1.303% | 5% | 85% | 6.8% | 0.2% | 0.026525 | 0.00036522 | 0.002689 | 0 | 0.035961 | 0 | 0 | 0.004138 | 0.040099 |  | 0 | 2.0151 | 0 | 01. ($9,999.000) to $0.028 | 1 | 2.0151 | 12. $1.50 to $999.00 | 0 | 0 | 0 | 0 | 0 | 0 | 0 | 0 | 0 | 0 | 0 | 0 | 0 | 0 | 0 | 0 | 0 | 0 | 0 | 0 | 0 | 0 | 0 | 0 | 0 | 0 | 0 | 0 | 0 | 0 | 0 | 0 | 0 | 0 | 0 | 0 | 0 | 0 | 0 | 0 | 0 | 0 | 0 | 0 | 0 | 0 | 0 | 0 | 0 | 0 | 0 | 0 | 0 | 0 | 0 | 0 | 0 | 0 | 0 | 0 | 0 | 0 | 0 | 0 | 0 | 0 | 0 | 0 | 0 | 0 | 0 | 0 | 0 | 0 | 3226.9431 | 6956.2006 | 9685.3543 | 11474.5858 | 13855.5865 | 16158.9674 | 18021.8588 | 20087.9998 | 21567.0693 | 22932.4902 | 23084.8703 | 24017.8609 | 24246.7971 | 24800.6378 | 24756.6494 | 25292.7562 | 24964.9311 | 25371.8826 | 25170.3523 | 25787.063 | 5.9675 | 12.864 | 17.911 | 21.2198 | 25.6229 | 29.8826 | 33.3276 | 37.1485 | 39.8837 | 42.4087 | 42.6905 | 44.4159 | 44.8393 | 45.8635 | 45.7821 | 46.7735 | 46.1673 | 46.9199 | 46.5472 | 47.6877 | 723.9232 | 5.9675 | 18.8315 | 36.7425 | 57.9623 | 83.5853 | 113.4678 | 146.7954 | 183.9439 | 223.8276 | 266.2363 | 308.9269 | 353.3428 | 398.182 | 444.0455 | 489.8276 | 536.6012 | 582.7685 | 629.6884 | 676.2356 | 723.9232 | 0 | 0 | 0 | 0 | 0 | 0 | 0 | 0 | 0 | 0 | 0 | 0 | 0 | 0 | 0 | 0 | 0 | 0 | 0 | 0 | 0 | 0 | 0 | 0 | 0 | 0 | 0 | 0 | 0 | 0 | 0 | 0 | 0 | 0 | 0 | 0 | 0 | 0 | 0 | 0 | 0 | 0 | 0 | 0 | 0 | 0 | 0 | 0 | 0 | 129.3979 | 278.9382 | 388.3752 | 460.122 | 555.5983 | 647.9621 | 722.6626 | 805.5132 | 864.8228 | 919.5751 | 925.6854 | 963.0976 | 972.2778 | 994.4863 | 992.7224 | 1014.2199 | 1001.0744 | 1017.3928 | 1009.3116 | 1034.0412 | 0.01557% | 0 | 0 | 0 | 0 | 0 | 0 | 0 | 0 | 0 | 0 | 0 | 0 | 0 | 0 | 0 | 0 | 0 | 0 | 0 | 0 | 0 | 0 | 0 | 0
| ComBoilers_Cadmus | M_Input | EUIs based on PSE 2014 Commercial EUIs. Cost based on the DEER 2008 Cost Database for the measure gas boilers. EUL from Wisconsin February 2016 Technical Reference Manual for the measures "Boiler, 85-90% AFUE, NG" and "Boiler, ≥ 90% AFUE, NG", "Boiler, Hot Water, Condensing, ≥90% AFUE, ≥300 mbh" and "Boiler, Hot Water, Near Condensing, ≥85% AFUE, ≥300 mbh" | 2020 | NR and New | 2022 | 2041 | PSE | Commercial | Medium Off | Gas | Per Building SqFt - Boiler < 300 kBtuh |  |  | Medium Off Boiler < 300 kBtuh - ENERGY STAR 2016 Most Efficient Boiler - 95% AFUE |  | 0 | 20 | 0.035961 | 0 |  | 0 | 0 | 0 | 0 | 0 | 0 | 0 | 0.0018493 |  | 0 | 0 | 0 | Heating | Boiler | Boiler Tune-up | Boiler LT 300 kBtuh AFUE 95% | CommVENT | 0.0141% | 27.79% | 27.79% | 42353.7102 | 1.0142 | 11.34% | 5% | 85% | 6.8% | 0.2% | 0.026525 | 0.00036522 | 0.002689 | 0 | 0.035961 | 0 | 0 | 0.004138 | 0.040099 |  | 0 | 2.0151 | 0 | 01. ($9,999.000) to $0.028 | 1 | 2.0151 | 12. $1.50 to $999.00 | 0 | 0 | 0 | 0 | 0 | 0 | 0 | 0 | 0 | 0 | 0 | 0 | 0 | 0 | 0 | 0 | 0 | 0 | 0 | 0 | 0 | 0 | 0 | 0 | 0 | 0 | 0 | 0 | 0 | 0 | 0 | 0 | 0 | 0 | 0 | 0 | 0 | 0 | 0 | 0 | 0 | 0 | 0 | 0 | 0 | 0 | 0 | 0 | 0 | 0 | 0 | 0 | 0 | 0 | 0 | 0 | 0 | 0 | 0 | 0 | 0 | 0 | 0 | 0 | 0 | 0 | 0 | 0 | 0 | 0 | 0 | 0 | 0 | 0 | 13460.9379 | 29017.2403 | 40401.689 | 47865.3269 | 57797.4825 | 67405.8539 | 75176.7579 | 83795.5014 | 89965.3232 | 95661.0683 | 96296.71 | 100188.6061 | 101143.5956 | 103453.8981 | 103270.404 | 105506.731 | 104139.2346 | 105836.8006 | 104996.1328 | 107568.6928 | 24.8931 | 53.6612 | 74.7143 | 88.5167 | 106.8841 | 124.6527 | 139.0234 | 154.9619 | 166.3716 | 176.9047 | 178.0802 | 185.2774 | 187.0435 | 191.3159 | 190.9766 | 195.1122 | 192.5833 | 195.7226 | 194.1679 | 198.9253 | 3019.7885 | 24.8931 | 78.5543 | 153.2686 | 241.7853 | 348.6694 | 473.3221 | 612.3455 | 767.3074 | 933.679 | 1110.5837 | 1288.6639 | 1473.9414 | 1660.9848 | 1852.3007 | 2043.2773 | 2238.3894 | 2430.9727 | 2626.6953 | 2820.8632 | 3019.7885 | 0 | 0 | 0 | 0 | 0 | 0 | 0 | 0 | 0 | 0 | 0 | 0 | 0 | 0 | 0 | 0 | 0 | 0 | 0 | 0 | 0 | 0 | 0 | 0 | 0 | 0 | 0 | 0 | 0 | 0 | 0 | 0 | 0 | 0 | 0 | 0 | 0 | 0 | 0 | 0 | 0 | 0 | 0 | 0 | 0 | 0 | 0 | 0 | 0 | 539.7732 | 1163.5688 | 1620.0764 | 1919.3625 | 2317.6342 | 2702.9225 | 3014.5297 | 3360.1346 | 3607.5397 | 3835.9346 | 3861.4234 | 4017.4854 | 4055.7797 | 4148.4211 | 4141.0631 | 4230.7381 | 4175.9025 | 4243.9736 | 4210.2635 | 4313.4211 | 0.01557% | 0 | 0 | 0 | 0 | 0 | 0 | 0 | 0 | 0 | 0 | 0 | 0 | 0 | 0 | 0 | 0 | 0 | 0 | 0 | 0 | 0 | 0 | 0 | 0
| ComBoilers_Cadmus | M_Input | EUIs based on PSE 2014 Commercial EUIs. Cost based on the DEER 2008 Cost Database for the measure gas boilers. EUL from Wisconsin February 2016 Technical Reference Manual for the measures "Boiler, 85-90% AFUE, NG" and "Boiler, ≥ 90% AFUE, NG", "Boiler, Hot Water, Condensing, ≥90% AFUE, ≥300 mbh" and "Boiler, Hot Water, Near Condensing, ≥85% AFUE, ≥300 mbh" | 2020 | NR and New | 2022 | 2041 | PSE | Commercial | Small Off | Gas | Per Building SqFt - Boiler < 300 kBtuh |  |  | Small Off Boiler < 300 kBtuh - ENERGY STAR 2016 Most Efficient Boiler - 95% AFUE |  | 0 | 20 | 0.035961 | 0 |  | 0 | 0 | 0 | 0 | 0 | 0 | 0 | 0.0018493 |  | 0 | 0 | 0 | Heating | Boiler | Boiler Tune-up | Boiler LT 300 kBtuh AFUE 95% | CommVENT | 0.0141% | 27.79% | 27.79% | 5367.7993 | 1.1188 | 50% | 5% | 85% | 6.8% | 0.2% | 0.026525 | 0.00036522 | 0.002689 | 0 | 0.035961 | 0 | 0 | 0.004138 | 0.040099 |  | 0 | 2.0151 | 0 | 01. ($9,999.000) to $0.028 | 1 | 2.0151 | 12. $1.50 to $999.00 | 0 | 0 | 0 | 0 | 0 | 0 | 0 | 0 | 0 | 0 | 0 | 0 | 0 | 0 | 0 | 0 | 0 | 0 | 0 | 0 | 0 | 0 | 0 | 0 | 0 | 0 | 0 | 0 | 0 | 0 | 0 | 0 | 0 | 0 | 0 | 0 | 0 | 0 | 0 | 0 | 0 | 0 | 0 | 0 | 0 | 0 | 0 | 0 | 0 | 0 | 0 | 0 | 0 | 0 | 0 | 0 | 0 | 0 | 0 | 0 | 0 | 0 | 0 | 0 | 0 | 0 | 0 | 0 | 0 | 0 | 0 | 0 | 0 | 0 | 45310.4034 | 97673.9413 | 135994.7453 | 161117.8416 | 194550.1315 | 226892.5422 | 253049.9166 | 282061.1747 | 302829.2009 | 322001.4538 | 324141.0656 | 337241.4441 | 340456.0019 | 348232.6322 | 347614.9788 | 355142.603 | 350539.52 | 356253.6388 | 353423.8958 | 362083.302 | 83.7919 | 180.6271 | 251.4932 | 297.953 | 359.7789 | 419.5893 | 467.9618 | 521.6119 | 560.0179 | 595.4729 | 599.4297 | 623.656 | 629.6007 | 643.9819 | 642.8397 | 656.7604 | 648.248 | 658.815 | 653.582 | 669.5957 | 10164.8069 | 83.7919 | 264.419 | 515.9122 | 813.8653 | 1173.6442 | 1593.2335 | 2061.1952 | 2582.8071 | 3142.8251 | 3738.298 | 4337.7276 | 4961.3836 | 5590.9843 | 6234.9662 | 6877.8058 | 7534.5662 | 8182.8142 | 8841.6292 | 9495.2112 | 10164.8069 | 0 | 0 | 0 | 0 | 0 | 0 | 0 | 0 | 0 | 0 | 0 | 0 | 0 | 0 | 0 | 0 | 0 | 0 | 0 | 0 | 0 | 0 | 0 | 0 | 0 | 0 | 0 | 0 | 0 | 0 | 0 | 0 | 0 | 0 | 0 | 0 | 0 | 0 | 0 | 0 | 0 | 0 | 0 | 0 | 0 | 0 | 0 | 0 | 0 | 1816.912 | 3916.6493 | 5453.2838 | 6460.7005 | 7801.3094 | 9098.2149 | 10147.1054 | 11310.4343 | 12143.2161 | 12912.0085 | 12997.8053 | 13523.1203 | 13652.0216 | 13963.8584 | 13939.091 | 14240.9429 | 14056.3628 | 14285.4946 | 14172.0241 | 14519.2595 | 0.01557% | 0 | 0 | 0 | 0 | 0 | 0 | 0 | 0 | 0 | 0 | 0 | 0 | 0 | 0 | 0 | 0 | 0 | 0 | 0 | 0 | 0 | 0 | 0 | 0
| ComBoilers_Cadmus | M_Input | EUIs based on PSE 2014 Commercial EUIs. Cost based on the DEER 2008 Cost Database for the measure gas boilers. EUL from Wisconsin February 2016 Technical Reference Manual for the measures "Boiler, 85-90% AFUE, NG" and "Boiler, ≥ 90% AFUE, NG", "Boiler, Hot Water, Condensing, ≥90% AFUE, ≥300 mbh" and "Boiler, Hot Water, Near Condensing, ≥85% AFUE, ≥300 mbh" | 2020 | NR and New | 2022 | 2041 | PSE | Commercial | XLarge Ret | Gas | Per Building SqFt - Boiler < 300 kBtuh |  |  | XLarge Ret Boiler < 300 kBtuh - ENERGY STAR 2016 Most Efficient Boiler - 95% AFUE |  | 0 | 20 | 0.0468 | 0 |  | 0 | 0 | 0 | 0 | 0 | 0 | 0 | 0.00059583 |  | 0 | 0 | 0 | Heating | Boiler | Boiler Tune-up | Boiler LT 300 kBtuh AFUE 95% | CommVENT | 0.0141% | 8.591% | 8.591% | 290598.2323 | 1.0366 | 0% | 5% | 85% | 6.8% | 0.2% | 0.0085462 | 0.00011767 | 0.00086639 | 0 | 0.0468 | 0 | 0 | 0.008376 | 0.055176 |  | 0 | 8.6058 | 0 | 01. ($9,999.000) to $0.028 | 1 | 8.6058 | 12. $1.50 to $999.00 | 0 | 0 | 0 | 0 | 0 | 0 | 0 | 0 | 0 | 0 | 0 | 0 | 0 | 0 | 0 | 0 | 0 | 0 | 0 | 0 | 0 | 0 | 0 | 0 | 0 | 0 | 0 | 0 | 0 | 0 | 0 | 0 | 0 | 0 | 0 | 0 | 0 | 0 | 0 | 0 | 0 | 0 | 0 | 0 | 0 | 0 | 0 | 0 | 0 | 0 | 0 | 0 | 0 | 0 | 0 | 0 | 0 | 0 | 0 | 0 | 0 | 0 | 0 | 0 | 0 | 0 | 0 | 0 | 0 | 0 | 0 | 0 | 0 | 0 | 0 | 0 | 0 | 0 | 0 | 0 | 0 | 0 | 0 | 0 | 0 | 0 | 0 | 0 | 0 | 0 | 0 | 0 | 0 | 0 | 0 | 0 | 0 | 0 | 0 | 0 | 0 | 0 | 0 | 0 | 0 | 0 | 0 | 0 | 0 | 0 | 0 | 0 | 0 | 0 | 0 | 0 | 0 | 0 | 0 | 0 | 0 | 0 | 0 | 0 | 0 | 0 | 0 | 0 | 0 | 0 | 0 | 0 | 0 | 0 | 0 | 0 | 0 | 0 | 0 | 0 | 0 | 0 | 0 | 0 | 0 | 0 | 0 | 0 | 0 | 0 | 0 | 0 | 0 | 0 | 0 | 0 | 0 | 0 | 0 | 0 | 0 | 0 | 0 | 0 | 0 | 0 | 0 | 0 | 0 | 0 | 0 | 0 | 0 | 0 | 0 | 0 | 0 | 0 | 0 | 0 | 0 | 0 | 0 | 0 | 0 | 0 | 0 | 0 | 0 | 0 | 0 | 0 | 0 | 0 | 0 | 0 | 0 | 0 | 0 | 0 | 0 | 0 | 0 | 0 | 0.01557% | 0 | 0 | 0 | 0 | 0 | 0 | 0 | 0 | 0 | 0 | 0 | 0 | 0 | 0 | 0 | 0 | 0 | 0 | 0 | 0 | 0 | 0 | 0 | 0
| ComBoilers_Cadmus | M_Input | EUIs based on PSE 2014 Commercial EUIs. Cost based on the DEER 2008 Cost Database for the measure gas boilers. EUL from Wisconsin February 2016 Technical Reference Manual for the measures "Boiler, 85-90% AFUE, NG" and "Boiler, ≥ 90% AFUE, NG", "Boiler, Hot Water, Condensing, ≥90% AFUE, ≥300 mbh" and "Boiler, Hot Water, Near Condensing, ≥85% AFUE, ≥300 mbh" | 2020 | NR and New | 2022 | 2041 | PSE | Commercial | Large Ret | Gas | Per Building SqFt - Boiler < 300 kBtuh |  |  | Large Ret Boiler < 300 kBtuh - ENERGY STAR 2016 Most Efficient Boiler - 95% AFUE |  | 0 | 20 | 0.0468 | 0 |  | 0 | 0 | 0 | 0 | 0 | 0 | 0 | 0.00059583 |  | 0 | 0 | 0 | Heating | Boiler | Boiler Tune-up | Boiler LT 300 kBtuh AFUE 95% | CommVENT | 0.0141% | 8.591% | 8.591% | 92309.7684 | 0.97759 | 0% | 5% | 85% | 6.8% | 0.2% | 0.0085462 | 0.00011767 | 0.00086639 | 0 | 0.0468 | 0 | 0 | 0.008376 | 0.055176 |  | 0 | 8.6058 | 0 | 01. ($9,999.000) to $0.028 | 1 | 8.6058 | 12. $1.50 to $999.00 | 0 | 0 | 0 | 0 | 0 | 0 | 0 | 0 | 0 | 0 | 0 | 0 | 0 | 0 | 0 | 0 | 0 | 0 | 0 | 0 | 0 | 0 | 0 | 0 | 0 | 0 | 0 | 0 | 0 | 0 | 0 | 0 | 0 | 0 | 0 | 0 | 0 | 0 | 0 | 0 | 0 | 0 | 0 | 0 | 0 | 0 | 0 | 0 | 0 | 0 | 0 | 0 | 0 | 0 | 0 | 0 | 0 | 0 | 0 | 0 | 0 | 0 | 0 | 0 | 0 | 0 | 0 | 0 | 0 | 0 | 0 | 0 | 0 | 0 | 0 | 0 | 0 | 0 | 0 | 0 | 0 | 0 | 0 | 0 | 0 | 0 | 0 | 0 | 0 | 0 | 0 | 0 | 0 | 0 | 0 | 0 | 0 | 0 | 0 | 0 | 0 | 0 | 0 | 0 | 0 | 0 | 0 | 0 | 0 | 0 | 0 | 0 | 0 | 0 | 0 | 0 | 0 | 0 | 0 | 0 | 0 | 0 | 0 | 0 | 0 | 0 | 0 | 0 | 0 | 0 | 0 | 0 | 0 | 0 | 0 | 0 | 0 | 0 | 0 | 0 | 0 | 0 | 0 | 0 | 0 | 0 | 0 | 0 | 0 | 0 | 0 | 0 | 0 | 0 | 0 | 0 | 0 | 0 | 0 | 0 | 0 | 0 | 0 | 0 | 0 | 0 | 0 | 0 | 0 | 0 | 0 | 0 | 0 | 0 | 0 | 0 | 0 | 0 | 0 | 0 | 0 | 0 | 0 | 0 | 0 | 0 | 0 | 0 | 0 | 0 | 0 | 0 | 0 | 0 | 0 | 0 | 0 | 0 | 0 | 0 | 0 | 0 | 0 | 0 | 0.01557% | 0 | 0 | 0 | 0 | 0 | 0 | 0 | 0 | 0 | 0 | 0 | 0 | 0 | 0 | 0 | 0 | 0 | 0 | 0 | 0 | 0 | 0 | 0 | 0
| ComBoilers_Cadmus | M_Input | EUIs based on PSE 2014 Commercial EUIs. Cost based on the DEER 2008 Cost Database for the measure gas boilers. EUL from Wisconsin February 2016 Technical Reference Manual for the measures "Boiler, 85-90% AFUE, NG" and "Boiler, ≥ 90% AFUE, NG", "Boiler, Hot Water, Condensing, ≥90% AFUE, ≥300 mbh" and "Boiler, Hot Water, Near Condensing, ≥85% AFUE, ≥300 mbh" | 2020 | NR and New | 2022 | 2041 | PSE | Commercial | Medium Ret | Gas | Per Building SqFt - Boiler < 300 kBtuh |  |  | Medium Ret Boiler < 300 kBtuh - ENERGY STAR 2016 Most Efficient Boiler - 95% AFUE |  | 0 | 20 | 0.0468 | 0 |  | 0 | 0 | 0 | 0 | 0 | 0 | 0 | 0.00059583 |  | 0 | 0 | 0 | Heating | Boiler | Boiler Tune-up | Boiler LT 300 kBtuh AFUE 95% | CommVENT | 0.0141% | 8.591% | 8.591% | 13686.0977 | 1.0265 | 30.27% | 5% | 85% | 6.8% | 0.2% | 0.0085462 | 0.00011767 | 0.00086639 | 0 | 0.0468 | 0 | 0 | 0.008376 | 0.055176 |  | 0 | 8.6058 | 0 | 01. ($9,999.000) to $0.028 | 1 | 8.6058 | 12. $1.50 to $999.00 | 0 | 0 | 0 | 0 | 0 | 0 | 0 | 0 | 0 | 0 | 0 | 0 | 0 | 0 | 0 | 0 | 0 | 0 | 0 | 0 | 0 | 0 | 0 | 0 | 0 | 0 | 0 | 0 | 0 | 0 | 0 | 0 | 0 | 0 | 0 | 0 | 0 | 0 | 0 | 0 | 0 | 0 | 0 | 0 | 0 | 0 | 0 | 0 | 0 | 0 | 0 | 0 | 0 | 0 | 0 | 0 | 0 | 0 | 0 | 0 | 0 | 0 | 0 | 0 | 0 | 0 | 0 | 0 | 0 | 0 | 0 | 0 | 0 | 0 | 8983.8079 | 19312.4093 | 26893.7919 | 31892.1345 | 38479.697 | 44819.7943 | 49917.6498 | 55537.0516 | 59533.2759 | 63201.8976 | 63553.0346 | 66020.4988 | 66563.0528 | 67985.3917 | 67775.7154 | 69143.5959 | 68155.3592 | 69169.2039 | 68526.3847 | 70112.9939 | 5.3528 | 11.5068 | 16.024 | 19.0021 | 22.9272 | 26.7048 | 29.7422 | 33.0904 | 35.4714 | 37.6573 | 37.8665 | 39.3367 | 39.66 | 40.5074 | 40.3825 | 41.1975 | 40.6087 | 41.2128 | 40.8298 | 41.7751 | 640.8561 | 5.3528 | 16.8596 | 32.8836 | 51.8858 | 74.813 | 101.5177 | 131.26 | 164.3503 | 199.8218 | 237.4791 | 275.3456 | 314.6823 | 354.3423 | 394.8497 | 435.2322 | 476.4298 | 517.0385 | 558.2513 | 599.081 | 640.8561 | 0 | 0 | 0 | 0 | 0 | 0 | 0 | 0 | 0 | 0 | 0 | 0 | 0 | 0 | 0 | 0 | 0 | 0 | 0 | 0 | 0 | 0 | 0 | 0 | 0 | 0 | 0 | 0 | 0 | 0 | 0 | 0 | 0 | 0 | 0 | 0 | 0 | 0 | 0 | 0 | 0 | 0 | 0 | 0 | 0 | 0 | 0 | 0 | 0 | 495.6934 | 1065.5876 | 1483.9004 | 1759.6905 | 2123.1679 | 2472.9912 | 2754.272 | 3064.3299 | 3284.8269 | 3487.2479 | 3506.6224 | 3642.7679 | 3672.7041 | 3751.1835 | 3739.6143 | 3815.0889 | 3760.5617 | 3816.5019 | 3781.0335 | 3868.5767 | 0.01557% | 0 | 0 | 0 | 0 | 0 | 0 | 0 | 0 | 0 | 0 | 0 | 0 | 0 | 0 | 0 | 0 | 0 | 0 | 0 | 0 | 0 | 0 | 0 | 0
| ComBoilers_Cadmus | M_Input | EUIs based on PSE 2014 Commercial EUIs. Cost based on the DEER 2008 Cost Database for the measure gas boilers. EUL from Wisconsin February 2016 Technical Reference Manual for the measures "Boiler, 85-90% AFUE, NG" and "Boiler, ≥ 90% AFUE, NG", "Boiler, Hot Water, Condensing, ≥90% AFUE, ≥300 mbh" and "Boiler, Hot Water, Near Condensing, ≥85% AFUE, ≥300 mbh" | 2020 | NR and New | 2022 | 2041 | PSE | Commercial | Small Ret | Gas | Per Building SqFt - Boiler < 300 kBtuh |  |  | Small Ret Boiler < 300 kBtuh - ENERGY STAR 2016 Most Efficient Boiler - 95% AFUE |  | 0 | 20 | 0.0468 | 0 |  | 0 | 0 | 0 | 0 | 0 | 0 | 0 | 0.00059583 |  | 0 | 0 | 0 | Heating | Boiler | Boiler Tune-up | Boiler LT 300 kBtuh AFUE 95% | CommVENT | 0.0141% | 8.591% | 8.591% | 2334.2902 | 1.0756 | 40.17% | 5% | 85% | 6.8% | 0.2% | 0.0085462 | 0.00011767 | 0.00086639 | 0 | 0.0468 | 0 | 0 | 0.008376 | 0.055176 |  | 0 | 8.6058 | 0 | 01. ($9,999.000) to $0.028 | 1 | 8.6058 | 12. $1.50 to $999.00 | 0 | 0 | 0 | 0 | 0 | 0 | 0 | 0 | 0 | 0 | 0 | 0 | 0 | 0 | 0 | 0 | 0 | 0 | 0 | 0 | 0 | 0 | 0 | 0 | 0 | 0 | 0 | 0 | 0 | 0 | 0 | 0 | 0 | 0 | 0 | 0 | 0 | 0 | 0 | 0 | 0 | 0 | 0 | 0 | 0 | 0 | 0 | 0 | 0 | 0 | 0 | 0 | 0 | 0 | 0 | 0 | 0 | 0 | 0 | 0 | 0 | 0 | 0 | 0 | 0 | 0 | 0 | 0 | 0 | 0 | 0 | 0 | 0 | 0 | 2552.6047 | 5487.311 | 7641.4391 | 9061.6379 | 10933.388 | 12734.8248 | 14183.2986 | 15779.9613 | 16915.4243 | 17957.8042 | 18057.5742 | 18758.6645 | 18912.8225 | 19316.9573 | 19257.3811 | 19646.0424 | 19365.2508 | 19653.3185 | 19470.6717 | 19921.4813 | 1.5209 | 3.2695 | 4.553 | 5.3992 | 6.5144 | 7.5877 | 8.4508 | 9.4021 | 10.0786 | 10.6997 | 10.7592 | 11.1769 | 11.2687 | 11.5095 | 11.474 | 11.7056 | 11.5383 | 11.71 | 11.6011 | 11.8697 | 182.089 | 1.5209 | 4.7904 | 9.3434 | 14.7425 | 21.2569 | 28.8446 | 37.2954 | 46.6975 | 56.7762 | 67.4759 | 78.235 | 89.4119 | 100.6807 | 112.1902 | 123.6643 | 135.3699 | 146.9082 | 158.6181 | 170.2193 | 182.089 | 0 | 0 | 0 | 0 | 0 | 0 | 0 | 0 | 0 | 0 | 0 | 0 | 0 | 0 | 0 | 0 | 0 | 0 | 0 | 0 | 0 | 0 | 0 | 0 | 0 | 0 | 0 | 0 | 0 | 0 | 0 | 0 | 0 | 0 | 0 | 0 | 0 | 0 | 0 | 0 | 0 | 0 | 0 | 0 | 0 | 0 | 0 | 0 | 0 | 140.8433 | 302.7696 | 421.6265 | 499.9878 | 603.2641 | 702.6607 | 782.5822 | 870.6801 | 933.3308 | 990.8455 | 996.3504 | 1035.034 | 1043.5399 | 1065.8385 | 1062.5514 | 1083.9963 | 1068.5032 | 1084.3977 | 1074.3199 | 1099.194 | 0.01557% | 0 | 0 | 0 | 0 | 0 | 0 | 0 | 0 | 0 | 0 | 0 | 0 | 0 | 0 | 0 | 0 | 0 | 0 | 0 | 0 | 0 | 0 | 0 | 0
| ComBoilers_Cadmus | M_Input | EUIs based on PSE 2014 Commercial EUIs. Cost based on the DEER 2008 Cost Database for the measure gas boilers. EUL from Wisconsin February 2016 Technical Reference Manual for the measures "Boiler, 85-90% AFUE, NG" and "Boiler, ≥ 90% AFUE, NG", "Boiler, Hot Water, Condensing, ≥90% AFUE, ≥300 mbh" and "Boiler, Hot Water, Near Condensing, ≥85% AFUE, ≥300 mbh" | 2020 | NR and New | 2022 | 2041 | PSE | Commercial | School K-12 | Gas | Per Building SqFt - Boiler < 300 kBtuh |  |  | School K-12 Boiler < 300 kBtuh - ENERGY STAR 2016 Most Efficient Boiler - 95% AFUE |  | 0 | 20 | 0.056699 | 0 |  | 0 | 0 | 0 | 0 | 0 | 0 | 0 | 0.00097463 |  | 0 | 0 | 0 | Heating | Boiler | Boiler Tune-up | Boiler LT 300 kBtuh AFUE 95% | CommVENT | 0.0141% | 74.6% | 74.6% | 38253.3394 | 1.0466 | 1.008% | 5% | 85% | 6.8% | 0.2% | 0.013979 | 0.00019248 | 0.0014172 | 0 | 0.056699 | 0 | 0 | 0.0097301 | 0.066429 |  | 0 | 6.334 | 0 | 01. ($9,999.000) to $0.028 | 1 | 6.334 | 12. $1.50 to $999.00 | 0 | 0 | 0 | 0 | 0 | 0 | 0 | 0 | 0 | 0 | 0 | 0 | 0 | 0 | 0 | 0 | 0 | 0 | 0 | 0 | 0 | 0 | 0 | 0 | 0 | 0 | 0 | 0 | 0 | 0 | 0 | 0 | 0 | 0 | 0 | 0 | 0 | 0 | 0 | 0 | 0 | 0 | 0 | 0 | 0 | 0 | 0 | 0 | 0 | 0 | 0 | 0 | 0 | 0 | 0 | 0 | 0 | 0 | 0 | 0 | 0 | 0 | 0 | 0 | 0 | 0 | 0 | 0 | 0 | 0 | 0 | 0 | 0 | 0 | 3282.7313 | 7087.6672 | 9867.1361 | 11683.0956 | 14113.2999 | 16471.131 | 18384.24 | 20513.5632 | 22043.3235 | 23459.9128 | 23629.8732 | 24606.1116 | 24858.7119 | 25447.1692 | 25420.6518 | 25992.2885 | 25674.7551 | 26114.014 | 25926.377 | 26581.5057 | 3.1994 | 6.9078 | 9.6168 | 11.3867 | 13.7552 | 16.0532 | 17.9178 | 19.9931 | 21.484 | 22.8647 | 23.0303 | 23.9818 | 24.228 | 24.8015 | 24.7757 | 25.3328 | 25.0233 | 25.4514 | 25.2685 | 25.9071 | 390.979 | 3.1994 | 10.1073 | 19.724 | 31.1107 | 44.8659 | 60.9191 | 78.8369 | 98.83 | 120.314 | 143.1787 | 166.209 | 190.1908 | 214.4187 | 239.2202 | 263.9959 | 289.3287 | 314.352 | 339.8034 | 365.072 | 390.979 | 0 | 0 | 0 | 0 | 0 | 0 | 0 | 0 | 0 | 0 | 0 | 0 | 0 | 0 | 0 | 0 | 0 | 0 | 0 | 0 | 0 | 0 | 0 | 0 | 0 | 0 | 0 | 0 | 0 | 0 | 0 | 0 | 0 | 0 | 0 | 0 | 0 | 0 | 0 | 0 | 0 | 0 | 0 | 0 | 0 | 0 | 0 | 0 | 0 | 218.0693 | 470.8282 | 655.4662 | 776.099 | 937.5356 | 1094.1645 | 1221.2508 | 1362.7001 | 1464.3209 | 1558.4238 | 1569.7142 | 1634.5649 | 1651.345 | 1690.4357 | 1688.6742 | 1726.6476 | 1705.5541 | 1734.7337 | 1722.2691 | 1765.7888 | 0.01557% | 0 | 0 | 0 | 0 | 0 | 0 | 0 | 0 | 0 | 0 | 0 | 0 | 0 | 0 | 0 | 0 | 0 | 0 | 0 | 0 | 0 | 0 | 0 | 0
| ComBoilers_Cadmus | M_Input | EUIs based on PSE 2014 Commercial EUIs. Cost based on the DEER 2008 Cost Database for the measure gas boilers. EUL from Wisconsin February 2016 Technical Reference Manual for the measures "Boiler, 85-90% AFUE, NG" and "Boiler, ≥ 90% AFUE, NG", "Boiler, Hot Water, Condensing, ≥90% AFUE, ≥300 mbh" and "Boiler, Hot Water, Near Condensing, ≥85% AFUE, ≥300 mbh" | 2020 | NR and New | 2022 | 2041 | PSE | Commercial | University | Gas | Per Building SqFt - Boiler < 300 kBtuh |  |  | University Boiler < 300 kBtuh - ENERGY STAR 2016 Most Efficient Boiler - 95% AFUE |  | 0 | 20 | 0.056699 | 0 |  | 0 | 0 | 0 | 0 | 0 | 0 | 0 | 0.0019493 |  | 0 | 0 | 0 | Heating | Boiler | Boiler Tune-up | Boiler LT 300 kBtuh AFUE 95% | CommVENT | 0.0141% | 74.6% | 74.6% | 131012.9885 | 1.0798 | 0% | 5% | 85% | 6.8% | 0.2% | 0.027959 | 0.00038497 | 0.0028344 | 0 | 0.056699 | 0 | 0 | 0.0081205 | 0.06482 |  | 0 | 3.0903 | 0 | 01. ($9,999.000) to $0.028 | 1 | 3.0903 | 12. $1.50 to $999.00 | 0 | 0 | 0 | 0 | 0 | 0 | 0 | 0 | 0 | 0 | 0 | 0 | 0 | 0 | 0 | 0 | 0 | 0 | 0 | 0 | 0 | 0 | 0 | 0 | 0 | 0 | 0 | 0 | 0 | 0 | 0 | 0 | 0 | 0 | 0 | 0 | 0 | 0 | 0 | 0 | 0 | 0 | 0 | 0 | 0 | 0 | 0 | 0 | 0 | 0 | 0 | 0 | 0 | 0 | 0 | 0 | 0 | 0 | 0 | 0 | 0 | 0 | 0 | 0 | 0 | 0 | 0 | 0 | 0 | 0 | 0 | 0 | 0 | 0 | 0 | 0 | 0 | 0 | 0 | 0 | 0 | 0 | 0 | 0 | 0 | 0 | 0 | 0 | 0 | 0 | 0 | 0 | 0 | 0 | 0 | 0 | 0 | 0 | 0 | 0 | 0 | 0 | 0 | 0 | 0 | 0 | 0 | 0 | 0 | 0 | 0 | 0 | 0 | 0 | 0 | 0 | 0 | 0 | 0 | 0 | 0 | 0 | 0 | 0 | 0 | 0 | 0 | 0 | 0 | 0 | 0 | 0 | 0 | 0 | 0 | 0 | 0 | 0 | 0 | 0 | 0 | 0 | 0 | 0 | 0 | 0 | 0 | 0 | 0 | 0 | 0 | 0 | 0 | 0 | 0 | 0 | 0 | 0 | 0 | 0 | 0 | 0 | 0 | 0 | 0 | 0 | 0 | 0 | 0 | 0 | 0 | 0 | 0 | 0 | 0 | 0 | 0 | 0 | 0 | 0 | 0 | 0 | 0 | 0 | 0 | 0 | 0 | 0 | 0 | 0 | 0 | 0 | 0 | 0 | 0 | 0 | 0 | 0 | 0 | 0 | 0 | 0 | 0 | 0 | 0.01557% | 0 | 0 | 0 | 0 | 0 | 0 | 0 | 0 | 0 | 0 | 0 | 0 | 0 | 0 | 0 | 0 | 0 | 0 | 0 | 0 | 0 | 0 | 0 | 0
| ComBoilers_Cadmus | M_Input | EUIs based on PSE 2014 Commercial EUIs. Cost based on the DEER 2008 Cost Database for the measure gas boilers. EUL from Wisconsin February 2016 Technical Reference Manual for the measures "Boiler, 85-90% AFUE, NG" and "Boiler, ≥ 90% AFUE, NG", "Boiler, Hot Water, Condensing, ≥90% AFUE, ≥300 mbh" and "Boiler, Hot Water, Near Condensing, ≥85% AFUE, ≥300 mbh" | 2020 | NR and New | 2022 | 2041 | PSE | Commercial | Warehouse | Gas | Per Building SqFt - Boiler < 300 kBtuh |  |  | Warehouse Boiler < 300 kBtuh - ENERGY STAR 2016 Most Efficient Boiler - 95% AFUE |  | 0 | 20 | 0.0468 | 0 |  | 0 | 0 | 0 | 0 | 0 | 0 | 0 | 0.00072118 |  | 0 | 0 | 0 | Heating | Boiler | Boiler Tune-up | Boiler LT 300 kBtuh AFUE 95% | CommVENT | 0.0141% | 1.122% | 1.122% | 32743.3403 | 0.95423 | 41.66% | 5% | 85% | 6.8% | 0.2% | 0.010344 | 0.00014243 | 0.0010487 | 0 | 0.0468 | 0 | 0 | 0.008169 | 0.054969 |  | 0 | 7.0833 | 0 | 01. ($9,999.000) to $0.028 | 1 | 7.0833 | 12. $1.50 to $999.00 | 0 | 0 | 0 | 0 | 0 | 0 | 0 | 0 | 0 | 0 | 0 | 0 | 0 | 0 | 0 | 0 | 0 | 0 | 0 | 0 | 0 | 0 | 0 | 0 | 0 | 0 | 0 | 0 | 0 | 0 | 0 | 0 | 0 | 0 | 0 | 0 | 0 | 0 | 0 | 0 | 0 | 0 | 0 | 0 | 0 | 0 | 0 | 0 | 0 | 0 | 0 | 0 | 0 | 0 | 0 | 0 | 0 | 0 | 0 | 0 | 0 | 0 | 0 | 0 | 0 | 0 | 0 | 0 | 0 | 0 | 0 | 0 | 0 | 0 | 4325.5342 | 9296.6446 | 12946.3068 | 15353.4532 | 18523.7067 | 21573.6942 | 24025.004 | 26725.8693 | 28645.6069 | 30407.222 | 30573.6416 | 31757.0344 | 32014.8684 | 32695.4376 | 32591.3713 | 33245.5566 | 32767.0623 | 33251.0029 | 32938.6144 | 33697.9468 | 3.1195 | 6.7046 | 9.3367 | 11.0727 | 13.359 | 15.5586 | 17.3264 | 19.2742 | 20.6587 | 21.9292 | 22.0492 | 22.9026 | 23.0886 | 23.5794 | 23.5043 | 23.9761 | 23.6311 | 23.9801 | 23.7548 | 24.3024 | 373.1081 | 3.1195 | 9.8241 | 19.1607 | 30.2334 | 43.5924 | 59.151 | 76.4774 | 95.7516 | 116.4104 | 138.3395 | 160.3887 | 183.2914 | 206.3799 | 229.9593 | 253.4637 | 277.4398 | 301.0709 | 325.0509 | 348.8057 | 373.1081 | 0 | 0 | 0 | 0 | 0 | 0 | 0 | 0 | 0 | 0 | 0 | 0 | 0 | 0 | 0 | 0 | 0 | 0 | 0 | 0 | 0 | 0 | 0 | 0 | 0 | 0 | 0 | 0 | 0 | 0 | 0 | 0 | 0 | 0 | 0 | 0 | 0 | 0 | 0 | 0 | 0 | 0 | 0 | 0 | 0 | 0 | 0 | 0 | 0 | 237.7715 | 511.0298 | 711.6491 | 843.9682 | 1018.2348 | 1185.8904 | 1320.6371 | 1469.1017 | 1574.6283 | 1671.463 | 1680.611 | 1745.6612 | 1759.8342 | 1797.2446 | 1791.5241 | 1827.4842 | 1801.1817 | 1827.7836 | 1810.6118 | 1852.3518 | 0.01557% | 0 | 0 | 0 | 0 | 0 | 0 | 0 | 0 | 0 | 0 | 0 | 0 | 0 | 0 | 0 | 0 | 0 | 0 | 0 | 0 | 0 | 0 | 0 | 0
| ComBoilers_Cadmus | M_Input | EUIs based on PSE 2014 Commercial EUIs. Cost based on the DEER 2008 Cost Database for the measure gas boilers. EUL from Wisconsin February 2016 Technical Reference Manual for the measures "Boiler, 85-90% AFUE, NG" and "Boiler, ≥ 90% AFUE, NG", "Boiler, Hot Water, Condensing, ≥90% AFUE, ≥300 mbh" and "Boiler, Hot Water, Near Condensing, ≥85% AFUE, ≥300 mbh" | 2020 | NR and New | 2022 | 2041 | PSE | Commercial | Supermarket | Gas | Per Building SqFt - Boiler < 300 kBtuh |  |  | Supermarket Boiler < 300 kBtuh - ENERGY STAR 2016 Most Efficient Boiler - 95% AFUE |  | 0 | 20 | 0.0468 | 0 |  | 0 | 0 | 0 | 0 | 0 | 0 | 0 | 0.0019804 |  | 0 | 0 | 0 | Heating | Boiler | Boiler Tune-up | Boiler LT 300 kBtuh AFUE 95% | CommVENT | 0.0141% | 0.7407% | 0.7407% | 46001.1926 | 0.92495 | 0% | 5% | 85% | 6.8% | 0.2% | 0.028405 | 0.00039111 | 0.0028796 | 0 | 0.0468 | 0 | 0 | 0.0060893 | 0.05289 |  | 0 | 2.4819 | 0 | 01. ($9,999.000) to $0.028 | 1 | 2.4819 | 12. $1.50 to $999.00 | 0 | 0 | 0 | 0 | 0 | 0 | 0 | 0 | 0 | 0 | 0 | 0 | 0 | 0 | 0 | 0 | 0 | 0 | 0 | 0 | 0 | 0 | 0 | 0 | 0 | 0 | 0 | 0 | 0 | 0 | 0 | 0 | 0 | 0 | 0 | 0 | 0 | 0 | 0 | 0 | 0 | 0 | 0 | 0 | 0 | 0 | 0 | 0 | 0 | 0 | 0 | 0 | 0 | 0 | 0 | 0 | 0 | 0 | 0 | 0 | 0 | 0 | 0 | 0 | 0 | 0 | 0 | 0 | 0 | 0 | 0 | 0 | 0 | 0 | 0 | 0 | 0 | 0 | 0 | 0 | 0 | 0 | 0 | 0 | 0 | 0 | 0 | 0 | 0 | 0 | 0 | 0 | 0 | 0 | 0 | 0 | 0 | 0 | 0 | 0 | 0 | 0 | 0 | 0 | 0 | 0 | 0 | 0 | 0 | 0 | 0 | 0 | 0 | 0 | 0 | 0 | 0 | 0 | 0 | 0 | 0 | 0 | 0 | 0 | 0 | 0 | 0 | 0 | 0 | 0 | 0 | 0 | 0 | 0 | 0 | 0 | 0 | 0 | 0 | 0 | 0 | 0 | 0 | 0 | 0 | 0 | 0 | 0 | 0 | 0 | 0 | 0 | 0 | 0 | 0 | 0 | 0 | 0 | 0 | 0 | 0 | 0 | 0 | 0 | 0 | 0 | 0 | 0 | 0 | 0 | 0 | 0 | 0 | 0 | 0 | 0 | 0 | 0 | 0 | 0 | 0 | 0 | 0 | 0 | 0 | 0 | 0 | 0 | 0 | 0 | 0 | 0 | 0 | 0 | 0 | 0 | 0 | 0 | 0 | 0 | 0 | 0 | 0 | 0 | 0.01557% | 0 | 0 | 0 | 0 | 0 | 0 | 0 | 0 | 0 | 0 | 0 | 0 | 0 | 0 | 0 | 0 | 0 | 0 | 0 | 0 | 0 | 0 | 0 | 0
| ComBoilers_Cadmus | M_Input | EUIs based on PSE 2014 Commercial EUIs. Cost based on the DEER 2008 Cost Database for the measure gas boilers. EUL from Wisconsin February 2016 Technical Reference Manual for the measures "Boiler, 85-90% AFUE, NG" and "Boiler, ≥ 90% AFUE, NG", "Boiler, Hot Water, Condensing, ≥90% AFUE, ≥300 mbh" and "Boiler, Hot Water, Near Condensing, ≥85% AFUE, ≥300 mbh" | 2020 | NR and New | 2022 | 2041 | PSE | Commercial | MiniMart | Gas | Per Building SqFt - Boiler < 300 kBtuh |  |  | MiniMart Boiler < 300 kBtuh - ENERGY STAR 2016 Most Efficient Boiler - 95% AFUE |  | 0 | 20 | 0.0468 | 0 |  | 0 | 0 | 0 | 0 | 0 | 0 | 0 | 0.0019804 |  | 0 | 0 | 0 | Heating | Boiler | Boiler Tune-up | Boiler LT 300 kBtuh AFUE 95% | CommVENT | 0.0141% | 0.7407% | 0.7407% | 2270.6714 | 1.0732 | 0% | 5% | 85% | 6.8% | 0.2% | 0.028405 | 0.00039111 | 0.0028796 | 0 | 0.0468 | 0 | 0 | 0.0060893 | 0.05289 |  | 0 | 2.4819 | 0 | 01. ($9,999.000) to $0.028 | 1 | 2.4819 | 12. $1.50 to $999.00 | 0 | 0 | 0 | 0 | 0 | 0 | 0 | 0 | 0 | 0 | 0 | 0 | 0 | 0 | 0 | 0 | 0 | 0 | 0 | 0 | 0 | 0 | 0 | 0 | 0 | 0 | 0 | 0 | 0 | 0 | 0 | 0 | 0 | 0 | 0 | 0 | 0 | 0 | 0 | 0 | 0 | 0 | 0 | 0 | 0 | 0 | 0 | 0 | 0 | 0 | 0 | 0 | 0 | 0 | 0 | 0 | 0 | 0 | 0 | 0 | 0 | 0 | 0 | 0 | 0 | 0 | 0 | 0 | 0 | 0 | 0 | 0 | 0 | 0 | 0 | 0 | 0 | 0 | 0 | 0 | 0 | 0 | 0 | 0 | 0 | 0 | 0 | 0 | 0 | 0 | 0 | 0 | 0 | 0 | 0 | 0 | 0 | 0 | 0 | 0 | 0 | 0 | 0 | 0 | 0 | 0 | 0 | 0 | 0 | 0 | 0 | 0 | 0 | 0 | 0 | 0 | 0 | 0 | 0 | 0 | 0 | 0 | 0 | 0 | 0 | 0 | 0 | 0 | 0 | 0 | 0 | 0 | 0 | 0 | 0 | 0 | 0 | 0 | 0 | 0 | 0 | 0 | 0 | 0 | 0 | 0 | 0 | 0 | 0 | 0 | 0 | 0 | 0 | 0 | 0 | 0 | 0 | 0 | 0 | 0 | 0 | 0 | 0 | 0 | 0 | 0 | 0 | 0 | 0 | 0 | 0 | 0 | 0 | 0 | 0 | 0 | 0 | 0 | 0 | 0 | 0 | 0 | 0 | 0 | 0 | 0 | 0 | 0 | 0 | 0 | 0 | 0 | 0 | 0 | 0 | 0 | 0 | 0 | 0 | 0 | 0 | 0 | 0 | 0 | 0.01557% | 0 | 0 | 0 | 0 | 0 | 0 | 0 | 0 | 0 | 0 | 0 | 0 | 0 | 0 | 0 | 0 | 0 | 0 | 0 | 0 | 0 | 0 | 0 | 0
| ComBoilers_Cadmus | M_Input | EUIs based on PSE 2014 Commercial EUIs. Cost based on the DEER 2008 Cost Database for the measure gas boilers. EUL from Wisconsin February 2016 Technical Reference Manual for the measures "Boiler, 85-90% AFUE, NG" and "Boiler, ≥ 90% AFUE, NG", "Boiler, Hot Water, Condensing, ≥90% AFUE, ≥300 mbh" and "Boiler, Hot Water, Near Condensing, ≥85% AFUE, ≥300 mbh" | 2020 | NR and New | 2022 | 2041 | PSE | Commercial | Restaurant | Gas | Per Building SqFt - Boiler < 300 kBtuh |  |  | Restaurant Boiler < 300 kBtuh - ENERGY STAR 2016 Most Efficient Boiler - 95% AFUE |  | 0 | 20 | 0.0468 | 0 |  | 0 | 0 | 0 | 0 | 0 | 0 | 0 | 0.00036469 |  | 0 | 0 | 0 | Heating | Boiler | Boiler Tune-up | Boiler LT 300 kBtuh AFUE 95% | CommVENT | 0.0141% | 0% | 0% | 12127.7951 | 1.2469 | 50% | 5% | 85% | 6.8% | 0.2% | 0.0052308 | 7.2024e-05 | 0.00053029 | 0 | 0.0468 | 0 | 0 | 0.0087578 | 0.055558 |  | 0 | 14.1575 | 0 | 01. ($9,999.000) to $0.028 | 1 | 14.1575 | 12. $1.50 to $999.00 | 0 | 0 | 0 | 0 | 0 | 0 | 0 | 0 | 0 | 0 | 0 | 0 | 0 | 0 | 0 | 0 | 0 | 0 | 0 | 0 | 0 | 0 | 0 | 0 | 0 | 0 | 0 | 0 | 0 | 0 | 0 | 0 | 0 | 0 | 0 | 0 | 0 | 0 | 0 | 0 | 0 | 0 | 0 | 0 | 0 | 0 | 0 | 0 | 0 | 0 | 0 | 0 | 0 | 0 | 0 | 0 | 0 | 0 | 0 | 0 | 0 | 0 | 0 | 0 | 0 | 0 | 0 | 0 | 0 | 0 | 0 | 0 | 0 | 0 | 0 | 0 | 0 | 0 | 0 | 0 | 0 | 0 | 0 | 0 | 0 | 0 | 0 | 0 | 0 | 0 | 0 | 0 | 0 | 0 | 0 | 0 | 0 | 0 | 0 | 0 | 0 | 0 | 0 | 0 | 0 | 0 | 0 | 0 | 0 | 0 | 0 | 0 | 0 | 0 | 0 | 0 | 0 | 0 | 0 | 0 | 0 | 0 | 0 | 0 | 0 | 0 | 0 | 0 | 0 | 0 | 0 | 0 | 0 | 0 | 0 | 0 | 0 | 0 | 0 | 0 | 0 | 0 | 0 | 0 | 0 | 0 | 0 | 0 | 0 | 0 | 0 | 0 | 0 | 0 | 0 | 0 | 0 | 0 | 0 | 0 | 0 | 0 | 0 | 0 | 0 | 0 | 0 | 0 | 0 | 0 | 0 | 0 | 0 | 0 | 0 | 0 | 0 | 0 | 0 | 0 | 0 | 0 | 0 | 0 | 0 | 0 | 0 | 0 | 0 | 0 | 0 | 0 | 0 | 0 | 0 | 0 | 0 | 0 | 0 | 0 | 0 | 0 | 0 | 0 | 0.01557% | 0 | 0 | 0 | 0 | 0 | 0 | 0 | 0 | 0 | 0 | 0 | 0 | 0 | 0 | 0 | 0 | 0 | 0 | 0 | 0 | 0 | 0 | 0 | 0
| ComBoilers_Cadmus | M_Input | EUIs based on PSE 2014 Commercial EUIs. Cost based on the DEER 2008 Cost Database for the measure gas boilers. EUL from Wisconsin February 2016 Technical Reference Manual for the measures "Boiler, 85-90% AFUE, NG" and "Boiler, ≥ 90% AFUE, NG", "Boiler, Hot Water, Condensing, ≥90% AFUE, ≥300 mbh" and "Boiler, Hot Water, Near Condensing, ≥85% AFUE, ≥300 mbh" | 2020 | NR and New | 2022 | 2041 | PSE | Commercial | Lodging | Gas | Per Building SqFt - Boiler < 300 kBtuh |  |  | Lodging Boiler < 300 kBtuh - ENERGY STAR 2016 Most Efficient Boiler - 95% AFUE |  | 0 | 20 | 0.031431 | 0 |  | 0 | 0 | 0 | 0 | 0 | 0 | 0 | 0.0014277 |  | 0 | 0 | 0 | Heating | Boiler | Boiler Tune-up | Boiler LT 300 kBtuh AFUE 95% | CommVENT | 0.0141% | 56.64% | 56.64% | 28301.6712 | 0.90175 | 15.82% | 5% | 85% | 6.8% | 0.2% | 0.020478 | 0.00028197 | 0.002076 | 0 | 0.031431 | 0 | 0 | 0.0039282 | 0.035359 |  | 0 | 2.3015 | 0 | 01. ($9,999.000) to $0.028 | 1 | 2.3015 | 12. $1.50 to $999.00 | 0 | 0 | 0 | 0 | 0 | 0 | 0 | 0 | 0 | 0 | 0 | 0 | 0 | 0 | 0 | 0 | 0 | 0 | 0 | 0 | 0 | 0 | 0 | 0 | 0 | 0 | 0 | 0 | 0 | 0 | 0 | 0 | 0 | 0 | 0 | 0 | 0 | 0 | 0 | 0 | 0 | 0 | 0 | 0 | 0 | 0 | 0 | 0 | 0 | 0 | 0 | 0 | 0 | 0 | 0 | 0 | 0 | 0 | 0 | 0 | 0 | 0 | 0 | 0 | 0 | 0 | 0 | 0 | 0 | 0 | 0 | 0 | 0 | 0 | 15031.4767 | 32363.2955 | 45064.2185 | 53412.0591 | 64473.4388 | 75150.1146 | 83763.1449 | 93290.0721 | 100090.6134 | 106353.3874 | 107009.7725 | 111260.0848 | 112256.8073 | 114748.5432 | 114479.3992 | 116884.5853 | 115301.6679 | 117109.0993 | 116109.7647 | 118885.8495 | 21.4608 | 46.2058 | 64.3392 | 76.2576 | 92.0501 | 107.2935 | 119.5905 | 133.1923 | 142.9016 | 151.8431 | 152.7802 | 158.8485 | 160.2715 | 163.829 | 163.4448 | 166.8787 | 164.6187 | 167.1992 | 165.7725 | 169.7359 | 2588.5134 | 21.4608 | 67.6666 | 132.0057 | 208.2633 | 300.3135 | 407.6069 | 527.1974 | 660.3897 | 803.2913 | 955.1343 | 1107.9146 | 1266.763 | 1427.0345 | 1590.8636 | 1754.3083 | 1921.187 | 2085.8057 | 2253.005 | 2418.7774 | 2588.5134 | 0 | 0 | 0 | 0 | 0 | 0 | 0 | 0 | 0 | 0 | 0 | 0 | 0 | 0 | 0 | 0 | 0 | 0 | 0 | 0 | 0 | 0 | 0 | 0 | 0 | 0 | 0 | 0 | 0 | 0 | 0 | 0 | 0 | 0 | 0 | 0 | 0 | 0 | 0 | 0 | 0 | 0 | 0 | 0 | 0 | 0 | 0 | 0 | 0 | 531.5041 | 1144.3469 | 1593.444 | 1888.6187 | 2279.7425 | 2657.2634 | 2961.815 | 3298.6815 | 3539.1446 | 3760.5926 | 3783.802 | 3934.0905 | 3969.334 | 4057.4403 | 4047.9235 | 4132.9695 | 4076.9984 | 4140.9081 | 4105.5723 | 4203.733 | 0.01557% | 0 | 0 | 0 | 0 | 0 | 0 | 0 | 0 | 0 | 0 | 0 | 0 | 0 | 0 | 0 | 0 | 0 | 0 | 0 | 0 | 0 | 0 | 0 | 0
| ComBoilers_Cadmus | M_Input | EUIs based on PSE 2014 Commercial EUIs. Cost based on the DEER 2008 Cost Database for the measure gas boilers. EUL from Wisconsin February 2016 Technical Reference Manual for the measures "Boiler, 85-90% AFUE, NG" and "Boiler, ≥ 90% AFUE, NG", "Boiler, Hot Water, Condensing, ≥90% AFUE, ≥300 mbh" and "Boiler, Hot Water, Near Condensing, ≥85% AFUE, ≥300 mbh" | 2020 | NR and New | 2022 | 2041 | PSE | Commercial | Hospital | Gas | Per Building SqFt - Boiler < 300 kBtuh |  |  | Hospital Boiler < 300 kBtuh - ENERGY STAR 2016 Most Efficient Boiler - 95% AFUE |  | 0 | 20 | 0.0468 | 0 |  | 0 | 0 | 0 | 0 | 0 | 0 | 0 | 0.0027523 |  | 0 | 0 | 0 | Heating | Boiler | Boiler Tune-up | Boiler LT 300 kBtuh AFUE 95% | CommVENT | 0.0141% | 35.29% | 35.29% | 173734.3051 | 2.1454 | 0% | 5% | 85% | 6.8% | 0.2% | 0.039478 | 0.00054357 | 0.0040021 | 0 | 0.0468 | 0 | 0 | 0.0048144 | 0.051615 |  | 0 | 1.7428 | 0 | 01. ($9,999.000) to $0.028 | 1 | 1.7428 | 12. $1.50 to $999.00 | 0 | 0 | 0 | 0 | 0 | 0 | 0 | 0 | 0 | 0 | 0 | 0 | 0 | 0 | 0 | 0 | 0 | 0 | 0 | 0 | 0 | 0 | 0 | 0 | 0 | 0 | 0 | 0 | 0 | 0 | 0 | 0 | 0 | 0 | 0 | 0 | 0 | 0 | 0 | 0 | 0 | 0 | 0 | 0 | 0 | 0 | 0 | 0 | 0 | 0 | 0 | 0 | 0 | 0 | 0 | 0 | 0 | 0 | 0 | 0 | 0 | 0 | 0 | 0 | 0 | 0 | 0 | 0 | 0 | 0 | 0 | 0 | 0 | 0 | 0 | 0 | 0 | 0 | 0 | 0 | 0 | 0 | 0 | 0 | 0 | 0 | 0 | 0 | 0 | 0 | 0 | 0 | 0 | 0 | 0 | 0 | 0 | 0 | 0 | 0 | 0 | 0 | 0 | 0 | 0 | 0 | 0 | 0 | 0 | 0 | 0 | 0 | 0 | 0 | 0 | 0 | 0 | 0 | 0 | 0 | 0 | 0 | 0 | 0 | 0 | 0 | 0 | 0 | 0 | 0 | 0 | 0 | 0 | 0 | 0 | 0 | 0 | 0 | 0 | 0 | 0 | 0 | 0 | 0 | 0 | 0 | 0 | 0 | 0 | 0 | 0 | 0 | 0 | 0 | 0 | 0 | 0 | 0 | 0 | 0 | 0 | 0 | 0 | 0 | 0 | 0 | 0 | 0 | 0 | 0 | 0 | 0 | 0 | 0 | 0 | 0 | 0 | 0 | 0 | 0 | 0 | 0 | 0 | 0 | 0 | 0 | 0 | 0 | 0 | 0 | 0 | 0 | 0 | 0 | 0 | 0 | 0 | 0 | 0 | 0 | 0 | 0 | 0 | 0 | 0.01557% | 0 | 0 | 0 | 0 | 0 | 0 | 0 | 0 | 0 | 0 | 0 | 0 | 0 | 0 | 0 | 0 | 0 | 0 | 0 | 0 | 0 | 0 | 0 | 0
| ComBoilers_Cadmus | M_Input | EUIs based on PSE 2014 Commercial EUIs. Cost based on the DEER 2008 Cost Database for the measure gas boilers. EUL from Wisconsin February 2016 Technical Reference Manual for the measures "Boiler, 85-90% AFUE, NG" and "Boiler, ≥ 90% AFUE, NG", "Boiler, Hot Water, Condensing, ≥90% AFUE, ≥300 mbh" and "Boiler, Hot Water, Near Condensing, ≥85% AFUE, ≥300 mbh" | 2020 | NR and New | 2022 | 2041 | PSE | Commercial | Residential Care | Gas | Per Building SqFt - Boiler < 300 kBtuh |  |  | Residential Care Boiler < 300 kBtuh - ENERGY STAR 2016 Most Efficient Boiler - 95% AFUE |  | 0 | 20 | 0.0468 | 0 |  | 0 | 0 | 0 | 0 | 0 | 0 | 0 | 0.0012226 |  | 0 | 0 | 0 | Heating | Boiler | Boiler Tune-up | Boiler LT 300 kBtuh AFUE 95% | CommVENT | 0.0141% | 25.21% | 25.21% | 101257.3441 | 1.135 | 2.752% | 5% | 85% | 6.8% | 0.2% | 0.017536 | 0.00024145 | 0.0017777 | 0 | 0.0468 | 0 | 0 | 0.0073409 | 0.054141 |  | 0 | 4.1154 | 0 | 01. ($9,999.000) to $0.028 | 1 | 4.1154 | 12. $1.50 to $999.00 | 0 | 0 | 0 | 0 | 0 | 0 | 0 | 0 | 0 | 0 | 0 | 0 | 0 | 0 | 0 | 0 | 0 | 0 | 0 | 0 | 0 | 0 | 0 | 0 | 0 | 0 | 0 | 0 | 0 | 0 | 0 | 0 | 0 | 0 | 0 | 0 | 0 | 0 | 0 | 0 | 0 | 0 | 0 | 0 | 0 | 0 | 0 | 0 | 0 | 0 | 0 | 0 | 0 | 0 | 0 | 0 | 0 | 0 | 0 | 0 | 0 | 0 | 0 | 0 | 0 | 0 | 0 | 0 | 0 | 0 | 0 | 0 | 0 | 0 | 1594.2872 | 3430.1792 | 4776.5399 | 5662.6867 | 6834.0599 | 7963.2408 | 8872.8404 | 9877.4116 | 10593.3109 | 11251.6782 | 11318.0525 | 11763.0946 | 11864.6079 | 12123.5935 | 12091.1832 | 12340.7664 | 12169.5316 | 12355.9631 | 12246.353 | 12535.0291 | 1.9491 | 4.1937 | 5.8397 | 6.9231 | 8.3552 | 9.7357 | 10.8477 | 12.0759 | 12.9512 | 13.7561 | 13.8372 | 14.3813 | 14.5054 | 14.8221 | 14.7824 | 15.0876 | 14.8782 | 15.1061 | 14.9721 | 15.3251 | 234.3249 | 1.9491 | 6.1428 | 11.9825 | 18.9056 | 27.2608 | 36.9965 | 47.8442 | 59.9201 | 72.8713 | 86.6273 | 100.4646 | 114.8459 | 129.3513 | 144.1733 | 158.9558 | 174.0433 | 188.9215 | 204.0277 | 218.9998 | 234.3249 | 0 | 0 | 0 | 0 | 0 | 0 | 0 | 0 | 0 | 0 | 0 | 0 | 0 | 0 | 0 | 0 | 0 | 0 | 0 | 0 | 0 | 0 | 0 | 0 | 0 | 0 | 0 | 0 | 0 | 0 | 0 | 0 | 0 | 0 | 0 | 0 | 0 | 0 | 0 | 0 | 0 | 0 | 0 | 0 | 0 | 0 | 0 | 0 | 0 | 86.3166 | 185.7139 | 258.6075 | 306.5845 | 370.0041 | 431.1392 | 480.386 | 534.7747 | 573.5343 | 609.1791 | 612.7727 | 636.8678 | 642.3639 | 656.3856 | 654.6309 | 668.1436 | 658.8728 | 668.9664 | 663.032 | 678.6612 | 0.01557% | 0 | 0 | 0 | 0 | 0 | 0 | 0 | 0 | 0 | 0 | 0 | 0 | 0 | 0 | 0 | 0 | 0 | 0 | 0 | 0 | 0 | 0 | 0 | 0
| ComBoilers_Cadmus | M_Input | EUIs based on PSE 2014 Commercial EUIs. Cost based on the DEER 2008 Cost Database for the measure gas boilers. EUL from Wisconsin February 2016 Technical Reference Manual for the measures "Boiler, 85-90% AFUE, NG" and "Boiler, ≥ 90% AFUE, NG", "Boiler, Hot Water, Condensing, ≥90% AFUE, ≥300 mbh" and "Boiler, Hot Water, Near Condensing, ≥85% AFUE, ≥300 mbh" | 2020 | NR and New | 2022 | 2041 | PSE | Commercial | Assembly | Gas | Per Building SqFt - Boiler < 300 kBtuh |  |  | Assembly Boiler < 300 kBtuh - ENERGY STAR 2016 Most Efficient Boiler - 95% AFUE |  | 0 | 20 | 0.086822 | 0 |  | 0 | 0 | 0 | 0 | 0 | 0 | 0 | 0.0012226 |  | 0 | 0 | 0 | Heating | Boiler | Boiler Tune-up | Boiler LT 300 kBtuh AFUE 95% | CommVENT | 0.0141% | 25.21% | 25.21% | 15455.3983 | 1.1338 | 4.371% | 5% | 85% | 6.8% | 0.2% | 0.017536 | 0.00024145 | 0.0017777 | 0 | 0.086822 | 0 | 0 | 0.015345 | 0.10217 |  | 0 | 7.7659 | 0 | 01. ($9,999.000) to $0.028 | 1 | 7.7659 | 12. $1.50 to $999.00 | 0 | 0 | 0 | 0 | 0 | 0 | 0 | 0 | 0 | 0 | 0 | 0 | 0 | 0 | 0 | 0 | 0 | 0 | 0 | 0 | 0 | 0 | 0 | 0 | 0 | 0 | 0 | 0 | 0 | 0 | 0 | 0 | 0 | 0 | 0 | 0 | 0 | 0 | 0 | 0 | 0 | 0 | 0 | 0 | 0 | 0 | 0 | 0 | 0 | 0 | 0 | 0 | 0 | 0 | 0 | 0 | 0 | 0 | 0 | 0 | 0 | 0 | 0 | 0 | 0 | 0 | 0 | 0 | 0 | 0 | 0 | 0 | 0 | 0 | 4007.1649 | 8615.8449 | 11998.0159 | 14227.0112 | 17166.6839 | 19996.955 | 22273.6258 | 24784.2976 | 26570.6104 | 28211.14 | 28370.0768 | 29474.7417 | 29719.7184 | 30357.8769 | 30267.0789 | 30881.0918 | 30442.644 | 30898.554 | 30614.3597 | 31326.0853 | 4.8991 | 10.5336 | 14.6685 | 17.3936 | 20.9876 | 24.4479 | 27.2313 | 30.3008 | 32.4847 | 34.4903 | 34.6847 | 36.0352 | 36.3347 | 37.1149 | 37.0039 | 37.7546 | 37.2185 | 37.7759 | 37.4285 | 38.2986 | 587.0868 | 4.8991 | 15.4326 | 30.1011 | 47.4948 | 68.4824 | 92.9303 | 120.1615 | 150.4623 | 182.947 | 217.4373 | 252.122 | 288.1572 | 324.4919 | 361.6068 | 398.6107 | 436.3652 | 473.5838 | 511.3597 | 548.7882 | 587.0868 | 0 | 0 | 0 | 0 | 0 | 0 | 0 | 0 | 0 | 0 | 0 | 0 | 0 | 0 | 0 | 0 | 0 | 0 | 0 | 0 | 0 | 0 | 0 | 0 | 0 | 0 | 0 | 0 | 0 | 0 | 0 | 0 | 0 | 0 | 0 | 0 | 0 | 0 | 0 | 0 | 0 | 0 | 0 | 0 | 0 | 0 | 0 | 0 | 0 | 409.3987 | 880.2521 | 1225.7972 | 1453.5262 | 1753.8627 | 2043.0221 | 2275.6219 | 2532.1289 | 2714.6305 | 2882.2379 | 2898.476 | 3011.3359 | 3036.3644 | 3101.5629 | 3092.2864 | 3155.018 | 3110.2233 | 3156.8021 | 3127.7669 | 3200.4815 | 0.01557% | 0 | 0 | 0 | 0 | 0 | 0 | 0 | 0 | 0 | 0 | 0 | 0 | 0 | 0 | 0 | 0 | 0 | 0 | 0 | 0 | 0 | 0 | 0 | 0
| ComBoilers_Cadmus | M_Input | EUIs based on PSE 2014 Commercial EUIs. Cost based on the DEER 2008 Cost Database for the measure gas boilers. EUL from Wisconsin February 2016 Technical Reference Manual for the measures "Boiler, 85-90% AFUE, NG" and "Boiler, ≥ 90% AFUE, NG", "Boiler, Hot Water, Condensing, ≥90% AFUE, ≥300 mbh" and "Boiler, Hot Water, Near Condensing, ≥85% AFUE, ≥300 mbh" | 2020 | NR and New | 2022 | 2041 | PSE | Commercial | Other | Gas | Per Building SqFt - Boiler < 300 kBtuh |  |  | Other Boiler < 300 kBtuh - ENERGY STAR 2016 Most Efficient Boiler - 95% AFUE |  | 0 | 20 | 0.0468 | 0 |  | 0 | 0 | 0 | 0 | 0 | 0 | 0 | 0.0012226 |  | 0 | 0 | 0 | Heating | Boiler | Boiler Tune-up | Boiler LT 300 kBtuh AFUE 95% | CommVENT | 0.0141% | 25.21% | 25.21% | 31545.0104 | 1.4073 | 3.917% | 5% | 85% | 6.8% | 0.2% | 0.017536 | 0.00024145 | 0.0017777 | 0 | 0.0468 | 0 | 0 | 0.0073409 | 0.054141 |  | 0 | 4.1154 | 0 | 01. ($9,999.000) to $0.028 | 1 | 4.1154 | 12. $1.50 to $999.00 | 0 | 0 | 0 | 0 | 0 | 0 | 0 | 0 | 0 | 0 | 0 | 0 | 0 | 0 | 0 | 0 | 0 | 0 | 0 | 0 | 0 | 0 | 0 | 0 | 0 | 0 | 0 | 0 | 0 | 0 | 0 | 0 | 0 | 0 | 0 | 0 | 0 | 0 | 0 | 0 | 0 | 0 | 0 | 0 | 0 | 0 | 0 | 0 | 0 | 0 | 0 | 0 | 0 | 0 | 0 | 0 | 0 | 0 | 0 | 0 | 0 | 0 | 0 | 0 | 0 | 0 | 0 | 0 | 0 | 0 | 0 | 0 | 0 | 0 | 13266.7825 | 28309.3495 | 39425.9864 | 46847.4263 | 56391.0238 | 65448.1192 | 72611.1594 | 80379.6726 | 85795.5267 | 90688.3292 | 90908.6752 | 94044.1012 | 94472.0351 | 96109.5289 | 95461.3202 | 97005.3858 | 95259.8036 | 96309.7476 | 95055.475 | 96913.5577 | 16.2197 | 34.6104 | 48.2014 | 57.2747 | 68.9425 | 80.0155 | 88.7729 | 98.2705 | 104.8918 | 110.8736 | 111.143 | 114.9763 | 115.4995 | 117.5015 | 116.709 | 118.5967 | 116.4626 | 117.7463 | 116.2128 | 118.4845 | 1871.4053 | 16.2197 | 50.8301 | 99.0315 | 156.3062 | 225.2486 | 305.2641 | 394.037 | 492.3075 | 597.1993 | 708.073 | 819.216 | 934.1923 | 1049.6918 | 1167.1933 | 1283.9023 | 1402.4991 | 1518.9617 | 1636.708 | 1752.9208 | 1871.4053 | 0 | 0 | 0 | 0 | 0 | 0 | 0 | 0 | 0 | 0 | 0 | 0 | 0 | 0 | 0 | 0 | 0 | 0 | 0 | 0 | 0 | 0 | 0 | 0 | 0 | 0 | 0 | 0 | 0 | 0 | 0 | 0 | 0 | 0 | 0 | 0 | 0 | 0 | 0 | 0 | 0 | 0 | 0 | 0 | 0 | 0 | 0 | 0 | 0 | 718.2792 | 1532.7015 | 2134.5694 | 2536.3749 | 3053.0765 | 3543.4383 | 3931.2537 | 4351.8502 | 4645.0709 | 4909.973 | 4921.9028 | 5091.6585 | 5114.8273 | 5203.4832 | 5168.3884 | 5251.9859 | 5157.478 | 5214.3232 | 5146.4154 | 5247.0142 | 0.01557% | 0 | 0 | 0 | 0 | 0 | 0 | 0 | 0 | 0 | 0 | 0 | 0 | 0 | 0 | 0 | 0 | 0 | 0 | 0 | 0 | 0 | 0 | 0 | 0
| ComBoilers_Cadmus | M_Input | EUIs based on PSE 2014 Commercial EUIs. Cost based on the DEER 2008 Cost Database for the measure gas boilers. EUL from Wisconsin February 2016 Technical Reference Manual for the measures "Boiler, 85-90% AFUE, NG" and "Boiler, ≥ 90% AFUE, NG", "Boiler, Hot Water, Condensing, ≥90% AFUE, ≥300 mbh" and "Boiler, Hot Water, Near Condensing, ≥85% AFUE, ≥300 mbh" | 2020 | NR and New | 2022 | 2041 | PSE | Commercial | Large Off | Gas | Per Building SqFt - Boiler < 300 kBtuh |  |  | Large Off Boiler < 300 kBtuh - Advanced Efficiency - AFUE 96% |  | 0 | 20 | 0.035961 | 0 |  | 0 | 0 | 0 | 0 | 0 | 0 | 0 | 0.0018108 |  | 0 | 0 | 0 | Heating | Boiler | Boiler Tune-up | Boiler LT 300 kBtuh AFUE 96% | CommVENT | 0.0141% | 27.79% | 27.79% | 259599.5083 | 1.1293 | 1.303% | 5% | 85% | 6.8% | 0.2% | 0.025973 | 0.00035762 | 0.002633 | 0 | 0.035961 | 0 | 0 | 0.0042016 | 0.040163 |  | 0 | 2.0612 | 0 | 01. ($9,999.000) to $0.028 | 1 | 2.0612 | 12. $1.50 to $999.00 | 0 | 0 | 0 | 0 | 0 | 0 | 0 | 0 | 0 | 0 | 0 | 0 | 0 | 0 | 0 | 0 | 0 | 0 | 0 | 0 | 0 | 0 | 0 | 0 | 0 | 0 | 0 | 0 | 0 | 0 | 0 | 0 | 0 | 0 | 0 | 0 | 0 | 0 | 0 | 0 | 0 | 0 | 0 | 0 | 0 | 0 | 0 | 0 | 0 | 0 | 0 | 0 | 0 | 0 | 0 | 0 | 0 | 0 | 0 | 0 | 0 | 0 | 0 | 0 | 0 | 0 | 0 | 0 | 0 | 0 | 0 | 0 | 0 | 0 | 3226.9431 | 6956.2006 | 9685.3543 | 11474.5858 | 13855.5865 | 16158.9674 | 18021.8588 | 20087.9998 | 21567.0693 | 22932.4902 | 23084.8703 | 24017.8609 | 24246.7971 | 24800.6378 | 24756.6494 | 25292.7562 | 24964.9311 | 25371.8826 | 25170.3523 | 25787.063 | 5.8432 | 12.596 | 17.5378 | 20.7777 | 25.0891 | 29.26 | 32.6333 | 36.3745 | 39.0528 | 41.5252 | 41.8012 | 43.4906 | 43.9051 | 44.908 | 44.8283 | 45.7991 | 45.2055 | 45.9424 | 45.5775 | 46.6942 | 708.8415 | 5.8432 | 18.4392 | 35.9771 | 56.7548 | 81.8439 | 111.1039 | 143.7372 | 180.1117 | 219.1645 | 260.6897 | 302.4909 | 345.9815 | 389.8866 | 434.7946 | 479.6229 | 525.422 | 570.6275 | 616.5699 | 662.1473 | 708.8415 | 0 | 0 | 0 | 0 | 0 | 0 | 0 | 0 | 0 | 0 | 0 | 0 | 0 | 0 | 0 | 0 | 0 | 0 | 0 | 0 | 0 | 0 | 0 | 0 | 0 | 0 | 0 | 0 | 0 | 0 | 0 | 0 | 0 | 0 | 0 | 0 | 0 | 0 | 0 | 0 | 0 | 0 | 0 | 0 | 0 | 0 | 0 | 0 | 0 | 129.6032 | 279.3809 | 388.9915 | 460.8521 | 556.4799 | 648.9903 | 723.8093 | 806.7914 | 866.1951 | 921.0343 | 927.1543 | 964.6259 | 973.8206 | 996.0644 | 994.2977 | 1015.8293 | 1002.6629 | 1019.0072 | 1010.9132 | 1035.6821 | 0.01557% | 0 | 0 | 0 | 0 | 0 | 0 | 0 | 0 | 0 | 0 | 0 | 0 | 0 | 0 | 0 | 0 | 0 | 0 | 0 | 0 | 0 | 0 | 0 | 0
| ComBoilers_Cadmus | M_Input | EUIs based on PSE 2014 Commercial EUIs. Cost based on the DEER 2008 Cost Database for the measure gas boilers. EUL from Wisconsin February 2016 Technical Reference Manual for the measures "Boiler, 85-90% AFUE, NG" and "Boiler, ≥ 90% AFUE, NG", "Boiler, Hot Water, Condensing, ≥90% AFUE, ≥300 mbh" and "Boiler, Hot Water, Near Condensing, ≥85% AFUE, ≥300 mbh" | 2020 | NR and New | 2022 | 2041 | PSE | Commercial | Medium Off | Gas | Per Building SqFt - Boiler < 300 kBtuh |  |  | Medium Off Boiler < 300 kBtuh - Advanced Efficiency - AFUE 96% |  | 0 | 20 | 0.035961 | 0 |  | 0 | 0 | 0 | 0 | 0 | 0 | 0 | 0.0018108 |  | 0 | 0 | 0 | Heating | Boiler | Boiler Tune-up | Boiler LT 300 kBtuh AFUE 96% | CommVENT | 0.0141% | 27.79% | 27.79% | 42353.7102 | 1.0142 | 11.34% | 5% | 85% | 6.8% | 0.2% | 0.025973 | 0.00035762 | 0.002633 | 0 | 0.035961 | 0 | 0 | 0.0042016 | 0.040163 |  | 0 | 2.0612 | 0 | 01. ($9,999.000) to $0.028 | 1 | 2.0612 | 12. $1.50 to $999.00 | 0 | 0 | 0 | 0 | 0 | 0 | 0 | 0 | 0 | 0 | 0 | 0 | 0 | 0 | 0 | 0 | 0 | 0 | 0 | 0 | 0 | 0 | 0 | 0 | 0 | 0 | 0 | 0 | 0 | 0 | 0 | 0 | 0 | 0 | 0 | 0 | 0 | 0 | 0 | 0 | 0 | 0 | 0 | 0 | 0 | 0 | 0 | 0 | 0 | 0 | 0 | 0 | 0 | 0 | 0 | 0 | 0 | 0 | 0 | 0 | 0 | 0 | 0 | 0 | 0 | 0 | 0 | 0 | 0 | 0 | 0 | 0 | 0 | 0 | 13460.9379 | 29017.2403 | 40401.689 | 47865.3269 | 57797.4825 | 67405.8539 | 75176.7579 | 83795.5014 | 89965.3232 | 95661.0683 | 96296.71 | 100188.6061 | 101143.5956 | 103453.8981 | 103270.404 | 105506.731 | 104139.2346 | 105836.8006 | 104996.1328 | 107568.6928 | 24.3745 | 52.5432 | 73.1577 | 86.6726 | 104.6573 | 122.0558 | 136.127 | 151.7335 | 162.9056 | 173.2192 | 174.3702 | 181.4175 | 183.1467 | 187.3301 | 186.9979 | 191.0473 | 188.5711 | 191.645 | 190.1228 | 194.781 | 2956.8762 | 24.3745 | 76.9178 | 150.0755 | 236.7481 | 341.4055 | 463.4613 | 599.5883 | 751.3218 | 914.2274 | 1087.4466 | 1261.8168 | 1443.2342 | 1626.381 | 1813.7111 | 2000.709 | 2191.7563 | 2380.3274 | 2571.9724 | 2762.0952 | 2956.8762 | 0 | 0 | 0 | 0 | 0 | 0 | 0 | 0 | 0 | 0 | 0 | 0 | 0 | 0 | 0 | 0 | 0 | 0 | 0 | 0 | 0 | 0 | 0 | 0 | 0 | 0 | 0 | 0 | 0 | 0 | 0 | 0 | 0 | 0 | 0 | 0 | 0 | 0 | 0 | 0 | 0 | 0 | 0 | 0 | 0 | 0 | 0 | 0 | 0 | 540.6297 | 1165.4152 | 1622.6472 | 1922.4082 | 2321.3119 | 2707.2115 | 3019.3132 | 3365.4665 | 3613.2642 | 3842.0216 | 3867.5508 | 4023.8604 | 4062.2155 | 4155.0039 | 4147.6342 | 4237.4515 | 4182.5289 | 4250.708 | 4216.9444 | 4320.2658 | 0.01557% | 0 | 0 | 0 | 0 | 0 | 0 | 0 | 0 | 0 | 0 | 0 | 0 | 0 | 0 | 0 | 0 | 0 | 0 | 0 | 0 | 0 | 0 | 0 | 0
| ComBoilers_Cadmus | M_Input | EUIs based on PSE 2014 Commercial EUIs. Cost based on the DEER 2008 Cost Database for the measure gas boilers. EUL from Wisconsin February 2016 Technical Reference Manual for the measures "Boiler, 85-90% AFUE, NG" and "Boiler, ≥ 90% AFUE, NG", "Boiler, Hot Water, Condensing, ≥90% AFUE, ≥300 mbh" and "Boiler, Hot Water, Near Condensing, ≥85% AFUE, ≥300 mbh" | 2020 | NR and New | 2022 | 2041 | PSE | Commercial | Small Off | Gas | Per Building SqFt - Boiler < 300 kBtuh |  |  | Small Off Boiler < 300 kBtuh - Advanced Efficiency - AFUE 96% |  | 0 | 20 | 0.035961 | 0 |  | 0 | 0 | 0 | 0 | 0 | 0 | 0 | 0.0018108 |  | 0 | 0 | 0 | Heating | Boiler | Boiler Tune-up | Boiler LT 300 kBtuh AFUE 96% | CommVENT | 0.0141% | 27.79% | 27.79% | 5367.7993 | 1.1188 | 50% | 5% | 85% | 6.8% | 0.2% | 0.025973 | 0.00035762 | 0.002633 | 0 | 0.035961 | 0 | 0 | 0.0042016 | 0.040163 |  | 0 | 2.0612 | 0 | 01. ($9,999.000) to $0.028 | 1 | 2.0612 | 12. $1.50 to $999.00 | 0 | 0 | 0 | 0 | 0 | 0 | 0 | 0 | 0 | 0 | 0 | 0 | 0 | 0 | 0 | 0 | 0 | 0 | 0 | 0 | 0 | 0 | 0 | 0 | 0 | 0 | 0 | 0 | 0 | 0 | 0 | 0 | 0 | 0 | 0 | 0 | 0 | 0 | 0 | 0 | 0 | 0 | 0 | 0 | 0 | 0 | 0 | 0 | 0 | 0 | 0 | 0 | 0 | 0 | 0 | 0 | 0 | 0 | 0 | 0 | 0 | 0 | 0 | 0 | 0 | 0 | 0 | 0 | 0 | 0 | 0 | 0 | 0 | 0 | 45310.4034 | 97673.9413 | 135994.7453 | 161117.8416 | 194550.1315 | 226892.5422 | 253049.9166 | 282061.1747 | 302829.2009 | 322001.4538 | 324141.0656 | 337241.4441 | 340456.0019 | 348232.6322 | 347614.9788 | 355142.603 | 350539.52 | 356253.6388 | 353423.8958 | 362083.302 | 82.0462 | 176.864 | 246.2538 | 291.7457 | 352.2835 | 410.8478 | 458.2126 | 510.745 | 548.3509 | 583.0672 | 586.9415 | 610.6632 | 616.484 | 630.5656 | 629.4472 | 643.0779 | 634.7428 | 645.0897 | 639.9657 | 655.6458 | 9953.0401 | 82.0462 | 258.9103 | 505.1641 | 796.9097 | 1149.1933 | 1560.0411 | 2018.2537 | 2528.9986 | 3077.3495 | 3660.4168 | 4247.3583 | 4858.0215 | 5474.5054 | 6105.071 | 6734.5182 | 7377.5961 | 8012.3389 | 8657.4286 | 9297.3943 | 9953.0401 | 0 | 0 | 0 | 0 | 0 | 0 | 0 | 0 | 0 | 0 | 0 | 0 | 0 | 0 | 0 | 0 | 0 | 0 | 0 | 0 | 0 | 0 | 0 | 0 | 0 | 0 | 0 | 0 | 0 | 0 | 0 | 0 | 0 | 0 | 0 | 0 | 0 | 0 | 0 | 0 | 0 | 0 | 0 | 0 | 0 | 0 | 0 | 0 | 0 | 1819.7951 | 3922.8643 | 5461.9372 | 6470.9525 | 7813.6887 | 9112.6522 | 10163.207 | 11328.382 | 12162.4852 | 12932.4976 | 13018.4305 | 13544.5791 | 13673.6849 | 13986.0166 | 13961.2099 | 14263.5408 | 14078.6678 | 14308.1631 | 14194.5126 | 14542.299 | 0.01557% | 0 | 0 | 0 | 0 | 0 | 0 | 0 | 0 | 0 | 0 | 0 | 0 | 0 | 0 | 0 | 0 | 0 | 0 | 0 | 0 | 0 | 0 | 0 | 0
| ComBoilers_Cadmus | M_Input | EUIs based on PSE 2014 Commercial EUIs. Cost based on the DEER 2008 Cost Database for the measure gas boilers. EUL from Wisconsin February 2016 Technical Reference Manual for the measures "Boiler, 85-90% AFUE, NG" and "Boiler, ≥ 90% AFUE, NG", "Boiler, Hot Water, Condensing, ≥90% AFUE, ≥300 mbh" and "Boiler, Hot Water, Near Condensing, ≥85% AFUE, ≥300 mbh" | 2020 | NR and New | 2022 | 2041 | PSE | Commercial | XLarge Ret | Gas | Per Building SqFt - Boiler < 300 kBtuh |  |  | XLarge Ret Boiler < 300 kBtuh - Advanced Efficiency - AFUE 96% |  | 0 | 20 | 0.0468 | 0 |  | 0 | 0 | 0 | 0 | 0 | 0 | 0 | 0.00058341 |  | 0 | 0 | 0 | Heating | Boiler | Boiler Tune-up | Boiler LT 300 kBtuh AFUE 96% | CommVENT | 0.0141% | 8.591% | 8.591% | 290598.2323 | 1.0366 | 0% | 5% | 85% | 6.8% | 0.2% | 0.0083681 | 0.00011522 | 0.00084834 | 0 | 0.0468 | 0 | 0 | 0.0083965 | 0.055197 |  | 0 | 8.7922 | 0 | 01. ($9,999.000) to $0.028 | 1 | 8.7922 | 12. $1.50 to $999.00 | 0 | 0 | 0 | 0 | 0 | 0 | 0 | 0 | 0 | 0 | 0 | 0 | 0 | 0 | 0 | 0 | 0 | 0 | 0 | 0 | 0 | 0 | 0 | 0 | 0 | 0 | 0 | 0 | 0 | 0 | 0 | 0 | 0 | 0 | 0 | 0 | 0 | 0 | 0 | 0 | 0 | 0 | 0 | 0 | 0 | 0 | 0 | 0 | 0 | 0 | 0 | 0 | 0 | 0 | 0 | 0 | 0 | 0 | 0 | 0 | 0 | 0 | 0 | 0 | 0 | 0 | 0 | 0 | 0 | 0 | 0 | 0 | 0 | 0 | 0 | 0 | 0 | 0 | 0 | 0 | 0 | 0 | 0 | 0 | 0 | 0 | 0 | 0 | 0 | 0 | 0 | 0 | 0 | 0 | 0 | 0 | 0 | 0 | 0 | 0 | 0 | 0 | 0 | 0 | 0 | 0 | 0 | 0 | 0 | 0 | 0 | 0 | 0 | 0 | 0 | 0 | 0 | 0 | 0 | 0 | 0 | 0 | 0 | 0 | 0 | 0 | 0 | 0 | 0 | 0 | 0 | 0 | 0 | 0 | 0 | 0 | 0 | 0 | 0 | 0 | 0 | 0 | 0 | 0 | 0 | 0 | 0 | 0 | 0 | 0 | 0 | 0 | 0 | 0 | 0 | 0 | 0 | 0 | 0 | 0 | 0 | 0 | 0 | 0 | 0 | 0 | 0 | 0 | 0 | 0 | 0 | 0 | 0 | 0 | 0 | 0 | 0 | 0 | 0 | 0 | 0 | 0 | 0 | 0 | 0 | 0 | 0 | 0 | 0 | 0 | 0 | 0 | 0 | 0 | 0 | 0 | 0 | 0 | 0 | 0 | 0 | 0 | 0 | 0 | 0.01557% | 0 | 0 | 0 | 0 | 0 | 0 | 0 | 0 | 0 | 0 | 0 | 0 | 0 | 0 | 0 | 0 | 0 | 0 | 0 | 0 | 0 | 0 | 0 | 0
| ComBoilers_Cadmus | M_Input | EUIs based on PSE 2014 Commercial EUIs. Cost based on the DEER 2008 Cost Database for the measure gas boilers. EUL from Wisconsin February 2016 Technical Reference Manual for the measures "Boiler, 85-90% AFUE, NG" and "Boiler, ≥ 90% AFUE, NG", "Boiler, Hot Water, Condensing, ≥90% AFUE, ≥300 mbh" and "Boiler, Hot Water, Near Condensing, ≥85% AFUE, ≥300 mbh" | 2020 | NR and New | 2022 | 2041 | PSE | Commercial | Large Ret | Gas | Per Building SqFt - Boiler < 300 kBtuh |  |  | Large Ret Boiler < 300 kBtuh - Advanced Efficiency - AFUE 96% |  | 0 | 20 | 0.0468 | 0 |  | 0 | 0 | 0 | 0 | 0 | 0 | 0 | 0.00058341 |  | 0 | 0 | 0 | Heating | Boiler | Boiler Tune-up | Boiler LT 300 kBtuh AFUE 96% | CommVENT | 0.0141% | 8.591% | 8.591% | 92309.7684 | 0.97759 | 0% | 5% | 85% | 6.8% | 0.2% | 0.0083681 | 0.00011522 | 0.00084834 | 0 | 0.0468 | 0 | 0 | 0.0083965 | 0.055197 |  | 0 | 8.7922 | 0 | 01. ($9,999.000) to $0.028 | 1 | 8.7922 | 12. $1.50 to $999.00 | 0 | 0 | 0 | 0 | 0 | 0 | 0 | 0 | 0 | 0 | 0 | 0 | 0 | 0 | 0 | 0 | 0 | 0 | 0 | 0 | 0 | 0 | 0 | 0 | 0 | 0 | 0 | 0 | 0 | 0 | 0 | 0 | 0 | 0 | 0 | 0 | 0 | 0 | 0 | 0 | 0 | 0 | 0 | 0 | 0 | 0 | 0 | 0 | 0 | 0 | 0 | 0 | 0 | 0 | 0 | 0 | 0 | 0 | 0 | 0 | 0 | 0 | 0 | 0 | 0 | 0 | 0 | 0 | 0 | 0 | 0 | 0 | 0 | 0 | 0 | 0 | 0 | 0 | 0 | 0 | 0 | 0 | 0 | 0 | 0 | 0 | 0 | 0 | 0 | 0 | 0 | 0 | 0 | 0 | 0 | 0 | 0 | 0 | 0 | 0 | 0 | 0 | 0 | 0 | 0 | 0 | 0 | 0 | 0 | 0 | 0 | 0 | 0 | 0 | 0 | 0 | 0 | 0 | 0 | 0 | 0 | 0 | 0 | 0 | 0 | 0 | 0 | 0 | 0 | 0 | 0 | 0 | 0 | 0 | 0 | 0 | 0 | 0 | 0 | 0 | 0 | 0 | 0 | 0 | 0 | 0 | 0 | 0 | 0 | 0 | 0 | 0 | 0 | 0 | 0 | 0 | 0 | 0 | 0 | 0 | 0 | 0 | 0 | 0 | 0 | 0 | 0 | 0 | 0 | 0 | 0 | 0 | 0 | 0 | 0 | 0 | 0 | 0 | 0 | 0 | 0 | 0 | 0 | 0 | 0 | 0 | 0 | 0 | 0 | 0 | 0 | 0 | 0 | 0 | 0 | 0 | 0 | 0 | 0 | 0 | 0 | 0 | 0 | 0 | 0.01557% | 0 | 0 | 0 | 0 | 0 | 0 | 0 | 0 | 0 | 0 | 0 | 0 | 0 | 0 | 0 | 0 | 0 | 0 | 0 | 0 | 0 | 0 | 0 | 0
| ComBoilers_Cadmus | M_Input | EUIs based on PSE 2014 Commercial EUIs. Cost based on the DEER 2008 Cost Database for the measure gas boilers. EUL from Wisconsin February 2016 Technical Reference Manual for the measures "Boiler, 85-90% AFUE, NG" and "Boiler, ≥ 90% AFUE, NG", "Boiler, Hot Water, Condensing, ≥90% AFUE, ≥300 mbh" and "Boiler, Hot Water, Near Condensing, ≥85% AFUE, ≥300 mbh" | 2020 | NR and New | 2022 | 2041 | PSE | Commercial | Medium Ret | Gas | Per Building SqFt - Boiler < 300 kBtuh |  |  | Medium Ret Boiler < 300 kBtuh - Advanced Efficiency - AFUE 96% |  | 0 | 20 | 0.0468 | 0 |  | 0 | 0 | 0 | 0 | 0 | 0 | 0 | 0.00058341 |  | 0 | 0 | 0 | Heating | Boiler | Boiler Tune-up | Boiler LT 300 kBtuh AFUE 96% | CommVENT | 0.0141% | 8.591% | 8.591% | 13686.0977 | 1.0265 | 30.27% | 5% | 85% | 6.8% | 0.2% | 0.0083681 | 0.00011522 | 0.00084834 | 0 | 0.0468 | 0 | 0 | 0.0083965 | 0.055197 |  | 0 | 8.7922 | 0 | 01. ($9,999.000) to $0.028 | 1 | 8.7922 | 12. $1.50 to $999.00 | 0 | 0 | 0 | 0 | 0 | 0 | 0 | 0 | 0 | 0 | 0 | 0 | 0 | 0 | 0 | 0 | 0 | 0 | 0 | 0 | 0 | 0 | 0 | 0 | 0 | 0 | 0 | 0 | 0 | 0 | 0 | 0 | 0 | 0 | 0 | 0 | 0 | 0 | 0 | 0 | 0 | 0 | 0 | 0 | 0 | 0 | 0 | 0 | 0 | 0 | 0 | 0 | 0 | 0 | 0 | 0 | 0 | 0 | 0 | 0 | 0 | 0 | 0 | 0 | 0 | 0 | 0 | 0 | 0 | 0 | 0 | 0 | 0 | 0 | 8983.8079 | 19312.4093 | 26893.7919 | 31892.1345 | 38479.697 | 44819.7943 | 49917.6498 | 55537.0516 | 59533.2759 | 63201.8976 | 63553.0346 | 66020.4988 | 66563.0528 | 67985.3917 | 67775.7154 | 69143.5959 | 68155.3592 | 69169.2039 | 68526.3847 | 70112.9939 | 5.2413 | 11.2671 | 15.6902 | 18.6063 | 22.4495 | 26.1484 | 29.1226 | 32.401 | 34.7325 | 36.8728 | 37.0776 | 38.5172 | 38.8337 | 39.6635 | 39.5412 | 40.3392 | 39.7627 | 40.3542 | 39.9792 | 40.9048 | 627.505 | 5.2413 | 16.5084 | 32.1985 | 50.8048 | 73.2544 | 99.4028 | 128.5254 | 160.9264 | 195.6588 | 232.5316 | 269.6093 | 308.1264 | 346.9602 | 386.6237 | 426.1649 | 466.5041 | 506.2668 | 546.621 | 586.6002 | 627.505 | 0 | 0 | 0 | 0 | 0 | 0 | 0 | 0 | 0 | 0 | 0 | 0 | 0 | 0 | 0 | 0 | 0 | 0 | 0 | 0 | 0 | 0 | 0 | 0 | 0 | 0 | 0 | 0 | 0 | 0 | 0 | 0 | 0 | 0 | 0 | 0 | 0 | 0 | 0 | 0 | 0 | 0 | 0 | 0 | 0 | 0 | 0 | 0 | 0 | 495.8776 | 1065.9835 | 1484.4517 | 1760.3443 | 2123.9568 | 2473.91 | 2755.2954 | 3065.4685 | 3286.0474 | 3488.5436 | 3507.9253 | 3644.1214 | 3674.0687 | 3752.5773 | 3741.0038 | 3816.5065 | 3761.9589 | 3817.9199 | 3782.4384 | 3870.0141 | 0.01557% | 0 | 0 | 0 | 0 | 0 | 0 | 0 | 0 | 0 | 0 | 0 | 0 | 0 | 0 | 0 | 0 | 0 | 0 | 0 | 0 | 0 | 0 | 0 | 0
| ComBoilers_Cadmus | M_Input | EUIs based on PSE 2014 Commercial EUIs. Cost based on the DEER 2008 Cost Database for the measure gas boilers. EUL from Wisconsin February 2016 Technical Reference Manual for the measures "Boiler, 85-90% AFUE, NG" and "Boiler, ≥ 90% AFUE, NG", "Boiler, Hot Water, Condensing, ≥90% AFUE, ≥300 mbh" and "Boiler, Hot Water, Near Condensing, ≥85% AFUE, ≥300 mbh" | 2020 | NR and New | 2022 | 2041 | PSE | Commercial | Small Ret | Gas | Per Building SqFt - Boiler < 300 kBtuh |  |  | Small Ret Boiler < 300 kBtuh - Advanced Efficiency - AFUE 96% |  | 0 | 20 | 0.0468 | 0 |  | 0 | 0 | 0 | 0 | 0 | 0 | 0 | 0.00058341 |  | 0 | 0 | 0 | Heating | Boiler | Boiler Tune-up | Boiler LT 300 kBtuh AFUE 96% | CommVENT | 0.0141% | 8.591% | 8.591% | 2334.2902 | 1.0756 | 40.17% | 5% | 85% | 6.8% | 0.2% | 0.0083681 | 0.00011522 | 0.00084834 | 0 | 0.0468 | 0 | 0 | 0.0083965 | 0.055197 |  | 0 | 8.7922 | 0 | 01. ($9,999.000) to $0.028 | 1 | 8.7922 | 12. $1.50 to $999.00 | 0 | 0 | 0 | 0 | 0 | 0 | 0 | 0 | 0 | 0 | 0 | 0 | 0 | 0 | 0 | 0 | 0 | 0 | 0 | 0 | 0 | 0 | 0 | 0 | 0 | 0 | 0 | 0 | 0 | 0 | 0 | 0 | 0 | 0 | 0 | 0 | 0 | 0 | 0 | 0 | 0 | 0 | 0 | 0 | 0 | 0 | 0 | 0 | 0 | 0 | 0 | 0 | 0 | 0 | 0 | 0 | 0 | 0 | 0 | 0 | 0 | 0 | 0 | 0 | 0 | 0 | 0 | 0 | 0 | 0 | 0 | 0 | 0 | 0 | 2552.6047 | 5487.311 | 7641.4391 | 9061.6379 | 10933.388 | 12734.8248 | 14183.2986 | 15779.9613 | 16915.4243 | 17957.8042 | 18057.5742 | 18758.6645 | 18912.8225 | 19316.9573 | 19257.3811 | 19646.0424 | 19365.2508 | 19653.3185 | 19470.6717 | 19921.4813 | 1.4892 | 3.2014 | 4.4581 | 5.2867 | 6.3787 | 7.4297 | 8.2747 | 9.2062 | 9.8687 | 10.4768 | 10.535 | 10.944 | 11.034 | 11.2698 | 11.235 | 11.4617 | 11.2979 | 11.466 | 11.3594 | 11.6224 | 178.2955 | 1.4892 | 4.6906 | 9.1487 | 14.4354 | 20.814 | 28.2437 | 36.5184 | 45.7246 | 55.5933 | 66.0701 | 76.6051 | 87.5492 | 98.5832 | 109.8529 | 121.0879 | 132.5497 | 143.8476 | 155.3136 | 166.673 | 178.2955 | 0 | 0 | 0 | 0 | 0 | 0 | 0 | 0 | 0 | 0 | 0 | 0 | 0 | 0 | 0 | 0 | 0 | 0 | 0 | 0 | 0 | 0 | 0 | 0 | 0 | 0 | 0 | 0 | 0 | 0 | 0 | 0 | 0 | 0 | 0 | 0 | 0 | 0 | 0 | 0 | 0 | 0 | 0 | 0 | 0 | 0 | 0 | 0 | 0 | 140.8957 | 302.8821 | 421.7831 | 500.1736 | 603.4882 | 702.9218 | 782.8729 | 871.0036 | 933.6776 | 991.2136 | 996.7206 | 1035.4186 | 1043.9276 | 1066.2346 | 1062.9462 | 1084.399 | 1068.9002 | 1084.8006 | 1074.7191 | 1099.6024 | 0.01557% | 0 | 0 | 0 | 0 | 0 | 0 | 0 | 0 | 0 | 0 | 0 | 0 | 0 | 0 | 0 | 0 | 0 | 0 | 0 | 0 | 0 | 0 | 0 | 0
| ComBoilers_Cadmus | M_Input | EUIs based on PSE 2014 Commercial EUIs. Cost based on the DEER 2008 Cost Database for the measure gas boilers. EUL from Wisconsin February 2016 Technical Reference Manual for the measures "Boiler, 85-90% AFUE, NG" and "Boiler, ≥ 90% AFUE, NG", "Boiler, Hot Water, Condensing, ≥90% AFUE, ≥300 mbh" and "Boiler, Hot Water, Near Condensing, ≥85% AFUE, ≥300 mbh" | 2020 | NR and New | 2022 | 2041 | PSE | Commercial | School K-12 | Gas | Per Building SqFt - Boiler < 300 kBtuh |  |  | School K-12 Boiler < 300 kBtuh - Advanced Efficiency - AFUE 96% |  | 0 | 20 | 0.056699 | 0 |  | 0 | 0 | 0 | 0 | 0 | 0 | 0 | 0.00095432 |  | 0 | 0 | 0 | Heating | Boiler | Boiler Tune-up | Boiler LT 300 kBtuh AFUE 96% | CommVENT | 0.0141% | 74.6% | 74.6% | 38253.3394 | 1.0466 | 1.008% | 5% | 85% | 6.8% | 0.2% | 0.013688 | 0.00018847 | 0.0013877 | 0 | 0.056699 | 0 | 0 | 0.0097637 | 0.066463 |  | 0 | 6.4721 | 0 | 01. ($9,999.000) to $0.028 | 1 | 6.4721 | 12. $1.50 to $999.00 | 0 | 0 | 0 | 0 | 0 | 0 | 0 | 0 | 0 | 0 | 0 | 0 | 0 | 0 | 0 | 0 | 0 | 0 | 0 | 0 | 0 | 0 | 0 | 0 | 0 | 0 | 0 | 0 | 0 | 0 | 0 | 0 | 0 | 0 | 0 | 0 | 0 | 0 | 0 | 0 | 0 | 0 | 0 | 0 | 0 | 0 | 0 | 0 | 0 | 0 | 0 | 0 | 0 | 0 | 0 | 0 | 0 | 0 | 0 | 0 | 0 | 0 | 0 | 0 | 0 | 0 | 0 | 0 | 0 | 0 | 0 | 0 | 0 | 0 | 3282.7313 | 7087.6672 | 9867.1361 | 11683.0956 | 14113.2999 | 16471.131 | 18384.24 | 20513.5632 | 22043.3235 | 23459.9128 | 23629.8732 | 24606.1116 | 24858.7119 | 25447.1692 | 25420.6518 | 25992.2885 | 25674.7551 | 26114.014 | 25926.377 | 26581.5057 | 3.1328 | 6.7639 | 9.4164 | 11.1494 | 13.4686 | 15.7188 | 17.5445 | 19.5766 | 21.0364 | 22.3883 | 22.5505 | 23.4822 | 23.7232 | 24.2848 | 24.2595 | 24.805 | 24.502 | 24.9212 | 24.7421 | 25.3673 | 382.8336 | 3.1328 | 9.8967 | 19.3131 | 30.4626 | 43.9312 | 59.65 | 77.1945 | 96.771 | 117.8075 | 140.1958 | 162.7463 | 186.2285 | 209.9517 | 234.2365 | 258.496 | 283.301 | 307.803 | 332.7242 | 357.4663 | 382.8336 | 0 | 0 | 0 | 0 | 0 | 0 | 0 | 0 | 0 | 0 | 0 | 0 | 0 | 0 | 0 | 0 | 0 | 0 | 0 | 0 | 0 | 0 | 0 | 0 | 0 | 0 | 0 | 0 | 0 | 0 | 0 | 0 | 0 | 0 | 0 | 0 | 0 | 0 | 0 | 0 | 0 | 0 | 0 | 0 | 0 | 0 | 0 | 0 | 0 | 218.1794 | 471.0659 | 655.7971 | 776.4908 | 938.0089 | 1094.7168 | 1221.8673 | 1363.388 | 1465.0601 | 1559.2105 | 1570.5066 | 1635.3901 | 1652.1786 | 1691.2891 | 1689.5267 | 1727.5192 | 1706.4151 | 1735.6094 | 1723.1386 | 1766.6802 | 0.01557% | 0 | 0 | 0 | 0 | 0 | 0 | 0 | 0 | 0 | 0 | 0 | 0 | 0 | 0 | 0 | 0 | 0 | 0 | 0 | 0 | 0 | 0 | 0 | 0
| ComBoilers_Cadmus | M_Input | EUIs based on PSE 2014 Commercial EUIs. Cost based on the DEER 2008 Cost Database for the measure gas boilers. EUL from Wisconsin February 2016 Technical Reference Manual for the measures "Boiler, 85-90% AFUE, NG" and "Boiler, ≥ 90% AFUE, NG", "Boiler, Hot Water, Condensing, ≥90% AFUE, ≥300 mbh" and "Boiler, Hot Water, Near Condensing, ≥85% AFUE, ≥300 mbh" | 2020 | NR and New | 2022 | 2041 | PSE | Commercial | University | Gas | Per Building SqFt - Boiler < 300 kBtuh |  |  | University Boiler < 300 kBtuh - Advanced Efficiency - AFUE 96% |  | 0 | 20 | 0.056699 | 0 |  | 0 | 0 | 0 | 0 | 0 | 0 | 0 | 0.0019086 |  | 0 | 0 | 0 | Heating | Boiler | Boiler Tune-up | Boiler LT 300 kBtuh AFUE 96% | CommVENT | 0.0141% | 74.6% | 74.6% | 131012.9885 | 1.0798 | 0% | 5% | 85% | 6.8% | 0.2% | 0.027377 | 0.00037695 | 0.0027753 | 0 | 0.056699 | 0 | 0 | 0.0081875 | 0.064887 |  | 0 | 3.1593 | 0 | 01. ($9,999.000) to $0.028 | 1 | 3.1593 | 12. $1.50 to $999.00 | 0 | 0 | 0 | 0 | 0 | 0 | 0 | 0 | 0 | 0 | 0 | 0 | 0 | 0 | 0 | 0 | 0 | 0 | 0 | 0 | 0 | 0 | 0 | 0 | 0 | 0 | 0 | 0 | 0 | 0 | 0 | 0 | 0 | 0 | 0 | 0 | 0 | 0 | 0 | 0 | 0 | 0 | 0 | 0 | 0 | 0 | 0 | 0 | 0 | 0 | 0 | 0 | 0 | 0 | 0 | 0 | 0 | 0 | 0 | 0 | 0 | 0 | 0 | 0 | 0 | 0 | 0 | 0 | 0 | 0 | 0 | 0 | 0 | 0 | 0 | 0 | 0 | 0 | 0 | 0 | 0 | 0 | 0 | 0 | 0 | 0 | 0 | 0 | 0 | 0 | 0 | 0 | 0 | 0 | 0 | 0 | 0 | 0 | 0 | 0 | 0 | 0 | 0 | 0 | 0 | 0 | 0 | 0 | 0 | 0 | 0 | 0 | 0 | 0 | 0 | 0 | 0 | 0 | 0 | 0 | 0 | 0 | 0 | 0 | 0 | 0 | 0 | 0 | 0 | 0 | 0 | 0 | 0 | 0 | 0 | 0 | 0 | 0 | 0 | 0 | 0 | 0 | 0 | 0 | 0 | 0 | 0 | 0 | 0 | 0 | 0 | 0 | 0 | 0 | 0 | 0 | 0 | 0 | 0 | 0 | 0 | 0 | 0 | 0 | 0 | 0 | 0 | 0 | 0 | 0 | 0 | 0 | 0 | 0 | 0 | 0 | 0 | 0 | 0 | 0 | 0 | 0 | 0 | 0 | 0 | 0 | 0 | 0 | 0 | 0 | 0 | 0 | 0 | 0 | 0 | 0 | 0 | 0 | 0 | 0 | 0 | 0 | 0 | 0 | 0.01557% | 0 | 0 | 0 | 0 | 0 | 0 | 0 | 0 | 0 | 0 | 0 | 0 | 0 | 0 | 0 | 0 | 0 | 0 | 0 | 0 | 0 | 0 | 0 | 0
| ComBoilers_Cadmus | M_Input | EUIs based on PSE 2014 Commercial EUIs. Cost based on the DEER 2008 Cost Database for the measure gas boilers. EUL from Wisconsin February 2016 Technical Reference Manual for the measures "Boiler, 85-90% AFUE, NG" and "Boiler, ≥ 90% AFUE, NG", "Boiler, Hot Water, Condensing, ≥90% AFUE, ≥300 mbh" and "Boiler, Hot Water, Near Condensing, ≥85% AFUE, ≥300 mbh" | 2020 | NR and New | 2022 | 2041 | PSE | Commercial | Warehouse | Gas | Per Building SqFt - Boiler < 300 kBtuh |  |  | Warehouse Boiler < 300 kBtuh - Advanced Efficiency - AFUE 96% |  | 0 | 20 | 0.0468 | 0 |  | 0 | 0 | 0 | 0 | 0 | 0 | 0 | 0.00070616 |  | 0 | 0 | 0 | Heating | Boiler | Boiler Tune-up | Boiler LT 300 kBtuh AFUE 96% | CommVENT | 0.0141% | 1.122% | 1.122% | 32743.3403 | 0.95423 | 41.66% | 5% | 85% | 6.8% | 0.2% | 0.010129 | 0.00013946 | 0.0010268 | 0 | 0.0468 | 0 | 0 | 0.0081938 | 0.054994 |  | 0 | 7.2372 | 0 | 01. ($9,999.000) to $0.028 | 1 | 7.2372 | 12. $1.50 to $999.00 | 0 | 0 | 0 | 0 | 0 | 0 | 0 | 0 | 0 | 0 | 0 | 0 | 0 | 0 | 0 | 0 | 0 | 0 | 0 | 0 | 0 | 0 | 0 | 0 | 0 | 0 | 0 | 0 | 0 | 0 | 0 | 0 | 0 | 0 | 0 | 0 | 0 | 0 | 0 | 0 | 0 | 0 | 0 | 0 | 0 | 0 | 0 | 0 | 0 | 0 | 0 | 0 | 0 | 0 | 0 | 0 | 0 | 0 | 0 | 0 | 0 | 0 | 0 | 0 | 0 | 0 | 0 | 0 | 0 | 0 | 0 | 0 | 0 | 0 | 4325.5342 | 9296.6446 | 12946.3068 | 15353.4532 | 18523.7067 | 21573.6942 | 24025.004 | 26725.8693 | 28645.6069 | 30407.222 | 30573.6416 | 31757.0344 | 32014.8684 | 32695.4376 | 32591.3713 | 33245.5566 | 32767.0623 | 33251.0029 | 32938.6144 | 33697.9468 | 3.0545 | 6.5649 | 9.1421 | 10.842 | 13.0807 | 15.2344 | 16.9655 | 18.8727 | 20.2283 | 21.4723 | 21.5898 | 22.4255 | 22.6076 | 23.0882 | 23.0147 | 23.4766 | 23.1387 | 23.4805 | 23.2599 | 23.7961 | 365.335 | 3.0545 | 9.6194 | 18.7616 | 29.6035 | 42.6842 | 57.9186 | 74.8841 | 93.7568 | 113.9851 | 135.4575 | 157.0473 | 179.4728 | 202.0804 | 225.1685 | 248.1832 | 271.6598 | 294.7986 | 318.279 | 341.5389 | 365.335 | 0 | 0 | 0 | 0 | 0 | 0 | 0 | 0 | 0 | 0 | 0 | 0 | 0 | 0 | 0 | 0 | 0 | 0 | 0 | 0 | 0 | 0 | 0 | 0 | 0 | 0 | 0 | 0 | 0 | 0 | 0 | 0 | 0 | 0 | 0 | 0 | 0 | 0 | 0 | 0 | 0 | 0 | 0 | 0 | 0 | 0 | 0 | 0 | 0 | 237.8788 | 511.2605 | 711.9704 | 844.3492 | 1018.6944 | 1186.4257 | 1321.2333 | 1469.7649 | 1575.3391 | 1672.2176 | 1681.3697 | 1746.4493 | 1760.6286 | 1798.0559 | 1792.3329 | 1828.3092 | 1801.9948 | 1828.6087 | 1811.4292 | 1853.188 | 0.01557% | 0 | 0 | 0 | 0 | 0 | 0 | 0 | 0 | 0 | 0 | 0 | 0 | 0 | 0 | 0 | 0 | 0 | 0 | 0 | 0 | 0 | 0 | 0 | 0
| ComBoilers_Cadmus | M_Input | EUIs based on PSE 2014 Commercial EUIs. Cost based on the DEER 2008 Cost Database for the measure gas boilers. EUL from Wisconsin February 2016 Technical Reference Manual for the measures "Boiler, 85-90% AFUE, NG" and "Boiler, ≥ 90% AFUE, NG", "Boiler, Hot Water, Condensing, ≥90% AFUE, ≥300 mbh" and "Boiler, Hot Water, Near Condensing, ≥85% AFUE, ≥300 mbh" | 2020 | NR and New | 2022 | 2041 | PSE | Commercial | Supermarket | Gas | Per Building SqFt - Boiler < 300 kBtuh |  |  | Supermarket Boiler < 300 kBtuh - Advanced Efficiency - AFUE 96% |  | 0 | 20 | 0.0468 | 0 |  | 0 | 0 | 0 | 0 | 0 | 0 | 0 | 0.0019391 |  | 0 | 0 | 0 | Heating | Boiler | Boiler Tune-up | Boiler LT 300 kBtuh AFUE 96% | CommVENT | 0.0141% | 0.7407% | 0.7407% | 46001.1926 | 0.92495 | 0% | 5% | 85% | 6.8% | 0.2% | 0.027814 | 0.00038297 | 0.0028197 | 0 | 0.0468 | 0 | 0 | 0.0061574 | 0.052958 |  | 0 | 2.538 | 0 | 01. ($9,999.000) to $0.028 | 1 | 2.538 | 12. $1.50 to $999.00 | 0 | 0 | 0 | 0 | 0 | 0 | 0 | 0 | 0 | 0 | 0 | 0 | 0 | 0 | 0 | 0 | 0 | 0 | 0 | 0 | 0 | 0 | 0 | 0 | 0 | 0 | 0 | 0 | 0 | 0 | 0 | 0 | 0 | 0 | 0 | 0 | 0 | 0 | 0 | 0 | 0 | 0 | 0 | 0 | 0 | 0 | 0 | 0 | 0 | 0 | 0 | 0 | 0 | 0 | 0 | 0 | 0 | 0 | 0 | 0 | 0 | 0 | 0 | 0 | 0 | 0 | 0 | 0 | 0 | 0 | 0 | 0 | 0 | 0 | 0 | 0 | 0 | 0 | 0 | 0 | 0 | 0 | 0 | 0 | 0 | 0 | 0 | 0 | 0 | 0 | 0 | 0 | 0 | 0 | 0 | 0 | 0 | 0 | 0 | 0 | 0 | 0 | 0 | 0 | 0 | 0 | 0 | 0 | 0 | 0 | 0 | 0 | 0 | 0 | 0 | 0 | 0 | 0 | 0 | 0 | 0 | 0 | 0 | 0 | 0 | 0 | 0 | 0 | 0 | 0 | 0 | 0 | 0 | 0 | 0 | 0 | 0 | 0 | 0 | 0 | 0 | 0 | 0 | 0 | 0 | 0 | 0 | 0 | 0 | 0 | 0 | 0 | 0 | 0 | 0 | 0 | 0 | 0 | 0 | 0 | 0 | 0 | 0 | 0 | 0 | 0 | 0 | 0 | 0 | 0 | 0 | 0 | 0 | 0 | 0 | 0 | 0 | 0 | 0 | 0 | 0 | 0 | 0 | 0 | 0 | 0 | 0 | 0 | 0 | 0 | 0 | 0 | 0 | 0 | 0 | 0 | 0 | 0 | 0 | 0 | 0 | 0 | 0 | 0 | 0.01557% | 0 | 0 | 0 | 0 | 0 | 0 | 0 | 0 | 0 | 0 | 0 | 0 | 0 | 0 | 0 | 0 | 0 | 0 | 0 | 0 | 0 | 0 | 0 | 0
| ComBoilers_Cadmus | M_Input | EUIs based on PSE 2014 Commercial EUIs. Cost based on the DEER 2008 Cost Database for the measure gas boilers. EUL from Wisconsin February 2016 Technical Reference Manual for the measures "Boiler, 85-90% AFUE, NG" and "Boiler, ≥ 90% AFUE, NG", "Boiler, Hot Water, Condensing, ≥90% AFUE, ≥300 mbh" and "Boiler, Hot Water, Near Condensing, ≥85% AFUE, ≥300 mbh" | 2020 | NR and New | 2022 | 2041 | PSE | Commercial | MiniMart | Gas | Per Building SqFt - Boiler < 300 kBtuh |  |  | MiniMart Boiler < 300 kBtuh - Advanced Efficiency - AFUE 96% |  | 0 | 20 | 0.0468 | 0 |  | 0 | 0 | 0 | 0 | 0 | 0 | 0 | 0.0019391 |  | 0 | 0 | 0 | Heating | Boiler | Boiler Tune-up | Boiler LT 300 kBtuh AFUE 96% | CommVENT | 0.0141% | 0.7407% | 0.7407% | 2270.6714 | 1.0732 | 0% | 5% | 85% | 6.8% | 0.2% | 0.027814 | 0.00038297 | 0.0028197 | 0 | 0.0468 | 0 | 0 | 0.0061574 | 0.052958 |  | 0 | 2.538 | 0 | 01. ($9,999.000) to $0.028 | 1 | 2.538 | 12. $1.50 to $999.00 | 0 | 0 | 0 | 0 | 0 | 0 | 0 | 0 | 0 | 0 | 0 | 0 | 0 | 0 | 0 | 0 | 0 | 0 | 0 | 0 | 0 | 0 | 0 | 0 | 0 | 0 | 0 | 0 | 0 | 0 | 0 | 0 | 0 | 0 | 0 | 0 | 0 | 0 | 0 | 0 | 0 | 0 | 0 | 0 | 0 | 0 | 0 | 0 | 0 | 0 | 0 | 0 | 0 | 0 | 0 | 0 | 0 | 0 | 0 | 0 | 0 | 0 | 0 | 0 | 0 | 0 | 0 | 0 | 0 | 0 | 0 | 0 | 0 | 0 | 0 | 0 | 0 | 0 | 0 | 0 | 0 | 0 | 0 | 0 | 0 | 0 | 0 | 0 | 0 | 0 | 0 | 0 | 0 | 0 | 0 | 0 | 0 | 0 | 0 | 0 | 0 | 0 | 0 | 0 | 0 | 0 | 0 | 0 | 0 | 0 | 0 | 0 | 0 | 0 | 0 | 0 | 0 | 0 | 0 | 0 | 0 | 0 | 0 | 0 | 0 | 0 | 0 | 0 | 0 | 0 | 0 | 0 | 0 | 0 | 0 | 0 | 0 | 0 | 0 | 0 | 0 | 0 | 0 | 0 | 0 | 0 | 0 | 0 | 0 | 0 | 0 | 0 | 0 | 0 | 0 | 0 | 0 | 0 | 0 | 0 | 0 | 0 | 0 | 0 | 0 | 0 | 0 | 0 | 0 | 0 | 0 | 0 | 0 | 0 | 0 | 0 | 0 | 0 | 0 | 0 | 0 | 0 | 0 | 0 | 0 | 0 | 0 | 0 | 0 | 0 | 0 | 0 | 0 | 0 | 0 | 0 | 0 | 0 | 0 | 0 | 0 | 0 | 0 | 0 | 0.01557% | 0 | 0 | 0 | 0 | 0 | 0 | 0 | 0 | 0 | 0 | 0 | 0 | 0 | 0 | 0 | 0 | 0 | 0 | 0 | 0 | 0 | 0 | 0 | 0
| ComBoilers_Cadmus | M_Input | EUIs based on PSE 2014 Commercial EUIs. Cost based on the DEER 2008 Cost Database for the measure gas boilers. EUL from Wisconsin February 2016 Technical Reference Manual for the measures "Boiler, 85-90% AFUE, NG" and "Boiler, ≥ 90% AFUE, NG", "Boiler, Hot Water, Condensing, ≥90% AFUE, ≥300 mbh" and "Boiler, Hot Water, Near Condensing, ≥85% AFUE, ≥300 mbh" | 2020 | NR and New | 2022 | 2041 | PSE | Commercial | Restaurant | Gas | Per Building SqFt - Boiler < 300 kBtuh |  |  | Restaurant Boiler < 300 kBtuh - Advanced Efficiency - AFUE 96% |  | 0 | 20 | 0.0468 | 0 |  | 0 | 0 | 0 | 0 | 0 | 0 | 0 | 0.00035709 |  | 0 | 0 | 0 | Heating | Boiler | Boiler Tune-up | Boiler LT 300 kBtuh AFUE 96% | CommVENT | 0.0141% | 0% | 0% | 12127.7951 | 1.2469 | 50% | 5% | 85% | 6.8% | 0.2% | 0.0051219 | 7.0523e-05 | 0.00051924 | 0 | 0.0468 | 0 | 0 | 0.0087703 | 0.055571 |  | 0 | 14.462 | 0 | 01. ($9,999.000) to $0.028 | 1 | 14.462 | 12. $1.50 to $999.00 | 0 | 0 | 0 | 0 | 0 | 0 | 0 | 0 | 0 | 0 | 0 | 0 | 0 | 0 | 0 | 0 | 0 | 0 | 0 | 0 | 0 | 0 | 0 | 0 | 0 | 0 | 0 | 0 | 0 | 0 | 0 | 0 | 0 | 0 | 0 | 0 | 0 | 0 | 0 | 0 | 0 | 0 | 0 | 0 | 0 | 0 | 0 | 0 | 0 | 0 | 0 | 0 | 0 | 0 | 0 | 0 | 0 | 0 | 0 | 0 | 0 | 0 | 0 | 0 | 0 | 0 | 0 | 0 | 0 | 0 | 0 | 0 | 0 | 0 | 0 | 0 | 0 | 0 | 0 | 0 | 0 | 0 | 0 | 0 | 0 | 0 | 0 | 0 | 0 | 0 | 0 | 0 | 0 | 0 | 0 | 0 | 0 | 0 | 0 | 0 | 0 | 0 | 0 | 0 | 0 | 0 | 0 | 0 | 0 | 0 | 0 | 0 | 0 | 0 | 0 | 0 | 0 | 0 | 0 | 0 | 0 | 0 | 0 | 0 | 0 | 0 | 0 | 0 | 0 | 0 | 0 | 0 | 0 | 0 | 0 | 0 | 0 | 0 | 0 | 0 | 0 | 0 | 0 | 0 | 0 | 0 | 0 | 0 | 0 | 0 | 0 | 0 | 0 | 0 | 0 | 0 | 0 | 0 | 0 | 0 | 0 | 0 | 0 | 0 | 0 | 0 | 0 | 0 | 0 | 0 | 0 | 0 | 0 | 0 | 0 | 0 | 0 | 0 | 0 | 0 | 0 | 0 | 0 | 0 | 0 | 0 | 0 | 0 | 0 | 0 | 0 | 0 | 0 | 0 | 0 | 0 | 0 | 0 | 0 | 0 | 0 | 0 | 0 | 0 | 0.01557% | 0 | 0 | 0 | 0 | 0 | 0 | 0 | 0 | 0 | 0 | 0 | 0 | 0 | 0 | 0 | 0 | 0 | 0 | 0 | 0 | 0 | 0 | 0 | 0
| ComBoilers_Cadmus | M_Input | EUIs based on PSE 2014 Commercial EUIs. Cost based on the DEER 2008 Cost Database for the measure gas boilers. EUL from Wisconsin February 2016 Technical Reference Manual for the measures "Boiler, 85-90% AFUE, NG" and "Boiler, ≥ 90% AFUE, NG", "Boiler, Hot Water, Condensing, ≥90% AFUE, ≥300 mbh" and "Boiler, Hot Water, Near Condensing, ≥85% AFUE, ≥300 mbh" | 2020 | NR and New | 2022 | 2041 | PSE | Commercial | Lodging | Gas | Per Building SqFt - Boiler < 300 kBtuh |  |  | Lodging Boiler < 300 kBtuh - Advanced Efficiency - AFUE 96% |  | 0 | 20 | 0.031431 | 0 |  | 0 | 0 | 0 | 0 | 0 | 0 | 0 | 0.001398 |  | 0 | 0 | 0 | Heating | Boiler | Boiler Tune-up | Boiler LT 300 kBtuh AFUE 96% | CommVENT | 0.0141% | 56.64% | 56.64% | 28301.6712 | 0.90175 | 15.82% | 5% | 85% | 6.8% | 0.2% | 0.020052 | 0.00027609 | 0.0020328 | 0 | 0.031431 | 0 | 0 | 0.0039774 | 0.035409 |  | 0 | 2.3538 | 0 | 01. ($9,999.000) to $0.028 | 1 | 2.3538 | 12. $1.50 to $999.00 | 0 | 0 | 0 | 0 | 0 | 0 | 0 | 0 | 0 | 0 | 0 | 0 | 0 | 0 | 0 | 0 | 0 | 0 | 0 | 0 | 0 | 0 | 0 | 0 | 0 | 0 | 0 | 0 | 0 | 0 | 0 | 0 | 0 | 0 | 0 | 0 | 0 | 0 | 0 | 0 | 0 | 0 | 0 | 0 | 0 | 0 | 0 | 0 | 0 | 0 | 0 | 0 | 0 | 0 | 0 | 0 | 0 | 0 | 0 | 0 | 0 | 0 | 0 | 0 | 0 | 0 | 0 | 0 | 0 | 0 | 0 | 0 | 0 | 0 | 15031.4767 | 32363.2955 | 45064.2185 | 53412.0591 | 64473.4388 | 75150.1146 | 83763.1449 | 93290.0721 | 100090.6134 | 106353.3874 | 107009.7725 | 111260.0848 | 112256.8073 | 114748.5432 | 114479.3992 | 116884.5853 | 115301.6679 | 117109.0993 | 116109.7647 | 118885.8495 | 21.0137 | 45.2432 | 62.9988 | 74.6689 | 90.1324 | 105.0582 | 117.099 | 130.4174 | 139.9245 | 148.6797 | 149.5973 | 155.5391 | 156.9325 | 160.4159 | 160.0397 | 163.4021 | 161.1892 | 163.7159 | 162.3189 | 166.1998 | 2534.586 | 21.0137 | 66.2568 | 129.2556 | 203.9245 | 294.0569 | 399.1151 | 516.2141 | 646.6316 | 786.556 | 935.2357 | 1084.833 | 1240.3721 | 1397.3046 | 1557.7206 | 1717.7602 | 1881.1623 | 2042.3514 | 2206.0674 | 2368.3862 | 2534.586 | 0 | 0 | 0 | 0 | 0 | 0 | 0 | 0 | 0 | 0 | 0 | 0 | 0 | 0 | 0 | 0 | 0 | 0 | 0 | 0 | 0 | 0 | 0 | 0 | 0 | 0 | 0 | 0 | 0 | 0 | 0 | 0 | 0 | 0 | 0 | 0 | 0 | 0 | 0 | 0 | 0 | 0 | 0 | 0 | 0 | 0 | 0 | 0 | 0 | 532.2425 | 1145.9367 | 1595.6578 | 1891.2425 | 2282.9097 | 2660.9551 | 2965.9299 | 3303.2644 | 3544.0616 | 3765.8172 | 3789.0588 | 3939.5561 | 3974.8486 | 4063.0773 | 4053.5473 | 4138.7114 | 4082.6627 | 4146.6611 | 4111.2762 | 4209.5733 | 0.01557% | 0 | 0 | 0 | 0 | 0 | 0 | 0 | 0 | 0 | 0 | 0 | 0 | 0 | 0 | 0 | 0 | 0 | 0 | 0 | 0 | 0 | 0 | 0 | 0
| ComBoilers_Cadmus | M_Input | EUIs based on PSE 2014 Commercial EUIs. Cost based on the DEER 2008 Cost Database for the measure gas boilers. EUL from Wisconsin February 2016 Technical Reference Manual for the measures "Boiler, 85-90% AFUE, NG" and "Boiler, ≥ 90% AFUE, NG", "Boiler, Hot Water, Condensing, ≥90% AFUE, ≥300 mbh" and "Boiler, Hot Water, Near Condensing, ≥85% AFUE, ≥300 mbh" | 2020 | NR and New | 2022 | 2041 | PSE | Commercial | Hospital | Gas | Per Building SqFt - Boiler < 300 kBtuh |  |  | Hospital Boiler < 300 kBtuh - Advanced Efficiency - AFUE 96% |  | 0 | 20 | 0.0468 | 0 |  | 0 | 0 | 0 | 0 | 0 | 0 | 0 | 0.002695 |  | 0 | 0 | 0 | Heating | Boiler | Boiler Tune-up | Boiler LT 300 kBtuh AFUE 96% | CommVENT | 0.0141% | 35.29% | 35.29% | 173734.3051 | 2.1454 | 0% | 5% | 85% | 6.8% | 0.2% | 0.038655 | 0.00053224 | 0.0039187 | 0 | 0.0468 | 0 | 0 | 0.0049091 | 0.051709 |  | 0 | 1.7831 | 0 | 01. ($9,999.000) to $0.028 | 1 | 1.7831 | 12. $1.50 to $999.00 | 0 | 0 | 0 | 0 | 0 | 0 | 0 | 0 | 0 | 0 | 0 | 0 | 0 | 0 | 0 | 0 | 0 | 0 | 0 | 0 | 0 | 0 | 0 | 0 | 0 | 0 | 0 | 0 | 0 | 0 | 0 | 0 | 0 | 0 | 0 | 0 | 0 | 0 | 0 | 0 | 0 | 0 | 0 | 0 | 0 | 0 | 0 | 0 | 0 | 0 | 0 | 0 | 0 | 0 | 0 | 0 | 0 | 0 | 0 | 0 | 0 | 0 | 0 | 0 | 0 | 0 | 0 | 0 | 0 | 0 | 0 | 0 | 0 | 0 | 0 | 0 | 0 | 0 | 0 | 0 | 0 | 0 | 0 | 0 | 0 | 0 | 0 | 0 | 0 | 0 | 0 | 0 | 0 | 0 | 0 | 0 | 0 | 0 | 0 | 0 | 0 | 0 | 0 | 0 | 0 | 0 | 0 | 0 | 0 | 0 | 0 | 0 | 0 | 0 | 0 | 0 | 0 | 0 | 0 | 0 | 0 | 0 | 0 | 0 | 0 | 0 | 0 | 0 | 0 | 0 | 0 | 0 | 0 | 0 | 0 | 0 | 0 | 0 | 0 | 0 | 0 | 0 | 0 | 0 | 0 | 0 | 0 | 0 | 0 | 0 | 0 | 0 | 0 | 0 | 0 | 0 | 0 | 0 | 0 | 0 | 0 | 0 | 0 | 0 | 0 | 0 | 0 | 0 | 0 | 0 | 0 | 0 | 0 | 0 | 0 | 0 | 0 | 0 | 0 | 0 | 0 | 0 | 0 | 0 | 0 | 0 | 0 | 0 | 0 | 0 | 0 | 0 | 0 | 0 | 0 | 0 | 0 | 0 | 0 | 0 | 0 | 0 | 0 | 0 | 0.01557% | 0 | 0 | 0 | 0 | 0 | 0 | 0 | 0 | 0 | 0 | 0 | 0 | 0 | 0 | 0 | 0 | 0 | 0 | 0 | 0 | 0 | 0 | 0 | 0
| ComBoilers_Cadmus | M_Input | EUIs based on PSE 2014 Commercial EUIs. Cost based on the DEER 2008 Cost Database for the measure gas boilers. EUL from Wisconsin February 2016 Technical Reference Manual for the measures "Boiler, 85-90% AFUE, NG" and "Boiler, ≥ 90% AFUE, NG", "Boiler, Hot Water, Condensing, ≥90% AFUE, ≥300 mbh" and "Boiler, Hot Water, Near Condensing, ≥85% AFUE, ≥300 mbh" | 2020 | NR and New | 2022 | 2041 | PSE | Commercial | Residential Care | Gas | Per Building SqFt - Boiler < 300 kBtuh |  |  | Residential Care Boiler < 300 kBtuh - Advanced Efficiency - AFUE 96% |  | 0 | 20 | 0.0468 | 0 |  | 0 | 0 | 0 | 0 | 0 | 0 | 0 | 0.0011971 |  | 0 | 0 | 0 | Heating | Boiler | Boiler Tune-up | Boiler LT 300 kBtuh AFUE 96% | CommVENT | 0.0141% | 25.21% | 25.21% | 101257.3441 | 1.135 | 2.752% | 5% | 85% | 6.8% | 0.2% | 0.017171 | 0.00023642 | 0.0017407 | 0 | 0.0468 | 0 | 0 | 0.0073829 | 0.054183 |  | 0 | 4.2062 | 0 | 01. ($9,999.000) to $0.028 | 1 | 4.2062 | 12. $1.50 to $999.00 | 0 | 0 | 0 | 0 | 0 | 0 | 0 | 0 | 0 | 0 | 0 | 0 | 0 | 0 | 0 | 0 | 0 | 0 | 0 | 0 | 0 | 0 | 0 | 0 | 0 | 0 | 0 | 0 | 0 | 0 | 0 | 0 | 0 | 0 | 0 | 0 | 0 | 0 | 0 | 0 | 0 | 0 | 0 | 0 | 0 | 0 | 0 | 0 | 0 | 0 | 0 | 0 | 0 | 0 | 0 | 0 | 0 | 0 | 0 | 0 | 0 | 0 | 0 | 0 | 0 | 0 | 0 | 0 | 0 | 0 | 0 | 0 | 0 | 0 | 1594.2872 | 3430.1792 | 4776.5399 | 5662.6867 | 6834.0599 | 7963.2408 | 8872.8404 | 9877.4116 | 10593.3109 | 11251.6782 | 11318.0525 | 11763.0946 | 11864.6079 | 12123.5935 | 12091.1832 | 12340.7664 | 12169.5316 | 12355.9631 | 12246.353 | 12535.0291 | 1.9085 | 4.1063 | 5.718 | 6.7789 | 8.1811 | 9.5329 | 10.6218 | 11.8243 | 12.6813 | 13.4695 | 13.5489 | 14.0817 | 14.2032 | 14.5133 | 14.4745 | 14.7732 | 14.5683 | 14.7914 | 14.6602 | 15.0058 | 229.4431 | 1.9085 | 6.0148 | 11.7329 | 18.5117 | 26.6928 | 36.2257 | 46.8474 | 58.6718 | 71.3531 | 84.8226 | 98.3715 | 112.4532 | 126.6565 | 141.1697 | 155.6442 | 170.4174 | 184.9857 | 199.7771 | 214.4373 | 229.4431 | 0 | 0 | 0 | 0 | 0 | 0 | 0 | 0 | 0 | 0 | 0 | 0 | 0 | 0 | 0 | 0 | 0 | 0 | 0 | 0 | 0 | 0 | 0 | 0 | 0 | 0 | 0 | 0 | 0 | 0 | 0 | 0 | 0 | 0 | 0 | 0 | 0 | 0 | 0 | 0 | 0 | 0 | 0 | 0 | 0 | 0 | 0 | 0 | 0 | 86.3837 | 185.8582 | 258.8084 | 306.8227 | 370.2915 | 431.4742 | 480.7593 | 535.1902 | 573.98 | 609.6524 | 613.2488 | 637.3626 | 642.863 | 656.8956 | 655.1395 | 668.6628 | 659.3847 | 669.4862 | 663.5471 | 679.1886 | 0.01557% | 0 | 0 | 0 | 0 | 0 | 0 | 0 | 0 | 0 | 0 | 0 | 0 | 0 | 0 | 0 | 0 | 0 | 0 | 0 | 0 | 0 | 0 | 0 | 0
| ComBoilers_Cadmus | M_Input | EUIs based on PSE 2014 Commercial EUIs. Cost based on the DEER 2008 Cost Database for the measure gas boilers. EUL from Wisconsin February 2016 Technical Reference Manual for the measures "Boiler, 85-90% AFUE, NG" and "Boiler, ≥ 90% AFUE, NG", "Boiler, Hot Water, Condensing, ≥90% AFUE, ≥300 mbh" and "Boiler, Hot Water, Near Condensing, ≥85% AFUE, ≥300 mbh" | 2020 | NR and New | 2022 | 2041 | PSE | Commercial | Assembly | Gas | Per Building SqFt - Boiler < 300 kBtuh |  |  | Assembly Boiler < 300 kBtuh - Advanced Efficiency - AFUE 96% |  | 0 | 20 | 0.086822 | 0 |  | 0 | 0 | 0 | 0 | 0 | 0 | 0 | 0.0011971 |  | 0 | 0 | 0 | Heating | Boiler | Boiler Tune-up | Boiler LT 300 kBtuh AFUE 96% | CommVENT | 0.0141% | 25.21% | 25.21% | 15455.3983 | 1.1338 | 4.371% | 5% | 85% | 6.8% | 0.2% | 0.017171 | 0.00023642 | 0.0017407 | 0 | 0.086822 | 0 | 0 | 0.015387 | 0.10221 |  | 0 | 7.9344 | 0 | 01. ($9,999.000) to $0.028 | 1 | 7.9344 | 12. $1.50 to $999.00 | 0 | 0 | 0 | 0 | 0 | 0 | 0 | 0 | 0 | 0 | 0 | 0 | 0 | 0 | 0 | 0 | 0 | 0 | 0 | 0 | 0 | 0 | 0 | 0 | 0 | 0 | 0 | 0 | 0 | 0 | 0 | 0 | 0 | 0 | 0 | 0 | 0 | 0 | 0 | 0 | 0 | 0 | 0 | 0 | 0 | 0 | 0 | 0 | 0 | 0 | 0 | 0 | 0 | 0 | 0 | 0 | 0 | 0 | 0 | 0 | 0 | 0 | 0 | 0 | 0 | 0 | 0 | 0 | 0 | 0 | 0 | 0 | 0 | 0 | 4007.1649 | 8615.8449 | 11998.0159 | 14227.0112 | 17166.6839 | 19996.955 | 22273.6258 | 24784.2976 | 26570.6104 | 28211.14 | 28370.0768 | 29474.7417 | 29719.7184 | 30357.8769 | 30267.0789 | 30881.0918 | 30442.644 | 30898.554 | 30614.3597 | 31326.0853 | 4.797 | 10.3141 | 14.3629 | 17.0313 | 20.5504 | 23.9385 | 26.6639 | 29.6695 | 31.8079 | 33.7718 | 33.9621 | 35.2845 | 35.5777 | 36.3417 | 36.233 | 36.968 | 36.4431 | 36.9889 | 36.6487 | 37.5007 | 574.8558 | 4.797 | 15.1111 | 29.474 | 46.5053 | 67.0557 | 90.9942 | 117.6582 | 147.3277 | 179.1356 | 212.9074 | 246.8694 | 282.1539 | 317.7316 | 354.0733 | 390.3063 | 427.2743 | 463.7174 | 500.7064 | 537.3551 | 574.8558 | 0 | 0 | 0 | 0 | 0 | 0 | 0 | 0 | 0 | 0 | 0 | 0 | 0 | 0 | 0 | 0 | 0 | 0 | 0 | 0 | 0 | 0 | 0 | 0 | 0 | 0 | 0 | 0 | 0 | 0 | 0 | 0 | 0 | 0 | 0 | 0 | 0 | 0 | 0 | 0 | 0 | 0 | 0 | 0 | 0 | 0 | 0 | 0 | 0 | 409.5672 | 880.6145 | 1226.3019 | 1454.1247 | 1754.5849 | 2043.8633 | 2276.5589 | 2533.1715 | 2715.7483 | 2883.4247 | 2899.6694 | 3012.5758 | 3037.6146 | 3102.8399 | 3093.5596 | 3156.3171 | 3111.5039 | 3158.1018 | 3129.0547 | 3201.7993 | 0.01557% | 0 | 0 | 0 | 0 | 0 | 0 | 0 | 0 | 0 | 0 | 0 | 0 | 0 | 0 | 0 | 0 | 0 | 0 | 0 | 0 | 0 | 0 | 0 | 0
| ComBoilers_Cadmus | M_Input | EUIs based on PSE 2014 Commercial EUIs. Cost based on the DEER 2008 Cost Database for the measure gas boilers. EUL from Wisconsin February 2016 Technical Reference Manual for the measures "Boiler, 85-90% AFUE, NG" and "Boiler, ≥ 90% AFUE, NG", "Boiler, Hot Water, Condensing, ≥90% AFUE, ≥300 mbh" and "Boiler, Hot Water, Near Condensing, ≥85% AFUE, ≥300 mbh" | 2020 | NR and New | 2022 | 2041 | PSE | Commercial | Other | Gas | Per Building SqFt - Boiler < 300 kBtuh |  |  | Other Boiler < 300 kBtuh - Advanced Efficiency - AFUE 96% |  | 0 | 20 | 0.0468 | 0 |  | 0 | 0 | 0 | 0 | 0 | 0 | 0 | 0.0011971 |  | 0 | 0 | 0 | Heating | Boiler | Boiler Tune-up | Boiler LT 300 kBtuh AFUE 96% | CommVENT | 0.0141% | 25.21% | 25.21% | 31545.0104 | 1.4073 | 3.917% | 5% | 85% | 6.8% | 0.2% | 0.017171 | 0.00023642 | 0.0017407 | 0 | 0.0468 | 0 | 0 | 0.0073829 | 0.054183 |  | 0 | 4.2062 | 0 | 01. ($9,999.000) to $0.028 | 1 | 4.2062 | 12. $1.50 to $999.00 | 0 | 0 | 0 | 0 | 0 | 0 | 0 | 0 | 0 | 0 | 0 | 0 | 0 | 0 | 0 | 0 | 0 | 0 | 0 | 0 | 0 | 0 | 0 | 0 | 0 | 0 | 0 | 0 | 0 | 0 | 0 | 0 | 0 | 0 | 0 | 0 | 0 | 0 | 0 | 0 | 0 | 0 | 0 | 0 | 0 | 0 | 0 | 0 | 0 | 0 | 0 | 0 | 0 | 0 | 0 | 0 | 0 | 0 | 0 | 0 | 0 | 0 | 0 | 0 | 0 | 0 | 0 | 0 | 0 | 0 | 0 | 0 | 0 | 0 | 13266.7825 | 28309.3495 | 39425.9864 | 46847.4263 | 56391.0238 | 65448.1192 | 72611.1594 | 80379.6726 | 85795.5267 | 90688.3292 | 90908.6752 | 94044.1012 | 94472.0351 | 96109.5289 | 95461.3202 | 97005.3858 | 95259.8036 | 96309.7476 | 95055.475 | 96913.5577 | 15.8818 | 33.8894 | 47.1972 | 56.0815 | 67.5062 | 78.3485 | 86.9234 | 96.2232 | 102.7066 | 108.5638 | 108.8276 | 112.581 | 113.0933 | 115.0535 | 114.2776 | 116.126 | 114.0363 | 115.2932 | 113.7917 | 116.016 | 1832.4177 | 15.8818 | 49.7711 | 96.9683 | 153.0498 | 220.556 | 298.9045 | 385.8279 | 482.0511 | 584.7577 | 693.3214 | 802.149 | 914.73 | 1027.8233 | 1142.8768 | 1257.1544 | 1373.2803 | 1487.3167 | 1602.6099 | 1716.4016 | 1832.4177 | 0 | 0 | 0 | 0 | 0 | 0 | 0 | 0 | 0 | 0 | 0 | 0 | 0 | 0 | 0 | 0 | 0 | 0 | 0 | 0 | 0 | 0 | 0 | 0 | 0 | 0 | 0 | 0 | 0 | 0 | 0 | 0 | 0 | 0 | 0 | 0 | 0 | 0 | 0 | 0 | 0 | 0 | 0 | 0 | 0 | 0 | 0 | 0 | 0 | 718.8373 | 1533.8924 | 2136.2279 | 2538.3456 | 3055.4487 | 3546.1915 | 3934.3082 | 4355.2315 | 4648.68 | 4913.788 | 4925.727 | 5095.6146 | 5118.8014 | 5207.5262 | 5172.4041 | 5256.0666 | 5161.4853 | 5218.3747 | 5150.4141 | 5251.091 | 0.01557% | 0 | 0 | 0 | 0 | 0 | 0 | 0 | 0 | 0 | 0 | 0 | 0 | 0 | 0 | 0 | 0 | 0 | 0 | 0 | 0 | 0 | 0 | 0 | 0
| ComBoilers_Cadmus | M_Input | EUIs based on PSE 2014 Commercial EUIs. Cost based on the DEER 2008 Cost Database for the measure gas boilers. EUL from Wisconsin February 2016 Technical Reference Manual for the measures "Boiler, 85-90% AFUE, NG" and "Boiler, ≥ 90% AFUE, NG", "Boiler, Hot Water, Condensing, ≥90% AFUE, ≥300 mbh" and "Boiler, Hot Water, Near Condensing, ≥85% AFUE, ≥300 mbh" | 2020 | NR and New | 2022 | 2023 | PSE | Commercial | Large Off | Gas | Per Building SqFt - Boiler >= 300 kBtuh |  |  | Large Off Boiler >= 300 and <= 2,500 kBtuh - Federal Standard 2023 Boiler - Thermal Efficiency Et = 79% |  | 0 | 20 | 0.10353 | 0 |  | 0 | 0 | 0 | 0 | 0 | 0 | 0 | 0.011149 |  | 0 | 0 | 0 | Heating | Boiler | Boiler Tune-up | Boiler 300 to 2500 kBtuh AFUE 79% | CommVENT | 0.0141% | 27.79% | 27.79% | 259599.5083 | 1.1293 | 48.7% | 5% | 85% | 6.8% | 0.2% | 0.15991 | 0.0022018 | 0.016211 | 0 | 0.10353 | 0 | 0 | 0.0022935 | 0.10583 |  | 0 | 0.88212 | 0 | 01. ($9,999.000) to $0.028 | 1 | 0.88212 | 09. $0.85 to $0.95 | 1 | 0 | 0 | 0 | 0 | 0 | 0 | 0 | 0 | 0 | 0 | 0 | 0 | 0 | 0 | 0 | 0 | 0 | 0 | 0 | 0 | 0 | 0 | 0 | 0 | 0 | 0 | 0 | 0 | 0 | 0 | 0 | 0 | 0 | 0 | 0 | 0 | 0 | 0 | 0 | 0 | 0 | 0 | 0 | 0 | 0 | 0 | 0 | 0 | 0 | 0 | 0 | 0 | 0 | 0 | 0 | 0 | 0 | 0 | 0 | 0 | 0 | 0 | 0 | 0 | 0 | 0 | 0 | 0 | 0 | 0 | 0 | 0 | 0 | 120597.4242 | 259967.3553 | 361961.3768 | 428828.5965 | 517811.4294 | 603893.4577 | 673513.4951 | 750729.3824 | 806005.2193 | 857033.7723 | 862728.5279 | 897596.2797 | 906152.0939 | 926850.2452 | 925206.309 | 945241.7096 | 932990.2197 | 948198.8244 | 940667.227 | 963714.9599 | 1344.5139 | 2898.3183 | 4035.4271 | 4780.9148 | 5772.9647 | 6732.6741 | 7508.8525 | 8369.7153 | 8985.9733 | 9554.8793 | 9618.3689 | 10007.1017 | 10102.4886 | 10333.2477 | 10314.9198 | 10538.29 | 10401.7009 | 10571.2582 | 10487.2901 | 10744.2442 | 163103.1435 | 1344.5139 | 4242.8323 | 8278.2593 | 13059.1742 | 18832.1389 | 25564.813 | 33073.6655 | 41443.3807 | 50429.354 | 59984.2334 | 69602.6022 | 79609.704 | 89712.1925 | 100045.4402 | 110360.36 | 120898.65 | 131300.3509 | 141871.6092 | 152358.8993 | 163103.1435 | 0 | 0 | 0 | 0 | 0 | 0 | 0 | 0 | 0 | 0 | 0 | 0 | 0 | 0 | 0 | 0 | 0 | 0 | 0 | 0 | 0 | 0 | 0 | 0 | 0 | 0 | 0 | 0 | 0 | 0 | 0 | 0 | 0 | 0 | 0 | 0 | 0 | 0 | 0 | 0 | 0 | 0 | 0 | 0 | 0 | 0 | 0 | 0 | 0 | 12762.4692 | 27511.5773 | 38305.3033 | 45381.6637 | 54798.454 | 63908.2608 | 71275.9437 | 79447.473 | 85297.1515 | 90697.3525 | 91300.0117 | 94989.9629 | 95895.3994 | 98085.8236 | 97911.8507 | 100032.138 | 98735.599 | 100345.0807 | 99548.034 | 101987.1075 | 0.01557% | 0 | 0 | 0 | 0 | 0 | 0 | 0 | 0 | 0 | 0 | 0 | 0 | 0 | 0 | 0 | 0 | 0 | 0 | 0 | 0 | 0 | 0 | 0 | 0
| ComBoilers_Cadmus | M_Input | EUIs based on PSE 2014 Commercial EUIs. Cost based on the DEER 2008 Cost Database for the measure gas boilers. EUL from Wisconsin February 2016 Technical Reference Manual for the measures "Boiler, 85-90% AFUE, NG" and "Boiler, ≥ 90% AFUE, NG", "Boiler, Hot Water, Condensing, ≥90% AFUE, ≥300 mbh" and "Boiler, Hot Water, Near Condensing, ≥85% AFUE, ≥300 mbh" | 2020 | NR and New | 2022 | 2023 | PSE | Commercial | Medium Off | Gas | Per Building SqFt - Boiler >= 300 kBtuh |  |  | Medium Off Boiler >= 300 and <= 2,500 kBtuh - Federal Standard 2023 Boiler - Thermal Efficiency Et = 79% |  | 0 | 20 | 0.10353 | 0 |  | 0 | 0 | 0 | 0 | 0 | 0 | 0 | 0.011149 |  | 0 | 0 | 0 | Heating | Boiler | Boiler Tune-up | Boiler 300 to 2500 kBtuh AFUE 79% | CommVENT | 0.0141% | 27.79% | 27.79% | 42353.7102 | 1.0142 | 38.66% | 5% | 85% | 6.8% | 0.2% | 0.15991 | 0.0022018 | 0.016211 | 0 | 0.10353 | 0 | 0 | 0.0022935 | 0.10583 |  | 0 | 0.88212 | 0 | 01. ($9,999.000) to $0.028 | 1 | 0.88212 | 09. $0.85 to $0.95 | 1 | 0 | 0 | 0 | 0 | 0 | 0 | 0 | 0 | 0 | 0 | 0 | 0 | 0 | 0 | 0 | 0 | 0 | 0 | 0 | 0 | 0 | 0 | 0 | 0 | 0 | 0 | 0 | 0 | 0 | 0 | 0 | 0 | 0 | 0 | 0 | 0 | 0 | 0 | 0 | 0 | 0 | 0 | 0 | 0 | 0 | 0 | 0 | 0 | 0 | 0 | 0 | 0 | 0 | 0 | 0 | 0 | 0 | 0 | 0 | 0 | 0 | 0 | 0 | 0 | 0 | 0 | 0 | 0 | 0 | 0 | 0 | 0 | 0 | 45885.0678 | 98912.724 | 137719.5444 | 163161.2728 | 197017.579 | 229770.1833 | 256259.3074 | 285638.5106 | 306669.9342 | 326085.3457 | 328252.0939 | 341518.6223 | 344773.9498 | 352649.2099 | 352023.7229 | 359646.8187 | 354985.3555 | 360771.9456 | 357906.3134 | 366675.5454 | 511.5624 | 1102.756 | 1535.4046 | 1819.0488 | 2196.5053 | 2561.6568 | 2856.9781 | 3184.5204 | 3418.995 | 3635.4531 | 3659.6097 | 3807.5153 | 3843.8082 | 3931.6078 | 3924.6344 | 4009.6226 | 3957.6529 | 4022.1664 | 3990.2181 | 4087.9843 | 62057.7003 | 511.5624 | 1614.3184 | 3149.7231 | 4968.7719 | 7165.2772 | 9726.9339 | 12583.9121 | 15768.4324 | 19187.4275 | 22822.8806 | 26482.4904 | 30290.0057 | 34133.8139 | 38065.4217 | 41990.0561 | 45999.6786 | 49957.3316 | 53979.4979 | 57969.716 | 62057.7003 | 0 | 0 | 0 | 0 | 0 | 0 | 0 | 0 | 0 | 0 | 0 | 0 | 0 | 0 | 0 | 0 | 0 | 0 | 0 | 0 | 0 | 0 | 0 | 0 | 0 | 0 | 0 | 0 | 0 | 0 | 0 | 0 | 0 | 0 | 0 | 0 | 0 | 0 | 0 | 0 | 0 | 0 | 0 | 0 | 0 | 0 | 0 | 0 | 0 | 4855.8812 | 10467.6414 | 14574.4526 | 17266.8755 | 20849.7884 | 24315.8998 | 27119.1655 | 30228.2798 | 32453.9733 | 34508.6489 | 34737.9495 | 36141.907 | 36486.4087 | 37319.8242 | 37253.6308 | 38060.3605 | 37567.0516 | 38179.4293 | 37876.1679 | 38804.1898 | 0.01557% | 0 | 0 | 0 | 0 | 0 | 0 | 0 | 0 | 0 | 0 | 0 | 0 | 0 | 0 | 0 | 0 | 0 | 0 | 0 | 0 | 0 | 0 | 0 | 0
| ComBoilers_Cadmus | M_Input | EUIs based on PSE 2014 Commercial EUIs. Cost based on the DEER 2008 Cost Database for the measure gas boilers. EUL from Wisconsin February 2016 Technical Reference Manual for the measures "Boiler, 85-90% AFUE, NG" and "Boiler, ≥ 90% AFUE, NG", "Boiler, Hot Water, Condensing, ≥90% AFUE, ≥300 mbh" and "Boiler, Hot Water, Near Condensing, ≥85% AFUE, ≥300 mbh" | 2020 | NR and New | 2022 | 2023 | PSE | Commercial | Small Off | Gas | Per Building SqFt - Boiler >= 300 kBtuh |  |  | Small Off Boiler >= 300 and <= 2,500 kBtuh - Federal Standard 2023 Boiler - Thermal Efficiency Et = 79% |  | 0 | 20 | 0.10353 | 0 |  | 0 | 0 | 0 | 0 | 0 | 0 | 0 | 0.011149 |  | 0 | 0 | 0 | Heating | Boiler | Boiler Tune-up | Boiler 300 to 2500 kBtuh AFUE 79% | CommVENT | 0.0141% | 27.79% | 27.79% | 5367.7993 | 1.1188 | 0% | 5% | 85% | 6.8% | 0.2% | 0.15991 | 0.0022018 | 0.016211 | 0 | 0.10353 | 0 | 0 | 0.0022935 | 0.10583 |  | 0 | 0.88212 | 0 | 01. ($9,999.000) to $0.028 | 1 | 0.88212 | 09. $0.85 to $0.95 | 1 | 0 | 0 | 0 | 0 | 0 | 0 | 0 | 0 | 0 | 0 | 0 | 0 | 0 | 0 | 0 | 0 | 0 | 0 | 0 | 0 | 0 | 0 | 0 | 0 | 0 | 0 | 0 | 0 | 0 | 0 | 0 | 0 | 0 | 0 | 0 | 0 | 0 | 0 | 0 | 0 | 0 | 0 | 0 | 0 | 0 | 0 | 0 | 0 | 0 | 0 | 0 | 0 | 0 | 0 | 0 | 0 | 0 | 0 | 0 | 0 | 0 | 0 | 0 | 0 | 0 | 0 | 0 | 0 | 0 | 0 | 0 | 0 | 0 | 0 | 0 | 0 | 0 | 0 | 0 | 0 | 0 | 0 | 0 | 0 | 0 | 0 | 0 | 0 | 0 | 0 | 0 | 0 | 0 | 0 | 0 | 0 | 0 | 0 | 0 | 0 | 0 | 0 | 0 | 0 | 0 | 0 | 0 | 0 | 0 | 0 | 0 | 0 | 0 | 0 | 0 | 0 | 0 | 0 | 0 | 0 | 0 | 0 | 0 | 0 | 0 | 0 | 0 | 0 | 0 | 0 | 0 | 0 | 0 | 0 | 0 | 0 | 0 | 0 | 0 | 0 | 0 | 0 | 0 | 0 | 0 | 0 | 0 | 0 | 0 | 0 | 0 | 0 | 0 | 0 | 0 | 0 | 0 | 0 | 0 | 0 | 0 | 0 | 0 | 0 | 0 | 0 | 0 | 0 | 0 | 0 | 0 | 0 | 0 | 0 | 0 | 0 | 0 | 0 | 0 | 0 | 0 | 0 | 0 | 0 | 0 | 0 | 0 | 0 | 0 | 0 | 0 | 0 | 0 | 0 | 0 | 0 | 0 | 0 | 0 | 0 | 0 | 0 | 0 | 0.01557% | 0 | 0 | 0 | 0 | 0 | 0 | 0 | 0 | 0 | 0 | 0 | 0 | 0 | 0 | 0 | 0 | 0 | 0 | 0 | 0 | 0 | 0 | 0 | 0
| ComBoilers_Cadmus | M_Input | EUIs based on PSE 2014 Commercial EUIs. Cost based on the DEER 2008 Cost Database for the measure gas boilers. EUL from Wisconsin February 2016 Technical Reference Manual for the measures "Boiler, 85-90% AFUE, NG" and "Boiler, ≥ 90% AFUE, NG", "Boiler, Hot Water, Condensing, ≥90% AFUE, ≥300 mbh" and "Boiler, Hot Water, Near Condensing, ≥85% AFUE, ≥300 mbh" | 2020 | NR and New | 2022 | 2023 | PSE | Commercial | XLarge Ret | Gas | Per Building SqFt - Boiler >= 300 kBtuh |  |  | XLarge Ret Boiler >= 300 and <= 2,500 kBtuh - Federal Standard 2023 Boiler - Thermal Efficiency Et = 79% |  | 0 | 20 | 0.086037 | 0 |  | 0 | 0 | 0 | 0 | 0 | 0 | 0 | 0.003592 |  | 0 | 0 | 0 | Heating | Boiler | Boiler Tune-up | Boiler 300 to 2500 kBtuh AFUE 79% | CommVENT | 0.0141% | 8.591% | 8.591% | 290598.2323 | 1.0366 | 50% | 5% | 85% | 6.8% | 0.2% | 0.051522 | 0.00070941 | 0.0052232 | 0 | 0.086037 | 0 | 0 | 0.011275 | 0.097312 |  | 0 | 2.5176 | 0 | 01. ($9,999.000) to $0.028 | 1 | 2.5176 | 12. $1.50 to $999.00 | 0 | 0 | 0 | 0 | 0 | 0 | 0 | 0 | 0 | 0 | 0 | 0 | 0 | 0 | 0 | 0 | 0 | 0 | 0 | 0 | 0 | 0 | 0 | 0 | 0 | 0 | 0 | 0 | 0 | 0 | 0 | 0 | 0 | 0 | 0 | 0 | 0 | 0 | 0 | 0 | 0 | 0 | 0 | 0 | 0 | 0 | 0 | 0 | 0 | 0 | 0 | 0 | 0 | 0 | 0 | 0 | 0 | 0 | 0 | 0 | 0 | 0 | 0 | 0 | 0 | 0 | 0 | 0 | 0 | 0 | 0 | 0 | 0 | 0 | 8290.7169 | 17822.4781 | 24818.9653 | 29431.6912 | 35511.0304 | 41361.9961 | 46066.5576 | 51252.4288 | 54940.3487 | 58325.9402 | 58649.9874 | 60927.0895 | 61427.786 | 62740.393 | 62546.893 | 63809.243 | 62897.2477 | 63832.8754 | 63239.649 | 64703.853 | 29.7807 | 64.0192 | 89.1509 | 105.7201 | 127.5574 | 148.5743 | 165.4733 | 184.1012 | 197.3484 | 209.5096 | 210.6736 | 218.8531 | 220.6516 | 225.3666 | 224.6715 | 229.2059 | 225.93 | 229.2908 | 227.1599 | 232.4194 | 3565.4576 | 29.7807 | 93.7999 | 182.9508 | 288.6709 | 416.2282 | 564.8026 | 730.2759 | 914.3771 | 1111.7255 | 1321.2352 | 1531.9088 | 1750.7619 | 1971.4135 | 2196.7801 | 2421.4516 | 2650.6575 | 2876.5875 | 3105.8783 | 3333.0382 | 3565.4576 | 0 | 0 | 0 | 0 | 0 | 0 | 0 | 0 | 0 | 0 | 0 | 0 | 0 | 0 | 0 | 0 | 0 | 0 | 0 | 0 | 0 | 0 | 0 | 0 | 0 | 0 | 0 | 0 | 0 | 0 | 0 | 0 | 0 | 0 | 0 | 0 | 0 | 0 | 0 | 0 | 0 | 0 | 0 | 0 | 0 | 0 | 0 | 0 | 0 | 806.788 | 1734.3448 | 2415.1885 | 2864.0631 | 3455.657 | 4025.0275 | 4482.8388 | 4987.4874 | 5346.367 | 5675.8265 | 5707.3602 | 5928.9501 | 5977.6739 | 6105.4066 | 6086.5767 | 6209.4188 | 6120.6705 | 6211.7185 | 6153.9903 | 6296.4753 | 0.01557% | 0 | 0 | 0 | 0 | 0 | 0 | 0 | 0 | 0 | 0 | 0 | 0 | 0 | 0 | 0 | 0 | 0 | 0 | 0 | 0 | 0 | 0 | 0 | 0
| ComBoilers_Cadmus | M_Input | EUIs based on PSE 2014 Commercial EUIs. Cost based on the DEER 2008 Cost Database for the measure gas boilers. EUL from Wisconsin February 2016 Technical Reference Manual for the measures "Boiler, 85-90% AFUE, NG" and "Boiler, ≥ 90% AFUE, NG", "Boiler, Hot Water, Condensing, ≥90% AFUE, ≥300 mbh" and "Boiler, Hot Water, Near Condensing, ≥85% AFUE, ≥300 mbh" | 2020 | NR and New | 2022 | 2023 | PSE | Commercial | Large Ret | Gas | Per Building SqFt - Boiler >= 300 kBtuh |  |  | Large Ret Boiler >= 300 and <= 2,500 kBtuh - Federal Standard 2023 Boiler - Thermal Efficiency Et = 79% |  | 0 | 20 | 0.086037 | 0 |  | 0 | 0 | 0 | 0 | 0 | 0 | 0 | 0.003592 |  | 0 | 0 | 0 | Heating | Boiler | Boiler Tune-up | Boiler 300 to 2500 kBtuh AFUE 79% | CommVENT | 0.0141% | 8.591% | 8.591% | 92309.7684 | 0.97759 | 50% | 5% | 85% | 6.8% | 0.2% | 0.051522 | 0.00070941 | 0.0052232 | 0 | 0.086037 | 0 | 0 | 0.011275 | 0.097312 |  | 0 | 2.5176 | 0 | 01. ($9,999.000) to $0.028 | 1 | 2.5176 | 12. $1.50 to $999.00 | 0 | 0 | 0 | 0 | 0 | 0 | 0 | 0 | 0 | 0 | 0 | 0 | 0 | 0 | 0 | 0 | 0 | 0 | 0 | 0 | 0 | 0 | 0 | 0 | 0 | 0 | 0 | 0 | 0 | 0 | 0 | 0 | 0 | 0 | 0 | 0 | 0 | 0 | 0 | 0 | 0 | 0 | 0 | 0 | 0 | 0 | 0 | 0 | 0 | 0 | 0 | 0 | 0 | 0 | 0 | 0 | 0 | 0 | 0 | 0 | 0 | 0 | 0 | 0 | 0 | 0 | 0 | 0 | 0 | 0 | 0 | 0 | 0 | 0 | 9533.7341 | 20494.5807 | 28540.0429 | 33844.3492 | 40835.1565 | 47563.3504 | 52973.2612 | 58936.6437 | 63177.4891 | 67070.6782 | 67443.3095 | 70061.8147 | 70637.58 | 72146.9846 | 71924.4734 | 73376.086 | 72327.3563 | 73403.2616 | 72721.0934 | 74404.8238 | 34.2456 | 73.6175 | 102.5172 | 121.5706 | 146.6819 | 170.8499 | 190.2825 | 211.7033 | 226.9366 | 240.9212 | 242.2597 | 251.6655 | 253.7336 | 259.1555 | 258.3562 | 263.5705 | 259.8034 | 263.6681 | 261.2177 | 267.2658 | 4100.0224 | 34.2456 | 107.8632 | 210.3804 | 331.951 | 478.6328 | 649.4827 | 839.7653 | 1051.4686 | 1278.4052 | 1519.3264 | 1761.586 | 2013.2515 | 2266.9852 | 2526.1407 | 2784.4969 | 3048.0674 | 3307.8708 | 3571.5389 | 3832.7566 | 4100.0224 | 0 | 0 | 0 | 0 | 0 | 0 | 0 | 0 | 0 | 0 | 0 | 0 | 0 | 0 | 0 | 0 | 0 | 0 | 0 | 0 | 0 | 0 | 0 | 0 | 0 | 0 | 0 | 0 | 0 | 0 | 0 | 0 | 0 | 0 | 0 | 0 | 0 | 0 | 0 | 0 | 0 | 0 | 0 | 0 | 0 | 0 | 0 | 0 | 0 | 927.7488 | 1994.3731 | 2777.2948 | 3293.4686 | 3973.7595 | 4628.495 | 5154.9454 | 5735.2554 | 6147.9414 | 6526.7963 | 6563.0579 | 6817.8704 | 6873.8994 | 7020.7829 | 6999.1299 | 7140.3895 | 7038.3353 | 7143.034 | 7076.6507 | 7240.4982 | 0.01557% | 0 | 0 | 0 | 0 | 0 | 0 | 0 | 0 | 0 | 0 | 0 | 0 | 0 | 0 | 0 | 0 | 0 | 0 | 0 | 0 | 0 | 0 | 0 | 0
| ComBoilers_Cadmus | M_Input | EUIs based on PSE 2014 Commercial EUIs. Cost based on the DEER 2008 Cost Database for the measure gas boilers. EUL from Wisconsin February 2016 Technical Reference Manual for the measures "Boiler, 85-90% AFUE, NG" and "Boiler, ≥ 90% AFUE, NG", "Boiler, Hot Water, Condensing, ≥90% AFUE, ≥300 mbh" and "Boiler, Hot Water, Near Condensing, ≥85% AFUE, ≥300 mbh" | 2020 | NR and New | 2022 | 2023 | PSE | Commercial | Medium Ret | Gas | Per Building SqFt - Boiler >= 300 kBtuh |  |  | Medium Ret Boiler >= 300 and <= 2,500 kBtuh - Federal Standard 2023 Boiler - Thermal Efficiency Et = 79% |  | 0 | 20 | 0.086037 | 0 |  | 0 | 0 | 0 | 0 | 0 | 0 | 0 | 0.003592 |  | 0 | 0 | 0 | Heating | Boiler | Boiler Tune-up | Boiler 300 to 2500 kBtuh AFUE 79% | CommVENT | 0.0141% | 8.591% | 8.591% | 13686.0977 | 1.0265 | 19.73% | 5% | 85% | 6.8% | 0.2% | 0.051522 | 0.00070941 | 0.0052232 | 0 | 0.086037 | 0 | 0 | 0.011275 | 0.097312 |  | 0 | 2.5176 | 0 | 01. ($9,999.000) to $0.028 | 1 | 2.5176 | 12. $1.50 to $999.00 | 0 | 0 | 0 | 0 | 0 | 0 | 0 | 0 | 0 | 0 | 0 | 0 | 0 | 0 | 0 | 0 | 0 | 0 | 0 | 0 | 0 | 0 | 0 | 0 | 0 | 0 | 0 | 0 | 0 | 0 | 0 | 0 | 0 | 0 | 0 | 0 | 0 | 0 | 0 | 0 | 0 | 0 | 0 | 0 | 0 | 0 | 0 | 0 | 0 | 0 | 0 | 0 | 0 | 0 | 0 | 0 | 0 | 0 | 0 | 0 | 0 | 0 | 0 | 0 | 0 | 0 | 0 | 0 | 0 | 0 | 0 | 0 | 0 | 0 | 5853.972 | 12584.2298 | 17524.3624 | 20781.3507 | 25073.8964 | 29205.1904 | 32527.0228 | 36188.7018 | 38792.6961 | 41183.2201 | 41412.0259 | 43019.8593 | 43373.3948 | 44300.2103 | 44163.5824 | 45054.912 | 44410.9634 | 45071.5985 | 44652.7287 | 45686.5849 | 21.0278 | 45.2032 | 62.9484 | 74.6476 | 90.0667 | 104.9065 | 116.8387 | 129.9916 | 139.3453 | 147.9321 | 148.754 | 154.5294 | 155.7994 | 159.1285 | 158.6377 | 161.8394 | 159.5264 | 161.8994 | 160.3948 | 164.1084 | 2517.5252 | 21.0278 | 66.2309 | 129.1793 | 203.8269 | 293.8936 | 398.8001 | 515.6387 | 645.6303 | 784.9756 | 932.9077 | 1081.6617 | 1236.1912 | 1391.9905 | 1551.1191 | 1709.7568 | 1871.5963 | 2031.1226 | 2193.022 | 2353.4168 | 2517.5252 | 0 | 0 | 0 | 0 | 0 | 0 | 0 | 0 | 0 | 0 | 0 | 0 | 0 | 0 | 0 | 0 | 0 | 0 | 0 | 0 | 0 | 0 | 0 | 0 | 0 | 0 | 0 | 0 | 0 | 0 | 0 | 0 | 0 | 0 | 0 | 0 | 0 | 0 | 0 | 0 | 0 | 0 | 0 | 0 | 0 | 0 | 0 | 0 | 0 | 569.663 | 1224.5993 | 1705.3345 | 2022.2793 | 2439.9964 | 2842.0218 | 3165.2766 | 3521.6027 | 3775.0032 | 4007.6304 | 4029.896 | 4186.3578 | 4220.7611 | 4310.9516 | 4297.656 | 4384.3933 | 4321.7292 | 4386.0171 | 4345.256 | 4445.8628 | 0.01557% | 0 | 0 | 0 | 0 | 0 | 0 | 0 | 0 | 0 | 0 | 0 | 0 | 0 | 0 | 0 | 0 | 0 | 0 | 0 | 0 | 0 | 0 | 0 | 0
| ComBoilers_Cadmus | M_Input | EUIs based on PSE 2014 Commercial EUIs. Cost based on the DEER 2008 Cost Database for the measure gas boilers. EUL from Wisconsin February 2016 Technical Reference Manual for the measures "Boiler, 85-90% AFUE, NG" and "Boiler, ≥ 90% AFUE, NG", "Boiler, Hot Water, Condensing, ≥90% AFUE, ≥300 mbh" and "Boiler, Hot Water, Near Condensing, ≥85% AFUE, ≥300 mbh" | 2020 | NR and New | 2022 | 2023 | PSE | Commercial | Small Ret | Gas | Per Building SqFt - Boiler >= 300 kBtuh |  |  | Small Ret Boiler >= 300 and <= 2,500 kBtuh - Federal Standard 2023 Boiler - Thermal Efficiency Et = 79% |  | 0 | 20 | 0.086037 | 0 |  | 0 | 0 | 0 | 0 | 0 | 0 | 0 | 0.003592 |  | 0 | 0 | 0 | Heating | Boiler | Boiler Tune-up | Boiler 300 to 2500 kBtuh AFUE 79% | CommVENT | 0.0141% | 8.591% | 8.591% | 2334.2902 | 1.0756 | 9.832% | 5% | 85% | 6.8% | 0.2% | 0.051522 | 0.00070941 | 0.0052232 | 0 | 0.086037 | 0 | 0 | 0.011275 | 0.097312 |  | 0 | 2.5176 | 0 | 01. ($9,999.000) to $0.028 | 1 | 2.5176 | 12. $1.50 to $999.00 | 0 | 0 | 0 | 0 | 0 | 0 | 0 | 0 | 0 | 0 | 0 | 0 | 0 | 0 | 0 | 0 | 0 | 0 | 0 | 0 | 0 | 0 | 0 | 0 | 0 | 0 | 0 | 0 | 0 | 0 | 0 | 0 | 0 | 0 | 0 | 0 | 0 | 0 | 0 | 0 | 0 | 0 | 0 | 0 | 0 | 0 | 0 | 0 | 0 | 0 | 0 | 0 | 0 | 0 | 0 | 0 | 0 | 0 | 0 | 0 | 0 | 0 | 0 | 0 | 0 | 0 | 0 | 0 | 0 | 0 | 0 | 0 | 0 | 0 | 624.7764 | 1343.076 | 1870.3212 | 2217.9295 | 2676.0596 | 3116.9799 | 3471.5088 | 3862.3085 | 4140.2248 | 4395.3581 | 4419.7778 | 4591.3769 | 4629.1087 | 4728.0248 | 4713.443 | 4808.5718 | 4739.8452 | 4810.3527 | 4765.648 | 4875.9883 | 2.2442 | 4.8244 | 6.7183 | 7.9669 | 9.6125 | 11.1963 | 12.4698 | 13.8736 | 14.8719 | 15.7883 | 15.8761 | 16.4925 | 16.628 | 16.9833 | 16.9309 | 17.2726 | 17.0258 | 17.279 | 17.1184 | 17.5148 | 268.6877 | 2.2442 | 7.0686 | 13.7869 | 21.7538 | 31.3664 | 42.5627 | 55.0325 | 68.9061 | 83.778 | 99.5664 | 115.4424 | 131.9349 | 148.5629 | 165.5462 | 182.4771 | 199.7497 | 216.7755 | 234.0545 | 251.1729 | 268.6877 | 0 | 0 | 0 | 0 | 0 | 0 | 0 | 0 | 0 | 0 | 0 | 0 | 0 | 0 | 0 | 0 | 0 | 0 | 0 | 0 | 0 | 0 | 0 | 0 | 0 | 0 | 0 | 0 | 0 | 0 | 0 | 0 | 0 | 0 | 0 | 0 | 0 | 0 | 0 | 0 | 0 | 0 | 0 | 0 | 0 | 0 | 0 | 0 | 0 | 60.7984 | 130.6977 | 182.0051 | 215.8316 | 260.4133 | 303.3202 | 337.8202 | 375.8498 | 402.8945 | 427.722 | 430.0984 | 446.7971 | 450.4688 | 460.0946 | 458.6756 | 467.9328 | 461.2448 | 468.1061 | 463.7558 | 474.4932 | 0.01557% | 0 | 0 | 0 | 0 | 0 | 0 | 0 | 0 | 0 | 0 | 0 | 0 | 0 | 0 | 0 | 0 | 0 | 0 | 0 | 0 | 0 | 0 | 0 | 0
| ComBoilers_Cadmus | M_Input | EUIs based on PSE 2014 Commercial EUIs. Cost based on the DEER 2008 Cost Database for the measure gas boilers. EUL from Wisconsin February 2016 Technical Reference Manual for the measures "Boiler, 85-90% AFUE, NG" and "Boiler, ≥ 90% AFUE, NG", "Boiler, Hot Water, Condensing, ≥90% AFUE, ≥300 mbh" and "Boiler, Hot Water, Near Condensing, ≥85% AFUE, ≥300 mbh" | 2020 | NR and New | 2022 | 2023 | PSE | Commercial | School K-12 | Gas | Per Building SqFt - Boiler >= 300 kBtuh |  |  | School K-12 Boiler >= 300 and <= 2,500 kBtuh - Federal Standard 2023 Boiler - Thermal Efficiency Et = 79% |  | 0 | 20 | 0.047325 | 0 |  | 0 | 0 | 0 | 0 | 0 | 0 | 0 | 0.0058757 |  | 0 | 0 | 0 | Heating | Boiler | Boiler Tune-up | Boiler 300 to 2500 kBtuh AFUE 79% | CommVENT | 0.0141% | 74.6% | 74.6% | 38253.3394 | 1.0466 | 48.99% | 5% | 85% | 6.8% | 0.2% | 0.084278 | 0.0011604 | 0.0085439 | 0 | 0.047325 | 0 | 0 | -0.00023922 | 0.047086 |  | 0 | 0.74471 | 0 | 01. ($9,999.000) to $0.028 | 1 | 0.74471 | 08. $0.70 to $0.85 | 1 | 0 | 0 | 0 | 0 | 0 | 0 | 0 | 0 | 0 | 0 | 0 | 0 | 0 | 0 | 0 | 0 | 0 | 0 | 0 | 0 | 0 | 0 | 0 | 0 | 0 | 0 | 0 | 0 | 0 | 0 | 0 | 0 | 0 | 0 | 0 | 0 | 0 | 0 | 0 | 0 | 0 | 0 | 0 | 0 | 0 | 0 | 0 | 0 | 0 | 0 | 0 | 0 | 0 | 0 | 0 | 0 | 0 | 0 | 0 | 0 | 0 | 0 | 0 | 0 | 0 | 0 | 0 | 0 | 0 | 0 | 0 | 0 | 0 | 159577.7785 | 344540.5891 | 479654.1406 | 567930.2567 | 686065.607 | 800682.7979 | 893681.4785 | 997190.6096 | 1071554.2207 | 1140416.4437 | 1148678.4376 | 1196134.6385 | 1208413.8627 | 1237019.5249 | 1235730.482 | 1263518.4736 | 1248082.7691 | 1269435.7086 | 1260314.4295 | 1292161.079 | 937.6354 | 2024.4263 | 2818.3166 | 3337.0029 | 4031.1339 | 4704.5932 | 5251.028 | 5859.2194 | 6296.1596 | 6700.7752 | 6749.3204 | 7028.1601 | 7100.3095 | 7268.3885 | 7260.8144 | 7424.0891 | 7333.3931 | 7458.8571 | 7405.263 | 7592.3852 | 114581.271 | 937.6354 | 2962.0617 | 5780.3783 | 9117.3812 | 13148.5151 | 17853.1083 | 23104.1363 | 28963.3557 | 35259.5153 | 41960.2905 | 48709.611 | 55737.7711 | 62838.0805 | 70106.469 | 77367.2835 | 84791.3725 | 92124.7656 | 99583.6228 | 106988.8858 | 114581.271 | 0 | 0 | 0 | 0 | 0 | 0 | 0 | 0 | 0 | 0 | 0 | 0 | 0 | 0 | 0 | 0 | 0 | 0 | 0 | 0 | 0 | 0 | 0 | 0 | 0 | 0 | 0 | 0 | 0 | 0 | 0 | 0 | 0 | 0 | 0 | 0 | 0 | 0 | 0 | 0 | 0 | 0 | 0 | 0 | 0 | 0 | 0 | 0 | 0 | 7513.8879 | 16223.0569 | 22585.0209 | 26741.5949 | 32304.1224 | 37700.9936 | 42079.9346 | 46953.7711 | 50455.2601 | 53697.7105 | 54086.7352 | 56321.2605 | 56899.4407 | 58246.3684 | 58185.6725 | 59494.0994 | 58767.2929 | 59772.7186 | 59343.2336 | 60842.7666 | 0.01557% | 0 | 0 | 0 | 0 | 0 | 0 | 0 | 0 | 0 | 0 | 0 | 0 | 0 | 0 | 0 | 0 | 0 | 0 | 0 | 0 | 0 | 0 | 0 | 0
| ComBoilers_Cadmus | M_Input | EUIs based on PSE 2014 Commercial EUIs. Cost based on the DEER 2008 Cost Database for the measure gas boilers. EUL from Wisconsin February 2016 Technical Reference Manual for the measures "Boiler, 85-90% AFUE, NG" and "Boiler, ≥ 90% AFUE, NG", "Boiler, Hot Water, Condensing, ≥90% AFUE, ≥300 mbh" and "Boiler, Hot Water, Near Condensing, ≥85% AFUE, ≥300 mbh" | 2020 | NR and New | 2022 | 2023 | PSE | Commercial | University | Gas | Per Building SqFt - Boiler >= 300 kBtuh |  |  | University Boiler >= 300 and <= 2,500 kBtuh - Federal Standard 2023 Boiler - Thermal Efficiency Et = 79% |  | 0 | 20 | 0.047325 | 0 |  | 0 | 0 | 0 | 0 | 0 | 0 | 0 | 0.011751 |  | 0 | 0 | 0 | Heating | Boiler | Boiler Tune-up | Boiler 300 to 2500 kBtuh AFUE 79% | CommVENT | 0.0141% | 74.6% | 74.6% | 131012.9885 | 1.0798 | 0% | 5% | 85% | 6.8% | 0.2% | 0.16856 | 0.0023209 | 0.017088 | 0 | 0.047325 | 0 | 0 | -0.0099435 | 0.037382 |  | 0 | 0.29562 | 0 | 01. ($9,999.000) to $0.028 | 1 | 0.29562 | 02. $0.22 to $0.30 | 1 | 0 | 0 | 0 | 0 | 0 | 0 | 0 | 0 | 0 | 0 | 0 | 0 | 0 | 0 | 0 | 0 | 0 | 0 | 0 | 0 | 0 | 0 | 0 | 0 | 0 | 0 | 0 | 0 | 0 | 0 | 0 | 0 | 0 | 0 | 0 | 0 | 0 | 0 | 0 | 0 | 0 | 0 | 0 | 0 | 0 | 0 | 0 | 0 | 0 | 0 | 0 | 0 | 0 | 0 | 0 | 0 | 0 | 0 | 0 | 0 | 0 | 0 | 0 | 0 | 0 | 0 | 0 | 0 | 0 | 0 | 0 | 0 | 0 | 0 | 0 | 0 | 0 | 0 | 0 | 0 | 0 | 0 | 0 | 0 | 0 | 0 | 0 | 0 | 0 | 0 | 0 | 0 | 0 | 0 | 0 | 0 | 0 | 0 | 0 | 0 | 0 | 0 | 0 | 0 | 0 | 0 | 0 | 0 | 0 | 0 | 0 | 0 | 0 | 0 | 0 | 0 | 0 | 0 | 0 | 0 | 0 | 0 | 0 | 0 | 0 | 0 | 0 | 0 | 0 | 0 | 0 | 0 | 0 | 0 | 0 | 0 | 0 | 0 | 0 | 0 | 0 | 0 | 0 | 0 | 0 | 0 | 0 | 0 | 0 | 0 | 0 | 0 | 0 | 0 | 0 | 0 | 0 | 0 | 0 | 0 | 0 | 0 | 0 | 0 | 0 | 0 | 0 | 0 | 0 | 0 | 0 | 0 | 0 | 0 | 0 | 0 | 0 | 0 | 0 | 0 | 0 | 0 | 0 | 0 | 0 | 0 | 0 | 0 | 0 | 0 | 0 | 0 | 0 | 0 | 0 | 0 | 0 | 0 | 0 | 0 | 0 | 0 | 0 | 0.01557% | 0 | 0 | 0 | 0 | 0 | 0 | 0 | 0 | 0 | 0 | 0 | 0 | 0 | 0 | 0 | 0 | 0 | 0 | 0 | 0 | 0 | 0 | 0 | 0
| ComBoilers_Cadmus | M_Input | EUIs based on PSE 2014 Commercial EUIs. Cost based on the DEER 2008 Cost Database for the measure gas boilers. EUL from Wisconsin February 2016 Technical Reference Manual for the measures "Boiler, 85-90% AFUE, NG" and "Boiler, ≥ 90% AFUE, NG", "Boiler, Hot Water, Condensing, ≥90% AFUE, ≥300 mbh" and "Boiler, Hot Water, Near Condensing, ≥85% AFUE, ≥300 mbh" | 2020 | NR and New | 2022 | 2023 | PSE | Commercial | Warehouse | Gas | Per Building SqFt - Boiler >= 300 kBtuh |  |  | Warehouse Boiler >= 300 and <= 2,500 kBtuh - Federal Standard 2023 Boiler - Thermal Efficiency Et = 79% |  | 0 | 20 | 0.014679 | 0 |  | 0 | 0 | 0 | 0 | 0 | 0 | 0 | 0.0043478 |  | 0 | 0 | 0 | Heating | Boiler | Boiler Tune-up | Boiler 300 to 2500 kBtuh AFUE 79% | CommVENT | 0.0141% | 1.122% | 1.122% | 32743.3403 | 0.95423 | 8.341% | 5% | 85% | 6.8% | 0.2% | 0.062362 | 0.00085867 | 0.0063221 | 0 | 0.014679 | 0 | 0 | -0.0042449 | 0.010434 |  | 0 | 0.22303 | 0 | 01. ($9,999.000) to $0.028 | 1 | 0.22303 | 02. $0.22 to $0.30 | 1 | 0 | 0 | 0 | 0 | 0 | 0 | 0 | 0 | 0 | 0 | 0 | 0 | 0 | 0 | 0 | 0 | 0 | 0 | 0 | 0 | 0 | 0 | 0 | 0 | 0 | 0 | 0 | 0 | 0 | 0 | 0 | 0 | 0 | 0 | 0 | 0 | 0 | 0 | 0 | 0 | 0 | 0 | 0 | 0 | 0 | 0 | 0 | 0 | 0 | 0 | 0 | 0 | 0 | 0 | 0 | 0 | 0 | 0 | 0 | 0 | 0 | 0 | 0 | 0 | 0 | 0 | 0 | 0 | 0 | 0 | 0 | 0 | 0 | 866.0992 | 1861.4617 | 2592.2315 | 3074.213 | 3708.991 | 4319.6882 | 4810.5126 | 5351.3053 | 5735.6932 | 6088.4204 | 6121.7425 | 6358.6925 | 6410.3185 | 6546.5885 | 6525.7513 | 6656.7385 | 6560.9299 | 6657.829 | 6595.2796 | 6747.3203 | 3.7656 | 8.0932 | 11.2705 | 13.366 | 16.1259 | 18.7811 | 20.9151 | 23.2664 | 24.9376 | 26.4712 | 26.6161 | 27.6463 | 27.8707 | 28.4632 | 28.3726 | 28.9421 | 28.5255 | 28.9468 | 28.6749 | 29.3359 | 450.3868 | 3.7656 | 11.8589 | 23.1293 | 36.4954 | 52.6213 | 71.4024 | 92.3175 | 115.5839 | 140.5214 | 166.9926 | 193.6087 | 221.2549 | 249.1257 | 277.5889 | 305.9615 | 334.9036 | 363.4291 | 392.376 | 421.0509 | 450.3868 | 0 | 0 | 0 | 0 | 0 | 0 | 0 | 0 | 0 | 0 | 0 | 0 | 0 | 0 | 0 | 0 | 0 | 0 | 0 | 0 | 0 | 0 | 0 | 0 | 0 | 0 | 0 | 0 | 0 | 0 | 0 | 0 | 0 | 0 | 0 | 0 | 0 | 0 | 0 | 0 | 0 | 0 | 0 | 0 | 0 | 0 | 0 | 0 | 0 | 9.0373 | 19.4234 | 27.0486 | 32.0778 | 38.7014 | 45.0737 | 50.1952 | 55.8381 | 59.849 | 63.5295 | 63.8772 | 66.3497 | 66.8884 | 68.3103 | 68.0928 | 69.4596 | 68.4599 | 69.471 | 68.8183 | 70.4048 | 0.01557% | 0 | 0 | 0 | 0 | 0 | 0 | 0 | 0 | 0 | 0 | 0 | 0 | 0 | 0 | 0 | 0 | 0 | 0 | 0 | 0 | 0 | 0 | 0 | 0
| ComBoilers_Cadmus | M_Input | EUIs based on PSE 2014 Commercial EUIs. Cost based on the DEER 2008 Cost Database for the measure gas boilers. EUL from Wisconsin February 2016 Technical Reference Manual for the measures "Boiler, 85-90% AFUE, NG" and "Boiler, ≥ 90% AFUE, NG", "Boiler, Hot Water, Condensing, ≥90% AFUE, ≥300 mbh" and "Boiler, Hot Water, Near Condensing, ≥85% AFUE, ≥300 mbh" | 2020 | NR and New | 2022 | 2023 | PSE | Commercial | Supermarket | Gas | Per Building SqFt - Boiler >= 300 kBtuh |  |  | Supermarket Boiler >= 300 and <= 2,500 kBtuh - Federal Standard 2023 Boiler - Thermal Efficiency Et = 79% |  | 0 | 20 | 0.044036 | 0 |  | 0 | 0 | 0 | 0 | 0 | 0 | 0 | 0.011939 |  | 0 | 0 | 0 | Heating | Boiler | Boiler Tune-up | Boiler 300 to 2500 kBtuh AFUE 79% | CommVENT | 0.0141% | 0.7407% | 0.7407% | 46001.1926 | 0.92495 | 50% | 5% | 85% | 6.8% | 0.2% | 0.17125 | 0.0023579 | 0.01736 | 0 | 0.044036 | 0 | 0 | -0.010911 | 0.033124 |  | 0 | 0.25783 | 0 | 01. ($9,999.000) to $0.028 | 1 | 0.25783 | 02. $0.22 to $0.30 | 1 | 0 | 0 | 0 | 0 | 0 | 0 | 0 | 0 | 0 | 0 | 0 | 0 | 0 | 0 | 0 | 0 | 0 | 0 | 0 | 0 | 0 | 0 | 0 | 0 | 0 | 0 | 0 | 0 | 0 | 0 | 0 | 0 | 0 | 0 | 0 | 0 | 0 | 0 | 0 | 0 | 0 | 0 | 0 | 0 | 0 | 0 | 0 | 0 | 0 | 0 | 0 | 0 | 0 | 0 | 0 | 0 | 0 | 0 | 0 | 0 | 0 | 0 | 0 | 0 | 0 | 0 | 0 | 0 | 0 | 0 | 0 | 0 | 0 | 689.594 | 1482.1085 | 2063.9523 | 2447.7092 | 2953.1238 | 3439.365 | 3830.1627 | 4260.7455 | 4566.7978 | 4847.6416 | 4874.1728 | 5062.8341 | 5103.939 | 5212.4381 | 5195.8474 | 5300.1403 | 5223.8568 | 5301.0085 | 5251.2063 | 5372.2621 | 8.2331 | 17.695 | 24.6416 | 29.2233 | 35.2575 | 41.0628 | 45.7285 | 50.8693 | 54.5232 | 57.8763 | 58.193 | 60.4454 | 60.9362 | 62.2316 | 62.0335 | 63.2787 | 62.3679 | 63.289 | 62.6944 | 64.1397 | 984.72 | 8.2331 | 25.9281 | 50.5697 | 79.793 | 115.0505 | 156.1133 | 201.8418 | 252.7111 | 307.2343 | 365.1106 | 423.3036 | 483.749 | 544.6852 | 606.9168 | 668.9503 | 732.229 | 794.5969 | 857.8859 | 920.5803 | 984.72 | 0 | 0 | 0 | 0 | 0 | 0 | 0 | 0 | 0 | 0 | 0 | 0 | 0 | 0 | 0 | 0 | 0 | 0 | 0 | 0 | 0 | 0 | 0 | 0 | 0 | 0 | 0 | 0 | 0 | 0 | 0 | 0 | 0 | 0 | 0 | 0 | 0 | 0 | 0 | 0 | 0 | 0 | 0 | 0 | 0 | 0 | 0 | 0 | 0 | 22.8424 | 49.0939 | 68.3671 | 81.0788 | 97.8203 | 113.9268 | 126.8717 | 141.1345 | 151.2723 | 160.575 | 161.4539 | 167.7032 | 169.0647 | 172.6587 | 172.1091 | 175.5638 | 173.0369 | 175.5925 | 173.9429 | 177.9528 | 0.01557% | 0 | 0 | 0 | 0 | 0 | 0 | 0 | 0 | 0 | 0 | 0 | 0 | 0 | 0 | 0 | 0 | 0 | 0 | 0 | 0 | 0 | 0 | 0 | 0
| ComBoilers_Cadmus | M_Input | EUIs based on PSE 2014 Commercial EUIs. Cost based on the DEER 2008 Cost Database for the measure gas boilers. EUL from Wisconsin February 2016 Technical Reference Manual for the measures "Boiler, 85-90% AFUE, NG" and "Boiler, ≥ 90% AFUE, NG", "Boiler, Hot Water, Condensing, ≥90% AFUE, ≥300 mbh" and "Boiler, Hot Water, Near Condensing, ≥85% AFUE, ≥300 mbh" | 2020 | NR and New | 2022 | 2023 | PSE | Commercial | MiniMart | Gas | Per Building SqFt - Boiler >= 300 kBtuh |  |  | MiniMart Boiler >= 300 and <= 2,500 kBtuh - Federal Standard 2023 Boiler - Thermal Efficiency Et = 79% |  | 0 | 20 | 0.044036 | 0 |  | 0 | 0 | 0 | 0 | 0 | 0 | 0 | 0.011939 |  | 0 | 0 | 0 | Heating | Boiler | Boiler Tune-up | Boiler 300 to 2500 kBtuh AFUE 79% | CommVENT | 0.0141% | 0.7407% | 0.7407% | 2270.6714 | 1.0732 | 50% | 5% | 85% | 6.8% | 0.2% | 0.17125 | 0.0023579 | 0.01736 | 0 | 0.044036 | 0 | 0 | -0.010911 | 0.033124 |  | 0 | 0.25783 | 0 | 01. ($9,999.000) to $0.028 | 1 | 0.25783 | 02. $0.22 to $0.30 | 1 | 0 | 0 | 0 | 0 | 0 | 0 | 0 | 0 | 0 | 0 | 0 | 0 | 0 | 0 | 0 | 0 | 0 | 0 | 0 | 0 | 0 | 0 | 0 | 0 | 0 | 0 | 0 | 0 | 0 | 0 | 0 | 0 | 0 | 0 | 0 | 0 | 0 | 0 | 0 | 0 | 0 | 0 | 0 | 0 | 0 | 0 | 0 | 0 | 0 | 0 | 0 | 0 | 0 | 0 | 0 | 0 | 0 | 0 | 0 | 0 | 0 | 0 | 0 | 0 | 0 | 0 | 0 | 0 | 0 | 0 | 0 | 0 | 0 | 27.7716 | 59.9292 | 83.4346 | 98.8097 | 119.3466 | 139.2525 | 155.3866 | 173.3229 | 186.1935 | 198.0998 | 199.4956 | 207.6777 | 209.759 | 214.6663 | 214.3904 | 219.1519 | 216.4203 | 220.0646 | 218.4278 | 223.8912 | 0.33157 | 0.7155 | 0.99613 | 1.1797 | 1.4249 | 1.6625 | 1.8552 | 2.0693 | 2.223 | 2.3651 | 2.3818 | 2.4795 | 2.5043 | 2.5629 | 2.5596 | 2.6165 | 2.5839 | 2.6274 | 2.6078 | 2.673 | 40.4196 | 0.33157 | 1.0471 | 2.0432 | 3.2229 | 4.6478 | 6.3103 | 8.1655 | 10.2348 | 12.4578 | 14.8229 | 17.2047 | 19.6842 | 22.1885 | 24.7514 | 27.311 | 29.9275 | 32.5113 | 35.1387 | 37.7465 | 40.4196 | 0 | 0 | 0 | 0 | 0 | 0 | 0 | 0 | 0 | 0 | 0 | 0 | 0 | 0 | 0 | 0 | 0 | 0 | 0 | 0 | 0 | 0 | 0 | 0 | 0 | 0 | 0 | 0 | 0 | 0 | 0 | 0 | 0 | 0 | 0 | 0 | 0 | 0 | 0 | 0 | 0 | 0 | 0 | 0 | 0 | 0 | 0 | 0 | 0 | 0.91992 | 1.9851 | 2.7637 | 3.273 | 3.9533 | 4.6127 | 5.1471 | 5.7412 | 6.1675 | 6.5619 | 6.6082 | 6.8792 | 6.9481 | 7.1107 | 7.1015 | 7.2593 | 7.1688 | 7.2895 | 7.2353 | 7.4163 | 0.01557% | 0 | 0 | 0 | 0 | 0 | 0 | 0 | 0 | 0 | 0 | 0 | 0 | 0 | 0 | 0 | 0 | 0 | 0 | 0 | 0 | 0 | 0 | 0 | 0
| ComBoilers_Cadmus | M_Input | EUIs based on PSE 2014 Commercial EUIs. Cost based on the DEER 2008 Cost Database for the measure gas boilers. EUL from Wisconsin February 2016 Technical Reference Manual for the measures "Boiler, 85-90% AFUE, NG" and "Boiler, ≥ 90% AFUE, NG", "Boiler, Hot Water, Condensing, ≥90% AFUE, ≥300 mbh" and "Boiler, Hot Water, Near Condensing, ≥85% AFUE, ≥300 mbh" | 2020 | NR and New | 2022 | 2023 | PSE | Commercial | Restaurant | Gas | Per Building SqFt - Boiler >= 300 kBtuh |  |  | Restaurant Boiler >= 300 and <= 2,500 kBtuh - Federal Standard 2023 Boiler - Thermal Efficiency Et = 79% |  | 0 | 20 | 0.044036 | 0 |  | 0 | 0 | 0 | 0 | 0 | 0 | 0 | 0.0021986 |  | 0 | 0 | 0 | Heating | Boiler | Boiler Tune-up | Boiler 300 to 2500 kBtuh AFUE 79% | CommVENT | 0.0141% | 0% | 0% | 12127.7951 | 1.2469 | 0% | 5% | 85% | 6.8% | 0.2% | 0.031535 | 0.00043421 | 0.0031969 | 0 | 0.044036 | 0 | 0 | 0.005176 | 0.049212 |  | 0 | 2.0801 | 0 | 01. ($9,999.000) to $0.028 | 1 | 2.0801 | 12. $1.50 to $999.00 | 0 | 0 | 0 | 0 | 0 | 0 | 0 | 0 | 0 | 0 | 0 | 0 | 0 | 0 | 0 | 0 | 0 | 0 | 0 | 0 | 0 | 0 | 0 | 0 | 0 | 0 | 0 | 0 | 0 | 0 | 0 | 0 | 0 | 0 | 0 | 0 | 0 | 0 | 0 | 0 | 0 | 0 | 0 | 0 | 0 | 0 | 0 | 0 | 0 | 0 | 0 | 0 | 0 | 0 | 0 | 0 | 0 | 0 | 0 | 0 | 0 | 0 | 0 | 0 | 0 | 0 | 0 | 0 | 0 | 0 | 0 | 0 | 0 | 0 | 0 | 0 | 0 | 0 | 0 | 0 | 0 | 0 | 0 | 0 | 0 | 0 | 0 | 0 | 0 | 0 | 0 | 0 | 0 | 0 | 0 | 0 | 0 | 0 | 0 | 0 | 0 | 0 | 0 | 0 | 0 | 0 | 0 | 0 | 0 | 0 | 0 | 0 | 0 | 0 | 0 | 0 | 0 | 0 | 0 | 0 | 0 | 0 | 0 | 0 | 0 | 0 | 0 | 0 | 0 | 0 | 0 | 0 | 0 | 0 | 0 | 0 | 0 | 0 | 0 | 0 | 0 | 0 | 0 | 0 | 0 | 0 | 0 | 0 | 0 | 0 | 0 | 0 | 0 | 0 | 0 | 0 | 0 | 0 | 0 | 0 | 0 | 0 | 0 | 0 | 0 | 0 | 0 | 0 | 0 | 0 | 0 | 0 | 0 | 0 | 0 | 0 | 0 | 0 | 0 | 0 | 0 | 0 | 0 | 0 | 0 | 0 | 0 | 0 | 0 | 0 | 0 | 0 | 0 | 0 | 0 | 0 | 0 | 0 | 0 | 0 | 0 | 0 | 0 | 0 | 0.01557% | 0 | 0 | 0 | 0 | 0 | 0 | 0 | 0 | 0 | 0 | 0 | 0 | 0 | 0 | 0 | 0 | 0 | 0 | 0 | 0 | 0 | 0 | 0 | 0
| ComBoilers_Cadmus | M_Input | EUIs based on PSE 2014 Commercial EUIs. Cost based on the DEER 2008 Cost Database for the measure gas boilers. EUL from Wisconsin February 2016 Technical Reference Manual for the measures "Boiler, 85-90% AFUE, NG" and "Boiler, ≥ 90% AFUE, NG", "Boiler, Hot Water, Condensing, ≥90% AFUE, ≥300 mbh" and "Boiler, Hot Water, Near Condensing, ≥85% AFUE, ≥300 mbh" | 2020 | NR and New | 2022 | 2023 | PSE | Commercial | Lodging | Gas | Per Building SqFt - Boiler >= 300 kBtuh |  |  | Lodging Boiler >= 300 and <= 2,500 kBtuh - Federal Standard 2023 Boiler - Thermal Efficiency Et = 79% |  | 0 | 20 | 0.034903 | 0 |  | 0 | 0 | 0 | 0 | 0 | 0 | 0 | 0.0086073 |  | 0 | 0 | 0 | Heating | Boiler | Boiler Tune-up | Boiler 300 to 2500 kBtuh AFUE 79% | CommVENT | 0.0141% | 56.64% | 56.64% | 28301.6712 | 0.90175 | 34.18% | 5% | 85% | 6.8% | 0.2% | 0.12346 | 0.0016999 | 0.012516 | 0 | 0.034903 | 0 | 0 | -0.0072351 | 0.027668 |  | 0 | 0.29872 | 0 | 01. ($9,999.000) to $0.028 | 1 | 0.29872 | 02. $0.22 to $0.30 | 1 | 0 | 0 | 0 | 0 | 0 | 0 | 0 | 0 | 0 | 0 | 0 | 0 | 0 | 0 | 0 | 0 | 0 | 0 | 0 | 0 | 0 | 0 | 0 | 0 | 0 | 0 | 0 | 0 | 0 | 0 | 0 | 0 | 0 | 0 | 0 | 0 | 0 | 0 | 0 | 0 | 0 | 0 | 0 | 0 | 0 | 0 | 0 | 0 | 0 | 0 | 0 | 0 | 0 | 0 | 0 | 0 | 0 | 0 | 0 | 0 | 0 | 0 | 0 | 0 | 0 | 0 | 0 | 0 | 0 | 0 | 0 | 0 | 0 | 32468.3722 | 69905.542 | 97339.8589 | 115371.4071 | 139264.2686 | 162326.16 | 180930.5248 | 201508.9301 | 216198.2723 | 229726.0234 | 231143.8321 | 240324.6148 | 242477.5608 | 247859.7738 | 247278.4158 | 252473.679 | 249054.5371 | 252958.635 | 250800.0469 | 256796.4606 | 279.4649 | 601.6977 | 837.833 | 993.0359 | 1198.6888 | 1397.1893 | 1557.3226 | 1734.447 | 1860.8826 | 1977.3199 | 1989.5234 | 2068.5451 | 2087.0762 | 2133.4025 | 2128.3986 | 2173.1157 | 2143.6862 | 2177.2899 | 2158.7103 | 2210.3232 | 33707.9529 | 279.4649 | 881.1626 | 1718.9956 | 2712.0315 | 3910.7203 | 5307.9096 | 6865.2322 | 8599.6793 | 10460.5619 | 12437.8818 | 14427.4052 | 16495.9504 | 18583.0266 | 20716.429 | 22844.8276 | 25017.9433 | 27161.6295 | 29338.9194 | 31497.6297 | 33707.9529 | 0 | 0 | 0 | 0 | 0 | 0 | 0 | 0 | 0 | 0 | 0 | 0 | 0 | 0 | 0 | 0 | 0 | 0 | 0 | 0 | 0 | 0 | 0 | 0 | 0 | 0 | 0 | 0 | 0 | 0 | 0 | 0 | 0 | 0 | 0 | 0 | 0 | 0 | 0 | 0 | 0 | 0 | 0 | 0 | 0 | 0 | 0 | 0 | 0 | 898.3231 | 1934.1211 | 2693.1638 | 3192.0541 | 3853.1131 | 4491.1811 | 5005.9199 | 5575.2758 | 5981.6951 | 6355.976 | 6395.2034 | 6649.214 | 6708.7809 | 6857.694 | 6841.6092 | 6985.3499 | 6890.7503 | 6998.7675 | 6939.0444 | 7104.951 | 0.01557% | 0 | 0 | 0 | 0 | 0 | 0 | 0 | 0 | 0 | 0 | 0 | 0 | 0 | 0 | 0 | 0 | 0 | 0 | 0 | 0 | 0 | 0 | 0 | 0
| ComBoilers_Cadmus | M_Input | EUIs based on PSE 2014 Commercial EUIs. Cost based on the DEER 2008 Cost Database for the measure gas boilers. EUL from Wisconsin February 2016 Technical Reference Manual for the measures "Boiler, 85-90% AFUE, NG" and "Boiler, ≥ 90% AFUE, NG", "Boiler, Hot Water, Condensing, ≥90% AFUE, ≥300 mbh" and "Boiler, Hot Water, Near Condensing, ≥85% AFUE, ≥300 mbh" | 2020 | NR and New | 2022 | 2023 | PSE | Commercial | Hospital | Gas | Per Building SqFt - Boiler >= 300 kBtuh |  |  | Hospital Boiler >= 300 and <= 2,500 kBtuh - Federal Standard 2023 Boiler - Thermal Efficiency Et = 79% |  | 0 | 20 | 0.044036 | 0 |  | 0 | 0 | 0 | 0 | 0 | 0 | 0 | 0.016593 |  | 0 | 0 | 0 | Heating | Boiler | Boiler Tune-up | Boiler 300 to 2500 kBtuh AFUE 79% | CommVENT | 0.0141% | 35.29% | 35.29% | 173734.3051 | 2.1454 | 0% | 5% | 85% | 6.8% | 0.2% | 0.238 | 0.003277 | 0.024127 | 0 | 0.044036 | 0 | 0 | -0.018597 | 0.025438 |  | 0 | 0.14247 | 0 | 01. ($9,999.000) to $0.028 | 1 | 0.14247 | 01. ($9,999.00) to $0.22 | 1 | 0 | 0 | 0 | 0 | 0 | 0 | 0 | 0 | 0 | 0 | 0 | 0 | 0 | 0 | 0 | 0 | 0 | 0 | 0 | 0 | 0 | 0 | 0 | 0 | 0 | 0 | 0 | 0 | 0 | 0 | 0 | 0 | 0 | 0 | 0 | 0 | 0 | 0 | 0 | 0 | 0 | 0 | 0 | 0 | 0 | 0 | 0 | 0 | 0 | 0 | 0 | 0 | 0 | 0 | 0 | 0 | 0 | 0 | 0 | 0 | 0 | 0 | 0 | 0 | 0 | 0 | 0 | 0 | 0 | 0 | 0 | 0 | 0 | 0 | 0 | 0 | 0 | 0 | 0 | 0 | 0 | 0 | 0 | 0 | 0 | 0 | 0 | 0 | 0 | 0 | 0 | 0 | 0 | 0 | 0 | 0 | 0 | 0 | 0 | 0 | 0 | 0 | 0 | 0 | 0 | 0 | 0 | 0 | 0 | 0 | 0 | 0 | 0 | 0 | 0 | 0 | 0 | 0 | 0 | 0 | 0 | 0 | 0 | 0 | 0 | 0 | 0 | 0 | 0 | 0 | 0 | 0 | 0 | 0 | 0 | 0 | 0 | 0 | 0 | 0 | 0 | 0 | 0 | 0 | 0 | 0 | 0 | 0 | 0 | 0 | 0 | 0 | 0 | 0 | 0 | 0 | 0 | 0 | 0 | 0 | 0 | 0 | 0 | 0 | 0 | 0 | 0 | 0 | 0 | 0 | 0 | 0 | 0 | 0 | 0 | 0 | 0 | 0 | 0 | 0 | 0 | 0 | 0 | 0 | 0 | 0 | 0 | 0 | 0 | 0 | 0 | 0 | 0 | 0 | 0 | 0 | 0 | 0 | 0 | 0 | 0 | 0 | 0 | 0.01557% | 0 | 0 | 0 | 0 | 0 | 0 | 0 | 0 | 0 | 0 | 0 | 0 | 0 | 0 | 0 | 0 | 0 | 0 | 0 | 0 | 0 | 0 | 0 | 0
| ComBoilers_Cadmus | M_Input | EUIs based on PSE 2014 Commercial EUIs. Cost based on the DEER 2008 Cost Database for the measure gas boilers. EUL from Wisconsin February 2016 Technical Reference Manual for the measures "Boiler, 85-90% AFUE, NG" and "Boiler, ≥ 90% AFUE, NG", "Boiler, Hot Water, Condensing, ≥90% AFUE, ≥300 mbh" and "Boiler, Hot Water, Near Condensing, ≥85% AFUE, ≥300 mbh" | 2020 | NR and New | 2022 | 2023 | PSE | Commercial | Residential Care | Gas | Per Building SqFt - Boiler >= 300 kBtuh |  |  | Residential Care Boiler >= 300 and <= 2,500 kBtuh - Federal Standard 2023 Boiler - Thermal Efficiency Et = 79% |  | 0 | 20 | 0.03904 | 0 |  | 0 | 0 | 0 | 0 | 0 | 0 | 0 | 0.0073706 |  | 0 | 0 | 0 | Heating | Boiler | Boiler Tune-up | Boiler 300 to 2500 kBtuh AFUE 79% | CommVENT | 0.0141% | 25.21% | 25.21% | 101257.3441 | 1.135 | 47.25% | 5% | 85% | 6.8% | 0.2% | 0.10572 | 0.0014556 | 0.010717 | 0 | 0.03904 | 0 | 0 | -0.0043652 | 0.034674 |  | 0 | 0.43719 | 0 | 01. ($9,999.000) to $0.028 | 1 | 0.43719 | 03. $0.30 to $0.45 | 1 | 0 | 0 | 0 | 0 | 0 | 0 | 0 | 0 | 0 | 0 | 0 | 0 | 0 | 0 | 0 | 0 | 0 | 0 | 0 | 0 | 0 | 0 | 0 | 0 | 0 | 0 | 0 | 0 | 0 | 0 | 0 | 0 | 0 | 0 | 0 | 0 | 0 | 0 | 0 | 0 | 0 | 0 | 0 | 0 | 0 | 0 | 0 | 0 | 0 | 0 | 0 | 0 | 0 | 0 | 0 | 0 | 0 | 0 | 0 | 0 | 0 | 0 | 0 | 0 | 0 | 0 | 0 | 0 | 0 | 0 | 0 | 0 | 0 | 27369.7605 | 58887.2449 | 82000.7532 | 97213.5852 | 117323.0137 | 136708.1095 | 152323.5666 | 169569.437 | 181859.5645 | 193162.0171 | 194301.4899 | 201941.7049 | 203684.4237 | 208130.5326 | 207574.132 | 211858.8259 | 208919.1699 | 212119.7127 | 210237.9933 | 215193.8092 | 201.7302 | 434.0315 | 604.3908 | 716.5178 | 864.7354 | 1007.6142 | 1122.7088 | 1249.8203 | 1340.4054 | 1423.7107 | 1432.1092 | 1488.4218 | 1501.2666 | 1534.0369 | 1529.9359 | 1561.5165 | 1539.8496 | 1563.4394 | 1549.57 | 1586.0971 | 24251.9081 | 201.7302 | 635.7617 | 1240.1525 | 1956.6703 | 2821.4057 | 3829.0199 | 4951.7286 | 6201.549 | 7541.9543 | 8965.665 | 10397.7742 | 11886.196 | 13387.4627 | 14921.4996 | 16451.4355 | 18012.9519 | 19552.8015 | 21116.2409 | 22665.8109 | 24251.9081 | 0 | 0 | 0 | 0 | 0 | 0 | 0 | 0 | 0 | 0 | 0 | 0 | 0 | 0 | 0 | 0 | 0 | 0 | 0 | 0 | 0 | 0 | 0 | 0 | 0 | 0 | 0 | 0 | 0 | 0 | 0 | 0 | 0 | 0 | 0 | 0 | 0 | 0 | 0 | 0 | 0 | 0 | 0 | 0 | 0 | 0 | 0 | 0 | 0 | 949.0311 | 2041.8821 | 2843.33 | 3370.8264 | 4068.1095 | 4740.2768 | 5281.734 | 5879.7249 | 6305.8781 | 6697.7843 | 6737.2949 | 7002.215 | 7062.6428 | 7216.8092 | 7197.5163 | 7346.0856 | 7244.1547 | 7355.1317 | 7289.8842 | 7461.7243 | 0.01557% | 0 | 0 | 0 | 0 | 0 | 0 | 0 | 0 | 0 | 0 | 0 | 0 | 0 | 0 | 0 | 0 | 0 | 0 | 0 | 0 | 0 | 0 | 0 | 0
| ComBoilers_Cadmus | M_Input | EUIs based on PSE 2014 Commercial EUIs. Cost based on the DEER 2008 Cost Database for the measure gas boilers. EUL from Wisconsin February 2016 Technical Reference Manual for the measures "Boiler, 85-90% AFUE, NG" and "Boiler, ≥ 90% AFUE, NG", "Boiler, Hot Water, Condensing, ≥90% AFUE, ≥300 mbh" and "Boiler, Hot Water, Near Condensing, ≥85% AFUE, ≥300 mbh" | 2020 | NR and New | 2022 | 2023 | PSE | Commercial | Assembly | Gas | Per Building SqFt - Boiler >= 300 kBtuh |  |  | Assembly Boiler >= 300 and <= 2,500 kBtuh - Federal Standard 2023 Boiler - Thermal Efficiency Et = 79% |  | 0 | 20 | 0.24638 | 0 |  | 0 | 0 | 0 | 0 | 0 | 0 | 0 | 0.0073706 |  | 0 | 0 | 0 | Heating | Boiler | Boiler Tune-up | Boiler 300 to 2500 kBtuh AFUE 79% | CommVENT | 0.0141% | 25.21% | 25.21% | 15455.3983 | 1.1338 | 45.63% | 5% | 85% | 6.8% | 0.2% | 0.10572 | 0.0014556 | 0.010717 | 0 | 0.24638 | 0 | 0 | 0.037104 | 0.28349 |  | 0 | 3.5743 | 0 | 01. ($9,999.000) to $0.028 | 1 | 3.5743 | 12. $1.50 to $999.00 | 0 | 0 | 0 | 0 | 0 | 0 | 0 | 0 | 0 | 0 | 0 | 0 | 0 | 0 | 0 | 0 | 0 | 0 | 0 | 0 | 0 | 0 | 0 | 0 | 0 | 0 | 0 | 0 | 0 | 0 | 0 | 0 | 0 | 0 | 0 | 0 | 0 | 0 | 0 | 0 | 0 | 0 | 0 | 0 | 0 | 0 | 0 | 0 | 0 | 0 | 0 | 0 | 0 | 0 | 0 | 0 | 0 | 0 | 0 | 0 | 0 | 0 | 0 | 0 | 0 | 0 | 0 | 0 | 0 | 0 | 0 | 0 | 0 | 0 | 41830.3081 | 89939.7583 | 125245.8305 | 148514.042 | 179200.9278 | 208745.7843 | 232511.6742 | 258720.2725 | 277367.3754 | 294492.6638 | 296151.7865 | 307683.249 | 310240.5308 | 316902.1895 | 315954.3605 | 322363.9666 | 317787.0633 | 322546.2522 | 319579.583 | 327009.1998 | 308.3125 | 662.9057 | 923.1309 | 1094.6305 | 1320.8097 | 1538.5716 | 1713.7394 | 1906.9112 | 2044.3506 | 2170.5735 | 2182.8021 | 2267.7954 | 2286.6439 | 2335.744 | 2328.758 | 2376.0003 | 2342.266 | 2377.3439 | 2355.4779 | 2410.2383 | 36947.0054 | 308.3125 | 971.2181 | 1894.349 | 2988.9795 | 4309.7892 | 5848.3608 | 7562.1002 | 9469.0114 | 11513.362 | 13683.9355 | 15866.7376 | 18134.533 | 20421.1769 | 22756.9209 | 25085.6789 | 27461.6793 | 29803.9453 | 32181.2892 | 34536.7671 | 36947.0054 | 0 | 0 | 0 | 0 | 0 | 0 | 0 | 0 | 0 | 0 | 0 | 0 | 0 | 0 | 0 | 0 | 0 | 0 | 0 | 0 | 0 | 0 | 0 | 0 | 0 | 0 | 0 | 0 | 0 | 0 | 0 | 0 | 0 | 0 | 0 | 0 | 0 | 0 | 0 | 0 | 0 | 0 | 0 | 0 | 0 | 0 | 0 | 0 | 0 | 11858.358 | 25496.7726 | 35505.593 | 42101.8337 | 50801.1739 | 59176.7633 | 65914.0894 | 73343.8923 | 78630.1077 | 83484.9082 | 83955.2483 | 87224.2706 | 87949.2274 | 89837.7225 | 89569.0251 | 91386.0665 | 90088.5729 | 91437.7422 | 90596.7294 | 92702.9308 | 0.01557% | 0 | 0 | 0 | 0 | 0 | 0 | 0 | 0 | 0 | 0 | 0 | 0 | 0 | 0 | 0 | 0 | 0 | 0 | 0 | 0 | 0 | 0 | 0 | 0
| ComBoilers_Cadmus | M_Input | EUIs based on PSE 2014 Commercial EUIs. Cost based on the DEER 2008 Cost Database for the measure gas boilers. EUL from Wisconsin February 2016 Technical Reference Manual for the measures "Boiler, 85-90% AFUE, NG" and "Boiler, ≥ 90% AFUE, NG", "Boiler, Hot Water, Condensing, ≥90% AFUE, ≥300 mbh" and "Boiler, Hot Water, Near Condensing, ≥85% AFUE, ≥300 mbh" | 2020 | NR and New | 2022 | 2023 | PSE | Commercial | Other | Gas | Per Building SqFt - Boiler >= 300 kBtuh |  |  | Other Boiler >= 300 and <= 2,500 kBtuh - Federal Standard 2023 Boiler - Thermal Efficiency Et = 79% |  | 0 | 20 | 0.044036 | 0 |  | 0 | 0 | 0 | 0 | 0 | 0 | 0 | 0.0073706 |  | 0 | 0 | 0 | Heating | Boiler | Boiler Tune-up | Boiler 300 to 2500 kBtuh AFUE 79% | CommVENT | 0.0141% | 25.21% | 25.21% | 31545.0104 | 1.4073 | 46.08% | 5% | 85% | 6.8% | 0.2% | 0.10572 | 0.0014556 | 0.010717 | 0 | 0.044036 | 0 | 0 | -0.003366 | 0.04067 |  | 0 | 0.51278 | 0 | 01. ($9,999.000) to $0.028 | 1 | 0.51278 | 05. $0.50 to $0.55 | 1 | 0 | 0 | 0 | 0 | 0 | 0 | 0 | 0 | 0 | 0 | 0 | 0 | 0 | 0 | 0 | 0 | 0 | 0 | 0 | 0 | 0 | 0 | 0 | 0 | 0 | 0 | 0 | 0 | 0 | 0 | 0 | 0 | 0 | 0 | 0 | 0 | 0 | 0 | 0 | 0 | 0 | 0 | 0 | 0 | 0 | 0 | 0 | 0 | 0 | 0 | 0 | 0 | 0 | 0 | 0 | 0 | 0 | 0 | 0 | 0 | 0 | 0 | 0 | 0 | 0 | 0 | 0 | 0 | 0 | 0 | 0 | 0 | 0 | 156080.4617 | 333052.5961 | 463837.1188 | 551148.5504 | 663426.6484 | 769981.1672 | 854252.5897 | 945647.2531 | 1009363.457 | 1066926.0847 | 1069518.4026 | 1106405.9244 | 1111440.4625 | 1130705.1786 | 1123079.1607 | 1141244.7157 | 1120708.3674 | 1133060.7017 | 1118304.4911 | 1140164.3804 | 1150.3991 | 2454.7814 | 3418.7356 | 4062.269 | 4889.8205 | 5675.1862 | 6296.313 | 6969.9422 | 7439.5657 | 7863.8341 | 7882.9409 | 8154.8223 | 8191.9296 | 8333.9212 | 8277.7132 | 8411.6034 | 8260.2392 | 8351.2827 | 8242.5213 | 8403.6407 | 132731.4614 | 1150.3991 | 3605.1806 | 7023.9161 | 11086.1851 | 15976.0057 | 21651.1918 | 27947.5049 | 34917.447 | 42357.0128 | 50220.8469 | 58103.7878 | 66258.61 | 74450.5397 | 82784.4609 | 91062.1741 | 99473.7775 | 107734.0167 | 116085.2994 | 124327.8207 | 132731.4614 | 0 | 0 | 0 | 0 | 0 | 0 | 0 | 0 | 0 | 0 | 0 | 0 | 0 | 0 | 0 | 0 | 0 | 0 | 0 | 0 | 0 | 0 | 0 | 0 | 0 | 0 | 0 | 0 | 0 | 0 | 0 | 0 | 0 | 0 | 0 | 0 | 0 | 0 | 0 | 0 | 0 | 0 | 0 | 0 | 0 | 0 | 0 | 0 | 0 | 6347.7368 | 13545.1305 | 18864.0905 | 22415.0153 | 26981.3256 | 31314.8599 | 34742.1486 | 38459.1371 | 41050.4524 | 43391.5039 | 43496.9326 | 44997.135 | 45201.8878 | 45985.377 | 45675.2296 | 46414.0162 | 45578.8102 | 46081.1753 | 45481.0454 | 46370.0794 | 0.01557% | 0 | 0 | 0 | 0 | 0 | 0 | 0 | 0 | 0 | 0 | 0 | 0 | 0 | 0 | 0 | 0 | 0 | 0 | 0 | 0 | 0 | 0 | 0 | 0
| ComBoilers_Cadmus | M_Input | EUIs based on PSE 2014 Commercial EUIs. Cost based on the DEER 2008 Cost Database for the measure gas boilers. EUL from Wisconsin February 2016 Technical Reference Manual for the measures "Boiler, 85-90% AFUE, NG" and "Boiler, ≥ 90% AFUE, NG", "Boiler, Hot Water, Condensing, ≥90% AFUE, ≥300 mbh" and "Boiler, Hot Water, Near Condensing, ≥85% AFUE, ≥300 mbh" | 2020 | NR and New | 2022 | 2041 | PSE | Commercial | Large Off | Gas | Per Building SqFt - Boiler >= 300 kBtuh |  |  | Large Off Boiler >= 300 and <= 2,500 kBtuh - High Efficiency - Thermal Efficiency Et = 85% |  | 0 | 20 | 0.07765 | 0 |  | 0 | 0 | 0 | 0 | 0 | 0 | 0 | 0.014756 |  | 0 | 0 | 0 | Heating | Boiler | Boiler Tune-up | Boiler 300 to 2500 kBtuh AFUE 85% | CommVENT | 0.0141% | 27.79% | 27.79% | 259599.5083 | 1.1293 | 48.7% | 5% | 85% | 6.8% | 0.2% | 0.21165 | 0.0029142 | 0.021456 | 0 | 0.07765 | 0 | 0 | -0.0088404 | 0.06881 |  | 0 | 0.43336 | 0 | 01. ($9,999.000) to $0.028 | 1 | 0.43336 | 03. $0.30 to $0.45 | 1 | 0 | 0 | 0 | 0 | 0 | 0 | 0 | 0 | 0 | 0 | 0 | 0 | 0 | 0 | 0 | 0 | 0 | 0 | 0 | 0 | 0 | 0 | 0 | 0 | 0 | 0 | 0 | 0 | 0 | 0 | 0 | 0 | 0 | 0 | 0 | 0 | 0 | 0 | 0 | 0 | 0 | 0 | 0 | 0 | 0 | 0 | 0 | 0 | 0 | 0 | 0 | 0 | 0 | 0 | 0 | 0 | 0 | 0 | 0 | 0 | 0 | 0 | 0 | 0 | 0 | 0 | 0 | 0 | 0 | 0 | 0 | 0 | 0 | 120597.4242 | 259967.3553 | 361961.3768 | 428828.5965 | 517811.4294 | 603893.4577 | 673513.4951 | 750729.3824 | 806005.2193 | 857033.7723 | 862728.5279 | 897596.2797 | 906152.0939 | 926850.2452 | 925206.309 | 945241.7096 | 932990.2197 | 948198.8244 | 940667.227 | 963714.9599 | 1779.5037 | 3836.0096 | 5341.0064 | 6327.6814 | 7640.6886 | 8910.8922 | 9938.1871 | 11077.5643 | 11893.2 | 12646.1638 | 12730.1941 | 13244.6934 | 13370.9408 | 13676.3572 | 13652.0997 | 13947.7368 | 13766.9571 | 13991.3712 | 13880.237 | 14220.3232 | 215871.8076 | 1779.5037 | 5615.5133 | 10956.5197 | 17284.2011 | 24924.8897 | 33835.7819 | 43773.969 | 54851.5333 | 66744.7333 | 79390.8971 | 92121.0912 | 105365.7846 | 118736.7254 | 132413.0826 | 146065.1824 | 160012.9192 | 173779.8762 | 187771.2475 | 201651.4844 | 215871.8076 | 0 | 0 | 0 | 0 | 0 | 0 | 0 | 0 | 0 | 0 | 0 | 0 | 0 | 0 | 0 | 0 | 0 | 0 | 0 | 0 | 0 | 0 | 0 | 0 | 0 | 0 | 0 | 0 | 0 | 0 | 0 | 0 | 0 | 0 | 0 | 0 | 0 | 0 | 0 | 0 | 0 | 0 | 0 | 0 | 0 | 0 | 0 | 0 | 0 | 8298.2825 | 17888.2971 | 24906.4835 | 29507.6023 | 35630.4917 | 41553.7773 | 46344.3169 | 51657.5253 | 55461.0436 | 58972.3073 | 59364.1621 | 61763.4046 | 62352.1283 | 63776.3635 | 63663.2447 | 65041.8762 | 64198.8539 | 65245.3546 | 64727.1071 | 66313.0165 | 0.01557% | 0 | 0 | 0 | 0 | 0 | 0 | 0 | 0 | 0 | 0 | 0 | 0 | 0 | 0 | 0 | 0 | 0 | 0 | 0 | 0 | 0 | 0 | 0 | 0
| ComBoilers_Cadmus | M_Input | EUIs based on PSE 2014 Commercial EUIs. Cost based on the DEER 2008 Cost Database for the measure gas boilers. EUL from Wisconsin February 2016 Technical Reference Manual for the measures "Boiler, 85-90% AFUE, NG" and "Boiler, ≥ 90% AFUE, NG", "Boiler, Hot Water, Condensing, ≥90% AFUE, ≥300 mbh" and "Boiler, Hot Water, Near Condensing, ≥85% AFUE, ≥300 mbh" | 2020 | NR and New | 2022 | 2041 | PSE | Commercial | Medium Off | Gas | Per Building SqFt - Boiler >= 300 kBtuh |  |  | Medium Off Boiler >= 300 and <= 2,500 kBtuh - High Efficiency - Thermal Efficiency Et = 85% |  | 0 | 20 | 0.07765 | 0 |  | 0 | 0 | 0 | 0 | 0 | 0 | 0 | 0.014756 |  | 0 | 0 | 0 | Heating | Boiler | Boiler Tune-up | Boiler 300 to 2500 kBtuh AFUE 85% | CommVENT | 0.0141% | 27.79% | 27.79% | 42353.7102 | 1.0142 | 38.66% | 5% | 85% | 6.8% | 0.2% | 0.21165 | 0.0029142 | 0.021456 | 0 | 0.07765 | 0 | 0 | -0.0088404 | 0.06881 |  | 0 | 0.43336 | 0 | 01. ($9,999.000) to $0.028 | 1 | 0.43336 | 03. $0.30 to $0.45 | 1 | 0 | 0 | 0 | 0 | 0 | 0 | 0 | 0 | 0 | 0 | 0 | 0 | 0 | 0 | 0 | 0 | 0 | 0 | 0 | 0 | 0 | 0 | 0 | 0 | 0 | 0 | 0 | 0 | 0 | 0 | 0 | 0 | 0 | 0 | 0 | 0 | 0 | 0 | 0 | 0 | 0 | 0 | 0 | 0 | 0 | 0 | 0 | 0 | 0 | 0 | 0 | 0 | 0 | 0 | 0 | 0 | 0 | 0 | 0 | 0 | 0 | 0 | 0 | 0 | 0 | 0 | 0 | 0 | 0 | 0 | 0 | 0 | 0 | 45885.0678 | 98912.724 | 137719.5444 | 163161.2728 | 197017.579 | 229770.1833 | 256259.3074 | 285638.5106 | 306669.9342 | 326085.3457 | 328252.0939 | 341518.6223 | 344773.9498 | 352649.2099 | 352023.7229 | 359646.8187 | 354985.3555 | 360771.9456 | 357906.3134 | 366675.5454 | 677.0679 | 1459.53 | 2032.1532 | 2407.5646 | 2907.1393 | 3390.4281 | 3781.2946 | 4214.8064 | 4525.1405 | 4811.6292 | 4843.6011 | 5039.3585 | 5087.3933 | 5203.5985 | 5194.369 | 5306.8534 | 5238.0701 | 5323.4555 | 5281.171 | 5410.5674 | 82135.1915 | 677.0679 | 2136.5979 | 4168.7511 | 6576.3157 | 9483.4551 | 12873.8832 | 16655.1778 | 20869.9841 | 25395.1246 | 30206.7538 | 35050.3549 | 40089.7134 | 45177.1067 | 50380.7052 | 55575.0742 | 60881.9276 | 66119.9977 | 71443.4531 | 76724.6241 | 82135.1915 | 0 | 0 | 0 | 0 | 0 | 0 | 0 | 0 | 0 | 0 | 0 | 0 | 0 | 0 | 0 | 0 | 0 | 0 | 0 | 0 | 0 | 0 | 0 | 0 | 0 | 0 | 0 | 0 | 0 | 0 | 0 | 0 | 0 | 0 | 0 | 0 | 0 | 0 | 0 | 0 | 0 | 0 | 0 | 0 | 0 | 0 | 0 | 0 | 0 | 3157.3415 | 6806.163 | 9476.4519 | 11227.0917 | 13556.7367 | 15810.4363 | 17633.1471 | 19654.7237 | 21101.8914 | 22437.8616 | 22586.9551 | 23499.822 | 23723.8204 | 24265.7153 | 24222.6757 | 24747.2193 | 24426.465 | 24824.639 | 24627.4555 | 25230.8644 | 0.01557% | 0 | 0 | 0 | 0 | 0 | 0 | 0 | 0 | 0 | 0 | 0 | 0 | 0 | 0 | 0 | 0 | 0 | 0 | 0 | 0 | 0 | 0 | 0 | 0
| ComBoilers_Cadmus | M_Input | EUIs based on PSE 2014 Commercial EUIs. Cost based on the DEER 2008 Cost Database for the measure gas boilers. EUL from Wisconsin February 2016 Technical Reference Manual for the measures "Boiler, 85-90% AFUE, NG" and "Boiler, ≥ 90% AFUE, NG", "Boiler, Hot Water, Condensing, ≥90% AFUE, ≥300 mbh" and "Boiler, Hot Water, Near Condensing, ≥85% AFUE, ≥300 mbh" | 2020 | NR and New | 2022 | 2041 | PSE | Commercial | Small Off | Gas | Per Building SqFt - Boiler >= 300 kBtuh |  |  | Small Off Boiler >= 300 and <= 2,500 kBtuh - High Efficiency - Thermal Efficiency Et = 85% |  | 0 | 20 | 0.07765 | 0 |  | 0 | 0 | 0 | 0 | 0 | 0 | 0 | 0.014756 |  | 0 | 0 | 0 | Heating | Boiler | Boiler Tune-up | Boiler 300 to 2500 kBtuh AFUE 85% | CommVENT | 0.0141% | 27.79% | 27.79% | 5367.7993 | 1.1188 | 0% | 5% | 85% | 6.8% | 0.2% | 0.21165 | 0.0029142 | 0.021456 | 0 | 0.07765 | 0 | 0 | -0.0088404 | 0.06881 |  | 0 | 0.43336 | 0 | 01. ($9,999.000) to $0.028 | 1 | 0.43336 | 03. $0.30 to $0.45 | 1 | 0 | 0 | 0 | 0 | 0 | 0 | 0 | 0 | 0 | 0 | 0 | 0 | 0 | 0 | 0 | 0 | 0 | 0 | 0 | 0 | 0 | 0 | 0 | 0 | 0 | 0 | 0 | 0 | 0 | 0 | 0 | 0 | 0 | 0 | 0 | 0 | 0 | 0 | 0 | 0 | 0 | 0 | 0 | 0 | 0 | 0 | 0 | 0 | 0 | 0 | 0 | 0 | 0 | 0 | 0 | 0 | 0 | 0 | 0 | 0 | 0 | 0 | 0 | 0 | 0 | 0 | 0 | 0 | 0 | 0 | 0 | 0 | 0 | 0 | 0 | 0 | 0 | 0 | 0 | 0 | 0 | 0 | 0 | 0 | 0 | 0 | 0 | 0 | 0 | 0 | 0 | 0 | 0 | 0 | 0 | 0 | 0 | 0 | 0 | 0 | 0 | 0 | 0 | 0 | 0 | 0 | 0 | 0 | 0 | 0 | 0 | 0 | 0 | 0 | 0 | 0 | 0 | 0 | 0 | 0 | 0 | 0 | 0 | 0 | 0 | 0 | 0 | 0 | 0 | 0 | 0 | 0 | 0 | 0 | 0 | 0 | 0 | 0 | 0 | 0 | 0 | 0 | 0 | 0 | 0 | 0 | 0 | 0 | 0 | 0 | 0 | 0 | 0 | 0 | 0 | 0 | 0 | 0 | 0 | 0 | 0 | 0 | 0 | 0 | 0 | 0 | 0 | 0 | 0 | 0 | 0 | 0 | 0 | 0 | 0 | 0 | 0 | 0 | 0 | 0 | 0 | 0 | 0 | 0 | 0 | 0 | 0 | 0 | 0 | 0 | 0 | 0 | 0 | 0 | 0 | 0 | 0 | 0 | 0 | 0 | 0 | 0 | 0 | 0.01557% | 0 | 0 | 0 | 0 | 0 | 0 | 0 | 0 | 0 | 0 | 0 | 0 | 0 | 0 | 0 | 0 | 0 | 0 | 0 | 0 | 0 | 0 | 0 | 0
| ComBoilers_Cadmus | M_Input | EUIs based on PSE 2014 Commercial EUIs. Cost based on the DEER 2008 Cost Database for the measure gas boilers. EUL from Wisconsin February 2016 Technical Reference Manual for the measures "Boiler, 85-90% AFUE, NG" and "Boiler, ≥ 90% AFUE, NG", "Boiler, Hot Water, Condensing, ≥90% AFUE, ≥300 mbh" and "Boiler, Hot Water, Near Condensing, ≥85% AFUE, ≥300 mbh" | 2020 | NR and New | 2022 | 2041 | PSE | Commercial | XLarge Ret | Gas | Per Building SqFt - Boiler >= 300 kBtuh |  |  | XLarge Ret Boiler >= 300 and <= 2,500 kBtuh - High Efficiency - Thermal Efficiency Et = 85% |  | 0 | 20 | 0.064528 | 0 |  | 0 | 0 | 0 | 0 | 0 | 0 | 0 | 0.0047542 |  | 0 | 0 | 0 | Heating | Boiler | Boiler Tune-up | Boiler 300 to 2500 kBtuh AFUE 85% | CommVENT | 0.0141% | 8.591% | 8.591% | 290598.2323 | 1.0366 | 50% | 5% | 85% | 6.8% | 0.2% | 0.068191 | 0.00093893 | 0.006913 | 0 | 0.064528 | 0 | 0 | 0.0050537 | 0.069582 |  | 0 | 1.3601 | 0 | 01. ($9,999.000) to $0.028 | 1 | 1.3601 | 11. $1.20 to $1.50 | 0 | 0 | 0 | 0 | 0 | 0 | 0 | 0 | 0 | 0 | 0 | 0 | 0 | 0 | 0 | 0 | 0 | 0 | 0 | 0 | 0 | 0 | 0 | 0 | 0 | 0 | 0 | 0 | 0 | 0 | 0 | 0 | 0 | 0 | 0 | 0 | 0 | 0 | 0 | 0 | 0 | 0 | 0 | 0 | 0 | 0 | 0 | 0 | 0 | 0 | 0 | 0 | 0 | 0 | 0 | 0 | 0 | 0 | 0 | 0 | 0 | 0 | 0 | 0 | 0 | 0 | 0 | 0 | 0 | 0 | 0 | 0 | 0 | 0 | 8290.7169 | 17822.4781 | 24818.9653 | 29431.6912 | 35511.0304 | 41361.9961 | 46066.5576 | 51252.4288 | 54940.3487 | 58325.9402 | 58649.9874 | 60927.0895 | 61427.786 | 62740.393 | 62546.893 | 63809.243 | 62897.2477 | 63832.8754 | 63239.649 | 64703.853 | 39.4156 | 84.7313 | 117.9939 | 139.9236 | 168.8259 | 196.6425 | 219.0088 | 243.6634 | 261.1964 | 277.2922 | 278.8327 | 289.6585 | 292.0389 | 298.2793 | 297.3593 | 303.3608 | 299.025 | 303.4731 | 300.6528 | 307.6139 | 4718.988 | 39.4156 | 124.1469 | 242.1408 | 382.0644 | 550.8903 | 747.5328 | 966.5416 | 1210.205 | 1471.4015 | 1748.6936 | 2027.5264 | 2317.1849 | 2609.2238 | 2907.503 | 3204.8624 | 3508.2232 | 3807.2481 | 4110.7213 | 4411.3741 | 4718.988 | 0 | 0 | 0 | 0 | 0 | 0 | 0 | 0 | 0 | 0 | 0 | 0 | 0 | 0 | 0 | 0 | 0 | 0 | 0 | 0 | 0 | 0 | 0 | 0 | 0 | 0 | 0 | 0 | 0 | 0 | 0 | 0 | 0 | 0 | 0 | 0 | 0 | 0 | 0 | 0 | 0 | 0 | 0 | 0 | 0 | 0 | 0 | 0 | 0 | 576.8818 | 1240.1174 | 1726.9446 | 2047.9056 | 2470.9161 | 2878.036 | 3205.3871 | 3566.2286 | 3822.8401 | 4058.4152 | 4080.9629 | 4239.4074 | 4274.2467 | 4365.5801 | 4352.116 | 4439.9524 | 4376.4943 | 4441.5968 | 4400.3191 | 4502.2009 | 0.01557% | 0 | 0 | 0 | 0 | 0 | 0 | 0 | 0 | 0 | 0 | 0 | 0 | 0 | 0 | 0 | 0 | 0 | 0 | 0 | 0 | 0 | 0 | 0 | 0
| ComBoilers_Cadmus | M_Input | EUIs based on PSE 2014 Commercial EUIs. Cost based on the DEER 2008 Cost Database for the measure gas boilers. EUL from Wisconsin February 2016 Technical Reference Manual for the measures "Boiler, 85-90% AFUE, NG" and "Boiler, ≥ 90% AFUE, NG", "Boiler, Hot Water, Condensing, ≥90% AFUE, ≥300 mbh" and "Boiler, Hot Water, Near Condensing, ≥85% AFUE, ≥300 mbh" | 2020 | NR and New | 2022 | 2041 | PSE | Commercial | Large Ret | Gas | Per Building SqFt - Boiler >= 300 kBtuh |  |  | Large Ret Boiler >= 300 and <= 2,500 kBtuh - High Efficiency - Thermal Efficiency Et = 85% |  | 0 | 20 | 0.064528 | 0 |  | 0 | 0 | 0 | 0 | 0 | 0 | 0 | 0.0047542 |  | 0 | 0 | 0 | Heating | Boiler | Boiler Tune-up | Boiler 300 to 2500 kBtuh AFUE 85% | CommVENT | 0.0141% | 8.591% | 8.591% | 92309.7684 | 0.97759 | 50% | 5% | 85% | 6.8% | 0.2% | 0.068191 | 0.00093893 | 0.006913 | 0 | 0.064528 | 0 | 0 | 0.0050537 | 0.069582 |  | 0 | 1.3601 | 0 | 01. ($9,999.000) to $0.028 | 1 | 1.3601 | 11. $1.20 to $1.50 | 0 | 0 | 0 | 0 | 0 | 0 | 0 | 0 | 0 | 0 | 0 | 0 | 0 | 0 | 0 | 0 | 0 | 0 | 0 | 0 | 0 | 0 | 0 | 0 | 0 | 0 | 0 | 0 | 0 | 0 | 0 | 0 | 0 | 0 | 0 | 0 | 0 | 0 | 0 | 0 | 0 | 0 | 0 | 0 | 0 | 0 | 0 | 0 | 0 | 0 | 0 | 0 | 0 | 0 | 0 | 0 | 0 | 0 | 0 | 0 | 0 | 0 | 0 | 0 | 0 | 0 | 0 | 0 | 0 | 0 | 0 | 0 | 0 | 0 | 9533.7341 | 20494.5807 | 28540.0429 | 33844.3492 | 40835.1565 | 47563.3504 | 52973.2612 | 58936.6437 | 63177.4891 | 67070.6782 | 67443.3095 | 70061.8147 | 70637.58 | 72146.9846 | 71924.4734 | 73376.086 | 72327.3563 | 73403.2616 | 72721.0934 | 74404.8238 | 45.3251 | 97.435 | 135.6846 | 160.9022 | 194.1378 | 226.1248 | 251.8445 | 280.1956 | 300.3573 | 318.8662 | 320.6378 | 333.0866 | 335.8239 | 342.9999 | 341.9421 | 348.8433 | 343.8574 | 348.9725 | 345.7293 | 353.7341 | 5426.5002 | 45.3251 | 142.7601 | 278.4447 | 439.3469 | 633.4847 | 859.6095 | 1111.454 | 1391.6496 | 1692.0069 | 2010.8731 | 2331.5109 | 2664.5976 | 3000.4215 | 3343.4215 | 3685.3635 | 4034.2068 | 4378.0643 | 4727.0368 | 5072.7661 | 5426.5002 | 0 | 0 | 0 | 0 | 0 | 0 | 0 | 0 | 0 | 0 | 0 | 0 | 0 | 0 | 0 | 0 | 0 | 0 | 0 | 0 | 0 | 0 | 0 | 0 | 0 | 0 | 0 | 0 | 0 | 0 | 0 | 0 | 0 | 0 | 0 | 0 | 0 | 0 | 0 | 0 | 0 | 0 | 0 | 0 | 0 | 0 | 0 | 0 | 0 | 663.373 | 1426.0468 | 1985.8633 | 2354.9457 | 2841.3776 | 3309.5364 | 3685.9669 | 4100.9089 | 4395.994 | 4666.8885 | 4692.8168 | 4875.0167 | 4915.0794 | 5020.1063 | 5004.6236 | 5105.6292 | 5032.6568 | 5107.5201 | 5060.0537 | 5177.2104 | 0.01557% | 0 | 0 | 0 | 0 | 0 | 0 | 0 | 0 | 0 | 0 | 0 | 0 | 0 | 0 | 0 | 0 | 0 | 0 | 0 | 0 | 0 | 0 | 0 | 0
| ComBoilers_Cadmus | M_Input | EUIs based on PSE 2014 Commercial EUIs. Cost based on the DEER 2008 Cost Database for the measure gas boilers. EUL from Wisconsin February 2016 Technical Reference Manual for the measures "Boiler, 85-90% AFUE, NG" and "Boiler, ≥ 90% AFUE, NG", "Boiler, Hot Water, Condensing, ≥90% AFUE, ≥300 mbh" and "Boiler, Hot Water, Near Condensing, ≥85% AFUE, ≥300 mbh" | 2020 | NR and New | 2022 | 2041 | PSE | Commercial | Medium Ret | Gas | Per Building SqFt - Boiler >= 300 kBtuh |  |  | Medium Ret Boiler >= 300 and <= 2,500 kBtuh - High Efficiency - Thermal Efficiency Et = 85% |  | 0 | 20 | 0.064528 | 0 |  | 0 | 0 | 0 | 0 | 0 | 0 | 0 | 0.0047542 |  | 0 | 0 | 0 | Heating | Boiler | Boiler Tune-up | Boiler 300 to 2500 kBtuh AFUE 85% | CommVENT | 0.0141% | 8.591% | 8.591% | 13686.0977 | 1.0265 | 19.73% | 5% | 85% | 6.8% | 0.2% | 0.068191 | 0.00093893 | 0.006913 | 0 | 0.064528 | 0 | 0 | 0.0050537 | 0.069582 |  | 0 | 1.3601 | 0 | 01. ($9,999.000) to $0.028 | 1 | 1.3601 | 11. $1.20 to $1.50 | 0 | 0 | 0 | 0 | 0 | 0 | 0 | 0 | 0 | 0 | 0 | 0 | 0 | 0 | 0 | 0 | 0 | 0 | 0 | 0 | 0 | 0 | 0 | 0 | 0 | 0 | 0 | 0 | 0 | 0 | 0 | 0 | 0 | 0 | 0 | 0 | 0 | 0 | 0 | 0 | 0 | 0 | 0 | 0 | 0 | 0 | 0 | 0 | 0 | 0 | 0 | 0 | 0 | 0 | 0 | 0 | 0 | 0 | 0 | 0 | 0 | 0 | 0 | 0 | 0 | 0 | 0 | 0 | 0 | 0 | 0 | 0 | 0 | 0 | 5853.972 | 12584.2298 | 17524.3624 | 20781.3507 | 25073.8964 | 29205.1904 | 32527.0228 | 36188.7018 | 38792.6961 | 41183.2201 | 41412.0259 | 43019.8593 | 43373.3948 | 44300.2103 | 44163.5824 | 45054.912 | 44410.9634 | 45071.5985 | 44652.7287 | 45686.5849 | 27.8309 | 59.8277 | 83.314 | 98.7983 | 119.2059 | 138.8468 | 154.6394 | 172.0477 | 184.4276 | 195.7925 | 196.8803 | 204.5243 | 206.205 | 210.6113 | 209.9617 | 214.1993 | 211.1378 | 214.2786 | 212.2872 | 217.2024 | 3332.0187 | 27.8309 | 87.6586 | 170.9726 | 269.7709 | 388.9768 | 527.8236 | 682.463 | 854.5107 | 1038.9382 | 1234.7308 | 1431.6111 | 1636.1354 | 1842.3404 | 2052.9517 | 2262.9134 | 2477.1127 | 2688.2505 | 2902.5291 | 3114.8163 | 3332.0187 | 0 | 0 | 0 | 0 | 0 | 0 | 0 | 0 | 0 | 0 | 0 | 0 | 0 | 0 | 0 | 0 | 0 | 0 | 0 | 0 | 0 | 0 | 0 | 0 | 0 | 0 | 0 | 0 | 0 | 0 | 0 | 0 | 0 | 0 | 0 | 0 | 0 | 0 | 0 | 0 | 0 | 0 | 0 | 0 | 0 | 0 | 0 | 0 | 0 | 407.329 | 875.6315 | 1219.3741 | 1446.0007 | 1744.6831 | 2032.1454 | 2263.2839 | 2518.0696 | 2699.2598 | 2865.5964 | 2881.5171 | 2993.3928 | 3017.9924 | 3082.4817 | 3072.975 | 3134.9951 | 3090.1881 | 3136.1562 | 3107.0106 | 3178.948 | 0.01557% | 0 | 0 | 0 | 0 | 0 | 0 | 0 | 0 | 0 | 0 | 0 | 0 | 0 | 0 | 0 | 0 | 0 | 0 | 0 | 0 | 0 | 0 | 0 | 0
| ComBoilers_Cadmus | M_Input | EUIs based on PSE 2014 Commercial EUIs. Cost based on the DEER 2008 Cost Database for the measure gas boilers. EUL from Wisconsin February 2016 Technical Reference Manual for the measures "Boiler, 85-90% AFUE, NG" and "Boiler, ≥ 90% AFUE, NG", "Boiler, Hot Water, Condensing, ≥90% AFUE, ≥300 mbh" and "Boiler, Hot Water, Near Condensing, ≥85% AFUE, ≥300 mbh" | 2020 | NR and New | 2022 | 2041 | PSE | Commercial | Small Ret | Gas | Per Building SqFt - Boiler >= 300 kBtuh |  |  | Small Ret Boiler >= 300 and <= 2,500 kBtuh - High Efficiency - Thermal Efficiency Et = 85% |  | 0 | 20 | 0.064528 | 0 |  | 0 | 0 | 0 | 0 | 0 | 0 | 0 | 0.0047542 |  | 0 | 0 | 0 | Heating | Boiler | Boiler Tune-up | Boiler 300 to 2500 kBtuh AFUE 85% | CommVENT | 0.0141% | 8.591% | 8.591% | 2334.2902 | 1.0756 | 9.832% | 5% | 85% | 6.8% | 0.2% | 0.068191 | 0.00093893 | 0.006913 | 0 | 0.064528 | 0 | 0 | 0.0050537 | 0.069582 |  | 0 | 1.3601 | 0 | 01. ($9,999.000) to $0.028 | 1 | 1.3601 | 11. $1.20 to $1.50 | 0 | 0 | 0 | 0 | 0 | 0 | 0 | 0 | 0 | 0 | 0 | 0 | 0 | 0 | 0 | 0 | 0 | 0 | 0 | 0 | 0 | 0 | 0 | 0 | 0 | 0 | 0 | 0 | 0 | 0 | 0 | 0 | 0 | 0 | 0 | 0 | 0 | 0 | 0 | 0 | 0 | 0 | 0 | 0 | 0 | 0 | 0 | 0 | 0 | 0 | 0 | 0 | 0 | 0 | 0 | 0 | 0 | 0 | 0 | 0 | 0 | 0 | 0 | 0 | 0 | 0 | 0 | 0 | 0 | 0 | 0 | 0 | 0 | 0 | 624.7764 | 1343.076 | 1870.3212 | 2217.9295 | 2676.0596 | 3116.9799 | 3471.5088 | 3862.3085 | 4140.2248 | 4395.3581 | 4419.7778 | 4591.3769 | 4629.1087 | 4728.0248 | 4713.443 | 4808.5718 | 4739.8452 | 4810.3527 | 4765.648 | 4875.9883 | 2.9703 | 6.3852 | 8.8918 | 10.5444 | 12.7225 | 14.8187 | 16.5042 | 18.3621 | 19.6834 | 20.8963 | 21.0124 | 21.8282 | 22.0076 | 22.4779 | 22.4086 | 22.8608 | 22.5341 | 22.8693 | 22.6568 | 23.1813 | 355.6161 | 2.9703 | 9.3555 | 18.2474 | 28.7918 | 41.5143 | 56.333 | 72.8372 | 91.1993 | 110.8827 | 131.779 | 152.7914 | 174.6197 | 196.6273 | 219.1052 | 241.5138 | 264.3746 | 286.9087 | 309.778 | 332.4347 | 355.6161 | 0 | 0 | 0 | 0 | 0 | 0 | 0 | 0 | 0 | 0 | 0 | 0 | 0 | 0 | 0 | 0 | 0 | 0 | 0 | 0 | 0 | 0 | 0 | 0 | 0 | 0 | 0 | 0 | 0 | 0 | 0 | 0 | 0 | 0 | 0 | 0 | 0 | 0 | 0 | 0 | 0 | 0 | 0 | 0 | 0 | 0 | 0 | 0 | 0 | 43.473 | 93.4534 | 130.14 | 154.3272 | 186.2046 | 216.8846 | 241.5533 | 268.7458 | 288.0837 | 305.8363 | 307.5354 | 319.4756 | 322.101 | 328.9838 | 327.9691 | 334.5884 | 329.8063 | 334.7123 | 331.6017 | 339.2793 | 0.01557% | 0 | 0 | 0 | 0 | 0 | 0 | 0 | 0 | 0 | 0 | 0 | 0 | 0 | 0 | 0 | 0 | 0 | 0 | 0 | 0 | 0 | 0 | 0 | 0
| ComBoilers_Cadmus | M_Input | EUIs based on PSE 2014 Commercial EUIs. Cost based on the DEER 2008 Cost Database for the measure gas boilers. EUL from Wisconsin February 2016 Technical Reference Manual for the measures "Boiler, 85-90% AFUE, NG" and "Boiler, ≥ 90% AFUE, NG", "Boiler, Hot Water, Condensing, ≥90% AFUE, ≥300 mbh" and "Boiler, Hot Water, Near Condensing, ≥85% AFUE, ≥300 mbh" | 2020 | NR and New | 2022 | 2041 | PSE | Commercial | School K-12 | Gas | Per Building SqFt - Boiler >= 300 kBtuh |  |  | School K-12 Boiler >= 300 and <= 2,500 kBtuh - High Efficiency - Thermal Efficiency Et = 85% |  | 0 | 20 | 0.035494 | 0 |  | 0 | 0 | 0 | 0 | 0 | 0 | 0 | 0.0077767 |  | 0 | 0 | 0 | Heating | Boiler | Boiler Tune-up | Boiler 300 to 2500 kBtuh AFUE 85% | CommVENT | 0.0141% | 74.6% | 74.6% | 38253.3394 | 1.0466 | 48.99% | 5% | 85% | 6.8% | 0.2% | 0.11154 | 0.0015359 | 0.011308 | 0 | 0.035494 | 0 | 0 | -0.0057451 | 0.029749 |  | 0 | 0.3555 | 0 | 01. ($9,999.000) to $0.028 | 1 | 0.3555 | 03. $0.30 to $0.45 | 1 | 0 | 0 | 0 | 0 | 0 | 0 | 0 | 0 | 0 | 0 | 0 | 0 | 0 | 0 | 0 | 0 | 0 | 0 | 0 | 0 | 0 | 0 | 0 | 0 | 0 | 0 | 0 | 0 | 0 | 0 | 0 | 0 | 0 | 0 | 0 | 0 | 0 | 0 | 0 | 0 | 0 | 0 | 0 | 0 | 0 | 0 | 0 | 0 | 0 | 0 | 0 | 0 | 0 | 0 | 0 | 0 | 0 | 0 | 0 | 0 | 0 | 0 | 0 | 0 | 0 | 0 | 0 | 0 | 0 | 0 | 0 | 0 | 0 | 159577.7785 | 344540.5891 | 479654.1406 | 567930.2567 | 686065.607 | 800682.7979 | 893681.4785 | 997190.6096 | 1071554.2207 | 1140416.4437 | 1148678.4376 | 1196134.6385 | 1208413.8627 | 1237019.5249 | 1235730.482 | 1263518.4736 | 1248082.7691 | 1269435.7086 | 1260314.4295 | 1292161.079 | 1240.988 | 2679.3877 | 3730.1249 | 4416.6215 | 5335.3243 | 6226.6675 | 6949.89 | 7754.8492 | 8333.1524 | 8868.6731 | 8932.9241 | 9301.9766 | 9397.4684 | 9619.926 | 9609.9015 | 9826.0003 | 9705.9615 | 9872.0168 | 9801.0834 | 10048.7451 | 151651.6822 | 1240.988 | 3920.3758 | 7650.5007 | 12067.1222 | 17402.4465 | 23629.1139 | 30579.004 | 38333.8531 | 46667.0056 | 55535.6786 | 64468.6027 | 73770.5793 | 83168.0477 | 92787.9737 | 102397.8752 | 112223.8754 | 121929.8369 | 131801.8537 | 141602.9371 | 151651.6822 | 0 | 0 | 0 | 0 | 0 | 0 | 0 | 0 | 0 | 0 | 0 | 0 | 0 | 0 | 0 | 0 | 0 | 0 | 0 | 0 | 0 | 0 | 0 | 0 | 0 | 0 | 0 | 0 | 0 | 0 | 0 | 0 | 0 | 0 | 0 | 0 | 0 | 0 | 0 | 0 | 0 | 0 | 0 | 0 | 0 | 0 | 0 | 0 | 0 | 4747.2558 | 10249.6871 | 14269.1602 | 16895.2733 | 20409.6644 | 23819.3943 | 26585.9983 | 29665.2762 | 31877.5083 | 33926.0804 | 34171.8652 | 35583.6327 | 35948.9255 | 36799.9112 | 36761.5636 | 37588.2245 | 37129.03 | 37764.2554 | 37492.9078 | 38440.3091 | 0.01557% | 0 | 0 | 0 | 0 | 0 | 0 | 0 | 0 | 0 | 0 | 0 | 0 | 0 | 0 | 0 | 0 | 0 | 0 | 0 | 0 | 0 | 0 | 0 | 0
| ComBoilers_Cadmus | M_Input | EUIs based on PSE 2014 Commercial EUIs. Cost based on the DEER 2008 Cost Database for the measure gas boilers. EUL from Wisconsin February 2016 Technical Reference Manual for the measures "Boiler, 85-90% AFUE, NG" and "Boiler, ≥ 90% AFUE, NG", "Boiler, Hot Water, Condensing, ≥90% AFUE, ≥300 mbh" and "Boiler, Hot Water, Near Condensing, ≥85% AFUE, ≥300 mbh" | 2020 | NR and New | 2022 | 2041 | PSE | Commercial | University | Gas | Per Building SqFt - Boiler >= 300 kBtuh |  |  | University Boiler >= 300 and <= 2,500 kBtuh - High Efficiency - Thermal Efficiency Et = 85% |  | 0 | 20 | 0.035494 | 0 |  | 0 | 0 | 0 | 0 | 0 | 0 | 0 | 0.015553 |  | 0 | 0 | 0 | Heating | Boiler | Boiler Tune-up | Boiler 300 to 2500 kBtuh AFUE 85% | CommVENT | 0.0141% | 74.6% | 74.6% | 131012.9885 | 1.0798 | 0% | 5% | 85% | 6.8% | 0.2% | 0.22309 | 0.0030717 | 0.022616 | 0 | 0.035494 | 0 | 0 | -0.018589 | 0.016905 |  | 0 | 0.10101 | 0 | 01. ($9,999.000) to $0.028 | 1 | 0.10101 | 01. ($9,999.00) to $0.22 | 1 | 0 | 0 | 0 | 0 | 0 | 0 | 0 | 0 | 0 | 0 | 0 | 0 | 0 | 0 | 0 | 0 | 0 | 0 | 0 | 0 | 0 | 0 | 0 | 0 | 0 | 0 | 0 | 0 | 0 | 0 | 0 | 0 | 0 | 0 | 0 | 0 | 0 | 0 | 0 | 0 | 0 | 0 | 0 | 0 | 0 | 0 | 0 | 0 | 0 | 0 | 0 | 0 | 0 | 0 | 0 | 0 | 0 | 0 | 0 | 0 | 0 | 0 | 0 | 0 | 0 | 0 | 0 | 0 | 0 | 0 | 0 | 0 | 0 | 0 | 0 | 0 | 0 | 0 | 0 | 0 | 0 | 0 | 0 | 0 | 0 | 0 | 0 | 0 | 0 | 0 | 0 | 0 | 0 | 0 | 0 | 0 | 0 | 0 | 0 | 0 | 0 | 0 | 0 | 0 | 0 | 0 | 0 | 0 | 0 | 0 | 0 | 0 | 0 | 0 | 0 | 0 | 0 | 0 | 0 | 0 | 0 | 0 | 0 | 0 | 0 | 0 | 0 | 0 | 0 | 0 | 0 | 0 | 0 | 0 | 0 | 0 | 0 | 0 | 0 | 0 | 0 | 0 | 0 | 0 | 0 | 0 | 0 | 0 | 0 | 0 | 0 | 0 | 0 | 0 | 0 | 0 | 0 | 0 | 0 | 0 | 0 | 0 | 0 | 0 | 0 | 0 | 0 | 0 | 0 | 0 | 0 | 0 | 0 | 0 | 0 | 0 | 0 | 0 | 0 | 0 | 0 | 0 | 0 | 0 | 0 | 0 | 0 | 0 | 0 | 0 | 0 | 0 | 0 | 0 | 0 | 0 | 0 | 0 | 0 | 0 | 0 | 0 | 0 | 0.01557% | 0 | 0 | 0 | 0 | 0 | 0 | 0 | 0 | 0 | 0 | 0 | 0 | 0 | 0 | 0 | 0 | 0 | 0 | 0 | 0 | 0 | 0 | 0 | 0
| ComBoilers_Cadmus | M_Input | EUIs based on PSE 2014 Commercial EUIs. Cost based on the DEER 2008 Cost Database for the measure gas boilers. EUL from Wisconsin February 2016 Technical Reference Manual for the measures "Boiler, 85-90% AFUE, NG" and "Boiler, ≥ 90% AFUE, NG", "Boiler, Hot Water, Condensing, ≥90% AFUE, ≥300 mbh" and "Boiler, Hot Water, Near Condensing, ≥85% AFUE, ≥300 mbh" | 2020 | NR and New | 2022 | 2041 | PSE | Commercial | Warehouse | Gas | Per Building SqFt - Boiler >= 300 kBtuh |  |  | Warehouse Boiler >= 300 and <= 2,500 kBtuh - High Efficiency - Thermal Efficiency Et = 85% |  | 0 | 20 | 0.01101 | 0 |  | 0 | 0 | 0 | 0 | 0 | 0 | 0 | 0.0057544 |  | 0 | 0 | 0 | Heating | Boiler | Boiler Tune-up | Boiler 300 to 2500 kBtuh AFUE 85% | CommVENT | 0.0141% | 1.122% | 1.122% | 32743.3403 | 0.95423 | 8.341% | 5% | 85% | 6.8% | 0.2% | 0.082538 | 0.0011365 | 0.0083675 | 0 | 0.01101 | 0 | 0 | -0.007302 | 0.0037075 |  | 0 | 0.059874 | 0 | 01. ($9,999.000) to $0.028 | 1 | 0.059874 | 01. ($9,999.00) to $0.22 | 1 | 0 | 0 | 0 | 0 | 0 | 0 | 0 | 0 | 0 | 0 | 0 | 0 | 0 | 0 | 0 | 0 | 0 | 0 | 0 | 0 | 0 | 0 | 0 | 0 | 0 | 0 | 0 | 0 | 0 | 0 | 0 | 0 | 0 | 0 | 0 | 0 | 0 | 0 | 0 | 0 | 0 | 0 | 0 | 0 | 0 | 0 | 0 | 0 | 0 | 0 | 0 | 0 | 0 | 0 | 0 | 0 | 0 | 0 | 0 | 0 | 0 | 0 | 0 | 0 | 0 | 0 | 0 | 0 | 0 | 0 | 0 | 0 | 0 | 866.0992 | 1861.4617 | 2592.2315 | 3074.213 | 3708.991 | 4319.6882 | 4810.5126 | 5351.3053 | 5735.6932 | 6088.4204 | 6121.7425 | 6358.6925 | 6410.3185 | 6546.5885 | 6525.7513 | 6656.7385 | 6560.9299 | 6657.829 | 6595.2796 | 6747.3203 | 4.9839 | 10.7116 | 14.9168 | 17.6903 | 21.3431 | 24.8573 | 27.6818 | 30.7937 | 33.0056 | 35.0354 | 35.2271 | 36.5906 | 36.8877 | 37.6719 | 37.552 | 38.3057 | 37.7544 | 38.312 | 37.9521 | 38.827 | 596.1002 | 4.9839 | 15.6956 | 30.6124 | 48.3027 | 69.6458 | 94.5032 | 122.1849 | 152.9786 | 185.9843 | 221.0197 | 256.2468 | 292.8374 | 329.7251 | 367.397 | 404.949 | 443.2547 | 481.0091 | 519.3211 | 557.2732 | 596.1002 | 0 | 0 | 0 | 0 | 0 | 0 | 0 | 0 | 0 | 0 | 0 | 0 | 0 | 0 | 0 | 0 | 0 | 0 | 0 | 0 | 0 | 0 | 0 | 0 | 0 | 0 | 0 | 0 | 0 | 0 | 0 | 0 | 0 | 0 | 0 | 0 | 0 | 0 | 0 | 0 | 0 | 0 | 0 | 0 | 0 | 0 | 0 | 0 | 0 | 3.2111 | 6.9013 | 9.6107 | 11.3976 | 13.751 | 16.0152 | 17.8349 | 19.8399 | 21.265 | 22.5727 | 22.6963 | 23.5748 | 23.7662 | 24.2714 | 24.1941 | 24.6798 | 24.3246 | 24.6838 | 24.4519 | 25.0156 | 0.01557% | 0 | 0 | 0 | 0 | 0 | 0 | 0 | 0 | 0 | 0 | 0 | 0 | 0 | 0 | 0 | 0 | 0 | 0 | 0 | 0 | 0 | 0 | 0 | 0
| ComBoilers_Cadmus | M_Input | EUIs based on PSE 2014 Commercial EUIs. Cost based on the DEER 2008 Cost Database for the measure gas boilers. EUL from Wisconsin February 2016 Technical Reference Manual for the measures "Boiler, 85-90% AFUE, NG" and "Boiler, ≥ 90% AFUE, NG", "Boiler, Hot Water, Condensing, ≥90% AFUE, ≥300 mbh" and "Boiler, Hot Water, Near Condensing, ≥85% AFUE, ≥300 mbh" | 2020 | NR and New | 2022 | 2041 | PSE | Commercial | Supermarket | Gas | Per Building SqFt - Boiler >= 300 kBtuh |  |  | Supermarket Boiler >= 300 and <= 2,500 kBtuh - High Efficiency - Thermal Efficiency Et = 85% |  | 0 | 20 | 0.033027 | 0 |  | 0 | 0 | 0 | 0 | 0 | 0 | 0 | 0.015802 |  | 0 | 0 | 0 | Heating | Boiler | Boiler Tune-up | Boiler 300 to 2500 kBtuh AFUE 85% | CommVENT | 0.0141% | 0.7407% | 0.7407% | 46001.1926 | 0.92495 | 50% | 5% | 85% | 6.8% | 0.2% | 0.22665 | 0.0031208 | 0.022977 | 0 | 0.033027 | 0 | 0 | -0.019493 | 0.013534 |  | 0 | 0.079595 | 0 | 01. ($9,999.000) to $0.028 | 1 | 0.079595 | 01. ($9,999.00) to $0.22 | 1 | 0 | 0 | 0 | 0 | 0 | 0 | 0 | 0 | 0 | 0 | 0 | 0 | 0 | 0 | 0 | 0 | 0 | 0 | 0 | 0 | 0 | 0 | 0 | 0 | 0 | 0 | 0 | 0 | 0 | 0 | 0 | 0 | 0 | 0 | 0 | 0 | 0 | 0 | 0 | 0 | 0 | 0 | 0 | 0 | 0 | 0 | 0 | 0 | 0 | 0 | 0 | 0 | 0 | 0 | 0 | 0 | 0 | 0 | 0 | 0 | 0 | 0 | 0 | 0 | 0 | 0 | 0 | 0 | 0 | 0 | 0 | 0 | 0 | 689.594 | 1482.1085 | 2063.9523 | 2447.7092 | 2953.1238 | 3439.365 | 3830.1627 | 4260.7455 | 4566.7978 | 4847.6416 | 4874.1728 | 5062.8341 | 5103.939 | 5212.4381 | 5195.8474 | 5300.1403 | 5223.8568 | 5301.0085 | 5251.2063 | 5372.2621 | 10.8967 | 23.4198 | 32.6139 | 38.6779 | 46.6643 | 54.3478 | 60.523 | 67.327 | 72.1631 | 76.6009 | 77.0202 | 80.0013 | 80.6509 | 82.3653 | 82.1032 | 83.7512 | 82.5458 | 83.7649 | 82.9779 | 84.8908 | 1303.3059 | 10.8967 | 34.3166 | 66.9305 | 105.6084 | 152.2728 | 206.6205 | 267.1436 | 334.4706 | 406.6337 | 483.2346 | 560.2547 | 640.2561 | 720.9069 | 803.2722 | 885.3754 | 969.1266 | 1051.6723 | 1135.4372 | 1218.4151 | 1303.3059 | 0 | 0 | 0 | 0 | 0 | 0 | 0 | 0 | 0 | 0 | 0 | 0 | 0 | 0 | 0 | 0 | 0 | 0 | 0 | 0 | 0 | 0 | 0 | 0 | 0 | 0 | 0 | 0 | 0 | 0 | 0 | 0 | 0 | 0 | 0 | 0 | 0 | 0 | 0 | 0 | 0 | 0 | 0 | 0 | 0 | 0 | 0 | 0 | 0 | 9.3331 | 20.0591 | 27.9339 | 33.1278 | 39.9682 | 46.549 | 51.8382 | 57.6658 | 61.8079 | 65.6089 | 65.968 | 68.5214 | 69.0777 | 70.5462 | 70.3216 | 71.7331 | 70.7007 | 71.7449 | 71.0709 | 72.7092 | 0.01557% | 0 | 0 | 0 | 0 | 0 | 0 | 0 | 0 | 0 | 0 | 0 | 0 | 0 | 0 | 0 | 0 | 0 | 0 | 0 | 0 | 0 | 0 | 0 | 0
| ComBoilers_Cadmus | M_Input | EUIs based on PSE 2014 Commercial EUIs. Cost based on the DEER 2008 Cost Database for the measure gas boilers. EUL from Wisconsin February 2016 Technical Reference Manual for the measures "Boiler, 85-90% AFUE, NG" and "Boiler, ≥ 90% AFUE, NG", "Boiler, Hot Water, Condensing, ≥90% AFUE, ≥300 mbh" and "Boiler, Hot Water, Near Condensing, ≥85% AFUE, ≥300 mbh" | 2020 | NR and New | 2022 | 2041 | PSE | Commercial | MiniMart | Gas | Per Building SqFt - Boiler >= 300 kBtuh |  |  | MiniMart Boiler >= 300 and <= 2,500 kBtuh - High Efficiency - Thermal Efficiency Et = 85% |  | 0 | 20 | 0.033027 | 0 |  | 0 | 0 | 0 | 0 | 0 | 0 | 0 | 0.015802 |  | 0 | 0 | 0 | Heating | Boiler | Boiler Tune-up | Boiler 300 to 2500 kBtuh AFUE 85% | CommVENT | 0.0141% | 0.7407% | 0.7407% | 2270.6714 | 1.0732 | 50% | 5% | 85% | 6.8% | 0.2% | 0.22665 | 0.0031208 | 0.022977 | 0 | 0.033027 | 0 | 0 | -0.019493 | 0.013534 |  | 0 | 0.079595 | 0 | 01. ($9,999.000) to $0.028 | 1 | 0.079595 | 01. ($9,999.00) to $0.22 | 1 | 0 | 0 | 0 | 0 | 0 | 0 | 0 | 0 | 0 | 0 | 0 | 0 | 0 | 0 | 0 | 0 | 0 | 0 | 0 | 0 | 0 | 0 | 0 | 0 | 0 | 0 | 0 | 0 | 0 | 0 | 0 | 0 | 0 | 0 | 0 | 0 | 0 | 0 | 0 | 0 | 0 | 0 | 0 | 0 | 0 | 0 | 0 | 0 | 0 | 0 | 0 | 0 | 0 | 0 | 0 | 0 | 0 | 0 | 0 | 0 | 0 | 0 | 0 | 0 | 0 | 0 | 0 | 0 | 0 | 0 | 0 | 0 | 0 | 27.7716 | 59.9292 | 83.4346 | 98.8097 | 119.3466 | 139.2525 | 155.3866 | 173.3229 | 186.1935 | 198.0998 | 199.4956 | 207.6777 | 209.759 | 214.6663 | 214.3904 | 219.1519 | 216.4203 | 220.0646 | 218.4278 | 223.8912 | 0.43884 | 0.94698 | 1.3184 | 1.5614 | 1.8859 | 2.2004 | 2.4554 | 2.7388 | 2.9422 | 3.1303 | 3.1524 | 3.2817 | 3.3145 | 3.3921 | 3.3877 | 3.463 | 3.4198 | 3.4774 | 3.4515 | 3.5379 | 53.4965 | 0.43884 | 1.3858 | 2.7042 | 4.2656 | 6.1515 | 8.3519 | 10.8073 | 13.5461 | 16.4882 | 19.6185 | 22.7709 | 26.0526 | 29.3671 | 32.7592 | 36.1469 | 39.6099 | 43.0297 | 46.5071 | 49.9586 | 53.4965 | 0 | 0 | 0 | 0 | 0 | 0 | 0 | 0 | 0 | 0 | 0 | 0 | 0 | 0 | 0 | 0 | 0 | 0 | 0 | 0 | 0 | 0 | 0 | 0 | 0 | 0 | 0 | 0 | 0 | 0 | 0 | 0 | 0 | 0 | 0 | 0 | 0 | 0 | 0 | 0 | 0 | 0 | 0 | 0 | 0 | 0 | 0 | 0 | 0 | 0.37587 | 0.81109 | 1.1292 | 1.3373 | 1.6153 | 1.8847 | 2.103 | 2.3458 | 2.52 | 2.6811 | 2.7 | 2.8108 | 2.8389 | 2.9053 | 2.9016 | 2.966 | 2.9291 | 2.9784 | 2.9562 | 3.0302 | 0.01557% | 0 | 0 | 0 | 0 | 0 | 0 | 0 | 0 | 0 | 0 | 0 | 0 | 0 | 0 | 0 | 0 | 0 | 0 | 0 | 0 | 0 | 0 | 0 | 0
| ComBoilers_Cadmus | M_Input | EUIs based on PSE 2014 Commercial EUIs. Cost based on the DEER 2008 Cost Database for the measure gas boilers. EUL from Wisconsin February 2016 Technical Reference Manual for the measures "Boiler, 85-90% AFUE, NG" and "Boiler, ≥ 90% AFUE, NG", "Boiler, Hot Water, Condensing, ≥90% AFUE, ≥300 mbh" and "Boiler, Hot Water, Near Condensing, ≥85% AFUE, ≥300 mbh" | 2020 | NR and New | 2022 | 2041 | PSE | Commercial | Restaurant | Gas | Per Building SqFt - Boiler >= 300 kBtuh |  |  | Restaurant Boiler >= 300 and <= 2,500 kBtuh - High Efficiency - Thermal Efficiency Et = 85% |  | 0 | 20 | 0.033027 | 0 |  | 0 | 0 | 0 | 0 | 0 | 0 | 0 | 0.0029099 |  | 0 | 0 | 0 | Heating | Boiler | Boiler Tune-up | Boiler 300 to 2500 kBtuh AFUE 85% | CommVENT | 0.0141% | 0% | 0% | 12127.7951 | 1.2469 | 0% | 5% | 85% | 6.8% | 0.2% | 0.041738 | 0.00057469 | 0.0042312 | 0 | 0.033027 | 0 | 0 | 0.0017994 | 0.034826 |  | 0 | 1.1122 | 0 | 01. ($9,999.000) to $0.028 | 1 | 1.1122 | 10. $0.95 to $1.20 | 0 | 0 | 0 | 0 | 0 | 0 | 0 | 0 | 0 | 0 | 0 | 0 | 0 | 0 | 0 | 0 | 0 | 0 | 0 | 0 | 0 | 0 | 0 | 0 | 0 | 0 | 0 | 0 | 0 | 0 | 0 | 0 | 0 | 0 | 0 | 0 | 0 | 0 | 0 | 0 | 0 | 0 | 0 | 0 | 0 | 0 | 0 | 0 | 0 | 0 | 0 | 0 | 0 | 0 | 0 | 0 | 0 | 0 | 0 | 0 | 0 | 0 | 0 | 0 | 0 | 0 | 0 | 0 | 0 | 0 | 0 | 0 | 0 | 0 | 0 | 0 | 0 | 0 | 0 | 0 | 0 | 0 | 0 | 0 | 0 | 0 | 0 | 0 | 0 | 0 | 0 | 0 | 0 | 0 | 0 | 0 | 0 | 0 | 0 | 0 | 0 | 0 | 0 | 0 | 0 | 0 | 0 | 0 | 0 | 0 | 0 | 0 | 0 | 0 | 0 | 0 | 0 | 0 | 0 | 0 | 0 | 0 | 0 | 0 | 0 | 0 | 0 | 0 | 0 | 0 | 0 | 0 | 0 | 0 | 0 | 0 | 0 | 0 | 0 | 0 | 0 | 0 | 0 | 0 | 0 | 0 | 0 | 0 | 0 | 0 | 0 | 0 | 0 | 0 | 0 | 0 | 0 | 0 | 0 | 0 | 0 | 0 | 0 | 0 | 0 | 0 | 0 | 0 | 0 | 0 | 0 | 0 | 0 | 0 | 0 | 0 | 0 | 0 | 0 | 0 | 0 | 0 | 0 | 0 | 0 | 0 | 0 | 0 | 0 | 0 | 0 | 0 | 0 | 0 | 0 | 0 | 0 | 0 | 0 | 0 | 0 | 0 | 0 | 0 | 0.01557% | 0 | 0 | 0 | 0 | 0 | 0 | 0 | 0 | 0 | 0 | 0 | 0 | 0 | 0 | 0 | 0 | 0 | 0 | 0 | 0 | 0 | 0 | 0 | 0
| ComBoilers_Cadmus | M_Input | EUIs based on PSE 2014 Commercial EUIs. Cost based on the DEER 2008 Cost Database for the measure gas boilers. EUL from Wisconsin February 2016 Technical Reference Manual for the measures "Boiler, 85-90% AFUE, NG" and "Boiler, ≥ 90% AFUE, NG", "Boiler, Hot Water, Condensing, ≥90% AFUE, ≥300 mbh" and "Boiler, Hot Water, Near Condensing, ≥85% AFUE, ≥300 mbh" | 2020 | NR and New | 2022 | 2041 | PSE | Commercial | Lodging | Gas | Per Building SqFt - Boiler >= 300 kBtuh |  |  | Lodging Boiler >= 300 and <= 2,500 kBtuh - High Efficiency - Thermal Efficiency Et = 85% |  | 0 | 20 | 0.026177 | 0 |  | 0 | 0 | 0 | 0 | 0 | 0 | 0 | 0.011392 |  | 0 | 0 | 0 | Heating | Boiler | Boiler Tune-up | Boiler 300 to 2500 kBtuh AFUE 85% | CommVENT | 0.0141% | 56.64% | 56.64% | 28301.6712 | 0.90175 | 34.18% | 5% | 85% | 6.8% | 0.2% | 0.1634 | 0.0022499 | 0.016565 | 0 | 0.026177 | 0 | 0 | -0.013579 | 0.012598 |  | 0 | 0.10277 | 0 | 01. ($9,999.000) to $0.028 | 1 | 0.10277 | 01. ($9,999.00) to $0.22 | 1 | 0 | 0 | 0 | 0 | 0 | 0 | 0 | 0 | 0 | 0 | 0 | 0 | 0 | 0 | 0 | 0 | 0 | 0 | 0 | 0 | 0 | 0 | 0 | 0 | 0 | 0 | 0 | 0 | 0 | 0 | 0 | 0 | 0 | 0 | 0 | 0 | 0 | 0 | 0 | 0 | 0 | 0 | 0 | 0 | 0 | 0 | 0 | 0 | 0 | 0 | 0 | 0 | 0 | 0 | 0 | 0 | 0 | 0 | 0 | 0 | 0 | 0 | 0 | 0 | 0 | 0 | 0 | 0 | 0 | 0 | 0 | 0 | 0 | 32468.3722 | 69905.542 | 97339.8589 | 115371.4071 | 139264.2686 | 162326.16 | 180930.5248 | 201508.9301 | 216198.2723 | 229726.0234 | 231143.8321 | 240324.6148 | 242477.5608 | 247859.7738 | 247278.4158 | 252473.679 | 249054.5371 | 252958.635 | 250800.0469 | 256796.4606 | 369.88 | 796.3646 | 1108.8966 | 1314.3122 | 1586.4999 | 1849.2212 | 2061.1623 | 2295.5917 | 2462.9328 | 2617.0411 | 2633.1928 | 2737.7803 | 2762.3067 | 2823.6209 | 2816.9981 | 2876.1826 | 2837.2317 | 2881.7072 | 2857.1166 | 2925.4278 | 44613.4671 | 369.88 | 1166.2446 | 2275.1412 | 3589.4534 | 5175.9533 | 7025.1745 | 9086.3368 | 11381.9285 | 13844.8613 | 16461.9024 | 19095.0951 | 21832.8755 | 24595.1822 | 27418.8031 | 30235.8012 | 33111.9838 | 35949.2155 | 38830.9228 | 41688.0393 | 44613.4671 | 0 | 0 | 0 | 0 | 0 | 0 | 0 | 0 | 0 | 0 | 0 | 0 | 0 | 0 | 0 | 0 | 0 | 0 | 0 | 0 | 0 | 0 | 0 | 0 | 0 | 0 | 0 | 0 | 0 | 0 | 0 | 0 | 0 | 0 | 0 | 0 | 0 | 0 | 0 | 0 | 0 | 0 | 0 | 0 | 0 | 0 | 0 | 0 | 0 | 409.0237 | 880.6423 | 1226.2489 | 1453.4032 | 1754.396 | 2044.9205 | 2279.2909 | 2538.5295 | 2723.58 | 2893.9972 | 2911.8582 | 3027.5141 | 3054.636 | 3122.439 | 3115.1153 | 3180.5632 | 3137.4902 | 3186.6724 | 3159.4794 | 3235.0199 | 0.01557% | 0 | 0 | 0 | 0 | 0 | 0 | 0 | 0 | 0 | 0 | 0 | 0 | 0 | 0 | 0 | 0 | 0 | 0 | 0 | 0 | 0 | 0 | 0 | 0
| ComBoilers_Cadmus | M_Input | EUIs based on PSE 2014 Commercial EUIs. Cost based on the DEER 2008 Cost Database for the measure gas boilers. EUL from Wisconsin February 2016 Technical Reference Manual for the measures "Boiler, 85-90% AFUE, NG" and "Boiler, ≥ 90% AFUE, NG", "Boiler, Hot Water, Condensing, ≥90% AFUE, ≥300 mbh" and "Boiler, Hot Water, Near Condensing, ≥85% AFUE, ≥300 mbh" | 2020 | NR and New | 2022 | 2041 | PSE | Commercial | Hospital | Gas | Per Building SqFt - Boiler >= 300 kBtuh |  |  | Hospital Boiler >= 300 and <= 2,500 kBtuh - High Efficiency - Thermal Efficiency Et = 85% |  | 0 | 20 | 0.033027 | 0 |  | 0 | 0 | 0 | 0 | 0 | 0 | 0 | 0.021961 |  | 0 | 0 | 0 | Heating | Boiler | Boiler Tune-up | Boiler 300 to 2500 kBtuh AFUE 85% | CommVENT | 0.0141% | 35.29% | 35.29% | 173734.3051 | 2.1454 | 0% | 5% | 85% | 6.8% | 0.2% | 0.315 | 0.0043372 | 0.031933 | 0 | 0.033027 | 0 | 0 | -0.029665 | 0.0033614 |  | 0 | 0.014224 | 0 | 01. ($9,999.000) to $0.028 | 1 | 0.014224 | 01. ($9,999.00) to $0.22 | 1 | 0 | 0 | 0 | 0 | 0 | 0 | 0 | 0 | 0 | 0 | 0 | 0 | 0 | 0 | 0 | 0 | 0 | 0 | 0 | 0 | 0 | 0 | 0 | 0 | 0 | 0 | 0 | 0 | 0 | 0 | 0 | 0 | 0 | 0 | 0 | 0 | 0 | 0 | 0 | 0 | 0 | 0 | 0 | 0 | 0 | 0 | 0 | 0 | 0 | 0 | 0 | 0 | 0 | 0 | 0 | 0 | 0 | 0 | 0 | 0 | 0 | 0 | 0 | 0 | 0 | 0 | 0 | 0 | 0 | 0 | 0 | 0 | 0 | 0 | 0 | 0 | 0 | 0 | 0 | 0 | 0 | 0 | 0 | 0 | 0 | 0 | 0 | 0 | 0 | 0 | 0 | 0 | 0 | 0 | 0 | 0 | 0 | 0 | 0 | 0 | 0 | 0 | 0 | 0 | 0 | 0 | 0 | 0 | 0 | 0 | 0 | 0 | 0 | 0 | 0 | 0 | 0 | 0 | 0 | 0 | 0 | 0 | 0 | 0 | 0 | 0 | 0 | 0 | 0 | 0 | 0 | 0 | 0 | 0 | 0 | 0 | 0 | 0 | 0 | 0 | 0 | 0 | 0 | 0 | 0 | 0 | 0 | 0 | 0 | 0 | 0 | 0 | 0 | 0 | 0 | 0 | 0 | 0 | 0 | 0 | 0 | 0 | 0 | 0 | 0 | 0 | 0 | 0 | 0 | 0 | 0 | 0 | 0 | 0 | 0 | 0 | 0 | 0 | 0 | 0 | 0 | 0 | 0 | 0 | 0 | 0 | 0 | 0 | 0 | 0 | 0 | 0 | 0 | 0 | 0 | 0 | 0 | 0 | 0 | 0 | 0 | 0 | 0 | 0.01557% | 0 | 0 | 0 | 0 | 0 | 0 | 0 | 0 | 0 | 0 | 0 | 0 | 0 | 0 | 0 | 0 | 0 | 0 | 0 | 0 | 0 | 0 | 0 | 0
| ComBoilers_Cadmus | M_Input | EUIs based on PSE 2014 Commercial EUIs. Cost based on the DEER 2008 Cost Database for the measure gas boilers. EUL from Wisconsin February 2016 Technical Reference Manual for the measures "Boiler, 85-90% AFUE, NG" and "Boiler, ≥ 90% AFUE, NG", "Boiler, Hot Water, Condensing, ≥90% AFUE, ≥300 mbh" and "Boiler, Hot Water, Near Condensing, ≥85% AFUE, ≥300 mbh" | 2020 | NR and New | 2022 | 2041 | PSE | Commercial | Residential Care | Gas | Per Building SqFt - Boiler >= 300 kBtuh |  |  | Residential Care Boiler >= 300 and <= 2,500 kBtuh - High Efficiency - Thermal Efficiency Et = 85% |  | 0 | 20 | 0.02928 | 0 |  | 0 | 0 | 0 | 0 | 0 | 0 | 0 | 0.0097551 |  | 0 | 0 | 0 | Heating | Boiler | Boiler Tune-up | Boiler 300 to 2500 kBtuh AFUE 85% | CommVENT | 0.0141% | 25.21% | 25.21% | 101257.3441 | 1.135 | 47.25% | 5% | 85% | 6.8% | 0.2% | 0.13992 | 0.0019266 | 0.014185 | 0 | 0.02928 | 0 | 0 | -0.010256 | 0.019024 |  | 0 | 0.18123 | 0 | 01. ($9,999.000) to $0.028 | 1 | 0.18123 | 01. ($9,999.00) to $0.22 | 1 | 0 | 0 | 0 | 0 | 0 | 0 | 0 | 0 | 0 | 0 | 0 | 0 | 0 | 0 | 0 | 0 | 0 | 0 | 0 | 0 | 0 | 0 | 0 | 0 | 0 | 0 | 0 | 0 | 0 | 0 | 0 | 0 | 0 | 0 | 0 | 0 | 0 | 0 | 0 | 0 | 0 | 0 | 0 | 0 | 0 | 0 | 0 | 0 | 0 | 0 | 0 | 0 | 0 | 0 | 0 | 0 | 0 | 0 | 0 | 0 | 0 | 0 | 0 | 0 | 0 | 0 | 0 | 0 | 0 | 0 | 0 | 0 | 0 | 27369.7605 | 58887.2449 | 82000.7532 | 97213.5852 | 117323.0137 | 136708.1095 | 152323.5666 | 169569.437 | 181859.5645 | 193162.0171 | 194301.4899 | 201941.7049 | 203684.4237 | 208130.5326 | 207574.132 | 211858.8259 | 208919.1699 | 212119.7127 | 210237.9933 | 215193.8092 | 266.9959 | 574.4534 | 799.929 | 948.3323 | 1144.5027 | 1333.6071 | 1485.9381 | 1654.174 | 1774.0659 | 1884.3229 | 1895.4387 | 1969.9701 | 1986.9705 | 2030.3429 | 2024.9152 | 2066.713 | 2038.0362 | 2069.258 | 2050.9015 | 2099.2462 | 32098.1136 | 266.9959 | 841.4494 | 1641.3784 | 2589.7107 | 3734.2134 | 5067.8204 | 6553.7585 | 8207.9325 | 9981.9984 | 11866.3213 | 13761.76 | 15731.7301 | 17718.7006 | 19749.0435 | 21773.9587 | 23840.6717 | 25878.7079 | 27947.9659 | 29998.8674 | 32098.1136 | 0 | 0 | 0 | 0 | 0 | 0 | 0 | 0 | 0 | 0 | 0 | 0 | 0 | 0 | 0 | 0 | 0 | 0 | 0 | 0 | 0 | 0 | 0 | 0 | 0 | 0 | 0 | 0 | 0 | 0 | 0 | 0 | 0 | 0 | 0 | 0 | 0 | 0 | 0 | 0 | 0 | 0 | 0 | 0 | 0 | 0 | 0 | 0 | 0 | 520.6875 | 1120.2822 | 1559.9979 | 1849.4098 | 2231.9753 | 2600.7611 | 2897.8325 | 3225.9213 | 3459.731 | 3674.751 | 3696.4285 | 3841.7774 | 3874.9313 | 3959.5149 | 3948.9298 | 4030.4426 | 3974.5181 | 4035.4058 | 3999.6076 | 4093.888 | 0.01557% | 0 | 0 | 0 | 0 | 0 | 0 | 0 | 0 | 0 | 0 | 0 | 0 | 0 | 0 | 0 | 0 | 0 | 0 | 0 | 0 | 0 | 0 | 0 | 0
| ComBoilers_Cadmus | M_Input | EUIs based on PSE 2014 Commercial EUIs. Cost based on the DEER 2008 Cost Database for the measure gas boilers. EUL from Wisconsin February 2016 Technical Reference Manual for the measures "Boiler, 85-90% AFUE, NG" and "Boiler, ≥ 90% AFUE, NG", "Boiler, Hot Water, Condensing, ≥90% AFUE, ≥300 mbh" and "Boiler, Hot Water, Near Condensing, ≥85% AFUE, ≥300 mbh" | 2020 | NR and New | 2022 | 2041 | PSE | Commercial | Assembly | Gas | Per Building SqFt - Boiler >= 300 kBtuh |  |  | Assembly Boiler >= 300 and <= 2,500 kBtuh - High Efficiency - Thermal Efficiency Et = 85% |  | 0 | 20 | 0.18479 | 0 |  | 0 | 0 | 0 | 0 | 0 | 0 | 0 | 0.0097551 |  | 0 | 0 | 0 | Heating | Boiler | Boiler Tune-up | Boiler 300 to 2500 kBtuh AFUE 85% | CommVENT | 0.0141% | 25.21% | 25.21% | 15455.3983 | 1.1338 | 45.63% | 5% | 85% | 6.8% | 0.2% | 0.13992 | 0.0019266 | 0.014185 | 0 | 0.18479 | 0 | 0 | 0.020846 | 0.20563 |  | 0 | 1.9589 | 0 | 01. ($9,999.000) to $0.028 | 1 | 1.9589 | 12. $1.50 to $999.00 | 0 | 0 | 0 | 0 | 0 | 0 | 0 | 0 | 0 | 0 | 0 | 0 | 0 | 0 | 0 | 0 | 0 | 0 | 0 | 0 | 0 | 0 | 0 | 0 | 0 | 0 | 0 | 0 | 0 | 0 | 0 | 0 | 0 | 0 | 0 | 0 | 0 | 0 | 0 | 0 | 0 | 0 | 0 | 0 | 0 | 0 | 0 | 0 | 0 | 0 | 0 | 0 | 0 | 0 | 0 | 0 | 0 | 0 | 0 | 0 | 0 | 0 | 0 | 0 | 0 | 0 | 0 | 0 | 0 | 0 | 0 | 0 | 0 | 0 | 41830.3081 | 89939.7583 | 125245.8305 | 148514.042 | 179200.9278 | 208745.7843 | 232511.6742 | 258720.2725 | 277367.3754 | 294492.6638 | 296151.7865 | 307683.249 | 310240.5308 | 316902.1895 | 315954.3605 | 322363.9666 | 317787.0633 | 322546.2522 | 319579.583 | 327009.1998 | 408.0606 | 877.3751 | 1221.7909 | 1448.7756 | 1748.1305 | 2036.3448 | 2268.1844 | 2523.8531 | 2705.7582 | 2872.8178 | 2889.0028 | 3001.4939 | 3026.4405 | 3091.4259 | 3082.1797 | 3144.7063 | 3100.058 | 3146.4846 | 3117.5443 | 3190.0213 | 48900.4483 | 408.0606 | 1285.4357 | 2507.2266 | 3956.0022 | 5704.1328 | 7740.4776 | 10008.662 | 12532.5151 | 15238.2733 | 18111.0911 | 21000.0939 | 24001.5877 | 27028.0282 | 30119.4542 | 33201.6339 | 36346.3402 | 39446.3982 | 42592.8828 | 45710.4271 | 48900.4483 | 0 | 0 | 0 | 0 | 0 | 0 | 0 | 0 | 0 | 0 | 0 | 0 | 0 | 0 | 0 | 0 | 0 | 0 | 0 | 0 | 0 | 0 | 0 | 0 | 0 | 0 | 0 | 0 | 0 | 0 | 0 | 0 | 0 | 0 | 0 | 0 | 0 | 0 | 0 | 0 | 0 | 0 | 0 | 0 | 0 | 0 | 0 | 0 | 0 | 8601.7244 | 18494.6526 | 25754.7737 | 30539.504 | 36849.7644 | 42925.185 | 47812.2548 | 53201.628 | 57036.1023 | 60557.6401 | 60898.8117 | 63270.07 | 63795.9335 | 65165.7956 | 64970.8899 | 66288.9214 | 65347.7555 | 66326.4055 | 65716.3581 | 67244.1383 | 0.01557% | 0 | 0 | 0 | 0 | 0 | 0 | 0 | 0 | 0 | 0 | 0 | 0 | 0 | 0 | 0 | 0 | 0 | 0 | 0 | 0 | 0 | 0 | 0 | 0
| ComBoilers_Cadmus | M_Input | EUIs based on PSE 2014 Commercial EUIs. Cost based on the DEER 2008 Cost Database for the measure gas boilers. EUL from Wisconsin February 2016 Technical Reference Manual for the measures "Boiler, 85-90% AFUE, NG" and "Boiler, ≥ 90% AFUE, NG", "Boiler, Hot Water, Condensing, ≥90% AFUE, ≥300 mbh" and "Boiler, Hot Water, Near Condensing, ≥85% AFUE, ≥300 mbh" | 2020 | NR and New | 2022 | 2041 | PSE | Commercial | Other | Gas | Per Building SqFt - Boiler >= 300 kBtuh |  |  | Other Boiler >= 300 and <= 2,500 kBtuh - High Efficiency - Thermal Efficiency Et = 85% |  | 0 | 20 | 0.033027 | 0 |  | 0 | 0 | 0 | 0 | 0 | 0 | 0 | 0.0097551 |  | 0 | 0 | 0 | Heating | Boiler | Boiler Tune-up | Boiler 300 to 2500 kBtuh AFUE 85% | CommVENT | 0.0141% | 25.21% | 25.21% | 31545.0104 | 1.4073 | 46.08% | 5% | 85% | 6.8% | 0.2% | 0.13992 | 0.0019266 | 0.014185 | 0 | 0.033027 | 0 | 0 | -0.0095061 | 0.023521 |  | 0 | 0.22406 | 0 | 01. ($9,999.000) to $0.028 | 1 | 0.22406 | 02. $0.22 to $0.30 | 1 | 0 | 0 | 0 | 0 | 0 | 0 | 0 | 0 | 0 | 0 | 0 | 0 | 0 | 0 | 0 | 0 | 0 | 0 | 0 | 0 | 0 | 0 | 0 | 0 | 0 | 0 | 0 | 0 | 0 | 0 | 0 | 0 | 0 | 0 | 0 | 0 | 0 | 0 | 0 | 0 | 0 | 0 | 0 | 0 | 0 | 0 | 0 | 0 | 0 | 0 | 0 | 0 | 0 | 0 | 0 | 0 | 0 | 0 | 0 | 0 | 0 | 0 | 0 | 0 | 0 | 0 | 0 | 0 | 0 | 0 | 0 | 0 | 0 | 156080.4617 | 333052.5961 | 463837.1188 | 551148.5504 | 663426.6484 | 769981.1672 | 854252.5897 | 945647.2531 | 1009363.457 | 1066926.0847 | 1069518.4026 | 1106405.9244 | 1111440.4625 | 1130705.1786 | 1123079.1607 | 1141244.7157 | 1120708.3674 | 1133060.7017 | 1118304.4911 | 1140164.3804 | 1522.5871 | 3248.9754 | 4524.7971 | 5376.5325 | 6471.8213 | 7511.2758 | 8333.3555 | 9224.9234 | 9846.4841 | 10408.0157 | 10433.3041 | 10793.1471 | 10842.2598 | 11030.1898 | 10955.7969 | 11133.0045 | 10932.6695 | 11053.1683 | 10909.2194 | 11122.4657 | 175673.9931 | 1522.5871 | 4771.5625 | 9296.3596 | 14672.8921 | 21144.7134 | 28655.9892 | 36989.3447 | 46214.2681 | 56060.7522 | 66468.7679 | 76902.072 | 87695.2192 | 98537.479 | 109567.6688 | 120523.4657 | 131656.4702 | 142589.1397 | 153642.308 | 164551.5274 | 175673.9931 | 0 | 0 | 0 | 0 | 0 | 0 | 0 | 0 | 0 | 0 | 0 | 0 | 0 | 0 | 0 | 0 | 0 | 0 | 0 | 0 | 0 | 0 | 0 | 0 | 0 | 0 | 0 | 0 | 0 | 0 | 0 | 0 | 0 | 0 | 0 | 0 | 0 | 0 | 0 | 0 | 0 | 0 | 0 | 0 | 0 | 0 | 0 | 0 | 0 | 3671.1053 | 7833.5953 | 10909.7251 | 12963.3419 | 15604.1896 | 18110.4153 | 20092.5293 | 22242.1862 | 23740.8292 | 25094.7365 | 25155.7093 | 26023.3258 | 26141.7411 | 26594.8587 | 26415.4902 | 26842.7549 | 26359.7278 | 26650.262 | 26303.1872 | 26817.3448 | 0.01557% | 0 | 0 | 0 | 0 | 0 | 0 | 0 | 0 | 0 | 0 | 0 | 0 | 0 | 0 | 0 | 0 | 0 | 0 | 0 | 0 | 0 | 0 | 0 | 0
| ComBoilers_Cadmus | M_Input | EUIs based on PSE 2014 Commercial EUIs. Cost based on the DEER 2008 Cost Database for the measure gas boilers. EUL from Wisconsin February 2016 Technical Reference Manual for the measures "Boiler, 85-90% AFUE, NG" and "Boiler, ≥ 90% AFUE, NG", "Boiler, Hot Water, Condensing, ≥90% AFUE, ≥300 mbh" and "Boiler, Hot Water, Near Condensing, ≥85% AFUE, ≥300 mbh" | 2020 | NR and New | 2022 | 2041 | PSE | Commercial | Large Off | Gas | Per Building SqFt - Boiler >= 300 kBtuh |  |  | Large Off Boiler >= 300 and <= 2,500 kBtuh - High Efficiency - Thermal Efficiency Et = 95% |  | 0 | 20 | 0.20707 | 0 |  | 0 | 0 | 0 | 0 | 0 | 0 | 0 | 0.020451 |  | 0 | 0 | 0 | Heating | Boiler | Boiler Tune-up | Boiler 300 to 2500 kBtuh AFUE 95% | CommVENT | 0.0141% | 27.79% | 27.79% | 259599.5083 | 1.1293 | 48.7% | 5% | 85% | 6.8% | 0.2% | 0.29334 | 0.004039 | 0.029738 | 0 | 0.20707 | 0 | 0 | 0.0076369 | 0.2147 |  | 0 | 0.97563 | 0 | 01. ($9,999.000) to $0.028 | 1 | 0.97563 | 10. $0.95 to $1.20 | 0 | 0 | 0 | 0 | 0 | 0 | 0 | 0 | 0 | 0 | 0 | 0 | 0 | 0 | 0 | 0 | 0 | 0 | 0 | 0 | 0 | 0 | 0 | 0 | 0 | 0 | 0 | 0 | 0 | 0 | 0 | 0 | 0 | 0 | 0 | 0 | 0 | 0 | 0 | 0 | 0 | 0 | 0 | 0 | 0 | 0 | 0 | 0 | 0 | 0 | 0 | 0 | 0 | 0 | 0 | 0 | 0 | 0 | 0 | 0 | 0 | 0 | 0 | 0 | 0 | 0 | 0 | 0 | 0 | 0 | 0 | 0 | 0 | 0 | 120597.4242 | 259967.3553 | 361961.3768 | 428828.5965 | 517811.4294 | 603893.4577 | 673513.4951 | 750729.3824 | 806005.2193 | 857033.7723 | 862728.5279 | 897596.2797 | 906152.0939 | 926850.2452 | 925206.309 | 945241.7096 | 932990.2197 | 948198.8244 | 940667.227 | 963714.9599 | 2466.3297 | 5316.5747 | 7402.4475 | 8769.9444 | 10589.7263 | 12350.184 | 13773.9786 | 15353.1155 | 16483.5578 | 17527.1393 | 17643.6024 | 18356.6804 | 18531.6548 | 18954.9512 | 18921.3312 | 19331.0738 | 19080.5194 | 19391.5496 | 19237.5214 | 19708.869 | 299190.7509 | 2466.3297 | 7782.9044 | 15185.3518 | 23955.2963 | 34545.0225 | 46895.2065 | 60669.1851 | 76022.3006 | 92505.8584 | 110032.9977 | 127676.6001 | 146033.2805 | 164564.9352 | 183519.8865 | 202441.2177 | 221772.2915 | 240852.8109 | 260244.3605 | 279481.8819 | 299190.7509 | 0 | 0 | 0 | 0 | 0 | 0 | 0 | 0 | 0 | 0 | 0 | 0 | 0 | 0 | 0 | 0 | 0 | 0 | 0 | 0 | 0 | 0 | 0 | 0 | 0 | 0 | 0 | 0 | 0 | 0 | 0 | 0 | 0 | 0 | 0 | 0 | 0 | 0 | 0 | 0 | 0 | 0 | 0 | 0 | 0 | 0 | 0 | 0 | 0 | 25892.7438 | 55816.0191 | 77714.5388 | 92071.1952 | 111176.1613 | 129658.3131 | 144606.0104 | 161184.5667 | 173052.5074 | 184008.5395 | 185231.2261 | 192717.4703 | 194554.4374 | 198998.4123 | 198645.4527 | 202947.1324 | 200316.6891 | 203582.0367 | 201964.9729 | 206913.4123 | 0.01557% | 0 | 0 | 0 | 0 | 0 | 0 | 0 | 0 | 0 | 0 | 0 | 0 | 0 | 0 | 0 | 0 | 0 | 0 | 0 | 0 | 0 | 0 | 0 | 0
| ComBoilers_Cadmus | M_Input | EUIs based on PSE 2014 Commercial EUIs. Cost based on the DEER 2008 Cost Database for the measure gas boilers. EUL from Wisconsin February 2016 Technical Reference Manual for the measures "Boiler, 85-90% AFUE, NG" and "Boiler, ≥ 90% AFUE, NG", "Boiler, Hot Water, Condensing, ≥90% AFUE, ≥300 mbh" and "Boiler, Hot Water, Near Condensing, ≥85% AFUE, ≥300 mbh" | 2020 | NR and New | 2022 | 2041 | PSE | Commercial | Medium Off | Gas | Per Building SqFt - Boiler >= 300 kBtuh |  |  | Medium Off Boiler >= 300 and <= 2,500 kBtuh - High Efficiency - Thermal Efficiency Et = 95% |  | 0 | 20 | 0.20707 | 0 |  | 0 | 0 | 0 | 0 | 0 | 0 | 0 | 0.020451 |  | 0 | 0 | 0 | Heating | Boiler | Boiler Tune-up | Boiler 300 to 2500 kBtuh AFUE 95% | CommVENT | 0.0141% | 27.79% | 27.79% | 42353.7102 | 1.0142 | 38.66% | 5% | 85% | 6.8% | 0.2% | 0.29334 | 0.004039 | 0.029738 | 0 | 0.20707 | 0 | 0 | 0.0076369 | 0.2147 |  | 0 | 0.97563 | 0 | 01. ($9,999.000) to $0.028 | 1 | 0.97563 | 10. $0.95 to $1.20 | 0 | 0 | 0 | 0 | 0 | 0 | 0 | 0 | 0 | 0 | 0 | 0 | 0 | 0 | 0 | 0 | 0 | 0 | 0 | 0 | 0 | 0 | 0 | 0 | 0 | 0 | 0 | 0 | 0 | 0 | 0 | 0 | 0 | 0 | 0 | 0 | 0 | 0 | 0 | 0 | 0 | 0 | 0 | 0 | 0 | 0 | 0 | 0 | 0 | 0 | 0 | 0 | 0 | 0 | 0 | 0 | 0 | 0 | 0 | 0 | 0 | 0 | 0 | 0 | 0 | 0 | 0 | 0 | 0 | 0 | 0 | 0 | 0 | 0 | 45885.0678 | 98912.724 | 137719.5444 | 163161.2728 | 197017.579 | 229770.1833 | 256259.3074 | 285638.5106 | 306669.9342 | 326085.3457 | 328252.0939 | 341518.6223 | 344773.9498 | 352649.2099 | 352023.7229 | 359646.8187 | 354985.3555 | 360771.9456 | 357906.3134 | 366675.5454 | 938.3924 | 2022.8574 | 2816.493 | 3336.8001 | 4029.1931 | 4699.0144 | 5240.7416 | 5841.5737 | 6271.6859 | 6668.7492 | 6713.0612 | 6984.3741 | 7050.9486 | 7212.005 | 7199.2132 | 7355.1126 | 7259.7813 | 7378.1225 | 7319.5176 | 7498.8566 | 113836.4935 | 938.3924 | 2961.2498 | 5777.7428 | 9114.5429 | 13143.736 | 17842.7503 | 23083.492 | 28925.0657 | 35196.7516 | 41865.5008 | 48578.562 | 55562.9361 | 62613.8847 | 69825.8897 | 77025.1028 | 84380.2154 | 91639.9968 | 99018.1193 | 106337.6369 | 113836.4935 | 0 | 0 | 0 | 0 | 0 | 0 | 0 | 0 | 0 | 0 | 0 | 0 | 0 | 0 | 0 | 0 | 0 | 0 | 0 | 0 | 0 | 0 | 0 | 0 | 0 | 0 | 0 | 0 | 0 | 0 | 0 | 0 | 0 | 0 | 0 | 0 | 0 | 0 | 0 | 0 | 0 | 0 | 0 | 0 | 0 | 0 | 0 | 0 | 0 | 9851.7055 | 21236.9529 | 29568.9307 | 35031.3704 | 42300.4532 | 49332.5668 | 55019.8865 | 61327.7176 | 65843.2474 | 70011.813 | 70477.0224 | 73325.3985 | 74024.3302 | 75715.1797 | 75580.8852 | 77217.594 | 76216.7594 | 77459.1632 | 76843.9006 | 78726.6894 | 0.01557% | 0 | 0 | 0 | 0 | 0 | 0 | 0 | 0 | 0 | 0 | 0 | 0 | 0 | 0 | 0 | 0 | 0 | 0 | 0 | 0 | 0 | 0 | 0 | 0
| ComBoilers_Cadmus | M_Input | EUIs based on PSE 2014 Commercial EUIs. Cost based on the DEER 2008 Cost Database for the measure gas boilers. EUL from Wisconsin February 2016 Technical Reference Manual for the measures "Boiler, 85-90% AFUE, NG" and "Boiler, ≥ 90% AFUE, NG", "Boiler, Hot Water, Condensing, ≥90% AFUE, ≥300 mbh" and "Boiler, Hot Water, Near Condensing, ≥85% AFUE, ≥300 mbh" | 2020 | NR and New | 2022 | 2041 | PSE | Commercial | Small Off | Gas | Per Building SqFt - Boiler >= 300 kBtuh |  |  | Small Off Boiler >= 300 and <= 2,500 kBtuh - High Efficiency - Thermal Efficiency Et = 95% |  | 0 | 20 | 0.20707 | 0 |  | 0 | 0 | 0 | 0 | 0 | 0 | 0 | 0.020451 |  | 0 | 0 | 0 | Heating | Boiler | Boiler Tune-up | Boiler 300 to 2500 kBtuh AFUE 95% | CommVENT | 0.0141% | 27.79% | 27.79% | 5367.7993 | 1.1188 | 0% | 5% | 85% | 6.8% | 0.2% | 0.29334 | 0.004039 | 0.029738 | 0 | 0.20707 | 0 | 0 | 0.0076369 | 0.2147 |  | 0 | 0.97563 | 0 | 01. ($9,999.000) to $0.028 | 1 | 0.97563 | 10. $0.95 to $1.20 | 0 | 0 | 0 | 0 | 0 | 0 | 0 | 0 | 0 | 0 | 0 | 0 | 0 | 0 | 0 | 0 | 0 | 0 | 0 | 0 | 0 | 0 | 0 | 0 | 0 | 0 | 0 | 0 | 0 | 0 | 0 | 0 | 0 | 0 | 0 | 0 | 0 | 0 | 0 | 0 | 0 | 0 | 0 | 0 | 0 | 0 | 0 | 0 | 0 | 0 | 0 | 0 | 0 | 0 | 0 | 0 | 0 | 0 | 0 | 0 | 0 | 0 | 0 | 0 | 0 | 0 | 0 | 0 | 0 | 0 | 0 | 0 | 0 | 0 | 0 | 0 | 0 | 0 | 0 | 0 | 0 | 0 | 0 | 0 | 0 | 0 | 0 | 0 | 0 | 0 | 0 | 0 | 0 | 0 | 0 | 0 | 0 | 0 | 0 | 0 | 0 | 0 | 0 | 0 | 0 | 0 | 0 | 0 | 0 | 0 | 0 | 0 | 0 | 0 | 0 | 0 | 0 | 0 | 0 | 0 | 0 | 0 | 0 | 0 | 0 | 0 | 0 | 0 | 0 | 0 | 0 | 0 | 0 | 0 | 0 | 0 | 0 | 0 | 0 | 0 | 0 | 0 | 0 | 0 | 0 | 0 | 0 | 0 | 0 | 0 | 0 | 0 | 0 | 0 | 0 | 0 | 0 | 0 | 0 | 0 | 0 | 0 | 0 | 0 | 0 | 0 | 0 | 0 | 0 | 0 | 0 | 0 | 0 | 0 | 0 | 0 | 0 | 0 | 0 | 0 | 0 | 0 | 0 | 0 | 0 | 0 | 0 | 0 | 0 | 0 | 0 | 0 | 0 | 0 | 0 | 0 | 0 | 0 | 0 | 0 | 0 | 0 | 0 | 0 | 0.01557% | 0 | 0 | 0 | 0 | 0 | 0 | 0 | 0 | 0 | 0 | 0 | 0 | 0 | 0 | 0 | 0 | 0 | 0 | 0 | 0 | 0 | 0 | 0 | 0
| ComBoilers_Cadmus | M_Input | EUIs based on PSE 2014 Commercial EUIs. Cost based on the DEER 2008 Cost Database for the measure gas boilers. EUL from Wisconsin February 2016 Technical Reference Manual for the measures "Boiler, 85-90% AFUE, NG" and "Boiler, ≥ 90% AFUE, NG", "Boiler, Hot Water, Condensing, ≥90% AFUE, ≥300 mbh" and "Boiler, Hot Water, Near Condensing, ≥85% AFUE, ≥300 mbh" | 2020 | NR and New | 2022 | 2041 | PSE | Commercial | XLarge Ret | Gas | Per Building SqFt - Boiler >= 300 kBtuh |  |  | XLarge Ret Boiler >= 300 and <= 2,500 kBtuh - High Efficiency - Thermal Efficiency Et = 95% |  | 0 | 20 | 0.17207 | 0 |  | 0 | 0 | 0 | 0 | 0 | 0 | 0 | 0.0065891 |  | 0 | 0 | 0 | Heating | Boiler | Boiler Tune-up | Boiler 300 to 2500 kBtuh AFUE 95% | CommVENT | 0.0141% | 8.591% | 8.591% | 290598.2323 | 1.0366 | 50% | 5% | 85% | 6.8% | 0.2% | 0.094511 | 0.0013013 | 0.0095812 | 0 | 0.17207 | 0 | 0 | 0.023532 | 0.19561 |  | 0 | 2.7588 | 0 | 01. ($9,999.000) to $0.028 | 1 | 2.7588 | 12. $1.50 to $999.00 | 0 | 0 | 0 | 0 | 0 | 0 | 0 | 0 | 0 | 0 | 0 | 0 | 0 | 0 | 0 | 0 | 0 | 0 | 0 | 0 | 0 | 0 | 0 | 0 | 0 | 0 | 0 | 0 | 0 | 0 | 0 | 0 | 0 | 0 | 0 | 0 | 0 | 0 | 0 | 0 | 0 | 0 | 0 | 0 | 0 | 0 | 0 | 0 | 0 | 0 | 0 | 0 | 0 | 0 | 0 | 0 | 0 | 0 | 0 | 0 | 0 | 0 | 0 | 0 | 0 | 0 | 0 | 0 | 0 | 0 | 0 | 0 | 0 | 0 | 8290.7169 | 17822.4781 | 24818.9653 | 29431.6912 | 35511.0304 | 41361.9961 | 46066.5576 | 51252.4288 | 54940.3487 | 58325.9402 | 58649.9874 | 60927.0895 | 61427.786 | 62740.393 | 62546.893 | 63809.243 | 62897.2477 | 63832.8754 | 63239.649 | 64703.853 | 54.6286 | 117.4346 | 163.5354 | 193.9292 | 233.9868 | 272.5396 | 303.5385 | 337.7089 | 362.0091 | 384.3172 | 386.4524 | 401.4565 | 404.7557 | 413.4046 | 412.1296 | 420.4474 | 414.4381 | 420.6031 | 416.6943 | 426.3421 | 6540.3518 | 54.6286 | 172.0632 | 335.5986 | 529.5279 | 763.5147 | 1036.0542 | 1339.5928 | 1677.3017 | 2039.3108 | 2423.628 | 2810.0804 | 3211.5369 | 3616.2926 | 4029.6972 | 4441.8268 | 4862.2742 | 5276.7123 | 5697.3155 | 6114.0097 | 6540.3518 | 0 | 0 | 0 | 0 | 0 | 0 | 0 | 0 | 0 | 0 | 0 | 0 | 0 | 0 | 0 | 0 | 0 | 0 | 0 | 0 | 0 | 0 | 0 | 0 | 0 | 0 | 0 | 0 | 0 | 0 | 0 | 0 | 0 | 0 | 0 | 0 | 0 | 0 | 0 | 0 | 0 | 0 | 0 | 0 | 0 | 0 | 0 | 0 | 0 | 1621.7229 | 3486.2028 | 4854.7651 | 5757.0469 | 6946.2087 | 8090.699 | 9010.9445 | 10025.3375 | 10746.7208 | 11408.9664 | 11472.3523 | 11917.7696 | 12015.7094 | 12272.4646 | 12234.6146 | 12481.5392 | 12303.1465 | 12486.1619 | 12370.1226 | 12656.5313 | 0.01557% | 0 | 0 | 0 | 0 | 0 | 0 | 0 | 0 | 0 | 0 | 0 | 0 | 0 | 0 | 0 | 0 | 0 | 0 | 0 | 0 | 0 | 0 | 0 | 0
| ComBoilers_Cadmus | M_Input | EUIs based on PSE 2014 Commercial EUIs. Cost based on the DEER 2008 Cost Database for the measure gas boilers. EUL from Wisconsin February 2016 Technical Reference Manual for the measures "Boiler, 85-90% AFUE, NG" and "Boiler, ≥ 90% AFUE, NG", "Boiler, Hot Water, Condensing, ≥90% AFUE, ≥300 mbh" and "Boiler, Hot Water, Near Condensing, ≥85% AFUE, ≥300 mbh" | 2020 | NR and New | 2022 | 2041 | PSE | Commercial | Large Ret | Gas | Per Building SqFt - Boiler >= 300 kBtuh |  |  | Large Ret Boiler >= 300 and <= 2,500 kBtuh - High Efficiency - Thermal Efficiency Et = 95% |  | 0 | 20 | 0.17207 | 0 |  | 0 | 0 | 0 | 0 | 0 | 0 | 0 | 0.0065891 |  | 0 | 0 | 0 | Heating | Boiler | Boiler Tune-up | Boiler 300 to 2500 kBtuh AFUE 95% | CommVENT | 0.0141% | 8.591% | 8.591% | 92309.7684 | 0.97759 | 50% | 5% | 85% | 6.8% | 0.2% | 0.094511 | 0.0013013 | 0.0095812 | 0 | 0.17207 | 0 | 0 | 0.023532 | 0.19561 |  | 0 | 2.7588 | 0 | 01. ($9,999.000) to $0.028 | 1 | 2.7588 | 12. $1.50 to $999.00 | 0 | 0 | 0 | 0 | 0 | 0 | 0 | 0 | 0 | 0 | 0 | 0 | 0 | 0 | 0 | 0 | 0 | 0 | 0 | 0 | 0 | 0 | 0 | 0 | 0 | 0 | 0 | 0 | 0 | 0 | 0 | 0 | 0 | 0 | 0 | 0 | 0 | 0 | 0 | 0 | 0 | 0 | 0 | 0 | 0 | 0 | 0 | 0 | 0 | 0 | 0 | 0 | 0 | 0 | 0 | 0 | 0 | 0 | 0 | 0 | 0 | 0 | 0 | 0 | 0 | 0 | 0 | 0 | 0 | 0 | 0 | 0 | 0 | 0 | 9533.7341 | 20494.5807 | 28540.0429 | 33844.3492 | 40835.1565 | 47563.3504 | 52973.2612 | 58936.6437 | 63177.4891 | 67070.6782 | 67443.3095 | 70061.8147 | 70637.58 | 72146.9846 | 71924.4734 | 73376.086 | 72327.3563 | 73403.2616 | 72721.0934 | 74404.8238 | 62.819 | 135.0415 | 188.0541 | 223.0048 | 269.0682 | 313.4011 | 349.0477 | 388.3412 | 416.2847 | 441.9374 | 444.3927 | 461.6464 | 465.4402 | 475.3859 | 473.9197 | 483.4846 | 476.5744 | 483.6636 | 479.1687 | 490.2631 | 7520.9389 | 62.819 | 197.8605 | 385.9145 | 608.9193 | 877.9875 | 1191.3886 | 1540.4363 | 1928.7775 | 2345.0622 | 2786.9996 | 3231.3924 | 3693.0388 | 4158.479 | 4633.8648 | 5107.7845 | 5591.2691 | 6067.8435 | 6551.5071 | 7030.6758 | 7520.9389 | 0 | 0 | 0 | 0 | 0 | 0 | 0 | 0 | 0 | 0 | 0 | 0 | 0 | 0 | 0 | 0 | 0 | 0 | 0 | 0 | 0 | 0 | 0 | 0 | 0 | 0 | 0 | 0 | 0 | 0 | 0 | 0 | 0 | 0 | 0 | 0 | 0 | 0 | 0 | 0 | 0 | 0 | 0 | 0 | 0 | 0 | 0 | 0 | 0 | 1864.8658 | 4008.8849 | 5582.6342 | 6620.1941 | 7987.6454 | 9303.7277 | 10361.9445 | 11528.4243 | 12357.9637 | 13119.499 | 13192.3883 | 13704.5865 | 13817.2102 | 14112.4604 | 14068.9357 | 14352.8814 | 14147.7424 | 14358.1971 | 14224.7602 | 14554.1098 | 0.01557% | 0 | 0 | 0 | 0 | 0 | 0 | 0 | 0 | 0 | 0 | 0 | 0 | 0 | 0 | 0 | 0 | 0 | 0 | 0 | 0 | 0 | 0 | 0 | 0
| ComBoilers_Cadmus | M_Input | EUIs based on PSE 2014 Commercial EUIs. Cost based on the DEER 2008 Cost Database for the measure gas boilers. EUL from Wisconsin February 2016 Technical Reference Manual for the measures "Boiler, 85-90% AFUE, NG" and "Boiler, ≥ 90% AFUE, NG", "Boiler, Hot Water, Condensing, ≥90% AFUE, ≥300 mbh" and "Boiler, Hot Water, Near Condensing, ≥85% AFUE, ≥300 mbh" | 2020 | NR and New | 2022 | 2041 | PSE | Commercial | Medium Ret | Gas | Per Building SqFt - Boiler >= 300 kBtuh |  |  | Medium Ret Boiler >= 300 and <= 2,500 kBtuh - High Efficiency - Thermal Efficiency Et = 95% |  | 0 | 20 | 0.17207 | 0 |  | 0 | 0 | 0 | 0 | 0 | 0 | 0 | 0.0065891 |  | 0 | 0 | 0 | Heating | Boiler | Boiler Tune-up | Boiler 300 to 2500 kBtuh AFUE 95% | CommVENT | 0.0141% | 8.591% | 8.591% | 13686.0977 | 1.0265 | 19.73% | 5% | 85% | 6.8% | 0.2% | 0.094511 | 0.0013013 | 0.0095812 | 0 | 0.17207 | 0 | 0 | 0.023532 | 0.19561 |  | 0 | 2.7588 | 0 | 01. ($9,999.000) to $0.028 | 1 | 2.7588 | 12. $1.50 to $999.00 | 0 | 0 | 0 | 0 | 0 | 0 | 0 | 0 | 0 | 0 | 0 | 0 | 0 | 0 | 0 | 0 | 0 | 0 | 0 | 0 | 0 | 0 | 0 | 0 | 0 | 0 | 0 | 0 | 0 | 0 | 0 | 0 | 0 | 0 | 0 | 0 | 0 | 0 | 0 | 0 | 0 | 0 | 0 | 0 | 0 | 0 | 0 | 0 | 0 | 0 | 0 | 0 | 0 | 0 | 0 | 0 | 0 | 0 | 0 | 0 | 0 | 0 | 0 | 0 | 0 | 0 | 0 | 0 | 0 | 0 | 0 | 0 | 0 | 0 | 5853.972 | 12584.2298 | 17524.3624 | 20781.3507 | 25073.8964 | 29205.1904 | 32527.0228 | 36188.7018 | 38792.6961 | 41183.2201 | 41412.0259 | 43019.8593 | 43373.3948 | 44300.2103 | 44163.5824 | 45054.912 | 44410.9634 | 45071.5985 | 44652.7287 | 45686.5849 | 38.5726 | 82.9191 | 115.4703 | 136.931 | 165.2152 | 192.4368 | 214.3248 | 238.4521 | 255.6101 | 271.3616 | 272.8692 | 283.4634 | 285.7929 | 291.8998 | 290.9996 | 296.8727 | 292.6296 | 296.9826 | 294.2226 | 301.0348 | 4618.061 | 38.5726 | 121.4917 | 236.962 | 373.893 | 539.1082 | 731.545 | 945.8698 | 1184.3218 | 1439.932 | 1711.2936 | 1984.1628 | 2267.6262 | 2553.4192 | 2845.319 | 3136.3186 | 3433.1913 | 3725.8209 | 4022.8035 | 4317.0261 | 4618.061 | 0 | 0 | 0 | 0 | 0 | 0 | 0 | 0 | 0 | 0 | 0 | 0 | 0 | 0 | 0 | 0 | 0 | 0 | 0 | 0 | 0 | 0 | 0 | 0 | 0 | 0 | 0 | 0 | 0 | 0 | 0 | 0 | 0 | 0 | 0 | 0 | 0 | 0 | 0 | 0 | 0 | 0 | 0 | 0 | 0 | 0 | 0 | 0 | 0 | 1145.0783 | 2461.5644 | 3427.8892 | 4064.9792 | 4904.6315 | 5712.7418 | 6362.5157 | 7078.766 | 7588.1257 | 8055.7291 | 8100.4851 | 8414.9887 | 8484.1428 | 8665.4344 | 8638.7091 | 8813.0594 | 8687.0985 | 8816.3234 | 8734.3895 | 8936.6191 | 0.01557% | 0 | 0 | 0 | 0 | 0 | 0 | 0 | 0 | 0 | 0 | 0 | 0 | 0 | 0 | 0 | 0 | 0 | 0 | 0 | 0 | 0 | 0 | 0 | 0
| ComBoilers_Cadmus | M_Input | EUIs based on PSE 2014 Commercial EUIs. Cost based on the DEER 2008 Cost Database for the measure gas boilers. EUL from Wisconsin February 2016 Technical Reference Manual for the measures "Boiler, 85-90% AFUE, NG" and "Boiler, ≥ 90% AFUE, NG", "Boiler, Hot Water, Condensing, ≥90% AFUE, ≥300 mbh" and "Boiler, Hot Water, Near Condensing, ≥85% AFUE, ≥300 mbh" | 2020 | NR and New | 2022 | 2041 | PSE | Commercial | Small Ret | Gas | Per Building SqFt - Boiler >= 300 kBtuh |  |  | Small Ret Boiler >= 300 and <= 2,500 kBtuh - High Efficiency - Thermal Efficiency Et = 95% |  | 0 | 20 | 0.17207 | 0 |  | 0 | 0 | 0 | 0 | 0 | 0 | 0 | 0.0065891 |  | 0 | 0 | 0 | Heating | Boiler | Boiler Tune-up | Boiler 300 to 2500 kBtuh AFUE 95% | CommVENT | 0.0141% | 8.591% | 8.591% | 2334.2902 | 1.0756 | 9.832% | 5% | 85% | 6.8% | 0.2% | 0.094511 | 0.0013013 | 0.0095812 | 0 | 0.17207 | 0 | 0 | 0.023532 | 0.19561 |  | 0 | 2.7588 | 0 | 01. ($9,999.000) to $0.028 | 1 | 2.7588 | 12. $1.50 to $999.00 | 0 | 0 | 0 | 0 | 0 | 0 | 0 | 0 | 0 | 0 | 0 | 0 | 0 | 0 | 0 | 0 | 0 | 0 | 0 | 0 | 0 | 0 | 0 | 0 | 0 | 0 | 0 | 0 | 0 | 0 | 0 | 0 | 0 | 0 | 0 | 0 | 0 | 0 | 0 | 0 | 0 | 0 | 0 | 0 | 0 | 0 | 0 | 0 | 0 | 0 | 0 | 0 | 0 | 0 | 0 | 0 | 0 | 0 | 0 | 0 | 0 | 0 | 0 | 0 | 0 | 0 | 0 | 0 | 0 | 0 | 0 | 0 | 0 | 0 | 624.7764 | 1343.076 | 1870.3212 | 2217.9295 | 2676.0596 | 3116.9799 | 3471.5088 | 3862.3085 | 4140.2248 | 4395.3581 | 4419.7778 | 4591.3769 | 4629.1087 | 4728.0248 | 4713.443 | 4808.5718 | 4739.8452 | 4810.3527 | 4765.648 | 4875.9883 | 4.1167 | 8.8497 | 12.3238 | 14.6142 | 17.6329 | 20.5382 | 22.8742 | 25.4493 | 27.2805 | 28.9616 | 29.1225 | 30.2532 | 30.5018 | 31.1536 | 31.0575 | 31.6843 | 31.2315 | 31.696 | 31.4015 | 32.1285 | 492.8714 | 4.1167 | 12.9664 | 25.2902 | 39.9045 | 57.5374 | 78.0755 | 100.9498 | 126.399 | 153.6795 | 182.6411 | 211.7636 | 242.0168 | 272.5186 | 303.6721 | 334.7296 | 366.4139 | 397.6454 | 429.3414 | 460.7429 | 492.8714 | 0 | 0 | 0 | 0 | 0 | 0 | 0 | 0 | 0 | 0 | 0 | 0 | 0 | 0 | 0 | 0 | 0 | 0 | 0 | 0 | 0 | 0 | 0 | 0 | 0 | 0 | 0 | 0 | 0 | 0 | 0 | 0 | 0 | 0 | 0 | 0 | 0 | 0 | 0 | 0 | 0 | 0 | 0 | 0 | 0 | 0 | 0 | 0 | 0 | 122.2107 | 262.7152 | 365.848 | 433.8427 | 523.4562 | 609.7033 | 679.0517 | 755.4949 | 809.8573 | 859.7631 | 864.5398 | 898.1058 | 905.4864 | 924.8351 | 921.9828 | 940.5907 | 927.1472 | 940.939 | 932.1945 | 953.7778 | 0.01557% | 0 | 0 | 0 | 0 | 0 | 0 | 0 | 0 | 0 | 0 | 0 | 0 | 0 | 0 | 0 | 0 | 0 | 0 | 0 | 0 | 0 | 0 | 0 | 0
| ComBoilers_Cadmus | M_Input | EUIs based on PSE 2014 Commercial EUIs. Cost based on the DEER 2008 Cost Database for the measure gas boilers. EUL from Wisconsin February 2016 Technical Reference Manual for the measures "Boiler, 85-90% AFUE, NG" and "Boiler, ≥ 90% AFUE, NG", "Boiler, Hot Water, Condensing, ≥90% AFUE, ≥300 mbh" and "Boiler, Hot Water, Near Condensing, ≥85% AFUE, ≥300 mbh" | 2020 | NR and New | 2022 | 2041 | PSE | Commercial | School K-12 | Gas | Per Building SqFt - Boiler >= 300 kBtuh |  |  | School K-12 Boiler >= 300 and <= 2,500 kBtuh - High Efficiency - Thermal Efficiency Et = 95% |  | 0 | 20 | 0.094651 | 0 |  | 0 | 0 | 0 | 0 | 0 | 0 | 0 | 0.010778 |  | 0 | 0 | 0 | Heating | Boiler | Boiler Tune-up | Boiler 300 to 2500 kBtuh AFUE 95% | CommVENT | 0.0141% | 74.6% | 74.6% | 38253.3394 | 1.0466 | 48.99% | 5% | 85% | 6.8% | 0.2% | 0.1546 | 0.0021286 | 0.015673 | 0 | 0.094651 | 0 | 0 | 0.0011289 | 0.095779 |  | 0 | 0.82582 | 0 | 01. ($9,999.000) to $0.028 | 1 | 0.82582 | 08. $0.70 to $0.85 | 1 | 0 | 0 | 0 | 0 | 0 | 0 | 0 | 0 | 0 | 0 | 0 | 0 | 0 | 0 | 0 | 0 | 0 | 0 | 0 | 0 | 0 | 0 | 0 | 0 | 0 | 0 | 0 | 0 | 0 | 0 | 0 | 0 | 0 | 0 | 0 | 0 | 0 | 0 | 0 | 0 | 0 | 0 | 0 | 0 | 0 | 0 | 0 | 0 | 0 | 0 | 0 | 0 | 0 | 0 | 0 | 0 | 0 | 0 | 0 | 0 | 0 | 0 | 0 | 0 | 0 | 0 | 0 | 0 | 0 | 0 | 0 | 0 | 0 | 159577.7785 | 344540.5891 | 479654.1406 | 567930.2567 | 686065.607 | 800682.7979 | 893681.4785 | 997190.6096 | 1071554.2207 | 1140416.4437 | 1148678.4376 | 1196134.6385 | 1208413.8627 | 1237019.5249 | 1235730.482 | 1263518.4736 | 1248082.7691 | 1269435.7086 | 1260314.4295 | 1292161.079 | 1719.9659 | 3713.5374 | 5169.8222 | 6121.2824 | 7394.5723 | 8629.9426 | 9632.3037 | 10747.9488 | 11549.4569 | 12291.6697 | 12380.7194 | 12892.2132 | 13024.5615 | 13332.8798 | 13318.9862 | 13618.4916 | 13452.122 | 13682.2689 | 13583.9577 | 13927.2081 | 210183.9104 | 1719.9659 | 5433.5033 | 10603.3255 | 16724.6079 | 24119.1802 | 32749.1228 | 42381.4265 | 53129.3754 | 64678.8323 | 76970.502 | 89351.2213 | 102243.4345 | 115267.996 | 128600.8758 | 141919.8621 | 155538.3537 | 168990.4757 | 182672.7446 | 196256.7022 | 210183.9104 | 0 | 0 | 0 | 0 | 0 | 0 | 0 | 0 | 0 | 0 | 0 | 0 | 0 | 0 | 0 | 0 | 0 | 0 | 0 | 0 | 0 | 0 | 0 | 0 | 0 | 0 | 0 | 0 | 0 | 0 | 0 | 0 | 0 | 0 | 0 | 0 | 0 | 0 | 0 | 0 | 0 | 0 | 0 | 0 | 0 | 0 | 0 | 0 | 0 | 15284.2756 | 32999.9161 | 45941.0209 | 54396.0608 | 65711.0025 | 76688.9766 | 85596.3413 | 95510.3913 | 102632.8988 | 109228.4863 | 110019.8157 | 114565.1456 | 115741.2432 | 118481.0785 | 118357.6146 | 121019.1338 | 119540.7102 | 121585.8835 | 120712.2522 | 123762.5075 | 0.01557% | 0 | 0 | 0 | 0 | 0 | 0 | 0 | 0 | 0 | 0 | 0 | 0 | 0 | 0 | 0 | 0 | 0 | 0 | 0 | 0 | 0 | 0 | 0 | 0
| ComBoilers_Cadmus | M_Input | EUIs based on PSE 2014 Commercial EUIs. Cost based on the DEER 2008 Cost Database for the measure gas boilers. EUL from Wisconsin February 2016 Technical Reference Manual for the measures "Boiler, 85-90% AFUE, NG" and "Boiler, ≥ 90% AFUE, NG", "Boiler, Hot Water, Condensing, ≥90% AFUE, ≥300 mbh" and "Boiler, Hot Water, Near Condensing, ≥85% AFUE, ≥300 mbh" | 2020 | NR and New | 2022 | 2041 | PSE | Commercial | University | Gas | Per Building SqFt - Boiler >= 300 kBtuh |  |  | University Boiler >= 300 and <= 2,500 kBtuh - High Efficiency - Thermal Efficiency Et = 95% |  | 0 | 20 | 0.094651 | 0 |  | 0 | 0 | 0 | 0 | 0 | 0 | 0 | 0.021556 |  | 0 | 0 | 0 | Heating | Boiler | Boiler Tune-up | Boiler 300 to 2500 kBtuh AFUE 95% | CommVENT | 0.0141% | 74.6% | 74.6% | 131012.9885 | 1.0798 | 0% | 5% | 85% | 6.8% | 0.2% | 0.30919 | 0.0042573 | 0.031345 | 0 | 0.094651 | 0 | 0 | -0.016672 | 0.077978 |  | 0 | 0.33617 | 0 | 01. ($9,999.000) to $0.028 | 1 | 0.33617 | 03. $0.30 to $0.45 | 1 | 0 | 0 | 0 | 0 | 0 | 0 | 0 | 0 | 0 | 0 | 0 | 0 | 0 | 0 | 0 | 0 | 0 | 0 | 0 | 0 | 0 | 0 | 0 | 0 | 0 | 0 | 0 | 0 | 0 | 0 | 0 | 0 | 0 | 0 | 0 | 0 | 0 | 0 | 0 | 0 | 0 | 0 | 0 | 0 | 0 | 0 | 0 | 0 | 0 | 0 | 0 | 0 | 0 | 0 | 0 | 0 | 0 | 0 | 0 | 0 | 0 | 0 | 0 | 0 | 0 | 0 | 0 | 0 | 0 | 0 | 0 | 0 | 0 | 0 | 0 | 0 | 0 | 0 | 0 | 0 | 0 | 0 | 0 | 0 | 0 | 0 | 0 | 0 | 0 | 0 | 0 | 0 | 0 | 0 | 0 | 0 | 0 | 0 | 0 | 0 | 0 | 0 | 0 | 0 | 0 | 0 | 0 | 0 | 0 | 0 | 0 | 0 | 0 | 0 | 0 | 0 | 0 | 0 | 0 | 0 | 0 | 0 | 0 | 0 | 0 | 0 | 0 | 0 | 0 | 0 | 0 | 0 | 0 | 0 | 0 | 0 | 0 | 0 | 0 | 0 | 0 | 0 | 0 | 0 | 0 | 0 | 0 | 0 | 0 | 0 | 0 | 0 | 0 | 0 | 0 | 0 | 0 | 0 | 0 | 0 | 0 | 0 | 0 | 0 | 0 | 0 | 0 | 0 | 0 | 0 | 0 | 0 | 0 | 0 | 0 | 0 | 0 | 0 | 0 | 0 | 0 | 0 | 0 | 0 | 0 | 0 | 0 | 0 | 0 | 0 | 0 | 0 | 0 | 0 | 0 | 0 | 0 | 0 | 0 | 0 | 0 | 0 | 0 | 0.01557% | 0 | 0 | 0 | 0 | 0 | 0 | 0 | 0 | 0 | 0 | 0 | 0 | 0 | 0 | 0 | 0 | 0 | 0 | 0 | 0 | 0 | 0 | 0 | 0
| ComBoilers_Cadmus | M_Input | EUIs based on PSE 2014 Commercial EUIs. Cost based on the DEER 2008 Cost Database for the measure gas boilers. EUL from Wisconsin February 2016 Technical Reference Manual for the measures "Boiler, 85-90% AFUE, NG" and "Boiler, ≥ 90% AFUE, NG", "Boiler, Hot Water, Condensing, ≥90% AFUE, ≥300 mbh" and "Boiler, Hot Water, Near Condensing, ≥85% AFUE, ≥300 mbh" | 2020 | NR and New | 2022 | 2041 | PSE | Commercial | Warehouse | Gas | Per Building SqFt - Boiler >= 300 kBtuh |  |  | Warehouse Boiler >= 300 and <= 2,500 kBtuh - High Efficiency - Thermal Efficiency Et = 95% |  | 0 | 20 | 0.029359 | 0 |  | 0 | 0 | 0 | 0 | 0 | 0 | 0 | 0.0079754 |  | 0 | 0 | 0 | Heating | Boiler | Boiler Tune-up | Boiler 300 to 2500 kBtuh AFUE 95% | CommVENT | 0.0141% | 1.122% | 1.122% | 32743.3403 | 0.95423 | 8.341% | 5% | 85% | 6.8% | 0.2% | 0.1144 | 0.0015751 | 0.011597 | 0 | 0.029359 | 0 | 0 | -0.0073004 | 0.022058 |  | 0 | 0.25703 | 0 | 01. ($9,999.000) to $0.028 | 1 | 0.25703 | 02. $0.22 to $0.30 | 1 | 0 | 0 | 0 | 0 | 0 | 0 | 0 | 0 | 0 | 0 | 0 | 0 | 0 | 0 | 0 | 0 | 0 | 0 | 0 | 0 | 0 | 0 | 0 | 0 | 0 | 0 | 0 | 0 | 0 | 0 | 0 | 0 | 0 | 0 | 0 | 0 | 0 | 0 | 0 | 0 | 0 | 0 | 0 | 0 | 0 | 0 | 0 | 0 | 0 | 0 | 0 | 0 | 0 | 0 | 0 | 0 | 0 | 0 | 0 | 0 | 0 | 0 | 0 | 0 | 0 | 0 | 0 | 0 | 0 | 0 | 0 | 0 | 0 | 866.0992 | 1861.4617 | 2592.2315 | 3074.213 | 3708.991 | 4319.6882 | 4810.5126 | 5351.3053 | 5735.6932 | 6088.4204 | 6121.7425 | 6358.6925 | 6410.3185 | 6546.5885 | 6525.7513 | 6656.7385 | 6560.9299 | 6657.829 | 6595.2796 | 6747.3203 | 6.9075 | 14.846 | 20.6742 | 24.5182 | 29.5808 | 34.4514 | 38.3659 | 42.679 | 45.7447 | 48.5578 | 48.8236 | 50.7133 | 51.1251 | 52.2119 | 52.0457 | 53.0904 | 52.3263 | 53.0991 | 52.6002 | 53.8128 | 826.1739 | 6.9075 | 21.7535 | 42.4277 | 66.9459 | 96.5267 | 130.9781 | 169.344 | 212.023 | 257.7677 | 306.3255 | 355.149 | 405.8624 | 456.9875 | 509.1994 | 561.2451 | 614.3355 | 666.6618 | 719.7609 | 772.3611 | 826.1739 | 0 | 0 | 0 | 0 | 0 | 0 | 0 | 0 | 0 | 0 | 0 | 0 | 0 | 0 | 0 | 0 | 0 | 0 | 0 | 0 | 0 | 0 | 0 | 0 | 0 | 0 | 0 | 0 | 0 | 0 | 0 | 0 | 0 | 0 | 0 | 0 | 0 | 0 | 0 | 0 | 0 | 0 | 0 | 0 | 0 | 0 | 0 | 0 | 0 | 19.1047 | 41.0608 | 57.1803 | 67.8121 | 81.8142 | 95.2852 | 106.112 | 118.041 | 126.5199 | 134.3005 | 135.0355 | 140.2623 | 141.401 | 144.4069 | 143.9473 | 146.8367 | 144.7233 | 146.8607 | 145.481 | 148.8347 | 0.01557% | 0 | 0 | 0 | 0 | 0 | 0 | 0 | 0 | 0 | 0 | 0 | 0 | 0 | 0 | 0 | 0 | 0 | 0 | 0 | 0 | 0 | 0 | 0 | 0
| ComBoilers_Cadmus | M_Input | EUIs based on PSE 2014 Commercial EUIs. Cost based on the DEER 2008 Cost Database for the measure gas boilers. EUL from Wisconsin February 2016 Technical Reference Manual for the measures "Boiler, 85-90% AFUE, NG" and "Boiler, ≥ 90% AFUE, NG", "Boiler, Hot Water, Condensing, ≥90% AFUE, ≥300 mbh" and "Boiler, Hot Water, Near Condensing, ≥85% AFUE, ≥300 mbh" | 2020 | NR and New | 2022 | 2041 | PSE | Commercial | Supermarket | Gas | Per Building SqFt - Boiler >= 300 kBtuh |  |  | Supermarket Boiler >= 300 and <= 2,500 kBtuh - High Efficiency - Thermal Efficiency Et = 95% |  | 0 | 20 | 0.088071 | 0 |  | 0 | 0 | 0 | 0 | 0 | 0 | 0 | 0.021901 |  | 0 | 0 | 0 | Heating | Boiler | Boiler Tune-up | Boiler 300 to 2500 kBtuh AFUE 95% | CommVENT | 0.0141% | 0.7407% | 0.7407% | 46001.1926 | 0.92495 | 50% | 5% | 85% | 6.8% | 0.2% | 0.31413 | 0.0043253 | 0.031845 | 0 | 0.088071 | 0 | 0 | -0.018556 | 0.069515 |  | 0 | 0.29497 | 0 | 01. ($9,999.000) to $0.028 | 1 | 0.29497 | 02. $0.22 to $0.30 | 1 | 0 | 0 | 0 | 0 | 0 | 0 | 0 | 0 | 0 | 0 | 0 | 0 | 0 | 0 | 0 | 0 | 0 | 0 | 0 | 0 | 0 | 0 | 0 | 0 | 0 | 0 | 0 | 0 | 0 | 0 | 0 | 0 | 0 | 0 | 0 | 0 | 0 | 0 | 0 | 0 | 0 | 0 | 0 | 0 | 0 | 0 | 0 | 0 | 0 | 0 | 0 | 0 | 0 | 0 | 0 | 0 | 0 | 0 | 0 | 0 | 0 | 0 | 0 | 0 | 0 | 0 | 0 | 0 | 0 | 0 | 0 | 0 | 0 | 689.594 | 1482.1085 | 2063.9523 | 2447.7092 | 2953.1238 | 3439.365 | 3830.1627 | 4260.7455 | 4566.7978 | 4847.6416 | 4874.1728 | 5062.8341 | 5103.939 | 5212.4381 | 5195.8474 | 5300.1403 | 5223.8568 | 5301.0085 | 5251.2063 | 5372.2621 | 15.1025 | 32.459 | 45.2018 | 53.6063 | 64.6751 | 75.3241 | 83.8828 | 93.3128 | 100.0155 | 106.1662 | 106.7472 | 110.879 | 111.7793 | 114.1554 | 113.7921 | 116.0762 | 114.4055 | 116.0952 | 115.0045 | 117.6557 | 1806.3363 | 15.1025 | 47.5616 | 92.7633 | 146.3696 | 211.0447 | 286.3688 | 370.2516 | 463.5645 | 563.58 | 669.7462 | 776.4934 | 887.3724 | 999.1517 | 1113.3071 | 1227.0992 | 1343.1754 | 1457.5809 | 1573.6761 | 1688.6806 | 1806.3363 | 0 | 0 | 0 | 0 | 0 | 0 | 0 | 0 | 0 | 0 | 0 | 0 | 0 | 0 | 0 | 0 | 0 | 0 | 0 | 0 | 0 | 0 | 0 | 0 | 0 | 0 | 0 | 0 | 0 | 0 | 0 | 0 | 0 | 0 | 0 | 0 | 0 | 0 | 0 | 0 | 0 | 0 | 0 | 0 | 0 | 0 | 0 | 0 | 0 | 47.937 | 103.0284 | 143.4752 | 170.152 | 205.2857 | 239.0867 | 266.2529 | 296.1848 | 317.4599 | 336.9827 | 338.827 | 351.9418 | 354.7992 | 362.3415 | 361.1882 | 368.4381 | 363.1352 | 368.4984 | 365.0364 | 373.4516 | 0.01557% | 0 | 0 | 0 | 0 | 0 | 0 | 0 | 0 | 0 | 0 | 0 | 0 | 0 | 0 | 0 | 0 | 0 | 0 | 0 | 0 | 0 | 0 | 0 | 0
| ComBoilers_Cadmus | M_Input | EUIs based on PSE 2014 Commercial EUIs. Cost based on the DEER 2008 Cost Database for the measure gas boilers. EUL from Wisconsin February 2016 Technical Reference Manual for the measures "Boiler, 85-90% AFUE, NG" and "Boiler, ≥ 90% AFUE, NG", "Boiler, Hot Water, Condensing, ≥90% AFUE, ≥300 mbh" and "Boiler, Hot Water, Near Condensing, ≥85% AFUE, ≥300 mbh" | 2020 | NR and New | 2022 | 2041 | PSE | Commercial | MiniMart | Gas | Per Building SqFt - Boiler >= 300 kBtuh |  |  | MiniMart Boiler >= 300 and <= 2,500 kBtuh - High Efficiency - Thermal Efficiency Et = 95% |  | 0 | 20 | 0.088071 | 0 |  | 0 | 0 | 0 | 0 | 0 | 0 | 0 | 0.021901 |  | 0 | 0 | 0 | Heating | Boiler | Boiler Tune-up | Boiler 300 to 2500 kBtuh AFUE 95% | CommVENT | 0.0141% | 0.7407% | 0.7407% | 2270.6714 | 1.0732 | 50% | 5% | 85% | 6.8% | 0.2% | 0.31413 | 0.0043253 | 0.031845 | 0 | 0.088071 | 0 | 0 | -0.018556 | 0.069515 |  | 0 | 0.29497 | 0 | 01. ($9,999.000) to $0.028 | 1 | 0.29497 | 02. $0.22 to $0.30 | 1 | 0 | 0 | 0 | 0 | 0 | 0 | 0 | 0 | 0 | 0 | 0 | 0 | 0 | 0 | 0 | 0 | 0 | 0 | 0 | 0 | 0 | 0 | 0 | 0 | 0 | 0 | 0 | 0 | 0 | 0 | 0 | 0 | 0 | 0 | 0 | 0 | 0 | 0 | 0 | 0 | 0 | 0 | 0 | 0 | 0 | 0 | 0 | 0 | 0 | 0 | 0 | 0 | 0 | 0 | 0 | 0 | 0 | 0 | 0 | 0 | 0 | 0 | 0 | 0 | 0 | 0 | 0 | 0 | 0 | 0 | 0 | 0 | 0 | 27.7716 | 59.9292 | 83.4346 | 98.8097 | 119.3466 | 139.2525 | 155.3866 | 173.3229 | 186.1935 | 198.0998 | 199.4956 | 207.6777 | 209.759 | 214.6663 | 214.3904 | 219.1519 | 216.4203 | 220.0646 | 218.4278 | 223.8912 | 0.60821 | 1.3125 | 1.8273 | 2.164 | 2.6138 | 3.0497 | 3.4031 | 3.7959 | 4.0777 | 4.3385 | 4.3691 | 4.5483 | 4.5938 | 4.7013 | 4.6953 | 4.7996 | 4.7397 | 4.8195 | 4.7837 | 4.9033 | 74.1442 | 0.60821 | 1.9207 | 3.748 | 5.912 | 8.5257 | 11.5754 | 14.9785 | 18.7744 | 22.8521 | 27.1906 | 31.5597 | 36.1079 | 40.7018 | 45.4031 | 50.0984 | 54.8979 | 59.6377 | 64.4572 | 69.2409 | 74.1442 | 0 | 0 | 0 | 0 | 0 | 0 | 0 | 0 | 0 | 0 | 0 | 0 | 0 | 0 | 0 | 0 | 0 | 0 | 0 | 0 | 0 | 0 | 0 | 0 | 0 | 0 | 0 | 0 | 0 | 0 | 0 | 0 | 0 | 0 | 0 | 0 | 0 | 0 | 0 | 0 | 0 | 0 | 0 | 0 | 0 | 0 | 0 | 0 | 0 | 1.9305 | 4.166 | 5.7999 | 6.8687 | 8.2964 | 9.6801 | 10.8017 | 12.0485 | 12.9432 | 13.7709 | 13.8679 | 14.4367 | 14.5813 | 14.9225 | 14.9033 | 15.2343 | 15.0444 | 15.2977 | 15.184 | 15.5637 | 0.01557% | 0 | 0 | 0 | 0 | 0 | 0 | 0 | 0 | 0 | 0 | 0 | 0 | 0 | 0 | 0 | 0 | 0 | 0 | 0 | 0 | 0 | 0 | 0 | 0
| ComBoilers_Cadmus | M_Input | EUIs based on PSE 2014 Commercial EUIs. Cost based on the DEER 2008 Cost Database for the measure gas boilers. EUL from Wisconsin February 2016 Technical Reference Manual for the measures "Boiler, 85-90% AFUE, NG" and "Boiler, ≥ 90% AFUE, NG", "Boiler, Hot Water, Condensing, ≥90% AFUE, ≥300 mbh" and "Boiler, Hot Water, Near Condensing, ≥85% AFUE, ≥300 mbh" | 2020 | NR and New | 2022 | 2041 | PSE | Commercial | Restaurant | Gas | Per Building SqFt - Boiler >= 300 kBtuh |  |  | Restaurant Boiler >= 300 and <= 2,500 kBtuh - High Efficiency - Thermal Efficiency Et = 95% |  | 0 | 20 | 0.088071 | 0 |  | 0 | 0 | 0 | 0 | 0 | 0 | 0 | 0.004033 |  | 0 | 0 | 0 | Heating | Boiler | Boiler Tune-up | Boiler 300 to 2500 kBtuh AFUE 95% | CommVENT | 0.0141% | 0% | 0% | 12127.7951 | 1.2469 | 0% | 5% | 85% | 6.8% | 0.2% | 0.057847 | 0.0007965 | 0.0058643 | 0 | 0.088071 | 0 | 0 | 0.010953 | 0.099025 |  | 0 | 2.2818 | 0 | 01. ($9,999.000) to $0.028 | 1 | 2.2818 | 12. $1.50 to $999.00 | 0 | 0 | 0 | 0 | 0 | 0 | 0 | 0 | 0 | 0 | 0 | 0 | 0 | 0 | 0 | 0 | 0 | 0 | 0 | 0 | 0 | 0 | 0 | 0 | 0 | 0 | 0 | 0 | 0 | 0 | 0 | 0 | 0 | 0 | 0 | 0 | 0 | 0 | 0 | 0 | 0 | 0 | 0 | 0 | 0 | 0 | 0 | 0 | 0 | 0 | 0 | 0 | 0 | 0 | 0 | 0 | 0 | 0 | 0 | 0 | 0 | 0 | 0 | 0 | 0 | 0 | 0 | 0 | 0 | 0 | 0 | 0 | 0 | 0 | 0 | 0 | 0 | 0 | 0 | 0 | 0 | 0 | 0 | 0 | 0 | 0 | 0 | 0 | 0 | 0 | 0 | 0 | 0 | 0 | 0 | 0 | 0 | 0 | 0 | 0 | 0 | 0 | 0 | 0 | 0 | 0 | 0 | 0 | 0 | 0 | 0 | 0 | 0 | 0 | 0 | 0 | 0 | 0 | 0 | 0 | 0 | 0 | 0 | 0 | 0 | 0 | 0 | 0 | 0 | 0 | 0 | 0 | 0 | 0 | 0 | 0 | 0 | 0 | 0 | 0 | 0 | 0 | 0 | 0 | 0 | 0 | 0 | 0 | 0 | 0 | 0 | 0 | 0 | 0 | 0 | 0 | 0 | 0 | 0 | 0 | 0 | 0 | 0 | 0 | 0 | 0 | 0 | 0 | 0 | 0 | 0 | 0 | 0 | 0 | 0 | 0 | 0 | 0 | 0 | 0 | 0 | 0 | 0 | 0 | 0 | 0 | 0 | 0 | 0 | 0 | 0 | 0 | 0 | 0 | 0 | 0 | 0 | 0 | 0 | 0 | 0 | 0 | 0 | 0 | 0.01557% | 0 | 0 | 0 | 0 | 0 | 0 | 0 | 0 | 0 | 0 | 0 | 0 | 0 | 0 | 0 | 0 | 0 | 0 | 0 | 0 | 0 | 0 | 0 | 0
| ComBoilers_Cadmus | M_Input | EUIs based on PSE 2014 Commercial EUIs. Cost based on the DEER 2008 Cost Database for the measure gas boilers. EUL from Wisconsin February 2016 Technical Reference Manual for the measures "Boiler, 85-90% AFUE, NG" and "Boiler, ≥ 90% AFUE, NG", "Boiler, Hot Water, Condensing, ≥90% AFUE, ≥300 mbh" and "Boiler, Hot Water, Near Condensing, ≥85% AFUE, ≥300 mbh" | 2020 | NR and New | 2022 | 2041 | PSE | Commercial | Lodging | Gas | Per Building SqFt - Boiler >= 300 kBtuh |  |  | Lodging Boiler >= 300 and <= 2,500 kBtuh - High Efficiency - Thermal Efficiency Et = 95% |  | 0 | 20 | 0.069806 | 0 |  | 0 | 0 | 0 | 0 | 0 | 0 | 0 | 0.015789 |  | 0 | 0 | 0 | Heating | Boiler | Boiler Tune-up | Boiler 300 to 2500 kBtuh AFUE 95% | CommVENT | 0.0141% | 56.64% | 56.64% | 28301.6712 | 0.90175 | 34.18% | 5% | 85% | 6.8% | 0.2% | 0.22647 | 0.0031182 | 0.022959 | 0 | 0.069806 | 0 | 0 | -0.012116 | 0.05769 |  | 0 | 0.33955 | 0 | 01. ($9,999.000) to $0.028 | 1 | 0.33955 | 03. $0.30 to $0.45 | 1 | 0 | 0 | 0 | 0 | 0 | 0 | 0 | 0 | 0 | 0 | 0 | 0 | 0 | 0 | 0 | 0 | 0 | 0 | 0 | 0 | 0 | 0 | 0 | 0 | 0 | 0 | 0 | 0 | 0 | 0 | 0 | 0 | 0 | 0 | 0 | 0 | 0 | 0 | 0 | 0 | 0 | 0 | 0 | 0 | 0 | 0 | 0 | 0 | 0 | 0 | 0 | 0 | 0 | 0 | 0 | 0 | 0 | 0 | 0 | 0 | 0 | 0 | 0 | 0 | 0 | 0 | 0 | 0 | 0 | 0 | 0 | 0 | 0 | 32468.3722 | 69905.542 | 97339.8589 | 115371.4071 | 139264.2686 | 162326.16 | 180930.5248 | 201508.9301 | 216198.2723 | 229726.0234 | 231143.8321 | 240324.6148 | 242477.5608 | 247859.7738 | 247278.4158 | 252473.679 | 249054.5371 | 252958.635 | 250800.0469 | 256796.4606 | 512.6407 | 1103.7334 | 1536.8918 | 1821.5906 | 2198.8332 | 2562.9557 | 2856.6986 | 3181.6095 | 3413.5385 | 3627.1271 | 3649.5128 | 3794.4675 | 3828.4602 | 3913.4396 | 3904.2605 | 3986.2882 | 3932.3036 | 3993.9451 | 3959.8633 | 4054.5402 | 61832.7 | 512.6407 | 1616.3741 | 3153.2659 | 4974.8565 | 7173.6897 | 9736.6454 | 12593.344 | 15774.9535 | 19188.492 | 22815.6191 | 26465.1319 | 30259.5994 | 34088.0595 | 38001.4991 | 41905.7596 | 45892.0478 | 49824.3514 | 53818.2965 | 57778.1598 | 61832.7 | 0 | 0 | 0 | 0 | 0 | 0 | 0 | 0 | 0 | 0 | 0 | 0 | 0 | 0 | 0 | 0 | 0 | 0 | 0 | 0 | 0 | 0 | 0 | 0 | 0 | 0 | 0 | 0 | 0 | 0 | 0 | 0 | 0 | 0 | 0 | 0 | 0 | 0 | 0 | 0 | 0 | 0 | 0 | 0 | 0 | 0 | 0 | 0 | 0 | 1873.0967 | 4032.8427 | 5615.5253 | 6655.7633 | 8034.1397 | 9364.5776 | 10437.8613 | 11625.0272 | 12472.4536 | 13252.868 | 13334.6613 | 13864.2996 | 13988.5028 | 14299.002 | 14265.4636 | 14565.1777 | 14367.9278 | 14593.1547 | 14468.626 | 14814.5585 | 0.01557% | 0 | 0 | 0 | 0 | 0 | 0 | 0 | 0 | 0 | 0 | 0 | 0 | 0 | 0 | 0 | 0 | 0 | 0 | 0 | 0 | 0 | 0 | 0 | 0
| ComBoilers_Cadmus | M_Input | EUIs based on PSE 2014 Commercial EUIs. Cost based on the DEER 2008 Cost Database for the measure gas boilers. EUL from Wisconsin February 2016 Technical Reference Manual for the measures "Boiler, 85-90% AFUE, NG" and "Boiler, ≥ 90% AFUE, NG", "Boiler, Hot Water, Condensing, ≥90% AFUE, ≥300 mbh" and "Boiler, Hot Water, Near Condensing, ≥85% AFUE, ≥300 mbh" | 2020 | NR and New | 2022 | 2041 | PSE | Commercial | Hospital | Gas | Per Building SqFt - Boiler >= 300 kBtuh |  |  | Hospital Boiler >= 300 and <= 2,500 kBtuh - High Efficiency - Thermal Efficiency Et = 95% |  | 0 | 20 | 0.088071 | 0 |  | 0 | 0 | 0 | 0 | 0 | 0 | 0 | 0.030437 |  | 0 | 0 | 0 | Heating | Boiler | Boiler Tune-up | Boiler 300 to 2500 kBtuh AFUE 95% | CommVENT | 0.0141% | 35.29% | 35.29% | 173734.3051 | 2.1454 | 0% | 5% | 85% | 6.8% | 0.2% | 0.43658 | 0.0060112 | 0.044259 | 0 | 0.088071 | 0 | 0 | -0.032656 | 0.055416 |  | 0 | 0.16919 | 0 | 01. ($9,999.000) to $0.028 | 1 | 0.16919 | 01. ($9,999.00) to $0.22 | 1 | 0 | 0 | 0 | 0 | 0 | 0 | 0 | 0 | 0 | 0 | 0 | 0 | 0 | 0 | 0 | 0 | 0 | 0 | 0 | 0 | 0 | 0 | 0 | 0 | 0 | 0 | 0 | 0 | 0 | 0 | 0 | 0 | 0 | 0 | 0 | 0 | 0 | 0 | 0 | 0 | 0 | 0 | 0 | 0 | 0 | 0 | 0 | 0 | 0 | 0 | 0 | 0 | 0 | 0 | 0 | 0 | 0 | 0 | 0 | 0 | 0 | 0 | 0 | 0 | 0 | 0 | 0 | 0 | 0 | 0 | 0 | 0 | 0 | 0 | 0 | 0 | 0 | 0 | 0 | 0 | 0 | 0 | 0 | 0 | 0 | 0 | 0 | 0 | 0 | 0 | 0 | 0 | 0 | 0 | 0 | 0 | 0 | 0 | 0 | 0 | 0 | 0 | 0 | 0 | 0 | 0 | 0 | 0 | 0 | 0 | 0 | 0 | 0 | 0 | 0 | 0 | 0 | 0 | 0 | 0 | 0 | 0 | 0 | 0 | 0 | 0 | 0 | 0 | 0 | 0 | 0 | 0 | 0 | 0 | 0 | 0 | 0 | 0 | 0 | 0 | 0 | 0 | 0 | 0 | 0 | 0 | 0 | 0 | 0 | 0 | 0 | 0 | 0 | 0 | 0 | 0 | 0 | 0 | 0 | 0 | 0 | 0 | 0 | 0 | 0 | 0 | 0 | 0 | 0 | 0 | 0 | 0 | 0 | 0 | 0 | 0 | 0 | 0 | 0 | 0 | 0 | 0 | 0 | 0 | 0 | 0 | 0 | 0 | 0 | 0 | 0 | 0 | 0 | 0 | 0 | 0 | 0 | 0 | 0 | 0 | 0 | 0 | 0 | 0.01557% | 0 | 0 | 0 | 0 | 0 | 0 | 0 | 0 | 0 | 0 | 0 | 0 | 0 | 0 | 0 | 0 | 0 | 0 | 0 | 0 | 0 | 0 | 0 | 0
| ComBoilers_Cadmus | M_Input | EUIs based on PSE 2014 Commercial EUIs. Cost based on the DEER 2008 Cost Database for the measure gas boilers. EUL from Wisconsin February 2016 Technical Reference Manual for the measures "Boiler, 85-90% AFUE, NG" and "Boiler, ≥ 90% AFUE, NG", "Boiler, Hot Water, Condensing, ≥90% AFUE, ≥300 mbh" and "Boiler, Hot Water, Near Condensing, ≥85% AFUE, ≥300 mbh" | 2020 | NR and New | 2022 | 2041 | PSE | Commercial | Residential Care | Gas | Per Building SqFt - Boiler >= 300 kBtuh |  |  | Residential Care Boiler >= 300 and <= 2,500 kBtuh - High Efficiency - Thermal Efficiency Et = 95% |  | 0 | 20 | 0.078079 | 0 |  | 0 | 0 | 0 | 0 | 0 | 0 | 0 | 0.01352 |  | 0 | 0 | 0 | Heating | Boiler | Boiler Tune-up | Boiler 300 to 2500 kBtuh AFUE 95% | CommVENT | 0.0141% | 25.21% | 25.21% | 101257.3441 | 1.135 | 47.25% | 5% | 85% | 6.8% | 0.2% | 0.19393 | 0.0026702 | 0.01966 | 0 | 0.078079 | 0 | 0 | -0.0067141 | 0.071365 |  | 0 | 0.49052 | 0 | 01. ($9,999.000) to $0.028 | 1 | 0.49052 | 04. $0.45 to $0.50 | 1 | 0 | 0 | 0 | 0 | 0 | 0 | 0 | 0 | 0 | 0 | 0 | 0 | 0 | 0 | 0 | 0 | 0 | 0 | 0 | 0 | 0 | 0 | 0 | 0 | 0 | 0 | 0 | 0 | 0 | 0 | 0 | 0 | 0 | 0 | 0 | 0 | 0 | 0 | 0 | 0 | 0 | 0 | 0 | 0 | 0 | 0 | 0 | 0 | 0 | 0 | 0 | 0 | 0 | 0 | 0 | 0 | 0 | 0 | 0 | 0 | 0 | 0 | 0 | 0 | 0 | 0 | 0 | 0 | 0 | 0 | 0 | 0 | 0 | 27369.7605 | 58887.2449 | 82000.7532 | 97213.5852 | 117323.0137 | 136708.1095 | 152323.5666 | 169569.437 | 181859.5645 | 193162.0171 | 194301.4899 | 201941.7049 | 203684.4237 | 208130.5326 | 207574.132 | 211858.8259 | 208919.1699 | 212119.7127 | 210237.9933 | 215193.8092 | 370.047 | 796.1723 | 1108.6735 | 1314.3554 | 1586.2406 | 1848.3326 | 2059.458 | 2292.6271 | 2458.7931 | 2611.6055 | 2627.0115 | 2730.3094 | 2753.8714 | 2813.9841 | 2806.4614 | 2864.3917 | 2824.6467 | 2867.9189 | 2842.4776 | 2909.4816 | 44486.8592 | 370.047 | 1166.2193 | 2274.8928 | 3589.2482 | 5175.4887 | 7023.8213 | 9083.2793 | 11375.9064 | 13834.6995 | 16446.305 | 19073.3165 | 21803.6259 | 24557.4973 | 27371.4814 | 30177.9428 | 33042.3344 | 35866.9811 | 38734.9001 | 41577.3776 | 44486.8592 | 0 | 0 | 0 | 0 | 0 | 0 | 0 | 0 | 0 | 0 | 0 | 0 | 0 | 0 | 0 | 0 | 0 | 0 | 0 | 0 | 0 | 0 | 0 | 0 | 0 | 0 | 0 | 0 | 0 | 0 | 0 | 0 | 0 | 0 | 0 | 0 | 0 | 0 | 0 | 0 | 0 | 0 | 0 | 0 | 0 | 0 | 0 | 0 | 0 | 1953.2475 | 4202.4979 | 5851.9973 | 6937.6635 | 8372.7762 | 9756.1967 | 10870.5964 | 12101.3508 | 12978.4378 | 13785.0391 | 13866.3578 | 14411.603 | 14535.9724 | 14853.2697 | 14813.5621 | 15119.34 | 14909.5509 | 15137.9582 | 15003.669 | 15357.3416 | 0.01557% | 0 | 0 | 0 | 0 | 0 | 0 | 0 | 0 | 0 | 0 | 0 | 0 | 0 | 0 | 0 | 0 | 0 | 0 | 0 | 0 | 0 | 0 | 0 | 0
| ComBoilers_Cadmus | M_Input | EUIs based on PSE 2014 Commercial EUIs. Cost based on the DEER 2008 Cost Database for the measure gas boilers. EUL from Wisconsin February 2016 Technical Reference Manual for the measures "Boiler, 85-90% AFUE, NG" and "Boiler, ≥ 90% AFUE, NG", "Boiler, Hot Water, Condensing, ≥90% AFUE, ≥300 mbh" and "Boiler, Hot Water, Near Condensing, ≥85% AFUE, ≥300 mbh" | 2020 | NR and New | 2022 | 2041 | PSE | Commercial | Assembly | Gas | Per Building SqFt - Boiler >= 300 kBtuh |  |  | Assembly Boiler >= 300 and <= 2,500 kBtuh - High Efficiency - Thermal Efficiency Et = 95% |  | 0 | 20 | 0.49277 | 0 |  | 0 | 0 | 0 | 0 | 0 | 0 | 0 | 0.01352 |  | 0 | 0 | 0 | Heating | Boiler | Boiler Tune-up | Boiler 300 to 2500 kBtuh AFUE 95% | CommVENT | 0.0141% | 25.21% | 25.21% | 15455.3983 | 1.1338 | 45.63% | 5% | 85% | 6.8% | 0.2% | 0.19393 | 0.0026702 | 0.01966 | 0 | 0.49277 | 0 | 0 | 0.076224 | 0.56899 |  | 0 | 3.9109 | 0 | 01. ($9,999.000) to $0.028 | 1 | 3.9109 | 12. $1.50 to $999.00 | 0 | 0 | 0 | 0 | 0 | 0 | 0 | 0 | 0 | 0 | 0 | 0 | 0 | 0 | 0 | 0 | 0 | 0 | 0 | 0 | 0 | 0 | 0 | 0 | 0 | 0 | 0 | 0 | 0 | 0 | 0 | 0 | 0 | 0 | 0 | 0 | 0 | 0 | 0 | 0 | 0 | 0 | 0 | 0 | 0 | 0 | 0 | 0 | 0 | 0 | 0 | 0 | 0 | 0 | 0 | 0 | 0 | 0 | 0 | 0 | 0 | 0 | 0 | 0 | 0 | 0 | 0 | 0 | 0 | 0 | 0 | 0 | 0 | 0 | 41830.3081 | 89939.7583 | 125245.8305 | 148514.042 | 179200.9278 | 208745.7843 | 232511.6742 | 258720.2725 | 277367.3754 | 294492.6638 | 296151.7865 | 307683.249 | 310240.5308 | 316902.1895 | 315954.3605 | 322363.9666 | 317787.0633 | 322546.2522 | 319579.583 | 327009.1998 | 565.5577 | 1216.0111 | 1693.3593 | 2007.9521 | 2422.8476 | 2822.3025 | 3143.6241 | 3497.9718 | 3750.0859 | 3981.6247 | 4004.0565 | 4159.9652 | 4194.5403 | 4284.6079 | 4271.7929 | 4358.4526 | 4296.5716 | 4360.9172 | 4320.807 | 4421.2575 | 67774.3056 | 565.5577 | 1781.5688 | 3474.9281 | 5482.8803 | 7905.7279 | 10728.0303 | 13871.6544 | 17369.6262 | 21119.7121 | 25101.3368 | 29105.3933 | 33265.3584 | 37459.8988 | 41744.5067 | 46016.2996 | 50374.7522 | 54671.3239 | 59032.2411 | 63353.048 | 67774.3056 | 0 | 0 | 0 | 0 | 0 | 0 | 0 | 0 | 0 | 0 | 0 | 0 | 0 | 0 | 0 | 0 | 0 | 0 | 0 | 0 | 0 | 0 | 0 | 0 | 0 | 0 | 0 | 0 | 0 | 0 | 0 | 0 | 0 | 0 | 0 | 0 | 0 | 0 | 0 | 0 | 0 | 0 | 0 | 0 | 0 | 0 | 0 | 0 | 0 | 23801.058 | 51174.8897 | 71263.7179 | 84503.1147 | 101963.6687 | 118774.4184 | 132296.9897 | 147209.4395 | 157819.4684 | 167563.5989 | 168507.6244 | 175068.9198 | 176523.9894 | 180314.4116 | 179775.1056 | 183422.1121 | 180817.8965 | 183525.831 | 181837.8237 | 186065.2068 | 0.01557% | 0 | 0 | 0 | 0 | 0 | 0 | 0 | 0 | 0 | 0 | 0 | 0 | 0 | 0 | 0 | 0 | 0 | 0 | 0 | 0 | 0 | 0 | 0 | 0
| ComBoilers_Cadmus | M_Input | EUIs based on PSE 2014 Commercial EUIs. Cost based on the DEER 2008 Cost Database for the measure gas boilers. EUL from Wisconsin February 2016 Technical Reference Manual for the measures "Boiler, 85-90% AFUE, NG" and "Boiler, ≥ 90% AFUE, NG", "Boiler, Hot Water, Condensing, ≥90% AFUE, ≥300 mbh" and "Boiler, Hot Water, Near Condensing, ≥85% AFUE, ≥300 mbh" | 2020 | NR and New | 2022 | 2041 | PSE | Commercial | Other | Gas | Per Building SqFt - Boiler >= 300 kBtuh |  |  | Other Boiler >= 300 and <= 2,500 kBtuh - High Efficiency - Thermal Efficiency Et = 95% |  | 0 | 20 | 0.088071 | 0 |  | 0 | 0 | 0 | 0 | 0 | 0 | 0 | 0.01352 |  | 0 | 0 | 0 | Heating | Boiler | Boiler Tune-up | Boiler 300 to 2500 kBtuh AFUE 95% | CommVENT | 0.0141% | 25.21% | 25.21% | 31545.0104 | 1.4073 | 46.08% | 5% | 85% | 6.8% | 0.2% | 0.19393 | 0.0026702 | 0.01966 | 0 | 0.088071 | 0 | 0 | -0.0047157 | 0.083356 |  | 0 | 0.57294 | 0 | 01. ($9,999.000) to $0.028 | 1 | 0.57294 | 06. $0.55 to $0.62 | 1 | 0 | 0 | 0 | 0 | 0 | 0 | 0 | 0 | 0 | 0 | 0 | 0 | 0 | 0 | 0 | 0 | 0 | 0 | 0 | 0 | 0 | 0 | 0 | 0 | 0 | 0 | 0 | 0 | 0 | 0 | 0 | 0 | 0 | 0 | 0 | 0 | 0 | 0 | 0 | 0 | 0 | 0 | 0 | 0 | 0 | 0 | 0 | 0 | 0 | 0 | 0 | 0 | 0 | 0 | 0 | 0 | 0 | 0 | 0 | 0 | 0 | 0 | 0 | 0 | 0 | 0 | 0 | 0 | 0 | 0 | 0 | 0 | 0 | 156080.4617 | 333052.5961 | 463837.1188 | 551148.5504 | 663426.6484 | 769981.1672 | 854252.5897 | 945647.2531 | 1009363.457 | 1066926.0847 | 1069518.4026 | 1106405.9244 | 1111440.4625 | 1130705.1786 | 1123079.1607 | 1141244.7157 | 1120708.3674 | 1133060.7017 | 1118304.4911 | 1140164.3804 | 2110.2523 | 4502.966 | 6271.21 | 7451.6854 | 8969.7173 | 10410.3647 | 11549.7383 | 12785.4202 | 13646.8814 | 14425.1446 | 14460.1934 | 14958.9232 | 15026.9916 | 15287.4561 | 15184.3501 | 15429.9536 | 15152.2963 | 15319.3034 | 15119.7952 | 15415.3472 | 243477.9904 | 2110.2523 | 6613.2183 | 12884.4282 | 20336.1136 | 29305.8309 | 39716.1956 | 51265.9339 | 64051.3541 | 77698.2355 | 92123.3801 | 106583.5735 | 121542.4968 | 136569.4884 | 151856.9445 | 167041.2946 | 182471.2482 | 197623.5445 | 212942.848 | 228062.6432 | 243477.9904 | 0 | 0 | 0 | 0 | 0 | 0 | 0 | 0 | 0 | 0 | 0 | 0 | 0 | 0 | 0 | 0 | 0 | 0 | 0 | 0 | 0 | 0 | 0 | 0 | 0 | 0 | 0 | 0 | 0 | 0 | 0 | 0 | 0 | 0 | 0 | 0 | 0 | 0 | 0 | 0 | 0 | 0 | 0 | 0 | 0 | 0 | 0 | 0 | 0 | 13010.177 | 27761.7914 | 38663.4108 | 45941.3056 | 55300.3113 | 64182.2247 | 71206.7178 | 78824.9727 | 84136.0737 | 88934.2397 | 89150.3239 | 92225.1045 | 92644.7614 | 94250.5829 | 93614.9118 | 95129.1121 | 93417.2929 | 94446.9289 | 93216.9164 | 95039.0601 | 0.01557% | 0 | 0 | 0 | 0 | 0 | 0 | 0 | 0 | 0 | 0 | 0 | 0 | 0 | 0 | 0 | 0 | 0 | 0 | 0 | 0 | 0 | 0 | 0 | 0
| ComCharbroilers | M_Input | Savings, cost, and EUL from Iowa 2018 TRM | 2020 | NR | 2022 | 2041 | PSE | Commercial | All Commercial | Gas | Per Commercial Charbroiler |  |  | Charbroiler |  | 0 | 12 | 2390.3 | 0 |  | 0 | 0 | 0 | 0 | 0 | 0 | 0 | 806.52 |  | 0 | 0 | 0 | Cooking | Cooking | Charboilers | Charbroiler | CommVENT | 0.0141% | 47.16% | 47.16% | 0.31943 | 5.7776e-06 | 8.903% | 8.333% | 85% | 6.8% | 0.2% | 7387.9049 | 44.4513 | 743.2356 | 0 | 3259.2622 | 0 | 0 | -309.6269 | 2949.6354 |  | 0 | 0.33987 | 0 | 01. ($9,999.000) to $0.028 | 1 | 0.33987 | 03. $0.30 to $0.45 | 1 | 0 | 0 | 0 | 0 | 0 | 0 | 0 | 0 | 0 | 0 | 0 | 0 | 0 | 0 | 0 | 0 | 0 | 0 | 0 | 0 | 0 | 0 | 0 | 0 | 0 | 0 | 0 | 0 | 0 | 0 | 0 | 0 | 0 | 0 | 0 | 0 | 0 | 0 | 0 | 0 | 0 | 0 | 0 | 0 | 0 | 0 | 0 | 0 | 0 | 0 | 0 | 0 | 0 | 0 | 0 | 0 | 0 | 0 | 0 | 0 | 0 | 0 | 0 | 0 | 0 | 0 | 0 | 0 | 0 | 0 | 0 | 0 | 0 | 1.71 | 3.4037 | 5.081 | 6.7423 | 8.3876 | 9.8501 | 10.9994 | 11.8995 | 12.6013 | 13.1452 | 13.5635 | 13.8819 | 14.1209 | 14.2967 | 14.4223 | 14.5079 | 14.4405 | 14.3728 | 14.3052 | 14.2379 | 1379.1675 | 2745.1123 | 4097.9499 | 5437.7948 | 6764.7601 | 7944.309 | 8871.2733 | 9597.2126 | 10163.1744 | 10601.8381 | 10939.2205 | 11196.0342 | 11388.7693 | 11530.5539 | 11631.8396 | 11700.9472 | 11646.5526 | 11591.9274 | 11537.4173 | 11483.1502 | 138227.7318 | 1379.1675 | 4124.2798 | 8222.2297 | 13660.0245 | 20424.7846 | 28369.0936 | 37240.3669 | 46837.5795 | 57000.7539 | 67602.592 | 78541.8125 | 89737.8467 | 101126.616 | 112657.1699 | 124289.0095 | 135989.9567 | 138227.7318 | 138227.7318 | 138227.7318 | 138227.7318 | 0 | 0 | 0 | 0 | 0 | 0 | 0 | 0 | 0 | 0 | 0 | 0 | 0 | 0 | 0 | 0 | 0 | 0 | 0 | 0 | 0 | 0 | 0 | 0 | 0 | 0 | 0 | 0 | 0 | 0 | 0 | 0 | 0 | 0 | 0 | 0 | 0 | 0 | 0 | 0 | 0 | 0 | 0 | 0 | 0 | 0 | 0 | 0 | 0 | 5043.9433 | 10039.5283 | 14987.1771 | 19887.3081 | 24740.3358 | 29054.2264 | 32444.3554 | 35099.2878 | 37169.1449 | 38773.4423 | 40007.3297 | 40946.5585 | 41651.4366 | 42169.9767 | 42540.4026 | 42793.1454 | 8184.0755 | 0 | 0 | 0 | 0.01557% | 0 | 0 | 0 | 0 | 0 | 0 | 0 | 0 | 0 | 0 | 0 | 0 | 0 | 0 | 0 | 0 | 0 | 0 | 0 | 0 | 0 | 0 | 0 | 0
| ComClothesWashers_PSE | M_Input | PSE Business Case: Clothes Washer | 2020 | NR | 2022 | 2045 | PSE | Commercial | All Commercial | Electric | Per Clothes Washer - EWH - E Dryer - Laundromat | Per Clothes Washer - EWH - E Dryer - Laundromat | 200 | Clothes Washer - EWH - E Dryer - Laundromat |  | 1188.69 | 7 | 399.62 | 0 |  | 706.79 | 0 | 0 | 0 | 0 | 0 | 0 | 0 |  | 0 | 0 | 0 | Other | Clothes Washer | Clothes Washer | Clothes Washer | ResWASH | 0.01426% | 100% | 100% | 2.1763 | 3.9364e-05 | 22.5% | 14.29% | 95% | 6.8% | 0.2% | 406.8176 | 24.9531 | 43.1771 | 862.8873 | 0 | 0 | 0 | -7376.0464 | -7593.768 |  | -0.53156 | 0 | -0.53156 | 01. ($9,999.000) to $0.028 | 1 | 0 | 01. ($9,999.00) to $0.22 | 1 | 30.8267 | 68.335 | 113.8529 | 166.2565 | 225.5495 | 294.3682 | 369.252 | 445.0276 | 515.5976 | 575.2944 | 620.3849 | 650.0578 | 666.347 | 672.1279 | 668.8256 | 665.5427 | 662.2793 | 659.0351 | 655.81 | 652.604 | 649.4168 | 646.2483 | 643.0984 | 639.967 | 36643.3487 | 81229.1208 | 135335.8573 | 197627.4385 | 268108.4944 | 349912.4978 | 438926.164 | 528999.8867 | 612885.6604 | 683846.6452 | 737445.3323 | 772717.1697 | 792080.0096 | 798951.7506 | 795026.2638 | 791123.9893 | 787244.7662 | 783388.4351 | 779554.8376 | 775743.8165 | 771955.2161 | 768188.8816 | 764444.6595 | 760722.3975 | 5325056.7828 | 36643.3487 | 117872.4695 | 253208.3268 | 450835.7653 | 718944.2597 | 1068856.7575 | 1507782.9215 | 2036782.8083 | 2649668.4687 | 3333515.1139 | 4070960.4462 | 4843677.6159 | 5325056.7828 | 5325056.7828 | 5325056.7828 | 5325056.7828 | 5325056.7828 | 5325056.7828 | 5325056.7828 | 5325056.7828 | 5325056.7828 | 5325056.7828 | 5325056.7828 | 5325056.7828 | 0 | 0 | 0 | 0 | 0 | 0 | 0 | 0 | 0 | 0 | 0 | 0 | 0 | 0 | 0 | 0 | 0 | 0 | 0 | 0 | 0 | 0 | 0 | 0 | 0 | 0 | 0 | 0 | 0 | 0 | 0 | 0 | 0 | 0 | 0 | 0 | 0 | 0 | 0 | 0 | 0 | 0 | 0 | 0 | 0 | 0 | 0 | 0 | 0 | 0 | 0 | 0 | 0 | 0 | 0 | 0 | 0 | 0 | 0 | 0 | 0 | 5.2256 | 16.8094 | 36.1091 | 64.292 | 102.5259 | 152.4257 | 215.0193 | 290.458 | 377.8593 | 475.3801 | 580.5444 | 690.7387 | 759.3864 | 759.3864 | 759.3864 | 759.3864 | 759.3864 | 759.3864 | 759.3864 | 759.3864 | 759.3864 | 759.3864 | 759.3864 | 759.3864 | 0 | 0 | 0 | 0 | 0 | 0 | 0 | 0 | 0 | 0 | 0 | 0 | 0 | 0 | 0 | 0 | 0 | 0 | 0 | 0 | 0 | 0 | 0 | 0 | 0 | 0 | 0 | 0 | 0 | 0 | 0 | 0 | 0 | 0 | 0 | 0 | 0 | 0 | 0 | 0 | 0 | 0 | 0 | 0 | 0 | 0.0124% | 4.5425 | 14.6122 | 31.3893 | 55.8885 | 89.125 | 132.5024 | 186.9145 | 252.4928 | 328.4701 | 413.2441 | 504.6626 | 600.4536 | 660.1285 | 660.1285 | 660.1285 | 660.1285 | 660.1285 | 660.1285 | 660.1285 | 660.1285 | 660.1285 | 660.1285 | 660.1285 | 660.1285
| ComClothesWashers_PSE | M_Input | PSE Business Case: Clothes Washer | 2020 | NR | 2022 | 2045 | PSE | Commercial | All Commercial | Electric | Per Clothes Washer - EWH - G Dryer - Laundromat | Per Clothes Washer - EWH - G Dryer - Laundromat | 30 | Clothes Washer - EWH - G Dryer - Laundromat |  | 455.03 | 7 | 152.51 | 0 |  | 706.79 | 0 | 0 | 0 | 0 | 0 | 0 | 28.06 |  | 0 | 0 | 0 | Other | Clothes Washer | Clothes Washer | Clothes Washer | ResWASH | 0.01426% | 100% | 100% | 2.1763 | 3.9364e-05 | 22.5% | 14.29% | 95% | 6.8% | 0.2% | 155.7296 | 9.552 | 16.5282 | 329.3102 | 0 | 157.8479 | 0 | -9759.6364 | -7601.1401 |  | -1.8373 | -25.1739 | -1.8373 | 01. ($9,999.000) to $0.028 | 1 | -25.1739 | 01. ($9,999.00) to $0.22 | 1 | 30.8267 | 68.335 | 113.8529 | 166.2565 | 225.5495 | 294.3682 | 369.252 | 445.0276 | 515.5976 | 575.2944 | 620.3849 | 650.0578 | 666.347 | 672.1279 | 668.8256 | 665.5427 | 662.2793 | 659.0351 | 655.81 | 652.604 | 649.4168 | 646.2483 | 643.0984 | 639.967 | 14027.0575 | 31094.4711 | 51806.5056 | 75651.695 | 102631.8117 | 133946.3476 | 168020.7392 | 202500.9199 | 234612.3565 | 261776.1897 | 282293.7432 | 295795.7867 | 303207.8732 | 305838.3725 | 304335.698 | 302841.909 | 301356.9442 | 299880.7423 | 298413.2429 | 296954.3858 | 295504.1112 | 294062.3601 | 292629.0735 | 291204.1933 | 2038429.3532 | 14027.0575 | 45121.5286 | 96928.0342 | 172579.7292 | 275211.5409 | 409157.8884 | 577178.6276 | 779679.5474 | 1014291.904 | 1276068.0937 | 1558361.8369 | 1854157.6236 | 2038429.3532 | 2038429.3532 | 2038429.3532 | 2038429.3532 | 2038429.3532 | 2038429.3532 | 2038429.3532 | 2038429.3532 | 2038429.3532 | 2038429.3532 | 2038429.3532 | 2038429.3532 | 4.8133 | 10.6698 | 17.777 | 25.9593 | 35.2174 | 45.9627 | 57.6551 | 69.4867 | 80.5056 | 89.8266 | 96.8671 | 101.5002 | 104.0436 | 104.9462 | 104.4306 | 103.918 | 103.4085 | 102.9019 | 102.3984 | 101.8978 | 135.0608 | 299.3959 | 498.8235 | 728.419 | 988.1994 | 1289.7142 | 1617.8025 | 1949.798 | 2258.9858 | 2520.5351 | 2718.0902 | 2848.0958 | 2919.4637 | 2944.7917 | 2930.3231 | 2915.94 | 2901.6419 | 2887.4282 | 2873.2982 | 2859.2515 | 196238.314 | 135.0608 | 434.4566 | 933.2801 | 1661.6991 | 2649.8986 | 3939.6128 | 5557.4153 | 7507.2133 | 9766.199 | 12286.7341 | 15004.8243 | 17852.9201 | 20772.3839 | 23717.1756 | 26647.4987 | 29563.4387 | 32465.0806 | 35352.5088 | 38225.807 | 41085.0585 | 2.0003 | 6.4346 | 13.8225 | 24.6109 | 39.2469 | 58.3485 | 82.3093 | 111.1872 | 144.6444 | 181.9753 | 222.2321 | 264.4145 | 290.6928 | 290.6928 | 290.6928 | 290.6928 | 290.6928 | 290.6928 | 290.6928 | 290.6928 | 290.6928 | 290.6928 | 290.6928 | 290.6928 | 0 | 0 | 0 | 0 | 0 | 0 | 0 | 0 | 0 | 0 | 0 | 0 | 0 | 0 | 0 | 0 | 0 | 0 | 0 | 0 | 0 | 0 | 0 | 0 | 0 | 0 | 0 | 0 | 0 | 0 | 0 | 0 | 0 | 0 | 0 | 0 | 0 | 0 | 0 | 0 | 0 | 0 | 0 | 0 | 0 | 0.0124% | 1.7389 | 5.5936 | 12.0158 | 21.3941 | 34.117 | 50.7219 | 71.5508 | 96.6541 | 125.7382 | 158.1897 | 193.1846 | 229.8534 | 252.6969 | 252.6969 | 252.6969 | 252.6969 | 252.6969 | 252.6969 | 252.6969 | 252.6969 | 252.6969 | 252.6969 | 252.6969 | 252.6969
| ComClothesWashers_PSE | M_Input | PSE Business Case: Clothes Washer | 2020 | NR | 2022 | 2045 | PSE | Commercial | All Commercial | Electric | Per Clothes Washer - EWH - non G Dryer - Laundromat | Per Clothes Washer - EWH - non G Dryer - Laundromat | 170 | Clothes Washer - EWH - non G Dryer - Laundromat |  | 455.03 | 7 | 247.11 | 0 |  | 436.8 | 0 | 0 | 0 | 0 | 0 | 0 | 0 |  | 0 | 0 | 0 | Other | Clothes Washer | Clothes Washer | Clothes Washer | ResWASH | 0.01426% | 100% | 100% | 2.1763 | 3.9364e-05 | 22.5% | 14.29% | 95% | 6.8% | 0.2% | 155.7296 | 9.552 | 16.5282 | 533.5771 | 0 | 0 | 0 | -4542.0748 | -4676.9361 |  | -0.85509 | 0 | -0.85509 | 01. ($9,999.000) to $0.028 | 1 | 0 | 01. ($9,999.00) to $0.22 | 1 | 30.8267 | 68.335 | 113.8529 | 166.2565 | 225.5495 | 294.3682 | 369.252 | 445.0276 | 515.5976 | 575.2944 | 620.3849 | 650.0578 | 666.347 | 672.1279 | 668.8256 | 665.5427 | 662.2793 | 659.0351 | 655.81 | 652.604 | 649.4168 | 646.2483 | 643.0984 | 639.967 | 14027.0575 | 31094.4711 | 51806.5056 | 75651.695 | 102631.8117 | 133946.3476 | 168020.7392 | 202500.9199 | 234612.3565 | 261776.1897 | 282293.7432 | 295795.7867 | 303207.8732 | 305838.3725 | 304335.698 | 302841.909 | 301356.9442 | 299880.7423 | 298413.2429 | 296954.3858 | 295504.1112 | 294062.3601 | 292629.0735 | 291204.1933 | 2038429.3532 | 14027.0575 | 45121.5286 | 96928.0342 | 172579.7292 | 275211.5409 | 409157.8884 | 577178.6276 | 779679.5474 | 1014291.904 | 1276068.0937 | 1558361.8369 | 1854157.6236 | 2038429.3532 | 2038429.3532 | 2038429.3532 | 2038429.3532 | 2038429.3532 | 2038429.3532 | 2038429.3532 | 2038429.3532 | 2038429.3532 | 2038429.3532 | 2038429.3532 | 2038429.3532 | 0 | 0 | 0 | 0 | 0 | 0 | 0 | 0 | 0 | 0 | 0 | 0 | 0 | 0 | 0 | 0 | 0 | 0 | 0 | 0 | 0 | 0 | 0 | 0 | 0 | 0 | 0 | 0 | 0 | 0 | 0 | 0 | 0 | 0 | 0 | 0 | 0 | 0 | 0 | 0 | 0 | 0 | 0 | 0 | 0 | 0 | 0 | 0 | 0 | 0 | 0 | 0 | 0 | 0 | 0 | 0 | 0 | 0 | 0 | 0 | 0 | 2.0003 | 6.4346 | 13.8225 | 24.6109 | 39.2469 | 58.3485 | 82.3093 | 111.1872 | 144.6444 | 181.9753 | 222.2321 | 264.4145 | 290.6928 | 290.6928 | 290.6928 | 290.6928 | 290.6928 | 290.6928 | 290.6928 | 290.6928 | 290.6928 | 290.6928 | 290.6928 | 290.6928 | 0 | 0 | 0 | 0 | 0 | 0 | 0 | 0 | 0 | 0 | 0 | 0 | 0 | 0 | 0 | 0 | 0 | 0 | 0 | 0 | 0 | 0 | 0 | 0 | 0 | 0 | 0 | 0 | 0 | 0 | 0 | 0 | 0 | 0 | 0 | 0 | 0 | 0 | 0 | 0 | 0 | 0 | 0 | 0 | 0 | 0.0124% | 1.7389 | 5.5936 | 12.0158 | 21.3941 | 34.117 | 50.7219 | 71.5508 | 96.6541 | 125.7382 | 158.1897 | 193.1846 | 229.8534 | 252.6969 | 252.6969 | 252.6969 | 252.6969 | 252.6969 | 252.6969 | 252.6969 | 252.6969 | 252.6969 | 252.6969 | 252.6969 | 252.6969
| ComClothesWashers_PSE | M_Input | PSE Business Case: Clothes Washer | 2020 | NR | 2022 | 2041 | PSE | Commercial | All Commercial | Gas | Per Clothes Washer - GWH - E Dryer - Laundromat | Per Clothes Washer - GWH - E Dryer - Laundromat | 60 | Clothes Washer - GWH - E Dryer - Laundromat |  | 738.64 | 7 | 86.84 | 0 |  | 706.79 | 0 | 0 | 0 | 0 | 0 | 0 | 20.49 |  | 0 | 0 | 0 | Other | Clothes Washer | Clothes Washer | Clothes Washer | ResWASH | 0.01426% | 100% | 100% | 2.1763 | 3.9364e-05 | 22.5% | 14.29% | 95% | 6.8% | 0.2% | 115.2639 | 1.8187 | 11.7083 | 0 | 174.2625 | 0 | 252.7924 | -8246.8865 | -10147.6834 |  | -0.95643 | -46.024 | -0.95643 | 01. ($9,999.000) to $0.028 | 1 | -46.024 | 01. ($9,999.00) to $0.22 | 1 | 0 | 0 | 0 | 0 | 0 | 0 | 0 | 0 | 0 | 0 | 0 | 0 | 0 | 0 | 0 | 0 | 0 | 0 | 0 | 0 | 0 | 0 | 0 | 0 | 0 | 0 | 0 | 0 | 0 | 0 | 0 | 0 | 0 | 0 | 0 | 0 | 0 | 0 | 0 | 0 | 0 | 0 | 0 | 0 | 0 | 0 | 0 | 0 | 3308936.6799 | 0 | 0 | 0 | 0 | 0 | 0 | 0 | 0 | 0 | 0 | 0 | 0 | 0 | 0 | 0 | 0 | 0 | 0 | 0 | 0 | 0 | 0 | 0 | 0 | 47.0276 | 104.2678 | 173.7529 | 253.7739 | 344.3426 | 449.49 | 563.9393 | 679.7931 | 787.7362 | 879.104 | 948.1814 | 993.7159 | 1018.8041 | 1027.832 | 1022.97 | 1018.1359 | 1013.3296 | 1008.5508 | 1003.7993 | 999.075 | 963.5963 | 2136.4481 | 3560.197 | 5199.827 | 7055.5793 | 9210.0492 | 11555.1157 | 13928.9597 | 16140.7155 | 18012.8404 | 19428.2379 | 20361.2381 | 20875.2965 | 21060.2767 | 20960.6552 | 20861.6055 | 20763.1236 | 20665.2058 | 20567.8482 | 20471.047 | 143297.3291 | 963.5963 | 3100.0444 | 6660.2413 | 11860.0683 | 18915.6476 | 28125.6967 | 39680.8124 | 53609.7722 | 69750.4877 | 87763.3281 | 107191.566 | 127552.8041 | 143297.3291 | 143297.3291 | 143297.3291 | 143297.3291 | 143297.3291 | 143297.3291 | 143297.3291 | 143297.3291 | 0 | 0 | 0 | 0 | 0 | 0 | 0 | 0 | 0 | 0 | 0 | 0 | 0 | 0 | 0 | 0 | 0 | 0 | 0 | 0 | 0 | 0 | 0 | 0 | 0 | 0 | 0 | 0 | 0 | 0 | 0 | 0 | 0 | 0 | 0 | 0 | 0 | 0 | 0 | 0 | 0 | 0 | 0 | 0 | 0 | 0 | 0 | 0 | 0 | 0 | 0 | 0 | 0 | 0 | 0 | 0 | 0 | 0 | 0 | 0 | 0 | 0 | 0 | 0 | 0 | 0 | 0 | 0 | 0 | 0.0124% | 0 | 0 | 0 | 0 | 0 | 0 | 0 | 0 | 0 | 0 | 0 | 0 | 0 | 0 | 0 | 0 | 0 | 0 | 0 | 0 | 0 | 0 | 0 | 0
| ComClothesWashers_PSE | M_Input | PSE Business Case: Clothes Washer | 2020 | NR | 2022 | 2041 | PSE | Commercial | All Commercial | Gas | Per Clothes Washer - GWH - G Dryer - Laundromat | Per Clothes Washer - GWH - G Dryer - Laundromat | 150 | Clothes Washer - GWH - G Dryer - Laundromat |  | 0 | 7 | 399.62 | 0 |  | 706.79 | 0 | 0 | 0 | 0 | 0 | 0 | 48.55 |  | 0 | 0 | 0 | Other | Clothes Washer | Clothes Washer | Clothes Washer | ResWASH | 0.01426% | 100% | 100% | 2.1763 | 3.9364e-05 | 22.5% | 14.29% | 95% | 6.8% | 0.2% | 273.1118 | 4.3092 | 27.7421 | 0 | 801.9206 | 0 | 0 | -8202.8549 | -6755.7686 |  | 0 | -12.9314 | 0 | 01. ($9,999.000) to $0.028 | 1 | -12.9314 | 01. ($9,999.00) to $0.22 | 1 | 0 | 0 | 0 | 0 | 0 | 0 | 0 | 0 | 0 | 0 | 0 | 0 | 0 | 0 | 0 | 0 | 0 | 0 | 0 | 0 | 0 | 0 | 0 | 0 | 0 | 0 | 0 | 0 | 0 | 0 | 0 | 0 | 0 | 0 | 0 | 0 | 0 | 0 | 0 | 0 | 0 | 0 | 0 | 0 | 0 | 0 | 0 | 0 | 0 | 0 | 0 | 0 | 0 | 0 | 0 | 0 | 0 | 0 | 0 | 0 | 0 | 0 | 0 | 0 | 0 | 0 | 0 | 0 | 0 | 0 | 0 | 0 | 0 | 47.0276 | 104.2678 | 173.7529 | 253.7739 | 344.3426 | 449.49 | 563.9393 | 679.7931 | 787.7362 | 879.104 | 948.1814 | 993.7159 | 1018.8041 | 1027.832 | 1022.97 | 1018.1359 | 1013.3296 | 1008.5508 | 1003.7993 | 999.075 | 2283.1918 | 5062.2037 | 8435.7034 | 12320.7223 | 16717.8318 | 21822.7373 | 27379.2516 | 33003.9529 | 38244.5943 | 42680.498 | 46034.2093 | 48244.9054 | 49462.9403 | 49901.2412 | 49665.1932 | 49430.5 | 49197.1524 | 48965.1412 | 48734.4574 | 48505.0919 | 339535.6431 | 2283.1918 | 7345.3955 | 15781.0989 | 28101.8212 | 44819.653 | 66642.3903 | 94021.6419 | 127025.5949 | 165270.1892 | 207950.6872 | 253984.8965 | 302229.8019 | 339535.6431 | 339535.6431 | 339535.6431 | 339535.6431 | 339535.6431 | 339535.6431 | 339535.6431 | 339535.6431 | 0 | 0 | 0 | 0 | 0 | 0 | 0 | 0 | 0 | 0 | 0 | 0 | 0 | 0 | 0 | 0 | 0 | 0 | 0 | 0 | 0 | 0 | 0 | 0 | 0 | 0 | 0 | 0 | 0 | 0 | 0 | 0 | 0 | 0 | 0 | 0 | 0 | 0 | 0 | 0 | 0 | 0 | 0 | 0 | 0 | 0 | 0 | 0 | 0 | 0 | 0 | 0 | 0 | 0 | 0 | 0 | 0 | 0 | 0 | 0 | 0 | 0 | 0 | 0 | 0 | 0 | 0 | 0 | 0 | 0.0124% | 0 | 0 | 0 | 0 | 0 | 0 | 0 | 0 | 0 | 0 | 0 | 0 | 0 | 0 | 0 | 0 | 0 | 0 | 0 | 0 | 0 | 0 | 0 | 0
| ComClothesWashers_PSE | M_Input | PSE Business Case: Clothes Washer | 2020 | NR | 2022 | 2041 | PSE | Commercial | All Commercial | Gas | Per Clothes Washer - GWH - non E Dryer - Laundromat | Per Clothes Washer - GWH - non E Dryer - Laundromat | 60 | Clothes Washer - GWH - non E Dryer - Laundromat |  | 0 | 7 | 86.84 | 0 |  | 153.37 | 0 | 0 | 0 | 0 | 0 | 0 | 20.49 |  | 0 | 0 | 0 | Other | Clothes Washer | Clothes Washer | Clothes Washer | ResWASH | 0.01426% | 100% | 100% | 2.1763 | 3.9364e-05 | 22.5% | 14.29% | 95% | 6.8% | 0.2% | 115.2639 | 1.8187 | 11.7083 | 0 | 174.2625 | 0 | 0 | -1786.5268 | -1472.2664 |  | 0 | -6.6773 | 0 | 01. ($9,999.000) to $0.028 | 1 | -6.6773 | 01. ($9,999.00) to $0.22 | 1 | 0 | 0 | 0 | 0 | 0 | 0 | 0 | 0 | 0 | 0 | 0 | 0 | 0 | 0 | 0 | 0 | 0 | 0 | 0 | 0 | 0 | 0 | 0 | 0 | 0 | 0 | 0 | 0 | 0 | 0 | 0 | 0 | 0 | 0 | 0 | 0 | 0 | 0 | 0 | 0 | 0 | 0 | 0 | 0 | 0 | 0 | 0 | 0 | 0 | 0 | 0 | 0 | 0 | 0 | 0 | 0 | 0 | 0 | 0 | 0 | 0 | 0 | 0 | 0 | 0 | 0 | 0 | 0 | 0 | 0 | 0 | 0 | 0 | 47.0276 | 104.2678 | 173.7529 | 253.7739 | 344.3426 | 449.49 | 563.9393 | 679.7931 | 787.7362 | 879.104 | 948.1814 | 993.7159 | 1018.8041 | 1027.832 | 1022.97 | 1018.1359 | 1013.3296 | 1008.5508 | 1003.7993 | 999.075 | 963.5963 | 2136.4481 | 3560.197 | 5199.827 | 7055.5793 | 9210.0492 | 11555.1157 | 13928.9597 | 16140.7155 | 18012.8404 | 19428.2379 | 20361.2381 | 20875.2965 | 21060.2767 | 20960.6552 | 20861.6055 | 20763.1236 | 20665.2058 | 20567.8482 | 20471.047 | 143297.3291 | 963.5963 | 3100.0444 | 6660.2413 | 11860.0683 | 18915.6476 | 28125.6967 | 39680.8124 | 53609.7722 | 69750.4877 | 87763.3281 | 107191.566 | 127552.8041 | 143297.3291 | 143297.3291 | 143297.3291 | 143297.3291 | 143297.3291 | 143297.3291 | 143297.3291 | 143297.3291 | 0 | 0 | 0 | 0 | 0 | 0 | 0 | 0 | 0 | 0 | 0 | 0 | 0 | 0 | 0 | 0 | 0 | 0 | 0 | 0 | 0 | 0 | 0 | 0 | 0 | 0 | 0 | 0 | 0 | 0 | 0 | 0 | 0 | 0 | 0 | 0 | 0 | 0 | 0 | 0 | 0 | 0 | 0 | 0 | 0 | 0 | 0 | 0 | 0 | 0 | 0 | 0 | 0 | 0 | 0 | 0 | 0 | 0 | 0 | 0 | 0 | 0 | 0 | 0 | 0 | 0 | 0 | 0 | 0 | 0.0124% | 0 | 0 | 0 | 0 | 0 | 0 | 0 | 0 | 0 | 0 | 0 | 0 | 0 | 0 | 0 | 0 | 0 | 0 | 0 | 0 | 0 | 0 | 0 | 0
| ComClothesWashers_PSE | M_Input | PSE Business Case: Clothes Washer | 2020 | NR | 2022 | 2041 | PSE | Commercial | All Commercial | Gas | Per Clothes Washer - non EWH - G Dryer - Laundromat | Per Clothes Washer - non EWH - G Dryer - Laundromat | 30 | Clothes Washer - non EWH - G Dryer - Laundromat |  | 0 | 7 | 152.51 | 0 |  | 269.99 | 0 | 0 | 0 | 0 | 0 | 0 | 28.06 |  | 0 | 0 | 0 | Other | Clothes Washer | Clothes Washer | Clothes Washer | ResWASH | 0.01426% | 100% | 100% | 2.1763 | 3.9364e-05 | 22.5% | 14.29% | 95% | 6.8% | 0.2% | 157.8479 | 2.4906 | 16.0338 | 0 | 306.043 | 0 | 0 | -3139.7562 | -2587.2634 |  | 0 | -8.5686 | 0 | 01. ($9,999.000) to $0.028 | 1 | -8.5686 | 01. ($9,999.00) to $0.22 | 1 | 0 | 0 | 0 | 0 | 0 | 0 | 0 | 0 | 0 | 0 | 0 | 0 | 0 | 0 | 0 | 0 | 0 | 0 | 0 | 0 | 0 | 0 | 0 | 0 | 0 | 0 | 0 | 0 | 0 | 0 | 0 | 0 | 0 | 0 | 0 | 0 | 0 | 0 | 0 | 0 | 0 | 0 | 0 | 0 | 0 | 0 | 0 | 0 | 0 | 0 | 0 | 0 | 0 | 0 | 0 | 0 | 0 | 0 | 0 | 0 | 0 | 0 | 0 | 0 | 0 | 0 | 0 | 0 | 0 | 0 | 0 | 0 | 0 | 47.0276 | 104.2678 | 173.7529 | 253.7739 | 344.3426 | 449.49 | 563.9393 | 679.7931 | 787.7362 | 879.104 | 948.1814 | 993.7159 | 1018.8041 | 1027.832 | 1022.97 | 1018.1359 | 1013.3296 | 1008.5508 | 1003.7993 | 999.075 | 1319.5955 | 2925.7556 | 4875.5064 | 7120.8953 | 9662.2525 | 12612.6881 | 15824.136 | 19074.9932 | 22103.8788 | 24667.6575 | 26605.9714 | 27883.6673 | 28587.6438 | 28840.9645 | 28704.538 | 28568.8945 | 28434.0287 | 28299.9354 | 28166.6091 | 28034.0449 | 196238.314 | 1319.5955 | 4245.3511 | 9120.8576 | 16241.7529 | 25904.0054 | 38516.6935 | 54340.8295 | 73415.8227 | 95519.7015 | 120187.359 | 146793.3305 | 174676.9978 | 196238.314 | 196238.314 | 196238.314 | 196238.314 | 196238.314 | 196238.314 | 196238.314 | 196238.314 | 0 | 0 | 0 | 0 | 0 | 0 | 0 | 0 | 0 | 0 | 0 | 0 | 0 | 0 | 0 | 0 | 0 | 0 | 0 | 0 | 0 | 0 | 0 | 0 | 0 | 0 | 0 | 0 | 0 | 0 | 0 | 0 | 0 | 0 | 0 | 0 | 0 | 0 | 0 | 0 | 0 | 0 | 0 | 0 | 0 | 0 | 0 | 0 | 0 | 0 | 0 | 0 | 0 | 0 | 0 | 0 | 0 | 0 | 0 | 0 | 0 | 0 | 0 | 0 | 0 | 0 | 0 | 0 | 0 | 0.0124% | 0 | 0 | 0 | 0 | 0 | 0 | 0 | 0 | 0 | 0 | 0 | 0 | 0 | 0 | 0 | 0 | 0 | 0 | 0 | 0 | 0 | 0 | 0 | 0
| ComClothesWashers_PSE | M_Input | PSE Business Case: Clothes Washer | 2020 | NR | 2022 | 2045 | PSE | Commercial | All Commercial | Electric | Per Clothes Washer - non GWH - E Dryer - Laundromat | Per Clothes Washer - non GWH - E Dryer - Laundromat | 140 | Clothes Washer - non GWH - E Dryer - Laundromat |  | 738.64 | 7 | 312.78 | 0 |  | 553.42 | 0 | 0 | 0 | 0 | 0 | 0 | 0 |  | 0 | 0 | 0 | Other | Clothes Washer | Clothes Washer | Clothes Washer | ResWASH | 0.01426% | 100% | 100% | 2.1763 | 3.9364e-05 | 22.5% | 14.29% | 95% | 6.8% | 0.2% | 252.7924 | 15.5056 | 26.8298 | 675.3763 | 0 | 0 | 0 | -5764.7628 | -5934.9713 |  | -0.66857 | 0 | -0.66857 | 01. ($9,999.000) to $0.028 | 1 | 0 | 01. ($9,999.00) to $0.22 | 1 | 30.8267 | 68.335 | 113.8529 | 166.2565 | 225.5495 | 294.3682 | 369.252 | 445.0276 | 515.5976 | 575.2944 | 620.3849 | 650.0578 | 666.347 | 672.1279 | 668.8256 | 665.5427 | 662.2793 | 659.0351 | 655.81 | 652.604 | 649.4168 | 646.2483 | 643.0984 | 639.967 | 22769.808 | 50474.958 | 84096.3394 | 122803.7008 | 166599.9195 | 217432.1037 | 272744.2999 | 328715.2044 | 380840.9798 | 424935.4213 | 458241.106 | 480158.6707 | 492190.5445 | 496460.5751 | 494021.3171 | 491596.483 | 489185.9729 | 486789.6876 | 484407.5286 | 482039.3985 | 479685.2004 | 477344.838 | 475018.2161 | 472705.24 | 3308936.6799 | 22769.808 | 73244.766 | 157341.1054 | 280144.8062 | 446744.7257 | 664176.8294 | 936921.1293 | 1265636.3337 | 1646477.3135 | 2071412.7348 | 2529653.8408 | 3009812.5114 | 3308936.6799 | 3308936.6799 | 3308936.6799 | 3308936.6799 | 3308936.6799 | 3308936.6799 | 3308936.6799 | 3308936.6799 | 3308936.6799 | 3308936.6799 | 3308936.6799 | 3308936.6799 | 0 | 0 | 0 | 0 | 0 | 0 | 0 | 0 | 0 | 0 | 0 | 0 | 0 | 0 | 0 | 0 | 0 | 0 | 0 | 0 | 0 | 0 | 0 | 0 | 0 | 0 | 0 | 0 | 0 | 0 | 0 | 0 | 0 | 0 | 0 | 0 | 0 | 0 | 0 | 0 | 0 | 0 | 0 | 0 | 0 | 0 | 0 | 0 | 0 | 0 | 0 | 0 | 0 | 0 | 0 | 0 | 0 | 0 | 0 | 0 | 0 | 3.2471 | 10.4452 | 22.4378 | 39.9504 | 63.7086 | 94.7158 | 133.6108 | 180.4877 | 234.798 | 295.3964 | 360.7445 | 429.2181 | 471.8751 | 471.8751 | 471.8751 | 471.8751 | 471.8751 | 471.8751 | 471.8751 | 471.8751 | 471.8751 | 471.8751 | 471.8751 | 471.8751 | 0 | 0 | 0 | 0 | 0 | 0 | 0 | 0 | 0 | 0 | 0 | 0 | 0 | 0 | 0 | 0 | 0 | 0 | 0 | 0 | 0 | 0 | 0 | 0 | 0 | 0 | 0 | 0 | 0 | 0 | 0 | 0 | 0 | 0 | 0 | 0 | 0 | 0 | 0 | 0 | 0 | 0 | 0 | 0 | 0 | 0.0124% | 2.8227 | 9.0799 | 19.505 | 34.7286 | 55.3814 | 82.3357 | 116.1468 | 156.8965 | 204.108 | 256.7857 | 313.5923 | 373.1158 | 410.1972 | 410.1972 | 410.1972 | 410.1972 | 410.1972 | 410.1972 | 410.1972 | 410.1972 | 410.1972 | 410.1972 | 410.1972 | 410.1972
| ComCombinationOven_PSE | M_Input | PSE Business Case: Oven | 2020 | NR | 2022 | 2045 | PSE | Commercial | All Commercial | Electric | Per Electric Combination Oven (14 Pan or Less) - CKTCH | Per Electric Combination Oven (14 Pan or Less) - CKTCH | 1000 | CKTCH: Oven - Combination - 14 Pan or Less - E |  | 11501 | 12 | 1568 | 0 |  | 650.0012 | 0 | 0 | 0 | 0 | 0 | 0 | 0 |  | 0 | 0 | 0 | Cooking | Cooking | Combination Oven | Combination Oven | CommVENT | 0.0141% | 47.16% | 47.16% | 0.16812 | 3.0407e-06 | 18.3% | 8.333% | 85% | 6.8% | 0.2% | 6218.0544 | 238.7189 | 645.6773 | 2280.0181 | 0 | 0 | 0 | -5878.5803 | -7565.2701 |  | -0.043786 | 0 | -0.043786 | 01. ($9,999.000) to $0.028 | 1 | 0 | 01. ($9,999.00) to $0.22 | 1 | 0.47674 | 1.0568 | 1.7607 | 2.5712 | 3.4881 | 4.5524 | 5.7105 | 6.8824 | 7.9738 | 8.897 | 9.5943 | 10.0532 | 10.3051 | 10.3945 | 10.3434 | 10.2927 | 10.2422 | 10.192 | 10.1422 | 10.0926 | 10.0433 | 9.9943 | 9.9456 | 9.8971 | 5482.9522 | 12154.331 | 20250.3337 | 29571.0365 | 40117.1322 | 52357.4829 | 65676.6171 | 79154.3678 | 91706.2143 | 102324.1219 | 110344.105 | 115621.8377 | 118519.1036 | 119547.3237 | 118959.9523 | 118376.0541 | 117795.6051 | 117218.5815 | 116644.9594 | 116074.7155 | 115507.8264 | 114944.269 | 114384.0202 | 113827.0574 | 1365924.6883 | 5482.9522 | 17637.2832 | 37887.6169 | 67458.6534 | 107575.7855 | 159933.2685 | 225609.8856 | 304764.2534 | 396470.4677 | 498794.5896 | 609138.6946 | 724760.5323 | 843279.636 | 962826.9597 | 1081786.912 | 1200162.9661 | 1317958.5713 | 1365924.6883 | 1365924.6883 | 1365924.6883 | 1365924.6883 | 1365924.6883 | 1365924.6883 | 1365924.6883 | 0 | 0 | 0 | 0 | 0 | 0 | 0 | 0 | 0 | 0 | 0 | 0 | 0 | 0 | 0 | 0 | 0 | 0 | 0 | 0 | 0 | 0 | 0 | 0 | 0 | 0 | 0 | 0 | 0 | 0 | 0 | 0 | 0 | 0 | 0 | 0 | 0 | 0 | 0 | 0 | 0 | 0 | 0 | 0 | 0 | 0 | 0 | 0 | 0 | 0 | 0 | 0 | 0 | 0 | 0 | 0 | 0 | 0 | 0 | 0 | 0 | 0.77312 | 2.4869 | 5.3423 | 9.512 | 15.1687 | 22.5514 | 31.8121 | 42.9733 | 55.9043 | 70.3325 | 85.8915 | 102.1948 | 118.9066 | 135.7633 | 152.5373 | 169.2289 | 185.8386 | 192.6021 | 192.6021 | 192.6021 | 192.6021 | 192.6021 | 192.6021 | 192.6021 | 0 | 0 | 0 | 0 | 0 | 0 | 0 | 0 | 0 | 0 | 0 | 0 | 0 | 0 | 0 | 0 | 0 | 0 | 0 | 0 | 0 | 0 | 0 | 0 | 0 | 0 | 0 | 0 | 0 | 0 | 0 | 0 | 0 | 0 | 0 | 0 | 0 | 0 | 0 | 0 | 0 | 0 | 0 | 0 | 0 | 0.01557% | 0.85382 | 2.7465 | 5.9 | 10.5048 | 16.752 | 24.9053 | 35.1326 | 47.4587 | 61.7395 | 77.6737 | 94.8568 | 112.8617 | 131.3179 | 149.9341 | 168.4589 | 186.8927 | 205.2362 | 212.7056 | 212.7056 | 212.7056 | 212.7056 | 212.7056 | 212.7056 | 212.7056
| ComCombinationOven_PSE | M_Input | PSE Business Case: Oven | 2020 | NR | 2022 | 2045 | PSE | Commercial | All Commercial | Electric | Per Electric Combination Oven (More Than 28 Pans) - CKTCH | Per Electric Combination Oven (More Than 28 Pans) - CKTCH | 7000 | CKTCH: Oven - Combination - More Than 28 Pans - E |  | 22045 | 12 | 7048 | 0 |  | 2166.6689 | 0 | 0 | 0 | 0 | 0 | 0 | 0 |  | 0 | 0 | 0 | Cooking | Cooking | Combination Oven | Combination Oven | CommVENT | 0.0141% | 47.16% | 47.16% | 0.16812 | 3.0407e-06 | 18.3% | 8.333% | 85% | 6.8% | 0.2% | 11918.7035 | 457.5739 | 1237.6277 | 10248.4486 | 0 | 0 | 0 | -15329.8073 | -23600.4967 |  | -0.05957 | 0 | -0.05957 | 01. ($9,999.000) to $0.028 | 1 | 0 | 01. ($9,999.00) to $0.22 | 1 | 0.47674 | 1.0568 | 1.7607 | 2.5712 | 3.4881 | 4.5524 | 5.7105 | 6.8824 | 7.9738 | 8.897 | 9.5943 | 10.0532 | 10.3051 | 10.3945 | 10.3434 | 10.2927 | 10.2422 | 10.192 | 10.1422 | 10.0926 | 10.0433 | 9.9943 | 9.9456 | 9.8971 | 10509.6671 | 23297.2982 | 38815.634 | 56681.4624 | 76896.1115 | 100358.2916 | 125888.2727 | 151722.2883 | 175781.5403 | 196133.8376 | 211506.4599 | 221622.7643 | 227176.2142 | 229147.0961 | 228021.2285 | 226902.0183 | 225789.4196 | 224683.3865 | 223583.8737 | 222490.8359 | 221404.2286 | 220324.0074 | 219250.1283 | 218182.5476 | 2618190.5706 | 10509.6671 | 33806.9653 | 72622.5992 | 129304.0617 | 206200.1732 | 306558.4648 | 432446.7375 | 584169.0259 | 759950.5661 | 956084.4037 | 1167590.8636 | 1389213.628 | 1616389.8422 | 1845536.9383 | 2073558.1667 | 2300460.1851 | 2526249.6047 | 2618190.5706 | 2618190.5706 | 2618190.5706 | 2618190.5706 | 2618190.5706 | 2618190.5706 | 2618190.5706 | 0 | 0 | 0 | 0 | 0 | 0 | 0 | 0 | 0 | 0 | 0 | 0 | 0 | 0 | 0 | 0 | 0 | 0 | 0 | 0 | 0 | 0 | 0 | 0 | 0 | 0 | 0 | 0 | 0 | 0 | 0 | 0 | 0 | 0 | 0 | 0 | 0 | 0 | 0 | 0 | 0 | 0 | 0 | 0 | 0 | 0 | 0 | 0 | 0 | 0 | 0 | 0 | 0 | 0 | 0 | 0 | 0 | 0 | 0 | 0 | 0 | 1.4819 | 4.7669 | 10.2401 | 18.2325 | 29.0752 | 43.2262 | 60.9771 | 82.3707 | 107.1568 | 134.8126 | 164.636 | 195.8859 | 227.9189 | 260.2298 | 292.3819 | 324.3762 | 356.2136 | 369.1777 | 369.1777 | 369.1777 | 369.1777 | 369.1777 | 369.1777 | 369.1777 | 0 | 0 | 0 | 0 | 0 | 0 | 0 | 0 | 0 | 0 | 0 | 0 | 0 | 0 | 0 | 0 | 0 | 0 | 0 | 0 | 0 | 0 | 0 | 0 | 0 | 0 | 0 | 0 | 0 | 0 | 0 | 0 | 0 | 0 | 0 | 0 | 0 | 0 | 0 | 0 | 0 | 0 | 0 | 0 | 0 | 0.01557% | 1.6366 | 5.2645 | 11.309 | 20.1356 | 32.1101 | 47.7381 | 67.3418 | 90.9684 | 118.3416 | 148.8841 | 181.8205 | 216.3322 | 251.7087 | 287.3921 | 322.9002 | 358.2341 | 393.3946 | 407.7119 | 407.7119 | 407.7119 | 407.7119 | 407.7119 | 407.7119 | 407.7119
| ComCombinationOven_PSE | M_Input | PSE Business Case: Oven | 2020 | NR | 2022 | 2045 | PSE | Commercial | All Commercial | Electric | Per Electric Combination Oven (15 to 28 Pans) - CKTCH | Per Electric Combination Oven (15 to 28 Pans) - CKTCH | 1500 | CKTCH: Oven - Combination - 15 to 28 Pans - E |  | 15095 | 12 | 1584 | 0 |  | 1083.3345 | 0 | 0 | 0 | 0 | 0 | 0 | 0 |  | 0 | 0 | 0 | Cooking | Cooking | Combination Oven | Combination Oven | CommVENT | 0.0141% | 47.16% | 47.16% | 0.16812 | 3.0407e-06 | 18.3% | 8.333% | 85% | 6.8% | 0.2% | 8161.1626 | 313.3172 | 847.448 | 2303.2836 | 0 | 0 | 0 | -11187.0088 | -12501.4127 |  | -0.063486 | 0 | -0.063486 | 01. ($9,999.000) to $0.028 | 1 | 0 | 01. ($9,999.00) to $0.22 | 1 | 0.47674 | 1.0568 | 1.7607 | 2.5712 | 3.4881 | 4.5524 | 5.7105 | 6.8824 | 7.9738 | 8.897 | 9.5943 | 10.0532 | 10.3051 | 10.3945 | 10.3434 | 10.2927 | 10.2422 | 10.192 | 10.1422 | 10.0926 | 10.0433 | 9.9943 | 9.9456 | 9.8971 | 7196.345 | 15952.4933 | 26578.4529 | 38811.8247 | 52653.518 | 68718.9118 | 86200.2031 | 103889.6776 | 120363.9079 | 134299.8539 | 144826.0382 | 151753.0337 | 155555.6795 | 156905.2128 | 156134.2909 | 155367.9277 | 154606.0916 | 153848.7512 | 153095.8754 | 152347.4334 | 151603.3945 | 150863.7284 | 150128.4049 | 149397.3942 | 1792768.7305 | 7196.345 | 23148.8383 | 49727.2912 | 88539.1159 | 141192.6339 | 209911.5457 | 296111.7488 | 400001.4264 | 520365.3343 | 654665.1882 | 799491.2264 | 951244.2601 | 1106799.9396 | 1263705.1523 | 1419839.4433 | 1575207.371 | 1729813.4626 | 1792768.7305 | 1792768.7305 | 1792768.7305 | 1792768.7305 | 1792768.7305 | 1792768.7305 | 1792768.7305 | 0 | 0 | 0 | 0 | 0 | 0 | 0 | 0 | 0 | 0 | 0 | 0 | 0 | 0 | 0 | 0 | 0 | 0 | 0 | 0 | 0 | 0 | 0 | 0 | 0 | 0 | 0 | 0 | 0 | 0 | 0 | 0 | 0 | 0 | 0 | 0 | 0 | 0 | 0 | 0 | 0 | 0 | 0 | 0 | 0 | 0 | 0 | 0 | 0 | 0 | 0 | 0 | 0 | 0 | 0 | 0 | 0 | 0 | 0 | 0 | 0 | 1.0147 | 3.2641 | 7.0118 | 12.4844 | 19.9089 | 29.5986 | 41.7532 | 56.4022 | 73.3741 | 92.311 | 112.7322 | 134.1301 | 156.0642 | 178.1886 | 200.2043 | 222.112 | 243.9122 | 252.7892 | 252.7892 | 252.7892 | 252.7892 | 252.7892 | 252.7892 | 252.7892 | 0 | 0 | 0 | 0 | 0 | 0 | 0 | 0 | 0 | 0 | 0 | 0 | 0 | 0 | 0 | 0 | 0 | 0 | 0 | 0 | 0 | 0 | 0 | 0 | 0 | 0 | 0 | 0 | 0 | 0 | 0 | 0 | 0 | 0 | 0 | 0 | 0 | 0 | 0 | 0 | 0 | 0 | 0 | 0 | 0 | 0.01557% | 1.1206 | 3.6048 | 7.7437 | 13.7876 | 21.9869 | 32.688 | 46.1113 | 62.2893 | 81.0327 | 101.9463 | 124.499 | 148.1304 | 172.354 | 196.7877 | 221.1013 | 245.2957 | 269.3714 | 279.1749 | 279.1749 | 279.1749 | 279.1749 | 279.1749 | 279.1749 | 279.1749
| ComCombinationOven_PSE | M_Input | PSE Business Case: Oven | 2020 | NR | 2022 | 2041 | PSE | Commercial | All Commercial | Gas | Per Natural Gas Combination Oven (14 Pan or Less) - CKTCH | Per Natural Gas Combination Oven (14 Pan or Less) - CKTCH | 2500 | CKTCH: Oven - Combination - 14 Pan or Less - NG |  | 0 | 12 | 3588 | 0 |  | 650.0012 | 0 | 0 | 0 | 0 | 0 | 0 | 798 |  | 0 | 0 | 0 | Cooking | Cooking | Combination Oven | Combination Oven | CommVENT | 0.0141% | 47.16% | 47.16% | 0.16812 | 3.0407e-06 | 10.98% | 8.333% | 85% | 6.8% | 0.2% | 7309.8597 | 43.9817 | 735.3841 | 0 | 4892.3704 | 0 | 0 | -7649.568 | -2163.8694 |  | 0 | -0.25199 | 0 | 01. ($9,999.000) to $0.028 | 1 | -0.25199 | 01. ($9,999.00) to $0.22 | 1 | 0 | 0 | 0 | 0 | 0 | 0 | 0 | 0 | 0 | 0 | 0 | 0 | 0 | 0 | 0 | 0 | 0 | 0 | 0 | 0 | 0 | 0 | 0 | 0 | 0 | 0 | 0 | 0 | 0 | 0 | 0 | 0 | 0 | 0 | 0 | 0 | 0 | 0 | 0 | 0 | 0 | 0 | 0 | 0 | 0 | 0 | 0 | 0 | 0 | 0 | 0 | 0 | 0 | 0 | 0 | 0 | 0 | 0 | 0 | 0 | 0 | 0 | 0 | 0 | 0 | 0 | 0 | 0 | 0 | 0 | 0 | 0 | 0 | 0.43637 | 0.96751 | 1.6123 | 2.3548 | 3.1952 | 4.1708 | 5.2328 | 6.3078 | 7.3094 | 8.1573 | 8.7982 | 9.2207 | 9.4535 | 9.5373 | 9.4922 | 9.4473 | 9.4027 | 9.3584 | 9.3143 | 9.2705 | 348.2247 | 772.0703 | 1286.5851 | 1879.1151 | 2549.7475 | 3328.3305 | 4175.7914 | 5033.6519 | 5832.9369 | 6509.486 | 7020.9828 | 7358.1507 | 7543.9213 | 7610.7695 | 7574.7682 | 7538.9736 | 7503.3842 | 7467.9986 | 7432.8155 | 7397.8335 | 88774.0015 | 348.2247 | 1120.295 | 2406.8801 | 4285.9953 | 6835.7427 | 10164.0732 | 14339.8646 | 19373.5165 | 25206.4533 | 31715.9393 | 38736.9221 | 46095.0728 | 53638.9941 | 61249.7635 | 68824.5318 | 76363.5053 | 83866.8895 | 88774.0015 | 88774.0015 | 88774.0015 | 0 | 0 | 0 | 0 | 0 | 0 | 0 | 0 | 0 | 0 | 0 | 0 | 0 | 0 | 0 | 0 | 0 | 0 | 0 | 0 | 0 | 0 | 0 | 0 | 0 | 0 | 0 | 0 | 0 | 0 | 0 | 0 | 0 | 0 | 0 | 0 | 0 | 0 | 0 | 0 | 0 | 0 | 0 | 0 | 0 | 0 | 0 | 0 | 0 | 0 | 0 | 0 | 0 | 0 | 0 | 0 | 0 | 0 | 0 | 0 | 0 | 0 | 0 | 0 | 0 | 0 | 0 | 0 | 0 | 0.01557% | 0 | 0 | 0 | 0 | 0 | 0 | 0 | 0 | 0 | 0 | 0 | 0 | 0 | 0 | 0 | 0 | 0 | 0 | 0 | 0 | 0 | 0 | 0 | 0
| ComCombinationOven_PSE | M_Input | PSE Business Case: Oven | 2020 | NR | 2022 | 2041 | PSE | Commercial | All Commercial | Gas | Per Natural Gas Combination Oven (More Than 28 Pans) - CKTCH | Per Natural Gas Combination Oven (More Than 28 Pans) - CKTCH | 7000 | CKTCH: Oven - Combination - More Than 28 Pans - NG |  | 0 | 12 | 7890 | 0 |  | 2166.6689 | 0 | 0 | 0 | 0 | 0 | 0 | 1573 |  | 0 | 0 | 0 | Cooking | Cooking | Combination Oven | Combination Oven | CommVENT | 0.0141% | 47.16% | 47.16% | 0.16812 | 3.0407e-06 | 10.98% | 8.333% | 85% | 6.8% | 0.2% | 14409.0343 | 86.6957 | 1449.573 | 0 | 10758.3061 | 0 | 0 | -25250.923 | -12514.8577 |  | 0 | -0.73936 | 0 | 01. ($9,999.000) to $0.028 | 1 | -0.73936 | 01. ($9,999.00) to $0.22 | 1 | 0 | 0 | 0 | 0 | 0 | 0 | 0 | 0 | 0 | 0 | 0 | 0 | 0 | 0 | 0 | 0 | 0 | 0 | 0 | 0 | 0 | 0 | 0 | 0 | 0 | 0 | 0 | 0 | 0 | 0 | 0 | 0 | 0 | 0 | 0 | 0 | 0 | 0 | 0 | 0 | 0 | 0 | 0 | 0 | 0 | 0 | 0 | 0 | 0 | 0 | 0 | 0 | 0 | 0 | 0 | 0 | 0 | 0 | 0 | 0 | 0 | 0 | 0 | 0 | 0 | 0 | 0 | 0 | 0 | 0 | 0 | 0 | 0 | 0.43637 | 0.96751 | 1.6123 | 2.3548 | 3.1952 | 4.1708 | 5.2328 | 6.3078 | 7.3094 | 8.1573 | 8.7982 | 9.2207 | 9.4535 | 9.5373 | 9.4922 | 9.4473 | 9.4027 | 9.3584 | 9.3143 | 9.2705 | 686.4129 | 1521.8879 | 2536.0882 | 3704.0703 | 5026.006 | 6560.7316 | 8231.2278 | 9922.2236 | 11497.7565 | 12831.3552 | 13839.6064 | 14504.2244 | 14870.4113 | 15002.1809 | 14931.216 | 14860.6585 | 14790.5054 | 14720.7542 | 14651.402 | 14582.4462 | 174989.3539 | 686.4129 | 2208.3008 | 4744.389 | 8448.4593 | 13474.4653 | 20035.1969 | 28266.4248 | 38188.6484 | 49686.4049 | 62517.7601 | 76357.3665 | 90861.5909 | 105732.0021 | 120734.183 | 135665.3991 | 150526.0575 | 165316.563 | 174989.3539 | 174989.3539 | 174989.3539 | 0 | 0 | 0 | 0 | 0 | 0 | 0 | 0 | 0 | 0 | 0 | 0 | 0 | 0 | 0 | 0 | 0 | 0 | 0 | 0 | 0 | 0 | 0 | 0 | 0 | 0 | 0 | 0 | 0 | 0 | 0 | 0 | 0 | 0 | 0 | 0 | 0 | 0 | 0 | 0 | 0 | 0 | 0 | 0 | 0 | 0 | 0 | 0 | 0 | 0 | 0 | 0 | 0 | 0 | 0 | 0 | 0 | 0 | 0 | 0 | 0 | 0 | 0 | 0 | 0 | 0 | 0 | 0 | 0 | 0.01557% | 0 | 0 | 0 | 0 | 0 | 0 | 0 | 0 | 0 | 0 | 0 | 0 | 0 | 0 | 0 | 0 | 0 | 0 | 0 | 0 | 0 | 0 | 0 | 0
| ComCombinationOven_PSE | M_Input | PSE Business Case: Oven | 2020 | NR | 2022 | 2041 | PSE | Commercial | All Commercial | Gas | Per Natural Gas Combination Oven (15 to 28 Pans) - CKTCH | Per Natural Gas Combination Oven (15 to 28 Pans) - CKTCH | 3000 | CKTCH: Oven - Combination - 15 to 28 Pans - NG |  | 0 | 12 | 3361 | 0 |  | 1083.3345 | 0 | 0 | 0 | 0 | 0 | 0 | 1120 |  | 0 | 0 | 0 | Cooking | Cooking | Combination Oven | Combination Oven | CommVENT | 0.0141% | 47.16% | 47.16% | 0.16812 | 3.0407e-06 | 10.98% | 8.333% | 85% | 6.8% | 0.2% | 10259.4523 | 61.7287 | 1032.1181 | 0 | 4582.8475 | 0 | 0 | -13067.9739 | -7496.2468 |  | 0 | -0.62199 | 0 | 01. ($9,999.000) to $0.028 | 1 | -0.62199 | 01. ($9,999.00) to $0.22 | 1 | 0 | 0 | 0 | 0 | 0 | 0 | 0 | 0 | 0 | 0 | 0 | 0 | 0 | 0 | 0 | 0 | 0 | 0 | 0 | 0 | 0 | 0 | 0 | 0 | 0 | 0 | 0 | 0 | 0 | 0 | 0 | 0 | 0 | 0 | 0 | 0 | 0 | 0 | 0 | 0 | 0 | 0 | 0 | 0 | 0 | 0 | 0 | 0 | 0 | 0 | 0 | 0 | 0 | 0 | 0 | 0 | 0 | 0 | 0 | 0 | 0 | 0 | 0 | 0 | 0 | 0 | 0 | 0 | 0 | 0 | 0 | 0 | 0 | 0.43637 | 0.96751 | 1.6123 | 2.3548 | 3.1952 | 4.1708 | 5.2328 | 6.3078 | 7.3094 | 8.1573 | 8.7982 | 9.2207 | 9.4535 | 9.5373 | 9.4922 | 9.4473 | 9.4027 | 9.3584 | 9.3143 | 9.2705 | 488.7365 | 1083.6074 | 1805.7335 | 2637.3546 | 3578.5929 | 4671.341 | 5860.7598 | 7064.7746 | 8186.5781 | 9136.1207 | 9854.0109 | 10327.229 | 10587.9597 | 10681.7817 | 10631.2536 | 10581.0156 | 10531.0655 | 10481.4016 | 10432.0218 | 10382.9242 | 4194.3389 | 488.7365 | 1572.3439 | 3378.0774 | 4194.3389 | 4194.3389 | 4194.3389 | 4194.3389 | 4194.3389 | 4194.3389 | 4194.3389 | 4194.3389 | 4194.3389 | 4194.3389 | 4194.3389 | 4194.3389 | 4194.3389 | 4194.3389 | 4194.3389 | 4194.3389 | 4194.3389 | 0 | 0 | 0 | 0 | 0 | 0 | 0 | 0 | 0 | 0 | 0 | 0 | 0 | 0 | 0 | 0 | 0 | 0 | 0 | 0 | 0 | 0 | 0 | 0 | 0 | 0 | 0 | 0 | 0 | 0 | 0 | 0 | 0 | 0 | 0 | 0 | 0 | 0 | 0 | 0 | 0 | 0 | 0 | 0 | 0 | 0 | 0 | 0 | 0 | 0 | 0 | 0 | 0 | 0 | 0 | 0 | 0 | 0 | 0 | 0 | 0 | 0 | 0 | 0 | 0 | 0 | 0 | 0 | 0 | 0.01557% | 0 | 0 | 0 | 0 | 0 | 0 | 0 | 0 | 0 | 0 | 0 | 0 | 0 | 0 | 0 | 0 | 0 | 0 | 0 | 0 | 0 | 0 | 0 | 0
| ComConnectedThermostats_PSE | M_Input | PSE Business Case: Thermostat | 2020 | Retro | 2022 | 2045 | PSE | Commercial | Supermarket | Electric | Per Web Enabled Thermostat - ER Heating | Per Web Enabled Thermostat - ER Heating | 200 | Thermostat - Web Enabled - ER Heating - Comm - Grocery |  | 501 | 10 | 69.6 | 0 |  | 0 | 0 | 0 | 0 | 0 | 0 | 0 | 0 |  | 0 | 0 | 0 | Heating | Electric Resistance Heat and Cooling | Connected Thermostats | Connected Thermostat | CommHEAT | 0.03964% | 73% | 73% | 2.1697 | 4.3627e-05 | 6.722% | 10% | 95% | 6.8% | 0.2% | 234.2281 | 29.2376 | 26.3466 | 115.2207 | 0 | 0 | 0 | 73.5566 | -41.6642 |  | 0.012577 | 0 | 0.012577 | 01. ($9,999.000) to $0.028 | 1 | 0 | 01. ($9,999.00) to $0.22 | 1 | 4.6843 | 4.6622 | 4.6401 | 4.6182 | 4.5964 | 4.5747 | 4.5532 | 4.5317 | 4.5103 | 4.489 | 0 | 0 | 0 | 0 | 0 | 0 | 0 | 0 | 0 | 0 | 0 | 0 | 0 | 0 | 2346.8142 | 2335.7372 | 2324.7125 | 2313.7399 | 2302.8191 | 2291.9497 | 2281.1317 | 2270.3648 | 2259.6487 | 2248.9831 | 0 | 0 | 0 | 0 | 0 | 0 | 0 | 0 | 0 | 0 | 0 | 0 | 0 | 0 | 22975.901 | 2346.8142 | 4682.5514 | 7007.264 | 9321.0039 | 11623.8229 | 13915.7727 | 16196.9044 | 18467.2692 | 20726.9179 | 22975.901 | 22975.901 | 22975.901 | 22975.901 | 22975.901 | 22975.901 | 22975.901 | 22975.901 | 22975.901 | 22975.901 | 22975.901 | 22975.901 | 22975.901 | 22975.901 | 22975.901 | 0 | 0 | 0 | 0 | 0 | 0 | 0 | 0 | 0 | 0 | 0 | 0 | 0 | 0 | 0 | 0 | 0 | 0 | 0 | 0 | 0 | 0 | 0 | 0 | 0 | 0 | 0 | 0 | 0 | 0 | 0 | 0 | 0 | 0 | 0 | 0 | 0 | 0 | 0 | 0 | 0 | 0 | 0 | 0 | 0 | 0 | 0 | 0 | 0 | 0 | 0 | 0 | 0 | 0 | 0 | 0 | 0 | 0 | 0 | 0 | 0 | 0.93039 | 1.8564 | 2.778 | 3.6953 | 4.6083 | 5.5169 | 6.4212 | 7.3213 | 8.2172 | 9.1088 | 9.1088 | 9.1088 | 9.1088 | 9.1088 | 9.1088 | 9.1088 | 9.1088 | 9.1088 | 9.1088 | 9.1088 | 9.1088 | 9.1088 | 9.1088 | 9.1088 | 344.5581 | 342.9317 | 341.3131 | 339.7021 | 338.0987 | 336.5029 | 334.9146 | 333.3338 | 331.7605 | 330.1946 | 0 | 0 | 0 | 0 | 0 | 0 | 0 | 0 | 0 | 0 | 0 | 0 | 0 | 0 | 3373.3101 | 0 | 0 | 0 | 0 | 0 | 0 | 0 | 0 | 0 | 0 | 0 | 0 | 0 | 0 | 0 | 0 | 0 | 0 | 0 | 0 | 0.001759% | 0.041278 | 0.082361 | 0.12325 | 0.16395 | 0.20445 | 0.24476 | 0.28489 | 0.32482 | 0.36457 | 0.40412 | 0.40412 | 0.40412 | 0.40412 | 0.40412 | 0.40412 | 0.40412 | 0.40412 | 0.40412 | 0.40412 | 0.40412 | 0.40412 | 0.40412 | 0.40412 | 0.40412
| ComConnectedThermostats_PSE | M_Input | PSE Business Case: Thermostat | 2020 | Retro | 2022 | 2045 | PSE | Commercial | Supermarket | Electric | Per Web Enabled Thermostat - HP Heating | Per Web Enabled Thermostat - HP Heating | 200 | Thermostat - Web Enabled - HP Heating - Comm - Grocery |  | 295 | 10 | 69.6 | 0 |  | 0 | 0 | 0 | 0 | 0 | 0 | 0 | 0 |  | 0 | 0 | 0 | Heat Pump | Heat Pump | Connected Thermostats | Connected Thermostat | CommVENT | 0.0141% | 13.15% | 13.15% | 2.1697 | 4.3627e-05 | 6.722% | 10% | 95% | 6.8% | 0.2% | 137.9187 | 6.1231 | 14.4042 | 115.2207 | 0 | 0 | 0 | 108.6134 | -6.6073 |  | 0.03154 | 0 | 0.03154 | 02. $0.028 to $0.055 | 1 | 0 | 01. ($9,999.00) to $0.22 | 1 | 0.84375 | 0.83977 | 0.83581 | 0.83186 | 0.82794 | 0.82403 | 0.82014 | 0.81627 | 0.81241 | 0.80858 | 0 | 0 | 0 | 0 | 0 | 0 | 0 | 0 | 0 | 0 | 0 | 0 | 0 | 0 | 248.9073 | 247.7325 | 246.5632 | 245.3994 | 244.2411 | 243.0883 | 241.9409 | 240.799 | 239.6624 | 238.5312 | 0 | 0 | 0 | 0 | 0 | 0 | 0 | 0 | 0 | 0 | 0 | 0 | 0 | 0 | 2436.8653 | 248.9073 | 496.6398 | 743.203 | 988.6024 | 1232.8435 | 1475.9318 | 1717.8727 | 1958.6717 | 2198.3341 | 2436.8653 | 2436.8653 | 2436.8653 | 2436.8653 | 2436.8653 | 2436.8653 | 2436.8653 | 2436.8653 | 2436.8653 | 2436.8653 | 2436.8653 | 2436.8653 | 2436.8653 | 2436.8653 | 2436.8653 | 0 | 0 | 0 | 0 | 0 | 0 | 0 | 0 | 0 | 0 | 0 | 0 | 0 | 0 | 0 | 0 | 0 | 0 | 0 | 0 | 0 | 0 | 0 | 0 | 0 | 0 | 0 | 0 | 0 | 0 | 0 | 0 | 0 | 0 | 0 | 0 | 0 | 0 | 0 | 0 | 0 | 0 | 0 | 0 | 0 | 0 | 0 | 0 | 0 | 0 | 0 | 0 | 0 | 0 | 0 | 0 | 0 | 0 | 0 | 0 | 0 | 0.035097 | 0.070029 | 0.1048 | 0.1394 | 0.17384 | 0.20811 | 0.24223 | 0.27618 | 0.30998 | 0.34361 | 0.34361 | 0.34361 | 0.34361 | 0.34361 | 0.34361 | 0.34361 | 0.34361 | 0.34361 | 0.34361 | 0.34361 | 0.34361 | 0.34361 | 0.34361 | 0.34361 | 91.643 | 91.2104 | 90.7799 | 90.3514 | 89.925 | 89.5005 | 89.0781 | 88.6576 | 88.2392 | 87.8227 | 0 | 0 | 0 | 0 | 0 | 0 | 0 | 0 | 0 | 0 | 0 | 0 | 0 | 0 | 897.2078 | 0 | 0 | 0 | 0 | 0 | 0 | 0 | 0 | 0 | 0 | 0 | 0 | 0 | 0 | 0 | 0 | 0 | 0 | 0 | 0 | 0.01557% | 0.038761 | 0.077338 | 0.11573 | 0.15395 | 0.19198 | 0.22984 | 0.26751 | 0.30501 | 0.34233 | 0.37948 | 0.37948 | 0.37948 | 0.37948 | 0.37948 | 0.37948 | 0.37948 | 0.37948 | 0.37948 | 0.37948 | 0.37948 | 0.37948 | 0.37948 | 0.37948 | 0.37948
| ComConnectedThermostats_PSE | M_Input | PSE Business Case: Thermostat | 2020 | Retro | 2022 | 2041 | PSE | Commercial | Supermarket | Gas | Per Web Enabled Thermostat - GP Heating | Per Web Enabled Thermostat - GP Heating | 200 | Thermostat - Web Enabled - GP Heating - Comm - Grocery |  | 108 | 10 | 69.6 | 0 |  | 0 | 0 | 0 | 0 | 0 | 0 | 0 | 18 |  | 0 | 0 | 0 | Heating | Gas Heating | Connected Thermostats | Connected Thermostat | CommVENT | 0.0141% | 96.56% | 96.56% | 2.1697 | 4.3627e-05 | 13.44% | 10% | 95% | 6.8% | 0.2% | 159.4177 | 3.5549 | 16.2973 | 0 | 105.6493 | 0 | 50.4923 | -5.9322 | -443.6156 |  | -0.0047053 | -2.2903 | -0.0047053 | 01. ($9,999.000) to $0.028 | 1 | -2.2903 | 01. ($9,999.00) to $0.22 | 1 | 0 | 0 | 0 | 0 | 0 | 0 | 0 | 0 | 0 | 0 | 0 | 0 | 0 | 0 | 0 | 0 | 0 | 0 | 0 | 0 | 0 | 0 | 0 | 0 | 0 | 0 | 0 | 0 | 0 | 0 | 0 | 0 | 0 | 0 | 0 | 0 | 0 | 0 | 0 | 0 | 0 | 0 | 0 | 0 | 0 | 0 | 0 | 0 | 0 | 0 | 0 | 0 | 0 | 0 | 0 | 0 | 0 | 0 | 0 | 0 | 0 | 0 | 0 | 0 | 0 | 0 | 0 | 0 | 0 | 0 | 0 | 0 | 0 | 16.4709 | 16.3932 | 16.3158 | 16.2388 | 16.1622 | 16.0859 | 16.0099 | 15.9344 | 15.8592 | 15.7843 | 0 | 0 | 0 | 0 | 0 | 0 | 0 | 0 | 0 | 0 | 296.4768 | 295.0774 | 293.6847 | 292.2985 | 290.9188 | 289.5457 | 288.179 | 286.8188 | 285.465 | 284.1176 | 0 | 0 | 0 | 0 | 0 | 0 | 0 | 0 | 0 | 0 | 2902.5824 | 296.4768 | 591.5542 | 885.2389 | 1177.5374 | 1468.4562 | 1758.0019 | 2046.1809 | 2332.9997 | 2618.4648 | 2902.5824 | 2902.5824 | 2902.5824 | 2902.5824 | 2902.5824 | 2902.5824 | 2902.5824 | 2902.5824 | 2902.5824 | 2902.5824 | 2902.5824 | 0 | 0 | 0 | 0 | 0 | 0 | 0 | 0 | 0 | 0 | 0 | 0 | 0 | 0 | 0 | 0 | 0 | 0 | 0 | 0 | 0 | 0 | 0 | 0 | 0 | 0 | 0 | 0 | 0 | 0 | 0 | 0 | 0 | 0 | 0 | 0 | 0 | 0 | 0 | 0 | 0 | 0 | 0 | 0 | 0 | 0 | 0 | 0 | 0 | 0 | 0 | 0 | 0 | 0 | 0 | 0 | 0 | 0 | 0 | 0 | 0 | 0 | 0 | 0 | 0 | 0 | 0 | 0 | 0 | 0.01557% | 0 | 0 | 0 | 0 | 0 | 0 | 0 | 0 | 0 | 0 | 0 | 0 | 0 | 0 | 0 | 0 | 0 | 0 | 0 | 0 | 0 | 0 | 0 | 0
| ComConnectedThermostats_PSE | M_Input | PSE Business Case: Thermostat | 2020 | Retro | 2022 | 2045 | PSE | Commercial | Supermarket | Electric | Per Web Enabled Thermostat - ER Heating - wo AC | Per Web Enabled Thermostat - ER Heating - wo AC | 200 | Thermostat - Web Enabled - ER Heating - wo AC - Comm - Grocery |  | 499 | 10 | 69.6 | 0 |  | 0 | 0 | 0 | 0 | 0 | 0 | 0 | 0 |  | 0 | 0 | 0 | Heating | Electric Resistance Heating | Connected Thermostats | Connected Thermostat | CommHEAT | 0.03964% | 73% | 73% | 2.1697 | 4.3627e-05 | 6.722% | 10% | 95% | 6.8% | 0.2% | 233.293 | 29.1209 | 26.2414 | 115.2207 | 0 | 0 | 0 | 73.7785 | -41.4423 |  | 0.012666 | 0 | 0.012666 | 01. ($9,999.000) to $0.028 | 1 | 0 | 01. ($9,999.00) to $0.22 | 1 | 4.6843 | 4.6622 | 4.6401 | 4.6182 | 4.5964 | 4.5747 | 4.5532 | 4.5317 | 4.5103 | 4.489 | 0 | 0 | 0 | 0 | 0 | 0 | 0 | 0 | 0 | 0 | 0 | 0 | 0 | 0 | 2337.4457 | 2326.4129 | 2315.4323 | 2304.5034 | 2293.6262 | 2282.8002 | 2272.0254 | 2261.3015 | 2250.6281 | 2240.0052 | 0 | 0 | 0 | 0 | 0 | 0 | 0 | 0 | 0 | 0 | 0 | 0 | 0 | 0 | 22884.1809 | 2337.4457 | 4663.8586 | 6979.2909 | 9283.7943 | 11577.4204 | 13860.2207 | 16132.2461 | 18393.5476 | 20644.1757 | 22884.1809 | 22884.1809 | 22884.1809 | 22884.1809 | 22884.1809 | 22884.1809 | 22884.1809 | 22884.1809 | 22884.1809 | 22884.1809 | 22884.1809 | 22884.1809 | 22884.1809 | 22884.1809 | 22884.1809 | 0 | 0 | 0 | 0 | 0 | 0 | 0 | 0 | 0 | 0 | 0 | 0 | 0 | 0 | 0 | 0 | 0 | 0 | 0 | 0 | 0 | 0 | 0 | 0 | 0 | 0 | 0 | 0 | 0 | 0 | 0 | 0 | 0 | 0 | 0 | 0 | 0 | 0 | 0 | 0 | 0 | 0 | 0 | 0 | 0 | 0 | 0 | 0 | 0 | 0 | 0 | 0 | 0 | 0 | 0 | 0 | 0 | 0 | 0 | 0 | 0 | 0.92668 | 1.849 | 2.7669 | 3.6805 | 4.5899 | 5.4949 | 6.3956 | 7.2921 | 8.1844 | 9.0724 | 9.0724 | 9.0724 | 9.0724 | 9.0724 | 9.0724 | 9.0724 | 9.0724 | 9.0724 | 9.0724 | 9.0724 | 9.0724 | 9.0724 | 9.0724 | 9.0724 | 345.5975 | 343.9662 | 342.3427 | 340.7269 | 339.1186 | 337.518 | 335.9249 | 334.3393 | 332.7613 | 331.1906 | 0 | 0 | 0 | 0 | 0 | 0 | 0 | 0 | 0 | 0 | 0 | 0 | 0 | 0 | 3383.4861 | 0 | 0 | 0 | 0 | 0 | 0 | 0 | 0 | 0 | 0 | 0 | 0 | 0 | 0 | 0 | 0 | 0 | 0 | 0 | 0 | 0.001759% | 0.041113 | 0.082033 | 0.12276 | 0.16329 | 0.20364 | 0.24379 | 0.28375 | 0.32352 | 0.36311 | 0.40251 | 0.40251 | 0.40251 | 0.40251 | 0.40251 | 0.40251 | 0.40251 | 0.40251 | 0.40251 | 0.40251 | 0.40251 | 0.40251 | 0.40251 | 0.40251 | 0.40251
| ComConnectedThermostats_PSE | M_Input | PSE Business Case: Thermostat | 2020 | Retro | 2022 | 2045 | PSE | Commercial | Supermarket | Electric | Per Web Enabled Thermostat - HP Heating - wo AC | Per Web Enabled Thermostat - HP Heating - wo AC | 200 | Thermostat - Web Enabled - HP Heating - wo AC - Comm - Grocery |  | 293 | 10 | 69.6 | 0 |  | 0 | 0 | 0 | 0 | 0 | 0 | 0 | 0 |  | 0 | 0 | 0 | Heat Pump | Heat Pump | Connected Thermostats | Connected Thermostat | CommVENT | 0.0141% | 13.15% | 13.15% | 2.1697 | 4.3627e-05 | 6.722% | 10% | 95% | 6.8% | 0.2% | 136.9837 | 6.0816 | 14.3065 | 115.2207 | 0 | 0 | 0 | 108.7526 | -6.4681 |  | 0.031796 | 0 | 0.031796 | 02. $0.028 to $0.055 | 1 | 0 | 01. ($9,999.00) to $0.22 | 1 | 0.84375 | 0.83977 | 0.83581 | 0.83186 | 0.82794 | 0.82403 | 0.82014 | 0.81627 | 0.81241 | 0.80858 | 0 | 0 | 0 | 0 | 0 | 0 | 0 | 0 | 0 | 0 | 0 | 0 | 0 | 0 | 247.2198 | 246.0529 | 244.8916 | 243.7357 | 242.5852 | 241.4402 | 240.3006 | 239.1664 | 238.0376 | 236.914 | 0 | 0 | 0 | 0 | 0 | 0 | 0 | 0 | 0 | 0 | 0 | 0 | 0 | 0 | 2420.3441 | 247.2198 | 493.2727 | 738.1643 | 981.9 | 1224.4852 | 1465.9255 | 1706.2261 | 1945.3925 | 2183.4301 | 2420.3441 | 2420.3441 | 2420.3441 | 2420.3441 | 2420.3441 | 2420.3441 | 2420.3441 | 2420.3441 | 2420.3441 | 2420.3441 | 2420.3441 | 2420.3441 | 2420.3441 | 2420.3441 | 2420.3441 | 0 | 0 | 0 | 0 | 0 | 0 | 0 | 0 | 0 | 0 | 0 | 0 | 0 | 0 | 0 | 0 | 0 | 0 | 0 | 0 | 0 | 0 | 0 | 0 | 0 | 0 | 0 | 0 | 0 | 0 | 0 | 0 | 0 | 0 | 0 | 0 | 0 | 0 | 0 | 0 | 0 | 0 | 0 | 0 | 0 | 0 | 0 | 0 | 0 | 0 | 0 | 0 | 0 | 0 | 0 | 0 | 0 | 0 | 0 | 0 | 0 | 0.034859 | 0.069554 | 0.10408 | 0.13845 | 0.17266 | 0.2067 | 0.24059 | 0.27431 | 0.30787 | 0.34128 | 0.34128 | 0.34128 | 0.34128 | 0.34128 | 0.34128 | 0.34128 | 0.34128 | 0.34128 | 0.34128 | 0.34128 | 0.34128 | 0.34128 | 0.34128 | 0.34128 | 91.7604 | 91.3273 | 90.8962 | 90.4672 | 90.0402 | 89.6152 | 89.1922 | 88.7712 | 88.3522 | 87.9352 | 0 | 0 | 0 | 0 | 0 | 0 | 0 | 0 | 0 | 0 | 0 | 0 | 0 | 0 | 898.3574 | 0 | 0 | 0 | 0 | 0 | 0 | 0 | 0 | 0 | 0 | 0 | 0 | 0 | 0 | 0 | 0 | 0 | 0 | 0 | 0 | 0.01557% | 0.038498 | 0.076814 | 0.11495 | 0.1529 | 0.19068 | 0.22828 | 0.2657 | 0.30294 | 0.34001 | 0.3769 | 0.3769 | 0.3769 | 0.3769 | 0.3769 | 0.3769 | 0.3769 | 0.3769 | 0.3769 | 0.3769 | 0.3769 | 0.3769 | 0.3769 | 0.3769 | 0.3769
| ComConnectedThermostats_PSE | M_Input | PSE Business Case: Thermostat | 2020 | Retro | 2022 | 2041 | PSE | Commercial | Supermarket | Gas | Per Web Enabled Thermostat - GP Heating - wo AC | Per Web Enabled Thermostat - GP Heating - wo AC | 200 | Thermostat - Web Enabled - GP Heating - wo AC - Comm - Grocery |  | 106 | 10 | 69.6 | 0 |  | 0 | 0 | 0 | 0 | 0 | 0 | 0 | 18 |  | 0 | 0 | 0 | Heating | Gas Heating | Connected Thermostats | Connected Thermostat | CommVENT | 0.0141% | 96.56% | 96.56% | 2.1697 | 4.3627e-05 | 13.44% | 10% | 95% | 6.8% | 0.2% | 159.4177 | 3.5549 | 16.2973 | 0 | 105.6493 | 0 | 49.5572 | -5.9322 | -433.5539 |  | -0.0047941 | -2.2384 | -0.0047941 | 01. ($9,999.000) to $0.028 | 1 | -2.2384 | 01. ($9,999.00) to $0.22 | 1 | 0 | 0 | 0 | 0 | 0 | 0 | 0 | 0 | 0 | 0 | 0 | 0 | 0 | 0 | 0 | 0 | 0 | 0 | 0 | 0 | 0 | 0 | 0 | 0 | 0 | 0 | 0 | 0 | 0 | 0 | 0 | 0 | 0 | 0 | 0 | 0 | 0 | 0 | 0 | 0 | 0 | 0 | 0 | 0 | 0 | 0 | 0 | 0 | 0 | 0 | 0 | 0 | 0 | 0 | 0 | 0 | 0 | 0 | 0 | 0 | 0 | 0 | 0 | 0 | 0 | 0 | 0 | 0 | 0 | 0 | 0 | 0 | 0 | 16.4709 | 16.3932 | 16.3158 | 16.2388 | 16.1622 | 16.0859 | 16.0099 | 15.9344 | 15.8592 | 15.7843 | 0 | 0 | 0 | 0 | 0 | 0 | 0 | 0 | 0 | 0 | 296.4768 | 295.0774 | 293.6847 | 292.2985 | 290.9188 | 289.5457 | 288.179 | 286.8188 | 285.465 | 284.1176 | 0 | 0 | 0 | 0 | 0 | 0 | 0 | 0 | 0 | 0 | 2902.5824 | 296.4768 | 591.5542 | 885.2389 | 1177.5374 | 1468.4562 | 1758.0019 | 2046.1809 | 2332.9997 | 2618.4648 | 2902.5824 | 2902.5824 | 2902.5824 | 2902.5824 | 2902.5824 | 2902.5824 | 2902.5824 | 2902.5824 | 2902.5824 | 2902.5824 | 2902.5824 | 0 | 0 | 0 | 0 | 0 | 0 | 0 | 0 | 0 | 0 | 0 | 0 | 0 | 0 | 0 | 0 | 0 | 0 | 0 | 0 | 0 | 0 | 0 | 0 | 0 | 0 | 0 | 0 | 0 | 0 | 0 | 0 | 0 | 0 | 0 | 0 | 0 | 0 | 0 | 0 | 0 | 0 | 0 | 0 | 0 | 0 | 0 | 0 | 0 | 0 | 0 | 0 | 0 | 0 | 0 | 0 | 0 | 0 | 0 | 0 | 0 | 0 | 0 | 0 | 0 | 0 | 0 | 0 | 0 | 0.01557% | 0 | 0 | 0 | 0 | 0 | 0 | 0 | 0 | 0 | 0 | 0 | 0 | 0 | 0 | 0 | 0 | 0 | 0 | 0 | 0 | 0 | 0 | 0 | 0
| ComConnectedThermostats_PSE | M_Input | PSE Business Case: Thermostat | 2020 | Retro | 2022 | 2045 | PSE | Commercial | All Commercial | Electric | Per Web Enabled Thermostat - ER Heating | Per Web Enabled Thermostat - ER Heating | 200 | Thermostat - Web Enabled - ER Heating - Comm |  | 188 | 10 | 69.6 | 0 |  | 0 | 0 | 0 | 0 | 0 | 0 | 0 | 0 |  | 0 | 0 | 0 | Heating | Electric Resistance Heat and Cooling | Connected Thermostats | Connected Thermostat | CommHEAT | 0.03964% | 65.48% | 65.48% | 2.1697 | 3.9244e-05 | 2.733% | 10% | 95% | 6.8% | 0.2% | 87.894 | 10.9714 | 9.8865 | 115.2207 | 0 | 0 | 0 | 108.2828 | -6.9379 |  | 0.04934 | 0 | 0.04934 | 02. $0.028 to $0.055 | 1 | 0 | 01. ($9,999.00) to $0.22 | 1 | 39.7984 | 39.6003 | 39.4034 | 39.2076 | 39.013 | 38.8196 | 38.6273 | 38.4362 | 38.2462 | 38.0573 | 0 | 0 | 0 | 0 | 0 | 0 | 0 | 0 | 0 | 0 | 0 | 0 | 0 | 0 | 7482.1086 | 7444.8595 | 7407.8336 | 7371.0293 | 7334.4451 | 7298.0795 | 7261.9309 | 7225.9978 | 7190.2787 | 7154.7721 | 0 | 0 | 0 | 0 | 0 | 0 | 0 | 0 | 0 | 0 | 0 | 0 | 0 | 0 | 73171.335 | 7482.1086 | 14926.968 | 22334.8016 | 29705.8309 | 37040.2761 | 44338.3556 | 51600.2864 | 58826.2842 | 66016.5629 | 73171.335 | 73171.335 | 73171.335 | 73171.335 | 73171.335 | 73171.335 | 73171.335 | 73171.335 | 73171.335 | 73171.335 | 73171.335 | 73171.335 | 73171.335 | 73171.335 | 73171.335 | 0 | 0 | 0 | 0 | 0 | 0 | 0 | 0 | 0 | 0 | 0 | 0 | 0 | 0 | 0 | 0 | 0 | 0 | 0 | 0 | 0 | 0 | 0 | 0 | 0 | 0 | 0 | 0 | 0 | 0 | 0 | 0 | 0 | 0 | 0 | 0 | 0 | 0 | 0 | 0 | 0 | 0 | 0 | 0 | 0 | 0 | 0 | 0 | 0 | 0 | 0 | 0 | 0 | 0 | 0 | 0 | 0 | 0 | 0 | 0 | 0 | 2.9663 | 5.9178 | 8.8546 | 11.7768 | 14.6846 | 17.5779 | 20.4569 | 23.3216 | 26.1722 | 29.0087 | 29.0087 | 29.0087 | 29.0087 | 29.0087 | 29.0087 | 29.0087 | 29.0087 | 29.0087 | 29.0087 | 29.0087 | 29.0087 | 29.0087 | 29.0087 | 29.0087 | 4309.4878 | 4288.0334 | 4266.7075 | 4245.5093 | 4224.4378 | 4203.4922 | 4182.6716 | 4161.9751 | 4141.4019 | 4120.9511 | 0 | 0 | 0 | 0 | 0 | 0 | 0 | 0 | 0 | 0 | 0 | 0 | 0 | 0 | 42144.6676 | 0 | 0 | 0 | 0 | 0 | 0 | 0 | 0 | 0 | 0 | 0 | 0 | 0 | 0 | 0 | 0 | 0 | 0 | 0 | 0 | 0.001759% | 0.1316 | 0.26255 | 0.39285 | 0.5225 | 0.6515 | 0.77987 | 0.9076 | 1.0347 | 1.1612 | 1.287 | 1.287 | 1.287 | 1.287 | 1.287 | 1.287 | 1.287 | 1.287 | 1.287 | 1.287 | 1.287 | 1.287 | 1.287 | 1.287 | 1.287
| ComConnectedThermostats_PSE | M_Input | PSE Business Case: Thermostat | 2020 | Retro | 2022 | 2045 | PSE | Commercial | All Commercial | Electric | Per Web Enabled Thermostat - HP Heating | Per Web Enabled Thermostat - HP Heating | 200 | Thermostat - Web Enabled - HP Heating - Comm |  | 116 | 10 | 69.6 | 0 |  | 0 | 0 | 0 | 0 | 0 | 0 | 0 | 0 |  | 0 | 0 | 0 | Heat Pump | Heat Pump | Connected Thermostats | Connected Thermostat | CommVENT | 0.0141% | 14.01% | 14.01% | 2.1697 | 3.9244e-05 | 2.733% | 10% | 95% | 6.8% | 0.2% | 54.2324 | 2.4077 | 5.664 | 115.2207 | 0 | 0 | 0 | 121.069 | 5.8482 |  | 0.089407 | 0 | 0.089407 | 07. $0.085 to $0.115 | 1 | 0 | 01. ($9,999.00) to $0.22 | 1 | 8.5131 | 8.4707 | 8.4286 | 8.3867 | 8.3451 | 8.3037 | 8.2626 | 8.2217 | 8.181 | 8.1406 | 0 | 0 | 0 | 0 | 0 | 0 | 0 | 0 | 0 | 0 | 0 | 0 | 0 | 0 | 987.5168 | 982.6005 | 977.7137 | 972.8561 | 968.0276 | 963.2279 | 958.4569 | 953.7143 | 949 | 944.3137 | 0 | 0 | 0 | 0 | 0 | 0 | 0 | 0 | 0 | 0 | 0 | 0 | 0 | 0 | 9657.4276 | 987.5168 | 1970.1173 | 2947.831 | 3920.6871 | 4888.7147 | 5851.9427 | 6810.3996 | 7764.1139 | 8713.1139 | 9657.4276 | 9657.4276 | 9657.4276 | 9657.4276 | 9657.4276 | 9657.4276 | 9657.4276 | 9657.4276 | 9657.4276 | 9657.4276 | 9657.4276 | 9657.4276 | 9657.4276 | 9657.4276 | 9657.4276 | 0 | 0 | 0 | 0 | 0 | 0 | 0 | 0 | 0 | 0 | 0 | 0 | 0 | 0 | 0 | 0 | 0 | 0 | 0 | 0 | 0 | 0 | 0 | 0 | 0 | 0 | 0 | 0 | 0 | 0 | 0 | 0 | 0 | 0 | 0 | 0 | 0 | 0 | 0 | 0 | 0 | 0 | 0 | 0 | 0 | 0 | 0 | 0 | 0 | 0 | 0 | 0 | 0 | 0 | 0 | 0 | 0 | 0 | 0 | 0 | 0 | 0.13924 | 0.2778 | 0.41566 | 0.55284 | 0.68933 | 0.82515 | 0.9603 | 1.0948 | 1.2286 | 1.3617 | 1.3617 | 1.3617 | 1.3617 | 1.3617 | 1.3617 | 1.3617 | 1.3617 | 1.3617 | 1.3617 | 1.3617 | 1.3617 | 1.3617 | 1.3617 | 1.3617 | 1030.6694 | 1025.5383 | 1020.438 | 1015.3681 | 1010.3286 | 1005.3192 | 1000.3397 | 995.3899 | 990.4695 | 985.5784 | 0 | 0 | 0 | 0 | 0 | 0 | 0 | 0 | 0 | 0 | 0 | 0 | 0 | 0 | 10079.4393 | 0 | 0 | 0 | 0 | 0 | 0 | 0 | 0 | 0 | 0 | 0 | 0 | 0 | 0 | 0 | 0 | 0 | 0 | 0 | 0 | 0.01557% | 0.15378 | 0.30679 | 0.45904 | 0.61054 | 0.76128 | 0.91128 | 1.0605 | 1.209 | 1.3568 | 1.5039 | 1.5039 | 1.5039 | 1.5039 | 1.5039 | 1.5039 | 1.5039 | 1.5039 | 1.5039 | 1.5039 | 1.5039 | 1.5039 | 1.5039 | 1.5039 | 1.5039
| ComConnectedThermostats_PSE | M_Input | PSE Business Case: Thermostat | 2020 | Retro | 2022 | 2041 | PSE | Commercial | All Commercial | Gas | Per Web Enabled Thermostat - GP Heating | Per Web Enabled Thermostat - GP Heating | 200 | Thermostat - Web Enabled - GP Heating - Comm |  | 51 | 10 | 69.6 | 0 |  | 0 | 0 | 0 | 0 | 0 | 0 | 0 | 6 |  | 0 | 0 | 0 | Heating | Gas Heating | Connected Thermostats | Connected Thermostat | CommVENT | 0.0141% | 86.32% | 86.32% | 2.1697 | 3.9244e-05 | 13.67% | 10% | 95% | 6.8% | 0.2% | 53.1392 | 1.185 | 5.4324 | 0 | 105.6493 | 0 | 23.8436 | 7.3026 | -143.6219 |  | 0.012266 | -2.2245 | 0.012266 | 01. ($9,999.000) to $0.028 | 1 | -2.2245 | 01. ($9,999.00) to $0.22 | 1 | 0 | 0 | 0 | 0 | 0 | 0 | 0 | 0 | 0 | 0 | 0 | 0 | 0 | 0 | 0 | 0 | 0 | 0 | 0 | 0 | 0 | 0 | 0 | 0 | 0 | 0 | 0 | 0 | 0 | 0 | 0 | 0 | 0 | 0 | 0 | 0 | 0 | 0 | 0 | 0 | 0 | 0 | 0 | 0 | 0 | 0 | 0 | 0 | 0 | 0 | 0 | 0 | 0 | 0 | 0 | 0 | 0 | 0 | 0 | 0 | 0 | 0 | 0 | 0 | 0 | 0 | 0 | 0 | 0 | 0 | 0 | 0 | 0 | 400.1674 | 398.2492 | 396.342 | 394.446 | 392.561 | 390.6869 | 388.8237 | 386.9713 | 385.1295 | 383.2984 | 0 | 0 | 0 | 0 | 0 | 0 | 0 | 0 | 0 | 0 | 2401.0046 | 2389.4949 | 2378.0522 | 2366.676 | 2355.3659 | 2344.1214 | 2332.9421 | 2321.8275 | 2310.7772 | 2299.7907 | 0 | 0 | 0 | 0 | 0 | 0 | 0 | 0 | 0 | 0 | 23500.0527 | 2401.0046 | 4790.4996 | 7168.5518 | 9535.2278 | 11890.5938 | 14234.7152 | 16567.6573 | 18889.4848 | 21200.262 | 23500.0527 | 23500.0527 | 23500.0527 | 23500.0527 | 23500.0527 | 23500.0527 | 23500.0527 | 23500.0527 | 23500.0527 | 23500.0527 | 23500.0527 | 0 | 0 | 0 | 0 | 0 | 0 | 0 | 0 | 0 | 0 | 0 | 0 | 0 | 0 | 0 | 0 | 0 | 0 | 0 | 0 | 0 | 0 | 0 | 0 | 0 | 0 | 0 | 0 | 0 | 0 | 0 | 0 | 0 | 0 | 0 | 0 | 0 | 0 | 0 | 0 | 0 | 0 | 0 | 0 | 0 | 0 | 0 | 0 | 0 | 0 | 0 | 0 | 0 | 0 | 0 | 0 | 0 | 0 | 0 | 0 | 0 | 0 | 0 | 0 | 0 | 0 | 0 | 0 | 0 | 0.01557% | 0 | 0 | 0 | 0 | 0 | 0 | 0 | 0 | 0 | 0 | 0 | 0 | 0 | 0 | 0 | 0 | 0 | 0 | 0 | 0 | 0 | 0 | 0 | 0
| ComConnectedThermostats_PSE | M_Input | PSE Business Case: Thermostat | 2020 | Retro | 2022 | 2045 | PSE | Commercial | All Commercial | Electric | Per Web Enabled Thermostat - ER Heating - wo AC | Per Web Enabled Thermostat - ER Heating - wo AC | 200 | Thermostat - Web Enabled - ER Heating - wo AC - Comm |  | 183 | 10 | 69.6 | 0 |  | 0 | 0 | 0 | 0 | 0 | 0 | 0 | 0 |  | 0 | 0 | 0 | Heating | Electric Resistance Heating | Connected Thermostats | Connected Thermostat | CommHEAT | 0.03964% | 65.48% | 65.48% | 2.1697 | 3.9244e-05 | 6.833% | 10% | 95% | 6.8% | 0.2% | 85.5564 | 10.6796 | 9.6236 | 115.2207 | 0 | 0 | 0 | 108.8375 | -6.3832 |  | 0.050948 | 0 | 0.050948 | 02. $0.028 to $0.055 | 1 | 0 | 01. ($9,999.00) to $0.22 | 1 | 99.4961 | 99.0008 | 98.5084 | 98.019 | 97.5325 | 97.0489 | 96.5682 | 96.0904 | 95.6154 | 95.1432 | 0 | 0 | 0 | 0 | 0 | 0 | 0 | 0 | 0 | 0 | 0 | 0 | 0 | 0 | 18207.7908 | 18117.1447 | 18027.0418 | 17937.4782 | 17848.4503 | 17759.9541 | 17671.9861 | 17584.5425 | 17497.6197 | 17411.214 | 0 | 0 | 0 | 0 | 0 | 0 | 0 | 0 | 0 | 0 | 0 | 0 | 0 | 0 | 178063.2222 | 18207.7908 | 36324.9355 | 54351.9773 | 72289.4556 | 90137.9058 | 107897.8599 | 125569.846 | 143154.3885 | 160652.0081 | 178063.2222 | 178063.2222 | 178063.2222 | 178063.2222 | 178063.2222 | 178063.2222 | 178063.2222 | 178063.2222 | 178063.2222 | 178063.2222 | 178063.2222 | 178063.2222 | 178063.2222 | 178063.2222 | 178063.2222 | 0 | 0 | 0 | 0 | 0 | 0 | 0 | 0 | 0 | 0 | 0 | 0 | 0 | 0 | 0 | 0 | 0 | 0 | 0 | 0 | 0 | 0 | 0 | 0 | 0 | 0 | 0 | 0 | 0 | 0 | 0 | 0 | 0 | 0 | 0 | 0 | 0 | 0 | 0 | 0 | 0 | 0 | 0 | 0 | 0 | 0 | 0 | 0 | 0 | 0 | 0 | 0 | 0 | 0 | 0 | 0 | 0 | 0 | 0 | 0 | 0 | 7.2185 | 14.401 | 21.5478 | 28.6591 | 35.7351 | 42.776 | 49.782 | 56.7534 | 63.6903 | 70.593 | 70.593 | 70.593 | 70.593 | 70.593 | 70.593 | 70.593 | 70.593 | 70.593 | 70.593 | 70.593 | 70.593 | 70.593 | 70.593 | 70.593 | 10828.9133 | 10775.0024 | 10721.4145 | 10668.1474 | 10615.1989 | 10562.5666 | 10510.2485 | 10458.2422 | 10406.5457 | 10355.1567 | 0 | 0 | 0 | 0 | 0 | 0 | 0 | 0 | 0 | 0 | 0 | 0 | 0 | 0 | 105901.4362 | 0 | 0 | 0 | 0 | 0 | 0 | 0 | 0 | 0 | 0 | 0 | 0 | 0 | 0 | 0 | 0 | 0 | 0 | 0 | 0 | 0.001759% | 0.32026 | 0.63892 | 0.956 | 1.2715 | 1.5854 | 1.8978 | 2.2086 | 2.5179 | 2.8257 | 3.132 | 3.132 | 3.132 | 3.132 | 3.132 | 3.132 | 3.132 | 3.132 | 3.132 | 3.132 | 3.132 | 3.132 | 3.132 | 3.132 | 3.132
| ComConnectedThermostats_PSE | M_Input | PSE Business Case: Thermostat | 2020 | Retro | 2022 | 2045 | PSE | Commercial | All Commercial | Electric | Per Web Enabled Thermostat - HP Heating - wo AC | Per Web Enabled Thermostat - HP Heating - wo AC | 200 | Thermostat - Web Enabled - HP Heating - wo AC - Comm |  | 112 | 10 | 69.6 | 0 |  | 0 | 0 | 0 | 0 | 0 | 0 | 0 | 0 |  | 0 | 0 | 0 | Heat Pump | Heat Pump | Connected Thermostats | Connected Thermostat | CommVENT | 0.0141% | 14.01% | 14.01% | 2.1697 | 3.9244e-05 | 6.833% | 10% | 95% | 6.8% | 0.2% | 52.3624 | 2.3247 | 5.4687 | 115.2207 | 0 | 0 | 0 | 121.3473 | 6.1266 |  | 0.092813 | 0 | 0.092813 | 07. $0.085 to $0.115 | 1 | 0 | 01. ($9,999.00) to $0.22 | 1 | 21.2827 | 21.1767 | 21.0714 | 20.9667 | 20.8627 | 20.7592 | 20.6564 | 20.5542 | 20.4526 | 20.3516 | 0 | 0 | 0 | 0 | 0 | 0 | 0 | 0 | 0 | 0 | 0 | 0 | 0 | 0 | 2383.6612 | 2371.7943 | 2359.9986 | 2348.2734 | 2336.6184 | 2325.033 | 2313.5167 | 2302.0691 | 2290.6896 | 2279.3779 | 0 | 0 | 0 | 0 | 0 | 0 | 0 | 0 | 0 | 0 | 0 | 0 | 0 | 0 | 23311.0321 | 2383.6612 | 4755.4555 | 7115.4541 | 9463.7275 | 11800.3459 | 14125.3789 | 16438.8955 | 18740.9646 | 21031.6542 | 23311.0321 | 23311.0321 | 23311.0321 | 23311.0321 | 23311.0321 | 23311.0321 | 23311.0321 | 23311.0321 | 23311.0321 | 23311.0321 | 23311.0321 | 23311.0321 | 23311.0321 | 23311.0321 | 23311.0321 | 0 | 0 | 0 | 0 | 0 | 0 | 0 | 0 | 0 | 0 | 0 | 0 | 0 | 0 | 0 | 0 | 0 | 0 | 0 | 0 | 0 | 0 | 0 | 0 | 0 | 0 | 0 | 0 | 0 | 0 | 0 | 0 | 0 | 0 | 0 | 0 | 0 | 0 | 0 | 0 | 0 | 0 | 0 | 0 | 0 | 0 | 0 | 0 | 0 | 0 | 0 | 0 | 0 | 0 | 0 | 0 | 0 | 0 | 0 | 0 | 0 | 0.33611 | 0.67054 | 1.0033 | 1.3344 | 1.6639 | 1.9917 | 2.318 | 2.6426 | 2.9656 | 3.287 | 3.287 | 3.287 | 3.287 | 3.287 | 3.287 | 3.287 | 3.287 | 3.287 | 3.287 | 3.287 | 3.287 | 3.287 | 3.287 | 3.287 | 2582.5974 | 2569.7401 | 2556.9599 | 2544.2562 | 2531.6284 | 2519.0761 | 2506.5987 | 2494.1957 | 2481.8665 | 2469.6107 | 0 | 0 | 0 | 0 | 0 | 0 | 0 | 0 | 0 | 0 | 0 | 0 | 0 | 0 | 25256.5295 | 0 | 0 | 0 | 0 | 0 | 0 | 0 | 0 | 0 | 0 | 0 | 0 | 0 | 0 | 0 | 0 | 0 | 0 | 0 | 0 | 0.01557% | 0.37119 | 0.74053 | 1.108 | 1.4737 | 1.8376 | 2.1996 | 2.5599 | 2.9184 | 3.2751 | 3.6301 | 3.6301 | 3.6301 | 3.6301 | 3.6301 | 3.6301 | 3.6301 | 3.6301 | 3.6301 | 3.6301 | 3.6301 | 3.6301 | 3.6301 | 3.6301 | 3.6301
| ComConnectedThermostats_PSE | M_Input | PSE Business Case: Thermostat | 2020 | Retro | 2022 | 2041 | PSE | Commercial | All Commercial | Gas | Per Web Enabled Thermostat - GP Heating - wo AC | Per Web Enabled Thermostat - GP Heating - wo AC | 200 | Thermostat - Web Enabled - GP Heating - wo AC - Comm |  | 47 | 10 | 69.6 | 0 |  | 0 | 0 | 0 | 0 | 0 | 0 | 0 | 6 |  | 0 | 0 | 0 | Heating | Gas Heating | Connected Thermostats | Connected Thermostat | CommVENT | 0.0141% | 86.32% | 86.32% | 2.1697 | 3.9244e-05 | 13.67% | 10% | 95% | 6.8% | 0.2% | 53.1392 | 1.185 | 5.4324 | 0 | 105.6493 | 0 | 21.9735 | 7.3026 | -123.4985 |  | 0.01331 | -1.9128 | 0.01331 | 01. ($9,999.000) to $0.028 | 1 | -1.9128 | 01. ($9,999.00) to $0.22 | 1 | 0 | 0 | 0 | 0 | 0 | 0 | 0 | 0 | 0 | 0 | 0 | 0 | 0 | 0 | 0 | 0 | 0 | 0 | 0 | 0 | 0 | 0 | 0 | 0 | 0 | 0 | 0 | 0 | 0 | 0 | 0 | 0 | 0 | 0 | 0 | 0 | 0 | 0 | 0 | 0 | 0 | 0 | 0 | 0 | 0 | 0 | 0 | 0 | 0 | 0 | 0 | 0 | 0 | 0 | 0 | 0 | 0 | 0 | 0 | 0 | 0 | 0 | 0 | 0 | 0 | 0 | 0 | 0 | 0 | 0 | 0 | 0 | 0 | 400.1674 | 398.2492 | 396.342 | 394.446 | 392.561 | 390.6869 | 388.8237 | 386.9713 | 385.1295 | 383.2984 | 0 | 0 | 0 | 0 | 0 | 0 | 0 | 0 | 0 | 0 | 2401.0046 | 2389.4949 | 2378.0522 | 2366.676 | 2355.3659 | 2344.1214 | 2332.9421 | 2321.8275 | 2310.7772 | 2299.7907 | 0 | 0 | 0 | 0 | 0 | 0 | 0 | 0 | 0 | 0 | 23500.0527 | 2401.0046 | 4790.4996 | 7168.5518 | 9535.2278 | 11890.5938 | 14234.7152 | 16567.6573 | 18889.4848 | 21200.262 | 23500.0527 | 23500.0527 | 23500.0527 | 23500.0527 | 23500.0527 | 23500.0527 | 23500.0527 | 23500.0527 | 23500.0527 | 23500.0527 | 23500.0527 | 0 | 0 | 0 | 0 | 0 | 0 | 0 | 0 | 0 | 0 | 0 | 0 | 0 | 0 | 0 | 0 | 0 | 0 | 0 | 0 | 0 | 0 | 0 | 0 | 0 | 0 | 0 | 0 | 0 | 0 | 0 | 0 | 0 | 0 | 0 | 0 | 0 | 0 | 0 | 0 | 0 | 0 | 0 | 0 | 0 | 0 | 0 | 0 | 0 | 0 | 0 | 0 | 0 | 0 | 0 | 0 | 0 | 0 | 0 | 0 | 0 | 0 | 0 | 0 | 0 | 0 | 0 | 0 | 0 | 0.01557% | 0 | 0 | 0 | 0 | 0 | 0 | 0 | 0 | 0 | 0 | 0 | 0 | 0 | 0 | 0 | 0 | 0 | 0 | 0 | 0 | 0 | 0 | 0 | 0
| ComConnectedThermostats_PSE | M_Input | PSE Business Case: Thermostat | 2020 | Retro | 2022 | 2045 | PSE | Commercial | All Commercial | Electric | Per Programmable Thermostat - SBDI | Per Programmable Thermostat - SBDI | 160 | SBDI: Thermostat - Programmable |  | 473 | 10 | 160 | 0 |  | 0 | 0 | 0 | 0 | 0 | 0 | 0 | 0 |  | 0 | 0 | 0 | Heating | Electric Heating | Connected Thermostats | Connected Thermostat | CommHEAT | 0.03964% | 65.48% | 65.48% | 2.1697 | 3.9244e-05 | 2.733% | 10% | 95% | 6.8% | 0.2% | 221.1375 | 27.6036 | 24.8741 | 264.8753 | 0 | 0 | 0 | 244.3976 | -20.4777 |  | 0.044262 | 0 | 0.044262 | 02. $0.028 to $0.055 | 1 | 0 | 01. ($9,999.00) to $0.22 | 1 | 39.7984 | 39.6003 | 39.4034 | 39.2076 | 39.013 | 38.8196 | 38.6273 | 38.4362 | 38.2462 | 38.0573 | 0 | 0 | 0 | 0 | 0 | 0 | 0 | 0 | 0 | 0 | 0 | 0 | 0 | 0 | 18824.6668 | 18730.9496 | 18637.794 | 18545.1961 | 18453.1518 | 18361.6575 | 18270.7091 | 18180.3029 | 18090.4352 | 18001.1021 | 0 | 0 | 0 | 0 | 0 | 0 | 0 | 0 | 0 | 0 | 0 | 0 | 0 | 0 | 184095.9652 | 18824.6668 | 37555.6164 | 56193.4104 | 74738.6065 | 93191.7584 | 111553.4158 | 129824.1249 | 148004.4279 | 166094.8631 | 184095.9652 | 184095.9652 | 184095.9652 | 184095.9652 | 184095.9652 | 184095.9652 | 184095.9652 | 184095.9652 | 184095.9652 | 184095.9652 | 184095.9652 | 184095.9652 | 184095.9652 | 184095.9652 | 184095.9652 | 0 | 0 | 0 | 0 | 0 | 0 | 0 | 0 | 0 | 0 | 0 | 0 | 0 | 0 | 0 | 0 | 0 | 0 | 0 | 0 | 0 | 0 | 0 | 0 | 0 | 0 | 0 | 0 | 0 | 0 | 0 | 0 | 0 | 0 | 0 | 0 | 0 | 0 | 0 | 0 | 0 | 0 | 0 | 0 | 0 | 0 | 0 | 0 | 0 | 0 | 0 | 0 | 0 | 0 | 0 | 0 | 0 | 0 | 0 | 0 | 0 | 7.463 | 14.8889 | 22.2778 | 29.63 | 36.9458 | 44.2252 | 51.4686 | 58.6762 | 65.8481 | 72.9846 | 72.9846 | 72.9846 | 72.9846 | 72.9846 | 72.9846 | 72.9846 | 72.9846 | 72.9846 | 72.9846 | 72.9846 | 72.9846 | 72.9846 | 72.9846 | 72.9846 | 9726.6453 | 9678.2219 | 9630.0887 | 9582.2436 | 9534.6847 | 9487.4098 | 9440.4171 | 9393.7045 | 9347.2701 | 9301.112 | 0 | 0 | 0 | 0 | 0 | 0 | 0 | 0 | 0 | 0 | 0 | 0 | 0 | 0 | 95121.7978 | 0 | 0 | 0 | 0 | 0 | 0 | 0 | 0 | 0 | 0 | 0 | 0 | 0 | 0 | 0 | 0 | 0 | 0 | 0 | 0 | 0.001759% | 0.33111 | 0.66057 | 0.98839 | 1.3146 | 1.6392 | 1.9621 | 2.2835 | 2.6033 | 2.9214 | 3.2381 | 3.2381 | 3.2381 | 3.2381 | 3.2381 | 3.2381 | 3.2381 | 3.2381 | 3.2381 | 3.2381 | 3.2381 | 3.2381 | 3.2381 | 3.2381 | 3.2381
| ComConnectedThermostats_PSE | M_Input | PSE Business Case: Thermostat | 2020 | Retro | 2022 | 2045 | PSE | Commercial | All Commercial | Electric | Per Occupancy Based Thermostat Control - 5 Degrees - CHVR | Per Occupancy Based Thermostat Control - 5 Degrees - CHVR | 100 | CHVR: Thermostat Control - Occupancy Based - 5 Degrees |  | 260 | 10 | 150.49 | 0 |  | 0 | 0 | 0 | 0 | 0 | 0 | 0 | 0 |  | 0 | 0 | 0 | Heating | Electric Heating | Connected Thermostats | Connected Thermostat | CommHEAT | 0.03964% | 65.48% | 65.48% | 2.1697 | 3.9244e-05 | 2.733% | 10% | 95% | 6.8% | 0.2% | 121.5555 | 15.1732 | 13.6729 | 249.1317 | 0 | 0 | 0 | 250.3837 | 1.2519 |  | 0.082496 | 0 | 0.082496 | 06. $0.077 to $0.085 | 1 | 0 | 01. ($9,999.00) to $0.22 | 1 | 39.7984 | 39.6003 | 39.4034 | 39.2076 | 39.013 | 38.8196 | 38.6273 | 38.4362 | 38.2462 | 38.0573 | 0 | 0 | 0 | 0 | 0 | 0 | 0 | 0 | 0 | 0 | 0 | 0 | 0 | 0 | 10347.597 | 10296.0822 | 10244.8762 | 10193.9767 | 10143.3816 | 10093.0887 | 10043.0959 | 9993.4012 | 9944.0024 | 9894.8976 | 0 | 0 | 0 | 0 | 0 | 0 | 0 | 0 | 0 | 0 | 0 | 0 | 0 | 0 | 101194.3995 | 10347.597 | 20643.6792 | 30888.5554 | 41082.5321 | 51225.9137 | 61319.0024 | 71362.0983 | 81355.4995 | 91299.5019 | 101194.3995 | 101194.3995 | 101194.3995 | 101194.3995 | 101194.3995 | 101194.3995 | 101194.3995 | 101194.3995 | 101194.3995 | 101194.3995 | 101194.3995 | 101194.3995 | 101194.3995 | 101194.3995 | 101194.3995 | 0 | 0 | 0 | 0 | 0 | 0 | 0 | 0 | 0 | 0 | 0 | 0 | 0 | 0 | 0 | 0 | 0 | 0 | 0 | 0 | 0 | 0 | 0 | 0 | 0 | 0 | 0 | 0 | 0 | 0 | 0 | 0 | 0 | 0 | 0 | 0 | 0 | 0 | 0 | 0 | 0 | 0 | 0 | 0 | 0 | 0 | 0 | 0 | 0 | 0 | 0 | 0 | 0 | 0 | 0 | 0 | 0 | 0 | 0 | 0 | 0 | 4.1023 | 8.1842 | 12.2457 | 16.2871 | 20.3085 | 24.3099 | 28.2914 | 32.2533 | 36.1956 | 40.1184 | 40.1184 | 40.1184 | 40.1184 | 40.1184 | 40.1184 | 40.1184 | 40.1184 | 40.1184 | 40.1184 | 40.1184 | 40.1184 | 40.1184 | 40.1184 | 40.1184 | 9964.8817 | 9915.2723 | 9865.9601 | 9816.9432 | 9768.2194 | 9719.7866 | 9671.6429 | 9623.7861 | 9576.2144 | 9528.9258 | 0 | 0 | 0 | 0 | 0 | 0 | 0 | 0 | 0 | 0 | 0 | 0 | 0 | 0 | 97451.6324 | 0 | 0 | 0 | 0 | 0 | 0 | 0 | 0 | 0 | 0 | 0 | 0 | 0 | 0 | 0 | 0 | 0 | 0 | 0 | 0 | 0.001759% | 0.182 | 0.3631 | 0.5433 | 0.7226 | 0.90101 | 1.0785 | 1.2552 | 1.431 | 1.6059 | 1.7799 | 1.7799 | 1.7799 | 1.7799 | 1.7799 | 1.7799 | 1.7799 | 1.7799 | 1.7799 | 1.7799 | 1.7799 | 1.7799 | 1.7799 | 1.7799 | 1.7799
| ComConnectedThermostats_PSE | M_Input | PSE Business Case: Thermostat | 2020 | Retro | 2022 | 2045 | PSE | Commercial | All Commercial | Electric | Per Occupancy Based Thermostat Control - SBDI | Per Occupancy Based Thermostat Control - SBDI | 100 | SBDI: Thermostat Control - Occupancy Based |  | 260 | 10 | 125 | 0 |  | 0 | 0 | 0 | 0 | 0 | 0 | 0 | 0 |  | 0 | 0 | 0 | Heating | Electric Heating | Connected Thermostats | Connected Thermostat | CommHEAT | 0.03964% | 65.48% | 65.48% | 2.1697 | 3.9244e-05 | 2.733% | 10% | 95% | 6.8% | 0.2% | 121.5555 | 15.1732 | 13.6729 | 206.9338 | 0 | 0 | 0 | 203.0877 | -3.8461 |  | 0.066913 | 0 | 0.066913 | 04. $0.062 to $0.070 | 1 | 0 | 01. ($9,999.00) to $0.22 | 1 | 39.7984 | 39.6003 | 39.4034 | 39.2076 | 39.013 | 38.8196 | 38.6273 | 38.4362 | 38.2462 | 38.0573 | 0 | 0 | 0 | 0 | 0 | 0 | 0 | 0 | 0 | 0 | 0 | 0 | 0 | 0 | 10347.597 | 10296.0822 | 10244.8762 | 10193.9767 | 10143.3816 | 10093.0887 | 10043.0959 | 9993.4012 | 9944.0024 | 9894.8976 | 0 | 0 | 0 | 0 | 0 | 0 | 0 | 0 | 0 | 0 | 0 | 0 | 0 | 0 | 101194.3995 | 10347.597 | 20643.6792 | 30888.5554 | 41082.5321 | 51225.9137 | 61319.0024 | 71362.0983 | 81355.4995 | 91299.5019 | 101194.3995 | 101194.3995 | 101194.3995 | 101194.3995 | 101194.3995 | 101194.3995 | 101194.3995 | 101194.3995 | 101194.3995 | 101194.3995 | 101194.3995 | 101194.3995 | 101194.3995 | 101194.3995 | 101194.3995 | 0 | 0 | 0 | 0 | 0 | 0 | 0 | 0 | 0 | 0 | 0 | 0 | 0 | 0 | 0 | 0 | 0 | 0 | 0 | 0 | 0 | 0 | 0 | 0 | 0 | 0 | 0 | 0 | 0 | 0 | 0 | 0 | 0 | 0 | 0 | 0 | 0 | 0 | 0 | 0 | 0 | 0 | 0 | 0 | 0 | 0 | 0 | 0 | 0 | 0 | 0 | 0 | 0 | 0 | 0 | 0 | 0 | 0 | 0 | 0 | 0 | 4.1023 | 8.1842 | 12.2457 | 16.2871 | 20.3085 | 24.3099 | 28.2914 | 32.2533 | 36.1956 | 40.1184 | 40.1184 | 40.1184 | 40.1184 | 40.1184 | 40.1184 | 40.1184 | 40.1184 | 40.1184 | 40.1184 | 40.1184 | 40.1184 | 40.1184 | 40.1184 | 40.1184 | 8082.5765 | 8042.338 | 8002.3407 | 7962.5827 | 7923.0625 | 7883.7784 | 7844.7287 | 7805.9119 | 7767.3262 | 7728.97 | 0 | 0 | 0 | 0 | 0 | 0 | 0 | 0 | 0 | 0 | 0 | 0 | 0 | 0 | 79043.6157 | 0 | 0 | 0 | 0 | 0 | 0 | 0 | 0 | 0 | 0 | 0 | 0 | 0 | 0 | 0 | 0 | 0 | 0 | 0 | 0 | 0.001759% | 0.182 | 0.3631 | 0.5433 | 0.7226 | 0.90101 | 1.0785 | 1.2552 | 1.431 | 1.6059 | 1.7799 | 1.7799 | 1.7799 | 1.7799 | 1.7799 | 1.7799 | 1.7799 | 1.7799 | 1.7799 | 1.7799 | 1.7799 | 1.7799 | 1.7799 | 1.7799 | 1.7799
| ComConvectionOven_PSE | M_Input | PSE Business Case: Oven | 2020 | NR | 2022 | 2045 | PSE | Commercial | All Commercial | Electric | Per Electric Double Convection Oven (5 Pans or less) | Per Electric Double Convection Oven (5 Pans or less) | 1000 | Oven - Convection - Double - 5 Pans or less - EH - Comm |  | 7804 | 12 | 0 | 0 |  | 0 | 0 | 0 | 0 | 0 | 0 | 0 | 0 |  | 0 | 0 | 0 | Cooking | Cooking | Convection Oven | Convection Oven | CommVENT | 0.0141% | 47.16% | 47.16% | 0.31943 | 5.7776e-06 | 10.98% | 8.333% | 85% | 6.8% | 0.2% | 4219.2589 | 161.9826 | 438.1242 | 0 | 0 | 0 | 0 | -600.1068 | -600.1068 |  | -0.0065873 | 0 | -0.0065873 | 01. ($9,999.000) to $0.028 | 1 | 0 | 01. ($9,999.00) to $0.22 | 1 | 0.5435 | 1.2048 | 2.0073 | 2.9312 | 3.9766 | 5.19 | 6.5102 | 7.8462 | 9.0904 | 10.143 | 10.9379 | 11.4611 | 11.7483 | 11.8502 | 11.792 | 11.7341 | 11.6766 | 11.6194 | 11.5625 | 11.506 | 11.4498 | 11.3939 | 11.3384 | 11.2832 | 4241.4857 | 9402.3108 | 15665.1922 | 22875.4734 | 31033.6903 | 40502.544 | 50805.9197 | 61231.9975 | 70941.8172 | 79155.5861 | 85359.6606 | 89442.3931 | 91683.6514 | 92479.0588 | 92024.6817 | 91572.9915 | 91123.9696 | 90677.5973 | 90233.8565 | 89792.729 | 89354.1966 | 88918.2415 | 88484.846 | 88053.9923 | 1056647.9079 | 4241.4857 | 13643.7964 | 29308.9886 | 52184.462 | 83218.1523 | 123720.6963 | 174526.6161 | 235758.6136 | 306700.4307 | 385856.0169 | 471215.6774 | 560658.0705 | 652341.7219 | 744820.7807 | 836845.4624 | 928418.4539 | 1019542.4235 | 1056647.9079 | 1056647.9079 | 1056647.9079 | 1056647.9079 | 1056647.9079 | 1056647.9079 | 1056647.9079 | 0 | 0 | 0 | 0 | 0 | 0 | 0 | 0 | 0 | 0 | 0 | 0 | 0 | 0 | 0 | 0 | 0 | 0 | 0 | 0 | 0 | 0 | 0 | 0 | 0 | 0 | 0 | 0 | 0 | 0 | 0 | 0 | 0 | 0 | 0 | 0 | 0 | 0 | 0 | 0 | 0 | 0 | 0 | 0 | 0 | 0 | 0 | 0 | 0 | 0 | 0 | 0 | 0 | 0 | 0 | 0 | 0 | 0 | 0 | 0 | 0 | 0.59807 | 1.9238 | 4.1327 | 7.3583 | 11.7342 | 17.4452 | 24.6091 | 33.2431 | 43.2463 | 54.4076 | 66.4437 | 79.0555 | 91.9834 | 105.0234 | 117.9993 | 130.9116 | 143.7605 | 148.9925 | 148.9925 | 148.9925 | 148.9925 | 148.9925 | 148.9925 | 148.9925 | 0 | 0 | 0 | 0 | 0 | 0 | 0 | 0 | 0 | 0 | 0 | 0 | 0 | 0 | 0 | 0 | 0 | 0 | 0 | 0 | 0 | 0 | 0 | 0 | 0 | 0 | 0 | 0 | 0 | 0 | 0 | 0 | 0 | 0 | 0 | 0 | 0 | 0 | 0 | 0 | 0 | 0 | 0 | 0 | 0 | 0.01557% | 0.6605 | 2.1246 | 4.5641 | 8.1263 | 12.959 | 19.2661 | 27.1778 | 36.713 | 47.7602 | 60.0866 | 73.379 | 87.3072 | 101.5845 | 115.9856 | 130.3159 | 144.5759 | 158.766 | 164.5442 | 164.5442 | 164.5442 | 164.5442 | 164.5442 | 164.5442 | 164.5442
| ComConvectionOven_PSE | M_Input | PSE Business Case: Oven | 2020 | NR | 2022 | 2041 | PSE | Commercial | All Commercial | Gas | Per Gas Double Convection Oven (5 Pans or less) | Per Gas Double Convection Oven (5 Pans or less) | 2000 | Oven - Convection - Double - 5 Pans or less - GH - Comm |  | 0 | 12 | 0 | 0 |  | 0 | 0 | 0 | 0 | 0 | 0 | 0 | 1000 |  | 0 | 0 | 0 | Cooking | Cooking | Convection Oven | Convection Oven | CommVENT | 0.0141% | 47.16% | 47.16% | 0.31943 | 5.7776e-06 | 10.98% | 8.333% | 85% | 6.8% | 0.2% | 9160.2252 | 55.1149 | 921.534 | 0 | 0 | 0 | 0 | -976.6489 | -976.6489 |  | 0 | -0.090761 | 0 | 01. ($9,999.000) to $0.028 | 1 | -0.090761 | 01. ($9,999.00) to $0.22 | 1 | 0 | 0 | 0 | 0 | 0 | 0 | 0 | 0 | 0 | 0 | 0 | 0 | 0 | 0 | 0 | 0 | 0 | 0 | 0 | 0 | 0 | 0 | 0 | 0 | 0 | 0 | 0 | 0 | 0 | 0 | 0 | 0 | 0 | 0 | 0 | 0 | 0 | 0 | 0 | 0 | 0 | 0 | 0 | 0 | 0 | 0 | 0 | 0 | 0 | 0 | 0 | 0 | 0 | 0 | 0 | 0 | 0 | 0 | 0 | 0 | 0 | 0 | 0 | 0 | 0 | 0 | 0 | 0 | 0 | 0 | 0 | 0 | 0 | 0.82914 | 1.8383 | 3.0634 | 4.4743 | 6.0711 | 7.9249 | 9.9428 | 11.9854 | 13.8885 | 15.4994 | 16.7173 | 17.5201 | 17.9624 | 18.1216 | 18.0359 | 17.9506 | 17.8659 | 17.7816 | 17.6979 | 17.6146 | 829.139 | 1838.3347 | 3063.418 | 4474.2591 | 6071.0654 | 7924.9072 | 9942.7504 | 11985.3555 | 13888.4897 | 15499.3841 | 16717.2813 | 17520.0936 | 17962.4219 | 18121.5904 | 18035.8698 | 17950.6412 | 17865.9012 | 17781.6466 | 17697.8739 | 17614.5801 | 211374.9608 | 829.139 | 2667.4737 | 5730.8917 | 10205.1509 | 16276.2163 | 24201.1235 | 34143.8739 | 46129.2294 | 60017.7191 | 75517.1032 | 92234.3845 | 109754.4781 | 127716.9 | 145838.4904 | 163874.3602 | 181825.0014 | 199690.9026 | 211374.9608 | 211374.9608 | 211374.9608 | 0 | 0 | 0 | 0 | 0 | 0 | 0 | 0 | 0 | 0 | 0 | 0 | 0 | 0 | 0 | 0 | 0 | 0 | 0 | 0 | 0 | 0 | 0 | 0 | 0 | 0 | 0 | 0 | 0 | 0 | 0 | 0 | 0 | 0 | 0 | 0 | 0 | 0 | 0 | 0 | 0 | 0 | 0 | 0 | 0 | 0 | 0 | 0 | 0 | 0 | 0 | 0 | 0 | 0 | 0 | 0 | 0 | 0 | 0 | 0 | 0 | 0 | 0 | 0 | 0 | 0 | 0 | 0 | 0 | 0.01557% | 0 | 0 | 0 | 0 | 0 | 0 | 0 | 0 | 0 | 0 | 0 | 0 | 0 | 0 | 0 | 0 | 0 | 0 | 0 | 0 | 0 | 0 | 0 | 0
| ComConvectionOven_PSE | M_Input | PSE Business Case: Oven | 2020 | NR | 2022 | 2045 | PSE | Commercial | All Commercial | Electric | Per Electric Double Convection Oven (More than 5 Pans) | Per Electric Double Convection Oven (More than 5 Pans) | 1000 | Oven - Convection - Double - More than 5 Pans - EH - Comm |  | 3902 | 12 | 0 | 0 |  | 0 | 0 | 0 | 0 | 0 | 0 | 0 | 0 |  | 0 | 0 | 0 | Cooking | Cooking | Convection Oven | Convection Oven | CommVENT | 0.0141% | 47.16% | 47.16% | 0.31943 | 5.7776e-06 | 10.98% | 8.333% | 85% | 6.8% | 0.2% | 2109.6294 | 80.9913 | 219.0621 | 0 | 0 | 0 | 0 | -300.0534 | -300.0534 |  | -0.0065873 | 0 | -0.0065873 | 01. ($9,999.000) to $0.028 | 1 | 0 | 01. ($9,999.00) to $0.22 | 1 | 0.5435 | 1.2048 | 2.0073 | 2.9312 | 3.9766 | 5.19 | 6.5102 | 7.8462 | 9.0904 | 10.143 | 10.9379 | 11.4611 | 11.7483 | 11.8502 | 11.792 | 11.7341 | 11.6766 | 11.6194 | 11.5625 | 11.506 | 11.4498 | 11.3939 | 11.3384 | 11.2832 | 2120.7428 | 4701.1554 | 7832.5961 | 11437.7367 | 15516.8452 | 20251.272 | 25402.9599 | 30615.9988 | 35470.9086 | 39577.7931 | 42679.8303 | 44721.1966 | 45841.8257 | 46239.5294 | 46012.3409 | 45786.4958 | 45561.9848 | 45338.7987 | 45116.9283 | 44896.3645 | 44677.0983 | 44459.1208 | 44242.423 | 44026.9962 | 528323.9539 | 2120.7428 | 6821.8982 | 14654.4943 | 26092.231 | 41609.0761 | 61860.3482 | 87263.308 | 117879.3068 | 153350.2154 | 192928.0084 | 235607.8387 | 280329.0353 | 326170.8609 | 372410.3903 | 418422.7312 | 464209.227 | 509771.2117 | 528323.9539 | 528323.9539 | 528323.9539 | 528323.9539 | 528323.9539 | 528323.9539 | 528323.9539 | 0 | 0 | 0 | 0 | 0 | 0 | 0 | 0 | 0 | 0 | 0 | 0 | 0 | 0 | 0 | 0 | 0 | 0 | 0 | 0 | 0 | 0 | 0 | 0 | 0 | 0 | 0 | 0 | 0 | 0 | 0 | 0 | 0 | 0 | 0 | 0 | 0 | 0 | 0 | 0 | 0 | 0 | 0 | 0 | 0 | 0 | 0 | 0 | 0 | 0 | 0 | 0 | 0 | 0 | 0 | 0 | 0 | 0 | 0 | 0 | 0 | 0.29904 | 0.96192 | 2.0664 | 3.6791 | 5.8671 | 8.7226 | 12.3046 | 16.6216 | 21.6231 | 27.2038 | 33.2219 | 39.5278 | 45.9917 | 52.5117 | 58.9997 | 65.4558 | 71.8802 | 74.4963 | 74.4963 | 74.4963 | 74.4963 | 74.4963 | 74.4963 | 74.4963 | 0 | 0 | 0 | 0 | 0 | 0 | 0 | 0 | 0 | 0 | 0 | 0 | 0 | 0 | 0 | 0 | 0 | 0 | 0 | 0 | 0 | 0 | 0 | 0 | 0 | 0 | 0 | 0 | 0 | 0 | 0 | 0 | 0 | 0 | 0 | 0 | 0 | 0 | 0 | 0 | 0 | 0 | 0 | 0 | 0 | 0.01557% | 0.33025 | 1.0623 | 2.282 | 4.0632 | 6.4795 | 9.6331 | 13.5889 | 18.3565 | 23.8801 | 30.0433 | 36.6895 | 43.6536 | 50.7922 | 57.9928 | 65.158 | 72.288 | 79.383 | 82.2721 | 82.2721 | 82.2721 | 82.2721 | 82.2721 | 82.2721 | 82.2721
| ComConvectionOven_PSE | M_Input | PSE Business Case: Oven | 2020 | NR | 2022 | 2041 | PSE | Commercial | All Commercial | Gas | Per Gas Double Convection Oven (More than 5 Pans) | Per Gas Double Convection Oven (More than 5 Pans) | 2000 | Oven - Convection - Double - More than 5 Pans - GH - Comm |  | 0 | 12 | 0 | 0 |  | 0 | 0 | 0 | 0 | 0 | 0 | 0 | 500 |  | 0 | 0 | 0 | Cooking | Cooking | Convection Oven | Convection Oven | CommVENT | 0.0141% | 47.16% | 47.16% | 0.31943 | 5.7776e-06 | 10.98% | 8.333% | 85% | 6.8% | 0.2% | 4580.1126 | 27.5574 | 460.767 | 0 | 0 | 0 | 0 | -488.3244 | -488.3244 |  | 0 | -0.090761 | 0 | 01. ($9,999.000) to $0.028 | 1 | -0.090761 | 01. ($9,999.00) to $0.22 | 1 | 0 | 0 | 0 | 0 | 0 | 0 | 0 | 0 | 0 | 0 | 0 | 0 | 0 | 0 | 0 | 0 | 0 | 0 | 0 | 0 | 0 | 0 | 0 | 0 | 0 | 0 | 0 | 0 | 0 | 0 | 0 | 0 | 0 | 0 | 0 | 0 | 0 | 0 | 0 | 0 | 0 | 0 | 0 | 0 | 0 | 0 | 0 | 0 | 0 | 0 | 0 | 0 | 0 | 0 | 0 | 0 | 0 | 0 | 0 | 0 | 0 | 0 | 0 | 0 | 0 | 0 | 0 | 0 | 0 | 0 | 0 | 0 | 0 | 0.82914 | 1.8383 | 3.0634 | 4.4743 | 6.0711 | 7.9249 | 9.9428 | 11.9854 | 13.8885 | 15.4994 | 16.7173 | 17.5201 | 17.9624 | 18.1216 | 18.0359 | 17.9506 | 17.8659 | 17.7816 | 17.6979 | 17.6146 | 414.5695 | 919.1673 | 1531.709 | 2237.1296 | 3035.5327 | 3962.4536 | 4971.3752 | 5992.6778 | 6944.2448 | 7749.692 | 8358.6407 | 8760.0468 | 8981.2109 | 9060.7952 | 9017.9349 | 8975.3206 | 8932.9506 | 8890.8233 | 8848.937 | 8807.29 | 105687.4804 | 414.5695 | 1333.7369 | 2865.4459 | 5102.5754 | 8138.1082 | 12100.5618 | 17071.9369 | 23064.6147 | 30008.8596 | 37758.5516 | 46117.1923 | 54877.2391 | 63858.45 | 72919.2452 | 81937.1801 | 90912.5007 | 99845.4513 | 105687.4804 | 105687.4804 | 105687.4804 | 0 | 0 | 0 | 0 | 0 | 0 | 0 | 0 | 0 | 0 | 0 | 0 | 0 | 0 | 0 | 0 | 0 | 0 | 0 | 0 | 0 | 0 | 0 | 0 | 0 | 0 | 0 | 0 | 0 | 0 | 0 | 0 | 0 | 0 | 0 | 0 | 0 | 0 | 0 | 0 | 0 | 0 | 0 | 0 | 0 | 0 | 0 | 0 | 0 | 0 | 0 | 0 | 0 | 0 | 0 | 0 | 0 | 0 | 0 | 0 | 0 | 0 | 0 | 0 | 0 | 0 | 0 | 0 | 0 | 0.01557% | 0 | 0 | 0 | 0 | 0 | 0 | 0 | 0 | 0 | 0 | 0 | 0 | 0 | 0 | 0 | 0 | 0 | 0 | 0 | 0 | 0 | 0 | 0 | 0
| ComConvectionOven_PSE | M_Input | PSE Business Case: Oven | 2020 | NR | 2022 | 2045 | PSE | Commercial | All Commercial | Electric | Per Electric Full Convection Oven (5 Pans or less) | Per Electric Full Convection Oven (5 Pans or less) | 500 | Oven - Convection - Full - 5 Pans or less - EH - Comm |  | 1951 | 12 | 1007 | 0 |  | 0 | 0 | 0 | 0 | 0 | 0 | 0 | 0 |  | 0 | 0 | 0 | Cooking | Cooking | Convection Oven | Convection Oven | CommVENT | 0.0141% | 47.16% | 47.16% | 0.31943 | 5.7776e-06 | 10.98% | 8.333% | 85% | 6.8% | 0.2% | 1054.8147 | 40.4957 | 109.531 | 1464.2718 | 0 | 0 | 0 | 1515.6451 | 51.3733 |  | 0.066549 | 0 | 0.066549 | 04. $0.062 to $0.070 | 1 | 0 | 01. ($9,999.00) to $0.22 | 1 | 0.5435 | 1.2048 | 2.0073 | 2.9312 | 3.9766 | 5.19 | 6.5102 | 7.8462 | 9.0904 | 10.143 | 10.9379 | 11.4611 | 11.7483 | 11.8502 | 11.792 | 11.7341 | 11.6766 | 11.6194 | 11.5625 | 11.506 | 11.4498 | 11.3939 | 11.3384 | 11.2832 | 1060.3714 | 2350.5777 | 3916.298 | 5718.8683 | 7758.4226 | 10125.636 | 12701.4799 | 15307.9994 | 17735.4543 | 19788.8965 | 21339.9151 | 22360.5983 | 22920.9128 | 23119.7647 | 23006.1704 | 22893.2479 | 22780.9924 | 22669.3993 | 22558.4641 | 22448.1822 | 22338.5492 | 22229.5604 | 22121.2115 | 22013.4981 | 264161.977 | 1060.3714 | 3410.9491 | 7327.2471 | 13046.1155 | 20804.5381 | 30930.1741 | 43631.654 | 58939.6534 | 76675.1077 | 96464.0042 | 117803.9194 | 140164.5176 | 163085.4305 | 186205.1952 | 209211.3656 | 232104.6135 | 254885.6059 | 264161.977 | 264161.977 | 264161.977 | 264161.977 | 264161.977 | 264161.977 | 264161.977 | 0 | 0 | 0 | 0 | 0 | 0 | 0 | 0 | 0 | 0 | 0 | 0 | 0 | 0 | 0 | 0 | 0 | 0 | 0 | 0 | 0 | 0 | 0 | 0 | 0 | 0 | 0 | 0 | 0 | 0 | 0 | 0 | 0 | 0 | 0 | 0 | 0 | 0 | 0 | 0 | 0 | 0 | 0 | 0 | 0 | 0 | 0 | 0 | 0 | 0 | 0 | 0 | 0 | 0 | 0 | 0 | 0 | 0 | 0 | 0 | 0 | 0.14952 | 0.48096 | 1.0332 | 1.8396 | 2.9335 | 4.3613 | 6.1523 | 8.3108 | 10.8116 | 13.6019 | 16.6109 | 19.7639 | 22.9958 | 26.2558 | 29.4998 | 32.7279 | 35.9401 | 37.2481 | 37.2481 | 37.2481 | 37.2481 | 37.2481 | 37.2481 | 37.2481 | 823.7554 | 1826.0593 | 3042.3978 | 4442.7345 | 6027.1734 | 7866.1563 | 9867.2149 | 11892.1039 | 13777.8856 | 15373.1136 | 16578.031 | 17370.9543 | 17806.2378 | 17960.7169 | 17872.4706 | 17784.7461 | 17697.5398 | 7206.4001 | 0 | 0 | 0 | 0 | 0 | 0 | 205215.691 | 0 | 0 | 0 | 0 | 0 | 0 | 0 | 0 | 0 | 0 | 0 | 0 | 0 | 0 | 0 | 0 | 0 | 0 | 0 | 0 | 0.01557% | 0.16512 | 0.53116 | 1.141 | 2.0316 | 3.2397 | 4.8165 | 6.7944 | 9.1782 | 11.9401 | 15.0216 | 18.3448 | 21.8268 | 25.3961 | 28.9964 | 32.579 | 36.144 | 39.6915 | 41.136 | 41.136 | 41.136 | 41.136 | 41.136 | 41.136 | 41.136
| ComConvectionOven_PSE | M_Input | PSE Business Case: Oven | 2020 | NR | 2022 | 2041 | PSE | Commercial | All Commercial | Gas | Per Gas Full Convection Oven (5 Pans or less) | Per Gas Full Convection Oven (5 Pans or less) | 1000 | Oven - Convection - Full - 5 Pans or less - GH - Comm |  | 0 | 12 | 1286 | 0 |  | 0 | 0 | 0 | 0 | 0 | 0 | 0 | 250 |  | 0 | 0 | 0 | Cooking | Cooking | Convection Oven | Convection Oven | CommVENT | 0.0141% | 47.16% | 47.16% | 0.31943 | 5.7776e-06 | 10.98% | 8.333% | 85% | 6.8% | 0.2% | 2290.0563 | 13.7787 | 230.3835 | 0 | 1753.5084 | 0 | 0 | 13.0378 | 1766.5462 |  | 0 | 0.65667 | 0 | 01. ($9,999.000) to $0.028 | 1 | 0.65667 | 07. $0.62 to $0.70 | 1 | 0 | 0 | 0 | 0 | 0 | 0 | 0 | 0 | 0 | 0 | 0 | 0 | 0 | 0 | 0 | 0 | 0 | 0 | 0 | 0 | 0 | 0 | 0 | 0 | 0 | 0 | 0 | 0 | 0 | 0 | 0 | 0 | 0 | 0 | 0 | 0 | 0 | 0 | 0 | 0 | 0 | 0 | 0 | 0 | 0 | 0 | 0 | 0 | 0 | 0 | 0 | 0 | 0 | 0 | 0 | 0 | 0 | 0 | 0 | 0 | 0 | 0 | 0 | 0 | 0 | 0 | 0 | 0 | 0 | 0 | 0 | 0 | 0 | 0.82914 | 1.8383 | 3.0634 | 4.4743 | 6.0711 | 7.9249 | 9.9428 | 11.9854 | 13.8885 | 15.4994 | 16.7173 | 17.5201 | 17.9624 | 18.1216 | 18.0359 | 17.9506 | 17.8659 | 17.7816 | 17.6979 | 17.6146 | 207.2848 | 459.5837 | 765.8545 | 1118.5648 | 1517.7664 | 1981.2268 | 2485.6876 | 2996.3389 | 3472.1224 | 3874.846 | 4179.3203 | 4380.0234 | 4490.6055 | 4530.3976 | 4508.9675 | 4487.6603 | 4466.4753 | 4445.4116 | 4424.4685 | 4403.645 | 52843.7402 | 207.2848 | 666.8684 | 1432.7229 | 2551.2877 | 4069.0541 | 6050.2809 | 8535.9685 | 11532.3074 | 15004.4298 | 18879.2758 | 23058.5961 | 27438.6195 | 31929.225 | 36459.6226 | 40968.5901 | 45456.2503 | 49922.7256 | 52843.7402 | 52843.7402 | 52843.7402 | 0 | 0 | 0 | 0 | 0 | 0 | 0 | 0 | 0 | 0 | 0 | 0 | 0 | 0 | 0 | 0 | 0 | 0 | 0 | 0 | 0 | 0 | 0 | 0 | 0 | 0 | 0 | 0 | 0 | 0 | 0 | 0 | 0 | 0 | 0 | 0 | 0 | 0 | 0 | 0 | 0 | 0 | 0 | 0 | 0 | 0 | 0 | 0 | 0 | 1464.7124 | 3247.5032 | 5411.6695 | 7903.9855 | 10724.8177 | 13999.7149 | 17564.328 | 21172.6845 | 24534.6589 | 27380.3783 | 29531.8501 | 30950.0551 | 31731.4484 | 32012.627 | 31861.1976 | 31710.6373 | 31560.9402 | 20640.4288 | 0 | 0 | 0.01557% | 0 | 0 | 0 | 0 | 0 | 0 | 0 | 0 | 0 | 0 | 0 | 0 | 0 | 0 | 0 | 0 | 0 | 0 | 0 | 0 | 0 | 0 | 0 | 0
| ComConvectionOven_PSE | M_Input | PSE Business Case: Oven | 2020 | NR | 2022 | 2045 | PSE | Commercial | All Commercial | Electric | Per Electric Full Convection Oven (More than 5 Pans) | Per Electric Full Convection Oven (More than 5 Pans) | 500 | Oven - Convection - Full - More than 5 Pans - EH - Comm |  | 2529 | 12 | 649 | 0 |  | 0 | 0 | 0 | 0 | 0 | 0 | 0 | 0 |  | 0 | 0 | 0 | Cooking | Cooking | Convection Oven | Convection Oven | CommVENT | 0.0141% | 47.16% | 47.16% | 0.31943 | 5.7776e-06 | 10.98% | 8.333% | 85% | 6.8% | 0.2% | 1367.3124 | 52.4928 | 141.9805 | 943.7065 | 0 | 0 | 0 | 879.0331 | -64.6733 |  | 0.029775 | 0 | 0.029775 | 02. $0.028 to $0.055 | 1 | 0 | 01. ($9,999.00) to $0.22 | 1 | 0.5435 | 1.2048 | 2.0073 | 2.9312 | 3.9766 | 5.19 | 6.5102 | 7.8462 | 9.0904 | 10.143 | 10.9379 | 11.4611 | 11.7483 | 11.8502 | 11.792 | 11.7341 | 11.6766 | 11.6194 | 11.5625 | 11.506 | 11.4498 | 11.3939 | 11.3384 | 11.2832 | 1374.5153 | 3046.9559 | 5076.534 | 7413.1307 | 10056.9199 | 13125.44 | 16464.3992 | 19843.1217 | 22989.7303 | 25651.5219 | 27662.0427 | 28985.1118 | 29711.4242 | 29969.1875 | 29821.94 | 29675.5633 | 29530.0511 | 29385.3977 | 29241.597 | 29098.6432 | 28956.5304 | 28815.2528 | 28674.8046 | 28535.1802 | 342422.1629 | 1374.5153 | 4421.4712 | 9498.0051 | 16911.1359 | 26968.0558 | 40093.4958 | 56557.8949 | 76401.0166 | 99390.747 | 125042.2689 | 152704.3117 | 181689.4234 | 211400.8476 | 241370.0351 | 271191.9752 | 300867.5384 | 330397.5896 | 342422.1629 | 342422.1629 | 342422.1629 | 342422.1629 | 342422.1629 | 342422.1629 | 342422.1629 | 0 | 0 | 0 | 0 | 0 | 0 | 0 | 0 | 0 | 0 | 0 | 0 | 0 | 0 | 0 | 0 | 0 | 0 | 0 | 0 | 0 | 0 | 0 | 0 | 0 | 0 | 0 | 0 | 0 | 0 | 0 | 0 | 0 | 0 | 0 | 0 | 0 | 0 | 0 | 0 | 0 | 0 | 0 | 0 | 0 | 0 | 0 | 0 | 0 | 0 | 0 | 0 | 0 | 0 | 0 | 0 | 0 | 0 | 0 | 0 | 0 | 0.19381 | 0.62345 | 1.3393 | 2.3846 | 3.8026 | 5.6534 | 7.9749 | 10.7729 | 14.0146 | 17.6316 | 21.5321 | 25.6191 | 29.8086 | 34.0344 | 38.2394 | 42.4238 | 46.5877 | 48.2832 | 48.2832 | 48.2832 | 48.2832 | 48.2832 | 48.2832 | 48.2832 | 477.7558 | 1059.0649 | 1764.5083 | 2576.6656 | 3495.5973 | 4562.1575 | 5722.7173 | 6897.0981 | 7990.8004 | 8915.9894 | 9614.8089 | 10074.6829 | 10327.1355 | 10416.7293 | 10365.5488 | 10314.6709 | 10264.0937 | 4179.5169 | 0 | 0 | 0 | 0 | 0 | 0 | 119019.5416 | 0 | 0 | 0 | 0 | 0 | 0 | 0 | 0 | 0 | 0 | 0 | 0 | 0 | 0 | 0 | 0 | 0 | 0 | 0 | 0 | 0.01557% | 0.21404 | 0.68852 | 1.4791 | 2.6334 | 4.1995 | 6.2435 | 8.8074 | 11.8974 | 15.4774 | 19.4719 | 23.7795 | 28.2932 | 32.9199 | 37.5868 | 42.2308 | 46.8519 | 51.4504 | 53.3229 | 53.3229 | 53.3229 | 53.3229 | 53.3229 | 53.3229 | 53.3229
| ComConvectionOven_PSE | M_Input | PSE Business Case: Oven | 2020 | NR | 2022 | 2041 | PSE | Commercial | All Commercial | Gas | Per Gas Full Convection Oven (More than 5 Pans) | Per Gas Full Convection Oven (More than 5 Pans) | 1000 | Oven - Convection - Full - More than 5 Pans - GH - Comm |  | 0 | 12 | 0 | 0 |  | 0 | 0 | 0 | 0 | 0 | 0 | 0 | 319 |  | 0 | 0 | 0 | Cooking | Cooking | Convection Oven | Convection Oven | CommVENT | 0.0141% | 47.16% | 47.16% | 0.31943 | 5.7776e-06 | 10.98% | 8.333% | 85% | 6.8% | 0.2% | 2922.1119 | 17.5816 | 293.9693 | 0 | 0 | 0 | 0 | -311.551 | -311.551 |  | 0 | -0.090761 | 0 | 01. ($9,999.000) to $0.028 | 1 | -0.090761 | 01. ($9,999.00) to $0.22 | 1 | 0 | 0 | 0 | 0 | 0 | 0 | 0 | 0 | 0 | 0 | 0 | 0 | 0 | 0 | 0 | 0 | 0 | 0 | 0 | 0 | 0 | 0 | 0 | 0 | 0 | 0 | 0 | 0 | 0 | 0 | 0 | 0 | 0 | 0 | 0 | 0 | 0 | 0 | 0 | 0 | 0 | 0 | 0 | 0 | 0 | 0 | 0 | 0 | 0 | 0 | 0 | 0 | 0 | 0 | 0 | 0 | 0 | 0 | 0 | 0 | 0 | 0 | 0 | 0 | 0 | 0 | 0 | 0 | 0 | 0 | 0 | 0 | 0 | 0.82914 | 1.8383 | 3.0634 | 4.4743 | 6.0711 | 7.9249 | 9.9428 | 11.9854 | 13.8885 | 15.4994 | 16.7173 | 17.5201 | 17.9624 | 18.1216 | 18.0359 | 17.9506 | 17.8659 | 17.7816 | 17.6979 | 17.6146 | 264.4954 | 586.4288 | 977.2304 | 1427.2887 | 1936.6699 | 2528.0454 | 3171.7374 | 3823.3284 | 4430.4282 | 4944.3035 | 5332.8127 | 5588.9099 | 5730.0126 | 5780.7873 | 5753.4425 | 5726.2545 | 5699.2225 | 5672.3453 | 5645.6218 | 5619.051 | 67428.6125 | 264.4954 | 850.9241 | 1828.1545 | 3255.4431 | 5192.113 | 7720.1584 | 10891.8958 | 14715.2242 | 19145.6524 | 24089.9559 | 29422.7687 | 35011.6785 | 40741.6911 | 46522.4784 | 52275.9209 | 58002.1754 | 63701.3979 | 67428.6125 | 67428.6125 | 67428.6125 | 0 | 0 | 0 | 0 | 0 | 0 | 0 | 0 | 0 | 0 | 0 | 0 | 0 | 0 | 0 | 0 | 0 | 0 | 0 | 0 | 0 | 0 | 0 | 0 | 0 | 0 | 0 | 0 | 0 | 0 | 0 | 0 | 0 | 0 | 0 | 0 | 0 | 0 | 0 | 0 | 0 | 0 | 0 | 0 | 0 | 0 | 0 | 0 | 0 | 0 | 0 | 0 | 0 | 0 | 0 | 0 | 0 | 0 | 0 | 0 | 0 | 0 | 0 | 0 | 0 | 0 | 0 | 0 | 0 | 0.01557% | 0 | 0 | 0 | 0 | 0 | 0 | 0 | 0 | 0 | 0 | 0 | 0 | 0 | 0 | 0 | 0 | 0 | 0 | 0 | 0 | 0 | 0 | 0 | 0
| ComConvectionOven_PSE | M_Input | PSE Business Case: Oven | 2020 | NR | 2022 | 2045 | PSE | Commercial | All Commercial | Electric | Per Electric Half Convection Oven | Per Electric Half Convection Oven | 450 | Oven - Convection - Half - EH - Comm |  | 1740 | 12 | 793 | 0 |  | 0 | 0 | 0 | 0 | 0 | 0 | 0 | 0 |  | 0 | 0 | 0 | Cooking | Cooking | Convection Oven | Convection Oven | CommVENT | 0.0141% | 47.16% | 47.16% | 0.31943 | 5.7776e-06 | 10.98% | 8.333% | 85% | 6.8% | 0.2% | 940.7369 | 36.1161 | 97.6853 | 1153.0959 | 0 | 0 | 0 | 1177.8945 | 24.7986 |  | 0.05799 | 0 | 0.05799 | 03. $0.055 to $0.062 | 1 | 0 | 01. ($9,999.00) to $0.22 | 1 | 0.5435 | 1.2048 | 2.0073 | 2.9312 | 3.9766 | 5.19 | 6.5102 | 7.8462 | 9.0904 | 10.143 | 10.9379 | 11.4611 | 11.7483 | 11.8502 | 11.792 | 11.7341 | 11.6766 | 11.6194 | 11.5625 | 11.506 | 11.4498 | 11.3939 | 11.3384 | 11.2832 | 945.6926 | 2096.3635 | 3492.7517 | 5100.3746 | 6919.3518 | 9030.5518 | 11327.8191 | 13652.4443 | 15817.3708 | 17648.734 | 19032.0104 | 19942.307 | 20442.0238 | 20619.3698 | 20518.0608 | 20417.3508 | 20317.2357 | 20217.7113 | 20118.7738 | 20020.4188 | 19922.6425 | 19825.4408 | 19728.8098 | 19632.7456 | 235592.9472 | 945.6926 | 3042.0561 | 6534.8078 | 11635.1824 | 18554.5342 | 27585.0861 | 38912.9052 | 52565.3495 | 68382.7203 | 86031.4543 | 105063.4647 | 125005.7717 | 145447.7955 | 166067.1653 | 186585.2261 | 207002.5769 | 227319.8125 | 235592.9472 | 235592.9472 | 235592.9472 | 235592.9472 | 235592.9472 | 235592.9472 | 235592.9472 | 0 | 0 | 0 | 0 | 0 | 0 | 0 | 0 | 0 | 0 | 0 | 0 | 0 | 0 | 0 | 0 | 0 | 0 | 0 | 0 | 0 | 0 | 0 | 0 | 0 | 0 | 0 | 0 | 0 | 0 | 0 | 0 | 0 | 0 | 0 | 0 | 0 | 0 | 0 | 0 | 0 | 0 | 0 | 0 | 0 | 0 | 0 | 0 | 0 | 0 | 0 | 0 | 0 | 0 | 0 | 0 | 0 | 0 | 0 | 0 | 0 | 0.13335 | 0.42894 | 0.92144 | 1.6406 | 2.6163 | 3.8896 | 5.4869 | 7.412 | 9.6423 | 12.1309 | 14.8145 | 17.6264 | 20.5089 | 23.4163 | 26.3094 | 29.1884 | 32.0532 | 33.2198 | 33.2198 | 33.2198 | 33.2198 | 33.2198 | 33.2198 | 33.2198 | 640.1874 | 1419.1351 | 2364.4213 | 3452.7031 | 4684.0612 | 6113.24 | 7668.3771 | 9242.0342 | 10707.583 | 11947.3259 | 12883.7362 | 13499.9622 | 13838.2459 | 13958.3005 | 13889.7192 | 13821.5435 | 13753.7705 | 5600.5058 | 0 | 0 | 0 | 0 | 0 | 0 | 159484.8522 | 0 | 0 | 0 | 0 | 0 | 0 | 0 | 0 | 0 | 0 | 0 | 0 | 0 | 0 | 0 | 0 | 0 | 0 | 0 | 0 | 0.01557% | 0.14727 | 0.47372 | 1.0176 | 1.8119 | 2.8894 | 4.2956 | 6.0596 | 8.1856 | 10.6487 | 13.3971 | 16.3608 | 19.4662 | 22.6495 | 25.8604 | 29.0556 | 32.235 | 35.3989 | 36.6872 | 36.6872 | 36.6872 | 36.6872 | 36.6872 | 36.6872 | 36.6872
| ComConvectionOven_PSE | M_Input | PSE Business Case: Oven | 2020 | NR | 2022 | 2041 | PSE | Commercial | All Commercial | Gas | Per Gas Half Convection Oven | Per Gas Half Convection Oven | 450 | Oven - Convection - Half - GH - Comm |  | 0 | 12 | 490 | 0 |  | 0 | 0 | 0 | 0 | 0 | 0 | 0 | 162 |  | 0 | 0 | 0 | Cooking | Cooking | Convection Oven | Convection Oven | CommVENT | 0.0141% | 47.16% | 47.16% | 0.31943 | 5.7776e-06 | 10.98% | 8.333% | 85% | 6.8% | 0.2% | 1483.9565 | 8.9286 | 149.2885 | 0 | 668.1331 | 0 | 0 | -60.2171 | 607.916 |  | 0 | 0.34873 | 0 | 01. ($9,999.000) to $0.028 | 1 | 0.34873 | 03. $0.30 to $0.45 | 1 | 0 | 0 | 0 | 0 | 0 | 0 | 0 | 0 | 0 | 0 | 0 | 0 | 0 | 0 | 0 | 0 | 0 | 0 | 0 | 0 | 0 | 0 | 0 | 0 | 0 | 0 | 0 | 0 | 0 | 0 | 0 | 0 | 0 | 0 | 0 | 0 | 0 | 0 | 0 | 0 | 0 | 0 | 0 | 0 | 0 | 0 | 0 | 0 | 0 | 0 | 0 | 0 | 0 | 0 | 0 | 0 | 0 | 0 | 0 | 0 | 0 | 0 | 0 | 0 | 0 | 0 | 0 | 0 | 0 | 0 | 0 | 0 | 0 | 0.82914 | 1.8383 | 3.0634 | 4.4743 | 6.0711 | 7.9249 | 9.9428 | 11.9854 | 13.8885 | 15.4994 | 16.7173 | 17.5201 | 17.9624 | 18.1216 | 18.0359 | 17.9506 | 17.8659 | 17.7816 | 17.6979 | 17.6146 | 134.3205 | 297.8102 | 496.2737 | 724.83 | 983.5126 | 1283.835 | 1610.7256 | 1941.6276 | 2249.9353 | 2510.9002 | 2708.1996 | 2838.2552 | 2909.9123 | 2935.6977 | 2921.8109 | 2908.0039 | 2894.276 | 2880.6267 | 2867.0556 | 2853.562 | 34242.7437 | 134.3205 | 432.1307 | 928.4045 | 1653.2344 | 2636.747 | 3920.582 | 5531.3076 | 7472.9352 | 9722.8705 | 12233.7707 | 14941.9703 | 17780.2255 | 20690.1378 | 23625.8354 | 26547.6464 | 29455.6502 | 32349.9262 | 34242.7437 | 34242.7437 | 34242.7437 | 0 | 0 | 0 | 0 | 0 | 0 | 0 | 0 | 0 | 0 | 0 | 0 | 0 | 0 | 0 | 0 | 0 | 0 | 0 | 0 | 0 | 0 | 0 | 0 | 0 | 0 | 0 | 0 | 0 | 0 | 0 | 0 | 0 | 0 | 0 | 0 | 0 | 0 | 0 | 0 | 0 | 0 | 0 | 0 | 0 | 0 | 0 | 0 | 0 | 504.0469 | 1117.553 | 1862.3007 | 2719.9735 | 3690.6975 | 4817.6775 | 6044.3566 | 7286.0889 | 8443.0345 | 9422.3229 | 10162.702 | 10650.7444 | 10919.6428 | 11016.404 | 10964.293 | 10912.4812 | 10860.9664 | 7102.9254 | 0 | 0 | 0.01557% | 0 | 0 | 0 | 0 | 0 | 0 | 0 | 0 | 0 | 0 | 0 | 0 | 0 | 0 | 0 | 0 | 0 | 0 | 0 | 0 | 0 | 0 | 0 | 0
| ComConveyorOvens_PSE | M_Input | PSE Business Case: Oven | 2020 | NR | 2022 | 2041 | PSE | Commercial | All Commercial | Gas | Per Gas Conveyor Oven | Per Gas Conveyor Oven | 2000 | Oven - Conveyor - GH - Comm |  | 0 | 12 | 2230 | 0 |  | 0 | 0 | 0 | 0 | 0 | 0 | 0 | 884 |  | 0 | 0 | 0 | Cooking | Cooking | Conveyer Oven | Convection Oven | CommVENT | 0.0141% | 47.16% | 47.16% | 0.31943 | 5.7776e-06 | 10.98% | 8.333% | 85% | 6.8% | 0.2% | 8097.6391 | 48.7216 | 814.6361 | 0 | 3040.6873 | 0 | 0 | -417.3576 | 2623.3296 |  | 0 | 0.27578 | 0 | 01. ($9,999.000) to $0.028 | 1 | 0.27578 | 02. $0.22 to $0.30 | 1 | 0 | 0 | 0 | 0 | 0 | 0 | 0 | 0 | 0 | 0 | 0 | 0 | 0 | 0 | 0 | 0 | 0 | 0 | 0 | 0 | 0 | 0 | 0 | 0 | 0 | 0 | 0 | 0 | 0 | 0 | 0 | 0 | 0 | 0 | 0 | 0 | 0 | 0 | 0 | 0 | 0 | 0 | 0 | 0 | 0 | 0 | 0 | 0 | 0 | 0 | 0 | 0 | 0 | 0 | 0 | 0 | 0 | 0 | 0 | 0 | 0 | 0 | 0 | 0 | 0 | 0 | 0 | 0 | 0 | 0 | 0 | 0 | 0 | 0.82914 | 1.8383 | 3.0634 | 4.4743 | 6.0711 | 7.9249 | 9.9428 | 11.9854 | 13.8885 | 15.4994 | 16.7173 | 17.5201 | 17.9624 | 18.1216 | 18.0359 | 17.9506 | 17.8659 | 17.7816 | 17.6979 | 17.6146 | 732.9589 | 1625.0878 | 2708.0615 | 3955.2451 | 5366.8218 | 7005.618 | 8789.3913 | 10595.0543 | 12277.4249 | 13701.4555 | 14778.0767 | 15487.7627 | 15878.7809 | 16019.4859 | 15943.7089 | 15868.3668 | 15793.4567 | 15718.9756 | 15644.9206 | 15571.2888 | 26129.9307 | 732.9589 | 2358.0468 | 5066.1083 | 9021.3534 | 14388.1752 | 21393.7932 | 26129.9307 | 26129.9307 | 26129.9307 | 26129.9307 | 26129.9307 | 26129.9307 | 26129.9307 | 26129.9307 | 26129.9307 | 26129.9307 | 26129.9307 | 26129.9307 | 26129.9307 | 26129.9307 | 0 | 0 | 0 | 0 | 0 | 0 | 0 | 0 | 0 | 0 | 0 | 0 | 0 | 0 | 0 | 0 | 0 | 0 | 0 | 0 | 0 | 0 | 0 | 0 | 0 | 0 | 0 | 0 | 0 | 0 | 0 | 0 | 0 | 0 | 0 | 0 | 0 | 0 | 0 | 0 | 0 | 0 | 0 | 0 | 0 | 0 | 0 | 0 | 0 | 2175.105 | 4822.5578 | 8036.3553 | 11737.4566 | 15926.4059 | 20789.644 | 14054.8077 | 0 | 0 | 0 | 0 | 0 | 0 | 0 | 0 | 0 | 0 | 0 | 0 | 0 | 0.01557% | 0 | 0 | 0 | 0 | 0 | 0 | 0 | 0 | 0 | 0 | 0 | 0 | 0 | 0 | 0 | 0 | 0 | 0 | 0 | 0 | 0 | 0 | 0 | 0
| ComDCV-7P_V5 | M-IO Retro | Savings, cost, and EUL from 7th Plan workbook Com-DCV-7P_V5 | 2020 | Retro | 2022 | 2045 | PSE | Commercial | Large Off | Electric | Per Commercial Building 1000 Square Feet for Demand Control Ventilation - DCV Only |  |  | Demand Control Ventilation-Retro-Large Off |  | 98.9868 | 15 | 63.7861 | 0 |  | 0 | 0 | 0 | 0 | 0 | 0 | 0 | 0 |  | 0 | 0 | 0 | Ventilation | Ventilation | Demand Control Ventilation | Demand Controlled Ventilation DCV Only | CommVENT | 0.0141% | 85.02% | 85.02% | 229.8817 | 0.001 | 5.163% | 6.667% | 85% | 6.8% | 0.2% | 65.0906 | 2.0546 | 6.7145 | 81.8761 | 0 | 0 | 0 | 85.8642 | 3.9881 |  | 0.074308 | 0 | 0.074308 | 05. $0.070 to $0.077 | 1 | 0 | 01. ($9,999.00) to $0.22 | 1 | 175.7255 | 175.1983 | 174.6727 | 174.1487 | 173.6262 | 173.1054 | 172.586 | 172.0683 | 171.5521 | 171.0374 | 0 | 0 | 0 | 0 | 0 | 0 | 0 | 0 | 0 | 0 | 0 | 0 | 0 | 0 | 17394.5 | 17342.3165 | 17290.2895 | 17238.4187 | 17186.7034 | 17135.1433 | 17083.7379 | 17032.4867 | 16981.3892 | 16930.445 | 0 | 0 | 0 | 0 | 0 | 0 | 0 | 0 | 0 | 0 | 0 | 0 | 0 | 0 | 171615.4301 | 17394.5 | 34736.8165 | 52027.106 | 69265.5247 | 86452.2281 | 103587.3714 | 120671.1092 | 137703.5959 | 154684.9851 | 171615.4301 | 171615.4301 | 171615.4301 | 171615.4301 | 171615.4301 | 171615.4301 | 171615.4301 | 171615.4301 | 171615.4301 | 171615.4301 | 171615.4301 | 171615.4301 | 171615.4301 | 171615.4301 | 171615.4301 | 0 | 0 | 0 | 0 | 0 | 0 | 0 | 0 | 0 | 0 | 0 | 0 | 0 | 0 | 0 | 0 | 0 | 0 | 0 | 0 | 0 | 0 | 0 | 0 | 0 | 0 | 0 | 0 | 0 | 0 | 0 | 0 | 0 | 0 | 0 | 0 | 0 | 0 | 0 | 0 | 0 | 0 | 0 | 0 | 0 | 0 | 0 | 0 | 0 | 0 | 0 | 0 | 0 | 0 | 0 | 0 | 0 | 0 | 0 | 0 | 0 | 2.4527 | 4.8981 | 7.3361 | 9.7668 | 12.1902 | 14.6063 | 17.0152 | 19.4169 | 21.8113 | 24.1986 | 24.1986 | 24.1986 | 24.1986 | 24.1986 | 24.1986 | 24.1986 | 24.1986 | 24.1986 | 24.1986 | 24.1986 | 24.1986 | 24.1986 | 24.1986 | 24.1986 | 15088.5326 | 15043.267 | 14998.1372 | 14953.1428 | 14908.2834 | 14863.5585 | 14818.9679 | 14774.5109 | 14730.1874 | 14685.9969 | 0 | 0 | 0 | 0 | 0 | 0 | 0 | 0 | 0 | 0 | 0 | 0 | 0 | 0 | 148864.5846 | 0 | 0 | 0 | 0 | 0 | 0 | 0 | 0 | 0 | 0 | 0 | 0 | 0 | 0 | 0 | 0 | 0 | 0 | 0 | 0 | 0.01557% | 2.7087 | 5.4093 | 8.1018 | 10.7862 | 13.4626 | 16.1309 | 18.7912 | 21.4436 | 24.088 | 26.7244 | 26.7244 | 26.7244 | 26.7244 | 26.7244 | 26.7244 | 26.7244 | 26.7244 | 26.7244 | 26.7244 | 26.7244 | 26.7244 | 26.7244 | 26.7244 | 26.7244
| ComDCV-7P_V5 | M-IO Retro | Savings, cost, and EUL from 7th Plan workbook Com-DCV-7P_V5 | 2020 | Retro | 2022 | 2045 | PSE | Commercial | Medium Off | Electric | Per Commercial Building 1000 Square Feet for Demand Control Ventilation - DCV Only |  |  | Demand Control Ventilation-Retro-Medium Off |  | 98.9868 | 15 | 63.7861 | 0 |  | 0 | 0 | 0 | 0 | 0 | 0 | 0 | 0 |  | 0 | 0 | 0 | Ventilation | Ventilation | Demand Control Ventilation | Demand Controlled Ventilation DCV Only | CommVENT | 0.0141% | 85.02% | 85.02% | 41.7593 | 0.001 | 31.1% | 6.667% | 85% | 6.8% | 0.2% | 65.0906 | 2.0546 | 6.7145 | 81.8761 | 0 | 0 | 0 | 85.8642 | 3.9881 |  | 0.074308 | 0 | 0.074308 | 05. $0.070 to $0.077 | 1 | 0 | 01. ($9,999.00) to $0.22 | 1 | 823.6946 | 821.2235 | 818.7598 | 816.3036 | 813.8546 | 811.4131 | 808.9788 | 806.5519 | 804.1322 | 801.7198 | 0 | 0 | 0 | 0 | 0 | 0 | 0 | 0 | 0 | 0 | 0 | 0 | 0 | 0 | 81534.8814 | 81290.2768 | 81046.406 | 80803.2667 | 80560.8569 | 80319.1744 | 80078.2168 | 79837.9822 | 79598.4682 | 79359.6728 | 0 | 0 | 0 | 0 | 0 | 0 | 0 | 0 | 0 | 0 | 0 | 0 | 0 | 0 | 804429.2023 | 81534.8814 | 162825.1582 | 243871.5642 | 324674.8309 | 405235.6878 | 485554.8622 | 565633.079 | 645471.0612 | 725069.5295 | 804429.2023 | 804429.2023 | 804429.2023 | 804429.2023 | 804429.2023 | 804429.2023 | 804429.2023 | 804429.2023 | 804429.2023 | 804429.2023 | 804429.2023 | 804429.2023 | 804429.2023 | 804429.2023 | 804429.2023 | 0 | 0 | 0 | 0 | 0 | 0 | 0 | 0 | 0 | 0 | 0 | 0 | 0 | 0 | 0 | 0 | 0 | 0 | 0 | 0 | 0 | 0 | 0 | 0 | 0 | 0 | 0 | 0 | 0 | 0 | 0 | 0 | 0 | 0 | 0 | 0 | 0 | 0 | 0 | 0 | 0 | 0 | 0 | 0 | 0 | 0 | 0 | 0 | 0 | 0 | 0 | 0 | 0 | 0 | 0 | 0 | 0 | 0 | 0 | 0 | 0 | 11.4968 | 22.9591 | 34.3871 | 45.7807 | 57.1402 | 68.4656 | 79.757 | 91.0146 | 102.2384 | 113.4285 | 113.4285 | 113.4285 | 113.4285 | 113.4285 | 113.4285 | 113.4285 | 113.4285 | 113.4285 | 113.4285 | 113.4285 | 113.4285 | 113.4285 | 113.4285 | 113.4285 | 70725.903 | 70513.7253 | 70302.1841 | 70091.2775 | 69881.0037 | 69671.3607 | 69462.3466 | 69253.9596 | 69046.1977 | 68839.0591 | 0 | 0 | 0 | 0 | 0 | 0 | 0 | 0 | 0 | 0 | 0 | 0 | 0 | 0 | 697787.0171 | 0 | 0 | 0 | 0 | 0 | 0 | 0 | 0 | 0 | 0 | 0 | 0 | 0 | 0 | 0 | 0 | 0 | 0 | 0 | 0 | 0.01557% | 12.6968 | 25.3556 | 37.9764 | 50.5593 | 63.1044 | 75.612 | 88.082 | 100.5145 | 112.9098 | 125.268 | 125.268 | 125.268 | 125.268 | 125.268 | 125.268 | 125.268 | 125.268 | 125.268 | 125.268 | 125.268 | 125.268 | 125.268 | 125.268 | 125.268
| ComDCV-7P_V5 | M-IO Retro | Savings, cost, and EUL from 7th Plan workbook Com-DCV-7P_V5 | 2020 | Retro | 2022 | 2045 | PSE | Commercial | Small Off | Electric | Per Commercial Building 1000 Square Feet for Demand Control Ventilation - DCV Only |  |  | Demand Control Ventilation-Retro-Small Off |  | 98.9868 | 15 | 63.7861 | 0 |  | 0 | 0 | 0 | 0 | 0 | 0 | 0 | 0 |  | 0 | 0 | 0 | Ventilation | Ventilation | Demand Control Ventilation | Demand Controlled Ventilation DCV Only | CommVENT | 0.0141% | 85.02% | 85.02% | 4.7978 | 0.001 | 35.88% | 6.667% | 85% | 6.8% | 0.2% | 65.0906 | 2.0546 | 6.7145 | 81.8761 | 0 | 0 | 0 | 85.8642 | 3.9881 |  | 0.074308 | 0 | 0.074308 | 05. $0.070 to $0.077 | 1 | 0 | 01. ($9,999.00) to $0.22 | 1 | 809.1854 | 806.7578 | 804.3376 | 801.9245 | 799.5188 | 797.1202 | 794.7289 | 792.3447 | 789.9676 | 787.5977 | 0 | 0 | 0 | 0 | 0 | 0 | 0 | 0 | 0 | 0 | 0 | 0 | 0 | 0 | 80098.662 | 79858.366 | 79618.7909 | 79379.9346 | 79141.7948 | 78904.3694 | 78667.6563 | 78431.6533 | 78196.3583 | 77961.7693 | 0 | 0 | 0 | 0 | 0 | 0 | 0 | 0 | 0 | 0 | 0 | 0 | 0 | 0 | 790259.355 | 80098.662 | 159957.0281 | 239575.819 | 318955.7536 | 398097.5484 | 477001.9177 | 555669.574 | 634101.2273 | 712297.5857 | 790259.355 | 790259.355 | 790259.355 | 790259.355 | 790259.355 | 790259.355 | 790259.355 | 790259.355 | 790259.355 | 790259.355 | 790259.355 | 790259.355 | 790259.355 | 790259.355 | 790259.355 | 0 | 0 | 0 | 0 | 0 | 0 | 0 | 0 | 0 | 0 | 0 | 0 | 0 | 0 | 0 | 0 | 0 | 0 | 0 | 0 | 0 | 0 | 0 | 0 | 0 | 0 | 0 | 0 | 0 | 0 | 0 | 0 | 0 | 0 | 0 | 0 | 0 | 0 | 0 | 0 | 0 | 0 | 0 | 0 | 0 | 0 | 0 | 0 | 0 | 0 | 0 | 0 | 0 | 0 | 0 | 0 | 0 | 0 | 0 | 0 | 0 | 11.2943 | 22.5547 | 33.7814 | 44.9743 | 56.1337 | 67.2596 | 78.3521 | 89.4114 | 100.4375 | 111.4304 | 111.4304 | 111.4304 | 111.4304 | 111.4304 | 111.4304 | 111.4304 | 111.4304 | 111.4304 | 111.4304 | 111.4304 | 111.4304 | 111.4304 | 111.4304 | 111.4304 | 69480.0814 | 69271.6412 | 69063.8262 | 68856.6348 | 68650.0648 | 68444.1147 | 68238.7823 | 68034.066 | 67829.9638 | 67626.4739 | 0 | 0 | 0 | 0 | 0 | 0 | 0 | 0 | 0 | 0 | 0 | 0 | 0 | 0 | 685495.6489 | 0 | 0 | 0 | 0 | 0 | 0 | 0 | 0 | 0 | 0 | 0 | 0 | 0 | 0 | 0 | 0 | 0 | 0 | 0 | 0 | 0.01557% | 12.4732 | 24.909 | 37.3074 | 49.6687 | 61.9929 | 74.2801 | 86.5304 | 98.744 | 110.921 | 123.0614 | 123.0614 | 123.0614 | 123.0614 | 123.0614 | 123.0614 | 123.0614 | 123.0614 | 123.0614 | 123.0614 | 123.0614 | 123.0614 | 123.0614 | 123.0614 | 123.0614
| ComDCV-7P_V5 | M-IO Retro | Savings, cost, and EUL from 7th Plan workbook Com-DCV-7P_V5 | 2020 | Retro | 2022 | 2045 | PSE | Commercial | Xlarge Ret | Electric | Per Commercial Building 1000 Square Feet for Demand Control Ventilation - DCV Only |  |  | Demand Control Ventilation-Retro-Xlarge Ret |  | 60.5629 | 15 | 8.3398 | 0 |  | 0 | 0 | 0 | 0 | 0 | 0 | 0 | 0 |  | 0 | 0 | 0 | Ventilation | Ventilation | Demand Control Ventilation | Demand Controlled Ventilation DCV Only | CommVENT | 0.0141% | 87.9% | 87.9% | 280.3513 | 0.001 | 32.47% | 6.667% | 85% | 6.8% | 0.2% | 39.8243 | 1.2571 | 4.1081 | 10.7051 | 0 | 0 | 0 | 7.0078 | -3.6972 |  | 0.0099123 | 0 | 0.0099123 | 01. ($9,999.000) to $0.028 | 1 | 0 | 01. ($9,999.00) to $0.22 | 1 | 394.5705 | 392.7555 | 390.9488 | 389.1505 | 387.3604 | 385.5785 | 383.8049 | 382.0394 | 380.282 | 378.5327 | 0 | 0 | 0 | 0 | 0 | 0 | 0 | 0 | 0 | 0 | 0 | 0 | 0 | 0 | 23896.352 | 23786.4288 | 23677.0112 | 23568.097 | 23459.6837 | 23351.7692 | 23244.3511 | 23137.427 | 23030.9949 | 22925.0523 | 0 | 0 | 0 | 0 | 0 | 0 | 0 | 0 | 0 | 0 | 0 | 0 | 0 | 0 | 234077.1673 | 23896.352 | 47682.7808 | 71359.7921 | 94927.8891 | 118387.5728 | 141739.342 | 164983.6931 | 188121.1201 | 211152.115 | 234077.1673 | 234077.1673 | 234077.1673 | 234077.1673 | 234077.1673 | 234077.1673 | 234077.1673 | 234077.1673 | 234077.1673 | 234077.1673 | 234077.1673 | 234077.1673 | 234077.1673 | 234077.1673 | 234077.1673 | 0 | 0 | 0 | 0 | 0 | 0 | 0 | 0 | 0 | 0 | 0 | 0 | 0 | 0 | 0 | 0 | 0 | 0 | 0 | 0 | 0 | 0 | 0 | 0 | 0 | 0 | 0 | 0 | 0 | 0 | 0 | 0 | 0 | 0 | 0 | 0 | 0 | 0 | 0 | 0 | 0 | 0 | 0 | 0 | 0 | 0 | 0 | 0 | 0 | 0 | 0 | 0 | 0 | 0 | 0 | 0 | 0 | 0 | 0 | 0 | 0 | 3.3695 | 6.7235 | 10.0621 | 13.3853 | 16.6932 | 19.9859 | 23.2635 | 26.526 | 29.7735 | 33.006 | 33.006 | 33.006 | 33.006 | 33.006 | 33.006 | 33.006 | 33.006 | 33.006 | 33.006 | 33.006 | 33.006 | 33.006 | 33.006 | 33.006 | 2765.0832 | 2752.3638 | 2739.7029 | 2727.1003 | 2714.5556 | 2702.0687 | 2689.6391 | 2677.2668 | 2664.9514 | 2652.6926 | 0 | 0 | 0 | 0 | 0 | 0 | 0 | 0 | 0 | 0 | 0 | 0 | 0 | 0 | 27085.4243 | 0 | 0 | 0 | 0 | 0 | 0 | 0 | 0 | 0 | 0 | 0 | 0 | 0 | 0 | 0 | 0 | 0 | 0 | 0 | 0 | 0.01557% | 3.7212 | 7.4253 | 11.1123 | 14.7824 | 18.4356 | 22.072 | 25.6917 | 29.2947 | 32.8812 | 36.4511 | 36.4511 | 36.4511 | 36.4511 | 36.4511 | 36.4511 | 36.4511 | 36.4511 | 36.4511 | 36.4511 | 36.4511 | 36.4511 | 36.4511 | 36.4511 | 36.4511
| ComDCV-7P_V5 | M-IO Retro | Savings, cost, and EUL from 7th Plan workbook Com-DCV-7P_V5 | 2020 | Retro | 2022 | 2045 | PSE | Commercial | Large Ret | Electric | Per Commercial Building 1000 Square Feet for Demand Control Ventilation - DCV Only |  |  | Demand Control Ventilation-Retro-Large Ret |  | 80.7506 | 15 | 11.1198 | 0 |  | 0 | 0 | 0 | 0 | 0 | 0 | 0 | 0 |  | 0 | 0 | 0 | Ventilation | Ventilation | Demand Control Ventilation | Demand Controlled Ventilation DCV Only | CommVENT | 0.0141% | 87.9% | 87.9% | 94.4255 | 0.001 | 18.77% | 6.667% | 85% | 6.8% | 0.2% | 53.0991 | 1.6761 | 5.4775 | 14.2734 | 0 | 0 | 0 | 9.3438 | -4.9296 |  | 0.0099123 | 0 | 0.0099123 | 01. ($9,999.000) to $0.028 | 1 | 0 | 01. ($9,999.00) to $0.22 | 1 | 324.3059 | 322.8141 | 321.3291 | 319.851 | 318.3797 | 316.9151 | 315.4573 | 314.0062 | 312.5618 | 311.124 | 0 | 0 | 0 | 0 | 0 | 0 | 0 | 0 | 0 | 0 | 0 | 0 | 0 | 0 | 26187.889 | 26067.4247 | 25947.5146 | 25828.156 | 25709.3465 | 25591.0835 | 25473.3645 | 25356.187 | 25239.5486 | 25123.4466 | 0 | 0 | 0 | 0 | 0 | 0 | 0 | 0 | 0 | 0 | 0 | 0 | 0 | 0 | 256523.961 | 26187.889 | 52255.3137 | 78202.8283 | 104030.9843 | 129740.3308 | 155331.4142 | 180804.7788 | 206160.9658 | 231400.5143 | 256523.961 | 256523.961 | 256523.961 | 256523.961 | 256523.961 | 256523.961 | 256523.961 | 256523.961 | 256523.961 | 256523.961 | 256523.961 | 256523.961 | 256523.961 | 256523.961 | 256523.961 | 0 | 0 | 0 | 0 | 0 | 0 | 0 | 0 | 0 | 0 | 0 | 0 | 0 | 0 | 0 | 0 | 0 | 0 | 0 | 0 | 0 | 0 | 0 | 0 | 0 | 0 | 0 | 0 | 0 | 0 | 0 | 0 | 0 | 0 | 0 | 0 | 0 | 0 | 0 | 0 | 0 | 0 | 0 | 0 | 0 | 0 | 0 | 0 | 0 | 0 | 0 | 0 | 0 | 0 | 0 | 0 | 0 | 0 | 0 | 0 | 0 | 3.6926 | 7.3683 | 11.027 | 14.6689 | 18.294 | 21.9025 | 25.4944 | 29.0697 | 32.6286 | 36.1711 | 36.1711 | 36.1711 | 36.1711 | 36.1711 | 36.1711 | 36.1711 | 36.1711 | 36.1711 | 36.1711 | 36.1711 | 36.1711 | 36.1711 | 36.1711 | 36.1711 | 3030.2404 | 3016.3013 | 3002.4263 | 2988.6151 | 2974.8675 | 2961.1831 | 2947.5617 | 2934.0029 | 2920.5065 | 2907.0721 | 0 | 0 | 0 | 0 | 0 | 0 | 0 | 0 | 0 | 0 | 0 | 0 | 0 | 0 | 29682.7769 | 0 | 0 | 0 | 0 | 0 | 0 | 0 | 0 | 0 | 0 | 0 | 0 | 0 | 0 | 0 | 0 | 0 | 0 | 0 | 0 | 0.01557% | 4.0781 | 8.1373 | 12.178 | 16.2 | 20.2035 | 24.1886 | 28.1554 | 32.104 | 36.0343 | 39.9466 | 39.9466 | 39.9466 | 39.9466 | 39.9466 | 39.9466 | 39.9466 | 39.9466 | 39.9466 | 39.9466 | 39.9466 | 39.9466 | 39.9466 | 39.9466 | 39.9466
| ComDCV-7P_V5 | M-IO Retro | Savings, cost, and EUL from 7th Plan workbook Com-DCV-7P_V5 | 2020 | Retro | 2022 | 2045 | PSE | Commercial | Medium Ret | Electric | Per Commercial Building 1000 Square Feet for Demand Control Ventilation - DCV Only |  |  | Demand Control Ventilation-Retro-Medium Ret |  | 86.2175 | 15 | 19.4596 | 0 |  | 0 | 0 | 0 | 0 | 0 | 0 | 0 | 0 |  | 0 | 0 | 0 | Ventilation | Ventilation | Demand Control Ventilation | Demand Controlled Ventilation DCV Only | CommVENT | 0.0141% | 87.9% | 87.9% | 13.3332 | 0.001 | 25.93% | 6.667% | 85% | 6.8% | 0.2% | 56.6939 | 1.7896 | 5.8483 | 24.9785 | 0 | 0 | 0 | 21.2325 | -3.746 |  | 0.021096 | 0 | 0.021096 | 01. ($9,999.000) to $0.028 | 1 | 0 | 01. ($9,999.00) to $0.22 | 1 | 667.043 | 663.9746 | 660.9203 | 657.8801 | 654.8539 | 651.8415 | 648.8431 | 645.8584 | 642.8874 | 639.9302 | 0 | 0 | 0 | 0 | 0 | 0 | 0 | 0 | 0 | 0 | 0 | 0 | 0 | 0 | 57510.7816 | 57246.232 | 56982.8993 | 56720.778 | 56459.8624 | 56200.1471 | 55941.6264 | 55684.2949 | 55428.1472 | 55173.1777 | 0 | 0 | 0 | 0 | 0 | 0 | 0 | 0 | 0 | 0 | 0 | 0 | 0 | 0 | 563347.9466 | 57510.7816 | 114757.0136 | 171739.913 | 228460.691 | 284920.5534 | 341120.7005 | 397062.3269 | 452746.6218 | 508174.7689 | 563347.9466 | 563347.9466 | 563347.9466 | 563347.9466 | 563347.9466 | 563347.9466 | 563347.9466 | 563347.9466 | 563347.9466 | 563347.9466 | 563347.9466 | 563347.9466 | 563347.9466 | 563347.9466 | 563347.9466 | 0 | 0 | 0 | 0 | 0 | 0 | 0 | 0 | 0 | 0 | 0 | 0 | 0 | 0 | 0 | 0 | 0 | 0 | 0 | 0 | 0 | 0 | 0 | 0 | 0 | 0 | 0 | 0 | 0 | 0 | 0 | 0 | 0 | 0 | 0 | 0 | 0 | 0 | 0 | 0 | 0 | 0 | 0 | 0 | 0 | 0 | 0 | 0 | 0 | 0 | 0 | 0 | 0 | 0 | 0 | 0 | 0 | 0 | 0 | 0 | 0 | 8.1093 | 16.1813 | 24.2162 | 32.2141 | 40.1752 | 48.0997 | 55.9877 | 63.8395 | 71.6551 | 79.4348 | 79.4348 | 79.4348 | 79.4348 | 79.4348 | 79.4348 | 79.4348 | 79.4348 | 79.4348 | 79.4348 | 79.4348 | 79.4348 | 79.4348 | 79.4348 | 79.4348 | 14162.9898 | 14097.84 | 14032.9899 | 13968.4382 | 13904.1834 | 13840.2241 | 13776.5591 | 13713.1869 | 13650.1063 | 13587.3158 | 0 | 0 | 0 | 0 | 0 | 0 | 0 | 0 | 0 | 0 | 0 | 0 | 0 | 0 | 138733.8335 | 0 | 0 | 0 | 0 | 0 | 0 | 0 | 0 | 0 | 0 | 0 | 0 | 0 | 0 | 0 | 0 | 0 | 0 | 0 | 0 | 0.01557% | 8.9557 | 17.8703 | 26.7438 | 35.5765 | 44.3686 | 53.1203 | 61.8317 | 70.503 | 79.1344 | 87.7261 | 87.7261 | 87.7261 | 87.7261 | 87.7261 | 87.7261 | 87.7261 | 87.7261 | 87.7261 | 87.7261 | 87.7261 | 87.7261 | 87.7261 | 87.7261 | 87.7261
| ComDCV-7P_V5 | M-IO Retro | Savings, cost, and EUL from 7th Plan workbook Com-DCV-7P_V5 | 2020 | Retro | 2022 | 2045 | PSE | Commercial | Small Ret | Electric | Per Commercial Building 1000 Square Feet for Demand Control Ventilation - DCV Only |  |  | Demand Control Ventilation-Retro-Small Ret |  | 86.2175 | 15 | 19.4596 | 0 |  | 0 | 0 | 0 | 0 | 0 | 0 | 0 | 0 |  | 0 | 0 | 0 | Ventilation | Ventilation | Demand Control Ventilation | Demand Controlled Ventilation DCV Only | CommVENT | 0.0141% | 87.9% | 87.9% | 2.1703 | 0.001 | 21.12% | 6.667% | 85% | 6.8% | 0.2% | 56.6939 | 1.7896 | 5.8483 | 24.9785 | 0 | 0 | 0 | 21.2325 | -3.746 |  | 0.021096 | 0 | 0.021096 | 01. ($9,999.000) to $0.028 | 1 | 0 | 01. ($9,999.00) to $0.22 | 1 | 117.4513 | 116.911 | 116.3732 | 115.8379 | 115.305 | 114.7746 | 114.2467 | 113.7211 | 113.198 | 112.6773 | 0 | 0 | 0 | 0 | 0 | 0 | 0 | 0 | 0 | 0 | 0 | 0 | 0 | 0 | 10126.3545 | 10079.7733 | 10033.4063 | 9987.2527 | 9941.3113 | 9895.5813 | 9850.0616 | 9804.7513 | 9759.6494 | 9714.7551 | 0 | 0 | 0 | 0 | 0 | 0 | 0 | 0 | 0 | 0 | 0 | 0 | 0 | 0 | 99192.8967 | 10126.3545 | 20206.1278 | 30239.5341 | 40226.7868 | 50168.0981 | 60063.6793 | 69913.7409 | 79718.4922 | 89478.1417 | 99192.8967 | 99192.8967 | 99192.8967 | 99192.8967 | 99192.8967 | 99192.8967 | 99192.8967 | 99192.8967 | 99192.8967 | 99192.8967 | 99192.8967 | 99192.8967 | 99192.8967 | 99192.8967 | 99192.8967 | 0 | 0 | 0 | 0 | 0 | 0 | 0 | 0 | 0 | 0 | 0 | 0 | 0 | 0 | 0 | 0 | 0 | 0 | 0 | 0 | 0 | 0 | 0 | 0 | 0 | 0 | 0 | 0 | 0 | 0 | 0 | 0 | 0 | 0 | 0 | 0 | 0 | 0 | 0 | 0 | 0 | 0 | 0 | 0 | 0 | 0 | 0 | 0 | 0 | 0 | 0 | 0 | 0 | 0 | 0 | 0 | 0 | 0 | 0 | 0 | 0 | 1.4279 | 2.8492 | 4.2639 | 5.6722 | 7.0739 | 8.4693 | 9.8582 | 11.2407 | 12.6169 | 13.9867 | 13.9867 | 13.9867 | 13.9867 | 13.9867 | 13.9867 | 13.9867 | 13.9867 | 13.9867 | 13.9867 | 13.9867 | 13.9867 | 13.9867 | 13.9867 | 13.9867 | 2493.7838 | 2482.3124 | 2470.8938 | 2459.5276 | 2448.2138 | 2436.952 | 2425.7421 | 2414.5836 | 2403.4766 | 2392.4206 | 0 | 0 | 0 | 0 | 0 | 0 | 0 | 0 | 0 | 0 | 0 | 0 | 0 | 0 | 24427.9062 | 0 | 0 | 0 | 0 | 0 | 0 | 0 | 0 | 0 | 0 | 0 | 0 | 0 | 0 | 0 | 0 | 0 | 0 | 0 | 0 | 0.01557% | 1.5769 | 3.1466 | 4.709 | 6.2642 | 7.8123 | 9.3533 | 10.8872 | 12.414 | 13.9338 | 15.4466 | 15.4466 | 15.4466 | 15.4466 | 15.4466 | 15.4466 | 15.4466 | 15.4466 | 15.4466 | 15.4466 | 15.4466 | 15.4466 | 15.4466 | 15.4466 | 15.4466
| ComDCV-7P_V5 | M-IO Retro | Savings, cost, and EUL from 7th Plan workbook Com-DCV-7P_V5 | 2020 | Retro | 2022 | 2045 | PSE | Commercial | School K-12 | Electric | Per Commercial Building 1000 Square Feet for Demand Control Ventilation - DCV Only |  |  | Demand Control Ventilation-Retro-School K-12 |  | 0 | 15 | 0 | 0 |  | 0 | 0 | 0 | 0 | 0 | 0 | 0 | 0 |  | 0 | 0 | 0 | Ventilation | Ventilation | Demand Control Ventilation | Demand Controlled Ventilation DCV Only | CommVENT | 0.0141% | 99.02% | 99.02% | 36.55 | 0.001 | 16.15% | 6.667% | 85% | 6.8% | 0.2% | 0 | 0 | 0 | 0 | 0 | 0 | 0 | 0 | 0 |  | 0 | 0 | 0 | 01. ($9,999.000) to $0.028 | 1 | 0 | 01. ($9,999.00) to $0.22 | 1 | 650.1152 | 648.75 | 647.3876 | 646.0281 | 644.6714 | 643.3176 | 641.9666 | 640.6185 | 639.2732 | 637.9307 | 0 | 0 | 0 | 0 | 0 | 0 | 0 | 0 | 0 | 0 | 0 | 0 | 0 | 0 | 0 | 0 | 0 | 0 | 0 | 0 | 0 | 0 | 0 | 0 | 0 | 0 | 0 | 0 | 0 | 0 | 0 | 0 | 0 | 0 | 0 | 0 | 0 | 0 | 0 | 0 | 0 | 0 | 0 | 0 | 0 | 0 | 0 | 0 | 0 | 0 | 0 | 0 | 0 | 0 | 0 | 0 | 0 | 0 | 0 | 0 | 0 | 0 | 0 | 0 | 0 | 0 | 0 | 0 | 0 | 0 | 0 | 0 | 0 | 0 | 0 | 0 | 0 | 0 | 0 | 0 | 0 | 0 | 0 | 0 | 0 | 0 | 0 | 0 | 0 | 0 | 0 | 0 | 0 | 0 | 0 | 0 | 0 | 0 | 0 | 0 | 0 | 0 | 0 | 0 | 0 | 0 | 0 | 0 | 0 | 0 | 0 | 0 | 0 | 0 | 0 | 0 | 0 | 0 | 0 | 0 | 0 | 0 | 0 | 0 | 0 | 0 | 0 | 0 | 0 | 0 | 0 | 0 | 0 | 0 | 0 | 0 | 0 | 0 | 0 | 0 | 0 | 0 | 0 | 0 | 0 | 0 | 0 | 0 | 0 | 0 | 0 | 0 | 0 | 0 | 0 | 0 | 0 | 0 | 0 | 0 | 0 | 0 | 0 | 0 | 0 | 0 | 0 | 0 | 0 | 0 | 0 | 0 | 0 | 0 | 0 | 0 | 0 | 0 | 0 | 0 | 0 | 0 | 0 | 0 | 0 | 0 | 0 | 0 | 0 | 0 | 0 | 0 | 0 | 0.01557% | 0 | 0 | 0 | 0 | 0 | 0 | 0 | 0 | 0 | 0 | 0 | 0 | 0 | 0 | 0 | 0 | 0 | 0 | 0 | 0 | 0 | 0 | 0 | 0
| ComDCV-7P_V5 | M-IO Retro | Savings, cost, and EUL from 7th Plan workbook Com-DCV-7P_V5 | 2020 | Retro | 2022 | 2045 | PSE | Commercial | University | Electric | Per Commercial Building 1000 Square Feet for Demand Control Ventilation - DCV Only |  |  | Demand Control Ventilation-Retro-University |  | 0 | 15 | 0 | 0 |  | 0 | 0 | 0 | 0 | 0 | 0 | 0 | 0 |  | 0 | 0 | 0 | Ventilation | Ventilation | Demand Control Ventilation | Demand Controlled Ventilation DCV Only | CommVENT | 0.0141% | 95.97% | 95.97% | 121.328 | 0.001 | 9.607% | 6.667% | 85% | 6.8% | 0.2% | 0 | 0 | 0 | 0 | 0 | 0 | 0 | 0 | 0 |  | 0 | 0 | 0 | 01. ($9,999.000) to $0.028 | 1 | 0 | 01. ($9,999.00) to $0.22 | 1 | 39.3548 | 39.2604 | 39.1662 | 39.0722 | 38.9784 | 38.8848 | 38.7915 | 38.6984 | 38.6055 | 38.5129 | 0 | 0 | 0 | 0 | 0 | 0 | 0 | 0 | 0 | 0 | 0 | 0 | 0 | 0 | 0 | 0 | 0 | 0 | 0 | 0 | 0 | 0 | 0 | 0 | 0 | 0 | 0 | 0 | 0 | 0 | 0 | 0 | 0 | 0 | 0 | 0 | 0 | 0 | 0 | 0 | 0 | 0 | 0 | 0 | 0 | 0 | 0 | 0 | 0 | 0 | 0 | 0 | 0 | 0 | 0 | 0 | 0 | 0 | 0 | 0 | 0 | 0 | 0 | 0 | 0 | 0 | 0 | 0 | 0 | 0 | 0 | 0 | 0 | 0 | 0 | 0 | 0 | 0 | 0 | 0 | 0 | 0 | 0 | 0 | 0 | 0 | 0 | 0 | 0 | 0 | 0 | 0 | 0 | 0 | 0 | 0 | 0 | 0 | 0 | 0 | 0 | 0 | 0 | 0 | 0 | 0 | 0 | 0 | 0 | 0 | 0 | 0 | 0 | 0 | 0 | 0 | 0 | 0 | 0 | 0 | 0 | 0 | 0 | 0 | 0 | 0 | 0 | 0 | 0 | 0 | 0 | 0 | 0 | 0 | 0 | 0 | 0 | 0 | 0 | 0 | 0 | 0 | 0 | 0 | 0 | 0 | 0 | 0 | 0 | 0 | 0 | 0 | 0 | 0 | 0 | 0 | 0 | 0 | 0 | 0 | 0 | 0 | 0 | 0 | 0 | 0 | 0 | 0 | 0 | 0 | 0 | 0 | 0 | 0 | 0 | 0 | 0 | 0 | 0 | 0 | 0 | 0 | 0 | 0 | 0 | 0 | 0 | 0 | 0 | 0 | 0 | 0 | 0 | 0.01557% | 0 | 0 | 0 | 0 | 0 | 0 | 0 | 0 | 0 | 0 | 0 | 0 | 0 | 0 | 0 | 0 | 0 | 0 | 0 | 0 | 0 | 0 | 0 | 0
| ComDCV-7P_V5 | M-IO Retro | Savings, cost, and EUL from 7th Plan workbook Com-DCV-7P_V5 | 2020 | Retro | 2022 | 2045 | PSE | Commercial | Warehouse | Electric | Per Commercial Building 1000 Square Feet for Demand Control Ventilation - DCV Only |  |  | Demand Control Ventilation-Retro-Warehouse |  | 11.6492 | 15 | 5.0936 | 0 |  | 0 | 0 | 0 | 0 | 0 | 0 | 0 | 0 |  | 0 | 0 | 0 | Ventilation | Ventilation | Demand Control Ventilation | Demand Controlled Ventilation DCV Only | CommVENT | 0.0141% | 52.37% | 52.37% | 34.3139 | 0.001 | 10.57% | 6.667% | 85% | 6.8% | 0.2% | 7.6602 | 0.2418 | 0.7902 | 6.5381 | 0 | 0 | 0 | 6.5248 | -0.013281 |  | 0.047981 | 0 | 0.047981 | 02. $0.028 to $0.055 | 1 | 0 | 01. ($9,999.00) to $0.22 | 1 | 558.9138 | 556.2757 | 553.6501 | 551.0368 | 548.4359 | 545.8473 | 543.2709 | 540.7067 | 538.1546 | 535.6145 | 0 | 0 | 0 | 0 | 0 | 0 | 0 | 0 | 0 | 0 | 0 | 0 | 0 | 0 | 6510.9236 | 6480.192 | 6449.6055 | 6419.1634 | 6388.8649 | 6358.7095 | 6328.6964 | 6298.8249 | 6269.0945 | 6239.5043 | 0 | 0 | 0 | 0 | 0 | 0 | 0 | 0 | 0 | 0 | 0 | 0 | 0 | 0 | 63743.5789 | 6510.9236 | 12991.1156 | 19440.7211 | 25859.8845 | 32248.7494 | 38607.4588 | 44936.1552 | 51234.9801 | 57504.0746 | 63743.5789 | 63743.5789 | 63743.5789 | 63743.5789 | 63743.5789 | 63743.5789 | 63743.5789 | 63743.5789 | 63743.5789 | 63743.5789 | 63743.5789 | 63743.5789 | 63743.5789 | 63743.5789 | 63743.5789 | 0 | 0 | 0 | 0 | 0 | 0 | 0 | 0 | 0 | 0 | 0 | 0 | 0 | 0 | 0 | 0 | 0 | 0 | 0 | 0 | 0 | 0 | 0 | 0 | 0 | 0 | 0 | 0 | 0 | 0 | 0 | 0 | 0 | 0 | 0 | 0 | 0 | 0 | 0 | 0 | 0 | 0 | 0 | 0 | 0 | 0 | 0 | 0 | 0 | 0 | 0 | 0 | 0 | 0 | 0 | 0 | 0 | 0 | 0 | 0 | 0 | 0.91807 | 1.8318 | 2.7412 | 3.6464 | 4.5472 | 5.4438 | 6.3362 | 7.2244 | 8.1084 | 8.9882 | 8.9882 | 8.9882 | 8.9882 | 8.9882 | 8.9882 | 8.9882 | 8.9882 | 8.9882 | 8.9882 | 8.9882 | 8.9882 | 8.9882 | 8.9882 | 8.9882 | 3646.818 | 3629.6051 | 3612.4733 | 3595.4225 | 3578.4521 | 3561.5618 | 3544.7512 | 3528.02 | 3511.3677 | 3494.7941 | 0 | 0 | 0 | 0 | 0 | 0 | 0 | 0 | 0 | 0 | 0 | 0 | 0 | 0 | 35703.2657 | 0 | 0 | 0 | 0 | 0 | 0 | 0 | 0 | 0 | 0 | 0 | 0 | 0 | 0 | 0 | 0 | 0 | 0 | 0 | 0 | 0.01557% | 1.0139 | 2.023 | 3.0274 | 4.027 | 5.0219 | 6.0121 | 6.9976 | 7.9785 | 8.9547 | 9.9263 | 9.9263 | 9.9263 | 9.9263 | 9.9263 | 9.9263 | 9.9263 | 9.9263 | 9.9263 | 9.9263 | 9.9263 | 9.9263 | 9.9263 | 9.9263 | 9.9263
| ComDCV-7P_V5 | M-IO Retro | Savings, cost, and EUL from 7th Plan workbook Com-DCV-7P_V5 | 2020 | Retro | 2022 | 2045 | PSE | Commercial | Supermarket | Electric | Per Commercial Building 1000 Square Feet for Demand Control Ventilation - DCV Only |  |  | Demand Control Ventilation-Retro-Supermarket |  | 60.665 | 15 | 9.8044 | 0 |  | 0 | 0 | 0 | 0 | 0 | 0 | 0 | 0 |  | 0 | 0 | 0 | Ventilation | Ventilation | Demand Control Ventilation | Demand Controlled Ventilation DCV Only | CommVENT | 0.0141% | 87.2% | 87.2% | 49.7337 | 0.001 | 21.7% | 6.667% | 85% | 6.8% | 0.2% | 39.8914 | 1.2592 | 4.1151 | 12.5849 | 0 | 0 | 0 | 9.1716 | -3.4134 |  | 0.012951 | 0 | 0.012951 | 01. ($9,999.000) to $0.028 | 1 | 0 | 01. ($9,999.00) to $0.22 | 1 | 370.3459 | 368.5979 | 366.8581 | 365.1266 | 363.4032 | 361.6879 | 359.9807 | 358.2816 | 356.5905 | 354.9074 | 0 | 0 | 0 | 0 | 0 | 0 | 0 | 0 | 0 | 0 | 0 | 0 | 0 | 0 | 22467.0545 | 22361.01 | 22255.4661 | 22150.4203 | 22045.8703 | 21941.8138 | 21838.2484 | 21735.1719 | 21632.5819 | 21530.4761 | 0 | 0 | 0 | 0 | 0 | 0 | 0 | 0 | 0 | 0 | 0 | 0 | 0 | 0 | 219958.1132 | 22467.0545 | 44828.0646 | 67083.5306 | 89233.9509 | 111279.8212 | 133221.635 | 155059.8834 | 176795.0553 | 198427.6371 | 219958.1132 | 219958.1132 | 219958.1132 | 219958.1132 | 219958.1132 | 219958.1132 | 219958.1132 | 219958.1132 | 219958.1132 | 219958.1132 | 219958.1132 | 219958.1132 | 219958.1132 | 219958.1132 | 219958.1132 | 0 | 0 | 0 | 0 | 0 | 0 | 0 | 0 | 0 | 0 | 0 | 0 | 0 | 0 | 0 | 0 | 0 | 0 | 0 | 0 | 0 | 0 | 0 | 0 | 0 | 0 | 0 | 0 | 0 | 0 | 0 | 0 | 0 | 0 | 0 | 0 | 0 | 0 | 0 | 0 | 0 | 0 | 0 | 0 | 0 | 0 | 0 | 0 | 0 | 0 | 0 | 0 | 0 | 0 | 0 | 0 | 0 | 0 | 0 | 0 | 0 | 3.168 | 6.321 | 9.4591 | 12.5824 | 15.691 | 18.7849 | 21.8642 | 24.929 | 27.9793 | 31.0152 | 31.0152 | 31.0152 | 31.0152 | 31.0152 | 31.0152 | 31.0152 | 31.0152 | 31.0152 | 31.0152 | 31.0152 | 31.0152 | 31.0152 | 31.0152 | 31.0152 | 3396.648 | 3380.6158 | 3364.6593 | 3348.7781 | 3332.9718 | 3317.2402 | 3301.5828 | 3285.9994 | 3270.4895 | 3255.0527 | 0 | 0 | 0 | 0 | 0 | 0 | 0 | 0 | 0 | 0 | 0 | 0 | 0 | 0 | 33254.0375 | 0 | 0 | 0 | 0 | 0 | 0 | 0 | 0 | 0 | 0 | 0 | 0 | 0 | 0 | 0 | 0 | 0 | 0 | 0 | 0 | 0.01557% | 3.4986 | 6.9808 | 10.4464 | 13.8958 | 17.3288 | 20.7456 | 24.1464 | 27.531 | 30.8997 | 34.2525 | 34.2525 | 34.2525 | 34.2525 | 34.2525 | 34.2525 | 34.2525 | 34.2525 | 34.2525 | 34.2525 | 34.2525 | 34.2525 | 34.2525 | 34.2525 | 34.2525
| ComDCV-7P_V5 | M-IO Retro | Savings, cost, and EUL from 7th Plan workbook Com-DCV-7P_V5 | 2020 | Retro | 2022 | 2045 | PSE | Commercial | MiniMart | Electric | Per Commercial Building 1000 Square Feet for Demand Control Ventilation - DCV Only |  |  | Demand Control Ventilation-Retro-MiniMart |  | 141.5518 | 15 | 22.8769 | 0 |  | 0 | 0 | 0 | 0 | 0 | 0 | 0 | 0 |  | 0 | 0 | 0 | Ventilation | Ventilation | Demand Control Ventilation | Demand Controlled Ventilation DCV Only | CommVENT | 0.0141% | 87.2% | 87.2% | 2.1159 | 0.001 | 28.75% | 6.667% | 85% | 6.8% | 0.2% | 93.08 | 2.9381 | 9.6018 | 29.3648 | 0 | 0 | 0 | 21.4003 | -7.9645 |  | 0.012951 | 0 | 0.012951 | 01. ($9,999.000) to $0.028 | 1 | 0 | 01. ($9,999.00) to $0.22 | 1 | 20.1284 | 20.0801 | 20.0319 | 19.9838 | 19.9359 | 19.888 | 19.8403 | 19.7927 | 19.7452 | 19.6978 | 0 | 0 | 0 | 0 | 0 | 0 | 0 | 0 | 0 | 0 | 0 | 0 | 0 | 0 | 2849.2105 | 2842.3724 | 2835.5507 | 2828.7454 | 2821.9564 | 2815.1837 | 2808.4273 | 2801.6871 | 2794.963 | 2788.2551 | 0 | 0 | 0 | 0 | 0 | 0 | 0 | 0 | 0 | 0 | 0 | 0 | 0 | 0 | 28186.3518 | 2849.2105 | 5691.583 | 8527.1337 | 11355.8791 | 14177.8356 | 16993.0193 | 19801.4466 | 22603.1336 | 25398.0967 | 28186.3518 | 28186.3518 | 28186.3518 | 28186.3518 | 28186.3518 | 28186.3518 | 28186.3518 | 28186.3518 | 28186.3518 | 28186.3518 | 28186.3518 | 28186.3518 | 28186.3518 | 28186.3518 | 28186.3518 | 0 | 0 | 0 | 0 | 0 | 0 | 0 | 0 | 0 | 0 | 0 | 0 | 0 | 0 | 0 | 0 | 0 | 0 | 0 | 0 | 0 | 0 | 0 | 0 | 0 | 0 | 0 | 0 | 0 | 0 | 0 | 0 | 0 | 0 | 0 | 0 | 0 | 0 | 0 | 0 | 0 | 0 | 0 | 0 | 0 | 0 | 0 | 0 | 0 | 0 | 0 | 0 | 0 | 0 | 0 | 0 | 0 | 0 | 0 | 0 | 0 | 0.40175 | 0.80254 | 1.2024 | 1.6012 | 1.9991 | 2.3961 | 2.7921 | 3.1872 | 3.5813 | 3.9744 | 3.9744 | 3.9744 | 3.9744 | 3.9744 | 3.9744 | 3.9744 | 3.9744 | 3.9744 | 3.9744 | 3.9744 | 3.9744 | 3.9744 | 3.9744 | 3.9744 | 430.7536 | 429.7198 | 428.6885 | 427.6596 | 426.6333 | 425.6093 | 424.5879 | 423.5689 | 422.5523 | 421.5382 | 0 | 0 | 0 | 0 | 0 | 0 | 0 | 0 | 0 | 0 | 0 | 0 | 0 | 0 | 4261.3113 | 0 | 0 | 0 | 0 | 0 | 0 | 0 | 0 | 0 | 0 | 0 | 0 | 0 | 0 | 0 | 0 | 0 | 0 | 0 | 0 | 0.01557% | 0.44369 | 0.88631 | 1.3279 | 1.7684 | 2.2078 | 2.6462 | 3.0835 | 3.5198 | 3.9551 | 4.3893 | 4.3893 | 4.3893 | 4.3893 | 4.3893 | 4.3893 | 4.3893 | 4.3893 | 4.3893 | 4.3893 | 4.3893 | 4.3893 | 4.3893 | 4.3893 | 4.3893
| ComDCV-7P_V5 | M-IO Retro | Savings, cost, and EUL from 7th Plan workbook Com-DCV-7P_V5 | 2020 | Retro | 2022 | 2045 | PSE | Commercial | Restaurant | Electric | Per Commercial Building 1000 Square Feet for Demand Control Ventilation - DCV Only |  |  | Demand Control Ventilation-Retro-Restaurant |  | 193.1698 | 15 | 25.9028 | 0 |  | 0 | 0 | 0 | 0 | 0 | 0 | 0 | 0 |  | 0 | 0 | 0 | Ventilation | Ventilation | Demand Control Ventilation | Demand Controlled Ventilation DCV Only | CommVENT | 0.0141% | 89.34% | 89.34% | 9.7266 | 0.001 | 22.51% | 6.667% | 85% | 6.8% | 0.2% | 127.0224 | 4.0095 | 13.1032 | 33.249 | 0 | 0 | 0 | 21.3168 | -11.9321 |  | 0.0094533 | 0 | 0.0094533 | 01. ($9,999.000) to $0.028 | 1 | 0 | 01. ($9,999.00) to $0.22 | 1 | 378.2681 | 374.8637 | 371.4899 | 368.1465 | 364.8332 | 361.5497 | 358.2957 | 355.0711 | 351.8754 | 348.7086 | 0 | 0 | 0 | 0 | 0 | 0 | 0 | 0 | 0 | 0 | 0 | 0 | 0 | 0 | 73069.9708 | 72412.3411 | 71760.63 | 71114.7843 | 70474.7513 | 69840.4785 | 69211.9142 | 68589.007 | 67971.7059 | 67359.9606 | 0 | 0 | 0 | 0 | 0 | 0 | 0 | 0 | 0 | 0 | 0 | 0 | 0 | 0 | 701805.5436 | 73069.9708 | 145482.3119 | 217242.9419 | 288357.7262 | 358832.4774 | 428672.9559 | 497884.8701 | 566473.8771 | 634445.583 | 701805.5436 | 701805.5436 | 701805.5436 | 701805.5436 | 701805.5436 | 701805.5436 | 701805.5436 | 701805.5436 | 701805.5436 | 701805.5436 | 701805.5436 | 701805.5436 | 701805.5436 | 701805.5436 | 701805.5436 | 0 | 0 | 0 | 0 | 0 | 0 | 0 | 0 | 0 | 0 | 0 | 0 | 0 | 0 | 0 | 0 | 0 | 0 | 0 | 0 | 0 | 0 | 0 | 0 | 0 | 0 | 0 | 0 | 0 | 0 | 0 | 0 | 0 | 0 | 0 | 0 | 0 | 0 | 0 | 0 | 0 | 0 | 0 | 0 | 0 | 0 | 0 | 0 | 0 | 0 | 0 | 0 | 0 | 0 | 0 | 0 | 0 | 0 | 0 | 0 | 0 | 10.3032 | 20.5137 | 30.6323 | 40.6599 | 50.5971 | 60.445 | 70.2042 | 79.8756 | 89.4599 | 98.958 | 98.958 | 98.958 | 98.958 | 98.958 | 98.958 | 98.958 | 98.958 | 98.958 | 98.958 | 98.958 | 98.958 | 98.958 | 98.958 | 98.958 | 8063.4763 | 7990.9051 | 7918.9869 | 7847.716 | 7777.0866 | 7707.0928 | 7637.729 | 7568.9894 | 7500.8685 | 7433.3607 | 0 | 0 | 0 | 0 | 0 | 0 | 0 | 0 | 0 | 0 | 0 | 0 | 0 | 0 | 77446.2113 | 0 | 0 | 0 | 0 | 0 | 0 | 0 | 0 | 0 | 0 | 0 | 0 | 0 | 0 | 0 | 0 | 0 | 0 | 0 | 0 | 0.01557% | 11.3787 | 22.6549 | 33.8297 | 44.9039 | 55.8784 | 66.7541 | 77.532 | 88.2129 | 98.7976 | 109.2871 | 109.2871 | 109.2871 | 109.2871 | 109.2871 | 109.2871 | 109.2871 | 109.2871 | 109.2871 | 109.2871 | 109.2871 | 109.2871 | 109.2871 | 109.2871 | 109.2871
| ComDCV-7P_V5 | M-IO Retro | Savings, cost, and EUL from 7th Plan workbook Com-DCV-7P_V5 | 2020 | Retro | 2022 | 2045 | PSE | Commercial | Lodging | Electric | Per Commercial Building 1000 Square Feet for Demand Control Ventilation - DCV Only |  |  | Demand Control Ventilation-Retro-Lodging |  | 198.5401 | 15 | 103.5581 | 0 |  | 0 | 0 | 0 | 0 | 0 | 0 | 0 | 0 |  | 0 | 0 | 0 | Ventilation | Ventilation | Demand Control Ventilation | Demand Controlled Ventilation DCV Only | CommVENT | 0.0141% | 89.78% | 89.78% | 31.3854 | 0.001 | 12.1% | 6.667% | 85% | 6.8% | 0.2% | 130.5538 | 4.121 | 13.4675 | 132.9276 | 0 | 0 | 0 | 136.0508 | 3.1232 |  | 0.058702 | 0 | 0.058702 | 03. $0.055 to $0.062 | 1 | 0 | 01. ($9,999.00) to $0.22 | 1 | 161.7784 | 161.1798 | 160.5834 | 159.9893 | 159.3973 | 158.8076 | 158.22 | 157.6346 | 157.0513 | 156.4702 | 0 | 0 | 0 | 0 | 0 | 0 | 0 | 0 | 0 | 0 | 0 | 0 | 0 | 0 | 32119.5029 | 32000.6608 | 31882.2583 | 31764.294 | 31646.7661 | 31529.673 | 31413.0132 | 31296.7851 | 31180.987 | 31065.6173 | 0 | 0 | 0 | 0 | 0 | 0 | 0 | 0 | 0 | 0 | 0 | 0 | 0 | 0 | 315899.5578 | 32119.5029 | 64120.1637 | 96002.422 | 127766.716 | 159413.482 | 190943.1551 | 222356.1683 | 253652.9534 | 284833.9404 | 315899.5578 | 315899.5578 | 315899.5578 | 315899.5578 | 315899.5578 | 315899.5578 | 315899.5578 | 315899.5578 | 315899.5578 | 315899.5578 | 315899.5578 | 315899.5578 | 315899.5578 | 315899.5578 | 315899.5578 | 0 | 0 | 0 | 0 | 0 | 0 | 0 | 0 | 0 | 0 | 0 | 0 | 0 | 0 | 0 | 0 | 0 | 0 | 0 | 0 | 0 | 0 | 0 | 0 | 0 | 0 | 0 | 0 | 0 | 0 | 0 | 0 | 0 | 0 | 0 | 0 | 0 | 0 | 0 | 0 | 0 | 0 | 0 | 0 | 0 | 0 | 0 | 0 | 0 | 0 | 0 | 0 | 0 | 0 | 0 | 0 | 0 | 0 | 0 | 0 | 0 | 4.529 | 9.0413 | 13.5368 | 18.0157 | 22.4781 | 26.9239 | 31.3533 | 35.7663 | 40.163 | 44.5434 | 44.5434 | 44.5434 | 44.5434 | 44.5434 | 44.5434 | 44.5434 | 44.5434 | 44.5434 | 44.5434 | 44.5434 | 44.5434 | 44.5434 | 44.5434 | 44.5434 | 22010.0812 | 21928.6439 | 21847.5079 | 21766.6722 | 21686.1355 | 21605.8968 | 21525.9549 | 21446.3089 | 21366.9576 | 21287.8998 | 0 | 0 | 0 | 0 | 0 | 0 | 0 | 0 | 0 | 0 | 0 | 0 | 0 | 0 | 216472.0587 | 0 | 0 | 0 | 0 | 0 | 0 | 0 | 0 | 0 | 0 | 0 | 0 | 0 | 0 | 0 | 0 | 0 | 0 | 0 | 0 | 0.01557% | 5.0017 | 9.985 | 14.9498 | 19.8962 | 24.8243 | 29.7342 | 34.6259 | 39.4995 | 44.3551 | 49.1928 | 49.1928 | 49.1928 | 49.1928 | 49.1928 | 49.1928 | 49.1928 | 49.1928 | 49.1928 | 49.1928 | 49.1928 | 49.1928 | 49.1928 | 49.1928 | 49.1928
| ComDCV-7P_V5 | M-IO Retro | Savings, cost, and EUL from 7th Plan workbook Com-DCV-7P_V5 | 2020 | Retro | 2022 | 2045 | PSE | Commercial | Hospital | Electric | Per Commercial Building 1000 Square Feet for Demand Control Ventilation - DCV Only |  |  | Demand Control Ventilation-Retro-Hospital |  | 75.0835 | 15 | 32.2447 | 0 |  | 0 | 0 | 0 | 0 | 0 | 0 | 0 | 0 |  | 0 | 0 | 0 | Ventilation | Ventilation | Demand Control Ventilation | Demand Controlled Ventilation DCV Only | CommVENT | 0.0141% | 93.33% | 93.33% | 80.9786 | 0.001 | 6.332% | 6.667% | 85% | 6.8% | 0.2% | 49.3726 | 1.5585 | 5.0931 | 41.3895 | 0 | 0 | 0 | 41.1868 | -0.20262 |  | 0.046991 | 0 | 0.046991 | 02. $0.028 to $0.055 | 1 | 0 | 01. ($9,999.00) to $0.22 | 1 | 20.4083 | 20.3246 | 20.2413 | 20.1583 | 20.0756 | 19.9933 | 19.9114 | 19.8297 | 19.7484 | 19.6675 | 0 | 0 | 0 | 0 | 0 | 0 | 0 | 0 | 0 | 0 | 0 | 0 | 0 | 0 | 1532.3257 | 1526.0431 | 1519.7864 | 1513.5552 | 1507.3497 | 1501.1695 | 1495.0147 | 1488.8852 | 1482.7807 | 1476.7013 | 0 | 0 | 0 | 0 | 0 | 0 | 0 | 0 | 0 | 0 | 0 | 0 | 0 | 0 | 15043.6115 | 1532.3257 | 3058.3688 | 4578.1551 | 6091.7104 | 7599.06 | 9100.2295 | 10595.2443 | 12084.1294 | 13566.9102 | 15043.6115 | 15043.6115 | 15043.6115 | 15043.6115 | 15043.6115 | 15043.6115 | 15043.6115 | 15043.6115 | 15043.6115 | 15043.6115 | 15043.6115 | 15043.6115 | 15043.6115 | 15043.6115 | 15043.6115 | 0 | 0 | 0 | 0 | 0 | 0 | 0 | 0 | 0 | 0 | 0 | 0 | 0 | 0 | 0 | 0 | 0 | 0 | 0 | 0 | 0 | 0 | 0 | 0 | 0 | 0 | 0 | 0 | 0 | 0 | 0 | 0 | 0 | 0 | 0 | 0 | 0 | 0 | 0 | 0 | 0 | 0 | 0 | 0 | 0 | 0 | 0 | 0 | 0 | 0 | 0 | 0 | 0 | 0 | 0 | 0 | 0 | 0 | 0 | 0 | 0 | 0.21607 | 0.43124 | 0.64554 | 0.85896 | 1.0715 | 1.2832 | 1.494 | 1.7039 | 1.913 | 2.1212 | 2.1212 | 2.1212 | 2.1212 | 2.1212 | 2.1212 | 2.1212 | 2.1212 | 2.1212 | 2.1212 | 2.1212 | 2.1212 | 2.1212 | 2.1212 | 2.1212 | 840.5526 | 837.1063 | 833.6742 | 830.2561 | 826.8521 | 823.462 | 820.0858 | 816.7234 | 813.3749 | 810.04 | 0 | 0 | 0 | 0 | 0 | 0 | 0 | 0 | 0 | 0 | 0 | 0 | 0 | 0 | 8252.1274 | 0 | 0 | 0 | 0 | 0 | 0 | 0 | 0 | 0 | 0 | 0 | 0 | 0 | 0 | 0 | 0 | 0 | 0 | 0 | 0 | 0.01557% | 0.23862 | 0.47626 | 0.71292 | 0.94862 | 1.1833 | 1.4171 | 1.6499 | 1.8818 | 2.1127 | 2.3426 | 2.3426 | 2.3426 | 2.3426 | 2.3426 | 2.3426 | 2.3426 | 2.3426 | 2.3426 | 2.3426 | 2.3426 | 2.3426 | 2.3426 | 2.3426 | 2.3426
| ComDCV-7P_V5 | M-IO Retro | Savings, cost, and EUL from 7th Plan workbook Com-DCV-7P_V5 | 2020 | Retro | 2022 | 2045 | PSE | Commercial | Residential Care | Electric | Per Commercial Building 1000 Square Feet for Demand Control Ventilation - DCV Only |  |  | Demand Control Ventilation-Retro-Residential Care |  | 130.1762 | 15 | 81.0989 | 0 |  | 0 | 0 | 0 | 0 | 0 | 0 | 0 | 0 |  | 0 | 0 | 0 | Ventilation | Ventilation | Demand Control Ventilation | Demand Controlled Ventilation DCV Only | CommVENT | 0.0141% | 82.63% | 82.63% | 89.2138 | 0.001 | 16.13% | 6.667% | 85% | 6.8% | 0.2% | 85.5998 | 2.702 | 8.8302 | 104.0988 | 0 | 0 | 0 | 108.7864 | 4.6876 |  | 0.071588 | 0 | 0.071588 | 05. $0.070 to $0.077 | 1 | 0 | 01. ($9,999.00) to $0.22 | 1 | 219.7823 | 218.8812 | 217.9838 | 217.09 | 216.2 | 215.3135 | 214.4308 | 213.5516 | 212.676 | 211.8041 | 0 | 0 | 0 | 0 | 0 | 0 | 0 | 0 | 0 | 0 | 0 | 0 | 0 | 0 | 28610.4283 | 28493.1255 | 28376.3037 | 28259.9609 | 28144.095 | 28028.7043 | 27913.7866 | 27799.34 | 27685.3627 | 27571.8528 | 0 | 0 | 0 | 0 | 0 | 0 | 0 | 0 | 0 | 0 | 0 | 0 | 0 | 0 | 280882.9599 | 28610.4283 | 57103.5538 | 85479.8576 | 113739.8184 | 141883.9135 | 169912.6177 | 197826.4043 | 225625.7444 | 253311.1071 | 280882.9599 | 280882.9599 | 280882.9599 | 280882.9599 | 280882.9599 | 280882.9599 | 280882.9599 | 280882.9599 | 280882.9599 | 280882.9599 | 280882.9599 | 280882.9599 | 280882.9599 | 280882.9599 | 280882.9599 | 0 | 0 | 0 | 0 | 0 | 0 | 0 | 0 | 0 | 0 | 0 | 0 | 0 | 0 | 0 | 0 | 0 | 0 | 0 | 0 | 0 | 0 | 0 | 0 | 0 | 0 | 0 | 0 | 0 | 0 | 0 | 0 | 0 | 0 | 0 | 0 | 0 | 0 | 0 | 0 | 0 | 0 | 0 | 0 | 0 | 0 | 0 | 0 | 0 | 0 | 0 | 0 | 0 | 0 | 0 | 0 | 0 | 0 | 0 | 0 | 0 | 4.0342 | 8.0519 | 12.0531 | 16.0379 | 20.0063 | 23.9585 | 27.8945 | 31.8143 | 35.7181 | 39.6059 | 39.6059 | 39.6059 | 39.6059 | 39.6059 | 39.6059 | 39.6059 | 39.6059 | 39.6059 | 39.6059 | 39.6059 | 39.6059 | 39.6059 | 39.6059 | 39.6059 | 23909.3261 | 23811.2978 | 23713.6715 | 23616.4454 | 23519.618 | 23423.1876 | 23327.1525 | 23231.5112 | 23136.262 | 23041.4033 | 0 | 0 | 0 | 0 | 0 | 0 | 0 | 0 | 0 | 0 | 0 | 0 | 0 | 0 | 234729.8755 | 0 | 0 | 0 | 0 | 0 | 0 | 0 | 0 | 0 | 0 | 0 | 0 | 0 | 0 | 0 | 0 | 0 | 0 | 0 | 0 | 0.01557% | 4.4553 | 8.8923 | 13.3112 | 17.7119 | 22.0946 | 26.4593 | 30.8061 | 35.1351 | 39.4463 | 43.7399 | 43.7399 | 43.7399 | 43.7399 | 43.7399 | 43.7399 | 43.7399 | 43.7399 | 43.7399 | 43.7399 | 43.7399 | 43.7399 | 43.7399 | 43.7399 | 43.7399
| ComDCV-7P_V5 | M-IO Retro | Savings, cost, and EUL from 7th Plan workbook Com-DCV-7P_V5 | 2020 | Retro | 2022 | 2045 | PSE | Commercial | Assembly | Electric | Per Commercial Building 1000 Square Feet for Demand Control Ventilation - DCV Only |  |  | Demand Control Ventilation-Retro-Assembly |  | 223.4553 | 15 | 120.3476 | 0 |  | 0 | 0 | 0 | 0 | 0 | 0 | 0 | 0 |  | 0 | 0 | 0 | Ventilation | Ventilation | Demand Control Ventilation | Demand Controlled Ventilation DCV Only | CommVENT | 0.0141% | 82.63% | 82.63% | 13.6313 | 0.001 | 23.54% | 6.667% | 85% | 6.8% | 0.2% | 146.9372 | 4.6381 | 15.1575 | 154.4787 | 0 | 0 | 0 | 158.7526 | 4.2739 |  | 0.060859 | 0 | 0.060859 | 03. $0.055 to $0.062 | 1 | 0 | 01. ($9,999.00) to $0.22 | 1 | 613.2487 | 610.4973 | 607.7582 | 605.0313 | 602.3168 | 599.6144 | 596.9241 | 594.2459 | 591.5797 | 588.9255 | 0 | 0 | 0 | 0 | 0 | 0 | 0 | 0 | 0 | 0 | 0 | 0 | 0 | 0 | 137033.6609 | 136418.8365 | 135806.7707 | 135197.451 | 134590.8651 | 133987.0007 | 133385.8457 | 132787.3879 | 132191.6151 | 131598.5154 | 0 | 0 | 0 | 0 | 0 | 0 | 0 | 0 | 0 | 0 | 0 | 0 | 0 | 0 | 1342997.9488 | 137033.6609 | 273452.4974 | 409259.268 | 544456.719 | 679047.584 | 813034.5847 | 946420.4304 | 1079207.8183 | 1211399.4334 | 1342997.9488 | 1342997.9488 | 1342997.9488 | 1342997.9488 | 1342997.9488 | 1342997.9488 | 1342997.9488 | 1342997.9488 | 1342997.9488 | 1342997.9488 | 1342997.9488 | 1342997.9488 | 1342997.9488 | 1342997.9488 | 1342997.9488 | 0 | 0 | 0 | 0 | 0 | 0 | 0 | 0 | 0 | 0 | 0 | 0 | 0 | 0 | 0 | 0 | 0 | 0 | 0 | 0 | 0 | 0 | 0 | 0 | 0 | 0 | 0 | 0 | 0 | 0 | 0 | 0 | 0 | 0 | 0 | 0 | 0 | 0 | 0 | 0 | 0 | 0 | 0 | 0 | 0 | 0 | 0 | 0 | 0 | 0 | 0 | 0 | 0 | 0 | 0 | 0 | 0 | 0 | 0 | 0 | 0 | 19.3224 | 38.5581 | 57.7076 | 76.7711 | 95.749 | 114.6419 | 133.4499 | 152.1736 | 170.8133 | 189.3693 | 189.3693 | 189.3693 | 189.3693 | 189.3693 | 189.3693 | 189.3693 | 189.3693 | 189.3693 | 189.3693 | 189.3693 | 189.3693 | 189.3693 | 189.3693 | 189.3693 | 97354.8015 | 96918.003 | 96483.1642 | 96050.2764 | 95619.3308 | 95190.3188 | 94763.2315 | 94338.0605 | 93914.7971 | 93493.4327 | 0 | 0 | 0 | 0 | 0 | 0 | 0 | 0 | 0 | 0 | 0 | 0 | 0 | 0 | 954125.4166 | 0 | 0 | 0 | 0 | 0 | 0 | 0 | 0 | 0 | 0 | 0 | 0 | 0 | 0 | 0 | 0 | 0 | 0 | 0 | 0 | 0.01557% | 21.3393 | 42.5828 | 63.731 | 84.7843 | 105.7432 | 126.608 | 147.3792 | 168.0572 | 188.6425 | 209.1354 | 209.1354 | 209.1354 | 209.1354 | 209.1354 | 209.1354 | 209.1354 | 209.1354 | 209.1354 | 209.1354 | 209.1354 | 209.1354 | 209.1354 | 209.1354 | 209.1354
| ComDCV-7P_V5 | M-IO Retro | Savings, cost, and EUL from 7th Plan workbook Com-DCV-7P_V5 | 2020 | Retro | 2022 | 2045 | PSE | Commercial | Other | Electric | Per Commercial Building 1000 Square Feet for Demand Control Ventilation - DCV Only |  |  | Demand Control Ventilation-Retro-Other |  | 120.2427 | 15 | 57.5312 | 0 |  | 0 | 0 | 0 | 0 | 0 | 0 | 0 | 0 |  | 0 | 0 | 0 | Ventilation | Ventilation | Demand Control Ventilation | Demand Controlled Ventilation DCV Only | CommVENT | 0.0141% | 82.63% | 82.63% | 22.4146 | 0.001 | 17.34% | 6.667% | 85% | 6.8% | 0.2% | 79.0678 | 2.4958 | 8.1564 | 73.8473 | 0 | 0 | 0 | 74.7014 | 0.85408 |  | 0.053219 | 0 | 0.053219 | 02. $0.028 to $0.055 | 1 | 0 | 01. ($9,999.00) to $0.22 | 1 | 1271.8716 | 1260.4247 | 1249.0809 | 1237.8392 | 1226.6986 | 1215.6583 | 1204.7174 | 1193.875 | 1183.1301 | 1172.4819 | 0 | 0 | 0 | 0 | 0 | 0 | 0 | 0 | 0 | 0 | 0 | 0 | 0 | 0 | 152933.2705 | 151556.8711 | 150192.8592 | 148841.1235 | 147501.5534 | 146174.0394 | 144858.473 | 143554.7468 | 142262.7541 | 140982.3893 | 0 | 0 | 0 | 0 | 0 | 0 | 0 | 0 | 0 | 0 | 0 | 0 | 0 | 0 | 1468858.0803 | 152933.2705 | 304490.1416 | 454683.0008 | 603524.1243 | 751025.6777 | 897199.7171 | 1042058.1901 | 1185612.9369 | 1327875.691 | 1468858.0803 | 1468858.0803 | 1468858.0803 | 1468858.0803 | 1468858.0803 | 1468858.0803 | 1468858.0803 | 1468858.0803 | 1468858.0803 | 1468858.0803 | 1468858.0803 | 1468858.0803 | 1468858.0803 | 1468858.0803 | 1468858.0803 | 0 | 0 | 0 | 0 | 0 | 0 | 0 | 0 | 0 | 0 | 0 | 0 | 0 | 0 | 0 | 0 | 0 | 0 | 0 | 0 | 0 | 0 | 0 | 0 | 0 | 0 | 0 | 0 | 0 | 0 | 0 | 0 | 0 | 0 | 0 | 0 | 0 | 0 | 0 | 0 | 0 | 0 | 0 | 0 | 0 | 0 | 0 | 0 | 0 | 0 | 0 | 0 | 0 | 0 | 0 | 0 | 0 | 0 | 0 | 0 | 0 | 21.5643 | 42.9346 | 64.1125 | 85.0999 | 105.8983 | 126.5096 | 146.9353 | 167.1772 | 187.237 | 207.1162 | 207.1162 | 207.1162 | 207.1162 | 207.1162 | 207.1162 | 207.1162 | 207.1162 | 207.1162 | 207.1162 | 207.1162 | 207.1162 | 207.1162 | 207.1162 | 207.1162 | 95010.5636 | 94155.4685 | 93308.0693 | 92468.2967 | 91636.082 | 90811.3573 | 89994.055 | 89184.1085 | 88381.4516 | 87586.0185 | 0 | 0 | 0 | 0 | 0 | 0 | 0 | 0 | 0 | 0 | 0 | 0 | 0 | 0 | 912535.471 | 0 | 0 | 0 | 0 | 0 | 0 | 0 | 0 | 0 | 0 | 0 | 0 | 0 | 0 | 0 | 0 | 0 | 0 | 0 | 0 | 0.01557% | 23.8152 | 47.4161 | 70.8045 | 93.9825 | 116.9518 | 139.7144 | 162.2722 | 184.6269 | 206.7805 | 228.7347 | 228.7347 | 228.7347 | 228.7347 | 228.7347 | 228.7347 | 228.7347 | 228.7347 | 228.7347 | 228.7347 | 228.7347 | 228.7347 | 228.7347 | 228.7347 | 228.7347
| ComDCV-7P_V5 | M-IO Retro | Savings, cost, and EUL from 7th Plan workbook Com-DCV-7P_V5 | 2020 | Retro | 2022 | 2041 | PSE | Commercial | Large Off | Gas | Per Commercial Building 1000 Square Feet for Demand Control Ventilation - DCV Only |  |  | Demand Control Ventilation-Retro-Large Off |  | 1.3297 | 15 | 66.5066 | 0 |  | 0 | 0 | 0 | 0 | 0 | 0 | 0 | 0.02132 |  | 0 | 0 | 0 | Ventilation | Ventilation | Demand Control Ventilation | Demand Controlled Ventilation DCV Only | CommVENT | 0.0141% | 85.02% | 85.02% | 229.8817 | 0.001 | 5.163% | 6.667% | 85% | 6.8% | 0.2% | 0.22622 | 0.0042106 | 0.023043 | 0 | 78.3392 | 0 | 0.87437 | 13.2741 | 82.2044 |  | 0.85517 | 358.3167 | 0.85517 | 13. $0.225 to $99,999.000 | 0 | 358.3167 | 12. $1.50 to $999.00 | 0 | 0 | 0 | 0 | 0 | 0 | 0 | 0 | 0 | 0 | 0 | 0 | 0 | 0 | 0 | 0 | 0 | 0 | 0 | 0 | 0 | 0 | 0 | 0 | 0 | 0 | 0 | 0 | 0 | 0 | 0 | 0 | 0 | 0 | 0 | 0 | 0 | 0 | 0 | 0 | 0 | 0 | 0 | 0 | 0 | 0 | 0 | 0 | 0 | 0 | 0 | 0 | 0 | 0 | 0 | 0 | 0 | 0 | 0 | 0 | 0 | 0 | 0 | 0 | 0 | 0 | 0 | 0 | 0 | 0 | 0 | 0 | 0 | 0 | 459.1833 | 457.8057 | 456.4323 | 455.063 | 453.6978 | 452.3367 | 450.9797 | 449.6268 | 448.2779 | 446.9331 | 0 | 0 | 0 | 0 | 0 | 0 | 0 | 0 | 0 | 0 | 9.7898 | 9.7604 | 9.7311 | 9.7019 | 9.6728 | 9.6438 | 9.6149 | 9.586 | 9.5573 | 9.5286 | 0 | 0 | 0 | 0 | 0 | 0 | 0 | 0 | 0 | 0 | 96.5868 | 9.7898 | 19.5502 | 29.2813 | 38.9833 | 48.6561 | 58.2999 | 67.9148 | 77.5009 | 87.0582 | 96.5868 | 96.5868 | 96.5868 | 96.5868 | 96.5868 | 96.5868 | 96.5868 | 96.5868 | 96.5868 | 96.5868 | 96.5868 | 0 | 0 | 0 | 0 | 0 | 0 | 0 | 0 | 0 | 0 | 0 | 0 | 0 | 0 | 0 | 0 | 0 | 0 | 0 | 0 | 0 | 0 | 0 | 0 | 0 | 0 | 0 | 0 | 0 | 0 | 0 | 0 | 0 | 0 | 0 | 0 | 0 | 0 | 0 | 0 | 0 | 0 | 0 | 0 | 0 | 0 | 0 | 0 | 0 | 37746.8963 | 37633.6556 | 37520.7546 | 37408.1923 | 37295.9678 | 37184.0799 | 37072.5276 | 36961.31 | 36850.4261 | 36739.8748 | 0 | 0 | 0 | 0 | 0 | 0 | 0 | 0 | 0 | 0 | 0.01557% | 0 | 0 | 0 | 0 | 0 | 0 | 0 | 0 | 0 | 0 | 0 | 0 | 0 | 0 | 0 | 0 | 0 | 0 | 0 | 0 | 0 | 0 | 0 | 0
| ComDCV-7P_V5 | M-IO Retro | Savings, cost, and EUL from 7th Plan workbook Com-DCV-7P_V5 | 2020 | Retro | 2022 | 2041 | PSE | Commercial | Medium Off | Gas | Per Commercial Building 1000 Square Feet for Demand Control Ventilation - DCV Only |  |  | Demand Control Ventilation-Retro-Medium Off |  | 1.3297 | 15 | 66.5066 | 0 |  | 0 | 0 | 0 | 0 | 0 | 0 | 0 | 0.02132 |  | 0 | 0 | 0 | Ventilation | Ventilation | Demand Control Ventilation | Demand Controlled Ventilation DCV Only | CommVENT | 0.0141% | 85.02% | 85.02% | 41.7593 | 0.001 | 31.1% | 6.667% | 85% | 6.8% | 0.2% | 0.22622 | 0.0042106 | 0.023043 | 0 | 78.3392 | 0 | 0.87437 | 13.2741 | 82.2044 |  | 0.85517 | 358.3167 | 0.85517 | 13. $0.225 to $99,999.000 | 0 | 358.3167 | 12. $1.50 to $999.00 | 0 | 0 | 0 | 0 | 0 | 0 | 0 | 0 | 0 | 0 | 0 | 0 | 0 | 0 | 0 | 0 | 0 | 0 | 0 | 0 | 0 | 0 | 0 | 0 | 0 | 0 | 0 | 0 | 0 | 0 | 0 | 0 | 0 | 0 | 0 | 0 | 0 | 0 | 0 | 0 | 0 | 0 | 0 | 0 | 0 | 0 | 0 | 0 | 0 | 0 | 0 | 0 | 0 | 0 | 0 | 0 | 0 | 0 | 0 | 0 | 0 | 0 | 0 | 0 | 0 | 0 | 0 | 0 | 0 | 0 | 0 | 0 | 0 | 0 | 1476.0497 | 1471.6215 | 1467.2066 | 1462.805 | 1458.4166 | 1454.0414 | 1449.6792 | 1445.3302 | 1440.9942 | 1436.6712 | 0 | 0 | 0 | 0 | 0 | 0 | 0 | 0 | 0 | 0 | 31.4694 | 31.375 | 31.2808 | 31.187 | 31.0934 | 31.0002 | 30.9072 | 30.8144 | 30.722 | 30.6298 | 0 | 0 | 0 | 0 | 0 | 0 | 0 | 0 | 0 | 0 | 310.4792 | 31.4694 | 62.8443 | 94.1252 | 125.3122 | 156.4056 | 187.4058 | 218.313 | 249.1274 | 279.8494 | 310.4792 | 310.4792 | 310.4792 | 310.4792 | 310.4792 | 310.4792 | 310.4792 | 310.4792 | 310.4792 | 310.4792 | 310.4792 | 0 | 0 | 0 | 0 | 0 | 0 | 0 | 0 | 0 | 0 | 0 | 0 | 0 | 0 | 0 | 0 | 0 | 0 | 0 | 0 | 0 | 0 | 0 | 0 | 0 | 0 | 0 | 0 | 0 | 0 | 0 | 0 | 0 | 0 | 0 | 0 | 0 | 0 | 0 | 0 | 0 | 0 | 0 | 0 | 0 | 0 | 0 | 0 | 0 | 121337.8108 | 120973.7974 | 120610.876 | 120249.0433 | 119888.2962 | 119528.6313 | 119170.0454 | 118812.5353 | 118456.0977 | 118100.7294 | 0 | 0 | 0 | 0 | 0 | 0 | 0 | 0 | 0 | 0 | 0.01557% | 0 | 0 | 0 | 0 | 0 | 0 | 0 | 0 | 0 | 0 | 0 | 0 | 0 | 0 | 0 | 0 | 0 | 0 | 0 | 0 | 0 | 0 | 0 | 0
| ComDCV-7P_V5 | M-IO Retro | Savings, cost, and EUL from 7th Plan workbook Com-DCV-7P_V5 | 2020 | Retro | 2022 | 2041 | PSE | Commercial | Small Off | Gas | Per Commercial Building 1000 Square Feet for Demand Control Ventilation - DCV Only |  |  | Demand Control Ventilation-Retro-Small Off |  | 1.3297 | 15 | 66.5066 | 0 |  | 0 | 0 | 0 | 0 | 0 | 0 | 0 | 0.02132 |  | 0 | 0 | 0 | Ventilation | Ventilation | Demand Control Ventilation | Demand Controlled Ventilation DCV Only | CommVENT | 0.0141% | 85.02% | 85.02% | 4.7978 | 0.001 | 35.88% | 6.667% | 85% | 6.8% | 0.2% | 0.22622 | 0.0042106 | 0.023043 | 0 | 78.3392 | 0 | 0.87437 | 13.2741 | 82.2044 |  | 0.85517 | 358.3167 | 0.85517 | 13. $0.225 to $99,999.000 | 0 | 358.3167 | 12. $1.50 to $999.00 | 0 | 0 | 0 | 0 | 0 | 0 | 0 | 0 | 0 | 0 | 0 | 0 | 0 | 0 | 0 | 0 | 0 | 0 | 0 | 0 | 0 | 0 | 0 | 0 | 0 | 0 | 0 | 0 | 0 | 0 | 0 | 0 | 0 | 0 | 0 | 0 | 0 | 0 | 0 | 0 | 0 | 0 | 0 | 0 | 0 | 0 | 0 | 0 | 0 | 0 | 0 | 0 | 0 | 0 | 0 | 0 | 0 | 0 | 0 | 0 | 0 | 0 | 0 | 0 | 0 | 0 | 0 | 0 | 0 | 0 | 0 | 0 | 0 | 0 | 1178.5691 | 1175.0334 | 1171.5083 | 1167.9938 | 1164.4898 | 1160.9963 | 1157.5133 | 1154.0408 | 1150.5787 | 1147.1269 | 0 | 0 | 0 | 0 | 0 | 0 | 0 | 0 | 0 | 0 | 25.1271 | 25.0517 | 24.9766 | 24.9016 | 24.8269 | 24.7524 | 24.6782 | 24.6041 | 24.5303 | 24.4567 | 0 | 0 | 0 | 0 | 0 | 0 | 0 | 0 | 0 | 0 | 247.9058 | 25.1271 | 50.1788 | 75.1554 | 100.057 | 124.8839 | 149.6364 | 174.3145 | 198.9187 | 223.449 | 247.9058 | 247.9058 | 247.9058 | 247.9058 | 247.9058 | 247.9058 | 247.9058 | 247.9058 | 247.9058 | 247.9058 | 247.9058 | 0 | 0 | 0 | 0 | 0 | 0 | 0 | 0 | 0 | 0 | 0 | 0 | 0 | 0 | 0 | 0 | 0 | 0 | 0 | 0 | 0 | 0 | 0 | 0 | 0 | 0 | 0 | 0 | 0 | 0 | 0 | 0 | 0 | 0 | 0 | 0 | 0 | 0 | 0 | 0 | 0 | 0 | 0 | 0 | 0 | 0 | 0 | 0 | 0 | 96883.5936 | 96592.9428 | 96303.164 | 96014.2545 | 95726.2117 | 95439.0331 | 95152.716 | 94867.2579 | 94582.6561 | 94298.9081 | 0 | 0 | 0 | 0 | 0 | 0 | 0 | 0 | 0 | 0 | 0.01557% | 0 | 0 | 0 | 0 | 0 | 0 | 0 | 0 | 0 | 0 | 0 | 0 | 0 | 0 | 0 | 0 | 0 | 0 | 0 | 0 | 0 | 0 | 0 | 0
| ComDCV-7P_V5 | M-IO Retro | Savings, cost, and EUL from 7th Plan workbook Com-DCV-7P_V5 | 2020 | Retro | 2022 | 2041 | PSE | Commercial | Xlarge Ret | Gas | Per Commercial Building 1000 Square Feet for Demand Control Ventilation - DCV Only |  |  | Demand Control Ventilation-Retro-Xlarge Ret |  | 0.6013 | 15 | 4.6263 | 0 |  | 0 | 0 | 0 | 0 | 0 | 0 | 0 | 0.0859 |  | 0 | 0 | 0 | Ventilation | Ventilation | Demand Control Ventilation | Demand Controlled Ventilation DCV Only | CommVENT | 0.0141% | 87.9% | 87.9% | 280.3513 | 0.001 | 32.47% | 6.667% | 85% | 6.8% | 0.2% | 0.91145 | 0.016965 | 0.092842 | 0 | 5.4494 | 0 | 0.3954 | 0.81545 | 2.01 |  | 0.11617 | 2.1746 | 0.11617 | 08. $0.115 to $0.130 | 1 | 2.1746 | 12. $1.50 to $999.00 | 0 | 0 | 0 | 0 | 0 | 0 | 0 | 0 | 0 | 0 | 0 | 0 | 0 | 0 | 0 | 0 | 0 | 0 | 0 | 0 | 0 | 0 | 0 | 0 | 0 | 0 | 0 | 0 | 0 | 0 | 0 | 0 | 0 | 0 | 0 | 0 | 0 | 0 | 0 | 0 | 0 | 0 | 0 | 0 | 0 | 0 | 0 | 0 | 0 | 0 | 0 | 0 | 0 | 0 | 0 | 0 | 0 | 0 | 0 | 0 | 0 | 0 | 0 | 0 | 0 | 0 | 0 | 0 | 0 | 0 | 0 | 0 | 0 | 0 | 688.1329 | 684.9674 | 681.8166 | 678.6802 | 675.5583 | 672.4507 | 669.3575 | 666.2784 | 663.2135 | 660.1628 | 0 | 0 | 0 | 0 | 0 | 0 | 0 | 0 | 0 | 0 | 59.1106 | 58.8387 | 58.568 | 58.2986 | 58.0305 | 57.7635 | 57.4978 | 57.2333 | 56.97 | 56.708 | 0 | 0 | 0 | 0 | 0 | 0 | 0 | 0 | 0 | 0 | 579.0191 | 59.1106 | 117.9493 | 176.5174 | 234.816 | 292.8465 | 350.61 | 408.1078 | 465.3411 | 522.3111 | 579.0191 | 579.0191 | 579.0191 | 579.0191 | 579.0191 | 579.0191 | 579.0191 | 579.0191 | 579.0191 | 579.0191 | 579.0191 | 0 | 0 | 0 | 0 | 0 | 0 | 0 | 0 | 0 | 0 | 0 | 0 | 0 | 0 | 0 | 0 | 0 | 0 | 0 | 0 | 0 | 0 | 0 | 0 | 0 | 0 | 0 | 0 | 0 | 0 | 0 | 0 | 0 | 0 | 0 | 0 | 0 | 0 | 0 | 0 | 0 | 0 | 0 | 0 | 0 | 0 | 0 | 0 | 0 | 1383.1766 | 1376.814 | 1370.4806 | 1364.1764 | 1357.9012 | 1351.6549 | 1345.4372 | 1339.2482 | 1333.0877 | 1326.9555 | 0 | 0 | 0 | 0 | 0 | 0 | 0 | 0 | 0 | 0 | 0.01557% | 0 | 0 | 0 | 0 | 0 | 0 | 0 | 0 | 0 | 0 | 0 | 0 | 0 | 0 | 0 | 0 | 0 | 0 | 0 | 0 | 0 | 0 | 0 | 0
| ComDCV-7P_V5 | M-IO Retro | Savings, cost, and EUL from 7th Plan workbook Com-DCV-7P_V5 | 2020 | Retro | 2022 | 2041 | PSE | Commercial | Large Ret | Gas | Per Commercial Building 1000 Square Feet for Demand Control Ventilation - DCV Only |  |  | Demand Control Ventilation-Retro-Large Ret |  | 0.80174 | 15 | 6.1684 | 0 |  | 0 | 0 | 0 | 0 | 0 | 0 | 0 | 0.0859 |  | 0 | 0 | 0 | Ventilation | Ventilation | Demand Control Ventilation | Demand Controlled Ventilation DCV Only | CommVENT | 0.0141% | 87.9% | 87.9% | 94.4255 | 0.001 | 18.77% | 6.667% | 85% | 6.8% | 0.2% | 0.91145 | 0.016965 | 0.092842 | 0 | 7.2658 | 0 | 0.5272 | 1.1239 | 2.7167 |  | 0.12008 | 2.939 | 0.12008 | 08. $0.115 to $0.130 | 1 | 2.939 | 12. $1.50 to $999.00 | 0 | 0 | 0 | 0 | 0 | 0 | 0 | 0 | 0 | 0 | 0 | 0 | 0 | 0 | 0 | 0 | 0 | 0 | 0 | 0 | 0 | 0 | 0 | 0 | 0 | 0 | 0 | 0 | 0 | 0 | 0 | 0 | 0 | 0 | 0 | 0 | 0 | 0 | 0 | 0 | 0 | 0 | 0 | 0 | 0 | 0 | 0 | 0 | 0 | 0 | 0 | 0 | 0 | 0 | 0 | 0 | 0 | 0 | 0 | 0 | 0 | 0 | 0 | 0 | 0 | 0 | 0 | 0 | 0 | 0 | 0 | 0 | 0 | 0 | 485.1448 | 482.9131 | 480.6917 | 478.4805 | 476.2795 | 474.0886 | 471.9078 | 469.737 | 467.5763 | 465.4254 | 0 | 0 | 0 | 0 | 0 | 0 | 0 | 0 | 0 | 0 | 41.6739 | 41.4822 | 41.2914 | 41.1015 | 40.9124 | 40.7242 | 40.5369 | 40.3504 | 40.1648 | 39.98 | 0 | 0 | 0 | 0 | 0 | 0 | 0 | 0 | 0 | 0 | 408.2178 | 41.6739 | 83.1562 | 124.4476 | 165.5491 | 206.4615 | 247.1857 | 287.7226 | 328.073 | 368.2378 | 408.2178 | 408.2178 | 408.2178 | 408.2178 | 408.2178 | 408.2178 | 408.2178 | 408.2178 | 408.2178 | 408.2178 | 408.2178 | 0 | 0 | 0 | 0 | 0 | 0 | 0 | 0 | 0 | 0 | 0 | 0 | 0 | 0 | 0 | 0 | 0 | 0 | 0 | 0 | 0 | 0 | 0 | 0 | 0 | 0 | 0 | 0 | 0 | 0 | 0 | 0 | 0 | 0 | 0 | 0 | 0 | 0 | 0 | 0 | 0 | 0 | 0 | 0 | 0 | 0 | 0 | 0 | 0 | 1317.9731 | 1311.9105 | 1305.8757 | 1299.8686 | 1293.8892 | 1287.9374 | 1282.0128 | 1276.1156 | 1270.2454 | 1264.4023 | 0 | 0 | 0 | 0 | 0 | 0 | 0 | 0 | 0 | 0 | 0.01557% | 0 | 0 | 0 | 0 | 0 | 0 | 0 | 0 | 0 | 0 | 0 | 0 | 0 | 0 | 0 | 0 | 0 | 0 | 0 | 0 | 0 | 0 | 0 | 0
| ComDCV-7P_V5 | M-IO Retro | Savings, cost, and EUL from 7th Plan workbook Com-DCV-7P_V5 | 2020 | Retro | 2022 | 2041 | PSE | Commercial | Medium Ret | Gas | Per Commercial Building 1000 Square Feet for Demand Control Ventilation - DCV Only |  |  | Demand Control Ventilation-Retro-Medium Ret |  | 0.65784 | 15 | 10.7947 | 0 |  | 0 | 0 | 0 | 0 | 0 | 0 | 0 | 0.05263 |  | 0 | 0 | 0 | Ventilation | Ventilation | Demand Control Ventilation | Demand Controlled Ventilation DCV Only | CommVENT | 0.0141% | 87.9% | 87.9% | 13.3332 | 0.001 | 25.93% | 6.667% | 85% | 6.8% | 0.2% | 0.55844 | 0.010394 | 0.056883 | 0 | 12.7152 | 0 | 0.43257 | 2.0917 | 10.152 |  | 0.27238 | 17.9258 | 0.27238 | 13. $0.225 to $99,999.000 | 0 | 17.9258 | 12. $1.50 to $999.00 | 0 | 0 | 0 | 0 | 0 | 0 | 0 | 0 | 0 | 0 | 0 | 0 | 0 | 0 | 0 | 0 | 0 | 0 | 0 | 0 | 0 | 0 | 0 | 0 | 0 | 0 | 0 | 0 | 0 | 0 | 0 | 0 | 0 | 0 | 0 | 0 | 0 | 0 | 0 | 0 | 0 | 0 | 0 | 0 | 0 | 0 | 0 | 0 | 0 | 0 | 0 | 0 | 0 | 0 | 0 | 0 | 0 | 0 | 0 | 0 | 0 | 0 | 0 | 0 | 0 | 0 | 0 | 0 | 0 | 0 | 0 | 0 | 0 | 0 | 993.228 | 988.6591 | 984.1113 | 979.5844 | 975.0783 | 970.593 | 966.1282 | 961.684 | 957.2603 | 952.8569 | 0 | 0 | 0 | 0 | 0 | 0 | 0 | 0 | 0 | 0 | 52.2736 | 52.0331 | 51.7938 | 51.5555 | 51.3184 | 51.0823 | 50.8473 | 50.6134 | 50.3806 | 50.1489 | 0 | 0 | 0 | 0 | 0 | 0 | 0 | 0 | 0 | 0 | 512.0469 | 52.2736 | 104.3067 | 156.1005 | 207.656 | 258.9744 | 310.0567 | 360.904 | 411.5175 | 461.8981 | 512.0469 | 512.0469 | 512.0469 | 512.0469 | 512.0469 | 512.0469 | 512.0469 | 512.0469 | 512.0469 | 512.0469 | 512.0469 | 0 | 0 | 0 | 0 | 0 | 0 | 0 | 0 | 0 | 0 | 0 | 0 | 0 | 0 | 0 | 0 | 0 | 0 | 0 | 0 | 0 | 0 | 0 | 0 | 0 | 0 | 0 | 0 | 0 | 0 | 0 | 0 | 0 | 0 | 0 | 0 | 0 | 0 | 0 | 0 | 0 | 0 | 0 | 0 | 0 | 0 | 0 | 0 | 0 | 10083.2872 | 10036.9041 | 9990.7343 | 9944.7769 | 9899.031 | 9853.4954 | 9808.1693 | 9763.0518 | 9718.1417 | 9673.4383 | 0 | 0 | 0 | 0 | 0 | 0 | 0 | 0 | 0 | 0 | 0.01557% | 0 | 0 | 0 | 0 | 0 | 0 | 0 | 0 | 0 | 0 | 0 | 0 | 0 | 0 | 0 | 0 | 0 | 0 | 0 | 0 | 0 | 0 | 0 | 0
| ComDCV-7P_V5 | M-IO Retro | Savings, cost, and EUL from 7th Plan workbook Com-DCV-7P_V5 | 2020 | Retro | 2022 | 2041 | PSE | Commercial | Small Ret | Gas | Per Commercial Building 1000 Square Feet for Demand Control Ventilation - DCV Only |  |  | Demand Control Ventilation-Retro-Small Ret |  | 0.65784 | 15 | 10.7947 | 0 |  | 0 | 0 | 0 | 0 | 0 | 0 | 0 | 0.05263 |  | 0 | 0 | 0 | Ventilation | Ventilation | Demand Control Ventilation | Demand Controlled Ventilation DCV Only | CommVENT | 0.0141% | 87.9% | 87.9% | 2.1703 | 0.001 | 21.12% | 6.667% | 85% | 6.8% | 0.2% | 0.55844 | 0.010394 | 0.056883 | 0 | 12.7152 | 0 | 0.43257 | 2.0917 | 10.152 |  | 0.27238 | 17.9258 | 0.27238 | 13. $0.225 to $99,999.000 | 0 | 17.9258 | 12. $1.50 to $999.00 | 0 | 0 | 0 | 0 | 0 | 0 | 0 | 0 | 0 | 0 | 0 | 0 | 0 | 0 | 0 | 0 | 0 | 0 | 0 | 0 | 0 | 0 | 0 | 0 | 0 | 0 | 0 | 0 | 0 | 0 | 0 | 0 | 0 | 0 | 0 | 0 | 0 | 0 | 0 | 0 | 0 | 0 | 0 | 0 | 0 | 0 | 0 | 0 | 0 | 0 | 0 | 0 | 0 | 0 | 0 | 0 | 0 | 0 | 0 | 0 | 0 | 0 | 0 | 0 | 0 | 0 | 0 | 0 | 0 | 0 | 0 | 0 | 0 | 0 | 165.3563 | 164.5957 | 163.8385 | 163.0849 | 162.3347 | 161.5879 | 160.8446 | 160.1047 | 159.3683 | 158.6352 | 0 | 0 | 0 | 0 | 0 | 0 | 0 | 0 | 0 | 0 | 8.7027 | 8.6627 | 8.6228 | 8.5832 | 8.5437 | 8.5044 | 8.4653 | 8.4263 | 8.3876 | 8.349 | 0 | 0 | 0 | 0 | 0 | 0 | 0 | 0 | 0 | 0 | 85.2475 | 8.7027 | 17.3654 | 25.9882 | 34.5714 | 43.115 | 51.6194 | 60.0847 | 68.511 | 76.8985 | 85.2475 | 85.2475 | 85.2475 | 85.2475 | 85.2475 | 85.2475 | 85.2475 | 85.2475 | 85.2475 | 85.2475 | 85.2475 | 0 | 0 | 0 | 0 | 0 | 0 | 0 | 0 | 0 | 0 | 0 | 0 | 0 | 0 | 0 | 0 | 0 | 0 | 0 | 0 | 0 | 0 | 0 | 0 | 0 | 0 | 0 | 0 | 0 | 0 | 0 | 0 | 0 | 0 | 0 | 0 | 0 | 0 | 0 | 0 | 0 | 0 | 0 | 0 | 0 | 0 | 0 | 0 | 0 | 1678.7033 | 1670.9813 | 1663.2947 | 1655.6436 | 1648.0276 | 1640.4467 | 1632.9006 | 1625.3893 | 1617.9125 | 1610.4701 | 0 | 0 | 0 | 0 | 0 | 0 | 0 | 0 | 0 | 0 | 0.01557% | 0 | 0 | 0 | 0 | 0 | 0 | 0 | 0 | 0 | 0 | 0 | 0 | 0 | 0 | 0 | 0 | 0 | 0 | 0 | 0 | 0 | 0 | 0 | 0
| ComDCV-7P_V5 | M-IO Retro | Savings, cost, and EUL from 7th Plan workbook Com-DCV-7P_V5 | 2020 | Retro | 2022 | 2041 | PSE | Commercial | School K-12 | Gas | Per Commercial Building 1000 Square Feet for Demand Control Ventilation - DCV Only |  |  | Demand Control Ventilation-Retro-School K-12 |  | 0 | 15 | 0 | 0 |  | 0 | 0 | 0 | 0 | 0 | 0 | 0 | 0 |  | 0 | 0 | 0 | Ventilation | Ventilation | Demand Control Ventilation | Demand Controlled Ventilation DCV Only | CommVENT | 0.0141% | 99.02% | 99.02% | 36.55 | 0.001 | 16.15% | 6.667% | 85% | 6.8% | 0.2% | 0 | 0 | 0 | 0 | 0 | 0 | 0 | 0 | 0 |  | 0 | 0 | 0 | 01. ($9,999.000) to $0.028 | 1 | 0 | 01. ($9,999.00) to $0.22 | 1 | 0 | 0 | 0 | 0 | 0 | 0 | 0 | 0 | 0 | 0 | 0 | 0 | 0 | 0 | 0 | 0 | 0 | 0 | 0 | 0 | 0 | 0 | 0 | 0 | 0 | 0 | 0 | 0 | 0 | 0 | 0 | 0 | 0 | 0 | 0 | 0 | 0 | 0 | 0 | 0 | 0 | 0 | 0 | 0 | 0 | 0 | 0 | 0 | 0 | 0 | 0 | 0 | 0 | 0 | 0 | 0 | 0 | 0 | 0 | 0 | 0 | 0 | 0 | 0 | 0 | 0 | 0 | 0 | 0 | 0 | 0 | 0 | 0 | 896.6481 | 894.7652 | 892.8862 | 891.0111 | 889.14 | 887.2728 | 885.4095 | 883.5501 | 881.6947 | 879.8431 | 0 | 0 | 0 | 0 | 0 | 0 | 0 | 0 | 0 | 0 | 0 | 0 | 0 | 0 | 0 | 0 | 0 | 0 | 0 | 0 | 0 | 0 | 0 | 0 | 0 | 0 | 0 | 0 | 0 | 0 | 0 | 0 | 0 | 0 | 0 | 0 | 0 | 0 | 0 | 0 | 0 | 0 | 0 | 0 | 0 | 0 | 0 | 0 | 0 | 0 | 0 | 0 | 0 | 0 | 0 | 0 | 0 | 0 | 0 | 0 | 0 | 0 | 0 | 0 | 0 | 0 | 0 | 0 | 0 | 0 | 0 | 0 | 0 | 0 | 0 | 0 | 0 | 0 | 0 | 0 | 0 | 0 | 0 | 0 | 0 | 0 | 0 | 0 | 0 | 0 | 0 | 0 | 0 | 0 | 0 | 0 | 0 | 0 | 0 | 0 | 0 | 0 | 0 | 0 | 0 | 0 | 0 | 0 | 0 | 0 | 0 | 0 | 0 | 0 | 0 | 0 | 0 | 0 | 0 | 0 | 0.01557% | 0 | 0 | 0 | 0 | 0 | 0 | 0 | 0 | 0 | 0 | 0 | 0 | 0 | 0 | 0 | 0 | 0 | 0 | 0 | 0 | 0 | 0 | 0 | 0
| ComDCV-7P_V5 | M-IO Retro | Savings, cost, and EUL from 7th Plan workbook Com-DCV-7P_V5 | 2020 | Retro | 2022 | 2041 | PSE | Commercial | University | Gas | Per Commercial Building 1000 Square Feet for Demand Control Ventilation - DCV Only |  |  | Demand Control Ventilation-Retro-University |  | 0 | 15 | 0 | 0 |  | 0 | 0 | 0 | 0 | 0 | 0 | 0 | 0 |  | 0 | 0 | 0 | Ventilation | Ventilation | Demand Control Ventilation | Demand Controlled Ventilation DCV Only | CommVENT | 0.0141% | 95.97% | 95.97% | 121.328 | 0.001 | 9.607% | 6.667% | 85% | 6.8% | 0.2% | 0 | 0 | 0 | 0 | 0 | 0 | 0 | 0 | 0 |  | 0 | 0 | 0 | 01. ($9,999.000) to $0.028 | 1 | 0 | 01. ($9,999.00) to $0.22 | 1 | 0 | 0 | 0 | 0 | 0 | 0 | 0 | 0 | 0 | 0 | 0 | 0 | 0 | 0 | 0 | 0 | 0 | 0 | 0 | 0 | 0 | 0 | 0 | 0 | 0 | 0 | 0 | 0 | 0 | 0 | 0 | 0 | 0 | 0 | 0 | 0 | 0 | 0 | 0 | 0 | 0 | 0 | 0 | 0 | 0 | 0 | 0 | 0 | 0 | 0 | 0 | 0 | 0 | 0 | 0 | 0 | 0 | 0 | 0 | 0 | 0 | 0 | 0 | 0 | 0 | 0 | 0 | 0 | 0 | 0 | 0 | 0 | 0 | 88.2664 | 88.0546 | 87.8433 | 87.6324 | 87.4221 | 87.2123 | 87.003 | 86.7942 | 86.5859 | 86.3781 | 0 | 0 | 0 | 0 | 0 | 0 | 0 | 0 | 0 | 0 | 0 | 0 | 0 | 0 | 0 | 0 | 0 | 0 | 0 | 0 | 0 | 0 | 0 | 0 | 0 | 0 | 0 | 0 | 0 | 0 | 0 | 0 | 0 | 0 | 0 | 0 | 0 | 0 | 0 | 0 | 0 | 0 | 0 | 0 | 0 | 0 | 0 | 0 | 0 | 0 | 0 | 0 | 0 | 0 | 0 | 0 | 0 | 0 | 0 | 0 | 0 | 0 | 0 | 0 | 0 | 0 | 0 | 0 | 0 | 0 | 0 | 0 | 0 | 0 | 0 | 0 | 0 | 0 | 0 | 0 | 0 | 0 | 0 | 0 | 0 | 0 | 0 | 0 | 0 | 0 | 0 | 0 | 0 | 0 | 0 | 0 | 0 | 0 | 0 | 0 | 0 | 0 | 0 | 0 | 0 | 0 | 0 | 0 | 0 | 0 | 0 | 0 | 0 | 0 | 0 | 0 | 0 | 0 | 0 | 0 | 0.01557% | 0 | 0 | 0 | 0 | 0 | 0 | 0 | 0 | 0 | 0 | 0 | 0 | 0 | 0 | 0 | 0 | 0 | 0 | 0 | 0 | 0 | 0 | 0 | 0
| ComDCV-7P_V5 | M-IO Retro | Savings, cost, and EUL from 7th Plan workbook Com-DCV-7P_V5 | 2020 | Retro | 2022 | 2041 | PSE | Commercial | Warehouse | Gas | Per Commercial Building 1000 Square Feet for Demand Control Ventilation - DCV Only |  |  | Demand Control Ventilation-Retro-Warehouse |  | 0.098343 | 15 | 4.9188 | 0 |  | 0 | 0 | 0 | 0 | 0 | 0 | 0 | 0.02132 |  | 0 | 0 | 0 | Ventilation | Ventilation | Demand Control Ventilation | Demand Controlled Ventilation DCV Only | CommVENT | 0.0141% | 52.37% | 52.37% | 34.3139 | 0.001 | 10.57% | 6.667% | 85% | 6.8% | 0.2% | 0.22622 | 0.0042106 | 0.023043 | 0 | 5.7939 | 0 | 0.064667 | 0.9565 | 6.0545 |  | 0.83318 | 26.3907 | 0.83318 | 13. $0.225 to $99,999.000 | 0 | 26.3907 | 12. $1.50 to $999.00 | 0 | 0 | 0 | 0 | 0 | 0 | 0 | 0 | 0 | 0 | 0 | 0 | 0 | 0 | 0 | 0 | 0 | 0 | 0 | 0 | 0 | 0 | 0 | 0 | 0 | 0 | 0 | 0 | 0 | 0 | 0 | 0 | 0 | 0 | 0 | 0 | 0 | 0 | 0 | 0 | 0 | 0 | 0 | 0 | 0 | 0 | 0 | 0 | 0 | 0 | 0 | 0 | 0 | 0 | 0 | 0 | 0 | 0 | 0 | 0 | 0 | 0 | 0 | 0 | 0 | 0 | 0 | 0 | 0 | 0 | 0 | 0 | 0 | 0 | 693.8416 | 690.5667 | 687.3072 | 684.0631 | 680.8343 | 677.6208 | 674.4224 | 671.2392 | 668.0709 | 664.9176 | 0 | 0 | 0 | 0 | 0 | 0 | 0 | 0 | 0 | 0 | 14.7927 | 14.7229 | 14.6534 | 14.5842 | 14.5154 | 14.4469 | 14.3787 | 14.3108 | 14.2433 | 14.176 | 0 | 0 | 0 | 0 | 0 | 0 | 0 | 0 | 0 | 0 | 144.8243 | 14.7927 | 29.5156 | 44.169 | 58.7532 | 73.2686 | 87.7155 | 102.0942 | 116.405 | 130.6482 | 144.8243 | 144.8243 | 144.8243 | 144.8243 | 144.8243 | 144.8243 | 144.8243 | 144.8243 | 144.8243 | 144.8243 | 144.8243 | 0 | 0 | 0 | 0 | 0 | 0 | 0 | 0 | 0 | 0 | 0 | 0 | 0 | 0 | 0 | 0 | 0 | 0 | 0 | 0 | 0 | 0 | 0 | 0 | 0 | 0 | 0 | 0 | 0 | 0 | 0 | 0 | 0 | 0 | 0 | 0 | 0 | 0 | 0 | 0 | 0 | 0 | 0 | 0 | 0 | 0 | 0 | 0 | 0 | 4200.877 | 4181.0489 | 4161.3143 | 4141.6729 | 4122.1242 | 4102.6678 | 4083.3032 | 4064.03 | 4044.8478 | 4025.7561 | 0 | 0 | 0 | 0 | 0 | 0 | 0 | 0 | 0 | 0 | 0.01557% | 0 | 0 | 0 | 0 | 0 | 0 | 0 | 0 | 0 | 0 | 0 | 0 | 0 | 0 | 0 | 0 | 0 | 0 | 0 | 0 | 0 | 0 | 0 | 0
| ComDCV-7P_V5 | M-IO Retro | Savings, cost, and EUL from 7th Plan workbook Com-DCV-7P_V5 | 2020 | Retro | 2022 | 2041 | PSE | Commercial | Supermarket | Gas | Per Commercial Building 1000 Square Feet for Demand Control Ventilation - DCV Only |  |  | Demand Control Ventilation-Retro-Supermarket |  | 0.069939 | 15 | 3.4981 | 0 |  | 0 | 0 | 0 | 0 | 0 | 0 | 0 | 0.02132 |  | 0 | 0 | 0 | Ventilation | Ventilation | Demand Control Ventilation | Demand Controlled Ventilation DCV Only | CommVENT | 0.0141% | 87.2% | 87.2% | 49.7337 | 0.001 | 21.7% | 6.667% | 85% | 6.8% | 0.2% | 0.22622 | 0.0042106 | 0.023043 | 0 | 4.1205 | 0 | 0.04599 | 0.67237 | 4.298 |  | 0.82354 | 18.7341 | 0.82354 | 13. $0.225 to $99,999.000 | 0 | 18.7341 | 12. $1.50 to $999.00 | 0 | 0 | 0 | 0 | 0 | 0 | 0 | 0 | 0 | 0 | 0 | 0 | 0 | 0 | 0 | 0 | 0 | 0 | 0 | 0 | 0 | 0 | 0 | 0 | 0 | 0 | 0 | 0 | 0 | 0 | 0 | 0 | 0 | 0 | 0 | 0 | 0 | 0 | 0 | 0 | 0 | 0 | 0 | 0 | 0 | 0 | 0 | 0 | 0 | 0 | 0 | 0 | 0 | 0 | 0 | 0 | 0 | 0 | 0 | 0 | 0 | 0 | 0 | 0 | 0 | 0 | 0 | 0 | 0 | 0 | 0 | 0 | 0 | 0 | 492.2464 | 489.923 | 487.6106 | 485.3091 | 483.0184 | 480.7386 | 478.4695 | 476.2111 | 473.9634 | 471.7263 | 0 | 0 | 0 | 0 | 0 | 0 | 0 | 0 | 0 | 0 | 10.4947 | 10.4452 | 10.3959 | 10.3468 | 10.298 | 10.2493 | 10.201 | 10.1528 | 10.1049 | 10.0572 | 0 | 0 | 0 | 0 | 0 | 0 | 0 | 0 | 0 | 0 | 102.7457 | 10.4947 | 20.9399 | 31.3357 | 41.6825 | 51.9805 | 62.2298 | 72.4308 | 82.5836 | 92.6885 | 102.7457 | 102.7457 | 102.7457 | 102.7457 | 102.7457 | 102.7457 | 102.7457 | 102.7457 | 102.7457 | 102.7457 | 102.7457 | 0 | 0 | 0 | 0 | 0 | 0 | 0 | 0 | 0 | 0 | 0 | 0 | 0 | 0 | 0 | 0 | 0 | 0 | 0 | 0 | 0 | 0 | 0 | 0 | 0 | 0 | 0 | 0 | 0 | 0 | 0 | 0 | 0 | 0 | 0 | 0 | 0 | 0 | 0 | 0 | 0 | 0 | 0 | 0 | 0 | 0 | 0 | 0 | 0 | 2115.654 | 2105.6681 | 2095.7294 | 2085.8376 | 2075.9924 | 2066.1937 | 2056.4413 | 2046.7349 | 2037.0743 | 2027.4593 | 0 | 0 | 0 | 0 | 0 | 0 | 0 | 0 | 0 | 0 | 0.01557% | 0 | 0 | 0 | 0 | 0 | 0 | 0 | 0 | 0 | 0 | 0 | 0 | 0 | 0 | 0 | 0 | 0 | 0 | 0 | 0 | 0 | 0 | 0 | 0
| ComDCV-7P_V5 | M-IO Retro | Savings, cost, and EUL from 7th Plan workbook Com-DCV-7P_V5 | 2020 | Retro | 2022 | 2041 | PSE | Commercial | MiniMart | Gas | Per Commercial Building 1000 Square Feet for Demand Control Ventilation - DCV Only |  |  | Demand Control Ventilation-Retro-MiniMart |  | 0.16319 | 15 | 8.1622 | 0 |  | 0 | 0 | 0 | 0 | 0 | 0 | 0 | 0.02132 |  | 0 | 0 | 0 | Ventilation | Ventilation | Demand Control Ventilation | Demand Controlled Ventilation DCV Only | CommVENT | 0.0141% | 87.2% | 87.2% | 2.1159 | 0.001 | 28.75% | 6.667% | 85% | 6.8% | 0.2% | 0.22622 | 0.0042106 | 0.023043 | 0 | 9.6144 | 0 | 0.10731 | 1.6052 | 10.0649 |  | 0.84262 | 43.8714 | 0.84262 | 13. $0.225 to $99,999.000 | 0 | 43.8714 | 12. $1.50 to $999.00 | 0 | 0 | 0 | 0 | 0 | 0 | 0 | 0 | 0 | 0 | 0 | 0 | 0 | 0 | 0 | 0 | 0 | 0 | 0 | 0 | 0 | 0 | 0 | 0 | 0 | 0 | 0 | 0 | 0 | 0 | 0 | 0 | 0 | 0 | 0 | 0 | 0 | 0 | 0 | 0 | 0 | 0 | 0 | 0 | 0 | 0 | 0 | 0 | 0 | 0 | 0 | 0 | 0 | 0 | 0 | 0 | 0 | 0 | 0 | 0 | 0 | 0 | 0 | 0 | 0 | 0 | 0 | 0 | 0 | 0 | 0 | 0 | 0 | 0 | 23.4284 | 23.3722 | 23.3161 | 23.2601 | 23.2043 | 23.1486 | 23.0931 | 23.0376 | 22.9823 | 22.9272 | 0 | 0 | 0 | 0 | 0 | 0 | 0 | 0 | 0 | 0 | 0.49949 | 0.49829 | 0.4971 | 0.49591 | 0.49472 | 0.49353 | 0.49234 | 0.49116 | 0.48998 | 0.48881 | 0 | 0 | 0 | 0 | 0 | 0 | 0 | 0 | 0 | 0 | 4.9413 | 0.49949 | 0.99779 | 1.4949 | 1.9908 | 2.4855 | 2.979 | 3.4714 | 3.9625 | 4.4525 | 4.9413 | 4.9413 | 4.9413 | 4.9413 | 4.9413 | 4.9413 | 4.9413 | 4.9413 | 4.9413 | 4.9413 | 4.9413 | 0 | 0 | 0 | 0 | 0 | 0 | 0 | 0 | 0 | 0 | 0 | 0 | 0 | 0 | 0 | 0 | 0 | 0 | 0 | 0 | 0 | 0 | 0 | 0 | 0 | 0 | 0 | 0 | 0 | 0 | 0 | 0 | 0 | 0 | 0 | 0 | 0 | 0 | 0 | 0 | 0 | 0 | 0 | 0 | 0 | 0 | 0 | 0 | 0 | 235.8047 | 235.2388 | 234.6742 | 234.111 | 233.5492 | 232.9886 | 232.4295 | 231.8716 | 231.3151 | 230.76 | 0 | 0 | 0 | 0 | 0 | 0 | 0 | 0 | 0 | 0 | 0.01557% | 0 | 0 | 0 | 0 | 0 | 0 | 0 | 0 | 0 | 0 | 0 | 0 | 0 | 0 | 0 | 0 | 0 | 0 | 0 | 0 | 0 | 0 | 0 | 0
| ComDCV-7P_V5 | M-IO Retro | Savings, cost, and EUL from 7th Plan workbook Com-DCV-7P_V5 | 2020 | Retro | 2022 | 2041 | PSE | Commercial | Restaurant | Gas | Per Commercial Building 1000 Square Feet for Demand Control Ventilation - DCV Only |  |  | Demand Control Ventilation-Retro-Restaurant |  | 2.0028 | 15 | 15.4088 | 0 |  | 0 | 0 | 0 | 0 | 0 | 0 | 0 | 0.0859 |  | 0 | 0 | 0 | Ventilation | Ventilation | Demand Control Ventilation | Demand Controlled Ventilation DCV Only | CommVENT | 0.0141% | 89.34% | 89.34% | 9.7266 | 0.001 | 22.51% | 6.667% | 85% | 6.8% | 0.2% | 0.91145 | 0.016965 | 0.092842 | 0 | 18.1502 | 0 | 1.317 | 2.9719 | 6.9508 |  | 0.12712 | 7.5197 | 0.12712 | 08. $0.115 to $0.130 | 1 | 7.5197 | 12. $1.50 to $999.00 | 0 | 0 | 0 | 0 | 0 | 0 | 0 | 0 | 0 | 0 | 0 | 0 | 0 | 0 | 0 | 0 | 0 | 0 | 0 | 0 | 0 | 0 | 0 | 0 | 0 | 0 | 0 | 0 | 0 | 0 | 0 | 0 | 0 | 0 | 0 | 0 | 0 | 0 | 0 | 0 | 0 | 0 | 0 | 0 | 0 | 0 | 0 | 0 | 0 | 0 | 0 | 0 | 0 | 0 | 0 | 0 | 0 | 0 | 0 | 0 | 0 | 0 | 0 | 0 | 0 | 0 | 0 | 0 | 0 | 0 | 0 | 0 | 0 | 0 | 669.5065 | 663.481 | 657.5096 | 651.5921 | 645.7277 | 639.9162 | 634.1569 | 628.4495 | 622.7935 | 617.1883 | 0 | 0 | 0 | 0 | 0 | 0 | 0 | 0 | 0 | 0 | 57.5106 | 56.993 | 56.4801 | 55.9718 | 55.468 | 54.9688 | 54.4741 | 53.9838 | 53.498 | 53.0165 | 0 | 0 | 0 | 0 | 0 | 0 | 0 | 0 | 0 | 0 | 552.3646 | 57.5106 | 114.5036 | 170.9837 | 226.9555 | 282.4235 | 337.3923 | 391.8664 | 445.8502 | 499.3481 | 552.3646 | 552.3646 | 552.3646 | 552.3646 | 552.3646 | 552.3646 | 552.3646 | 552.3646 | 552.3646 | 552.3646 | 552.3646 | 0 | 0 | 0 | 0 | 0 | 0 | 0 | 0 | 0 | 0 | 0 | 0 | 0 | 0 | 0 | 0 | 0 | 0 | 0 | 0 | 0 | 0 | 0 | 0 | 0 | 0 | 0 | 0 | 0 | 0 | 0 | 0 | 0 | 0 | 0 | 0 | 0 | 0 | 0 | 0 | 0 | 0 | 0 | 0 | 0 | 0 | 0 | 0 | 0 | 4653.5904 | 4611.7081 | 4570.2027 | 4529.0709 | 4488.3092 | 4447.9145 | 4407.8832 | 4368.2123 | 4328.8984 | 4289.9383 | 0 | 0 | 0 | 0 | 0 | 0 | 0 | 0 | 0 | 0 | 0.01557% | 0 | 0 | 0 | 0 | 0 | 0 | 0 | 0 | 0 | 0 | 0 | 0 | 0 | 0 | 0 | 0 | 0 | 0 | 0 | 0 | 0 | 0 | 0 | 0
| ComDCV-7P_V5 | M-IO Retro | Savings, cost, and EUL from 7th Plan workbook Com-DCV-7P_V5 | 2020 | Retro | 2022 | 2041 | PSE | Commercial | Lodging | Gas | Per Commercial Building 1000 Square Feet for Demand Control Ventilation - DCV Only |  |  | Demand Control Ventilation-Retro-Lodging |  | 1.3661 | 15 | 68.3292 | 0 |  | 0 | 0 | 0 | 0 | 0 | 0 | 0 | 0.02132 |  | 0 | 0 | 0 | Ventilation | Ventilation | Demand Control Ventilation | Demand Controlled Ventilation DCV Only | CommVENT | 0.0141% | 89.78% | 89.78% | 31.3854 | 0.001 | 12.1% | 6.667% | 85% | 6.8% | 0.2% | 0.22622 | 0.0042106 | 0.023043 | 0 | 80.486 | 0 | 0.89833 | 13.6386 | 84.458 |  | 0.85521 | 368.1397 | 0.85521 | 13. $0.225 to $99,999.000 | 0 | 368.1397 | 12. $1.50 to $999.00 | 0 | 0 | 0 | 0 | 0 | 0 | 0 | 0 | 0 | 0 | 0 | 0 | 0 | 0 | 0 | 0 | 0 | 0 | 0 | 0 | 0 | 0 | 0 | 0 | 0 | 0 | 0 | 0 | 0 | 0 | 0 | 0 | 0 | 0 | 0 | 0 | 0 | 0 | 0 | 0 | 0 | 0 | 0 | 0 | 0 | 0 | 0 | 0 | 0 | 0 | 0 | 0 | 0 | 0 | 0 | 0 | 0 | 0 | 0 | 0 | 0 | 0 | 0 | 0 | 0 | 0 | 0 | 0 | 0 | 0 | 0 | 0 | 0 | 0 | 265.2096 | 264.2283 | 263.2506 | 262.2766 | 261.3062 | 260.3394 | 259.3761 | 258.4164 | 257.4603 | 256.5077 | 0 | 0 | 0 | 0 | 0 | 0 | 0 | 0 | 0 | 0 | 5.6543 | 5.6333 | 5.6125 | 5.5917 | 5.571 | 5.5504 | 5.5299 | 5.5094 | 5.4891 | 5.4687 | 0 | 0 | 0 | 0 | 0 | 0 | 0 | 0 | 0 | 0 | 55.6105 | 5.6543 | 11.2876 | 16.9001 | 22.4919 | 28.0629 | 33.6133 | 39.1432 | 44.6527 | 50.1417 | 55.6105 | 55.6105 | 55.6105 | 55.6105 | 55.6105 | 55.6105 | 55.6105 | 55.6105 | 55.6105 | 55.6105 | 55.6105 | 0 | 0 | 0 | 0 | 0 | 0 | 0 | 0 | 0 | 0 | 0 | 0 | 0 | 0 | 0 | 0 | 0 | 0 | 0 | 0 | 0 | 0 | 0 | 0 | 0 | 0 | 0 | 0 | 0 | 0 | 0 | 0 | 0 | 0 | 0 | 0 | 0 | 0 | 0 | 0 | 0 | 0 | 0 | 0 | 0 | 0 | 0 | 0 | 0 | 22399.0675 | 22316.191 | 22233.6211 | 22151.3567 | 22069.3967 | 21987.7399 | 21906.3853 | 21825.3316 | 21744.5779 | 21664.123 | 0 | 0 | 0 | 0 | 0 | 0 | 0 | 0 | 0 | 0 | 0.01557% | 0 | 0 | 0 | 0 | 0 | 0 | 0 | 0 | 0 | 0 | 0 | 0 | 0 | 0 | 0 | 0 | 0 | 0 | 0 | 0 | 0 | 0 | 0 | 0
| ComDCV-7P_V5 | M-IO Retro | Savings, cost, and EUL from 7th Plan workbook Com-DCV-7P_V5 | 2020 | Retro | 2022 | 2041 | PSE | Commercial | Hospital | Gas | Per Commercial Building 1000 Square Feet for Demand Control Ventilation - DCV Only |  |  | Demand Control Ventilation-Retro-Hospital |  | 0.64468 | 15 | 32.2447 | 0 |  | 0 | 0 | 0 | 0 | 0 | 0 | 0 | 0.02132 |  | 0 | 0 | 0 | Ventilation | Ventilation | Demand Control Ventilation | Demand Controlled Ventilation DCV Only | CommVENT | 0.0141% | 93.33% | 93.33% | 80.9786 | 0.001 | 6.332% | 6.667% | 85% | 6.8% | 0.2% | 0.22622 | 0.0042106 | 0.023043 | 0 | 37.9816 | 0 | 0.42392 | 6.4217 | 39.8415 |  | 0.8533 | 173.6632 | 0.8533 | 13. $0.225 to $99,999.000 | 0 | 173.6632 | 12. $1.50 to $999.00 | 0 | 0 | 0 | 0 | 0 | 0 | 0 | 0 | 0 | 0 | 0 | 0 | 0 | 0 | 0 | 0 | 0 | 0 | 0 | 0 | 0 | 0 | 0 | 0 | 0 | 0 | 0 | 0 | 0 | 0 | 0 | 0 | 0 | 0 | 0 | 0 | 0 | 0 | 0 | 0 | 0 | 0 | 0 | 0 | 0 | 0 | 0 | 0 | 0 | 0 | 0 | 0 | 0 | 0 | 0 | 0 | 0 | 0 | 0 | 0 | 0 | 0 | 0 | 0 | 0 | 0 | 0 | 0 | 0 | 0 | 0 | 0 | 0 | 0 | 50.7899 | 50.5817 | 50.3743 | 50.1678 | 49.9621 | 49.7573 | 49.5532 | 49.3501 | 49.1477 | 48.9462 | 0 | 0 | 0 | 0 | 0 | 0 | 0 | 0 | 0 | 0 | 1.0828 | 1.0784 | 1.074 | 1.0696 | 1.0652 | 1.0608 | 1.0565 | 1.0521 | 1.0478 | 1.0435 | 0 | 0 | 0 | 0 | 0 | 0 | 0 | 0 | 0 | 0 | 10.6308 | 1.0828 | 2.1612 | 3.2352 | 4.3048 | 5.37 | 6.4308 | 7.4873 | 8.5394 | 9.5873 | 10.6308 | 10.6308 | 10.6308 | 10.6308 | 10.6308 | 10.6308 | 10.6308 | 10.6308 | 10.6308 | 10.6308 | 10.6308 | 0 | 0 | 0 | 0 | 0 | 0 | 0 | 0 | 0 | 0 | 0 | 0 | 0 | 0 | 0 | 0 | 0 | 0 | 0 | 0 | 0 | 0 | 0 | 0 | 0 | 0 | 0 | 0 | 0 | 0 | 0 | 0 | 0 | 0 | 0 | 0 | 0 | 0 | 0 | 0 | 0 | 0 | 0 | 0 | 0 | 0 | 0 | 0 | 0 | 2023.5491 | 2015.2525 | 2006.99 | 1998.7613 | 1990.5664 | 1982.4051 | 1974.2772 | 1966.1827 | 1958.1213 | 1950.093 | 0 | 0 | 0 | 0 | 0 | 0 | 0 | 0 | 0 | 0 | 0.01557% | 0 | 0 | 0 | 0 | 0 | 0 | 0 | 0 | 0 | 0 | 0 | 0 | 0 | 0 | 0 | 0 | 0 | 0 | 0 | 0 | 0 | 0 | 0 | 0
| ComDCV-7P_V5 | M-IO Retro | Savings, cost, and EUL from 7th Plan workbook Com-DCV-7P_V5 | 2020 | Retro | 2022 | 2041 | PSE | Commercial | Residential Care | Gas | Per Commercial Building 1000 Square Feet for Demand Control Ventilation - DCV Only |  |  | Demand Control Ventilation-Retro-Residential Care |  | 0.65146 | 15 | 32.5837 | 0 |  | 0 | 0 | 0 | 0 | 0 | 0 | 0 | 0.02132 |  | 0 | 0 | 0 | Ventilation | Ventilation | Demand Control Ventilation | Demand Controlled Ventilation DCV Only | CommVENT | 0.0141% | 82.63% | 82.63% | 89.2138 | 0.001 | 16.13% | 6.667% | 85% | 6.8% | 0.2% | 0.22622 | 0.0042106 | 0.023043 | 0 | 38.3809 | 0 | 0.42838 | 6.4895 | 40.2607 |  | 0.85334 | 175.4903 | 0.85334 | 13. $0.225 to $99,999.000 | 0 | 175.4903 | 12. $1.50 to $999.00 | 0 | 0 | 0 | 0 | 0 | 0 | 0 | 0 | 0 | 0 | 0 | 0 | 0 | 0 | 0 | 0 | 0 | 0 | 0 | 0 | 0 | 0 | 0 | 0 | 0 | 0 | 0 | 0 | 0 | 0 | 0 | 0 | 0 | 0 | 0 | 0 | 0 | 0 | 0 | 0 | 0 | 0 | 0 | 0 | 0 | 0 | 0 | 0 | 0 | 0 | 0 | 0 | 0 | 0 | 0 | 0 | 0 | 0 | 0 | 0 | 0 | 0 | 0 | 0 | 0 | 0 | 0 | 0 | 0 | 0 | 0 | 0 | 0 | 0 | 351.9893 | 350.5461 | 349.1089 | 347.6775 | 346.2521 | 344.8324 | 343.4186 | 342.0106 | 340.6084 | 339.2119 | 0 | 0 | 0 | 0 | 0 | 0 | 0 | 0 | 0 | 0 | 7.5044 | 7.4736 | 7.443 | 7.4125 | 7.3821 | 7.3518 | 7.3217 | 7.2917 | 7.2618 | 7.232 | 0 | 0 | 0 | 0 | 0 | 0 | 0 | 0 | 0 | 0 | 73.6746 | 7.5044 | 14.9781 | 22.4211 | 29.8335 | 37.2156 | 44.5675 | 51.8891 | 59.1808 | 66.4426 | 73.6746 | 73.6746 | 73.6746 | 73.6746 | 73.6746 | 73.6746 | 73.6746 | 73.6746 | 73.6746 | 73.6746 | 73.6746 | 0 | 0 | 0 | 0 | 0 | 0 | 0 | 0 | 0 | 0 | 0 | 0 | 0 | 0 | 0 | 0 | 0 | 0 | 0 | 0 | 0 | 0 | 0 | 0 | 0 | 0 | 0 | 0 | 0 | 0 | 0 | 0 | 0 | 0 | 0 | 0 | 0 | 0 | 0 | 0 | 0 | 0 | 0 | 0 | 0 | 0 | 0 | 0 | 0 | 14171.3305 | 14113.228 | 14055.3638 | 13997.7368 | 13940.3461 | 13883.1907 | 13826.2696 | 13769.5819 | 13713.1266 | 13656.9028 | 0 | 0 | 0 | 0 | 0 | 0 | 0 | 0 | 0 | 0 | 0.01557% | 0 | 0 | 0 | 0 | 0 | 0 | 0 | 0 | 0 | 0 | 0 | 0 | 0 | 0 | 0 | 0 | 0 | 0 | 0 | 0 | 0 | 0 | 0 | 0
| ComDCV-7P_V5 | M-IO Retro | Savings, cost, and EUL from 7th Plan workbook Com-DCV-7P_V5 | 2020 | Retro | 2022 | 2041 | PSE | Commercial | Assembly | Gas | Per Commercial Building 1000 Square Feet for Demand Control Ventilation - DCV Only |  |  | Demand Control Ventilation-Retro-Assembly |  | 1.4674 | 15 | 73.3924 | 0 |  | 0 | 0 | 0 | 0 | 0 | 0 | 0 | 0.02132 |  | 0 | 0 | 0 | Ventilation | Ventilation | Demand Control Ventilation | Demand Controlled Ventilation DCV Only | CommVENT | 0.0141% | 82.63% | 82.63% | 13.6313 | 0.001 | 23.54% | 6.667% | 85% | 6.8% | 0.2% | 0.22622 | 0.0042106 | 0.023043 | 0 | 86.45 | 0 | 0.96489 | 14.6512 | 90.7183 |  | 0.85533 | 395.4272 | 0.85533 | 13. $0.225 to $99,999.000 | 0 | 395.4272 | 12. $1.50 to $999.00 | 0 | 0 | 0 | 0 | 0 | 0 | 0 | 0 | 0 | 0 | 0 | 0 | 0 | 0 | 0 | 0 | 0 | 0 | 0 | 0 | 0 | 0 | 0 | 0 | 0 | 0 | 0 | 0 | 0 | 0 | 0 | 0 | 0 | 0 | 0 | 0 | 0 | 0 | 0 | 0 | 0 | 0 | 0 | 0 | 0 | 0 | 0 | 0 | 0 | 0 | 0 | 0 | 0 | 0 | 0 | 0 | 0 | 0 | 0 | 0 | 0 | 0 | 0 | 0 | 0 | 0 | 0 | 0 | 0 | 0 | 0 | 0 | 0 | 0 | 809.0678 | 805.4378 | 801.8241 | 798.2266 | 794.6452 | 791.0799 | 787.5306 | 783.9972 | 780.4796 | 776.9779 | 0 | 0 | 0 | 0 | 0 | 0 | 0 | 0 | 0 | 0 | 17.2493 | 17.1719 | 17.0949 | 17.0182 | 16.9418 | 16.8658 | 16.7902 | 16.7148 | 16.6398 | 16.5652 | 0 | 0 | 0 | 0 | 0 | 0 | 0 | 0 | 0 | 0 | 169.052 | 17.2493 | 34.4213 | 51.5161 | 68.5343 | 85.4762 | 102.342 | 119.1321 | 135.847 | 152.4868 | 169.052 | 169.052 | 169.052 | 169.052 | 169.052 | 169.052 | 169.052 | 169.052 | 169.052 | 169.052 | 169.052 | 0 | 0 | 0 | 0 | 0 | 0 | 0 | 0 | 0 | 0 | 0 | 0 | 0 | 0 | 0 | 0 | 0 | 0 | 0 | 0 | 0 | 0 | 0 | 0 | 0 | 0 | 0 | 0 | 0 | 0 | 0 | 0 | 0 | 0 | 0 | 0 | 0 | 0 | 0 | 0 | 0 | 0 | 0 | 0 | 0 | 0 | 0 | 0 | 0 | 73397.2216 | 73067.9127 | 72740.0814 | 72413.7209 | 72088.8246 | 71765.3861 | 71443.3988 | 71122.856 | 70803.7515 | 70486.0787 | 0 | 0 | 0 | 0 | 0 | 0 | 0 | 0 | 0 | 0 | 0.01557% | 0 | 0 | 0 | 0 | 0 | 0 | 0 | 0 | 0 | 0 | 0 | 0 | 0 | 0 | 0 | 0 | 0 | 0 | 0 | 0 | 0 | 0 | 0 | 0
| ComDCV-7P_V5 | M-IO Retro | Savings, cost, and EUL from 7th Plan workbook Com-DCV-7P_V5 | 2020 | Retro | 2022 | 2041 | PSE | Commercial | Other | Gas | Per Commercial Building 1000 Square Feet for Demand Control Ventilation - DCV Only |  |  | Demand Control Ventilation-Retro-Other |  | 0.43401 | 15 | 21.7077 | 0 |  | 0 | 0 | 0 | 0 | 0 | 0 | 0 | 0.02132 |  | 0 | 0 | 0 | Ventilation | Ventilation | Demand Control Ventilation | Demand Controlled Ventilation DCV Only | CommVENT | 0.0141% | 82.63% | 82.63% | 22.4146 | 0.001 | 17.34% | 6.667% | 85% | 6.8% | 0.2% | 0.22622 | 0.0042106 | 0.023043 | 0 | 25.5699 | 0 | 0.28539 | 4.3143 | 26.8131 |  | 0.85154 | 116.8745 | 0.85154 | 13. $0.225 to $99,999.000 | 0 | 116.8745 | 12. $1.50 to $999.00 | 0 | 0 | 0 | 0 | 0 | 0 | 0 | 0 | 0 | 0 | 0 | 0 | 0 | 0 | 0 | 0 | 0 | 0 | 0 | 0 | 0 | 0 | 0 | 0 | 0 | 0 | 0 | 0 | 0 | 0 | 0 | 0 | 0 | 0 | 0 | 0 | 0 | 0 | 0 | 0 | 0 | 0 | 0 | 0 | 0 | 0 | 0 | 0 | 0 | 0 | 0 | 0 | 0 | 0 | 0 | 0 | 0 | 0 | 0 | 0 | 0 | 0 | 0 | 0 | 0 | 0 | 0 | 0 | 0 | 0 | 0 | 0 | 0 | 0 | 1663.9664 | 1648.9907 | 1634.1498 | 1619.4425 | 1604.8675 | 1590.4237 | 1576.1099 | 1561.9249 | 1547.8675 | 1533.9367 | 0 | 0 | 0 | 0 | 0 | 0 | 0 | 0 | 0 | 0 | 35.4758 | 35.1565 | 34.8401 | 34.5265 | 34.2158 | 33.9078 | 33.6027 | 33.3002 | 33.0005 | 32.7035 | 0 | 0 | 0 | 0 | 0 | 0 | 0 | 0 | 0 | 0 | 340.7294 | 35.4758 | 70.6322 | 105.4723 | 139.9988 | 174.2146 | 208.1224 | 241.7251 | 275.0253 | 308.0259 | 340.7294 | 340.7294 | 340.7294 | 340.7294 | 340.7294 | 340.7294 | 340.7294 | 340.7294 | 340.7294 | 340.7294 | 340.7294 | 0 | 0 | 0 | 0 | 0 | 0 | 0 | 0 | 0 | 0 | 0 | 0 | 0 | 0 | 0 | 0 | 0 | 0 | 0 | 0 | 0 | 0 | 0 | 0 | 0 | 0 | 0 | 0 | 0 | 0 | 0 | 0 | 0 | 0 | 0 | 0 | 0 | 0 | 0 | 0 | 0 | 0 | 0 | 0 | 0 | 0 | 0 | 0 | 0 | 44616.1787 | 44214.6331 | 43816.7014 | 43422.351 | 43031.5499 | 42644.2659 | 42260.4675 | 41880.1233 | 41503.2022 | 41129.6734 | 0 | 0 | 0 | 0 | 0 | 0 | 0 | 0 | 0 | 0 | 0.01557% | 0 | 0 | 0 | 0 | 0 | 0 | 0 | 0 | 0 | 0 | 0 | 0 | 0 | 0 | 0 | 0 | 0 | 0 | 0 | 0 | 0 | 0 | 0 | 0
| ComDCV-7P_V5 | M-IO Retro | Savings, cost, and EUL from 7th Plan workbook Com-DCV-7P_V5 | 2020 | Retro | 2022 | 2045 | PSE | Commercial | Large Off | Electric | Per Commercial Building 1000 Square Feet for Demand Control Ventilation - DOAS |  |  | Demand Control Ventilation-Retro-Large Off |  | 0 | 15 | 0 | 0 |  | 0 | 0 | 0 | 0 | 0 | 0 | 0 | 0 |  | 0 | 0 | 0 | Ventilation | Ventilation | Demand Control Ventilation | Demand Controlled Ventilation DCV Only | CommVENT | 0.0141% | 85.02% | 85.02% | 229.8817 | 0.001 | 5.163% | 6.667% | 85% | 6.8% | 0.2% | 0 | 0 | 0 | 0 | 0 | 0 | 0 | 0 | 0 |  | 0 | 0 | 0 | 01. ($9,999.000) to $0.028 | 1 | 0 | 01. ($9,999.00) to $0.22 | 1 | 175.7255 | 175.1983 | 174.6727 | 174.1487 | 173.6262 | 173.1054 | 172.586 | 172.0683 | 171.5521 | 171.0374 | 0 | 0 | 0 | 0 | 0 | 0 | 0 | 0 | 0 | 0 | 0 | 0 | 0 | 0 | 0 | 0 | 0 | 0 | 0 | 0 | 0 | 0 | 0 | 0 | 0 | 0 | 0 | 0 | 0 | 0 | 0 | 0 | 0 | 0 | 0 | 0 | 0 | 0 | 0 | 0 | 0 | 0 | 0 | 0 | 0 | 0 | 0 | 0 | 0 | 0 | 0 | 0 | 0 | 0 | 0 | 0 | 0 | 0 | 0 | 0 | 0 | 0 | 0 | 0 | 0 | 0 | 0 | 0 | 0 | 0 | 0 | 0 | 0 | 0 | 0 | 0 | 0 | 0 | 0 | 0 | 0 | 0 | 0 | 0 | 0 | 0 | 0 | 0 | 0 | 0 | 0 | 0 | 0 | 0 | 0 | 0 | 0 | 0 | 0 | 0 | 0 | 0 | 0 | 0 | 0 | 0 | 0 | 0 | 0 | 0 | 0 | 0 | 0 | 0 | 0 | 0 | 0 | 0 | 0 | 0 | 0 | 0 | 0 | 0 | 0 | 0 | 0 | 0 | 0 | 0 | 0 | 0 | 0 | 0 | 0 | 0 | 0 | 0 | 0 | 0 | 0 | 0 | 0 | 0 | 0 | 0 | 0 | 0 | 0 | 0 | 0 | 0 | 0 | 0 | 0 | 0 | 0 | 0 | 0 | 0 | 0 | 0 | 0 | 0 | 0 | 0 | 0 | 0 | 0 | 0 | 0 | 0 | 0 | 0 | 0 | 0 | 0 | 0 | 0 | 0 | 0 | 0 | 0 | 0 | 0 | 0 | 0 | 0 | 0 | 0 | 0 | 0 | 0 | 0.01557% | 0 | 0 | 0 | 0 | 0 | 0 | 0 | 0 | 0 | 0 | 0 | 0 | 0 | 0 | 0 | 0 | 0 | 0 | 0 | 0 | 0 | 0 | 0 | 0
| ComDCV-7P_V5 | M-IO Retro | Savings, cost, and EUL from 7th Plan workbook Com-DCV-7P_V5 | 2020 | Retro | 2022 | 2045 | PSE | Commercial | Medium Off | Electric | Per Commercial Building 1000 Square Feet for Demand Control Ventilation - DOAS |  |  | Demand Control Ventilation-Retro-Medium Off |  | 0 | 15 | 0 | 0 |  | 0 | 0 | 0 | 0 | 0 | 0 | 0 | 0 |  | 0 | 0 | 0 | Ventilation | Ventilation | Demand Control Ventilation | Demand Controlled Ventilation DCV Only | CommVENT | 0.0141% | 85.02% | 85.02% | 41.7593 | 0.001 | 31.1% | 6.667% | 85% | 6.8% | 0.2% | 0 | 0 | 0 | 0 | 0 | 0 | 0 | 0 | 0 |  | 0 | 0 | 0 | 01. ($9,999.000) to $0.028 | 1 | 0 | 01. ($9,999.00) to $0.22 | 1 | 823.6946 | 821.2235 | 818.7598 | 816.3036 | 813.8546 | 811.4131 | 808.9788 | 806.5519 | 804.1322 | 801.7198 | 0 | 0 | 0 | 0 | 0 | 0 | 0 | 0 | 0 | 0 | 0 | 0 | 0 | 0 | 0 | 0 | 0 | 0 | 0 | 0 | 0 | 0 | 0 | 0 | 0 | 0 | 0 | 0 | 0 | 0 | 0 | 0 | 0 | 0 | 0 | 0 | 0 | 0 | 0 | 0 | 0 | 0 | 0 | 0 | 0 | 0 | 0 | 0 | 0 | 0 | 0 | 0 | 0 | 0 | 0 | 0 | 0 | 0 | 0 | 0 | 0 | 0 | 0 | 0 | 0 | 0 | 0 | 0 | 0 | 0 | 0 | 0 | 0 | 0 | 0 | 0 | 0 | 0 | 0 | 0 | 0 | 0 | 0 | 0 | 0 | 0 | 0 | 0 | 0 | 0 | 0 | 0 | 0 | 0 | 0 | 0 | 0 | 0 | 0 | 0 | 0 | 0 | 0 | 0 | 0 | 0 | 0 | 0 | 0 | 0 | 0 | 0 | 0 | 0 | 0 | 0 | 0 | 0 | 0 | 0 | 0 | 0 | 0 | 0 | 0 | 0 | 0 | 0 | 0 | 0 | 0 | 0 | 0 | 0 | 0 | 0 | 0 | 0 | 0 | 0 | 0 | 0 | 0 | 0 | 0 | 0 | 0 | 0 | 0 | 0 | 0 | 0 | 0 | 0 | 0 | 0 | 0 | 0 | 0 | 0 | 0 | 0 | 0 | 0 | 0 | 0 | 0 | 0 | 0 | 0 | 0 | 0 | 0 | 0 | 0 | 0 | 0 | 0 | 0 | 0 | 0 | 0 | 0 | 0 | 0 | 0 | 0 | 0 | 0 | 0 | 0 | 0 | 0 | 0.01557% | 0 | 0 | 0 | 0 | 0 | 0 | 0 | 0 | 0 | 0 | 0 | 0 | 0 | 0 | 0 | 0 | 0 | 0 | 0 | 0 | 0 | 0 | 0 | 0
| ComDCV-7P_V5 | M-IO Retro | Savings, cost, and EUL from 7th Plan workbook Com-DCV-7P_V5 | 2020 | Retro | 2022 | 2045 | PSE | Commercial | Small Off | Electric | Per Commercial Building 1000 Square Feet for Demand Control Ventilation - DOAS |  |  | Demand Control Ventilation-Retro-Small Off |  | 0 | 15 | 0 | 0 |  | 0 | 0 | 0 | 0 | 0 | 0 | 0 | 0 |  | 0 | 0 | 0 | Ventilation | Ventilation | Demand Control Ventilation | Demand Controlled Ventilation DCV Only | CommVENT | 0.0141% | 85.02% | 85.02% | 4.7978 | 0.001 | 35.88% | 6.667% | 85% | 6.8% | 0.2% | 0 | 0 | 0 | 0 | 0 | 0 | 0 | 0 | 0 |  | 0 | 0 | 0 | 01. ($9,999.000) to $0.028 | 1 | 0 | 01. ($9,999.00) to $0.22 | 1 | 809.1854 | 806.7578 | 804.3376 | 801.9245 | 799.5188 | 797.1202 | 794.7289 | 792.3447 | 789.9676 | 787.5977 | 0 | 0 | 0 | 0 | 0 | 0 | 0 | 0 | 0 | 0 | 0 | 0 | 0 | 0 | 0 | 0 | 0 | 0 | 0 | 0 | 0 | 0 | 0 | 0 | 0 | 0 | 0 | 0 | 0 | 0 | 0 | 0 | 0 | 0 | 0 | 0 | 0 | 0 | 0 | 0 | 0 | 0 | 0 | 0 | 0 | 0 | 0 | 0 | 0 | 0 | 0 | 0 | 0 | 0 | 0 | 0 | 0 | 0 | 0 | 0 | 0 | 0 | 0 | 0 | 0 | 0 | 0 | 0 | 0 | 0 | 0 | 0 | 0 | 0 | 0 | 0 | 0 | 0 | 0 | 0 | 0 | 0 | 0 | 0 | 0 | 0 | 0 | 0 | 0 | 0 | 0 | 0 | 0 | 0 | 0 | 0 | 0 | 0 | 0 | 0 | 0 | 0 | 0 | 0 | 0 | 0 | 0 | 0 | 0 | 0 | 0 | 0 | 0 | 0 | 0 | 0 | 0 | 0 | 0 | 0 | 0 | 0 | 0 | 0 | 0 | 0 | 0 | 0 | 0 | 0 | 0 | 0 | 0 | 0 | 0 | 0 | 0 | 0 | 0 | 0 | 0 | 0 | 0 | 0 | 0 | 0 | 0 | 0 | 0 | 0 | 0 | 0 | 0 | 0 | 0 | 0 | 0 | 0 | 0 | 0 | 0 | 0 | 0 | 0 | 0 | 0 | 0 | 0 | 0 | 0 | 0 | 0 | 0 | 0 | 0 | 0 | 0 | 0 | 0 | 0 | 0 | 0 | 0 | 0 | 0 | 0 | 0 | 0 | 0 | 0 | 0 | 0 | 0 | 0.01557% | 0 | 0 | 0 | 0 | 0 | 0 | 0 | 0 | 0 | 0 | 0 | 0 | 0 | 0 | 0 | 0 | 0 | 0 | 0 | 0 | 0 | 0 | 0 | 0
| ComDCV-7P_V5 | M-IO Retro | Savings, cost, and EUL from 7th Plan workbook Com-DCV-7P_V5 | 2020 | Retro | 2022 | 2045 | PSE | Commercial | Xlarge Ret | Electric | Per Commercial Building 1000 Square Feet for Demand Control Ventilation - DOAS |  |  | Demand Control Ventilation-Retro-Xlarge Ret |  | 689.136 | 15 | 116.2549 | 0 |  | 0 | 0 | 0 | 0 | 0 | 0 | 0 | 0 |  | 0 | 0 | 0 | Ventilation | Ventilation | Demand Control Ventilation | Demand Controlled Ventilation DCV Only | CommVENT | 0.0141% | 87.9% | 87.9% | 280.3513 | 0.001 | 32.47% | 6.667% | 85% | 6.8% | 0.2% | 453.1543 | 14.304 | 46.7458 | 149.2253 | 0 | 0 | 0 | 111.4265 | -37.7988 |  | 0.013851 | 0 | 0.013851 | 01. ($9,999.000) to $0.028 | 1 | 0 | 01. ($9,999.00) to $0.22 | 1 | 394.5705 | 392.7555 | 390.9488 | 389.1505 | 387.3604 | 385.5785 | 383.8049 | 382.0394 | 380.282 | 378.5327 | 0 | 0 | 0 | 0 | 0 | 0 | 0 | 0 | 0 | 0 | 0 | 0 | 0 | 0 | 271912.7726 | 270661.9739 | 269416.9288 | 268177.6109 | 266943.9939 | 265716.0515 | 264493.7577 | 263277.0864 | 262066.0118 | 260860.5081 | 0 | 0 | 0 | 0 | 0 | 0 | 0 | 0 | 0 | 0 | 0 | 0 | 0 | 0 | 2663526.6956 | 271912.7726 | 542574.7465 | 811991.6752 | 1080169.2861 | 1347113.28 | 1612829.3316 | 1877323.0892 | 2140600.1756 | 2402666.1874 | 2663526.6956 | 2663526.6956 | 2663526.6956 | 2663526.6956 | 2663526.6956 | 2663526.6956 | 2663526.6956 | 2663526.6956 | 2663526.6956 | 2663526.6956 | 2663526.6956 | 2663526.6956 | 2663526.6956 | 2663526.6956 | 2663526.6956 | 0 | 0 | 0 | 0 | 0 | 0 | 0 | 0 | 0 | 0 | 0 | 0 | 0 | 0 | 0 | 0 | 0 | 0 | 0 | 0 | 0 | 0 | 0 | 0 | 0 | 0 | 0 | 0 | 0 | 0 | 0 | 0 | 0 | 0 | 0 | 0 | 0 | 0 | 0 | 0 | 0 | 0 | 0 | 0 | 0 | 0 | 0 | 0 | 0 | 0 | 0 | 0 | 0 | 0 | 0 | 0 | 0 | 0 | 0 | 0 | 0 | 38.341 | 76.5057 | 114.4948 | 152.3092 | 189.9496 | 227.4168 | 264.7118 | 301.8351 | 338.7877 | 375.5703 | 375.5703 | 375.5703 | 375.5703 | 375.5703 | 375.5703 | 375.5703 | 375.5703 | 375.5703 | 375.5703 | 375.5703 | 375.5703 | 375.5703 | 375.5703 | 375.5703 | 43965.6062 | 43763.3645 | 43562.053 | 43361.6675 | 43162.2039 | 42963.6577 | 42766.0249 | 42569.3012 | 42373.4824 | 42178.5644 | 0 | 0 | 0 | 0 | 0 | 0 | 0 | 0 | 0 | 0 | 0 | 0 | 0 | 0 | 430665.9257 | 0 | 0 | 0 | 0 | 0 | 0 | 0 | 0 | 0 | 0 | 0 | 0 | 0 | 0 | 0 | 0 | 0 | 0 | 0 | 0 | 0.01557% | 42.343 | 84.4912 | 126.4456 | 168.207 | 209.7762 | 251.1543 | 292.342 | 333.3402 | 374.1499 | 414.7718 | 414.7718 | 414.7718 | 414.7718 | 414.7718 | 414.7718 | 414.7718 | 414.7718 | 414.7718 | 414.7718 | 414.7718 | 414.7718 | 414.7718 | 414.7718 | 414.7718
| ComDCV-7P_V5 | M-IO Retro | Savings, cost, and EUL from 7th Plan workbook Com-DCV-7P_V5 | 2020 | Retro | 2022 | 2045 | PSE | Commercial | Large Ret | Electric | Per Commercial Building 1000 Square Feet for Demand Control Ventilation - DOAS |  |  | Demand Control Ventilation-Retro-Large Ret |  | 590.688 | 15 | 99.6471 | 0 |  | 0 | 0 | 0 | 0 | 0 | 0 | 0 | 0 |  | 0 | 0 | 0 | Ventilation | Ventilation | Demand Control Ventilation | Demand Controlled Ventilation DCV Only | CommVENT | 0.0141% | 87.9% | 87.9% | 94.4255 | 0.001 | 18.77% | 6.667% | 85% | 6.8% | 0.2% | 388.418 | 12.2605 | 40.0679 | 127.9074 | 0 | 0 | 0 | 95.5084 | -32.399 |  | 0.013851 | 0 | 0.013851 | 01. ($9,999.000) to $0.028 | 1 | 0 | 01. ($9,999.00) to $0.22 | 1 | 324.3059 | 322.8141 | 321.3291 | 319.851 | 318.3797 | 316.9151 | 315.4573 | 314.0062 | 312.5618 | 311.124 | 0 | 0 | 0 | 0 | 0 | 0 | 0 | 0 | 0 | 0 | 0 | 0 | 0 | 0 | 191563.5895 | 190682.3969 | 189805.2579 | 188932.1537 | 188063.0658 | 187197.9757 | 186336.865 | 185479.7155 | 184626.5088 | 183777.2268 | 0 | 0 | 0 | 0 | 0 | 0 | 0 | 0 | 0 | 0 | 0 | 0 | 0 | 0 | 1876464.7556 | 191563.5895 | 382245.9864 | 572051.2443 | 760983.398 | 949046.4639 | 1136244.4396 | 1322581.3046 | 1508061.0201 | 1692687.5288 | 1876464.7556 | 1876464.7556 | 1876464.7556 | 1876464.7556 | 1876464.7556 | 1876464.7556 | 1876464.7556 | 1876464.7556 | 1876464.7556 | 1876464.7556 | 1876464.7556 | 1876464.7556 | 1876464.7556 | 1876464.7556 | 1876464.7556 | 0 | 0 | 0 | 0 | 0 | 0 | 0 | 0 | 0 | 0 | 0 | 0 | 0 | 0 | 0 | 0 | 0 | 0 | 0 | 0 | 0 | 0 | 0 | 0 | 0 | 0 | 0 | 0 | 0 | 0 | 0 | 0 | 0 | 0 | 0 | 0 | 0 | 0 | 0 | 0 | 0 | 0 | 0 | 0 | 0 | 0 | 0 | 0 | 0 | 0 | 0 | 0 | 0 | 0 | 0 | 0 | 0 | 0 | 0 | 0 | 0 | 27.0114 | 53.8986 | 80.662 | 107.3024 | 133.8202 | 160.216 | 186.4905 | 212.644 | 238.6772 | 264.5907 | 264.5907 | 264.5907 | 264.5907 | 264.5907 | 264.5907 | 264.5907 | 264.5907 | 264.5907 | 264.5907 | 264.5907 | 264.5907 | 264.5907 | 264.5907 | 264.5907 | 30973.9379 | 30831.4578 | 30689.6331 | 30548.4608 | 30407.9379 | 30268.0614 | 30128.8283 | 29990.2357 | 29852.2806 | 29714.9601 | 0 | 0 | 0 | 0 | 0 | 0 | 0 | 0 | 0 | 0 | 0 | 0 | 0 | 0 | 303405.7936 | 0 | 0 | 0 | 0 | 0 | 0 | 0 | 0 | 0 | 0 | 0 | 0 | 0 | 0 | 0 | 0 | 0 | 0 | 0 | 0 | 0.01557% | 29.8308 | 59.5244 | 89.0814 | 118.5025 | 147.7882 | 176.9391 | 205.956 | 234.8395 | 263.59 | 292.2083 | 292.2083 | 292.2083 | 292.2083 | 292.2083 | 292.2083 | 292.2083 | 292.2083 | 292.2083 | 292.2083 | 292.2083 | 292.2083 | 292.2083 | 292.2083 | 292.2083
| ComDCV-7P_V5 | M-IO Retro | Savings, cost, and EUL from 7th Plan workbook Com-DCV-7P_V5 | 2020 | Retro | 2022 | 2045 | PSE | Commercial | Medium Ret | Electric | Per Commercial Building 1000 Square Feet for Demand Control Ventilation - DOAS |  |  | Demand Control Ventilation-Retro-Medium Ret |  | 162.5636 | 15 | 49.8235 | 0 |  | 0 | 0 | 0 | 0 | 0 | 0 | 0 | 0 |  | 0 | 0 | 0 | Ventilation | Ventilation | Demand Control Ventilation | Demand Controlled Ventilation DCV Only | CommVENT | 0.0141% | 87.9% | 87.9% | 13.3332 | 0.001 | 25.93% | 6.667% | 85% | 6.8% | 0.2% | 106.8967 | 3.3742 | 11.0271 | 63.9537 | 0 | 0 | 0 | 59.5171 | -4.4366 |  | 0.031363 | 0 | 0.031363 | 02. $0.028 to $0.055 | 1 | 0 | 01. ($9,999.00) to $0.22 | 1 | 667.043 | 663.9746 | 660.9203 | 657.8801 | 654.8539 | 651.8415 | 648.8431 | 645.8584 | 642.8874 | 639.9302 | 0 | 0 | 0 | 0 | 0 | 0 | 0 | 0 | 0 | 0 | 0 | 0 | 0 | 0 | 108436.8839 | 107938.0743 | 107441.5591 | 106947.328 | 106455.3702 | 105965.6755 | 105478.2334 | 104993.0336 | 104510.0656 | 104029.3193 | 0 | 0 | 0 | 0 | 0 | 0 | 0 | 0 | 0 | 0 | 0 | 0 | 0 | 0 | 1062195.543 | 108436.8839 | 216374.9582 | 323816.5173 | 430763.8453 | 537219.2155 | 643184.8911 | 748663.1245 | 853656.1581 | 958166.2237 | 1062195.543 | 1062195.543 | 1062195.543 | 1062195.543 | 1062195.543 | 1062195.543 | 1062195.543 | 1062195.543 | 1062195.543 | 1062195.543 | 1062195.543 | 1062195.543 | 1062195.543 | 1062195.543 | 1062195.543 | 0 | 0 | 0 | 0 | 0 | 0 | 0 | 0 | 0 | 0 | 0 | 0 | 0 | 0 | 0 | 0 | 0 | 0 | 0 | 0 | 0 | 0 | 0 | 0 | 0 | 0 | 0 | 0 | 0 | 0 | 0 | 0 | 0 | 0 | 0 | 0 | 0 | 0 | 0 | 0 | 0 | 0 | 0 | 0 | 0 | 0 | 0 | 0 | 0 | 0 | 0 | 0 | 0 | 0 | 0 | 0 | 0 | 0 | 0 | 0 | 0 | 15.2901 | 30.5099 | 45.6597 | 60.7398 | 75.7505 | 90.6922 | 105.5652 | 120.3697 | 135.1061 | 149.7748 | 149.7748 | 149.7748 | 149.7748 | 149.7748 | 149.7748 | 149.7748 | 149.7748 | 149.7748 | 149.7748 | 149.7748 | 149.7748 | 149.7748 | 149.7748 | 149.7748 | 39700.4515 | 39517.8294 | 39336.0474 | 39155.1016 | 38974.9881 | 38795.7032 | 38617.2429 | 38439.6036 | 38262.7814 | 38086.7727 | 0 | 0 | 0 | 0 | 0 | 0 | 0 | 0 | 0 | 0 | 0 | 0 | 0 | 0 | 388886.5219 | 0 | 0 | 0 | 0 | 0 | 0 | 0 | 0 | 0 | 0 | 0 | 0 | 0 | 0 | 0 | 0 | 0 | 0 | 0 | 0 | 0.01557% | 16.8861 | 33.6945 | 50.4256 | 67.0797 | 83.6573 | 100.1585 | 116.5839 | 132.9337 | 149.2083 | 165.408 | 165.408 | 165.408 | 165.408 | 165.408 | 165.408 | 165.408 | 165.408 | 165.408 | 165.408 | 165.408 | 165.408 | 165.408 | 165.408 | 165.408
| ComDCV-7P_V5 | M-IO Retro | Savings, cost, and EUL from 7th Plan workbook Com-DCV-7P_V5 | 2020 | Retro | 2022 | 2045 | PSE | Commercial | Small Ret | Electric | Per Commercial Building 1000 Square Feet for Demand Control Ventilation - DOAS |  |  | Demand Control Ventilation-Retro-Small Ret |  | 162.5636 | 15 | 49.8235 | 0 |  | 0 | 0 | 0 | 0 | 0 | 0 | 0 | 0 |  | 0 | 0 | 0 | Ventilation | Ventilation | Demand Control Ventilation | Demand Controlled Ventilation DCV Only | CommVENT | 0.0141% | 87.9% | 87.9% | 2.1703 | 0.001 | 21.12% | 6.667% | 85% | 6.8% | 0.2% | 106.8967 | 3.3742 | 11.0271 | 63.9537 | 0 | 0 | 0 | 59.5171 | -4.4366 |  | 0.031363 | 0 | 0.031363 | 02. $0.028 to $0.055 | 1 | 0 | 01. ($9,999.00) to $0.22 | 1 | 117.4513 | 116.911 | 116.3732 | 115.8379 | 115.305 | 114.7746 | 114.2467 | 113.7211 | 113.198 | 112.6773 | 0 | 0 | 0 | 0 | 0 | 0 | 0 | 0 | 0 | 0 | 0 | 0 | 0 | 0 | 19093.2952 | 19005.466 | 18918.0409 | 18831.0179 | 18744.3952 | 18658.171 | 18572.3434 | 18486.9106 | 18401.8708 | 18317.2222 | 0 | 0 | 0 | 0 | 0 | 0 | 0 | 0 | 0 | 0 | 0 | 0 | 0 | 0 | 187028.7332 | 19093.2952 | 38098.7612 | 57016.8021 | 75847.8199 | 94592.2151 | 113250.3861 | 131822.7295 | 150309.6401 | 168711.511 | 187028.7332 | 187028.7332 | 187028.7332 | 187028.7332 | 187028.7332 | 187028.7332 | 187028.7332 | 187028.7332 | 187028.7332 | 187028.7332 | 187028.7332 | 187028.7332 | 187028.7332 | 187028.7332 | 187028.7332 | 0 | 0 | 0 | 0 | 0 | 0 | 0 | 0 | 0 | 0 | 0 | 0 | 0 | 0 | 0 | 0 | 0 | 0 | 0 | 0 | 0 | 0 | 0 | 0 | 0 | 0 | 0 | 0 | 0 | 0 | 0 | 0 | 0 | 0 | 0 | 0 | 0 | 0 | 0 | 0 | 0 | 0 | 0 | 0 | 0 | 0 | 0 | 0 | 0 | 0 | 0 | 0 | 0 | 0 | 0 | 0 | 0 | 0 | 0 | 0 | 0 | 2.6922 | 5.3721 | 8.0396 | 10.6949 | 13.338 | 15.9689 | 18.5877 | 21.1944 | 23.7892 | 26.372 | 26.372 | 26.372 | 26.372 | 26.372 | 26.372 | 26.372 | 26.372 | 26.372 | 26.372 | 26.372 | 26.372 | 26.372 | 26.372 | 26.372 | 6990.3562 | 6958.2005 | 6926.1928 | 6894.3323 | 6862.6184 | 6831.0503 | 6799.6275 | 6768.3492 | 6737.2148 | 6706.2236 | 0 | 0 | 0 | 0 | 0 | 0 | 0 | 0 | 0 | 0 | 0 | 0 | 0 | 0 | 68474.1656 | 0 | 0 | 0 | 0 | 0 | 0 | 0 | 0 | 0 | 0 | 0 | 0 | 0 | 0 | 0 | 0 | 0 | 0 | 0 | 0 | 0.01557% | 2.9733 | 5.9328 | 8.8788 | 11.8112 | 14.7302 | 17.6357 | 20.5278 | 23.4066 | 26.2722 | 29.1246 | 29.1246 | 29.1246 | 29.1246 | 29.1246 | 29.1246 | 29.1246 | 29.1246 | 29.1246 | 29.1246 | 29.1246 | 29.1246 | 29.1246 | 29.1246 | 29.1246
| ComDCV-7P_V5 | M-IO Retro | Savings, cost, and EUL from 7th Plan workbook Com-DCV-7P_V5 | 2020 | Retro | 2022 | 2045 | PSE | Commercial | School K-12 | Electric | Per Commercial Building 1000 Square Feet for Demand Control Ventilation - DOAS |  |  | Demand Control Ventilation-Retro-School K-12 |  | 0 | 15 | 0 | 0 |  | 0 | 0 | 0 | 0 | 0 | 0 | 0 | 0 |  | 0 | 0 | 0 | Ventilation | Ventilation | Demand Control Ventilation | Demand Controlled Ventilation DCV Only | CommVENT | 0.0141% | 99.02% | 99.02% | 36.55 | 0.001 | 16.15% | 6.667% | 85% | 6.8% | 0.2% | 0 | 0 | 0 | 0 | 0 | 0 | 0 | 0 | 0 |  | 0 | 0 | 0 | 01. ($9,999.000) to $0.028 | 1 | 0 | 01. ($9,999.00) to $0.22 | 1 | 650.1152 | 648.75 | 647.3876 | 646.0281 | 644.6714 | 643.3176 | 641.9666 | 640.6185 | 639.2732 | 637.9307 | 0 | 0 | 0 | 0 | 0 | 0 | 0 | 0 | 0 | 0 | 0 | 0 | 0 | 0 | 0 | 0 | 0 | 0 | 0 | 0 | 0 | 0 | 0 | 0 | 0 | 0 | 0 | 0 | 0 | 0 | 0 | 0 | 0 | 0 | 0 | 0 | 0 | 0 | 0 | 0 | 0 | 0 | 0 | 0 | 0 | 0 | 0 | 0 | 0 | 0 | 0 | 0 | 0 | 0 | 0 | 0 | 0 | 0 | 0 | 0 | 0 | 0 | 0 | 0 | 0 | 0 | 0 | 0 | 0 | 0 | 0 | 0 | 0 | 0 | 0 | 0 | 0 | 0 | 0 | 0 | 0 | 0 | 0 | 0 | 0 | 0 | 0 | 0 | 0 | 0 | 0 | 0 | 0 | 0 | 0 | 0 | 0 | 0 | 0 | 0 | 0 | 0 | 0 | 0 | 0 | 0 | 0 | 0 | 0 | 0 | 0 | 0 | 0 | 0 | 0 | 0 | 0 | 0 | 0 | 0 | 0 | 0 | 0 | 0 | 0 | 0 | 0 | 0 | 0 | 0 | 0 | 0 | 0 | 0 | 0 | 0 | 0 | 0 | 0 | 0 | 0 | 0 | 0 | 0 | 0 | 0 | 0 | 0 | 0 | 0 | 0 | 0 | 0 | 0 | 0 | 0 | 0 | 0 | 0 | 0 | 0 | 0 | 0 | 0 | 0 | 0 | 0 | 0 | 0 | 0 | 0 | 0 | 0 | 0 | 0 | 0 | 0 | 0 | 0 | 0 | 0 | 0 | 0 | 0 | 0 | 0 | 0 | 0 | 0 | 0 | 0 | 0 | 0 | 0.01557% | 0 | 0 | 0 | 0 | 0 | 0 | 0 | 0 | 0 | 0 | 0 | 0 | 0 | 0 | 0 | 0 | 0 | 0 | 0 | 0 | 0 | 0 | 0 | 0
| ComDCV-7P_V5 | M-IO Retro | Savings, cost, and EUL from 7th Plan workbook Com-DCV-7P_V5 | 2020 | Retro | 2022 | 2045 | PSE | Commercial | University | Electric | Per Commercial Building 1000 Square Feet for Demand Control Ventilation - DOAS |  |  | Demand Control Ventilation-Retro-University |  | 0 | 15 | 0 | 0 |  | 0 | 0 | 0 | 0 | 0 | 0 | 0 | 0 |  | 0 | 0 | 0 | Ventilation | Ventilation | Demand Control Ventilation | Demand Controlled Ventilation DCV Only | CommVENT | 0.0141% | 95.97% | 95.97% | 121.328 | 0.001 | 9.607% | 6.667% | 85% | 6.8% | 0.2% | 0 | 0 | 0 | 0 | 0 | 0 | 0 | 0 | 0 |  | 0 | 0 | 0 | 01. ($9,999.000) to $0.028 | 1 | 0 | 01. ($9,999.00) to $0.22 | 1 | 39.3548 | 39.2604 | 39.1662 | 39.0722 | 38.9784 | 38.8848 | 38.7915 | 38.6984 | 38.6055 | 38.5129 | 0 | 0 | 0 | 0 | 0 | 0 | 0 | 0 | 0 | 0 | 0 | 0 | 0 | 0 | 0 | 0 | 0 | 0 | 0 | 0 | 0 | 0 | 0 | 0 | 0 | 0 | 0 | 0 | 0 | 0 | 0 | 0 | 0 | 0 | 0 | 0 | 0 | 0 | 0 | 0 | 0 | 0 | 0 | 0 | 0 | 0 | 0 | 0 | 0 | 0 | 0 | 0 | 0 | 0 | 0 | 0 | 0 | 0 | 0 | 0 | 0 | 0 | 0 | 0 | 0 | 0 | 0 | 0 | 0 | 0 | 0 | 0 | 0 | 0 | 0 | 0 | 0 | 0 | 0 | 0 | 0 | 0 | 0 | 0 | 0 | 0 | 0 | 0 | 0 | 0 | 0 | 0 | 0 | 0 | 0 | 0 | 0 | 0 | 0 | 0 | 0 | 0 | 0 | 0 | 0 | 0 | 0 | 0 | 0 | 0 | 0 | 0 | 0 | 0 | 0 | 0 | 0 | 0 | 0 | 0 | 0 | 0 | 0 | 0 | 0 | 0 | 0 | 0 | 0 | 0 | 0 | 0 | 0 | 0 | 0 | 0 | 0 | 0 | 0 | 0 | 0 | 0 | 0 | 0 | 0 | 0 | 0 | 0 | 0 | 0 | 0 | 0 | 0 | 0 | 0 | 0 | 0 | 0 | 0 | 0 | 0 | 0 | 0 | 0 | 0 | 0 | 0 | 0 | 0 | 0 | 0 | 0 | 0 | 0 | 0 | 0 | 0 | 0 | 0 | 0 | 0 | 0 | 0 | 0 | 0 | 0 | 0 | 0 | 0 | 0 | 0 | 0 | 0 | 0.01557% | 0 | 0 | 0 | 0 | 0 | 0 | 0 | 0 | 0 | 0 | 0 | 0 | 0 | 0 | 0 | 0 | 0 | 0 | 0 | 0 | 0 | 0 | 0 | 0
| ComDCV-7P_V5 | M-IO Retro | Savings, cost, and EUL from 7th Plan workbook Com-DCV-7P_V5 | 2020 | Retro | 2022 | 2045 | PSE | Commercial | Warehouse | Electric | Per Commercial Building 1000 Square Feet for Demand Control Ventilation - DOAS |  |  | Demand Control Ventilation-Retro-Warehouse |  | 0 | 15 | 0 | 0 |  | 0 | 0 | 0 | 0 | 0 | 0 | 0 | 0 |  | 0 | 0 | 0 | Ventilation | Ventilation | Demand Control Ventilation | Demand Controlled Ventilation DCV Only | CommVENT | 0.0141% | 52.37% | 52.37% | 34.3139 | 0.001 | 10.57% | 6.667% | 85% | 6.8% | 0.2% | 0 | 0 | 0 | 0 | 0 | 0 | 0 | 0 | 0 |  | 0 | 0 | 0 | 01. ($9,999.000) to $0.028 | 1 | 0 | 01. ($9,999.00) to $0.22 | 1 | 558.9138 | 556.2757 | 553.6501 | 551.0368 | 548.4359 | 545.8473 | 543.2709 | 540.7067 | 538.1546 | 535.6145 | 0 | 0 | 0 | 0 | 0 | 0 | 0 | 0 | 0 | 0 | 0 | 0 | 0 | 0 | 0 | 0 | 0 | 0 | 0 | 0 | 0 | 0 | 0 | 0 | 0 | 0 | 0 | 0 | 0 | 0 | 0 | 0 | 0 | 0 | 0 | 0 | 0 | 0 | 0 | 0 | 0 | 0 | 0 | 0 | 0 | 0 | 0 | 0 | 0 | 0 | 0 | 0 | 0 | 0 | 0 | 0 | 0 | 0 | 0 | 0 | 0 | 0 | 0 | 0 | 0 | 0 | 0 | 0 | 0 | 0 | 0 | 0 | 0 | 0 | 0 | 0 | 0 | 0 | 0 | 0 | 0 | 0 | 0 | 0 | 0 | 0 | 0 | 0 | 0 | 0 | 0 | 0 | 0 | 0 | 0 | 0 | 0 | 0 | 0 | 0 | 0 | 0 | 0 | 0 | 0 | 0 | 0 | 0 | 0 | 0 | 0 | 0 | 0 | 0 | 0 | 0 | 0 | 0 | 0 | 0 | 0 | 0 | 0 | 0 | 0 | 0 | 0 | 0 | 0 | 0 | 0 | 0 | 0 | 0 | 0 | 0 | 0 | 0 | 0 | 0 | 0 | 0 | 0 | 0 | 0 | 0 | 0 | 0 | 0 | 0 | 0 | 0 | 0 | 0 | 0 | 0 | 0 | 0 | 0 | 0 | 0 | 0 | 0 | 0 | 0 | 0 | 0 | 0 | 0 | 0 | 0 | 0 | 0 | 0 | 0 | 0 | 0 | 0 | 0 | 0 | 0 | 0 | 0 | 0 | 0 | 0 | 0 | 0 | 0 | 0 | 0 | 0 | 0 | 0.01557% | 0 | 0 | 0 | 0 | 0 | 0 | 0 | 0 | 0 | 0 | 0 | 0 | 0 | 0 | 0 | 0 | 0 | 0 | 0 | 0 | 0 | 0 | 0 | 0
| ComDCV-7P_V5 | M-IO Retro | Savings, cost, and EUL from 7th Plan workbook Com-DCV-7P_V5 | 2020 | Retro | 2022 | 2045 | PSE | Commercial | Supermarket | Electric | Per Commercial Building 1000 Square Feet for Demand Control Ventilation - DOAS |  |  | Demand Control Ventilation-Retro-Supermarket |  | 674.7072 | 15 | 136.6699 | 0 |  | 0 | 0 | 0 | 0 | 0 | 0 | 0 | 0 |  | 0 | 0 | 0 | Ventilation | Ventilation | Demand Control Ventilation | Demand Controlled Ventilation DCV Only | CommVENT | 0.0141% | 87.2% | 87.2% | 49.7337 | 0.001 | 21.7% | 6.667% | 85% | 6.8% | 0.2% | 443.6664 | 14.0045 | 45.7671 | 175.43 | 0 | 0 | 0 | 142.9925 | -32.4376 |  | 0.018155 | 0 | 0.018155 | 01. ($9,999.000) to $0.028 | 1 | 0 | 01. ($9,999.00) to $0.22 | 1 | 370.3459 | 368.5979 | 366.8581 | 365.1266 | 363.4032 | 361.6879 | 359.9807 | 358.2816 | 356.5905 | 354.9074 | 0 | 0 | 0 | 0 | 0 | 0 | 0 | 0 | 0 | 0 | 0 | 0 | 0 | 0 | 249875.0863 | 248695.6759 | 247521.8323 | 246353.5292 | 245190.7406 | 244033.4403 | 242881.6024 | 241735.2013 | 240594.2111 | 239458.6065 | 0 | 0 | 0 | 0 | 0 | 0 | 0 | 0 | 0 | 0 | 0 | 0 | 0 | 0 | 2446339.9259 | 249875.0863 | 498570.7622 | 746092.5944 | 992446.1237 | 1237636.8643 | 1481670.3045 | 1724551.907 | 1966287.1083 | 2206881.3194 | 2446339.9259 | 2446339.9259 | 2446339.9259 | 2446339.9259 | 2446339.9259 | 2446339.9259 | 2446339.9259 | 2446339.9259 | 2446339.9259 | 2446339.9259 | 2446339.9259 | 2446339.9259 | 2446339.9259 | 2446339.9259 | 2446339.9259 | 0 | 0 | 0 | 0 | 0 | 0 | 0 | 0 | 0 | 0 | 0 | 0 | 0 | 0 | 0 | 0 | 0 | 0 | 0 | 0 | 0 | 0 | 0 | 0 | 0 | 0 | 0 | 0 | 0 | 0 | 0 | 0 | 0 | 0 | 0 | 0 | 0 | 0 | 0 | 0 | 0 | 0 | 0 | 0 | 0 | 0 | 0 | 0 | 0 | 0 | 0 | 0 | 0 | 0 | 0 | 0 | 0 | 0 | 0 | 0 | 0 | 35.2336 | 70.3009 | 105.2027 | 139.9398 | 174.5129 | 208.9228 | 243.1703 | 277.2561 | 311.1811 | 344.9459 | 344.9459 | 344.9459 | 344.9459 | 344.9459 | 344.9459 | 344.9459 | 344.9459 | 344.9459 | 344.9459 | 344.9459 | 344.9459 | 344.9459 | 344.9459 | 344.9459 | 52956.6771 | 52706.7215 | 52457.9458 | 52210.3443 | 51963.9115 | 51718.6418 | 51474.5298 | 51231.5701 | 50989.757 | 50749.0854 | 0 | 0 | 0 | 0 | 0 | 0 | 0 | 0 | 0 | 0 | 0 | 0 | 0 | 0 | 518459.1844 | 0 | 0 | 0 | 0 | 0 | 0 | 0 | 0 | 0 | 0 | 0 | 0 | 0 | 0 | 0 | 0 | 0 | 0 | 0 | 0 | 0.01557% | 38.9112 | 77.6388 | 116.1836 | 154.5465 | 192.7283 | 230.7298 | 268.552 | 306.1957 | 343.6617 | 380.9509 | 380.9509 | 380.9509 | 380.9509 | 380.9509 | 380.9509 | 380.9509 | 380.9509 | 380.9509 | 380.9509 | 380.9509 | 380.9509 | 380.9509 | 380.9509 | 380.9509
| ComDCV-7P_V5 | M-IO Retro | Savings, cost, and EUL from 7th Plan workbook Com-DCV-7P_V5 | 2020 | Retro | 2022 | 2045 | PSE | Commercial | MiniMart | Electric | Per Commercial Building 1000 Square Feet for Demand Control Ventilation - DOAS |  |  | Demand Control Ventilation-Retro-MiniMart |  | 289.1602 | 15 | 58.5728 | 0 |  | 0 | 0 | 0 | 0 | 0 | 0 | 0 | 0 |  | 0 | 0 | 0 | Ventilation | Ventilation | Demand Control Ventilation | Demand Controlled Ventilation DCV Only | CommVENT | 0.0141% | 87.2% | 87.2% | 2.1159 | 0.001 | 28.75% | 6.667% | 85% | 6.8% | 0.2% | 190.1427 | 6.0019 | 19.6145 | 75.1843 | 0 | 0 | 0 | 61.2825 | -13.9018 |  | 0.018155 | 0 | 0.018155 | 01. ($9,999.000) to $0.028 | 1 | 0 | 01. ($9,999.00) to $0.22 | 1 | 20.1284 | 20.0801 | 20.0319 | 19.9838 | 19.9359 | 19.888 | 19.8403 | 19.7927 | 19.7452 | 19.6978 | 0 | 0 | 0 | 0 | 0 | 0 | 0 | 0 | 0 | 0 | 0 | 0 | 0 | 0 | 5820.3324 | 5806.3636 | 5792.4283 | 5778.5265 | 5764.6581 | 5750.8229 | 5737.0209 | 5723.252 | 5709.5162 | 5695.8134 | 0 | 0 | 0 | 0 | 0 | 0 | 0 | 0 | 0 | 0 | 0 | 0 | 0 | 0 | 57578.7344 | 5820.3324 | 11626.696 | 17419.1244 | 23197.6509 | 28962.3089 | 34713.1318 | 40450.1527 | 46173.4048 | 51882.921 | 57578.7344 | 57578.7344 | 57578.7344 | 57578.7344 | 57578.7344 | 57578.7344 | 57578.7344 | 57578.7344 | 57578.7344 | 57578.7344 | 57578.7344 | 57578.7344 | 57578.7344 | 57578.7344 | 57578.7344 | 0 | 0 | 0 | 0 | 0 | 0 | 0 | 0 | 0 | 0 | 0 | 0 | 0 | 0 | 0 | 0 | 0 | 0 | 0 | 0 | 0 | 0 | 0 | 0 | 0 | 0 | 0 | 0 | 0 | 0 | 0 | 0 | 0 | 0 | 0 | 0 | 0 | 0 | 0 | 0 | 0 | 0 | 0 | 0 | 0 | 0 | 0 | 0 | 0 | 0 | 0 | 0 | 0 | 0 | 0 | 0 | 0 | 0 | 0 | 0 | 0 | 0.8207 | 1.6394 | 2.4562 | 3.271 | 4.0838 | 4.8947 | 5.7037 | 6.5107 | 7.3157 | 8.1189 | 8.1189 | 8.1189 | 8.1189 | 8.1189 | 8.1189 | 8.1189 | 8.1189 | 8.1189 | 8.1189 | 8.1189 | 8.1189 | 8.1189 | 8.1189 | 8.1189 | 1233.5182 | 1230.5577 | 1227.6044 | 1224.6582 | 1221.719 | 1218.7869 | 1215.8618 | 1212.9437 | 1210.0326 | 1207.1286 | 0 | 0 | 0 | 0 | 0 | 0 | 0 | 0 | 0 | 0 | 0 | 0 | 0 | 0 | 12202.811 | 0 | 0 | 0 | 0 | 0 | 0 | 0 | 0 | 0 | 0 | 0 | 0 | 0 | 0 | 0 | 0 | 0 | 0 | 0 | 0 | 0.01557% | 0.90636 | 1.8105 | 2.7126 | 3.6124 | 4.5101 | 5.4056 | 6.299 | 7.1903 | 8.0794 | 8.9663 | 8.9663 | 8.9663 | 8.9663 | 8.9663 | 8.9663 | 8.9663 | 8.9663 | 8.9663 | 8.9663 | 8.9663 | 8.9663 | 8.9663 | 8.9663 | 8.9663
| ComDCV-7P_V5 | M-IO Retro | Savings, cost, and EUL from 7th Plan workbook Com-DCV-7P_V5 | 2020 | Retro | 2022 | 2045 | PSE | Commercial | Restaurant | Electric | Per Commercial Building 1000 Square Feet for Demand Control Ventilation - DOAS |  |  | Demand Control Ventilation-Retro-Restaurant |  | 406.4654 | 15 | 66.3203 | 0 |  | 0 | 0 | 0 | 0 | 0 | 0 | 0 | 0 |  | 0 | 0 | 0 | Ventilation | Ventilation | Demand Control Ventilation | Demand Controlled Ventilation DCV Only | CommVENT | 0.0141% | 89.34% | 89.34% | 9.7266 | 0.001 | 22.51% | 6.667% | 85% | 6.8% | 0.2% | 267.279 | 8.4367 | 27.5716 | 85.129 | 0 | 0 | 0 | 62.3848 | -22.7442 |  | 0.013148 | 0 | 0.013148 | 01. ($9,999.000) to $0.028 | 1 | 0 | 01. ($9,999.00) to $0.22 | 1 | 378.2681 | 374.8637 | 371.4899 | 368.1465 | 364.8332 | 361.5497 | 358.2957 | 355.0711 | 351.8754 | 348.7086 | 0 | 0 | 0 | 0 | 0 | 0 | 0 | 0 | 0 | 0 | 0 | 0 | 0 | 0 | 153752.9136 | 152369.1374 | 150997.8151 | 149638.8348 | 148292.0853 | 146957.4565 | 145634.8394 | 144324.1258 | 143025.2087 | 141737.9818 | 0 | 0 | 0 | 0 | 0 | 0 | 0 | 0 | 0 | 0 | 0 | 0 | 0 | 0 | 1476730.3984 | 153752.9136 | 306122.0509 | 457119.866 | 606758.7008 | 755050.7861 | 902008.2426 | 1047643.082 | 1191967.2078 | 1334992.4165 | 1476730.3984 | 1476730.3984 | 1476730.3984 | 1476730.3984 | 1476730.3984 | 1476730.3984 | 1476730.3984 | 1476730.3984 | 1476730.3984 | 1476730.3984 | 1476730.3984 | 1476730.3984 | 1476730.3984 | 1476730.3984 | 1476730.3984 | 0 | 0 | 0 | 0 | 0 | 0 | 0 | 0 | 0 | 0 | 0 | 0 | 0 | 0 | 0 | 0 | 0 | 0 | 0 | 0 | 0 | 0 | 0 | 0 | 0 | 0 | 0 | 0 | 0 | 0 | 0 | 0 | 0 | 0 | 0 | 0 | 0 | 0 | 0 | 0 | 0 | 0 | 0 | 0 | 0 | 0 | 0 | 0 | 0 | 0 | 0 | 0 | 0 | 0 | 0 | 0 | 0 | 0 | 0 | 0 | 0 | 21.6799 | 43.1647 | 64.4561 | 85.556 | 106.4659 | 127.1876 | 147.7228 | 168.0732 | 188.2405 | 208.2262 | 208.2262 | 208.2262 | 208.2262 | 208.2262 | 208.2262 | 208.2262 | 208.2262 | 208.2262 | 208.2262 | 208.2262 | 208.2262 | 208.2262 | 208.2262 | 208.2262 | 23598.1708 | 23385.7873 | 23175.3152 | 22966.7374 | 22760.0367 | 22555.1964 | 22352.1996 | 22151.0298 | 21951.6706 | 21754.1055 | 0 | 0 | 0 | 0 | 0 | 0 | 0 | 0 | 0 | 0 | 0 | 0 | 0 | 0 | 226650.2495 | 0 | 0 | 0 | 0 | 0 | 0 | 0 | 0 | 0 | 0 | 0 | 0 | 0 | 0 | 0 | 0 | 0 | 0 | 0 | 0 | 0.01557% | 23.9428 | 47.6702 | 71.184 | 94.4862 | 117.5786 | 140.4632 | 163.1419 | 185.6165 | 207.8887 | 229.9606 | 229.9606 | 229.9606 | 229.9606 | 229.9606 | 229.9606 | 229.9606 | 229.9606 | 229.9606 | 229.9606 | 229.9606 | 229.9606 | 229.9606 | 229.9606 | 229.9606
| ComDCV-7P_V5 | M-IO Retro | Savings, cost, and EUL from 7th Plan workbook Com-DCV-7P_V5 | 2020 | Retro | 2022 | 2045 | PSE | Commercial | Lodging | Electric | Per Commercial Building 1000 Square Feet for Demand Control Ventilation - DOAS |  |  | Demand Control Ventilation-Retro-Lodging |  | 0 | 15 | 0 | 0 |  | 0 | 0 | 0 | 0 | 0 | 0 | 0 | 0 |  | 0 | 0 | 0 | Ventilation | Ventilation | Demand Control Ventilation | Demand Controlled Ventilation DCV Only | CommVENT | 0.0141% | 89.78% | 89.78% | 31.3854 | 0.001 | 12.1% | 6.667% | 85% | 6.8% | 0.2% | 0 | 0 | 0 | 0 | 0 | 0 | 0 | 0 | 0 |  | 0 | 0 | 0 | 01. ($9,999.000) to $0.028 | 1 | 0 | 01. ($9,999.00) to $0.22 | 1 | 161.7784 | 161.1798 | 160.5834 | 159.9893 | 159.3973 | 158.8076 | 158.22 | 157.6346 | 157.0513 | 156.4702 | 0 | 0 | 0 | 0 | 0 | 0 | 0 | 0 | 0 | 0 | 0 | 0 | 0 | 0 | 0 | 0 | 0 | 0 | 0 | 0 | 0 | 0 | 0 | 0 | 0 | 0 | 0 | 0 | 0 | 0 | 0 | 0 | 0 | 0 | 0 | 0 | 0 | 0 | 0 | 0 | 0 | 0 | 0 | 0 | 0 | 0 | 0 | 0 | 0 | 0 | 0 | 0 | 0 | 0 | 0 | 0 | 0 | 0 | 0 | 0 | 0 | 0 | 0 | 0 | 0 | 0 | 0 | 0 | 0 | 0 | 0 | 0 | 0 | 0 | 0 | 0 | 0 | 0 | 0 | 0 | 0 | 0 | 0 | 0 | 0 | 0 | 0 | 0 | 0 | 0 | 0 | 0 | 0 | 0 | 0 | 0 | 0 | 0 | 0 | 0 | 0 | 0 | 0 | 0 | 0 | 0 | 0 | 0 | 0 | 0 | 0 | 0 | 0 | 0 | 0 | 0 | 0 | 0 | 0 | 0 | 0 | 0 | 0 | 0 | 0 | 0 | 0 | 0 | 0 | 0 | 0 | 0 | 0 | 0 | 0 | 0 | 0 | 0 | 0 | 0 | 0 | 0 | 0 | 0 | 0 | 0 | 0 | 0 | 0 | 0 | 0 | 0 | 0 | 0 | 0 | 0 | 0 | 0 | 0 | 0 | 0 | 0 | 0 | 0 | 0 | 0 | 0 | 0 | 0 | 0 | 0 | 0 | 0 | 0 | 0 | 0 | 0 | 0 | 0 | 0 | 0 | 0 | 0 | 0 | 0 | 0 | 0 | 0 | 0 | 0 | 0 | 0 | 0 | 0.01557% | 0 | 0 | 0 | 0 | 0 | 0 | 0 | 0 | 0 | 0 | 0 | 0 | 0 | 0 | 0 | 0 | 0 | 0 | 0 | 0 | 0 | 0 | 0 | 0
| ComDCV-7P_V5 | M-IO Retro | Savings, cost, and EUL from 7th Plan workbook Com-DCV-7P_V5 | 2020 | Retro | 2022 | 2045 | PSE | Commercial | Hospital | Electric | Per Commercial Building 1000 Square Feet for Demand Control Ventilation - DOAS |  |  | Demand Control Ventilation-Retro-Hospital |  | 0 | 15 | 0 | 0 |  | 0 | 0 | 0 | 0 | 0 | 0 | 0 | 0 |  | 0 | 0 | 0 | Ventilation | Ventilation | Demand Control Ventilation | Demand Controlled Ventilation DCV Only | CommVENT | 0.0141% | 93.33% | 93.33% | 80.9786 | 0.001 | 6.332% | 6.667% | 85% | 6.8% | 0.2% | 0 | 0 | 0 | 0 | 0 | 0 | 0 | 0 | 0 |  | 0 | 0 | 0 | 01. ($9,999.000) to $0.028 | 1 | 0 | 01. ($9,999.00) to $0.22 | 1 | 20.4083 | 20.3246 | 20.2413 | 20.1583 | 20.0756 | 19.9933 | 19.9114 | 19.8297 | 19.7484 | 19.6675 | 0 | 0 | 0 | 0 | 0 | 0 | 0 | 0 | 0 | 0 | 0 | 0 | 0 | 0 | 0 | 0 | 0 | 0 | 0 | 0 | 0 | 0 | 0 | 0 | 0 | 0 | 0 | 0 | 0 | 0 | 0 | 0 | 0 | 0 | 0 | 0 | 0 | 0 | 0 | 0 | 0 | 0 | 0 | 0 | 0 | 0 | 0 | 0 | 0 | 0 | 0 | 0 | 0 | 0 | 0 | 0 | 0 | 0 | 0 | 0 | 0 | 0 | 0 | 0 | 0 | 0 | 0 | 0 | 0 | 0 | 0 | 0 | 0 | 0 | 0 | 0 | 0 | 0 | 0 | 0 | 0 | 0 | 0 | 0 | 0 | 0 | 0 | 0 | 0 | 0 | 0 | 0 | 0 | 0 | 0 | 0 | 0 | 0 | 0 | 0 | 0 | 0 | 0 | 0 | 0 | 0 | 0 | 0 | 0 | 0 | 0 | 0 | 0 | 0 | 0 | 0 | 0 | 0 | 0 | 0 | 0 | 0 | 0 | 0 | 0 | 0 | 0 | 0 | 0 | 0 | 0 | 0 | 0 | 0 | 0 | 0 | 0 | 0 | 0 | 0 | 0 | 0 | 0 | 0 | 0 | 0 | 0 | 0 | 0 | 0 | 0 | 0 | 0 | 0 | 0 | 0 | 0 | 0 | 0 | 0 | 0 | 0 | 0 | 0 | 0 | 0 | 0 | 0 | 0 | 0 | 0 | 0 | 0 | 0 | 0 | 0 | 0 | 0 | 0 | 0 | 0 | 0 | 0 | 0 | 0 | 0 | 0 | 0 | 0 | 0 | 0 | 0 | 0 | 0.01557% | 0 | 0 | 0 | 0 | 0 | 0 | 0 | 0 | 0 | 0 | 0 | 0 | 0 | 0 | 0 | 0 | 0 | 0 | 0 | 0 | 0 | 0 | 0 | 0
| ComDCV-7P_V5 | M-IO Retro | Savings, cost, and EUL from 7th Plan workbook Com-DCV-7P_V5 | 2020 | Retro | 2022 | 2045 | PSE | Commercial | Residential Care | Electric | Per Commercial Building 1000 Square Feet for Demand Control Ventilation - DOAS |  |  | Demand Control Ventilation-Retro-Residential Care |  | 0 | 15 | 0 | 0 |  | 0 | 0 | 0 | 0 | 0 | 0 | 0 | 0 |  | 0 | 0 | 0 | Ventilation | Ventilation | Demand Control Ventilation | Demand Controlled Ventilation DCV Only | CommVENT | 0.0141% | 82.63% | 82.63% | 89.2138 | 0.001 | 16.13% | 6.667% | 85% | 6.8% | 0.2% | 0 | 0 | 0 | 0 | 0 | 0 | 0 | 0 | 0 |  | 0 | 0 | 0 | 01. ($9,999.000) to $0.028 | 1 | 0 | 01. ($9,999.00) to $0.22 | 1 | 219.7823 | 218.8812 | 217.9838 | 217.09 | 216.2 | 215.3135 | 214.4308 | 213.5516 | 212.676 | 211.8041 | 0 | 0 | 0 | 0 | 0 | 0 | 0 | 0 | 0 | 0 | 0 | 0 | 0 | 0 | 0 | 0 | 0 | 0 | 0 | 0 | 0 | 0 | 0 | 0 | 0 | 0 | 0 | 0 | 0 | 0 | 0 | 0 | 0 | 0 | 0 | 0 | 0 | 0 | 0 | 0 | 0 | 0 | 0 | 0 | 0 | 0 | 0 | 0 | 0 | 0 | 0 | 0 | 0 | 0 | 0 | 0 | 0 | 0 | 0 | 0 | 0 | 0 | 0 | 0 | 0 | 0 | 0 | 0 | 0 | 0 | 0 | 0 | 0 | 0 | 0 | 0 | 0 | 0 | 0 | 0 | 0 | 0 | 0 | 0 | 0 | 0 | 0 | 0 | 0 | 0 | 0 | 0 | 0 | 0 | 0 | 0 | 0 | 0 | 0 | 0 | 0 | 0 | 0 | 0 | 0 | 0 | 0 | 0 | 0 | 0 | 0 | 0 | 0 | 0 | 0 | 0 | 0 | 0 | 0 | 0 | 0 | 0 | 0 | 0 | 0 | 0 | 0 | 0 | 0 | 0 | 0 | 0 | 0 | 0 | 0 | 0 | 0 | 0 | 0 | 0 | 0 | 0 | 0 | 0 | 0 | 0 | 0 | 0 | 0 | 0 | 0 | 0 | 0 | 0 | 0 | 0 | 0 | 0 | 0 | 0 | 0 | 0 | 0 | 0 | 0 | 0 | 0 | 0 | 0 | 0 | 0 | 0 | 0 | 0 | 0 | 0 | 0 | 0 | 0 | 0 | 0 | 0 | 0 | 0 | 0 | 0 | 0 | 0 | 0 | 0 | 0 | 0 | 0 | 0.01557% | 0 | 0 | 0 | 0 | 0 | 0 | 0 | 0 | 0 | 0 | 0 | 0 | 0 | 0 | 0 | 0 | 0 | 0 | 0 | 0 | 0 | 0 | 0 | 0
| ComDCV-7P_V5 | M-IO Retro | Savings, cost, and EUL from 7th Plan workbook Com-DCV-7P_V5 | 2020 | Retro | 2022 | 2045 | PSE | Commercial | Assembly | Electric | Per Commercial Building 1000 Square Feet for Demand Control Ventilation - DOAS |  |  | Demand Control Ventilation-Retro-Assembly |  | 0 | 15 | 0 | 0 |  | 0 | 0 | 0 | 0 | 0 | 0 | 0 | 0 |  | 0 | 0 | 0 | Ventilation | Ventilation | Demand Control Ventilation | Demand Controlled Ventilation DCV Only | CommVENT | 0.0141% | 82.63% | 82.63% | 13.6313 | 0.001 | 23.54% | 6.667% | 85% | 6.8% | 0.2% | 0 | 0 | 0 | 0 | 0 | 0 | 0 | 0 | 0 |  | 0 | 0 | 0 | 01. ($9,999.000) to $0.028 | 1 | 0 | 01. ($9,999.00) to $0.22 | 1 | 613.2487 | 610.4973 | 607.7582 | 605.0313 | 602.3168 | 599.6144 | 596.9241 | 594.2459 | 591.5797 | 588.9255 | 0 | 0 | 0 | 0 | 0 | 0 | 0 | 0 | 0 | 0 | 0 | 0 | 0 | 0 | 0 | 0 | 0 | 0 | 0 | 0 | 0 | 0 | 0 | 0 | 0 | 0 | 0 | 0 | 0 | 0 | 0 | 0 | 0 | 0 | 0 | 0 | 0 | 0 | 0 | 0 | 0 | 0 | 0 | 0 | 0 | 0 | 0 | 0 | 0 | 0 | 0 | 0 | 0 | 0 | 0 | 0 | 0 | 0 | 0 | 0 | 0 | 0 | 0 | 0 | 0 | 0 | 0 | 0 | 0 | 0 | 0 | 0 | 0 | 0 | 0 | 0 | 0 | 0 | 0 | 0 | 0 | 0 | 0 | 0 | 0 | 0 | 0 | 0 | 0 | 0 | 0 | 0 | 0 | 0 | 0 | 0 | 0 | 0 | 0 | 0 | 0 | 0 | 0 | 0 | 0 | 0 | 0 | 0 | 0 | 0 | 0 | 0 | 0 | 0 | 0 | 0 | 0 | 0 | 0 | 0 | 0 | 0 | 0 | 0 | 0 | 0 | 0 | 0 | 0 | 0 | 0 | 0 | 0 | 0 | 0 | 0 | 0 | 0 | 0 | 0 | 0 | 0 | 0 | 0 | 0 | 0 | 0 | 0 | 0 | 0 | 0 | 0 | 0 | 0 | 0 | 0 | 0 | 0 | 0 | 0 | 0 | 0 | 0 | 0 | 0 | 0 | 0 | 0 | 0 | 0 | 0 | 0 | 0 | 0 | 0 | 0 | 0 | 0 | 0 | 0 | 0 | 0 | 0 | 0 | 0 | 0 | 0 | 0 | 0 | 0 | 0 | 0 | 0 | 0.01557% | 0 | 0 | 0 | 0 | 0 | 0 | 0 | 0 | 0 | 0 | 0 | 0 | 0 | 0 | 0 | 0 | 0 | 0 | 0 | 0 | 0 | 0 | 0 | 0
| ComDCV-7P_V5 | M-IO Retro | Savings, cost, and EUL from 7th Plan workbook Com-DCV-7P_V5 | 2020 | Retro | 2022 | 2045 | PSE | Commercial | Other | Electric | Per Commercial Building 1000 Square Feet for Demand Control Ventilation - DOAS |  |  | Demand Control Ventilation-Retro-Other |  | 0 | 15 | 0 | 0 |  | 0 | 0 | 0 | 0 | 0 | 0 | 0 | 0 |  | 0 | 0 | 0 | Ventilation | Ventilation | Demand Control Ventilation | Demand Controlled Ventilation DCV Only | CommVENT | 0.0141% | 82.63% | 82.63% | 22.4146 | 0.001 | 17.34% | 6.667% | 85% | 6.8% | 0.2% | 0 | 0 | 0 | 0 | 0 | 0 | 0 | 0 | 0 |  | 0 | 0 | 0 | 01. ($9,999.000) to $0.028 | 1 | 0 | 01. ($9,999.00) to $0.22 | 1 | 1271.8716 | 1260.4247 | 1249.0809 | 1237.8392 | 1226.6986 | 1215.6583 | 1204.7174 | 1193.875 | 1183.1301 | 1172.4819 | 0 | 0 | 0 | 0 | 0 | 0 | 0 | 0 | 0 | 0 | 0 | 0 | 0 | 0 | 0 | 0 | 0 | 0 | 0 | 0 | 0 | 0 | 0 | 0 | 0 | 0 | 0 | 0 | 0 | 0 | 0 | 0 | 0 | 0 | 0 | 0 | 0 | 0 | 0 | 0 | 0 | 0 | 0 | 0 | 0 | 0 | 0 | 0 | 0 | 0 | 0 | 0 | 0 | 0 | 0 | 0 | 0 | 0 | 0 | 0 | 0 | 0 | 0 | 0 | 0 | 0 | 0 | 0 | 0 | 0 | 0 | 0 | 0 | 0 | 0 | 0 | 0 | 0 | 0 | 0 | 0 | 0 | 0 | 0 | 0 | 0 | 0 | 0 | 0 | 0 | 0 | 0 | 0 | 0 | 0 | 0 | 0 | 0 | 0 | 0 | 0 | 0 | 0 | 0 | 0 | 0 | 0 | 0 | 0 | 0 | 0 | 0 | 0 | 0 | 0 | 0 | 0 | 0 | 0 | 0 | 0 | 0 | 0 | 0 | 0 | 0 | 0 | 0 | 0 | 0 | 0 | 0 | 0 | 0 | 0 | 0 | 0 | 0 | 0 | 0 | 0 | 0 | 0 | 0 | 0 | 0 | 0 | 0 | 0 | 0 | 0 | 0 | 0 | 0 | 0 | 0 | 0 | 0 | 0 | 0 | 0 | 0 | 0 | 0 | 0 | 0 | 0 | 0 | 0 | 0 | 0 | 0 | 0 | 0 | 0 | 0 | 0 | 0 | 0 | 0 | 0 | 0 | 0 | 0 | 0 | 0 | 0 | 0 | 0 | 0 | 0 | 0 | 0 | 0.01557% | 0 | 0 | 0 | 0 | 0 | 0 | 0 | 0 | 0 | 0 | 0 | 0 | 0 | 0 | 0 | 0 | 0 | 0 | 0 | 0 | 0 | 0 | 0 | 0
| ComDCV-7P_V5 | M-IO Retro | Savings, cost, and EUL from 7th Plan workbook Com-DCV-7P_V5 | 2020 | Retro | 2022 | 2041 | PSE | Commercial | Large Off | Gas | Per Commercial Building 1000 Square Feet for Demand Control Ventilation - DOAS |  |  | Demand Control Ventilation-Retro-Large Off |  | 0 | 15 | 0 | 0 |  | 0 | 0 | 0 | 0 | 0 | 0 | 0 | 0.06069 |  | 0 | 0 | 0 | Ventilation | Ventilation | Demand Control Ventilation | Demand Controlled Ventilation DCV Only | CommVENT | 0.0141% | 85.02% | 85.02% | 229.8817 | 0.001 | 5.163% | 6.667% | 85% | 6.8% | 0.2% | 0.64396 | 0.011986 | 0.065594 | 0 | 0 | 0 | 0 | -0.07758 | -0.07758 |  | 0 | -0.11879 | 0 | 01. ($9,999.000) to $0.028 | 1 | -0.11879 | 01. ($9,999.00) to $0.22 | 1 | 0 | 0 | 0 | 0 | 0 | 0 | 0 | 0 | 0 | 0 | 0 | 0 | 0 | 0 | 0 | 0 | 0 | 0 | 0 | 0 | 0 | 0 | 0 | 0 | 0 | 0 | 0 | 0 | 0 | 0 | 0 | 0 | 0 | 0 | 0 | 0 | 0 | 0 | 0 | 0 | 0 | 0 | 0 | 0 | 0 | 0 | 0 | 0 | 0 | 0 | 0 | 0 | 0 | 0 | 0 | 0 | 0 | 0 | 0 | 0 | 0 | 0 | 0 | 0 | 0 | 0 | 0 | 0 | 0 | 0 | 0 | 0 | 0 | 459.1833 | 457.8057 | 456.4323 | 455.063 | 453.6978 | 452.3367 | 450.9797 | 449.6268 | 448.2779 | 446.9331 | 0 | 0 | 0 | 0 | 0 | 0 | 0 | 0 | 0 | 0 | 27.8678 | 27.7842 | 27.7009 | 27.6178 | 27.5349 | 27.4523 | 27.37 | 27.2878 | 27.206 | 27.1244 | 0 | 0 | 0 | 0 | 0 | 0 | 0 | 0 | 0 | 0 | 274.9461 | 27.8678 | 55.6521 | 83.3529 | 110.9707 | 138.5056 | 165.9579 | 193.3279 | 220.6158 | 247.8217 | 274.9461 | 274.9461 | 274.9461 | 274.9461 | 274.9461 | 274.9461 | 274.9461 | 274.9461 | 274.9461 | 274.9461 | 274.9461 | 0 | 0 | 0 | 0 | 0 | 0 | 0 | 0 | 0 | 0 | 0 | 0 | 0 | 0 | 0 | 0 | 0 | 0 | 0 | 0 | 0 | 0 | 0 | 0 | 0 | 0 | 0 | 0 | 0 | 0 | 0 | 0 | 0 | 0 | 0 | 0 | 0 | 0 | 0 | 0 | 0 | 0 | 0 | 0 | 0 | 0 | 0 | 0 | 0 | 0 | 0 | 0 | 0 | 0 | 0 | 0 | 0 | 0 | 0 | 0 | 0 | 0 | 0 | 0 | 0 | 0 | 0 | 0 | 0 | 0.01557% | 0 | 0 | 0 | 0 | 0 | 0 | 0 | 0 | 0 | 0 | 0 | 0 | 0 | 0 | 0 | 0 | 0 | 0 | 0 | 0 | 0 | 0 | 0 | 0
| ComDCV-7P_V5 | M-IO Retro | Savings, cost, and EUL from 7th Plan workbook Com-DCV-7P_V5 | 2020 | Retro | 2022 | 2041 | PSE | Commercial | Medium Off | Gas | Per Commercial Building 1000 Square Feet for Demand Control Ventilation - DOAS |  |  | Demand Control Ventilation-Retro-Medium Off |  | 0 | 15 | 0 | 0 |  | 0 | 0 | 0 | 0 | 0 | 0 | 0 | 0.06069 |  | 0 | 0 | 0 | Ventilation | Ventilation | Demand Control Ventilation | Demand Controlled Ventilation DCV Only | CommVENT | 0.0141% | 85.02% | 85.02% | 41.7593 | 0.001 | 31.1% | 6.667% | 85% | 6.8% | 0.2% | 0.64396 | 0.011986 | 0.065594 | 0 | 0 | 0 | 0 | -0.07758 | -0.07758 |  | 0 | -0.11879 | 0 | 01. ($9,999.000) to $0.028 | 1 | -0.11879 | 01. ($9,999.00) to $0.22 | 1 | 0 | 0 | 0 | 0 | 0 | 0 | 0 | 0 | 0 | 0 | 0 | 0 | 0 | 0 | 0 | 0 | 0 | 0 | 0 | 0 | 0 | 0 | 0 | 0 | 0 | 0 | 0 | 0 | 0 | 0 | 0 | 0 | 0 | 0 | 0 | 0 | 0 | 0 | 0 | 0 | 0 | 0 | 0 | 0 | 0 | 0 | 0 | 0 | 0 | 0 | 0 | 0 | 0 | 0 | 0 | 0 | 0 | 0 | 0 | 0 | 0 | 0 | 0 | 0 | 0 | 0 | 0 | 0 | 0 | 0 | 0 | 0 | 0 | 1476.0497 | 1471.6215 | 1467.2066 | 1462.805 | 1458.4166 | 1454.0414 | 1449.6792 | 1445.3302 | 1440.9942 | 1436.6712 | 0 | 0 | 0 | 0 | 0 | 0 | 0 | 0 | 0 | 0 | 89.5815 | 89.3127 | 89.0448 | 88.7776 | 88.5113 | 88.2458 | 87.981 | 87.7171 | 87.4539 | 87.1916 | 0 | 0 | 0 | 0 | 0 | 0 | 0 | 0 | 0 | 0 | 883.8173 | 89.5815 | 178.8942 | 267.9389 | 356.7166 | 445.2279 | 533.4736 | 621.4547 | 709.1718 | 796.6257 | 883.8173 | 883.8173 | 883.8173 | 883.8173 | 883.8173 | 883.8173 | 883.8173 | 883.8173 | 883.8173 | 883.8173 | 883.8173 | 0 | 0 | 0 | 0 | 0 | 0 | 0 | 0 | 0 | 0 | 0 | 0 | 0 | 0 | 0 | 0 | 0 | 0 | 0 | 0 | 0 | 0 | 0 | 0 | 0 | 0 | 0 | 0 | 0 | 0 | 0 | 0 | 0 | 0 | 0 | 0 | 0 | 0 | 0 | 0 | 0 | 0 | 0 | 0 | 0 | 0 | 0 | 0 | 0 | 0 | 0 | 0 | 0 | 0 | 0 | 0 | 0 | 0 | 0 | 0 | 0 | 0 | 0 | 0 | 0 | 0 | 0 | 0 | 0 | 0.01557% | 0 | 0 | 0 | 0 | 0 | 0 | 0 | 0 | 0 | 0 | 0 | 0 | 0 | 0 | 0 | 0 | 0 | 0 | 0 | 0 | 0 | 0 | 0 | 0
| ComDCV-7P_V5 | M-IO Retro | Savings, cost, and EUL from 7th Plan workbook Com-DCV-7P_V5 | 2020 | Retro | 2022 | 2041 | PSE | Commercial | Small Off | Gas | Per Commercial Building 1000 Square Feet for Demand Control Ventilation - DOAS |  |  | Demand Control Ventilation-Retro-Small Off |  | 0 | 15 | 0 | 0 |  | 0 | 0 | 0 | 0 | 0 | 0 | 0 | 0.06069 |  | 0 | 0 | 0 | Ventilation | Ventilation | Demand Control Ventilation | Demand Controlled Ventilation DCV Only | CommVENT | 0.0141% | 85.02% | 85.02% | 4.7978 | 0.001 | 35.88% | 6.667% | 85% | 6.8% | 0.2% | 0.64396 | 0.011986 | 0.065594 | 0 | 0 | 0 | 0 | -0.07758 | -0.07758 |  | 0 | -0.11879 | 0 | 01. ($9,999.000) to $0.028 | 1 | -0.11879 | 01. ($9,999.00) to $0.22 | 1 | 0 | 0 | 0 | 0 | 0 | 0 | 0 | 0 | 0 | 0 | 0 | 0 | 0 | 0 | 0 | 0 | 0 | 0 | 0 | 0 | 0 | 0 | 0 | 0 | 0 | 0 | 0 | 0 | 0 | 0 | 0 | 0 | 0 | 0 | 0 | 0 | 0 | 0 | 0 | 0 | 0 | 0 | 0 | 0 | 0 | 0 | 0 | 0 | 0 | 0 | 0 | 0 | 0 | 0 | 0 | 0 | 0 | 0 | 0 | 0 | 0 | 0 | 0 | 0 | 0 | 0 | 0 | 0 | 0 | 0 | 0 | 0 | 0 | 1178.5691 | 1175.0334 | 1171.5083 | 1167.9938 | 1164.4898 | 1160.9963 | 1157.5133 | 1154.0408 | 1150.5787 | 1147.1269 | 0 | 0 | 0 | 0 | 0 | 0 | 0 | 0 | 0 | 0 | 71.5274 | 71.3128 | 71.0988 | 70.8855 | 70.6729 | 70.4609 | 70.2495 | 70.0387 | 69.8286 | 69.6191 | 0 | 0 | 0 | 0 | 0 | 0 | 0 | 0 | 0 | 0 | 705.6942 | 71.5274 | 142.8401 | 213.939 | 284.8245 | 355.4974 | 425.9583 | 496.2078 | 566.2465 | 636.0751 | 705.6942 | 705.6942 | 705.6942 | 705.6942 | 705.6942 | 705.6942 | 705.6942 | 705.6942 | 705.6942 | 705.6942 | 705.6942 | 0 | 0 | 0 | 0 | 0 | 0 | 0 | 0 | 0 | 0 | 0 | 0 | 0 | 0 | 0 | 0 | 0 | 0 | 0 | 0 | 0 | 0 | 0 | 0 | 0 | 0 | 0 | 0 | 0 | 0 | 0 | 0 | 0 | 0 | 0 | 0 | 0 | 0 | 0 | 0 | 0 | 0 | 0 | 0 | 0 | 0 | 0 | 0 | 0 | 0 | 0 | 0 | 0 | 0 | 0 | 0 | 0 | 0 | 0 | 0 | 0 | 0 | 0 | 0 | 0 | 0 | 0 | 0 | 0 | 0.01557% | 0 | 0 | 0 | 0 | 0 | 0 | 0 | 0 | 0 | 0 | 0 | 0 | 0 | 0 | 0 | 0 | 0 | 0 | 0 | 0 | 0 | 0 | 0 | 0
| ComDCV-7P_V5 | M-IO Retro | Savings, cost, and EUL from 7th Plan workbook Com-DCV-7P_V5 | 2020 | Retro | 2022 | 2041 | PSE | Commercial | Xlarge Ret | Gas | Per Commercial Building 1000 Square Feet for Demand Control Ventilation - DOAS |  |  | Demand Control Ventilation-Retro-Xlarge Ret |  | 48.2806 | 15 | 64.4889 | 0 |  | 0 | 0 | 0 | 0 | 0 | 0 | 0 | 0.13913 |  | 0 | 0 | 0 | Ventilation | Ventilation | Demand Control Ventilation | Demand Controlled Ventilation DCV Only | CommVENT | 0.0141% | 87.9% | 87.9% | 280.3513 | 0.001 | 32.47% | 6.667% | 85% | 6.8% | 0.2% | 1.4763 | 0.027477 | 0.15037 | 0 | 75.9625 | 0 | 31.7478 | 12.7199 | -252.9469 |  | 0.022569 | -168.9537 | 0.022569 | 01. ($9,999.000) to $0.028 | 1 | -168.9537 | 01. ($9,999.00) to $0.22 | 1 | 0 | 0 | 0 | 0 | 0 | 0 | 0 | 0 | 0 | 0 | 0 | 0 | 0 | 0 | 0 | 0 | 0 | 0 | 0 | 0 | 0 | 0 | 0 | 0 | 0 | 0 | 0 | 0 | 0 | 0 | 0 | 0 | 0 | 0 | 0 | 0 | 0 | 0 | 0 | 0 | 0 | 0 | 0 | 0 | 0 | 0 | 0 | 0 | 0 | 0 | 0 | 0 | 0 | 0 | 0 | 0 | 0 | 0 | 0 | 0 | 0 | 0 | 0 | 0 | 0 | 0 | 0 | 0 | 0 | 0 | 0 | 0 | 0 | 688.1329 | 684.9674 | 681.8166 | 678.6802 | 675.5583 | 672.4507 | 669.3575 | 666.2784 | 663.2135 | 660.1628 | 0 | 0 | 0 | 0 | 0 | 0 | 0 | 0 | 0 | 0 | 95.7399 | 95.2995 | 94.8611 | 94.4248 | 93.9904 | 93.5581 | 93.1277 | 92.6993 | 92.2729 | 91.8484 | 0 | 0 | 0 | 0 | 0 | 0 | 0 | 0 | 0 | 0 | 937.8222 | 95.7399 | 191.0394 | 285.9006 | 380.3254 | 474.3158 | 567.8739 | 661.0016 | 753.7009 | 845.9738 | 937.8222 | 937.8222 | 937.8222 | 937.8222 | 937.8222 | 937.8222 | 937.8222 | 937.8222 | 937.8222 | 937.8222 | 937.8222 | 0 | 0 | 0 | 0 | 0 | 0 | 0 | 0 | 0 | 0 | 0 | 0 | 0 | 0 | 0 | 0 | 0 | 0 | 0 | 0 | 0 | 0 | 0 | 0 | 0 | 0 | 0 | 0 | 0 | 0 | 0 | 0 | 0 | 0 | 0 | 0 | 0 | 0 | 0 | 0 | 0 | 0 | 0 | 0 | 0 | 0 | 0 | 0 | 0 | 0 | 0 | 0 | 0 | 0 | 0 | 0 | 0 | 0 | 0 | 0 | 0 | 0 | 0 | 0 | 0 | 0 | 0 | 0 | 0 | 0.01557% | 0 | 0 | 0 | 0 | 0 | 0 | 0 | 0 | 0 | 0 | 0 | 0 | 0 | 0 | 0 | 0 | 0 | 0 | 0 | 0 | 0 | 0 | 0 | 0
| ComDCV-7P_V5 | M-IO Retro | Savings, cost, and EUL from 7th Plan workbook Com-DCV-7P_V5 | 2020 | Retro | 2022 | 2041 | PSE | Commercial | Large Ret | Gas | Per Commercial Building 1000 Square Feet for Demand Control Ventilation - DOAS |  |  | Demand Control Ventilation-Retro-Large Ret |  | 41.3834 | 15 | 55.2762 | 0 |  | 0 | 0 | 0 | 0 | 0 | 0 | 0 | 0.13913 |  | 0 | 0 | 0 | Ventilation | Ventilation | Demand Control Ventilation | Demand Controlled Ventilation DCV Only | CommVENT | 0.0141% | 87.9% | 87.9% | 94.4255 | 0.001 | 18.77% | 6.667% | 85% | 6.8% | 0.2% | 1.4763 | 0.027477 | 0.15037 | 0 | 65.1107 | 0 | 27.2124 | 10.8774 | -216.8371 |  | 0.022516 | -144.8344 | 0.022516 | 01. ($9,999.000) to $0.028 | 1 | -144.8344 | 01. ($9,999.00) to $0.22 | 1 | 0 | 0 | 0 | 0 | 0 | 0 | 0 | 0 | 0 | 0 | 0 | 0 | 0 | 0 | 0 | 0 | 0 | 0 | 0 | 0 | 0 | 0 | 0 | 0 | 0 | 0 | 0 | 0 | 0 | 0 | 0 | 0 | 0 | 0 | 0 | 0 | 0 | 0 | 0 | 0 | 0 | 0 | 0 | 0 | 0 | 0 | 0 | 0 | 0 | 0 | 0 | 0 | 0 | 0 | 0 | 0 | 0 | 0 | 0 | 0 | 0 | 0 | 0 | 0 | 0 | 0 | 0 | 0 | 0 | 0 | 0 | 0 | 0 | 485.1448 | 482.9131 | 480.6917 | 478.4805 | 476.2795 | 474.0886 | 471.9078 | 469.737 | 467.5763 | 465.4254 | 0 | 0 | 0 | 0 | 0 | 0 | 0 | 0 | 0 | 0 | 67.4982 | 67.1877 | 66.8786 | 66.571 | 66.2648 | 65.96 | 65.6565 | 65.3545 | 65.0539 | 64.7546 | 0 | 0 | 0 | 0 | 0 | 0 | 0 | 0 | 0 | 0 | 661.1798 | 67.4982 | 134.6859 | 201.5645 | 268.1355 | 334.4003 | 400.3602 | 466.0168 | 531.3713 | 596.4252 | 661.1798 | 661.1798 | 661.1798 | 661.1798 | 661.1798 | 661.1798 | 661.1798 | 661.1798 | 661.1798 | 661.1798 | 661.1798 | 0 | 0 | 0 | 0 | 0 | 0 | 0 | 0 | 0 | 0 | 0 | 0 | 0 | 0 | 0 | 0 | 0 | 0 | 0 | 0 | 0 | 0 | 0 | 0 | 0 | 0 | 0 | 0 | 0 | 0 | 0 | 0 | 0 | 0 | 0 | 0 | 0 | 0 | 0 | 0 | 0 | 0 | 0 | 0 | 0 | 0 | 0 | 0 | 0 | 0 | 0 | 0 | 0 | 0 | 0 | 0 | 0 | 0 | 0 | 0 | 0 | 0 | 0 | 0 | 0 | 0 | 0 | 0 | 0 | 0.01557% | 0 | 0 | 0 | 0 | 0 | 0 | 0 | 0 | 0 | 0 | 0 | 0 | 0 | 0 | 0 | 0 | 0 | 0 | 0 | 0 | 0 | 0 | 0 | 0
| ComDCV-7P_V5 | M-IO Retro | Savings, cost, and EUL from 7th Plan workbook Com-DCV-7P_V5 | 2020 | Retro | 2022 | 2041 | PSE | Commercial | Medium Ret | Gas | Per Commercial Building 1000 Square Feet for Demand Control Ventilation - DOAS |  |  | Demand Control Ventilation-Retro-Medium Ret |  | 19.6536 | 15 | 27.6381 | 0 |  | 0 | 0 | 0 | 0 | 0 | 0 | 0 | 0.06792 |  | 0 | 0 | 0 | Ventilation | Ventilation | Demand Control Ventilation | Demand Controlled Ventilation DCV Only | CommVENT | 0.0141% | 87.9% | 87.9% | 13.3332 | 0.001 | 25.93% | 6.667% | 85% | 6.8% | 0.2% | 0.72067 | 0.013414 | 0.073409 | 0 | 32.5554 | 0 | 12.9236 | 5.4408 | -101.0707 |  | 0.023715 | -138.2887 | 0.023715 | 01. ($9,999.000) to $0.028 | 1 | -138.2887 | 01. ($9,999.00) to $0.22 | 1 | 0 | 0 | 0 | 0 | 0 | 0 | 0 | 0 | 0 | 0 | 0 | 0 | 0 | 0 | 0 | 0 | 0 | 0 | 0 | 0 | 0 | 0 | 0 | 0 | 0 | 0 | 0 | 0 | 0 | 0 | 0 | 0 | 0 | 0 | 0 | 0 | 0 | 0 | 0 | 0 | 0 | 0 | 0 | 0 | 0 | 0 | 0 | 0 | 0 | 0 | 0 | 0 | 0 | 0 | 0 | 0 | 0 | 0 | 0 | 0 | 0 | 0 | 0 | 0 | 0 | 0 | 0 | 0 | 0 | 0 | 0 | 0 | 0 | 993.228 | 988.6591 | 984.1113 | 979.5844 | 975.0783 | 970.593 | 966.1282 | 961.684 | 957.2603 | 952.8569 | 0 | 0 | 0 | 0 | 0 | 0 | 0 | 0 | 0 | 0 | 67.46 | 67.1497 | 66.8408 | 66.5334 | 66.2273 | 65.9227 | 65.6194 | 65.3176 | 65.0171 | 64.718 | 0 | 0 | 0 | 0 | 0 | 0 | 0 | 0 | 0 | 0 | 660.8061 | 67.46 | 134.6098 | 201.4506 | 267.984 | 334.2113 | 400.134 | 465.7534 | 531.071 | 596.0881 | 660.8061 | 660.8061 | 660.8061 | 660.8061 | 660.8061 | 660.8061 | 660.8061 | 660.8061 | 660.8061 | 660.8061 | 660.8061 | 0 | 0 | 0 | 0 | 0 | 0 | 0 | 0 | 0 | 0 | 0 | 0 | 0 | 0 | 0 | 0 | 0 | 0 | 0 | 0 | 0 | 0 | 0 | 0 | 0 | 0 | 0 | 0 | 0 | 0 | 0 | 0 | 0 | 0 | 0 | 0 | 0 | 0 | 0 | 0 | 0 | 0 | 0 | 0 | 0 | 0 | 0 | 0 | 0 | 0 | 0 | 0 | 0 | 0 | 0 | 0 | 0 | 0 | 0 | 0 | 0 | 0 | 0 | 0 | 0 | 0 | 0 | 0 | 0 | 0.01557% | 0 | 0 | 0 | 0 | 0 | 0 | 0 | 0 | 0 | 0 | 0 | 0 | 0 | 0 | 0 | 0 | 0 | 0 | 0 | 0 | 0 | 0 | 0 | 0
| ComDCV-7P_V5 | M-IO Retro | Savings, cost, and EUL from 7th Plan workbook Com-DCV-7P_V5 | 2020 | Retro | 2022 | 2041 | PSE | Commercial | Small Ret | Gas | Per Commercial Building 1000 Square Feet for Demand Control Ventilation - DOAS |  |  | Demand Control Ventilation-Retro-Small Ret |  | 19.6536 | 15 | 27.6381 | 0 |  | 0 | 0 | 0 | 0 | 0 | 0 | 0 | 0.06792 |  | 0 | 0 | 0 | Ventilation | Ventilation | Demand Control Ventilation | Demand Controlled Ventilation DCV Only | CommVENT | 0.0141% | 87.9% | 87.9% | 2.1703 | 0.001 | 21.12% | 6.667% | 85% | 6.8% | 0.2% | 0.72067 | 0.013414 | 0.073409 | 0 | 32.5554 | 0 | 12.9236 | 5.4408 | -101.0707 |  | 0.023715 | -138.2887 | 0.023715 | 01. ($9,999.000) to $0.028 | 1 | -138.2887 | 01. ($9,999.00) to $0.22 | 1 | 0 | 0 | 0 | 0 | 0 | 0 | 0 | 0 | 0 | 0 | 0 | 0 | 0 | 0 | 0 | 0 | 0 | 0 | 0 | 0 | 0 | 0 | 0 | 0 | 0 | 0 | 0 | 0 | 0 | 0 | 0 | 0 | 0 | 0 | 0 | 0 | 0 | 0 | 0 | 0 | 0 | 0 | 0 | 0 | 0 | 0 | 0 | 0 | 0 | 0 | 0 | 0 | 0 | 0 | 0 | 0 | 0 | 0 | 0 | 0 | 0 | 0 | 0 | 0 | 0 | 0 | 0 | 0 | 0 | 0 | 0 | 0 | 0 | 165.3563 | 164.5957 | 163.8385 | 163.0849 | 162.3347 | 161.5879 | 160.8446 | 160.1047 | 159.3683 | 158.6352 | 0 | 0 | 0 | 0 | 0 | 0 | 0 | 0 | 0 | 0 | 11.231 | 11.1793 | 11.1279 | 11.0767 | 11.0258 | 10.9751 | 10.9246 | 10.8743 | 10.8243 | 10.7745 | 0 | 0 | 0 | 0 | 0 | 0 | 0 | 0 | 0 | 0 | 110.0135 | 11.231 | 22.4103 | 33.5383 | 44.615 | 55.6407 | 66.6158 | 77.5404 | 88.4147 | 99.239 | 110.0135 | 110.0135 | 110.0135 | 110.0135 | 110.0135 | 110.0135 | 110.0135 | 110.0135 | 110.0135 | 110.0135 | 110.0135 | 0 | 0 | 0 | 0 | 0 | 0 | 0 | 0 | 0 | 0 | 0 | 0 | 0 | 0 | 0 | 0 | 0 | 0 | 0 | 0 | 0 | 0 | 0 | 0 | 0 | 0 | 0 | 0 | 0 | 0 | 0 | 0 | 0 | 0 | 0 | 0 | 0 | 0 | 0 | 0 | 0 | 0 | 0 | 0 | 0 | 0 | 0 | 0 | 0 | 0 | 0 | 0 | 0 | 0 | 0 | 0 | 0 | 0 | 0 | 0 | 0 | 0 | 0 | 0 | 0 | 0 | 0 | 0 | 0 | 0.01557% | 0 | 0 | 0 | 0 | 0 | 0 | 0 | 0 | 0 | 0 | 0 | 0 | 0 | 0 | 0 | 0 | 0 | 0 | 0 | 0 | 0 | 0 | 0 | 0
| ComDCV-7P_V5 | M-IO Retro | Savings, cost, and EUL from 7th Plan workbook Com-DCV-7P_V5 | 2020 | Retro | 2022 | 2041 | PSE | Commercial | School K-12 | Gas | Per Commercial Building 1000 Square Feet for Demand Control Ventilation - DOAS |  |  | Demand Control Ventilation-Retro-School K-12 |  | 0 | 15 | 0 | 0 |  | 0 | 0 | 0 | 0 | 0 | 0 | 0 | 0 |  | 0 | 0 | 0 | Ventilation | Ventilation | Demand Control Ventilation | Demand Controlled Ventilation DCV Only | CommVENT | 0.0141% | 99.02% | 99.02% | 36.55 | 0.001 | 16.15% | 6.667% | 85% | 6.8% | 0.2% | 0 | 0 | 0 | 0 | 0 | 0 | 0 | 0 | 0 |  | 0 | 0 | 0 | 01. ($9,999.000) to $0.028 | 1 | 0 | 01. ($9,999.00) to $0.22 | 1 | 0 | 0 | 0 | 0 | 0 | 0 | 0 | 0 | 0 | 0 | 0 | 0 | 0 | 0 | 0 | 0 | 0 | 0 | 0 | 0 | 0 | 0 | 0 | 0 | 0 | 0 | 0 | 0 | 0 | 0 | 0 | 0 | 0 | 0 | 0 | 0 | 0 | 0 | 0 | 0 | 0 | 0 | 0 | 0 | 0 | 0 | 0 | 0 | 0 | 0 | 0 | 0 | 0 | 0 | 0 | 0 | 0 | 0 | 0 | 0 | 0 | 0 | 0 | 0 | 0 | 0 | 0 | 0 | 0 | 0 | 0 | 0 | 0 | 896.6481 | 894.7652 | 892.8862 | 891.0111 | 889.14 | 887.2728 | 885.4095 | 883.5501 | 881.6947 | 879.8431 | 0 | 0 | 0 | 0 | 0 | 0 | 0 | 0 | 0 | 0 | 0 | 0 | 0 | 0 | 0 | 0 | 0 | 0 | 0 | 0 | 0 | 0 | 0 | 0 | 0 | 0 | 0 | 0 | 0 | 0 | 0 | 0 | 0 | 0 | 0 | 0 | 0 | 0 | 0 | 0 | 0 | 0 | 0 | 0 | 0 | 0 | 0 | 0 | 0 | 0 | 0 | 0 | 0 | 0 | 0 | 0 | 0 | 0 | 0 | 0 | 0 | 0 | 0 | 0 | 0 | 0 | 0 | 0 | 0 | 0 | 0 | 0 | 0 | 0 | 0 | 0 | 0 | 0 | 0 | 0 | 0 | 0 | 0 | 0 | 0 | 0 | 0 | 0 | 0 | 0 | 0 | 0 | 0 | 0 | 0 | 0 | 0 | 0 | 0 | 0 | 0 | 0 | 0 | 0 | 0 | 0 | 0 | 0 | 0 | 0 | 0 | 0 | 0 | 0 | 0 | 0 | 0 | 0 | 0 | 0 | 0.01557% | 0 | 0 | 0 | 0 | 0 | 0 | 0 | 0 | 0 | 0 | 0 | 0 | 0 | 0 | 0 | 0 | 0 | 0 | 0 | 0 | 0 | 0 | 0 | 0
| ComDCV-7P_V5 | M-IO Retro | Savings, cost, and EUL from 7th Plan workbook Com-DCV-7P_V5 | 2020 | Retro | 2022 | 2041 | PSE | Commercial | University | Gas | Per Commercial Building 1000 Square Feet for Demand Control Ventilation - DOAS |  |  | Demand Control Ventilation-Retro-University |  | 0 | 15 | 0 | 0 |  | 0 | 0 | 0 | 0 | 0 | 0 | 0 | 0 |  | 0 | 0 | 0 | Ventilation | Ventilation | Demand Control Ventilation | Demand Controlled Ventilation DCV Only | CommVENT | 0.0141% | 95.97% | 95.97% | 121.328 | 0.001 | 9.607% | 6.667% | 85% | 6.8% | 0.2% | 0 | 0 | 0 | 0 | 0 | 0 | 0 | 0 | 0 |  | 0 | 0 | 0 | 01. ($9,999.000) to $0.028 | 1 | 0 | 01. ($9,999.00) to $0.22 | 1 | 0 | 0 | 0 | 0 | 0 | 0 | 0 | 0 | 0 | 0 | 0 | 0 | 0 | 0 | 0 | 0 | 0 | 0 | 0 | 0 | 0 | 0 | 0 | 0 | 0 | 0 | 0 | 0 | 0 | 0 | 0 | 0 | 0 | 0 | 0 | 0 | 0 | 0 | 0 | 0 | 0 | 0 | 0 | 0 | 0 | 0 | 0 | 0 | 0 | 0 | 0 | 0 | 0 | 0 | 0 | 0 | 0 | 0 | 0 | 0 | 0 | 0 | 0 | 0 | 0 | 0 | 0 | 0 | 0 | 0 | 0 | 0 | 0 | 88.2664 | 88.0546 | 87.8433 | 87.6324 | 87.4221 | 87.2123 | 87.003 | 86.7942 | 86.5859 | 86.3781 | 0 | 0 | 0 | 0 | 0 | 0 | 0 | 0 | 0 | 0 | 0 | 0 | 0 | 0 | 0 | 0 | 0 | 0 | 0 | 0 | 0 | 0 | 0 | 0 | 0 | 0 | 0 | 0 | 0 | 0 | 0 | 0 | 0 | 0 | 0 | 0 | 0 | 0 | 0 | 0 | 0 | 0 | 0 | 0 | 0 | 0 | 0 | 0 | 0 | 0 | 0 | 0 | 0 | 0 | 0 | 0 | 0 | 0 | 0 | 0 | 0 | 0 | 0 | 0 | 0 | 0 | 0 | 0 | 0 | 0 | 0 | 0 | 0 | 0 | 0 | 0 | 0 | 0 | 0 | 0 | 0 | 0 | 0 | 0 | 0 | 0 | 0 | 0 | 0 | 0 | 0 | 0 | 0 | 0 | 0 | 0 | 0 | 0 | 0 | 0 | 0 | 0 | 0 | 0 | 0 | 0 | 0 | 0 | 0 | 0 | 0 | 0 | 0 | 0 | 0 | 0 | 0 | 0 | 0 | 0 | 0.01557% | 0 | 0 | 0 | 0 | 0 | 0 | 0 | 0 | 0 | 0 | 0 | 0 | 0 | 0 | 0 | 0 | 0 | 0 | 0 | 0 | 0 | 0 | 0 | 0
| ComDCV-7P_V5 | M-IO Retro | Savings, cost, and EUL from 7th Plan workbook Com-DCV-7P_V5 | 2020 | Retro | 2022 | 2041 | PSE | Commercial | Warehouse | Gas | Per Commercial Building 1000 Square Feet for Demand Control Ventilation - DOAS |  |  | Demand Control Ventilation-Retro-Warehouse |  | 0 | 15 | 0 | 0 |  | 0 | 0 | 0 | 0 | 0 | 0 | 0 | 0.06069 |  | 0 | 0 | 0 | Ventilation | Ventilation | Demand Control Ventilation | Demand Controlled Ventilation DCV Only | CommVENT | 0.0141% | 52.37% | 52.37% | 34.3139 | 0.001 | 10.57% | 6.667% | 85% | 6.8% | 0.2% | 0.64396 | 0.011986 | 0.065594 | 0 | 0 | 0 | 0 | -0.07758 | -0.07758 |  | 0 | -0.11879 | 0 | 01. ($9,999.000) to $0.028 | 1 | -0.11879 | 01. ($9,999.00) to $0.22 | 1 | 0 | 0 | 0 | 0 | 0 | 0 | 0 | 0 | 0 | 0 | 0 | 0 | 0 | 0 | 0 | 0 | 0 | 0 | 0 | 0 | 0 | 0 | 0 | 0 | 0 | 0 | 0 | 0 | 0 | 0 | 0 | 0 | 0 | 0 | 0 | 0 | 0 | 0 | 0 | 0 | 0 | 0 | 0 | 0 | 0 | 0 | 0 | 0 | 0 | 0 | 0 | 0 | 0 | 0 | 0 | 0 | 0 | 0 | 0 | 0 | 0 | 0 | 0 | 0 | 0 | 0 | 0 | 0 | 0 | 0 | 0 | 0 | 0 | 693.8416 | 690.5667 | 687.3072 | 684.0631 | 680.8343 | 677.6208 | 674.4224 | 671.2392 | 668.0709 | 664.9176 | 0 | 0 | 0 | 0 | 0 | 0 | 0 | 0 | 0 | 0 | 42.1092 | 41.9105 | 41.7127 | 41.5158 | 41.3198 | 41.1248 | 40.9307 | 40.7375 | 40.5452 | 40.3538 | 0 | 0 | 0 | 0 | 0 | 0 | 0 | 0 | 0 | 0 | 412.2601 | 42.1092 | 84.0197 | 125.7324 | 167.2482 | 208.568 | 249.6928 | 290.6235 | 331.361 | 371.9063 | 412.2601 | 412.2601 | 412.2601 | 412.2601 | 412.2601 | 412.2601 | 412.2601 | 412.2601 | 412.2601 | 412.2601 | 412.2601 | 0 | 0 | 0 | 0 | 0 | 0 | 0 | 0 | 0 | 0 | 0 | 0 | 0 | 0 | 0 | 0 | 0 | 0 | 0 | 0 | 0 | 0 | 0 | 0 | 0 | 0 | 0 | 0 | 0 | 0 | 0 | 0 | 0 | 0 | 0 | 0 | 0 | 0 | 0 | 0 | 0 | 0 | 0 | 0 | 0 | 0 | 0 | 0 | 0 | 0 | 0 | 0 | 0 | 0 | 0 | 0 | 0 | 0 | 0 | 0 | 0 | 0 | 0 | 0 | 0 | 0 | 0 | 0 | 0 | 0.01557% | 0 | 0 | 0 | 0 | 0 | 0 | 0 | 0 | 0 | 0 | 0 | 0 | 0 | 0 | 0 | 0 | 0 | 0 | 0 | 0 | 0 | 0 | 0 | 0
| ComDCV-7P_V5 | M-IO Retro | Savings, cost, and EUL from 7th Plan workbook Com-DCV-7P_V5 | 2020 | Retro | 2022 | 2041 | PSE | Commercial | Supermarket | Gas | Per Commercial Building 1000 Square Feet for Demand Control Ventilation - DOAS |  |  | Demand Control Ventilation-Retro-Supermarket |  | 36.5068 | 15 | 48.7625 | 0 |  | 0 | 0 | 0 | 0 | 0 | 0 | 0 | 0.06069 |  | 0 | 0 | 0 | Ventilation | Ventilation | Demand Control Ventilation | Demand Controlled Ventilation DCV Only | CommVENT | 0.0141% | 87.2% | 87.2% | 49.7337 | 0.001 | 21.7% | 6.667% | 85% | 6.8% | 0.2% | 0.64396 | 0.011986 | 0.065594 | 0 | 57.4381 | 0 | 24.0057 | 9.6749 | -191.2058 |  | 0.022702 | -292.7812 | 0.022702 | 01. ($9,999.000) to $0.028 | 1 | -292.7812 | 01. ($9,999.00) to $0.22 | 1 | 0 | 0 | 0 | 0 | 0 | 0 | 0 | 0 | 0 | 0 | 0 | 0 | 0 | 0 | 0 | 0 | 0 | 0 | 0 | 0 | 0 | 0 | 0 | 0 | 0 | 0 | 0 | 0 | 0 | 0 | 0 | 0 | 0 | 0 | 0 | 0 | 0 | 0 | 0 | 0 | 0 | 0 | 0 | 0 | 0 | 0 | 0 | 0 | 0 | 0 | 0 | 0 | 0 | 0 | 0 | 0 | 0 | 0 | 0 | 0 | 0 | 0 | 0 | 0 | 0 | 0 | 0 | 0 | 0 | 0 | 0 | 0 | 0 | 492.2464 | 489.923 | 487.6106 | 485.3091 | 483.0184 | 480.7386 | 478.4695 | 476.2111 | 473.9634 | 471.7263 | 0 | 0 | 0 | 0 | 0 | 0 | 0 | 0 | 0 | 0 | 29.8744 | 29.7334 | 29.5931 | 29.4534 | 29.3144 | 29.176 | 29.0383 | 28.9013 | 28.7648 | 28.6291 | 0 | 0 | 0 | 0 | 0 | 0 | 0 | 0 | 0 | 0 | 292.4782 | 29.8744 | 59.6079 | 89.201 | 118.6544 | 147.9687 | 177.1448 | 206.1831 | 235.0843 | 263.8492 | 292.4782 | 292.4782 | 292.4782 | 292.4782 | 292.4782 | 292.4782 | 292.4782 | 292.4782 | 292.4782 | 292.4782 | 292.4782 | 0 | 0 | 0 | 0 | 0 | 0 | 0 | 0 | 0 | 0 | 0 | 0 | 0 | 0 | 0 | 0 | 0 | 0 | 0 | 0 | 0 | 0 | 0 | 0 | 0 | 0 | 0 | 0 | 0 | 0 | 0 | 0 | 0 | 0 | 0 | 0 | 0 | 0 | 0 | 0 | 0 | 0 | 0 | 0 | 0 | 0 | 0 | 0 | 0 | 0 | 0 | 0 | 0 | 0 | 0 | 0 | 0 | 0 | 0 | 0 | 0 | 0 | 0 | 0 | 0 | 0 | 0 | 0 | 0 | 0.01557% | 0 | 0 | 0 | 0 | 0 | 0 | 0 | 0 | 0 | 0 | 0 | 0 | 0 | 0 | 0 | 0 | 0 | 0 | 0 | 0 | 0 | 0 | 0 | 0
| ComDCV-7P_V5 | M-IO Retro | Savings, cost, and EUL from 7th Plan workbook Com-DCV-7P_V5 | 2020 | Retro | 2022 | 2041 | PSE | Commercial | MiniMart | Gas | Per Commercial Building 1000 Square Feet for Demand Control Ventilation - DOAS |  |  | Demand Control Ventilation-Retro-MiniMart |  | 15.6458 | 15 | 20.8982 | 0 |  | 0 | 0 | 0 | 0 | 0 | 0 | 0 | 0.06069 |  | 0 | 0 | 0 | Ventilation | Ventilation | Demand Control Ventilation | Demand Controlled Ventilation DCV Only | CommVENT | 0.0141% | 87.2% | 87.2% | 2.1159 | 0.001 | 28.75% | 6.667% | 85% | 6.8% | 0.2% | 0.64396 | 0.011986 | 0.065594 | 0 | 24.6163 | 0 | 10.2882 | 4.1021 | -81.9897 |  | 0.02246 | -125.5455 | 0.02246 | 01. ($9,999.000) to $0.028 | 1 | -125.5455 | 01. ($9,999.00) to $0.22 | 1 | 0 | 0 | 0 | 0 | 0 | 0 | 0 | 0 | 0 | 0 | 0 | 0 | 0 | 0 | 0 | 0 | 0 | 0 | 0 | 0 | 0 | 0 | 0 | 0 | 0 | 0 | 0 | 0 | 0 | 0 | 0 | 0 | 0 | 0 | 0 | 0 | 0 | 0 | 0 | 0 | 0 | 0 | 0 | 0 | 0 | 0 | 0 | 0 | 0 | 0 | 0 | 0 | 0 | 0 | 0 | 0 | 0 | 0 | 0 | 0 | 0 | 0 | 0 | 0 | 0 | 0 | 0 | 0 | 0 | 0 | 0 | 0 | 0 | 23.4284 | 23.3722 | 23.3161 | 23.2601 | 23.2043 | 23.1486 | 23.0931 | 23.0376 | 22.9823 | 22.9272 | 0 | 0 | 0 | 0 | 0 | 0 | 0 | 0 | 0 | 0 | 1.4219 | 1.4185 | 1.4151 | 1.4117 | 1.4083 | 1.4049 | 1.4015 | 1.3982 | 1.3948 | 1.3915 | 0 | 0 | 0 | 0 | 0 | 0 | 0 | 0 | 0 | 0 | 14.0661 | 1.4219 | 2.8403 | 4.2554 | 5.667 | 7.0753 | 8.4802 | 9.8817 | 11.2799 | 12.6747 | 14.0661 | 14.0661 | 14.0661 | 14.0661 | 14.0661 | 14.0661 | 14.0661 | 14.0661 | 14.0661 | 14.0661 | 14.0661 | 0 | 0 | 0 | 0 | 0 | 0 | 0 | 0 | 0 | 0 | 0 | 0 | 0 | 0 | 0 | 0 | 0 | 0 | 0 | 0 | 0 | 0 | 0 | 0 | 0 | 0 | 0 | 0 | 0 | 0 | 0 | 0 | 0 | 0 | 0 | 0 | 0 | 0 | 0 | 0 | 0 | 0 | 0 | 0 | 0 | 0 | 0 | 0 | 0 | 0 | 0 | 0 | 0 | 0 | 0 | 0 | 0 | 0 | 0 | 0 | 0 | 0 | 0 | 0 | 0 | 0 | 0 | 0 | 0 | 0.01557% | 0 | 0 | 0 | 0 | 0 | 0 | 0 | 0 | 0 | 0 | 0 | 0 | 0 | 0 | 0 | 0 | 0 | 0 | 0 | 0 | 0 | 0 | 0 | 0
| ComDCV-7P_V5 | M-IO Retro | Savings, cost, and EUL from 7th Plan workbook Com-DCV-7P_V5 | 2020 | Retro | 2022 | 2041 | PSE | Commercial | Restaurant | Gas | Per Commercial Building 1000 Square Feet for Demand Control Ventilation - DOAS |  |  | Demand Control Ventilation-Retro-Restaurant |  | 29.5362 | 15 | 39.4518 | 0 |  | 0 | 0 | 0 | 0 | 0 | 0 | 0 | 0.13913 |  | 0 | 0 | 0 | Ventilation | Ventilation | Demand Control Ventilation | Demand Controlled Ventilation DCV Only | CommVENT | 0.0141% | 89.34% | 89.34% | 9.7266 | 0.001 | 22.51% | 6.667% | 85% | 6.8% | 0.2% | 1.4763 | 0.027477 | 0.15037 | 0 | 46.4709 | 0 | 19.4221 | 7.7125 | -154.8122 |  | 0.022369 | -103.4055 | 0.022369 | 01. ($9,999.000) to $0.028 | 1 | -103.4055 | 01. ($9,999.00) to $0.22 | 1 | 0 | 0 | 0 | 0 | 0 | 0 | 0 | 0 | 0 | 0 | 0 | 0 | 0 | 0 | 0 | 0 | 0 | 0 | 0 | 0 | 0 | 0 | 0 | 0 | 0 | 0 | 0 | 0 | 0 | 0 | 0 | 0 | 0 | 0 | 0 | 0 | 0 | 0 | 0 | 0 | 0 | 0 | 0 | 0 | 0 | 0 | 0 | 0 | 0 | 0 | 0 | 0 | 0 | 0 | 0 | 0 | 0 | 0 | 0 | 0 | 0 | 0 | 0 | 0 | 0 | 0 | 0 | 0 | 0 | 0 | 0 | 0 | 0 | 669.5065 | 663.481 | 657.5096 | 651.5921 | 645.7277 | 639.9162 | 634.1569 | 628.4495 | 622.7935 | 617.1883 | 0 | 0 | 0 | 0 | 0 | 0 | 0 | 0 | 0 | 0 | 93.1484 | 92.3101 | 91.4793 | 90.656 | 89.8401 | 89.0315 | 88.2303 | 87.4362 | 86.6493 | 85.8694 | 0 | 0 | 0 | 0 | 0 | 0 | 0 | 0 | 0 | 0 | 894.6506 | 93.1484 | 185.4586 | 276.9379 | 367.5939 | 457.434 | 546.4655 | 634.6958 | 722.1319 | 808.7812 | 894.6506 | 894.6506 | 894.6506 | 894.6506 | 894.6506 | 894.6506 | 894.6506 | 894.6506 | 894.6506 | 894.6506 | 894.6506 | 0 | 0 | 0 | 0 | 0 | 0 | 0 | 0 | 0 | 0 | 0 | 0 | 0 | 0 | 0 | 0 | 0 | 0 | 0 | 0 | 0 | 0 | 0 | 0 | 0 | 0 | 0 | 0 | 0 | 0 | 0 | 0 | 0 | 0 | 0 | 0 | 0 | 0 | 0 | 0 | 0 | 0 | 0 | 0 | 0 | 0 | 0 | 0 | 0 | 0 | 0 | 0 | 0 | 0 | 0 | 0 | 0 | 0 | 0 | 0 | 0 | 0 | 0 | 0 | 0 | 0 | 0 | 0 | 0 | 0.01557% | 0 | 0 | 0 | 0 | 0 | 0 | 0 | 0 | 0 | 0 | 0 | 0 | 0 | 0 | 0 | 0 | 0 | 0 | 0 | 0 | 0 | 0 | 0 | 0
| ComDCV-7P_V5 | M-IO Retro | Savings, cost, and EUL from 7th Plan workbook Com-DCV-7P_V5 | 2020 | Retro | 2022 | 2041 | PSE | Commercial | Lodging | Gas | Per Commercial Building 1000 Square Feet for Demand Control Ventilation - DOAS |  |  | Demand Control Ventilation-Retro-Lodging |  | 0 | 15 | 0 | 0 |  | 0 | 0 | 0 | 0 | 0 | 0 | 0 | 0.06069 |  | 0 | 0 | 0 | Ventilation | Ventilation | Demand Control Ventilation | Demand Controlled Ventilation DCV Only | CommVENT | 0.0141% | 89.78% | 89.78% | 31.3854 | 0.001 | 12.1% | 6.667% | 85% | 6.8% | 0.2% | 0.64396 | 0.011986 | 0.065594 | 0 | 0 | 0 | 0 | -0.07758 | -0.07758 |  | 0 | -0.11879 | 0 | 01. ($9,999.000) to $0.028 | 1 | -0.11879 | 01. ($9,999.00) to $0.22 | 1 | 0 | 0 | 0 | 0 | 0 | 0 | 0 | 0 | 0 | 0 | 0 | 0 | 0 | 0 | 0 | 0 | 0 | 0 | 0 | 0 | 0 | 0 | 0 | 0 | 0 | 0 | 0 | 0 | 0 | 0 | 0 | 0 | 0 | 0 | 0 | 0 | 0 | 0 | 0 | 0 | 0 | 0 | 0 | 0 | 0 | 0 | 0 | 0 | 0 | 0 | 0 | 0 | 0 | 0 | 0 | 0 | 0 | 0 | 0 | 0 | 0 | 0 | 0 | 0 | 0 | 0 | 0 | 0 | 0 | 0 | 0 | 0 | 0 | 265.2096 | 264.2283 | 263.2506 | 262.2766 | 261.3062 | 260.3394 | 259.3761 | 258.4164 | 257.4603 | 256.5077 | 0 | 0 | 0 | 0 | 0 | 0 | 0 | 0 | 0 | 0 | 16.0956 | 16.036 | 15.9767 | 15.9176 | 15.8587 | 15.8 | 15.7415 | 15.6833 | 15.6253 | 15.5675 | 0 | 0 | 0 | 0 | 0 | 0 | 0 | 0 | 0 | 0 | 158.302 | 16.0956 | 32.1316 | 48.1083 | 64.0258 | 79.8845 | 95.6845 | 111.426 | 127.1093 | 142.7346 | 158.302 | 158.302 | 158.302 | 158.302 | 158.302 | 158.302 | 158.302 | 158.302 | 158.302 | 158.302 | 158.302 | 0 | 0 | 0 | 0 | 0 | 0 | 0 | 0 | 0 | 0 | 0 | 0 | 0 | 0 | 0 | 0 | 0 | 0 | 0 | 0 | 0 | 0 | 0 | 0 | 0 | 0 | 0 | 0 | 0 | 0 | 0 | 0 | 0 | 0 | 0 | 0 | 0 | 0 | 0 | 0 | 0 | 0 | 0 | 0 | 0 | 0 | 0 | 0 | 0 | 0 | 0 | 0 | 0 | 0 | 0 | 0 | 0 | 0 | 0 | 0 | 0 | 0 | 0 | 0 | 0 | 0 | 0 | 0 | 0 | 0.01557% | 0 | 0 | 0 | 0 | 0 | 0 | 0 | 0 | 0 | 0 | 0 | 0 | 0 | 0 | 0 | 0 | 0 | 0 | 0 | 0 | 0 | 0 | 0 | 0
| ComDCV-7P_V5 | M-IO Retro | Savings, cost, and EUL from 7th Plan workbook Com-DCV-7P_V5 | 2020 | Retro | 2022 | 2041 | PSE | Commercial | Hospital | Gas | Per Commercial Building 1000 Square Feet for Demand Control Ventilation - DOAS |  |  | Demand Control Ventilation-Retro-Hospital |  | 0 | 15 | 0 | 0 |  | 0 | 0 | 0 | 0 | 0 | 0 | 0 | 0.06069 |  | 0 | 0 | 0 | Ventilation | Ventilation | Demand Control Ventilation | Demand Controlled Ventilation DCV Only | CommVENT | 0.0141% | 93.33% | 93.33% | 80.9786 | 0.001 | 6.332% | 6.667% | 85% | 6.8% | 0.2% | 0.64396 | 0.011986 | 0.065594 | 0 | 0 | 0 | 0 | -0.07758 | -0.07758 |  | 0 | -0.11879 | 0 | 01. ($9,999.000) to $0.028 | 1 | -0.11879 | 01. ($9,999.00) to $0.22 | 1 | 0 | 0 | 0 | 0 | 0 | 0 | 0 | 0 | 0 | 0 | 0 | 0 | 0 | 0 | 0 | 0 | 0 | 0 | 0 | 0 | 0 | 0 | 0 | 0 | 0 | 0 | 0 | 0 | 0 | 0 | 0 | 0 | 0 | 0 | 0 | 0 | 0 | 0 | 0 | 0 | 0 | 0 | 0 | 0 | 0 | 0 | 0 | 0 | 0 | 0 | 0 | 0 | 0 | 0 | 0 | 0 | 0 | 0 | 0 | 0 | 0 | 0 | 0 | 0 | 0 | 0 | 0 | 0 | 0 | 0 | 0 | 0 | 0 | 50.7899 | 50.5817 | 50.3743 | 50.1678 | 49.9621 | 49.7573 | 49.5532 | 49.3501 | 49.1477 | 48.9462 | 0 | 0 | 0 | 0 | 0 | 0 | 0 | 0 | 0 | 0 | 3.0824 | 3.0698 | 3.0572 | 3.0447 | 3.0322 | 3.0198 | 3.0074 | 2.9951 | 2.9828 | 2.9705 | 0 | 0 | 0 | 0 | 0 | 0 | 0 | 0 | 0 | 0 | 30.2619 | 3.0824 | 6.1522 | 9.2095 | 12.2541 | 15.2863 | 18.3061 | 21.3135 | 24.3086 | 27.2913 | 30.2619 | 30.2619 | 30.2619 | 30.2619 | 30.2619 | 30.2619 | 30.2619 | 30.2619 | 30.2619 | 30.2619 | 30.2619 | 0 | 0 | 0 | 0 | 0 | 0 | 0 | 0 | 0 | 0 | 0 | 0 | 0 | 0 | 0 | 0 | 0 | 0 | 0 | 0 | 0 | 0 | 0 | 0 | 0 | 0 | 0 | 0 | 0 | 0 | 0 | 0 | 0 | 0 | 0 | 0 | 0 | 0 | 0 | 0 | 0 | 0 | 0 | 0 | 0 | 0 | 0 | 0 | 0 | 0 | 0 | 0 | 0 | 0 | 0 | 0 | 0 | 0 | 0 | 0 | 0 | 0 | 0 | 0 | 0 | 0 | 0 | 0 | 0 | 0.01557% | 0 | 0 | 0 | 0 | 0 | 0 | 0 | 0 | 0 | 0 | 0 | 0 | 0 | 0 | 0 | 0 | 0 | 0 | 0 | 0 | 0 | 0 | 0 | 0
| ComDCV-7P_V5 | M-IO Retro | Savings, cost, and EUL from 7th Plan workbook Com-DCV-7P_V5 | 2020 | Retro | 2022 | 2041 | PSE | Commercial | Residential Care | Gas | Per Commercial Building 1000 Square Feet for Demand Control Ventilation - DOAS |  |  | Demand Control Ventilation-Retro-Residential Care |  | 0 | 15 | 0 | 0 |  | 0 | 0 | 0 | 0 | 0 | 0 | 0 | 0.06069 |  | 0 | 0 | 0 | Ventilation | Ventilation | Demand Control Ventilation | Demand Controlled Ventilation DCV Only | CommVENT | 0.0141% | 82.63% | 82.63% | 89.2138 | 0.001 | 16.13% | 6.667% | 85% | 6.8% | 0.2% | 0.64396 | 0.011986 | 0.065594 | 0 | 0 | 0 | 0 | -0.07758 | -0.07758 |  | 0 | -0.11879 | 0 | 01. ($9,999.000) to $0.028 | 1 | -0.11879 | 01. ($9,999.00) to $0.22 | 1 | 0 | 0 | 0 | 0 | 0 | 0 | 0 | 0 | 0 | 0 | 0 | 0 | 0 | 0 | 0 | 0 | 0 | 0 | 0 | 0 | 0 | 0 | 0 | 0 | 0 | 0 | 0 | 0 | 0 | 0 | 0 | 0 | 0 | 0 | 0 | 0 | 0 | 0 | 0 | 0 | 0 | 0 | 0 | 0 | 0 | 0 | 0 | 0 | 0 | 0 | 0 | 0 | 0 | 0 | 0 | 0 | 0 | 0 | 0 | 0 | 0 | 0 | 0 | 0 | 0 | 0 | 0 | 0 | 0 | 0 | 0 | 0 | 0 | 351.9893 | 350.5461 | 349.1089 | 347.6775 | 346.2521 | 344.8324 | 343.4186 | 342.0106 | 340.6084 | 339.2119 | 0 | 0 | 0 | 0 | 0 | 0 | 0 | 0 | 0 | 0 | 21.3622 | 21.2746 | 21.1874 | 21.1005 | 21.014 | 20.9279 | 20.8421 | 20.7566 | 20.6715 | 20.5868 | 0 | 0 | 0 | 0 | 0 | 0 | 0 | 0 | 0 | 0 | 209.7237 | 21.3622 | 42.6369 | 63.8243 | 84.9248 | 105.9389 | 126.8668 | 147.7088 | 168.4655 | 189.137 | 209.7237 | 209.7237 | 209.7237 | 209.7237 | 209.7237 | 209.7237 | 209.7237 | 209.7237 | 209.7237 | 209.7237 | 209.7237 | 0 | 0 | 0 | 0 | 0 | 0 | 0 | 0 | 0 | 0 | 0 | 0 | 0 | 0 | 0 | 0 | 0 | 0 | 0 | 0 | 0 | 0 | 0 | 0 | 0 | 0 | 0 | 0 | 0 | 0 | 0 | 0 | 0 | 0 | 0 | 0 | 0 | 0 | 0 | 0 | 0 | 0 | 0 | 0 | 0 | 0 | 0 | 0 | 0 | 0 | 0 | 0 | 0 | 0 | 0 | 0 | 0 | 0 | 0 | 0 | 0 | 0 | 0 | 0 | 0 | 0 | 0 | 0 | 0 | 0.01557% | 0 | 0 | 0 | 0 | 0 | 0 | 0 | 0 | 0 | 0 | 0 | 0 | 0 | 0 | 0 | 0 | 0 | 0 | 0 | 0 | 0 | 0 | 0 | 0
| ComDCV-7P_V5 | M-IO Retro | Savings, cost, and EUL from 7th Plan workbook Com-DCV-7P_V5 | 2020 | Retro | 2022 | 2041 | PSE | Commercial | Assembly | Gas | Per Commercial Building 1000 Square Feet for Demand Control Ventilation - DOAS |  |  | Demand Control Ventilation-Retro-Assembly |  | 0 | 15 | 0 | 0 |  | 0 | 0 | 0 | 0 | 0 | 0 | 0 | 0.06069 |  | 0 | 0 | 0 | Ventilation | Ventilation | Demand Control Ventilation | Demand Controlled Ventilation DCV Only | CommVENT | 0.0141% | 82.63% | 82.63% | 13.6313 | 0.001 | 23.54% | 6.667% | 85% | 6.8% | 0.2% | 0.64396 | 0.011986 | 0.065594 | 0 | 0 | 0 | 0 | -0.07758 | -0.07758 |  | 0 | -0.11879 | 0 | 01. ($9,999.000) to $0.028 | 1 | -0.11879 | 01. ($9,999.00) to $0.22 | 1 | 0 | 0 | 0 | 0 | 0 | 0 | 0 | 0 | 0 | 0 | 0 | 0 | 0 | 0 | 0 | 0 | 0 | 0 | 0 | 0 | 0 | 0 | 0 | 0 | 0 | 0 | 0 | 0 | 0 | 0 | 0 | 0 | 0 | 0 | 0 | 0 | 0 | 0 | 0 | 0 | 0 | 0 | 0 | 0 | 0 | 0 | 0 | 0 | 0 | 0 | 0 | 0 | 0 | 0 | 0 | 0 | 0 | 0 | 0 | 0 | 0 | 0 | 0 | 0 | 0 | 0 | 0 | 0 | 0 | 0 | 0 | 0 | 0 | 809.0678 | 805.4378 | 801.8241 | 798.2266 | 794.6452 | 791.0799 | 787.5306 | 783.9972 | 780.4796 | 776.9779 | 0 | 0 | 0 | 0 | 0 | 0 | 0 | 0 | 0 | 0 | 49.1023 | 48.882 | 48.6627 | 48.4444 | 48.227 | 48.0106 | 47.7952 | 47.5808 | 47.3673 | 47.1548 | 0 | 0 | 0 | 0 | 0 | 0 | 0 | 0 | 0 | 0 | 481.2272 | 49.1023 | 97.9843 | 146.647 | 195.0914 | 243.3184 | 291.3291 | 339.1243 | 386.7051 | 434.0724 | 481.2272 | 481.2272 | 481.2272 | 481.2272 | 481.2272 | 481.2272 | 481.2272 | 481.2272 | 481.2272 | 481.2272 | 481.2272 | 0 | 0 | 0 | 0 | 0 | 0 | 0 | 0 | 0 | 0 | 0 | 0 | 0 | 0 | 0 | 0 | 0 | 0 | 0 | 0 | 0 | 0 | 0 | 0 | 0 | 0 | 0 | 0 | 0 | 0 | 0 | 0 | 0 | 0 | 0 | 0 | 0 | 0 | 0 | 0 | 0 | 0 | 0 | 0 | 0 | 0 | 0 | 0 | 0 | 0 | 0 | 0 | 0 | 0 | 0 | 0 | 0 | 0 | 0 | 0 | 0 | 0 | 0 | 0 | 0 | 0 | 0 | 0 | 0 | 0.01557% | 0 | 0 | 0 | 0 | 0 | 0 | 0 | 0 | 0 | 0 | 0 | 0 | 0 | 0 | 0 | 0 | 0 | 0 | 0 | 0 | 0 | 0 | 0 | 0
| ComDCV-7P_V5 | M-IO Retro | Savings, cost, and EUL from 7th Plan workbook Com-DCV-7P_V5 | 2020 | Retro | 2022 | 2041 | PSE | Commercial | Other | Gas | Per Commercial Building 1000 Square Feet for Demand Control Ventilation - DOAS |  |  | Demand Control Ventilation-Retro-Other |  | 0 | 15 | 0 | 0 |  | 0 | 0 | 0 | 0 | 0 | 0 | 0 | 0.06069 |  | 0 | 0 | 0 | Ventilation | Ventilation | Demand Control Ventilation | Demand Controlled Ventilation DCV Only | CommVENT | 0.0141% | 82.63% | 82.63% | 22.4146 | 0.001 | 17.34% | 6.667% | 85% | 6.8% | 0.2% | 0.64396 | 0.011986 | 0.065594 | 0 | 0 | 0 | 0 | -0.07758 | -0.07758 |  | 0 | -0.11879 | 0 | 01. ($9,999.000) to $0.028 | 1 | -0.11879 | 01. ($9,999.00) to $0.22 | 1 | 0 | 0 | 0 | 0 | 0 | 0 | 0 | 0 | 0 | 0 | 0 | 0 | 0 | 0 | 0 | 0 | 0 | 0 | 0 | 0 | 0 | 0 | 0 | 0 | 0 | 0 | 0 | 0 | 0 | 0 | 0 | 0 | 0 | 0 | 0 | 0 | 0 | 0 | 0 | 0 | 0 | 0 | 0 | 0 | 0 | 0 | 0 | 0 | 0 | 0 | 0 | 0 | 0 | 0 | 0 | 0 | 0 | 0 | 0 | 0 | 0 | 0 | 0 | 0 | 0 | 0 | 0 | 0 | 0 | 0 | 0 | 0 | 0 | 1663.9664 | 1648.9907 | 1634.1498 | 1619.4425 | 1604.8675 | 1590.4237 | 1576.1099 | 1561.9249 | 1547.8675 | 1533.9367 | 0 | 0 | 0 | 0 | 0 | 0 | 0 | 0 | 0 | 0 | 100.9861 | 100.0772 | 99.1766 | 98.284 | 97.3994 | 96.5228 | 95.6541 | 94.7932 | 93.9401 | 93.0946 | 0 | 0 | 0 | 0 | 0 | 0 | 0 | 0 | 0 | 0 | 969.9281 | 100.9861 | 201.0634 | 300.2399 | 398.5239 | 495.9233 | 592.4461 | 688.1002 | 782.8934 | 876.8335 | 969.9281 | 969.9281 | 969.9281 | 969.9281 | 969.9281 | 969.9281 | 969.9281 | 969.9281 | 969.9281 | 969.9281 | 969.9281 | 0 | 0 | 0 | 0 | 0 | 0 | 0 | 0 | 0 | 0 | 0 | 0 | 0 | 0 | 0 | 0 | 0 | 0 | 0 | 0 | 0 | 0 | 0 | 0 | 0 | 0 | 0 | 0 | 0 | 0 | 0 | 0 | 0 | 0 | 0 | 0 | 0 | 0 | 0 | 0 | 0 | 0 | 0 | 0 | 0 | 0 | 0 | 0 | 0 | 0 | 0 | 0 | 0 | 0 | 0 | 0 | 0 | 0 | 0 | 0 | 0 | 0 | 0 | 0 | 0 | 0 | 0 | 0 | 0 | 0.01557% | 0 | 0 | 0 | 0 | 0 | 0 | 0 | 0 | 0 | 0 | 0 | 0 | 0 | 0 | 0 | 0 | 0 | 0 | 0 | 0 | 0 | 0 | 0 | 0
| ComDCVGarage-7P_V3 | Measure InputOutput | Savings, cost, and EUL from 7th Plan workbook COM-DCV-Garage-7P_V3 | 2020 | Retro | 2022 | 2045 | PSE | Commercial | All Commercial | Electric | Per Commercial Building Square Feet Covered By Parking Garage Demand Control Ventilation System |  |  | DCV Parking Garage-Retro |  | 0.925 | 15 | 0.44302 | 0 |  | 0 | 0.066822 | 5 | 0 | 0 | 0 | 0 | 0 |  | 0 | 0 | 0 | Ventilation | Ventilation | DCV Garage | DCV Garage | CommVENT | 0.0141% | 79.93% | 79.93% | 7.987 | 0.00014446 | 4.142% | 6.667% | 85% | 6.8% | 0.2% | 0.60825 | 0.0192 | 0.062745 | 0.56866 | 0 | 0 | 0 | 0.73133 | 0.15047 |  | 0.067728 | 0 | 0.067728 | 04. $0.062 to $0.070 | 1 | 0 | 01. ($9,999.00) to $0.22 | 1 | 242.4781 | 241.2709 | 240.071 | 238.8782 | 237.6926 | 236.5141 | 235.3426 | 234.1781 | 233.0205 | 231.8698 | 0 | 0 | 0 | 0 | 0 | 0 | 0 | 0 | 0 | 0 | 0 | 0 | 0 | 0 | 224.2922 | 223.1756 | 222.0657 | 220.9624 | 219.8657 | 218.7755 | 217.6919 | 216.6147 | 215.544 | 214.4796 | 0 | 0 | 0 | 0 | 0 | 0 | 0 | 0 | 0 | 0 | 0 | 0 | 0 | 0 | 2193.4673 | 224.2922 | 447.4678 | 669.5335 | 890.4958 | 1110.3615 | 1329.1371 | 1546.829 | 1763.4437 | 1978.9877 | 2193.4673 | 2193.4673 | 2193.4673 | 2193.4673 | 2193.4673 | 2193.4673 | 2193.4673 | 2193.4673 | 2193.4673 | 2193.4673 | 2193.4673 | 2193.4673 | 2193.4673 | 2193.4673 | 2193.4673 | 0 | 0 | 0 | 0 | 0 | 0 | 0 | 0 | 0 | 0 | 0 | 0 | 0 | 0 | 0 | 0 | 0 | 0 | 0 | 0 | 0 | 0 | 0 | 0 | 0 | 0 | 0 | 0 | 0 | 0 | 0 | 0 | 0 | 0 | 0 | 0 | 0 | 0 | 0 | 0 | 0 | 0 | 0 | 0 | 0 | 0 | 0 | 0 | 0 | 0 | 0 | 0 | 0 | 0 | 0 | 0 | 0 | 0 | 0 | 0 | 0 | 0.031626 | 0.063095 | 0.094408 | 0.12556 | 0.15657 | 0.18741 | 0.21811 | 0.24865 | 0.27905 | 0.30929 | 0.30929 | 0.30929 | 0.30929 | 0.30929 | 0.30929 | 0.30929 | 0.30929 | 0.30929 | 0.30929 | 0.30929 | 0.30929 | 0.30929 | 0.30929 | 0.30929 | 177.3316 | 176.4488 | 175.5713 | 174.699 | 173.8319 | 172.97 | 172.1133 | 171.2616 | 170.415 | 169.5735 | 0 | 0 | 0 | 0 | 0 | 0 | 0 | 0 | 0 | 0 | 0 | 0 | 0 | 0 | 1734.216 | 0 | 0 | 0 | 0 | 0 | 0 | 0 | 0 | 0 | 0 | 0 | 0 | 0 | 0 | 0 | 0 | 0 | 0 | 0 | 0 | 0.01557% | 0.034927 | 0.069681 | 0.10426 | 0.13867 | 0.17291 | 0.20698 | 0.24088 | 0.27461 | 0.30817 | 0.34157 | 0.34157 | 0.34157 | 0.34157 | 0.34157 | 0.34157 | 0.34157 | 0.34157 | 0.34157 | 0.34157 | 0.34157 | 0.34157 | 0.34157 | 0.34157 | 0.34157
| ComDCVKitchenVentilation_PSE | M_Input | PSE Business Case: Ventilation | 2020 | Retro | 2022 | 2045 | PSE | Commercial | All Commercial | Electric | Per DCV - Kitchen - Single - Comm - 2 HP - EO | Per DCV - Kitchen - Single - Comm - 2 HP - EO | 1200 | DCV - Kitchen - Single - Comm - 2 HP - EO |  | 2502 | 15 | 1698 | 0 |  | 0 | 0 | 0 | 0 | 0 | 0 | 0 | 0 |  | 0 | 0 | 0 | Ventilation | Ventilation | DCV Kitchen Ventilation | DCV Kitchen | CommVENT | 0.0141% | 79.93% | 79.93% | 0.076877 | 1.3905e-06 | 1.362% | 6.667% | 85% | 6.8% | 0.2% | 1645.237 | 51.9324 | 169.7169 | 2179.5592 | 0 | 0 | 0 | 2297.5099 | 117.9507 |  | 0.078663 | 0 | 0.078663 | 06. $0.077 to $0.085 | 1 | 0 | 01. ($9,999.00) to $0.22 | 1 | 0.76741 | 0.76359 | 0.75979 | 0.75601 | 0.75226 | 0.74853 | 0.74482 | 0.74114 | 0.73748 | 0.73383 | 0 | 0 | 0 | 0 | 0 | 0 | 0 | 0 | 0 | 0 | 0 | 0 | 0 | 0 | 1920.053 | 1910.4942 | 1900.9926 | 1891.548 | 1882.1598 | 1872.8276 | 1863.5512 | 1854.3301 | 1845.1639 | 1836.0522 | 0 | 0 | 0 | 0 | 0 | 0 | 0 | 0 | 0 | 0 | 0 | 0 | 0 | 0 | 18777.1725 | 1920.053 | 3830.5472 | 5731.5399 | 7623.0878 | 9505.2476 | 11378.0752 | 13241.6264 | 15095.9565 | 16941.1204 | 18777.1725 | 18777.1725 | 18777.1725 | 18777.1725 | 18777.1725 | 18777.1725 | 18777.1725 | 18777.1725 | 18777.1725 | 18777.1725 | 18777.1725 | 18777.1725 | 18777.1725 | 18777.1725 | 18777.1725 | 0 | 0 | 0 | 0 | 0 | 0 | 0 | 0 | 0 | 0 | 0 | 0 | 0 | 0 | 0 | 0 | 0 | 0 | 0 | 0 | 0 | 0 | 0 | 0 | 0 | 0 | 0 | 0 | 0 | 0 | 0 | 0 | 0 | 0 | 0 | 0 | 0 | 0 | 0 | 0 | 0 | 0 | 0 | 0 | 0 | 0 | 0 | 0 | 0 | 0 | 0 | 0 | 0 | 0 | 0 | 0 | 0 | 0 | 0 | 0 | 0 | 0.27074 | 0.54013 | 0.80818 | 1.0749 | 1.3403 | 1.6044 | 1.8671 | 2.1286 | 2.3888 | 2.6477 | 2.6477 | 2.6477 | 2.6477 | 2.6477 | 2.6477 | 2.6477 | 2.6477 | 2.6477 | 2.6477 | 2.6477 | 2.6477 | 2.6477 | 2.6477 | 2.6477 | 1763.1258 | 1754.3483 | 1745.6233 | 1736.9505 | 1728.3296 | 1719.7602 | 1711.2419 | 1702.7745 | 1694.3574 | 1685.9904 | 0 | 0 | 0 | 0 | 0 | 0 | 0 | 0 | 0 | 0 | 0 | 0 | 0 | 0 | 17242.5019 | 0 | 0 | 0 | 0 | 0 | 0 | 0 | 0 | 0 | 0 | 0 | 0 | 0 | 0 | 0 | 0 | 0 | 0 | 0 | 0 | 0.01557% | 0.299 | 0.5965 | 0.89253 | 1.1871 | 1.4802 | 1.7718 | 2.062 | 2.3508 | 2.6381 | 2.924 | 2.924 | 2.924 | 2.924 | 2.924 | 2.924 | 2.924 | 2.924 | 2.924 | 2.924 | 2.924 | 2.924 | 2.924 | 2.924 | 2.924
| ComDCVKitchenVentilation_PSE | M_Input | PSE Business Case: Ventilation | 2020 | Retro | 2022 | 2045 | PSE | Commercial | All Commercial | Electric | Per DCV - Kitchen - Single - Comm - 3 HP - EO | Per DCV - Kitchen - Single - Comm - 3 HP - EO | 1800 | DCV - Kitchen - Single - Comm - 3 HP - EO |  | 3753 | 15 | 2547 | 0 |  | 0 | 0 | 0 | 0 | 0 | 0 | 0 | 0 |  | 0 | 0 | 0 | Ventilation | Ventilation | DCV Kitchen Ventilation | DCV Kitchen | CommVENT | 0.0141% | 79.93% | 79.93% | 0.076877 | 1.3905e-06 | 1.362% | 6.667% | 85% | 6.8% | 0.2% | 2467.8555 | 77.8986 | 254.5754 | 3269.3389 | 0 | 0 | 0 | 3446.2648 | 176.926 |  | 0.078663 | 0 | 0.078663 | 06. $0.077 to $0.085 | 1 | 0 | 01. ($9,999.00) to $0.22 | 1 | 0.76741 | 0.76359 | 0.75979 | 0.75601 | 0.75226 | 0.74853 | 0.74482 | 0.74114 | 0.73748 | 0.73383 | 0 | 0 | 0 | 0 | 0 | 0 | 0 | 0 | 0 | 0 | 0 | 0 | 0 | 0 | 2880.0795 | 2865.7413 | 2851.489 | 2837.3219 | 2823.2396 | 2809.2414 | 2795.3268 | 2781.4951 | 2767.7458 | 2754.0783 | 0 | 0 | 0 | 0 | 0 | 0 | 0 | 0 | 0 | 0 | 0 | 0 | 0 | 0 | 28165.7588 | 2880.0795 | 5745.8208 | 8597.3098 | 11434.6317 | 14257.8714 | 17067.1128 | 19862.4396 | 22643.9347 | 25411.6805 | 28165.7588 | 28165.7588 | 28165.7588 | 28165.7588 | 28165.7588 | 28165.7588 | 28165.7588 | 28165.7588 | 28165.7588 | 28165.7588 | 28165.7588 | 28165.7588 | 28165.7588 | 28165.7588 | 28165.7588 | 0 | 0 | 0 | 0 | 0 | 0 | 0 | 0 | 0 | 0 | 0 | 0 | 0 | 0 | 0 | 0 | 0 | 0 | 0 | 0 | 0 | 0 | 0 | 0 | 0 | 0 | 0 | 0 | 0 | 0 | 0 | 0 | 0 | 0 | 0 | 0 | 0 | 0 | 0 | 0 | 0 | 0 | 0 | 0 | 0 | 0 | 0 | 0 | 0 | 0 | 0 | 0 | 0 | 0 | 0 | 0 | 0 | 0 | 0 | 0 | 0 | 0.40611 | 0.81019 | 1.2123 | 1.6123 | 2.0104 | 2.4065 | 2.8007 | 3.1929 | 3.5832 | 3.9715 | 3.9715 | 3.9715 | 3.9715 | 3.9715 | 3.9715 | 3.9715 | 3.9715 | 3.9715 | 3.9715 | 3.9715 | 3.9715 | 3.9715 | 3.9715 | 3.9715 | 2644.6888 | 2631.5224 | 2618.4349 | 2605.4257 | 2592.4944 | 2579.6403 | 2566.8629 | 2554.1617 | 2541.5361 | 2528.9857 | 0 | 0 | 0 | 0 | 0 | 0 | 0 | 0 | 0 | 0 | 0 | 0 | 0 | 0 | 25863.7529 | 0 | 0 | 0 | 0 | 0 | 0 | 0 | 0 | 0 | 0 | 0 | 0 | 0 | 0 | 0 | 0 | 0 | 0 | 0 | 0 | 0.01557% | 0.44849 | 0.89476 | 1.3388 | 1.7806 | 2.2203 | 2.6577 | 3.093 | 3.5262 | 3.9572 | 4.3861 | 4.3861 | 4.3861 | 4.3861 | 4.3861 | 4.3861 | 4.3861 | 4.3861 | 4.3861 | 4.3861 | 4.3861 | 4.3861 | 4.3861 | 4.3861 | 4.3861
| ComDCVKitchenVentilation_PSE | M_Input | PSE Business Case: Ventilation | 2020 | Retro | 2022 | 2045 | PSE | Commercial | All Commercial | Electric | Per DCV - Kitchen - Single - Comm - 4 HP - EO | Per DCV - Kitchen - Single - Comm - 4 HP - EO | 2400 | DCV - Kitchen - Single - Comm - 4 HP - EO |  | 5004 | 15 | 3396 | 0 |  | 0 | 0 | 0 | 0 | 0 | 0 | 0 | 0 |  | 0 | 0 | 0 | Ventilation | Ventilation | DCV Kitchen Ventilation | DCV Kitchen | CommVENT | 0.0141% | 79.93% | 79.93% | 0.076877 | 1.3905e-06 | 1.362% | 6.667% | 85% | 6.8% | 0.2% | 3290.474 | 103.8648 | 339.4339 | 4359.1185 | 0 | 0 | 0 | 4595.0198 | 235.9013 |  | 0.078663 | 0 | 0.078663 | 06. $0.077 to $0.085 | 1 | 0 | 01. ($9,999.00) to $0.22 | 1 | 0.76741 | 0.76359 | 0.75979 | 0.75601 | 0.75226 | 0.74853 | 0.74482 | 0.74114 | 0.73748 | 0.73383 | 0 | 0 | 0 | 0 | 0 | 0 | 0 | 0 | 0 | 0 | 0 | 0 | 0 | 0 | 3840.1061 | 3820.9884 | 3801.9853 | 3783.0959 | 3764.3195 | 3745.6553 | 3727.1024 | 3708.6602 | 3690.3277 | 3672.1044 | 0 | 0 | 0 | 0 | 0 | 0 | 0 | 0 | 0 | 0 | 0 | 0 | 0 | 0 | 37554.3451 | 3840.1061 | 7661.0945 | 11463.0797 | 15246.1756 | 19010.4951 | 22756.1504 | 26483.2528 | 30191.913 | 33882.2407 | 37554.3451 | 37554.3451 | 37554.3451 | 37554.3451 | 37554.3451 | 37554.3451 | 37554.3451 | 37554.3451 | 37554.3451 | 37554.3451 | 37554.3451 | 37554.3451 | 37554.3451 | 37554.3451 | 37554.3451 | 0 | 0 | 0 | 0 | 0 | 0 | 0 | 0 | 0 | 0 | 0 | 0 | 0 | 0 | 0 | 0 | 0 | 0 | 0 | 0 | 0 | 0 | 0 | 0 | 0 | 0 | 0 | 0 | 0 | 0 | 0 | 0 | 0 | 0 | 0 | 0 | 0 | 0 | 0 | 0 | 0 | 0 | 0 | 0 | 0 | 0 | 0 | 0 | 0 | 0 | 0 | 0 | 0 | 0 | 0 | 0 | 0 | 0 | 0 | 0 | 0 | 0.54147 | 1.0803 | 1.6164 | 2.1498 | 2.6806 | 3.2087 | 3.7343 | 4.2572 | 4.7776 | 5.2953 | 5.2953 | 5.2953 | 5.2953 | 5.2953 | 5.2953 | 5.2953 | 5.2953 | 5.2953 | 5.2953 | 5.2953 | 5.2953 | 5.2953 | 5.2953 | 5.2953 | 3526.2517 | 3508.6965 | 3491.2465 | 3473.901 | 3456.6592 | 3439.5204 | 3422.4839 | 3405.5489 | 3388.7148 | 3371.9809 | 0 | 0 | 0 | 0 | 0 | 0 | 0 | 0 | 0 | 0 | 0 | 0 | 0 | 0 | 34485.0038 | 0 | 0 | 0 | 0 | 0 | 0 | 0 | 0 | 0 | 0 | 0 | 0 | 0 | 0 | 0 | 0 | 0 | 0 | 0 | 0 | 0.01557% | 0.59799 | 1.193 | 1.7851 | 2.3742 | 2.9604 | 3.5437 | 4.124 | 4.7016 | 5.2762 | 5.8481 | 5.8481 | 5.8481 | 5.8481 | 5.8481 | 5.8481 | 5.8481 | 5.8481 | 5.8481 | 5.8481 | 5.8481 | 5.8481 | 5.8481 | 5.8481 | 5.8481
| ComDCVKitchenVentilation_PSE | M_Input | PSE Business Case: Ventilation | 2020 | Retro | 2022 | 2045 | PSE | Commercial | All Commercial | Electric | Per DCV - Kitchen - Single - Comm - 5 HP - EO | Per DCV - Kitchen - Single - Comm - 5 HP - EO | 3000 | DCV - Kitchen - Single - Comm - 5 HP - EO |  | 6255 | 15 | 4245 | 0 |  | 0 | 0 | 0 | 0 | 0 | 0 | 0 | 0 |  | 0 | 0 | 0 | Ventilation | Ventilation | DCV Kitchen Ventilation | DCV Kitchen | CommVENT | 0.0141% | 79.93% | 79.93% | 0.076877 | 1.3905e-06 | 1.362% | 6.667% | 85% | 6.8% | 0.2% | 4113.0925 | 129.831 | 424.2924 | 5448.8981 | 0 | 0 | 0 | 5743.7747 | 294.8766 |  | 0.078663 | 0 | 0.078663 | 06. $0.077 to $0.085 | 1 | 0 | 01. ($9,999.00) to $0.22 | 1 | 0.76741 | 0.76359 | 0.75979 | 0.75601 | 0.75226 | 0.74853 | 0.74482 | 0.74114 | 0.73748 | 0.73383 | 0 | 0 | 0 | 0 | 0 | 0 | 0 | 0 | 0 | 0 | 0 | 0 | 0 | 0 | 4800.1326 | 4776.2355 | 4752.4816 | 4728.8699 | 4705.3994 | 4682.0691 | 4658.878 | 4635.8252 | 4612.9097 | 4590.1305 | 0 | 0 | 0 | 0 | 0 | 0 | 0 | 0 | 0 | 0 | 0 | 0 | 0 | 0 | 46942.9314 | 4800.1326 | 9576.3681 | 14328.8497 | 19057.7196 | 23763.1189 | 28445.188 | 33104.066 | 37739.8912 | 42352.8009 | 46942.9314 | 46942.9314 | 46942.9314 | 46942.9314 | 46942.9314 | 46942.9314 | 46942.9314 | 46942.9314 | 46942.9314 | 46942.9314 | 46942.9314 | 46942.9314 | 46942.9314 | 46942.9314 | 46942.9314 | 0 | 0 | 0 | 0 | 0 | 0 | 0 | 0 | 0 | 0 | 0 | 0 | 0 | 0 | 0 | 0 | 0 | 0 | 0 | 0 | 0 | 0 | 0 | 0 | 0 | 0 | 0 | 0 | 0 | 0 | 0 | 0 | 0 | 0 | 0 | 0 | 0 | 0 | 0 | 0 | 0 | 0 | 0 | 0 | 0 | 0 | 0 | 0 | 0 | 0 | 0 | 0 | 0 | 0 | 0 | 0 | 0 | 0 | 0 | 0 | 0 | 0.67684 | 1.3503 | 2.0204 | 2.6872 | 3.3507 | 4.0109 | 4.6678 | 5.3215 | 5.972 | 6.6192 | 6.6192 | 6.6192 | 6.6192 | 6.6192 | 6.6192 | 6.6192 | 6.6192 | 6.6192 | 6.6192 | 6.6192 | 6.6192 | 6.6192 | 6.6192 | 6.6192 | 4407.8146 | 4385.8706 | 4364.0582 | 4342.3762 | 4320.824 | 4299.4005 | 4278.1048 | 4256.9362 | 4235.8935 | 4214.9761 | 0 | 0 | 0 | 0 | 0 | 0 | 0 | 0 | 0 | 0 | 0 | 0 | 0 | 0 | 43106.2548 | 0 | 0 | 0 | 0 | 0 | 0 | 0 | 0 | 0 | 0 | 0 | 0 | 0 | 0 | 0 | 0 | 0 | 0 | 0 | 0 | 0.01557% | 0.74749 | 1.4913 | 2.2313 | 2.9677 | 3.7005 | 4.4296 | 5.1551 | 5.877 | 6.5953 | 7.3101 | 7.3101 | 7.3101 | 7.3101 | 7.3101 | 7.3101 | 7.3101 | 7.3101 | 7.3101 | 7.3101 | 7.3101 | 7.3101 | 7.3101 | 7.3101 | 7.3101
| ComDCVKitchenVentilation_PSE | M_Input | PSE Business Case: Ventilation | 2020 | Retro | 2022 | 2045 | PSE | Commercial | All Commercial | Electric | Per DCV - Kitchen - Single - Comm - 6 HP - EO | Per DCV - Kitchen - Single - Comm - 6 HP - EO | 3600 | DCV - Kitchen - Single - Comm - 6 HP - EO |  | 7506 | 15 | 5094 | 0 |  | 0 | 0 | 0 | 0 | 0 | 0 | 0 | 0 |  | 0 | 0 | 0 | Ventilation | Ventilation | DCV Kitchen Ventilation | DCV Kitchen | CommVENT | 0.0141% | 79.93% | 79.93% | 0.076877 | 1.3905e-06 | 1.362% | 6.667% | 85% | 6.8% | 0.2% | 4935.711 | 155.7972 | 509.1508 | 6538.6777 | 0 | 0 | 0 | 6892.5297 | 353.852 |  | 0.078663 | 0 | 0.078663 | 06. $0.077 to $0.085 | 1 | 0 | 01. ($9,999.00) to $0.22 | 1 | 0.76741 | 0.76359 | 0.75979 | 0.75601 | 0.75226 | 0.74853 | 0.74482 | 0.74114 | 0.73748 | 0.73383 | 0 | 0 | 0 | 0 | 0 | 0 | 0 | 0 | 0 | 0 | 0 | 0 | 0 | 0 | 5760.1591 | 5731.4826 | 5702.9779 | 5674.6439 | 5646.4793 | 5618.4829 | 5590.6536 | 5562.9902 | 5535.4916 | 5508.1566 | 0 | 0 | 0 | 0 | 0 | 0 | 0 | 0 | 0 | 0 | 0 | 0 | 0 | 0 | 56331.5176 | 5760.1591 | 11491.6417 | 17194.6196 | 22869.2635 | 28515.7427 | 34134.2256 | 39724.8792 | 45287.8694 | 50823.3611 | 56331.5176 | 56331.5176 | 56331.5176 | 56331.5176 | 56331.5176 | 56331.5176 | 56331.5176 | 56331.5176 | 56331.5176 | 56331.5176 | 56331.5176 | 56331.5176 | 56331.5176 | 56331.5176 | 56331.5176 | 0 | 0 | 0 | 0 | 0 | 0 | 0 | 0 | 0 | 0 | 0 | 0 | 0 | 0 | 0 | 0 | 0 | 0 | 0 | 0 | 0 | 0 | 0 | 0 | 0 | 0 | 0 | 0 | 0 | 0 | 0 | 0 | 0 | 0 | 0 | 0 | 0 | 0 | 0 | 0 | 0 | 0 | 0 | 0 | 0 | 0 | 0 | 0 | 0 | 0 | 0 | 0 | 0 | 0 | 0 | 0 | 0 | 0 | 0 | 0 | 0 | 0.81221 | 1.6204 | 2.4245 | 3.2247 | 4.0209 | 4.8131 | 5.6014 | 6.3858 | 7.1663 | 7.943 | 7.943 | 7.943 | 7.943 | 7.943 | 7.943 | 7.943 | 7.943 | 7.943 | 7.943 | 7.943 | 7.943 | 7.943 | 7.943 | 7.943 | 5289.3775 | 5263.0448 | 5236.8698 | 5210.8515 | 5184.9888 | 5159.2806 | 5133.7258 | 5108.3234 | 5083.0722 | 5057.9713 | 0 | 0 | 0 | 0 | 0 | 0 | 0 | 0 | 0 | 0 | 0 | 0 | 0 | 0 | 51727.5057 | 0 | 0 | 0 | 0 | 0 | 0 | 0 | 0 | 0 | 0 | 0 | 0 | 0 | 0 | 0 | 0 | 0 | 0 | 0 | 0 | 0.01557% | 0.89699 | 1.7895 | 2.6776 | 3.5613 | 4.4406 | 5.3155 | 6.1861 | 7.0524 | 7.9144 | 8.7721 | 8.7721 | 8.7721 | 8.7721 | 8.7721 | 8.7721 | 8.7721 | 8.7721 | 8.7721 | 8.7721 | 8.7721 | 8.7721 | 8.7721 | 8.7721 | 8.7721
| ComDCVKitchenVentilation_PSE | M_Input | PSE Business Case: Ventilation | 2020 | Retro | 2022 | 2045 | PSE | Commercial | All Commercial | Electric | Per DCV - Kitchen - Single - Comm - 7 HP - EO | Per DCV - Kitchen - Single - Comm - 7 HP - EO | 4200 | DCV - Kitchen - Single - Comm - 7 HP - EO |  | 8757 | 15 | 5943 | 0 |  | 0 | 0 | 0 | 0 | 0 | 0 | 0 | 0 |  | 0 | 0 | 0 | Ventilation | Ventilation | DCV Kitchen Ventilation | DCV Kitchen | CommVENT | 0.0141% | 79.93% | 79.93% | 0.076877 | 1.3905e-06 | 1.362% | 6.667% | 85% | 6.8% | 0.2% | 5758.3295 | 181.7634 | 594.0093 | 7628.4574 | 0 | 0 | 0 | 8041.2846 | 412.8273 |  | 0.078663 | 0 | 0.078663 | 06. $0.077 to $0.085 | 1 | 0 | 01. ($9,999.00) to $0.22 | 1 | 0.76741 | 0.76359 | 0.75979 | 0.75601 | 0.75226 | 0.74853 | 0.74482 | 0.74114 | 0.73748 | 0.73383 | 0 | 0 | 0 | 0 | 0 | 0 | 0 | 0 | 0 | 0 | 0 | 0 | 0 | 0 | 6720.1856 | 6686.7297 | 6653.4742 | 6620.4178 | 6587.5591 | 6554.8967 | 6522.4292 | 6490.1553 | 6458.0735 | 6426.1827 | 0 | 0 | 0 | 0 | 0 | 0 | 0 | 0 | 0 | 0 | 0 | 0 | 0 | 0 | 65720.1039 | 6720.1856 | 13406.9153 | 20060.3895 | 26680.8074 | 33268.3665 | 39823.2632 | 46345.6924 | 52835.8477 | 59293.9212 | 65720.1039 | 65720.1039 | 65720.1039 | 65720.1039 | 65720.1039 | 65720.1039 | 65720.1039 | 65720.1039 | 65720.1039 | 65720.1039 | 65720.1039 | 65720.1039 | 65720.1039 | 65720.1039 | 65720.1039 | 0 | 0 | 0 | 0 | 0 | 0 | 0 | 0 | 0 | 0 | 0 | 0 | 0 | 0 | 0 | 0 | 0 | 0 | 0 | 0 | 0 | 0 | 0 | 0 | 0 | 0 | 0 | 0 | 0 | 0 | 0 | 0 | 0 | 0 | 0 | 0 | 0 | 0 | 0 | 0 | 0 | 0 | 0 | 0 | 0 | 0 | 0 | 0 | 0 | 0 | 0 | 0 | 0 | 0 | 0 | 0 | 0 | 0 | 0 | 0 | 0 | 0.94758 | 1.8904 | 2.8286 | 3.7621 | 4.691 | 5.6153 | 6.535 | 7.4501 | 8.3607 | 9.2669 | 9.2669 | 9.2669 | 9.2669 | 9.2669 | 9.2669 | 9.2669 | 9.2669 | 9.2669 | 9.2669 | 9.2669 | 9.2669 | 9.2669 | 9.2669 | 9.2669 | 6170.9404 | 6140.2189 | 6109.6814 | 6079.3267 | 6049.1536 | 6019.1607 | 5989.3468 | 5959.7106 | 5930.2509 | 5900.9665 | 0 | 0 | 0 | 0 | 0 | 0 | 0 | 0 | 0 | 0 | 0 | 0 | 0 | 0 | 60348.7567 | 0 | 0 | 0 | 0 | 0 | 0 | 0 | 0 | 0 | 0 | 0 | 0 | 0 | 0 | 0 | 0 | 0 | 0 | 0 | 0 | 0.01557% | 1.0465 | 2.0878 | 3.1239 | 4.1548 | 5.1806 | 6.2014 | 7.2171 | 8.2277 | 9.2334 | 10.2341 | 10.2341 | 10.2341 | 10.2341 | 10.2341 | 10.2341 | 10.2341 | 10.2341 | 10.2341 | 10.2341 | 10.2341 | 10.2341 | 10.2341 | 10.2341 | 10.2341
| ComDCVKitchenVentilation_PSE | M_Input | PSE Business Case: Ventilation | 2020 | Retro | 2022 | 2045 | PSE | Commercial | All Commercial | Electric | Per DCV - Kitchen - Single - Comm - 8 HP - EO | Per DCV - Kitchen - Single - Comm - 8 HP - EO | 4800 | DCV - Kitchen - Single - Comm - 8 HP - EO |  | 10008 | 15 | 6792 | 0 |  | 0 | 0 | 0 | 0 | 0 | 0 | 0 | 0 |  | 0 | 0 | 0 | Ventilation | Ventilation | DCV Kitchen Ventilation | DCV Kitchen | CommVENT | 0.0141% | 79.93% | 79.93% | 0.076877 | 1.3905e-06 | 1.362% | 6.667% | 85% | 6.8% | 0.2% | 6580.948 | 207.7296 | 678.8678 | 8718.237 | 0 | 0 | 0 | 9190.0396 | 471.8026 |  | 0.078663 | 0 | 0.078663 | 06. $0.077 to $0.085 | 1 | 0 | 01. ($9,999.00) to $0.22 | 1 | 0.76741 | 0.76359 | 0.75979 | 0.75601 | 0.75226 | 0.74853 | 0.74482 | 0.74114 | 0.73748 | 0.73383 | 0 | 0 | 0 | 0 | 0 | 0 | 0 | 0 | 0 | 0 | 0 | 0 | 0 | 0 | 7680.2121 | 7641.9768 | 7603.9706 | 7566.1918 | 7528.639 | 7491.3105 | 7454.2048 | 7417.3203 | 7380.6555 | 7344.2088 | 0 | 0 | 0 | 0 | 0 | 0 | 0 | 0 | 0 | 0 | 0 | 0 | 0 | 0 | 75108.6902 | 7680.2121 | 15322.1889 | 22926.1595 | 30492.3513 | 38020.9903 | 45512.3008 | 52966.5056 | 60383.8259 | 67764.4814 | 75108.6902 | 75108.6902 | 75108.6902 | 75108.6902 | 75108.6902 | 75108.6902 | 75108.6902 | 75108.6902 | 75108.6902 | 75108.6902 | 75108.6902 | 75108.6902 | 75108.6902 | 75108.6902 | 75108.6902 | 0 | 0 | 0 | 0 | 0 | 0 | 0 | 0 | 0 | 0 | 0 | 0 | 0 | 0 | 0 | 0 | 0 | 0 | 0 | 0 | 0 | 0 | 0 | 0 | 0 | 0 | 0 | 0 | 0 | 0 | 0 | 0 | 0 | 0 | 0 | 0 | 0 | 0 | 0 | 0 | 0 | 0 | 0 | 0 | 0 | 0 | 0 | 0 | 0 | 0 | 0 | 0 | 0 | 0 | 0 | 0 | 0 | 0 | 0 | 0 | 0 | 1.0829 | 2.1605 | 3.2327 | 4.2996 | 5.3611 | 6.4175 | 7.4685 | 8.5144 | 9.5551 | 10.5907 | 10.5907 | 10.5907 | 10.5907 | 10.5907 | 10.5907 | 10.5907 | 10.5907 | 10.5907 | 10.5907 | 10.5907 | 10.5907 | 10.5907 | 10.5907 | 10.5907 | 7052.5033 | 7017.393 | 6982.493 | 6947.802 | 6913.3184 | 6879.0408 | 6844.9678 | 6811.0978 | 6777.4297 | 6743.9618 | 0 | 0 | 0 | 0 | 0 | 0 | 0 | 0 | 0 | 0 | 0 | 0 | 0 | 0 | 68970.0076 | 0 | 0 | 0 | 0 | 0 | 0 | 0 | 0 | 0 | 0 | 0 | 0 | 0 | 0 | 0 | 0 | 0 | 0 | 0 | 0 | 0.01557% | 1.196 | 2.386 | 3.5701 | 4.7484 | 5.9207 | 7.0873 | 8.2481 | 9.4031 | 10.5525 | 11.6961 | 11.6961 | 11.6961 | 11.6961 | 11.6961 | 11.6961 | 11.6961 | 11.6961 | 11.6961 | 11.6961 | 11.6961 | 11.6961 | 11.6961 | 11.6961 | 11.6961
| ComDCVKitchenVentilation_PSE | M_Input | PSE Business Case: Ventilation | 2020 | Retro | 2022 | 2045 | PSE | Commercial | All Commercial | Electric | Per DCV - Kitchen - Single - Comm - 9 HP - EO | Per DCV - Kitchen - Single - Comm - 9 HP - EO | 5400 | DCV - Kitchen - Single - Comm - 9 HP - EO |  | 11259 | 15 | 7641 | 0 |  | 0 | 0 | 0 | 0 | 0 | 0 | 0 | 0 |  | 0 | 0 | 0 | Ventilation | Ventilation | DCV Kitchen Ventilation | DCV Kitchen | CommVENT | 0.0141% | 79.93% | 79.93% | 0.076877 | 1.3905e-06 | 1.362% | 6.667% | 85% | 6.8% | 0.2% | 7403.5665 | 233.6958 | 763.7262 | 9808.0166 | 0 | 0 | 0 | 10338.7945 | 530.7779 |  | 0.078663 | 0 | 0.078663 | 06. $0.077 to $0.085 | 1 | 0 | 01. ($9,999.00) to $0.22 | 1 | 0.76741 | 0.76359 | 0.75979 | 0.75601 | 0.75226 | 0.74853 | 0.74482 | 0.74114 | 0.73748 | 0.73383 | 0 | 0 | 0 | 0 | 0 | 0 | 0 | 0 | 0 | 0 | 0 | 0 | 0 | 0 | 8640.2386 | 8597.2239 | 8554.4669 | 8511.9658 | 8469.7189 | 8427.7243 | 8385.9804 | 8344.4853 | 8303.2374 | 8262.2349 | 0 | 0 | 0 | 0 | 0 | 0 | 0 | 0 | 0 | 0 | 0 | 0 | 0 | 0 | 84497.2764 | 8640.2386 | 17237.4625 | 25791.9294 | 34303.8952 | 42773.6141 | 51201.3384 | 59587.3188 | 67931.8042 | 76235.0416 | 84497.2764 | 84497.2764 | 84497.2764 | 84497.2764 | 84497.2764 | 84497.2764 | 84497.2764 | 84497.2764 | 84497.2764 | 84497.2764 | 84497.2764 | 84497.2764 | 84497.2764 | 84497.2764 | 84497.2764 | 0 | 0 | 0 | 0 | 0 | 0 | 0 | 0 | 0 | 0 | 0 | 0 | 0 | 0 | 0 | 0 | 0 | 0 | 0 | 0 | 0 | 0 | 0 | 0 | 0 | 0 | 0 | 0 | 0 | 0 | 0 | 0 | 0 | 0 | 0 | 0 | 0 | 0 | 0 | 0 | 0 | 0 | 0 | 0 | 0 | 0 | 0 | 0 | 0 | 0 | 0 | 0 | 0 | 0 | 0 | 0 | 0 | 0 | 0 | 0 | 0 | 1.2183 | 2.4306 | 3.6368 | 4.837 | 6.0313 | 7.2196 | 8.4021 | 9.5787 | 10.7495 | 11.9145 | 11.9145 | 11.9145 | 11.9145 | 11.9145 | 11.9145 | 11.9145 | 11.9145 | 11.9145 | 11.9145 | 11.9145 | 11.9145 | 11.9145 | 11.9145 | 11.9145 | 7934.0663 | 7894.5671 | 7855.3047 | 7816.2772 | 7777.4832 | 7738.9209 | 7700.5887 | 7662.4851 | 7624.6084 | 7586.957 | 0 | 0 | 0 | 0 | 0 | 0 | 0 | 0 | 0 | 0 | 0 | 0 | 0 | 0 | 77591.2586 | 0 | 0 | 0 | 0 | 0 | 0 | 0 | 0 | 0 | 0 | 0 | 0 | 0 | 0 | 0 | 0 | 0 | 0 | 0 | 0 | 0.01557% | 1.3455 | 2.6843 | 4.0164 | 5.3419 | 6.6608 | 7.9732 | 9.2791 | 10.5785 | 11.8715 | 13.1582 | 13.1582 | 13.1582 | 13.1582 | 13.1582 | 13.1582 | 13.1582 | 13.1582 | 13.1582 | 13.1582 | 13.1582 | 13.1582 | 13.1582 | 13.1582 | 13.1582
| ComDCVKitchenVentilation_PSE | M_Input | PSE Business Case: Ventilation | 2020 | Retro | 2022 | 2045 | PSE | Commercial | All Commercial | Electric | Per DCV - Kitchen - Single - Comm - 10 HP - EO | Per DCV - Kitchen - Single - Comm - 10 HP - EO | 6000 | DCV - Kitchen - Single - Comm - 10 HP - EO |  | 12510 | 15 | 8490 | 0 |  | 0 | 0 | 0 | 0 | 0 | 0 | 0 | 0 |  | 0 | 0 | 0 | Ventilation | Ventilation | DCV Kitchen Ventilation | DCV Kitchen | CommVENT | 0.0141% | 79.93% | 79.93% | 0.076877 | 1.3905e-06 | 1.362% | 6.667% | 85% | 6.8% | 0.2% | 8226.185 | 259.662 | 848.5847 | 10897.7962 | 0 | 0 | 0 | 11487.5495 | 589.7533 |  | 0.078663 | 0 | 0.078663 | 06. $0.077 to $0.085 | 1 | 0 | 01. ($9,999.00) to $0.22 | 1 | 0.76741 | 0.76359 | 0.75979 | 0.75601 | 0.75226 | 0.74853 | 0.74482 | 0.74114 | 0.73748 | 0.73383 | 0 | 0 | 0 | 0 | 0 | 0 | 0 | 0 | 0 | 0 | 0 | 0 | 0 | 0 | 9600.2652 | 9552.471 | 9504.9632 | 9457.7398 | 9410.7988 | 9364.1382 | 9317.756 | 9271.6504 | 9225.8193 | 9180.261 | 0 | 0 | 0 | 0 | 0 | 0 | 0 | 0 | 0 | 0 | 0 | 0 | 0 | 0 | 93885.8627 | 9600.2652 | 19152.7361 | 28657.6993 | 38115.4391 | 47526.2379 | 56890.376 | 66208.132 | 75479.7824 | 84705.6018 | 93885.8627 | 93885.8627 | 93885.8627 | 93885.8627 | 93885.8627 | 93885.8627 | 93885.8627 | 93885.8627 | 93885.8627 | 93885.8627 | 93885.8627 | 93885.8627 | 93885.8627 | 93885.8627 | 93885.8627 | 0 | 0 | 0 | 0 | 0 | 0 | 0 | 0 | 0 | 0 | 0 | 0 | 0 | 0 | 0 | 0 | 0 | 0 | 0 | 0 | 0 | 0 | 0 | 0 | 0 | 0 | 0 | 0 | 0 | 0 | 0 | 0 | 0 | 0 | 0 | 0 | 0 | 0 | 0 | 0 | 0 | 0 | 0 | 0 | 0 | 0 | 0 | 0 | 0 | 0 | 0 | 0 | 0 | 0 | 0 | 0 | 0 | 0 | 0 | 0 | 0 | 1.3537 | 2.7006 | 4.0409 | 5.3745 | 6.7014 | 8.0218 | 9.3357 | 10.643 | 11.9439 | 13.2384 | 13.2384 | 13.2384 | 13.2384 | 13.2384 | 13.2384 | 13.2384 | 13.2384 | 13.2384 | 13.2384 | 13.2384 | 13.2384 | 13.2384 | 13.2384 | 13.2384 | 8815.6292 | 8771.7413 | 8728.1163 | 8684.7525 | 8641.648 | 8598.801 | 8556.2097 | 8513.8723 | 8471.7871 | 8429.9522 | 0 | 0 | 0 | 0 | 0 | 0 | 0 | 0 | 0 | 0 | 0 | 0 | 0 | 0 | 86212.5095 | 0 | 0 | 0 | 0 | 0 | 0 | 0 | 0 | 0 | 0 | 0 | 0 | 0 | 0 | 0 | 0 | 0 | 0 | 0 | 0 | 0.01557% | 1.495 | 2.9825 | 4.4627 | 5.9354 | 7.4009 | 8.8591 | 10.3101 | 11.7539 | 13.1906 | 14.6202 | 14.6202 | 14.6202 | 14.6202 | 14.6202 | 14.6202 | 14.6202 | 14.6202 | 14.6202 | 14.6202 | 14.6202 | 14.6202 | 14.6202 | 14.6202 | 14.6202
| ComDCVKitchenVentilation_PSE | M_Input | PSE Business Case: Ventilation | 2020 | Retro | 2022 | 2045 | PSE | Commercial | All Commercial | Electric | Per DCV - Kitchen - Single - Comm - 11 HP - EO | Per DCV - Kitchen - Single - Comm - 11 HP - EO | 6600 | DCV - Kitchen - Single - Comm - 11 HP - EO |  | 13761 | 15 | 9339 | 0 |  | 0 | 0 | 0 | 0 | 0 | 0 | 0 | 0 |  | 0 | 0 | 0 | Ventilation | Ventilation | DCV Kitchen Ventilation | DCV Kitchen | CommVENT | 0.0141% | 79.93% | 79.93% | 0.076877 | 1.3905e-06 | 1.362% | 6.667% | 85% | 6.8% | 0.2% | 9048.8035 | 285.6282 | 933.4432 | 11987.5759 | 0 | 0 | 0 | 12636.3044 | 648.7286 |  | 0.078663 | 0 | 0.078663 | 06. $0.077 to $0.085 | 1 | 0 | 01. ($9,999.00) to $0.22 | 1 | 0.76741 | 0.76359 | 0.75979 | 0.75601 | 0.75226 | 0.74853 | 0.74482 | 0.74114 | 0.73748 | 0.73383 | 0 | 0 | 0 | 0 | 0 | 0 | 0 | 0 | 0 | 0 | 0 | 0 | 0 | 0 | 10560.2917 | 10507.7181 | 10455.4595 | 10403.5138 | 10351.8786 | 10300.552 | 10249.5316 | 10198.8154 | 10148.4013 | 10098.2871 | 0 | 0 | 0 | 0 | 0 | 0 | 0 | 0 | 0 | 0 | 0 | 0 | 0 | 0 | 103274.449 | 10560.2917 | 21068.0098 | 31523.4693 | 41926.983 | 52278.8617 | 62579.4136 | 72828.9452 | 83027.7607 | 93176.1619 | 103274.449 | 103274.449 | 103274.449 | 103274.449 | 103274.449 | 103274.449 | 103274.449 | 103274.449 | 103274.449 | 103274.449 | 103274.449 | 103274.449 | 103274.449 | 103274.449 | 103274.449 | 0 | 0 | 0 | 0 | 0 | 0 | 0 | 0 | 0 | 0 | 0 | 0 | 0 | 0 | 0 | 0 | 0 | 0 | 0 | 0 | 0 | 0 | 0 | 0 | 0 | 0 | 0 | 0 | 0 | 0 | 0 | 0 | 0 | 0 | 0 | 0 | 0 | 0 | 0 | 0 | 0 | 0 | 0 | 0 | 0 | 0 | 0 | 0 | 0 | 0 | 0 | 0 | 0 | 0 | 0 | 0 | 0 | 0 | 0 | 0 | 0 | 1.4891 | 2.9707 | 4.445 | 5.9119 | 7.3716 | 8.824 | 10.2692 | 11.7073 | 13.1383 | 14.5622 | 14.5622 | 14.5622 | 14.5622 | 14.5622 | 14.5622 | 14.5622 | 14.5622 | 14.5622 | 14.5622 | 14.5622 | 14.5622 | 14.5622 | 14.5622 | 14.5622 | 9697.1921 | 9648.9154 | 9600.9279 | 9553.2277 | 9505.8128 | 9458.6811 | 9411.8307 | 9365.2595 | 9318.9658 | 9272.9474 | 0 | 0 | 0 | 0 | 0 | 0 | 0 | 0 | 0 | 0 | 0 | 0 | 0 | 0 | 94833.7605 | 0 | 0 | 0 | 0 | 0 | 0 | 0 | 0 | 0 | 0 | 0 | 0 | 0 | 0 | 0 | 0 | 0 | 0 | 0 | 0 | 0.01557% | 1.6445 | 3.2808 | 4.9089 | 6.529 | 8.141 | 9.745 | 11.3411 | 12.9293 | 14.5097 | 16.0822 | 16.0822 | 16.0822 | 16.0822 | 16.0822 | 16.0822 | 16.0822 | 16.0822 | 16.0822 | 16.0822 | 16.0822 | 16.0822 | 16.0822 | 16.0822 | 16.0822
| ComDCVKitchenVentilation_PSE | M_Input | PSE Business Case: Ventilation | 2020 | Retro | 2022 | 2045 | PSE | Commercial | All Commercial | Electric | Per DCV - Kitchen - Single - Comm - 12 HP - EO | Per DCV - Kitchen - Single - Comm - 12 HP - EO | 7200 | DCV - Kitchen - Single - Comm - 12 HP - EO |  | 15012 | 15 | 10188 | 0 |  | 0 | 0 | 0 | 0 | 0 | 0 | 0 | 0 |  | 0 | 0 | 0 | Ventilation | Ventilation | DCV Kitchen Ventilation | DCV Kitchen | CommVENT | 0.0141% | 79.93% | 79.93% | 0.076877 | 1.3905e-06 | 1.362% | 6.667% | 85% | 6.8% | 0.2% | 9871.422 | 311.5944 | 1018.3016 | 13077.3555 | 0 | 0 | 0 | 13785.0594 | 707.7039 |  | 0.078663 | 0 | 0.078663 | 06. $0.077 to $0.085 | 1 | 0 | 01. ($9,999.00) to $0.22 | 1 | 0.76741 | 0.76359 | 0.75979 | 0.75601 | 0.75226 | 0.74853 | 0.74482 | 0.74114 | 0.73748 | 0.73383 | 0 | 0 | 0 | 0 | 0 | 0 | 0 | 0 | 0 | 0 | 0 | 0 | 0 | 0 | 11520.3182 | 11462.9652 | 11405.9558 | 11349.2877 | 11292.9585 | 11236.9658 | 11181.3072 | 11125.9805 | 11070.9832 | 11016.3132 | 0 | 0 | 0 | 0 | 0 | 0 | 0 | 0 | 0 | 0 | 0 | 0 | 0 | 0 | 112663.0353 | 11520.3182 | 22983.2834 | 34389.2392 | 45738.5269 | 57031.4854 | 68268.4512 | 79449.7584 | 90575.7389 | 101646.7221 | 112663.0353 | 112663.0353 | 112663.0353 | 112663.0353 | 112663.0353 | 112663.0353 | 112663.0353 | 112663.0353 | 112663.0353 | 112663.0353 | 112663.0353 | 112663.0353 | 112663.0353 | 112663.0353 | 112663.0353 | 0 | 0 | 0 | 0 | 0 | 0 | 0 | 0 | 0 | 0 | 0 | 0 | 0 | 0 | 0 | 0 | 0 | 0 | 0 | 0 | 0 | 0 | 0 | 0 | 0 | 0 | 0 | 0 | 0 | 0 | 0 | 0 | 0 | 0 | 0 | 0 | 0 | 0 | 0 | 0 | 0 | 0 | 0 | 0 | 0 | 0 | 0 | 0 | 0 | 0 | 0 | 0 | 0 | 0 | 0 | 0 | 0 | 0 | 0 | 0 | 0 | 1.6244 | 3.2408 | 4.8491 | 6.4494 | 8.0417 | 9.6262 | 11.2028 | 12.7716 | 14.3327 | 15.886 | 15.886 | 15.886 | 15.886 | 15.886 | 15.886 | 15.886 | 15.886 | 15.886 | 15.886 | 15.886 | 15.886 | 15.886 | 15.886 | 15.886 | 10578.755 | 10526.0895 | 10473.7396 | 10421.703 | 10369.9776 | 10318.5612 | 10267.4516 | 10216.6468 | 10166.1445 | 10115.9427 | 0 | 0 | 0 | 0 | 0 | 0 | 0 | 0 | 0 | 0 | 0 | 0 | 0 | 0 | 103455.0114 | 0 | 0 | 0 | 0 | 0 | 0 | 0 | 0 | 0 | 0 | 0 | 0 | 0 | 0 | 0 | 0 | 0 | 0 | 0 | 0 | 0.01557% | 1.794 | 3.579 | 5.3552 | 7.1225 | 8.8811 | 10.631 | 12.3721 | 14.1047 | 15.8287 | 17.5442 | 17.5442 | 17.5442 | 17.5442 | 17.5442 | 17.5442 | 17.5442 | 17.5442 | 17.5442 | 17.5442 | 17.5442 | 17.5442 | 17.5442 | 17.5442 | 17.5442
| ComDCVKitchenVentilation_PSE | M_Input | PSE Business Case: Ventilation | 2020 | Retro | 2022 | 2045 | PSE | Commercial | All Commercial | Electric | Per DCV - Kitchen - Single - Comm - 13 HP - EO | Per DCV - Kitchen - Single - Comm - 13 HP - EO | 7800 | DCV - Kitchen - Single - Comm - 13 HP - EO |  | 16263 | 15 | 11037 | 0 |  | 0 | 0 | 0 | 0 | 0 | 0 | 0 | 0 |  | 0 | 0 | 0 | Ventilation | Ventilation | DCV Kitchen Ventilation | DCV Kitchen | CommVENT | 0.0141% | 79.93% | 79.93% | 0.076877 | 1.3905e-06 | 1.362% | 6.667% | 85% | 6.8% | 0.2% | 10694.0405 | 337.5607 | 1103.1601 | 14167.1351 | 0 | 0 | 0 | 14933.8143 | 766.6792 |  | 0.078663 | 0 | 0.078663 | 06. $0.077 to $0.085 | 1 | 0 | 01. ($9,999.00) to $0.22 | 1 | 0.76741 | 0.76359 | 0.75979 | 0.75601 | 0.75226 | 0.74853 | 0.74482 | 0.74114 | 0.73748 | 0.73383 | 0 | 0 | 0 | 0 | 0 | 0 | 0 | 0 | 0 | 0 | 0 | 0 | 0 | 0 | 12480.3447 | 12418.2123 | 12356.4521 | 12295.0617 | 12234.0384 | 12173.3796 | 12113.0828 | 12053.1455 | 11993.5651 | 11934.3393 | 0 | 0 | 0 | 0 | 0 | 0 | 0 | 0 | 0 | 0 | 0 | 0 | 0 | 0 | 122051.6215 | 12480.3447 | 24898.557 | 37255.0091 | 49550.0708 | 61784.1092 | 73957.4888 | 86070.5716 | 98123.7171 | 110117.2823 | 122051.6215 | 122051.6215 | 122051.6215 | 122051.6215 | 122051.6215 | 122051.6215 | 122051.6215 | 122051.6215 | 122051.6215 | 122051.6215 | 122051.6215 | 122051.6215 | 122051.6215 | 122051.6215 | 122051.6215 | 0 | 0 | 0 | 0 | 0 | 0 | 0 | 0 | 0 | 0 | 0 | 0 | 0 | 0 | 0 | 0 | 0 | 0 | 0 | 0 | 0 | 0 | 0 | 0 | 0 | 0 | 0 | 0 | 0 | 0 | 0 | 0 | 0 | 0 | 0 | 0 | 0 | 0 | 0 | 0 | 0 | 0 | 0 | 0 | 0 | 0 | 0 | 0 | 0 | 0 | 0 | 0 | 0 | 0 | 0 | 0 | 0 | 0 | 0 | 0 | 0 | 1.7598 | 3.5108 | 5.2531 | 6.9868 | 8.7119 | 10.4284 | 12.1364 | 13.8359 | 15.5271 | 17.2099 | 17.2099 | 17.2099 | 17.2099 | 17.2099 | 17.2099 | 17.2099 | 17.2099 | 17.2099 | 17.2099 | 17.2099 | 17.2099 | 17.2099 | 17.2099 | 17.2099 | 11460.3179 | 11403.2636 | 11346.5512 | 11290.1782 | 11234.1424 | 11178.4413 | 11123.0726 | 11068.034 | 11013.3232 | 10958.9379 | 0 | 0 | 0 | 0 | 0 | 0 | 0 | 0 | 0 | 0 | 0 | 0 | 0 | 0 | 112076.2624 | 0 | 0 | 0 | 0 | 0 | 0 | 0 | 0 | 0 | 0 | 0 | 0 | 0 | 0 | 0 | 0 | 0 | 0 | 0 | 0 | 0.01557% | 1.9435 | 3.8773 | 5.8015 | 7.7161 | 9.6212 | 11.5169 | 13.4031 | 15.2801 | 17.1478 | 19.0062 | 19.0062 | 19.0062 | 19.0062 | 19.0062 | 19.0062 | 19.0062 | 19.0062 | 19.0062 | 19.0062 | 19.0062 | 19.0062 | 19.0062 | 19.0062 | 19.0062
| ComDCVKitchenVentilation_PSE | M_Input | PSE Business Case: Ventilation | 2020 | Retro | 2022 | 2045 | PSE | Commercial | All Commercial | Electric | Per DCV - Kitchen - Single - Comm - 14 HP - EO | Per DCV - Kitchen - Single - Comm - 14 HP - EO | 8400 | DCV - Kitchen - Single - Comm - 14 HP - EO |  | 17514 | 15 | 11886 | 0 |  | 0 | 0 | 0 | 0 | 0 | 0 | 0 | 0 |  | 0 | 0 | 0 | Ventilation | Ventilation | DCV Kitchen Ventilation | DCV Kitchen | CommVENT | 0.0141% | 79.93% | 79.93% | 0.076877 | 1.3905e-06 | 1.362% | 6.667% | 85% | 6.8% | 0.2% | 11516.659 | 363.5269 | 1188.0186 | 15256.9147 | 0 | 0 | 0 | 16082.5693 | 825.6546 |  | 0.078663 | 0 | 0.078663 | 06. $0.077 to $0.085 | 1 | 0 | 01. ($9,999.00) to $0.22 | 1 | 0.76741 | 0.76359 | 0.75979 | 0.75601 | 0.75226 | 0.74853 | 0.74482 | 0.74114 | 0.73748 | 0.73383 | 0 | 0 | 0 | 0 | 0 | 0 | 0 | 0 | 0 | 0 | 0 | 0 | 0 | 0 | 13440.3712 | 13373.4594 | 13306.9485 | 13240.8357 | 13175.1183 | 13109.7934 | 13044.8584 | 12980.3105 | 12916.1471 | 12852.3654 | 0 | 0 | 0 | 0 | 0 | 0 | 0 | 0 | 0 | 0 | 0 | 0 | 0 | 0 | 131440.2078 | 13440.3712 | 26813.8306 | 40120.7791 | 53361.6147 | 66536.733 | 79646.5264 | 92691.3848 | 105671.6954 | 118587.8425 | 131440.2078 | 131440.2078 | 131440.2078 | 131440.2078 | 131440.2078 | 131440.2078 | 131440.2078 | 131440.2078 | 131440.2078 | 131440.2078 | 131440.2078 | 131440.2078 | 131440.2078 | 131440.2078 | 131440.2078 | 0 | 0 | 0 | 0 | 0 | 0 | 0 | 0 | 0 | 0 | 0 | 0 | 0 | 0 | 0 | 0 | 0 | 0 | 0 | 0 | 0 | 0 | 0 | 0 | 0 | 0 | 0 | 0 | 0 | 0 | 0 | 0 | 0 | 0 | 0 | 0 | 0 | 0 | 0 | 0 | 0 | 0 | 0 | 0 | 0 | 0 | 0 | 0 | 0 | 0 | 0 | 0 | 0 | 0 | 0 | 0 | 0 | 0 | 0 | 0 | 0 | 1.8952 | 3.7809 | 5.6572 | 7.5242 | 9.382 | 11.2306 | 13.0699 | 14.9002 | 16.7215 | 18.5337 | 18.5337 | 18.5337 | 18.5337 | 18.5337 | 18.5337 | 18.5337 | 18.5337 | 18.5337 | 18.5337 | 18.5337 | 18.5337 | 18.5337 | 18.5337 | 18.5337 | 12341.8809 | 12280.4378 | 12219.3628 | 12158.6535 | 12098.3072 | 12038.3214 | 11978.6936 | 11919.4212 | 11860.5019 | 11801.9331 | 0 | 0 | 0 | 0 | 0 | 0 | 0 | 0 | 0 | 0 | 0 | 0 | 0 | 0 | 120697.5134 | 0 | 0 | 0 | 0 | 0 | 0 | 0 | 0 | 0 | 0 | 0 | 0 | 0 | 0 | 0 | 0 | 0 | 0 | 0 | 0 | 0.01557% | 2.093 | 4.1755 | 6.2477 | 8.3096 | 10.3613 | 12.4028 | 14.4342 | 16.4555 | 18.4668 | 20.4682 | 20.4682 | 20.4682 | 20.4682 | 20.4682 | 20.4682 | 20.4682 | 20.4682 | 20.4682 | 20.4682 | 20.4682 | 20.4682 | 20.4682 | 20.4682 | 20.4682
| ComDCVKitchenVentilation_PSE | M_Input | PSE Business Case: Ventilation | 2020 | Retro | 2022 | 2045 | PSE | Commercial | All Commercial | Electric | Per DCV - Kitchen - Single - Comm - 15 HP - EO | Per DCV - Kitchen - Single - Comm - 15 HP - EO | 9000 | DCV - Kitchen - Single - Comm - 15 HP - EO |  | 18765 | 15 | 12735 | 0 |  | 0 | 0 | 0 | 0 | 0 | 0 | 0 | 0 |  | 0 | 0 | 0 | Ventilation | Ventilation | DCV Kitchen Ventilation | DCV Kitchen | CommVENT | 0.0141% | 79.93% | 79.93% | 0.076877 | 1.3905e-06 | 1.362% | 6.667% | 85% | 6.8% | 0.2% | 12339.2775 | 389.4931 | 1272.8771 | 16346.6944 | 0 | 0 | 0 | 17231.3242 | 884.6299 |  | 0.078663 | 0 | 0.078663 | 06. $0.077 to $0.085 | 1 | 0 | 01. ($9,999.00) to $0.22 | 1 | 0.76741 | 0.76359 | 0.75979 | 0.75601 | 0.75226 | 0.74853 | 0.74482 | 0.74114 | 0.73748 | 0.73383 | 0 | 0 | 0 | 0 | 0 | 0 | 0 | 0 | 0 | 0 | 0 | 0 | 0 | 0 | 14400.3977 | 14328.7065 | 14257.4448 | 14186.6097 | 14116.1981 | 14046.2072 | 13976.634 | 13907.4756 | 13838.729 | 13770.3914 | 0 | 0 | 0 | 0 | 0 | 0 | 0 | 0 | 0 | 0 | 0 | 0 | 0 | 0 | 140828.7941 | 14400.3977 | 28729.1042 | 42986.549 | 57173.1587 | 71289.3568 | 85335.564 | 99312.198 | 113219.6736 | 127058.4026 | 140828.7941 | 140828.7941 | 140828.7941 | 140828.7941 | 140828.7941 | 140828.7941 | 140828.7941 | 140828.7941 | 140828.7941 | 140828.7941 | 140828.7941 | 140828.7941 | 140828.7941 | 140828.7941 | 140828.7941 | 0 | 0 | 0 | 0 | 0 | 0 | 0 | 0 | 0 | 0 | 0 | 0 | 0 | 0 | 0 | 0 | 0 | 0 | 0 | 0 | 0 | 0 | 0 | 0 | 0 | 0 | 0 | 0 | 0 | 0 | 0 | 0 | 0 | 0 | 0 | 0 | 0 | 0 | 0 | 0 | 0 | 0 | 0 | 0 | 0 | 0 | 0 | 0 | 0 | 0 | 0 | 0 | 0 | 0 | 0 | 0 | 0 | 0 | 0 | 0 | 0 | 2.0305 | 4.0509 | 6.0613 | 8.0617 | 10.0521 | 12.0327 | 14.0035 | 15.9645 | 17.9159 | 19.8576 | 19.8576 | 19.8576 | 19.8576 | 19.8576 | 19.8576 | 19.8576 | 19.8576 | 19.8576 | 19.8576 | 19.8576 | 19.8576 | 19.8576 | 19.8576 | 19.8576 | 13223.4438 | 13157.6119 | 13092.1745 | 13027.1287 | 12962.472 | 12898.2015 | 12834.3145 | 12770.8085 | 12707.6806 | 12644.9283 | 0 | 0 | 0 | 0 | 0 | 0 | 0 | 0 | 0 | 0 | 0 | 0 | 0 | 0 | 129318.7643 | 0 | 0 | 0 | 0 | 0 | 0 | 0 | 0 | 0 | 0 | 0 | 0 | 0 | 0 | 0 | 0 | 0 | 0 | 0 | 0 | 0.01557% | 2.2425 | 4.4738 | 6.694 | 8.9032 | 11.1014 | 13.2887 | 15.4652 | 17.6309 | 19.7859 | 21.9303 | 21.9303 | 21.9303 | 21.9303 | 21.9303 | 21.9303 | 21.9303 | 21.9303 | 21.9303 | 21.9303 | 21.9303 | 21.9303 | 21.9303 | 21.9303 | 21.9303
| ComDCVKitchenVentilation_PSE | M_Input | PSE Business Case: Ventilation | 2020 | Retro | 2022 | 2045 | PSE | Commercial | All Commercial | Electric | Per DCV - Kitchen - Single - Comm - 16 HP - EO | Per DCV - Kitchen - Single - Comm - 16 HP - EO | 9600 | DCV - Kitchen - Single - Comm - 16 HP - EO |  | 20016 | 15 | 13584 | 0 |  | 0 | 0 | 0 | 0 | 0 | 0 | 0 | 0 |  | 0 | 0 | 0 | Ventilation | Ventilation | DCV Kitchen Ventilation | DCV Kitchen | CommVENT | 0.0141% | 79.93% | 79.93% | 0.076877 | 1.3905e-06 | 1.362% | 6.667% | 85% | 6.8% | 0.2% | 13161.896 | 415.4593 | 1357.7355 | 17436.474 | 0 | 0 | 0 | 18380.0792 | 943.6052 |  | 0.078663 | 0 | 0.078663 | 06. $0.077 to $0.085 | 1 | 0 | 01. ($9,999.00) to $0.22 | 1 | 0.76741 | 0.76359 | 0.75979 | 0.75601 | 0.75226 | 0.74853 | 0.74482 | 0.74114 | 0.73748 | 0.73383 | 0 | 0 | 0 | 0 | 0 | 0 | 0 | 0 | 0 | 0 | 0 | 0 | 0 | 0 | 15360.4243 | 15283.9536 | 15207.9411 | 15132.3836 | 15057.278 | 14982.621 | 14908.4096 | 14834.6406 | 14761.3109 | 14688.4175 | 0 | 0 | 0 | 0 | 0 | 0 | 0 | 0 | 0 | 0 | 0 | 0 | 0 | 0 | 150217.3803 | 15360.4243 | 30644.3778 | 45852.3189 | 60984.7026 | 76041.9806 | 91024.6016 | 105933.0113 | 120767.6519 | 135528.9628 | 150217.3803 | 150217.3803 | 150217.3803 | 150217.3803 | 150217.3803 | 150217.3803 | 150217.3803 | 150217.3803 | 150217.3803 | 150217.3803 | 150217.3803 | 150217.3803 | 150217.3803 | 150217.3803 | 150217.3803 | 0 | 0 | 0 | 0 | 0 | 0 | 0 | 0 | 0 | 0 | 0 | 0 | 0 | 0 | 0 | 0 | 0 | 0 | 0 | 0 | 0 | 0 | 0 | 0 | 0 | 0 | 0 | 0 | 0 | 0 | 0 | 0 | 0 | 0 | 0 | 0 | 0 | 0 | 0 | 0 | 0 | 0 | 0 | 0 | 0 | 0 | 0 | 0 | 0 | 0 | 0 | 0 | 0 | 0 | 0 | 0 | 0 | 0 | 0 | 0 | 0 | 2.1659 | 4.321 | 6.4654 | 8.5991 | 10.7223 | 12.8349 | 14.9371 | 17.0288 | 19.1102 | 21.1814 | 21.1814 | 21.1814 | 21.1814 | 21.1814 | 21.1814 | 21.1814 | 21.1814 | 21.1814 | 21.1814 | 21.1814 | 21.1814 | 21.1814 | 21.1814 | 21.1814 | 14105.0067 | 14034.786 | 13964.9861 | 13895.604 | 13826.6368 | 13758.0816 | 13689.9355 | 13622.1957 | 13554.8593 | 13487.9235 | 0 | 0 | 0 | 0 | 0 | 0 | 0 | 0 | 0 | 0 | 0 | 0 | 0 | 0 | 137940.0153 | 0 | 0 | 0 | 0 | 0 | 0 | 0 | 0 | 0 | 0 | 0 | 0 | 0 | 0 | 0 | 0 | 0 | 0 | 0 | 0 | 0.01557% | 2.392 | 4.772 | 7.1403 | 9.4967 | 11.8415 | 14.1746 | 16.4962 | 18.8063 | 21.1049 | 23.3923 | 23.3923 | 23.3923 | 23.3923 | 23.3923 | 23.3923 | 23.3923 | 23.3923 | 23.3923 | 23.3923 | 23.3923 | 23.3923 | 23.3923 | 23.3923 | 23.3923
| ComDCVKitchenVentilation_PSE | M_Input | PSE Business Case: Ventilation | 2020 | Retro | 2022 | 2045 | PSE | Commercial | All Commercial | Electric | Per DCV - Kitchen - Single - Comm - 17 HP - EO | Per DCV - Kitchen - Single - Comm - 17 HP - EO | 10200 | DCV - Kitchen - Single - Comm - 17 HP - EO |  | 21267 | 15 | 14433 | 0 |  | 0 | 0 | 0 | 0 | 0 | 0 | 0 | 0 |  | 0 | 0 | 0 | Ventilation | Ventilation | DCV Kitchen Ventilation | DCV Kitchen | CommVENT | 0.0141% | 79.93% | 79.93% | 0.076877 | 1.3905e-06 | 1.362% | 6.667% | 85% | 6.8% | 0.2% | 13984.5145 | 441.4255 | 1442.594 | 18526.2536 | 0 | 0 | 0 | 19528.8341 | 1002.5805 |  | 0.078663 | 0 | 0.078663 | 06. $0.077 to $0.085 | 1 | 0 | 01. ($9,999.00) to $0.22 | 1 | 0.76741 | 0.76359 | 0.75979 | 0.75601 | 0.75226 | 0.74853 | 0.74482 | 0.74114 | 0.73748 | 0.73383 | 0 | 0 | 0 | 0 | 0 | 0 | 0 | 0 | 0 | 0 | 0 | 0 | 0 | 0 | 16320.4508 | 16239.2007 | 16158.4374 | 16078.1576 | 15998.3579 | 15919.0349 | 15840.1852 | 15761.8056 | 15683.8929 | 15606.4436 | 0 | 0 | 0 | 0 | 0 | 0 | 0 | 0 | 0 | 0 | 0 | 0 | 0 | 0 | 159605.9666 | 16320.4508 | 32559.6514 | 48718.0889 | 64796.2465 | 80794.6044 | 96713.6392 | 112553.8245 | 128315.6301 | 143999.523 | 159605.9666 | 159605.9666 | 159605.9666 | 159605.9666 | 159605.9666 | 159605.9666 | 159605.9666 | 159605.9666 | 159605.9666 | 159605.9666 | 159605.9666 | 159605.9666 | 159605.9666 | 159605.9666 | 159605.9666 | 0 | 0 | 0 | 0 | 0 | 0 | 0 | 0 | 0 | 0 | 0 | 0 | 0 | 0 | 0 | 0 | 0 | 0 | 0 | 0 | 0 | 0 | 0 | 0 | 0 | 0 | 0 | 0 | 0 | 0 | 0 | 0 | 0 | 0 | 0 | 0 | 0 | 0 | 0 | 0 | 0 | 0 | 0 | 0 | 0 | 0 | 0 | 0 | 0 | 0 | 0 | 0 | 0 | 0 | 0 | 0 | 0 | 0 | 0 | 0 | 0 | 2.3013 | 4.5911 | 6.8695 | 9.1366 | 11.3924 | 13.6371 | 15.8706 | 18.0931 | 20.3046 | 22.5052 | 22.5052 | 22.5052 | 22.5052 | 22.5052 | 22.5052 | 22.5052 | 22.5052 | 22.5052 | 22.5052 | 22.5052 | 22.5052 | 22.5052 | 22.5052 | 22.5052 | 14986.5696 | 14911.9601 | 14837.7977 | 14764.0792 | 14690.8016 | 14617.9617 | 14545.5565 | 14473.5829 | 14402.038 | 14330.9188 | 0 | 0 | 0 | 0 | 0 | 0 | 0 | 0 | 0 | 0 | 0 | 0 | 0 | 0 | 146561.2662 | 0 | 0 | 0 | 0 | 0 | 0 | 0 | 0 | 0 | 0 | 0 | 0 | 0 | 0 | 0 | 0 | 0 | 0 | 0 | 0 | 0.01557% | 2.5415 | 5.0703 | 7.5865 | 10.0903 | 12.5816 | 15.0605 | 17.5272 | 19.9817 | 22.424 | 24.8543 | 24.8543 | 24.8543 | 24.8543 | 24.8543 | 24.8543 | 24.8543 | 24.8543 | 24.8543 | 24.8543 | 24.8543 | 24.8543 | 24.8543 | 24.8543 | 24.8543
| ComDCVKitchenVentilation_PSE | M_Input | PSE Business Case: Ventilation | 2020 | Retro | 2022 | 2045 | PSE | Commercial | All Commercial | Electric | Per DCV - Kitchen - Single - Comm - 18 HP - EO | Per DCV - Kitchen - Single - Comm - 18 HP - EO | 10800 | DCV - Kitchen - Single - Comm - 18 HP - EO |  | 22518 | 15 | 15282 | 0 |  | 0 | 0 | 0 | 0 | 0 | 0 | 0 | 0 |  | 0 | 0 | 0 | Ventilation | Ventilation | DCV Kitchen Ventilation | DCV Kitchen | CommVENT | 0.0141% | 79.93% | 79.93% | 0.076877 | 1.3905e-06 | 1.362% | 6.667% | 85% | 6.8% | 0.2% | 14807.133 | 467.3917 | 1527.4525 | 19616.0332 | 0 | 0 | 0 | 20677.5891 | 1061.5559 |  | 0.078663 | 0 | 0.078663 | 06. $0.077 to $0.085 | 1 | 0 | 01. ($9,999.00) to $0.22 | 1 | 0.76741 | 0.76359 | 0.75979 | 0.75601 | 0.75226 | 0.74853 | 0.74482 | 0.74114 | 0.73748 | 0.73383 | 0 | 0 | 0 | 0 | 0 | 0 | 0 | 0 | 0 | 0 | 0 | 0 | 0 | 0 | 17280.4773 | 17194.4478 | 17108.9337 | 17023.9316 | 16939.4378 | 16855.4487 | 16771.9608 | 16688.9707 | 16606.4748 | 16524.4697 | 0 | 0 | 0 | 0 | 0 | 0 | 0 | 0 | 0 | 0 | 0 | 0 | 0 | 0 | 168994.5529 | 17280.4773 | 34474.925 | 51583.8588 | 68607.7904 | 85547.2282 | 102402.6768 | 119174.6377 | 135863.6083 | 152470.0832 | 168994.5529 | 168994.5529 | 168994.5529 | 168994.5529 | 168994.5529 | 168994.5529 | 168994.5529 | 168994.5529 | 168994.5529 | 168994.5529 | 168994.5529 | 168994.5529 | 168994.5529 | 168994.5529 | 168994.5529 | 0 | 0 | 0 | 0 | 0 | 0 | 0 | 0 | 0 | 0 | 0 | 0 | 0 | 0 | 0 | 0 | 0 | 0 | 0 | 0 | 0 | 0 | 0 | 0 | 0 | 0 | 0 | 0 | 0 | 0 | 0 | 0 | 0 | 0 | 0 | 0 | 0 | 0 | 0 | 0 | 0 | 0 | 0 | 0 | 0 | 0 | 0 | 0 | 0 | 0 | 0 | 0 | 0 | 0 | 0 | 0 | 0 | 0 | 0 | 0 | 0 | 2.4366 | 4.8611 | 7.2736 | 9.674 | 12.0626 | 14.4393 | 16.8042 | 19.1574 | 21.499 | 23.8291 | 23.8291 | 23.8291 | 23.8291 | 23.8291 | 23.8291 | 23.8291 | 23.8291 | 23.8291 | 23.8291 | 23.8291 | 23.8291 | 23.8291 | 23.8291 | 23.8291 | 15868.1325 | 15789.1343 | 15710.6094 | 15632.5545 | 15554.9664 | 15477.8418 | 15401.1775 | 15324.9702 | 15249.2167 | 15173.914 | 0 | 0 | 0 | 0 | 0 | 0 | 0 | 0 | 0 | 0 | 0 | 0 | 0 | 0 | 155182.5172 | 0 | 0 | 0 | 0 | 0 | 0 | 0 | 0 | 0 | 0 | 0 | 0 | 0 | 0 | 0 | 0 | 0 | 0 | 0 | 0 | 0.01557% | 2.691 | 5.3685 | 8.0328 | 10.6838 | 13.3217 | 15.9464 | 18.5582 | 21.1571 | 23.7431 | 26.3163 | 26.3163 | 26.3163 | 26.3163 | 26.3163 | 26.3163 | 26.3163 | 26.3163 | 26.3163 | 26.3163 | 26.3163 | 26.3163 | 26.3163 | 26.3163 | 26.3163
| ComDCVKitchenVentilation_PSE | M_Input | PSE Business Case: Ventilation | 2020 | Retro | 2022 | 2045 | PSE | Commercial | All Commercial | Electric | Per DCV - Kitchen - Single - Comm - 19 HP - EO | Per DCV - Kitchen - Single - Comm - 19 HP - EO | 11400 | DCV - Kitchen - Single - Comm - 19 HP - EO |  | 23769 | 15 | 16131 | 0 |  | 0 | 0 | 0 | 0 | 0 | 0 | 0 | 0 |  | 0 | 0 | 0 | Ventilation | Ventilation | DCV Kitchen Ventilation | DCV Kitchen | CommVENT | 0.0141% | 79.93% | 79.93% | 0.076877 | 1.3905e-06 | 1.362% | 6.667% | 85% | 6.8% | 0.2% | 15629.7515 | 493.3579 | 1612.3109 | 20705.8128 | 0 | 0 | 0 | 21826.344 | 1120.5312 |  | 0.078663 | 0 | 0.078663 | 06. $0.077 to $0.085 | 1 | 0 | 01. ($9,999.00) to $0.22 | 1 | 0.76741 | 0.76359 | 0.75979 | 0.75601 | 0.75226 | 0.74853 | 0.74482 | 0.74114 | 0.73748 | 0.73383 | 0 | 0 | 0 | 0 | 0 | 0 | 0 | 0 | 0 | 0 | 0 | 0 | 0 | 0 | 18240.5038 | 18149.6949 | 18059.4301 | 17969.7056 | 17880.5176 | 17791.8625 | 17703.7364 | 17616.1357 | 17529.0567 | 17442.4958 | 0 | 0 | 0 | 0 | 0 | 0 | 0 | 0 | 0 | 0 | 0 | 0 | 0 | 0 | 178383.1392 | 18240.5038 | 36390.1987 | 54449.6287 | 72419.3343 | 90299.8519 | 108091.7144 | 125795.4509 | 143411.5866 | 160940.6433 | 178383.1392 | 178383.1392 | 178383.1392 | 178383.1392 | 178383.1392 | 178383.1392 | 178383.1392 | 178383.1392 | 178383.1392 | 178383.1392 | 178383.1392 | 178383.1392 | 178383.1392 | 178383.1392 | 178383.1392 | 0 | 0 | 0 | 0 | 0 | 0 | 0 | 0 | 0 | 0 | 0 | 0 | 0 | 0 | 0 | 0 | 0 | 0 | 0 | 0 | 0 | 0 | 0 | 0 | 0 | 0 | 0 | 0 | 0 | 0 | 0 | 0 | 0 | 0 | 0 | 0 | 0 | 0 | 0 | 0 | 0 | 0 | 0 | 0 | 0 | 0 | 0 | 0 | 0 | 0 | 0 | 0 | 0 | 0 | 0 | 0 | 0 | 0 | 0 | 0 | 0 | 2.572 | 5.1312 | 7.6777 | 10.2115 | 12.7327 | 15.2415 | 17.7378 | 20.2217 | 22.6934 | 25.1529 | 25.1529 | 25.1529 | 25.1529 | 25.1529 | 25.1529 | 25.1529 | 25.1529 | 25.1529 | 25.1529 | 25.1529 | 25.1529 | 25.1529 | 25.1529 | 25.1529 | 16749.6955 | 16666.3084 | 16583.421 | 16501.0297 | 16419.1312 | 16337.7219 | 16256.7984 | 16176.3574 | 16096.3954 | 16016.9092 | 0 | 0 | 0 | 0 | 0 | 0 | 0 | 0 | 0 | 0 | 0 | 0 | 0 | 0 | 163803.7681 | 0 | 0 | 0 | 0 | 0 | 0 | 0 | 0 | 0 | 0 | 0 | 0 | 0 | 0 | 0 | 0 | 0 | 0 | 0 | 0 | 0.01557% | 2.8405 | 5.6668 | 8.479 | 11.2773 | 14.0617 | 16.8323 | 19.5892 | 22.3325 | 25.0621 | 27.7783 | 27.7783 | 27.7783 | 27.7783 | 27.7783 | 27.7783 | 27.7783 | 27.7783 | 27.7783 | 27.7783 | 27.7783 | 27.7783 | 27.7783 | 27.7783 | 27.7783
| ComDCVKitchenVentilation_PSE | M_Input | PSE Business Case: Ventilation | 2020 | Retro | 2022 | 2045 | PSE | Commercial | All Commercial | Electric | Per DCV - Kitchen - Single - Comm - 20 HP - EO | Per DCV - Kitchen - Single - Comm - 20 HP - EO | 12000 | DCV - Kitchen - Single - Comm - 20 HP - EO |  | 25020 | 15 | 16980 | 0 |  | 0 | 0 | 0 | 0 | 0 | 0 | 0 | 0 |  | 0 | 0 | 0 | Ventilation | Ventilation | DCV Kitchen Ventilation | DCV Kitchen | CommVENT | 0.0141% | 79.93% | 79.93% | 0.076877 | 1.3905e-06 | 1.362% | 6.667% | 85% | 6.8% | 0.2% | 16452.37 | 519.3241 | 1697.1694 | 21795.5925 | 0 | 0 | 0 | 22975.099 | 1179.5065 |  | 0.078663 | 0 | 0.078663 | 06. $0.077 to $0.085 | 1 | 0 | 01. ($9,999.00) to $0.22 | 1 | 0.76741 | 0.76359 | 0.75979 | 0.75601 | 0.75226 | 0.74853 | 0.74482 | 0.74114 | 0.73748 | 0.73383 | 0 | 0 | 0 | 0 | 0 | 0 | 0 | 0 | 0 | 0 | 0 | 0 | 0 | 0 | 19200.5303 | 19104.942 | 19009.9264 | 18915.4796 | 18821.5975 | 18728.2763 | 18635.512 | 18543.3008 | 18451.6387 | 18360.5219 | 0 | 0 | 0 | 0 | 0 | 0 | 0 | 0 | 0 | 0 | 0 | 0 | 0 | 0 | 187771.7254 | 19200.5303 | 38305.4723 | 57315.3987 | 76230.8782 | 95052.4757 | 113780.752 | 132416.2641 | 150959.5648 | 169411.2035 | 187771.7254 | 187771.7254 | 187771.7254 | 187771.7254 | 187771.7254 | 187771.7254 | 187771.7254 | 187771.7254 | 187771.7254 | 187771.7254 | 187771.7254 | 187771.7254 | 187771.7254 | 187771.7254 | 187771.7254 | 0 | 0 | 0 | 0 | 0 | 0 | 0 | 0 | 0 | 0 | 0 | 0 | 0 | 0 | 0 | 0 | 0 | 0 | 0 | 0 | 0 | 0 | 0 | 0 | 0 | 0 | 0 | 0 | 0 | 0 | 0 | 0 | 0 | 0 | 0 | 0 | 0 | 0 | 0 | 0 | 0 | 0 | 0 | 0 | 0 | 0 | 0 | 0 | 0 | 0 | 0 | 0 | 0 | 0 | 0 | 0 | 0 | 0 | 0 | 0 | 0 | 2.7074 | 5.4013 | 8.0818 | 10.7489 | 13.4029 | 16.0436 | 18.6713 | 21.286 | 23.8878 | 26.4767 | 26.4767 | 26.4767 | 26.4767 | 26.4767 | 26.4767 | 26.4767 | 26.4767 | 26.4767 | 26.4767 | 26.4767 | 26.4767 | 26.4767 | 26.4767 | 26.4767 | 17631.2584 | 17543.4825 | 17456.2326 | 17369.505 | 17283.296 | 17197.602 | 17112.4194 | 17027.7446 | 16943.5741 | 16859.9044 | 0 | 0 | 0 | 0 | 0 | 0 | 0 | 0 | 0 | 0 | 0 | 0 | 0 | 0 | 172425.0191 | 0 | 0 | 0 | 0 | 0 | 0 | 0 | 0 | 0 | 0 | 0 | 0 | 0 | 0 | 0 | 0 | 0 | 0 | 0 | 0 | 0.01557% | 2.99 | 5.965 | 8.9253 | 11.8709 | 14.8018 | 17.7183 | 20.6202 | 23.5078 | 26.3812 | 29.2403 | 29.2403 | 29.2403 | 29.2403 | 29.2403 | 29.2403 | 29.2403 | 29.2403 | 29.2403 | 29.2403 | 29.2403 | 29.2403 | 29.2403 | 29.2403 | 29.2403
| ComDCVKitchenVentilation_PSE | M_Input | PSE Business Case: Ventilation | 2020 | Retro | 2022 | 2045 | PSE | Commercial | All Commercial | Electric | Per DCV - Kitchen - Single - Comm - 21 HP - EO | Per DCV - Kitchen - Single - Comm - 21 HP - EO | 12600 | DCV - Kitchen - Single - Comm - 21 HP - EO |  | 26271 | 15 | 17829 | 0 |  | 0 | 0 | 0 | 0 | 0 | 0 | 0 | 0 |  | 0 | 0 | 0 | Ventilation | Ventilation | DCV Kitchen Ventilation | DCV Kitchen | CommVENT | 0.0141% | 79.93% | 79.93% | 0.076877 | 1.3905e-06 | 1.362% | 6.667% | 85% | 6.8% | 0.2% | 17274.9885 | 545.2903 | 1782.0279 | 22885.3721 | 0 | 0 | 0 | 24123.8539 | 1238.4818 |  | 0.078663 | 0 | 0.078663 | 06. $0.077 to $0.085 | 1 | 0 | 01. ($9,999.00) to $0.22 | 1 | 0.76741 | 0.76359 | 0.75979 | 0.75601 | 0.75226 | 0.74853 | 0.74482 | 0.74114 | 0.73748 | 0.73383 | 0 | 0 | 0 | 0 | 0 | 0 | 0 | 0 | 0 | 0 | 0 | 0 | 0 | 0 | 20160.5568 | 20060.1891 | 19960.4227 | 19861.2535 | 19762.6774 | 19664.6901 | 19567.2876 | 19470.4658 | 19374.2206 | 19278.548 | 0 | 0 | 0 | 0 | 0 | 0 | 0 | 0 | 0 | 0 | 0 | 0 | 0 | 0 | 197160.3117 | 20160.5568 | 40220.7459 | 60181.1686 | 80042.4221 | 99805.0995 | 119469.7896 | 139037.0773 | 158507.5431 | 177881.7637 | 197160.3117 | 197160.3117 | 197160.3117 | 197160.3117 | 197160.3117 | 197160.3117 | 197160.3117 | 197160.3117 | 197160.3117 | 197160.3117 | 197160.3117 | 197160.3117 | 197160.3117 | 197160.3117 | 197160.3117 | 0 | 0 | 0 | 0 | 0 | 0 | 0 | 0 | 0 | 0 | 0 | 0 | 0 | 0 | 0 | 0 | 0 | 0 | 0 | 0 | 0 | 0 | 0 | 0 | 0 | 0 | 0 | 0 | 0 | 0 | 0 | 0 | 0 | 0 | 0 | 0 | 0 | 0 | 0 | 0 | 0 | 0 | 0 | 0 | 0 | 0 | 0 | 0 | 0 | 0 | 0 | 0 | 0 | 0 | 0 | 0 | 0 | 0 | 0 | 0 | 0 | 2.8427 | 5.6713 | 8.4858 | 11.2864 | 14.073 | 16.8458 | 19.6049 | 22.3503 | 25.0822 | 27.8006 | 27.8006 | 27.8006 | 27.8006 | 27.8006 | 27.8006 | 27.8006 | 27.8006 | 27.8006 | 27.8006 | 27.8006 | 27.8006 | 27.8006 | 27.8006 | 27.8006 | 18512.8213 | 18420.6566 | 18329.0443 | 18237.9802 | 18147.4608 | 18057.4821 | 17968.0404 | 17879.1319 | 17790.7528 | 17702.8996 | 0 | 0 | 0 | 0 | 0 | 0 | 0 | 0 | 0 | 0 | 0 | 0 | 0 | 0 | 181046.27 | 0 | 0 | 0 | 0 | 0 | 0 | 0 | 0 | 0 | 0 | 0 | 0 | 0 | 0 | 0 | 0 | 0 | 0 | 0 | 0 | 0.01557% | 3.1395 | 6.2633 | 9.3716 | 12.4644 | 15.5419 | 18.6042 | 21.6512 | 24.6832 | 27.7002 | 30.7024 | 30.7024 | 30.7024 | 30.7024 | 30.7024 | 30.7024 | 30.7024 | 30.7024 | 30.7024 | 30.7024 | 30.7024 | 30.7024 | 30.7024 | 30.7024 | 30.7024
| ComDCVKitchenVentilation_PSE | M_Input | PSE Business Case: Ventilation | 2020 | Retro | 2022 | 2045 | PSE | Commercial | All Commercial | Electric | Per DCV - Kitchen - Single - Comm - 22 HP - EO | Per DCV - Kitchen - Single - Comm - 22 HP - EO | 13200 | DCV - Kitchen - Single - Comm - 22 HP - EO |  | 27522 | 15 | 18678 | 0 |  | 0 | 0 | 0 | 0 | 0 | 0 | 0 | 0 |  | 0 | 0 | 0 | Ventilation | Ventilation | DCV Kitchen Ventilation | DCV Kitchen | CommVENT | 0.0141% | 79.93% | 79.93% | 0.076877 | 1.3905e-06 | 1.362% | 6.667% | 85% | 6.8% | 0.2% | 18097.607 | 571.2565 | 1866.8864 | 23975.1517 | 0 | 0 | 0 | 25272.6089 | 1297.4572 |  | 0.078663 | 0 | 0.078663 | 06. $0.077 to $0.085 | 1 | 0 | 01. ($9,999.00) to $0.22 | 1 | 0.76741 | 0.76359 | 0.75979 | 0.75601 | 0.75226 | 0.74853 | 0.74482 | 0.74114 | 0.73748 | 0.73383 | 0 | 0 | 0 | 0 | 0 | 0 | 0 | 0 | 0 | 0 | 0 | 0 | 0 | 0 | 21120.5833 | 21015.4362 | 20910.919 | 20807.0275 | 20703.7573 | 20601.1039 | 20499.0632 | 20397.6308 | 20296.8025 | 20196.5741 | 0 | 0 | 0 | 0 | 0 | 0 | 0 | 0 | 0 | 0 | 0 | 0 | 0 | 0 | 206548.898 | 21120.5833 | 42136.0195 | 63046.9385 | 83853.966 | 104557.7233 | 125158.8272 | 145657.8905 | 166055.5213 | 186352.3239 | 206548.898 | 206548.898 | 206548.898 | 206548.898 | 206548.898 | 206548.898 | 206548.898 | 206548.898 | 206548.898 | 206548.898 | 206548.898 | 206548.898 | 206548.898 | 206548.898 | 206548.898 | 0 | 0 | 0 | 0 | 0 | 0 | 0 | 0 | 0 | 0 | 0 | 0 | 0 | 0 | 0 | 0 | 0 | 0 | 0 | 0 | 0 | 0 | 0 | 0 | 0 | 0 | 0 | 0 | 0 | 0 | 0 | 0 | 0 | 0 | 0 | 0 | 0 | 0 | 0 | 0 | 0 | 0 | 0 | 0 | 0 | 0 | 0 | 0 | 0 | 0 | 0 | 0 | 0 | 0 | 0 | 0 | 0 | 0 | 0 | 0 | 0 | 2.9781 | 5.9414 | 8.8899 | 11.8238 | 14.7432 | 17.648 | 20.5385 | 23.4146 | 26.2766 | 29.1244 | 29.1244 | 29.1244 | 29.1244 | 29.1244 | 29.1244 | 29.1244 | 29.1244 | 29.1244 | 29.1244 | 29.1244 | 29.1244 | 29.1244 | 29.1244 | 29.1244 | 19394.3842 | 19297.8308 | 19201.8559 | 19106.4555 | 19011.6256 | 18917.3622 | 18823.6613 | 18730.5191 | 18637.9315 | 18545.8949 | 0 | 0 | 0 | 0 | 0 | 0 | 0 | 0 | 0 | 0 | 0 | 0 | 0 | 0 | 189667.521 | 0 | 0 | 0 | 0 | 0 | 0 | 0 | 0 | 0 | 0 | 0 | 0 | 0 | 0 | 0 | 0 | 0 | 0 | 0 | 0 | 0.01557% | 3.289 | 6.5615 | 9.8178 | 13.058 | 16.282 | 19.4901 | 22.6823 | 25.8586 | 29.0193 | 32.1644 | 32.1644 | 32.1644 | 32.1644 | 32.1644 | 32.1644 | 32.1644 | 32.1644 | 32.1644 | 32.1644 | 32.1644 | 32.1644 | 32.1644 | 32.1644 | 32.1644
| ComDCVKitchenVentilation_PSE | M_Input | PSE Business Case: Ventilation | 2020 | Retro | 2022 | 2045 | PSE | Commercial | All Commercial | Electric | Per DCV - Kitchen - Single - Comm - 23 HP - EO | Per DCV - Kitchen - Single - Comm - 23 HP - EO | 13800 | DCV - Kitchen - Single - Comm - 23 HP - EO |  | 28773 | 15 | 19527 | 0 |  | 0 | 0 | 0 | 0 | 0 | 0 | 0 | 0 |  | 0 | 0 | 0 | Ventilation | Ventilation | DCV Kitchen Ventilation | DCV Kitchen | CommVENT | 0.0141% | 79.93% | 79.93% | 0.076877 | 1.3905e-06 | 1.362% | 6.667% | 85% | 6.8% | 0.2% | 18920.2255 | 597.2227 | 1951.7448 | 25064.9313 | 0 | 0 | 0 | 26421.3638 | 1356.4325 |  | 0.078663 | 0 | 0.078663 | 06. $0.077 to $0.085 | 1 | 0 | 01. ($9,999.00) to $0.22 | 1 | 0.76741 | 0.76359 | 0.75979 | 0.75601 | 0.75226 | 0.74853 | 0.74482 | 0.74114 | 0.73748 | 0.73383 | 0 | 0 | 0 | 0 | 0 | 0 | 0 | 0 | 0 | 0 | 0 | 0 | 0 | 0 | 22080.6099 | 21970.6833 | 21861.4153 | 21752.8015 | 21644.8371 | 21537.5178 | 21430.8388 | 21324.7959 | 21219.3845 | 21114.6002 | 0 | 0 | 0 | 0 | 0 | 0 | 0 | 0 | 0 | 0 | 0 | 0 | 0 | 0 | 215937.4842 | 22080.6099 | 44051.2931 | 65912.7085 | 87665.5099 | 109310.3471 | 130847.8648 | 152278.7037 | 173603.4996 | 194822.884 | 215937.4842 | 215937.4842 | 215937.4842 | 215937.4842 | 215937.4842 | 215937.4842 | 215937.4842 | 215937.4842 | 215937.4842 | 215937.4842 | 215937.4842 | 215937.4842 | 215937.4842 | 215937.4842 | 215937.4842 | 0 | 0 | 0 | 0 | 0 | 0 | 0 | 0 | 0 | 0 | 0 | 0 | 0 | 0 | 0 | 0 | 0 | 0 | 0 | 0 | 0 | 0 | 0 | 0 | 0 | 0 | 0 | 0 | 0 | 0 | 0 | 0 | 0 | 0 | 0 | 0 | 0 | 0 | 0 | 0 | 0 | 0 | 0 | 0 | 0 | 0 | 0 | 0 | 0 | 0 | 0 | 0 | 0 | 0 | 0 | 0 | 0 | 0 | 0 | 0 | 0 | 3.1135 | 6.2114 | 9.294 | 12.3613 | 15.4133 | 18.4502 | 21.472 | 24.4789 | 27.471 | 30.4482 | 30.4482 | 30.4482 | 30.4482 | 30.4482 | 30.4482 | 30.4482 | 30.4482 | 30.4482 | 30.4482 | 30.4482 | 30.4482 | 30.4482 | 30.4482 | 30.4482 | 20275.9471 | 20175.0049 | 20074.6675 | 19974.9307 | 19875.7904 | 19777.2423 | 19679.2823 | 19581.9063 | 19485.1103 | 19388.8901 | 0 | 0 | 0 | 0 | 0 | 0 | 0 | 0 | 0 | 0 | 0 | 0 | 0 | 0 | 198288.7719 | 0 | 0 | 0 | 0 | 0 | 0 | 0 | 0 | 0 | 0 | 0 | 0 | 0 | 0 | 0 | 0 | 0 | 0 | 0 | 0 | 0.01557% | 3.4385 | 6.8598 | 10.2641 | 13.6515 | 17.0221 | 20.376 | 23.7133 | 27.034 | 30.3384 | 33.6264 | 33.6264 | 33.6264 | 33.6264 | 33.6264 | 33.6264 | 33.6264 | 33.6264 | 33.6264 | 33.6264 | 33.6264 | 33.6264 | 33.6264 | 33.6264 | 33.6264
| ComDCVKitchenVentilation_PSE | M_Input | PSE Business Case: Ventilation | 2020 | Retro | 2022 | 2045 | PSE | Commercial | All Commercial | Electric | Per DCV - Kitchen - Single - Comm - 24 HP - EO | Per DCV - Kitchen - Single - Comm - 24 HP - EO | 14400 | DCV - Kitchen - Single - Comm - 24 HP - EO |  | 30024 | 15 | 20376 | 0 |  | 0 | 0 | 0 | 0 | 0 | 0 | 0 | 0 |  | 0 | 0 | 0 | Ventilation | Ventilation | DCV Kitchen Ventilation | DCV Kitchen | CommVENT | 0.0141% | 79.93% | 79.93% | 0.076877 | 1.3905e-06 | 1.362% | 6.667% | 85% | 6.8% | 0.2% | 19742.844 | 623.1889 | 2036.6033 | 26154.711 | 0 | 0 | 0 | 27570.1188 | 1415.4078 |  | 0.078663 | 0 | 0.078663 | 06. $0.077 to $0.085 | 1 | 0 | 01. ($9,999.00) to $0.22 | 1 | 0.76741 | 0.76359 | 0.75979 | 0.75601 | 0.75226 | 0.74853 | 0.74482 | 0.74114 | 0.73748 | 0.73383 | 0 | 0 | 0 | 0 | 0 | 0 | 0 | 0 | 0 | 0 | 0 | 0 | 0 | 0 | 23040.6364 | 22925.9304 | 22811.9117 | 22698.5755 | 22585.917 | 22473.9316 | 22362.6144 | 22251.9609 | 22141.9664 | 22032.6263 | 0 | 0 | 0 | 0 | 0 | 0 | 0 | 0 | 0 | 0 | 0 | 0 | 0 | 0 | 225326.0705 | 23040.6364 | 45966.5667 | 68778.4784 | 91477.0539 | 114062.9709 | 136536.9025 | 158899.5169 | 181151.4778 | 203293.4442 | 225326.0705 | 225326.0705 | 225326.0705 | 225326.0705 | 225326.0705 | 225326.0705 | 225326.0705 | 225326.0705 | 225326.0705 | 225326.0705 | 225326.0705 | 225326.0705 | 225326.0705 | 225326.0705 | 225326.0705 | 0 | 0 | 0 | 0 | 0 | 0 | 0 | 0 | 0 | 0 | 0 | 0 | 0 | 0 | 0 | 0 | 0 | 0 | 0 | 0 | 0 | 0 | 0 | 0 | 0 | 0 | 0 | 0 | 0 | 0 | 0 | 0 | 0 | 0 | 0 | 0 | 0 | 0 | 0 | 0 | 0 | 0 | 0 | 0 | 0 | 0 | 0 | 0 | 0 | 0 | 0 | 0 | 0 | 0 | 0 | 0 | 0 | 0 | 0 | 0 | 0 | 3.2488 | 6.4815 | 9.6981 | 12.8987 | 16.0834 | 19.2524 | 22.4056 | 25.5432 | 28.6654 | 31.7721 | 31.7721 | 31.7721 | 31.7721 | 31.7721 | 31.7721 | 31.7721 | 31.7721 | 31.7721 | 31.7721 | 31.7721 | 31.7721 | 31.7721 | 31.7721 | 31.7721 | 21157.51 | 21052.179 | 20947.4791 | 20843.406 | 20739.9552 | 20637.1224 | 20534.9033 | 20433.2935 | 20332.289 | 20231.8853 | 0 | 0 | 0 | 0 | 0 | 0 | 0 | 0 | 0 | 0 | 0 | 0 | 0 | 0 | 206910.0229 | 0 | 0 | 0 | 0 | 0 | 0 | 0 | 0 | 0 | 0 | 0 | 0 | 0 | 0 | 0 | 0 | 0 | 0 | 0 | 0 | 0.01557% | 3.588 | 7.158 | 10.7104 | 14.2451 | 17.7622 | 21.2619 | 24.7443 | 28.2094 | 31.6574 | 35.0884 | 35.0884 | 35.0884 | 35.0884 | 35.0884 | 35.0884 | 35.0884 | 35.0884 | 35.0884 | 35.0884 | 35.0884 | 35.0884 | 35.0884 | 35.0884 | 35.0884
| ComDCVKitchenVentilation_PSE | M_Input | PSE Business Case: Ventilation | 2020 | Retro | 2022 | 2045 | PSE | Commercial | All Commercial | Electric | Per DCV - Kitchen - Single - Comm - 25 HP - EO | Per DCV - Kitchen - Single - Comm - 25 HP - EO | 15000 | DCV - Kitchen - Single - Comm - 25 HP - EO |  | 31275 | 15 | 21225 | 0 |  | 0 | 0 | 0 | 0 | 0 | 0 | 0 | 0 |  | 0 | 0 | 0 | Ventilation | Ventilation | DCV Kitchen Ventilation | DCV Kitchen | CommVENT | 0.0141% | 79.93% | 79.93% | 0.076877 | 1.3905e-06 | 1.362% | 6.667% | 85% | 6.8% | 0.2% | 20565.4625 | 649.1551 | 2121.4618 | 27244.4906 | 0 | 0 | 0 | 28718.8737 | 1474.3831 |  | 0.078663 | 0 | 0.078663 | 06. $0.077 to $0.085 | 1 | 0 | 01. ($9,999.00) to $0.22 | 1 | 0.76741 | 0.76359 | 0.75979 | 0.75601 | 0.75226 | 0.74853 | 0.74482 | 0.74114 | 0.73748 | 0.73383 | 0 | 0 | 0 | 0 | 0 | 0 | 0 | 0 | 0 | 0 | 0 | 0 | 0 | 0 | 24000.6629 | 23881.1775 | 23762.408 | 23644.3494 | 23526.9969 | 23410.3454 | 23294.39 | 23179.126 | 23064.5483 | 22950.6524 | 0 | 0 | 0 | 0 | 0 | 0 | 0 | 0 | 0 | 0 | 0 | 0 | 0 | 0 | 234714.6568 | 24000.6629 | 47881.8403 | 71644.2483 | 95288.5978 | 118815.5947 | 142225.9401 | 165520.3301 | 188699.456 | 211764.0044 | 234714.6568 | 234714.6568 | 234714.6568 | 234714.6568 | 234714.6568 | 234714.6568 | 234714.6568 | 234714.6568 | 234714.6568 | 234714.6568 | 234714.6568 | 234714.6568 | 234714.6568 | 234714.6568 | 234714.6568 | 0 | 0 | 0 | 0 | 0 | 0 | 0 | 0 | 0 | 0 | 0 | 0 | 0 | 0 | 0 | 0 | 0 | 0 | 0 | 0 | 0 | 0 | 0 | 0 | 0 | 0 | 0 | 0 | 0 | 0 | 0 | 0 | 0 | 0 | 0 | 0 | 0 | 0 | 0 | 0 | 0 | 0 | 0 | 0 | 0 | 0 | 0 | 0 | 0 | 0 | 0 | 0 | 0 | 0 | 0 | 0 | 0 | 0 | 0 | 0 | 0 | 3.3842 | 6.7516 | 10.1022 | 13.4362 | 16.7536 | 20.0546 | 23.3392 | 26.6075 | 29.8598 | 33.0959 | 33.0959 | 33.0959 | 33.0959 | 33.0959 | 33.0959 | 33.0959 | 33.0959 | 33.0959 | 33.0959 | 33.0959 | 33.0959 | 33.0959 | 33.0959 | 33.0959 | 22039.073 | 21929.3531 | 21820.2908 | 21711.8812 | 21604.12 | 21497.0025 | 21390.5242 | 21284.6808 | 21179.4677 | 21074.8805 | 0 | 0 | 0 | 0 | 0 | 0 | 0 | 0 | 0 | 0 | 0 | 0 | 0 | 0 | 215531.2739 | 0 | 0 | 0 | 0 | 0 | 0 | 0 | 0 | 0 | 0 | 0 | 0 | 0 | 0 | 0 | 0 | 0 | 0 | 0 | 0 | 0.01557% | 3.7375 | 7.4563 | 11.1566 | 14.8386 | 18.5023 | 22.1478 | 25.7753 | 29.3848 | 32.9765 | 36.5504 | 36.5504 | 36.5504 | 36.5504 | 36.5504 | 36.5504 | 36.5504 | 36.5504 | 36.5504 | 36.5504 | 36.5504 | 36.5504 | 36.5504 | 36.5504 | 36.5504
| ComDCVKitchenVentilation_PSE | M_Input | PSE Business Case: Ventilation | 2020 | Retro | 2022 | 2045 | PSE | Commercial | All Commercial | Electric | Per DCV - Kitchen - Single - Comm - 26 HP - EO | Per DCV - Kitchen - Single - Comm - 26 HP - EO | 15600 | DCV - Kitchen - Single - Comm - 26 HP - EO |  | 32526 | 15 | 22074 | 0 |  | 0 | 0 | 0 | 0 | 0 | 0 | 0 | 0 |  | 0 | 0 | 0 | Ventilation | Ventilation | DCV Kitchen Ventilation | DCV Kitchen | CommVENT | 0.0141% | 79.93% | 79.93% | 0.076877 | 1.3905e-06 | 1.362% | 6.667% | 85% | 6.8% | 0.2% | 21388.081 | 675.1213 | 2206.3202 | 28334.2702 | 0 | 0 | 0 | 29867.6287 | 1533.3585 |  | 0.078663 | 0 | 0.078663 | 06. $0.077 to $0.085 | 1 | 0 | 01. ($9,999.00) to $0.22 | 1 | 0.76741 | 0.76359 | 0.75979 | 0.75601 | 0.75226 | 0.74853 | 0.74482 | 0.74114 | 0.73748 | 0.73383 | 0 | 0 | 0 | 0 | 0 | 0 | 0 | 0 | 0 | 0 | 0 | 0 | 0 | 0 | 24960.6894 | 24836.4245 | 24712.9043 | 24590.1234 | 24468.0768 | 24346.7592 | 24226.1656 | 24106.291 | 23987.1303 | 23868.6785 | 0 | 0 | 0 | 0 | 0 | 0 | 0 | 0 | 0 | 0 | 0 | 0 | 0 | 0 | 244103.2431 | 24960.6894 | 49797.114 | 74510.0183 | 99100.1417 | 123568.2184 | 147914.9777 | 172141.1433 | 196247.4343 | 220234.5646 | 244103.2431 | 244103.2431 | 244103.2431 | 244103.2431 | 244103.2431 | 244103.2431 | 244103.2431 | 244103.2431 | 244103.2431 | 244103.2431 | 244103.2431 | 244103.2431 | 244103.2431 | 244103.2431 | 244103.2431 | 0 | 0 | 0 | 0 | 0 | 0 | 0 | 0 | 0 | 0 | 0 | 0 | 0 | 0 | 0 | 0 | 0 | 0 | 0 | 0 | 0 | 0 | 0 | 0 | 0 | 0 | 0 | 0 | 0 | 0 | 0 | 0 | 0 | 0 | 0 | 0 | 0 | 0 | 0 | 0 | 0 | 0 | 0 | 0 | 0 | 0 | 0 | 0 | 0 | 0 | 0 | 0 | 0 | 0 | 0 | 0 | 0 | 0 | 0 | 0 | 0 | 3.5196 | 7.0216 | 10.5063 | 13.9736 | 17.4237 | 20.8567 | 24.2727 | 27.6719 | 31.0542 | 34.4198 | 34.4198 | 34.4198 | 34.4198 | 34.4198 | 34.4198 | 34.4198 | 34.4198 | 34.4198 | 34.4198 | 34.4198 | 34.4198 | 34.4198 | 34.4198 | 34.4198 | 22920.6359 | 22806.5273 | 22693.1024 | 22580.3565 | 22468.2848 | 22356.8826 | 22246.1452 | 22136.068 | 22026.6464 | 21917.8758 | 0 | 0 | 0 | 0 | 0 | 0 | 0 | 0 | 0 | 0 | 0 | 0 | 0 | 0 | 224152.5248 | 0 | 0 | 0 | 0 | 0 | 0 | 0 | 0 | 0 | 0 | 0 | 0 | 0 | 0 | 0 | 0 | 0 | 0 | 0 | 0 | 0.01557% | 3.8869 | 7.7545 | 11.6029 | 15.4321 | 19.2424 | 23.0337 | 26.8063 | 30.5602 | 34.2955 | 38.0124 | 38.0124 | 38.0124 | 38.0124 | 38.0124 | 38.0124 | 38.0124 | 38.0124 | 38.0124 | 38.0124 | 38.0124 | 38.0124 | 38.0124 | 38.0124 | 38.0124
| ComDCVKitchenVentilation_PSE | M_Input | PSE Business Case: Ventilation | 2020 | Retro | 2022 | 2045 | PSE | Commercial | All Commercial | Electric | Per DCV - Kitchen - Single - Comm - 27 HP - EO | Per DCV - Kitchen - Single - Comm - 27 HP - EO | 16200 | DCV - Kitchen - Single - Comm - 27 HP - EO |  | 33777 | 15 | 22923 | 0 |  | 0 | 0 | 0 | 0 | 0 | 0 | 0 | 0 |  | 0 | 0 | 0 | Ventilation | Ventilation | DCV Kitchen Ventilation | DCV Kitchen | CommVENT | 0.0141% | 79.93% | 79.93% | 0.076877 | 1.3905e-06 | 1.362% | 6.667% | 85% | 6.8% | 0.2% | 22210.6995 | 701.0875 | 2291.1787 | 29424.0498 | 0 | 0 | 0 | 31016.3836 | 1592.3338 |  | 0.078663 | 0 | 0.078663 | 06. $0.077 to $0.085 | 1 | 0 | 01. ($9,999.00) to $0.22 | 1 | 0.76741 | 0.76359 | 0.75979 | 0.75601 | 0.75226 | 0.74853 | 0.74482 | 0.74114 | 0.73748 | 0.73383 | 0 | 0 | 0 | 0 | 0 | 0 | 0 | 0 | 0 | 0 | 0 | 0 | 0 | 0 | 25920.7159 | 25791.6716 | 25663.4006 | 25535.8974 | 25409.1566 | 25283.173 | 25157.9412 | 25033.456 | 24909.7122 | 24786.7046 | 0 | 0 | 0 | 0 | 0 | 0 | 0 | 0 | 0 | 0 | 0 | 0 | 0 | 0 | 253491.8293 | 25920.7159 | 51712.3876 | 77375.7882 | 102911.6856 | 128320.8422 | 153604.0153 | 178761.9565 | 203795.4125 | 228705.1247 | 253491.8293 | 253491.8293 | 253491.8293 | 253491.8293 | 253491.8293 | 253491.8293 | 253491.8293 | 253491.8293 | 253491.8293 | 253491.8293 | 253491.8293 | 253491.8293 | 253491.8293 | 253491.8293 | 253491.8293 | 0 | 0 | 0 | 0 | 0 | 0 | 0 | 0 | 0 | 0 | 0 | 0 | 0 | 0 | 0 | 0 | 0 | 0 | 0 | 0 | 0 | 0 | 0 | 0 | 0 | 0 | 0 | 0 | 0 | 0 | 0 | 0 | 0 | 0 | 0 | 0 | 0 | 0 | 0 | 0 | 0 | 0 | 0 | 0 | 0 | 0 | 0 | 0 | 0 | 0 | 0 | 0 | 0 | 0 | 0 | 0 | 0 | 0 | 0 | 0 | 0 | 3.6549 | 7.2917 | 10.9104 | 14.5111 | 18.0939 | 21.6589 | 25.2063 | 28.7362 | 32.2485 | 35.7436 | 35.7436 | 35.7436 | 35.7436 | 35.7436 | 35.7436 | 35.7436 | 35.7436 | 35.7436 | 35.7436 | 35.7436 | 35.7436 | 35.7436 | 35.7436 | 35.7436 | 23802.1988 | 23683.7014 | 23565.914 | 23448.8317 | 23332.4496 | 23216.7627 | 23101.7662 | 22987.4552 | 22873.8251 | 22760.871 | 0 | 0 | 0 | 0 | 0 | 0 | 0 | 0 | 0 | 0 | 0 | 0 | 0 | 0 | 232773.7758 | 0 | 0 | 0 | 0 | 0 | 0 | 0 | 0 | 0 | 0 | 0 | 0 | 0 | 0 | 0 | 0 | 0 | 0 | 0 | 0 | 0.01557% | 4.0364 | 8.0528 | 12.0492 | 16.0257 | 19.9825 | 23.9196 | 27.8373 | 31.7356 | 35.6146 | 39.4745 | 39.4745 | 39.4745 | 39.4745 | 39.4745 | 39.4745 | 39.4745 | 39.4745 | 39.4745 | 39.4745 | 39.4745 | 39.4745 | 39.4745 | 39.4745 | 39.4745
| ComDCVKitchenVentilation_PSE | M_Input | PSE Business Case: Ventilation | 2020 | Retro | 2022 | 2045 | PSE | Commercial | All Commercial | Electric | Per DCV - Kitchen - Single - Comm - 28 HP - EO | Per DCV - Kitchen - Single - Comm - 28 HP - EO | 16800 | DCV - Kitchen - Single - Comm - 28 HP - EO |  | 35028 | 15 | 23772 | 0 |  | 0 | 0 | 0 | 0 | 0 | 0 | 0 | 0 |  | 0 | 0 | 0 | Ventilation | Ventilation | DCV Kitchen Ventilation | DCV Kitchen | CommVENT | 0.0141% | 79.93% | 79.93% | 0.076877 | 1.3905e-06 | 1.362% | 6.667% | 85% | 6.8% | 0.2% | 23033.318 | 727.0537 | 2376.0372 | 30513.8295 | 0 | 0 | 0 | 32165.1386 | 1651.3091 |  | 0.078663 | 0 | 0.078663 | 06. $0.077 to $0.085 | 1 | 0 | 01. ($9,999.00) to $0.22 | 1 | 0.76741 | 0.76359 | 0.75979 | 0.75601 | 0.75226 | 0.74853 | 0.74482 | 0.74114 | 0.73748 | 0.73383 | 0 | 0 | 0 | 0 | 0 | 0 | 0 | 0 | 0 | 0 | 0 | 0 | 0 | 0 | 26880.7424 | 26746.9187 | 26613.8969 | 26481.6714 | 26350.2365 | 26219.5868 | 26089.7168 | 25960.6211 | 25832.2941 | 25704.7307 | 0 | 0 | 0 | 0 | 0 | 0 | 0 | 0 | 0 | 0 | 0 | 0 | 0 | 0 | 262880.4156 | 26880.7424 | 53627.6612 | 80241.5581 | 106723.2295 | 133073.466 | 159293.0529 | 185382.7697 | 211343.3908 | 237175.6849 | 262880.4156 | 262880.4156 | 262880.4156 | 262880.4156 | 262880.4156 | 262880.4156 | 262880.4156 | 262880.4156 | 262880.4156 | 262880.4156 | 262880.4156 | 262880.4156 | 262880.4156 | 262880.4156 | 262880.4156 | 0 | 0 | 0 | 0 | 0 | 0 | 0 | 0 | 0 | 0 | 0 | 0 | 0 | 0 | 0 | 0 | 0 | 0 | 0 | 0 | 0 | 0 | 0 | 0 | 0 | 0 | 0 | 0 | 0 | 0 | 0 | 0 | 0 | 0 | 0 | 0 | 0 | 0 | 0 | 0 | 0 | 0 | 0 | 0 | 0 | 0 | 0 | 0 | 0 | 0 | 0 | 0 | 0 | 0 | 0 | 0 | 0 | 0 | 0 | 0 | 0 | 3.7903 | 7.5618 | 11.3145 | 15.0485 | 18.764 | 22.4611 | 26.1399 | 29.8005 | 33.4429 | 37.0674 | 37.0674 | 37.0674 | 37.0674 | 37.0674 | 37.0674 | 37.0674 | 37.0674 | 37.0674 | 37.0674 | 37.0674 | 37.0674 | 37.0674 | 37.0674 | 37.0674 | 24683.7617 | 24560.8755 | 24438.7257 | 24317.307 | 24196.6144 | 24076.6428 | 23957.3872 | 23838.8425 | 23721.0038 | 23603.8662 | 0 | 0 | 0 | 0 | 0 | 0 | 0 | 0 | 0 | 0 | 0 | 0 | 0 | 0 | 241395.0267 | 0 | 0 | 0 | 0 | 0 | 0 | 0 | 0 | 0 | 0 | 0 | 0 | 0 | 0 | 0 | 0 | 0 | 0 | 0 | 0 | 0.01557% | 4.1859 | 8.351 | 12.4954 | 16.6192 | 20.7226 | 24.8056 | 28.8683 | 32.911 | 36.9337 | 40.9365 | 40.9365 | 40.9365 | 40.9365 | 40.9365 | 40.9365 | 40.9365 | 40.9365 | 40.9365 | 40.9365 | 40.9365 | 40.9365 | 40.9365 | 40.9365 | 40.9365
| ComDCVKitchenVentilation_PSE | M_Input | PSE Business Case: Ventilation | 2020 | Retro | 2022 | 2045 | PSE | Commercial | All Commercial | Electric | Per DCV - Kitchen - Single - Comm - 29 HP - EO | Per DCV - Kitchen - Single - Comm - 29 HP - EO | 17400 | DCV - Kitchen - Single - Comm - 29 HP - EO |  | 36279 | 15 | 24621 | 0 |  | 0 | 0 | 0 | 0 | 0 | 0 | 0 | 0 |  | 0 | 0 | 0 | Ventilation | Ventilation | DCV Kitchen Ventilation | DCV Kitchen | CommVENT | 0.0141% | 79.93% | 79.93% | 0.076877 | 1.3905e-06 | 1.362% | 6.667% | 85% | 6.8% | 0.2% | 23855.9365 | 753.0199 | 2460.8956 | 31603.6091 | 0 | 0 | 0 | 33313.8935 | 1710.2844 |  | 0.078663 | 0 | 0.078663 | 06. $0.077 to $0.085 | 1 | 0 | 01. ($9,999.00) to $0.22 | 1 | 0.76741 | 0.76359 | 0.75979 | 0.75601 | 0.75226 | 0.74853 | 0.74482 | 0.74114 | 0.73748 | 0.73383 | 0 | 0 | 0 | 0 | 0 | 0 | 0 | 0 | 0 | 0 | 0 | 0 | 0 | 0 | 27840.769 | 27702.1658 | 27564.3932 | 27427.4454 | 27291.3164 | 27156.0007 | 27021.4924 | 26887.7861 | 26754.8761 | 26622.7568 | 0 | 0 | 0 | 0 | 0 | 0 | 0 | 0 | 0 | 0 | 0 | 0 | 0 | 0 | 272269.0019 | 27840.769 | 55542.9348 | 83107.328 | 110534.7734 | 137826.0898 | 164982.0905 | 192003.5829 | 218891.369 | 245646.2451 | 272269.0019 | 272269.0019 | 272269.0019 | 272269.0019 | 272269.0019 | 272269.0019 | 272269.0019 | 272269.0019 | 272269.0019 | 272269.0019 | 272269.0019 | 272269.0019 | 272269.0019 | 272269.0019 | 272269.0019 | 0 | 0 | 0 | 0 | 0 | 0 | 0 | 0 | 0 | 0 | 0 | 0 | 0 | 0 | 0 | 0 | 0 | 0 | 0 | 0 | 0 | 0 | 0 | 0 | 0 | 0 | 0 | 0 | 0 | 0 | 0 | 0 | 0 | 0 | 0 | 0 | 0 | 0 | 0 | 0 | 0 | 0 | 0 | 0 | 0 | 0 | 0 | 0 | 0 | 0 | 0 | 0 | 0 | 0 | 0 | 0 | 0 | 0 | 0 | 0 | 0 | 3.9257 | 7.8318 | 11.7185 | 15.5859 | 19.4342 | 23.2633 | 27.0734 | 30.8648 | 34.6373 | 38.3913 | 38.3913 | 38.3913 | 38.3913 | 38.3913 | 38.3913 | 38.3913 | 38.3913 | 38.3913 | 38.3913 | 38.3913 | 38.3913 | 38.3913 | 38.3913 | 38.3913 | 25565.3246 | 25438.0496 | 25311.5373 | 25185.7822 | 25060.7792 | 24936.5229 | 24813.0081 | 24690.2297 | 24568.1825 | 24446.8614 | 0 | 0 | 0 | 0 | 0 | 0 | 0 | 0 | 0 | 0 | 0 | 0 | 0 | 0 | 250016.2777 | 0 | 0 | 0 | 0 | 0 | 0 | 0 | 0 | 0 | 0 | 0 | 0 | 0 | 0 | 0 | 0 | 0 | 0 | 0 | 0 | 0.01557% | 4.3354 | 8.6493 | 12.9417 | 17.2128 | 21.4627 | 25.6915 | 29.8993 | 34.0864 | 38.2527 | 42.3985 | 42.3985 | 42.3985 | 42.3985 | 42.3985 | 42.3985 | 42.3985 | 42.3985 | 42.3985 | 42.3985 | 42.3985 | 42.3985 | 42.3985 | 42.3985 | 42.3985
| ComDCVKitchenVentilation_PSE | M_Input | PSE Business Case: Ventilation | 2020 | Retro | 2022 | 2045 | PSE | Commercial | All Commercial | Electric | Per DCV - Kitchen - Single - Comm - 30 HP - EO | Per DCV - Kitchen - Single - Comm - 30 HP - EO | 18000 | DCV - Kitchen - Single - Comm - 30 HP - EO |  | 37530 | 15 | 25470 | 0 |  | 0 | 0 | 0 | 0 | 0 | 0 | 0 | 0 |  | 0 | 0 | 0 | Ventilation | Ventilation | DCV Kitchen Ventilation | DCV Kitchen | CommVENT | 0.0141% | 79.93% | 79.93% | 0.076877 | 1.3905e-06 | 1.362% | 6.667% | 85% | 6.8% | 0.2% | 24678.555 | 778.9861 | 2545.7541 | 32693.3887 | 0 | 0 | 0 | 34462.6485 | 1769.2598 |  | 0.078663 | 0 | 0.078663 | 06. $0.077 to $0.085 | 1 | 0 | 01. ($9,999.00) to $0.22 | 1 | 0.76741 | 0.76359 | 0.75979 | 0.75601 | 0.75226 | 0.74853 | 0.74482 | 0.74114 | 0.73748 | 0.73383 | 0 | 0 | 0 | 0 | 0 | 0 | 0 | 0 | 0 | 0 | 0 | 0 | 0 | 0 | 28800.7955 | 28657.4129 | 28514.8896 | 28373.2193 | 28232.3963 | 28092.4145 | 27953.268 | 27814.9511 | 27677.458 | 27540.7829 | 0 | 0 | 0 | 0 | 0 | 0 | 0 | 0 | 0 | 0 | 0 | 0 | 0 | 0 | 281657.5882 | 28800.7955 | 57458.2084 | 85973.098 | 114346.3173 | 142578.7136 | 170671.1281 | 198624.3961 | 226439.3472 | 254116.8053 | 281657.5882 | 281657.5882 | 281657.5882 | 281657.5882 | 281657.5882 | 281657.5882 | 281657.5882 | 281657.5882 | 281657.5882 | 281657.5882 | 281657.5882 | 281657.5882 | 281657.5882 | 281657.5882 | 281657.5882 | 0 | 0 | 0 | 0 | 0 | 0 | 0 | 0 | 0 | 0 | 0 | 0 | 0 | 0 | 0 | 0 | 0 | 0 | 0 | 0 | 0 | 0 | 0 | 0 | 0 | 0 | 0 | 0 | 0 | 0 | 0 | 0 | 0 | 0 | 0 | 0 | 0 | 0 | 0 | 0 | 0 | 0 | 0 | 0 | 0 | 0 | 0 | 0 | 0 | 0 | 0 | 0 | 0 | 0 | 0 | 0 | 0 | 0 | 0 | 0 | 0 | 4.0611 | 8.1019 | 12.1226 | 16.1234 | 20.1043 | 24.0655 | 28.007 | 31.9291 | 35.8317 | 39.7151 | 39.7151 | 39.7151 | 39.7151 | 39.7151 | 39.7151 | 39.7151 | 39.7151 | 39.7151 | 39.7151 | 39.7151 | 39.7151 | 39.7151 | 39.7151 | 39.7151 | 26446.8876 | 26315.2238 | 26184.3489 | 26054.2575 | 25924.944 | 25796.403 | 25668.6291 | 25541.6169 | 25415.3612 | 25289.8566 | 0 | 0 | 0 | 0 | 0 | 0 | 0 | 0 | 0 | 0 | 0 | 0 | 0 | 0 | 258637.5286 | 0 | 0 | 0 | 0 | 0 | 0 | 0 | 0 | 0 | 0 | 0 | 0 | 0 | 0 | 0 | 0 | 0 | 0 | 0 | 0 | 0.01557% | 4.4849 | 8.9476 | 13.388 | 17.8063 | 22.2028 | 26.5774 | 30.9303 | 35.2618 | 39.5718 | 43.8605 | 43.8605 | 43.8605 | 43.8605 | 43.8605 | 43.8605 | 43.8605 | 43.8605 | 43.8605 | 43.8605 | 43.8605 | 43.8605 | 43.8605 | 43.8605 | 43.8605
| ComDCVKitchenVentilation_PSE | M_Input | PSE Business Case: Ventilation | 2020 | Retro | 2022 | 2041 | PSE | Commercial | All Commercial | Gas | Per DCV - Kitchen - Single - Comm - 2 HP - GO | Per DCV - Kitchen - Single - Comm - 2 HP - GO | 1200 | DCV - Kitchen - Single - Comm - 2 HP - GO |  | 0 | 15 | 1848 | 0 |  | 0 | 0 | 0 | 0 | 0 | 0 | 0 | 244 |  | 0 | 0 | 0 | Ventilation | Ventilation | DCV Kitchen Ventilation | DCV Kitchen | CommVENT | 0.0141% | 79.93% | 79.93% | 0.076877 | 1.3905e-06 | 1.362% | 6.667% | 85% | 6.8% | 0.2% | 2588.9902 | 48.1888 | 263.7179 | 0 | 2176.7872 | 0 | 0 | 57.6933 | 2234.4805 |  | 0 | 0.85103 | 0 | 01. ($9,999.000) to $0.028 | 1 | 0.85103 | 09. $0.85 to $0.95 | 1 | 0 | 0 | 0 | 0 | 0 | 0 | 0 | 0 | 0 | 0 | 0 | 0 | 0 | 0 | 0 | 0 | 0 | 0 | 0 | 0 | 0 | 0 | 0 | 0 | 0 | 0 | 0 | 0 | 0 | 0 | 0 | 0 | 0 | 0 | 0 | 0 | 0 | 0 | 0 | 0 | 0 | 0 | 0 | 0 | 0 | 0 | 0 | 0 | 0 | 0 | 0 | 0 | 0 | 0 | 0 | 0 | 0 | 0 | 0 | 0 | 0 | 0 | 0 | 0 | 0 | 0 | 0 | 0 | 0 | 0 | 0 | 0 | 0 | 1.1707 | 1.1651 | 1.1595 | 1.154 | 1.1485 | 1.143 | 1.1375 | 1.1321 | 1.1267 | 1.1214 | 0 | 0 | 0 | 0 | 0 | 0 | 0 | 0 | 0 | 0 | 285.6554 | 284.286 | 282.9246 | 281.5712 | 280.2256 | 278.8878 | 277.5577 | 276.2354 | 274.9207 | 273.6136 | 0 | 0 | 0 | 0 | 0 | 0 | 0 | 0 | 0 | 0 | 2795.8779 | 285.6554 | 569.9414 | 852.866 | 1134.4372 | 1414.6627 | 1693.5505 | 1971.1082 | 2247.3436 | 2522.2643 | 2795.8779 | 2795.8779 | 2795.8779 | 2795.8779 | 2795.8779 | 2795.8779 | 2795.8779 | 2795.8779 | 2795.8779 | 2795.8779 | 2795.8779 | 0 | 0 | 0 | 0 | 0 | 0 | 0 | 0 | 0 | 0 | 0 | 0 | 0 | 0 | 0 | 0 | 0 | 0 | 0 | 0 | 0 | 0 | 0 | 0 | 0 | 0 | 0 | 0 | 0 | 0 | 0 | 0 | 0 | 0 | 0 | 0 | 0 | 0 | 0 | 0 | 0 | 0 | 0 | 0 | 0 | 0 | 0 | 0 | 0 | 2615.948 | 2603.4079 | 2590.9408 | 2578.5462 | 2566.2236 | 2553.9725 | 2541.7924 | 2529.6828 | 2517.6432 | 2505.6731 | 0 | 0 | 0 | 0 | 0 | 0 | 0 | 0 | 0 | 0 | 0.01557% | 0 | 0 | 0 | 0 | 0 | 0 | 0 | 0 | 0 | 0 | 0 | 0 | 0 | 0 | 0 | 0 | 0 | 0 | 0 | 0 | 0 | 0 | 0 | 0
| ComDCVKitchenVentilation_PSE | M_Input | PSE Business Case: Ventilation | 2020 | Retro | 2022 | 2041 | PSE | Commercial | All Commercial | Gas | Per DCV - Kitchen - Single - Comm - 3 HP - GO | Per DCV - Kitchen - Single - Comm - 3 HP - GO | 1800 | DCV - Kitchen - Single - Comm - 3 HP - GO |  | 0 | 15 | 2772 | 0 |  | 0 | 0 | 0 | 0 | 0 | 0 | 0 | 366 |  | 0 | 0 | 0 | Ventilation | Ventilation | DCV Kitchen Ventilation | DCV Kitchen | CommVENT | 0.0141% | 79.93% | 79.93% | 0.076877 | 1.3905e-06 | 1.362% | 6.667% | 85% | 6.8% | 0.2% | 3883.4852 | 72.2832 | 395.5768 | 0 | 3265.1807 | 0 | 0 | 86.54 | 3351.7207 |  | 0 | 0.85103 | 0 | 01. ($9,999.000) to $0.028 | 1 | 0.85103 | 09. $0.85 to $0.95 | 1 | 0 | 0 | 0 | 0 | 0 | 0 | 0 | 0 | 0 | 0 | 0 | 0 | 0 | 0 | 0 | 0 | 0 | 0 | 0 | 0 | 0 | 0 | 0 | 0 | 0 | 0 | 0 | 0 | 0 | 0 | 0 | 0 | 0 | 0 | 0 | 0 | 0 | 0 | 0 | 0 | 0 | 0 | 0 | 0 | 0 | 0 | 0 | 0 | 0 | 0 | 0 | 0 | 0 | 0 | 0 | 0 | 0 | 0 | 0 | 0 | 0 | 0 | 0 | 0 | 0 | 0 | 0 | 0 | 0 | 0 | 0 | 0 | 0 | 1.1707 | 1.1651 | 1.1595 | 1.154 | 1.1485 | 1.143 | 1.1375 | 1.1321 | 1.1267 | 1.1214 | 0 | 0 | 0 | 0 | 0 | 0 | 0 | 0 | 0 | 0 | 428.483 | 426.429 | 424.3869 | 422.3568 | 420.3383 | 418.3317 | 416.3366 | 414.3531 | 412.381 | 410.4204 | 0 | 0 | 0 | 0 | 0 | 0 | 0 | 0 | 0 | 0 | 4193.8169 | 428.483 | 854.912 | 1279.299 | 1701.6557 | 2121.9941 | 2540.3257 | 2956.6623 | 3371.0154 | 3783.3965 | 4193.8169 | 4193.8169 | 4193.8169 | 4193.8169 | 4193.8169 | 4193.8169 | 4193.8169 | 4193.8169 | 4193.8169 | 4193.8169 | 4193.8169 | 0 | 0 | 0 | 0 | 0 | 0 | 0 | 0 | 0 | 0 | 0 | 0 | 0 | 0 | 0 | 0 | 0 | 0 | 0 | 0 | 0 | 0 | 0 | 0 | 0 | 0 | 0 | 0 | 0 | 0 | 0 | 0 | 0 | 0 | 0 | 0 | 0 | 0 | 0 | 0 | 0 | 0 | 0 | 0 | 0 | 0 | 0 | 0 | 0 | 3923.922 | 3905.1119 | 3886.4113 | 3867.8193 | 3849.3354 | 3830.9587 | 3812.6885 | 3794.5241 | 3776.4648 | 3758.5097 | 0 | 0 | 0 | 0 | 0 | 0 | 0 | 0 | 0 | 0 | 0.01557% | 0 | 0 | 0 | 0 | 0 | 0 | 0 | 0 | 0 | 0 | 0 | 0 | 0 | 0 | 0 | 0 | 0 | 0 | 0 | 0 | 0 | 0 | 0 | 0
| ComDCVKitchenVentilation_PSE | M_Input | PSE Business Case: Ventilation | 2020 | Retro | 2022 | 2041 | PSE | Commercial | All Commercial | Gas | Per DCV - Kitchen - Single - Comm - 4 HP - GO | Per DCV - Kitchen - Single - Comm - 4 HP - GO | 2400 | DCV - Kitchen - Single - Comm - 4 HP - GO |  | 0 | 15 | 3696 | 0 |  | 0 | 0 | 0 | 0 | 0 | 0 | 0 | 488 |  | 0 | 0 | 0 | Ventilation | Ventilation | DCV Kitchen Ventilation | DCV Kitchen | CommVENT | 0.0141% | 79.93% | 79.93% | 0.076877 | 1.3905e-06 | 1.362% | 6.667% | 85% | 6.8% | 0.2% | 5177.9803 | 96.3776 | 527.4358 | 0 | 4353.5743 | 0 | 0 | 115.3867 | 4468.961 |  | 0 | 0.85103 | 0 | 01. ($9,999.000) to $0.028 | 1 | 0.85103 | 09. $0.85 to $0.95 | 1 | 0 | 0 | 0 | 0 | 0 | 0 | 0 | 0 | 0 | 0 | 0 | 0 | 0 | 0 | 0 | 0 | 0 | 0 | 0 | 0 | 0 | 0 | 0 | 0 | 0 | 0 | 0 | 0 | 0 | 0 | 0 | 0 | 0 | 0 | 0 | 0 | 0 | 0 | 0 | 0 | 0 | 0 | 0 | 0 | 0 | 0 | 0 | 0 | 0 | 0 | 0 | 0 | 0 | 0 | 0 | 0 | 0 | 0 | 0 | 0 | 0 | 0 | 0 | 0 | 0 | 0 | 0 | 0 | 0 | 0 | 0 | 0 | 0 | 1.1707 | 1.1651 | 1.1595 | 1.154 | 1.1485 | 1.143 | 1.1375 | 1.1321 | 1.1267 | 1.1214 | 0 | 0 | 0 | 0 | 0 | 0 | 0 | 0 | 0 | 0 | 571.3107 | 568.572 | 565.8493 | 563.1423 | 560.4511 | 557.7755 | 555.1155 | 552.4708 | 549.8414 | 547.2272 | 0 | 0 | 0 | 0 | 0 | 0 | 0 | 0 | 0 | 0 | 5591.7558 | 571.3107 | 1139.8827 | 1705.732 | 2268.8743 | 2829.3254 | 3387.101 | 3942.2164 | 4494.6872 | 5044.5286 | 5591.7558 | 5591.7558 | 5591.7558 | 5591.7558 | 5591.7558 | 5591.7558 | 5591.7558 | 5591.7558 | 5591.7558 | 5591.7558 | 5591.7558 | 0 | 0 | 0 | 0 | 0 | 0 | 0 | 0 | 0 | 0 | 0 | 0 | 0 | 0 | 0 | 0 | 0 | 0 | 0 | 0 | 0 | 0 | 0 | 0 | 0 | 0 | 0 | 0 | 0 | 0 | 0 | 0 | 0 | 0 | 0 | 0 | 0 | 0 | 0 | 0 | 0 | 0 | 0 | 0 | 0 | 0 | 0 | 0 | 0 | 5231.896 | 5206.8158 | 5181.8817 | 5157.0925 | 5132.4472 | 5107.945 | 5083.5847 | 5059.3655 | 5035.2863 | 5011.3463 | 0 | 0 | 0 | 0 | 0 | 0 | 0 | 0 | 0 | 0 | 0.01557% | 0 | 0 | 0 | 0 | 0 | 0 | 0 | 0 | 0 | 0 | 0 | 0 | 0 | 0 | 0 | 0 | 0 | 0 | 0 | 0 | 0 | 0 | 0 | 0
| ComDCVKitchenVentilation_PSE | M_Input | PSE Business Case: Ventilation | 2020 | Retro | 2022 | 2041 | PSE | Commercial | All Commercial | Gas | Per DCV - Kitchen - Single - Comm - 5 HP - GO | Per DCV - Kitchen - Single - Comm - 5 HP - GO | 3000 | DCV - Kitchen - Single - Comm - 5 HP - GO |  | 0 | 15 | 4620 | 0 |  | 0 | 0 | 0 | 0 | 0 | 0 | 0 | 610 |  | 0 | 0 | 0 | Ventilation | Ventilation | DCV Kitchen Ventilation | DCV Kitchen | CommVENT | 0.0141% | 79.93% | 79.93% | 0.076877 | 1.3905e-06 | 1.362% | 6.667% | 85% | 6.8% | 0.2% | 6472.4754 | 120.4719 | 659.2947 | 0 | 5441.9679 | 0 | 0 | 144.2333 | 5586.2012 |  | 0 | 0.85103 | 0 | 01. ($9,999.000) to $0.028 | 1 | 0.85103 | 09. $0.85 to $0.95 | 1 | 0 | 0 | 0 | 0 | 0 | 0 | 0 | 0 | 0 | 0 | 0 | 0 | 0 | 0 | 0 | 0 | 0 | 0 | 0 | 0 | 0 | 0 | 0 | 0 | 0 | 0 | 0 | 0 | 0 | 0 | 0 | 0 | 0 | 0 | 0 | 0 | 0 | 0 | 0 | 0 | 0 | 0 | 0 | 0 | 0 | 0 | 0 | 0 | 0 | 0 | 0 | 0 | 0 | 0 | 0 | 0 | 0 | 0 | 0 | 0 | 0 | 0 | 0 | 0 | 0 | 0 | 0 | 0 | 0 | 0 | 0 | 0 | 0 | 1.1707 | 1.1651 | 1.1595 | 1.154 | 1.1485 | 1.143 | 1.1375 | 1.1321 | 1.1267 | 1.1214 | 0 | 0 | 0 | 0 | 0 | 0 | 0 | 0 | 0 | 0 | 714.1384 | 710.715 | 707.3116 | 703.9279 | 700.5639 | 697.2194 | 693.8943 | 690.5885 | 687.3017 | 684.034 | 0 | 0 | 0 | 0 | 0 | 0 | 0 | 0 | 0 | 0 | 6989.6948 | 714.1384 | 1424.8534 | 2132.165 | 2836.0929 | 3536.6568 | 4233.8762 | 4927.7706 | 5618.359 | 6305.6608 | 6989.6948 | 6989.6948 | 6989.6948 | 6989.6948 | 6989.6948 | 6989.6948 | 6989.6948 | 6989.6948 | 6989.6948 | 6989.6948 | 6989.6948 | 0 | 0 | 0 | 0 | 0 | 0 | 0 | 0 | 0 | 0 | 0 | 0 | 0 | 0 | 0 | 0 | 0 | 0 | 0 | 0 | 0 | 0 | 0 | 0 | 0 | 0 | 0 | 0 | 0 | 0 | 0 | 0 | 0 | 0 | 0 | 0 | 0 | 0 | 0 | 0 | 0 | 0 | 0 | 0 | 0 | 0 | 0 | 0 | 0 | 6539.87 | 6508.5198 | 6477.3521 | 6446.3656 | 6415.559 | 6384.9312 | 6354.4809 | 6324.2069 | 6294.1079 | 6264.1828 | 0 | 0 | 0 | 0 | 0 | 0 | 0 | 0 | 0 | 0 | 0.01557% | 0 | 0 | 0 | 0 | 0 | 0 | 0 | 0 | 0 | 0 | 0 | 0 | 0 | 0 | 0 | 0 | 0 | 0 | 0 | 0 | 0 | 0 | 0 | 0
| ComDCVKitchenVentilation_PSE | M_Input | PSE Business Case: Ventilation | 2020 | Retro | 2022 | 2041 | PSE | Commercial | All Commercial | Gas | Per DCV - Kitchen - Single - Comm - 6 HP - GO | Per DCV - Kitchen - Single - Comm - 6 HP - GO | 3600 | DCV - Kitchen - Single - Comm - 6 HP - GO |  | 0 | 15 | 5544 | 0 |  | 0 | 0 | 0 | 0 | 0 | 0 | 0 | 732 |  | 0 | 0 | 0 | Ventilation | Ventilation | DCV Kitchen Ventilation | DCV Kitchen | CommVENT | 0.0141% | 79.93% | 79.93% | 0.076877 | 1.3905e-06 | 1.362% | 6.667% | 85% | 6.8% | 0.2% | 7766.9705 | 144.5663 | 791.1537 | 0 | 6530.3615 | 0 | 0 | 173.08 | 6703.4415 |  | 0 | 0.85103 | 0 | 01. ($9,999.000) to $0.028 | 1 | 0.85103 | 09. $0.85 to $0.95 | 1 | 0 | 0 | 0 | 0 | 0 | 0 | 0 | 0 | 0 | 0 | 0 | 0 | 0 | 0 | 0 | 0 | 0 | 0 | 0 | 0 | 0 | 0 | 0 | 0 | 0 | 0 | 0 | 0 | 0 | 0 | 0 | 0 | 0 | 0 | 0 | 0 | 0 | 0 | 0 | 0 | 0 | 0 | 0 | 0 | 0 | 0 | 0 | 0 | 0 | 0 | 0 | 0 | 0 | 0 | 0 | 0 | 0 | 0 | 0 | 0 | 0 | 0 | 0 | 0 | 0 | 0 | 0 | 0 | 0 | 0 | 0 | 0 | 0 | 1.1707 | 1.1651 | 1.1595 | 1.154 | 1.1485 | 1.143 | 1.1375 | 1.1321 | 1.1267 | 1.1214 | 0 | 0 | 0 | 0 | 0 | 0 | 0 | 0 | 0 | 0 | 856.9661 | 852.858 | 848.7739 | 844.7135 | 840.6767 | 836.6633 | 832.6732 | 828.7062 | 824.7621 | 820.8408 | 0 | 0 | 0 | 0 | 0 | 0 | 0 | 0 | 0 | 0 | 8387.6337 | 856.9661 | 1709.8241 | 2558.598 | 3403.3115 | 4243.9882 | 5080.6515 | 5913.3247 | 6742.0308 | 7566.7929 | 8387.6337 | 8387.6337 | 8387.6337 | 8387.6337 | 8387.6337 | 8387.6337 | 8387.6337 | 8387.6337 | 8387.6337 | 8387.6337 | 8387.6337 | 0 | 0 | 0 | 0 | 0 | 0 | 0 | 0 | 0 | 0 | 0 | 0 | 0 | 0 | 0 | 0 | 0 | 0 | 0 | 0 | 0 | 0 | 0 | 0 | 0 | 0 | 0 | 0 | 0 | 0 | 0 | 0 | 0 | 0 | 0 | 0 | 0 | 0 | 0 | 0 | 0 | 0 | 0 | 0 | 0 | 0 | 0 | 0 | 0 | 7847.844 | 7810.2238 | 7772.8225 | 7735.6387 | 7698.6708 | 7661.9175 | 7625.3771 | 7589.0483 | 7552.9295 | 7517.0194 | 0 | 0 | 0 | 0 | 0 | 0 | 0 | 0 | 0 | 0 | 0.01557% | 0 | 0 | 0 | 0 | 0 | 0 | 0 | 0 | 0 | 0 | 0 | 0 | 0 | 0 | 0 | 0 | 0 | 0 | 0 | 0 | 0 | 0 | 0 | 0
| ComDCVKitchenVentilation_PSE | M_Input | PSE Business Case: Ventilation | 2020 | Retro | 2022 | 2041 | PSE | Commercial | All Commercial | Gas | Per DCV - Kitchen - Single - Comm - 7 HP - GO | Per DCV - Kitchen - Single - Comm - 7 HP - GO | 4200 | DCV - Kitchen - Single - Comm - 7 HP - GO |  | 0 | 15 | 6468 | 0 |  | 0 | 0 | 0 | 0 | 0 | 0 | 0 | 854 |  | 0 | 0 | 0 | Ventilation | Ventilation | DCV Kitchen Ventilation | DCV Kitchen | CommVENT | 0.0141% | 79.93% | 79.93% | 0.076877 | 1.3905e-06 | 1.362% | 6.667% | 85% | 6.8% | 0.2% | 9061.4655 | 168.6607 | 923.0126 | 0 | 7618.7551 | 0 | 0 | 201.9267 | 7820.6817 |  | 0 | 0.85103 | 0 | 01. ($9,999.000) to $0.028 | 1 | 0.85103 | 09. $0.85 to $0.95 | 1 | 0 | 0 | 0 | 0 | 0 | 0 | 0 | 0 | 0 | 0 | 0 | 0 | 0 | 0 | 0 | 0 | 0 | 0 | 0 | 0 | 0 | 0 | 0 | 0 | 0 | 0 | 0 | 0 | 0 | 0 | 0 | 0 | 0 | 0 | 0 | 0 | 0 | 0 | 0 | 0 | 0 | 0 | 0 | 0 | 0 | 0 | 0 | 0 | 0 | 0 | 0 | 0 | 0 | 0 | 0 | 0 | 0 | 0 | 0 | 0 | 0 | 0 | 0 | 0 | 0 | 0 | 0 | 0 | 0 | 0 | 0 | 0 | 0 | 1.1707 | 1.1651 | 1.1595 | 1.154 | 1.1485 | 1.143 | 1.1375 | 1.1321 | 1.1267 | 1.1214 | 0 | 0 | 0 | 0 | 0 | 0 | 0 | 0 | 0 | 0 | 999.7937 | 995.001 | 990.2362 | 985.4991 | 980.7895 | 976.1072 | 971.4521 | 966.8239 | 962.2224 | 957.6476 | 0 | 0 | 0 | 0 | 0 | 0 | 0 | 0 | 0 | 0 | 9785.5727 | 999.7937 | 1994.7947 | 2985.0309 | 3970.53 | 4951.3195 | 5927.4267 | 6898.8788 | 7865.7026 | 8827.9251 | 9785.5727 | 9785.5727 | 9785.5727 | 9785.5727 | 9785.5727 | 9785.5727 | 9785.5727 | 9785.5727 | 9785.5727 | 9785.5727 | 9785.5727 | 0 | 0 | 0 | 0 | 0 | 0 | 0 | 0 | 0 | 0 | 0 | 0 | 0 | 0 | 0 | 0 | 0 | 0 | 0 | 0 | 0 | 0 | 0 | 0 | 0 | 0 | 0 | 0 | 0 | 0 | 0 | 0 | 0 | 0 | 0 | 0 | 0 | 0 | 0 | 0 | 0 | 0 | 0 | 0 | 0 | 0 | 0 | 0 | 0 | 9155.818 | 9111.9277 | 9068.2929 | 9024.9118 | 8981.7827 | 8938.9037 | 8896.2733 | 8853.8896 | 8811.7511 | 8769.856 | 0 | 0 | 0 | 0 | 0 | 0 | 0 | 0 | 0 | 0 | 0.01557% | 0 | 0 | 0 | 0 | 0 | 0 | 0 | 0 | 0 | 0 | 0 | 0 | 0 | 0 | 0 | 0 | 0 | 0 | 0 | 0 | 0 | 0 | 0 | 0
| ComDCVKitchenVentilation_PSE | M_Input | PSE Business Case: Ventilation | 2020 | Retro | 2022 | 2041 | PSE | Commercial | All Commercial | Gas | Per DCV - Kitchen - Single - Comm - 8 HP - GO | Per DCV - Kitchen - Single - Comm - 8 HP - GO | 4800 | DCV - Kitchen - Single - Comm - 8 HP - GO |  | 0 | 15 | 7392 | 0 |  | 0 | 0 | 0 | 0 | 0 | 0 | 0 | 976 |  | 0 | 0 | 0 | Ventilation | Ventilation | DCV Kitchen Ventilation | DCV Kitchen | CommVENT | 0.0141% | 79.93% | 79.93% | 0.076877 | 1.3905e-06 | 1.362% | 6.667% | 85% | 6.8% | 0.2% | 10355.9606 | 192.7551 | 1054.8716 | 0 | 8707.1487 | 0 | 0 | 230.7733 | 8937.922 |  | 0 | 0.85103 | 0 | 01. ($9,999.000) to $0.028 | 1 | 0.85103 | 09. $0.85 to $0.95 | 1 | 0 | 0 | 0 | 0 | 0 | 0 | 0 | 0 | 0 | 0 | 0 | 0 | 0 | 0 | 0 | 0 | 0 | 0 | 0 | 0 | 0 | 0 | 0 | 0 | 0 | 0 | 0 | 0 | 0 | 0 | 0 | 0 | 0 | 0 | 0 | 0 | 0 | 0 | 0 | 0 | 0 | 0 | 0 | 0 | 0 | 0 | 0 | 0 | 0 | 0 | 0 | 0 | 0 | 0 | 0 | 0 | 0 | 0 | 0 | 0 | 0 | 0 | 0 | 0 | 0 | 0 | 0 | 0 | 0 | 0 | 0 | 0 | 0 | 1.1707 | 1.1651 | 1.1595 | 1.154 | 1.1485 | 1.143 | 1.1375 | 1.1321 | 1.1267 | 1.1214 | 0 | 0 | 0 | 0 | 0 | 0 | 0 | 0 | 0 | 0 | 1142.6214 | 1137.144 | 1131.6985 | 1126.2847 | 1120.9023 | 1115.5511 | 1110.2309 | 1104.9416 | 1099.6828 | 1094.4544 | 0 | 0 | 0 | 0 | 0 | 0 | 0 | 0 | 0 | 0 | 11183.5116 | 1142.6214 | 2279.7654 | 3411.4639 | 4537.7486 | 5658.6509 | 6774.202 | 7884.4329 | 8989.3745 | 10089.0572 | 11183.5116 | 11183.5116 | 11183.5116 | 11183.5116 | 11183.5116 | 11183.5116 | 11183.5116 | 11183.5116 | 11183.5116 | 11183.5116 | 11183.5116 | 0 | 0 | 0 | 0 | 0 | 0 | 0 | 0 | 0 | 0 | 0 | 0 | 0 | 0 | 0 | 0 | 0 | 0 | 0 | 0 | 0 | 0 | 0 | 0 | 0 | 0 | 0 | 0 | 0 | 0 | 0 | 0 | 0 | 0 | 0 | 0 | 0 | 0 | 0 | 0 | 0 | 0 | 0 | 0 | 0 | 0 | 0 | 0 | 0 | 10463.792 | 10413.6317 | 10363.7633 | 10314.1849 | 10264.8945 | 10215.89 | 10167.1695 | 10118.731 | 10070.5727 | 10022.6926 | 0 | 0 | 0 | 0 | 0 | 0 | 0 | 0 | 0 | 0 | 0.01557% | 0 | 0 | 0 | 0 | 0 | 0 | 0 | 0 | 0 | 0 | 0 | 0 | 0 | 0 | 0 | 0 | 0 | 0 | 0 | 0 | 0 | 0 | 0 | 0
| ComDCVKitchenVentilation_PSE | M_Input | PSE Business Case: Ventilation | 2020 | Retro | 2022 | 2041 | PSE | Commercial | All Commercial | Gas | Per DCV - Kitchen - Single - Comm - 9 HP - GO | Per DCV - Kitchen - Single - Comm - 9 HP - GO | 5400 | DCV - Kitchen - Single - Comm - 9 HP - GO |  | 0 | 15 | 8316 | 0 |  | 0 | 0 | 0 | 0 | 0 | 0 | 0 | 1098 |  | 0 | 0 | 0 | Ventilation | Ventilation | DCV Kitchen Ventilation | DCV Kitchen | CommVENT | 0.0141% | 79.93% | 79.93% | 0.076877 | 1.3905e-06 | 1.362% | 6.667% | 85% | 6.8% | 0.2% | 11650.4557 | 216.8495 | 1186.7305 | 0 | 9795.5422 | 0 | 0 | 259.62 | 10055.1622 |  | 0 | 0.85103 | 0 | 01. ($9,999.000) to $0.028 | 1 | 0.85103 | 09. $0.85 to $0.95 | 1 | 0 | 0 | 0 | 0 | 0 | 0 | 0 | 0 | 0 | 0 | 0 | 0 | 0 | 0 | 0 | 0 | 0 | 0 | 0 | 0 | 0 | 0 | 0 | 0 | 0 | 0 | 0 | 0 | 0 | 0 | 0 | 0 | 0 | 0 | 0 | 0 | 0 | 0 | 0 | 0 | 0 | 0 | 0 | 0 | 0 | 0 | 0 | 0 | 0 | 0 | 0 | 0 | 0 | 0 | 0 | 0 | 0 | 0 | 0 | 0 | 0 | 0 | 0 | 0 | 0 | 0 | 0 | 0 | 0 | 0 | 0 | 0 | 0 | 1.1707 | 1.1651 | 1.1595 | 1.154 | 1.1485 | 1.143 | 1.1375 | 1.1321 | 1.1267 | 1.1214 | 0 | 0 | 0 | 0 | 0 | 0 | 0 | 0 | 0 | 0 | 1285.4491 | 1279.287 | 1273.1608 | 1267.0703 | 1261.015 | 1254.995 | 1249.0098 | 1243.0593 | 1237.1431 | 1231.2612 | 0 | 0 | 0 | 0 | 0 | 0 | 0 | 0 | 0 | 0 | 12581.4506 | 1285.4491 | 2564.7361 | 3837.8969 | 5104.9672 | 6365.9822 | 7620.9772 | 8869.987 | 10113.0463 | 11350.1894 | 12581.4506 | 12581.4506 | 12581.4506 | 12581.4506 | 12581.4506 | 12581.4506 | 12581.4506 | 12581.4506 | 12581.4506 | 12581.4506 | 12581.4506 | 0 | 0 | 0 | 0 | 0 | 0 | 0 | 0 | 0 | 0 | 0 | 0 | 0 | 0 | 0 | 0 | 0 | 0 | 0 | 0 | 0 | 0 | 0 | 0 | 0 | 0 | 0 | 0 | 0 | 0 | 0 | 0 | 0 | 0 | 0 | 0 | 0 | 0 | 0 | 0 | 0 | 0 | 0 | 0 | 0 | 0 | 0 | 0 | 0 | 11771.766 | 11715.3357 | 11659.2338 | 11603.458 | 11548.0063 | 11492.8762 | 11438.0656 | 11383.5724 | 11329.3943 | 11275.5291 | 0 | 0 | 0 | 0 | 0 | 0 | 0 | 0 | 0 | 0 | 0.01557% | 0 | 0 | 0 | 0 | 0 | 0 | 0 | 0 | 0 | 0 | 0 | 0 | 0 | 0 | 0 | 0 | 0 | 0 | 0 | 0 | 0 | 0 | 0 | 0
| ComDCVKitchenVentilation_PSE | M_Input | PSE Business Case: Ventilation | 2020 | Retro | 2022 | 2041 | PSE | Commercial | All Commercial | Gas | Per DCV - Kitchen - Single - Comm - 10 HP - GO | Per DCV - Kitchen - Single - Comm - 10 HP - GO | 6000 | DCV - Kitchen - Single - Comm - 10 HP - GO |  | 0 | 15 | 9240 | 0 |  | 0 | 0 | 0 | 0 | 0 | 0 | 0 | 1220 |  | 0 | 0 | 0 | Ventilation | Ventilation | DCV Kitchen Ventilation | DCV Kitchen | CommVENT | 0.0141% | 79.93% | 79.93% | 0.076877 | 1.3905e-06 | 1.362% | 6.667% | 85% | 6.8% | 0.2% | 12944.9508 | 240.9439 | 1318.5895 | 0 | 10883.9358 | 0 | 0 | 288.4667 | 11172.4025 |  | 0 | 0.85103 | 0 | 01. ($9,999.000) to $0.028 | 1 | 0.85103 | 09. $0.85 to $0.95 | 1 | 0 | 0 | 0 | 0 | 0 | 0 | 0 | 0 | 0 | 0 | 0 | 0 | 0 | 0 | 0 | 0 | 0 | 0 | 0 | 0 | 0 | 0 | 0 | 0 | 0 | 0 | 0 | 0 | 0 | 0 | 0 | 0 | 0 | 0 | 0 | 0 | 0 | 0 | 0 | 0 | 0 | 0 | 0 | 0 | 0 | 0 | 0 | 0 | 0 | 0 | 0 | 0 | 0 | 0 | 0 | 0 | 0 | 0 | 0 | 0 | 0 | 0 | 0 | 0 | 0 | 0 | 0 | 0 | 0 | 0 | 0 | 0 | 0 | 1.1707 | 1.1651 | 1.1595 | 1.154 | 1.1485 | 1.143 | 1.1375 | 1.1321 | 1.1267 | 1.1214 | 0 | 0 | 0 | 0 | 0 | 0 | 0 | 0 | 0 | 0 | 1428.2768 | 1421.43 | 1414.6231 | 1407.8558 | 1401.1278 | 1394.4389 | 1387.7887 | 1381.177 | 1374.6035 | 1368.068 | 0 | 0 | 0 | 0 | 0 | 0 | 0 | 0 | 0 | 0 | 13979.3895 | 1428.2768 | 2849.7068 | 4264.3299 | 5672.1858 | 7073.3136 | 8467.7525 | 9855.5411 | 11236.7181 | 12611.3215 | 13979.3895 | 13979.3895 | 13979.3895 | 13979.3895 | 13979.3895 | 13979.3895 | 13979.3895 | 13979.3895 | 13979.3895 | 13979.3895 | 13979.3895 | 0 | 0 | 0 | 0 | 0 | 0 | 0 | 0 | 0 | 0 | 0 | 0 | 0 | 0 | 0 | 0 | 0 | 0 | 0 | 0 | 0 | 0 | 0 | 0 | 0 | 0 | 0 | 0 | 0 | 0 | 0 | 0 | 0 | 0 | 0 | 0 | 0 | 0 | 0 | 0 | 0 | 0 | 0 | 0 | 0 | 0 | 0 | 0 | 0 | 13079.74 | 13017.0396 | 12954.7042 | 12892.7312 | 12831.1181 | 12769.8625 | 12708.9618 | 12648.4138 | 12588.2159 | 12528.3657 | 0 | 0 | 0 | 0 | 0 | 0 | 0 | 0 | 0 | 0 | 0.01557% | 0 | 0 | 0 | 0 | 0 | 0 | 0 | 0 | 0 | 0 | 0 | 0 | 0 | 0 | 0 | 0 | 0 | 0 | 0 | 0 | 0 | 0 | 0 | 0
| ComDCVKitchenVentilation_PSE | M_Input | PSE Business Case: Ventilation | 2020 | Retro | 2022 | 2041 | PSE | Commercial | All Commercial | Gas | Per DCV - Kitchen - Single - Comm - 11 HP - GO | Per DCV - Kitchen - Single - Comm - 11 HP - GO | 6600 | DCV - Kitchen - Single - Comm - 11 HP - GO |  | 0 | 15 | 10164 | 0 |  | 0 | 0 | 0 | 0 | 0 | 0 | 0 | 1342 |  | 0 | 0 | 0 | Ventilation | Ventilation | DCV Kitchen Ventilation | DCV Kitchen | CommVENT | 0.0141% | 79.93% | 79.93% | 0.076877 | 1.3905e-06 | 1.362% | 6.667% | 85% | 6.8% | 0.2% | 14239.4459 | 265.0383 | 1450.4484 | 0 | 11972.3294 | 0 | 0 | 317.3133 | 12289.6427 |  | 0 | 0.85103 | 0 | 01. ($9,999.000) to $0.028 | 1 | 0.85103 | 09. $0.85 to $0.95 | 1 | 0 | 0 | 0 | 0 | 0 | 0 | 0 | 0 | 0 | 0 | 0 | 0 | 0 | 0 | 0 | 0 | 0 | 0 | 0 | 0 | 0 | 0 | 0 | 0 | 0 | 0 | 0 | 0 | 0 | 0 | 0 | 0 | 0 | 0 | 0 | 0 | 0 | 0 | 0 | 0 | 0 | 0 | 0 | 0 | 0 | 0 | 0 | 0 | 0 | 0 | 0 | 0 | 0 | 0 | 0 | 0 | 0 | 0 | 0 | 0 | 0 | 0 | 0 | 0 | 0 | 0 | 0 | 0 | 0 | 0 | 0 | 0 | 0 | 1.1707 | 1.1651 | 1.1595 | 1.154 | 1.1485 | 1.143 | 1.1375 | 1.1321 | 1.1267 | 1.1214 | 0 | 0 | 0 | 0 | 0 | 0 | 0 | 0 | 0 | 0 | 1571.1044 | 1563.573 | 1556.0855 | 1548.6414 | 1541.2406 | 1533.8827 | 1526.5675 | 1519.2946 | 1512.0638 | 1504.8748 | 0 | 0 | 0 | 0 | 0 | 0 | 0 | 0 | 0 | 0 | 15377.3285 | 1571.1044 | 3134.6775 | 4690.7629 | 6239.4043 | 7780.645 | 9314.5277 | 10841.0952 | 12360.3899 | 13872.4537 | 15377.3285 | 15377.3285 | 15377.3285 | 15377.3285 | 15377.3285 | 15377.3285 | 15377.3285 | 15377.3285 | 15377.3285 | 15377.3285 | 15377.3285 | 0 | 0 | 0 | 0 | 0 | 0 | 0 | 0 | 0 | 0 | 0 | 0 | 0 | 0 | 0 | 0 | 0 | 0 | 0 | 0 | 0 | 0 | 0 | 0 | 0 | 0 | 0 | 0 | 0 | 0 | 0 | 0 | 0 | 0 | 0 | 0 | 0 | 0 | 0 | 0 | 0 | 0 | 0 | 0 | 0 | 0 | 0 | 0 | 0 | 14387.714 | 14318.7436 | 14250.1746 | 14182.0043 | 14114.2299 | 14046.8487 | 13979.858 | 13913.2551 | 13847.0374 | 13781.2023 | 0 | 0 | 0 | 0 | 0 | 0 | 0 | 0 | 0 | 0 | 0.01557% | 0 | 0 | 0 | 0 | 0 | 0 | 0 | 0 | 0 | 0 | 0 | 0 | 0 | 0 | 0 | 0 | 0 | 0 | 0 | 0 | 0 | 0 | 0 | 0
| ComDCVKitchenVentilation_PSE | M_Input | PSE Business Case: Ventilation | 2020 | Retro | 2022 | 2041 | PSE | Commercial | All Commercial | Gas | Per DCV - Kitchen - Single - Comm - 12 HP - GO | Per DCV - Kitchen - Single - Comm - 12 HP - GO | 7200 | DCV - Kitchen - Single - Comm - 12 HP - GO |  | 0 | 15 | 11088 | 0 |  | 0 | 0 | 0 | 0 | 0 | 0 | 0 | 1464 |  | 0 | 0 | 0 | Ventilation | Ventilation | DCV Kitchen Ventilation | DCV Kitchen | CommVENT | 0.0141% | 79.93% | 79.93% | 0.076877 | 1.3905e-06 | 1.362% | 6.667% | 85% | 6.8% | 0.2% | 15533.9409 | 289.1327 | 1582.3074 | 0 | 13060.723 | 0 | 0 | 346.16 | 13406.883 |  | 0 | 0.85103 | 0 | 01. ($9,999.000) to $0.028 | 1 | 0.85103 | 09. $0.85 to $0.95 | 1 | 0 | 0 | 0 | 0 | 0 | 0 | 0 | 0 | 0 | 0 | 0 | 0 | 0 | 0 | 0 | 0 | 0 | 0 | 0 | 0 | 0 | 0 | 0 | 0 | 0 | 0 | 0 | 0 | 0 | 0 | 0 | 0 | 0 | 0 | 0 | 0 | 0 | 0 | 0 | 0 | 0 | 0 | 0 | 0 | 0 | 0 | 0 | 0 | 0 | 0 | 0 | 0 | 0 | 0 | 0 | 0 | 0 | 0 | 0 | 0 | 0 | 0 | 0 | 0 | 0 | 0 | 0 | 0 | 0 | 0 | 0 | 0 | 0 | 1.1707 | 1.1651 | 1.1595 | 1.154 | 1.1485 | 1.143 | 1.1375 | 1.1321 | 1.1267 | 1.1214 | 0 | 0 | 0 | 0 | 0 | 0 | 0 | 0 | 0 | 0 | 1713.9321 | 1705.716 | 1697.5478 | 1689.427 | 1681.3534 | 1673.3266 | 1665.3464 | 1657.4123 | 1649.5242 | 1641.6816 | 0 | 0 | 0 | 0 | 0 | 0 | 0 | 0 | 0 | 0 | 16775.2674 | 1713.9321 | 3419.6481 | 5117.1959 | 6806.6229 | 8487.9763 | 10161.3029 | 11826.6493 | 13484.0617 | 15133.5859 | 16775.2674 | 16775.2674 | 16775.2674 | 16775.2674 | 16775.2674 | 16775.2674 | 16775.2674 | 16775.2674 | 16775.2674 | 16775.2674 | 16775.2674 | 0 | 0 | 0 | 0 | 0 | 0 | 0 | 0 | 0 | 0 | 0 | 0 | 0 | 0 | 0 | 0 | 0 | 0 | 0 | 0 | 0 | 0 | 0 | 0 | 0 | 0 | 0 | 0 | 0 | 0 | 0 | 0 | 0 | 0 | 0 | 0 | 0 | 0 | 0 | 0 | 0 | 0 | 0 | 0 | 0 | 0 | 0 | 0 | 0 | 15695.688 | 15620.4475 | 15545.645 | 15471.2774 | 15397.3417 | 15323.8349 | 15250.7542 | 15178.0965 | 15105.859 | 15034.0388 | 0 | 0 | 0 | 0 | 0 | 0 | 0 | 0 | 0 | 0 | 0.01557% | 0 | 0 | 0 | 0 | 0 | 0 | 0 | 0 | 0 | 0 | 0 | 0 | 0 | 0 | 0 | 0 | 0 | 0 | 0 | 0 | 0 | 0 | 0 | 0
| ComDCVKitchenVentilation_PSE | M_Input | PSE Business Case: Ventilation | 2020 | Retro | 2022 | 2041 | PSE | Commercial | All Commercial | Gas | Per DCV - Kitchen - Single - Comm - 13 HP - GO | Per DCV - Kitchen - Single - Comm - 13 HP - GO | 7800 | DCV - Kitchen - Single - Comm - 13 HP - GO |  | 0 | 15 | 12012 | 0 |  | 0 | 0 | 0 | 0 | 0 | 0 | 0 | 1586 |  | 0 | 0 | 0 | Ventilation | Ventilation | DCV Kitchen Ventilation | DCV Kitchen | CommVENT | 0.0141% | 79.93% | 79.93% | 0.076877 | 1.3905e-06 | 1.362% | 6.667% | 85% | 6.8% | 0.2% | 16828.436 | 313.227 | 1714.1663 | 0 | 14149.1166 | 0 | 0 | 375.0066 | 14524.1232 |  | 0 | 0.85103 | 0 | 01. ($9,999.000) to $0.028 | 1 | 0.85103 | 09. $0.85 to $0.95 | 1 | 0 | 0 | 0 | 0 | 0 | 0 | 0 | 0 | 0 | 0 | 0 | 0 | 0 | 0 | 0 | 0 | 0 | 0 | 0 | 0 | 0 | 0 | 0 | 0 | 0 | 0 | 0 | 0 | 0 | 0 | 0 | 0 | 0 | 0 | 0 | 0 | 0 | 0 | 0 | 0 | 0 | 0 | 0 | 0 | 0 | 0 | 0 | 0 | 0 | 0 | 0 | 0 | 0 | 0 | 0 | 0 | 0 | 0 | 0 | 0 | 0 | 0 | 0 | 0 | 0 | 0 | 0 | 0 | 0 | 0 | 0 | 0 | 0 | 1.1707 | 1.1651 | 1.1595 | 1.154 | 1.1485 | 1.143 | 1.1375 | 1.1321 | 1.1267 | 1.1214 | 0 | 0 | 0 | 0 | 0 | 0 | 0 | 0 | 0 | 0 | 1856.7598 | 1847.859 | 1839.0101 | 1830.2126 | 1821.4662 | 1812.7705 | 1804.1253 | 1795.53 | 1786.9845 | 1778.4884 | 0 | 0 | 0 | 0 | 0 | 0 | 0 | 0 | 0 | 0 | 18173.2064 | 1856.7598 | 3704.6188 | 5543.6289 | 7373.8415 | 9195.3077 | 11008.0782 | 12812.2034 | 14607.7335 | 16394.718 | 18173.2064 | 18173.2064 | 18173.2064 | 18173.2064 | 18173.2064 | 18173.2064 | 18173.2064 | 18173.2064 | 18173.2064 | 18173.2064 | 18173.2064 | 0 | 0 | 0 | 0 | 0 | 0 | 0 | 0 | 0 | 0 | 0 | 0 | 0 | 0 | 0 | 0 | 0 | 0 | 0 | 0 | 0 | 0 | 0 | 0 | 0 | 0 | 0 | 0 | 0 | 0 | 0 | 0 | 0 | 0 | 0 | 0 | 0 | 0 | 0 | 0 | 0 | 0 | 0 | 0 | 0 | 0 | 0 | 0 | 0 | 17003.662 | 16922.1515 | 16841.1154 | 16760.5505 | 16680.4535 | 16600.8212 | 16521.6504 | 16442.9379 | 16364.6806 | 16286.8754 | 0 | 0 | 0 | 0 | 0 | 0 | 0 | 0 | 0 | 0 | 0.01557% | 0 | 0 | 0 | 0 | 0 | 0 | 0 | 0 | 0 | 0 | 0 | 0 | 0 | 0 | 0 | 0 | 0 | 0 | 0 | 0 | 0 | 0 | 0 | 0
| ComDCVKitchenVentilation_PSE | M_Input | PSE Business Case: Ventilation | 2020 | Retro | 2022 | 2041 | PSE | Commercial | All Commercial | Gas | Per DCV - Kitchen - Single - Comm - 14 HP - GO | Per DCV - Kitchen - Single - Comm - 14 HP - GO | 8400 | DCV - Kitchen - Single - Comm - 14 HP - GO |  | 0 | 15 | 12936 | 0 |  | 0 | 0 | 0 | 0 | 0 | 0 | 0 | 1708 |  | 0 | 0 | 0 | Ventilation | Ventilation | DCV Kitchen Ventilation | DCV Kitchen | CommVENT | 0.0141% | 79.93% | 79.93% | 0.076877 | 1.3905e-06 | 1.362% | 6.667% | 85% | 6.8% | 0.2% | 18122.9311 | 337.3214 | 1846.0253 | 0 | 15237.5101 | 0 | 0 | 403.8533 | 15641.3635 |  | 0 | 0.85103 | 0 | 01. ($9,999.000) to $0.028 | 1 | 0.85103 | 09. $0.85 to $0.95 | 1 | 0 | 0 | 0 | 0 | 0 | 0 | 0 | 0 | 0 | 0 | 0 | 0 | 0 | 0 | 0 | 0 | 0 | 0 | 0 | 0 | 0 | 0 | 0 | 0 | 0 | 0 | 0 | 0 | 0 | 0 | 0 | 0 | 0 | 0 | 0 | 0 | 0 | 0 | 0 | 0 | 0 | 0 | 0 | 0 | 0 | 0 | 0 | 0 | 0 | 0 | 0 | 0 | 0 | 0 | 0 | 0 | 0 | 0 | 0 | 0 | 0 | 0 | 0 | 0 | 0 | 0 | 0 | 0 | 0 | 0 | 0 | 0 | 0 | 1.1707 | 1.1651 | 1.1595 | 1.154 | 1.1485 | 1.143 | 1.1375 | 1.1321 | 1.1267 | 1.1214 | 0 | 0 | 0 | 0 | 0 | 0 | 0 | 0 | 0 | 0 | 1999.5875 | 1990.002 | 1980.4724 | 1970.9982 | 1961.579 | 1952.2144 | 1942.9041 | 1933.6477 | 1924.4449 | 1915.2952 | 0 | 0 | 0 | 0 | 0 | 0 | 0 | 0 | 0 | 0 | 19571.1453 | 1999.5875 | 3989.5895 | 5970.0619 | 7941.0601 | 9902.639 | 11854.8534 | 13797.7576 | 15731.4053 | 17655.8502 | 19571.1453 | 19571.1453 | 19571.1453 | 19571.1453 | 19571.1453 | 19571.1453 | 19571.1453 | 19571.1453 | 19571.1453 | 19571.1453 | 19571.1453 | 0 | 0 | 0 | 0 | 0 | 0 | 0 | 0 | 0 | 0 | 0 | 0 | 0 | 0 | 0 | 0 | 0 | 0 | 0 | 0 | 0 | 0 | 0 | 0 | 0 | 0 | 0 | 0 | 0 | 0 | 0 | 0 | 0 | 0 | 0 | 0 | 0 | 0 | 0 | 0 | 0 | 0 | 0 | 0 | 0 | 0 | 0 | 0 | 0 | 18311.636 | 18223.8555 | 18136.5858 | 18049.8236 | 17963.5653 | 17877.8074 | 17792.5466 | 17707.7793 | 17623.5022 | 17539.712 | 0 | 0 | 0 | 0 | 0 | 0 | 0 | 0 | 0 | 0 | 0.01557% | 0 | 0 | 0 | 0 | 0 | 0 | 0 | 0 | 0 | 0 | 0 | 0 | 0 | 0 | 0 | 0 | 0 | 0 | 0 | 0 | 0 | 0 | 0 | 0
| ComDCVKitchenVentilation_PSE | M_Input | PSE Business Case: Ventilation | 2020 | Retro | 2022 | 2041 | PSE | Commercial | All Commercial | Gas | Per DCV - Kitchen - Single - Comm - 15 HP - GO | Per DCV - Kitchen - Single - Comm - 15 HP - GO | 9000 | DCV - Kitchen - Single - Comm - 15 HP - GO |  | 0 | 15 | 13860 | 0 |  | 0 | 0 | 0 | 0 | 0 | 0 | 0 | 1830 |  | 0 | 0 | 0 | Ventilation | Ventilation | DCV Kitchen Ventilation | DCV Kitchen | CommVENT | 0.0141% | 79.93% | 79.93% | 0.076877 | 1.3905e-06 | 1.362% | 6.667% | 85% | 6.8% | 0.2% | 19417.4262 | 361.4158 | 1977.8842 | 0 | 16325.9037 | 0 | 0 | 432.7 | 16758.6037 |  | 0 | 0.85103 | 0 | 01. ($9,999.000) to $0.028 | 1 | 0.85103 | 09. $0.85 to $0.95 | 1 | 0 | 0 | 0 | 0 | 0 | 0 | 0 | 0 | 0 | 0 | 0 | 0 | 0 | 0 | 0 | 0 | 0 | 0 | 0 | 0 | 0 | 0 | 0 | 0 | 0 | 0 | 0 | 0 | 0 | 0 | 0 | 0 | 0 | 0 | 0 | 0 | 0 | 0 | 0 | 0 | 0 | 0 | 0 | 0 | 0 | 0 | 0 | 0 | 0 | 0 | 0 | 0 | 0 | 0 | 0 | 0 | 0 | 0 | 0 | 0 | 0 | 0 | 0 | 0 | 0 | 0 | 0 | 0 | 0 | 0 | 0 | 0 | 0 | 1.1707 | 1.1651 | 1.1595 | 1.154 | 1.1485 | 1.143 | 1.1375 | 1.1321 | 1.1267 | 1.1214 | 0 | 0 | 0 | 0 | 0 | 0 | 0 | 0 | 0 | 0 | 2142.4151 | 2132.145 | 2121.9347 | 2111.7838 | 2101.6917 | 2091.6583 | 2081.683 | 2071.7654 | 2061.9052 | 2052.102 | 0 | 0 | 0 | 0 | 0 | 0 | 0 | 0 | 0 | 0 | 20969.0843 | 2142.4151 | 4274.5602 | 6396.4949 | 8508.2786 | 10609.9704 | 12701.6287 | 14783.3117 | 16855.0771 | 18916.9823 | 20969.0843 | 20969.0843 | 20969.0843 | 20969.0843 | 20969.0843 | 20969.0843 | 20969.0843 | 20969.0843 | 20969.0843 | 20969.0843 | 20969.0843 | 0 | 0 | 0 | 0 | 0 | 0 | 0 | 0 | 0 | 0 | 0 | 0 | 0 | 0 | 0 | 0 | 0 | 0 | 0 | 0 | 0 | 0 | 0 | 0 | 0 | 0 | 0 | 0 | 0 | 0 | 0 | 0 | 0 | 0 | 0 | 0 | 0 | 0 | 0 | 0 | 0 | 0 | 0 | 0 | 0 | 0 | 0 | 0 | 0 | 19619.61 | 19525.5594 | 19432.0563 | 19339.0967 | 19246.6771 | 19154.7937 | 19063.4427 | 18972.6207 | 18882.3238 | 18792.5485 | 0 | 0 | 0 | 0 | 0 | 0 | 0 | 0 | 0 | 0 | 0.01557% | 0 | 0 | 0 | 0 | 0 | 0 | 0 | 0 | 0 | 0 | 0 | 0 | 0 | 0 | 0 | 0 | 0 | 0 | 0 | 0 | 0 | 0 | 0 | 0
| ComDCVKitchenVentilation_PSE | M_Input | PSE Business Case: Ventilation | 2020 | Retro | 2022 | 2041 | PSE | Commercial | All Commercial | Gas | Per DCV - Kitchen - Single - Comm - 16 HP - GO | Per DCV - Kitchen - Single - Comm - 16 HP - GO | 9600 | DCV - Kitchen - Single - Comm - 16 HP - GO |  | 0 | 15 | 14784 | 0 |  | 0 | 0 | 0 | 0 | 0 | 0 | 0 | 1952 |  | 0 | 0 | 0 | Ventilation | Ventilation | DCV Kitchen Ventilation | DCV Kitchen | CommVENT | 0.0141% | 79.93% | 79.93% | 0.076877 | 1.3905e-06 | 1.362% | 6.667% | 85% | 6.8% | 0.2% | 20711.9212 | 385.5102 | 2109.7431 | 0 | 17414.2973 | 0 | 0 | 461.5466 | 17875.844 |  | 0 | 0.85103 | 0 | 01. ($9,999.000) to $0.028 | 1 | 0.85103 | 09. $0.85 to $0.95 | 1 | 0 | 0 | 0 | 0 | 0 | 0 | 0 | 0 | 0 | 0 | 0 | 0 | 0 | 0 | 0 | 0 | 0 | 0 | 0 | 0 | 0 | 0 | 0 | 0 | 0 | 0 | 0 | 0 | 0 | 0 | 0 | 0 | 0 | 0 | 0 | 0 | 0 | 0 | 0 | 0 | 0 | 0 | 0 | 0 | 0 | 0 | 0 | 0 | 0 | 0 | 0 | 0 | 0 | 0 | 0 | 0 | 0 | 0 | 0 | 0 | 0 | 0 | 0 | 0 | 0 | 0 | 0 | 0 | 0 | 0 | 0 | 0 | 0 | 1.1707 | 1.1651 | 1.1595 | 1.154 | 1.1485 | 1.143 | 1.1375 | 1.1321 | 1.1267 | 1.1214 | 0 | 0 | 0 | 0 | 0 | 0 | 0 | 0 | 0 | 0 | 2285.2428 | 2274.288 | 2263.397 | 2252.5693 | 2241.8045 | 2231.1022 | 2220.4619 | 2209.8831 | 2199.3656 | 2188.9088 | 0 | 0 | 0 | 0 | 0 | 0 | 0 | 0 | 0 | 0 | 22367.0233 | 2285.2428 | 4559.5309 | 6822.9279 | 9075.4972 | 11317.3018 | 13548.4039 | 15768.8658 | 17978.7489 | 20178.1145 | 22367.0233 | 22367.0233 | 22367.0233 | 22367.0233 | 22367.0233 | 22367.0233 | 22367.0233 | 22367.0233 | 22367.0233 | 22367.0233 | 22367.0233 | 0 | 0 | 0 | 0 | 0 | 0 | 0 | 0 | 0 | 0 | 0 | 0 | 0 | 0 | 0 | 0 | 0 | 0 | 0 | 0 | 0 | 0 | 0 | 0 | 0 | 0 | 0 | 0 | 0 | 0 | 0 | 0 | 0 | 0 | 0 | 0 | 0 | 0 | 0 | 0 | 0 | 0 | 0 | 0 | 0 | 0 | 0 | 0 | 0 | 20927.584 | 20827.2634 | 20727.5267 | 20628.3699 | 20529.7889 | 20431.7799 | 20334.3389 | 20237.462 | 20141.1454 | 20045.3851 | 0 | 0 | 0 | 0 | 0 | 0 | 0 | 0 | 0 | 0 | 0.01557% | 0 | 0 | 0 | 0 | 0 | 0 | 0 | 0 | 0 | 0 | 0 | 0 | 0 | 0 | 0 | 0 | 0 | 0 | 0 | 0 | 0 | 0 | 0 | 0
| ComDCVKitchenVentilation_PSE | M_Input | PSE Business Case: Ventilation | 2020 | Retro | 2022 | 2041 | PSE | Commercial | All Commercial | Gas | Per DCV - Kitchen - Single - Comm - 17 HP - GO | Per DCV - Kitchen - Single - Comm - 17 HP - GO | 10200 | DCV - Kitchen - Single - Comm - 17 HP - GO |  | 0 | 15 | 15708 | 0 |  | 0 | 0 | 0 | 0 | 0 | 0 | 0 | 2074 |  | 0 | 0 | 0 | Ventilation | Ventilation | DCV Kitchen Ventilation | DCV Kitchen | CommVENT | 0.0141% | 79.93% | 79.93% | 0.076877 | 1.3905e-06 | 1.362% | 6.667% | 85% | 6.8% | 0.2% | 22006.4163 | 409.6046 | 2241.6021 | 0 | 18502.6909 | 0 | 0 | 490.3933 | 18993.0842 |  | 0 | 0.85103 | 0 | 01. ($9,999.000) to $0.028 | 1 | 0.85103 | 09. $0.85 to $0.95 | 1 | 0 | 0 | 0 | 0 | 0 | 0 | 0 | 0 | 0 | 0 | 0 | 0 | 0 | 0 | 0 | 0 | 0 | 0 | 0 | 0 | 0 | 0 | 0 | 0 | 0 | 0 | 0 | 0 | 0 | 0 | 0 | 0 | 0 | 0 | 0 | 0 | 0 | 0 | 0 | 0 | 0 | 0 | 0 | 0 | 0 | 0 | 0 | 0 | 0 | 0 | 0 | 0 | 0 | 0 | 0 | 0 | 0 | 0 | 0 | 0 | 0 | 0 | 0 | 0 | 0 | 0 | 0 | 0 | 0 | 0 | 0 | 0 | 0 | 1.1707 | 1.1651 | 1.1595 | 1.154 | 1.1485 | 1.143 | 1.1375 | 1.1321 | 1.1267 | 1.1214 | 0 | 0 | 0 | 0 | 0 | 0 | 0 | 0 | 0 | 0 | 2428.0705 | 2416.431 | 2404.8593 | 2393.3549 | 2381.9173 | 2370.5461 | 2359.2407 | 2348.0008 | 2336.8259 | 2325.7156 | 0 | 0 | 0 | 0 | 0 | 0 | 0 | 0 | 0 | 0 | 23764.9622 | 2428.0705 | 4844.5015 | 7249.3609 | 9642.7158 | 12024.6331 | 14395.1792 | 16754.4199 | 19102.4207 | 21439.2466 | 23764.9622 | 23764.9622 | 23764.9622 | 23764.9622 | 23764.9622 | 23764.9622 | 23764.9622 | 23764.9622 | 23764.9622 | 23764.9622 | 23764.9622 | 0 | 0 | 0 | 0 | 0 | 0 | 0 | 0 | 0 | 0 | 0 | 0 | 0 | 0 | 0 | 0 | 0 | 0 | 0 | 0 | 0 | 0 | 0 | 0 | 0 | 0 | 0 | 0 | 0 | 0 | 0 | 0 | 0 | 0 | 0 | 0 | 0 | 0 | 0 | 0 | 0 | 0 | 0 | 0 | 0 | 0 | 0 | 0 | 0 | 22235.558 | 22128.9673 | 22022.9971 | 21917.643 | 21812.9007 | 21708.7662 | 21605.2351 | 21502.3034 | 21399.967 | 21298.2217 | 0 | 0 | 0 | 0 | 0 | 0 | 0 | 0 | 0 | 0 | 0.01557% | 0 | 0 | 0 | 0 | 0 | 0 | 0 | 0 | 0 | 0 | 0 | 0 | 0 | 0 | 0 | 0 | 0 | 0 | 0 | 0 | 0 | 0 | 0 | 0
| ComDCVKitchenVentilation_PSE | M_Input | PSE Business Case: Ventilation | 2020 | Retro | 2022 | 2041 | PSE | Commercial | All Commercial | Gas | Per DCV - Kitchen - Single - Comm - 18 HP - GO | Per DCV - Kitchen - Single - Comm - 18 HP - GO | 10800 | DCV - Kitchen - Single - Comm - 18 HP - GO |  | 0 | 15 | 16632 | 0 |  | 0 | 0 | 0 | 0 | 0 | 0 | 0 | 2196 |  | 0 | 0 | 0 | Ventilation | Ventilation | DCV Kitchen Ventilation | DCV Kitchen | CommVENT | 0.0141% | 79.93% | 79.93% | 0.076877 | 1.3905e-06 | 1.362% | 6.667% | 85% | 6.8% | 0.2% | 23300.9114 | 433.699 | 2373.461 | 0 | 19591.0845 | 0 | 0 | 519.24 | 20110.3244 |  | 0 | 0.85103 | 0 | 01. ($9,999.000) to $0.028 | 1 | 0.85103 | 09. $0.85 to $0.95 | 1 | 0 | 0 | 0 | 0 | 0 | 0 | 0 | 0 | 0 | 0 | 0 | 0 | 0 | 0 | 0 | 0 | 0 | 0 | 0 | 0 | 0 | 0 | 0 | 0 | 0 | 0 | 0 | 0 | 0 | 0 | 0 | 0 | 0 | 0 | 0 | 0 | 0 | 0 | 0 | 0 | 0 | 0 | 0 | 0 | 0 | 0 | 0 | 0 | 0 | 0 | 0 | 0 | 0 | 0 | 0 | 0 | 0 | 0 | 0 | 0 | 0 | 0 | 0 | 0 | 0 | 0 | 0 | 0 | 0 | 0 | 0 | 0 | 0 | 1.1707 | 1.1651 | 1.1595 | 1.154 | 1.1485 | 1.143 | 1.1375 | 1.1321 | 1.1267 | 1.1214 | 0 | 0 | 0 | 0 | 0 | 0 | 0 | 0 | 0 | 0 | 2570.8982 | 2558.574 | 2546.3217 | 2534.1405 | 2522.0301 | 2509.99 | 2498.0196 | 2486.1185 | 2474.2863 | 2462.5224 | 0 | 0 | 0 | 0 | 0 | 0 | 0 | 0 | 0 | 0 | 25162.9012 | 2570.8982 | 5129.4722 | 7675.7939 | 10209.9344 | 12731.9645 | 15241.9544 | 17739.974 | 20226.0925 | 22700.3788 | 25162.9012 | 25162.9012 | 25162.9012 | 25162.9012 | 25162.9012 | 25162.9012 | 25162.9012 | 25162.9012 | 25162.9012 | 25162.9012 | 25162.9012 | 0 | 0 | 0 | 0 | 0 | 0 | 0 | 0 | 0 | 0 | 0 | 0 | 0 | 0 | 0 | 0 | 0 | 0 | 0 | 0 | 0 | 0 | 0 | 0 | 0 | 0 | 0 | 0 | 0 | 0 | 0 | 0 | 0 | 0 | 0 | 0 | 0 | 0 | 0 | 0 | 0 | 0 | 0 | 0 | 0 | 0 | 0 | 0 | 0 | 23543.532 | 23430.6713 | 23318.4675 | 23206.9161 | 23096.0125 | 22985.7524 | 22876.1313 | 22767.1448 | 22658.7885 | 22551.0582 | 0 | 0 | 0 | 0 | 0 | 0 | 0 | 0 | 0 | 0 | 0.01557% | 0 | 0 | 0 | 0 | 0 | 0 | 0 | 0 | 0 | 0 | 0 | 0 | 0 | 0 | 0 | 0 | 0 | 0 | 0 | 0 | 0 | 0 | 0 | 0
| ComDCVKitchenVentilation_PSE | M_Input | PSE Business Case: Ventilation | 2020 | Retro | 2022 | 2041 | PSE | Commercial | All Commercial | Gas | Per DCV - Kitchen - Single - Comm - 19 HP - GO | Per DCV - Kitchen - Single - Comm - 19 HP - GO | 11400 | DCV - Kitchen - Single - Comm - 19 HP - GO |  | 0 | 15 | 17556 | 0 |  | 0 | 0 | 0 | 0 | 0 | 0 | 0 | 2318 |  | 0 | 0 | 0 | Ventilation | Ventilation | DCV Kitchen Ventilation | DCV Kitchen | CommVENT | 0.0141% | 79.93% | 79.93% | 0.076877 | 1.3905e-06 | 1.362% | 6.667% | 85% | 6.8% | 0.2% | 24595.4065 | 457.7934 | 2505.32 | 0 | 20679.4781 | 0 | 0 | 548.0866 | 21227.5647 |  | 0 | 0.85103 | 0 | 01. ($9,999.000) to $0.028 | 1 | 0.85103 | 09. $0.85 to $0.95 | 1 | 0 | 0 | 0 | 0 | 0 | 0 | 0 | 0 | 0 | 0 | 0 | 0 | 0 | 0 | 0 | 0 | 0 | 0 | 0 | 0 | 0 | 0 | 0 | 0 | 0 | 0 | 0 | 0 | 0 | 0 | 0 | 0 | 0 | 0 | 0 | 0 | 0 | 0 | 0 | 0 | 0 | 0 | 0 | 0 | 0 | 0 | 0 | 0 | 0 | 0 | 0 | 0 | 0 | 0 | 0 | 0 | 0 | 0 | 0 | 0 | 0 | 0 | 0 | 0 | 0 | 0 | 0 | 0 | 0 | 0 | 0 | 0 | 0 | 1.1707 | 1.1651 | 1.1595 | 1.154 | 1.1485 | 1.143 | 1.1375 | 1.1321 | 1.1267 | 1.1214 | 0 | 0 | 0 | 0 | 0 | 0 | 0 | 0 | 0 | 0 | 2713.7258 | 2700.717 | 2687.784 | 2674.9261 | 2662.1429 | 2649.4338 | 2636.7984 | 2624.2362 | 2611.7466 | 2599.3292 | 0 | 0 | 0 | 0 | 0 | 0 | 0 | 0 | 0 | 0 | 26560.8401 | 2713.7258 | 5414.4429 | 8102.2269 | 10777.1529 | 13439.2958 | 16088.7297 | 18725.5281 | 21349.7643 | 23961.5109 | 26560.8401 | 26560.8401 | 26560.8401 | 26560.8401 | 26560.8401 | 26560.8401 | 26560.8401 | 26560.8401 | 26560.8401 | 26560.8401 | 26560.8401 | 0 | 0 | 0 | 0 | 0 | 0 | 0 | 0 | 0 | 0 | 0 | 0 | 0 | 0 | 0 | 0 | 0 | 0 | 0 | 0 | 0 | 0 | 0 | 0 | 0 | 0 | 0 | 0 | 0 | 0 | 0 | 0 | 0 | 0 | 0 | 0 | 0 | 0 | 0 | 0 | 0 | 0 | 0 | 0 | 0 | 0 | 0 | 0 | 0 | 24851.506 | 24732.3753 | 24613.9379 | 24496.1892 | 24379.1243 | 24262.7387 | 24147.0275 | 24031.9862 | 23917.6101 | 23803.8948 | 0 | 0 | 0 | 0 | 0 | 0 | 0 | 0 | 0 | 0 | 0.01557% | 0 | 0 | 0 | 0 | 0 | 0 | 0 | 0 | 0 | 0 | 0 | 0 | 0 | 0 | 0 | 0 | 0 | 0 | 0 | 0 | 0 | 0 | 0 | 0
| ComDCVKitchenVentilation_PSE | M_Input | PSE Business Case: Ventilation | 2020 | Retro | 2022 | 2041 | PSE | Commercial | All Commercial | Gas | Per DCV - Kitchen - Single - Comm - 20 HP - GO | Per DCV - Kitchen - Single - Comm - 20 HP - GO | 12000 | DCV - Kitchen - Single - Comm - 20 HP - GO |  | 0 | 15 | 18480 | 0 |  | 0 | 0 | 0 | 0 | 0 | 0 | 0 | 2440 |  | 0 | 0 | 0 | Ventilation | Ventilation | DCV Kitchen Ventilation | DCV Kitchen | CommVENT | 0.0141% | 79.93% | 79.93% | 0.076877 | 1.3905e-06 | 1.362% | 6.667% | 85% | 6.8% | 0.2% | 25889.9016 | 481.8878 | 2637.1789 | 0 | 21767.8716 | 0 | 0 | 576.9333 | 22344.8049 |  | 0 | 0.85103 | 0 | 01. ($9,999.000) to $0.028 | 1 | 0.85103 | 09. $0.85 to $0.95 | 1 | 0 | 0 | 0 | 0 | 0 | 0 | 0 | 0 | 0 | 0 | 0 | 0 | 0 | 0 | 0 | 0 | 0 | 0 | 0 | 0 | 0 | 0 | 0 | 0 | 0 | 0 | 0 | 0 | 0 | 0 | 0 | 0 | 0 | 0 | 0 | 0 | 0 | 0 | 0 | 0 | 0 | 0 | 0 | 0 | 0 | 0 | 0 | 0 | 0 | 0 | 0 | 0 | 0 | 0 | 0 | 0 | 0 | 0 | 0 | 0 | 0 | 0 | 0 | 0 | 0 | 0 | 0 | 0 | 0 | 0 | 0 | 0 | 0 | 1.1707 | 1.1651 | 1.1595 | 1.154 | 1.1485 | 1.143 | 1.1375 | 1.1321 | 1.1267 | 1.1214 | 0 | 0 | 0 | 0 | 0 | 0 | 0 | 0 | 0 | 0 | 2856.5535 | 2842.8601 | 2829.2463 | 2815.7117 | 2802.2557 | 2788.8777 | 2775.5773 | 2762.3539 | 2749.207 | 2736.136 | 0 | 0 | 0 | 0 | 0 | 0 | 0 | 0 | 0 | 0 | 27958.7791 | 2856.5535 | 5699.4136 | 8528.6599 | 11344.3715 | 14146.6272 | 16935.5049 | 19711.0822 | 22473.4361 | 25222.6431 | 27958.7791 | 27958.7791 | 27958.7791 | 27958.7791 | 27958.7791 | 27958.7791 | 27958.7791 | 27958.7791 | 27958.7791 | 27958.7791 | 27958.7791 | 0 | 0 | 0 | 0 | 0 | 0 | 0 | 0 | 0 | 0 | 0 | 0 | 0 | 0 | 0 | 0 | 0 | 0 | 0 | 0 | 0 | 0 | 0 | 0 | 0 | 0 | 0 | 0 | 0 | 0 | 0 | 0 | 0 | 0 | 0 | 0 | 0 | 0 | 0 | 0 | 0 | 0 | 0 | 0 | 0 | 0 | 0 | 0 | 0 | 26159.48 | 26034.0792 | 25909.4083 | 25785.4623 | 25662.2362 | 25539.7249 | 25417.9237 | 25296.8275 | 25176.4317 | 25056.7314 | 0 | 0 | 0 | 0 | 0 | 0 | 0 | 0 | 0 | 0 | 0.01557% | 0 | 0 | 0 | 0 | 0 | 0 | 0 | 0 | 0 | 0 | 0 | 0 | 0 | 0 | 0 | 0 | 0 | 0 | 0 | 0 | 0 | 0 | 0 | 0
| ComDCVKitchenVentilation_PSE | M_Input | PSE Business Case: Ventilation | 2020 | Retro | 2022 | 2041 | PSE | Commercial | All Commercial | Gas | Per DCV - Kitchen - Single - Comm - 21 HP - GO | Per DCV - Kitchen - Single - Comm - 21 HP - GO | 12600 | DCV - Kitchen - Single - Comm - 21 HP - GO |  | 0 | 15 | 19404 | 0 |  | 0 | 0 | 0 | 0 | 0 | 0 | 0 | 2562 |  | 0 | 0 | 0 | Ventilation | Ventilation | DCV Kitchen Ventilation | DCV Kitchen | CommVENT | 0.0141% | 79.93% | 79.93% | 0.076877 | 1.3905e-06 | 1.362% | 6.667% | 85% | 6.8% | 0.2% | 27184.3966 | 505.9822 | 2769.0379 | 0 | 22856.2652 | 0 | 0 | 605.78 | 23462.0452 |  | 0 | 0.85103 | 0 | 01. ($9,999.000) to $0.028 | 1 | 0.85103 | 09. $0.85 to $0.95 | 1 | 0 | 0 | 0 | 0 | 0 | 0 | 0 | 0 | 0 | 0 | 0 | 0 | 0 | 0 | 0 | 0 | 0 | 0 | 0 | 0 | 0 | 0 | 0 | 0 | 0 | 0 | 0 | 0 | 0 | 0 | 0 | 0 | 0 | 0 | 0 | 0 | 0 | 0 | 0 | 0 | 0 | 0 | 0 | 0 | 0 | 0 | 0 | 0 | 0 | 0 | 0 | 0 | 0 | 0 | 0 | 0 | 0 | 0 | 0 | 0 | 0 | 0 | 0 | 0 | 0 | 0 | 0 | 0 | 0 | 0 | 0 | 0 | 0 | 1.1707 | 1.1651 | 1.1595 | 1.154 | 1.1485 | 1.143 | 1.1375 | 1.1321 | 1.1267 | 1.1214 | 0 | 0 | 0 | 0 | 0 | 0 | 0 | 0 | 0 | 0 | 2999.3812 | 2985.0031 | 2970.7086 | 2956.4973 | 2942.3684 | 2928.3216 | 2914.3562 | 2900.4716 | 2886.6673 | 2872.9428 | 0 | 0 | 0 | 0 | 0 | 0 | 0 | 0 | 0 | 0 | 29356.718 | 2999.3812 | 5984.3842 | 8955.0928 | 11911.5901 | 14853.9585 | 17782.2802 | 20696.6363 | 23597.1079 | 26483.7753 | 29356.718 | 29356.718 | 29356.718 | 29356.718 | 29356.718 | 29356.718 | 29356.718 | 29356.718 | 29356.718 | 29356.718 | 29356.718 | 0 | 0 | 0 | 0 | 0 | 0 | 0 | 0 | 0 | 0 | 0 | 0 | 0 | 0 | 0 | 0 | 0 | 0 | 0 | 0 | 0 | 0 | 0 | 0 | 0 | 0 | 0 | 0 | 0 | 0 | 0 | 0 | 0 | 0 | 0 | 0 | 0 | 0 | 0 | 0 | 0 | 0 | 0 | 0 | 0 | 0 | 0 | 0 | 0 | 27467.454 | 27335.7832 | 27204.8788 | 27074.7354 | 26945.348 | 26816.7111 | 26688.8198 | 26561.6689 | 26435.2533 | 26309.568 | 0 | 0 | 0 | 0 | 0 | 0 | 0 | 0 | 0 | 0 | 0.01557% | 0 | 0 | 0 | 0 | 0 | 0 | 0 | 0 | 0 | 0 | 0 | 0 | 0 | 0 | 0 | 0 | 0 | 0 | 0 | 0 | 0 | 0 | 0 | 0
| ComDCVKitchenVentilation_PSE | M_Input | PSE Business Case: Ventilation | 2020 | Retro | 2022 | 2041 | PSE | Commercial | All Commercial | Gas | Per DCV - Kitchen - Single - Comm - 22 HP - GO | Per DCV - Kitchen - Single - Comm - 22 HP - GO | 13200 | DCV - Kitchen - Single - Comm - 22 HP - GO |  | 0 | 15 | 20328 | 0 |  | 0 | 0 | 0 | 0 | 0 | 0 | 0 | 2684 |  | 0 | 0 | 0 | Ventilation | Ventilation | DCV Kitchen Ventilation | DCV Kitchen | CommVENT | 0.0141% | 79.93% | 79.93% | 0.076877 | 1.3905e-06 | 1.362% | 6.667% | 85% | 6.8% | 0.2% | 28478.8917 | 530.0765 | 2900.8968 | 0 | 23944.6588 | 0 | 0 | 634.6266 | 24579.2854 |  | 0 | 0.85103 | 0 | 01. ($9,999.000) to $0.028 | 1 | 0.85103 | 09. $0.85 to $0.95 | 1 | 0 | 0 | 0 | 0 | 0 | 0 | 0 | 0 | 0 | 0 | 0 | 0 | 0 | 0 | 0 | 0 | 0 | 0 | 0 | 0 | 0 | 0 | 0 | 0 | 0 | 0 | 0 | 0 | 0 | 0 | 0 | 0 | 0 | 0 | 0 | 0 | 0 | 0 | 0 | 0 | 0 | 0 | 0 | 0 | 0 | 0 | 0 | 0 | 0 | 0 | 0 | 0 | 0 | 0 | 0 | 0 | 0 | 0 | 0 | 0 | 0 | 0 | 0 | 0 | 0 | 0 | 0 | 0 | 0 | 0 | 0 | 0 | 0 | 1.1707 | 1.1651 | 1.1595 | 1.154 | 1.1485 | 1.143 | 1.1375 | 1.1321 | 1.1267 | 1.1214 | 0 | 0 | 0 | 0 | 0 | 0 | 0 | 0 | 0 | 0 | 3142.2089 | 3127.1461 | 3112.1709 | 3097.2828 | 3082.4812 | 3067.7655 | 3053.135 | 3038.5893 | 3024.1277 | 3009.7496 | 0 | 0 | 0 | 0 | 0 | 0 | 0 | 0 | 0 | 0 | 30754.657 | 3142.2089 | 6269.3549 | 9381.5258 | 12478.8087 | 15561.2899 | 18629.0554 | 21682.1905 | 24720.7797 | 27744.9074 | 30754.657 | 30754.657 | 30754.657 | 30754.657 | 30754.657 | 30754.657 | 30754.657 | 30754.657 | 30754.657 | 30754.657 | 30754.657 | 0 | 0 | 0 | 0 | 0 | 0 | 0 | 0 | 0 | 0 | 0 | 0 | 0 | 0 | 0 | 0 | 0 | 0 | 0 | 0 | 0 | 0 | 0 | 0 | 0 | 0 | 0 | 0 | 0 | 0 | 0 | 0 | 0 | 0 | 0 | 0 | 0 | 0 | 0 | 0 | 0 | 0 | 0 | 0 | 0 | 0 | 0 | 0 | 0 | 28775.428 | 28637.4871 | 28500.3492 | 28364.0085 | 28228.4598 | 28093.6974 | 27959.716 | 27826.5103 | 27694.0749 | 27562.4045 | 0 | 0 | 0 | 0 | 0 | 0 | 0 | 0 | 0 | 0 | 0.01557% | 0 | 0 | 0 | 0 | 0 | 0 | 0 | 0 | 0 | 0 | 0 | 0 | 0 | 0 | 0 | 0 | 0 | 0 | 0 | 0 | 0 | 0 | 0 | 0
| ComDCVKitchenVentilation_PSE | M_Input | PSE Business Case: Ventilation | 2020 | Retro | 2022 | 2041 | PSE | Commercial | All Commercial | Gas | Per DCV - Kitchen - Single - Comm - 23 HP - GO | Per DCV - Kitchen - Single - Comm - 23 HP - GO | 13800 | DCV - Kitchen - Single - Comm - 23 HP - GO |  | 0 | 15 | 21252 | 0 |  | 0 | 0 | 0 | 0 | 0 | 0 | 0 | 2806 |  | 0 | 0 | 0 | Ventilation | Ventilation | DCV Kitchen Ventilation | DCV Kitchen | CommVENT | 0.0141% | 79.93% | 79.93% | 0.076877 | 1.3905e-06 | 1.362% | 6.667% | 85% | 6.8% | 0.2% | 29773.3868 | 554.1709 | 3032.7558 | 0 | 25033.0524 | 0 | 0 | 663.4733 | 25696.5257 |  | 0 | 0.85103 | 0 | 01. ($9,999.000) to $0.028 | 1 | 0.85103 | 09. $0.85 to $0.95 | 1 | 0 | 0 | 0 | 0 | 0 | 0 | 0 | 0 | 0 | 0 | 0 | 0 | 0 | 0 | 0 | 0 | 0 | 0 | 0 | 0 | 0 | 0 | 0 | 0 | 0 | 0 | 0 | 0 | 0 | 0 | 0 | 0 | 0 | 0 | 0 | 0 | 0 | 0 | 0 | 0 | 0 | 0 | 0 | 0 | 0 | 0 | 0 | 0 | 0 | 0 | 0 | 0 | 0 | 0 | 0 | 0 | 0 | 0 | 0 | 0 | 0 | 0 | 0 | 0 | 0 | 0 | 0 | 0 | 0 | 0 | 0 | 0 | 0 | 1.1707 | 1.1651 | 1.1595 | 1.154 | 1.1485 | 1.143 | 1.1375 | 1.1321 | 1.1267 | 1.1214 | 0 | 0 | 0 | 0 | 0 | 0 | 0 | 0 | 0 | 0 | 3285.0365 | 3269.2891 | 3253.6332 | 3238.0684 | 3222.594 | 3207.2094 | 3191.9139 | 3176.707 | 3161.588 | 3146.5564 | 0 | 0 | 0 | 0 | 0 | 0 | 0 | 0 | 0 | 0 | 32152.5959 | 3285.0365 | 6554.3256 | 9807.9588 | 13046.0273 | 16268.6213 | 19475.8306 | 22667.7446 | 25844.4516 | 29006.0396 | 32152.5959 | 32152.5959 | 32152.5959 | 32152.5959 | 32152.5959 | 32152.5959 | 32152.5959 | 32152.5959 | 32152.5959 | 32152.5959 | 32152.5959 | 0 | 0 | 0 | 0 | 0 | 0 | 0 | 0 | 0 | 0 | 0 | 0 | 0 | 0 | 0 | 0 | 0 | 0 | 0 | 0 | 0 | 0 | 0 | 0 | 0 | 0 | 0 | 0 | 0 | 0 | 0 | 0 | 0 | 0 | 0 | 0 | 0 | 0 | 0 | 0 | 0 | 0 | 0 | 0 | 0 | 0 | 0 | 0 | 0 | 30083.402 | 29939.1911 | 29795.8196 | 29653.2817 | 29511.5716 | 29370.6836 | 29230.6122 | 29091.3517 | 28952.8965 | 28815.2411 | 0 | 0 | 0 | 0 | 0 | 0 | 0 | 0 | 0 | 0 | 0.01557% | 0 | 0 | 0 | 0 | 0 | 0 | 0 | 0 | 0 | 0 | 0 | 0 | 0 | 0 | 0 | 0 | 0 | 0 | 0 | 0 | 0 | 0 | 0 | 0
| ComDCVKitchenVentilation_PSE | M_Input | PSE Business Case: Ventilation | 2020 | Retro | 2022 | 2041 | PSE | Commercial | All Commercial | Gas | Per DCV - Kitchen - Single - Comm - 24 HP - GO | Per DCV - Kitchen - Single - Comm - 24 HP - GO | 14400 | DCV - Kitchen - Single - Comm - 24 HP - GO |  | 0 | 15 | 22176 | 0 |  | 0 | 0 | 0 | 0 | 0 | 0 | 0 | 2928 |  | 0 | 0 | 0 | Ventilation | Ventilation | DCV Kitchen Ventilation | DCV Kitchen | CommVENT | 0.0141% | 79.93% | 79.93% | 0.076877 | 1.3905e-06 | 1.362% | 6.667% | 85% | 6.8% | 0.2% | 31067.8819 | 578.2653 | 3164.6147 | 0 | 26121.446 | 0 | 0 | 692.32 | 26813.7659 |  | 0 | 0.85103 | 0 | 01. ($9,999.000) to $0.028 | 1 | 0.85103 | 09. $0.85 to $0.95 | 1 | 0 | 0 | 0 | 0 | 0 | 0 | 0 | 0 | 0 | 0 | 0 | 0 | 0 | 0 | 0 | 0 | 0 | 0 | 0 | 0 | 0 | 0 | 0 | 0 | 0 | 0 | 0 | 0 | 0 | 0 | 0 | 0 | 0 | 0 | 0 | 0 | 0 | 0 | 0 | 0 | 0 | 0 | 0 | 0 | 0 | 0 | 0 | 0 | 0 | 0 | 0 | 0 | 0 | 0 | 0 | 0 | 0 | 0 | 0 | 0 | 0 | 0 | 0 | 0 | 0 | 0 | 0 | 0 | 0 | 0 | 0 | 0 | 0 | 1.1707 | 1.1651 | 1.1595 | 1.154 | 1.1485 | 1.143 | 1.1375 | 1.1321 | 1.1267 | 1.1214 | 0 | 0 | 0 | 0 | 0 | 0 | 0 | 0 | 0 | 0 | 3427.8642 | 3411.4321 | 3395.0955 | 3378.854 | 3362.7068 | 3346.6533 | 3330.6928 | 3314.8247 | 3299.0484 | 3283.3632 | 0 | 0 | 0 | 0 | 0 | 0 | 0 | 0 | 0 | 0 | 33550.5349 | 3427.8642 | 6839.2963 | 10234.3918 | 13613.2458 | 16975.9526 | 20322.6059 | 23653.2987 | 26968.1234 | 30267.1717 | 33550.5349 | 33550.5349 | 33550.5349 | 33550.5349 | 33550.5349 | 33550.5349 | 33550.5349 | 33550.5349 | 33550.5349 | 33550.5349 | 33550.5349 | 0 | 0 | 0 | 0 | 0 | 0 | 0 | 0 | 0 | 0 | 0 | 0 | 0 | 0 | 0 | 0 | 0 | 0 | 0 | 0 | 0 | 0 | 0 | 0 | 0 | 0 | 0 | 0 | 0 | 0 | 0 | 0 | 0 | 0 | 0 | 0 | 0 | 0 | 0 | 0 | 0 | 0 | 0 | 0 | 0 | 0 | 0 | 0 | 0 | 31391.376 | 31240.8951 | 31091.29 | 30942.5548 | 30794.6834 | 30647.6699 | 30501.5084 | 30356.193 | 30211.7181 | 30068.0777 | 0 | 0 | 0 | 0 | 0 | 0 | 0 | 0 | 0 | 0 | 0.01557% | 0 | 0 | 0 | 0 | 0 | 0 | 0 | 0 | 0 | 0 | 0 | 0 | 0 | 0 | 0 | 0 | 0 | 0 | 0 | 0 | 0 | 0 | 0 | 0
| ComDCVKitchenVentilation_PSE | M_Input | PSE Business Case: Ventilation | 2020 | Retro | 2022 | 2041 | PSE | Commercial | All Commercial | Gas | Per DCV - Kitchen - Single - Comm - 25 HP - GO | Per DCV - Kitchen - Single - Comm - 25 HP - GO | 15000 | DCV - Kitchen - Single - Comm - 25 HP - GO |  | 0 | 15 | 23100 | 0 |  | 0 | 0 | 0 | 0 | 0 | 0 | 0 | 3050 |  | 0 | 0 | 0 | Ventilation | Ventilation | DCV Kitchen Ventilation | DCV Kitchen | CommVENT | 0.0141% | 79.93% | 79.93% | 0.076877 | 1.3905e-06 | 1.362% | 6.667% | 85% | 6.8% | 0.2% | 32362.3769 | 602.3597 | 3296.4737 | 0 | 27209.8395 | 0 | 0 | 721.1666 | 27931.0062 |  | 0 | 0.85103 | 0 | 01. ($9,999.000) to $0.028 | 1 | 0.85103 | 09. $0.85 to $0.95 | 1 | 0 | 0 | 0 | 0 | 0 | 0 | 0 | 0 | 0 | 0 | 0 | 0 | 0 | 0 | 0 | 0 | 0 | 0 | 0 | 0 | 0 | 0 | 0 | 0 | 0 | 0 | 0 | 0 | 0 | 0 | 0 | 0 | 0 | 0 | 0 | 0 | 0 | 0 | 0 | 0 | 0 | 0 | 0 | 0 | 0 | 0 | 0 | 0 | 0 | 0 | 0 | 0 | 0 | 0 | 0 | 0 | 0 | 0 | 0 | 0 | 0 | 0 | 0 | 0 | 0 | 0 | 0 | 0 | 0 | 0 | 0 | 0 | 0 | 1.1707 | 1.1651 | 1.1595 | 1.154 | 1.1485 | 1.143 | 1.1375 | 1.1321 | 1.1267 | 1.1214 | 0 | 0 | 0 | 0 | 0 | 0 | 0 | 0 | 0 | 0 | 3570.6919 | 3553.5751 | 3536.5579 | 3519.6396 | 3502.8196 | 3486.0972 | 3469.4716 | 3452.9424 | 3436.5087 | 3420.17 | 0 | 0 | 0 | 0 | 0 | 0 | 0 | 0 | 0 | 0 | 34948.4738 | 3570.6919 | 7124.267 | 10660.8248 | 14180.4644 | 17683.284 | 21169.3811 | 24638.8528 | 28091.7952 | 31528.3039 | 34948.4738 | 34948.4738 | 34948.4738 | 34948.4738 | 34948.4738 | 34948.4738 | 34948.4738 | 34948.4738 | 34948.4738 | 34948.4738 | 34948.4738 | 0 | 0 | 0 | 0 | 0 | 0 | 0 | 0 | 0 | 0 | 0 | 0 | 0 | 0 | 0 | 0 | 0 | 0 | 0 | 0 | 0 | 0 | 0 | 0 | 0 | 0 | 0 | 0 | 0 | 0 | 0 | 0 | 0 | 0 | 0 | 0 | 0 | 0 | 0 | 0 | 0 | 0 | 0 | 0 | 0 | 0 | 0 | 0 | 0 | 32699.35 | 32542.599 | 32386.7604 | 32231.8279 | 32077.7952 | 31924.6561 | 31772.4046 | 31621.0344 | 31470.5396 | 31320.9142 | 0 | 0 | 0 | 0 | 0 | 0 | 0 | 0 | 0 | 0 | 0.01557% | 0 | 0 | 0 | 0 | 0 | 0 | 0 | 0 | 0 | 0 | 0 | 0 | 0 | 0 | 0 | 0 | 0 | 0 | 0 | 0 | 0 | 0 | 0 | 0
| ComDCVKitchenVentilation_PSE | M_Input | PSE Business Case: Ventilation | 2020 | Retro | 2022 | 2041 | PSE | Commercial | All Commercial | Gas | Per DCV - Kitchen - Single - Comm - 26 HP - GO | Per DCV - Kitchen - Single - Comm - 26 HP - GO | 15600 | DCV - Kitchen - Single - Comm - 26 HP - GO |  | 0 | 15 | 24024 | 0 |  | 0 | 0 | 0 | 0 | 0 | 0 | 0 | 3172 |  | 0 | 0 | 0 | Ventilation | Ventilation | DCV Kitchen Ventilation | DCV Kitchen | CommVENT | 0.0141% | 79.93% | 79.93% | 0.076877 | 1.3905e-06 | 1.362% | 6.667% | 85% | 6.8% | 0.2% | 33656.872 | 626.4541 | 3428.3326 | 0 | 28298.2331 | 0 | 0 | 750.0133 | 29048.2464 |  | 0 | 0.85103 | 0 | 01. ($9,999.000) to $0.028 | 1 | 0.85103 | 09. $0.85 to $0.95 | 1 | 0 | 0 | 0 | 0 | 0 | 0 | 0 | 0 | 0 | 0 | 0 | 0 | 0 | 0 | 0 | 0 | 0 | 0 | 0 | 0 | 0 | 0 | 0 | 0 | 0 | 0 | 0 | 0 | 0 | 0 | 0 | 0 | 0 | 0 | 0 | 0 | 0 | 0 | 0 | 0 | 0 | 0 | 0 | 0 | 0 | 0 | 0 | 0 | 0 | 0 | 0 | 0 | 0 | 0 | 0 | 0 | 0 | 0 | 0 | 0 | 0 | 0 | 0 | 0 | 0 | 0 | 0 | 0 | 0 | 0 | 0 | 0 | 0 | 1.1707 | 1.1651 | 1.1595 | 1.154 | 1.1485 | 1.143 | 1.1375 | 1.1321 | 1.1267 | 1.1214 | 0 | 0 | 0 | 0 | 0 | 0 | 0 | 0 | 0 | 0 | 3713.5196 | 3695.7181 | 3678.0202 | 3660.4252 | 3642.9324 | 3625.541 | 3608.2505 | 3591.0601 | 3573.9691 | 3556.9768 | 0 | 0 | 0 | 0 | 0 | 0 | 0 | 0 | 0 | 0 | 36346.4128 | 3713.5196 | 7409.2376 | 11087.2578 | 14747.683 | 18390.6153 | 22016.1564 | 25624.4069 | 29215.467 | 32789.436 | 36346.4128 | 36346.4128 | 36346.4128 | 36346.4128 | 36346.4128 | 36346.4128 | 36346.4128 | 36346.4128 | 36346.4128 | 36346.4128 | 36346.4128 | 0 | 0 | 0 | 0 | 0 | 0 | 0 | 0 | 0 | 0 | 0 | 0 | 0 | 0 | 0 | 0 | 0 | 0 | 0 | 0 | 0 | 0 | 0 | 0 | 0 | 0 | 0 | 0 | 0 | 0 | 0 | 0 | 0 | 0 | 0 | 0 | 0 | 0 | 0 | 0 | 0 | 0 | 0 | 0 | 0 | 0 | 0 | 0 | 0 | 34007.324 | 33844.303 | 33682.2308 | 33521.101 | 33360.907 | 33201.6424 | 33043.3007 | 32885.8758 | 32729.3612 | 32573.7508 | 0 | 0 | 0 | 0 | 0 | 0 | 0 | 0 | 0 | 0 | 0.01557% | 0 | 0 | 0 | 0 | 0 | 0 | 0 | 0 | 0 | 0 | 0 | 0 | 0 | 0 | 0 | 0 | 0 | 0 | 0 | 0 | 0 | 0 | 0 | 0
| ComDCVKitchenVentilation_PSE | M_Input | PSE Business Case: Ventilation | 2020 | Retro | 2022 | 2041 | PSE | Commercial | All Commercial | Gas | Per DCV - Kitchen - Single - Comm - 27 HP - GO | Per DCV - Kitchen - Single - Comm - 27 HP - GO | 16200 | DCV - Kitchen - Single - Comm - 27 HP - GO |  | 0 | 15 | 24948 | 0 |  | 0 | 0 | 0 | 0 | 0 | 0 | 0 | 3294 |  | 0 | 0 | 0 | Ventilation | Ventilation | DCV Kitchen Ventilation | DCV Kitchen | CommVENT | 0.0141% | 79.93% | 79.93% | 0.076877 | 1.3905e-06 | 1.362% | 6.667% | 85% | 6.8% | 0.2% | 34951.3671 | 650.5485 | 3560.1916 | 0 | 29386.6267 | 0 | 0 | 778.86 | 30165.4867 |  | 0 | 0.85103 | 0 | 01. ($9,999.000) to $0.028 | 1 | 0.85103 | 09. $0.85 to $0.95 | 1 | 0 | 0 | 0 | 0 | 0 | 0 | 0 | 0 | 0 | 0 | 0 | 0 | 0 | 0 | 0 | 0 | 0 | 0 | 0 | 0 | 0 | 0 | 0 | 0 | 0 | 0 | 0 | 0 | 0 | 0 | 0 | 0 | 0 | 0 | 0 | 0 | 0 | 0 | 0 | 0 | 0 | 0 | 0 | 0 | 0 | 0 | 0 | 0 | 0 | 0 | 0 | 0 | 0 | 0 | 0 | 0 | 0 | 0 | 0 | 0 | 0 | 0 | 0 | 0 | 0 | 0 | 0 | 0 | 0 | 0 | 0 | 0 | 0 | 1.1707 | 1.1651 | 1.1595 | 1.154 | 1.1485 | 1.143 | 1.1375 | 1.1321 | 1.1267 | 1.1214 | 0 | 0 | 0 | 0 | 0 | 0 | 0 | 0 | 0 | 0 | 3856.3472 | 3837.8611 | 3819.4825 | 3801.2108 | 3783.0451 | 3764.9849 | 3747.0294 | 3729.1778 | 3711.4294 | 3693.7836 | 0 | 0 | 0 | 0 | 0 | 0 | 0 | 0 | 0 | 0 | 37744.3517 | 3856.3472 | 7694.2083 | 11513.6908 | 15314.9016 | 19097.9467 | 22862.9316 | 26609.961 | 30339.1388 | 34050.5682 | 37744.3517 | 37744.3517 | 37744.3517 | 37744.3517 | 37744.3517 | 37744.3517 | 37744.3517 | 37744.3517 | 37744.3517 | 37744.3517 | 37744.3517 | 0 | 0 | 0 | 0 | 0 | 0 | 0 | 0 | 0 | 0 | 0 | 0 | 0 | 0 | 0 | 0 | 0 | 0 | 0 | 0 | 0 | 0 | 0 | 0 | 0 | 0 | 0 | 0 | 0 | 0 | 0 | 0 | 0 | 0 | 0 | 0 | 0 | 0 | 0 | 0 | 0 | 0 | 0 | 0 | 0 | 0 | 0 | 0 | 0 | 35315.298 | 35146.007 | 34977.7013 | 34810.3741 | 34644.0188 | 34478.6286 | 34314.1969 | 34150.7172 | 33988.1828 | 33826.5874 | 0 | 0 | 0 | 0 | 0 | 0 | 0 | 0 | 0 | 0 | 0.01557% | 0 | 0 | 0 | 0 | 0 | 0 | 0 | 0 | 0 | 0 | 0 | 0 | 0 | 0 | 0 | 0 | 0 | 0 | 0 | 0 | 0 | 0 | 0 | 0
| ComDCVKitchenVentilation_PSE | M_Input | PSE Business Case: Ventilation | 2020 | Retro | 2022 | 2041 | PSE | Commercial | All Commercial | Gas | Per DCV - Kitchen - Single - Comm - 28 HP - GO | Per DCV - Kitchen - Single - Comm - 28 HP - GO | 16800 | DCV - Kitchen - Single - Comm - 28 HP - GO |  | 0 | 15 | 25872 | 0 |  | 0 | 0 | 0 | 0 | 0 | 0 | 0 | 3416 |  | 0 | 0 | 0 | Ventilation | Ventilation | DCV Kitchen Ventilation | DCV Kitchen | CommVENT | 0.0141% | 79.93% | 79.93% | 0.076877 | 1.3905e-06 | 1.362% | 6.667% | 85% | 6.8% | 0.2% | 36245.8622 | 674.6429 | 3692.0505 | 0 | 30475.0203 | 0 | 0 | 807.7066 | 31282.7269 |  | 0 | 0.85103 | 0 | 01. ($9,999.000) to $0.028 | 1 | 0.85103 | 09. $0.85 to $0.95 | 1 | 0 | 0 | 0 | 0 | 0 | 0 | 0 | 0 | 0 | 0 | 0 | 0 | 0 | 0 | 0 | 0 | 0 | 0 | 0 | 0 | 0 | 0 | 0 | 0 | 0 | 0 | 0 | 0 | 0 | 0 | 0 | 0 | 0 | 0 | 0 | 0 | 0 | 0 | 0 | 0 | 0 | 0 | 0 | 0 | 0 | 0 | 0 | 0 | 0 | 0 | 0 | 0 | 0 | 0 | 0 | 0 | 0 | 0 | 0 | 0 | 0 | 0 | 0 | 0 | 0 | 0 | 0 | 0 | 0 | 0 | 0 | 0 | 0 | 1.1707 | 1.1651 | 1.1595 | 1.154 | 1.1485 | 1.143 | 1.1375 | 1.1321 | 1.1267 | 1.1214 | 0 | 0 | 0 | 0 | 0 | 0 | 0 | 0 | 0 | 0 | 3999.1749 | 3980.0041 | 3960.9448 | 3941.9963 | 3923.1579 | 3904.4288 | 3885.8082 | 3867.2955 | 3848.8898 | 3830.5904 | 0 | 0 | 0 | 0 | 0 | 0 | 0 | 0 | 0 | 0 | 39142.2907 | 3999.1749 | 7979.179 | 11940.1238 | 15882.1201 | 19805.2781 | 23709.7069 | 27595.5151 | 31462.8106 | 35311.7003 | 39142.2907 | 39142.2907 | 39142.2907 | 39142.2907 | 39142.2907 | 39142.2907 | 39142.2907 | 39142.2907 | 39142.2907 | 39142.2907 | 39142.2907 | 0 | 0 | 0 | 0 | 0 | 0 | 0 | 0 | 0 | 0 | 0 | 0 | 0 | 0 | 0 | 0 | 0 | 0 | 0 | 0 | 0 | 0 | 0 | 0 | 0 | 0 | 0 | 0 | 0 | 0 | 0 | 0 | 0 | 0 | 0 | 0 | 0 | 0 | 0 | 0 | 0 | 0 | 0 | 0 | 0 | 0 | 0 | 0 | 0 | 36623.272 | 36447.7109 | 36273.1717 | 36099.6472 | 35927.1306 | 35755.6149 | 35585.0931 | 35415.5586 | 35247.0044 | 35079.4239 | 0 | 0 | 0 | 0 | 0 | 0 | 0 | 0 | 0 | 0 | 0.01557% | 0 | 0 | 0 | 0 | 0 | 0 | 0 | 0 | 0 | 0 | 0 | 0 | 0 | 0 | 0 | 0 | 0 | 0 | 0 | 0 | 0 | 0 | 0 | 0
| ComDCVKitchenVentilation_PSE | M_Input | PSE Business Case: Ventilation | 2020 | Retro | 2022 | 2041 | PSE | Commercial | All Commercial | Gas | Per DCV - Kitchen - Single - Comm - 29 HP - GO | Per DCV - Kitchen - Single - Comm - 29 HP - GO | 17400 | DCV - Kitchen - Single - Comm - 29 HP - GO |  | 0 | 15 | 26796 | 0 |  | 0 | 0 | 0 | 0 | 0 | 0 | 0 | 3538 |  | 0 | 0 | 0 | Ventilation | Ventilation | DCV Kitchen Ventilation | DCV Kitchen | CommVENT | 0.0141% | 79.93% | 79.93% | 0.076877 | 1.3905e-06 | 1.362% | 6.667% | 85% | 6.8% | 0.2% | 37540.3573 | 698.7373 | 3823.9095 | 0 | 31563.4139 | 0 | 0 | 836.5533 | 32399.9672 |  | 0 | 0.85103 | 0 | 01. ($9,999.000) to $0.028 | 1 | 0.85103 | 09. $0.85 to $0.95 | 1 | 0 | 0 | 0 | 0 | 0 | 0 | 0 | 0 | 0 | 0 | 0 | 0 | 0 | 0 | 0 | 0 | 0 | 0 | 0 | 0 | 0 | 0 | 0 | 0 | 0 | 0 | 0 | 0 | 0 | 0 | 0 | 0 | 0 | 0 | 0 | 0 | 0 | 0 | 0 | 0 | 0 | 0 | 0 | 0 | 0 | 0 | 0 | 0 | 0 | 0 | 0 | 0 | 0 | 0 | 0 | 0 | 0 | 0 | 0 | 0 | 0 | 0 | 0 | 0 | 0 | 0 | 0 | 0 | 0 | 0 | 0 | 0 | 0 | 1.1707 | 1.1651 | 1.1595 | 1.154 | 1.1485 | 1.143 | 1.1375 | 1.1321 | 1.1267 | 1.1214 | 0 | 0 | 0 | 0 | 0 | 0 | 0 | 0 | 0 | 0 | 4142.0026 | 4122.1471 | 4102.4071 | 4082.7819 | 4063.2707 | 4043.8727 | 4024.5871 | 4005.4132 | 3986.3501 | 3967.3972 | 0 | 0 | 0 | 0 | 0 | 0 | 0 | 0 | 0 | 0 | 40540.2297 | 4142.0026 | 8264.1497 | 12366.5568 | 16449.3387 | 20512.6094 | 24556.4821 | 28581.0692 | 32586.4824 | 36572.8325 | 40540.2297 | 40540.2297 | 40540.2297 | 40540.2297 | 40540.2297 | 40540.2297 | 40540.2297 | 40540.2297 | 40540.2297 | 40540.2297 | 40540.2297 | 0 | 0 | 0 | 0 | 0 | 0 | 0 | 0 | 0 | 0 | 0 | 0 | 0 | 0 | 0 | 0 | 0 | 0 | 0 | 0 | 0 | 0 | 0 | 0 | 0 | 0 | 0 | 0 | 0 | 0 | 0 | 0 | 0 | 0 | 0 | 0 | 0 | 0 | 0 | 0 | 0 | 0 | 0 | 0 | 0 | 0 | 0 | 0 | 0 | 37931.246 | 37749.4149 | 37568.6421 | 37388.9204 | 37210.2424 | 37032.6011 | 36855.9893 | 36680.3999 | 36505.826 | 36332.2605 | 0 | 0 | 0 | 0 | 0 | 0 | 0 | 0 | 0 | 0 | 0.01557% | 0 | 0 | 0 | 0 | 0 | 0 | 0 | 0 | 0 | 0 | 0 | 0 | 0 | 0 | 0 | 0 | 0 | 0 | 0 | 0 | 0 | 0 | 0 | 0
| ComDCVKitchenVentilation_PSE | M_Input | PSE Business Case: Ventilation | 2020 | Retro | 2022 | 2041 | PSE | Commercial | All Commercial | Gas | Per DCV - Kitchen - Single - Comm - 30 HP - GO | Per DCV - Kitchen - Single - Comm - 30 HP - GO | 18000 | DCV - Kitchen - Single - Comm - 30 HP - GO |  | 0 | 15 | 27720 | 0 |  | 0 | 0 | 0 | 0 | 0 | 0 | 0 | 3660 |  | 0 | 0 | 0 | Ventilation | Ventilation | DCV Kitchen Ventilation | DCV Kitchen | CommVENT | 0.0141% | 79.93% | 79.93% | 0.076877 | 1.3905e-06 | 1.362% | 6.667% | 85% | 6.8% | 0.2% | 38834.8523 | 722.8316 | 3955.7684 | 0 | 32651.8075 | 0 | 0 | 865.4 | 33517.2074 |  | 0 | 0.85103 | 0 | 01. ($9,999.000) to $0.028 | 1 | 0.85103 | 09. $0.85 to $0.95 | 1 | 0 | 0 | 0 | 0 | 0 | 0 | 0 | 0 | 0 | 0 | 0 | 0 | 0 | 0 | 0 | 0 | 0 | 0 | 0 | 0 | 0 | 0 | 0 | 0 | 0 | 0 | 0 | 0 | 0 | 0 | 0 | 0 | 0 | 0 | 0 | 0 | 0 | 0 | 0 | 0 | 0 | 0 | 0 | 0 | 0 | 0 | 0 | 0 | 0 | 0 | 0 | 0 | 0 | 0 | 0 | 0 | 0 | 0 | 0 | 0 | 0 | 0 | 0 | 0 | 0 | 0 | 0 | 0 | 0 | 0 | 0 | 0 | 0 | 1.1707 | 1.1651 | 1.1595 | 1.154 | 1.1485 | 1.143 | 1.1375 | 1.1321 | 1.1267 | 1.1214 | 0 | 0 | 0 | 0 | 0 | 0 | 0 | 0 | 0 | 0 | 4284.8303 | 4264.2901 | 4243.8694 | 4223.5675 | 4203.3835 | 4183.3166 | 4163.366 | 4143.5309 | 4123.8104 | 4104.204 | 0 | 0 | 0 | 0 | 0 | 0 | 0 | 0 | 0 | 0 | 41938.1686 | 4284.8303 | 8549.1204 | 12792.9898 | 17016.5573 | 21219.9408 | 25403.2574 | 29566.6233 | 33710.1542 | 37833.9646 | 41938.1686 | 41938.1686 | 41938.1686 | 41938.1686 | 41938.1686 | 41938.1686 | 41938.1686 | 41938.1686 | 41938.1686 | 41938.1686 | 41938.1686 | 0 | 0 | 0 | 0 | 0 | 0 | 0 | 0 | 0 | 0 | 0 | 0 | 0 | 0 | 0 | 0 | 0 | 0 | 0 | 0 | 0 | 0 | 0 | 0 | 0 | 0 | 0 | 0 | 0 | 0 | 0 | 0 | 0 | 0 | 0 | 0 | 0 | 0 | 0 | 0 | 0 | 0 | 0 | 0 | 0 | 0 | 0 | 0 | 0 | 39239.22 | 39051.1188 | 38864.1125 | 38678.1935 | 38493.3542 | 38309.5874 | 38126.8855 | 37945.2413 | 37764.6476 | 37585.0971 | 0 | 0 | 0 | 0 | 0 | 0 | 0 | 0 | 0 | 0 | 0.01557% | 0 | 0 | 0 | 0 | 0 | 0 | 0 | 0 | 0 | 0 | 0 | 0 | 0 | 0 | 0 | 0 | 0 | 0 | 0 | 0 | 0 | 0 | 0 | 0
| ComDHP-7P_V2 | M_Input_Retro | Savings, cost, and EUL from 7th Plan workbook "COM-DHP-7P_V2" | 2020 | Retro | 2022 | 2045 | PSE | Commercial | Large Off | Electric | Per Commercial Building Square Feet For Ductless Heat Pump |  |  | DHP-Retro-Large Off |  | 4 | 20 | 4.3118 | 0 |  | 0 | 0 | 0 | 0 | 0 | 0 | 0 | 0 |  | 0 | 0 | 0 | Heat Pump | Ductless Heat Pump | Ductless Heat Pump | Ductless Heat Pump | ResSpHtBBZ1 | 0.02856% | 27.49% | 27.49% | 229881.7404 | 1 | 0% | 5% | 85% | 6.8% | 0.2% | 3.4893 | 0.16818 | 0.36575 | 4.7024 | 0 | 0 | 0 | 5.0308 | 0.32843 |  | 0.10774 | 0 | 0.10774 | 07. $0.085 to $0.115 | 1 | 0 | 01. ($9,999.00) to $0.22 | 1 | 0 | 0 | 0 | 0 | 0 | 0 | 0 | 0 | 0 | 0 | 0 | 0 | 0 | 0 | 0 | 0 | 0 | 0 | 0 | 0 | 0 | 0 | 0 | 0 | 0 | 0 | 0 | 0 | 0 | 0 | 0 | 0 | 0 | 0 | 0 | 0 | 0 | 0 | 0 | 0 | 0 | 0 | 0 | 0 | 0 | 0 | 0 | 0 | 0 | 0 | 0 | 0 | 0 | 0 | 0 | 0 | 0 | 0 | 0 | 0 | 0 | 0 | 0 | 0 | 0 | 0 | 0 | 0 | 0 | 0 | 0 | 0 | 0 | 0 | 0 | 0 | 0 | 0 | 0 | 0 | 0 | 0 | 0 | 0 | 0 | 0 | 0 | 0 | 0 | 0 | 0 | 0 | 0 | 0 | 0 | 0 | 0 | 0 | 0 | 0 | 0 | 0 | 0 | 0 | 0 | 0 | 0 | 0 | 0 | 0 | 0 | 0 | 0 | 0 | 0 | 0 | 0 | 0 | 0 | 0 | 0 | 0 | 0 | 0 | 0 | 0 | 0 | 0 | 0 | 0 | 0 | 0 | 0 | 0 | 0 | 0 | 0 | 0 | 0 | 0 | 0 | 0 | 0 | 0 | 0 | 0 | 0 | 0 | 0 | 0 | 0 | 0 | 0 | 0 | 0 | 0 | 0 | 0 | 0 | 0 | 0 | 0 | 0 | 0 | 0 | 0 | 0 | 0 | 0 | 0 | 0 | 0 | 0 | 0 | 0 | 0 | 0 | 0 | 0 | 0 | 0 | 0 | 0 | 0 | 0 | 0 | 0 | 0 | 0 | 0 | 0 | 0 | 0 | 0 | 0 | 0 | 0 | 0 | 0 | 0 | 0 | 0 | 0 | 0.0003665% | 0 | 0 | 0 | 0 | 0 | 0 | 0 | 0 | 0 | 0 | 0 | 0 | 0 | 0 | 0 | 0 | 0 | 0 | 0 | 0 | 0 | 0 | 0 | 0
| ComDHP-7P_V2 | M_Input_Retro | Savings, cost, and EUL from 7th Plan workbook "COM-DHP-7P_V2" | 2020 | Retro | 2022 | 2045 | PSE | Commercial | Medium Off | Electric | Per Commercial Building Square Feet For Ductless Heat Pump |  |  | DHP-Retro-Medium Off |  | 4 | 20 | 4.3118 | 0 |  | 0 | 0 | 0 | 0 | 0 | 0 | 0 | 0 |  | 0 | 0 | 0 | Heat Pump | Ductless Heat Pump | Ductless Heat Pump | Ductless Heat Pump | ResSpHtBBZ1 | 0.02856% | 27.49% | 27.49% | 41759.2514 | 1 | 0% | 5% | 85% | 6.8% | 0.2% | 3.4893 | 0.16818 | 0.36575 | 4.7024 | 0 | 0 | 0 | 5.0308 | 0.32843 |  | 0.10774 | 0 | 0.10774 | 07. $0.085 to $0.115 | 1 | 0 | 01. ($9,999.00) to $0.22 | 1 | 0 | 0 | 0 | 0 | 0 | 0 | 0 | 0 | 0 | 0 | 0 | 0 | 0 | 0 | 0 | 0 | 0 | 0 | 0 | 0 | 0 | 0 | 0 | 0 | 0 | 0 | 0 | 0 | 0 | 0 | 0 | 0 | 0 | 0 | 0 | 0 | 0 | 0 | 0 | 0 | 0 | 0 | 0 | 0 | 0 | 0 | 0 | 0 | 0 | 0 | 0 | 0 | 0 | 0 | 0 | 0 | 0 | 0 | 0 | 0 | 0 | 0 | 0 | 0 | 0 | 0 | 0 | 0 | 0 | 0 | 0 | 0 | 0 | 0 | 0 | 0 | 0 | 0 | 0 | 0 | 0 | 0 | 0 | 0 | 0 | 0 | 0 | 0 | 0 | 0 | 0 | 0 | 0 | 0 | 0 | 0 | 0 | 0 | 0 | 0 | 0 | 0 | 0 | 0 | 0 | 0 | 0 | 0 | 0 | 0 | 0 | 0 | 0 | 0 | 0 | 0 | 0 | 0 | 0 | 0 | 0 | 0 | 0 | 0 | 0 | 0 | 0 | 0 | 0 | 0 | 0 | 0 | 0 | 0 | 0 | 0 | 0 | 0 | 0 | 0 | 0 | 0 | 0 | 0 | 0 | 0 | 0 | 0 | 0 | 0 | 0 | 0 | 0 | 0 | 0 | 0 | 0 | 0 | 0 | 0 | 0 | 0 | 0 | 0 | 0 | 0 | 0 | 0 | 0 | 0 | 0 | 0 | 0 | 0 | 0 | 0 | 0 | 0 | 0 | 0 | 0 | 0 | 0 | 0 | 0 | 0 | 0 | 0 | 0 | 0 | 0 | 0 | 0 | 0 | 0 | 0 | 0 | 0 | 0 | 0 | 0 | 0 | 0 | 0.0003665% | 0 | 0 | 0 | 0 | 0 | 0 | 0 | 0 | 0 | 0 | 0 | 0 | 0 | 0 | 0 | 0 | 0 | 0 | 0 | 0 | 0 | 0 | 0 | 0
| ComDHP-7P_V2 | M_Input_Retro | Savings, cost, and EUL from 7th Plan workbook "COM-DHP-7P_V2" | 2020 | Retro | 2022 | 2045 | PSE | Commercial | Small Off | Electric | Per Commercial Building Square Feet For Ductless Heat Pump |  |  | DHP-Retro-Small Off |  | 4 | 20 | 4.3118 | 0 |  | 0 | 0 | 0 | 0 | 0 | 0 | 0 | 0 |  | 0 | 0 | 0 | Heat Pump | Ductless Heat Pump | Ductless Heat Pump | Ductless Heat Pump | ExSmOffElecHt | 0.02994% | 27.49% | 27.49% | 4797.7732 | 1 | 20.99% | 5% | 85% | 6.8% | 0.2% | 3.4893 | 0.17628 | 0.36656 | 4.7024 | 0 | 0 | 0 | 5.0219 | 0.31951 |  | 0.10755 | 0 | 0.10755 | 07. $0.085 to $0.115 | 1 | 0 | 01. ($9,999.00) to $0.22 | 1 | 153085.1694 | 152625.9139 | 152168.0361 | 151711.532 | 151256.3974 | 150802.6283 | 150350.2204 | 149899.1697 | 149449.4722 | 149001.1238 | 0 | 0 | 0 | 0 | 0 | 0 | 0 | 0 | 0 | 0 | 0 | 0 | 0 | 0 | 612340.6776 | 610503.6556 | 608672.1446 | 606846.1282 | 605025.5898 | 603210.513 | 601400.8815 | 599596.6788 | 597797.8888 | 596004.4951 | 0 | 0 | 0 | 0 | 0 | 0 | 0 | 0 | 0 | 0 | 0 | 0 | 0 | 0 | 6041398.6529 | 612340.6776 | 1222844.3332 | 1831516.4778 | 2438362.6059 | 3043388.1957 | 3646598.7087 | 4247999.5902 | 4847596.269 | 5445394.1578 | 6041398.6529 | 6041398.6529 | 6041398.6529 | 6041398.6529 | 6041398.6529 | 6041398.6529 | 6041398.6529 | 6041398.6529 | 6041398.6529 | 6041398.6529 | 6041398.6529 | 6041398.6529 | 6041398.6529 | 6041398.6529 | 6041398.6529 | 0 | 0 | 0 | 0 | 0 | 0 | 0 | 0 | 0 | 0 | 0 | 0 | 0 | 0 | 0 | 0 | 0 | 0 | 0 | 0 | 0 | 0 | 0 | 0 | 0 | 0 | 0 | 0 | 0 | 0 | 0 | 0 | 0 | 0 | 0 | 0 | 0 | 0 | 0 | 0 | 0 | 0 | 0 | 0 | 0 | 0 | 0 | 0 | 0 | 0 | 0 | 0 | 0 | 0 | 0 | 0 | 0 | 0 | 0 | 0 | 0 | 183.3265 | 366.103 | 548.3312 | 730.0127 | 911.1491 | 1091.7422 | 1271.7935 | 1451.3046 | 1630.2771 | 1808.7128 | 1808.7128 | 1808.7128 | 1808.7128 | 1808.7128 | 1808.7128 | 1808.7128 | 1808.7128 | 1808.7128 | 1808.7128 | 1808.7128 | 1808.7128 | 1808.7128 | 1808.7128 | 1808.7128 | 768779.5501 | 766473.2115 | 764173.7918 | 761881.2705 | 759595.6266 | 757316.8398 | 755044.8892 | 752779.7546 | 750521.4153 | 748269.8511 | 0 | 0 | 0 | 0 | 0 | 0 | 0 | 0 | 0 | 0 | 0 | 0 | 0 | 0 | 7584836.2005 | 0 | 0 | 0 | 0 | 0 | 0 | 0 | 0 | 0 | 0 | 0 | 0 | 0 | 0 | 0 | 0 | 0 | 0 | 0 | 0 | 0.002465% | 15.0918 | 30.1383 | 45.1397 | 60.0961 | 75.0076 | 89.8743 | 104.6965 | 119.4742 | 134.2076 | 148.8968 | 148.8968 | 148.8968 | 148.8968 | 148.8968 | 148.8968 | 148.8968 | 148.8968 | 148.8968 | 148.8968 | 148.8968 | 148.8968 | 148.8968 | 148.8968 | 148.8968
| ComDHP-7P_V2 | M_Input_Retro | Savings, cost, and EUL from 7th Plan workbook "COM-DHP-7P_V2" | 2020 | Retro | 2022 | 2045 | PSE | Commercial | XLarge Ret | Electric | Per Commercial Building Square Feet For Ductless Heat Pump |  |  | DHP-Retro-Xlarge Ret |  | 4 | 20 | 4.3118 | 0 |  | 0 | 0 | 0 | 0 | 0 | 0 | 0 | 0 |  | 0 | 0 | 0 | Heat Pump | Ductless Heat Pump | Ductless Heat Pump | Ductless Heat Pump | ResSpHtBBZ1 | 0.02856% | 9.705% | 9.705% | 280351.2881 | 1 | 0% | 5% | 85% | 6.8% | 0.2% | 3.4893 | 0.16818 | 0.36575 | 4.7024 | 0 | 0 | 0 | 5.0308 | 0.32843 |  | 0.10774 | 0 | 0.10774 | 07. $0.085 to $0.115 | 1 | 0 | 01. ($9,999.00) to $0.22 | 1 | 0 | 0 | 0 | 0 | 0 | 0 | 0 | 0 | 0 | 0 | 0 | 0 | 0 | 0 | 0 | 0 | 0 | 0 | 0 | 0 | 0 | 0 | 0 | 0 | 0 | 0 | 0 | 0 | 0 | 0 | 0 | 0 | 0 | 0 | 0 | 0 | 0 | 0 | 0 | 0 | 0 | 0 | 0 | 0 | 0 | 0 | 0 | 0 | 0 | 0 | 0 | 0 | 0 | 0 | 0 | 0 | 0 | 0 | 0 | 0 | 0 | 0 | 0 | 0 | 0 | 0 | 0 | 0 | 0 | 0 | 0 | 0 | 0 | 0 | 0 | 0 | 0 | 0 | 0 | 0 | 0 | 0 | 0 | 0 | 0 | 0 | 0 | 0 | 0 | 0 | 0 | 0 | 0 | 0 | 0 | 0 | 0 | 0 | 0 | 0 | 0 | 0 | 0 | 0 | 0 | 0 | 0 | 0 | 0 | 0 | 0 | 0 | 0 | 0 | 0 | 0 | 0 | 0 | 0 | 0 | 0 | 0 | 0 | 0 | 0 | 0 | 0 | 0 | 0 | 0 | 0 | 0 | 0 | 0 | 0 | 0 | 0 | 0 | 0 | 0 | 0 | 0 | 0 | 0 | 0 | 0 | 0 | 0 | 0 | 0 | 0 | 0 | 0 | 0 | 0 | 0 | 0 | 0 | 0 | 0 | 0 | 0 | 0 | 0 | 0 | 0 | 0 | 0 | 0 | 0 | 0 | 0 | 0 | 0 | 0 | 0 | 0 | 0 | 0 | 0 | 0 | 0 | 0 | 0 | 0 | 0 | 0 | 0 | 0 | 0 | 0 | 0 | 0 | 0 | 0 | 0 | 0 | 0 | 0 | 0 | 0 | 0 | 0 | 0.0003665% | 0 | 0 | 0 | 0 | 0 | 0 | 0 | 0 | 0 | 0 | 0 | 0 | 0 | 0 | 0 | 0 | 0 | 0 | 0 | 0 | 0 | 0 | 0 | 0
| ComDHP-7P_V2 | M_Input_Retro | Savings, cost, and EUL from 7th Plan workbook "COM-DHP-7P_V2" | 2020 | Retro | 2022 | 2045 | PSE | Commercial | Large Ret | Electric | Per Commercial Building Square Feet For Ductless Heat Pump |  |  | DHP-Retro-Large Ret |  | 4 | 20 | 4.3118 | 0 |  | 0 | 0 | 0 | 0 | 0 | 0 | 0 | 0 |  | 0 | 0 | 0 | Heat Pump | Ductless Heat Pump | Ductless Heat Pump | Ductless Heat Pump | ResSpHtBBZ1 | 0.02856% | 9.705% | 9.705% | 94425.5221 | 1 | 0% | 5% | 85% | 6.8% | 0.2% | 3.4893 | 0.16818 | 0.36575 | 4.7024 | 0 | 0 | 0 | 5.0308 | 0.32843 |  | 0.10774 | 0 | 0.10774 | 07. $0.085 to $0.115 | 1 | 0 | 01. ($9,999.00) to $0.22 | 1 | 0 | 0 | 0 | 0 | 0 | 0 | 0 | 0 | 0 | 0 | 0 | 0 | 0 | 0 | 0 | 0 | 0 | 0 | 0 | 0 | 0 | 0 | 0 | 0 | 0 | 0 | 0 | 0 | 0 | 0 | 0 | 0 | 0 | 0 | 0 | 0 | 0 | 0 | 0 | 0 | 0 | 0 | 0 | 0 | 0 | 0 | 0 | 0 | 0 | 0 | 0 | 0 | 0 | 0 | 0 | 0 | 0 | 0 | 0 | 0 | 0 | 0 | 0 | 0 | 0 | 0 | 0 | 0 | 0 | 0 | 0 | 0 | 0 | 0 | 0 | 0 | 0 | 0 | 0 | 0 | 0 | 0 | 0 | 0 | 0 | 0 | 0 | 0 | 0 | 0 | 0 | 0 | 0 | 0 | 0 | 0 | 0 | 0 | 0 | 0 | 0 | 0 | 0 | 0 | 0 | 0 | 0 | 0 | 0 | 0 | 0 | 0 | 0 | 0 | 0 | 0 | 0 | 0 | 0 | 0 | 0 | 0 | 0 | 0 | 0 | 0 | 0 | 0 | 0 | 0 | 0 | 0 | 0 | 0 | 0 | 0 | 0 | 0 | 0 | 0 | 0 | 0 | 0 | 0 | 0 | 0 | 0 | 0 | 0 | 0 | 0 | 0 | 0 | 0 | 0 | 0 | 0 | 0 | 0 | 0 | 0 | 0 | 0 | 0 | 0 | 0 | 0 | 0 | 0 | 0 | 0 | 0 | 0 | 0 | 0 | 0 | 0 | 0 | 0 | 0 | 0 | 0 | 0 | 0 | 0 | 0 | 0 | 0 | 0 | 0 | 0 | 0 | 0 | 0 | 0 | 0 | 0 | 0 | 0 | 0 | 0 | 0 | 0 | 0.0003665% | 0 | 0 | 0 | 0 | 0 | 0 | 0 | 0 | 0 | 0 | 0 | 0 | 0 | 0 | 0 | 0 | 0 | 0 | 0 | 0 | 0 | 0 | 0 | 0
| ComDHP-7P_V2 | M_Input_Retro | Savings, cost, and EUL from 7th Plan workbook "COM-DHP-7P_V2" | 2020 | Retro | 2022 | 2045 | PSE | Commercial | Medium Ret | Electric | Per Commercial Building Square Feet For Ductless Heat Pump |  |  | DHP-Retro-Medium Ret |  | 4 | 20 | 4.3118 | 0 |  | 0 | 0 | 0 | 0 | 0 | 0 | 0 | 0 |  | 0 | 0 | 0 | Heat Pump | Ductless Heat Pump | Ductless Heat Pump | Ductless Heat Pump | ResSpHtBBZ1 | 0.02856% | 9.705% | 9.705% | 13333.1618 | 1 | 0% | 5% | 85% | 6.8% | 0.2% | 3.4893 | 0.16818 | 0.36575 | 4.7024 | 0 | 0 | 0 | 5.0308 | 0.32843 |  | 0.10774 | 0 | 0.10774 | 07. $0.085 to $0.115 | 1 | 0 | 01. ($9,999.00) to $0.22 | 1 | 0 | 0 | 0 | 0 | 0 | 0 | 0 | 0 | 0 | 0 | 0 | 0 | 0 | 0 | 0 | 0 | 0 | 0 | 0 | 0 | 0 | 0 | 0 | 0 | 0 | 0 | 0 | 0 | 0 | 0 | 0 | 0 | 0 | 0 | 0 | 0 | 0 | 0 | 0 | 0 | 0 | 0 | 0 | 0 | 0 | 0 | 0 | 0 | 0 | 0 | 0 | 0 | 0 | 0 | 0 | 0 | 0 | 0 | 0 | 0 | 0 | 0 | 0 | 0 | 0 | 0 | 0 | 0 | 0 | 0 | 0 | 0 | 0 | 0 | 0 | 0 | 0 | 0 | 0 | 0 | 0 | 0 | 0 | 0 | 0 | 0 | 0 | 0 | 0 | 0 | 0 | 0 | 0 | 0 | 0 | 0 | 0 | 0 | 0 | 0 | 0 | 0 | 0 | 0 | 0 | 0 | 0 | 0 | 0 | 0 | 0 | 0 | 0 | 0 | 0 | 0 | 0 | 0 | 0 | 0 | 0 | 0 | 0 | 0 | 0 | 0 | 0 | 0 | 0 | 0 | 0 | 0 | 0 | 0 | 0 | 0 | 0 | 0 | 0 | 0 | 0 | 0 | 0 | 0 | 0 | 0 | 0 | 0 | 0 | 0 | 0 | 0 | 0 | 0 | 0 | 0 | 0 | 0 | 0 | 0 | 0 | 0 | 0 | 0 | 0 | 0 | 0 | 0 | 0 | 0 | 0 | 0 | 0 | 0 | 0 | 0 | 0 | 0 | 0 | 0 | 0 | 0 | 0 | 0 | 0 | 0 | 0 | 0 | 0 | 0 | 0 | 0 | 0 | 0 | 0 | 0 | 0 | 0 | 0 | 0 | 0 | 0 | 0 | 0.0003665% | 0 | 0 | 0 | 0 | 0 | 0 | 0 | 0 | 0 | 0 | 0 | 0 | 0 | 0 | 0 | 0 | 0 | 0 | 0 | 0 | 0 | 0 | 0 | 0
| ComDHP-7P_V2 | M_Input_Retro | Savings, cost, and EUL from 7th Plan workbook "COM-DHP-7P_V2" | 2020 | Retro | 2022 | 2045 | PSE | Commercial | Small Ret | Electric | Per Commercial Building Square Feet For Ductless Heat Pump |  |  | DHP-Retro-Small Ret |  | 4 | 20 | 4.3118 | 0 |  | 0 | 0 | 0 | 0 | 0 | 0 | 0 | 0 |  | 0 | 0 | 0 | Heat Pump | Ductless Heat Pump | Ductless Heat Pump | Ductless Heat Pump | ExSmRetElecHt | 0.02668% | 9.705% | 9.705% | 2170.2819 | 1 | 22.09% | 5% | 85% | 6.8% | 0.2% | 3.4893 | 0.15709 | 0.36464 | 4.7024 | 0 | 0 | 0 | 5.043 | 0.34062 |  | 0.108 | 0 | 0.108 | 07. $0.085 to $0.115 | 1 | 0 | 01. ($9,999.00) to $0.22 | 1 | 13563.7025 | 13501.3095 | 13439.2034 | 13377.3831 | 13315.8471 | 13254.5942 | 13193.6231 | 13132.9324 | 13072.5209 | 13012.3874 | 0 | 0 | 0 | 0 | 0 | 0 | 0 | 0 | 0 | 0 | 0 | 0 | 0 | 0 | 54254.81 | 54005.2378 | 53756.8137 | 53509.5324 | 53263.3885 | 53018.377 | 52774.4924 | 52531.7298 | 52290.0838 | 52049.5494 | 0 | 0 | 0 | 0 | 0 | 0 | 0 | 0 | 0 | 0 | 0 | 0 | 0 | 0 | 531454.0148 | 54254.81 | 108260.0478 | 162016.8615 | 215526.3939 | 268789.7825 | 321808.1594 | 374582.6518 | 427114.3816 | 479404.4654 | 531454.0148 | 531454.0148 | 531454.0148 | 531454.0148 | 531454.0148 | 531454.0148 | 531454.0148 | 531454.0148 | 531454.0148 | 531454.0148 | 531454.0148 | 531454.0148 | 531454.0148 | 531454.0148 | 531454.0148 | 0 | 0 | 0 | 0 | 0 | 0 | 0 | 0 | 0 | 0 | 0 | 0 | 0 | 0 | 0 | 0 | 0 | 0 | 0 | 0 | 0 | 0 | 0 | 0 | 0 | 0 | 0 | 0 | 0 | 0 | 0 | 0 | 0 | 0 | 0 | 0 | 0 | 0 | 0 | 0 | 0 | 0 | 0 | 0 | 0 | 0 | 0 | 0 | 0 | 0 | 0 | 0 | 0 | 0 | 0 | 0 | 0 | 0 | 0 | 0 | 0 | 14.4748 | 28.8831 | 43.2251 | 57.5011 | 71.7114 | 85.8564 | 99.9363 | 113.9514 | 127.9021 | 141.7886 | 141.7886 | 141.7886 | 141.7886 | 141.7886 | 141.7886 | 141.7886 | 141.7886 | 141.7886 | 141.7886 | 141.7886 | 141.7886 | 141.7886 | 141.7886 | 141.7886 | 68401.99 | 68087.3409 | 67774.1391 | 67462.3781 | 67152.0511 | 66843.1517 | 66535.6732 | 66229.6091 | 65924.9529 | 65621.6981 | 0 | 0 | 0 | 0 | 0 | 0 | 0 | 0 | 0 | 0 | 0 | 0 | 0 | 0 | 670032.9841 | 0 | 0 | 0 | 0 | 0 | 0 | 0 | 0 | 0 | 0 | 0 | 0 | 0 | 0 | 0 | 0 | 0 | 0 | 0 | 0 | 0.001865% | 1.0117 | 2.0187 | 3.0211 | 4.0189 | 5.0122 | 6.0008 | 6.9849 | 7.9645 | 8.9395 | 9.9101 | 9.9101 | 9.9101 | 9.9101 | 9.9101 | 9.9101 | 9.9101 | 9.9101 | 9.9101 | 9.9101 | 9.9101 | 9.9101 | 9.9101 | 9.9101 | 9.9101
| ComDHP-7P_V2 | M_Input_Retro | Savings, cost, and EUL from 7th Plan workbook "COM-DHP-7P_V2" | 2020 | Retro | 2022 | 2045 | PSE | Commercial | School K-12 | Electric | Per Commercial Building Square Feet For Ductless Heat Pump |  |  | DHP-Retro-School K-12 |  | 4 | 20 | 4.3118 | 0 |  | 0 | 0 | 0 | 0 | 0 | 0 | 0 | 0 |  | 0 | 0 | 0 | Heat Pump | Ductless Heat Pump | Ductless Heat Pump | Ductless Heat Pump | ResSpHtBBZ1 | 0.02856% | 24.66% | 24.66% | 36549.9879 | 1 | 0.03681% | 5% | 85% | 6.8% | 0.2% | 3.4893 | 0.16818 | 0.36575 | 4.7024 | 0 | 0 | 0 | 5.0308 | 0.32843 |  | 0.10774 | 0 | 0.10774 | 07. $0.085 to $0.115 | 1 | 0 | 01. ($9,999.00) to $0.22 | 1 | 368.9708 | 368.196 | 367.4228 | 366.6512 | 365.8812 | 365.1129 | 364.3461 | 363.581 | 362.8175 | 362.0556 | 0 | 0 | 0 | 0 | 0 | 0 | 0 | 0 | 0 | 0 | 0 | 0 | 0 | 0 | 1475.8832 | 1472.7839 | 1469.691 | 1466.6047 | 1463.5248 | 1460.4514 | 1457.3845 | 1454.324 | 1451.2699 | 1448.2222 | 0 | 0 | 0 | 0 | 0 | 0 | 0 | 0 | 0 | 0 | 0 | 0 | 0 | 0 | 14620.1396 | 1475.8832 | 2948.6671 | 4418.3581 | 5884.9628 | 7348.4876 | 8808.9391 | 10266.3235 | 11720.6475 | 13171.9173 | 14620.1396 | 14620.1396 | 14620.1396 | 14620.1396 | 14620.1396 | 14620.1396 | 14620.1396 | 14620.1396 | 14620.1396 | 14620.1396 | 14620.1396 | 14620.1396 | 14620.1396 | 14620.1396 | 14620.1396 | 0 | 0 | 0 | 0 | 0 | 0 | 0 | 0 | 0 | 0 | 0 | 0 | 0 | 0 | 0 | 0 | 0 | 0 | 0 | 0 | 0 | 0 | 0 | 0 | 0 | 0 | 0 | 0 | 0 | 0 | 0 | 0 | 0 | 0 | 0 | 0 | 0 | 0 | 0 | 0 | 0 | 0 | 0 | 0 | 0 | 0 | 0 | 0 | 0 | 0 | 0 | 0 | 0 | 0 | 0 | 0 | 0 | 0 | 0 | 0 | 0 | 0.42155 | 0.84222 | 1.262 | 1.6809 | 2.0989 | 2.5161 | 2.9323 | 3.3477 | 3.7623 | 4.1759 | 4.1759 | 4.1759 | 4.1759 | 4.1759 | 4.1759 | 4.1759 | 4.1759 | 4.1759 | 4.1759 | 4.1759 | 4.1759 | 4.1759 | 4.1759 | 4.1759 | 1856.2255 | 1852.3274 | 1848.4375 | 1844.5558 | 1840.6822 | 1836.8168 | 1832.9595 | 1829.1102 | 1825.2691 | 1821.4361 | 0 | 0 | 0 | 0 | 0 | 0 | 0 | 0 | 0 | 0 | 0 | 0 | 0 | 0 | 18387.82 | 0 | 0 | 0 | 0 | 0 | 0 | 0 | 0 | 0 | 0 | 0 | 0 | 0 | 0 | 0 | 0 | 0 | 0 | 0 | 0 | 0.0003665% | 0.0054092 | 0.010807 | 0.016194 | 0.021569 | 0.026933 | 0.032285 | 0.037627 | 0.042957 | 0.048276 | 0.053584 | 0.053584 | 0.053584 | 0.053584 | 0.053584 | 0.053584 | 0.053584 | 0.053584 | 0.053584 | 0.053584 | 0.053584 | 0.053584 | 0.053584 | 0.053584 | 0.053584
| ComDHP-7P_V2 | M_Input_Retro | Savings, cost, and EUL from 7th Plan workbook "COM-DHP-7P_V2" | 2020 | Retro | 2022 | 2045 | PSE | Commercial | University | Electric | Per Commercial Building Square Feet For Ductless Heat Pump |  |  | DHP-Retro-University |  | 4 | 20 | 4.3118 | 0 |  | 0 | 0 | 0 | 0 | 0 | 0 | 0 | 0 |  | 0 | 0 | 0 | Heat Pump | Ductless Heat Pump | Ductless Heat Pump | Ductless Heat Pump | ResSpHtBBZ1 | 0.02856% | 1.367% | 1.367% | 121327.9762 | 1 | 0% | 5% | 85% | 6.8% | 0.2% | 3.4893 | 0.16818 | 0.36575 | 4.7024 | 0 | 0 | 0 | 5.0308 | 0.32843 |  | 0.10774 | 0 | 0.10774 | 07. $0.085 to $0.115 | 1 | 0 | 01. ($9,999.00) to $0.22 | 1 | 0 | 0 | 0 | 0 | 0 | 0 | 0 | 0 | 0 | 0 | 0 | 0 | 0 | 0 | 0 | 0 | 0 | 0 | 0 | 0 | 0 | 0 | 0 | 0 | 0 | 0 | 0 | 0 | 0 | 0 | 0 | 0 | 0 | 0 | 0 | 0 | 0 | 0 | 0 | 0 | 0 | 0 | 0 | 0 | 0 | 0 | 0 | 0 | 0 | 0 | 0 | 0 | 0 | 0 | 0 | 0 | 0 | 0 | 0 | 0 | 0 | 0 | 0 | 0 | 0 | 0 | 0 | 0 | 0 | 0 | 0 | 0 | 0 | 0 | 0 | 0 | 0 | 0 | 0 | 0 | 0 | 0 | 0 | 0 | 0 | 0 | 0 | 0 | 0 | 0 | 0 | 0 | 0 | 0 | 0 | 0 | 0 | 0 | 0 | 0 | 0 | 0 | 0 | 0 | 0 | 0 | 0 | 0 | 0 | 0 | 0 | 0 | 0 | 0 | 0 | 0 | 0 | 0 | 0 | 0 | 0 | 0 | 0 | 0 | 0 | 0 | 0 | 0 | 0 | 0 | 0 | 0 | 0 | 0 | 0 | 0 | 0 | 0 | 0 | 0 | 0 | 0 | 0 | 0 | 0 | 0 | 0 | 0 | 0 | 0 | 0 | 0 | 0 | 0 | 0 | 0 | 0 | 0 | 0 | 0 | 0 | 0 | 0 | 0 | 0 | 0 | 0 | 0 | 0 | 0 | 0 | 0 | 0 | 0 | 0 | 0 | 0 | 0 | 0 | 0 | 0 | 0 | 0 | 0 | 0 | 0 | 0 | 0 | 0 | 0 | 0 | 0 | 0 | 0 | 0 | 0 | 0 | 0 | 0 | 0 | 0 | 0 | 0 | 0.0003665% | 0 | 0 | 0 | 0 | 0 | 0 | 0 | 0 | 0 | 0 | 0 | 0 | 0 | 0 | 0 | 0 | 0 | 0 | 0 | 0 | 0 | 0 | 0 | 0
| ComDHP-7P_V2 | M_Input_Retro | Savings, cost, and EUL from 7th Plan workbook "COM-DHP-7P_V2" | 2020 | Retro | 2022 | 2045 | PSE | Commercial | Warehouse | Electric | Per Commercial Building Square Feet For Ductless Heat Pump |  |  | DHP-Retro-Warehouse |  | 4 | 20 | 4.3118 | 0 |  | 0 | 0 | 0 | 0 | 0 | 0 | 0 | 0 |  | 0 | 0 | 0 | Heat Pump | Ductless Heat Pump | Ductless Heat Pump | Ductless Heat Pump | ResSpHtBBZ1 | 0.02856% | 5.543% | 5.543% | 34313.8807 | 1 | 0.1018% | 5% | 85% | 6.8% | 0.2% | 3.4893 | 0.16818 | 0.36575 | 4.7024 | 0 | 0 | 0 | 5.0308 | 0.32843 |  | 0.10774 | 0 | 0.10774 | 07. $0.085 to $0.115 | 1 | 0 | 01. ($9,999.00) to $0.22 | 1 | 569.6739 | 566.985 | 564.3089 | 561.6453 | 558.9944 | 556.3559 | 553.7299 | 551.1163 | 548.515 | 545.9261 | 0 | 0 | 0 | 0 | 0 | 0 | 0 | 0 | 0 | 0 | 0 | 0 | 0 | 0 | 2278.6956 | 2267.9402 | 2257.2355 | 2246.5813 | 2235.9775 | 2225.4237 | 2214.9197 | 2204.4652 | 2194.0602 | 2183.7042 | 0 | 0 | 0 | 0 | 0 | 0 | 0 | 0 | 0 | 0 | 0 | 0 | 0 | 0 | 22309.003 | 2278.6956 | 4546.6358 | 6803.8713 | 9050.4526 | 11286.4301 | 13511.8538 | 15726.7734 | 17931.2387 | 20125.2988 | 22309.003 | 22309.003 | 22309.003 | 22309.003 | 22309.003 | 22309.003 | 22309.003 | 22309.003 | 22309.003 | 22309.003 | 22309.003 | 22309.003 | 22309.003 | 22309.003 | 22309.003 | 0 | 0 | 0 | 0 | 0 | 0 | 0 | 0 | 0 | 0 | 0 | 0 | 0 | 0 | 0 | 0 | 0 | 0 | 0 | 0 | 0 | 0 | 0 | 0 | 0 | 0 | 0 | 0 | 0 | 0 | 0 | 0 | 0 | 0 | 0 | 0 | 0 | 0 | 0 | 0 | 0 | 0 | 0 | 0 | 0 | 0 | 0 | 0 | 0 | 0 | 0 | 0 | 0 | 0 | 0 | 0 | 0 | 0 | 0 | 0 | 0 | 0.65086 | 1.2986 | 1.9434 | 2.5851 | 3.2237 | 3.8594 | 4.492 | 5.1216 | 5.7483 | 6.3721 | 6.3721 | 6.3721 | 6.3721 | 6.3721 | 6.3721 | 6.3721 | 6.3721 | 6.3721 | 6.3721 | 6.3721 | 6.3721 | 6.3721 | 6.3721 | 6.3721 | 2865.9265 | 2852.3993 | 2838.936 | 2825.5362 | 2812.1996 | 2798.9261 | 2785.7151 | 2772.5666 | 2759.48 | 2746.4553 | 0 | 0 | 0 | 0 | 0 | 0 | 0 | 0 | 0 | 0 | 0 | 0 | 0 | 0 | 28058.1406 | 0 | 0 | 0 | 0 | 0 | 0 | 0 | 0 | 0 | 0 | 0 | 0 | 0 | 0 | 0 | 0 | 0 | 0 | 0 | 0 | 0.0003665% | 0.0083515 | 0.016664 | 0.024937 | 0.03317 | 0.041365 | 0.049522 | 0.057639 | 0.065719 | 0.07376 | 0.081764 | 0.081764 | 0.081764 | 0.081764 | 0.081764 | 0.081764 | 0.081764 | 0.081764 | 0.081764 | 0.081764 | 0.081764 | 0.081764 | 0.081764 | 0.081764 | 0.081764
| ComDHP-7P_V2 | M_Input_Retro | Savings, cost, and EUL from 7th Plan workbook "COM-DHP-7P_V2" | 2020 | Retro | 2022 | 2045 | PSE | Commercial | Supermarket | Electric | Per Commercial Building Square Feet For Ductless Heat Pump |  |  | DHP-Retro-Supermarket |  | 4 | 20 | 4.3118 | 0 |  | 0 | 0 | 0 | 0 | 0 | 0 | 0 | 0 |  | 0 | 0 | 0 | Heat Pump | Ductless Heat Pump | Ductless Heat Pump | Ductless Heat Pump | ResSpHtBBZ1 | 0.02856% | 13.15% | 13.15% | 49733.7282 | 1 | 0% | 5% | 85% | 6.8% | 0.2% | 3.4893 | 0.16818 | 0.36575 | 4.7024 | 0 | 0 | 0 | 5.0308 | 0.32843 |  | 0.10774 | 0 | 0.10774 | 07. $0.085 to $0.115 | 1 | 0 | 01. ($9,999.00) to $0.22 | 1 | 0 | 0 | 0 | 0 | 0 | 0 | 0 | 0 | 0 | 0 | 0 | 0 | 0 | 0 | 0 | 0 | 0 | 0 | 0 | 0 | 0 | 0 | 0 | 0 | 0 | 0 | 0 | 0 | 0 | 0 | 0 | 0 | 0 | 0 | 0 | 0 | 0 | 0 | 0 | 0 | 0 | 0 | 0 | 0 | 0 | 0 | 0 | 0 | 0 | 0 | 0 | 0 | 0 | 0 | 0 | 0 | 0 | 0 | 0 | 0 | 0 | 0 | 0 | 0 | 0 | 0 | 0 | 0 | 0 | 0 | 0 | 0 | 0 | 0 | 0 | 0 | 0 | 0 | 0 | 0 | 0 | 0 | 0 | 0 | 0 | 0 | 0 | 0 | 0 | 0 | 0 | 0 | 0 | 0 | 0 | 0 | 0 | 0 | 0 | 0 | 0 | 0 | 0 | 0 | 0 | 0 | 0 | 0 | 0 | 0 | 0 | 0 | 0 | 0 | 0 | 0 | 0 | 0 | 0 | 0 | 0 | 0 | 0 | 0 | 0 | 0 | 0 | 0 | 0 | 0 | 0 | 0 | 0 | 0 | 0 | 0 | 0 | 0 | 0 | 0 | 0 | 0 | 0 | 0 | 0 | 0 | 0 | 0 | 0 | 0 | 0 | 0 | 0 | 0 | 0 | 0 | 0 | 0 | 0 | 0 | 0 | 0 | 0 | 0 | 0 | 0 | 0 | 0 | 0 | 0 | 0 | 0 | 0 | 0 | 0 | 0 | 0 | 0 | 0 | 0 | 0 | 0 | 0 | 0 | 0 | 0 | 0 | 0 | 0 | 0 | 0 | 0 | 0 | 0 | 0 | 0 | 0 | 0 | 0 | 0 | 0 | 0 | 0 | 0.0003665% | 0 | 0 | 0 | 0 | 0 | 0 | 0 | 0 | 0 | 0 | 0 | 0 | 0 | 0 | 0 | 0 | 0 | 0 | 0 | 0 | 0 | 0 | 0 | 0
| ComDHP-7P_V2 | M_Input_Retro | Savings, cost, and EUL from 7th Plan workbook "COM-DHP-7P_V2" | 2020 | Retro | 2022 | 2045 | PSE | Commercial | MiniMart | Electric | Per Commercial Building Square Feet For Ductless Heat Pump |  |  | DHP-Retro-MiniMart |  | 4 | 20 | 4.3118 | 0 |  | 0 | 0 | 0 | 0 | 0 | 0 | 0 | 0 |  | 0 | 0 | 0 | Heat Pump | Ductless Heat Pump | Ductless Heat Pump | Ductless Heat Pump | ResSpHtBBZ1 | 0.02856% | 13.15% | 13.15% | 2115.8874 | 1 | 17.74% | 5% | 85% | 6.8% | 0.2% | 3.4893 | 0.16818 | 0.36575 | 4.7024 | 0 | 0 | 0 | 5.0308 | 0.32843 |  | 0.10774 | 0 | 0.10774 | 07. $0.085 to $0.115 | 1 | 0 | 01. ($9,999.00) to $0.22 | 1 | 1873.0808 | 1868.5854 | 1864.1008 | 1859.627 | 1855.1639 | 1850.7115 | 1846.2698 | 1841.8387 | 1837.4183 | 1833.0085 | 0 | 0 | 0 | 0 | 0 | 0 | 0 | 0 | 0 | 0 | 0 | 0 | 0 | 0 | 7492.3233 | 7474.3417 | 7456.4033 | 7438.5079 | 7420.6555 | 7402.8459 | 7385.0791 | 7367.3549 | 7349.6732 | 7332.034 | 0 | 0 | 0 | 0 | 0 | 0 | 0 | 0 | 0 | 0 | 0 | 0 | 0 | 0 | 74119.2187 | 7492.3233 | 14966.6649 | 22423.0682 | 29861.5761 | 37282.2316 | 44685.0775 | 52070.1566 | 59437.5114 | 66787.1847 | 74119.2187 | 74119.2187 | 74119.2187 | 74119.2187 | 74119.2187 | 74119.2187 | 74119.2187 | 74119.2187 | 74119.2187 | 74119.2187 | 74119.2187 | 74119.2187 | 74119.2187 | 74119.2187 | 74119.2187 | 0 | 0 | 0 | 0 | 0 | 0 | 0 | 0 | 0 | 0 | 0 | 0 | 0 | 0 | 0 | 0 | 0 | 0 | 0 | 0 | 0 | 0 | 0 | 0 | 0 | 0 | 0 | 0 | 0 | 0 | 0 | 0 | 0 | 0 | 0 | 0 | 0 | 0 | 0 | 0 | 0 | 0 | 0 | 0 | 0 | 0 | 0 | 0 | 0 | 0 | 0 | 0 | 0 | 0 | 0 | 0 | 0 | 0 | 0 | 0 | 0 | 2.14 | 4.2749 | 6.4046 | 8.5293 | 10.6488 | 12.7633 | 14.8726 | 16.977 | 19.0762 | 21.1705 | 21.1705 | 21.1705 | 21.1705 | 21.1705 | 21.1705 | 21.1705 | 21.1705 | 21.1705 | 21.1705 | 21.1705 | 21.1705 | 21.1705 | 21.1705 | 21.1705 | 9423.1311 | 9400.5156 | 9377.9543 | 9355.4472 | 9332.9942 | 9310.595 | 9288.2495 | 9265.9577 | 9243.7194 | 9221.5345 | 0 | 0 | 0 | 0 | 0 | 0 | 0 | 0 | 0 | 0 | 0 | 0 | 0 | 0 | 93220.0985 | 0 | 0 | 0 | 0 | 0 | 0 | 0 | 0 | 0 | 0 | 0 | 0 | 0 | 0 | 0 | 0 | 0 | 0 | 0 | 0 | 0.0003665% | 0.02746 | 0.054854 | 0.082182 | 0.10944 | 0.13664 | 0.16377 | 0.19084 | 0.21784 | 0.24478 | 0.27165 | 0.27165 | 0.27165 | 0.27165 | 0.27165 | 0.27165 | 0.27165 | 0.27165 | 0.27165 | 0.27165 | 0.27165 | 0.27165 | 0.27165 | 0.27165 | 0.27165
| ComDHP-7P_V2 | M_Input_Retro | Savings, cost, and EUL from 7th Plan workbook "COM-DHP-7P_V2" | 2020 | Retro | 2022 | 2045 | PSE | Commercial | Restaurant | Electric | Per Commercial Building Square Feet For Ductless Heat Pump |  |  | DHP-Retro-Restaurant |  | 4 | 20 | 4.3118 | 0 |  | 0 | 0 | 0 | 0 | 0 | 0 | 0 | 0 |  | 0 | 0 | 0 | Heat Pump | Ductless Heat Pump | Ductless Heat Pump | Ductless Heat Pump | ExRestElecHt | 0.02779% | 13.6% | 13.6% | 9726.5895 | 1 | 2.687% | 5% | 85% | 6.8% | 0.2% | 3.4893 | 0.16365 | 0.36529 | 4.7024 | 0 | 0 | 0 | 5.0358 | 0.33341 |  | 0.10785 | 0 | 0.10785 | 07. $0.085 to $0.115 | 1 | 0 | 01. ($9,999.00) to $0.22 | 1 | 6874.6041 | 6812.7327 | 6751.4181 | 6690.6553 | 6630.4394 | 6570.7655 | 6511.6286 | 6453.0239 | 6394.9467 | 6337.3922 | 0 | 0 | 0 | 0 | 0 | 0 | 0 | 0 | 0 | 0 | 0 | 0 | 0 | 0 | 27498.4164 | 27250.9307 | 27005.6723 | 26762.6212 | 26521.7576 | 26283.0618 | 26046.5143 | 25812.0956 | 25579.7868 | 25349.5687 | 0 | 0 | 0 | 0 | 0 | 0 | 0 | 0 | 0 | 0 | 0 | 0 | 0 | 0 | 264110.4255 | 27498.4164 | 54749.3471 | 81755.0194 | 108517.6406 | 135039.3982 | 161322.4601 | 187368.9743 | 213181.07 | 238760.8568 | 264110.4255 | 264110.4255 | 264110.4255 | 264110.4255 | 264110.4255 | 264110.4255 | 264110.4255 | 264110.4255 | 264110.4255 | 264110.4255 | 264110.4255 | 264110.4255 | 264110.4255 | 264110.4255 | 264110.4255 | 0 | 0 | 0 | 0 | 0 | 0 | 0 | 0 | 0 | 0 | 0 | 0 | 0 | 0 | 0 | 0 | 0 | 0 | 0 | 0 | 0 | 0 | 0 | 0 | 0 | 0 | 0 | 0 | 0 | 0 | 0 | 0 | 0 | 0 | 0 | 0 | 0 | 0 | 0 | 0 | 0 | 0 | 0 | 0 | 0 | 0 | 0 | 0 | 0 | 0 | 0 | 0 | 0 | 0 | 0 | 0 | 0 | 0 | 0 | 0 | 0 | 7.6425 | 15.2162 | 22.7218 | 30.1598 | 37.5309 | 44.8356 | 52.0746 | 59.2484 | 66.3577 | 73.403 | 73.403 | 73.403 | 73.403 | 73.403 | 73.403 | 73.403 | 73.403 | 73.403 | 73.403 | 73.403 | 73.403 | 73.403 | 73.403 | 73.403 | 34619.1836 | 34307.6109 | 33998.8424 | 33692.8528 | 33389.6172 | 33089.1106 | 32791.3086 | 32496.1868 | 32203.7212 | 31913.8877 | 0 | 0 | 0 | 0 | 0 | 0 | 0 | 0 | 0 | 0 | 0 | 0 | 0 | 0 | 332502.3218 | 0 | 0 | 0 | 0 | 0 | 0 | 0 | 0 | 0 | 0 | 0 | 0 | 0 | 0 | 0 | 0 | 0 | 0 | 0 | 0 | 0.00515% | 1.4161 | 2.8195 | 4.2103 | 5.5885 | 6.9544 | 8.3079 | 9.6493 | 10.9786 | 12.2959 | 13.6014 | 13.6014 | 13.6014 | 13.6014 | 13.6014 | 13.6014 | 13.6014 | 13.6014 | 13.6014 | 13.6014 | 13.6014 | 13.6014 | 13.6014 | 13.6014 | 13.6014
| ComDHP-7P_V2 | M_Input_Retro | Savings, cost, and EUL from 7th Plan workbook "COM-DHP-7P_V2" | 2020 | Retro | 2022 | 2045 | PSE | Commercial | Lodging | Electric | Per Commercial Building Square Feet For Ductless Heat Pump |  |  | DHP-Retro-Lodging |  | 4 | 20 | 4.3118 | 0 |  | 0 | 0 | 0 | 0 | 0 | 0 | 0 | 0 |  | 0 | 0 | 0 | Heat Pump | Ductless Heat Pump | Ductless Heat Pump | Ductless Heat Pump | ResSpHtBBZ1 | 0.02856% | 26.85% | 26.85% | 31385.388 | 1 | 0.4509% | 5% | 85% | 6.8% | 0.2% | 3.4893 | 0.16818 | 0.36575 | 4.7024 | 0 | 0 | 0 | 5.0308 | 0.32843 |  | 0.10774 | 0 | 0.10774 | 07. $0.085 to $0.115 | 1 | 0 | 01. ($9,999.00) to $0.22 | 1 | 1802.4118 | 1795.7428 | 1789.0986 | 1782.4789 | 1775.8838 | 1769.313 | 1762.7665 | 1756.2443 | 1749.7462 | 1743.2721 | 0 | 0 | 0 | 0 | 0 | 0 | 0 | 0 | 0 | 0 | 0 | 0 | 0 | 0 | 7209.647 | 7182.9713 | 7156.3944 | 7129.9157 | 7103.535 | 7077.2519 | 7051.0661 | 7024.9771 | 6998.9847 | 6973.0885 | 0 | 0 | 0 | 0 | 0 | 0 | 0 | 0 | 0 | 0 | 0 | 0 | 0 | 0 | 70907.8318 | 7209.647 | 14392.6184 | 21549.0127 | 28678.9284 | 35782.4634 | 42859.7154 | 49910.7814 | 56935.7586 | 63934.7433 | 70907.8318 | 70907.8318 | 70907.8318 | 70907.8318 | 70907.8318 | 70907.8318 | 70907.8318 | 70907.8318 | 70907.8318 | 70907.8318 | 70907.8318 | 70907.8318 | 70907.8318 | 70907.8318 | 70907.8318 | 0 | 0 | 0 | 0 | 0 | 0 | 0 | 0 | 0 | 0 | 0 | 0 | 0 | 0 | 0 | 0 | 0 | 0 | 0 | 0 | 0 | 0 | 0 | 0 | 0 | 0 | 0 | 0 | 0 | 0 | 0 | 0 | 0 | 0 | 0 | 0 | 0 | 0 | 0 | 0 | 0 | 0 | 0 | 0 | 0 | 0 | 0 | 0 | 0 | 0 | 0 | 0 | 0 | 0 | 0 | 0 | 0 | 0 | 0 | 0 | 0 | 2.0593 | 4.1109 | 6.155 | 8.1915 | 10.2204 | 12.2419 | 14.2559 | 16.2624 | 18.2615 | 20.2532 | 20.2532 | 20.2532 | 20.2532 | 20.2532 | 20.2532 | 20.2532 | 20.2532 | 20.2532 | 20.2532 | 20.2532 | 20.2532 | 20.2532 | 20.2532 | 20.2532 | 9067.6078 | 9034.0577 | 9000.6317 | 8967.3293 | 8934.1502 | 8901.0938 | 8868.1598 | 8835.3476 | 8802.6568 | 8770.087 | 0 | 0 | 0 | 0 | 0 | 0 | 0 | 0 | 0 | 0 | 0 | 0 | 0 | 0 | 89181.1218 | 0 | 0 | 0 | 0 | 0 | 0 | 0 | 0 | 0 | 0 | 0 | 0 | 0 | 0 | 0 | 0 | 0 | 0 | 0 | 0 | 0.0003665% | 0.026424 | 0.05275 | 0.078978 | 0.10511 | 0.13114 | 0.15708 | 0.18293 | 0.20867 | 0.23432 | 0.25988 | 0.25988 | 0.25988 | 0.25988 | 0.25988 | 0.25988 | 0.25988 | 0.25988 | 0.25988 | 0.25988 | 0.25988 | 0.25988 | 0.25988 | 0.25988 | 0.25988
| ComDHP-7P_V2 | M_Input_Retro | Savings, cost, and EUL from 7th Plan workbook "COM-DHP-7P_V2" | 2020 | Retro | 2022 | 2045 | PSE | Commercial | Hospital | Electric | Per Commercial Building Square Feet For Ductless Heat Pump |  |  | DHP-Retro-Hospital |  | 4 | 20 | 4.3118 | 0 |  | 0 | 0 | 0 | 0 | 0 | 0 | 0 | 0 |  | 0 | 0 | 0 | Heat Pump | Ductless Heat Pump | Ductless Heat Pump | Ductless Heat Pump | ResSpHtBBZ1 | 0.02856% | 6.568% | 6.568% | 80978.5882 | 1 | 0% | 5% | 85% | 6.8% | 0.2% | 3.4893 | 0.16818 | 0.36575 | 4.7024 | 0 | 0 | 0 | 5.0308 | 0.32843 |  | 0.10774 | 0 | 0.10774 | 07. $0.085 to $0.115 | 1 | 0 | 01. ($9,999.00) to $0.22 | 1 | 0 | 0 | 0 | 0 | 0 | 0 | 0 | 0 | 0 | 0 | 0 | 0 | 0 | 0 | 0 | 0 | 0 | 0 | 0 | 0 | 0 | 0 | 0 | 0 | 0 | 0 | 0 | 0 | 0 | 0 | 0 | 0 | 0 | 0 | 0 | 0 | 0 | 0 | 0 | 0 | 0 | 0 | 0 | 0 | 0 | 0 | 0 | 0 | 0 | 0 | 0 | 0 | 0 | 0 | 0 | 0 | 0 | 0 | 0 | 0 | 0 | 0 | 0 | 0 | 0 | 0 | 0 | 0 | 0 | 0 | 0 | 0 | 0 | 0 | 0 | 0 | 0 | 0 | 0 | 0 | 0 | 0 | 0 | 0 | 0 | 0 | 0 | 0 | 0 | 0 | 0 | 0 | 0 | 0 | 0 | 0 | 0 | 0 | 0 | 0 | 0 | 0 | 0 | 0 | 0 | 0 | 0 | 0 | 0 | 0 | 0 | 0 | 0 | 0 | 0 | 0 | 0 | 0 | 0 | 0 | 0 | 0 | 0 | 0 | 0 | 0 | 0 | 0 | 0 | 0 | 0 | 0 | 0 | 0 | 0 | 0 | 0 | 0 | 0 | 0 | 0 | 0 | 0 | 0 | 0 | 0 | 0 | 0 | 0 | 0 | 0 | 0 | 0 | 0 | 0 | 0 | 0 | 0 | 0 | 0 | 0 | 0 | 0 | 0 | 0 | 0 | 0 | 0 | 0 | 0 | 0 | 0 | 0 | 0 | 0 | 0 | 0 | 0 | 0 | 0 | 0 | 0 | 0 | 0 | 0 | 0 | 0 | 0 | 0 | 0 | 0 | 0 | 0 | 0 | 0 | 0 | 0 | 0 | 0 | 0 | 0 | 0 | 0 | 0.0003665% | 0 | 0 | 0 | 0 | 0 | 0 | 0 | 0 | 0 | 0 | 0 | 0 | 0 | 0 | 0 | 0 | 0 | 0 | 0 | 0 | 0 | 0 | 0 | 0
| ComDHP-7P_V2 | M_Input_Retro | Savings, cost, and EUL from 7th Plan workbook "COM-DHP-7P_V2" | 2020 | Retro | 2022 | 2045 | PSE | Commercial | Residential Care | Electric | Per Commercial Building Square Feet For Ductless Heat Pump |  |  | DHP-Retro-Residential Care |  | 4 | 20 | 4.3118 | 0 |  | 0 | 0 | 0 | 0 | 0 | 0 | 0 | 0 |  | 0 | 0 | 0 | Heat Pump | Ductless Heat Pump | Ductless Heat Pump | Ductless Heat Pump | ResSpHtBBZ1 | 0.02856% | 8.998% | 8.998% | 89213.7828 | 1 | 0.006749% | 5% | 85% | 6.8% | 0.2% | 3.4893 | 0.16818 | 0.36575 | 4.7024 | 0 | 0 | 0 | 5.0308 | 0.32843 |  | 0.10774 | 0 | 0.10774 | 07. $0.085 to $0.115 | 1 | 0 | 01. ($9,999.00) to $0.22 | 1 | 10.0131 | 9.9721 | 9.9312 | 9.8905 | 9.8499 | 9.8096 | 9.7693 | 9.7293 | 9.6894 | 9.6497 | 0 | 0 | 0 | 0 | 0 | 0 | 0 | 0 | 0 | 0 | 0 | 0 | 0 | 0 | 40.0526 | 39.8884 | 39.7248 | 39.562 | 39.3997 | 39.2382 | 39.0773 | 38.9171 | 38.7576 | 38.5986 | 0 | 0 | 0 | 0 | 0 | 0 | 0 | 0 | 0 | 0 | 0 | 0 | 0 | 0 | 393.2163 | 40.0526 | 79.9409 | 119.6658 | 159.2277 | 198.6275 | 237.8657 | 276.943 | 315.8601 | 354.6177 | 393.2163 | 393.2163 | 393.2163 | 393.2163 | 393.2163 | 393.2163 | 393.2163 | 393.2163 | 393.2163 | 393.2163 | 393.2163 | 393.2163 | 393.2163 | 393.2163 | 393.2163 | 0 | 0 | 0 | 0 | 0 | 0 | 0 | 0 | 0 | 0 | 0 | 0 | 0 | 0 | 0 | 0 | 0 | 0 | 0 | 0 | 0 | 0 | 0 | 0 | 0 | 0 | 0 | 0 | 0 | 0 | 0 | 0 | 0 | 0 | 0 | 0 | 0 | 0 | 0 | 0 | 0 | 0 | 0 | 0 | 0 | 0 | 0 | 0 | 0 | 0 | 0 | 0 | 0 | 0 | 0 | 0 | 0 | 0 | 0 | 0 | 0 | 0.01144 | 0.022833 | 0.03418 | 0.04548 | 0.056733 | 0.067941 | 0.079102 | 0.090218 | 0.10129 | 0.11231 | 0.11231 | 0.11231 | 0.11231 | 0.11231 | 0.11231 | 0.11231 | 0.11231 | 0.11231 | 0.11231 | 0.11231 | 0.11231 | 0.11231 | 0.11231 | 0.11231 | 50.3743 | 50.1678 | 49.9621 | 49.7573 | 49.5533 | 49.3501 | 49.1477 | 48.9462 | 48.7456 | 48.5457 | 0 | 0 | 0 | 0 | 0 | 0 | 0 | 0 | 0 | 0 | 0 | 0 | 0 | 0 | 494.5501 | 0 | 0 | 0 | 0 | 0 | 0 | 0 | 0 | 0 | 0 | 0 | 0 | 0 | 0 | 0 | 0 | 0 | 0 | 0 | 0 | 0.0003665% | 0.00014679 | 0.00029299 | 0.00043858 | 0.00058358 | 0.00072798 | 0.00087179 | 0.001015 | 0.0011576 | 0.0012997 | 0.0014412 | 0.0014412 | 0.0014412 | 0.0014412 | 0.0014412 | 0.0014412 | 0.0014412 | 0.0014412 | 0.0014412 | 0.0014412 | 0.0014412 | 0.0014412 | 0.0014412 | 0.0014412 | 0.0014412
| ComDHP-7P_V2 | M_Input_Retro | Savings, cost, and EUL from 7th Plan workbook "COM-DHP-7P_V2" | 2020 | Retro | 2022 | 2045 | PSE | Commercial | Assembly | Electric | Per Commercial Building Square Feet For Ductless Heat Pump |  |  | DHP-Retro-Assembly |  | 4 | 20 | 4.3118 | 0 |  | 0 | 0 | 0 | 0 | 0 | 0 | 0 | 0 |  | 0 | 0 | 0 | Heat Pump | Ductless Heat Pump | Ductless Heat Pump | Ductless Heat Pump | ResSpHtBBZ1 | 0.02856% | 8.998% | 8.998% | 13631.2945 | 1 | 0.1193% | 5% | 85% | 6.8% | 0.2% | 3.4893 | 0.16818 | 0.36575 | 4.7024 | 0 | 0 | 0 | 5.0308 | 0.32843 |  | 0.10774 | 0 | 0.10774 | 07. $0.085 to $0.115 | 1 | 0 | 01. ($9,999.00) to $0.22 | 1 | 338.5821 | 337.063 | 335.5507 | 334.0452 | 332.5464 | 331.0544 | 329.5691 | 328.0904 | 326.6184 | 325.1529 | 0 | 0 | 0 | 0 | 0 | 0 | 0 | 0 | 0 | 0 | 0 | 0 | 0 | 0 | 1354.3283 | 1348.2519 | 1342.2027 | 1336.1807 | 1330.1857 | 1324.2176 | 1318.2763 | 1312.3616 | 1306.4735 | 1300.6118 | 0 | 0 | 0 | 0 | 0 | 0 | 0 | 0 | 0 | 0 | 0 | 0 | 0 | 0 | 13273.0901 | 1354.3283 | 2702.5802 | 4044.7829 | 5380.9636 | 6711.1493 | 8035.3669 | 9353.6432 | 10666.0049 | 11972.4783 | 13273.0901 | 13273.0901 | 13273.0901 | 13273.0901 | 13273.0901 | 13273.0901 | 13273.0901 | 13273.0901 | 13273.0901 | 13273.0901 | 13273.0901 | 13273.0901 | 13273.0901 | 13273.0901 | 13273.0901 | 0 | 0 | 0 | 0 | 0 | 0 | 0 | 0 | 0 | 0 | 0 | 0 | 0 | 0 | 0 | 0 | 0 | 0 | 0 | 0 | 0 | 0 | 0 | 0 | 0 | 0 | 0 | 0 | 0 | 0 | 0 | 0 | 0 | 0 | 0 | 0 | 0 | 0 | 0 | 0 | 0 | 0 | 0 | 0 | 0 | 0 | 0 | 0 | 0 | 0 | 0 | 0 | 0 | 0 | 0 | 0 | 0 | 0 | 0 | 0 | 0 | 0.38683 | 0.77193 | 1.1553 | 1.5369 | 1.9169 | 2.2951 | 2.6717 | 3.0465 | 3.4197 | 3.7912 | 3.7912 | 3.7912 | 3.7912 | 3.7912 | 3.7912 | 3.7912 | 3.7912 | 3.7912 | 3.7912 | 3.7912 | 3.7912 | 3.7912 | 3.7912 | 3.7912 | 1703.3452 | 1695.7029 | 1688.0948 | 1680.5209 | 1672.981 | 1665.4749 | 1658.0024 | 1650.5635 | 1643.158 | 1635.7857 | 0 | 0 | 0 | 0 | 0 | 0 | 0 | 0 | 0 | 0 | 0 | 0 | 0 | 0 | 16693.6294 | 0 | 0 | 0 | 0 | 0 | 0 | 0 | 0 | 0 | 0 | 0 | 0 | 0 | 0 | 0 | 0 | 0 | 0 | 0 | 0 | 0.0003665% | 0.0049637 | 0.0099051 | 0.014824 | 0.019722 | 0.024597 | 0.02945 | 0.034282 | 0.039091 | 0.04388 | 0.048647 | 0.048647 | 0.048647 | 0.048647 | 0.048647 | 0.048647 | 0.048647 | 0.048647 | 0.048647 | 0.048647 | 0.048647 | 0.048647 | 0.048647 | 0.048647 | 0.048647
| ComDHP-7P_V2 | M_Input_Retro | Savings, cost, and EUL from 7th Plan workbook "COM-DHP-7P_V2" | 2020 | Retro | 2022 | 2045 | PSE | Commercial | Other | Electric | Per Commercial Building Square Feet For Ductless Heat Pump |  |  | DHP-Retro-Other |  | 4 | 20 | 4.3118 | 0 |  | 0 | 0 | 0 | 0 | 0 | 0 | 0 | 0 |  | 0 | 0 | 0 | Heat Pump | Ductless Heat Pump | Ductless Heat Pump | Ductless Heat Pump | ResSpHtBBZ1 | 0.02856% | 8.998% | 8.998% | 22414.5695 | 1 | 0.7101% | 5% | 85% | 6.8% | 0.2% | 3.4893 | 0.16818 | 0.36575 | 4.7024 | 0 | 0 | 0 | 5.0308 | 0.32843 |  | 0.10774 | 0 | 0.10774 | 07. $0.085 to $0.115 | 1 | 0 | 01. ($9,999.00) to $0.22 | 1 | 5672.6827 | 5621.6286 | 5571.0339 | 5520.8946 | 5471.2066 | 5421.9657 | 5373.168 | 5324.8095 | 5276.8862 | 5229.3943 | 0 | 0 | 0 | 0 | 0 | 0 | 0 | 0 | 0 | 0 | 0 | 0 | 0 | 0 | 22690.7309 | 22486.5144 | 22284.1357 | 22083.5785 | 21884.8263 | 21687.8629 | 21492.6721 | 21299.2381 | 21107.5449 | 20917.577 | 0 | 0 | 0 | 0 | 0 | 0 | 0 | 0 | 0 | 0 | 0 | 0 | 0 | 0 | 217934.6808 | 22690.7309 | 45177.2453 | 67461.381 | 89544.9596 | 111429.7859 | 133117.6487 | 154610.3208 | 175909.5589 | 197017.1038 | 217934.6808 | 217934.6808 | 217934.6808 | 217934.6808 | 217934.6808 | 217934.6808 | 217934.6808 | 217934.6808 | 217934.6808 | 217934.6808 | 217934.6808 | 217934.6808 | 217934.6808 | 217934.6808 | 217934.6808 | 0 | 0 | 0 | 0 | 0 | 0 | 0 | 0 | 0 | 0 | 0 | 0 | 0 | 0 | 0 | 0 | 0 | 0 | 0 | 0 | 0 | 0 | 0 | 0 | 0 | 0 | 0 | 0 | 0 | 0 | 0 | 0 | 0 | 0 | 0 | 0 | 0 | 0 | 0 | 0 | 0 | 0 | 0 | 0 | 0 | 0 | 0 | 0 | 0 | 0 | 0 | 0 | 0 | 0 | 0 | 0 | 0 | 0 | 0 | 0 | 0 | 6.4811 | 12.9038 | 19.2688 | 25.5765 | 31.8274 | 38.022 | 44.1609 | 50.2445 | 56.2734 | 62.248 | 62.248 | 62.248 | 62.248 | 62.248 | 62.248 | 62.248 | 62.248 | 62.248 | 62.248 | 62.248 | 62.248 | 62.248 | 62.248 | 62.248 | 28538.2417 | 28281.3975 | 28026.8649 | 27774.6231 | 27524.6515 | 27276.9296 | 27031.4373 | 26788.1543 | 26547.061 | 26308.1374 | 0 | 0 | 0 | 0 | 0 | 0 | 0 | 0 | 0 | 0 | 0 | 0 | 0 | 0 | 274097.4983 | 0 | 0 | 0 | 0 | 0 | 0 | 0 | 0 | 0 | 0 | 0 | 0 | 0 | 0 | 0 | 0 | 0 | 0 | 0 | 0 | 0.0003665% | 0.083163 | 0.16558 | 0.24725 | 0.32819 | 0.4084 | 0.48788 | 0.56665 | 0.64472 | 0.72208 | 0.79874 | 0.79874 | 0.79874 | 0.79874 | 0.79874 | 0.79874 | 0.79874 | 0.79874 | 0.79874 | 0.79874 | 0.79874 | 0.79874 | 0.79874 | 0.79874 | 0.79874
| ComDHP-7P_V2 | M_Input_Retro | Savings, cost, and EUL from 7th Plan workbook "COM-DHP-7P_V2" | 2020 | New | 2022 | 2045 | PSE | Commercial | Large Off | Electric | Per Commercial Building Square Feet For Ductless Heat Pump |  |  | DHP-NEW-Large Off |  | 4 | 20 | 4.3118 | 0 |  | 0 | 0 | 0 | 0 | 0 | 0 | 0 | 0 |  | 0 | 0 | 0 | Heat Pump | Ductless Heat Pump | Ductless Heat Pump | Ductless Heat Pump | ResSpHtBBZ1 | 0.02856% | 27.49% | 27.49% | 229881.7404 | 1 | 0% | 5% | 85% | 6.8% | 0.2% | 3.4893 | 0.16818 | 0.36575 | 4.7024 | 0 | 0 | 0 | 5.0308 | 0.32843 |  | 0.10774 | 0 | 0.10774 | 07. $0.085 to $0.115 | 1 | 0 | 01. ($9,999.00) to $0.22 | 1 | 0 | 0 | 0 | 0 | 0 | 0 | 0 | 0 | 0 | 0 | 0 | 0 | 0 | 0 | 0 | 0 | 0 | 0 | 0 | 0 | 0 | 0 | 0 | 0 | 0 | 0 | 0 | 0 | 0 | 0 | 0 | 0 | 0 | 0 | 0 | 0 | 0 | 0 | 0 | 0 | 0 | 0 | 0 | 0 | 0 | 0 | 0 | 0 | 0 | 0 | 0 | 0 | 0 | 0 | 0 | 0 | 0 | 0 | 0 | 0 | 0 | 0 | 0 | 0 | 0 | 0 | 0 | 0 | 0 | 0 | 0 | 0 | 0 | 0 | 0 | 0 | 0 | 0 | 0 | 0 | 0 | 0 | 0 | 0 | 0 | 0 | 0 | 0 | 0 | 0 | 0 | 0 | 0 | 0 | 0 | 0 | 0 | 0 | 0 | 0 | 0 | 0 | 0 | 0 | 0 | 0 | 0 | 0 | 0 | 0 | 0 | 0 | 0 | 0 | 0 | 0 | 0 | 0 | 0 | 0 | 0 | 0 | 0 | 0 | 0 | 0 | 0 | 0 | 0 | 0 | 0 | 0 | 0 | 0 | 0 | 0 | 0 | 0 | 0 | 0 | 0 | 0 | 0 | 0 | 0 | 0 | 0 | 0 | 0 | 0 | 0 | 0 | 0 | 0 | 0 | 0 | 0 | 0 | 0 | 0 | 0 | 0 | 0 | 0 | 0 | 0 | 0 | 0 | 0 | 0 | 0 | 0 | 0 | 0 | 0 | 0 | 0 | 0 | 0 | 0 | 0 | 0 | 0 | 0 | 0 | 0 | 0 | 0 | 0 | 0 | 0 | 0 | 0 | 0 | 0 | 0 | 0 | 0 | 0 | 0 | 0 | 0 | 0 | 0.0003665% | 0 | 0 | 0 | 0 | 0 | 0 | 0 | 0 | 0 | 0 | 0 | 0 | 0 | 0 | 0 | 0 | 0 | 0 | 0 | 0 | 0 | 0 | 0 | 0
| ComDHP-7P_V2 | M_Input_Retro | Savings, cost, and EUL from 7th Plan workbook "COM-DHP-7P_V2" | 2020 | New | 2022 | 2045 | PSE | Commercial | Medium Off | Electric | Per Commercial Building Square Feet For Ductless Heat Pump |  |  | DHP-NEW-Medium Off |  | 4 | 20 | 4.3118 | 0 |  | 0 | 0 | 0 | 0 | 0 | 0 | 0 | 0 |  | 0 | 0 | 0 | Heat Pump | Ductless Heat Pump | Ductless Heat Pump | Ductless Heat Pump | ResSpHtBBZ1 | 0.02856% | 27.49% | 27.49% | 41759.2514 | 1 | 0% | 5% | 85% | 6.8% | 0.2% | 3.4893 | 0.16818 | 0.36575 | 4.7024 | 0 | 0 | 0 | 5.0308 | 0.32843 |  | 0.10774 | 0 | 0.10774 | 07. $0.085 to $0.115 | 1 | 0 | 01. ($9,999.00) to $0.22 | 1 | 0 | 0 | 0 | 0 | 0 | 0 | 0 | 0 | 0 | 0 | 0 | 0 | 0 | 0 | 0 | 0 | 0 | 0 | 0 | 0 | 0 | 0 | 0 | 0 | 0 | 0 | 0 | 0 | 0 | 0 | 0 | 0 | 0 | 0 | 0 | 0 | 0 | 0 | 0 | 0 | 0 | 0 | 0 | 0 | 0 | 0 | 0 | 0 | 0 | 0 | 0 | 0 | 0 | 0 | 0 | 0 | 0 | 0 | 0 | 0 | 0 | 0 | 0 | 0 | 0 | 0 | 0 | 0 | 0 | 0 | 0 | 0 | 0 | 0 | 0 | 0 | 0 | 0 | 0 | 0 | 0 | 0 | 0 | 0 | 0 | 0 | 0 | 0 | 0 | 0 | 0 | 0 | 0 | 0 | 0 | 0 | 0 | 0 | 0 | 0 | 0 | 0 | 0 | 0 | 0 | 0 | 0 | 0 | 0 | 0 | 0 | 0 | 0 | 0 | 0 | 0 | 0 | 0 | 0 | 0 | 0 | 0 | 0 | 0 | 0 | 0 | 0 | 0 | 0 | 0 | 0 | 0 | 0 | 0 | 0 | 0 | 0 | 0 | 0 | 0 | 0 | 0 | 0 | 0 | 0 | 0 | 0 | 0 | 0 | 0 | 0 | 0 | 0 | 0 | 0 | 0 | 0 | 0 | 0 | 0 | 0 | 0 | 0 | 0 | 0 | 0 | 0 | 0 | 0 | 0 | 0 | 0 | 0 | 0 | 0 | 0 | 0 | 0 | 0 | 0 | 0 | 0 | 0 | 0 | 0 | 0 | 0 | 0 | 0 | 0 | 0 | 0 | 0 | 0 | 0 | 0 | 0 | 0 | 0 | 0 | 0 | 0 | 0 | 0.0003665% | 0 | 0 | 0 | 0 | 0 | 0 | 0 | 0 | 0 | 0 | 0 | 0 | 0 | 0 | 0 | 0 | 0 | 0 | 0 | 0 | 0 | 0 | 0 | 0
| ComDHP-7P_V2 | M_Input_Retro | Savings, cost, and EUL from 7th Plan workbook "COM-DHP-7P_V2" | 2020 | New | 2022 | 2045 | PSE | Commercial | Small Off | Electric | Per Commercial Building Square Feet For Ductless Heat Pump |  |  | DHP-NEW-Small Off |  | 4 | 20 | 4.3118 | 0 |  | 0 | 0 | 0 | 0 | 0 | 0 | 0 | 0 |  | 0 | 0 | 0 | Heat Pump | Ductless Heat Pump | Ductless Heat Pump | Ductless Heat Pump | ExSmOffElecHt | 0.02994% | 27.49% | 27.49% | 4797.7732 | 1 | 20.99% | 5% | 85% | 6.8% | 0.2% | 3.4893 | 0.17628 | 0.36656 | 4.7024 | 0 | 0 | 0 | 5.0219 | 0.31951 |  | 0.10755 | 0 | 0.10755 | 07. $0.085 to $0.115 | 1 | 0 | 01. ($9,999.00) to $0.22 | 1 | 2935.1353 | 6856.7529 | 8659.7937 | 5166.1546 | 8568.3951 | 12695.7836 | 19033.6082 | 10789.309 | 21230.7257 | 27265.4763 | 21616.9626 | 7748.2937 | 27840.9798 | 35133.6013 | 30288.2754 | 18128.1523 | 26220.6232 | 30070.2401 | 32641.0444 | 23997.0769 | 29374.9556 | 30152.9192 | 36049.6738 | 27644.6602 | 11740.5411 | 27427.0115 | 34639.1748 | 20664.6183 | 34273.5803 | 50783.1343 | 76134.4327 | 43157.2362 | 84922.9028 | 109061.9052 | 86467.8503 | 30993.1747 | 111363.9192 | 140534.4051 | 121153.1015 | 72512.6091 | 104882.493 | 120280.9604 | 130564.1777 | 95988.3075 | 117499.8222 | 120611.6768 | 144198.695 | 110578.6409 | 2000434.3705 | 11740.5411 | 39167.5526 | 73806.7274 | 94471.3458 | 128744.926 | 179528.0603 | 255662.493 | 298819.7292 | 383742.632 | 492804.5372 | 579272.3874 | 610265.5622 | 721629.4813 | 862163.8864 | 983316.9879 | 1055829.597 | 1160712.09 | 1280993.0503 | 1411557.228 | 1507545.5355 | 1625045.3577 | 1745657.0345 | 1889855.7295 | 2000434.3705 | 0 | 0 | 0 | 0 | 0 | 0 | 0 | 0 | 0 | 0 | 0 | 0 | 0 | 0 | 0 | 0 | 0 | 0 | 0 | 0 | 0 | 0 | 0 | 0 | 0 | 0 | 0 | 0 | 0 | 0 | 0 | 0 | 0 | 0 | 0 | 0 | 0 | 0 | 0 | 0 | 0 | 0 | 0 | 0 | 0 | 0 | 0 | 0 | 0 | 0 | 0 | 0 | 0 | 0 | 0 | 0 | 0 | 0 | 0 | 0 | 0 | 3.515 | 11.7262 | 22.0967 | 28.2834 | 38.5445 | 53.7483 | 76.5419 | 89.4626 | 114.8873 | 147.539 | 173.4263 | 182.7052 | 216.0461 | 258.1202 | 294.3918 | 316.1011 | 347.5015 | 383.5119 | 422.6011 | 451.3387 | 486.5165 | 522.626 | 565.7972 | 598.9029 | 14739.9777 | 34433.9783 | 43488.6824 | 25943.9501 | 43029.6869 | 63757.0498 | 95585.0184 | 54182.9113 | 106618.7392 | 136924.6981 | 108558.385 | 38911.2136 | 139814.8234 | 176437.6934 | 152104.9152 | 91037.9026 | 131677.5428 | 151009.9622 | 163920.3036 | 120511.0987 | 147518.3077 | 151425.169 | 181038.1246 | 138828.9247 | 2511499.0586 | 0 | 0 | 0 | 0 | 0 | 0 | 0 | 0 | 0 | 0 | 0 | 0 | 0 | 0 | 0 | 0 | 0 | 0 | 0 | 0 | 0.002465% | 0.28936 | 0.96533 | 1.819 | 2.3283 | 3.1731 | 4.4247 | 6.3011 | 7.3647 | 9.4577 | 12.1457 | 14.2768 | 15.0407 | 17.7853 | 21.249 | 24.2349 | 26.0221 | 28.607 | 31.5715 | 34.7893 | 37.1551 | 40.051 | 43.0236 | 46.5775 | 49.3029
| ComDHP-7P_V2 | M_Input_Retro | Savings, cost, and EUL from 7th Plan workbook "COM-DHP-7P_V2" | 2020 | New | 2022 | 2045 | PSE | Commercial | XLarge Ret | Electric | Per Commercial Building Square Feet For Ductless Heat Pump |  |  | DHP-NEW-Xlarge Ret |  | 4 | 20 | 4.3118 | 0 |  | 0 | 0 | 0 | 0 | 0 | 0 | 0 | 0 |  | 0 | 0 | 0 | Heat Pump | Ductless Heat Pump | Ductless Heat Pump | Ductless Heat Pump | ResSpHtBBZ1 | 0.02856% | 9.705% | 9.705% | 280351.2881 | 1 | 0% | 5% | 85% | 6.8% | 0.2% | 3.4893 | 0.16818 | 0.36575 | 4.7024 | 0 | 0 | 0 | 5.0308 | 0.32843 |  | 0.10774 | 0 | 0.10774 | 07. $0.085 to $0.115 | 1 | 0 | 01. ($9,999.00) to $0.22 | 1 | 0 | 0 | 0 | 0 | 0 | 0 | 0 | 0 | 0 | 0 | 0 | 0 | 0 | 0 | 0 | 0 | 0 | 0 | 0 | 0 | 0 | 0 | 0 | 0 | 0 | 0 | 0 | 0 | 0 | 0 | 0 | 0 | 0 | 0 | 0 | 0 | 0 | 0 | 0 | 0 | 0 | 0 | 0 | 0 | 0 | 0 | 0 | 0 | 0 | 0 | 0 | 0 | 0 | 0 | 0 | 0 | 0 | 0 | 0 | 0 | 0 | 0 | 0 | 0 | 0 | 0 | 0 | 0 | 0 | 0 | 0 | 0 | 0 | 0 | 0 | 0 | 0 | 0 | 0 | 0 | 0 | 0 | 0 | 0 | 0 | 0 | 0 | 0 | 0 | 0 | 0 | 0 | 0 | 0 | 0 | 0 | 0 | 0 | 0 | 0 | 0 | 0 | 0 | 0 | 0 | 0 | 0 | 0 | 0 | 0 | 0 | 0 | 0 | 0 | 0 | 0 | 0 | 0 | 0 | 0 | 0 | 0 | 0 | 0 | 0 | 0 | 0 | 0 | 0 | 0 | 0 | 0 | 0 | 0 | 0 | 0 | 0 | 0 | 0 | 0 | 0 | 0 | 0 | 0 | 0 | 0 | 0 | 0 | 0 | 0 | 0 | 0 | 0 | 0 | 0 | 0 | 0 | 0 | 0 | 0 | 0 | 0 | 0 | 0 | 0 | 0 | 0 | 0 | 0 | 0 | 0 | 0 | 0 | 0 | 0 | 0 | 0 | 0 | 0 | 0 | 0 | 0 | 0 | 0 | 0 | 0 | 0 | 0 | 0 | 0 | 0 | 0 | 0 | 0 | 0 | 0 | 0 | 0 | 0 | 0 | 0 | 0 | 0 | 0.0003665% | 0 | 0 | 0 | 0 | 0 | 0 | 0 | 0 | 0 | 0 | 0 | 0 | 0 | 0 | 0 | 0 | 0 | 0 | 0 | 0 | 0 | 0 | 0 | 0
| ComDHP-7P_V2 | M_Input_Retro | Savings, cost, and EUL from 7th Plan workbook "COM-DHP-7P_V2" | 2020 | New | 2022 | 2045 | PSE | Commercial | Large Ret | Electric | Per Commercial Building Square Feet For Ductless Heat Pump |  |  | DHP-NEW-Large Ret |  | 4 | 20 | 4.3118 | 0 |  | 0 | 0 | 0 | 0 | 0 | 0 | 0 | 0 |  | 0 | 0 | 0 | Heat Pump | Ductless Heat Pump | Ductless Heat Pump | Ductless Heat Pump | ResSpHtBBZ1 | 0.02856% | 9.705% | 9.705% | 94425.5221 | 1 | 0% | 5% | 85% | 6.8% | 0.2% | 3.4893 | 0.16818 | 0.36575 | 4.7024 | 0 | 0 | 0 | 5.0308 | 0.32843 |  | 0.10774 | 0 | 0.10774 | 07. $0.085 to $0.115 | 1 | 0 | 01. ($9,999.00) to $0.22 | 1 | 0 | 0 | 0 | 0 | 0 | 0 | 0 | 0 | 0 | 0 | 0 | 0 | 0 | 0 | 0 | 0 | 0 | 0 | 0 | 0 | 0 | 0 | 0 | 0 | 0 | 0 | 0 | 0 | 0 | 0 | 0 | 0 | 0 | 0 | 0 | 0 | 0 | 0 | 0 | 0 | 0 | 0 | 0 | 0 | 0 | 0 | 0 | 0 | 0 | 0 | 0 | 0 | 0 | 0 | 0 | 0 | 0 | 0 | 0 | 0 | 0 | 0 | 0 | 0 | 0 | 0 | 0 | 0 | 0 | 0 | 0 | 0 | 0 | 0 | 0 | 0 | 0 | 0 | 0 | 0 | 0 | 0 | 0 | 0 | 0 | 0 | 0 | 0 | 0 | 0 | 0 | 0 | 0 | 0 | 0 | 0 | 0 | 0 | 0 | 0 | 0 | 0 | 0 | 0 | 0 | 0 | 0 | 0 | 0 | 0 | 0 | 0 | 0 | 0 | 0 | 0 | 0 | 0 | 0 | 0 | 0 | 0 | 0 | 0 | 0 | 0 | 0 | 0 | 0 | 0 | 0 | 0 | 0 | 0 | 0 | 0 | 0 | 0 | 0 | 0 | 0 | 0 | 0 | 0 | 0 | 0 | 0 | 0 | 0 | 0 | 0 | 0 | 0 | 0 | 0 | 0 | 0 | 0 | 0 | 0 | 0 | 0 | 0 | 0 | 0 | 0 | 0 | 0 | 0 | 0 | 0 | 0 | 0 | 0 | 0 | 0 | 0 | 0 | 0 | 0 | 0 | 0 | 0 | 0 | 0 | 0 | 0 | 0 | 0 | 0 | 0 | 0 | 0 | 0 | 0 | 0 | 0 | 0 | 0 | 0 | 0 | 0 | 0 | 0.0003665% | 0 | 0 | 0 | 0 | 0 | 0 | 0 | 0 | 0 | 0 | 0 | 0 | 0 | 0 | 0 | 0 | 0 | 0 | 0 | 0 | 0 | 0 | 0 | 0
| ComDHP-7P_V2 | M_Input_Retro | Savings, cost, and EUL from 7th Plan workbook "COM-DHP-7P_V2" | 2020 | New | 2022 | 2045 | PSE | Commercial | Medium Ret | Electric | Per Commercial Building Square Feet For Ductless Heat Pump |  |  | DHP-NEW-Medium Ret |  | 4 | 20 | 4.3118 | 0 |  | 0 | 0 | 0 | 0 | 0 | 0 | 0 | 0 |  | 0 | 0 | 0 | Heat Pump | Ductless Heat Pump | Ductless Heat Pump | Ductless Heat Pump | ResSpHtBBZ1 | 0.02856% | 9.705% | 9.705% | 13333.1618 | 1 | 0% | 5% | 85% | 6.8% | 0.2% | 3.4893 | 0.16818 | 0.36575 | 4.7024 | 0 | 0 | 0 | 5.0308 | 0.32843 |  | 0.10774 | 0 | 0.10774 | 07. $0.085 to $0.115 | 1 | 0 | 01. ($9,999.00) to $0.22 | 1 | 0 | 0 | 0 | 0 | 0 | 0 | 0 | 0 | 0 | 0 | 0 | 0 | 0 | 0 | 0 | 0 | 0 | 0 | 0 | 0 | 0 | 0 | 0 | 0 | 0 | 0 | 0 | 0 | 0 | 0 | 0 | 0 | 0 | 0 | 0 | 0 | 0 | 0 | 0 | 0 | 0 | 0 | 0 | 0 | 0 | 0 | 0 | 0 | 0 | 0 | 0 | 0 | 0 | 0 | 0 | 0 | 0 | 0 | 0 | 0 | 0 | 0 | 0 | 0 | 0 | 0 | 0 | 0 | 0 | 0 | 0 | 0 | 0 | 0 | 0 | 0 | 0 | 0 | 0 | 0 | 0 | 0 | 0 | 0 | 0 | 0 | 0 | 0 | 0 | 0 | 0 | 0 | 0 | 0 | 0 | 0 | 0 | 0 | 0 | 0 | 0 | 0 | 0 | 0 | 0 | 0 | 0 | 0 | 0 | 0 | 0 | 0 | 0 | 0 | 0 | 0 | 0 | 0 | 0 | 0 | 0 | 0 | 0 | 0 | 0 | 0 | 0 | 0 | 0 | 0 | 0 | 0 | 0 | 0 | 0 | 0 | 0 | 0 | 0 | 0 | 0 | 0 | 0 | 0 | 0 | 0 | 0 | 0 | 0 | 0 | 0 | 0 | 0 | 0 | 0 | 0 | 0 | 0 | 0 | 0 | 0 | 0 | 0 | 0 | 0 | 0 | 0 | 0 | 0 | 0 | 0 | 0 | 0 | 0 | 0 | 0 | 0 | 0 | 0 | 0 | 0 | 0 | 0 | 0 | 0 | 0 | 0 | 0 | 0 | 0 | 0 | 0 | 0 | 0 | 0 | 0 | 0 | 0 | 0 | 0 | 0 | 0 | 0 | 0.0003665% | 0 | 0 | 0 | 0 | 0 | 0 | 0 | 0 | 0 | 0 | 0 | 0 | 0 | 0 | 0 | 0 | 0 | 0 | 0 | 0 | 0 | 0 | 0 | 0
| ComDHP-7P_V2 | M_Input_Retro | Savings, cost, and EUL from 7th Plan workbook "COM-DHP-7P_V2" | 2020 | New | 2022 | 2045 | PSE | Commercial | Small Ret | Electric | Per Commercial Building Square Feet For Ductless Heat Pump |  |  | DHP-NEW-Small Ret |  | 4 | 20 | 4.3118 | 0 |  | 0 | 0 | 0 | 0 | 0 | 0 | 0 | 0 |  | 0 | 0 | 0 | Heat Pump | Ductless Heat Pump | Ductless Heat Pump | Ductless Heat Pump | ExSmRetElecHt | 0.02668% | 9.705% | 9.705% | 2170.2819 | 1 | 22.09% | 5% | 85% | 6.8% | 0.2% | 3.4893 | 0.15709 | 0.36464 | 4.7024 | 0 | 0 | 0 | 5.043 | 0.34062 |  | 0.108 | 0 | 0.108 | 07. $0.085 to $0.115 | 1 | 0 | 01. ($9,999.00) to $0.22 | 1 | 284.3239 | 655.8305 | 838.9652 | 551.6912 | 876.0372 | 1262.0912 | 1839.8987 | 1120.119 | 2055.8213 | 2598.2523 | 2102.1078 | 875.0826 | 2660.8516 | 3309.8125 | 2880.9059 | 1802.3047 | 2518.9695 | 2859.1029 | 3085.754 | 2317.1606 | 2792.9405 | 2860.5107 | 3382.3554 | 2635.0019 | 1137.2957 | 2623.322 | 3355.8609 | 2206.7648 | 3504.1488 | 5048.3649 | 7359.5949 | 4480.4761 | 8223.2854 | 10393.009 | 8408.4311 | 3500.3305 | 10643.4064 | 13239.25 | 11523.6235 | 7209.2189 | 10075.8778 | 11436.4117 | 12343.016 | 9268.6422 | 11171.7619 | 11442.043 | 13529.4217 | 10540.0075 | 192663.5649 | 1137.2957 | 3760.6177 | 7116.4786 | 9323.2435 | 12827.3923 | 17875.7572 | 25235.3521 | 29715.8283 | 37939.1137 | 48332.1227 | 56740.5538 | 60240.8843 | 70884.2907 | 84123.5407 | 95647.1641 | 102856.3831 | 112932.2609 | 124368.6726 | 136711.6886 | 145980.3308 | 157152.0927 | 168594.1357 | 182123.5574 | 192663.5649 | 0 | 0 | 0 | 0 | 0 | 0 | 0 | 0 | 0 | 0 | 0 | 0 | 0 | 0 | 0 | 0 | 0 | 0 | 0 | 0 | 0 | 0 | 0 | 0 | 0 | 0 | 0 | 0 | 0 | 0 | 0 | 0 | 0 | 0 | 0 | 0 | 0 | 0 | 0 | 0 | 0 | 0 | 0 | 0 | 0 | 0 | 0 | 0 | 0 | 0 | 0 | 0 | 0 | 0 | 0 | 0 | 0 | 0 | 0 | 0 | 0 | 0.30342 | 1.0033 | 1.8986 | 2.4874 | 3.4223 | 4.7691 | 6.7326 | 7.928 | 10.1219 | 12.8947 | 15.138 | 16.0719 | 18.9115 | 22.4436 | 25.5181 | 27.4414 | 30.1296 | 33.1808 | 36.4738 | 38.9466 | 41.9272 | 44.9798 | 48.5894 | 51.4014 | 1433.8505 | 3307.3648 | 4230.9163 | 2782.1885 | 4417.871 | 6364.7483 | 9278.6416 | 5648.78 | 10367.5432 | 13103.0318 | 10600.9665 | 4413.057 | 13418.7214 | 16691.4426 | 14528.4589 | 9089.0544 | 12703.2073 | 14418.5063 | 15561.5116 | 11685.4814 | 14084.8479 | 14425.606 | 17057.2779 | 13288.3608 | 242901.4359 | 0 | 0 | 0 | 0 | 0 | 0 | 0 | 0 | 0 | 0 | 0 | 0 | 0 | 0 | 0 | 0 | 0 | 0 | 0 | 0 | 0.001865% | 0.021207 | 0.070125 | 0.1327 | 0.17385 | 0.23919 | 0.33333 | 0.47057 | 0.55411 | 0.70746 | 0.90125 | 1.058 | 1.1233 | 1.3218 | 1.5687 | 1.7835 | 1.918 | 2.1059 | 2.3191 | 2.5493 | 2.7221 | 2.9304 | 3.1438 | 3.3961 | 3.5926
| ComDHP-7P_V2 | M_Input_Retro | Savings, cost, and EUL from 7th Plan workbook "COM-DHP-7P_V2" | 2020 | New | 2022 | 2045 | PSE | Commercial | School K-12 | Electric | Per Commercial Building Square Feet For Ductless Heat Pump |  |  | DHP-NEW-School K-12 |  | 4 | 20 | 4.3118 | 0 |  | 0 | 0 | 0 | 0 | 0 | 0 | 0 | 0 |  | 0 | 0 | 0 | Heat Pump | Ductless Heat Pump | Ductless Heat Pump | Ductless Heat Pump | ResSpHtBBZ1 | 0.02856% | 24.66% | 24.66% | 36549.9879 | 1 | 0.03681% | 5% | 85% | 6.8% | 0.2% | 3.4893 | 0.16818 | 0.36575 | 4.7024 | 0 | 0 | 0 | 5.0308 | 0.32843 |  | 0.10774 | 0 | 0.10774 | 07. $0.085 to $0.115 | 1 | 0 | 01. ($9,999.00) to $0.22 | 1 | 6.704 | 15.7872 | 19.7725 | 11.0067 | 18.8503 | 28.4791 | 43.4976 | 23.4546 | 48.4502 | 62.8679 | 49.1783 | 15.7155 | 64.0505 | 81.5756 | 69.8826 | 40.5836 | 60.0865 | 69.3724 | 75.5789 | 54.7795 | 67.7454 | 69.6345 | 83.8498 | 63.6256 | 26.816 | 63.1489 | 79.09 | 44.0269 | 75.4011 | 113.9164 | 173.9904 | 93.8184 | 193.8007 | 251.4715 | 196.7134 | 62.862 | 256.202 | 326.3026 | 279.5305 | 162.3345 | 240.346 | 277.4897 | 302.3156 | 219.1179 | 270.9818 | 278.5379 | 335.3992 | 254.5023 | 4578.1155 | 26.816 | 89.965 | 169.055 | 213.0818 | 288.4829 | 402.3993 | 576.3897 | 670.2081 | 864.0088 | 1115.4802 | 1312.1936 | 1375.0556 | 1631.2576 | 1957.5602 | 2237.0906 | 2399.4251 | 2639.7712 | 2917.2609 | 3219.5765 | 3438.6944 | 3709.6761 | 3988.214 | 4323.6132 | 4578.1155 | 0 | 0 | 0 | 0 | 0 | 0 | 0 | 0 | 0 | 0 | 0 | 0 | 0 | 0 | 0 | 0 | 0 | 0 | 0 | 0 | 0 | 0 | 0 | 0 | 0 | 0 | 0 | 0 | 0 | 0 | 0 | 0 | 0 | 0 | 0 | 0 | 0 | 0 | 0 | 0 | 0 | 0 | 0 | 0 | 0 | 0 | 0 | 0 | 0 | 0 | 0 | 0 | 0 | 0 | 0 | 0 | 0 | 0 | 0 | 0 | 0 | 0.0076594 | 0.025696 | 0.048287 | 0.060862 | 0.082399 | 0.11494 | 0.16463 | 0.19143 | 0.24678 | 0.31861 | 0.3748 | 0.39275 | 0.46593 | 0.55913 | 0.63897 | 0.68534 | 0.75399 | 0.83325 | 0.9196 | 0.98218 | 1.0596 | 1.1391 | 1.2349 | 1.3076 | 33.7267 | 79.4227 | 99.4719 | 55.3728 | 94.8323 | 143.2733 | 218.8285 | 117.9958 | 243.744 | 316.2769 | 247.4074 | 79.0618 | 322.2265 | 410.3923 | 351.5668 | 204.1689 | 302.2844 | 349.0002 | 380.2237 | 275.5857 | 340.8151 | 350.3185 | 421.8332 | 320.0887 | 5757.9179 | 0 | 0 | 0 | 0 | 0 | 0 | 0 | 0 | 0 | 0 | 0 | 0 | 0 | 0 | 0 | 0 | 0 | 0 | 0 | 0 | 0.0003665% | 9.8282e-05 | 0.00032973 | 0.0006196 | 0.00078096 | 0.0010573 | 0.0014748 | 0.0021125 | 0.0024563 | 0.0031666 | 0.0040883 | 0.0048093 | 0.0050396 | 0.0059786 | 0.0071746 | 0.0081991 | 0.008794 | 0.0096749 | 0.010692 | 0.0118 | 0.012603 | 0.013596 | 0.014617 | 0.015846 | 0.016779
| ComDHP-7P_V2 | M_Input_Retro | Savings, cost, and EUL from 7th Plan workbook "COM-DHP-7P_V2" | 2020 | New | 2022 | 2045 | PSE | Commercial | University | Electric | Per Commercial Building Square Feet For Ductless Heat Pump |  |  | DHP-NEW-University |  | 4 | 20 | 4.3118 | 0 |  | 0 | 0 | 0 | 0 | 0 | 0 | 0 | 0 |  | 0 | 0 | 0 | Heat Pump | Ductless Heat Pump | Ductless Heat Pump | Ductless Heat Pump | ResSpHtBBZ1 | 0.02856% | 1.367% | 1.367% | 121327.9762 | 1 | 0% | 5% | 85% | 6.8% | 0.2% | 3.4893 | 0.16818 | 0.36575 | 4.7024 | 0 | 0 | 0 | 5.0308 | 0.32843 |  | 0.10774 | 0 | 0.10774 | 07. $0.085 to $0.115 | 1 | 0 | 01. ($9,999.00) to $0.22 | 1 | 0 | 0 | 0 | 0 | 0 | 0 | 0 | 0 | 0 | 0 | 0 | 0 | 0 | 0 | 0 | 0 | 0 | 0 | 0 | 0 | 0 | 0 | 0 | 0 | 0 | 0 | 0 | 0 | 0 | 0 | 0 | 0 | 0 | 0 | 0 | 0 | 0 | 0 | 0 | 0 | 0 | 0 | 0 | 0 | 0 | 0 | 0 | 0 | 0 | 0 | 0 | 0 | 0 | 0 | 0 | 0 | 0 | 0 | 0 | 0 | 0 | 0 | 0 | 0 | 0 | 0 | 0 | 0 | 0 | 0 | 0 | 0 | 0 | 0 | 0 | 0 | 0 | 0 | 0 | 0 | 0 | 0 | 0 | 0 | 0 | 0 | 0 | 0 | 0 | 0 | 0 | 0 | 0 | 0 | 0 | 0 | 0 | 0 | 0 | 0 | 0 | 0 | 0 | 0 | 0 | 0 | 0 | 0 | 0 | 0 | 0 | 0 | 0 | 0 | 0 | 0 | 0 | 0 | 0 | 0 | 0 | 0 | 0 | 0 | 0 | 0 | 0 | 0 | 0 | 0 | 0 | 0 | 0 | 0 | 0 | 0 | 0 | 0 | 0 | 0 | 0 | 0 | 0 | 0 | 0 | 0 | 0 | 0 | 0 | 0 | 0 | 0 | 0 | 0 | 0 | 0 | 0 | 0 | 0 | 0 | 0 | 0 | 0 | 0 | 0 | 0 | 0 | 0 | 0 | 0 | 0 | 0 | 0 | 0 | 0 | 0 | 0 | 0 | 0 | 0 | 0 | 0 | 0 | 0 | 0 | 0 | 0 | 0 | 0 | 0 | 0 | 0 | 0 | 0 | 0 | 0 | 0 | 0 | 0 | 0 | 0 | 0 | 0 | 0.0003665% | 0 | 0 | 0 | 0 | 0 | 0 | 0 | 0 | 0 | 0 | 0 | 0 | 0 | 0 | 0 | 0 | 0 | 0 | 0 | 0 | 0 | 0 | 0 | 0
| ComDHP-7P_V2 | M_Input_Retro | Savings, cost, and EUL from 7th Plan workbook "COM-DHP-7P_V2" | 2020 | New | 2022 | 2045 | PSE | Commercial | Warehouse | Electric | Per Commercial Building Square Feet For Ductless Heat Pump |  |  | DHP-NEW-Warehouse |  | 4 | 20 | 4.3118 | 0 |  | 0 | 0 | 0 | 0 | 0 | 0 | 0 | 0 |  | 0 | 0 | 0 | Heat Pump | Ductless Heat Pump | Ductless Heat Pump | Ductless Heat Pump | ResSpHtBBZ1 | 0.02856% | 5.543% | 5.543% | 34313.8807 | 1 | 0.1018% | 5% | 85% | 6.8% | 0.2% | 3.4893 | 0.16818 | 0.36575 | 4.7024 | 0 | 0 | 0 | 5.0308 | 0.32843 |  | 0.10774 | 0 | 0.10774 | 07. $0.085 to $0.115 | 1 | 0 | 01. ($9,999.00) to $0.22 | 1 | 12.0181 | 27.697 | 35.4619 | 23.4659 | 37.1597 | 53.4369 | 77.7548 | 47.5566 | 86.888 | 109.6932 | 88.8675 | 37.3369 | 112.3552 | 139.6191 | 121.6052 | 76.2992 | 106.397 | 120.6786 | 130.1934 | 97.903 | 117.8826 | 120.7153 | 142.6299 | 111.2319 | 48.0725 | 110.7879 | 141.8475 | 93.8636 | 148.6386 | 213.7478 | 311.0194 | 190.2264 | 347.5521 | 438.7727 | 355.4701 | 149.3478 | 449.4207 | 558.4766 | 486.4208 | 305.1968 | 425.5879 | 482.7143 | 520.7735 | 391.6121 | 471.5303 | 482.8612 | 570.5195 | 444.9274 | 8139.3875 | 48.0725 | 158.8604 | 300.7079 | 394.5716 | 543.2102 | 756.958 | 1067.9773 | 1258.2037 | 1605.7558 | 2044.5285 | 2399.9986 | 2549.3464 | 2998.7671 | 3557.2437 | 4043.6645 | 4348.8613 | 4774.4492 | 5257.1634 | 5777.9369 | 6169.5491 | 6641.0793 | 7123.9406 | 7694.46 | 8139.3875 | 0 | 0 | 0 | 0 | 0 | 0 | 0 | 0 | 0 | 0 | 0 | 0 | 0 | 0 | 0 | 0 | 0 | 0 | 0 | 0 | 0 | 0 | 0 | 0 | 0 | 0 | 0 | 0 | 0 | 0 | 0 | 0 | 0 | 0 | 0 | 0 | 0 | 0 | 0 | 0 | 0 | 0 | 0 | 0 | 0 | 0 | 0 | 0 | 0 | 0 | 0 | 0 | 0 | 0 | 0 | 0 | 0 | 0 | 0 | 0 | 0 | 0.013731 | 0.045375 | 0.08589 | 0.1127 | 0.15516 | 0.21621 | 0.30504 | 0.35938 | 0.45865 | 0.58397 | 0.6855 | 0.72816 | 0.85653 | 1.016 | 1.155 | 1.2422 | 1.3637 | 1.5016 | 1.6503 | 1.7622 | 1.8969 | 2.0348 | 2.1977 | 2.3248 | 60.4611 | 139.3385 | 178.4023 | 118.0528 | 186.9435 | 268.8316 | 391.1705 | 239.2486 | 437.1179 | 551.8465 | 447.0765 | 187.8354 | 565.2386 | 702.3987 | 611.7738 | 383.8475 | 535.2639 | 607.1121 | 654.9794 | 492.5325 | 593.0459 | 607.2969 | 717.5451 | 559.5874 | 10236.9469 | 0 | 0 | 0 | 0 | 0 | 0 | 0 | 0 | 0 | 0 | 0 | 0 | 0 | 0 | 0 | 0 | 0 | 0 | 0 | 0 | 0.0003665% | 0.00017619 | 0.00058223 | 0.0011021 | 0.0014461 | 0.0019909 | 0.0027743 | 0.0039142 | 0.0046114 | 0.0058852 | 0.0074933 | 0.0087961 | 0.0093435 | 0.010991 | 0.013037 | 0.01482 | 0.015939 | 0.017499 | 0.019268 | 0.021176 | 0.022612 | 0.02434 | 0.02611 | 0.028201 | 0.029831
| ComDHP-7P_V2 | M_Input_Retro | Savings, cost, and EUL from 7th Plan workbook "COM-DHP-7P_V2" | 2020 | New | 2022 | 2045 | PSE | Commercial | Supermarket | Electric | Per Commercial Building Square Feet For Ductless Heat Pump |  |  | DHP-NEW-Supermarket |  | 4 | 20 | 4.3118 | 0 |  | 0 | 0 | 0 | 0 | 0 | 0 | 0 | 0 |  | 0 | 0 | 0 | Heat Pump | Ductless Heat Pump | Ductless Heat Pump | Ductless Heat Pump | ResSpHtBBZ1 | 0.02856% | 13.15% | 13.15% | 49733.7282 | 1 | 0% | 5% | 85% | 6.8% | 0.2% | 3.4893 | 0.16818 | 0.36575 | 4.7024 | 0 | 0 | 0 | 5.0308 | 0.32843 |  | 0.10774 | 0 | 0.10774 | 07. $0.085 to $0.115 | 1 | 0 | 01. ($9,999.00) to $0.22 | 1 | 0 | 0 | 0 | 0 | 0 | 0 | 0 | 0 | 0 | 0 | 0 | 0 | 0 | 0 | 0 | 0 | 0 | 0 | 0 | 0 | 0 | 0 | 0 | 0 | 0 | 0 | 0 | 0 | 0 | 0 | 0 | 0 | 0 | 0 | 0 | 0 | 0 | 0 | 0 | 0 | 0 | 0 | 0 | 0 | 0 | 0 | 0 | 0 | 0 | 0 | 0 | 0 | 0 | 0 | 0 | 0 | 0 | 0 | 0 | 0 | 0 | 0 | 0 | 0 | 0 | 0 | 0 | 0 | 0 | 0 | 0 | 0 | 0 | 0 | 0 | 0 | 0 | 0 | 0 | 0 | 0 | 0 | 0 | 0 | 0 | 0 | 0 | 0 | 0 | 0 | 0 | 0 | 0 | 0 | 0 | 0 | 0 | 0 | 0 | 0 | 0 | 0 | 0 | 0 | 0 | 0 | 0 | 0 | 0 | 0 | 0 | 0 | 0 | 0 | 0 | 0 | 0 | 0 | 0 | 0 | 0 | 0 | 0 | 0 | 0 | 0 | 0 | 0 | 0 | 0 | 0 | 0 | 0 | 0 | 0 | 0 | 0 | 0 | 0 | 0 | 0 | 0 | 0 | 0 | 0 | 0 | 0 | 0 | 0 | 0 | 0 | 0 | 0 | 0 | 0 | 0 | 0 | 0 | 0 | 0 | 0 | 0 | 0 | 0 | 0 | 0 | 0 | 0 | 0 | 0 | 0 | 0 | 0 | 0 | 0 | 0 | 0 | 0 | 0 | 0 | 0 | 0 | 0 | 0 | 0 | 0 | 0 | 0 | 0 | 0 | 0 | 0 | 0 | 0 | 0 | 0 | 0 | 0 | 0 | 0 | 0 | 0 | 0 | 0.0003665% | 0 | 0 | 0 | 0 | 0 | 0 | 0 | 0 | 0 | 0 | 0 | 0 | 0 | 0 | 0 | 0 | 0 | 0 | 0 | 0 | 0 | 0 | 0 | 0
| ComDHP-7P_V2 | M_Input_Retro | Savings, cost, and EUL from 7th Plan workbook "COM-DHP-7P_V2" | 2020 | New | 2022 | 2045 | PSE | Commercial | MiniMart | Electric | Per Commercial Building Square Feet For Ductless Heat Pump |  |  | DHP-NEW-MiniMart |  | 4 | 20 | 4.3118 | 0 |  | 0 | 0 | 0 | 0 | 0 | 0 | 0 | 0 |  | 0 | 0 | 0 | Heat Pump | Ductless Heat Pump | Ductless Heat Pump | Ductless Heat Pump | ResSpHtBBZ1 | 0.02856% | 13.15% | 13.15% | 2115.8874 | 1 | 17.74% | 5% | 85% | 6.8% | 0.2% | 3.4893 | 0.16818 | 0.36575 | 4.7024 | 0 | 0 | 0 | 5.0308 | 0.32843 |  | 0.10774 | 0 | 0.10774 | 07. $0.085 to $0.115 | 1 | 0 | 01. ($9,999.00) to $0.22 | 1 | 34.6592 | 81.3946 | 102.2369 | 58.3236 | 98.7474 | 148.1714 | 224.8512 | 123.3982 | 250.5807 | 323.9916 | 254.6278 | 84.8185 | 330.3523 | 419.4099 | 360.0786 | 211.3293 | 310.3418 | 357.4722 | 388.965 | 283.3212 | 349.139 | 358.708 | 430.8703 | 328.1476 | 138.6369 | 325.5786 | 408.9478 | 233.2943 | 394.9896 | 592.6855 | 899.405 | 493.5926 | 1002.3228 | 1295.9663 | 1018.5114 | 339.274 | 1321.409 | 1677.6396 | 1440.3144 | 845.3172 | 1241.3673 | 1429.8888 | 1555.8599 | 1133.2849 | 1396.5562 | 1434.832 | 1723.4811 | 1312.5905 | 23655.7457 | 138.6369 | 464.2155 | 873.1633 | 1106.4576 | 1501.4472 | 2094.1327 | 2993.5376 | 3487.1303 | 4489.4531 | 5785.4194 | 6803.9307 | 7143.2048 | 8464.6138 | 10142.2535 | 11582.5679 | 12427.885 | 13669.2523 | 15099.1412 | 16655.0011 | 17788.286 | 19184.8421 | 20619.6741 | 22343.1553 | 23655.7457 | 0 | 0 | 0 | 0 | 0 | 0 | 0 | 0 | 0 | 0 | 0 | 0 | 0 | 0 | 0 | 0 | 0 | 0 | 0 | 0 | 0 | 0 | 0 | 0 | 0 | 0 | 0 | 0 | 0 | 0 | 0 | 0 | 0 | 0 | 0 | 0 | 0 | 0 | 0 | 0 | 0 | 0 | 0 | 0 | 0 | 0 | 0 | 0 | 0 | 0 | 0 | 0 | 0 | 0 | 0 | 0 | 0 | 0 | 0 | 0 | 0 | 0.039598 | 0.13259 | 0.2494 | 0.31603 | 0.42885 | 0.59814 | 0.85504 | 0.99602 | 1.2823 | 1.6525 | 1.9434 | 2.0403 | 2.4177 | 2.8969 | 3.3083 | 3.5497 | 3.9043 | 4.3127 | 4.7571 | 5.0808 | 5.4797 | 5.8895 | 6.3818 | 6.7567 | 174.3643 | 409.4818 | 514.3356 | 293.4154 | 496.7803 | 745.4234 | 1131.186 | 620.7938 | 1260.6262 | 1629.943 | 1280.9867 | 426.7066 | 1661.9425 | 2109.9755 | 1811.4904 | 1063.1595 | 1561.2737 | 1798.3781 | 1956.8125 | 1425.3379 | 1756.4554 | 1804.5952 | 2167.6305 | 1650.8513 | 29751.9454 | 0 | 0 | 0 | 0 | 0 | 0 | 0 | 0 | 0 | 0 | 0 | 0 | 0 | 0 | 0 | 0 | 0 | 0 | 0 | 0 | 0.0003665% | 0.00050811 | 0.0017014 | 0.0032002 | 0.0040552 | 0.0055029 | 0.0076751 | 0.010971 | 0.012781 | 0.016454 | 0.021204 | 0.024937 | 0.02618 | 0.031023 | 0.037172 | 0.042451 | 0.045549 | 0.050099 | 0.055339 | 0.061041 | 0.065195 | 0.070313 | 0.075572 | 0.081889 | 0.0867
| ComDHP-7P_V2 | M_Input_Retro | Savings, cost, and EUL from 7th Plan workbook "COM-DHP-7P_V2" | 2020 | New | 2022 | 2045 | PSE | Commercial | Restaurant | Electric | Per Commercial Building Square Feet For Ductless Heat Pump |  |  | DHP-NEW-Restaurant |  | 4 | 20 | 4.3118 | 0 |  | 0 | 0 | 0 | 0 | 0 | 0 | 0 | 0 |  | 0 | 0 | 0 | Heat Pump | Ductless Heat Pump | Ductless Heat Pump | Ductless Heat Pump | ExRestElecHt | 0.02779% | 13.6% | 13.6% | 9726.5895 | 1 | 2.687% | 5% | 85% | 6.8% | 0.2% | 3.4893 | 0.16365 | 0.36529 | 4.7024 | 0 | 0 | 0 | 5.0358 | 0.33341 |  | 0.10785 | 0 | 0.10785 | 07. $0.085 to $0.115 | 1 | 0 | 01. ($9,999.00) to $0.22 | 1 | 178.1305 | 399.7366 | 524.551 | 409.0062 | 603.9648 | 826.3703 | 1140.1119 | 788.3162 | 1275.4094 | 1559.2249 | 1311.9011 | 690.5992 | 1601.5895 | 1932.6788 | 1714.127 | 1164.1125 | 1525.4507 | 1695.1273 | 1807.0644 | 1412.3693 | 1651.2066 | 1682.2653 | 1944.6259 | 1560.8877 | 712.5218 | 1598.9462 | 2098.204 | 1636.0248 | 2415.859 | 3305.4814 | 4560.4478 | 3153.2649 | 5101.6377 | 6236.8996 | 5247.6045 | 2762.3967 | 6406.3581 | 7730.7152 | 6856.5079 | 4656.45 | 6101.8029 | 6780.509 | 7228.2574 | 5649.4773 | 6604.8266 | 6729.0613 | 7778.5037 | 6243.5506 | 117595.3086 | 712.5218 | 2311.468 | 4409.672 | 6045.6969 | 8461.5559 | 11767.0372 | 16327.485 | 19480.7499 | 24582.3876 | 30819.2872 | 36066.8917 | 38829.2884 | 45235.6465 | 52966.3618 | 59822.8697 | 64479.3197 | 70581.1226 | 77361.6317 | 84589.8891 | 90239.3664 | 96844.193 | 103573.2543 | 111351.7579 | 117595.3086 | 0 | 0 | 0 | 0 | 0 | 0 | 0 | 0 | 0 | 0 | 0 | 0 | 0 | 0 | 0 | 0 | 0 | 0 | 0 | 0 | 0 | 0 | 0 | 0 | 0 | 0 | 0 | 0 | 0 | 0 | 0 | 0 | 0 | 0 | 0 | 0 | 0 | 0 | 0 | 0 | 0 | 0 | 0 | 0 | 0 | 0 | 0 | 0 | 0 | 0 | 0 | 0 | 0 | 0 | 0 | 0 | 0 | 0 | 0 | 0 | 0 | 0.19803 | 0.64242 | 1.2256 | 1.6803 | 2.3517 | 3.2704 | 4.5378 | 5.4142 | 6.8321 | 8.5655 | 10.0239 | 10.7916 | 12.5721 | 14.7207 | 16.6263 | 17.9204 | 19.6163 | 21.5008 | 23.5097 | 25.0798 | 26.9155 | 28.7856 | 30.9475 | 32.6827 | 897.0307 | 2012.9964 | 2641.5379 | 2059.6766 | 3041.4503 | 4161.442 | 5741.3844 | 3969.8088 | 6422.7165 | 7851.9566 | 6606.4817 | 3477.7245 | 8065.2968 | 9732.5986 | 8632.0137 | 5862.2466 | 7681.8764 | 8536.3347 | 9100.0284 | 7112.4202 | 8315.1589 | 8471.5645 | 9792.7619 | 7860.3299 | 148046.8371 | 0 | 0 | 0 | 0 | 0 | 0 | 0 | 0 | 0 | 0 | 0 | 0 | 0 | 0 | 0 | 0 | 0 | 0 | 0 | 0 | 0.00515% | 0.036694 | 0.11904 | 0.22709 | 0.31135 | 0.43576 | 0.60599 | 0.84085 | 1.0032 | 1.266 | 1.5872 | 1.8574 | 1.9997 | 2.3296 | 2.7277 | 3.0808 | 3.3206 | 3.6349 | 3.984 | 4.3563 | 4.6472 | 4.9874 | 5.3339 | 5.7345 | 6.056
| ComDHP-7P_V2 | M_Input_Retro | Savings, cost, and EUL from 7th Plan workbook "COM-DHP-7P_V2" | 2020 | New | 2022 | 2045 | PSE | Commercial | Lodging | Electric | Per Commercial Building Square Feet For Ductless Heat Pump |  |  | DHP-NEW-Lodging |  | 4 | 20 | 4.3118 | 0 |  | 0 | 0 | 0 | 0 | 0 | 0 | 0 | 0 |  | 0 | 0 | 0 | Heat Pump | Ductless Heat Pump | Ductless Heat Pump | Ductless Heat Pump | ResSpHtBBZ1 | 0.02856% | 26.85% | 26.85% | 31385.388 | 1 | 0.4509% | 5% | 85% | 6.8% | 0.2% | 3.4893 | 0.16818 | 0.36575 | 4.7024 | 0 | 0 | 0 | 5.0308 | 0.32843 |  | 0.10774 | 0 | 0.10774 | 07. $0.085 to $0.115 | 1 | 0 | 01. ($9,999.00) to $0.22 | 1 | 35.9674 | 83.5392 | 106.131 | 66.2982 | 107.6957 | 157.4851 | 233.0629 | 136.6283 | 260.1912 | 331.706 | 265.4647 | 102.2914 | 339.193 | 425.2312 | 368.2175 | 224.9876 | 320.257 | 365.5362 | 395.7484 | 293.8264 | 357.1128 | 366.2025 | 435.6032 | 336.4981 | 143.8696 | 334.1567 | 424.5242 | 265.1927 | 430.7828 | 629.9405 | 932.2514 | 546.5134 | 1040.765 | 1326.824 | 1061.8589 | 409.1655 | 1356.7722 | 1700.9247 | 1472.8699 | 899.9503 | 1281.0281 | 1462.1449 | 1582.9938 | 1175.3058 | 1428.4513 | 1464.8101 | 1742.4127 | 1345.9924 | 24459.5006 | 143.8696 | 478.0263 | 902.5505 | 1167.7431 | 1598.5259 | 2228.4664 | 3160.7178 | 3707.2311 | 4747.9961 | 6074.8202 | 7136.6791 | 7545.8445 | 8902.6167 | 10603.5415 | 12076.4114 | 12976.3617 | 14257.3898 | 15719.5347 | 17302.5285 | 18477.8342 | 19906.2855 | 21371.0956 | 23113.5083 | 24459.5006 | 0 | 0 | 0 | 0 | 0 | 0 | 0 | 0 | 0 | 0 | 0 | 0 | 0 | 0 | 0 | 0 | 0 | 0 | 0 | 0 | 0 | 0 | 0 | 0 | 0 | 0 | 0 | 0 | 0 | 0 | 0 | 0 | 0 | 0 | 0 | 0 | 0 | 0 | 0 | 0 | 0 | 0 | 0 | 0 | 0 | 0 | 0 | 0 | 0 | 0 | 0 | 0 | 0 | 0 | 0 | 0 | 0 | 0 | 0 | 0 | 0 | 0.041093 | 0.13654 | 0.25779 | 0.33354 | 0.45658 | 0.63651 | 0.90279 | 1.0589 | 1.3562 | 1.7351 | 2.0384 | 2.1553 | 2.5428 | 3.0287 | 3.4494 | 3.7064 | 4.0723 | 4.4899 | 4.9421 | 5.2778 | 5.6858 | 6.1042 | 6.6018 | 6.9863 | 180.9455 | 420.2705 | 533.9261 | 333.5341 | 541.7975 | 792.2792 | 1172.4971 | 687.3525 | 1308.9752 | 1668.753 | 1335.5051 | 514.6094 | 1706.4189 | 2139.2612 | 1852.4356 | 1131.8718 | 1611.1552 | 1838.9467 | 1990.9389 | 1478.1877 | 1796.57 | 1842.2987 | 2191.4408 | 1692.8611 | 30762.8318 | 0 | 0 | 0 | 0 | 0 | 0 | 0 | 0 | 0 | 0 | 0 | 0 | 0 | 0 | 0 | 0 | 0 | 0 | 0 | 0 | 0.0003665% | 0.00052729 | 0.001752 | 0.0033079 | 0.0042798 | 0.0058587 | 0.0081674 | 0.011584 | 0.013587 | 0.017402 | 0.022265 | 0.026156 | 0.027656 | 0.032629 | 0.038863 | 0.044261 | 0.047559 | 0.052254 | 0.057613 | 0.063415 | 0.067722 | 0.072958 | 0.078326 | 0.084712 | 0.089645
| ComDHP-7P_V2 | M_Input_Retro | Savings, cost, and EUL from 7th Plan workbook "COM-DHP-7P_V2" | 2020 | New | 2022 | 2045 | PSE | Commercial | Hospital | Electric | Per Commercial Building Square Feet For Ductless Heat Pump |  |  | DHP-NEW-Hospital |  | 4 | 20 | 4.3118 | 0 |  | 0 | 0 | 0 | 0 | 0 | 0 | 0 | 0 |  | 0 | 0 | 0 | Heat Pump | Ductless Heat Pump | Ductless Heat Pump | Ductless Heat Pump | ResSpHtBBZ1 | 0.02856% | 6.568% | 6.568% | 80978.5882 | 1 | 0% | 5% | 85% | 6.8% | 0.2% | 3.4893 | 0.16818 | 0.36575 | 4.7024 | 0 | 0 | 0 | 5.0308 | 0.32843 |  | 0.10774 | 0 | 0.10774 | 07. $0.085 to $0.115 | 1 | 0 | 01. ($9,999.00) to $0.22 | 1 | 0 | 0 | 0 | 0 | 0 | 0 | 0 | 0 | 0 | 0 | 0 | 0 | 0 | 0 | 0 | 0 | 0 | 0 | 0 | 0 | 0 | 0 | 0 | 0 | 0 | 0 | 0 | 0 | 0 | 0 | 0 | 0 | 0 | 0 | 0 | 0 | 0 | 0 | 0 | 0 | 0 | 0 | 0 | 0 | 0 | 0 | 0 | 0 | 0 | 0 | 0 | 0 | 0 | 0 | 0 | 0 | 0 | 0 | 0 | 0 | 0 | 0 | 0 | 0 | 0 | 0 | 0 | 0 | 0 | 0 | 0 | 0 | 0 | 0 | 0 | 0 | 0 | 0 | 0 | 0 | 0 | 0 | 0 | 0 | 0 | 0 | 0 | 0 | 0 | 0 | 0 | 0 | 0 | 0 | 0 | 0 | 0 | 0 | 0 | 0 | 0 | 0 | 0 | 0 | 0 | 0 | 0 | 0 | 0 | 0 | 0 | 0 | 0 | 0 | 0 | 0 | 0 | 0 | 0 | 0 | 0 | 0 | 0 | 0 | 0 | 0 | 0 | 0 | 0 | 0 | 0 | 0 | 0 | 0 | 0 | 0 | 0 | 0 | 0 | 0 | 0 | 0 | 0 | 0 | 0 | 0 | 0 | 0 | 0 | 0 | 0 | 0 | 0 | 0 | 0 | 0 | 0 | 0 | 0 | 0 | 0 | 0 | 0 | 0 | 0 | 0 | 0 | 0 | 0 | 0 | 0 | 0 | 0 | 0 | 0 | 0 | 0 | 0 | 0 | 0 | 0 | 0 | 0 | 0 | 0 | 0 | 0 | 0 | 0 | 0 | 0 | 0 | 0 | 0 | 0 | 0 | 0 | 0 | 0 | 0 | 0 | 0 | 0 | 0.0003665% | 0 | 0 | 0 | 0 | 0 | 0 | 0 | 0 | 0 | 0 | 0 | 0 | 0 | 0 | 0 | 0 | 0 | 0 | 0 | 0 | 0 | 0 | 0 | 0
| ComDHP-7P_V2 | M_Input_Retro | Savings, cost, and EUL from 7th Plan workbook "COM-DHP-7P_V2" | 2020 | New | 2022 | 2045 | PSE | Commercial | Residential Care | Electric | Per Commercial Building Square Feet For Ductless Heat Pump |  |  | DHP-NEW-Residential Care |  | 4 | 20 | 4.3118 | 0 |  | 0 | 0 | 0 | 0 | 0 | 0 | 0 | 0 |  | 0 | 0 | 0 | Heat Pump | Ductless Heat Pump | Ductless Heat Pump | Ductless Heat Pump | ResSpHtBBZ1 | 0.02856% | 8.998% | 8.998% | 89213.7828 | 1 | 0.006749% | 5% | 85% | 6.8% | 0.2% | 3.4893 | 0.16818 | 0.36575 | 4.7024 | 0 | 0 | 0 | 5.0308 | 0.32843 |  | 0.10774 | 0 | 0.10774 | 07. $0.085 to $0.115 | 1 | 0 | 01. ($9,999.00) to $0.22 | 1 | 0.20429 | 0.47301 | 0.60283 | 0.38565 | 0.61985 | 0.9002 | 1.3231 | 0.78929 | 1.4777 | 1.8764 | 1.5092 | 0.603 | 1.9201 | 2.3986 | 2.0819 | 1.286 | 1.8152 | 2.0665 | 2.2342 | 1.6674 | 2.0189 | 2.0691 | 2.4545 | 1.9035 | 0.81717 | 1.892 | 2.4113 | 1.5426 | 2.4794 | 3.6008 | 5.2922 | 3.1571 | 5.9107 | 7.5055 | 6.0367 | 2.412 | 7.6804 | 9.5943 | 8.3277 | 5.1439 | 7.2607 | 8.2662 | 8.9367 | 6.6698 | 8.0755 | 8.2765 | 9.8182 | 7.6139 | 138.7214 | 0.81717 | 2.7092 | 5.1205 | 6.6631 | 9.1425 | 12.7433 | 18.0355 | 21.1927 | 27.1034 | 34.6089 | 40.6456 | 43.0576 | 50.738 | 60.3324 | 68.66 | 73.804 | 81.0647 | 89.3308 | 98.2675 | 104.9372 | 113.0128 | 121.2893 | 131.1075 | 138.7214 | 0 | 0 | 0 | 0 | 0 | 0 | 0 | 0 | 0 | 0 | 0 | 0 | 0 | 0 | 0 | 0 | 0 | 0 | 0 | 0 | 0 | 0 | 0 | 0 | 0 | 0 | 0 | 0 | 0 | 0 | 0 | 0 | 0 | 0 | 0 | 0 | 0 | 0 | 0 | 0 | 0 | 0 | 0 | 0 | 0 | 0 | 0 | 0 | 0 | 0 | 0 | 0 | 0 | 0 | 0 | 0 | 0 | 0 | 0 | 0 | 0 | 0.00023341 | 0.00077382 | 0.0014626 | 0.0019032 | 0.0026113 | 0.0036398 | 0.0051514 | 0.0060532 | 0.0077415 | 0.0098852 | 0.011609 | 0.012298 | 0.014492 | 0.017233 | 0.019611 | 0.02108 | 0.023154 | 0.025515 | 0.028068 | 0.029973 | 0.03228 | 0.034643 | 0.037448 | 0.039623 | 1.0278 | 2.3796 | 3.0327 | 1.9401 | 3.1183 | 4.5287 | 6.6561 | 3.9708 | 7.4339 | 9.4398 | 7.5924 | 3.0336 | 9.6597 | 12.0668 | 10.4737 | 6.4696 | 9.1318 | 10.3964 | 11.2397 | 8.3886 | 10.1566 | 10.4094 | 12.3484 | 9.5761 | 174.4706 | 0 | 0 | 0 | 0 | 0 | 0 | 0 | 0 | 0 | 0 | 0 | 0 | 0 | 0 | 0 | 0 | 0 | 0 | 0 | 0 | 0.0003665% | 2.995e-06 | 9.9294e-06 | 1.8767e-05 | 2.4421e-05 | 3.3508e-05 | 4.6705e-05 | 6.6101e-05 | 7.7672e-05 | 9.9335e-05 | 0.00012684 | 0.00014897 | 0.00015781 | 0.00018596 | 0.00022112 | 0.00025164 | 0.0002705 | 0.00029711 | 0.0003274 | 0.00036016 | 0.0003846 | 0.0004142 | 0.00044453 | 0.00048052 | 0.00050842
| ComDHP-7P_V2 | M_Input_Retro | Savings, cost, and EUL from 7th Plan workbook "COM-DHP-7P_V2" | 2020 | New | 2022 | 2045 | PSE | Commercial | Assembly | Electric | Per Commercial Building Square Feet For Ductless Heat Pump |  |  | DHP-NEW-Assembly |  | 4 | 20 | 4.3118 | 0 |  | 0 | 0 | 0 | 0 | 0 | 0 | 0 | 0 |  | 0 | 0 | 0 | Heat Pump | Ductless Heat Pump | Ductless Heat Pump | Ductless Heat Pump | ResSpHtBBZ1 | 0.02856% | 8.998% | 8.998% | 13631.2945 | 1 | 0.1193% | 5% | 85% | 6.8% | 0.2% | 3.4893 | 0.16818 | 0.36575 | 4.7024 | 0 | 0 | 0 | 5.0308 | 0.32843 |  | 0.10774 | 0 | 0.10774 | 07. $0.085 to $0.115 | 1 | 0 | 01. ($9,999.00) to $0.22 | 1 | 7.0544 | 16.2857 | 20.816 | 13.6059 | 21.6623 | 31.2636 | 45.6589 | 27.6732 | 51.0124 | 64.5397 | 52.1477 | 21.5158 | 66.0836 | 82.2788 | 71.5722 | 44.6504 | 62.5411 | 71.0338 | 76.694 | 57.5134 | 69.3917 | 71.0812 | 84.1093 | 65.4587 | 28.2177 | 65.1427 | 83.2639 | 54.4235 | 86.649 | 125.0544 | 182.6354 | 110.6927 | 204.0497 | 258.1589 | 208.591 | 86.0631 | 264.3345 | 329.1153 | 286.2886 | 178.6015 | 250.1645 | 284.1352 | 306.776 | 230.0535 | 277.5667 | 284.3249 | 336.437 | 261.8347 | 4782.5745 | 28.2177 | 93.3604 | 176.6243 | 231.0478 | 317.6969 | 442.7513 | 625.3867 | 736.0794 | 940.1291 | 1198.2879 | 1406.8789 | 1492.942 | 1757.2765 | 2086.3918 | 2372.6804 | 2551.2819 | 2801.4464 | 3085.5816 | 3392.3577 | 3622.4112 | 3899.9779 | 4184.3028 | 4520.7398 | 4782.5745 | 0 | 0 | 0 | 0 | 0 | 0 | 0 | 0 | 0 | 0 | 0 | 0 | 0 | 0 | 0 | 0 | 0 | 0 | 0 | 0 | 0 | 0 | 0 | 0 | 0 | 0 | 0 | 0 | 0 | 0 | 0 | 0 | 0 | 0 | 0 | 0 | 0 | 0 | 0 | 0 | 0 | 0 | 0 | 0 | 0 | 0 | 0 | 0 | 0 | 0 | 0 | 0 | 0 | 0 | 0 | 0 | 0 | 0 | 0 | 0 | 0 | 0.0080597 | 0.026666 | 0.050449 | 0.065994 | 0.090743 | 0.12646 | 0.17863 | 0.21024 | 0.26853 | 0.34226 | 0.40184 | 0.42642 | 0.50193 | 0.59593 | 0.6777 | 0.72872 | 0.80017 | 0.88133 | 0.96895 | 1.0347 | 1.1139 | 1.1952 | 1.2912 | 1.366 | 35.4896 | 81.9302 | 104.7215 | 68.4487 | 108.9789 | 157.2815 | 229.7015 | 139.2187 | 256.6343 | 324.6876 | 262.3459 | 108.2419 | 332.4548 | 413.9299 | 360.0666 | 224.628 | 314.6331 | 357.3582 | 385.8337 | 289.3394 | 349.097 | 357.5969 | 423.1384 | 329.3107 | 6015.067 | 0 | 0 | 0 | 0 | 0 | 0 | 0 | 0 | 0 | 0 | 0 | 0 | 0 | 0 | 0 | 0 | 0 | 0 | 0 | 0 | 0.0003665% | 0.00010342 | 0.00034217 | 0.00064734 | 0.0008468 | 0.0011644 | 0.0016227 | 0.0022921 | 0.0026978 | 0.0034456 | 0.0043918 | 0.0051563 | 0.0054717 | 0.0064405 | 0.0076467 | 0.008696 | 0.0093506 | 0.010267 | 0.011309 | 0.012433 | 0.013276 | 0.014294 | 0.015336 | 0.016569 | 0.017528
| ComDHP-7P_V2 | M_Input_Retro | Savings, cost, and EUL from 7th Plan workbook "COM-DHP-7P_V2" | 2020 | New | 2022 | 2045 | PSE | Commercial | Other | Electric | Per Commercial Building Square Feet For Ductless Heat Pump |  |  | DHP-NEW-Other |  | 4 | 20 | 4.3118 | 0 |  | 0 | 0 | 0 | 0 | 0 | 0 | 0 | 0 |  | 0 | 0 | 0 | Heat Pump | Ductless Heat Pump | Ductless Heat Pump | Ductless Heat Pump | ResSpHtBBZ1 | 0.02856% | 8.998% | 8.998% | 22414.5695 | 1 | 0.7101% | 5% | 85% | 6.8% | 0.2% | 3.4893 | 0.16818 | 0.36575 | 4.7024 | 0 | 0 | 0 | 5.0308 | 0.32843 |  | 0.10774 | 0 | 0.10774 | 07. $0.085 to $0.115 | 1 | 0 | 01. ($9,999.00) to $0.22 | 1 | 146.987 | 329.8486 | 432.8411 | 337.4976 | 498.3706 | 681.8919 | 940.7805 | 650.491 | 1052.4232 | 1286.6178 | 1082.5349 | 569.8583 | 1321.5756 | 1594.7789 | 1414.4376 | 960.5849 | 1258.7486 | 1398.7597 | 1491.1263 | 1165.4377 | 1362.5179 | 1388.1465 | 1604.6373 | 1287.9899 | 587.9481 | 1319.3945 | 1731.3645 | 1349.9904 | 1993.4823 | 2727.5675 | 3763.1219 | 2601.9638 | 4209.6929 | 5146.4713 | 4330.1396 | 2279.4331 | 5286.3026 | 6379.1157 | 5657.7504 | 3842.3396 | 5034.9942 | 5595.0388 | 5964.5051 | 4661.751 | 5450.0717 | 5552.5859 | 6418.549 | 5151.9595 | 97035.5335 | 587.9481 | 1907.3425 | 3638.707 | 4988.6975 | 6982.1798 | 9709.7474 | 13472.8693 | 16074.8331 | 20284.526 | 25430.9973 | 29761.1369 | 32040.57 | 37326.8726 | 43705.9882 | 49363.7387 | 53206.0783 | 58241.0725 | 63836.1113 | 69800.6163 | 74462.3673 | 79912.4391 | 85465.025 | 91883.574 | 97035.5335 | 0 | 0 | 0 | 0 | 0 | 0 | 0 | 0 | 0 | 0 | 0 | 0 | 0 | 0 | 0 | 0 | 0 | 0 | 0 | 0 | 0 | 0 | 0 | 0 | 0 | 0 | 0 | 0 | 0 | 0 | 0 | 0 | 0 | 0 | 0 | 0 | 0 | 0 | 0 | 0 | 0 | 0 | 0 | 0 | 0 | 0 | 0 | 0 | 0 | 0 | 0 | 0 | 0 | 0 | 0 | 0 | 0 | 0 | 0 | 0 | 0 | 0.16793 | 0.54479 | 1.0393 | 1.4249 | 1.9943 | 2.7734 | 3.8482 | 4.5914 | 5.7938 | 7.2638 | 8.5006 | 9.1517 | 10.6616 | 12.4836 | 14.0996 | 15.1971 | 16.6352 | 18.2333 | 19.9369 | 21.2685 | 22.8252 | 24.4111 | 26.2444 | 27.716 | 739.4651 | 1659.4088 | 2177.5455 | 1697.8895 | 2507.2123 | 3430.4748 | 4732.8965 | 3272.5024 | 5294.5511 | 6472.7418 | 5446.0375 | 2866.854 | 6648.6082 | 8023.0445 | 7115.78 | 4832.529 | 6332.5365 | 7036.9072 | 7501.5868 | 5863.1067 | 6854.5815 | 6983.5141 | 8072.64 | 6479.6443 | 122042.0581 | 0 | 0 | 0 | 0 | 0 | 0 | 0 | 0 | 0 | 0 | 0 | 0 | 0 | 0 | 0 | 0 | 0 | 0 | 0 | 0 | 0.0003665% | 0.0021549 | 0.0069905 | 0.013336 | 0.018284 | 0.02559 | 0.035587 | 0.049379 | 0.058915 | 0.074344 | 0.093206 | 0.10908 | 0.11743 | 0.1368 | 0.16018 | 0.18092 | 0.195 | 0.21346 | 0.23396 | 0.25582 | 0.27291 | 0.29288 | 0.31323 | 0.33676 | 0.35564
| ComDHWEfficientTank_v4_4 | Measure_InputOutput | Various: Commercial-type electric water heaters - RTF workbook ComDHWEfficientTank_v4_4. Residential-type HPWHs - EUL from Wisconsin TRM, Cost from federal TSD, Savings derived from kWh savings per change in EF from RTF workbook ComDHWEfficientTank_v4_4 coupled with EF-defined efficiency levels. Commercial gas water heaters - PSE business case | 2020 | NR and New | 2022 | 2045 | PSE | Commercial | All Commercial | Electric | Per Commercial-Type Electric Storage Water Heater |  |  | Commercial-type Electric Water Heater |  | 178.9814 | 13 | 82.9567 | 0 |  | 0 | 0 | 0 | 0 | 0 | 0 | 0 | 0 |  | 0 | 0 | 0 | Water Heat | Electric Water Heat | Water Heater | Commercial Type Electric Water Heater | ResDHW | 0.01444% | 99.94% | 99.94% | 1.3253 | 2.3971e-05 | 100% | 7.692% | 85% | 6.8% | 0.2% | 103.5279 | 3.8051 | 10.7333 | 116.7085 | 0 | 0 | 0 | 118.7615 | 2.0529 |  | 0.056842 | 0 | 0.056842 | 03. $0.055 to $0.062 | 1 | 0 | 01. ($9,999.00) to $0.22 | 1 | 50.3841 | 115.2119 | 185.816 | 244.2672 | 341.3357 | 459.0922 | 604.12 | 664.4043 | 839.3327 | 975.3333 | 999.9398 | 930.7369 | 1117.5873 | 1183.9468 | 1136.5166 | 1032.4512 | 1092.495 | 1118.7371 | 1134.812 | 1061.4902 | 1100.0034 | 1101.864 | 1144.5671 | 1073.2563 | 9017.8262 | 20620.7989 | 33257.6212 | 43719.3016 | 61092.7522 | 82168.9791 | 108126.2689 | 118916.0392 | 150224.9796 | 174566.5759 | 178970.6776 | 166584.6343 | 200027.386 | 211904.5211 | 203415.394 | 184789.6152 | 195536.3407 | 200233.1827 | 203110.2888 | 189987.0505 | 196880.2032 | 197213.2166 | 204856.2741 | 192092.9618 | 3527312.8892 | 9017.8262 | 29638.6251 | 62896.2463 | 106615.5478 | 167708.3 | 249877.2791 | 358003.548 | 476919.5872 | 627144.5668 | 801711.1427 | 980681.8203 | 1147266.4546 | 1347293.8406 | 1559198.3617 | 1762613.7557 | 1947403.3709 | 2142939.7116 | 2343172.8942 | 2546283.1831 | 2736270.2336 | 2933150.4368 | 3130363.6534 | 3335219.9274 | 3527312.8892 | 0 | 0 | 0 | 0 | 0 | 0 | 0 | 0 | 0 | 0 | 0 | 0 | 0 | 0 | 0 | 0 | 0 | 0 | 0 | 0 | 0 | 0 | 0 | 0 | 0 | 0 | 0 | 0 | 0 | 0 | 0 | 0 | 0 | 0 | 0 | 0 | 0 | 0 | 0 | 0 | 0 | 0 | 0 | 0 | 0 | 0 | 0 | 0 | 0 | 0 | 0 | 0 | 0 | 0 | 0 | 0 | 0 | 0 | 0 | 0 | 0 | 1.3024 | 4.2806 | 9.0838 | 15.3979 | 24.2213 | 36.0885 | 51.7046 | 68.8791 | 90.5753 | 115.7871 | 141.6349 | 165.6939 | 194.5828 | 225.1871 | 254.5654 | 281.2536 | 309.494 | 338.4126 | 367.7468 | 395.1857 | 423.6201 | 452.1026 | 481.689 | 509.432 | 5983.6937 | 13682.737 | 22067.7815 | 29009.531 | 40537.5207 | 54522.4526 | 71746.1679 | 78905.6184 | 99680.3711 | 115832.0082 | 118754.3085 | 110535.666 | 132726.2891 | 140607.2503 | 134974.3699 | 122615.4097 | 129746.2982 | 132862.8435 | 134771.9202 | 126064.119 | 130638.0056 | 130858.9734 | 135930.4523 | 127461.4766 | 2340515.2643 | 0 | 0 | 0 | 0 | 0 | 0 | 0 | 0 | 0 | 0 | 0 | 0 | 0 | 0 | 0 | 0 | 0 | 0 | 0 | 0 | 0.009815% | 0.88511 | 2.9091 | 6.1733 | 10.4644 | 16.4607 | 24.5257 | 35.1384 | 46.8101 | 61.5549 | 78.6887 | 96.2549 | 112.6053 | 132.2382 | 153.0369 | 173.0023 | 191.1396 | 210.3317 | 229.9848 | 249.9202 | 268.5677 | 287.8916 | 307.2483 | 327.3552 | 346.2093
| ComDHWEfficientTank_v4_4 | Measure_InputOutput | Various: Commercial-type electric water heaters - RTF workbook ComDHWEfficientTank_v4_4. Residential-type HPWHs - EUL from Wisconsin TRM, Cost from federal TSD, Savings derived from kWh savings per change in EF from RTF workbook ComDHWEfficientTank_v4_4 coupled with EF-defined efficiency levels. Commercial gas water heaters - PSE business case | 2020 | NR and New | 2022 | 2045 | PSE | Commercial | All Commercial | Electric | Per Residential-Type Electric Heat Pump Water Heater |  |  | Residential-type ENERGY STAR Heat Pump Water Heater - EF 2.2 |  | 1234.99 | 15 | 332.6518 | 0 |  | 0 | 0 | 0 | 0 | 0 | 0 | 0 | 0 |  | 0 | 0 | 0 | Water Heat | Electric Water Heat | Water Heater | Residential Type Heat Pump Water Heater EF 2.2 | ResDHW | 0.01444% | 99.94% | 99.94% | 1.3253 | 2.3971e-05 | 100% | 6.667% | 85% | 6.8% | 0.2% | 812.0909 | 26.2556 | 83.8346 | 426.9931 | 0 | 0 | 0 | 383.4331 | -43.5599 |  | 0.026596 | 0 | 0.026596 | 01. ($9,999.000) to $0.028 | 1 | 0 | 01. ($9,999.00) to $0.22 | 1 | 45.0281 | 103.3389 | 166.0343 | 215.3805 | 302.1469 | 407.9463 | 539.9632 | 587.0817 | 749.7487 | 875.3772 | 892.1493 | 817.7907 | 1001.8109 | 1067.1661 | 1020.3096 | 916.8146 | 977.4254 | 1004.2311 | 1020.8664 | 948.1016 | 987.1686 | 989.5798 | 1032.8301 | 962.0634 | 55609.2212 | 127622.4835 | 205050.7317 | 265992.7912 | 373148.4359 | 503809.643 | 666849.2222 | 725040.0299 | 925932.2007 | 1081082.1185 | 1101795.4758 | 1009963.4178 | 1237226.4856 | 1317939.4597 | 1260072.2376 | 1132256.907 | 1207110.6559 | 1240215.4662 | 1260759.8123 | 1170896.0928 | 1219143.4423 | 1222121.1492 | 1275534.9062 | 1188138.6904 | 21773311.0765 | 55609.2212 | 183231.7047 | 388282.4364 | 654275.2276 | 1027423.6635 | 1531233.3065 | 2198082.5287 | 2923122.5585 | 3849054.7592 | 4930136.8778 | 6031932.3536 | 7041895.7713 | 8279122.2569 | 9597061.7166 | 10857133.9543 | 11989390.8613 | 13196501.5171 | 14436716.9833 | 15697476.7957 | 16868372.8885 | 18087516.3307 | 19309637.4799 | 20585172.3861 | 21773311.0765 | 0 | 0 | 0 | 0 | 0 | 0 | 0 | 0 | 0 | 0 | 0 | 0 | 0 | 0 | 0 | 0 | 0 | 0 | 0 | 0 | 0 | 0 | 0 | 0 | 0 | 0 | 0 | 0 | 0 | 0 | 0 | 0 | 0 | 0 | 0 | 0 | 0 | 0 | 0 | 0 | 0 | 0 | 0 | 0 | 0 | 0 | 0 | 0 | 0 | 0 | 0 | 0 | 0 | 0 | 0 | 0 | 0 | 0 | 0 | 0 | 0 | 8.0314 | 26.4632 | 56.0777 | 94.4937 | 148.3856 | 221.1483 | 317.458 | 422.1718 | 555.8995 | 712.0348 | 871.1615 | 1017.0255 | 1195.7118 | 1386.0552 | 1568.041 | 1731.5672 | 1905.9041 | 2085.0222 | 2267.1073 | 2436.2139 | 2612.2887 | 2788.7935 | 2973.0125 | 3144.6094 | 17265.2549 | 39623.5491 | 63663.0593 | 82584.0254 | 115853.1394 | 156420.1352 | 207039.7955 | 225106.5676 | 287478.4991 | 335648.6194 | 342079.5923 | 313568.0639 | 384127.491 | 409186.8254 | 391220.5185 | 351537.0952 | 374777.2886 | 385055.4938 | 391433.993 | 363533.5839 | 378513.164 | 379437.6666 | 396021.2855 | 368886.9738 | 6760061.6802 | 0 | 0 | 0 | 0 | 0 | 0 | 0 | 0 | 0 | 0 | 0 | 0 | 0 | 0 | 0 | 0 | 0 | 0 | 0 | 0 | 0.009815% | 5.4581 | 17.9844 | 38.1103 | 64.2178 | 100.8427 | 150.2921 | 215.744 | 286.9074 | 377.7886 | 483.8979 | 592.0402 | 691.1691 | 812.6041 | 941.9612 | 1065.6385 | 1176.7707 | 1295.2498 | 1416.9782 | 1540.723 | 1655.6476 | 1775.3078 | 1895.2602 | 2020.4552 | 2137.0722
| ComDHWEfficientTank_v4_4 | Measure_InputOutput | Various: Commercial-type electric water heaters - RTF workbook ComDHWEfficientTank_v4_4. Residential-type HPWHs - EUL from Wisconsin TRM, Cost from federal TSD, Savings derived from kWh savings per change in EF from RTF workbook ComDHWEfficientTank_v4_4 coupled with EF-defined efficiency levels. Commercial gas water heaters - PSE business case | 2020 | NR and New | 2022 | 2045 | PSE | Commercial | All Commercial | Electric | Per Residential-Type Electric Heat Pump Water Heater |  |  | Residential-type Advanced Heat Pump Water Heater - EF 2.8 |  | 1986.7231 | 15 | 1248.3455 | 0 |  | 0 | 0 | 0 | 0 | 0 | 0 | 0 | 0 |  | 0 | 0 | 0 | Water Heat | Electric Water Heat | Water Heater | Residential Type Advanced Heat Pump Water Heater EF2.8 | ResDHW | 0.01444% | 99.94% | 99.94% | 1.3253 | 2.3971e-05 | 100% | 6.667% | 85% | 6.8% | 0.2% | 1306.407 | 42.2373 | 134.8644 | 1602.3811 | 0 | 0 | 0 | 1674.9484 | 72.5673 |  | 0.072221 | 0 | 0.072221 | 05. $0.070 to $0.077 | 1 | 0 | 01. ($9,999.00) to $0.22 | 1 | 45.0281 | 103.3389 | 166.0343 | 215.3805 | 302.1469 | 407.9463 | 539.9632 | 587.0817 | 749.7487 | 875.3772 | 892.1493 | 817.7907 | 1001.8109 | 1067.1661 | 1020.3096 | 916.8146 | 977.4254 | 1004.2311 | 1020.8664 | 948.1016 | 987.1686 | 989.5798 | 1032.8301 | 962.0634 | 89458.3123 | 205305.7344 | 329864.2206 | 427901.4466 | 600282.2665 | 810476.3823 | 1072757.4443 | 1166368.7437 | 1489543.1055 | 1739132.1037 | 1772453.5915 | 1624723.759 | 1990320.8681 | 2120163.4787 | 2027072.7301 | 1821456.7634 | 1941873.6638 | 1995129.2282 | 2028178.8285 | 1883615.4536 | 1961230.7549 | 1966020.9791 | 2051947.4578 | 1911353.5455 | 35026630.8622 | 89458.3123 | 294764.0467 | 624628.2673 | 1052529.7139 | 1652811.9804 | 2463288.3626 | 3536045.807 | 4702414.5507 | 6191957.6561 | 7931089.7599 | 9703543.3514 | 11328267.1104 | 13318587.9785 | 15438751.4572 | 17465824.1873 | 19287280.9507 | 21229154.6145 | 23224283.8427 | 25252462.6713 | 27136078.1249 | 29097308.8799 | 31063329.8589 | 33115277.3167 | 35026630.8622 | 0 | 0 | 0 | 0 | 0 | 0 | 0 | 0 | 0 | 0 | 0 | 0 | 0 | 0 | 0 | 0 | 0 | 0 | 0 | 0 | 0 | 0 | 0 | 0 | 0 | 0 | 0 | 0 | 0 | 0 | 0 | 0 | 0 | 0 | 0 | 0 | 0 | 0 | 0 | 0 | 0 | 0 | 0 | 0 | 0 | 0 | 0 | 0 | 0 | 0 | 0 | 0 | 0 | 0 | 0 | 0 | 0 | 0 | 0 | 0 | 0 | 12.92 | 42.5713 | 90.2119 | 152.0116 | 238.7073 | 355.7603 | 510.6932 | 679.146 | 894.2732 | 1145.4473 | 1401.4338 | 1636.0844 | 1923.5364 | 2229.7409 | 2522.5008 | 2785.5646 | 3066.0196 | 3354.1661 | 3647.0857 | 3919.1268 | 4202.3774 | 4486.3199 | 4782.6723 | 5058.7195 | 75419.6975 | 173087.2849 | 278098.9167 | 360751.2465 | 506080.4949 | 683289.0318 | 904410.556 | 983331.5159 | 1255790.4075 | 1466211.6224 | 1494303.9981 | 1369757.2792 | 1677981.5535 | 1787448.0766 | 1708965.9778 | 1535617.1452 | 1637137.1266 | 1682035.3418 | 1709898.4972 | 1588021.3264 | 1653456.5263 | 1657495.0248 | 1729937.1363 | 1611406.5037 | 29529932.2876 | 0 | 0 | 0 | 0 | 0 | 0 | 0 | 0 | 0 | 0 | 0 | 0 | 0 | 0 | 0 | 0 | 0 | 0 | 0 | 0 | 0.009815% | 8.7804 | 28.9314 | 61.3079 | 103.3068 | 162.2251 | 241.7742 | 347.0664 | 461.5467 | 607.7468 | 778.4444 | 952.4125 | 1111.8807 | 1307.2327 | 1515.3289 | 1714.2881 | 1893.0659 | 2083.6627 | 2279.4866 | 2478.5544 | 2663.4332 | 2855.9299 | 3048.8968 | 3250.2975 | 3437.8988
| ComDHWEfficientTank_v4_4 | Measure_InputOutput | Various: Commercial-type electric water heaters - RTF workbook ComDHWEfficientTank_v4_4. Residential-type HPWHs - EUL from Wisconsin TRM, Cost from federal TSD, Savings derived from kWh savings per change in EF from RTF workbook ComDHWEfficientTank_v4_4 coupled with EF-defined efficiency levels. Commercial gas water heaters - PSE business case | 2020 | NR and New | 2022 | 2041 | PSE | Commercial | Restaurant | Gas | Per Commercial Gas Water Heater |  |  | Gas Hot Water Heater - 94% Efficient - Restaurant |  | 0 | 7 | 1644 | 0 |  | 0 | 0 | 0 | 0 | 0 | 0 | 0 | 613 |  | 0 | 0 | 0 | Water Heat | Gas Water Heat | Water Heater | Gas Water Heater 94% Efficient | C-WWW-Proc-All-All-All-U | 0.01203% | 8% | 8% | 0.099699 | 1.025e-05 | 100% | 14.29% | 85% | 6.8% | 0.2% | 3448.3524 | 54.4091 | 350.2761 | 0 | 3299.0277 | 0 | 0 | -75.8852 | 3223.1425 |  | 0 | 0.48863 | 0 | 01. ($9,999.000) to $0.028 | 1 | 0.48863 | 04. $0.45 to $0.50 | 1 | 0 | 0 | 0 | 0 | 0 | 0 | 0 | 0 | 0 | 0 | 0 | 0 | 0 | 0 | 0 | 0 | 0 | 0 | 0 | 0 | 0 | 0 | 0 | 0 | 0 | 0 | 0 | 0 | 0 | 0 | 0 | 0 | 0 | 0 | 0 | 0 | 0 | 0 | 0 | 0 | 0 | 0 | 0 | 0 | 0 | 0 | 0 | 0 | 0 | 0 | 0 | 0 | 0 | 0 | 0 | 0 | 0 | 0 | 0 | 0 | 0 | 0 | 0 | 0 | 0 | 0 | 0 | 0 | 0 | 0 | 0 | 0 | 0 | 0.19721 | 0.45032 | 0.72529 | 1.0071 | 1.3444 | 1.742 | 2.1743 | 2.6397 | 3.0615 | 3.4274 | 3.6426 | 3.8254 | 3.8916 | 3.9244 | 3.8706 | 3.8593 | 3.8097 | 3.8077 | 3.7669 | 3.779 | 120.8914 | 276.0488 | 444.6042 | 617.3428 | 824.1264 | 1067.8674 | 1332.8347 | 1618.1057 | 1876.6728 | 2100.9846 | 2232.9203 | 2344.9878 | 2385.5444 | 2405.6526 | 2372.6857 | 2365.7809 | 2335.3427 | 2334.1335 | 2309.088 | 2316.5223 | 33682.137 | 120.8914 | 396.9402 | 841.5444 | 1458.8872 | 2283.0136 | 3350.881 | 4683.7157 | 6301.8214 | 8178.4942 | 10279.4788 | 12512.399 | 14857.3869 | 17242.9313 | 19648.5839 | 22021.2696 | 24387.0505 | 26722.3932 | 29056.5267 | 31365.6147 | 33682.137 | 0 | 0 | 0 | 0 | 0 | 0 | 0 | 0 | 0 | 0 | 0 | 0 | 0 | 0 | 0 | 0 | 0 | 0 | 0 | 0 | 0 | 0 | 0 | 0 | 0 | 0 | 0 | 0 | 0 | 0 | 0 | 0 | 0 | 0 | 0 | 0 | 0 | 0 | 0 | 0 | 0 | 0 | 0 | 0 | 0 | 0 | 0 | 0 | 0 | 635.6445 | 1451.4594 | 2337.7207 | 3245.977 | 4333.2412 | 5614.8269 | 7008.0198 | 8507.9693 | 9867.5104 | 11046.9377 | 11740.6529 | 12329.9021 | 12543.1478 | 12648.8764 | 12475.5371 | 12439.2318 | 12279.1881 | 12272.8302 | 12141.1417 | 12180.2307 | 0.02158% | 0 | 0 | 0 | 0 | 0 | 0 | 0 | 0 | 0 | 0 | 0 | 0 | 0 | 0 | 0 | 0 | 0 | 0 | 0 | 0 | 0 | 0 | 0 | 0
| ComDHWEfficientTank_v4_4 | Measure_InputOutput | Various: Commercial-type electric water heaters - RTF workbook ComDHWEfficientTank_v4_4. Residential-type HPWHs - EUL from Wisconsin TRM, Cost from federal TSD, Savings derived from kWh savings per change in EF from RTF workbook ComDHWEfficientTank_v4_4 coupled with EF-defined efficiency levels. Commercial gas water heaters - PSE business case | 2020 | NR and New | 2022 | 2041 | PSE | Commercial | Other | Gas | Per Commercial Gas Water Heater |  |  | Gas Hot Water Heater - 94% Efficient - Laundry |  | 0 | 7 | 1644 | 0 |  | 0 | 0 | 0 | 0 | 0 | 0 | 0 | 597 |  | 0 | 0 | 0 | Water Heat | Gas Water Heat | Water Heater | Gas Water Heater 94% Efficient | C-WWW-Proc-All-All-All-U | 0.01203% | 8% | 8% | 0.7673 | 3.4232e-05 | 100% | 14.29% | 85% | 6.8% | 0.2% | 3358.3465 | 52.9889 | 341.1335 | 0 | 3299.0277 | 0 | 0 | -65.3225 | 3233.7053 |  | 0 | 0.50337 | 0 | 01. ($9,999.000) to $0.028 | 1 | 0.50337 | 05. $0.50 to $0.55 | 1 | 0 | 0 | 0 | 0 | 0 | 0 | 0 | 0 | 0 | 0 | 0 | 0 | 0 | 0 | 0 | 0 | 0 | 0 | 0 | 0 | 0 | 0 | 0 | 0 | 0 | 0 | 0 | 0 | 0 | 0 | 0 | 0 | 0 | 0 | 0 | 0 | 0 | 0 | 0 | 0 | 0 | 0 | 0 | 0 | 0 | 0 | 0 | 0 | 0 | 0 | 0 | 0 | 0 | 0 | 0 | 0 | 0 | 0 | 0 | 0 | 0 | 0 | 0 | 0 | 0 | 0 | 0 | 0 | 0 | 0 | 0 | 0 | 0 | 2.2979 | 5.2471 | 8.4509 | 11.7343 | 15.6648 | 20.2978 | 25.3343 | 30.7566 | 35.6714 | 39.9351 | 42.4429 | 44.5731 | 45.3439 | 45.7262 | 45.0995 | 44.9683 | 44.3897 | 44.3667 | 43.8907 | 44.032 | 1371.8334 | 3132.5065 | 5045.2153 | 7005.3933 | 9351.902 | 12117.7909 | 15124.5479 | 18361.7045 | 21295.8349 | 23841.248 | 25338.4083 | 26610.1123 | 27070.3344 | 27298.5155 | 26924.4185 | 26846.0652 | 26500.6625 | 26486.9411 | 26202.734 | 26287.095 | 382213.2637 | 1371.8334 | 4504.3399 | 9549.5552 | 16554.9485 | 25906.8505 | 38024.6414 | 53149.1893 | 71510.8938 | 92806.7287 | 116647.9768 | 141986.3851 | 168596.4974 | 195666.8318 | 222965.3473 | 249889.7658 | 276735.831 | 303236.4935 | 329723.4346 | 355926.1687 | 382213.2637 | 0 | 0 | 0 | 0 | 0 | 0 | 0 | 0 | 0 | 0 | 0 | 0 | 0 | 0 | 0 | 0 | 0 | 0 | 0 | 0 | 0 | 0 | 0 | 0 | 0 | 0 | 0 | 0 | 0 | 0 | 0 | 0 | 0 | 0 | 0 | 0 | 0 | 0 | 0 | 0 | 0 | 0 | 0 | 0 | 0 | 0 | 0 | 0 | 0 | 7430.6612 | 16967.5089 | 27327.8718 | 37945.3557 | 50655.435 | 65637.1263 | 81923.5012 | 99457.8572 | 115350.8435 | 129138.3074 | 137247.8133 | 144136.1149 | 146628.9497 | 147864.9135 | 145838.5832 | 145414.175 | 143543.2696 | 143468.9468 | 141929.5129 | 142386.462 | 0.02158% | 0 | 0 | 0 | 0 | 0 | 0 | 0 | 0 | 0 | 0 | 0 | 0 | 0 | 0 | 0 | 0 | 0 | 0 | 0 | 0 | 0 | 0 | 0 | 0
| ComDHWEfficientTank_v4_4 | Measure_InputOutput | Various: Commercial-type electric water heaters - RTF workbook ComDHWEfficientTank_v4_4. Residential-type HPWHs - EUL from Wisconsin TRM, Cost from federal TSD, Savings derived from kWh savings per change in EF from RTF workbook ComDHWEfficientTank_v4_4 coupled with EF-defined efficiency levels. Commercial gas water heaters - PSE business case | 2020 | NR and New | 2022 | 2041 | PSE | Commercial | School K-12 | Gas | Per Commercial Gas Water Heater |  |  | Gas Hot Water Heater - 94% Efficient - Education |  | 0 | 7 | 1644 | 0 |  | 0 | 0 | 0 | 0 | 0 | 0 | 0 | 529 |  | 0 | 0 | 0 | Water Heat | Gas Water Heat | Water Heater | Gas Water Heater 94% Efficient | C-WWW-Proc-All-All-All-U | 0.01203% | 8% | 8% | 0.22256 | 6.0892e-06 | 100% | 14.29% | 85% | 6.8% | 0.2% | 2975.8213 | 46.9533 | 302.2775 | 0 | 3299.0277 | 0 | 0 | -20.4308 | 3278.5969 |  | 0 | 0.57596 | 0 | 01. ($9,999.000) to $0.028 | 1 | 0.57596 | 06. $0.55 to $0.62 | 1 | 0 | 0 | 0 | 0 | 0 | 0 | 0 | 0 | 0 | 0 | 0 | 0 | 0 | 0 | 0 | 0 | 0 | 0 | 0 | 0 | 0 | 0 | 0 | 0 | 0 | 0 | 0 | 0 | 0 | 0 | 0 | 0 | 0 | 0 | 0 | 0 | 0 | 0 | 0 | 0 | 0 | 0 | 0 | 0 | 0 | 0 | 0 | 0 | 0 | 0 | 0 | 0 | 0 | 0 | 0 | 0 | 0 | 0 | 0 | 0 | 0 | 0 | 0 | 0 | 0 | 0 | 0 | 0 | 0 | 0 | 0 | 0 | 0 | 0.18893 | 0.43454 | 0.70363 | 0.9823 | 1.3197 | 1.7214 | 2.1629 | 2.6431 | 3.0855 | 3.4764 | 3.7199 | 3.9315 | 4.0263 | 4.0863 | 4.0577 | 4.0712 | 4.0462 | 4.0683 | 4.0514 | 4.087 | 99.9418 | 229.8742 | 372.2192 | 519.6371 | 698.1473 | 910.6267 | 1144.1599 | 1398.195 | 1632.2093 | 1839.0277 | 1967.8329 | 2079.7864 | 2129.9323 | 2161.6425 | 2146.5465 | 2153.6419 | 2140.4187 | 2152.1043 | 2143.2146 | 2162.0226 | 30081.1808 | 99.9418 | 329.8159 | 702.0352 | 1221.6722 | 1919.8195 | 2830.4462 | 3974.6062 | 5372.8011 | 7005.0104 | 8844.0381 | 10811.8709 | 12891.6574 | 15021.5896 | 17183.2322 | 19329.7787 | 21483.4206 | 23623.8393 | 25775.9436 | 27919.1582 | 30081.1808 | 0 | 0 | 0 | 0 | 0 | 0 | 0 | 0 | 0 | 0 | 0 | 0 | 0 | 0 | 0 | 0 | 0 | 0 | 0 | 0 | 0 | 0 | 0 | 0 | 0 | 0 | 0 | 0 | 0 | 0 | 0 | 0 | 0 | 0 | 0 | 0 | 0 | 0 | 0 | 0 | 0 | 0 | 0 | 0 | 0 | 0 | 0 | 0 | 0 | 619.4118 | 1424.697 | 2306.9126 | 3220.5681 | 4326.9254 | 5643.8149 | 7091.1894 | 8665.6291 | 10115.9854 | 11397.7892 | 12196.0885 | 12889.9459 | 13200.7362 | 13397.2677 | 13303.7068 | 13347.6816 | 13265.7283 | 13338.1524 | 13283.0565 | 13399.6235 | 0.02158% | 0 | 0 | 0 | 0 | 0 | 0 | 0 | 0 | 0 | 0 | 0 | 0 | 0 | 0 | 0 | 0 | 0 | 0 | 0 | 0 | 0 | 0 | 0 | 0
| ComDHWEfficientTank_v4_4 | Measure_InputOutput | Various: Commercial-type electric water heaters - RTF workbook ComDHWEfficientTank_v4_4. Residential-type HPWHs - EUL from Wisconsin TRM, Cost from federal TSD, Savings derived from kWh savings per change in EF from RTF workbook ComDHWEfficientTank_v4_4 coupled with EF-defined efficiency levels. Commercial gas water heaters - PSE business case | 2020 | NR and New | 2022 | 2041 | PSE | Commercial | Restaurant | Gas | Per Commercial Gas Water Heater |  |  | Gas Tankless Hot Water Heater - 94% Efficient - Restaurant |  | 0 | 7 | 882 | 0 |  | 0 | 0 | 0 | 0 | 0 | 0 | 0 | 135 |  | 0 | 0 | 0 | Water Heat | Gas Water Heat | Water Heater | Gas Water Heater 94% Efficient | C-WWW-Proc-All-All-All-U | 0.01203% | 8% | 8% | 0.099699 | 1.025e-05 | 100% | 14.29% | 85% | 6.8% | 0.2% | 759.4251 | 11.9824 | 77.1408 | 0 | 1769.9163 | 0 | 0 | 87.2768 | 1857.1932 |  | 0 | 1.2784 | 0 | 01. ($9,999.000) to $0.028 | 1 | 1.2784 | 11. $1.20 to $1.50 | 0 | 0 | 0 | 0 | 0 | 0 | 0 | 0 | 0 | 0 | 0 | 0 | 0 | 0 | 0 | 0 | 0 | 0 | 0 | 0 | 0 | 0 | 0 | 0 | 0 | 0 | 0 | 0 | 0 | 0 | 0 | 0 | 0 | 0 | 0 | 0 | 0 | 0 | 0 | 0 | 0 | 0 | 0 | 0 | 0 | 0 | 0 | 0 | 0 | 0 | 0 | 0 | 0 | 0 | 0 | 0 | 0 | 0 | 0 | 0 | 0 | 0 | 0 | 0 | 0 | 0 | 0 | 0 | 0 | 0 | 0 | 0 | 0 | 0 | 0.19721 | 0.45032 | 0.72529 | 1.0071 | 1.3444 | 1.742 | 2.1743 | 2.6397 | 3.0615 | 3.4274 | 3.6426 | 3.8254 | 3.8916 | 3.9244 | 3.8706 | 3.8593 | 3.8097 | 3.8077 | 3.7669 | 3.779 | 26.6237 | 60.7938 | 97.9145 | 135.9564 | 181.496 | 235.1747 | 293.528 | 356.3528 | 413.2966 | 462.6964 | 491.7524 | 516.4329 | 525.3646 | 529.793 | 522.5327 | 521.0121 | 514.3087 | 514.0424 | 508.5267 | 510.164 | 7417.7626 | 26.6237 | 87.4175 | 185.332 | 321.2884 | 502.7844 | 737.9591 | 1031.4872 | 1387.8399 | 1801.1366 | 2263.833 | 2755.5854 | 3272.0183 | 3797.3829 | 4327.1759 | 4849.7086 | 5370.7208 | 5885.0295 | 6399.0719 | 6907.5987 | 7417.7626 | 0 | 0 | 0 | 0 | 0 | 0 | 0 | 0 | 0 | 0 | 0 | 0 | 0 | 0 | 0 | 0 | 0 | 0 | 0 | 0 | 0 | 0 | 0 | 0 | 0 | 0 | 0 | 0 | 0 | 0 | 0 | 0 | 0 | 0 | 0 | 0 | 0 | 0 | 0 | 0 | 0 | 0 | 0 | 0 | 0 | 0 | 0 | 0 | 0 | 366.262 | 836.3392 | 1347.0081 | 1870.3505 | 2496.8384 | 3235.2954 | 4038.0611 | 4902.3406 | 5685.7159 | 6365.3087 | 6765.0314 | 7104.5601 | 7227.4335 | 7288.355 | 7188.4759 | 7167.5565 | 7075.3384 | 7071.675 | 6995.7953 | 7018.3186 | 0.02158% | 0 | 0 | 0 | 0 | 0 | 0 | 0 | 0 | 0 | 0 | 0 | 0 | 0 | 0 | 0 | 0 | 0 | 0 | 0 | 0 | 0 | 0 | 0 | 0
| ComDHWEfficientTank_v4_4 | Measure_InputOutput | Various: Commercial-type electric water heaters - RTF workbook ComDHWEfficientTank_v4_4. Residential-type HPWHs - EUL from Wisconsin TRM, Cost from federal TSD, Savings derived from kWh savings per change in EF from RTF workbook ComDHWEfficientTank_v4_4 coupled with EF-defined efficiency levels. Commercial gas water heaters - PSE business case | 2020 | NR and New | 2022 | 2041 | PSE | Commercial | Other | Gas | Per Commercial Gas Water Heater |  |  | Gas Tankless Hot Water Heater - 94% Efficient - Laundry |  | 0 | 7 | 882 | 0 |  | 0 | 0 | 0 | 0 | 0 | 0 | 0 | 135 |  | 0 | 0 | 0 | Water Heat | Gas Water Heat | Water Heater | Gas Water Heater 94% Efficient | C-WWW-Proc-All-All-All-U | 0.01203% | 8% | 8% | 0.7673 | 3.4232e-05 | 100% | 14.29% | 85% | 6.8% | 0.2% | 759.4251 | 11.9824 | 77.1408 | 0 | 1769.9163 | 0 | 0 | 87.2768 | 1857.1932 |  | 0 | 1.2784 | 0 | 01. ($9,999.000) to $0.028 | 1 | 1.2784 | 11. $1.20 to $1.50 | 0 | 0 | 0 | 0 | 0 | 0 | 0 | 0 | 0 | 0 | 0 | 0 | 0 | 0 | 0 | 0 | 0 | 0 | 0 | 0 | 0 | 0 | 0 | 0 | 0 | 0 | 0 | 0 | 0 | 0 | 0 | 0 | 0 | 0 | 0 | 0 | 0 | 0 | 0 | 0 | 0 | 0 | 0 | 0 | 0 | 0 | 0 | 0 | 0 | 0 | 0 | 0 | 0 | 0 | 0 | 0 | 0 | 0 | 0 | 0 | 0 | 0 | 0 | 0 | 0 | 0 | 0 | 0 | 0 | 0 | 0 | 0 | 0 | 0 | 2.2979 | 5.2471 | 8.4509 | 11.7343 | 15.6648 | 20.2978 | 25.3343 | 30.7566 | 35.6714 | 39.9351 | 42.4429 | 44.5731 | 45.3439 | 45.7262 | 45.0995 | 44.9683 | 44.3897 | 44.3667 | 43.8907 | 44.032 | 310.2136 | 708.3557 | 1140.8778 | 1584.1342 | 2114.7517 | 2740.204 | 3420.1239 | 4152.1442 | 4815.6411 | 5391.237 | 5729.7908 | 6017.3621 | 6121.4324 | 6173.0311 | 6088.4364 | 6070.7183 | 5992.6121 | 5989.5093 | 5925.2414 | 5944.318 | 86430.135 | 310.2136 | 1018.5693 | 2159.4472 | 3743.5813 | 5858.333 | 8598.537 | 12018.6609 | 16170.8051 | 20986.4462 | 26377.6832 | 32107.474 | 38124.8361 | 44246.2685 | 50419.2996 | 56507.736 | 62578.4542 | 68571.0664 | 74560.5757 | 80485.817 | 86430.135 | 0 | 0 | 0 | 0 | 0 | 0 | 0 | 0 | 0 | 0 | 0 | 0 | 0 | 0 | 0 | 0 | 0 | 0 | 0 | 0 | 0 | 0 | 0 | 0 | 0 | 0 | 0 | 0 | 0 | 0 | 0 | 0 | 0 | 0 | 0 | 0 | 0 | 0 | 0 | 0 | 0 | 0 | 0 | 0 | 0 | 0 | 0 | 0 | 0 | 4267.6039 | 9744.8403 | 15695.041 | 21792.9123 | 29092.6104 | 37696.9489 | 47050.5979 | 57120.992 | 66248.7086 | 74167.1742 | 78824.6546 | 82780.7686 | 84212.4624 | 84922.3055 | 83758.5362 | 83514.7886 | 82440.2836 | 82397.5982 | 81513.465 | 81775.9017 | 0.02158% | 0 | 0 | 0 | 0 | 0 | 0 | 0 | 0 | 0 | 0 | 0 | 0 | 0 | 0 | 0 | 0 | 0 | 0 | 0 | 0 | 0 | 0 | 0 | 0
| ComDHWEfficientTank_v4_4 | Measure_InputOutput | Various: Commercial-type electric water heaters - RTF workbook ComDHWEfficientTank_v4_4. Residential-type HPWHs - EUL from Wisconsin TRM, Cost from federal TSD, Savings derived from kWh savings per change in EF from RTF workbook ComDHWEfficientTank_v4_4 coupled with EF-defined efficiency levels. Commercial gas water heaters - PSE business case | 2020 | NR and New | 2022 | 2041 | PSE | Commercial | School K-12 | Gas | Per Commercial Gas Water Heater |  |  | Gas Tankless Hot Water Heater - 94% Efficient - Education |  | 0 | 7 | 882 | 0 |  | 0 | 0 | 0 | 0 | 0 | 0 | 0 | 135 |  | 0 | 0 | 0 | Water Heat | Gas Water Heat | Water Heater | Gas Water Heater 94% Efficient | C-WWW-Proc-All-All-All-U | 0.01203% | 8% | 8% | 0.22256 | 6.0892e-06 | 100% | 14.29% | 85% | 6.8% | 0.2% | 759.4251 | 11.9824 | 77.1408 | 0 | 1769.9163 | 0 | 0 | 87.2768 | 1857.1932 |  | 0 | 1.2784 | 0 | 01. ($9,999.000) to $0.028 | 1 | 1.2784 | 11. $1.20 to $1.50 | 0 | 0 | 0 | 0 | 0 | 0 | 0 | 0 | 0 | 0 | 0 | 0 | 0 | 0 | 0 | 0 | 0 | 0 | 0 | 0 | 0 | 0 | 0 | 0 | 0 | 0 | 0 | 0 | 0 | 0 | 0 | 0 | 0 | 0 | 0 | 0 | 0 | 0 | 0 | 0 | 0 | 0 | 0 | 0 | 0 | 0 | 0 | 0 | 0 | 0 | 0 | 0 | 0 | 0 | 0 | 0 | 0 | 0 | 0 | 0 | 0 | 0 | 0 | 0 | 0 | 0 | 0 | 0 | 0 | 0 | 0 | 0 | 0 | 0 | 0.18893 | 0.43454 | 0.70363 | 0.9823 | 1.3197 | 1.7214 | 2.1629 | 2.6431 | 3.0855 | 3.4764 | 3.7199 | 3.9315 | 4.0263 | 4.0863 | 4.0577 | 4.0712 | 4.0462 | 4.0683 | 4.0514 | 4.087 | 25.505 | 58.6635 | 94.9898 | 132.6106 | 178.1661 | 232.3906 | 291.9879 | 356.8172 | 416.5373 | 469.3171 | 502.188 | 530.7583 | 543.5555 | 551.6479 | 547.7954 | 549.6061 | 546.2316 | 549.2138 | 546.9451 | 551.7449 | 7676.6719 | 25.505 | 84.1685 | 179.1583 | 311.7689 | 489.935 | 722.3256 | 1014.3135 | 1371.1307 | 1787.6681 | 2256.9851 | 2759.1731 | 3289.9315 | 3833.487 | 4385.1349 | 4932.9303 | 5482.5364 | 6028.7681 | 6577.9818 | 7124.9269 | 7676.6719 | 0 | 0 | 0 | 0 | 0 | 0 | 0 | 0 | 0 | 0 | 0 | 0 | 0 | 0 | 0 | 0 | 0 | 0 | 0 | 0 | 0 | 0 | 0 | 0 | 0 | 0 | 0 | 0 | 0 | 0 | 0 | 0 | 0 | 0 | 0 | 0 | 0 | 0 | 0 | 0 | 0 | 0 | 0 | 0 | 0 | 0 | 0 | 0 | 0 | 350.8718 | 807.0335 | 1306.7731 | 1824.3222 | 2451.029 | 3196.9939 | 4016.8733 | 4908.73 | 5730.2985 | 6456.3887 | 6908.5931 | 7301.6354 | 7477.6856 | 7589.0128 | 7536.0143 | 7560.9243 | 7514.501 | 7555.5263 | 7524.3167 | 7590.3472 | 0.02158% | 0 | 0 | 0 | 0 | 0 | 0 | 0 | 0 | 0 | 0 | 0 | 0 | 0 | 0 | 0 | 0 | 0 | 0 | 0 | 0 | 0 | 0 | 0 | 0
| ComDishwashers_PSE | M_Input | PSE Business Case "QC _APPROVED_Measure Case_Dishwasher_2020" | 2020 | NR and New | 2022 | 2041 | PSE | Commercial | All Commercial | Gas | Per Dishwasher - Under Counter - High Temp - GWH | Per Dishwasher - Under Counter - High Temp - GWH | 0 | CKTCH: Dishwasher - Under Counter - High Temp - GWH |  | 0 | 10 | 57 | 0 |  | 11.5777 | 0 | 0 | 0 | 0 | 0 | 0 | 40 |  | 0 | 0 | 0 | Water Heat | Gas Water Heat | Water Heater | Dishwasher | C-WWW-Proc-All-All-All-U | 0.01203% | 8% | 8% | 0.038661 | 6.9927e-07 | 100% | 10% | 85% | 6.8% | 0.2% | 312.0783 | 3.5503 | 31.5629 | 0 | 86.5231 | 0 | 0 | -158.8661 | -61.7747 |  | 0 | -0.14352 | 0 | 01. ($9,999.000) to $0.028 | 1 | -0.14352 | 01. ($9,999.00) to $0.22 | 1 | 0 | 0 | 0 | 0 | 0 | 0 | 0 | 0 | 0 | 0 | 0 | 0 | 0 | 0 | 0 | 0 | 0 | 0 | 0 | 0 | 0 | 0 | 0 | 0 | 0 | 0 | 0 | 0 | 0 | 0 | 0 | 0 | 0 | 0 | 0 | 0 | 0 | 0 | 0 | 0 | 0 | 0 | 0 | 0 | 0 | 0 | 0 | 0 | 0 | 0 | 0 | 0 | 0 | 0 | 0 | 0 | 0 | 0 | 0 | 0 | 0 | 0 | 0 | 0 | 0 | 0 | 0 | 0 | 0 | 0 | 0 | 0 | 0 | 0.22475 | 0.52156 | 0.83382 | 1.1417 | 1.5229 | 1.9787 | 2.4786 | 3.0341 | 3.5394 | 3.9885 | 4.2397 | 4.48 | 4.5698 | 4.6325 | 4.5796 | 4.5935 | 4.5465 | 4.5744 | 4.5405 | 4.59 | 8.9901 | 20.8624 | 33.3528 | 45.6691 | 60.9163 | 79.1485 | 99.1448 | 121.3626 | 141.5754 | 159.5412 | 169.5892 | 179.1984 | 182.7908 | 185.2984 | 183.1851 | 183.7413 | 181.8602 | 182.9751 | 181.6217 | 183.5993 | 2584.4228 | 8.9901 | 29.8525 | 63.2053 | 108.8744 | 169.7907 | 248.9392 | 348.084 | 469.4467 | 611.022 | 770.5632 | 940.1524 | 1119.3508 | 1302.1416 | 1487.44 | 1670.6251 | 1854.3664 | 2036.2266 | 2219.2017 | 2400.8235 | 2584.4228 | 0 | 0 | 0 | 0 | 0 | 0 | 0 | 0 | 0 | 0 | 0 | 0 | 0 | 0 | 0 | 0 | 0 | 0 | 0 | 0 | 0 | 0 | 0 | 0 | 0 | 0 | 0 | 0 | 0 | 0 | 0 | 0 | 0 | 0 | 0 | 0 | 0 | 0 | 0 | 0 | 0 | 0 | 0 | 0 | 0 | 0 | 0 | 0 | 0 | 0 | 0 | 0 | 0 | 0 | 0 | 0 | 0 | 0 | 0 | 0 | 0 | 0 | 0 | 0 | 0 | 0 | 0 | 0 | 0 | 0.02158% | 0 | 0 | 0 | 0 | 0 | 0 | 0 | 0 | 0 | 0 | 0 | 0 | 0 | 0 | 0 | 0 | 0 | 0 | 0 | 0 | 0 | 0 | 0 | 0
| ComDishwashers_PSE | M_Input | PSE Business Case "QC _APPROVED_Measure Case_Dishwasher_2020" | 2020 | NR and New | 2022 | 2041 | PSE | Commercial | All Commercial | Gas | Per Dishwasher - Under Counter - Low Temp - GWH | Per Dishwasher - Under Counter - Low Temp - GWH | 150 | CKTCH: Dishwasher - Under Counter - Low Temp - GWH |  | 0 | 10 | 232 | 0 |  | 160.1247 | 0 | 0 | 0 | 0 | 0 | 0 | 94 |  | 0 | 0 | 0 | Water Heat | Gas Water Heat | Dishwashers | Dishwasher | C-WWW-Proc-All-All-All-U | 0.01203% | 8% | 8% | 0.038661 | 6.9927e-07 | 1.252% | 10% | 85% | 6.8% | 0.2% | 733.3841 | 8.3433 | 74.1727 | 0 | 352.1643 | 0 | 0 | -1905.3348 | -1407.0069 |  | 0 | -1.391 | 0 | 01. ($9,999.000) to $0.028 | 1 | -1.391 | 01. ($9,999.00) to $0.22 | 1 | 0 | 0 | 0 | 0 | 0 | 0 | 0 | 0 | 0 | 0 | 0 | 0 | 0 | 0 | 0 | 0 | 0 | 0 | 0 | 0 | 0 | 0 | 0 | 0 | 0 | 0 | 0 | 0 | 0 | 0 | 0 | 0 | 0 | 0 | 0 | 0 | 0 | 0 | 0 | 0 | 0 | 0 | 0 | 0 | 0 | 0 | 0 | 0 | 0 | 0 | 0 | 0 | 0 | 0 | 0 | 0 | 0 | 0 | 0 | 0 | 0 | 0 | 0 | 0 | 0 | 0 | 0 | 0 | 0 | 0 | 0 | 0 | 0 | 0.0071546 | 0.014905 | 0.021346 | 0.026556 | 0.032475 | 0.037961 | 0.042323 | 0.046495 | 0.049567 | 0.052212 | 0.053094 | 0.054789 | 0.055449 | 0.05641 | 0.056524 | 0.057303 | 0.056721 | 0.05707 | 0.056648 | 0.057265 | 0.67253 | 1.4011 | 2.0066 | 2.4962 | 3.0527 | 3.5683 | 3.9784 | 4.3706 | 4.6593 | 4.9079 | 4.9909 | 5.1502 | 5.2122 | 5.3025 | 5.3132 | 5.3865 | 5.3317 | 5.3646 | 5.3249 | 5.3829 | 83.8733 | 0.67253 | 2.0736 | 4.0802 | 6.5764 | 9.629 | 13.1974 | 17.1758 | 21.5463 | 26.2056 | 31.1135 | 36.1044 | 41.2546 | 46.4668 | 51.7694 | 57.0826 | 62.4691 | 67.8008 | 73.1654 | 78.4903 | 83.8733 | 0 | 0 | 0 | 0 | 0 | 0 | 0 | 0 | 0 | 0 | 0 | 0 | 0 | 0 | 0 | 0 | 0 | 0 | 0 | 0 | 0 | 0 | 0 | 0 | 0 | 0 | 0 | 0 | 0 | 0 | 0 | 0 | 0 | 0 | 0 | 0 | 0 | 0 | 0 | 0 | 0 | 0 | 0 | 0 | 0 | 0 | 0 | 0 | 0 | 0 | 0 | 0 | 0 | 0 | 0 | 0 | 0 | 0 | 0 | 0 | 0 | 0 | 0 | 0 | 0 | 0 | 0 | 0 | 0 | 0.02158% | 0 | 0 | 0 | 0 | 0 | 0 | 0 | 0 | 0 | 0 | 0 | 0 | 0 | 0 | 0 | 0 | 0 | 0 | 0 | 0 | 0 | 0 | 0 | 0
| ComDishwashers_PSE | M_Input | PSE Business Case "QC _APPROVED_Measure Case_Dishwasher_2020" | 2020 | NR and New | 2022 | 2041 | PSE | Commercial | All Commercial | Gas | Per Dishwasher - Door Type - High Temp - GWH | Per Dishwasher - Door Type - High Temp - GWH | 250 | CKTCH: Dishwasher - Door Type - High Temp - GWH |  | 0 | 15 | 1126 | 0 |  | 146.7322 | 0 | 0 | 0 | 0 | 0 | 0 | 261 |  | 0 | 0 | 0 | Water Heat | Gas Water Heat | Dishwashers | Dishwasher | C-WWW-Proc-All-All-All-U | 0.01203% | 8% | 8% | 0.038661 | 6.9927e-07 | 1.252% | 6.667% | 85% | 6.8% | 0.2% | 2912.31 | 23.166 | 293.5476 | 0 | 1326.3324 | 0 | 0 | -1804.3946 | -344.1234 |  | 0 | -0.12253 | 0 | 01. ($9,999.000) to $0.028 | 1 | -0.12253 | 01. ($9,999.00) to $0.22 | 1 | 0 | 0 | 0 | 0 | 0 | 0 | 0 | 0 | 0 | 0 | 0 | 0 | 0 | 0 | 0 | 0 | 0 | 0 | 0 | 0 | 0 | 0 | 0 | 0 | 0 | 0 | 0 | 0 | 0 | 0 | 0 | 0 | 0 | 0 | 0 | 0 | 0 | 0 | 0 | 0 | 0 | 0 | 0 | 0 | 0 | 0 | 0 | 0 | 0 | 0 | 0 | 0 | 0 | 0 | 0 | 0 | 0 | 0 | 0 | 0 | 0 | 0 | 0 | 0 | 0 | 0 | 0 | 0 | 0 | 0 | 0 | 0 | 0 | 0.0051806 | 0.010976 | 0.015481 | 0.018772 | 0.022793 | 0.02659 | 0.029626 | 0.032759 | 0.03502 | 0.037037 | 0.037437 | 0.038764 | 0.039148 | 0.039906 | 0.039875 | 0.040555 | 0.04005 | 0.040478 | 0.040134 | 0.040829 | 1.3521 | 2.8647 | 4.0405 | 4.8995 | 5.9488 | 6.9399 | 7.7323 | 8.55 | 9.1402 | 9.6667 | 9.771 | 10.1173 | 10.2177 | 10.4154 | 10.4073 | 10.5849 | 10.4532 | 10.5647 | 10.475 | 10.6563 | 164.7978 | 1.3521 | 4.2168 | 8.2573 | 13.1568 | 19.1057 | 26.0456 | 33.7779 | 42.3279 | 51.4681 | 61.1348 | 70.9058 | 81.0232 | 91.2408 | 101.6563 | 112.0636 | 122.6485 | 133.1017 | 143.6664 | 154.1415 | 164.7978 | 0 | 0 | 0 | 0 | 0 | 0 | 0 | 0 | 0 | 0 | 0 | 0 | 0 | 0 | 0 | 0 | 0 | 0 | 0 | 0 | 0 | 0 | 0 | 0 | 0 | 0 | 0 | 0 | 0 | 0 | 0 | 0 | 0 | 0 | 0 | 0 | 0 | 0 | 0 | 0 | 0 | 0 | 0 | 0 | 0 | 0 | 0 | 0 | 0 | 0 | 0 | 0 | 0 | 0 | 0 | 0 | 0 | 0 | 0 | 0 | 0 | 0 | 0 | 0 | 0 | 0 | 0 | 0 | 0 | 0.02158% | 0 | 0 | 0 | 0 | 0 | 0 | 0 | 0 | 0 | 0 | 0 | 0 | 0 | 0 | 0 | 0 | 0 | 0 | 0 | 0 | 0 | 0 | 0 | 0
| ComDishwashers_PSE | M_Input | PSE Business Case "QC _APPROVED_Measure Case_Dishwasher_2020" | 2020 | NR and New | 2022 | 2041 | PSE | Commercial | All Commercial | Gas | Per Dishwasher - Door Type - Low Temp - GWH | Per Dishwasher - Door Type - Low Temp - GWH | 750 | CKTCH: Dishwasher - Door Type - Low Temp - GWH |  | 0 | 15 | 2659 | 0 |  | 1051.7953 | 0 | 0 | 0 | 0 | 0 | 0 | 599 |  | 0 | 0 | 0 | Water Heat | Gas Water Heat | Dishwashers | Dishwasher | C-WWW-Proc-All-All-All-U | 0.01203% | 8% | 8% | 0.038661 | 6.9927e-07 | 1.252% | 6.667% | 85% | 6.8% | 0.2% | 6683.8073 | 53.1664 | 673.6974 | 0 | 3132.0763 | 0 | 0 | -12473.2183 | -8381.0516 |  | 0 | -1.3003 | 0 | 01. ($9,999.000) to $0.028 | 1 | -1.3003 | 01. ($9,999.00) to $0.22 | 1 | 0 | 0 | 0 | 0 | 0 | 0 | 0 | 0 | 0 | 0 | 0 | 0 | 0 | 0 | 0 | 0 | 0 | 0 | 0 | 0 | 0 | 0 | 0 | 0 | 0 | 0 | 0 | 0 | 0 | 0 | 0 | 0 | 0 | 0 | 0 | 0 | 0 | 0 | 0 | 0 | 0 | 0 | 0 | 0 | 0 | 0 | 0 | 0 | 0 | 0 | 0 | 0 | 0 | 0 | 0 | 0 | 0 | 0 | 0 | 0 | 0 | 0 | 0 | 0 | 0 | 0 | 0 | 0 | 0 | 0 | 0 | 0 | 0 | 0.0051806 | 0.010976 | 0.015481 | 0.018772 | 0.022793 | 0.02659 | 0.029626 | 0.032759 | 0.03502 | 0.037037 | 0.037437 | 0.038764 | 0.039148 | 0.039906 | 0.039875 | 0.040555 | 0.04005 | 0.040478 | 0.040134 | 0.040829 | 3.1032 | 6.5745 | 9.273 | 11.2446 | 13.6527 | 15.9273 | 17.7457 | 19.6224 | 20.977 | 22.1853 | 22.4246 | 23.2194 | 23.4498 | 23.9036 | 23.885 | 24.2925 | 23.9902 | 24.2462 | 24.0404 | 24.4565 | 378.2141 | 3.1032 | 9.6777 | 18.9506 | 30.1952 | 43.8479 | 59.7752 | 77.521 | 97.1433 | 118.1204 | 140.3056 | 162.7303 | 185.9497 | 209.3995 | 233.3031 | 257.1882 | 281.4807 | 305.4709 | 329.7172 | 353.7576 | 378.2141 | 0 | 0 | 0 | 0 | 0 | 0 | 0 | 0 | 0 | 0 | 0 | 0 | 0 | 0 | 0 | 0 | 0 | 0 | 0 | 0 | 0 | 0 | 0 | 0 | 0 | 0 | 0 | 0 | 0 | 0 | 0 | 0 | 0 | 0 | 0 | 0 | 0 | 0 | 0 | 0 | 0 | 0 | 0 | 0 | 0 | 0 | 0 | 0 | 0 | 0 | 0 | 0 | 0 | 0 | 0 | 0 | 0 | 0 | 0 | 0 | 0 | 0 | 0 | 0 | 0 | 0 | 0 | 0 | 0 | 0.02158% | 0 | 0 | 0 | 0 | 0 | 0 | 0 | 0 | 0 | 0 | 0 | 0 | 0 | 0 | 0 | 0 | 0 | 0 | 0 | 0 | 0 | 0 | 0 | 0
| ComDishwashers_PSE | M_Input | PSE Business Case "QC _APPROVED_Measure Case_Dishwasher_2020" | 2020 | NR and New | 2022 | 2041 | PSE | Commercial | All Commercial | Gas | Per Dishwasher - Multi Tank - High Temp - GWH | Per Dishwasher - Multi Tank - High Temp - GWH | 500 | CKTCH: Dishwasher - Multi Tank - High Temp - GWH |  | 0 | 20 | 1440 | 0 |  | 208.7108 | 0 | 0 | 0 | 0 | 0 | 0 | 600 |  | 0 | 0 | 0 | Water Heat | Gas Water Heat | Dishwashers | Dishwasher | C-WWW-Proc-All-All-All-U | 0.01203% | 8% | 8% | 0.038661 | 6.9927e-07 | 1.252% | 5% | 85% | 6.8% | 0.2% | 8606.0587 | 53.2552 | 865.9314 | 0 | 1440 | 0 | 0 | -3067.5763 | -1437.0628 |  | 0 | -0.22258 | 0 | 01. ($9,999.000) to $0.028 | 1 | -0.22258 | 01. ($9,999.00) to $0.22 | 1 | 0 | 0 | 0 | 0 | 0 | 0 | 0 | 0 | 0 | 0 | 0 | 0 | 0 | 0 | 0 | 0 | 0 | 0 | 0 | 0 | 0 | 0 | 0 | 0 | 0 | 0 | 0 | 0 | 0 | 0 | 0 | 0 | 0 | 0 | 0 | 0 | 0 | 0 | 0 | 0 | 0 | 0 | 0 | 0 | 0 | 0 | 0 | 0 | 0 | 0 | 0 | 0 | 0 | 0 | 0 | 0 | 0 | 0 | 0 | 0 | 0 | 0 | 0 | 0 | 0 | 0 | 0 | 0 | 0 | 0 | 0 | 0 | 0 | 0.0041935 | 0.0090112 | 0.012548 | 0.014881 | 0.017951 | 0.020904 | 0.023277 | 0.02589 | 0.027747 | 0.02945 | 0.029608 | 0.030751 | 0.030998 | 0.031654 | 0.03155 | 0.032181 | 0.031715 | 0.032182 | 0.031877 | 0.032611 | 2.5161 | 5.4067 | 7.5288 | 8.9283 | 10.7707 | 12.5426 | 13.966 | 15.5341 | 16.648 | 17.6699 | 17.7648 | 18.4506 | 18.5986 | 18.9923 | 18.9302 | 19.3087 | 19.0292 | 19.3091 | 19.1264 | 19.5665 | 300.5877 | 2.5161 | 7.9228 | 15.4517 | 24.38 | 35.1507 | 47.6933 | 61.6593 | 77.1934 | 93.8414 | 111.5113 | 129.276 | 147.7266 | 166.3252 | 185.3176 | 204.2477 | 223.5564 | 242.5857 | 261.8948 | 281.0212 | 300.5877 | 0 | 0 | 0 | 0 | 0 | 0 | 0 | 0 | 0 | 0 | 0 | 0 | 0 | 0 | 0 | 0 | 0 | 0 | 0 | 0 | 0 | 0 | 0 | 0 | 0 | 0 | 0 | 0 | 0 | 0 | 0 | 0 | 0 | 0 | 0 | 0 | 0 | 0 | 0 | 0 | 0 | 0 | 0 | 0 | 0 | 0 | 0 | 0 | 0 | 0 | 0 | 0 | 0 | 0 | 0 | 0 | 0 | 0 | 0 | 0 | 0 | 0 | 0 | 0 | 0 | 0 | 0 | 0 | 0 | 0.02158% | 0 | 0 | 0 | 0 | 0 | 0 | 0 | 0 | 0 | 0 | 0 | 0 | 0 | 0 | 0 | 0 | 0 | 0 | 0 | 0 | 0 | 0 | 0 | 0
| ComDishwashers_PSE | M_Input | PSE Business Case "QC _APPROVED_Measure Case_Dishwasher_2020" | 2020 | NR and New | 2022 | 2041 | PSE | Commercial | All Commercial | Gas | Per Dishwasher - Multi Tank - Low Temp - GWH | Per Dishwasher - Multi Tank - Low Temp - GWH | 1500 | CKTCH: Dishwasher - Multi Tank - Low Temp - GWH |  | 0 | 20 | 3394 | 0 |  | 754.9233 | 0 | 0 | 0 | 0 | 0 | 0 | 698 |  | 0 | 0 | 0 | Water Heat | Gas Water Heat | Dishwashers | Dishwasher | C-WWW-Proc-All-All-All-U | 0.01203% | 8% | 8% | 0.038661 | 6.9927e-07 | 1.252% | 5% | 85% | 6.8% | 0.2% | 10011.7149 | 61.9535 | 1007.3668 | 0 | 3394 | 0 | 0 | -9203.1329 | -5120.0306 |  | 0 | -0.68167 | 0 | 01. ($9,999.000) to $0.028 | 1 | -0.68167 | 01. ($9,999.00) to $0.22 | 1 | 0 | 0 | 0 | 0 | 0 | 0 | 0 | 0 | 0 | 0 | 0 | 0 | 0 | 0 | 0 | 0 | 0 | 0 | 0 | 0 | 0 | 0 | 0 | 0 | 0 | 0 | 0 | 0 | 0 | 0 | 0 | 0 | 0 | 0 | 0 | 0 | 0 | 0 | 0 | 0 | 0 | 0 | 0 | 0 | 0 | 0 | 0 | 0 | 0 | 0 | 0 | 0 | 0 | 0 | 0 | 0 | 0 | 0 | 0 | 0 | 0 | 0 | 0 | 0 | 0 | 0 | 0 | 0 | 0 | 0 | 0 | 0 | 0 | 0.0041935 | 0.0090112 | 0.012548 | 0.014881 | 0.017951 | 0.020904 | 0.023277 | 0.02589 | 0.027747 | 0.02945 | 0.029608 | 0.030751 | 0.030998 | 0.031654 | 0.03155 | 0.032181 | 0.031715 | 0.032182 | 0.031877 | 0.032611 | 2.9271 | 6.2898 | 8.7585 | 10.3866 | 12.5299 | 14.5912 | 16.2471 | 18.0713 | 19.3672 | 20.556 | 20.6663 | 21.4642 | 21.6364 | 22.0944 | 22.0221 | 22.4625 | 22.1374 | 22.463 | 22.2504 | 22.7623 | 349.6837 | 2.9271 | 9.2169 | 17.9754 | 28.362 | 40.892 | 55.4832 | 71.7304 | 89.8017 | 109.1688 | 129.7248 | 150.3911 | 171.8553 | 193.4917 | 215.5861 | 237.6082 | 260.0706 | 282.208 | 304.671 | 326.9213 | 349.6837 | 0 | 0 | 0 | 0 | 0 | 0 | 0 | 0 | 0 | 0 | 0 | 0 | 0 | 0 | 0 | 0 | 0 | 0 | 0 | 0 | 0 | 0 | 0 | 0 | 0 | 0 | 0 | 0 | 0 | 0 | 0 | 0 | 0 | 0 | 0 | 0 | 0 | 0 | 0 | 0 | 0 | 0 | 0 | 0 | 0 | 0 | 0 | 0 | 0 | 0 | 0 | 0 | 0 | 0 | 0 | 0 | 0 | 0 | 0 | 0 | 0 | 0 | 0 | 0 | 0 | 0 | 0 | 0 | 0 | 0.02158% | 0 | 0 | 0 | 0 | 0 | 0 | 0 | 0 | 0 | 0 | 0 | 0 | 0 | 0 | 0 | 0 | 0 | 0 | 0 | 0 | 0 | 0 | 0 | 0
| ComDishwashers_PSE | M_Input | PSE Business Case "QC _APPROVED_Measure Case_Dishwasher_2020" | 2020 | NR and New | 2022 | 2041 | PSE | Commercial | All Commercial | Gas | Per Dishwasher - Single Tank - High Temp - GWH | Per Dishwasher - Single Tank - High Temp - GWH | 250 | CKTCH: Dishwasher - Single Tank - High Temp - GWH |  | 0 | 20 | 1981 | 0 |  | 42.1245 | 0 | 0 | 0 | 0 | 0 | 0 | 158 |  | 0 | 0 | 0 | Water Heat | Gas Water Heat | Dishwashers | Dishwasher | C-WWW-Proc-All-All-All-U | 0.01203% | 8% | 8% | 0.038661 | 6.9927e-07 | 1.252% | 5% | 85% | 6.8% | 0.2% | 2266.2621 | 14.0239 | 228.0286 | 0 | 1981 | 0 | 0 | -337.5937 | 1681.858 |  | 0 | 0.98922 | 0 | 01. ($9,999.000) to $0.028 | 1 | 0.98922 | 10. $0.95 to $1.20 | 0 | 0 | 0 | 0 | 0 | 0 | 0 | 0 | 0 | 0 | 0 | 0 | 0 | 0 | 0 | 0 | 0 | 0 | 0 | 0 | 0 | 0 | 0 | 0 | 0 | 0 | 0 | 0 | 0 | 0 | 0 | 0 | 0 | 0 | 0 | 0 | 0 | 0 | 0 | 0 | 0 | 0 | 0 | 0 | 0 | 0 | 0 | 0 | 0 | 0 | 0 | 0 | 0 | 0 | 0 | 0 | 0 | 0 | 0 | 0 | 0 | 0 | 0 | 0 | 0 | 0 | 0 | 0 | 0 | 0 | 0 | 0 | 0 | 0 | 0.0041935 | 0.0090112 | 0.012548 | 0.014881 | 0.017951 | 0.020904 | 0.023277 | 0.02589 | 0.027747 | 0.02945 | 0.029608 | 0.030751 | 0.030998 | 0.031654 | 0.03155 | 0.032181 | 0.031715 | 0.032182 | 0.031877 | 0.032611 | 0.66258 | 1.4238 | 1.9826 | 2.3511 | 2.8363 | 3.3029 | 3.6777 | 4.0906 | 4.384 | 4.6531 | 4.6781 | 4.8587 | 4.8976 | 5.0013 | 4.9849 | 5.0846 | 5.011 | 5.0847 | 5.0366 | 5.1525 | 79.1548 | 0.66258 | 2.0863 | 4.0689 | 6.4201 | 9.2564 | 12.5592 | 16.237 | 20.3276 | 24.7116 | 29.3646 | 34.0427 | 38.9013 | 43.799 | 48.8003 | 53.7852 | 58.8699 | 63.8809 | 68.9656 | 74.0022 | 79.1548 | 0 | 0 | 0 | 0 | 0 | 0 | 0 | 0 | 0 | 0 | 0 | 0 | 0 | 0 | 0 | 0 | 0 | 0 | 0 | 0 | 0 | 0 | 0 | 0 | 0 | 0 | 0 | 0 | 0 | 0 | 0 | 0 | 0 | 0 | 0 | 0 | 0 | 0 | 0 | 0 | 0 | 0 | 0 | 0 | 0 | 0 | 0 | 0 | 0 | 7.0529 | 15.1555 | 21.104 | 25.027 | 30.1914 | 35.1581 | 39.1481 | 43.5435 | 46.6659 | 49.5304 | 49.7964 | 51.7188 | 52.1337 | 53.2373 | 53.0631 | 54.1242 | 53.3408 | 54.1254 | 53.6131 | 54.8467 | 0.02158% | 0 | 0 | 0 | 0 | 0 | 0 | 0 | 0 | 0 | 0 | 0 | 0 | 0 | 0 | 0 | 0 | 0 | 0 | 0 | 0 | 0 | 0 | 0 | 0
| ComDishwashers_PSE | M_Input | PSE Business Case "QC _APPROVED_Measure Case_Dishwasher_2020" | 2020 | NR and New | 2022 | 2041 | PSE | Commercial | All Commercial | Gas | Per Dishwasher - Single Tank - Low Temp - GWH | Per Dishwasher - Single Tank - Low Temp - GWH | 1000 | CKTCH: Dishwasher - Single Tank - Low Temp - GWH |  | 0 | 20 | 5882 | 0 |  | 479.7217 | 0 | 0 | 0 | 0 | 0 | 0 | 484 |  | 0 | 0 | 0 | Water Heat | Gas Water Heat | Dishwashers | Dishwasher | C-WWW-Proc-All-All-All-U | 0.01203% | 8% | 8% | 0.038661 | 6.9927e-07 | 1.252% | 5% | 85% | 6.8% | 0.2% | 6942.2207 | 42.9592 | 698.518 | 0 | 5882 | 0 | 0 | -5165.1182 | 1154.7771 |  | 0 | 0.22172 | 0 | 01. ($9,999.000) to $0.028 | 1 | 0.22172 | 02. $0.22 to $0.30 | 1 | 0 | 0 | 0 | 0 | 0 | 0 | 0 | 0 | 0 | 0 | 0 | 0 | 0 | 0 | 0 | 0 | 0 | 0 | 0 | 0 | 0 | 0 | 0 | 0 | 0 | 0 | 0 | 0 | 0 | 0 | 0 | 0 | 0 | 0 | 0 | 0 | 0 | 0 | 0 | 0 | 0 | 0 | 0 | 0 | 0 | 0 | 0 | 0 | 0 | 0 | 0 | 0 | 0 | 0 | 0 | 0 | 0 | 0 | 0 | 0 | 0 | 0 | 0 | 0 | 0 | 0 | 0 | 0 | 0 | 0 | 0 | 0 | 0 | 0.0041935 | 0.0090112 | 0.012548 | 0.014881 | 0.017951 | 0.020904 | 0.023277 | 0.02589 | 0.027747 | 0.02945 | 0.029608 | 0.030751 | 0.030998 | 0.031654 | 0.03155 | 0.032181 | 0.031715 | 0.032182 | 0.031877 | 0.032611 | 2.0297 | 4.3614 | 6.0732 | 7.2022 | 8.6884 | 10.1177 | 11.2659 | 12.5308 | 13.4294 | 14.2537 | 14.3302 | 14.8835 | 15.0029 | 15.3205 | 15.2703 | 15.5757 | 15.3503 | 15.576 | 15.4286 | 15.7836 | 242.4741 | 2.0297 | 6.3911 | 12.4643 | 19.6665 | 28.3549 | 38.4726 | 49.7385 | 62.2693 | 75.6987 | 89.9524 | 104.2827 | 119.1661 | 134.169 | 149.4895 | 164.7598 | 180.3355 | 195.6858 | 211.2618 | 226.6904 | 242.4741 | 0 | 0 | 0 | 0 | 0 | 0 | 0 | 0 | 0 | 0 | 0 | 0 | 0 | 0 | 0 | 0 | 0 | 0 | 0 | 0 | 0 | 0 | 0 | 0 | 0 | 0 | 0 | 0 | 0 | 0 | 0 | 0 | 0 | 0 | 0 | 0 | 0 | 0 | 0 | 0 | 0 | 0 | 0 | 0 | 0 | 0 | 0 | 0 | 0 | 4.8426 | 10.4059 | 14.4902 | 17.1837 | 20.7296 | 24.1398 | 26.8794 | 29.8973 | 32.0412 | 34.0079 | 34.1906 | 35.5105 | 35.7954 | 36.5532 | 36.4336 | 37.1621 | 36.6242 | 37.1629 | 36.8112 | 37.6582 | 0.02158% | 0 | 0 | 0 | 0 | 0 | 0 | 0 | 0 | 0 | 0 | 0 | 0 | 0 | 0 | 0 | 0 | 0 | 0 | 0 | 0 | 0 | 0 | 0 | 0
| ComDishwashers_PSE | M_Input | PSE Business Case "QC _APPROVED_Measure Case_Dishwasher_2020" | 2020 | NR and New | 2022 | 2045 | PSE | Commercial | All Commercial | Electric | Per Dishwasher - Under Counter - High Temp - EWH - E Booster | Per Dishwasher - Under Counter - High Temp - EWH - E Booster | 150 | CKTCH: Dishwasher - Under Counter - High Temp - EWH - E Booster |  | 2309 | 10 | 232 | 0 |  | 68.201 | 0 | 0 | 0 | 0 | 0 | 0 | 0 |  | 0 | 0 | 0 | Water Heat | Electric Water Heat | Dishwashers | Dishwasher | ResDHW | 0.01444% | 99.94% | 99.94% | 0.038661 | 6.9927e-07 | 1.155% | 10% | 85% | 6.8% | 0.2% | 1079.5062 | 49.0889 | 112.8595 | 384.0691 | 0 | 0 | 0 | -527.6246 | -849.4391 |  | -0.019575 | 0 | -0.019575 | 01. ($9,999.000) to $0.028 | 1 | 0 | 01. ($9,999.00) to $0.22 | 1 | 0.053519 | 0.10922 | 0.15878 | 0.1937 | 0.24663 | 0.29661 | 0.34415 | 0.34596 | 0.39253 | 0.42308 | 0.41898 | 0.3902 | 0.45027 | 0.47438 | 0.46463 | 0.43422 | 0.45399 | 0.46239 | 0.46737 | 0.44232 | 0.45484 | 0.45505 | 0.46898 | 0.44461 | 123.5758 | 252.1809 | 366.6189 | 447.2418 | 569.4752 | 684.8829 | 794.6375 | 798.8198 | 906.3494 | 976.8921 | 967.4306 | 900.9706 | 1039.6838 | 1095.3353 | 1072.8196 | 1002.6057 | 1048.2638 | 1067.6632 | 1079.1641 | 1021.3181 | 1050.2269 | 1050.7093 | 1082.8795 | 1026.613 | 20426.3578 | 123.5758 | 375.7567 | 742.3756 | 1189.6174 | 1759.0926 | 2443.9755 | 3238.613 | 4037.4328 | 4943.7821 | 5920.6742 | 6888.1048 | 7789.0753 | 8828.7592 | 9924.0945 | 10996.9141 | 11999.5198 | 13047.7836 | 14115.4468 | 15194.6109 | 16215.929 | 17266.1559 | 18316.8652 | 19399.7447 | 20426.3578 | 0 | 0 | 0 | 0 | 0 | 0 | 0 | 0 | 0 | 0 | 0 | 0 | 0 | 0 | 0 | 0 | 0 | 0 | 0 | 0 | 0 | 0 | 0 | 0 | 0 | 0 | 0 | 0 | 0 | 0 | 0 | 0 | 0 | 0 | 0 | 0 | 0 | 0 | 0 | 0 | 0 | 0 | 0 | 0 | 0 | 0 | 0 | 0 | 0 | 0 | 0 | 0 | 0 | 0 | 0 | 0 | 0 | 0 | 0 | 0 | 0 | 0.017847 | 0.054269 | 0.10722 | 0.17181 | 0.25406 | 0.35297 | 0.46774 | 0.58311 | 0.71401 | 0.85509 | 0.99481 | 1.1249 | 1.2751 | 1.4333 | 1.5882 | 1.733 | 1.8844 | 2.0386 | 2.1945 | 2.342 | 2.4937 | 2.6454 | 2.8018 | 2.9501 | 0 | 0 | 0 | 0 | 0 | 0 | 0 | 0 | 0 | 0 | 0 | 0 | 0 | 0 | 0 | 0 | 0 | 0 | 0 | 0 | 0 | 0 | 0 | 0 | 0 | 0 | 0 | 0 | 0 | 0 | 0 | 0 | 0 | 0 | 0 | 0 | 0 | 0 | 0 | 0 | 0 | 0 | 0 | 0 | 0 | 0.009815% | 0.012129 | 0.036881 | 0.072865 | 0.11676 | 0.17266 | 0.23988 | 0.31787 | 0.39628 | 0.48524 | 0.58112 | 0.67607 | 0.76451 | 0.86655 | 0.97406 | 1.0794 | 1.1778 | 1.2807 | 1.3854 | 1.4914 | 1.5916 | 1.6947 | 1.7978 | 1.9041 | 2.0049
| ComDishwashers_PSE | M_Input | PSE Business Case "QC _APPROVED_Measure Case_Dishwasher_2020" | 2020 | NR and New | 2022 | 2045 | PSE | Commercial | All Commercial | Electric | Per Dishwasher - Under Counter - High Temp - E Booster | Per Dishwasher - Under Counter - High Temp - E Booster | 150 | CKTCH: Dishwasher - Under Counter - High Temp - E Booster |  | 1349 | 10 | 175 | 0 |  | 56.6232 | 0 | 0 | 0 | 0 | 0 | 0 | 0 |  | 0 | 0 | 0 | Water Heat | Electric Water Heat | Dishwashers | Dishwasher | ResDHW | 0.01444% | 99.94% | 99.94% | 0.038661 | 6.9927e-07 | 1.155% | 10% | 85% | 6.8% | 0.2% | 630.6859 | 28.6795 | 65.9365 | 289.7073 | 0 | 0 | 0 | -430.9012 | -668.9222 |  | -0.027363 | 0 | -0.027363 | 01. ($9,999.000) to $0.028 | 1 | 0 | 01. ($9,999.00) to $0.22 | 1 | 0.053519 | 0.10922 | 0.15878 | 0.1937 | 0.24663 | 0.29661 | 0.34415 | 0.34596 | 0.39253 | 0.42308 | 0.41898 | 0.3902 | 0.45027 | 0.47438 | 0.46463 | 0.43422 | 0.45399 | 0.46239 | 0.46737 | 0.44232 | 0.45484 | 0.45505 | 0.46898 | 0.44461 | 72.1974 | 147.333 | 214.1918 | 261.2946 | 332.7077 | 400.133 | 464.2555 | 466.699 | 529.5216 | 570.7351 | 565.2074 | 526.3791 | 607.4203 | 639.9339 | 626.7794 | 585.758 | 612.433 | 623.7668 | 630.4861 | 596.6904 | 613.5799 | 613.8618 | 632.6568 | 599.7839 | 11933.8054 | 72.1974 | 219.5304 | 433.7223 | 695.0168 | 1027.7245 | 1427.8575 | 1892.113 | 2358.812 | 2888.3335 | 3459.0687 | 4024.276 | 4550.6551 | 5158.0754 | 5798.0093 | 6424.7887 | 7010.5467 | 7622.9797 | 8246.7465 | 8877.2326 | 9473.923 | 10087.5029 | 10701.3647 | 11334.0215 | 11933.8054 | 0 | 0 | 0 | 0 | 0 | 0 | 0 | 0 | 0 | 0 | 0 | 0 | 0 | 0 | 0 | 0 | 0 | 0 | 0 | 0 | 0 | 0 | 0 | 0 | 0 | 0 | 0 | 0 | 0 | 0 | 0 | 0 | 0 | 0 | 0 | 0 | 0 | 0 | 0 | 0 | 0 | 0 | 0 | 0 | 0 | 0 | 0 | 0 | 0 | 0 | 0 | 0 | 0 | 0 | 0 | 0 | 0 | 0 | 0 | 0 | 0 | 0.010427 | 0.031706 | 0.06264 | 0.10038 | 0.14843 | 0.20622 | 0.27327 | 0.34067 | 0.41715 | 0.49958 | 0.58121 | 0.65723 | 0.74495 | 0.83738 | 0.9279 | 1.0125 | 1.1009 | 1.191 | 1.2821 | 1.3683 | 1.4569 | 1.5455 | 1.6369 | 1.7235 | 0 | 0 | 0 | 0 | 0 | 0 | 0 | 0 | 0 | 0 | 0 | 0 | 0 | 0 | 0 | 0 | 0 | 0 | 0 | 0 | 0 | 0 | 0 | 0 | 0 | 0 | 0 | 0 | 0 | 0 | 0 | 0 | 0 | 0 | 0 | 0 | 0 | 0 | 0 | 0 | 0 | 0 | 0 | 0 | 0 | 0.009815% | 0.0070862 | 0.021547 | 0.04257 | 0.068217 | 0.10087 | 0.14015 | 0.18571 | 0.23152 | 0.28349 | 0.33951 | 0.39499 | 0.44665 | 0.50627 | 0.56908 | 0.6306 | 0.68809 | 0.7482 | 0.80943 | 0.87131 | 0.92987 | 0.9901 | 1.0503 | 1.1124 | 1.1713
| ComDishwashers_PSE | M_Input | PSE Business Case "QC _APPROVED_Measure Case_Dishwasher_2020" | 2020 | NR and New | 2022 | 2045 | PSE | Commercial | All Commercial | Electric | Per Dishwasher - Under Counter - Low Temp - EWH | Per Dishwasher - Under Counter - Low Temp - EWH | 150 | CKTCH: Dishwasher - Under Counter - Low Temp - EWH |  | 2254 | 10 | 232 | 0 |  | 160.1247 | 0 | 0 | 0 | 0 | 0 | 0 | 0 |  | 0 | 0 | 0 | Water Heat | Electric Water Heat | Dishwashers | Dishwasher | ResDHW | 0.01444% | 99.94% | 99.94% | 0.038661 | 6.9927e-07 | 1.155% | 10% | 85% | 6.8% | 0.2% | 1053.7925 | 47.9196 | 110.1712 | 384.0691 | 0 | 0 | 0 | -1596.8404 | -1834.746 |  | -0.060688 | 0 | -0.060688 | 01. ($9,999.000) to $0.028 | 1 | 0 | 01. ($9,999.00) to $0.22 | 1 | 0.053519 | 0.10922 | 0.15878 | 0.1937 | 0.24663 | 0.29661 | 0.34415 | 0.34596 | 0.39253 | 0.42308 | 0.41898 | 0.3902 | 0.45027 | 0.47438 | 0.46463 | 0.43422 | 0.45399 | 0.46239 | 0.46737 | 0.44232 | 0.45484 | 0.45505 | 0.46898 | 0.44461 | 120.6323 | 246.174 | 357.8861 | 436.5886 | 555.9104 | 668.5691 | 775.7093 | 779.7921 | 884.7603 | 953.6227 | 944.3865 | 879.5096 | 1014.9187 | 1069.2446 | 1047.2652 | 978.7238 | 1023.2943 | 1042.2316 | 1053.4586 | 996.9905 | 1025.2106 | 1025.6816 | 1057.0855 | 1002.1593 | 19939.8053 | 120.6323 | 366.8062 | 724.6923 | 1161.2809 | 1717.1913 | 2385.7604 | 3161.4697 | 3941.2618 | 4826.0221 | 5779.6447 | 6724.0313 | 7603.5408 | 8618.4596 | 9687.7042 | 10734.9694 | 11713.6932 | 12736.9876 | 13779.2192 | 14832.6778 | 15829.6682 | 16854.8789 | 17880.5605 | 18937.646 | 19939.8053 | 0 | 0 | 0 | 0 | 0 | 0 | 0 | 0 | 0 | 0 | 0 | 0 | 0 | 0 | 0 | 0 | 0 | 0 | 0 | 0 | 0 | 0 | 0 | 0 | 0 | 0 | 0 | 0 | 0 | 0 | 0 | 0 | 0 | 0 | 0 | 0 | 0 | 0 | 0 | 0 | 0 | 0 | 0 | 0 | 0 | 0 | 0 | 0 | 0 | 0 | 0 | 0 | 0 | 0 | 0 | 0 | 0 | 0 | 0 | 0 | 0 | 0.017422 | 0.052976 | 0.10466 | 0.16772 | 0.24801 | 0.34456 | 0.4566 | 0.56922 | 0.697 | 0.83472 | 0.97112 | 1.0981 | 1.2447 | 1.3991 | 1.5504 | 1.6917 | 1.8395 | 1.9901 | 2.1422 | 2.2862 | 2.4343 | 2.5824 | 2.7351 | 2.8798 | 0 | 0 | 0 | 0 | 0 | 0 | 0 | 0 | 0 | 0 | 0 | 0 | 0 | 0 | 0 | 0 | 0 | 0 | 0 | 0 | 0 | 0 | 0 | 0 | 0 | 0 | 0 | 0 | 0 | 0 | 0 | 0 | 0 | 0 | 0 | 0 | 0 | 0 | 0 | 0 | 0 | 0 | 0 | 0 | 0 | 0.009815% | 0.01184 | 0.036002 | 0.071129 | 0.11398 | 0.16854 | 0.23416 | 0.3103 | 0.38684 | 0.47368 | 0.56728 | 0.65997 | 0.7463 | 0.84591 | 0.95086 | 1.0536 | 1.1497 | 1.2501 | 1.3524 | 1.4558 | 1.5537 | 1.6543 | 1.755 | 1.8587 | 1.9571
| ComDishwashers_PSE | M_Input | PSE Business Case "QC _APPROVED_Measure Case_Dishwasher_2020" | 2020 | NR and New | 2022 | 2045 | PSE | Commercial | All Commercial | Electric | Per Dishwasher - Door Type - High Temp - EWH - E Booster | Per Dishwasher - Door Type - High Temp - EWH - E Booster | 750 | CKTCH: Dishwasher - Door Type - High Temp - EWH - E Booster |  | 10200 | 15 | 2659 | 0 |  | 457.3041 | 0 | 0 | 0 | 0 | 0 | 0 | 0 |  | 0 | 0 | 0 | Water Heat | Electric Water Heat | Dishwashers | Dishwasher | ResDHW | 0.01444% | 99.94% | 99.94% | 0.038661 | 6.9927e-07 | 1.155% | 6.667% | 85% | 6.8% | 0.2% | 6707.2012 | 216.85 | 692.4051 | 3413.1025 | 0 | 0 | 0 | -2302.7012 | -5298.3715 |  | -0.019339 | 0 | -0.019339 | 01. ($9,999.000) to $0.028 | 1 | 0 | 01. ($9,999.00) to $0.22 | 1 | 0.038598 | 0.079522 | 0.11446 | 0.1349 | 0.1735 | 0.21074 | 0.24828 | 0.24226 | 0.28274 | 0.30857 | 0.30085 | 0.26931 | 0.32733 | 0.34993 | 0.3391 | 0.30797 | 0.32836 | 0.33737 | 0.34296 | 0.31852 | 0.33164 | 0.33245 | 0.34698 | 0.32321 | 393.6977 | 811.1276 | 1167.4766 | 1375.9353 | 1769.6834 | 2149.5863 | 2532.4072 | 2471.0563 | 2883.8988 | 3147.3996 | 3068.6558 | 2747.0079 | 3338.7783 | 3569.2403 | 3458.8619 | 3141.3223 | 3349.238 | 3441.1792 | 3498.2136 | 3248.8793 | 3382.7509 | 3391.0132 | 3539.22 | 3296.7222 | 65173.3517 | 393.6977 | 1204.8254 | 2372.3019 | 3748.2372 | 5517.9207 | 7667.5069 | 10199.9141 | 12670.9704 | 15554.8692 | 18702.2688 | 21770.9245 | 24517.9324 | 27856.7107 | 31425.951 | 34884.8129 | 38026.1352 | 41375.3732 | 44816.5524 | 48314.766 | 51563.6453 | 54946.3963 | 58337.4094 | 61876.6295 | 65173.3517 | 0 | 0 | 0 | 0 | 0 | 0 | 0 | 0 | 0 | 0 | 0 | 0 | 0 | 0 | 0 | 0 | 0 | 0 | 0 | 0 | 0 | 0 | 0 | 0 | 0 | 0 | 0 | 0 | 0 | 0 | 0 | 0 | 0 | 0 | 0 | 0 | 0 | 0 | 0 | 0 | 0 | 0 | 0 | 0 | 0 | 0 | 0 | 0 | 0 | 0 | 0 | 0 | 0 | 0 | 0 | 0 | 0 | 0 | 0 | 0 | 0 | 0.05686 | 0.17401 | 0.34262 | 0.54134 | 0.79693 | 1.1074 | 1.4731 | 1.83 | 2.2465 | 2.7011 | 3.1443 | 3.541 | 4.0232 | 4.5387 | 5.0382 | 5.4919 | 5.9756 | 6.4726 | 6.9779 | 7.4471 | 7.9356 | 8.4254 | 8.9365 | 9.4127 | 0 | 0 | 0 | 0 | 0 | 0 | 0 | 0 | 0 | 0 | 0 | 0 | 0 | 0 | 0 | 0 | 0 | 0 | 0 | 0 | 0 | 0 | 0 | 0 | 0 | 0 | 0 | 0 | 0 | 0 | 0 | 0 | 0 | 0 | 0 | 0 | 0 | 0 | 0 | 0 | 0 | 0 | 0 | 0 | 0 | 0.009815% | 0.038642 | 0.11825 | 0.23284 | 0.36789 | 0.54159 | 0.75257 | 1.0011 | 1.2437 | 1.5267 | 1.8356 | 2.1368 | 2.4065 | 2.7342 | 3.0845 | 3.424 | 3.7323 | 4.061 | 4.3988 | 4.7421 | 5.061 | 5.393 | 5.7259 | 6.0733 | 6.3968
| ComDishwashers_PSE | M_Input | PSE Business Case "QC _APPROVED_Measure Case_Dishwasher_2020" | 2020 | NR and New | 2022 | 2045 | PSE | Commercial | All Commercial | Electric | Per Dishwasher - Door Type - High Temp - E Booster | Per Dishwasher - Door Type - High Temp - E Booster | 500 | CKTCH: Dishwasher - Door Type - High Temp - E Booster |  | 3966 | 15 | 1533 | 0 |  | 310.5719 | 0 | 0 | 0 | 0 | 0 | 0 | 0 |  | 0 | 0 | 0 | Water Heat | Electric Water Heat | Dishwashers | Dishwasher | ResDHW | 0.01444% | 99.94% | 99.94% | 0.038661 | 6.9927e-07 | 1.155% | 6.667% | 85% | 6.8% | 0.2% | 2607.9176 | 84.3164 | 269.2234 | 1967.7646 | 0 | 0 | 0 | -1704.6428 | -3388.9139 |  | -0.03682 | 0 | -0.03682 | 01. ($9,999.000) to $0.028 | 1 | 0 | 01. ($9,999.00) to $0.22 | 1 | 0.038598 | 0.079522 | 0.11446 | 0.1349 | 0.1735 | 0.21074 | 0.24828 | 0.24226 | 0.28274 | 0.30857 | 0.30085 | 0.26931 | 0.32733 | 0.34993 | 0.3391 | 0.30797 | 0.32836 | 0.33737 | 0.34296 | 0.31852 | 0.33164 | 0.33245 | 0.34698 | 0.32321 | 153.0789 | 315.3855 | 453.9424 | 534.996 | 688.0945 | 835.8097 | 984.6595 | 960.8048 | 1121.3277 | 1223.783 | 1193.1656 | 1068.1013 | 1298.1956 | 1387.8046 | 1344.8869 | 1221.42 | 1302.2625 | 1338.0114 | 1360.1878 | 1263.2407 | 1315.2932 | 1318.5057 | 1376.132 | 1281.8432 | 25340.9326 | 153.0789 | 468.4645 | 922.4068 | 1457.4028 | 2145.4974 | 2981.3071 | 3965.9666 | 4926.7714 | 6048.0991 | 7271.8821 | 8465.0477 | 9533.149 | 10831.3446 | 12219.1492 | 13564.0361 | 14785.4561 | 16087.7186 | 17425.7301 | 18785.9179 | 20049.1586 | 21364.4517 | 22682.9574 | 24059.0895 | 25340.9326 | 0 | 0 | 0 | 0 | 0 | 0 | 0 | 0 | 0 | 0 | 0 | 0 | 0 | 0 | 0 | 0 | 0 | 0 | 0 | 0 | 0 | 0 | 0 | 0 | 0 | 0 | 0 | 0 | 0 | 0 | 0 | 0 | 0 | 0 | 0 | 0 | 0 | 0 | 0 | 0 | 0 | 0 | 0 | 0 | 0 | 0 | 0 | 0 | 0 | 0 | 0 | 0 | 0 | 0 | 0 | 0 | 0 | 0 | 0 | 0 | 0 | 0.022108 | 0.067658 | 0.13322 | 0.21049 | 0.30986 | 0.43058 | 0.57278 | 0.71155 | 0.8735 | 1.0502 | 1.2226 | 1.3768 | 1.5643 | 1.7648 | 1.959 | 2.1354 | 2.3235 | 2.5167 | 2.7132 | 2.8956 | 3.0856 | 3.276 | 3.4747 | 3.6599 | 0 | 0 | 0 | 0 | 0 | 0 | 0 | 0 | 0 | 0 | 0 | 0 | 0 | 0 | 0 | 0 | 0 | 0 | 0 | 0 | 0 | 0 | 0 | 0 | 0 | 0 | 0 | 0 | 0 | 0 | 0 | 0 | 0 | 0 | 0 | 0 | 0 | 0 | 0 | 0 | 0 | 0 | 0 | 0 | 0 | 0.009815% | 0.015025 | 0.04598 | 0.090535 | 0.14305 | 0.21058 | 0.29262 | 0.38926 | 0.48357 | 0.59363 | 0.71374 | 0.83085 | 0.93569 | 1.0631 | 1.1993 | 1.3313 | 1.4512 | 1.579 | 1.7104 | 1.8439 | 1.9678 | 2.0969 | 2.2264 | 2.3614 | 2.4872
| ComDishwashers_PSE | M_Input | PSE Business Case "QC _APPROVED_Measure Case_Dishwasher_2020" | 2020 | NR and New | 2022 | 2045 | PSE | Commercial | All Commercial | Electric | Per Dishwasher - Door Type - Low Temp - EWH | Per Dishwasher - Door Type - Low Temp - EWH | 750 | CKTCH: Dishwasher - Door Type - Low Temp - EWH |  | 14338 | 15 | 2659 | 0 |  | 1051.7953 | 0 | 0 | 0 | 0 | 0 | 0 | 0 |  | 0 | 0 | 0 | Water Heat | Electric Water Heat | Dishwashers | Dishwasher | ResDHW | 0.01444% | 99.94% | 99.94% | 0.038661 | 6.9927e-07 | 1.155% | 6.667% | 85% | 6.8% | 0.2% | 9428.2207 | 304.823 | 973.3044 | 3413.1025 | 0 | 0 | 0 | -9611.3794 | -12064.3915 |  | -0.057424 | 0 | -0.057424 | 01. ($9,999.000) to $0.028 | 1 | 0 | 01. ($9,999.00) to $0.22 | 1 | 0.038598 | 0.079522 | 0.11446 | 0.1349 | 0.1735 | 0.21074 | 0.24828 | 0.24226 | 0.28274 | 0.30857 | 0.30085 | 0.26931 | 0.32733 | 0.34993 | 0.3391 | 0.30797 | 0.32836 | 0.33737 | 0.34296 | 0.31852 | 0.33164 | 0.33245 | 0.34698 | 0.32321 | 553.4155 | 1140.191 | 1641.1058 | 1934.1334 | 2487.6197 | 3021.6439 | 3559.77 | 3473.5299 | 4053.8569 | 4424.2563 | 4313.5673 | 3861.4313 | 4693.2748 | 5017.2321 | 4862.0747 | 4415.7137 | 4707.9779 | 4837.2184 | 4917.3909 | 4566.905 | 4755.0866 | 4766.7007 | 4975.033 | 4634.1572 | 91613.286 | 553.4155 | 1693.6065 | 3334.7123 | 5268.8457 | 7756.4653 | 10778.1093 | 14337.8793 | 17811.4092 | 21865.2662 | 26289.5225 | 30603.0898 | 34464.5211 | 39157.7959 | 44175.0279 | 49037.1027 | 53452.8163 | 58160.7942 | 62998.0126 | 67915.4035 | 72482.3085 | 77237.3951 | 82004.0957 | 86979.1288 | 91613.286 | 0 | 0 | 0 | 0 | 0 | 0 | 0 | 0 | 0 | 0 | 0 | 0 | 0 | 0 | 0 | 0 | 0 | 0 | 0 | 0 | 0 | 0 | 0 | 0 | 0 | 0 | 0 | 0 | 0 | 0 | 0 | 0 | 0 | 0 | 0 | 0 | 0 | 0 | 0 | 0 | 0 | 0 | 0 | 0 | 0 | 0 | 0 | 0 | 0 | 0 | 0 | 0 | 0 | 0 | 0 | 0 | 0 | 0 | 0 | 0 | 0 | 0.079927 | 0.2446 | 0.48162 | 0.76095 | 1.1202 | 1.5566 | 2.0707 | 2.5724 | 3.1579 | 3.7969 | 4.4198 | 4.9775 | 5.6554 | 6.38 | 7.0822 | 7.7199 | 8.3999 | 9.0985 | 9.8087 | 10.4683 | 11.155 | 11.8434 | 12.562 | 13.2312 | 0 | 0 | 0 | 0 | 0 | 0 | 0 | 0 | 0 | 0 | 0 | 0 | 0 | 0 | 0 | 0 | 0 | 0 | 0 | 0 | 0 | 0 | 0 | 0 | 0 | 0 | 0 | 0 | 0 | 0 | 0 | 0 | 0 | 0 | 0 | 0 | 0 | 0 | 0 | 0 | 0 | 0 | 0 | 0 | 0 | 0.009815% | 0.054318 | 0.16623 | 0.32731 | 0.51714 | 0.7613 | 1.0579 | 1.4073 | 1.7482 | 2.1461 | 2.5803 | 3.0037 | 3.3827 | 3.8434 | 4.3358 | 4.813 | 5.2464 | 5.7085 | 6.1833 | 6.666 | 7.1142 | 7.5809 | 8.0488 | 8.5371 | 8.9919
| ComDishwashers_PSE | M_Input | PSE Business Case "QC _APPROVED_Measure Case_Dishwasher_2020" | 2020 | NR and New | 2022 | 2045 | PSE | Commercial | All Commercial | Electric | Per Dishwasher - Multi Tank - High Temp - EWH - E Booster | Per Dishwasher - Multi Tank - High Temp - EWH - E Booster | 1500 | CKTCH: Dishwasher - Multi Tank - High Temp - EWH - E Booster |  | 23668 | 20 | 3394 | 0 |  | 649.2349 | 0 | 0 | 0 | 0 | 0 | 0 | 0 |  | 0 | 0 | 0 | Water Heat | Electric Water Heat | Dishwashers | Dishwasher | ResDHW | 0.01444% | 99.94% | 99.94% | 0.038661 | 6.9927e-07 | 1.155% | 5% | 85% | 6.8% | 0.2% | 20646.1055 | 503.1769 | 2114.9282 | 3701.4844 | 0 | 0 | 0 | -5816.6775 | -8925.5331 |  | -0.021053 | 0 | -0.021053 | 01. ($9,999.000) to $0.028 | 1 | 0 | 01. ($9,999.00) to $0.22 | 1 | 0.031137 | 0.064675 | 0.092299 | 0.1055 | 0.13693 | 0.16781 | 0.20034 | 0.19041 | 0.22784 | 0.25131 | 0.24178 | 0.20887 | 0.26586 | 0.2877 | 0.27634 | 0.24485 | 0.26554 | 0.27486 | 0.28076 | 0.25662 | 0.27004 | 0.27115 | 0.28598 | 0.26251 | 736.9536 | 1530.7334 | 2184.5237 | 2496.8775 | 3240.8864 | 3971.6885 | 4741.6206 | 4506.6482 | 5392.4765 | 5948.0713 | 5722.4884 | 4943.5829 | 6292.3638 | 6809.2842 | 6540.4994 | 5795.1323 | 6284.7964 | 6505.3806 | 6644.95 | 6073.5899 | 6391.3799 | 6417.6646 | 6768.6341 | 6212.974 | 122153.2002 | 736.9536 | 2267.687 | 4452.2107 | 6949.0882 | 10189.9746 | 14161.6631 | 18903.2838 | 23409.932 | 28802.4084 | 34750.4797 | 40472.9681 | 45416.551 | 51708.9148 | 58518.1991 | 65058.6985 | 70853.8308 | 77138.6272 | 83644.0078 | 90288.9578 | 96362.5476 | 102753.9275 | 109171.5921 | 115940.2262 | 122153.2002 | 0 | 0 | 0 | 0 | 0 | 0 | 0 | 0 | 0 | 0 | 0 | 0 | 0 | 0 | 0 | 0 | 0 | 0 | 0 | 0 | 0 | 0 | 0 | 0 | 0 | 0 | 0 | 0 | 0 | 0 | 0 | 0 | 0 | 0 | 0 | 0 | 0 | 0 | 0 | 0 | 0 | 0 | 0 | 0 | 0 | 0 | 0 | 0 | 0 | 0 | 0 | 0 | 0 | 0 | 0 | 0 | 0 | 0 | 0 | 0 | 0 | 0.10643 | 0.32751 | 0.64301 | 1.0036 | 1.4717 | 2.0453 | 2.7301 | 3.381 | 4.1598 | 5.0188 | 5.8453 | 6.5593 | 7.4681 | 8.4515 | 9.3961 | 10.2331 | 11.1407 | 12.0803 | 13.04 | 13.9172 | 14.8402 | 15.7671 | 16.7447 | 17.642 | 0 | 0 | 0 | 0 | 0 | 0 | 0 | 0 | 0 | 0 | 0 | 0 | 0 | 0 | 0 | 0 | 0 | 0 | 0 | 0 | 0 | 0 | 0 | 0 | 0 | 0 | 0 | 0 | 0 | 0 | 0 | 0 | 0 | 0 | 0 | 0 | 0 | 0 | 0 | 0 | 0 | 0 | 0 | 0 | 0 | 0.009815% | 0.072333 | 0.22258 | 0.43699 | 0.68206 | 1.0002 | 1.39 | 1.8554 | 2.2977 | 2.827 | 3.4108 | 3.9725 | 4.4577 | 5.0753 | 5.7436 | 6.3856 | 6.9544 | 7.5712 | 8.2097 | 8.862 | 9.4581 | 10.0854 | 10.7153 | 11.3796 | 11.9895
| ComDishwashers_PSE | M_Input | PSE Business Case "QC _APPROVED_Measure Case_Dishwasher_2020" | 2020 | NR and New | 2022 | 2045 | PSE | Commercial | All Commercial | Electric | Per Dishwasher - Multi Tank - High Temp - E Booster | Per Dishwasher - Multi Tank - High Temp - E Booster | 1000 | CKTCH: Dishwasher - Multi Tank - High Temp - E Booster |  | 9308 | 20 | 1954 | 0 |  | 440.5241 | 0 | 0 | 0 | 0 | 0 | 0 | 0 |  | 0 | 0 | 0 | Water Heat | Electric Water Heat | Dishwashers | Dishwasher | ResDHW | 0.01444% | 99.94% | 99.94% | 0.038661 | 6.9927e-07 | 1.155% | 5% | 85% | 6.8% | 0.2% | 8119.5686 | 197.8862 | 831.7455 | 2131.0255 | 0 | 0 | 0 | -3650.2732 | -5379.1834 |  | -0.033594 | 0 | -0.033594 | 01. ($9,999.000) to $0.028 | 1 | 0 | 01. ($9,999.00) to $0.22 | 1 | 0.031137 | 0.064675 | 0.092299 | 0.1055 | 0.13693 | 0.16781 | 0.20034 | 0.19041 | 0.22784 | 0.25131 | 0.24178 | 0.20887 | 0.26586 | 0.2877 | 0.27634 | 0.24485 | 0.26554 | 0.27486 | 0.28076 | 0.25662 | 0.27004 | 0.27115 | 0.28598 | 0.26251 | 289.8244 | 601.9971 | 859.1155 | 981.956 | 1274.5551 | 1561.9603 | 1864.7543 | 1772.3458 | 2120.7187 | 2339.2195 | 2250.5037 | 1944.1807 | 2474.6207 | 2677.9118 | 2572.2059 | 2279.0727 | 2471.6446 | 2558.3946 | 2613.2835 | 2388.5827 | 2513.5611 | 2523.8982 | 2661.9252 | 2443.3988 | 48039.631 | 289.8244 | 891.8215 | 1750.937 | 2732.893 | 4007.4482 | 5569.4085 | 7434.1628 | 9206.5086 | 11327.2274 | 13666.4469 | 15916.9506 | 17861.1313 | 20335.752 | 23013.6639 | 25585.8698 | 27864.9424 | 30336.587 | 32894.9816 | 35508.2651 | 37896.8478 | 40410.4089 | 42934.307 | 45596.2323 | 48039.631 | 0 | 0 | 0 | 0 | 0 | 0 | 0 | 0 | 0 | 0 | 0 | 0 | 0 | 0 | 0 | 0 | 0 | 0 | 0 | 0 | 0 | 0 | 0 | 0 | 0 | 0 | 0 | 0 | 0 | 0 | 0 | 0 | 0 | 0 | 0 | 0 | 0 | 0 | 0 | 0 | 0 | 0 | 0 | 0 | 0 | 0 | 0 | 0 | 0 | 0 | 0 | 0 | 0 | 0 | 0 | 0 | 0 | 0 | 0 | 0 | 0 | 0.041858 | 0.1288 | 0.25288 | 0.3947 | 0.57878 | 0.80436 | 1.0737 | 1.3296 | 1.6359 | 1.9738 | 2.2988 | 2.5796 | 2.937 | 3.3237 | 3.6952 | 4.0244 | 4.3814 | 4.7509 | 5.1283 | 5.4733 | 5.8363 | 6.2008 | 6.5852 | 6.9381 | 0 | 0 | 0 | 0 | 0 | 0 | 0 | 0 | 0 | 0 | 0 | 0 | 0 | 0 | 0 | 0 | 0 | 0 | 0 | 0 | 0 | 0 | 0 | 0 | 0 | 0 | 0 | 0 | 0 | 0 | 0 | 0 | 0 | 0 | 0 | 0 | 0 | 0 | 0 | 0 | 0 | 0 | 0 | 0 | 0 | 0.009815% | 0.028447 | 0.087533 | 0.17186 | 0.26824 | 0.39334 | 0.54664 | 0.72967 | 0.90363 | 1.1118 | 1.3414 | 1.5623 | 1.7531 | 1.996 | 2.2588 | 2.5113 | 2.735 | 2.9776 | 3.2287 | 3.4852 | 3.7196 | 3.9663 | 4.214 | 4.4753 | 4.7151
| ComDishwashers_PSE | M_Input | PSE Business Case "QC _APPROVED_Measure Case_Dishwasher_2020" | 2020 | NR and New | 2022 | 2045 | PSE | Commercial | All Commercial | Electric | Per Dishwasher - Multi Tank - Low Temp - EWH | Per Dishwasher - Multi Tank - Low Temp - EWH | 1500 | CKTCH: Dishwasher - Multi Tank - Low Temp - EWH |  | 16698 | 20 | 3394 | 0 |  | 754.9233 | 0 | 0 | 0 | 0 | 0 | 0 | 0 |  | 0 | 0 | 0 | Water Heat | Electric Water Heat | Dishwashers | Dishwasher | ResDHW | 0.01444% | 99.94% | 99.94% | 0.038661 | 6.9927e-07 | 1.155% | 5% | 85% | 6.8% | 0.2% | 14566.0245 | 354.9961 | 1492.1021 | 3701.4844 | 0 | 0 | 0 | -6279.4263 | -9291.8084 |  | -0.032215 | 0 | -0.032215 | 01. ($9,999.000) to $0.028 | 1 | 0 | 01. ($9,999.00) to $0.22 | 1 | 0.031137 | 0.064675 | 0.092299 | 0.1055 | 0.13693 | 0.16781 | 0.20034 | 0.19041 | 0.22784 | 0.25131 | 0.24178 | 0.20887 | 0.26586 | 0.2877 | 0.27634 | 0.24485 | 0.26554 | 0.27486 | 0.28076 | 0.25662 | 0.27004 | 0.27115 | 0.28598 | 0.26251 | 519.9278 | 1079.947 | 1541.2023 | 1761.5709 | 2286.4763 | 2802.0642 | 3345.2586 | 3179.4833 | 3804.4436 | 4196.4211 | 4037.2702 | 3487.7449 | 4439.3228 | 4804.015 | 4614.3848 | 4088.5212 | 4433.9838 | 4589.6081 | 4688.0757 | 4284.9756 | 4509.1795 | 4527.7237 | 4775.336 | 4383.3125 | 86180.2491 | 519.9278 | 1599.8748 | 3141.0772 | 4902.6481 | 7189.1244 | 9991.1886 | 13336.4472 | 16515.9305 | 20320.3742 | 24516.7953 | 28554.0655 | 32041.8104 | 36481.1332 | 41285.1482 | 45899.533 | 49988.0542 | 54422.038 | 59011.6462 | 63699.7218 | 67984.6975 | 72493.877 | 77021.6007 | 81796.9367 | 86180.2491 | 0 | 0 | 0 | 0 | 0 | 0 | 0 | 0 | 0 | 0 | 0 | 0 | 0 | 0 | 0 | 0 | 0 | 0 | 0 | 0 | 0 | 0 | 0 | 0 | 0 | 0 | 0 | 0 | 0 | 0 | 0 | 0 | 0 | 0 | 0 | 0 | 0 | 0 | 0 | 0 | 0 | 0 | 0 | 0 | 0 | 0 | 0 | 0 | 0 | 0 | 0 | 0 | 0 | 0 | 0 | 0 | 0 | 0 | 0 | 0 | 0 | 0.075091 | 0.23106 | 0.45365 | 0.70806 | 1.0383 | 1.443 | 1.9261 | 2.3853 | 2.9348 | 3.5408 | 4.1239 | 4.6276 | 5.2688 | 5.9626 | 6.629 | 7.2195 | 7.8599 | 8.5228 | 9.1998 | 9.8187 | 10.4699 | 11.1238 | 11.8135 | 12.4466 | 0 | 0 | 0 | 0 | 0 | 0 | 0 | 0 | 0 | 0 | 0 | 0 | 0 | 0 | 0 | 0 | 0 | 0 | 0 | 0 | 0 | 0 | 0 | 0 | 0 | 0 | 0 | 0 | 0 | 0 | 0 | 0 | 0 | 0 | 0 | 0 | 0 | 0 | 0 | 0 | 0 | 0 | 0 | 0 | 0 | 0.009815% | 0.051031 | 0.15703 | 0.3083 | 0.4812 | 0.70562 | 0.98065 | 1.309 | 1.6211 | 1.9945 | 2.4063 | 2.8026 | 3.1449 | 3.5807 | 4.0522 | 4.5051 | 4.9064 | 5.3416 | 5.7921 | 6.2522 | 6.6728 | 7.1153 | 7.5597 | 8.0285 | 8.4587
| ComDishwashers_PSE | M_Input | PSE Business Case "QC _APPROVED_Measure Case_Dishwasher_2020" | 2020 | NR and New | 2022 | 2045 | PSE | Commercial | All Commercial | Electric | Per Dishwasher - Single Tank - High Temp - EWH - E Booster | Per Dishwasher - Single Tank - High Temp - EWH - E Booster | 1000 | CKTCH: Dishwasher - Single Tank - High Temp - EWH - E Booster |  | 7341 | 20 | 5882 | 0 |  | 171.116 | 0 | 0 | 0 | 0 | 0 | 0 | 0 |  | 0 | 0 | 0 | Water Heat | Electric Water Heat | Dishwashers | Dishwasher | ResDHW | 0.01444% | 99.94% | 99.94% | 0.038661 | 6.9927e-07 | 1.155% | 5% | 85% | 6.8% | 0.2% | 6403.7122 | 156.0682 | 655.978 | 6414.8883 | 0 | 0 | 0 | 4781.7159 | -1476.9759 |  | 0.055799 | 0 | 0.055799 | 03. $0.055 to $0.062 | 1 | 0 | 01. ($9,999.00) to $0.22 | 1 | 0.031137 | 0.064675 | 0.092299 | 0.1055 | 0.13693 | 0.16781 | 0.20034 | 0.19041 | 0.22784 | 0.25131 | 0.24178 | 0.20887 | 0.26586 | 0.2877 | 0.27634 | 0.24485 | 0.26554 | 0.27486 | 0.28076 | 0.25662 | 0.27004 | 0.27115 | 0.28598 | 0.26251 | 228.5777 | 474.7809 | 677.5642 | 774.4456 | 1005.2116 | 1231.8813 | 1470.6877 | 1397.8073 | 1672.5608 | 1844.8872 | 1774.9192 | 1533.3295 | 1951.675 | 2112.0059 | 2028.6381 | 1797.4508 | 1949.3278 | 2017.7454 | 2061.0351 | 1883.8188 | 1982.3863 | 1990.539 | 2099.3976 | 1927.051 | 37887.7236 | 228.5777 | 703.3586 | 1380.9227 | 2155.3683 | 3160.5798 | 4392.4611 | 5863.1488 | 7260.9562 | 8933.517 | 10778.4042 | 12553.3234 | 14086.6529 | 16038.3279 | 18150.3338 | 20178.9718 | 21976.4227 | 23925.7505 | 25943.4959 | 28004.531 | 29888.3498 | 31870.7361 | 33861.275 | 35960.6727 | 37887.7236 | 0 | 0 | 0 | 0 | 0 | 0 | 0 | 0 | 0 | 0 | 0 | 0 | 0 | 0 | 0 | 0 | 0 | 0 | 0 | 0 | 0 | 0 | 0 | 0 | 0 | 0 | 0 | 0 | 0 | 0 | 0 | 0 | 0 | 0 | 0 | 0 | 0 | 0 | 0 | 0 | 0 | 0 | 0 | 0 | 0 | 0 | 0 | 0 | 0 | 0 | 0 | 0 | 0 | 0 | 0 | 0 | 0 | 0 | 0 | 0 | 0 | 0.033012 | 0.10158 | 0.19944 | 0.31129 | 0.45647 | 0.63438 | 0.84678 | 1.0487 | 1.2902 | 1.5567 | 1.813 | 2.0345 | 2.3163 | 2.6214 | 2.9143 | 3.1739 | 3.4555 | 3.7469 | 4.0446 | 4.3166 | 4.6029 | 4.8904 | 5.1936 | 5.4719 | 148.8889 | 309.2586 | 441.3458 | 504.4515 | 654.7659 | 802.412 | 957.9636 | 910.4914 | 1089.4579 | 1201.7064 | 1156.1312 | 998.7666 | 1271.2648 | 1375.6998 | 1321.3964 | 1170.8077 | 1269.736 | 1314.3012 | 1342.4989 | 1227.0653 | 1291.2693 | 1296.5797 | 1367.4871 | 1255.2255 | 24678.9715 | 0 | 0 | 0 | 0 | 0 | 0 | 0 | 0 | 0 | 0 | 0 | 0 | 0 | 0 | 0 | 0 | 0 | 0 | 0 | 0 | 0.009815% | 0.022435 | 0.069035 | 0.13554 | 0.21155 | 0.31021 | 0.43112 | 0.57547 | 0.71267 | 0.87683 | 1.0579 | 1.2321 | 1.3826 | 1.5742 | 1.7815 | 1.9806 | 2.157 | 2.3483 | 2.5464 | 2.7487 | 2.9336 | 3.1281 | 3.3235 | 3.5296 | 3.7187
| ComDishwashers_PSE | M_Input | PSE Business Case "QC _APPROVED_Measure Case_Dishwasher_2020" | 2020 | NR and New | 2022 | 2045 | PSE | Commercial | All Commercial | Electric | Per Dishwasher - Single Tank - High Temp - E Booster | Per Dishwasher - Single Tank - High Temp - E Booster | 750 | CKTCH: Dishwasher - Single Tank - High Temp - E Booster |  | 3556 | 20 | 3901 | 0 |  | 128.9915 | 0 | 0 | 0 | 0 | 0 | 0 | 0 |  | 0 | 0 | 0 | Water Heat | Electric Water Heat | Dishwashers | Dishwasher | ResDHW | 0.01444% | 99.94% | 99.94% | 0.038661 | 6.9927e-07 | 1.155% | 5% | 85% | 6.8% | 0.2% | 3101.9753 | 75.5998 | 317.7575 | 4254.4168 | 0 | 0 | 0 | 3135.4744 | -1001.1975 |  | 0.075534 | 0 | 0.075534 | 05. $0.070 to $0.077 | 1 | 0 | 01. ($9,999.00) to $0.22 | 1 | 0.031137 | 0.064675 | 0.092299 | 0.1055 | 0.13693 | 0.16781 | 0.20034 | 0.19041 | 0.22784 | 0.25131 | 0.24178 | 0.20887 | 0.26586 | 0.2877 | 0.27634 | 0.24485 | 0.26554 | 0.27486 | 0.28076 | 0.25662 | 0.27004 | 0.27115 | 0.28598 | 0.26251 | 110.7236 | 229.9851 | 328.2139 | 375.1435 | 486.9272 | 596.7266 | 712.4051 | 677.1016 | 810.1929 | 893.6683 | 859.7756 | 742.7489 | 945.3966 | 1023.0613 | 982.6777 | 870.69 | 944.2596 | 977.4013 | 998.3709 | 912.5269 | 960.2732 | 964.2224 | 1016.9538 | 933.4686 | 18352.9145 | 110.7236 | 340.7088 | 668.9227 | 1044.0661 | 1530.9933 | 2127.7199 | 2840.1249 | 3517.2266 | 4327.4195 | 5221.0878 | 6080.8634 | 6823.6123 | 7769.0088 | 8792.0701 | 9774.7478 | 10645.4378 | 11589.6974 | 12567.0987 | 13565.4696 | 14477.9964 | 15438.2696 | 16402.492 | 17419.4458 | 18352.9145 | 0 | 0 | 0 | 0 | 0 | 0 | 0 | 0 | 0 | 0 | 0 | 0 | 0 | 0 | 0 | 0 | 0 | 0 | 0 | 0 | 0 | 0 | 0 | 0 | 0 | 0 | 0 | 0 | 0 | 0 | 0 | 0 | 0 | 0 | 0 | 0 | 0 | 0 | 0 | 0 | 0 | 0 | 0 | 0 | 0 | 0 | 0 | 0 | 0 | 0 | 0 | 0 | 0 | 0 | 0 | 0 | 0 | 0 | 0 | 0 | 0 | 0.015991 | 0.049207 | 0.096609 | 0.15079 | 0.22111 | 0.3073 | 0.41018 | 0.50798 | 0.62499 | 0.75406 | 0.87823 | 0.9855 | 1.122 | 1.2698 | 1.4117 | 1.5375 | 1.6738 | 1.815 | 1.9592 | 2.091 | 2.2297 | 2.3689 | 2.5158 | 2.6506 | 97.6297 | 202.7875 | 289.4 | 330.7798 | 429.3441 | 526.1589 | 628.1574 | 597.0289 | 714.3811 | 787.9848 | 758.1002 | 654.9129 | 833.5958 | 902.0761 | 866.4682 | 767.7239 | 832.5933 | 861.8157 | 880.3055 | 804.6132 | 846.7132 | 850.1953 | 896.6908 | 823.0785 | 16182.5347 | 0 | 0 | 0 | 0 | 0 | 0 | 0 | 0 | 0 | 0 | 0 | 0 | 0 | 0 | 0 | 0 | 0 | 0 | 0 | 0 | 0.009815% | 0.010868 | 0.033441 | 0.065655 | 0.10248 | 0.15027 | 0.20884 | 0.27876 | 0.34522 | 0.42474 | 0.51245 | 0.59684 | 0.66974 | 0.76254 | 0.86295 | 0.9594 | 1.0449 | 1.1375 | 1.2335 | 1.3315 | 1.421 | 1.5153 | 1.6099 | 1.7097 | 1.8014
| ComDishwashers_PSE | M_Input | PSE Business Case "QC _APPROVED_Measure Case_Dishwasher_2020" | 2020 | NR and New | 2022 | 2045 | PSE | Commercial | All Commercial | Electric | Per Dishwasher - Single Tank - Low Temp - EWH | Per Dishwasher - Single Tank - Low Temp - EWH | 1000 | CKTCH: Dishwasher - Single Tank - Low Temp - EWH |  | 11901 | 20 | 5882 | 0 |  | 523.4142 | 0 | 0 | 0 | 0 | 0 | 0 | 0 |  | 0 | 0 | 0 | Water Heat | Electric Water Heat | Dishwashers | Dishwasher | ResDHW | 0.01444% | 99.94% | 99.94% | 0.038661 | 6.9927e-07 | 1.155% | 5% | 85% | 6.8% | 0.2% | 10381.4983 | 253.0129 | 1063.4511 | 6414.8883 | 0 | 0 | 0 | 164.7383 | -5772.3718 |  | 0.0011858 | 0 | 0.0011858 | 01. ($9,999.000) to $0.028 | 1 | 0 | 01. ($9,999.00) to $0.22 | 1 | 0.031137 | 0.064675 | 0.092299 | 0.1055 | 0.13693 | 0.16781 | 0.20034 | 0.19041 | 0.22784 | 0.25131 | 0.24178 | 0.20887 | 0.26586 | 0.2877 | 0.27634 | 0.24485 | 0.26554 | 0.27486 | 0.28076 | 0.25662 | 0.27004 | 0.27115 | 0.28598 | 0.26251 | 370.563 | 769.6999 | 1098.4459 | 1255.507 | 1629.6176 | 1997.0874 | 2384.233 | 2266.0816 | 2711.5034 | 2990.8736 | 2877.4436 | 2485.7859 | 3163.9945 | 3423.918 | 3288.7647 | 2913.9712 | 3160.1893 | 3271.1059 | 3341.2857 | 3053.9882 | 3213.7828 | 3226.9996 | 3403.4779 | 3124.0748 | 61422.3946 | 370.563 | 1140.2629 | 2238.7088 | 3494.2157 | 5123.8334 | 7120.9208 | 9505.1538 | 11771.2354 | 14482.7388 | 17473.6124 | 20351.056 | 22836.8419 | 26000.8364 | 29424.7544 | 32713.5191 | 35627.4903 | 38787.6796 | 42058.7855 | 45400.0712 | 48454.0595 | 51667.8423 | 54894.8419 | 58298.3198 | 61422.3946 | 0 | 0 | 0 | 0 | 0 | 0 | 0 | 0 | 0 | 0 | 0 | 0 | 0 | 0 | 0 | 0 | 0 | 0 | 0 | 0 | 0 | 0 | 0 | 0 | 0 | 0 | 0 | 0 | 0 | 0 | 0 | 0 | 0 | 0 | 0 | 0 | 0 | 0 | 0 | 0 | 0 | 0 | 0 | 0 | 0 | 0 | 0 | 0 | 0 | 0 | 0 | 0 | 0 | 0 | 0 | 0 | 0 | 0 | 0 | 0 | 0 | 0.053519 | 0.16468 | 0.32333 | 0.50465 | 0.74001 | 1.0284 | 1.3728 | 1.7001 | 2.0917 | 2.5236 | 2.9392 | 3.2982 | 3.7552 | 4.2497 | 4.7246 | 5.1455 | 5.6019 | 6.0743 | 6.5569 | 6.998 | 7.4621 | 7.9282 | 8.4197 | 8.8709 | 5.1295 | 10.6545 | 15.2051 | 17.3792 | 22.5578 | 27.6445 | 33.0035 | 31.368 | 37.5337 | 41.4008 | 39.8307 | 34.4092 | 43.7972 | 47.3952 | 45.5244 | 40.3363 | 43.7446 | 45.2799 | 46.2514 | 42.2745 | 44.4864 | 44.6694 | 47.1123 | 43.2447 | 850.2328 | 0 | 0 | 0 | 0 | 0 | 0 | 0 | 0 | 0 | 0 | 0 | 0 | 0 | 0 | 0 | 0 | 0 | 0 | 0 | 0 | 0.009815% | 0.036371 | 0.11192 | 0.21973 | 0.34296 | 0.50291 | 0.69893 | 0.93294 | 1.1554 | 1.4215 | 1.7151 | 1.9975 | 2.2415 | 2.552 | 2.8881 | 3.2109 | 3.4969 | 3.807 | 4.1281 | 4.4561 | 4.7558 | 5.0713 | 5.388 | 5.722 | 6.0287
| ComDishwashers_PSE | M_Input | PSE Business Case "QC _APPROVED_Measure Case_Dishwasher_2020" | 2020 | NR and New | 2022 | 2045 | PSE | Commercial | All Commercial | Electric | Per Dishwasher - Single Tank - Low Temp - E Incidental | Per Dishwasher - Single Tank - Low Temp - E Incidental | 0 | CKTCH: Dishwasher - Single Tank - Low Temp - E Incidental |  | 324 | 20 | 325 | 0 |  | 43.6925 | 0 | 0 | 0 | 0 | 0 | 0 | 0 |  | 0 | 0 | 0 | Water Heat | Electric Water Heat | Dishwashers | Dishwasher | ResDHW | 0.01444% | 99.94% | 99.94% | 0.038661 | 6.9927e-07 | 1.155% | 5% | 85% | 6.8% | 0.2% | 282.6322 | 6.8882 | 28.952 | 354.4438 | 0 | 0 | 0 | -126.4414 | -441.0023 |  | -0.03343 | 0 | -0.03343 | 01. ($9,999.000) to $0.028 | 1 | 0 | 01. ($9,999.00) to $0.22 | 1 | 0.031137 | 0.064675 | 0.092299 | 0.1055 | 0.13693 | 0.16781 | 0.20034 | 0.19041 | 0.22784 | 0.25131 | 0.24178 | 0.20887 | 0.26586 | 0.2877 | 0.27634 | 0.24485 | 0.26554 | 0.27486 | 0.28076 | 0.25662 | 0.27004 | 0.27115 | 0.28598 | 0.26251 | 10.0884 | 20.9548 | 29.9048 | 34.1807 | 44.3657 | 54.3699 | 64.9098 | 61.6932 | 73.8196 | 81.4253 | 78.3373 | 67.6745 | 86.1385 | 93.2148 | 89.5353 | 79.3317 | 86.0349 | 89.0546 | 90.9652 | 83.1436 | 87.494 | 87.8538 | 92.6583 | 85.0517 | 1672.2003 | 10.0884 | 31.0432 | 60.948 | 95.1286 | 139.4943 | 193.8642 | 258.774 | 320.4672 | 394.2868 | 475.7122 | 554.0494 | 621.724 | 707.8624 | 801.0773 | 890.6126 | 969.9443 | 1055.9792 | 1145.0337 | 1235.9989 | 1319.1425 | 1406.6365 | 1494.4903 | 1587.1486 | 1672.2003 | 0 | 0 | 0 | 0 | 0 | 0 | 0 | 0 | 0 | 0 | 0 | 0 | 0 | 0 | 0 | 0 | 0 | 0 | 0 | 0 | 0 | 0 | 0 | 0 | 0 | 0 | 0 | 0 | 0 | 0 | 0 | 0 | 0 | 0 | 0 | 0 | 0 | 0 | 0 | 0 | 0 | 0 | 0 | 0 | 0 | 0 | 0 | 0 | 0 | 0 | 0 | 0 | 0 | 0 | 0 | 0 | 0 | 0 | 0 | 0 | 0 | 0.001457 | 0.0044834 | 0.0088024 | 0.013739 | 0.020146 | 0.027999 | 0.037373 | 0.046283 | 0.056945 | 0.068705 | 0.080019 | 0.089792 | 0.10223 | 0.1157 | 0.12863 | 0.14008 | 0.15251 | 0.16537 | 0.17851 | 0.19052 | 0.20315 | 0.21584 | 0.22922 | 0.24151 | 0 | 0 | 0 | 0 | 0 | 0 | 0 | 0 | 0 | 0 | 0 | 0 | 0 | 0 | 0 | 0 | 0 | 0 | 0 | 0 | 0 | 0 | 0 | 0 | 0 | 0 | 0 | 0 | 0 | 0 | 0 | 0 | 0 | 0 | 0 | 0 | 0 | 0 | 0 | 0 | 0 | 0 | 0 | 0 | 0 | 0.009815% | 0.00099019 | 0.0030469 | 0.0059821 | 0.009337 | 0.013692 | 0.019028 | 0.025399 | 0.031454 | 0.0387 | 0.046692 | 0.054381 | 0.061023 | 0.069477 | 0.078627 | 0.087415 | 0.095201 | 0.10365 | 0.11239 | 0.12131 | 0.12948 | 0.13806 | 0.14669 | 0.15578 | 0.16413
| ComDishwashers_PSE | M_Input | PSE Business Case "QC _APPROVED_Measure Case_Dishwasher_2020" | 2020 | NR and New | 2022 | 2041 | PSE | Commercial | All Commercial | Gas | Per Dishwasher - Under Counter - High Temp - GWH - E Booster | Per Dishwasher - Under Counter - High Temp - GWH - E Booster | 150 | CKTCH: Dishwasher - Under Counter - High Temp - GWH - E Booster |  | 1349 | 10 | 232 | 0 |  | 68.201 | 0 | 0 | 0 | 0 | 0 | 0 | 40 |  | 0 | 0 | 0 | Water Heat | Gas Water Heat | Dishwashers | Dishwasher | C-WWW-Proc-All-All-All-U | 0.01203% | 8% | 8% | 0.038661 | 6.9927e-07 | 1.252% | 10% | 85% | 6.8% | 0.2% | 312.0783 | 3.5503 | 31.5629 | 0 | 352.1643 | 0 | 630.6859 | -784.8585 | -7157.0678 |  | -0.04984 | -16.6278 | -0.04984 | 01. ($9,999.000) to $0.028 | 1 | -16.6278 | 01. ($9,999.00) to $0.22 | 1 | 0 | 0 | 0 | 0 | 0 | 0 | 0 | 0 | 0 | 0 | 0 | 0 | 0 | 0 | 0 | 0 | 0 | 0 | 0 | 0 | 0 | 0 | 0 | 0 | 0 | 0 | 0 | 0 | 0 | 0 | 0 | 0 | 0 | 0 | 0 | 0 | 0 | 0 | 0 | 0 | 0 | 0 | 0 | 0 | 0 | 0 | 0 | 0 | 0 | 0 | 0 | 0 | 0 | 0 | 0 | 0 | 0 | 0 | 0 | 0 | 0 | 0 | 0 | 0 | 0 | 0 | 0 | 0 | 0 | 0 | 0 | 0 | 0 | 0.0071546 | 0.014905 | 0.021346 | 0.026556 | 0.032475 | 0.037961 | 0.042323 | 0.046495 | 0.049567 | 0.052212 | 0.053094 | 0.054789 | 0.055449 | 0.05641 | 0.056524 | 0.057303 | 0.056721 | 0.05707 | 0.056648 | 0.057265 | 0.28618 | 0.5962 | 0.85385 | 1.0622 | 1.299 | 1.5184 | 1.6929 | 1.8598 | 1.9827 | 2.0885 | 2.1238 | 2.1916 | 2.218 | 2.2564 | 2.261 | 2.2921 | 2.2688 | 2.2828 | 2.2659 | 2.2906 | 35.6907 | 0.28618 | 0.88238 | 1.7362 | 2.7985 | 4.0975 | 5.6159 | 7.3088 | 9.1686 | 11.1513 | 13.2398 | 15.3636 | 17.5551 | 19.7731 | 22.0295 | 24.2905 | 26.5826 | 28.8514 | 31.1342 | 33.4001 | 35.6907 | 0 | 0 | 0 | 0 | 0 | 0 | 0 | 0 | 0 | 0 | 0 | 0 | 0 | 0 | 0 | 0 | 0 | 0 | 0 | 0 | 0 | 0 | 0 | 0 | 0 | 0 | 0 | 0 | 0 | 0 | 0 | 0 | 0 | 0 | 0 | 0 | 0 | 0 | 0 | 0 | 0 | 0 | 0 | 0 | 0 | 0 | 0 | 0 | 0 | 0 | 0 | 0 | 0 | 0 | 0 | 0 | 0 | 0 | 0 | 0 | 0 | 0 | 0 | 0 | 0 | 0 | 0 | 0 | 0 | 0.02158% | 0 | 0 | 0 | 0 | 0 | 0 | 0 | 0 | 0 | 0 | 0 | 0 | 0 | 0 | 0 | 0 | 0 | 0 | 0 | 0 | 0 | 0 | 0 | 0
| ComDishwashers_PSE | M_Input | PSE Business Case "QC _APPROVED_Measure Case_Dishwasher_2020" | 2020 | NR and New | 2022 | 2041 | PSE | Commercial | All Commercial | Gas | Per Dishwasher - Door Type - High Temp - GWH - E Booster | Per Dishwasher - Door Type - High Temp - GWH - E Booster | 750 | CKTCH: Dishwasher - Door Type - High Temp - GWH - E Booster |  | 3966 | 15 | 2659 | 0 |  | 457.3041 | 0 | 0 | 0 | 0 | 0 | 0 | 261 |  | 0 | 0 | 0 | Water Heat | Gas Water Heat | Dishwashers | Dishwasher | C-WWW-Proc-All-All-All-U | 0.01203% | 8% | 8% | 0.038661 | 6.9927e-07 | 1.252% | 6.667% | 85% | 6.8% | 0.2% | 2912.31 | 23.166 | 293.5476 | 0 | 3132.0763 | 0 | 2607.9176 | -5123.2622 | -29636.798 |  | -0.11066 | -10.5524 | -0.11066 | 01. ($9,999.000) to $0.028 | 1 | -10.5524 | 01. ($9,999.00) to $0.22 | 1 | 0 | 0 | 0 | 0 | 0 | 0 | 0 | 0 | 0 | 0 | 0 | 0 | 0 | 0 | 0 | 0 | 0 | 0 | 0 | 0 | 0 | 0 | 0 | 0 | 0 | 0 | 0 | 0 | 0 | 0 | 0 | 0 | 0 | 0 | 0 | 0 | 0 | 0 | 0 | 0 | 0 | 0 | 0 | 0 | 0 | 0 | 0 | 0 | 0 | 0 | 0 | 0 | 0 | 0 | 0 | 0 | 0 | 0 | 0 | 0 | 0 | 0 | 0 | 0 | 0 | 0 | 0 | 0 | 0 | 0 | 0 | 0 | 0 | 0.0051806 | 0.010976 | 0.015481 | 0.018772 | 0.022793 | 0.02659 | 0.029626 | 0.032759 | 0.03502 | 0.037037 | 0.037437 | 0.038764 | 0.039148 | 0.039906 | 0.039875 | 0.040555 | 0.04005 | 0.040478 | 0.040134 | 0.040829 | 1.3521 | 2.8647 | 4.0405 | 4.8995 | 5.9488 | 6.9399 | 7.7323 | 8.55 | 9.1402 | 9.6667 | 9.771 | 10.1173 | 10.2177 | 10.4154 | 10.4073 | 10.5849 | 10.4532 | 10.5647 | 10.475 | 10.6563 | 164.7978 | 1.3521 | 4.2168 | 8.2573 | 13.1568 | 19.1057 | 26.0456 | 33.7779 | 42.3279 | 51.4681 | 61.1348 | 70.9058 | 81.0232 | 91.2408 | 101.6563 | 112.0636 | 122.6485 | 133.1017 | 143.6664 | 154.1415 | 164.7978 | 0 | 0 | 0 | 0 | 0 | 0 | 0 | 0 | 0 | 0 | 0 | 0 | 0 | 0 | 0 | 0 | 0 | 0 | 0 | 0 | 0 | 0 | 0 | 0 | 0 | 0 | 0 | 0 | 0 | 0 | 0 | 0 | 0 | 0 | 0 | 0 | 0 | 0 | 0 | 0 | 0 | 0 | 0 | 0 | 0 | 0 | 0 | 0 | 0 | 0 | 0 | 0 | 0 | 0 | 0 | 0 | 0 | 0 | 0 | 0 | 0 | 0 | 0 | 0 | 0 | 0 | 0 | 0 | 0 | 0.02158% | 0 | 0 | 0 | 0 | 0 | 0 | 0 | 0 | 0 | 0 | 0 | 0 | 0 | 0 | 0 | 0 | 0 | 0 | 0 | 0 | 0 | 0 | 0 | 0
| ComDishwashers_PSE | M_Input | PSE Business Case "QC _APPROVED_Measure Case_Dishwasher_2020" | 2020 | NR and New | 2022 | 2041 | PSE | Commercial | All Commercial | Gas | Per Dishwasher - Multi Tank - High Temp - GWH - E Booster | Per Dishwasher - Multi Tank - High Temp - GWH - E Booster | 1500 | CKTCH: Dishwasher - Multi Tank - High Temp - GWH - E Booster |  | 9308 | 20 | 3394 | 0 |  | 649.2349 | 0 | 0 | 0 | 0 | 0 | 0 | 600 |  | 0 | 0 | 0 | Water Heat | Gas Water Heat | Dishwashers | Dishwasher | C-WWW-Proc-All-All-All-U | 0.01203% | 8% | 8% | 0.038661 | 6.9927e-07 | 1.252% | 5% | 85% | 6.8% | 0.2% | 8606.0587 | 53.2552 | 865.9314 | 0 | 3394 | 0 | 8119.5686 | -7819.2432 | -91204.9337 |  | -0.071963 | -14.1262 | -0.071963 | 01. ($9,999.000) to $0.028 | 1 | -14.1262 | 01. ($9,999.00) to $0.22 | 1 | 0 | 0 | 0 | 0 | 0 | 0 | 0 | 0 | 0 | 0 | 0 | 0 | 0 | 0 | 0 | 0 | 0 | 0 | 0 | 0 | 0 | 0 | 0 | 0 | 0 | 0 | 0 | 0 | 0 | 0 | 0 | 0 | 0 | 0 | 0 | 0 | 0 | 0 | 0 | 0 | 0 | 0 | 0 | 0 | 0 | 0 | 0 | 0 | 0 | 0 | 0 | 0 | 0 | 0 | 0 | 0 | 0 | 0 | 0 | 0 | 0 | 0 | 0 | 0 | 0 | 0 | 0 | 0 | 0 | 0 | 0 | 0 | 0 | 0.0041935 | 0.0090112 | 0.012548 | 0.014881 | 0.017951 | 0.020904 | 0.023277 | 0.02589 | 0.027747 | 0.02945 | 0.029608 | 0.030751 | 0.030998 | 0.031654 | 0.03155 | 0.032181 | 0.031715 | 0.032182 | 0.031877 | 0.032611 | 2.5161 | 5.4067 | 7.5288 | 8.9283 | 10.7707 | 12.5426 | 13.966 | 15.5341 | 16.648 | 17.6699 | 17.7648 | 18.4506 | 18.5986 | 18.9923 | 18.9302 | 19.3087 | 19.0292 | 19.3091 | 19.1264 | 19.5665 | 300.5877 | 2.5161 | 7.9228 | 15.4517 | 24.38 | 35.1507 | 47.6933 | 61.6593 | 77.1934 | 93.8414 | 111.5113 | 129.276 | 147.7266 | 166.3252 | 185.3176 | 204.2477 | 223.5564 | 242.5857 | 261.8948 | 281.0212 | 300.5877 | 0 | 0 | 0 | 0 | 0 | 0 | 0 | 0 | 0 | 0 | 0 | 0 | 0 | 0 | 0 | 0 | 0 | 0 | 0 | 0 | 0 | 0 | 0 | 0 | 0 | 0 | 0 | 0 | 0 | 0 | 0 | 0 | 0 | 0 | 0 | 0 | 0 | 0 | 0 | 0 | 0 | 0 | 0 | 0 | 0 | 0 | 0 | 0 | 0 | 0 | 0 | 0 | 0 | 0 | 0 | 0 | 0 | 0 | 0 | 0 | 0 | 0 | 0 | 0 | 0 | 0 | 0 | 0 | 0 | 0.02158% | 0 | 0 | 0 | 0 | 0 | 0 | 0 | 0 | 0 | 0 | 0 | 0 | 0 | 0 | 0 | 0 | 0 | 0 | 0 | 0 | 0 | 0 | 0 | 0
| ComDishwashers_PSE | M_Input | PSE Business Case "QC _APPROVED_Measure Case_Dishwasher_2020" | 2020 | NR and New | 2022 | 2041 | PSE | Commercial | All Commercial | Gas | Per Dishwasher - Single Tank - High Temp - GWH - E Booster | Per Dishwasher - Single Tank - High Temp - GWH - E Booster | 1000 | CKTCH: Dishwasher - Single Tank - High Temp - GWH - E Booster |  | 3556 | 20 | 5882 | 0 |  | 171.116 | 0 | 0 | 0 | 0 | 0 | 0 | 158 |  | 0 | 0 | 0 | Water Heat | Gas Water Heat | Dishwashers | Dishwasher | C-WWW-Proc-All-All-All-U | 0.01203% | 8% | 8% | 0.038661 | 6.9927e-07 | 1.252% | 5% | 85% | 6.8% | 0.2% | 2266.2621 | 14.0239 | 228.0286 | 0 | 5882 | 0 | 3101.9753 | -1063.1787 | -28404.4371 |  | -0.025612 | -16.7066 | -0.025612 | 01. ($9,999.000) to $0.028 | 1 | -16.7066 | 01. ($9,999.00) to $0.22 | 1 | 0 | 0 | 0 | 0 | 0 | 0 | 0 | 0 | 0 | 0 | 0 | 0 | 0 | 0 | 0 | 0 | 0 | 0 | 0 | 0 | 0 | 0 | 0 | 0 | 0 | 0 | 0 | 0 | 0 | 0 | 0 | 0 | 0 | 0 | 0 | 0 | 0 | 0 | 0 | 0 | 0 | 0 | 0 | 0 | 0 | 0 | 0 | 0 | 0 | 0 | 0 | 0 | 0 | 0 | 0 | 0 | 0 | 0 | 0 | 0 | 0 | 0 | 0 | 0 | 0 | 0 | 0 | 0 | 0 | 0 | 0 | 0 | 0 | 0.0041935 | 0.0090112 | 0.012548 | 0.014881 | 0.017951 | 0.020904 | 0.023277 | 0.02589 | 0.027747 | 0.02945 | 0.029608 | 0.030751 | 0.030998 | 0.031654 | 0.03155 | 0.032181 | 0.031715 | 0.032182 | 0.031877 | 0.032611 | 0.66258 | 1.4238 | 1.9826 | 2.3511 | 2.8363 | 3.3029 | 3.6777 | 4.0906 | 4.384 | 4.6531 | 4.6781 | 4.8587 | 4.8976 | 5.0013 | 4.9849 | 5.0846 | 5.011 | 5.0847 | 5.0366 | 5.1525 | 79.1548 | 0.66258 | 2.0863 | 4.0689 | 6.4201 | 9.2564 | 12.5592 | 16.237 | 20.3276 | 24.7116 | 29.3646 | 34.0427 | 38.9013 | 43.799 | 48.8003 | 53.7852 | 58.8699 | 63.8809 | 68.9656 | 74.0022 | 79.1548 | 0 | 0 | 0 | 0 | 0 | 0 | 0 | 0 | 0 | 0 | 0 | 0 | 0 | 0 | 0 | 0 | 0 | 0 | 0 | 0 | 0 | 0 | 0 | 0 | 0 | 0 | 0 | 0 | 0 | 0 | 0 | 0 | 0 | 0 | 0 | 0 | 0 | 0 | 0 | 0 | 0 | 0 | 0 | 0 | 0 | 0 | 0 | 0 | 0 | 0 | 0 | 0 | 0 | 0 | 0 | 0 | 0 | 0 | 0 | 0 | 0 | 0 | 0 | 0 | 0 | 0 | 0 | 0 | 0 | 0.02158% | 0 | 0 | 0 | 0 | 0 | 0 | 0 | 0 | 0 | 0 | 0 | 0 | 0 | 0 | 0 | 0 | 0 | 0 | 0 | 0 | 0 | 0 | 0 | 0
| ComDishwashers_PSE | M_Input | PSE Business Case "QC _APPROVED_Measure Case_Dishwasher_2020" | 2020 | NR and New | 2022 | 2041 | PSE | Commercial | All Commercial | Gas | Per Dishwasher - Single Tank - Low Temp - GWH - E Incidental | Per Dishwasher - Single Tank - Low Temp - GWH - E Incidental | 1000 | CKTCH: Dishwasher - Single Tank - Low Temp - GWH - E Incidental |  | 324 | 20 | 5882 | 0 |  | 523.4142 | 0 | 0 | 0 | 0 | 0 | 0 | 484 |  | 0 | 0 | 0 | Water Heat | Gas Water Heat | Dishwashers | Dishwasher | C-WWW-Proc-All-All-All-U | 0.01203% | 8% | 8% | 0.038661 | 6.9927e-07 | 1.252% | 5% | 85% | 6.8% | 0.2% | 6942.2207 | 42.9592 | 698.518 | 0 | 5882 | 0 | 282.6322 | -5675.1632 | -2356.7077 |  | -1.5005 | -0.4525 | -1.5005 | 01. ($9,999.000) to $0.028 | 1 | -0.4525 | 01. ($9,999.00) to $0.22 | 1 | 0 | 0 | 0 | 0 | 0 | 0 | 0 | 0 | 0 | 0 | 0 | 0 | 0 | 0 | 0 | 0 | 0 | 0 | 0 | 0 | 0 | 0 | 0 | 0 | 0 | 0 | 0 | 0 | 0 | 0 | 0 | 0 | 0 | 0 | 0 | 0 | 0 | 0 | 0 | 0 | 0 | 0 | 0 | 0 | 0 | 0 | 0 | 0 | 0 | 0 | 0 | 0 | 0 | 0 | 0 | 0 | 0 | 0 | 0 | 0 | 0 | 0 | 0 | 0 | 0 | 0 | 0 | 0 | 0 | 0 | 0 | 0 | 0 | 0.0041935 | 0.0090112 | 0.012548 | 0.014881 | 0.017951 | 0.020904 | 0.023277 | 0.02589 | 0.027747 | 0.02945 | 0.029608 | 0.030751 | 0.030998 | 0.031654 | 0.03155 | 0.032181 | 0.031715 | 0.032182 | 0.031877 | 0.032611 | 2.0297 | 4.3614 | 6.0732 | 7.2022 | 8.6884 | 10.1177 | 11.2659 | 12.5308 | 13.4294 | 14.2537 | 14.3302 | 14.8835 | 15.0029 | 15.3205 | 15.2703 | 15.5757 | 15.3503 | 15.576 | 15.4286 | 15.7836 | 242.4741 | 2.0297 | 6.3911 | 12.4643 | 19.6665 | 28.3549 | 38.4726 | 49.7385 | 62.2693 | 75.6987 | 89.9524 | 104.2827 | 119.1661 | 134.169 | 149.4895 | 164.7598 | 180.3355 | 195.6858 | 211.2618 | 226.6904 | 242.4741 | 0 | 0 | 0 | 0 | 0 | 0 | 0 | 0 | 0 | 0 | 0 | 0 | 0 | 0 | 0 | 0 | 0 | 0 | 0 | 0 | 0 | 0 | 0 | 0 | 0 | 0 | 0 | 0 | 0 | 0 | 0 | 0 | 0 | 0 | 0 | 0 | 0 | 0 | 0 | 0 | 0 | 0 | 0 | 0 | 0 | 0 | 0 | 0 | 0 | 0 | 0 | 0 | 0 | 0 | 0 | 0 | 0 | 0 | 0 | 0 | 0 | 0 | 0 | 0 | 0 | 0 | 0 | 0 | 0 | 0.02158% | 0 | 0 | 0 | 0 | 0 | 0 | 0 | 0 | 0 | 0 | 0 | 0 | 0 | 0 | 0 | 0 | 0 | 0 | 0 | 0 | 0 | 0 | 0 | 0
| ComDisplayCaseAddDoor-Cadmus | M_Input | Savings, and cost from CA work paper SCE13RN027. EUL from PSE 2017 program data workbook "PSE 2016 and 2017 Measure Summary Detail.xslx", measure ID 11254. | 2020 | Retro | 2022 | 2045 | PSE | Commercial | All Commercial | Electric | Per Foot of Added Display Case Door Length - Baseline does not have night cover |  |  | Add Door to Open Vertical Refrigerated Display Case, Medium Temperature |  | 431.6 | 15 | 566.6494 | 0 |  | 0 | 0 | 0 | 0 | 0 | 0 | 0 | 50.55 |  | 0 | 0 | 0 | Refrigeration | Refrigeration | Refrigerated Display Case | Refrigerated Display Case | GrocRefLoad | 0.01083% | 99.94% | 99.94% | 3.4823 | 6.2985e-05 | 50% | 6.667% | 95% | 6.8% | 0.2% | 283.8067 | 6.8837 | 29.069 | 727.3533 | 0 | 633.4448 | 0 | -6589.8001 | 77.3772 |  | -1.3079 | 0.14225 | -1.3079 | 01. ($9,999.000) to $0.028 | 1 | 0.14225 | 01. ($9,999.00) to $0.22 | 1 | 1783.2554 | 1774.3776 | 1765.553 | 1756.7813 | 1748.0619 | 1739.3947 | 1730.7792 | 1722.215 | 1713.7019 | 1705.2394 | 0 | 0 | 0 | 0 | 0 | 0 | 0 | 0 | 0 | 0 | 0 | 0 | 0 | 0 | 769653.0512 | 765821.393 | 762012.6945 | 758226.7946 | 754463.5341 | 750722.7546 | 747004.299 | 743308.0116 | 739633.7378 | 735981.3242 | 0 | 0 | 0 | 0 | 0 | 0 | 0 | 0 | 0 | 0 | 0 | 0 | 0 | 0 | 7526827.5947 | 769653.0512 | 1535474.4442 | 2297487.1387 | 3055713.9333 | 3810177.4674 | 4560900.222 | 5307904.521 | 6051212.5327 | 6790846.2705 | 7526827.5947 | 7526827.5947 | 7526827.5947 | 7526827.5947 | 7526827.5947 | 7526827.5947 | 7526827.5947 | 7526827.5947 | 7526827.5947 | 7526827.5947 | 7526827.5947 | 7526827.5947 | 7526827.5947 | 7526827.5947 | 7526827.5947 | 278.438 | 277.0518 | 275.674 | 274.3043 | 272.9429 | 271.5896 | 270.2444 | 268.9072 | 267.5779 | 266.2566 | 0 | 0 | 0 | 0 | 0 | 0 | 0 | 0 | 0 | 0 | 14075.0418 | 14004.9703 | 13935.3187 | 13866.084 | 13797.2633 | 13728.8537 | 13660.8524 | 13593.2565 | 13526.0632 | 13459.2696 | 0 | 0 | 0 | 0 | 0 | 0 | 0 | 0 | 0 | 0 | 137646.9736 | 14075.0418 | 28080.0122 | 42015.3308 | 55881.4148 | 69678.6781 | 83407.5319 | 97068.3843 | 110661.6408 | 124187.704 | 137646.9736 | 137646.9736 | 137646.9736 | 137646.9736 | 137646.9736 | 137646.9736 | 137646.9736 | 137646.9736 | 137646.9736 | 137646.9736 | 137646.9736 | 83.3903 | 166.3655 | 248.928 | 331.0803 | 412.8248 | 494.1641 | 575.1005 | 655.6364 | 735.7742 | 815.5162 | 815.5162 | 815.5162 | 815.5162 | 815.5162 | 815.5162 | 815.5162 | 815.5162 | 815.5162 | 815.5162 | 815.5162 | 815.5162 | 815.5162 | 815.5162 | 815.5162 | 0 | 0 | 0 | 0 | 0 | 0 | 0 | 0 | 0 | 0 | 0 | 0 | 0 | 0 | 0 | 0 | 0 | 0 | 0 | 0 | 0 | 0 | 0 | 0 | 0 | 21544.75 | 21437.4912 | 21330.875 | 21224.897 | 21119.5528 | 21014.8379 | 20910.7479 | 20807.2784 | 20704.4252 | 20602.1838 | 0 | 0 | 0 | 0 | 0 | 0 | 0 | 0 | 0 | 0 | 0.01405% | 108.1342 | 215.73 | 322.7908 | 429.3196 | 535.3197 | 640.7943 | 745.7464 | 850.1791 | 954.0957 | 1057.4991 | 1057.4991 | 1057.4991 | 1057.4991 | 1057.4991 | 1057.4991 | 1057.4991 | 1057.4991 | 1057.4991 | 1057.4991 | 1057.4991 | 1057.4991 | 1057.4991 | 1057.4991 | 1057.4991
| ComDisplayCaseAddDoor-Cadmus | M_Input | Savings, and cost from CA work paper SCE13RN027. EUL from PSE 2017 program data workbook "PSE 2016 and 2017 Measure Summary Detail.xslx", measure ID 11254. | 2020 | Retro | 2022 | 2045 | PSE | Commercial | All Commercial | Electric | Per Foot of Added Display Case Door Length With Night Covers - Baseline has night cover |  |  | Add Door to Open Vertical Refrigerated Display Case with Night Covers, Medium Temperature |  | 389 | 15 | 566.6494 | 0 |  | 0 | 0 | 0 | 0 | 0 | 0 | 0 | 45.2167 |  | 0 | 0 | 0 | Refrigeration | Refrigeration | Refrigerated Display Case | Refrigerated Display Case | GrocRefLoad | 0.01083% | 99.94% | 99.94% | 3.4823 | 6.2985e-05 | 50% | 6.667% | 95% | 6.8% | 0.2% | 255.7942 | 6.2042 | 26.1998 | 727.3533 | 0 | 566.6129 | 0 | -5806.0882 | 80.9258 |  | -1.2786 | 0.16632 | -1.2786 | 01. ($9,999.000) to $0.028 | 1 | 0.16632 | 01. ($9,999.00) to $0.22 | 1 | 1783.2554 | 1774.3776 | 1765.553 | 1756.7813 | 1748.0619 | 1739.3947 | 1730.7792 | 1722.215 | 1713.7019 | 1705.2394 | 0 | 0 | 0 | 0 | 0 | 0 | 0 | 0 | 0 | 0 | 0 | 0 | 0 | 0 | 693686.3691 | 690232.9052 | 686800.1347 | 683387.9127 | 679996.0954 | 676624.5402 | 673273.1055 | 669941.6509 | 666630.0371 | 663338.1259 | 0 | 0 | 0 | 0 | 0 | 0 | 0 | 0 | 0 | 0 | 0 | 0 | 0 | 0 | 6783910.8766 | 693686.3691 | 1383919.2743 | 2070719.409 | 2754107.3217 | 3434103.4171 | 4110727.9573 | 4784001.0627 | 5453942.7136 | 6120572.7507 | 6783910.8766 | 6783910.8766 | 6783910.8766 | 6783910.8766 | 6783910.8766 | 6783910.8766 | 6783910.8766 | 6783910.8766 | 6783910.8766 | 6783910.8766 | 6783910.8766 | 6783910.8766 | 6783910.8766 | 6783910.8766 | 6783910.8766 | 278.438 | 277.0518 | 275.674 | 274.3043 | 272.9429 | 271.5896 | 270.2444 | 268.9072 | 267.5779 | 266.2566 | 0 | 0 | 0 | 0 | 0 | 0 | 0 | 0 | 0 | 0 | 12590.0483 | 12527.3698 | 12465.0668 | 12403.1367 | 12341.577 | 12280.385 | 12219.5582 | 12159.094 | 12098.9899 | 12039.2434 | 0 | 0 | 0 | 0 | 0 | 0 | 0 | 0 | 0 | 0 | 123124.4691 | 12590.0483 | 25117.4181 | 37582.4849 | 49985.6216 | 62327.1985 | 74607.5835 | 86827.1417 | 98986.2357 | 111085.2256 | 123124.4691 | 123124.4691 | 123124.4691 | 123124.4691 | 123124.4691 | 123124.4691 | 123124.4691 | 123124.4691 | 123124.4691 | 123124.4691 | 123124.4691 | 75.1595 | 149.9448 | 224.3582 | 298.4018 | 372.078 | 445.3889 | 518.3366 | 590.9234 | 663.1514 | 735.0227 | 735.0227 | 735.0227 | 735.0227 | 735.0227 | 735.0227 | 735.0227 | 735.0227 | 735.0227 | 735.0227 | 735.0227 | 735.0227 | 735.0227 | 735.0227 | 735.0227 | 0 | 0 | 0 | 0 | 0 | 0 | 0 | 0 | 0 | 0 | 0 | 0 | 0 | 0 | 0 | 0 | 0 | 0 | 0 | 0 | 0 | 0 | 0 | 0 | 0 | 22532.8208 | 22420.6429 | 22309.1371 | 22198.2989 | 22088.1234 | 21978.6061 | 21869.7424 | 21761.5277 | 21653.9575 | 21547.0273 | 0 | 0 | 0 | 0 | 0 | 0 | 0 | 0 | 0 | 0 | 0.01405% | 97.4611 | 194.4369 | 290.9305 | 386.9447 | 482.4823 | 577.5463 | 672.1393 | 766.2643 | 859.9241 | 953.1213 | 953.1213 | 953.1213 | 953.1213 | 953.1213 | 953.1213 | 953.1213 | 953.1213 | 953.1213 | 953.1213 | 953.1213 | 953.1213 | 953.1213 | 953.1213 | 953.1213
| ComDoorAutoCloser_PSE | M_Input | Savings, cost, and EUL from PSE business case "Auto Door Closers_2016 Business Case_Signed-forIRP" | 2020 | Retro | 2022 | 2045 | PSE | Commercial | All Commercial | Electric | Per Auto Door Closer - Glass Reach-in - Low-Temp - Gas Heating |  |  | Auto-Closers for Glass Reach-in Doors - Low-Temp (Gas Heating) |  | 336 | 8 | 201.0095 | 0 |  | 0 | 0 | 0 | 0 | 0 | 0 | 0 | 0.67 |  | 0 | 0 | 0 | Refrigeration | Refrigeration | Door Auto Closer | Door Auto Closer | GrocRefLoad | 0.01083% | 99.94% | 99.94% | 1.7379 | 3.1434e-05 | 0.1638% | 12.5% | 85% | 6.8% | 0.2% | 129.8387 | 5.3589 | 13.5198 | 389.921 | 0 | 4.8743 | 0 | 354.344 | 21.3232 |  | 0.090341 | 2.9576 | 0.090341 | 07. $0.085 to $0.115 | 1 | 2.9576 | 12. $1.50 to $999.00 | 0 | 2.6093 | 2.5963 | 2.5834 | 2.5705 | 2.5578 | 2.5451 | 2.5325 | 2.52 | 2.5075 | 2.4951 | 0 | 0 | 0 | 0 | 0 | 0 | 0 | 0 | 0 | 0 | 0 | 0 | 0 | 0 | 876.7186 | 872.3539 | 868.0154 | 863.7028 | 859.4161 | 855.1549 | 850.9192 | 846.7087 | 842.5233 | 838.3628 | 0 | 0 | 0 | 0 | 0 | 0 | 0 | 0 | 0 | 0 | 0 | 0 | 0 | 0 | 8573.8755 | 876.7186 | 1749.0724 | 2617.0878 | 3480.7906 | 4340.2067 | 5195.3616 | 6046.2807 | 6892.9894 | 7735.5127 | 8573.8755 | 8573.8755 | 8573.8755 | 8573.8755 | 8573.8755 | 8573.8755 | 8573.8755 | 8573.8755 | 8573.8755 | 8573.8755 | 8573.8755 | 8573.8755 | 8573.8755 | 8573.8755 | 8573.8755 | 0.40741 | 0.40539 | 0.40337 | 0.40137 | 0.39937 | 0.39739 | 0.39542 | 0.39347 | 0.39152 | 0.38959 | 0 | 0 | 0 | 0 | 0 | 0 | 0 | 0 | 0 | 0 | 0.27297 | 0.27161 | 0.27026 | 0.26891 | 0.26758 | 0.26625 | 0.26493 | 0.26362 | 0.26232 | 0.26103 | 0 | 0 | 0 | 0 | 0 | 0 | 0 | 0 | 0 | 0 | 2.6695 | 0.27297 | 0.54458 | 0.81483 | 1.0837 | 1.3513 | 1.6176 | 1.8825 | 2.1461 | 2.4085 | 2.6695 | 2.6695 | 2.6695 | 2.6695 | 2.6695 | 2.6695 | 2.6695 | 2.6695 | 2.6695 | 2.6695 | 2.6695 | 0.094991 | 0.18951 | 0.28356 | 0.37714 | 0.47025 | 0.56291 | 0.6551 | 0.74684 | 0.83813 | 0.92896 | 0.92896 | 0.92896 | 0.92896 | 0.92896 | 0.92896 | 0.92896 | 0.92896 | 0.92896 | 0.92896 | 0.92896 | 0.92896 | 0.92896 | 0.92896 | 0.92896 | 924.5832 | 919.9802 | 915.4048 | 910.8568 | 906.336 | 901.8423 | 897.3753 | 892.9349 | 888.521 | 884.1334 | 0 | 0 | 0 | 0 | 0 | 0 | 0 | 0 | 0 | 0 | 0 | 0 | 0 | 0 | 9041.9681 | 8.6874 | 8.6441 | 8.6011 | 8.5584 | 8.5159 | 8.4737 | 8.4317 | 8.39 | 8.3485 | 8.3073 | 0 | 0 | 0 | 0 | 0 | 0 | 0 | 0 | 0 | 0 | 0.01405% | 0.12318 | 0.24574 | 0.36769 | 0.48904 | 0.60979 | 0.72993 | 0.84949 | 0.96845 | 1.0868 | 1.2046 | 1.2046 | 1.2046 | 1.2046 | 1.2046 | 1.2046 | 1.2046 | 1.2046 | 1.2046 | 1.2046 | 1.2046 | 1.2046 | 1.2046 | 1.2046 | 1.2046
| ComDoorAutoCloser_PSE | M_Input | Savings, cost, and EUL from PSE business case "Auto Door Closers_2016 Business Case_Signed-forIRP" | 2020 | Retro | 2022 | 2045 | PSE | Commercial | All Commercial | Electric | Per Auto Door Closer - Glass Reach-in - Medium-Temp - Gas Heating |  |  | Auto-Closers for Glass Reach-in Doors - Medium-Temp (Gas Heating) |  | 250 | 8 | 201.0095 | 0 |  | 0 | 0 | 0 | 0 | 0 | 0 | 0 | 0.25 |  | 0 | 0 | 0 | Refrigeration | Refrigeration | Door Auto Closer | Door Auto Closer | GrocRefLoad | 0.01083% | 99.94% | 99.94% | 1.4219 | 2.5719e-05 | 0.1638% | 12.5% | 85% | 6.8% | 0.2% | 96.6061 | 3.9873 | 10.0593 | 389.921 | 0 | 1.8188 | 0 | 394.8448 | 26.1553 |  | 0.1353 | 9.7225 | 0.1353 | 09. $0.130 to $0.150 | 1 | 9.7225 | 12. $1.50 to $999.00 | 0 | 2.1349 | 2.1242 | 2.1137 | 2.1032 | 2.0927 | 2.0824 | 2.072 | 2.0618 | 2.0516 | 2.0415 | 0 | 0 | 0 | 0 | 0 | 0 | 0 | 0 | 0 | 0 | 0 | 0 | 0 | 0 | 533.7167 | 531.0596 | 528.4184 | 525.7931 | 523.1835 | 520.5894 | 518.0109 | 515.4477 | 512.8997 | 510.367 | 0 | 0 | 0 | 0 | 0 | 0 | 0 | 0 | 0 | 0 | 0 | 0 | 0 | 0 | 5219.4859 | 533.7167 | 1064.7762 | 1593.1947 | 2118.9878 | 2642.1713 | 3162.7607 | 3680.7716 | 4196.2192 | 4709.119 | 5219.4859 | 5219.4859 | 5219.4859 | 5219.4859 | 5219.4859 | 5219.4859 | 5219.4859 | 5219.4859 | 5219.4859 | 5219.4859 | 5219.4859 | 5219.4859 | 5219.4859 | 5219.4859 | 5219.4859 | 0.33334 | 0.33168 | 0.33003 | 0.32839 | 0.32676 | 0.32514 | 0.32353 | 0.32193 | 0.32034 | 0.31876 | 0 | 0 | 0 | 0 | 0 | 0 | 0 | 0 | 0 | 0 | 0.083335 | 0.08292 | 0.082507 | 0.082097 | 0.08169 | 0.081285 | 0.080882 | 0.080482 | 0.080084 | 0.079689 | 0 | 0 | 0 | 0 | 0 | 0 | 0 | 0 | 0 | 0 | 0.81497 | 0.083335 | 0.16625 | 0.24876 | 0.33086 | 0.41255 | 0.49383 | 0.57472 | 0.6552 | 0.73528 | 0.81497 | 0.81497 | 0.81497 | 0.81497 | 0.81497 | 0.81497 | 0.81497 | 0.81497 | 0.81497 | 0.81497 | 0.81497 | 0.057827 | 0.11537 | 0.17262 | 0.22959 | 0.28627 | 0.34268 | 0.3988 | 0.45465 | 0.51022 | 0.56552 | 0.56552 | 0.56552 | 0.56552 | 0.56552 | 0.56552 | 0.56552 | 0.56552 | 0.56552 | 0.56552 | 0.56552 | 0.56552 | 0.56552 | 0.56552 | 0.56552 | 842.941 | 838.7445 | 834.5731 | 830.4267 | 826.3051 | 822.2082 | 818.1356 | 814.0874 | 810.0632 | 806.063 | 0 | 0 | 0 | 0 | 0 | 0 | 0 | 0 | 0 | 0 | 0 | 0 | 0 | 0 | 8243.5479 | 8.7186 | 8.6752 | 8.632 | 8.5891 | 8.5465 | 8.5041 | 8.462 | 8.4201 | 8.3785 | 8.3371 | 0 | 0 | 0 | 0 | 0 | 0 | 0 | 0 | 0 | 0 | 0.01405% | 0.074986 | 0.1496 | 0.22384 | 0.29771 | 0.37122 | 0.44436 | 0.51714 | 0.58956 | 0.66162 | 0.73332 | 0.73332 | 0.73332 | 0.73332 | 0.73332 | 0.73332 | 0.73332 | 0.73332 | 0.73332 | 0.73332 | 0.73332 | 0.73332 | 0.73332 | 0.73332 | 0.73332
| ComDoorAutoCloser_PSE | M_Input | Savings, cost, and EUL from PSE business case "Auto Door Closers_2016 Business Case_Signed-forIRP" | 2020 | Retro | 2022 | 2045 | PSE | Commercial | All Commercial | Electric | Per Auto Door Closer - Walk-in - Low-Temp - Gas Heating |  |  | Auto-Closers for Walk-in Doors - Low-Temp (Gas Heating) |  | 2809 | 8 | 201.0095 | 0 |  | 0 | 0 | 0 | 0 | 0 | 0 | 0 | 5.62 |  | 0 | 0 | 0 | Refrigeration | Refrigeration | Door Auto Closer | Door Auto Closer | GrocRefLoad | 0.01083% | 99.94% | 99.94% | 0.27944 | 5.0543e-06 | 0.3362% | 12.5% | 85% | 6.8% | 0.2% | 1085.4666 | 44.8012 | 113.0268 | 389.921 | 0 | 40.8859 | 0 | -204.9874 | -117.626 |  | -0.0062513 | -1.945 | -0.0062513 | 01. ($9,999.000) to $0.028 | 1 | -1.945 | 01. ($9,999.00) to $0.22 | 1 | 0.8608 | 0.85652 | 0.85226 | 0.84802 | 0.84382 | 0.83963 | 0.83547 | 0.83134 | 0.82723 | 0.82314 | 0 | 0 | 0 | 0 | 0 | 0 | 0 | 0 | 0 | 0 | 0 | 0 | 0 | 0 | 2417.997 | 2405.9591 | 2393.9935 | 2382.0994 | 2370.2765 | 2358.5242 | 2346.842 | 2335.2295 | 2323.6861 | 2312.2115 | 0 | 0 | 0 | 0 | 0 | 0 | 0 | 0 | 0 | 0 | 0 | 0 | 0 | 0 | 23646.8187 | 2417.997 | 4823.9561 | 7217.9496 | 9600.049 | 11970.3254 | 14328.8496 | 16675.6916 | 19010.9211 | 21334.6073 | 23646.8187 | 23646.8187 | 23646.8187 | 23646.8187 | 23646.8187 | 23646.8187 | 23646.8187 | 23646.8187 | 23646.8187 | 23646.8187 | 23646.8187 | 23646.8187 | 23646.8187 | 23646.8187 | 23646.8187 | 0.13441 | 0.13374 | 0.13307 | 0.13241 | 0.13175 | 0.1311 | 0.13045 | 0.12981 | 0.12916 | 0.12853 | 0 | 0 | 0 | 0 | 0 | 0 | 0 | 0 | 0 | 0 | 0.75536 | 0.7516 | 0.74786 | 0.74415 | 0.74045 | 0.73678 | 0.73313 | 0.72951 | 0.7259 | 0.72232 | 0 | 0 | 0 | 0 | 0 | 0 | 0 | 0 | 0 | 0 | 7.3871 | 0.75536 | 1.507 | 2.2548 | 2.999 | 3.7394 | 4.4762 | 5.2093 | 5.9389 | 6.6648 | 7.3871 | 7.3871 | 7.3871 | 7.3871 | 7.3871 | 7.3871 | 7.3871 | 7.3871 | 7.3871 | 7.3871 | 7.3871 | 0.26198 | 0.52267 | 0.78205 | 1.0401 | 1.297 | 1.5525 | 1.8068 | 2.0598 | 2.3116 | 2.5621 | 2.5621 | 2.5621 | 2.5621 | 2.5621 | 2.5621 | 2.5621 | 2.5621 | 2.5621 | 2.5621 | 2.5621 | 2.5621 | 2.5621 | 2.5621 | 2.5621 | 0 | 0 | 0 | 0 | 0 | 0 | 0 | 0 | 0 | 0 | 0 | 0 | 0 | 0 | 0 | 0 | 0 | 0 | 0 | 0 | 0 | 0 | 0 | 0 | 0 | 0 | 0 | 0 | 0 | 0 | 0 | 0 | 0 | 0 | 0 | 0 | 0 | 0 | 0 | 0 | 0 | 0 | 0 | 0 | 0 | 0.01405% | 0.33972 | 0.67775 | 1.0141 | 1.3488 | 1.6818 | 2.0132 | 2.3429 | 2.671 | 2.9975 | 3.3223 | 3.3223 | 3.3223 | 3.3223 | 3.3223 | 3.3223 | 3.3223 | 3.3223 | 3.3223 | 3.3223 | 3.3223 | 3.3223 | 3.3223 | 3.3223 | 3.3223
| ComDoorAutoCloser_PSE | M_Input | Savings, cost, and EUL from PSE business case "Auto Door Closers_2016 Business Case_Signed-forIRP" | 2020 | Retro | 2022 | 2045 | PSE | Commercial | All Commercial | Electric | Per Auto Door Closer - Walk-in - Medium-Temp - Gas Heating |  |  | Auto-Closers for Walk-in Doors - Medium-Temp (Gas Heating) |  | 221 | 8 | 201.0095 | 0 |  | 0 | 0 | 0 | 0 | 0 | 0 | 0 | 0.22 |  | 0 | 0 | 0 | Refrigeration | Refrigeration | Door Auto Closer | Door Auto Closer | GrocRefLoad | 0.01083% | 99.94% | 99.94% | 0.27944 | 5.0543e-06 | 0.3362% | 12.5% | 85% | 6.8% | 0.2% | 85.3998 | 3.5248 | 8.8925 | 389.921 | 0 | 1.6005 | 0 | 399.022 | 27.7847 |  | 0.15467 | 11.7366 | 0.15467 | 10. $0.150 to $0.175 | 0 | 11.7366 | 12. $1.50 to $999.00 | 0 | 0.8608 | 0.85652 | 0.85226 | 0.84802 | 0.84382 | 0.83963 | 0.83547 | 0.83134 | 0.82723 | 0.82314 | 0 | 0 | 0 | 0 | 0 | 0 | 0 | 0 | 0 | 0 | 0 | 0 | 0 | 0 | 190.2376 | 189.2905 | 188.3491 | 187.4133 | 186.4831 | 185.5585 | 184.6394 | 183.7258 | 182.8176 | 181.9148 | 0 | 0 | 0 | 0 | 0 | 0 | 0 | 0 | 0 | 0 | 0 | 0 | 0 | 0 | 1860.4297 | 190.2376 | 379.5281 | 567.8771 | 755.2904 | 941.7736 | 1127.3321 | 1311.9715 | 1495.6972 | 1678.5148 | 1860.4297 | 1860.4297 | 1860.4297 | 1860.4297 | 1860.4297 | 1860.4297 | 1860.4297 | 1860.4297 | 1860.4297 | 1860.4297 | 1860.4297 | 1860.4297 | 1860.4297 | 1860.4297 | 1860.4297 | 0.13441 | 0.13374 | 0.13307 | 0.13241 | 0.13175 | 0.1311 | 0.13045 | 0.12981 | 0.12916 | 0.12853 | 0 | 0 | 0 | 0 | 0 | 0 | 0 | 0 | 0 | 0 | 0.029569 | 0.029422 | 0.029276 | 0.02913 | 0.028986 | 0.028842 | 0.028699 | 0.028557 | 0.028416 | 0.028276 | 0 | 0 | 0 | 0 | 0 | 0 | 0 | 0 | 0 | 0 | 0.28917 | 0.029569 | 0.058991 | 0.088267 | 0.1174 | 0.14638 | 0.17523 | 0.20392 | 0.23248 | 0.2609 | 0.28917 | 0.28917 | 0.28917 | 0.28917 | 0.28917 | 0.28917 | 0.28917 | 0.28917 | 0.28917 | 0.28917 | 0.28917 | 0.020612 | 0.041121 | 0.061528 | 0.081834 | 0.10204 | 0.12214 | 0.14215 | 0.16206 | 0.18186 | 0.20157 | 0.20157 | 0.20157 | 0.20157 | 0.20157 | 0.20157 | 0.20157 | 0.20157 | 0.20157 | 0.20157 | 0.20157 | 0.20157 | 0.20157 | 0.20157 | 0.20157 | 343.4795 | 341.7695 | 340.0698 | 338.3802 | 336.7008 | 335.0313 | 333.3719 | 331.7223 | 330.0826 | 328.4526 | 0 | 0 | 0 | 0 | 0 | 0 | 0 | 0 | 0 | 0 | 0 | 0 | 0 | 0 | 3359.0605 | 3.7344 | 3.7158 | 3.6974 | 3.679 | 3.6607 | 3.6426 | 3.6245 | 3.6066 | 3.5888 | 3.5711 | 0 | 0 | 0 | 0 | 0 | 0 | 0 | 0 | 0 | 0 | 0.01405% | 0.026728 | 0.053323 | 0.079785 | 0.10612 | 0.13232 | 0.15839 | 0.18433 | 0.21014 | 0.23583 | 0.26139 | 0.26139 | 0.26139 | 0.26139 | 0.26139 | 0.26139 | 0.26139 | 0.26139 | 0.26139 | 0.26139 | 0.26139 | 0.26139 | 0.26139 | 0.26139 | 0.26139
| ComDoorAutoCloser_PSE | M_Input | Savings, cost, and EUL from PSE business case "Auto Door Closers_2016 Business Case_Signed-forIRP" | 2020 | Retro | 2022 | 2045 | PSE | Commercial | All Commercial | Electric | Per Auto Door Closer - Glass Reach-in - Low-Temp - Electric Heating |  |  | Auto-Closers for Glass Reach-in Doors - Low-Temp (Electric Heating) |  | 342.5 | 8 | 201.0095 | 0 |  | 0 | 0 | 0 | 0 | 0 | 0 | 0 | 0 |  | 0 | 0 | 0 | Refrigeration | Refrigeration | Door Auto Closer | Door Auto Closer | GrocRefLoad | 0.01083% | 99.94% | 99.94% | 1.7379 | 3.1434e-05 | 32.6% | 12.5% | 85% | 6.8% | 0.2% | 132.3504 | 5.4626 | 13.7813 | 389.921 | 0 | 0 | 0 | 410.879 | 20.958 |  | 0.10277 | 0 | 0.10277 | 07. $0.085 to $0.115 | 1 | 0 | 01. ($9,999.00) to $0.22 | 1 | 519.247 | 516.662 | 514.0924 | 511.5383 | 508.9994 | 506.4757 | 503.967 | 501.4733 | 498.9945 | 496.5304 | 0 | 0 | 0 | 0 | 0 | 0 | 0 | 0 | 0 | 0 | 0 | 0 | 0 | 0 | 177842.0995 | 176956.7264 | 176076.6585 | 175201.8586 | 174332.29 | 173467.916 | 172608.7004 | 171754.6071 | 170905.6004 | 170061.6449 | 0 | 0 | 0 | 0 | 0 | 0 | 0 | 0 | 0 | 0 | 0 | 0 | 0 | 0 | 1739208.1018 | 177842.0995 | 354798.8259 | 530875.4844 | 706077.343 | 880409.633 | 1053877.5491 | 1226486.2494 | 1398240.8565 | 1569146.4569 | 1739208.1018 | 1739208.1018 | 1739208.1018 | 1739208.1018 | 1739208.1018 | 1739208.1018 | 1739208.1018 | 1739208.1018 | 1739208.1018 | 1739208.1018 | 1739208.1018 | 1739208.1018 | 1739208.1018 | 1739208.1018 | 1739208.1018 | 0 | 0 | 0 | 0 | 0 | 0 | 0 | 0 | 0 | 0 | 0 | 0 | 0 | 0 | 0 | 0 | 0 | 0 | 0 | 0 | 0 | 0 | 0 | 0 | 0 | 0 | 0 | 0 | 0 | 0 | 0 | 0 | 0 | 0 | 0 | 0 | 0 | 0 | 0 | 0 | 0 | 0 | 0 | 0 | 0 | 0 | 0 | 0 | 0 | 0 | 0 | 0 | 0 | 0 | 0 | 0 | 0 | 0 | 0 | 0 | 0 | 19.2688 | 38.4417 | 57.5193 | 76.502 | 95.3906 | 114.1855 | 132.8872 | 151.4965 | 170.0138 | 188.4396 | 188.4396 | 188.4396 | 188.4396 | 188.4396 | 188.4396 | 188.4396 | 188.4396 | 188.4396 | 188.4396 | 188.4396 | 188.4396 | 188.4396 | 188.4396 | 188.4396 | 213347.6851 | 212285.5502 | 211229.7796 | 210180.3289 | 209137.1538 | 208100.2104 | 207069.4552 | 206044.845 | 205026.337 | 204013.8886 | 0 | 0 | 0 | 0 | 0 | 0 | 0 | 0 | 0 | 0 | 0 | 0 | 0 | 0 | 2086435.2337 | 0 | 0 | 0 | 0 | 0 | 0 | 0 | 0 | 0 | 0 | 0 | 0 | 0 | 0 | 0 | 0 | 0 | 0 | 0 | 0 | 0.01405% | 24.9863 | 49.8483 | 74.5866 | 99.202 | 123.6952 | 148.067 | 172.318 | 196.4491 | 220.4609 | 244.3541 | 244.3541 | 244.3541 | 244.3541 | 244.3541 | 244.3541 | 244.3541 | 244.3541 | 244.3541 | 244.3541 | 244.3541 | 244.3541 | 244.3541 | 244.3541 | 244.3541
| ComDoorAutoCloser_PSE | M_Input | Savings, cost, and EUL from PSE business case "Auto Door Closers_2016 Business Case_Signed-forIRP" | 2020 | Retro | 2022 | 2045 | PSE | Commercial | All Commercial | Electric | Per Auto Door Closer - Glass Reach-in - Medium-Temp - Electric Heating |  |  | Auto-Closers for Glass Reach-in Doors - Medium-Temp (Electric Heating) |  | 252.4 | 8 | 201.0095 | 0 |  | 0 | 0 | 0 | 0 | 0 | 0 | 0 | 0 |  | 0 | 0 | 0 | Refrigeration | Refrigeration | Door Auto Closer | Door Auto Closer | GrocRefLoad | 0.01083% | 99.94% | 99.94% | 1.4219 | 2.5719e-05 | 32.6% | 12.5% | 85% | 6.8% | 0.2% | 97.5336 | 4.0256 | 10.1559 | 389.921 | 0 | 0 | 0 | 415.9414 | 26.0204 |  | 0.14117 | 0 | 0.14117 | 09. $0.130 to $0.150 | 1 | 0 | 01. ($9,999.00) to $0.22 | 1 | 424.8385 | 422.7234 | 420.6211 | 418.5313 | 416.454 | 414.3892 | 412.3366 | 410.2963 | 408.2682 | 406.2521 | 0 | 0 | 0 | 0 | 0 | 0 | 0 | 0 | 0 | 0 | 0 | 0 | 0 | 0 | 107229.2271 | 106695.3947 | 106164.7611 | 105637.3038 | 105113.0007 | 104591.8296 | 104073.7687 | 103558.7964 | 103046.891 | 102538.0312 | 0 | 0 | 0 | 0 | 0 | 0 | 0 | 0 | 0 | 0 | 0 | 0 | 0 | 0 | 1048649.0044 | 107229.2271 | 213924.6219 | 320089.383 | 425726.6868 | 530839.6874 | 635431.517 | 739505.2858 | 843064.0822 | 946110.9732 | 1048649.0044 | 1048649.0044 | 1048649.0044 | 1048649.0044 | 1048649.0044 | 1048649.0044 | 1048649.0044 | 1048649.0044 | 1048649.0044 | 1048649.0044 | 1048649.0044 | 1048649.0044 | 1048649.0044 | 1048649.0044 | 1048649.0044 | 0 | 0 | 0 | 0 | 0 | 0 | 0 | 0 | 0 | 0 | 0 | 0 | 0 | 0 | 0 | 0 | 0 | 0 | 0 | 0 | 0 | 0 | 0 | 0 | 0 | 0 | 0 | 0 | 0 | 0 | 0 | 0 | 0 | 0 | 0 | 0 | 0 | 0 | 0 | 0 | 0 | 0 | 0 | 0 | 0 | 0 | 0 | 0 | 0 | 0 | 0 | 0 | 0 | 0 | 0 | 0 | 0 | 0 | 0 | 0 | 0 | 11.6181 | 23.1783 | 34.681 | 46.1266 | 57.5154 | 68.8477 | 80.1239 | 91.3442 | 102.5092 | 113.619 | 113.619 | 113.619 | 113.619 | 113.619 | 113.619 | 113.619 | 113.619 | 113.619 | 113.619 | 113.619 | 113.619 | 113.619 | 113.619 | 113.619 | 176707.9016 | 175828.175 | 174953.7198 | 174084.499 | 173220.4761 | 172361.6147 | 171507.8787 | 170659.2325 | 169815.6404 | 168977.0673 | 0 | 0 | 0 | 0 | 0 | 0 | 0 | 0 | 0 | 0 | 0 | 0 | 0 | 0 | 1728116.2049 | 0 | 0 | 0 | 0 | 0 | 0 | 0 | 0 | 0 | 0 | 0 | 0 | 0 | 0 | 0 | 0 | 0 | 0 | 0 | 0 | 0.01405% | 15.0654 | 30.0558 | 44.9717 | 59.8135 | 74.5816 | 89.2764 | 103.8985 | 118.4482 | 132.9261 | 147.3324 | 147.3324 | 147.3324 | 147.3324 | 147.3324 | 147.3324 | 147.3324 | 147.3324 | 147.3324 | 147.3324 | 147.3324 | 147.3324 | 147.3324 | 147.3324 | 147.3324
| ComDoorAutoCloser_PSE | M_Input | Savings, cost, and EUL from PSE business case "Auto Door Closers_2016 Business Case_Signed-forIRP" | 2020 | Retro | 2022 | 2045 | PSE | Commercial | All Commercial | Electric | Per Auto Door Closer - Walk-in - Low-Temp - Electric Heating |  |  | Auto-Closers for Walk-in Doors - Low-Temp (Electric Heating) |  | 2863.2 | 8 | 201.0095 | 0 |  | 0 | 0 | 0 | 0 | 0 | 0 | 0 | 0 |  | 0 | 0 | 0 | Refrigeration | Refrigeration | Door Auto Closer | Door Auto Closer | GrocRefLoad | 0.01083% | 99.94% | 99.94% | 0.27944 | 5.0543e-06 | 66.9% | 12.5% | 85% | 6.8% | 0.2% | 1106.4108 | 45.6656 | 115.2076 | 389.921 | 0 | 0 | 0 | 269.2496 | -120.6714 |  | 0.0080557 | 0 | 0.0080557 | 01. ($9,999.000) to $0.028 | 1 | 0 | 01. ($9,999.00) to $0.22 | 1 | 171.2999 | 170.4471 | 169.5994 | 168.7568 | 167.9192 | 167.0866 | 166.259 | 165.4363 | 164.6186 | 163.8057 | 0 | 0 | 0 | 0 | 0 | 0 | 0 | 0 | 0 | 0 | 0 | 0 | 0 | 0 | 490465.8477 | 488024.1014 | 485596.9863 | 483184.3998 | 480786.2403 | 478402.407 | 476032.7997 | 473677.3192 | 471335.8671 | 469008.3454 | 0 | 0 | 0 | 0 | 0 | 0 | 0 | 0 | 0 | 0 | 0 | 0 | 0 | 0 | 4796514.3139 | 490465.8477 | 978489.9491 | 1464086.9354 | 1947271.3352 | 2428057.5755 | 2906459.9825 | 3382492.7822 | 3856170.1014 | 4327505.9685 | 4796514.3139 | 4796514.3139 | 4796514.3139 | 4796514.3139 | 4796514.3139 | 4796514.3139 | 4796514.3139 | 4796514.3139 | 4796514.3139 | 4796514.3139 | 4796514.3139 | 4796514.3139 | 4796514.3139 | 4796514.3139 | 4796514.3139 | 0 | 0 | 0 | 0 | 0 | 0 | 0 | 0 | 0 | 0 | 0 | 0 | 0 | 0 | 0 | 0 | 0 | 0 | 0 | 0 | 0 | 0 | 0 | 0 | 0 | 0 | 0 | 0 | 0 | 0 | 0 | 0 | 0 | 0 | 0 | 0 | 0 | 0 | 0 | 0 | 0 | 0 | 0 | 0 | 0 | 0 | 0 | 0 | 0 | 0 | 0 | 0 | 0 | 0 | 0 | 0 | 0 | 0 | 0 | 0 | 0 | 53.141 | 106.0174 | 158.6308 | 210.9828 | 263.075 | 314.9089 | 366.4861 | 417.8081 | 468.8763 | 519.6924 | 519.6924 | 519.6924 | 519.6924 | 519.6924 | 519.6924 | 519.6924 | 519.6924 | 519.6924 | 519.6924 | 519.6924 | 519.6924 | 519.6924 | 519.6924 | 519.6924 | 46122.4305 | 45892.8136 | 45664.5725 | 45437.6977 | 45212.1795 | 44988.0086 | 44765.1754 | 44543.6708 | 44323.4853 | 44104.6098 | 0 | 0 | 0 | 0 | 0 | 0 | 0 | 0 | 0 | 0 | 0 | 0 | 0 | 0 | 451054.6436 | 0 | 0 | 0 | 0 | 0 | 0 | 0 | 0 | 0 | 0 | 0 | 0 | 0 | 0 | 0 | 0 | 0 | 0 | 0 | 0 | 0.01405% | 68.9091 | 137.4752 | 205.7003 | 273.5864 | 341.1356 | 408.3498 | 475.2312 | 541.7816 | 608.003 | 673.8974 | 673.8974 | 673.8974 | 673.8974 | 673.8974 | 673.8974 | 673.8974 | 673.8974 | 673.8974 | 673.8974 | 673.8974 | 673.8974 | 673.8974 | 673.8974 | 673.8974
| ComDoorAutoCloser_PSE | M_Input | Savings, cost, and EUL from PSE business case "Auto Door Closers_2016 Business Case_Signed-forIRP" | 2020 | Retro | 2022 | 2045 | PSE | Commercial | All Commercial | Electric | Per Auto Door Closer - Walk-in - Medium-Temp - Electric Heating |  |  | Auto-Closers for Walk-in Doors - Medium-Temp (Electric Heating) |  | 223.1 | 8 | 201.0095 | 0 |  | 0 | 0 | 0 | 0 | 0 | 0 | 0 | 0 |  | 0 | 0 | 0 | Refrigeration | Refrigeration | Door Auto Closer | Door Auto Closer | GrocRefLoad | 0.01083% | 99.94% | 99.94% | 0.27944 | 5.0543e-06 | 66.9% | 12.5% | 85% | 6.8% | 0.2% | 86.2113 | 3.5583 | 8.977 | 389.921 | 0 | 0 | 0 | 417.5877 | 27.6667 |  | 0.16034 | 0 | 0.16034 | 10. $0.150 to $0.175 | 0 | 0 | 01. ($9,999.00) to $0.22 | 1 | 171.2999 | 170.4471 | 169.5994 | 168.7568 | 167.9192 | 167.0866 | 166.259 | 165.4363 | 164.6186 | 163.8057 | 0 | 0 | 0 | 0 | 0 | 0 | 0 | 0 | 0 | 0 | 0 | 0 | 0 | 0 | 38217.0057 | 38026.7453 | 37837.6249 | 37649.6366 | 37462.7725 | 37277.0247 | 37092.3853 | 36908.8467 | 36726.4012 | 36545.0412 | 0 | 0 | 0 | 0 | 0 | 0 | 0 | 0 | 0 | 0 | 0 | 0 | 0 | 0 | 373743.484 | 38217.0057 | 76243.7509 | 114081.3758 | 151731.0125 | 189193.785 | 226470.8096 | 263563.1949 | 300472.0416 | 337198.4428 | 373743.484 | 373743.484 | 373743.484 | 373743.484 | 373743.484 | 373743.484 | 373743.484 | 373743.484 | 373743.484 | 373743.484 | 373743.484 | 373743.484 | 373743.484 | 373743.484 | 373743.484 | 0 | 0 | 0 | 0 | 0 | 0 | 0 | 0 | 0 | 0 | 0 | 0 | 0 | 0 | 0 | 0 | 0 | 0 | 0 | 0 | 0 | 0 | 0 | 0 | 0 | 0 | 0 | 0 | 0 | 0 | 0 | 0 | 0 | 0 | 0 | 0 | 0 | 0 | 0 | 0 | 0 | 0 | 0 | 0 | 0 | 0 | 0 | 0 | 0 | 0 | 0 | 0 | 0 | 0 | 0 | 0 | 0 | 0 | 0 | 0 | 0 | 4.1407 | 8.2609 | 12.3605 | 16.4397 | 20.4988 | 24.5376 | 28.5565 | 32.5555 | 36.5348 | 40.4943 | 40.4943 | 40.4943 | 40.4943 | 40.4943 | 40.4943 | 40.4943 | 40.4943 | 40.4943 | 40.4943 | 40.4943 | 40.4943 | 40.4943 | 40.4943 | 40.4943 | 71532.7207 | 71176.6006 | 70822.6144 | 70470.7471 | 70120.984 | 69773.3102 | 69427.7114 | 69084.1728 | 68742.6802 | 68403.2194 | 0 | 0 | 0 | 0 | 0 | 0 | 0 | 0 | 0 | 0 | 0 | 0 | 0 | 0 | 699554.7607 | 0 | 0 | 0 | 0 | 0 | 0 | 0 | 0 | 0 | 0 | 0 | 0 | 0 | 0 | 0 | 0 | 0 | 0 | 0 | 0 | 0.01405% | 5.3694 | 10.712 | 16.0281 | 21.3178 | 26.5812 | 31.8185 | 37.0299 | 42.2155 | 47.3755 | 52.51 | 52.51 | 52.51 | 52.51 | 52.51 | 52.51 | 52.51 | 52.51 | 52.51 | 52.51 | 52.51 | 52.51 | 52.51 | 52.51 | 52.51
| ComECMsforWalkIns_PSE | M_Input | PSE Business Case: Motor | 2020 | Retro | 2022 | 2045 | PSE | Commercial | All Commercial | Electric | Per Walk-In Refrigerator ECM (23W) - SBDI | Per Walk-In Refrigerator ECM (23W) - SBDI | 275.73 | SBDI: ECM - Walk In - 23w |  | 583 | 15 | 275.73 | 0 |  | 0 | 0 | 0 | 0 | 0 | 0 | 0 | 0 |  | 0 | 0 | 0 | Refrigeration | Refrigeration | ECM for Walkins | Evaporator Fan ECM Motor Controller | GrocRefLoad | 0.01083% | 99.94% | 99.94% | 0.76727 | 1.3878e-05 | 50% | 6.667% | 95% | 6.8% | 0.2% | 383.3626 | 9.2984 | 39.2661 | 353.9281 | 0 | 0 | 0 | 360.5096 | 6.5816 |  | 0.052972 | 0 | 0.052972 | 02. $0.028 to $0.055 | 1 | 0 | 01. ($9,999.00) to $0.22 | 1 | 392.9064 | 390.9504 | 389.0061 | 387.0734 | 385.1522 | 383.2426 | 381.3443 | 379.4574 | 377.5816 | 375.7171 | 0 | 0 | 0 | 0 | 0 | 0 | 0 | 0 | 0 | 0 | 0 | 0 | 0 | 0 | 229064.459 | 227924.0794 | 226790.5329 | 225663.7718 | 224543.7487 | 223430.4163 | 222323.7281 | 221223.6375 | 220130.0986 | 219043.0657 | 0 | 0 | 0 | 0 | 0 | 0 | 0 | 0 | 0 | 0 | 0 | 0 | 0 | 0 | 2240137.538 | 229064.459 | 456988.5384 | 683779.0713 | 909442.8431 | 1133986.5918 | 1357417.0082 | 1579740.7362 | 1800964.3737 | 2021094.4723 | 2240137.538 | 2240137.538 | 2240137.538 | 2240137.538 | 2240137.538 | 2240137.538 | 2240137.538 | 2240137.538 | 2240137.538 | 2240137.538 | 2240137.538 | 2240137.538 | 2240137.538 | 2240137.538 | 2240137.538 | 0 | 0 | 0 | 0 | 0 | 0 | 0 | 0 | 0 | 0 | 0 | 0 | 0 | 0 | 0 | 0 | 0 | 0 | 0 | 0 | 0 | 0 | 0 | 0 | 0 | 0 | 0 | 0 | 0 | 0 | 0 | 0 | 0 | 0 | 0 | 0 | 0 | 0 | 0 | 0 | 0 | 0 | 0 | 0 | 0 | 0 | 0 | 0 | 0 | 0 | 0 | 0 | 0 | 0 | 0 | 0 | 0 | 0 | 0 | 0 | 0 | 24.8187 | 49.5138 | 74.086 | 98.5363 | 122.8651 | 147.0733 | 171.1616 | 195.1308 | 218.9814 | 242.7143 | 242.7143 | 242.7143 | 242.7143 | 242.7143 | 242.7143 | 242.7143 | 242.7143 | 242.7143 | 242.7143 | 242.7143 | 242.7143 | 242.7143 | 242.7143 | 242.7143 | 141646.5568 | 140941.3804 | 140240.4294 | 139543.6743 | 138851.0858 | 138162.6346 | 137478.2919 | 136798.0291 | 136121.8176 | 135449.6292 | 0 | 0 | 0 | 0 | 0 | 0 | 0 | 0 | 0 | 0 | 0 | 0 | 0 | 0 | 1385233.529 | 0 | 0 | 0 | 0 | 0 | 0 | 0 | 0 | 0 | 0 | 0 | 0 | 0 | 0 | 0 | 0 | 0 | 0 | 0 | 0 | 0.01405% | 32.1829 | 64.2057 | 96.0691 | 127.7743 | 159.3221 | 190.7134 | 221.9493 | 253.0307 | 283.9584 | 314.7333 | 314.7333 | 314.7333 | 314.7333 | 314.7333 | 314.7333 | 314.7333 | 314.7333 | 314.7333 | 314.7333 | 314.7333 | 314.7333 | 314.7333 | 314.7333 | 314.7333
| ComECMsforWalkIns_PSE | M_Input | PSE Business Case: Motor | 2020 | Retro | 2022 | 2045 | PSE | Commercial | All Commercial | Electric | Per Walk-In Refrigerator ECM (More than 23W) - SBDI | Per Walk-In Refrigerator ECM (More than 23W) - SBDI | 275.73 | SBDI: ECM - Walk In - More than 23w |  | 1355 | 15 | 275.73 | 0 |  | 0 | 0 | 0 | 0 | 0 | 0 | 0 | 0 |  | 0 | 0 | 0 | Refrigeration | Refrigeration | ECM for Walkins | Evaporator Fan ECM Motor Controller | GrocRefLoad | 0.01083% | 99.94% | 99.94% | 0.76727 | 1.3878e-05 | 50% | 6.667% | 95% | 6.8% | 0.2% | 891.0057 | 21.6111 | 91.2617 | 353.9281 | 0 | 0 | 0 | 296.2013 | -57.7268 |  | 0.018726 | 0 | 0.018726 | 01. ($9,999.000) to $0.028 | 1 | 0 | 01. ($9,999.00) to $0.22 | 1 | 392.9064 | 390.9504 | 389.0061 | 387.0734 | 385.1522 | 383.2426 | 381.3443 | 379.4574 | 377.5816 | 375.7171 | 0 | 0 | 0 | 0 | 0 | 0 | 0 | 0 | 0 | 0 | 0 | 0 | 0 | 0 | 532388.2367 | 529737.7831 | 527103.2111 | 524484.4097 | 521881.2684 | 519293.6778 | 516721.5292 | 514164.7149 | 511623.1279 | 509096.6622 | 0 | 0 | 0 | 0 | 0 | 0 | 0 | 0 | 0 | 0 | 0 | 0 | 0 | 0 | 5206494.621 | 532388.2367 | 1062126.0198 | 1589229.2309 | 2113713.6406 | 2635594.909 | 3154888.5867 | 3671610.1159 | 4185774.8308 | 4697397.9588 | 5206494.621 | 5206494.621 | 5206494.621 | 5206494.621 | 5206494.621 | 5206494.621 | 5206494.621 | 5206494.621 | 5206494.621 | 5206494.621 | 5206494.621 | 5206494.621 | 5206494.621 | 5206494.621 | 5206494.621 | 0 | 0 | 0 | 0 | 0 | 0 | 0 | 0 | 0 | 0 | 0 | 0 | 0 | 0 | 0 | 0 | 0 | 0 | 0 | 0 | 0 | 0 | 0 | 0 | 0 | 0 | 0 | 0 | 0 | 0 | 0 | 0 | 0 | 0 | 0 | 0 | 0 | 0 | 0 | 0 | 0 | 0 | 0 | 0 | 0 | 0 | 0 | 0 | 0 | 0 | 0 | 0 | 0 | 0 | 0 | 0 | 0 | 0 | 0 | 0 | 0 | 57.6832 | 115.0792 | 172.1897 | 229.0165 | 285.5613 | 341.8257 | 397.8114 | 453.52 | 508.9534 | 564.1129 | 564.1129 | 564.1129 | 564.1129 | 564.1129 | 564.1129 | 564.1129 | 564.1129 | 564.1129 | 564.1129 | 564.1129 | 564.1129 | 564.1129 | 564.1129 | 564.1129 | 116379.4008 | 115800.015 | 115224.1009 | 114651.6342 | 114082.5907 | 113516.9467 | 112954.6782 | 112395.7618 | 111840.1741 | 111287.8919 | 0 | 0 | 0 | 0 | 0 | 0 | 0 | 0 | 0 | 0 | 0 | 0 | 0 | 0 | 1138133.1942 | 0 | 0 | 0 | 0 | 0 | 0 | 0 | 0 | 0 | 0 | 0 | 0 | 0 | 0 | 0 | 0 | 0 | 0 | 0 | 0 | 0.01405% | 74.7991 | 149.2259 | 223.2824 | 296.9711 | 370.294 | 443.2534 | 515.8514 | 588.0901 | 659.9718 | 731.4985 | 731.4985 | 731.4985 | 731.4985 | 731.4985 | 731.4985 | 731.4985 | 731.4985 | 731.4985 | 731.4985 | 731.4985 | 731.4985 | 731.4985 | 731.4985 | 731.4985
| ComECMVAV-7P_V4 | M_Input | Savings, cost, and EUL from 7th Plan workbook COM-ECM-VAV-7P_V4 | 2020 | New | 2022 | 2045 | PSE | Commercial | Large Off | Electric | Per Commercial Building Square Feet |  |  | ECM-VAV-New-Large Off |  | 0.12648 | 18 | 0.077344 | 0 |  | 0 | 0 | 0 | 0 | 0 | 0 | 0 | 0 |  | 0 | 0 | 0 | Heating | Electric Heating | ECM VAV | ECM VAV | CommVENT | 0.0141% | 55.86% | 55.86% | 229881.7404 | 1 | 100% | 5.556% | 85% | 6.8% | 0.2% | 0.099116 | 0.0026254 | 0.010174 | 0.089222 | 0 | 0 | 0 | 0.091892 | 0.0026693 |  | 0.062235 | 0 | 0.062235 | 04. $0.062 to $0.070 | 1 | 0 | 01. ($9,999.00) to $0.22 | 1 | 42869.2819 | 100146.6865 | 126481.0998 | 75454.5588 | 125146.1719 | 185428.9748 | 277996.4255 | 157583.8548 | 310086.5481 | 398227.4345 | 315727.7521 | 113168.1354 | 406632.9828 | 513145.7724 | 442377.0948 | 264771.7388 | 382966.7749 | 439192.5684 | 476740.5944 | 350490.6443 | 429037.5513 | 440400.1426 | 526525.5201 | 403765.6265 | 5422.3105 | 12667.0287 | 15997.9304 | 9543.8511 | 15829.0824 | 23453.9377 | 35162.3087 | 19931.9547 | 39221.2199 | 50369.6979 | 39934.7462 | 14314.0434 | 51432.8716 | 64905.1153 | 55953.9567 | 33489.5875 | 48439.4572 | 55551.1627 | 60300.4154 | 44331.7219 | 54266.7079 | 55703.9024 | 66597.4494 | 51070.1948 | 923890.6546 | 5422.3105 | 18089.3392 | 34087.2696 | 43631.1207 | 59460.2031 | 82914.1408 | 118076.4495 | 138008.4042 | 177229.6241 | 227599.322 | 267534.0682 | 281848.1116 | 333280.9832 | 398186.0986 | 454140.0553 | 487629.6428 | 536069.1 | 591620.2627 | 651920.6782 | 696252.4001 | 750519.108 | 806223.0104 | 872820.4598 | 923890.6546 | 0 | 0 | 0 | 0 | 0 | 0 | 0 | 0 | 0 | 0 | 0 | 0 | 0 | 0 | 0 | 0 | 0 | 0 | 0 | 0 | 0 | 0 | 0 | 0 | 0 | 0 | 0 | 0 | 0 | 0 | 0 | 0 | 0 | 0 | 0 | 0 | 0 | 0 | 0 | 0 | 0 | 0 | 0 | 0 | 0 | 0 | 0 | 0 | 0 | 0 | 0 | 0 | 0 | 0 | 0 | 0 | 0 | 0 | 0 | 0 | 0 | 0.76457 | 2.5507 | 4.8065 | 6.1522 | 8.3842 | 11.6913 | 16.6494 | 19.4599 | 24.9902 | 32.0926 | 37.7236 | 39.742 | 46.9943 | 56.1462 | 64.036 | 68.7582 | 75.5884 | 83.4214 | 91.924 | 98.175 | 105.8269 | 113.6814 | 123.072 | 130.2731 | 3939.3295 | 9202.6454 | 11622.5584 | 6933.6448 | 11499.8897 | 17039.3766 | 25545.5534 | 14480.6422 | 28494.3681 | 36593.7806 | 29012.7477 | 10399.208 | 37366.1804 | 47153.8176 | 40650.7662 | 24330.315 | 35191.4532 | 40358.1348 | 43808.4853 | 32207.1676 | 39424.9734 | 40469.1008 | 48383.3048 | 37102.6943 | 671210.1378 | 0 | 0 | 0 | 0 | 0 | 0 | 0 | 0 | 0 | 0 | 0 | 0 | 0 | 0 | 0 | 0 | 0 | 0 | 0 | 0 | 0.01557% | 0.84438 | 2.8169 | 5.3082 | 6.7944 | 9.2593 | 12.9116 | 18.3872 | 21.4911 | 27.5987 | 35.4424 | 41.6611 | 43.8902 | 51.8994 | 62.0066 | 70.72 | 75.935 | 83.4782 | 92.1288 | 101.5189 | 108.4224 | 116.8729 | 125.5473 | 135.918 | 143.8708
| ComECMVAV-7P_V4 | M_Input | Savings, cost, and EUL from 7th Plan workbook COM-ECM-VAV-7P_V4 | 2020 | New | 2022 | 2045 | PSE | Commercial | Medium Off | Electric | Per Commercial Building Square Feet |  |  | ECM-VAV-New-Medium Off |  | 0.01024 | 18 | 0.0062614 | 0 |  | 0 | 0 | 0 | 0 | 0 | 0 | 0 | 0 |  | 0 | 0 | 0 | Heating | Electric Heating | ECM VAV | ECM VAV | CommVENT | 0.0141% | 55.86% | 55.86% | 41759.2514 | 1 | 100% | 5.556% | 85% | 6.8% | 0.2% | 0.0080239 | 0.00021254 | 0.00082365 | 0.007223 | 0 | 0 | 0 | 0.0074391 | 0.00021609 |  | 0.062235 | 0 | 0.062235 | 04. $0.062 to $0.070 | 1 | 0 | 01. ($9,999.00) to $0.22 | 1 | 33358.6761 | 77929.0141 | 98421.1037 | 58714.867 | 97382.3312 | 144291.316 | 216322.5577 | 122623.672 | 241293.4449 | 309880.1612 | 245683.1405 | 88061.6377 | 316420.9277 | 399303.7167 | 344235.1621 | 206031.7849 | 298005.0987 | 341757.127 | 370975.0747 | 272733.8399 | 333855.0136 | 342696.7993 | 409715.1501 | 314189.6982 | 341.578 | 797.9585 | 1007.7884 | 601.2142 | 997.1518 | 1477.479 | 2215.0469 | 1255.612 | 2470.7377 | 3173.0353 | 2515.6863 | 901.7121 | 3240.0098 | 4088.6928 | 3524.8152 | 2109.674 | 3051.4399 | 3499.4412 | 3798.62 | 2792.6734 | 3418.5271 | 3509.0631 | 4195.3012 | 3217.163 | 58200.4209 | 341.578 | 1139.5365 | 2147.3249 | 2748.5391 | 3745.6909 | 5223.1699 | 7438.2169 | 8693.8288 | 11164.5666 | 14337.6018 | 16853.2881 | 17755.0002 | 20995.01 | 25083.7027 | 28608.5179 | 30718.1919 | 33769.6318 | 37269.073 | 41067.6931 | 43860.3665 | 47278.8936 | 50787.9567 | 54983.2579 | 58200.4209 | 0 | 0 | 0 | 0 | 0 | 0 | 0 | 0 | 0 | 0 | 0 | 0 | 0 | 0 | 0 | 0 | 0 | 0 | 0 | 0 | 0 | 0 | 0 | 0 | 0 | 0 | 0 | 0 | 0 | 0 | 0 | 0 | 0 | 0 | 0 | 0 | 0 | 0 | 0 | 0 | 0 | 0 | 0 | 0 | 0 | 0 | 0 | 0 | 0 | 0 | 0 | 0 | 0 | 0 | 0 | 0 | 0 | 0 | 0 | 0 | 0 | 0.048164 | 0.16068 | 0.30278 | 0.38756 | 0.52816 | 0.73649 | 1.0488 | 1.2259 | 1.5743 | 2.0217 | 2.3764 | 2.5035 | 2.9604 | 3.5369 | 4.0339 | 4.3314 | 4.7617 | 5.2551 | 5.7907 | 6.1845 | 6.6666 | 7.1614 | 7.7529 | 8.2065 | 248.1578 | 579.7199 | 732.1622 | 436.7844 | 724.4347 | 1073.3942 | 1609.2402 | 912.2069 | 1795.0005 | 2305.2224 | 1827.6558 | 655.0973 | 2353.8797 | 2970.4511 | 2560.7919 | 1532.6863 | 2216.8829 | 2542.3576 | 2759.7122 | 2028.8881 | 2483.5732 | 2549.3479 | 3047.9026 | 2337.2814 | 42282.8311 | 0 | 0 | 0 | 0 | 0 | 0 | 0 | 0 | 0 | 0 | 0 | 0 | 0 | 0 | 0 | 0 | 0 | 0 | 0 | 0 | 0.01557% | 0.053191 | 0.17745 | 0.33439 | 0.42801 | 0.58329 | 0.81337 | 1.1583 | 1.3538 | 1.7386 | 2.2327 | 2.6244 | 2.7649 | 3.2694 | 3.9061 | 4.455 | 4.7835 | 5.2587 | 5.8036 | 6.3952 | 6.8301 | 7.3624 | 7.9088 | 8.5621 | 9.0631
| ComECMVAV-7P_V4 | M_Input | Savings, cost, and EUL from 7th Plan workbook COM-ECM-VAV-7P_V4 | 2020 | New | 2022 | 2045 | PSE | Commercial | Small Off | Electric | Per Commercial Building Square Feet |  |  | ECM-VAV-New-Small Off |  | 0 | 18 | 0 | 0 |  | 0 | 0 | 0 | 0 | 0 | 0 | 0 | 0 |  | 0 | 0 | 0 | Heating | Electric Heating | ECM VAV | ECM VAV | CommHEAT | 0.03964% | 55.86% | 55.86% | 4797.7732 | 1 | 100% | 5.556% | 85% | 6.8% | 0.2% | 0 | 0 | 0 | 0 | 0 | 0 | 0 | 0 | 0 |  | 0 | 0 | 0 | 01. ($9,999.000) to $0.028 | 1 | 0 | 01. ($9,999.00) to $0.22 | 1 | 28406.9871 | 66361.4015 | 83811.69 | 49999.3604 | 82927.1107 | 122873.0282 | 184212.1096 | 104421.682 | 205476.3729 | 263882.2269 | 209214.4717 | 74989.9605 | 269452.0963 | 340031.9451 | 293137.6465 | 175448.8767 | 253769.8727 | 291027.4454 | 315908.3448 | 232249.8244 | 284298.3046 | 291827.6349 | 348897.928 | 267552.0656 | 0 | 0 | 0 | 0 | 0 | 0 | 0 | 0 | 0 | 0 | 0 | 0 | 0 | 0 | 0 | 0 | 0 | 0 | 0 | 0 | 0 | 0 | 0 | 0 | 0 | 0 | 0 | 0 | 0 | 0 | 0 | 0 | 0 | 0 | 0 | 0 | 0 | 0 | 0 | 0 | 0 | 0 | 0 | 0 | 0 | 0 | 0 | 0 | 0 | 0 | 0 | 0 | 0 | 0 | 0 | 0 | 0 | 0 | 0 | 0 | 0 | 0 | 0 | 0 | 0 | 0 | 0 | 0 | 0 | 0 | 0 | 0 | 0 | 0 | 0 | 0 | 0 | 0 | 0 | 0 | 0 | 0 | 0 | 0 | 0 | 0 | 0 | 0 | 0 | 0 | 0 | 0 | 0 | 0 | 0 | 0 | 0 | 0 | 0 | 0 | 0 | 0 | 0 | 0 | 0 | 0 | 0 | 0 | 0 | 0 | 0 | 0 | 0 | 0 | 0 | 0 | 0 | 0 | 0 | 0 | 0 | 0 | 0 | 0 | 0 | 0 | 0 | 0 | 0 | 0 | 0 | 0 | 0 | 0 | 0 | 0 | 0 | 0 | 0 | 0 | 0 | 0 | 0 | 0 | 0 | 0 | 0 | 0 | 0 | 0 | 0 | 0 | 0 | 0 | 0 | 0 | 0 | 0 | 0 | 0 | 0 | 0 | 0 | 0 | 0 | 0 | 0 | 0 | 0 | 0 | 0 | 0 | 0 | 0 | 0 | 0 | 0 | 0 | 0 | 0.001759% | 0 | 0 | 0 | 0 | 0 | 0 | 0 | 0 | 0 | 0 | 0 | 0 | 0 | 0 | 0 | 0 | 0 | 0 | 0 | 0 | 0 | 0 | 0 | 0
| ComECMVAV-7P_V4 | M_Input | Savings, cost, and EUL from 7th Plan workbook COM-ECM-VAV-7P_V4 | 2020 | New | 2022 | 2045 | PSE | Commercial | Xlarge Ret | Electric | Per Commercial Building Square Feet |  |  | ECM-VAV-New-Xlarge Ret |  | 0.0033186 | 18 | 0.0020293 | 0 |  | 0 | 0 | 0 | 0 | 0 | 0 | 0 | 0 |  | 0 | 0 | 0 | Heating | Electric Heating | ECM VAV | ECM VAV | CommVENT | 0.0141% | 78.43% | 78.43% | 280351.2881 | 1 | 100% | 5.556% | 85% | 6.8% | 0.2% | 0.0026005 | 6.8882e-05 | 0.00026694 | 0.0023409 | 0 | 0 | 0 | 0.002411 | 7.0035e-05 |  | 0.062235 | 0 | 0.062235 | 04. $0.062 to $0.070 | 1 | 0 | 01. ($9,999.00) to $0.22 | 1 | 22731.0912 | 52432.2505 | 67073.4799 | 44106.5358 | 70037.3063 | 100901.5023 | 147095.9794 | 89551.1278 | 164358.5318 | 207724.7263 | 168059.0335 | 69960.9889 | 212729.4105 | 264612.4503 | 230322.2797 | 144090.4193 | 201386.2358 | 228579.181 | 246699.4502 | 185252.0444 | 223289.6344 | 228691.7334 | 270412.1028 | 210662.7799 | 75.4353 | 174.0014 | 222.5897 | 146.3717 | 232.4254 | 334.8511 | 488.1519 | 297.1839 | 545.4393 | 689.3541 | 557.7197 | 232.1721 | 705.9626 | 878.1413 | 764.3462 | 478.1776 | 668.3192 | 758.5615 | 818.6954 | 614.7764 | 741.0077 | 758.9351 | 897.388 | 699.1043 | 12779.1107 | 75.4353 | 249.4366 | 472.0263 | 618.398 | 850.8234 | 1185.6745 | 1673.8264 | 1971.0102 | 2516.4495 | 3205.8036 | 3763.5233 | 3995.6955 | 4701.658 | 5579.7994 | 6344.1456 | 6822.3232 | 7490.6424 | 8249.2039 | 9067.8993 | 9682.6757 | 10423.6834 | 11182.6184 | 12080.0065 | 12779.1107 | 0 | 0 | 0 | 0 | 0 | 0 | 0 | 0 | 0 | 0 | 0 | 0 | 0 | 0 | 0 | 0 | 0 | 0 | 0 | 0 | 0 | 0 | 0 | 0 | 0 | 0 | 0 | 0 | 0 | 0 | 0 | 0 | 0 | 0 | 0 | 0 | 0 | 0 | 0 | 0 | 0 | 0 | 0 | 0 | 0 | 0 | 0 | 0 | 0 | 0 | 0 | 0 | 0 | 0 | 0 | 0 | 0 | 0 | 0 | 0 | 0 | 0.010637 | 0.035172 | 0.066558 | 0.087197 | 0.11997 | 0.16719 | 0.23602 | 0.27792 | 0.35483 | 0.45203 | 0.53068 | 0.56341 | 0.66296 | 0.78678 | 0.89456 | 0.96198 | 1.0562 | 1.1632 | 1.2786 | 1.3653 | 1.4698 | 1.5768 | 1.7033 | 1.8019 | 54.804 | 126.4127 | 161.7123 | 106.3396 | 168.858 | 243.2707 | 354.6442 | 215.9052 | 396.2637 | 500.8184 | 405.1855 | 168.674 | 512.8846 | 637.9731 | 555.3005 | 347.3979 | 485.5365 | 551.0979 | 594.7854 | 446.6374 | 538.345 | 551.3693 | 651.9559 | 507.902 | 9284.0734 | 0 | 0 | 0 | 0 | 0 | 0 | 0 | 0 | 0 | 0 | 0 | 0 | 0 | 0 | 0 | 0 | 0 | 0 | 0 | 0 | 0.01557% | 0.011747 | 0.038843 | 0.073505 | 0.096299 | 0.13249 | 0.18464 | 0.26065 | 0.30693 | 0.39187 | 0.49922 | 0.58607 | 0.62222 | 0.73216 | 0.8689 | 0.98793 | 1.0624 | 1.1665 | 1.2846 | 1.4121 | 1.5078 | 1.6232 | 1.7414 | 1.8811 | 1.99
| ComECMVAV-7P_V4 | M_Input | Savings, cost, and EUL from 7th Plan workbook COM-ECM-VAV-7P_V4 | 2020 | New | 2022 | 2045 | PSE | Commercial | Large Ret | Electric | Per Commercial Building Square Feet |  |  | ECM-VAV-New-Large Ret |  | 0 | 18 | 0 | 0 |  | 0 | 0 | 0 | 0 | 0 | 0 | 0 | 0 |  | 0 | 0 | 0 | Heating | Electric Heating | ECM VAV | ECM VAV | CommHEAT | 0.03964% | 78.43% | 78.43% | 94425.5221 | 1 | 100% | 5.556% | 85% | 6.8% | 0.2% | 0 | 0 | 0 | 0 | 0 | 0 | 0 | 0 | 0 |  | 0 | 0 | 0 | 01. ($9,999.000) to $0.028 | 1 | 0 | 01. ($9,999.00) to $0.22 | 1 | 32311.302 | 74530.2663 | 95342.1659 | 62695.6086 | 99555.122 | 143427.2946 | 209090.8252 | 127293.2087 | 233628.8264 | 295272.0707 | 238888.9359 | 99446.6399 | 302386.0215 | 376135.6076 | 327393.5542 | 204818.5463 | 286262.1698 | 324915.812 | 350673.0219 | 263328.0868 | 317396.941 | 325075.8005 | 384379.5727 | 299448.3919 | 0 | 0 | 0 | 0 | 0 | 0 | 0 | 0 | 0 | 0 | 0 | 0 | 0 | 0 | 0 | 0 | 0 | 0 | 0 | 0 | 0 | 0 | 0 | 0 | 0 | 0 | 0 | 0 | 0 | 0 | 0 | 0 | 0 | 0 | 0 | 0 | 0 | 0 | 0 | 0 | 0 | 0 | 0 | 0 | 0 | 0 | 0 | 0 | 0 | 0 | 0 | 0 | 0 | 0 | 0 | 0 | 0 | 0 | 0 | 0 | 0 | 0 | 0 | 0 | 0 | 0 | 0 | 0 | 0 | 0 | 0 | 0 | 0 | 0 | 0 | 0 | 0 | 0 | 0 | 0 | 0 | 0 | 0 | 0 | 0 | 0 | 0 | 0 | 0 | 0 | 0 | 0 | 0 | 0 | 0 | 0 | 0 | 0 | 0 | 0 | 0 | 0 | 0 | 0 | 0 | 0 | 0 | 0 | 0 | 0 | 0 | 0 | 0 | 0 | 0 | 0 | 0 | 0 | 0 | 0 | 0 | 0 | 0 | 0 | 0 | 0 | 0 | 0 | 0 | 0 | 0 | 0 | 0 | 0 | 0 | 0 | 0 | 0 | 0 | 0 | 0 | 0 | 0 | 0 | 0 | 0 | 0 | 0 | 0 | 0 | 0 | 0 | 0 | 0 | 0 | 0 | 0 | 0 | 0 | 0 | 0 | 0 | 0 | 0 | 0 | 0 | 0 | 0 | 0 | 0 | 0 | 0 | 0 | 0 | 0 | 0 | 0 | 0 | 0 | 0.001759% | 0 | 0 | 0 | 0 | 0 | 0 | 0 | 0 | 0 | 0 | 0 | 0 | 0 | 0 | 0 | 0 | 0 | 0 | 0 | 0 | 0 | 0 | 0 | 0
| ComECMVAV-7P_V4 | M_Input | Savings, cost, and EUL from 7th Plan workbook COM-ECM-VAV-7P_V4 | 2020 | New | 2022 | 2045 | PSE | Commercial | Medium Ret | Electric | Per Commercial Building Square Feet |  |  | ECM-VAV-New-Medium Ret |  | 0 | 18 | 0 | 0 |  | 0 | 0 | 0 | 0 | 0 | 0 | 0 | 0 |  | 0 | 0 | 0 | Heating | Electric Heating | ECM VAV | ECM VAV | CommHEAT | 0.03964% | 78.43% | 78.43% | 13333.1618 | 1 | 100% | 5.556% | 85% | 6.8% | 0.2% | 0 | 0 | 0 | 0 | 0 | 0 | 0 | 0 | 0 |  | 0 | 0 | 0 | 01. ($9,999.000) to $0.028 | 1 | 0 | 01. ($9,999.00) to $0.22 | 1 | 48116.4512 | 110986.9211 | 141979.0102 | 93363.3128 | 148252.7437 | 213585.0926 | 311368.0933 | 189558.9806 | 347908.9155 | 439705.0974 | 355742.0199 | 148091.1973 | 450298.8539 | 560123.2233 | 487538.8801 | 305006.0192 | 426287.9823 | 483849.1444 | 522205.5541 | 392135.6388 | 472652.4001 | 484087.3916 | 572399.7433 | 445924.276 | 0 | 0 | 0 | 0 | 0 | 0 | 0 | 0 | 0 | 0 | 0 | 0 | 0 | 0 | 0 | 0 | 0 | 0 | 0 | 0 | 0 | 0 | 0 | 0 | 0 | 0 | 0 | 0 | 0 | 0 | 0 | 0 | 0 | 0 | 0 | 0 | 0 | 0 | 0 | 0 | 0 | 0 | 0 | 0 | 0 | 0 | 0 | 0 | 0 | 0 | 0 | 0 | 0 | 0 | 0 | 0 | 0 | 0 | 0 | 0 | 0 | 0 | 0 | 0 | 0 | 0 | 0 | 0 | 0 | 0 | 0 | 0 | 0 | 0 | 0 | 0 | 0 | 0 | 0 | 0 | 0 | 0 | 0 | 0 | 0 | 0 | 0 | 0 | 0 | 0 | 0 | 0 | 0 | 0 | 0 | 0 | 0 | 0 | 0 | 0 | 0 | 0 | 0 | 0 | 0 | 0 | 0 | 0 | 0 | 0 | 0 | 0 | 0 | 0 | 0 | 0 | 0 | 0 | 0 | 0 | 0 | 0 | 0 | 0 | 0 | 0 | 0 | 0 | 0 | 0 | 0 | 0 | 0 | 0 | 0 | 0 | 0 | 0 | 0 | 0 | 0 | 0 | 0 | 0 | 0 | 0 | 0 | 0 | 0 | 0 | 0 | 0 | 0 | 0 | 0 | 0 | 0 | 0 | 0 | 0 | 0 | 0 | 0 | 0 | 0 | 0 | 0 | 0 | 0 | 0 | 0 | 0 | 0 | 0 | 0 | 0 | 0 | 0 | 0 | 0.001759% | 0 | 0 | 0 | 0 | 0 | 0 | 0 | 0 | 0 | 0 | 0 | 0 | 0 | 0 | 0 | 0 | 0 | 0 | 0 | 0 | 0 | 0 | 0 | 0
| ComECMVAV-7P_V4 | M_Input | Savings, cost, and EUL from 7th Plan workbook COM-ECM-VAV-7P_V4 | 2020 | New | 2022 | 2045 | PSE | Commercial | Small Ret | Electric | Per Commercial Building Square Feet |  |  | ECM-VAV-New-Small Ret |  | 0 | 18 | 0 | 0 |  | 0 | 0 | 0 | 0 | 0 | 0 | 0 | 0 |  | 0 | 0 | 0 | Heating | Electric Heating | ECM VAV | ECM VAV | CommHEAT | 0.03964% | 78.43% | 78.43% | 2170.2819 | 1 | 100% | 5.556% | 85% | 6.8% | 0.2% | 0 | 0 | 0 | 0 | 0 | 0 | 0 | 0 | 0 |  | 0 | 0 | 0 | 01. ($9,999.000) to $0.028 | 1 | 0 | 01. ($9,999.00) to $0.22 | 1 | 10400.0113 | 23988.9936 | 30687.702 | 20179.7823 | 32043.7226 | 46164.8216 | 67299.8864 | 40971.757 | 75197.9121 | 95038.9708 | 76890.979 | 32008.8056 | 97328.7321 | 121066.4488 | 105377.8854 | 65924.7717 | 92138.9616 | 104580.3766 | 112870.8279 | 84757.1878 | 102160.284 | 104631.872 | 123719.9268 | 96383.1998 | 0 | 0 | 0 | 0 | 0 | 0 | 0 | 0 | 0 | 0 | 0 | 0 | 0 | 0 | 0 | 0 | 0 | 0 | 0 | 0 | 0 | 0 | 0 | 0 | 0 | 0 | 0 | 0 | 0 | 0 | 0 | 0 | 0 | 0 | 0 | 0 | 0 | 0 | 0 | 0 | 0 | 0 | 0 | 0 | 0 | 0 | 0 | 0 | 0 | 0 | 0 | 0 | 0 | 0 | 0 | 0 | 0 | 0 | 0 | 0 | 0 | 0 | 0 | 0 | 0 | 0 | 0 | 0 | 0 | 0 | 0 | 0 | 0 | 0 | 0 | 0 | 0 | 0 | 0 | 0 | 0 | 0 | 0 | 0 | 0 | 0 | 0 | 0 | 0 | 0 | 0 | 0 | 0 | 0 | 0 | 0 | 0 | 0 | 0 | 0 | 0 | 0 | 0 | 0 | 0 | 0 | 0 | 0 | 0 | 0 | 0 | 0 | 0 | 0 | 0 | 0 | 0 | 0 | 0 | 0 | 0 | 0 | 0 | 0 | 0 | 0 | 0 | 0 | 0 | 0 | 0 | 0 | 0 | 0 | 0 | 0 | 0 | 0 | 0 | 0 | 0 | 0 | 0 | 0 | 0 | 0 | 0 | 0 | 0 | 0 | 0 | 0 | 0 | 0 | 0 | 0 | 0 | 0 | 0 | 0 | 0 | 0 | 0 | 0 | 0 | 0 | 0 | 0 | 0 | 0 | 0 | 0 | 0 | 0 | 0 | 0 | 0 | 0 | 0 | 0.001759% | 0 | 0 | 0 | 0 | 0 | 0 | 0 | 0 | 0 | 0 | 0 | 0 | 0 | 0 | 0 | 0 | 0 | 0 | 0 | 0 | 0 | 0 | 0 | 0
| ComECMVAV-7P_V4 | M_Input | Savings, cost, and EUL from 7th Plan workbook COM-ECM-VAV-7P_V4 | 2020 | New | 2022 | 2045 | PSE | Commercial | School K-12 | Electric | Per Commercial Building Square Feet |  |  | ECM-VAV-New-School K-12 |  | 0.024414 | 18 | 0.014929 | 0 |  | 0 | 0 | 0 | 0 | 0 | 0 | 0 | 0 |  | 0 | 0 | 0 | Heating | Electric Heating | ECM VAV | ECM VAV | CommVENT | 0.0141% | 73.65% | 73.65% | 36549.9879 | 1 | 100% | 5.556% | 85% | 6.8% | 0.2% | 0.019132 | 0.00050675 | 0.0019638 | 0.017222 | 0 | 0 | 0 | 0.017737 | 0.00051523 |  | 0.062235 | 0 | 0.062235 | 04. $0.062 to $0.070 | 1 | 0 | 01. ($9,999.00) to $0.22 | 1 | 54383.3613 | 128067.1091 | 160395.8218 | 89287.2121 | 152914.5795 | 231024.4322 | 352855.3194 | 190265.21 | 393030.9713 | 509988.3195 | 398937.9973 | 127485.1141 | 519581.8323 | 661747.0544 | 566892.4068 | 329217.0725 | 487425.738 | 562753.7553 | 613100.9503 | 444374.7461 | 549555.4749 | 564879.4524 | 680195.0822 | 516134.7727 | 1327.7323 | 3126.6701 | 3915.9534 | 2179.8857 | 3733.304 | 5640.3022 | 8614.7192 | 4645.1939 | 9595.5801 | 12451.013 | 9739.796 | 3112.4611 | 12685.232 | 16156.0979 | 13840.2871 | 8037.6077 | 11900.1632 | 13739.2448 | 14968.4368 | 10849.1029 | 13417.0179 | 13791.1422 | 16606.4938 | 12601.0745 | 226674.5117 | 1327.7323 | 4454.4024 | 8370.3557 | 10550.2414 | 14283.5454 | 19923.8476 | 28538.5668 | 33183.7607 | 42779.3407 | 55230.3538 | 64970.1498 | 68082.6109 | 80767.843 | 96923.9409 | 110764.228 | 118801.8357 | 130701.9989 | 144441.2437 | 159409.6805 | 170258.7834 | 183675.8012 | 197466.9434 | 214073.4372 | 226674.5117 | 0 | 0 | 0 | 0 | 0 | 0 | 0 | 0 | 0 | 0 | 0 | 0 | 0 | 0 | 0 | 0 | 0 | 0 | 0 | 0 | 0 | 0 | 0 | 0 | 0 | 0 | 0 | 0 | 0 | 0 | 0 | 0 | 0 | 0 | 0 | 0 | 0 | 0 | 0 | 0 | 0 | 0 | 0 | 0 | 0 | 0 | 0 | 0 | 0 | 0 | 0 | 0 | 0 | 0 | 0 | 0 | 0 | 0 | 0 | 0 | 0 | 0.18722 | 0.62809 | 1.1803 | 1.4876 | 2.014 | 2.8094 | 4.0241 | 4.6791 | 6.0321 | 7.7878 | 9.1611 | 9.6 | 11.3887 | 13.6668 | 15.6183 | 16.7516 | 18.4296 | 20.3669 | 22.4775 | 24.0073 | 25.8992 | 27.8438 | 30.1854 | 31.9622 | 964.6026 | 2271.538 | 2844.9553 | 1583.6954 | 2712.2598 | 4097.7014 | 6258.6269 | 3374.7513 | 6971.2261 | 9045.7092 | 7075.9995 | 2261.2151 | 9215.8702 | 11737.4677 | 10055.0222 | 5839.3531 | 8645.5146 | 9981.6145 | 10874.6273 | 7881.9153 | 9747.5154 | 10019.3182 | 12064.682 | 9154.7294 | 164679.9104 | 0 | 0 | 0 | 0 | 0 | 0 | 0 | 0 | 0 | 0 | 0 | 0 | 0 | 0 | 0 | 0 | 0 | 0 | 0 | 0 | 0.01557% | 0.20676 | 0.69365 | 1.3035 | 1.6429 | 2.2243 | 3.1026 | 4.4441 | 5.1675 | 6.6617 | 8.6006 | 10.1173 | 10.602 | 12.5774 | 15.0933 | 17.2485 | 18.5002 | 20.3533 | 22.4928 | 24.8237 | 26.5132 | 28.6025 | 30.7501 | 33.3361 | 35.2984
| ComECMVAV-7P_V4 | M_Input | Savings, cost, and EUL from 7th Plan workbook COM-ECM-VAV-7P_V4 | 2020 | New | 2022 | 2045 | PSE | Commercial | University | Electric | Per Commercial Building Square Feet |  |  | ECM-VAV-New-University |  | 0.073368 | 18 | 0.044863 | 0 |  | 0 | 0 | 0 | 0 | 0 | 0 | 0 | 0 |  | 0 | 0 | 0 | Heating | Electric Heating | ECM VAV | ECM VAV | CommVENT | 0.0141% | 94.56% | 94.56% | 121327.9762 | 1 | 100% | 5.556% | 85% | 6.8% | 0.2% | 0.057492 | 0.0015228 | 0.0059015 | 0.051753 | 0 | 0 | 0 | 0.053302 | 0.0015483 |  | 0.062235 | 0 | 0.062235 | 04. $0.062 to $0.070 | 1 | 0 | 01. ($9,999.00) to $0.22 | 1 | 7468.9994 | 17540.3975 | 22031.8737 | 12568.6252 | 21279.8841 | 31930.6583 | 48455.0304 | 26592.0771 | 53999.6817 | 69819.5897 | 54871.8332 | 18278.2337 | 71190.3072 | 90382.0669 | 77596.2786 | 45541.0743 | 66878.0965 | 77034.6064 | 83821.2386 | 61055.2038 | 75238.8237 | 77300.9181 | 92851.7559 | 70715.2096 | 547.9823 | 1286.8962 | 1616.4249 | 922.1294 | 1561.2533 | 2342.6746 | 3555.0275 | 1950.9959 | 3961.8251 | 5122.4932 | 4025.8127 | 1341.0295 | 5223.0594 | 6631.112 | 5693.0499 | 3341.2377 | 4906.683 | 5651.8414 | 6149.7601 | 4479.4715 | 5520.0892 | 5671.38 | 6812.3071 | 5188.2026 | 93502.7386 | 547.9823 | 1834.8785 | 3451.3034 | 4373.4328 | 5934.6861 | 8277.3607 | 11832.3882 | 13783.3841 | 17745.2092 | 22867.7024 | 26893.5151 | 28234.5446 | 33457.604 | 40088.716 | 45781.7659 | 49123.0036 | 54029.6866 | 59681.528 | 65831.2881 | 70310.7596 | 75830.8488 | 81502.2288 | 88314.5359 | 93502.7386 | 0 | 0 | 0 | 0 | 0 | 0 | 0 | 0 | 0 | 0 | 0 | 0 | 0 | 0 | 0 | 0 | 0 | 0 | 0 | 0 | 0 | 0 | 0 | 0 | 0 | 0 | 0 | 0 | 0 | 0 | 0 | 0 | 0 | 0 | 0 | 0 | 0 | 0 | 0 | 0 | 0 | 0 | 0 | 0 | 0 | 0 | 0 | 0 | 0 | 0 | 0 | 0 | 0 | 0 | 0 | 0 | 0 | 0 | 0 | 0 | 0 | 0.077268 | 0.25873 | 0.48665 | 0.61668 | 0.83682 | 1.1671 | 1.6684 | 1.9435 | 2.5022 | 3.2245 | 3.7921 | 3.9812 | 4.7177 | 5.6527 | 6.4555 | 6.9266 | 7.6185 | 8.4154 | 9.2825 | 9.9142 | 10.6925 | 11.4922 | 12.4528 | 13.1843 | 398.1113 | 934.9351 | 1174.3389 | 669.9306 | 1134.2565 | 1701.9622 | 2582.7413 | 1417.4061 | 2878.2813 | 3721.5111 | 2924.7685 | 974.2631 | 3794.5729 | 4817.5286 | 4136.0228 | 2427.4221 | 3564.7242 | 4106.0847 | 4467.8245 | 3254.3534 | 4010.3662 | 4120.2795 | 4949.1675 | 3769.2493 | 67930.1016 | 0 | 0 | 0 | 0 | 0 | 0 | 0 | 0 | 0 | 0 | 0 | 0 | 0 | 0 | 0 | 0 | 0 | 0 | 0 | 0 | 0.01557% | 0.085333 | 0.28573 | 0.53745 | 0.68104 | 0.92417 | 1.289 | 1.8426 | 2.1464 | 2.7633 | 3.561 | 4.1879 | 4.3968 | 5.2101 | 6.2427 | 7.1293 | 7.6496 | 8.4137 | 9.2938 | 10.2514 | 10.949 | 11.8086 | 12.6918 | 13.7526 | 14.5605
| ComECMVAV-7P_V4 | M_Input | Savings, cost, and EUL from 7th Plan workbook COM-ECM-VAV-7P_V4 | 2020 | New | 2022 | 2045 | PSE | Commercial | Warehouse | Electric | Per Commercial Building Square Feet |  |  | ECM-VAV-New-Warehouse |  | 0 | 18 | 0 | 0 |  | 0 | 0 | 0 | 0 | 0 | 0 | 0 | 0 |  | 0 | 0 | 0 | Heating | Electric Heating | ECM VAV | ECM VAV | CommHEAT | 0.03964% | 48.46% | 48.46% | 34313.8807 | 1 | 100% | 5.556% | 85% | 6.8% | 0.2% | 0 | 0 | 0 | 0 | 0 | 0 | 0 | 0 | 0 |  | 0 | 0 | 0 | 01. ($9,999.000) to $0.028 | 1 | 0 | 01. ($9,999.00) to $0.22 | 1 | 103194.1078 | 237820.9596 | 304494.5407 | 201490.8208 | 319072.6205 | 458838.01 | 667644.4632 | 408346.2579 | 746066.8382 | 941883.9873 | 763063.9324 | 320594.8777 | 964741.4287 | 1198844.3643 | 1044167.0802 | 655145.5579 | 913581.0026 | 1036210.4519 | 1117909.6867 | 840647.5984 | 1012202.4842 | 1036525.9446 | 1224696.0009 | 955095.9866 | 0 | 0 | 0 | 0 | 0 | 0 | 0 | 0 | 0 | 0 | 0 | 0 | 0 | 0 | 0 | 0 | 0 | 0 | 0 | 0 | 0 | 0 | 0 | 0 | 0 | 0 | 0 | 0 | 0 | 0 | 0 | 0 | 0 | 0 | 0 | 0 | 0 | 0 | 0 | 0 | 0 | 0 | 0 | 0 | 0 | 0 | 0 | 0 | 0 | 0 | 0 | 0 | 0 | 0 | 0 | 0 | 0 | 0 | 0 | 0 | 0 | 0 | 0 | 0 | 0 | 0 | 0 | 0 | 0 | 0 | 0 | 0 | 0 | 0 | 0 | 0 | 0 | 0 | 0 | 0 | 0 | 0 | 0 | 0 | 0 | 0 | 0 | 0 | 0 | 0 | 0 | 0 | 0 | 0 | 0 | 0 | 0 | 0 | 0 | 0 | 0 | 0 | 0 | 0 | 0 | 0 | 0 | 0 | 0 | 0 | 0 | 0 | 0 | 0 | 0 | 0 | 0 | 0 | 0 | 0 | 0 | 0 | 0 | 0 | 0 | 0 | 0 | 0 | 0 | 0 | 0 | 0 | 0 | 0 | 0 | 0 | 0 | 0 | 0 | 0 | 0 | 0 | 0 | 0 | 0 | 0 | 0 | 0 | 0 | 0 | 0 | 0 | 0 | 0 | 0 | 0 | 0 | 0 | 0 | 0 | 0 | 0 | 0 | 0 | 0 | 0 | 0 | 0 | 0 | 0 | 0 | 0 | 0 | 0 | 0 | 0 | 0 | 0 | 0 | 0.001759% | 0 | 0 | 0 | 0 | 0 | 0 | 0 | 0 | 0 | 0 | 0 | 0 | 0 | 0 | 0 | 0 | 0 | 0 | 0 | 0 | 0 | 0 | 0 | 0
| ComECMVAV-7P_V4 | M_Input | Savings, cost, and EUL from 7th Plan workbook COM-ECM-VAV-7P_V4 | 2020 | New | 2022 | 2045 | PSE | Commercial | Supermarket | Electric | Per Commercial Building Square Feet |  |  | ECM-VAV-New-Supermarket |  | 0 | 18 | 0 | 0 |  | 0 | 0 | 0 | 0 | 0 | 0 | 0 | 0 |  | 0 | 0 | 0 | Heating | Electric Heating | ECM VAV | ECM VAV | CommHEAT | 0.03964% | 73% | 73% | 49733.7282 | 1 | 100% | 5.556% | 85% | 6.8% | 0.2% | 0 | 0 | 0 | 0 | 0 | 0 | 0 | 0 | 0 |  | 0 | 0 | 0 | 01. ($9,999.000) to $0.028 | 1 | 0 | 01. ($9,999.00) to $0.22 | 1 | 30149.1255 | 69481.6217 | 88960.9332 | 58867.4313 | 93220.0558 | 134053.824 | 195058.5858 | 119302.1854 | 217970.4174 | 275180.2324 | 222936.2778 | 93664.7975 | 281858.248 | 350253.6142 | 305063.1964 | 191406.9135 | 266911.2502 | 302738.5928 | 326607.7898 | 245603.0728 | 295724.4401 | 302830.767 | 357806.4121 | 279040.2418 | 0 | 0 | 0 | 0 | 0 | 0 | 0 | 0 | 0 | 0 | 0 | 0 | 0 | 0 | 0 | 0 | 0 | 0 | 0 | 0 | 0 | 0 | 0 | 0 | 0 | 0 | 0 | 0 | 0 | 0 | 0 | 0 | 0 | 0 | 0 | 0 | 0 | 0 | 0 | 0 | 0 | 0 | 0 | 0 | 0 | 0 | 0 | 0 | 0 | 0 | 0 | 0 | 0 | 0 | 0 | 0 | 0 | 0 | 0 | 0 | 0 | 0 | 0 | 0 | 0 | 0 | 0 | 0 | 0 | 0 | 0 | 0 | 0 | 0 | 0 | 0 | 0 | 0 | 0 | 0 | 0 | 0 | 0 | 0 | 0 | 0 | 0 | 0 | 0 | 0 | 0 | 0 | 0 | 0 | 0 | 0 | 0 | 0 | 0 | 0 | 0 | 0 | 0 | 0 | 0 | 0 | 0 | 0 | 0 | 0 | 0 | 0 | 0 | 0 | 0 | 0 | 0 | 0 | 0 | 0 | 0 | 0 | 0 | 0 | 0 | 0 | 0 | 0 | 0 | 0 | 0 | 0 | 0 | 0 | 0 | 0 | 0 | 0 | 0 | 0 | 0 | 0 | 0 | 0 | 0 | 0 | 0 | 0 | 0 | 0 | 0 | 0 | 0 | 0 | 0 | 0 | 0 | 0 | 0 | 0 | 0 | 0 | 0 | 0 | 0 | 0 | 0 | 0 | 0 | 0 | 0 | 0 | 0 | 0 | 0 | 0 | 0 | 0 | 0 | 0.001759% | 0 | 0 | 0 | 0 | 0 | 0 | 0 | 0 | 0 | 0 | 0 | 0 | 0 | 0 | 0 | 0 | 0 | 0 | 0 | 0 | 0 | 0 | 0 | 0
| ComECMVAV-7P_V4 | M_Input | Savings, cost, and EUL from 7th Plan workbook COM-ECM-VAV-7P_V4 | 2020 | New | 2022 | 2045 | PSE | Commercial | MiniMart | Electric | Per Commercial Building Square Feet |  |  | ECM-VAV-New-MiniMart |  | 0 | 18 | 0 | 0 |  | 0 | 0 | 0 | 0 | 0 | 0 | 0 | 0 |  | 0 | 0 | 0 | Heating | Electric Heating | ECM VAV | ECM VAV | CommHEAT | 0.03964% | 73% | 73% | 2115.8874 | 1 | 100% | 5.556% | 85% | 6.8% | 0.2% | 0 | 0 | 0 | 0 | 0 | 0 | 0 | 0 | 0 |  | 0 | 0 | 0 | 01. ($9,999.000) to $0.028 | 1 | 0 | 01. ($9,999.00) to $0.22 | 1 | 1084.5668 | 2547.0255 | 3199.2288 | 1825.0789 | 3090.0331 | 4636.6225 | 7036.1119 | 3861.4119 | 7841.2458 | 10138.4406 | 7967.8901 | 2654.1661 | 10337.4813 | 13124.2996 | 11267.6867 | 6612.9789 | 9711.309 | 11186.1268 | 12171.6076 | 8865.7719 | 10925.3627 | 11224.7976 | 13482.921 | 10268.4928 | 0 | 0 | 0 | 0 | 0 | 0 | 0 | 0 | 0 | 0 | 0 | 0 | 0 | 0 | 0 | 0 | 0 | 0 | 0 | 0 | 0 | 0 | 0 | 0 | 0 | 0 | 0 | 0 | 0 | 0 | 0 | 0 | 0 | 0 | 0 | 0 | 0 | 0 | 0 | 0 | 0 | 0 | 0 | 0 | 0 | 0 | 0 | 0 | 0 | 0 | 0 | 0 | 0 | 0 | 0 | 0 | 0 | 0 | 0 | 0 | 0 | 0 | 0 | 0 | 0 | 0 | 0 | 0 | 0 | 0 | 0 | 0 | 0 | 0 | 0 | 0 | 0 | 0 | 0 | 0 | 0 | 0 | 0 | 0 | 0 | 0 | 0 | 0 | 0 | 0 | 0 | 0 | 0 | 0 | 0 | 0 | 0 | 0 | 0 | 0 | 0 | 0 | 0 | 0 | 0 | 0 | 0 | 0 | 0 | 0 | 0 | 0 | 0 | 0 | 0 | 0 | 0 | 0 | 0 | 0 | 0 | 0 | 0 | 0 | 0 | 0 | 0 | 0 | 0 | 0 | 0 | 0 | 0 | 0 | 0 | 0 | 0 | 0 | 0 | 0 | 0 | 0 | 0 | 0 | 0 | 0 | 0 | 0 | 0 | 0 | 0 | 0 | 0 | 0 | 0 | 0 | 0 | 0 | 0 | 0 | 0 | 0 | 0 | 0 | 0 | 0 | 0 | 0 | 0 | 0 | 0 | 0 | 0 | 0 | 0 | 0 | 0 | 0 | 0 | 0.001759% | 0 | 0 | 0 | 0 | 0 | 0 | 0 | 0 | 0 | 0 | 0 | 0 | 0 | 0 | 0 | 0 | 0 | 0 | 0 | 0 | 0 | 0 | 0 | 0
| ComECMVAV-7P_V4 | M_Input | Savings, cost, and EUL from 7th Plan workbook COM-ECM-VAV-7P_V4 | 2020 | New | 2022 | 2045 | PSE | Commercial | Restaurant | Electric | Per Commercial Building Square Feet |  |  | ECM-VAV-New-Restaurant |  | 0 | 18 | 0 | 0 |  | 0 | 0 | 0 | 0 | 0 | 0 | 0 | 0 |  | 0 | 0 | 0 | Heating | Electric Heating | ECM VAV | ECM VAV | CommHEAT | 0.03964% | 75.53% | 75.53% | 9726.5895 | 1 | 100% | 5.556% | 85% | 6.8% | 0.2% | 0 | 0 | 0 | 0 | 0 | 0 | 0 | 0 | 0 |  | 0 | 0 | 0 | 01. ($9,999.000) to $0.028 | 1 | 0 | 01. ($9,999.00) to $0.22 | 1 | 36812.6257 | 82609.9748 | 108404.2577 | 84525.6515 | 124815.9882 | 170778.5592 | 235616.726 | 162914.2542 | 263577.4464 | 322231.0512 | 271118.8599 | 142719.9471 | 330986.1692 | 399409.4245 | 354243.2767 | 240576.7073 | 315251.2439 | 350316.7726 | 373449.8099 | 291881.7238 | 341240.0915 | 347658.7138 | 401878.4259 | 322574.6759 | 0 | 0 | 0 | 0 | 0 | 0 | 0 | 0 | 0 | 0 | 0 | 0 | 0 | 0 | 0 | 0 | 0 | 0 | 0 | 0 | 0 | 0 | 0 | 0 | 0 | 0 | 0 | 0 | 0 | 0 | 0 | 0 | 0 | 0 | 0 | 0 | 0 | 0 | 0 | 0 | 0 | 0 | 0 | 0 | 0 | 0 | 0 | 0 | 0 | 0 | 0 | 0 | 0 | 0 | 0 | 0 | 0 | 0 | 0 | 0 | 0 | 0 | 0 | 0 | 0 | 0 | 0 | 0 | 0 | 0 | 0 | 0 | 0 | 0 | 0 | 0 | 0 | 0 | 0 | 0 | 0 | 0 | 0 | 0 | 0 | 0 | 0 | 0 | 0 | 0 | 0 | 0 | 0 | 0 | 0 | 0 | 0 | 0 | 0 | 0 | 0 | 0 | 0 | 0 | 0 | 0 | 0 | 0 | 0 | 0 | 0 | 0 | 0 | 0 | 0 | 0 | 0 | 0 | 0 | 0 | 0 | 0 | 0 | 0 | 0 | 0 | 0 | 0 | 0 | 0 | 0 | 0 | 0 | 0 | 0 | 0 | 0 | 0 | 0 | 0 | 0 | 0 | 0 | 0 | 0 | 0 | 0 | 0 | 0 | 0 | 0 | 0 | 0 | 0 | 0 | 0 | 0 | 0 | 0 | 0 | 0 | 0 | 0 | 0 | 0 | 0 | 0 | 0 | 0 | 0 | 0 | 0 | 0 | 0 | 0 | 0 | 0 | 0 | 0 | 0.001759% | 0 | 0 | 0 | 0 | 0 | 0 | 0 | 0 | 0 | 0 | 0 | 0 | 0 | 0 | 0 | 0 | 0 | 0 | 0 | 0 | 0 | 0 | 0 | 0
| ComECMVAV-7P_V4 | M_Input | Savings, cost, and EUL from 7th Plan workbook COM-ECM-VAV-7P_V4 | 2020 | New | 2022 | 2045 | PSE | Commercial | Lodging | Electric | Per Commercial Building Square Feet |  |  | ECM-VAV-New-Lodging |  | 0.013113 | 18 | 0.0080183 | 0 |  | 0 | 0 | 0 | 0 | 0 | 0 | 0 | 0 |  | 0 | 0 | 0 | Heating | Electric Heating | ECM VAV | ECM VAV | CommVENT | 0.0141% | 56.57% | 56.57% | 31385.388 | 1 | 100% | 5.556% | 85% | 6.8% | 0.2% | 0.010275 | 0.00027217 | 0.0010548 | 0.0092497 | 0 | 0 | 0 | 0.0095264 | 0.00027673 |  | 0.062235 | 0 | 0.062235 | 04. $0.062 to $0.070 | 1 | 0 | 01. ($9,999.00) to $0.22 | 1 | 16805.7618 | 39033.6578 | 49589.7067 | 30977.8027 | 50320.7865 | 73584.8885 | 108898.5659 | 63839.5603 | 121574.3026 | 154989.5551 | 124038.3329 | 47795.6207 | 158487.8761 | 198689.176 | 172049.5377 | 105125.3888 | 149640.0195 | 170796.7231 | 184913.3716 | 137290.3381 | 166860.8826 | 171108.0458 | 203535.4834 | 157228.6604 | 220.369 | 511.8369 | 650.2552 | 406.2028 | 659.8417 | 964.897 | 1427.9549 | 837.1094 | 1594.1681 | 2032.3325 | 1626.4782 | 626.7299 | 2078.2049 | 2605.3527 | 2256.035 | 1378.4783 | 1962.1856 | 2239.6072 | 2424.7147 | 1800.2478 | 2187.9977 | 2243.6895 | 2668.9009 | 2061.6932 | 37465.283 | 220.369 | 732.2059 | 1382.4611 | 1788.6639 | 2448.5056 | 3413.4026 | 4841.3575 | 5678.4669 | 7272.6349 | 9304.9674 | 10931.4456 | 11558.1755 | 13636.3804 | 16241.7331 | 18497.7681 | 19876.2464 | 21838.432 | 24078.0392 | 26502.7539 | 28303.0017 | 30490.9994 | 32734.6889 | 35403.5898 | 37465.283 | 0 | 0 | 0 | 0 | 0 | 0 | 0 | 0 | 0 | 0 | 0 | 0 | 0 | 0 | 0 | 0 | 0 | 0 | 0 | 0 | 0 | 0 | 0 | 0 | 0 | 0 | 0 | 0 | 0 | 0 | 0 | 0 | 0 | 0 | 0 | 0 | 0 | 0 | 0 | 0 | 0 | 0 | 0 | 0 | 0 | 0 | 0 | 0 | 0 | 0 | 0 | 0 | 0 | 0 | 0 | 0 | 0 | 0 | 0 | 0 | 0 | 0.031073 | 0.10324 | 0.19493 | 0.25221 | 0.34525 | 0.48131 | 0.68266 | 0.80069 | 1.0255 | 1.312 | 1.5414 | 1.6298 | 1.9228 | 2.2902 | 2.6083 | 2.8026 | 3.0793 | 3.3951 | 3.737 | 3.9909 | 4.2994 | 4.6158 | 4.9921 | 5.2828 | 160.0989 | 371.8515 | 472.413 | 295.1079 | 479.3775 | 701.0014 | 1037.4147 | 608.1632 | 1158.1693 | 1476.4974 | 1181.6427 | 455.3217 | 1509.8239 | 1892.7988 | 1639.0182 | 1001.4698 | 1425.5354 | 1627.0833 | 1761.5646 | 1307.887 | 1589.5888 | 1630.0491 | 1938.9669 | 1497.8281 | 27218.6732 | 0 | 0 | 0 | 0 | 0 | 0 | 0 | 0 | 0 | 0 | 0 | 0 | 0 | 0 | 0 | 0 | 0 | 0 | 0 | 0 | 0.01557% | 0.034316 | 0.11402 | 0.21528 | 0.27854 | 0.38129 | 0.53154 | 0.75391 | 0.88427 | 1.1325 | 1.449 | 1.7023 | 1.7999 | 2.1235 | 2.5292 | 2.8805 | 3.0952 | 3.4007 | 3.7495 | 4.1271 | 4.4074 | 4.7481 | 5.0975 | 5.5131 | 5.8342
| ComECMVAV-7P_V4 | M_Input | Savings, cost, and EUL from 7th Plan workbook COM-ECM-VAV-7P_V4 | 2020 | New | 2022 | 2045 | PSE | Commercial | Hospital | Electric | Per Commercial Building Square Feet |  |  | ECM-VAV-New-Hospital |  | 0.041725 | 18 | 0.025515 | 0 |  | 0 | 0 | 0 | 0 | 0 | 0 | 0 | 0 |  | 0 | 0 | 0 | Heating | Electric Heating | ECM VAV | ECM VAV | CommVENT | 0.0141% | 86.59% | 86.59% | 80978.5882 | 1 | 100% | 5.556% | 85% | 6.8% | 0.2% | 0.032697 | 0.00086607 | 0.0033563 | 0.029433 | 0 | 0 | 0 | 0.030314 | 0.00088056 |  | 0.062235 | 0 | 0.062235 | 04. $0.062 to $0.070 | 1 | 0 | 01. ($9,999.00) to $0.22 | 1 | 6101.1133 | 14126.229 | 18003.2374 | 11517.1862 | 18511.4822 | 26884.0302 | 39512.5137 | 23571.7046 | 44130.0088 | 56037.403 | 45070.9031 | 18008.3243 | 57342.7799 | 71632.6387 | 62175.4585 | 38405.4109 | 54209.4359 | 61716.254 | 66722.3345 | 49797.2765 | 60292.9836 | 61793.3636 | 73303.9956 | 56846.6766 | 254.5708 | 589.4212 | 751.1906 | 480.5581 | 772.3972 | 1121.7443 | 1648.6717 | 983.5365 | 1841.338 | 2338.1777 | 1880.5971 | 751.4028 | 2392.6449 | 2988.8937 | 2594.2899 | 1602.4775 | 2261.9052 | 2575.1295 | 2784.0097 | 2077.8065 | 2515.7431 | 2578.3469 | 3058.6315 | 2371.9449 | 43215.4295 | 254.5708 | 843.992 | 1595.1826 | 2075.7407 | 2848.1379 | 3969.8822 | 5618.5539 | 6602.0905 | 8443.4285 | 10781.6062 | 12662.2033 | 13413.6062 | 15806.2511 | 18795.1448 | 21389.4347 | 22991.9121 | 25253.8173 | 27828.9468 | 30612.9565 | 32690.7631 | 35206.5062 | 37784.8531 | 40843.4846 | 43215.4295 | 0 | 0 | 0 | 0 | 0 | 0 | 0 | 0 | 0 | 0 | 0 | 0 | 0 | 0 | 0 | 0 | 0 | 0 | 0 | 0 | 0 | 0 | 0 | 0 | 0 | 0 | 0 | 0 | 0 | 0 | 0 | 0 | 0 | 0 | 0 | 0 | 0 | 0 | 0 | 0 | 0 | 0 | 0 | 0 | 0 | 0 | 0 | 0 | 0 | 0 | 0 | 0 | 0 | 0 | 0 | 0 | 0 | 0 | 0 | 0 | 0 | 0.035896 | 0.11901 | 0.22493 | 0.29269 | 0.4016 | 0.55977 | 0.79224 | 0.93093 | 1.1906 | 1.5203 | 1.7854 | 1.8914 | 2.2288 | 2.6502 | 3.016 | 3.242 | 3.5609 | 3.924 | 4.3166 | 4.6096 | 4.9643 | 5.3278 | 5.7591 | 6.0936 | 184.9467 | 428.2168 | 545.7428 | 349.1273 | 561.1496 | 814.9516 | 1197.7663 | 714.5431 | 1337.7392 | 1698.6951 | 1366.2611 | 545.8971 | 1738.2658 | 2171.4428 | 1884.7617 | 1164.2061 | 1643.2829 | 1870.8415 | 2022.5938 | 1509.5345 | 1827.6971 | 1873.179 | 2222.1076 | 1723.2271 | 31396.1768 | 0 | 0 | 0 | 0 | 0 | 0 | 0 | 0 | 0 | 0 | 0 | 0 | 0 | 0 | 0 | 0 | 0 | 0 | 0 | 0 | 0.01557% | 0.039642 | 0.13143 | 0.24841 | 0.32324 | 0.44352 | 0.6182 | 0.87494 | 1.0281 | 1.3148 | 1.6789 | 1.9718 | 2.0888 | 2.4614 | 2.9268 | 3.3308 | 3.5804 | 3.9326 | 4.3336 | 4.7671 | 5.0907 | 5.4825 | 5.884 | 6.3603 | 6.7296
| ComECMVAV-7P_V4 | M_Input | Savings, cost, and EUL from 7th Plan workbook COM-ECM-VAV-7P_V4 | 2020 | New | 2022 | 2045 | PSE | Commercial | Residential Care | Electric | Per Commercial Building Square Feet |  |  | ECM-VAV-New-Residential Care |  | 0.0079277 | 18 | 0.0048477 | 0 |  | 0 | 0 | 0 | 0 | 0 | 0 | 0 | 0 |  | 0 | 0 | 0 | Heating | Electric Heating | ECM VAV | ECM VAV | CommVENT | 0.0141% | 72.99% | 72.99% | 89213.7828 | 1 | 100% | 5.556% | 85% | 6.8% | 0.2% | 0.0062124 | 0.00016455 | 0.00063769 | 0.0055922 | 0 | 0 | 0 | 0.0057595 | 0.0001673 |  | 0.062235 | 0 | 0.062235 | 04. $0.062 to $0.070 | 1 | 0 | 01. ($9,999.00) to $0.22 | 1 | 24553.1768 | 56849.2631 | 72451.8044 | 46349.4929 | 74497.173 | 108191.4579 | 159013.2292 | 94861.4125 | 177595.7676 | 225515.6044 | 181382.2804 | 72472.2762 | 230768.9325 | 288276.7035 | 250217.4501 | 154557.8308 | 218159.1767 | 248369.4386 | 268515.791 | 200402.9861 | 242641.6626 | 248679.7564 | 295002.8728 | 228772.4261 | 194.6514 | 450.6866 | 574.3797 | 367.4471 | 590.5948 | 857.7146 | 1260.6168 | 752.0374 | 1407.9345 | 1787.8309 | 1437.953 | 574.542 | 1829.478 | 2285.3851 | 1983.6609 | 1225.2956 | 1729.511 | 1969.0104 | 2128.7256 | 1588.7444 | 1923.602 | 1971.4705 | 2338.7085 | 1813.6502 | 33043.6309 | 194.6514 | 645.338 | 1219.7177 | 1587.1648 | 2177.7596 | 3035.4743 | 4296.0911 | 5048.1285 | 6456.063 | 8243.8939 | 9681.8469 | 10256.3889 | 12085.8669 | 14371.252 | 16354.9129 | 17580.2084 | 19309.7195 | 21278.7298 | 23407.4554 | 24996.1998 | 26919.8018 | 28891.2722 | 31229.9807 | 33043.6309 | 0 | 0 | 0 | 0 | 0 | 0 | 0 | 0 | 0 | 0 | 0 | 0 | 0 | 0 | 0 | 0 | 0 | 0 | 0 | 0 | 0 | 0 | 0 | 0 | 0 | 0 | 0 | 0 | 0 | 0 | 0 | 0 | 0 | 0 | 0 | 0 | 0 | 0 | 0 | 0 | 0 | 0 | 0 | 0 | 0 | 0 | 0 | 0 | 0 | 0 | 0 | 0 | 0 | 0 | 0 | 0 | 0 | 0 | 0 | 0 | 0 | 0.027447 | 0.090996 | 0.17199 | 0.2238 | 0.30707 | 0.42802 | 0.60577 | 0.71181 | 0.91034 | 1.1624 | 1.3652 | 1.4462 | 1.7042 | 2.0264 | 2.3061 | 2.4789 | 2.7228 | 3.0004 | 3.3006 | 3.5246 | 3.7958 | 4.0738 | 4.4036 | 4.6593 | 141.415 | 327.4256 | 417.289 | 266.9517 | 429.0694 | 623.133 | 915.843 | 546.3581 | 1022.8699 | 1298.8661 | 1044.6784 | 417.407 | 1329.1228 | 1660.3411 | 1441.1373 | 890.182 | 1256.4964 | 1430.4936 | 1546.5274 | 1154.229 | 1397.5043 | 1432.2809 | 1699.0808 | 1317.6239 | 24006.3258 | 0 | 0 | 0 | 0 | 0 | 0 | 0 | 0 | 0 | 0 | 0 | 0 | 0 | 0 | 0 | 0 | 0 | 0 | 0 | 0 | 0.01557% | 0.030312 | 0.10049 | 0.18994 | 0.24716 | 0.33913 | 0.47269 | 0.669 | 0.78611 | 1.0054 | 1.2838 | 1.5077 | 1.5972 | 1.882 | 2.2379 | 2.5468 | 2.7376 | 3.007 | 3.3136 | 3.6451 | 3.8925 | 4.192 | 4.499 | 4.8632 | 5.1456
| ComECMVAV-7P_V4 | M_Input | Savings, cost, and EUL from 7th Plan workbook COM-ECM-VAV-7P_V4 | 2020 | New | 2022 | 2045 | PSE | Commercial | Assembly | Electric | Per Commercial Building Square Feet |  |  | ECM-VAV-New-Assembly |  | 0.040259 | 18 | 0.024618 | 0 |  | 0 | 0 | 0 | 0 | 0 | 0 | 0 | 0 |  | 0 | 0 | 0 | Heating | Electric Heating | ECM VAV | ECM VAV | CommVENT | 0.0141% | 72.99% | 72.99% | 13631.2945 | 1 | 100% | 5.556% | 85% | 6.8% | 0.2% | 0.031548 | 0.00083563 | 0.0032383 | 0.028399 | 0 | 0 | 0 | 0.029248 | 0.00084961 |  | 0.062235 | 0 | 0.062235 | 04. $0.062 to $0.070 | 1 | 0 | 01. ($9,999.00) to $0.22 | 1 | 47948.6434 | 110692.9241 | 141485.3066 | 92478.5421 | 147237.3928 | 212497.3016 | 310341.204 | 188093.2559 | 346729.1668 | 438673.5346 | 354445.8314 | 146241.705 | 449167.427 | 559245.437 | 486472.7474 | 303486.6496 | 425089.163 | 482813.5795 | 521285.7406 | 390915.7889 | 471652.0771 | 483135.9663 | 571686.7962 | 444919.595 | 1930.3611 | 4456.3787 | 5696.047 | 3723.0871 | 5927.6199 | 8554.914 | 12494.0048 | 7572.4332 | 13958.9452 | 17660.5271 | 14269.6099 | 5887.5345 | 18082.9999 | 22514.6228 | 19584.8722 | 12218.0477 | 17113.6348 | 19437.558 | 20986.4061 | 15737.8513 | 18988.2079 | 19450.537 | 23015.4986 | 17911.9868 | 327173.6857 | 1930.3611 | 6386.7397 | 12082.7868 | 15805.8739 | 21733.4938 | 30288.4078 | 42782.4125 | 50354.8457 | 64313.7909 | 81974.318 | 96243.9279 | 102131.4624 | 120214.4624 | 142729.0852 | 162313.9574 | 174532.0052 | 191645.64 | 211083.198 | 232069.6041 | 247807.4554 | 266795.6633 | 286246.2003 | 309261.6989 | 327173.6857 | 0 | 0 | 0 | 0 | 0 | 0 | 0 | 0 | 0 | 0 | 0 | 0 | 0 | 0 | 0 | 0 | 0 | 0 | 0 | 0 | 0 | 0 | 0 | 0 | 0 | 0 | 0 | 0 | 0 | 0 | 0 | 0 | 0 | 0 | 0 | 0 | 0 | 0 | 0 | 0 | 0 | 0 | 0 | 0 | 0 | 0 | 0 | 0 | 0 | 0 | 0 | 0 | 0 | 0 | 0 | 0 | 0 | 0 | 0 | 0 | 0 | 0.27219 | 0.90056 | 1.7037 | 2.2287 | 3.0645 | 4.2708 | 6.0325 | 7.1003 | 9.0686 | 11.5588 | 13.5709 | 14.401 | 16.9508 | 20.1255 | 22.8871 | 24.6099 | 27.023 | 29.7638 | 32.723 | 34.9421 | 37.6195 | 40.3621 | 43.6074 | 46.1331 | 1402.4148 | 3237.5764 | 4138.2002 | 2704.8372 | 4306.4388 | 6215.1781 | 9076.9428 | 5501.402 | 10141.2277 | 12830.4413 | 10366.9268 | 4277.3166 | 13137.3695 | 16356.9607 | 14228.4855 | 8876.459 | 12433.1219 | 14121.4612 | 15246.7053 | 11433.6099 | 13795.0066 | 14130.8904 | 16720.8489 | 13013.1277 | 237692.9495 | 0 | 0 | 0 | 0 | 0 | 0 | 0 | 0 | 0 | 0 | 0 | 0 | 0 | 0 | 0 | 0 | 0 | 0 | 0 | 0 | 0.01557% | 0.3006 | 0.99456 | 1.8816 | 2.4613 | 3.3844 | 4.7166 | 6.6622 | 7.8414 | 10.0151 | 12.7653 | 14.9874 | 15.9042 | 18.7201 | 22.2262 | 25.276 | 27.1786 | 29.8436 | 32.8705 | 36.1385 | 38.5893 | 41.5462 | 44.5751 | 48.1591 | 50.9484
| ComECMVAV-7P_V4 | M_Input | Savings, cost, and EUL from 7th Plan workbook COM-ECM-VAV-7P_V4 | 2020 | New | 2022 | 2045 | PSE | Commercial | Other | Electric | Per Commercial Building Square Feet |  |  | ECM-VAV-New-Other |  | 0.042281 | 18 | 0.025855 | 0 |  | 0 | 0 | 0 | 0 | 0 | 0 | 0 | 0 |  | 0 | 0 | 0 | Heating | Electric Heating | ECM VAV | ECM VAV | CommVENT | 0.0141% | 72.99% | 72.99% | 22414.5695 | 1 | 100% | 5.556% | 85% | 6.8% | 0.2% | 0.033133 | 0.00087761 | 0.003401 | 0.029825 | 0 | 0 | 0 | 0.030718 | 0.00089229 |  | 0.062235 | 0 | 0.062235 | 04. $0.062 to $0.070 | 1 | 0 | 01. ($9,999.00) to $0.22 | 1 | 167913.8416 | 376809.803 | 494465.5542 | 385547.8003 | 569324.5646 | 778974.154 | 1074721.2102 | 743102.6118 | 1202258.7572 | 1469796.1018 | 1236657.4912 | 650990.0926 | 1509730.9193 | 1821830.6796 | 1615813.8242 | 1097345.2283 | 1437959.0284 | 1597903.8171 | 1703420.7991 | 1331363.3747 | 1556502.2497 | 1585779.5836 | 1833092.5634 | 1471363.4806 | 7099.6314 | 15932.0439 | 20906.6931 | 16301.4986 | 24071.8365 | 32936.1134 | 45440.7114 | 31419.4146 | 50833.1767 | 62145.0287 | 52287.6031 | 27524.7689 | 63833.5285 | 77029.5415 | 68318.8616 | 46397.2864 | 60798.9128 | 67561.6015 | 72023.0067 | 56291.9 | 65811.0855 | 67048.972 | 77505.7097 | 62211.2996 | 1171730.2261 | 7099.6314 | 23031.6753 | 43938.3684 | 60239.867 | 84311.7035 | 117247.8169 | 162688.5283 | 194107.9429 | 244941.1196 | 307086.1483 | 359373.7514 | 386898.5203 | 450732.0487 | 527761.5902 | 596080.4518 | 642477.7382 | 703276.6511 | 770838.2526 | 842861.2593 | 899153.1592 | 964964.2447 | 1032013.2168 | 1109518.9264 | 1171730.2261 | 0 | 0 | 0 | 0 | 0 | 0 | 0 | 0 | 0 | 0 | 0 | 0 | 0 | 0 | 0 | 0 | 0 | 0 | 0 | 0 | 0 | 0 | 0 | 0 | 0 | 0 | 0 | 0 | 0 | 0 | 0 | 0 | 0 | 0 | 0 | 0 | 0 | 0 | 0 | 0 | 0 | 0 | 0 | 0 | 0 | 0 | 0 | 0 | 0 | 0 | 0 | 0 | 0 | 0 | 0 | 0 | 0 | 0 | 0 | 0 | 0 | 1.0011 | 3.2476 | 6.1955 | 8.4941 | 11.8884 | 16.5325 | 22.9399 | 27.3702 | 34.5379 | 43.3007 | 50.6735 | 54.5546 | 63.5554 | 74.417 | 84.0503 | 90.5925 | 99.1655 | 108.692 | 118.8476 | 126.785 | 136.0647 | 145.5189 | 156.4476 | 165.2197 | 5157.9097 | 11574.6916 | 15188.7935 | 11843.1019 | 17488.2824 | 23928.2139 | 33012.8528 | 22826.3264 | 36930.4997 | 45148.604 | 37987.1461 | 19996.8512 | 46375.3056 | 55962.2602 | 49633.9175 | 33707.8082 | 44170.6456 | 49083.7651 | 52324.9932 | 40896.2833 | 47812.0084 | 48711.3378 | 56308.1982 | 45196.7501 | 851266.5461 | 0 | 0 | 0 | 0 | 0 | 0 | 0 | 0 | 0 | 0 | 0 | 0 | 0 | 0 | 0 | 0 | 0 | 0 | 0 | 0 | 0.01557% | 1.1056 | 3.5866 | 6.8422 | 9.3807 | 13.1293 | 18.2582 | 25.3343 | 30.227 | 38.1429 | 47.8203 | 55.9627 | 60.2489 | 70.1892 | 82.1845 | 92.8233 | 100.0484 | 109.5162 | 120.0371 | 131.2527 | 140.0186 | 150.2669 | 160.708 | 172.7774 | 182.4651
| ComECMVAV-7P_V4 | M_Input | Savings, cost, and EUL from 7th Plan workbook COM-ECM-VAV-7P_V4 | 2020 | New | 2022 | 2041 | PSE | Commercial | Large Off | Gas | Per Commercial Building Square Feet |  |  | ECM-VAV-New-Large Off |  | 0.21666 | 18 | 0.080643 | 0 |  | 0 | 0 | 0 | 0 | 0 | 0 | 0 | -0.0036158 |  | 0 | 0 | 0 | Heating | Electric Heating | ECM VAV | ECM VAV | CommVENT | 0.0141% | 55.86% | 55.86% | 229881.7404 | 1 | 100% | 5.556% | 85% | 6.8% | 0.2% | -0.052902 | -0.00071411 | -0.0053617 | 0 | 0.085325 | 0 | 0.16978 | 0.022204 | -1.7194 |  | 0.0087793 | 0 | 0.0087793 | 01. ($9,999.000) to $0.028 | 1 | 0 | 01. ($9,999.00) to $0.22 | 1 | 0 | 0 | 0 | 0 | 0 | 0 | 0 | 0 | 0 | 0 | 0 | 0 | 0 | 0 | 0 | 0 | 0 | 0 | 0 | 0 | 0 | 0 | 0 | 0 | 0 | 0 | 0 | 0 | 0 | 0 | 0 | 0 | 0 | 0 | 0 | 0 | 0 | 0 | 0 | 0 | 0 | 0 | 0 | 0 | 0 | 0 | 0 | 0 | 0 | 0 | 0 | 0 | 0 | 0 | 0 | 0 | 0 | 0 | 0 | 0 | 0 | 0 | 0 | 0 | 0 | 0 | 0 | 0 | 0 | 0 | 0 | 0 | 0 | 121220.0217 | 312962.8201 | 370020.6839 | 300604.5742 | 313903.1251 | 349958.1542 | 384021.8142 | 492236.4341 | 557265.6327 | 636275.6985 | 573135.8063 | 635370.2449 | 616402.5234 | 653734.4189 | 618920.9431 | 670912.8732 | 634288.7165 | 698124.57 | 678876.8678 | 771375.4484 | 0 | 0 | 0 | 0 | 0 | 0 | 0 | 0 | 0 | 0 | 0 | 0 | 0 | 0 | 0 | 0 | 0 | 0 | 0 | 0 | 0 | 0 | 0 | 0 | 0 | 0 | 0 | 0 | 0 | 0 | 0 | 0 | 0 | 0 | 0 | 0 | 0 | 0 | 0 | 0 | 0 | 0 | 0 | 0 | 0 | 0 | 0 | 0 | 0 | 0 | 0 | 0 | 0 | 0 | 0 | 0 | 0 | 0 | 0 | 0 | 0 | 0 | 0 | 0 | 0 | 0 | 0 | 0 | 0 | 0 | 0 | 0 | 0 | 0 | 0 | 0 | 0 | 0 | 0 | 0 | 0 | 0 | 0 | 0 | 0 | 0 | 0 | 0 | 0 | 0 | 0 | 0 | 0 | 0 | 0 | 0 | 0 | 0 | 0 | 0 | 0 | 0 | 0 | 0 | 0 | 0 | 0 | 0 | 0 | 0 | 0.01557% | 0 | 0 | 0 | 0 | 0 | 0 | 0 | 0 | 0 | 0 | 0 | 0 | 0 | 0 | 0 | 0 | 0 | 0 | 0 | 0 | 0 | 0 | 0 | 0
| ComECMVAV-7P_V4 | M_Input | Savings, cost, and EUL from 7th Plan workbook COM-ECM-VAV-7P_V4 | 2020 | New | 2022 | 2041 | PSE | Commercial | Medium Off | Gas | Per Commercial Building Square Feet |  |  | ECM-VAV-New-Medium Off |  | 0.01754 | 18 | 0.0065284 | 0 |  | 0 | 0 | 0 | 0 | 0 | 0 | 0 | -0.00029272 |  | 0 | 0 | 0 | Heating | Electric Heating | ECM VAV | ECM VAV | CommVENT | 0.0141% | 55.86% | 55.86% | 41759.2514 | 1 | 100% | 5.556% | 85% | 6.8% | 0.2% | -0.0042827 | -5.7811e-05 | -0.00043405 | 0 | 0.0069074 | 0 | 0.013744 | 0.0017975 | -0.13919 |  | 0.0087793 | 0 | 0.0087793 | 01. ($9,999.000) to $0.028 | 1 | 0 | 01. ($9,999.00) to $0.22 | 1 | 0 | 0 | 0 | 0 | 0 | 0 | 0 | 0 | 0 | 0 | 0 | 0 | 0 | 0 | 0 | 0 | 0 | 0 | 0 | 0 | 0 | 0 | 0 | 0 | 0 | 0 | 0 | 0 | 0 | 0 | 0 | 0 | 0 | 0 | 0 | 0 | 0 | 0 | 0 | 0 | 0 | 0 | 0 | 0 | 0 | 0 | 0 | 0 | 0 | 0 | 0 | 0 | 0 | 0 | 0 | 0 | 0 | 0 | 0 | 0 | 0 | 0 | 0 | 0 | 0 | 0 | 0 | 0 | 0 | 0 | 0 | 0 | 0 | 64687.5 | 167008.5697 | 197456.7623 | 160413.7512 | 167510.3513 | 186750.6522 | 204928.2847 | 262675.62 | 297377.6125 | 339540.3144 | 305846.5258 | 339057.1308 | 328935.251 | 348856.9352 | 330279.1731 | 358023.9956 | 338479.9871 | 372545.1664 | 362273.8785 | 411634.5522 | 0 | 0 | 0 | 0 | 0 | 0 | 0 | 0 | 0 | 0 | 0 | 0 | 0 | 0 | 0 | 0 | 0 | 0 | 0 | 0 | 0 | 0 | 0 | 0 | 0 | 0 | 0 | 0 | 0 | 0 | 0 | 0 | 0 | 0 | 0 | 0 | 0 | 0 | 0 | 0 | 0 | 0 | 0 | 0 | 0 | 0 | 0 | 0 | 0 | 0 | 0 | 0 | 0 | 0 | 0 | 0 | 0 | 0 | 0 | 0 | 0 | 0 | 0 | 0 | 0 | 0 | 0 | 0 | 0 | 0 | 0 | 0 | 0 | 0 | 0 | 0 | 0 | 0 | 0 | 0 | 0 | 0 | 0 | 0 | 0 | 0 | 0 | 0 | 0 | 0 | 0 | 0 | 0 | 0 | 0 | 0 | 0 | 0 | 0 | 0 | 0 | 0 | 0 | 0 | 0 | 0 | 0 | 0 | 0 | 0 | 0.01557% | 0 | 0 | 0 | 0 | 0 | 0 | 0 | 0 | 0 | 0 | 0 | 0 | 0 | 0 | 0 | 0 | 0 | 0 | 0 | 0 | 0 | 0 | 0 | 0
| ComECMVAV-7P_V4 | M_Input | Savings, cost, and EUL from 7th Plan workbook COM-ECM-VAV-7P_V4 | 2020 | New | 2022 | 2041 | PSE | Commercial | Small Off | Gas | Per Commercial Building Square Feet |  |  | ECM-VAV-New-Small Off |  | 0 | 18 | 0 | 0 |  | 0 | 0 | 0 | 0 | 0 | 0 | 0 | 0 |  | 0 | 0 | 0 | Heating | Electric Heating | ECM VAV | ECM VAV | CommHEAT | 0.03964% | 55.86% | 55.86% | 4797.7732 | 1 | 100% | 5.556% | 85% | 6.8% | 0.2% | 0 | 0 | 0 | 0 | 0 | 0 | 0 | 0 | 0 |  | 0 | 0 | 0 | 01. ($9,999.000) to $0.028 | 1 | 0 | 01. ($9,999.00) to $0.22 | 1 | 0 | 0 | 0 | 0 | 0 | 0 | 0 | 0 | 0 | 0 | 0 | 0 | 0 | 0 | 0 | 0 | 0 | 0 | 0 | 0 | 0 | 0 | 0 | 0 | 0 | 0 | 0 | 0 | 0 | 0 | 0 | 0 | 0 | 0 | 0 | 0 | 0 | 0 | 0 | 0 | 0 | 0 | 0 | 0 | 0 | 0 | 0 | 0 | 0 | 0 | 0 | 0 | 0 | 0 | 0 | 0 | 0 | 0 | 0 | 0 | 0 | 0 | 0 | 0 | 0 | 0 | 0 | 0 | 0 | 0 | 0 | 0 | 0 | 44772.2583 | 115591.8968 | 136666.0509 | 111027.415 | 115939.1956 | 129256.0146 | 141837.3272 | 181806.0786 | 205824.4218 | 235006.5571 | 211686.0237 | 234672.1305 | 227666.4584 | 241454.8842 | 228596.6293 | 247799.6957 | 234272.6712 | 257850.2559 | 250741.1736 | 284905.2522 | 0 | 0 | 0 | 0 | 0 | 0 | 0 | 0 | 0 | 0 | 0 | 0 | 0 | 0 | 0 | 0 | 0 | 0 | 0 | 0 | 0 | 0 | 0 | 0 | 0 | 0 | 0 | 0 | 0 | 0 | 0 | 0 | 0 | 0 | 0 | 0 | 0 | 0 | 0 | 0 | 0 | 0 | 0 | 0 | 0 | 0 | 0 | 0 | 0 | 0 | 0 | 0 | 0 | 0 | 0 | 0 | 0 | 0 | 0 | 0 | 0 | 0 | 0 | 0 | 0 | 0 | 0 | 0 | 0 | 0 | 0 | 0 | 0 | 0 | 0 | 0 | 0 | 0 | 0 | 0 | 0 | 0 | 0 | 0 | 0 | 0 | 0 | 0 | 0 | 0 | 0 | 0 | 0 | 0 | 0 | 0 | 0 | 0 | 0 | 0 | 0 | 0 | 0 | 0 | 0 | 0 | 0 | 0 | 0 | 0 | 0.001759% | 0 | 0 | 0 | 0 | 0 | 0 | 0 | 0 | 0 | 0 | 0 | 0 | 0 | 0 | 0 | 0 | 0 | 0 | 0 | 0 | 0 | 0 | 0 | 0
| ComECMVAV-7P_V4 | M_Input | Savings, cost, and EUL from 7th Plan workbook COM-ECM-VAV-7P_V4 | 2020 | New | 2022 | 2041 | PSE | Commercial | Xlarge Ret | Gas | Per Commercial Building Square Feet |  |  | ECM-VAV-New-Xlarge Ret |  | 0.0030243 | 18 | 0.0011257 | 0 |  | 0 | 0 | 0 | 0 | 0 | 0 | 0 | -5.0473e-05 |  | 0 | 0 | 0 | Heating | Electric Heating | ECM VAV | ECM VAV | CommVENT | 0.0141% | 78.43% | 78.43% | 280351.2881 | 1 | 100% | 5.556% | 85% | 6.8% | 0.2% | -0.00073846 | -9.9682e-06 | -7.4843e-05 | 0 | 0.001191 | 0 | 0.0023699 | 0.00030995 | -0.024001 |  | 0.0087793 | 0 | 0.0087793 | 01. ($9,999.000) to $0.028 | 1 | 0 | 01. ($9,999.00) to $0.22 | 1 | 0 | 0 | 0 | 0 | 0 | 0 | 0 | 0 | 0 | 0 | 0 | 0 | 0 | 0 | 0 | 0 | 0 | 0 | 0 | 0 | 0 | 0 | 0 | 0 | 0 | 0 | 0 | 0 | 0 | 0 | 0 | 0 | 0 | 0 | 0 | 0 | 0 | 0 | 0 | 0 | 0 | 0 | 0 | 0 | 0 | 0 | 0 | 0 | 0 | 0 | 0 | 0 | 0 | 0 | 0 | 0 | 0 | 0 | 0 | 0 | 0 | 0 | 0 | 0 | 0 | 0 | 0 | 0 | 0 | 0 | 0 | 0 | 0 | 42625.7119 | 108065.1466 | 129788.1438 | 110457.2226 | 117894.0736 | 132340.0279 | 145525.3179 | 182263.1199 | 204612.52 | 231187.5177 | 211432.3446 | 232131.7872 | 226351.5401 | 238703.0033 | 227568.1513 | 244500.6245 | 232417.5862 | 252904.7552 | 246456.0864 | 276237.8524 | 0 | 0 | 0 | 0 | 0 | 0 | 0 | 0 | 0 | 0 | 0 | 0 | 0 | 0 | 0 | 0 | 0 | 0 | 0 | 0 | 0 | 0 | 0 | 0 | 0 | 0 | 0 | 0 | 0 | 0 | 0 | 0 | 0 | 0 | 0 | 0 | 0 | 0 | 0 | 0 | 0 | 0 | 0 | 0 | 0 | 0 | 0 | 0 | 0 | 0 | 0 | 0 | 0 | 0 | 0 | 0 | 0 | 0 | 0 | 0 | 0 | 0 | 0 | 0 | 0 | 0 | 0 | 0 | 0 | 0 | 0 | 0 | 0 | 0 | 0 | 0 | 0 | 0 | 0 | 0 | 0 | 0 | 0 | 0 | 0 | 0 | 0 | 0 | 0 | 0 | 0 | 0 | 0 | 0 | 0 | 0 | 0 | 0 | 0 | 0 | 0 | 0 | 0 | 0 | 0 | 0 | 0 | 0 | 0 | 0 | 0.01557% | 0 | 0 | 0 | 0 | 0 | 0 | 0 | 0 | 0 | 0 | 0 | 0 | 0 | 0 | 0 | 0 | 0 | 0 | 0 | 0 | 0 | 0 | 0 | 0
| ComECMVAV-7P_V4 | M_Input | Savings, cost, and EUL from 7th Plan workbook COM-ECM-VAV-7P_V4 | 2020 | New | 2022 | 2041 | PSE | Commercial | Large Ret | Gas | Per Commercial Building Square Feet |  |  | ECM-VAV-New-Large Ret |  | 0 | 18 | 0 | 0 |  | 0 | 0 | 0 | 0 | 0 | 0 | 0 | 0 |  | 0 | 0 | 0 | Heating | Electric Heating | ECM VAV | ECM VAV | CommHEAT | 0.03964% | 78.43% | 78.43% | 94425.5221 | 1 | 100% | 5.556% | 85% | 6.8% | 0.2% | 0 | 0 | 0 | 0 | 0 | 0 | 0 | 0 | 0 |  | 0 | 0 | 0 | 01. ($9,999.000) to $0.028 | 1 | 0 | 01. ($9,999.00) to $0.22 | 1 | 0 | 0 | 0 | 0 | 0 | 0 | 0 | 0 | 0 | 0 | 0 | 0 | 0 | 0 | 0 | 0 | 0 | 0 | 0 | 0 | 0 | 0 | 0 | 0 | 0 | 0 | 0 | 0 | 0 | 0 | 0 | 0 | 0 | 0 | 0 | 0 | 0 | 0 | 0 | 0 | 0 | 0 | 0 | 0 | 0 | 0 | 0 | 0 | 0 | 0 | 0 | 0 | 0 | 0 | 0 | 0 | 0 | 0 | 0 | 0 | 0 | 0 | 0 | 0 | 0 | 0 | 0 | 0 | 0 | 0 | 0 | 0 | 0 | 51972.6355 | 131761.5643 | 158247.9586 | 134678.1723 | 143745.7687 | 161359.4174 | 177435.9647 | 222229.5953 | 249479.7496 | 281882.0863 | 257795.0185 | 283033.4142 | 275985.6803 | 291045.56 | 277469.0689 | 298114.4779 | 283381.883 | 308361.458 | 300498.7315 | 336811.0135 | 0 | 0 | 0 | 0 | 0 | 0 | 0 | 0 | 0 | 0 | 0 | 0 | 0 | 0 | 0 | 0 | 0 | 0 | 0 | 0 | 0 | 0 | 0 | 0 | 0 | 0 | 0 | 0 | 0 | 0 | 0 | 0 | 0 | 0 | 0 | 0 | 0 | 0 | 0 | 0 | 0 | 0 | 0 | 0 | 0 | 0 | 0 | 0 | 0 | 0 | 0 | 0 | 0 | 0 | 0 | 0 | 0 | 0 | 0 | 0 | 0 | 0 | 0 | 0 | 0 | 0 | 0 | 0 | 0 | 0 | 0 | 0 | 0 | 0 | 0 | 0 | 0 | 0 | 0 | 0 | 0 | 0 | 0 | 0 | 0 | 0 | 0 | 0 | 0 | 0 | 0 | 0 | 0 | 0 | 0 | 0 | 0 | 0 | 0 | 0 | 0 | 0 | 0 | 0 | 0 | 0 | 0 | 0 | 0 | 0 | 0.001759% | 0 | 0 | 0 | 0 | 0 | 0 | 0 | 0 | 0 | 0 | 0 | 0 | 0 | 0 | 0 | 0 | 0 | 0 | 0 | 0 | 0 | 0 | 0 | 0
| ComECMVAV-7P_V4 | M_Input | Savings, cost, and EUL from 7th Plan workbook COM-ECM-VAV-7P_V4 | 2020 | New | 2022 | 2041 | PSE | Commercial | Medium Ret | Gas | Per Commercial Building Square Feet |  |  | ECM-VAV-New-Medium Ret |  | 0 | 18 | 0 | 0 |  | 0 | 0 | 0 | 0 | 0 | 0 | 0 | 0 |  | 0 | 0 | 0 | Heating | Electric Heating | ECM VAV | ECM VAV | CommHEAT | 0.03964% | 78.43% | 78.43% | 13333.1618 | 1 | 100% | 5.556% | 85% | 6.8% | 0.2% | 0 | 0 | 0 | 0 | 0 | 0 | 0 | 0 | 0 |  | 0 | 0 | 0 | 01. ($9,999.000) to $0.028 | 1 | 0 | 01. ($9,999.00) to $0.22 | 1 | 0 | 0 | 0 | 0 | 0 | 0 | 0 | 0 | 0 | 0 | 0 | 0 | 0 | 0 | 0 | 0 | 0 | 0 | 0 | 0 | 0 | 0 | 0 | 0 | 0 | 0 | 0 | 0 | 0 | 0 | 0 | 0 | 0 | 0 | 0 | 0 | 0 | 0 | 0 | 0 | 0 | 0 | 0 | 0 | 0 | 0 | 0 | 0 | 0 | 0 | 0 | 0 | 0 | 0 | 0 | 0 | 0 | 0 | 0 | 0 | 0 | 0 | 0 | 0 | 0 | 0 | 0 | 0 | 0 | 0 | 0 | 0 | 0 | 77035.7669 | 195301.8748 | 234560.9903 | 199624.9793 | 213065.3067 | 239172.9097 | 263002.1641 | 329396.9438 | 369788.1327 | 417816.0772 | 382113.3325 | 419522.6181 | 409076.2057 | 431398.5177 | 411274.9392 | 441876.3297 | 420039.1315 | 457064.7836 | 445410.3588 | 499233.7693 | 0 | 0 | 0 | 0 | 0 | 0 | 0 | 0 | 0 | 0 | 0 | 0 | 0 | 0 | 0 | 0 | 0 | 0 | 0 | 0 | 0 | 0 | 0 | 0 | 0 | 0 | 0 | 0 | 0 | 0 | 0 | 0 | 0 | 0 | 0 | 0 | 0 | 0 | 0 | 0 | 0 | 0 | 0 | 0 | 0 | 0 | 0 | 0 | 0 | 0 | 0 | 0 | 0 | 0 | 0 | 0 | 0 | 0 | 0 | 0 | 0 | 0 | 0 | 0 | 0 | 0 | 0 | 0 | 0 | 0 | 0 | 0 | 0 | 0 | 0 | 0 | 0 | 0 | 0 | 0 | 0 | 0 | 0 | 0 | 0 | 0 | 0 | 0 | 0 | 0 | 0 | 0 | 0 | 0 | 0 | 0 | 0 | 0 | 0 | 0 | 0 | 0 | 0 | 0 | 0 | 0 | 0 | 0 | 0 | 0 | 0.001759% | 0 | 0 | 0 | 0 | 0 | 0 | 0 | 0 | 0 | 0 | 0 | 0 | 0 | 0 | 0 | 0 | 0 | 0 | 0 | 0 | 0 | 0 | 0 | 0
| ComECMVAV-7P_V4 | M_Input | Savings, cost, and EUL from 7th Plan workbook COM-ECM-VAV-7P_V4 | 2020 | New | 2022 | 2041 | PSE | Commercial | Small Ret | Gas | Per Commercial Building Square Feet |  |  | ECM-VAV-New-Small Ret |  | 0 | 18 | 0 | 0 |  | 0 | 0 | 0 | 0 | 0 | 0 | 0 | 0 |  | 0 | 0 | 0 | Heating | Electric Heating | ECM VAV | ECM VAV | CommHEAT | 0.03964% | 78.43% | 78.43% | 2170.2819 | 1 | 100% | 5.556% | 85% | 6.8% | 0.2% | 0 | 0 | 0 | 0 | 0 | 0 | 0 | 0 | 0 |  | 0 | 0 | 0 | 01. ($9,999.000) to $0.028 | 1 | 0 | 01. ($9,999.00) to $0.22 | 1 | 0 | 0 | 0 | 0 | 0 | 0 | 0 | 0 | 0 | 0 | 0 | 0 | 0 | 0 | 0 | 0 | 0 | 0 | 0 | 0 | 0 | 0 | 0 | 0 | 0 | 0 | 0 | 0 | 0 | 0 | 0 | 0 | 0 | 0 | 0 | 0 | 0 | 0 | 0 | 0 | 0 | 0 | 0 | 0 | 0 | 0 | 0 | 0 | 0 | 0 | 0 | 0 | 0 | 0 | 0 | 0 | 0 | 0 | 0 | 0 | 0 | 0 | 0 | 0 | 0 | 0 | 0 | 0 | 0 | 0 | 0 | 0 | 0 | 15743.4744 | 39913.0195 | 47936.2392 | 40796.5142 | 43543.2571 | 48878.7577 | 53748.6418 | 67317.4626 | 75572.0393 | 85387.3076 | 78090.8884 | 85736.0661 | 83601.1769 | 88163.0936 | 84050.5228 | 90304.3998 | 85841.6238 | 93408.4 | 91026.6344 | 102026.2975 | 0 | 0 | 0 | 0 | 0 | 0 | 0 | 0 | 0 | 0 | 0 | 0 | 0 | 0 | 0 | 0 | 0 | 0 | 0 | 0 | 0 | 0 | 0 | 0 | 0 | 0 | 0 | 0 | 0 | 0 | 0 | 0 | 0 | 0 | 0 | 0 | 0 | 0 | 0 | 0 | 0 | 0 | 0 | 0 | 0 | 0 | 0 | 0 | 0 | 0 | 0 | 0 | 0 | 0 | 0 | 0 | 0 | 0 | 0 | 0 | 0 | 0 | 0 | 0 | 0 | 0 | 0 | 0 | 0 | 0 | 0 | 0 | 0 | 0 | 0 | 0 | 0 | 0 | 0 | 0 | 0 | 0 | 0 | 0 | 0 | 0 | 0 | 0 | 0 | 0 | 0 | 0 | 0 | 0 | 0 | 0 | 0 | 0 | 0 | 0 | 0 | 0 | 0 | 0 | 0 | 0 | 0 | 0 | 0 | 0 | 0.001759% | 0 | 0 | 0 | 0 | 0 | 0 | 0 | 0 | 0 | 0 | 0 | 0 | 0 | 0 | 0 | 0 | 0 | 0 | 0 | 0 | 0 | 0 | 0 | 0
| ComECMVAV-7P_V4 | M_Input | Savings, cost, and EUL from 7th Plan workbook COM-ECM-VAV-7P_V4 | 2020 | New | 2022 | 2041 | PSE | Commercial | School K-12 | Gas | Per Commercial Building Square Feet |  |  | ECM-VAV-New-School K-12 |  | 0.0073762 | 18 | 0.0027455 | 0 |  | 0 | 0 | 0 | 0 | 0 | 0 | 0 | -0.0001231 |  | 0 | 0 | 0 | Heating | Electric Heating | ECM VAV | ECM VAV | CommVENT | 0.0141% | 73.65% | 73.65% | 36549.9879 | 1 | 100% | 5.556% | 85% | 6.8% | 0.2% | -0.0018011 | -2.4312e-05 | -0.00018254 | 0 | 0.0029049 | 0 | 0.0057802 | 0.00075595 | -0.058538 |  | 0.0087793 | 0 | 0.0087793 | 01. ($9,999.000) to $0.028 | 1 | 0 | 01. ($9,999.00) to $0.22 | 1 | 0 | 0 | 0 | 0 | 0 | 0 | 0 | 0 | 0 | 0 | 0 | 0 | 0 | 0 | 0 | 0 | 0 | 0 | 0 | 0 | 0 | 0 | 0 | 0 | 0 | 0 | 0 | 0 | 0 | 0 | 0 | 0 | 0 | 0 | 0 | 0 | 0 | 0 | 0 | 0 | 0 | 0 | 0 | 0 | 0 | 0 | 0 | 0 | 0 | 0 | 0 | 0 | 0 | 0 | 0 | 0 | 0 | 0 | 0 | 0 | 0 | 0 | 0 | 0 | 0 | 0 | 0 | 0 | 0 | 0 | 0 | 0 | 0 | 81500.5026 | 212826.5889 | 249116.0188 | 196164.905 | 201645.2558 | 223627.5502 | 244951.1283 | 319214.4468 | 363464.9363 | 417961.2425 | 372409.1975 | 415600.6122 | 401658.4792 | 427610.4415 | 402752.623 | 439268.3509 | 413590.3986 | 458830.9562 | 445420.3455 | 510894.149 | 0 | 0 | 0 | 0 | 0 | 0 | 0 | 0 | 0 | 0 | 0 | 0 | 0 | 0 | 0 | 0 | 0 | 0 | 0 | 0 | 0 | 0 | 0 | 0 | 0 | 0 | 0 | 0 | 0 | 0 | 0 | 0 | 0 | 0 | 0 | 0 | 0 | 0 | 0 | 0 | 0 | 0 | 0 | 0 | 0 | 0 | 0 | 0 | 0 | 0 | 0 | 0 | 0 | 0 | 0 | 0 | 0 | 0 | 0 | 0 | 0 | 0 | 0 | 0 | 0 | 0 | 0 | 0 | 0 | 0 | 0 | 0 | 0 | 0 | 0 | 0 | 0 | 0 | 0 | 0 | 0 | 0 | 0 | 0 | 0 | 0 | 0 | 0 | 0 | 0 | 0 | 0 | 0 | 0 | 0 | 0 | 0 | 0 | 0 | 0 | 0 | 0 | 0 | 0 | 0 | 0 | 0 | 0 | 0 | 0 | 0.01557% | 0 | 0 | 0 | 0 | 0 | 0 | 0 | 0 | 0 | 0 | 0 | 0 | 0 | 0 | 0 | 0 | 0 | 0 | 0 | 0 | 0 | 0 | 0 | 0
| ComECMVAV-7P_V4 | M_Input | Savings, cost, and EUL from 7th Plan workbook COM-ECM-VAV-7P_V4 | 2020 | New | 2022 | 2041 | PSE | Commercial | University | Gas | Per Commercial Building Square Feet |  |  | ECM-VAV-New-University |  | 0.022166 | 18 | 0.0082505 | 0 |  | 0 | 0 | 0 | 0 | 0 | 0 | 0 | -0.00036994 |  | 0 | 0 | 0 | Heating | Electric Heating | ECM VAV | ECM VAV | CommVENT | 0.0141% | 94.56% | 94.56% | 121327.9762 | 1 | 100% | 5.556% | 85% | 6.8% | 0.2% | -0.0054124 | -7.3061e-05 | -0.00054855 | 0 | 0.0087295 | 0 | 0.01737 | 0.0022717 | -0.17591 |  | 0.0087793 | 0 | 0.0087793 | 01. ($9,999.000) to $0.028 | 1 | 0 | 01. ($9,999.00) to $0.22 | 1 | 0 | 0 | 0 | 0 | 0 | 0 | 0 | 0 | 0 | 0 | 0 | 0 | 0 | 0 | 0 | 0 | 0 | 0 | 0 | 0 | 0 | 0 | 0 | 0 | 0 | 0 | 0 | 0 | 0 | 0 | 0 | 0 | 0 | 0 | 0 | 0 | 0 | 0 | 0 | 0 | 0 | 0 | 0 | 0 | 0 | 0 | 0 | 0 | 0 | 0 | 0 | 0 | 0 | 0 | 0 | 0 | 0 | 0 | 0 | 0 | 0 | 0 | 0 | 0 | 0 | 0 | 0 | 0 | 0 | 0 | 0 | 0 | 0 | 18176.3545 | 47280.1578 | 55533.3125 | 44207.3126 | 45696.6553 | 50774.2557 | 55652.8426 | 72101.298 | 81931.3445 | 93981.4774 | 84062.3184 | 93593.1801 | 90576.9027 | 96301.0612 | 90870.4027 | 98896.1345 | 93251.7957 | 103164.6154 | 100211.2535 | 114562.6163 | 0 | 0 | 0 | 0 | 0 | 0 | 0 | 0 | 0 | 0 | 0 | 0 | 0 | 0 | 0 | 0 | 0 | 0 | 0 | 0 | 0 | 0 | 0 | 0 | 0 | 0 | 0 | 0 | 0 | 0 | 0 | 0 | 0 | 0 | 0 | 0 | 0 | 0 | 0 | 0 | 0 | 0 | 0 | 0 | 0 | 0 | 0 | 0 | 0 | 0 | 0 | 0 | 0 | 0 | 0 | 0 | 0 | 0 | 0 | 0 | 0 | 0 | 0 | 0 | 0 | 0 | 0 | 0 | 0 | 0 | 0 | 0 | 0 | 0 | 0 | 0 | 0 | 0 | 0 | 0 | 0 | 0 | 0 | 0 | 0 | 0 | 0 | 0 | 0 | 0 | 0 | 0 | 0 | 0 | 0 | 0 | 0 | 0 | 0 | 0 | 0 | 0 | 0 | 0 | 0 | 0 | 0 | 0 | 0 | 0 | 0.01557% | 0 | 0 | 0 | 0 | 0 | 0 | 0 | 0 | 0 | 0 | 0 | 0 | 0 | 0 | 0 | 0 | 0 | 0 | 0 | 0 | 0 | 0 | 0 | 0
| ComECMVAV-7P_V4 | M_Input | Savings, cost, and EUL from 7th Plan workbook COM-ECM-VAV-7P_V4 | 2020 | New | 2022 | 2041 | PSE | Commercial | Warehouse | Gas | Per Commercial Building Square Feet |  |  | ECM-VAV-New-Warehouse |  | 0 | 18 | 0 | 0 |  | 0 | 0 | 0 | 0 | 0 | 0 | 0 | 0 |  | 0 | 0 | 0 | Heating | Electric Heating | ECM VAV | ECM VAV | CommHEAT | 0.03964% | 48.46% | 48.46% | 34313.8807 | 1 | 100% | 5.556% | 85% | 6.8% | 0.2% | 0 | 0 | 0 | 0 | 0 | 0 | 0 | 0 | 0 |  | 0 | 0 | 0 | 01. ($9,999.000) to $0.028 | 1 | 0 | 01. ($9,999.00) to $0.22 | 1 | 0 | 0 | 0 | 0 | 0 | 0 | 0 | 0 | 0 | 0 | 0 | 0 | 0 | 0 | 0 | 0 | 0 | 0 | 0 | 0 | 0 | 0 | 0 | 0 | 0 | 0 | 0 | 0 | 0 | 0 | 0 | 0 | 0 | 0 | 0 | 0 | 0 | 0 | 0 | 0 | 0 | 0 | 0 | 0 | 0 | 0 | 0 | 0 | 0 | 0 | 0 | 0 | 0 | 0 | 0 | 0 | 0 | 0 | 0 | 0 | 0 | 0 | 0 | 0 | 0 | 0 | 0 | 0 | 0 | 0 | 0 | 0 | 0 | 137684.2185 | 348614.947 | 419144.8303 | 357824.1403 | 382448.0173 | 429489.4376 | 472333.567 | 590693.6471 | 662755.0341 | 748312.1097 | 685031.1679 | 751615.3884 | 733129.1272 | 772840.1229 | 737106.9944 | 791488.1564 | 752625.3061 | 818354.91 | 797586.1012 | 893164.0466 | 0 | 0 | 0 | 0 | 0 | 0 | 0 | 0 | 0 | 0 | 0 | 0 | 0 | 0 | 0 | 0 | 0 | 0 | 0 | 0 | 0 | 0 | 0 | 0 | 0 | 0 | 0 | 0 | 0 | 0 | 0 | 0 | 0 | 0 | 0 | 0 | 0 | 0 | 0 | 0 | 0 | 0 | 0 | 0 | 0 | 0 | 0 | 0 | 0 | 0 | 0 | 0 | 0 | 0 | 0 | 0 | 0 | 0 | 0 | 0 | 0 | 0 | 0 | 0 | 0 | 0 | 0 | 0 | 0 | 0 | 0 | 0 | 0 | 0 | 0 | 0 | 0 | 0 | 0 | 0 | 0 | 0 | 0 | 0 | 0 | 0 | 0 | 0 | 0 | 0 | 0 | 0 | 0 | 0 | 0 | 0 | 0 | 0 | 0 | 0 | 0 | 0 | 0 | 0 | 0 | 0 | 0 | 0 | 0 | 0 | 0.001759% | 0 | 0 | 0 | 0 | 0 | 0 | 0 | 0 | 0 | 0 | 0 | 0 | 0 | 0 | 0 | 0 | 0 | 0 | 0 | 0 | 0 | 0 | 0 | 0
| ComECMVAV-7P_V4 | M_Input | Savings, cost, and EUL from 7th Plan workbook COM-ECM-VAV-7P_V4 | 2020 | New | 2022 | 2041 | PSE | Commercial | Supermarket | Gas | Per Commercial Building Square Feet |  |  | ECM-VAV-New-Supermarket |  | 0 | 18 | 0 | 0 |  | 0 | 0 | 0 | 0 | 0 | 0 | 0 | 0 |  | 0 | 0 | 0 | Heating | Electric Heating | ECM VAV | ECM VAV | CommHEAT | 0.03964% | 73% | 73% | 49733.7282 | 1 | 100% | 5.556% | 85% | 6.8% | 0.2% | 0 | 0 | 0 | 0 | 0 | 0 | 0 | 0 | 0 |  | 0 | 0 | 0 | 01. ($9,999.000) to $0.028 | 1 | 0 | 01. ($9,999.00) to $0.22 | 1 | 0 | 0 | 0 | 0 | 0 | 0 | 0 | 0 | 0 | 0 | 0 | 0 | 0 | 0 | 0 | 0 | 0 | 0 | 0 | 0 | 0 | 0 | 0 | 0 | 0 | 0 | 0 | 0 | 0 | 0 | 0 | 0 | 0 | 0 | 0 | 0 | 0 | 0 | 0 | 0 | 0 | 0 | 0 | 0 | 0 | 0 | 0 | 0 | 0 | 0 | 0 | 0 | 0 | 0 | 0 | 0 | 0 | 0 | 0 | 0 | 0 | 0 | 0 | 0 | 0 | 0 | 0 | 0 | 0 | 0 | 0 | 0 | 0 | 43068.8654 | 109049.8997 | 131112.2833 | 111930.6184 | 119633.1892 | 134348.1698 | 147750.1998 | 184774.3004 | 207315.7522 | 234078.7771 | 214283.9278 | 235112.0725 | 229329.4032 | 241751.3609 | 230573.716 | 247584.6339 | 235427.9839 | 255988.7968 | 249492.1261 | 279389.7694 | 0 | 0 | 0 | 0 | 0 | 0 | 0 | 0 | 0 | 0 | 0 | 0 | 0 | 0 | 0 | 0 | 0 | 0 | 0 | 0 | 0 | 0 | 0 | 0 | 0 | 0 | 0 | 0 | 0 | 0 | 0 | 0 | 0 | 0 | 0 | 0 | 0 | 0 | 0 | 0 | 0 | 0 | 0 | 0 | 0 | 0 | 0 | 0 | 0 | 0 | 0 | 0 | 0 | 0 | 0 | 0 | 0 | 0 | 0 | 0 | 0 | 0 | 0 | 0 | 0 | 0 | 0 | 0 | 0 | 0 | 0 | 0 | 0 | 0 | 0 | 0 | 0 | 0 | 0 | 0 | 0 | 0 | 0 | 0 | 0 | 0 | 0 | 0 | 0 | 0 | 0 | 0 | 0 | 0 | 0 | 0 | 0 | 0 | 0 | 0 | 0 | 0 | 0 | 0 | 0 | 0 | 0 | 0 | 0 | 0 | 0.001759% | 0 | 0 | 0 | 0 | 0 | 0 | 0 | 0 | 0 | 0 | 0 | 0 | 0 | 0 | 0 | 0 | 0 | 0 | 0 | 0 | 0 | 0 | 0 | 0
| ComECMVAV-7P_V4 | M_Input | Savings, cost, and EUL from 7th Plan workbook COM-ECM-VAV-7P_V4 | 2020 | New | 2022 | 2041 | PSE | Commercial | MiniMart | Gas | Per Commercial Building Square Feet |  |  | ECM-VAV-New-MiniMart |  | 0 | 18 | 0 | 0 |  | 0 | 0 | 0 | 0 | 0 | 0 | 0 | 0 |  | 0 | 0 | 0 | Heating | Electric Heating | ECM VAV | ECM VAV | CommHEAT | 0.03964% | 73% | 73% | 2115.8874 | 1 | 100% | 5.556% | 85% | 6.8% | 0.2% | 0 | 0 | 0 | 0 | 0 | 0 | 0 | 0 | 0 |  | 0 | 0 | 0 | 01. ($9,999.000) to $0.028 | 1 | 0 | 01. ($9,999.00) to $0.22 | 1 | 0 | 0 | 0 | 0 | 0 | 0 | 0 | 0 | 0 | 0 | 0 | 0 | 0 | 0 | 0 | 0 | 0 | 0 | 0 | 0 | 0 | 0 | 0 | 0 | 0 | 0 | 0 | 0 | 0 | 0 | 0 | 0 | 0 | 0 | 0 | 0 | 0 | 0 | 0 | 0 | 0 | 0 | 0 | 0 | 0 | 0 | 0 | 0 | 0 | 0 | 0 | 0 | 0 | 0 | 0 | 0 | 0 | 0 | 0 | 0 | 0 | 0 | 0 | 0 | 0 | 0 | 0 | 0 | 0 | 0 | 0 | 0 | 0 | 1369.7361 | 3562.9444 | 4184.8867 | 3331.3805 | 3443.6146 | 3826.2531 | 4193.8943 | 5433.4191 | 6174.1931 | 7082.2686 | 6334.7793 | 7053.0072 | 6825.7062 | 7257.0681 | 6847.8238 | 7452.6279 | 7027.2811 | 7774.2927 | 7551.7329 | 8633.2247 | 0 | 0 | 0 | 0 | 0 | 0 | 0 | 0 | 0 | 0 | 0 | 0 | 0 | 0 | 0 | 0 | 0 | 0 | 0 | 0 | 0 | 0 | 0 | 0 | 0 | 0 | 0 | 0 | 0 | 0 | 0 | 0 | 0 | 0 | 0 | 0 | 0 | 0 | 0 | 0 | 0 | 0 | 0 | 0 | 0 | 0 | 0 | 0 | 0 | 0 | 0 | 0 | 0 | 0 | 0 | 0 | 0 | 0 | 0 | 0 | 0 | 0 | 0 | 0 | 0 | 0 | 0 | 0 | 0 | 0 | 0 | 0 | 0 | 0 | 0 | 0 | 0 | 0 | 0 | 0 | 0 | 0 | 0 | 0 | 0 | 0 | 0 | 0 | 0 | 0 | 0 | 0 | 0 | 0 | 0 | 0 | 0 | 0 | 0 | 0 | 0 | 0 | 0 | 0 | 0 | 0 | 0 | 0 | 0 | 0 | 0.001759% | 0 | 0 | 0 | 0 | 0 | 0 | 0 | 0 | 0 | 0 | 0 | 0 | 0 | 0 | 0 | 0 | 0 | 0 | 0 | 0 | 0 | 0 | 0 | 0
| ComECMVAV-7P_V4 | M_Input | Savings, cost, and EUL from 7th Plan workbook COM-ECM-VAV-7P_V4 | 2020 | New | 2022 | 2041 | PSE | Commercial | Restaurant | Gas | Per Commercial Building Square Feet |  |  | ECM-VAV-New-Restaurant |  | 0 | 18 | 0 | 0 |  | 0 | 0 | 0 | 0 | 0 | 0 | 0 | 0 |  | 0 | 0 | 0 | Heating | Electric Heating | ECM VAV | ECM VAV | CommHEAT | 0.03964% | 75.53% | 75.53% | 9726.5895 | 1 | 100% | 5.556% | 85% | 6.8% | 0.2% | 0 | 0 | 0 | 0 | 0 | 0 | 0 | 0 | 0 |  | 0 | 0 | 0 | 01. ($9,999.000) to $0.028 | 1 | 0 | 01. ($9,999.00) to $0.22 | 1 | 0 | 0 | 0 | 0 | 0 | 0 | 0 | 0 | 0 | 0 | 0 | 0 | 0 | 0 | 0 | 0 | 0 | 0 | 0 | 0 | 0 | 0 | 0 | 0 | 0 | 0 | 0 | 0 | 0 | 0 | 0 | 0 | 0 | 0 | 0 | 0 | 0 | 0 | 0 | 0 | 0 | 0 | 0 | 0 | 0 | 0 | 0 | 0 | 0 | 0 | 0 | 0 | 0 | 0 | 0 | 0 | 0 | 0 | 0 | 0 | 0 | 0 | 0 | 0 | 0 | 0 | 0 | 0 | 0 | 0 | 0 | 0 | 0 | 69138.9392 | 168414.073 | 208977.8487 | 194391.3234 | 215237.3061 | 243992.8065 | 268766.3087 | 323184.0911 | 356959.9215 | 395257.0573 | 370796.6443 | 399671.2701 | 392637.6545 | 409393.2985 | 394449.1343 | 416729.7271 | 399309.4947 | 425397.1905 | 415523.4866 | 454049.5085 | 0 | 0 | 0 | 0 | 0 | 0 | 0 | 0 | 0 | 0 | 0 | 0 | 0 | 0 | 0 | 0 | 0 | 0 | 0 | 0 | 0 | 0 | 0 | 0 | 0 | 0 | 0 | 0 | 0 | 0 | 0 | 0 | 0 | 0 | 0 | 0 | 0 | 0 | 0 | 0 | 0 | 0 | 0 | 0 | 0 | 0 | 0 | 0 | 0 | 0 | 0 | 0 | 0 | 0 | 0 | 0 | 0 | 0 | 0 | 0 | 0 | 0 | 0 | 0 | 0 | 0 | 0 | 0 | 0 | 0 | 0 | 0 | 0 | 0 | 0 | 0 | 0 | 0 | 0 | 0 | 0 | 0 | 0 | 0 | 0 | 0 | 0 | 0 | 0 | 0 | 0 | 0 | 0 | 0 | 0 | 0 | 0 | 0 | 0 | 0 | 0 | 0 | 0 | 0 | 0 | 0 | 0 | 0 | 0 | 0 | 0.001759% | 0 | 0 | 0 | 0 | 0 | 0 | 0 | 0 | 0 | 0 | 0 | 0 | 0 | 0 | 0 | 0 | 0 | 0 | 0 | 0 | 0 | 0 | 0 | 0
| ComECMVAV-7P_V4 | M_Input | Savings, cost, and EUL from 7th Plan workbook COM-ECM-VAV-7P_V4 | 2020 | New | 2022 | 2041 | PSE | Commercial | Lodging | Gas | Per Commercial Building Square Feet |  |  | ECM-VAV-New-Lodging |  | 0.014214 | 18 | 0.0052906 | 0 |  | 0 | 0 | 0 | 0 | 0 | 0 | 0 | -0.00023722 |  | 0 | 0 | 0 | Heating | Electric Heating | ECM VAV | ECM VAV | CommVENT | 0.0141% | 56.57% | 56.57% | 31385.388 | 1 | 100% | 5.556% | 85% | 6.8% | 0.2% | -0.0034707 | -4.6849e-05 | -0.00035175 | 0 | 0.0055977 | 0 | 0.011138 | 0.0014567 | -0.1128 |  | 0.0087793 | 0 | 0.0087793 | 01. ($9,999.000) to $0.028 | 1 | 0 | 01. ($9,999.00) to $0.22 | 1 | 0 | 0 | 0 | 0 | 0 | 0 | 0 | 0 | 0 | 0 | 0 | 0 | 0 | 0 | 0 | 0 | 0 | 0 | 0 | 0 | 0 | 0 | 0 | 0 | 0 | 0 | 0 | 0 | 0 | 0 | 0 | 0 | 0 | 0 | 0 | 0 | 0 | 0 | 0 | 0 | 0 | 0 | 0 | 0 | 0 | 0 | 0 | 0 | 0 | 0 | 0 | 0 | 0 | 0 | 0 | 0 | 0 | 0 | 0 | 0 | 0 | 0 | 0 | 0 | 0 | 0 | 0 | 0 | 0 | 0 | 0 | 0 | 0 | 29725.7346 | 76113.7053 | 90638.7504 | 75242.6146 | 79392.0388 | 88806.2982 | 97553.9704 | 123680.606 | 139471.7687 | 158470.9335 | 143778.1939 | 158670.8117 | 154312.5989 | 163228.604 | 155053.619 | 167380.9808 | 158661.0961 | 173696.7894 | 169085.9498 | 190899.8969 | 0 | 0 | 0 | 0 | 0 | 0 | 0 | 0 | 0 | 0 | 0 | 0 | 0 | 0 | 0 | 0 | 0 | 0 | 0 | 0 | 0 | 0 | 0 | 0 | 0 | 0 | 0 | 0 | 0 | 0 | 0 | 0 | 0 | 0 | 0 | 0 | 0 | 0 | 0 | 0 | 0 | 0 | 0 | 0 | 0 | 0 | 0 | 0 | 0 | 0 | 0 | 0 | 0 | 0 | 0 | 0 | 0 | 0 | 0 | 0 | 0 | 0 | 0 | 0 | 0 | 0 | 0 | 0 | 0 | 0 | 0 | 0 | 0 | 0 | 0 | 0 | 0 | 0 | 0 | 0 | 0 | 0 | 0 | 0 | 0 | 0 | 0 | 0 | 0 | 0 | 0 | 0 | 0 | 0 | 0 | 0 | 0 | 0 | 0 | 0 | 0 | 0 | 0 | 0 | 0 | 0 | 0 | 0 | 0 | 0 | 0.01557% | 0 | 0 | 0 | 0 | 0 | 0 | 0 | 0 | 0 | 0 | 0 | 0 | 0 | 0 | 0 | 0 | 0 | 0 | 0 | 0 | 0 | 0 | 0 | 0
| ComECMVAV-7P_V4 | M_Input | Savings, cost, and EUL from 7th Plan workbook COM-ECM-VAV-7P_V4 | 2020 | New | 2022 | 2041 | PSE | Commercial | Hospital | Gas | Per Commercial Building Square Feet |  |  | ECM-VAV-New-Hospital |  | 0.068549 | 18 | 0.025515 | 0 |  | 0 | 0 | 0 | 0 | 0 | 0 | 0 | -0.001144 |  | 0 | 0 | 0 | Heating | Electric Heating | ECM VAV | ECM VAV | CommVENT | 0.0141% | 86.59% | 86.59% | 80978.5882 | 1 | 100% | 5.556% | 85% | 6.8% | 0.2% | -0.016738 | -0.00022594 | -0.0016964 | 0 | 0.026996 | 0 | 0.053716 | 0.0070252 | -0.544 |  | 0.0087793 | 0 | 0.0087793 | 01. ($9,999.000) to $0.028 | 1 | 0 | 01. ($9,999.00) to $0.22 | 1 | 0 | 0 | 0 | 0 | 0 | 0 | 0 | 0 | 0 | 0 | 0 | 0 | 0 | 0 | 0 | 0 | 0 | 0 | 0 | 0 | 0 | 0 | 0 | 0 | 0 | 0 | 0 | 0 | 0 | 0 | 0 | 0 | 0 | 0 | 0 | 0 | 0 | 0 | 0 | 0 | 0 | 0 | 0 | 0 | 0 | 0 | 0 | 0 | 0 | 0 | 0 | 0 | 0 | 0 | 0 | 0 | 0 | 0 | 0 | 0 | 0 | 0 | 0 | 0 | 0 | 0 | 0 | 0 | 0 | 0 | 0 | 0 | 0 | 16356.9073 | 41694.0339 | 49843.6235 | 41852.8308 | 44397.2594 | 49744.4603 | 54671.6779 | 68922.7076 | 77562.1205 | 87901.2864 | 80047.7247 | 88129.4571 | 85814.8999 | 90646.7217 | 86252.5872 | 92907.1455 | 88183.7565 | 96270.8621 | 93763.4089 | 105505.9618 | 0 | 0 | 0 | 0 | 0 | 0 | 0 | 0 | 0 | 0 | 0 | 0 | 0 | 0 | 0 | 0 | 0 | 0 | 0 | 0 | 0 | 0 | 0 | 0 | 0 | 0 | 0 | 0 | 0 | 0 | 0 | 0 | 0 | 0 | 0 | 0 | 0 | 0 | 0 | 0 | 0 | 0 | 0 | 0 | 0 | 0 | 0 | 0 | 0 | 0 | 0 | 0 | 0 | 0 | 0 | 0 | 0 | 0 | 0 | 0 | 0 | 0 | 0 | 0 | 0 | 0 | 0 | 0 | 0 | 0 | 0 | 0 | 0 | 0 | 0 | 0 | 0 | 0 | 0 | 0 | 0 | 0 | 0 | 0 | 0 | 0 | 0 | 0 | 0 | 0 | 0 | 0 | 0 | 0 | 0 | 0 | 0 | 0 | 0 | 0 | 0 | 0 | 0 | 0 | 0 | 0 | 0 | 0 | 0 | 0 | 0.01557% | 0 | 0 | 0 | 0 | 0 | 0 | 0 | 0 | 0 | 0 | 0 | 0 | 0 | 0 | 0 | 0 | 0 | 0 | 0 | 0 | 0 | 0 | 0 | 0
| ComECMVAV-7P_V4 | M_Input | Savings, cost, and EUL from 7th Plan workbook COM-ECM-VAV-7P_V4 | 2020 | New | 2022 | 2041 | PSE | Commercial | Residential Care | Gas | Per Commercial Building Square Feet |  |  | ECM-VAV-New-Residential Care |  | 0.0052328 | 18 | 0.0019477 | 0 |  | 0 | 0 | 0 | 0 | 0 | 0 | 0 | -8.7331e-05 |  | 0 | 0 | 0 | Heating | Electric Heating | ECM VAV | ECM VAV | CommVENT | 0.0141% | 72.99% | 72.99% | 89213.7828 | 1 | 100% | 5.556% | 85% | 6.8% | 0.2% | -0.0012777 | -1.7247e-05 | -0.0001295 | 0 | 0.0020608 | 0 | 0.0041006 | 0.00053629 | -0.041528 |  | 0.0087793 | 0 | 0.0087793 | 01. ($9,999.000) to $0.028 | 1 | 0 | 01. ($9,999.00) to $0.22 | 1 | 0 | 0 | 0 | 0 | 0 | 0 | 0 | 0 | 0 | 0 | 0 | 0 | 0 | 0 | 0 | 0 | 0 | 0 | 0 | 0 | 0 | 0 | 0 | 0 | 0 | 0 | 0 | 0 | 0 | 0 | 0 | 0 | 0 | 0 | 0 | 0 | 0 | 0 | 0 | 0 | 0 | 0 | 0 | 0 | 0 | 0 | 0 | 0 | 0 | 0 | 0 | 0 | 0 | 0 | 0 | 0 | 0 | 0 | 0 | 0 | 0 | 0 | 0 | 0 | 0 | 0 | 0 | 0 | 0 | 0 | 0 | 0 | 0 | 42360.9085 | 107978.6739 | 129084.3764 | 108389.9241 | 114979.4526 | 128827.5649 | 141588.0098 | 178495.1435 | 200869.3843 | 227645.6234 | 207306.57 | 228236.5371 | 222242.3266 | 234755.7165 | 223375.8435 | 240609.733 | 228377.1608 | 249321.0431 | 242827.2731 | 273237.9859 | 0 | 0 | 0 | 0 | 0 | 0 | 0 | 0 | 0 | 0 | 0 | 0 | 0 | 0 | 0 | 0 | 0 | 0 | 0 | 0 | 0 | 0 | 0 | 0 | 0 | 0 | 0 | 0 | 0 | 0 | 0 | 0 | 0 | 0 | 0 | 0 | 0 | 0 | 0 | 0 | 0 | 0 | 0 | 0 | 0 | 0 | 0 | 0 | 0 | 0 | 0 | 0 | 0 | 0 | 0 | 0 | 0 | 0 | 0 | 0 | 0 | 0 | 0 | 0 | 0 | 0 | 0 | 0 | 0 | 0 | 0 | 0 | 0 | 0 | 0 | 0 | 0 | 0 | 0 | 0 | 0 | 0 | 0 | 0 | 0 | 0 | 0 | 0 | 0 | 0 | 0 | 0 | 0 | 0 | 0 | 0 | 0 | 0 | 0 | 0 | 0 | 0 | 0 | 0 | 0 | 0 | 0 | 0 | 0 | 0 | 0.01557% | 0 | 0 | 0 | 0 | 0 | 0 | 0 | 0 | 0 | 0 | 0 | 0 | 0 | 0 | 0 | 0 | 0 | 0 | 0 | 0 | 0 | 0 | 0 | 0
| ComECMVAV-7P_V4 | M_Input | Savings, cost, and EUL from 7th Plan workbook COM-ECM-VAV-7P_V4 | 2020 | New | 2022 | 2041 | PSE | Commercial | Assembly | Gas | Per Commercial Building Square Feet |  |  | ECM-VAV-New-Assembly |  | 0.040334 | 18 | 0.015013 | 0 |  | 0 | 0 | 0 | 0 | 0 | 0 | 0 | -0.00067315 |  | 0 | 0 | 0 | Heating | Electric Heating | ECM VAV | ECM VAV | CommVENT | 0.0141% | 72.99% | 72.99% | 13631.2945 | 1 | 100% | 5.556% | 85% | 6.8% | 0.2% | -0.0098486 | -0.00013294 | -0.00099815 | 0 | 0.015884 | 0 | 0.031607 | 0.0041337 | -0.32009 |  | 0.0087793 | 0 | 0.0087793 | 01. ($9,999.000) to $0.028 | 1 | 0 | 01. ($9,999.00) to $0.22 | 1 | 0 | 0 | 0 | 0 | 0 | 0 | 0 | 0 | 0 | 0 | 0 | 0 | 0 | 0 | 0 | 0 | 0 | 0 | 0 | 0 | 0 | 0 | 0 | 0 | 0 | 0 | 0 | 0 | 0 | 0 | 0 | 0 | 0 | 0 | 0 | 0 | 0 | 0 | 0 | 0 | 0 | 0 | 0 | 0 | 0 | 0 | 0 | 0 | 0 | 0 | 0 | 0 | 0 | 0 | 0 | 0 | 0 | 0 | 0 | 0 | 0 | 0 | 0 | 0 | 0 | 0 | 0 | 0 | 0 | 0 | 0 | 0 | 0 | 68047.1446 | 172723.0354 | 207229.6333 | 175840.8951 | 187427.9571 | 210309.1311 | 231236.8792 | 290028.1094 | 325766.3479 | 368322.6582 | 336534.7908 | 369708.8138 | 360393.4295 | 380197.7493 | 362311.2963 | 389488.6054 | 370120.2546 | 403035.3848 | 392711.4453 | 440546.47 | 0 | 0 | 0 | 0 | 0 | 0 | 0 | 0 | 0 | 0 | 0 | 0 | 0 | 0 | 0 | 0 | 0 | 0 | 0 | 0 | 0 | 0 | 0 | 0 | 0 | 0 | 0 | 0 | 0 | 0 | 0 | 0 | 0 | 0 | 0 | 0 | 0 | 0 | 0 | 0 | 0 | 0 | 0 | 0 | 0 | 0 | 0 | 0 | 0 | 0 | 0 | 0 | 0 | 0 | 0 | 0 | 0 | 0 | 0 | 0 | 0 | 0 | 0 | 0 | 0 | 0 | 0 | 0 | 0 | 0 | 0 | 0 | 0 | 0 | 0 | 0 | 0 | 0 | 0 | 0 | 0 | 0 | 0 | 0 | 0 | 0 | 0 | 0 | 0 | 0 | 0 | 0 | 0 | 0 | 0 | 0 | 0 | 0 | 0 | 0 | 0 | 0 | 0 | 0 | 0 | 0 | 0 | 0 | 0 | 0 | 0.01557% | 0 | 0 | 0 | 0 | 0 | 0 | 0 | 0 | 0 | 0 | 0 | 0 | 0 | 0 | 0 | 0 | 0 | 0 | 0 | 0 | 0 | 0 | 0 | 0
| ComECMVAV-7P_V4 | M_Input | Savings, cost, and EUL from 7th Plan workbook COM-ECM-VAV-7P_V4 | 2020 | New | 2022 | 2041 | PSE | Commercial | Other | Gas | Per Commercial Building Square Feet |  |  | ECM-VAV-New-Other |  | 0.02621 | 18 | 0.0097555 | 0 |  | 0 | 0 | 0 | 0 | 0 | 0 | 0 | -0.00043742 |  | 0 | 0 | 0 | Heating | Electric Heating | ECM VAV | ECM VAV | CommVENT | 0.0141% | 72.99% | 72.99% | 22414.5695 | 1 | 100% | 5.556% | 85% | 6.8% | 0.2% | -0.0063997 | -8.6387e-05 | -0.00064861 | 0 | 0.010322 | 0 | 0.020538 | 0.0026861 | -0.208 |  | 0.0087793 | 0 | 0.0087793 | 01. ($9,999.000) to $0.028 | 1 | 0 | 01. ($9,999.00) to $0.22 | 1 | 0 | 0 | 0 | 0 | 0 | 0 | 0 | 0 | 0 | 0 | 0 | 0 | 0 | 0 | 0 | 0 | 0 | 0 | 0 | 0 | 0 | 0 | 0 | 0 | 0 | 0 | 0 | 0 | 0 | 0 | 0 | 0 | 0 | 0 | 0 | 0 | 0 | 0 | 0 | 0 | 0 | 0 | 0 | 0 | 0 | 0 | 0 | 0 | 0 | 0 | 0 | 0 | 0 | 0 | 0 | 0 | 0 | 0 | 0 | 0 | 0 | 0 | 0 | 0 | 0 | 0 | 0 | 0 | 0 | 0 | 0 | 0 | 0 | 233108.7754 | 567824.7133 | 704589.4973 | 655409.5838 | 725693.8772 | 822645.8925 | 906172.2066 | 1089647.1451 | 1203525.6999 | 1332648.283 | 1250177.5801 | 1347531.2382 | 1323816.7073 | 1380310.0193 | 1329924.2907 | 1405045.5142 | 1346311.4769 | 1434268.7246 | 1400978.555 | 1530872.8503 | 0 | 0 | 0 | 0 | 0 | 0 | 0 | 0 | 0 | 0 | 0 | 0 | 0 | 0 | 0 | 0 | 0 | 0 | 0 | 0 | 0 | 0 | 0 | 0 | 0 | 0 | 0 | 0 | 0 | 0 | 0 | 0 | 0 | 0 | 0 | 0 | 0 | 0 | 0 | 0 | 0 | 0 | 0 | 0 | 0 | 0 | 0 | 0 | 0 | 0 | 0 | 0 | 0 | 0 | 0 | 0 | 0 | 0 | 0 | 0 | 0 | 0 | 0 | 0 | 0 | 0 | 0 | 0 | 0 | 0 | 0 | 0 | 0 | 0 | 0 | 0 | 0 | 0 | 0 | 0 | 0 | 0 | 0 | 0 | 0 | 0 | 0 | 0 | 0 | 0 | 0 | 0 | 0 | 0 | 0 | 0 | 0 | 0 | 0 | 0 | 0 | 0 | 0 | 0 | 0 | 0 | 0 | 0 | 0 | 0 | 0.01557% | 0 | 0 | 0 | 0 | 0 | 0 | 0 | 0 | 0 | 0 | 0 | 0 | 0 | 0 | 0 | 0 | 0 | 0 | 0 | 0 | 0 | 0 | 0 | 0
| ComECMVAV-7P_V4 | M_Input | Savings, cost, and EUL from 7th Plan workbook COM-ECM-VAV-7P_V4 | 2020 | NR | 2022 | 2045 | PSE | Commercial | Large Off | Electric | Per Commercial Building Square Feet |  |  | ECM-VAV-NR-Large Off |  | 0.14887 | 18 | 0.06858 | 0 |  | 0 | 0 | 0 | 0 | 0 | 0 | 0 | 0 |  | 0 | 0 | 0 | Heating | Electric Heating | ECM VAV | ECM VAV | CommVENT | 0.0141% | 55.86% | 55.86% | 229881.7404 | 1 | 100% | 5.556% | 85% | 6.8% | 0.2% | 0.11666 | 0.00309 | 0.011975 | 0.079112 | 0 | 0 | 0 | 0.077763 | -0.001349 |  | 0.044747 | 0 | 0.044747 | 02. $0.028 to $0.055 | 1 | 0 | 01. ($9,999.00) to $0.22 | 1 | 135861.1098 | 270907.0529 | 405141.4975 | 538568.0974 | 671190.4914 | 789628.7655 | 883332.2712 | 957309.6143 | 1015555.6518 | 1061256.6747 | 1096954.0622 | 1124674.8112 | 1146035.6479 | 1162326.0661 | 1174574.5596 | 1183601.4482 | 1180135.9918 | 1176625.9738 | 1173106.4251 | 1169590.4639 | 1166081.6925 | 1162583.4474 | 1159095.6971 | 1155618.41 | 20225.8879 | 40330.4204 | 60314.1437 | 80177.6017 | 99921.3361 | 117553.455 | 131503.2645 | 142516.4047 | 151187.5971 | 157991.1906 | 163305.5249 | 167432.3627 | 170612.3888 | 173037.5727 | 174861.028 | 176204.8771 | 175688.9684 | 175166.4257 | 174642.4642 | 174119.0367 | 173596.6796 | 173075.8895 | 172556.6619 | 172038.9919 | 3106363.5707 | 20225.8879 | 60556.3082 | 120870.4519 | 201048.0536 | 300969.3896 | 418522.8446 | 550026.1091 | 692542.5138 | 843730.1109 | 1001721.3015 | 1165026.8264 | 1332459.189 | 1503071.5779 | 1676109.1506 | 1850970.1786 | 2027175.0557 | 2202864.0241 | 2378030.4498 | 2552672.914 | 2726791.9507 | 2900388.6303 | 3073464.5198 | 3106363.5707 | 3106363.5707 | 0 | 0 | 0 | 0 | 0 | 0 | 0 | 0 | 0 | 0 | 0 | 0 | 0 | 0 | 0 | 0 | 0 | 0 | 0 | 0 | 0 | 0 | 0 | 0 | 0 | 0 | 0 | 0 | 0 | 0 | 0 | 0 | 0 | 0 | 0 | 0 | 0 | 0 | 0 | 0 | 0 | 0 | 0 | 0 | 0 | 0 | 0 | 0 | 0 | 0 | 0 | 0 | 0 | 0 | 0 | 0 | 0 | 0 | 0 | 0 | 0 | 2.8519 | 8.5387 | 17.0433 | 28.3488 | 42.4382 | 59.0138 | 77.5564 | 97.6519 | 118.9701 | 141.2476 | 164.2745 | 187.8833 | 211.9405 | 236.3396 | 260.9959 | 285.8416 | 310.6146 | 335.314 | 359.9394 | 384.491 | 408.969 | 433.3736 | 438.0125 | 438.0125 | 10564.9932 | 21066.5964 | 31505.0949 | 41880.7728 | 52193.9131 | 61404.051 | 68690.7344 | 74443.4485 | 78972.8461 | 82526.7034 | 85302.6461 | 87458.3 | 89119.3867 | 90386.1816 | 91338.6635 | 92040.6232 | 91771.1382 | 91498.188 | 91224.4967 | 90951.0843 | 90678.2311 | 90406.1964 | 17184.8203 | 0 | 1622609.1099 | 0 | 0 | 0 | 0 | 0 | 0 | 0 | 0 | 0 | 0 | 0 | 0 | 0 | 0 | 0 | 0 | 0 | 0 | 0 | 0 | 0.01557% | 3.1496 | 9.43 | 18.8223 | 31.3078 | 46.8678 | 65.1735 | 85.6516 | 107.8446 | 131.388 | 155.9908 | 181.4212 | 207.4943 | 234.0625 | 261.0084 | 288.2382 | 315.6773 | 343.0361 | 370.3135 | 397.5093 | 424.6236 | 451.6566 | 478.6084 | 483.7316 | 483.7316
| ComECMVAV-7P_V4 | M_Input | Savings, cost, and EUL from 7th Plan workbook COM-ECM-VAV-7P_V4 | 2020 | NR | 2022 | 2045 | PSE | Commercial | Medium Off | Electric | Per Commercial Building Square Feet |  |  | ECM-VAV-NR-Medium Off |  | 0.012052 | 18 | 0.0055519 | 0 |  | 0 | 0 | 0 | 0 | 0 | 0 | 0 | 0 |  | 0 | 0 | 0 | Heating | Electric Heating | ECM VAV | ECM VAV | CommVENT | 0.0141% | 55.86% | 55.86% | 41759.2514 | 1 | 100% | 5.556% | 85% | 6.8% | 0.2% | 0.0094441 | 0.00025015 | 0.00096943 | 0.0064045 | 0 | 0 | 0 | 0.0062953 | -0.00010921 |  | 0.044747 | 0 | 0.044747 | 02. $0.028 to $0.055 | 1 | 0 | 01. ($9,999.00) to $0.22 | 1 | 105720.1462 | 210805.9715 | 315260.3304 | 419086.0659 | 522286.0096 | 614448.5989 | 687363.8603 | 744929.2338 | 790253.3122 | 825815.5039 | 853593.3796 | 875164.2445 | 891786.1518 | 904462.5196 | 913993.6689 | 921017.9306 | 918321.2902 | 915589.9742 | 912851.2419 | 910115.3013 | 907384.9554 | 904662.8005 | 901948.8121 | 899242.9657 | 1274.1283 | 2540.6117 | 3799.4849 | 5050.7819 | 6294.5369 | 7405.2709 | 8284.0381 | 8977.81 | 9524.0511 | 9952.6429 | 10287.419 | 10547.3888 | 10747.7143 | 10900.4886 | 11015.357 | 11100.0127 | 11067.5131 | 11034.5955 | 11001.5886 | 10968.6154 | 10935.7095 | 10902.9024 | 10870.1937 | 10837.5831 | 195685.1347 | 1274.1283 | 3814.74 | 7614.2248 | 12665.0067 | 18959.5436 | 26364.8145 | 34648.8525 | 43626.6625 | 53150.7136 | 63103.3565 | 73390.7755 | 83938.1643 | 94685.8787 | 105586.3673 | 116601.7243 | 127701.737 | 138769.2501 | 149803.8457 | 160805.4343 | 171774.0496 | 182709.7591 | 193612.6615 | 195685.1347 | 195685.1347 | 0 | 0 | 0 | 0 | 0 | 0 | 0 | 0 | 0 | 0 | 0 | 0 | 0 | 0 | 0 | 0 | 0 | 0 | 0 | 0 | 0 | 0 | 0 | 0 | 0 | 0 | 0 | 0 | 0 | 0 | 0 | 0 | 0 | 0 | 0 | 0 | 0 | 0 | 0 | 0 | 0 | 0 | 0 | 0 | 0 | 0 | 0 | 0 | 0 | 0 | 0 | 0 | 0 | 0 | 0 | 0 | 0 | 0 | 0 | 0 | 0 | 0.17966 | 0.5379 | 1.0736 | 1.7858 | 2.6734 | 3.7176 | 4.8857 | 6.1516 | 7.4945 | 8.8979 | 10.3485 | 11.8357 | 13.3512 | 14.8882 | 16.4414 | 18.0066 | 19.5671 | 21.1231 | 22.6744 | 24.221 | 25.763 | 27.3003 | 27.5926 | 27.5926 | 665.5409 | 1327.0886 | 1984.661 | 2638.2761 | 3287.9515 | 3868.1435 | 4327.1675 | 4689.5593 | 4974.8884 | 5198.7633 | 5373.6336 | 5509.4289 | 5614.0689 | 5693.8706 | 5753.8721 | 5798.092 | 5781.1158 | 5763.9213 | 5746.6802 | 5729.4566 | 5712.2682 | 5695.1314 | 1082.5564 | 0 | 102216.1363 | 0 | 0 | 0 | 0 | 0 | 0 | 0 | 0 | 0 | 0 | 0 | 0 | 0 | 0 | 0 | 0 | 0 | 0 | 0 | 0 | 0.01557% | 0.19841 | 0.59404 | 1.1857 | 1.9722 | 2.9524 | 4.1056 | 5.3956 | 6.7937 | 8.2768 | 9.8266 | 11.4286 | 13.0711 | 14.7447 | 16.4422 | 18.1575 | 19.8861 | 21.6095 | 23.3279 | 25.0411 | 26.7491 | 28.4521 | 30.1499 | 30.4726 | 30.4726
| ComECMVAV-7P_V4 | M_Input | Savings, cost, and EUL from 7th Plan workbook COM-ECM-VAV-7P_V4 | 2020 | NR | 2022 | 2045 | PSE | Commercial | Small Off | Electric | Per Commercial Building Square Feet |  |  | ECM-VAV-NR-Small Off |  | 0 | 18 | 0 | 0 |  | 0 | 0 | 0 | 0 | 0 | 0 | 0 | 0 |  | 0 | 0 | 0 | Heating | Electric Heating | ECM VAV | ECM VAV | CommHEAT | 0.03964% | 55.86% | 55.86% | 4797.7732 | 1 | 100% | 5.556% | 85% | 6.8% | 0.2% | 0 | 0 | 0 | 0 | 0 | 0 | 0 | 0 | 0 |  | 0 | 0 | 0 | 01. ($9,999.000) to $0.028 | 1 | 0 | 01. ($9,999.00) to $0.22 | 1 | 90027.2786 | 179514.3935 | 268463.7755 | 356877.8456 | 444759.015 | 523241.1908 | 585333.07 | 634353.5652 | 672949.8364 | 703233.2541 | 726887.8426 | 745256.7754 | 759411.3631 | 770206.0785 | 778322.4449 | 784304.0404 | 782007.6835 | 779681.7981 | 777349.5972 | 775019.7737 | 772694.7143 | 770376.6302 | 768065.5003 | 765761.3038 | 0 | 0 | 0 | 0 | 0 | 0 | 0 | 0 | 0 | 0 | 0 | 0 | 0 | 0 | 0 | 0 | 0 | 0 | 0 | 0 | 0 | 0 | 0 | 0 | 0 | 0 | 0 | 0 | 0 | 0 | 0 | 0 | 0 | 0 | 0 | 0 | 0 | 0 | 0 | 0 | 0 | 0 | 0 | 0 | 0 | 0 | 0 | 0 | 0 | 0 | 0 | 0 | 0 | 0 | 0 | 0 | 0 | 0 | 0 | 0 | 0 | 0 | 0 | 0 | 0 | 0 | 0 | 0 | 0 | 0 | 0 | 0 | 0 | 0 | 0 | 0 | 0 | 0 | 0 | 0 | 0 | 0 | 0 | 0 | 0 | 0 | 0 | 0 | 0 | 0 | 0 | 0 | 0 | 0 | 0 | 0 | 0 | 0 | 0 | 0 | 0 | 0 | 0 | 0 | 0 | 0 | 0 | 0 | 0 | 0 | 0 | 0 | 0 | 0 | 0 | 0 | 0 | 0 | 0 | 0 | 0 | 0 | 0 | 0 | 0 | 0 | 0 | 0 | 0 | 0 | 0 | 0 | 0 | 0 | 0 | 0 | 0 | 0 | 0 | 0 | 0 | 0 | 0 | 0 | 0 | 0 | 0 | 0 | 0 | 0 | 0 | 0 | 0 | 0 | 0 | 0 | 0 | 0 | 0 | 0 | 0 | 0 | 0 | 0 | 0 | 0 | 0 | 0 | 0 | 0 | 0 | 0 | 0 | 0 | 0 | 0 | 0 | 0 | 0 | 0.001759% | 0 | 0 | 0 | 0 | 0 | 0 | 0 | 0 | 0 | 0 | 0 | 0 | 0 | 0 | 0 | 0 | 0 | 0 | 0 | 0 | 0 | 0 | 0 | 0
| ComECMVAV-7P_V4 | M_Input | Savings, cost, and EUL from 7th Plan workbook COM-ECM-VAV-7P_V4 | 2020 | NR | 2022 | 2045 | PSE | Commercial | Xlarge Ret | Electric | Per Commercial Building Square Feet |  |  | ECM-VAV-NR-Xlarge Ret |  | 0.003906 | 18 | 0.0017993 | 0 |  | 0 | 0 | 0 | 0 | 0 | 0 | 0 | 0 |  | 0 | 0 | 0 | Heating | Electric Heating | ECM VAV | ECM VAV | CommVENT | 0.0141% | 78.43% | 78.43% | 280351.2881 | 1 | 100% | 5.556% | 85% | 6.8% | 0.2% | 0.0030608 | 8.1074e-05 | 0.00031419 | 0.0020757 | 0 | 0 | 0 | 0.0020403 | -3.5393e-05 |  | 0.044747 | 0 | 0.044747 | 02. $0.028 to $0.055 | 1 | 0 | 01. ($9,999.00) to $0.22 | 1 | 65891.4537 | 131176.706 | 195859.9398 | 259945.3121 | 323436.9546 | 379899.9906 | 424299.8684 | 459096.2006 | 486247.6144 | 507313.7916 | 523536.7264 | 535905.4319 | 545207.4672 | 552069.9697 | 556992.3301 | 560372.2115 | 557834.8422 | 555283.1438 | 552733.7081 | 550192.7128 | 547661.8263 | 545142.5819 | 542634.926 | 540138.8053 | 257.3698 | 512.3717 | 765.0222 | 1015.3375 | 1263.3336 | 1483.8763 | 1657.3007 | 1793.214 | 1899.2665 | 1981.5502 | 2044.9165 | 2093.2282 | 2129.5616 | 2156.3663 | 2175.5929 | 2188.7946 | 2178.8837 | 2168.9169 | 2158.9589 | 2149.0338 | 2139.1483 | 2129.3082 | 2119.5134 | 2109.7636 | 38094.2294 | 257.3698 | 769.7415 | 1534.7637 | 2550.1011 | 3813.4347 | 5297.311 | 6954.6117 | 8747.8257 | 10647.0922 | 12628.6424 | 14673.5589 | 16766.7871 | 18896.3487 | 21052.715 | 23228.3079 | 25417.1025 | 27595.9862 | 29764.9031 | 31923.862 | 34072.8958 | 36212.0441 | 38094.2294 | 38094.2294 | 38094.2294 | 0 | 0 | 0 | 0 | 0 | 0 | 0 | 0 | 0 | 0 | 0 | 0 | 0 | 0 | 0 | 0 | 0 | 0 | 0 | 0 | 0 | 0 | 0 | 0 | 0 | 0 | 0 | 0 | 0 | 0 | 0 | 0 | 0 | 0 | 0 | 0 | 0 | 0 | 0 | 0 | 0 | 0 | 0 | 0 | 0 | 0 | 0 | 0 | 0 | 0 | 0 | 0 | 0 | 0 | 0 | 0 | 0 | 0 | 0 | 0 | 0 | 0.03629 | 0.10854 | 0.21641 | 0.35958 | 0.53771 | 0.74695 | 0.98063 | 1.2335 | 1.5013 | 1.7807 | 2.069 | 2.3642 | 2.6645 | 2.9685 | 3.2753 | 3.5839 | 3.8912 | 4.197 | 4.5014 | 4.8044 | 5.1061 | 5.3715 | 5.3715 | 5.3715 | 134.4371 | 267.6374 | 399.6094 | 530.3616 | 659.9024 | 775.1028 | 865.6911 | 936.6854 | 992.0819 | 1035.0628 | 1068.1622 | 1093.3978 | 1112.3766 | 1126.378 | 1136.421 | 1143.3169 | 1138.14 | 1132.9338 | 1127.7322 | 1122.5479 | 1117.3842 | 983.1595 | 0 | 0 | 19898.5219 | 0 | 0 | 0 | 0 | 0 | 0 | 0 | 0 | 0 | 0 | 0 | 0 | 0 | 0 | 0 | 0 | 0 | 0 | 0 | 0 | 0.01557% | 0.040078 | 0.11987 | 0.239 | 0.39711 | 0.59384 | 0.82491 | 1.083 | 1.3622 | 1.658 | 1.9666 | 2.285 | 2.611 | 2.9426 | 3.2784 | 3.6172 | 3.958 | 4.2973 | 4.6351 | 4.9713 | 5.3059 | 5.639 | 5.9321 | 5.9321 | 5.9321
| ComECMVAV-7P_V4 | M_Input | Savings, cost, and EUL from 7th Plan workbook COM-ECM-VAV-7P_V4 | 2020 | NR | 2022 | 2045 | PSE | Commercial | Large Ret | Electric | Per Commercial Building Square Feet |  |  | ECM-VAV-NR-Large Ret |  | 0 | 18 | 0 | 0 |  | 0 | 0 | 0 | 0 | 0 | 0 | 0 | 0 |  | 0 | 0 | 0 | Heating | Electric Heating | ECM VAV | ECM VAV | CommHEAT | 0.03964% | 78.43% | 78.43% | 94425.5221 | 1 | 100% | 5.556% | 85% | 6.8% | 0.2% | 0 | 0 | 0 | 0 | 0 | 0 | 0 | 0 | 0 |  | 0 | 0 | 0 | 01. ($9,999.000) to $0.028 | 1 | 0 | 01. ($9,999.00) to $0.22 | 1 | 93661.9647 | 186462.2393 | 278406.7695 | 369501.4645 | 459752.1972 | 540012.0577 | 603124.6398 | 652586.1809 | 691180.7879 | 721125.4838 | 744185.7119 | 761767.3129 | 774989.7697 | 784744.5321 | 791741.4629 | 796545.8239 | 792939.0588 | 789311.9255 | 785688.0086 | 782076.0893 | 778478.5392 | 774897.538 | 771333.0093 | 767784.8775 | 0 | 0 | 0 | 0 | 0 | 0 | 0 | 0 | 0 | 0 | 0 | 0 | 0 | 0 | 0 | 0 | 0 | 0 | 0 | 0 | 0 | 0 | 0 | 0 | 0 | 0 | 0 | 0 | 0 | 0 | 0 | 0 | 0 | 0 | 0 | 0 | 0 | 0 | 0 | 0 | 0 | 0 | 0 | 0 | 0 | 0 | 0 | 0 | 0 | 0 | 0 | 0 | 0 | 0 | 0 | 0 | 0 | 0 | 0 | 0 | 0 | 0 | 0 | 0 | 0 | 0 | 0 | 0 | 0 | 0 | 0 | 0 | 0 | 0 | 0 | 0 | 0 | 0 | 0 | 0 | 0 | 0 | 0 | 0 | 0 | 0 | 0 | 0 | 0 | 0 | 0 | 0 | 0 | 0 | 0 | 0 | 0 | 0 | 0 | 0 | 0 | 0 | 0 | 0 | 0 | 0 | 0 | 0 | 0 | 0 | 0 | 0 | 0 | 0 | 0 | 0 | 0 | 0 | 0 | 0 | 0 | 0 | 0 | 0 | 0 | 0 | 0 | 0 | 0 | 0 | 0 | 0 | 0 | 0 | 0 | 0 | 0 | 0 | 0 | 0 | 0 | 0 | 0 | 0 | 0 | 0 | 0 | 0 | 0 | 0 | 0 | 0 | 0 | 0 | 0 | 0 | 0 | 0 | 0 | 0 | 0 | 0 | 0 | 0 | 0 | 0 | 0 | 0 | 0 | 0 | 0 | 0 | 0 | 0 | 0 | 0 | 0 | 0 | 0 | 0.001759% | 0 | 0 | 0 | 0 | 0 | 0 | 0 | 0 | 0 | 0 | 0 | 0 | 0 | 0 | 0 | 0 | 0 | 0 | 0 | 0 | 0 | 0 | 0 | 0
| ComECMVAV-7P_V4 | M_Input | Savings, cost, and EUL from 7th Plan workbook COM-ECM-VAV-7P_V4 | 2020 | NR | 2022 | 2045 | PSE | Commercial | Medium Ret | Electric | Per Commercial Building Square Feet |  |  | ECM-VAV-NR-Medium Ret |  | 0 | 18 | 0 | 0 |  | 0 | 0 | 0 | 0 | 0 | 0 | 0 | 0 |  | 0 | 0 | 0 | Heating | Electric Heating | ECM VAV | ECM VAV | CommHEAT | 0.03964% | 78.43% | 78.43% | 13333.1618 | 1 | 100% | 5.556% | 85% | 6.8% | 0.2% | 0 | 0 | 0 | 0 | 0 | 0 | 0 | 0 | 0 |  | 0 | 0 | 0 | 01. ($9,999.000) to $0.028 | 1 | 0 | 01. ($9,999.00) to $0.22 | 1 | 139476.9347 | 277670.6815 | 414590.0946 | 550243.9735 | 684641.064 | 804160.2239 | 898144.4737 | 971800.2438 | 1029273.4933 | 1073865.7076 | 1108205.9003 | 1134387.5829 | 1154077.8354 | 1168604.1627 | 1179023.6587 | 1186178.0841 | 1180807.0614 | 1175405.7074 | 1170009.143 | 1164630.4448 | 1159273.1448 | 1153940.4883 | 1148632.3621 | 1143348.6532 | 0 | 0 | 0 | 0 | 0 | 0 | 0 | 0 | 0 | 0 | 0 | 0 | 0 | 0 | 0 | 0 | 0 | 0 | 0 | 0 | 0 | 0 | 0 | 0 | 0 | 0 | 0 | 0 | 0 | 0 | 0 | 0 | 0 | 0 | 0 | 0 | 0 | 0 | 0 | 0 | 0 | 0 | 0 | 0 | 0 | 0 | 0 | 0 | 0 | 0 | 0 | 0 | 0 | 0 | 0 | 0 | 0 | 0 | 0 | 0 | 0 | 0 | 0 | 0 | 0 | 0 | 0 | 0 | 0 | 0 | 0 | 0 | 0 | 0 | 0 | 0 | 0 | 0 | 0 | 0 | 0 | 0 | 0 | 0 | 0 | 0 | 0 | 0 | 0 | 0 | 0 | 0 | 0 | 0 | 0 | 0 | 0 | 0 | 0 | 0 | 0 | 0 | 0 | 0 | 0 | 0 | 0 | 0 | 0 | 0 | 0 | 0 | 0 | 0 | 0 | 0 | 0 | 0 | 0 | 0 | 0 | 0 | 0 | 0 | 0 | 0 | 0 | 0 | 0 | 0 | 0 | 0 | 0 | 0 | 0 | 0 | 0 | 0 | 0 | 0 | 0 | 0 | 0 | 0 | 0 | 0 | 0 | 0 | 0 | 0 | 0 | 0 | 0 | 0 | 0 | 0 | 0 | 0 | 0 | 0 | 0 | 0 | 0 | 0 | 0 | 0 | 0 | 0 | 0 | 0 | 0 | 0 | 0 | 0 | 0 | 0 | 0 | 0 | 0 | 0.001759% | 0 | 0 | 0 | 0 | 0 | 0 | 0 | 0 | 0 | 0 | 0 | 0 | 0 | 0 | 0 | 0 | 0 | 0 | 0 | 0 | 0 | 0 | 0 | 0
| ComECMVAV-7P_V4 | M_Input | Savings, cost, and EUL from 7th Plan workbook COM-ECM-VAV-7P_V4 | 2020 | NR | 2022 | 2045 | PSE | Commercial | Small Ret | Electric | Per Commercial Building Square Feet |  |  | ECM-VAV-NR-Small Ret |  | 0 | 18 | 0 | 0 |  | 0 | 0 | 0 | 0 | 0 | 0 | 0 | 0 |  | 0 | 0 | 0 | Heating | Electric Heating | ECM VAV | ECM VAV | CommHEAT | 0.03964% | 78.43% | 78.43% | 2170.2819 | 1 | 100% | 5.556% | 85% | 6.8% | 0.2% | 0 | 0 | 0 | 0 | 0 | 0 | 0 | 0 | 0 |  | 0 | 0 | 0 | 01. ($9,999.000) to $0.028 | 1 | 0 | 01. ($9,999.00) to $0.22 | 1 | 30146.8971 | 60016.4427 | 89610.5506 | 118931.1228 | 147980.0495 | 173813.2227 | 194127.2159 | 210047.3602 | 222469.7735 | 232108.0474 | 239530.4234 | 245189.3985 | 249445.2994 | 252585.0565 | 254837.1527 | 256383.5283 | 255222.6218 | 254055.1595 | 252888.7325 | 251726.1671 | 250568.2267 | 249415.6128 | 248268.301 | 247126.2668 | 0 | 0 | 0 | 0 | 0 | 0 | 0 | 0 | 0 | 0 | 0 | 0 | 0 | 0 | 0 | 0 | 0 | 0 | 0 | 0 | 0 | 0 | 0 | 0 | 0 | 0 | 0 | 0 | 0 | 0 | 0 | 0 | 0 | 0 | 0 | 0 | 0 | 0 | 0 | 0 | 0 | 0 | 0 | 0 | 0 | 0 | 0 | 0 | 0 | 0 | 0 | 0 | 0 | 0 | 0 | 0 | 0 | 0 | 0 | 0 | 0 | 0 | 0 | 0 | 0 | 0 | 0 | 0 | 0 | 0 | 0 | 0 | 0 | 0 | 0 | 0 | 0 | 0 | 0 | 0 | 0 | 0 | 0 | 0 | 0 | 0 | 0 | 0 | 0 | 0 | 0 | 0 | 0 | 0 | 0 | 0 | 0 | 0 | 0 | 0 | 0 | 0 | 0 | 0 | 0 | 0 | 0 | 0 | 0 | 0 | 0 | 0 | 0 | 0 | 0 | 0 | 0 | 0 | 0 | 0 | 0 | 0 | 0 | 0 | 0 | 0 | 0 | 0 | 0 | 0 | 0 | 0 | 0 | 0 | 0 | 0 | 0 | 0 | 0 | 0 | 0 | 0 | 0 | 0 | 0 | 0 | 0 | 0 | 0 | 0 | 0 | 0 | 0 | 0 | 0 | 0 | 0 | 0 | 0 | 0 | 0 | 0 | 0 | 0 | 0 | 0 | 0 | 0 | 0 | 0 | 0 | 0 | 0 | 0 | 0 | 0 | 0 | 0 | 0 | 0.001759% | 0 | 0 | 0 | 0 | 0 | 0 | 0 | 0 | 0 | 0 | 0 | 0 | 0 | 0 | 0 | 0 | 0 | 0 | 0 | 0 | 0 | 0 | 0 | 0
| ComECMVAV-7P_V4 | M_Input | Savings, cost, and EUL from 7th Plan workbook COM-ECM-VAV-7P_V4 | 2020 | NR | 2022 | 2045 | PSE | Commercial | School K-12 | Electric | Per Commercial Building Square Feet |  |  | ECM-VAV-NR-School K-12 |  | 0.028735 | 18 | 0.013237 | 0 |  | 0 | 0 | 0 | 0 | 0 | 0 | 0 | 0 |  | 0 | 0 | 0 | Heating | Electric Heating | ECM VAV | ECM VAV | CommVENT | 0.0141% | 73.65% | 73.65% | 36549.9879 | 1 | 100% | 5.556% | 85% | 6.8% | 0.2% | 0.022518 | 0.00059644 | 0.0023114 | 0.01527 | 0 | 0 | 0 | 0.01501 | -0.00026038 |  | 0.044747 | 0 | 0.044747 | 02. $0.028 to $0.055 | 1 | 0 | 01. ($9,999.00) to $0.22 | 1 | 181872.6681 | 362981.4711 | 543328.815 | 722917.0993 | 901748.7167 | 1061828.9524 | 1188906.1218 | 1289637.7913 | 1369338.8262 | 1432252.1865 | 1481765.1089 | 1520581.6891 | 1550860.6575 | 1574325.3689 | 1592351.6084 | 1606037.69 | 1602780.9247 | 1599456.3956 | 1596111.5909 | 1592764.3296 | 1589419.5245 | 1586081.7435 | 1582750.9719 | 1579427.1948 | 5226.2017 | 10430.4533 | 15612.824 | 20773.3827 | 25912.1983 | 30512.1836 | 34163.8093 | 37058.3839 | 39348.6329 | 41156.4796 | 42579.2581 | 43694.6718 | 44564.7531 | 45239.0232 | 45757.0162 | 46150.2925 | 46056.7078 | 45961.1758 | 45865.0611 | 45768.8759 | 45672.7613 | 45576.8485 | 45481.1371 | 45385.6267 | 819490.1396 | 5226.2017 | 15656.6549 | 31269.4789 | 52042.8616 | 77955.0599 | 108467.2435 | 142631.0528 | 179689.4367 | 219038.0696 | 260194.5492 | 302773.8072 | 346468.479 | 391033.2321 | 436272.2553 | 482029.2715 | 528179.564 | 574236.2718 | 620197.4476 | 666062.5087 | 711831.3847 | 757504.1459 | 803080.9944 | 819490.1396 | 819490.1396 | 0 | 0 | 0 | 0 | 0 | 0 | 0 | 0 | 0 | 0 | 0 | 0 | 0 | 0 | 0 | 0 | 0 | 0 | 0 | 0 | 0 | 0 | 0 | 0 | 0 | 0 | 0 | 0 | 0 | 0 | 0 | 0 | 0 | 0 | 0 | 0 | 0 | 0 | 0 | 0 | 0 | 0 | 0 | 0 | 0 | 0 | 0 | 0 | 0 | 0 | 0 | 0 | 0 | 0 | 0 | 0 | 0 | 0 | 0 | 0 | 0 | 0.73692 | 2.2077 | 4.4091 | 7.3383 | 10.992 | 15.2944 | 20.1117 | 25.3371 | 30.8854 | 36.6887 | 42.6926 | 48.8538 | 55.1376 | 61.5165 | 67.9685 | 74.4759 | 80.9701 | 87.4509 | 93.9181 | 100.3717 | 106.8118 | 113.2384 | 115.5521 | 115.5521 | 2729.9066 | 5448.3476 | 8155.3591 | 10850.9771 | 13535.2376 | 15938.04 | 17845.4669 | 19357.448 | 20553.7596 | 21498.0884 | 22241.2768 | 22823.9132 | 23278.4002 | 23630.6052 | 23901.1789 | 24106.6068 | 24057.7228 | 24007.8216 | 23957.6161 | 23907.3738 | 23857.1683 | 23807.0683 | 8571.3175 | 0 | 428060.7005 | 0 | 0 | 0 | 0 | 0 | 0 | 0 | 0 | 0 | 0 | 0 | 0 | 0 | 0 | 0 | 0 | 0 | 0 | 0 | 0 | 0.01557% | 0.81384 | 2.4381 | 4.8694 | 8.1043 | 12.1394 | 16.8908 | 22.2109 | 27.9817 | 34.1092 | 40.5182 | 47.1488 | 53.953 | 60.8928 | 67.9375 | 75.0629 | 82.2496 | 89.4217 | 96.5789 | 103.7211 | 110.8484 | 117.9607 | 125.058 | 127.6133 | 127.6133
| ComECMVAV-7P_V4 | M_Input | Savings, cost, and EUL from 7th Plan workbook COM-ECM-VAV-7P_V4 | 2020 | NR | 2022 | 2045 | PSE | Commercial | University | Electric | Per Commercial Building Square Feet |  |  | ECM-VAV-NR-University |  | 0.086353 | 18 | 0.03978 | 0 |  | 0 | 0 | 0 | 0 | 0 | 0 | 0 | 0 |  | 0 | 0 | 0 | Heating | Electric Heating | ECM VAV | ECM VAV | CommVENT | 0.0141% | 94.56% | 94.56% | 121327.9762 | 1 | 100% | 5.556% | 85% | 6.8% | 0.2% | 0.067668 | 0.0017924 | 0.0069461 | 0.045889 | 0 | 0 | 0 | 0.045107 | -0.00078248 |  | 0.044747 | 0 | 0.044747 | 02. $0.028 to $0.055 | 1 | 0 | 01. ($9,999.00) to $0.22 | 1 | 24526.9784 | 48936.2273 | 73228.1705 | 97403.2306 | 121461.8285 | 142980.9778 | 160044.4731 | 173552.2653 | 184222.5865 | 192628.643 | 199227.8982 | 204385.4442 | 208392.653 | 211482.062 | 213839.2543 | 215612.3391 | 215110.4264 | 214599.7041 | 214086.5498 | 213573.3553 | 213060.7792 | 212549.4334 | 212039.3147 | 211530.4204 | 2117.9827 | 4225.7991 | 6323.4858 | 8411.0793 | 10488.6158 | 12346.8629 | 13820.3501 | 14986.791 | 15908.2072 | 16634.097 | 17203.9637 | 17649.3342 | 17995.3695 | 18262.1498 | 18465.7008 | 18618.8124 | 18575.4706 | 18531.3681 | 18487.0556 | 18442.7396 | 18398.477 | 18354.3207 | 18310.2703 | 18266.3257 | 329819.6997 | 2117.9827 | 6343.7818 | 12667.2677 | 21078.3469 | 31566.9627 | 43913.8257 | 57734.1758 | 72720.9668 | 88629.174 | 105263.271 | 122467.2347 | 140116.5689 | 158111.9383 | 176374.0881 | 194839.7889 | 213458.6013 | 232034.0719 | 250565.44 | 269052.4956 | 287495.2352 | 305893.7122 | 324248.0329 | 329819.6997 | 329819.6997 | 0 | 0 | 0 | 0 | 0 | 0 | 0 | 0 | 0 | 0 | 0 | 0 | 0 | 0 | 0 | 0 | 0 | 0 | 0 | 0 | 0 | 0 | 0 | 0 | 0 | 0 | 0 | 0 | 0 | 0 | 0 | 0 | 0 | 0 | 0 | 0 | 0 | 0 | 0 | 0 | 0 | 0 | 0 | 0 | 0 | 0 | 0 | 0 | 0 | 0 | 0 | 0 | 0 | 0 | 0 | 0 | 0 | 0 | 0 | 0 | 0 | 0.29865 | 0.8945 | 1.7861 | 2.9722 | 4.4511 | 6.1921 | 8.1408 | 10.254 | 12.4971 | 14.8426 | 17.2685 | 19.7571 | 22.2946 | 24.8696 | 27.4734 | 30.0987 | 32.7179 | 35.331 | 37.9377 | 40.5382 | 43.1325 | 45.7206 | 46.5062 | 46.5062 | 1106.3283 | 2207.3463 | 3303.073 | 4393.5275 | 5478.7288 | 6449.3842 | 7219.0603 | 7828.3508 | 8309.6525 | 8688.8211 | 8986.491 | 9219.1303 | 9399.8818 | 9539.2345 | 9645.5594 | 9725.5372 | 9702.8977 | 9679.8607 | 9656.7141 | 9633.5656 | 9610.4451 | 9587.38 | 2910.3603 | 0 | 172281.3306 | 0 | 0 | 0 | 0 | 0 | 0 | 0 | 0 | 0 | 0 | 0 | 0 | 0 | 0 | 0 | 0 | 0 | 0 | 0 | 0 | 0.01557% | 0.32982 | 0.98787 | 1.9726 | 3.2824 | 4.9157 | 6.8384 | 8.9905 | 11.3243 | 13.8016 | 16.3919 | 19.0709 | 21.8193 | 24.6216 | 27.4655 | 30.341 | 33.2404 | 36.133 | 39.0187 | 41.8976 | 44.7696 | 47.6346 | 50.4928 | 51.3604 | 51.3604
| ComECMVAV-7P_V4 | M_Input | Savings, cost, and EUL from 7th Plan workbook COM-ECM-VAV-7P_V4 | 2020 | NR | 2022 | 2045 | PSE | Commercial | Warehouse | Electric | Per Commercial Building Square Feet |  |  | ECM-VAV-NR-Warehouse |  | 0 | 18 | 0 | 0 |  | 0 | 0 | 0 | 0 | 0 | 0 | 0 | 0 |  | 0 | 0 | 0 | Heating | Electric Heating | ECM VAV | ECM VAV | CommHEAT | 0.03964% | 48.46% | 48.46% | 34313.8807 | 1 | 100% | 5.556% | 85% | 6.8% | 0.2% | 0 | 0 | 0 | 0 | 0 | 0 | 0 | 0 | 0 |  | 0 | 0 | 0 | 01. ($9,999.000) to $0.028 | 1 | 0 | 01. ($9,999.00) to $0.22 | 1 | 297226.8919 | 591647.962 | 883283.0754 | 1172151.9724 | 1458274.2689 | 1712641.6329 | 1912571.8177 | 2069170.1011 | 2191278.7137 | 2285937.9942 | 2358753.5717 | 2414188.7255 | 2455797.1686 | 2486408.3963 | 2508275.2639 | 2523191.493 | 2511463.6593 | 2499674.1126 | 2487897.5566 | 2476161.7896 | 2464474.306 | 2452841.9873 | 2441264.5731 | 2429741.8043 | 0 | 0 | 0 | 0 | 0 | 0 | 0 | 0 | 0 | 0 | 0 | 0 | 0 | 0 | 0 | 0 | 0 | 0 | 0 | 0 | 0 | 0 | 0 | 0 | 0 | 0 | 0 | 0 | 0 | 0 | 0 | 0 | 0 | 0 | 0 | 0 | 0 | 0 | 0 | 0 | 0 | 0 | 0 | 0 | 0 | 0 | 0 | 0 | 0 | 0 | 0 | 0 | 0 | 0 | 0 | 0 | 0 | 0 | 0 | 0 | 0 | 0 | 0 | 0 | 0 | 0 | 0 | 0 | 0 | 0 | 0 | 0 | 0 | 0 | 0 | 0 | 0 | 0 | 0 | 0 | 0 | 0 | 0 | 0 | 0 | 0 | 0 | 0 | 0 | 0 | 0 | 0 | 0 | 0 | 0 | 0 | 0 | 0 | 0 | 0 | 0 | 0 | 0 | 0 | 0 | 0 | 0 | 0 | 0 | 0 | 0 | 0 | 0 | 0 | 0 | 0 | 0 | 0 | 0 | 0 | 0 | 0 | 0 | 0 | 0 | 0 | 0 | 0 | 0 | 0 | 0 | 0 | 0 | 0 | 0 | 0 | 0 | 0 | 0 | 0 | 0 | 0 | 0 | 0 | 0 | 0 | 0 | 0 | 0 | 0 | 0 | 0 | 0 | 0 | 0 | 0 | 0 | 0 | 0 | 0 | 0 | 0 | 0 | 0 | 0 | 0 | 0 | 0 | 0 | 0 | 0 | 0 | 0 | 0 | 0 | 0 | 0 | 0 | 0 | 0.001759% | 0 | 0 | 0 | 0 | 0 | 0 | 0 | 0 | 0 | 0 | 0 | 0 | 0 | 0 | 0 | 0 | 0 | 0 | 0 | 0 | 0 | 0 | 0 | 0
| ComECMVAV-7P_V4 | M_Input | Savings, cost, and EUL from 7th Plan workbook COM-ECM-VAV-7P_V4 | 2020 | NR | 2022 | 2045 | PSE | Commercial | Supermarket | Electric | Per Commercial Building Square Feet |  |  | ECM-VAV-NR-Supermarket |  | 0 | 18 | 0 | 0 |  | 0 | 0 | 0 | 0 | 0 | 0 | 0 | 0 |  | 0 | 0 | 0 | Heating | Electric Heating | ECM VAV | ECM VAV | CommHEAT | 0.03964% | 73% | 73% | 49733.7282 | 1 | 100% | 5.556% | 85% | 6.8% | 0.2% | 0 | 0 | 0 | 0 | 0 | 0 | 0 | 0 | 0 |  | 0 | 0 | 0 | 01. ($9,999.000) to $0.028 | 1 | 0 | 01. ($9,999.00) to $0.22 | 1 | 86837.6215 | 172855.4959 | 258059.4269 | 342455.1818 | 426048.4917 | 500364.3005 | 558775.7774 | 604527.4332 | 640202.6085 | 667858.2043 | 689131.9575 | 705327.8571 | 717484.1537 | 726427.5107 | 732816.1209 | 737174.037 | 733747.6405 | 730303.214 | 726862.5828 | 723433.8685 | 720019.2607 | 716620.7697 | 713238.3197 | 709871.8348 | 0 | 0 | 0 | 0 | 0 | 0 | 0 | 0 | 0 | 0 | 0 | 0 | 0 | 0 | 0 | 0 | 0 | 0 | 0 | 0 | 0 | 0 | 0 | 0 | 0 | 0 | 0 | 0 | 0 | 0 | 0 | 0 | 0 | 0 | 0 | 0 | 0 | 0 | 0 | 0 | 0 | 0 | 0 | 0 | 0 | 0 | 0 | 0 | 0 | 0 | 0 | 0 | 0 | 0 | 0 | 0 | 0 | 0 | 0 | 0 | 0 | 0 | 0 | 0 | 0 | 0 | 0 | 0 | 0 | 0 | 0 | 0 | 0 | 0 | 0 | 0 | 0 | 0 | 0 | 0 | 0 | 0 | 0 | 0 | 0 | 0 | 0 | 0 | 0 | 0 | 0 | 0 | 0 | 0 | 0 | 0 | 0 | 0 | 0 | 0 | 0 | 0 | 0 | 0 | 0 | 0 | 0 | 0 | 0 | 0 | 0 | 0 | 0 | 0 | 0 | 0 | 0 | 0 | 0 | 0 | 0 | 0 | 0 | 0 | 0 | 0 | 0 | 0 | 0 | 0 | 0 | 0 | 0 | 0 | 0 | 0 | 0 | 0 | 0 | 0 | 0 | 0 | 0 | 0 | 0 | 0 | 0 | 0 | 0 | 0 | 0 | 0 | 0 | 0 | 0 | 0 | 0 | 0 | 0 | 0 | 0 | 0 | 0 | 0 | 0 | 0 | 0 | 0 | 0 | 0 | 0 | 0 | 0 | 0 | 0 | 0 | 0 | 0 | 0 | 0.001759% | 0 | 0 | 0 | 0 | 0 | 0 | 0 | 0 | 0 | 0 | 0 | 0 | 0 | 0 | 0 | 0 | 0 | 0 | 0 | 0 | 0 | 0 | 0 | 0
| ComECMVAV-7P_V4 | M_Input | Savings, cost, and EUL from 7th Plan workbook COM-ECM-VAV-7P_V4 | 2020 | NR | 2022 | 2045 | PSE | Commercial | MiniMart | Electric | Per Commercial Building Square Feet |  |  | ECM-VAV-NR-MiniMart |  | 0 | 18 | 0 | 0 |  | 0 | 0 | 0 | 0 | 0 | 0 | 0 | 0 |  | 0 | 0 | 0 | Heating | Electric Heating | ECM VAV | ECM VAV | CommHEAT | 0.03964% | 73% | 73% | 2115.8874 | 1 | 100% | 5.556% | 85% | 6.8% | 0.2% | 0 | 0 | 0 | 0 | 0 | 0 | 0 | 0 | 0 |  | 0 | 0 | 0 | 01. ($9,999.000) to $0.028 | 1 | 0 | 01. ($9,999.00) to $0.22 | 1 | 3561.5407 | 7105.9861 | 10633.3976 | 14143.8366 | 17637.3642 | 20762.1407 | 23239.9157 | 25201.3702 | 26750.7981 | 27971.4341 | 28929.7061 | 29678.6288 | 30260.512 | 30709.1223 | 31051.4081 | 31308.8762 | 31235.9939 | 31161.8324 | 31087.3177 | 31012.7972 | 30938.3665 | 30864.1144 | 30790.0405 | 30716.1444 | 0 | 0 | 0 | 0 | 0 | 0 | 0 | 0 | 0 | 0 | 0 | 0 | 0 | 0 | 0 | 0 | 0 | 0 | 0 | 0 | 0 | 0 | 0 | 0 | 0 | 0 | 0 | 0 | 0 | 0 | 0 | 0 | 0 | 0 | 0 | 0 | 0 | 0 | 0 | 0 | 0 | 0 | 0 | 0 | 0 | 0 | 0 | 0 | 0 | 0 | 0 | 0 | 0 | 0 | 0 | 0 | 0 | 0 | 0 | 0 | 0 | 0 | 0 | 0 | 0 | 0 | 0 | 0 | 0 | 0 | 0 | 0 | 0 | 0 | 0 | 0 | 0 | 0 | 0 | 0 | 0 | 0 | 0 | 0 | 0 | 0 | 0 | 0 | 0 | 0 | 0 | 0 | 0 | 0 | 0 | 0 | 0 | 0 | 0 | 0 | 0 | 0 | 0 | 0 | 0 | 0 | 0 | 0 | 0 | 0 | 0 | 0 | 0 | 0 | 0 | 0 | 0 | 0 | 0 | 0 | 0 | 0 | 0 | 0 | 0 | 0 | 0 | 0 | 0 | 0 | 0 | 0 | 0 | 0 | 0 | 0 | 0 | 0 | 0 | 0 | 0 | 0 | 0 | 0 | 0 | 0 | 0 | 0 | 0 | 0 | 0 | 0 | 0 | 0 | 0 | 0 | 0 | 0 | 0 | 0 | 0 | 0 | 0 | 0 | 0 | 0 | 0 | 0 | 0 | 0 | 0 | 0 | 0 | 0 | 0 | 0 | 0 | 0 | 0 | 0.001759% | 0 | 0 | 0 | 0 | 0 | 0 | 0 | 0 | 0 | 0 | 0 | 0 | 0 | 0 | 0 | 0 | 0 | 0 | 0 | 0 | 0 | 0 | 0 | 0
| ComECMVAV-7P_V4 | M_Input | Savings, cost, and EUL from 7th Plan workbook COM-ECM-VAV-7P_V4 | 2020 | NR | 2022 | 2045 | PSE | Commercial | Restaurant | Electric | Per Commercial Building Square Feet |  |  | ECM-VAV-NR-Restaurant |  | 0 | 18 | 0 | 0 |  | 0 | 0 | 0 | 0 | 0 | 0 | 0 | 0 |  | 0 | 0 | 0 | Heating | Electric Heating | ECM VAV | ECM VAV | CommHEAT | 0.03964% | 75.53% | 75.53% | 9726.5895 | 1 | 100% | 5.556% | 85% | 6.8% | 0.2% | 0 | 0 | 0 | 0 | 0 | 0 | 0 | 0 | 0 |  | 0 | 0 | 0 | 01. ($9,999.000) to $0.028 | 1 | 0 | 01. ($9,999.00) to $0.22 | 1 | 86327.7195 | 171101.54 | 254342.4392 | 336071.143 | 416308.1284 | 486822.3991 | 541315.1532 | 583118.7474 | 614874.96 | 638678.0797 | 656188.346 | 668721.8859 | 677322.0144 | 682815.7626 | 685858.6923 | 686970.4258 | 680836.9304 | 674726.8249 | 668660.171 | 662644.132 | 656680.3348 | 650770.2118 | 644913.2799 | 639109.0604 | 0 | 0 | 0 | 0 | 0 | 0 | 0 | 0 | 0 | 0 | 0 | 0 | 0 | 0 | 0 | 0 | 0 | 0 | 0 | 0 | 0 | 0 | 0 | 0 | 0 | 0 | 0 | 0 | 0 | 0 | 0 | 0 | 0 | 0 | 0 | 0 | 0 | 0 | 0 | 0 | 0 | 0 | 0 | 0 | 0 | 0 | 0 | 0 | 0 | 0 | 0 | 0 | 0 | 0 | 0 | 0 | 0 | 0 | 0 | 0 | 0 | 0 | 0 | 0 | 0 | 0 | 0 | 0 | 0 | 0 | 0 | 0 | 0 | 0 | 0 | 0 | 0 | 0 | 0 | 0 | 0 | 0 | 0 | 0 | 0 | 0 | 0 | 0 | 0 | 0 | 0 | 0 | 0 | 0 | 0 | 0 | 0 | 0 | 0 | 0 | 0 | 0 | 0 | 0 | 0 | 0 | 0 | 0 | 0 | 0 | 0 | 0 | 0 | 0 | 0 | 0 | 0 | 0 | 0 | 0 | 0 | 0 | 0 | 0 | 0 | 0 | 0 | 0 | 0 | 0 | 0 | 0 | 0 | 0 | 0 | 0 | 0 | 0 | 0 | 0 | 0 | 0 | 0 | 0 | 0 | 0 | 0 | 0 | 0 | 0 | 0 | 0 | 0 | 0 | 0 | 0 | 0 | 0 | 0 | 0 | 0 | 0 | 0 | 0 | 0 | 0 | 0 | 0 | 0 | 0 | 0 | 0 | 0 | 0 | 0 | 0 | 0 | 0 | 0 | 0.001759% | 0 | 0 | 0 | 0 | 0 | 0 | 0 | 0 | 0 | 0 | 0 | 0 | 0 | 0 | 0 | 0 | 0 | 0 | 0 | 0 | 0 | 0 | 0 | 0
| ComECMVAV-7P_V4 | M_Input | Savings, cost, and EUL from 7th Plan workbook COM-ECM-VAV-7P_V4 | 2020 | NR | 2022 | 2045 | PSE | Commercial | Lodging | Electric | Per Commercial Building Square Feet |  |  | ECM-VAV-NR-Lodging |  | 0.015434 | 18 | 0.0071097 | 0 |  | 0 | 0 | 0 | 0 | 0 | 0 | 0 | 0 |  | 0 | 0 | 0 | Heating | Electric Heating | ECM VAV | ECM VAV | CommVENT | 0.0141% | 56.57% | 56.57% | 31385.388 | 1 | 100% | 5.556% | 85% | 6.8% | 0.2% | 0.012094 | 0.00032034 | 0.0012414 | 0.0082016 | 0 | 0 | 0 | 0.0080617 | -0.00013985 |  | 0.044747 | 0 | 0.044747 | 02. $0.028 to $0.055 | 1 | 0 | 01. ($9,999.00) to $0.22 | 1 | 51173.729 | 101968.7724 | 152387.232 | 202431.1989 | 252102.7544 | 296380.5695 | 331318.6143 | 358813.7952 | 380378.0177 | 397216.326 | 410289.1838 | 420362.1145 | 428045.2658 | 433824.9453 | 438088.7548 | 441145.6237 | 439545.173 | 437930.1668 | 436313.6669 | 434700.5544 | 433092.1623 | 431489.7213 | 429893.2094 | 428302.6045 | 789.7937 | 1573.7429 | 2351.88 | 3124.2375 | 3890.8472 | 4574.2123 | 5113.4313 | 5537.7803 | 5870.5934 | 6130.4687 | 6332.2296 | 6487.691 | 6606.2695 | 6695.4706 | 6761.2764 | 6808.4549 | 6783.7542 | 6758.8289 | 6733.8805 | 6708.9844 | 6684.1612 | 6659.4298 | 6634.7899 | 6610.2411 | 119355.572 | 789.7937 | 2363.5366 | 4715.4166 | 7839.6541 | 11730.5013 | 16304.7136 | 21418.1449 | 26955.9251 | 32826.5185 | 38956.9872 | 45289.2168 | 51776.9078 | 58383.1773 | 65078.6479 | 71839.9243 | 78648.3792 | 85432.1334 | 92190.9623 | 98924.8427 | 105633.8271 | 112317.9883 | 118977.418 | 119355.572 | 119355.572 | 0 | 0 | 0 | 0 | 0 | 0 | 0 | 0 | 0 | 0 | 0 | 0 | 0 | 0 | 0 | 0 | 0 | 0 | 0 | 0 | 0 | 0 | 0 | 0 | 0 | 0 | 0 | 0 | 0 | 0 | 0 | 0 | 0 | 0 | 0 | 0 | 0 | 0 | 0 | 0 | 0 | 0 | 0 | 0 | 0 | 0 | 0 | 0 | 0 | 0 | 0 | 0 | 0 | 0 | 0 | 0 | 0 | 0 | 0 | 0 | 0 | 0.11136 | 0.33327 | 0.6649 | 1.1054 | 1.6541 | 2.299 | 3.0201 | 3.8009 | 4.6287 | 5.4931 | 6.386 | 7.3008 | 8.2323 | 9.1764 | 10.1298 | 11.0898 | 12.0463 | 12.9994 | 13.9489 | 14.8949 | 15.8374 | 16.7764 | 16.8297 | 16.8297 | 412.5488 | 822.0446 | 1228.5046 | 1631.9455 | 2032.3842 | 2389.3399 | 2671.001 | 2892.6597 | 3066.5046 | 3202.2505 | 3307.6404 | 3388.8456 | 3450.7851 | 3497.3793 | 3531.753 | 3556.3966 | 3543.4942 | 3530.4745 | 3517.4427 | 3504.4382 | 3491.4718 | 3478.5533 | 197.5287 | 0 | 62345.3868 | 0 | 0 | 0 | 0 | 0 | 0 | 0 | 0 | 0 | 0 | 0 | 0 | 0 | 0 | 0 | 0 | 0 | 0 | 0 | 0 | 0.01557% | 0.12299 | 0.36806 | 0.7343 | 1.2208 | 1.8267 | 2.539 | 3.3353 | 4.1977 | 5.1118 | 6.0665 | 7.0526 | 8.0628 | 9.0916 | 10.1342 | 11.1871 | 12.2473 | 13.3037 | 14.3562 | 15.4049 | 16.4496 | 17.4905 | 18.5275 | 18.5864 | 18.5864
| ComECMVAV-7P_V4 | M_Input | Savings, cost, and EUL from 7th Plan workbook COM-ECM-VAV-7P_V4 | 2020 | NR | 2022 | 2045 | PSE | Commercial | Hospital | Electric | Per Commercial Building Square Feet |  |  | ECM-VAV-NR-Hospital |  | 0.04911 | 18 | 0.022623 | 0 |  | 0 | 0 | 0 | 0 | 0 | 0 | 0 | 0 |  | 0 | 0 | 0 | Heating | Electric Heating | ECM VAV | ECM VAV | CommVENT | 0.0141% | 86.59% | 86.59% | 80978.5882 | 1 | 100% | 5.556% | 85% | 6.8% | 0.2% | 0.038484 | 0.0010194 | 0.0039503 | 0.026098 | 0 | 0 | 0 | 0.025653 | -0.00044501 |  | 0.044747 | 0 | 0.044747 | 02. $0.028 to $0.055 | 1 | 0 | 01. ($9,999.00) to $0.22 | 1 | 18170.6442 | 36192.2891 | 54065.851 | 71792.2414 | 89372.3665 | 105027.009 | 117360.7045 | 127049.1037 | 134630.5086 | 140533.7929 | 145100.6466 | 148603.2986 | 151258.6367 | 153239.4577 | 154683.4299 | 155700.234 | 155073.078 | 154441.2673 | 153809.4124 | 153179.2336 | 152551.1987 | 151925.7388 | 151302.8433 | 150682.5016 | 892.3682 | 1777.4191 | 2655.1975 | 3525.7482 | 4389.1158 | 5157.9221 | 5763.6352 | 6239.4367 | 6611.7628 | 6901.6757 | 7125.9558 | 7297.9726 | 7428.3774 | 7525.6564 | 7596.5705 | 7646.5062 | 7615.7063 | 7584.6778 | 7553.6471 | 7522.6988 | 7491.8557 | 7461.1391 | 7430.5484 | 7400.0832 | 133617.0862 | 892.3682 | 2669.7873 | 5324.9847 | 8850.7329 | 13239.8487 | 18397.7708 | 24161.406 | 30400.8428 | 37012.6056 | 43914.2813 | 51040.2371 | 58338.2097 | 65766.5871 | 73292.2435 | 80888.8141 | 88535.3202 | 96151.0265 | 103735.7043 | 111289.3515 | 118812.0502 | 126303.9059 | 133617.0862 | 133617.0862 | 133617.0862 | 0 | 0 | 0 | 0 | 0 | 0 | 0 | 0 | 0 | 0 | 0 | 0 | 0 | 0 | 0 | 0 | 0 | 0 | 0 | 0 | 0 | 0 | 0 | 0 | 0 | 0 | 0 | 0 | 0 | 0 | 0 | 0 | 0 | 0 | 0 | 0 | 0 | 0 | 0 | 0 | 0 | 0 | 0 | 0 | 0 | 0 | 0 | 0 | 0 | 0 | 0 | 0 | 0 | 0 | 0 | 0 | 0 | 0 | 0 | 0 | 0 | 0.12583 | 0.37645 | 0.75085 | 1.248 | 1.8669 | 2.5942 | 3.4069 | 4.2867 | 5.219 | 6.1921 | 7.1969 | 8.226 | 9.2734 | 10.3346 | 11.4057 | 12.4839 | 13.5578 | 14.6272 | 15.6923 | 16.7531 | 17.8095 | 18.8407 | 18.8407 | 18.8407 | 466.1286 | 928.4349 | 1386.9425 | 1841.6747 | 2292.6548 | 2694.2408 | 3010.635 | 3259.17 | 3453.6545 | 3605.0905 | 3722.2433 | 3812.0962 | 3880.2132 | 3931.0269 | 3968.0688 | 3994.1528 | 3978.0644 | 3961.8567 | 3945.6478 | 3929.4819 | 3913.3711 | 3820.0399 | 0 | 0 | 69794.8892 | 0 | 0 | 0 | 0 | 0 | 0 | 0 | 0 | 0 | 0 | 0 | 0 | 0 | 0 | 0 | 0 | 0 | 0 | 0 | 0 | 0.01557% | 0.13896 | 0.41575 | 0.82922 | 1.3783 | 2.0617 | 2.865 | 3.7625 | 4.7341 | 5.7637 | 6.8385 | 7.9481 | 9.0846 | 10.2414 | 11.4133 | 12.5962 | 13.787 | 14.9729 | 16.154 | 17.3303 | 18.5017 | 19.6684 | 20.8072 | 20.8072 | 20.8072
| ComECMVAV-7P_V4 | M_Input | Savings, cost, and EUL from 7th Plan workbook COM-ECM-VAV-7P_V4 | 2020 | NR | 2022 | 2045 | PSE | Commercial | Residential Care | Electric | Per Commercial Building Square Feet |  |  | ECM-VAV-NR-Residential Care |  | 0.0093309 | 18 | 0.0042984 | 0 |  | 0 | 0 | 0 | 0 | 0 | 0 | 0 | 0 |  | 0 | 0 | 0 | Heating | Electric Heating | ECM VAV | ECM VAV | CommVENT | 0.0141% | 72.99% | 72.99% | 89213.7828 | 1 | 100% | 5.556% | 85% | 6.8% | 0.2% | 0.0073119 | 0.00019368 | 0.00075056 | 0.0049586 | 0 | 0 | 0 | 0.004874 | -8.4551e-05 |  | 0.044747 | 0 | 0.044747 | 02. $0.028 to $0.055 | 1 | 0 | 01. ($9,999.00) to $0.22 | 1 | 73125.5123 | 145651.3955 | 217581.3371 | 288919.0048 | 359668.0461 | 422668.2204 | 472303.654 | 511293.4193 | 541803.8466 | 565560.885 | 583939.6234 | 598035.6135 | 608721.6938 | 616693.2632 | 622504.3507 | 626596.3531 | 624072.4412 | 621529.7972 | 618986.9751 | 616450.8985 | 613923.4498 | 611406.3636 | 608899.5975 | 606403.1092 | 682.3277 | 1359.0604 | 2030.2324 | 2695.8779 | 3356.031 | 3943.8801 | 4407.024 | 4770.8341 | 5055.5242 | 5277.1991 | 5448.6895 | 5580.2179 | 5679.9288 | 5754.3108 | 5808.5335 | 5846.7157 | 5823.1653 | 5799.4401 | 5775.7132 | 5752.0493 | 5728.4659 | 5704.9792 | 5681.5888 | 5658.2943 | 102167.067 | 682.3277 | 2041.3882 | 4071.6205 | 6767.4985 | 10123.5295 | 14067.4096 | 18474.4336 | 23245.2677 | 28300.7919 | 33577.991 | 39026.6804 | 44606.8983 | 50286.8271 | 56041.1379 | 61849.6715 | 67696.3871 | 73519.5524 | 79318.9925 | 85094.7057 | 90846.755 | 96575.2209 | 102167.067 | 102167.067 | 102167.067 | 0 | 0 | 0 | 0 | 0 | 0 | 0 | 0 | 0 | 0 | 0 | 0 | 0 | 0 | 0 | 0 | 0 | 0 | 0 | 0 | 0 | 0 | 0 | 0 | 0 | 0 | 0 | 0 | 0 | 0 | 0 | 0 | 0 | 0 | 0 | 0 | 0 | 0 | 0 | 0 | 0 | 0 | 0 | 0 | 0 | 0 | 0 | 0 | 0 | 0 | 0 | 0 | 0 | 0 | 0 | 0 | 0 | 0 | 0 | 0 | 0 | 0.096212 | 0.28785 | 0.57412 | 0.95425 | 1.4275 | 1.9836 | 2.605 | 3.2777 | 3.9906 | 4.7347 | 5.503 | 6.2898 | 7.0907 | 7.9021 | 8.7211 | 9.5455 | 10.3666 | 11.1844 | 11.9988 | 12.8098 | 13.6176 | 14.4061 | 14.4061 | 14.4061 | 356.4139 | 709.9052 | 1060.492 | 1408.1919 | 1753.0229 | 2060.0859 | 2302.0091 | 2492.0453 | 2640.7532 | 2756.5451 | 2846.1231 | 2914.827 | 2966.911 | 3005.7644 | 3034.0877 | 3054.0321 | 3041.7306 | 3029.3377 | 3016.944 | 3004.5831 | 2992.2644 | 2920.901 | 0 | 0 | 53366.9707 | 0 | 0 | 0 | 0 | 0 | 0 | 0 | 0 | 0 | 0 | 0 | 0 | 0 | 0 | 0 | 0 | 0 | 0 | 0 | 0 | 0.01557% | 0.10625 | 0.31789 | 0.63404 | 1.0539 | 1.5765 | 2.1906 | 2.8769 | 3.6198 | 4.4071 | 5.2289 | 6.0773 | 6.9463 | 7.8308 | 8.7269 | 9.6314 | 10.5419 | 11.4487 | 12.3518 | 13.2512 | 14.1469 | 15.039 | 15.9097 | 15.9097 | 15.9097
| ComECMVAV-7P_V4 | M_Input | Savings, cost, and EUL from 7th Plan workbook COM-ECM-VAV-7P_V4 | 2020 | NR | 2022 | 2045 | PSE | Commercial | Assembly | Electric | Per Commercial Building Square Feet |  |  | ECM-VAV-NR-Assembly |  | 0.047385 | 18 | 0.021828 | 0 |  | 0 | 0 | 0 | 0 | 0 | 0 | 0 | 0 |  | 0 | 0 | 0 | Heating | Electric Heating | ECM VAV | ECM VAV | CommVENT | 0.0141% | 72.99% | 72.99% | 13631.2945 | 1 | 100% | 5.556% | 85% | 6.8% | 0.2% | 0.037132 | 0.00098353 | 0.0038115 | 0.025181 | 0 | 0 | 0 | 0.024751 | -0.00042937 |  | 0.044747 | 0 | 0.044747 | 02. $0.028 to $0.055 | 1 | 0 | 01. ($9,999.00) to $0.22 | 1 | 139837.0661 | 278419.3276 | 415755.2293 | 551853.1656 | 686721.4805 | 806695.6604 | 901078.8156 | 975086.2354 | 1032871.4082 | 1077742.193 | 1112332.981 | 1138741.8061 | 1158639.5418 | 1173356.8669 | 1183953.525 | 1191273.4848 | 1186014.4108 | 1180723.6553 | 1175436.4915 | 1170166.0595 | 1164915.9145 | 1159689.3251 | 1154486.1856 | 1149306.391 | 6626.1124 | 13192.7664 | 19700.3623 | 26149.2978 | 32539.9683 | 38224.8873 | 42697.1879 | 46203.994 | 48942.1168 | 51068.2974 | 52707.3653 | 53958.7348 | 54901.5795 | 55598.9529 | 56101.0705 | 56447.9233 | 56198.7246 | 55948.0246 | 55697.4949 | 55447.758 | 55198.9824 | 54951.323 | 54704.7747 | 54459.3326 | 983326.4255 | 6626.1124 | 19818.8788 | 39519.2411 | 65668.5389 | 98208.5072 | 136433.3946 | 179130.5825 | 225334.5765 | 274276.6933 | 325344.9907 | 378052.356 | 432011.0908 | 486912.6703 | 542511.6232 | 598612.6936 | 655060.6169 | 711259.3415 | 767207.3661 | 822904.861 | 878352.619 | 933551.6014 | 983326.4255 | 983326.4255 | 983326.4255 | 0 | 0 | 0 | 0 | 0 | 0 | 0 | 0 | 0 | 0 | 0 | 0 | 0 | 0 | 0 | 0 | 0 | 0 | 0 | 0 | 0 | 0 | 0 | 0 | 0 | 0 | 0 | 0 | 0 | 0 | 0 | 0 | 0 | 0 | 0 | 0 | 0 | 0 | 0 | 0 | 0 | 0 | 0 | 0 | 0 | 0 | 0 | 0 | 0 | 0 | 0 | 0 | 0 | 0 | 0 | 0 | 0 | 0 | 0 | 0 | 0 | 0.93431 | 2.7946 | 5.5724 | 9.2596 | 13.8479 | 19.2378 | 25.2583 | 31.7733 | 38.6744 | 45.8752 | 53.3072 | 60.9157 | 68.6571 | 76.4968 | 84.4073 | 92.3668 | 100.2911 | 108.18 | 116.0336 | 123.852 | 131.6354 | 138.6538 | 138.6538 | 138.6538 | 3461.15 | 6891.242 | 10290.4849 | 13659.0865 | 16997.2535 | 19966.7711 | 22302.8775 | 24134.6578 | 25564.9162 | 26675.5268 | 27531.6939 | 28185.3469 | 28677.8418 | 29042.1148 | 29304.3959 | 29485.5745 | 29355.4056 | 29224.4524 | 29093.5882 | 28963.1382 | 28833.1902 | 25999.8809 | 0 | 0 | 513640.5896 | 0 | 0 | 0 | 0 | 0 | 0 | 0 | 0 | 0 | 0 | 0 | 0 | 0 | 0 | 0 | 0 | 0 | 0 | 0 | 0 | 0.01557% | 1.0318 | 3.0863 | 6.154 | 10.2261 | 15.2933 | 21.2458 | 27.8947 | 35.0897 | 42.7111 | 50.6636 | 58.8714 | 67.274 | 75.8234 | 84.4814 | 93.2176 | 102.0079 | 110.7593 | 119.4717 | 128.145 | 136.7795 | 145.3753 | 153.1263 | 153.1263 | 153.1263
| ComECMVAV-7P_V4 | M_Input | Savings, cost, and EUL from 7th Plan workbook COM-ECM-VAV-7P_V4 | 2020 | NR | 2022 | 2045 | PSE | Commercial | Other | Electric | Per Commercial Building Square Feet |  |  | ECM-VAV-NR-Other |  | 0.049765 | 18 | 0.022925 | 0 |  | 0 | 0 | 0 | 0 | 0 | 0 | 0 | 0 |  | 0 | 0 | 0 | Heating | Electric Heating | ECM VAV | ECM VAV | CommVENT | 0.0141% | 72.99% | 72.99% | 22414.5695 | 1 | 100% | 5.556% | 85% | 6.8% | 0.2% | 0.038997 | 0.0010329 | 0.004003 | 0.026446 | 0 | 0 | 0 | 0.025995 | -0.00045094 |  | 0.044747 | 0 | 0.044747 | 02. $0.028 to $0.055 | 1 | 0 | 01. ($9,999.00) to $0.22 | 1 | 393767.5933 | 780447.37 | 1160135.0155 | 1532925.0672 | 1898910.9269 | 2220548.4598 | 2469106.8689 | 2659786.0712 | 2804636.0394 | 2913209.4755 | 2993079.2494 | 3050248.6252 | 3089476.4877 | 3114535.1827 | 3128414.9321 | 3133485.8945 | 3105509.1133 | 3077639.0208 | 3049967.1244 | 3022526.0984 | 2995323.3635 | 2968365.4533 | 2941650.1642 | 2915175.3127 | 19595.8244 | 38838.924 | 57734.0605 | 76285.9386 | 94499.2065 | 110505.4821 | 122874.9788 | 132364.1196 | 139572.571 | 144975.7226 | 148950.4378 | 151795.4689 | 153747.6415 | 154994.6862 | 155685.4113 | 155937.7674 | 154545.5043 | 153158.5506 | 151781.4601 | 150415.8588 | 149062.1161 | 147720.557 | 146391.072 | 145073.5524 | 2619471.2791 | 19595.8244 | 58434.7484 | 116168.8089 | 192454.7476 | 286953.954 | 397459.4361 | 520334.4149 | 652698.5345 | 792271.1055 | 937246.8281 | 1086197.2659 | 1237992.7349 | 1391740.3764 | 1546735.0626 | 1702420.4739 | 1858358.2413 | 2012903.7457 | 2166062.2963 | 2317843.7564 | 2468259.6152 | 2617321.7312 | 2619471.2791 | 2619471.2791 | 2619471.2791 | 0 | 0 | 0 | 0 | 0 | 0 | 0 | 0 | 0 | 0 | 0 | 0 | 0 | 0 | 0 | 0 | 0 | 0 | 0 | 0 | 0 | 0 | 0 | 0 | 0 | 0 | 0 | 0 | 0 | 0 | 0 | 0 | 0 | 0 | 0 | 0 | 0 | 0 | 0 | 0 | 0 | 0 | 0 | 0 | 0 | 0 | 0 | 0 | 0 | 0 | 0 | 0 | 0 | 0 | 0 | 0 | 0 | 0 | 0 | 0 | 0 | 2.7631 | 8.2396 | 16.3804 | 27.1371 | 40.4619 | 56.0437 | 73.3697 | 92.0337 | 111.7141 | 132.1564 | 153.1591 | 174.563 | 196.2422 | 218.0972 | 240.0496 | 262.0376 | 283.8293 | 305.4254 | 326.8273 | 348.0367 | 369.0552 | 369.3583 | 369.3583 | 369.3583 | 10235.8795 | 20287.5132 | 30157.3883 | 39847.9625 | 49361.6635 | 57722.5421 | 64183.7491 | 69140.4021 | 72905.7369 | 75728.0733 | 77804.2659 | 79290.368 | 80310.0854 | 80961.4793 | 81322.2795 | 81454.0978 | 80726.8491 | 80002.3738 | 79283.0505 | 78569.7286 | 77862.6011 | 1122.8164 | 0 | 0 | 1368280.9059 | 0 | 0 | 0 | 0 | 0 | 0 | 0 | 0 | 0 | 0 | 0 | 0 | 0 | 0 | 0 | 0 | 0 | 0 | 0 | 0 | 0.01557% | 3.0515 | 9.0996 | 18.0901 | 29.9696 | 44.6853 | 61.8935 | 81.0279 | 101.64 | 123.3747 | 145.9507 | 169.1457 | 192.7837 | 216.7257 | 240.8619 | 265.1057 | 289.3887 | 313.455 | 337.3052 | 360.9411 | 384.3643 | 407.5766 | 407.9114 | 407.9114 | 407.9114
| ComECMVAV-7P_V4 | M_Input | Savings, cost, and EUL from 7th Plan workbook COM-ECM-VAV-7P_V4 | 2020 | NR | 2022 | 2041 | PSE | Commercial | Large Off | Gas | Per Commercial Building Square Feet |  |  | ECM-VAV-NR-Large Off |  | 0.23566 | 18 | 0.071505 | 0 |  | 0 | 0 | 0 | 0 | 0 | 0 | 0 | -0.0034305 |  | 0 | 0 | 0 | Heating | Electric Heating | ECM VAV | ECM VAV | CommVENT | 0.0141% | 55.86% | 55.86% | 229881.7404 | 1 | 100% | 5.556% | 85% | 6.8% | 0.2% | -0.050191 | -0.00067751 | -0.0050869 | 0 | 0.075656 | 0 | 0.18467 | 0.020065 | -1.8914 |  | 0.007294 | 0 | 0.007294 | 01. ($9,999.000) to $0.028 | 1 | 0 | 01. ($9,999.00) to $0.22 | 1 | 0 | 0 | 0 | 0 | 0 | 0 | 0 | 0 | 0 | 0 | 0 | 0 | 0 | 0 | 0 | 0 | 0 | 0 | 0 | 0 | 0 | 0 | 0 | 0 | 0 | 0 | 0 | 0 | 0 | 0 | 0 | 0 | 0 | 0 | 0 | 0 | 0 | 0 | 0 | 0 | 0 | 0 | 0 | 0 | 0 | 0 | 0 | 0 | 4917201.0513 | 0 | 0 | 0 | 0 | 0 | 0 | 0 | 0 | 0 | 0 | 0 | 0 | 0 | 0 | 0 | 0 | 0 | 0 | 0 | 0 | 0 | 0 | 0 | 0 | 355014.834 | 707899.579 | 1058663.8205 | 1407317.1053 | 1753868.9425 | 2063356.6561 | 2308210.6441 | 2501518.7528 | 2653719.8305 | 2773139.8846 | 2866419.721 | 2938856.0284 | 2994673.4282 | 3037241.4607 | 3069247.6536 | 3092835.5615 | 3083780.0753 | 3074608.1462 | 3065411.3126 | 3056223.8536 | 0 | 0 | 0 | 0 | 0 | 0 | 0 | 0 | 0 | 0 | 0 | 0 | 0 | 0 | 0 | 0 | 0 | 0 | 0 | 0 | 0 | 0 | 0 | 0 | 0 | 0 | 0 | 0 | 0 | 0 | 0 | 0 | 0 | 0 | 0 | 0 | 0 | 0 | 0 | 0 | 0 | 0 | 0 | 0 | 0 | 0 | 0 | 0 | 0 | 0 | 0 | 0 | 0 | 0 | 0 | 0 | 0 | 0 | 0 | 0 | 0 | 0 | 0 | 0 | 0 | 0 | 0 | 0 | 0 | 0 | 0 | 0 | 0 | 0 | 0 | 0 | 0 | 0 | 0 | 0 | 0 | 0 | 0 | 0 | 0 | 0 | 0 | 0 | 0 | 0 | 0 | 0 | 0 | 0 | 0 | 0 | 0 | 0 | 0 | 0 | 0 | 0 | 0 | 0 | 0 | 0 | 0 | 0 | 0 | 0 | 0.01557% | 0 | 0 | 0 | 0 | 0 | 0 | 0 | 0 | 0 | 0 | 0 | 0 | 0 | 0 | 0 | 0 | 0 | 0 | 0 | 0 | 0 | 0 | 0 | 0
| ComECMVAV-7P_V4 | M_Input | Savings, cost, and EUL from 7th Plan workbook COM-ECM-VAV-7P_V4 | 2020 | NR | 2022 | 2041 | PSE | Commercial | Medium Off | Gas | Per Commercial Building Square Feet |  |  | ECM-VAV-NR-Medium Off |  | 0.019077 | 18 | 0.0057887 | 0 |  | 0 | 0 | 0 | 0 | 0 | 0 | 0 | -0.00027772 |  | 0 | 0 | 0 | Heating | Electric Heating | ECM VAV | ECM VAV | CommVENT | 0.0141% | 55.86% | 55.86% | 41759.2514 | 1 | 100% | 5.556% | 85% | 6.8% | 0.2% | -0.0040632 | -5.4848e-05 | -0.00041181 | 0 | 0.0061247 | 0 | 0.01495 | 0.0016244 | -0.15312 |  | 0.007294 | 0 | 0.007294 | 01. ($9,999.000) to $0.028 | 1 | 0 | 01. ($9,999.00) to $0.22 | 1 | 0 | 0 | 0 | 0 | 0 | 0 | 0 | 0 | 0 | 0 | 0 | 0 | 0 | 0 | 0 | 0 | 0 | 0 | 0 | 0 | 0 | 0 | 0 | 0 | 0 | 0 | 0 | 0 | 0 | 0 | 0 | 0 | 0 | 0 | 0 | 0 | 0 | 0 | 0 | 0 | 0 | 0 | 0 | 0 | 0 | 0 | 0 | 0 | 309758.7028 | 0 | 0 | 0 | 0 | 0 | 0 | 0 | 0 | 0 | 0 | 0 | 0 | 0 | 0 | 0 | 0 | 0 | 0 | 0 | 0 | 0 | 0 | 0 | 0 | 189449.0842 | 377761.4738 | 564942.2841 | 750996.6096 | 935929.5248 | 1101083.6487 | 1231746.8192 | 1334903.1964 | 1416123.3371 | 1479850.3077 | 1529627.8885 | 1568282.589 | 1598068.824 | 1620784.7051 | 1637864.3969 | 1650451.7795 | 1645619.4361 | 1640724.9546 | 1635817.183 | 1630914.4141 | 0 | 0 | 0 | 0 | 0 | 0 | 0 | 0 | 0 | 0 | 0 | 0 | 0 | 0 | 0 | 0 | 0 | 0 | 0 | 0 | 0 | 0 | 0 | 0 | 0 | 0 | 0 | 0 | 0 | 0 | 0 | 0 | 0 | 0 | 0 | 0 | 0 | 0 | 0 | 0 | 0 | 0 | 0 | 0 | 0 | 0 | 0 | 0 | 0 | 0 | 0 | 0 | 0 | 0 | 0 | 0 | 0 | 0 | 0 | 0 | 0 | 0 | 0 | 0 | 0 | 0 | 0 | 0 | 0 | 0 | 0 | 0 | 0 | 0 | 0 | 0 | 0 | 0 | 0 | 0 | 0 | 0 | 0 | 0 | 0 | 0 | 0 | 0 | 0 | 0 | 0 | 0 | 0 | 0 | 0 | 0 | 0 | 0 | 0 | 0 | 0 | 0 | 0 | 0 | 0 | 0 | 0 | 0 | 0 | 0 | 0.01557% | 0 | 0 | 0 | 0 | 0 | 0 | 0 | 0 | 0 | 0 | 0 | 0 | 0 | 0 | 0 | 0 | 0 | 0 | 0 | 0 | 0 | 0 | 0 | 0
| ComECMVAV-7P_V4 | M_Input | Savings, cost, and EUL from 7th Plan workbook COM-ECM-VAV-7P_V4 | 2020 | NR | 2022 | 2041 | PSE | Commercial | Small Off | Gas | Per Commercial Building Square Feet |  |  | ECM-VAV-NR-Small Off |  | 0 | 18 | 0 | 0 |  | 0 | 0 | 0 | 0 | 0 | 0 | 0 | 0 |  | 0 | 0 | 0 | Heating | Electric Heating | ECM VAV | ECM VAV | CommHEAT | 0.03964% | 55.86% | 55.86% | 4797.7732 | 1 | 100% | 5.556% | 85% | 6.8% | 0.2% | 0 | 0 | 0 | 0 | 0 | 0 | 0 | 0 | 0 |  | 0 | 0 | 0 | 01. ($9,999.000) to $0.028 | 1 | 0 | 01. ($9,999.00) to $0.22 | 1 | 0 | 0 | 0 | 0 | 0 | 0 | 0 | 0 | 0 | 0 | 0 | 0 | 0 | 0 | 0 | 0 | 0 | 0 | 0 | 0 | 0 | 0 | 0 | 0 | 0 | 0 | 0 | 0 | 0 | 0 | 0 | 0 | 0 | 0 | 0 | 0 | 0 | 0 | 0 | 0 | 0 | 0 | 0 | 0 | 0 | 0 | 0 | 0 | 0 | 0 | 0 | 0 | 0 | 0 | 0 | 0 | 0 | 0 | 0 | 0 | 0 | 0 | 0 | 0 | 0 | 0 | 0 | 0 | 0 | 0 | 0 | 0 | 0 | 131123.6844 | 261460.6267 | 391014.3672 | 519788.4321 | 647786.3335 | 762094.7099 | 852530.81 | 923928.5911 | 980143.6114 | 1024251.057 | 1058703.6901 | 1085457.8271 | 1106073.8195 | 1121796.197 | 1133617.5902 | 1142329.7146 | 1138985.0974 | 1135597.4724 | 1132200.6489 | 1128807.288 | 0 | 0 | 0 | 0 | 0 | 0 | 0 | 0 | 0 | 0 | 0 | 0 | 0 | 0 | 0 | 0 | 0 | 0 | 0 | 0 | 0 | 0 | 0 | 0 | 0 | 0 | 0 | 0 | 0 | 0 | 0 | 0 | 0 | 0 | 0 | 0 | 0 | 0 | 0 | 0 | 0 | 0 | 0 | 0 | 0 | 0 | 0 | 0 | 0 | 0 | 0 | 0 | 0 | 0 | 0 | 0 | 0 | 0 | 0 | 0 | 0 | 0 | 0 | 0 | 0 | 0 | 0 | 0 | 0 | 0 | 0 | 0 | 0 | 0 | 0 | 0 | 0 | 0 | 0 | 0 | 0 | 0 | 0 | 0 | 0 | 0 | 0 | 0 | 0 | 0 | 0 | 0 | 0 | 0 | 0 | 0 | 0 | 0 | 0 | 0 | 0 | 0 | 0 | 0 | 0 | 0 | 0 | 0 | 0 | 0 | 0.001759% | 0 | 0 | 0 | 0 | 0 | 0 | 0 | 0 | 0 | 0 | 0 | 0 | 0 | 0 | 0 | 0 | 0 | 0 | 0 | 0 | 0 | 0 | 0 | 0
| ComECMVAV-7P_V4 | M_Input | Savings, cost, and EUL from 7th Plan workbook COM-ECM-VAV-7P_V4 | 2020 | NR | 2022 | 2041 | PSE | Commercial | Xlarge Ret | Gas | Per Commercial Building Square Feet |  |  | ECM-VAV-NR-Xlarge Ret |  | 0.0032895 | 18 | 0.00099813 | 0 |  | 0 | 0 | 0 | 0 | 0 | 0 | 0 | -4.7887e-05 |  | 0 | 0 | 0 | Heating | Electric Heating | ECM VAV | ECM VAV | CommVENT | 0.0141% | 78.43% | 78.43% | 280351.2881 | 1 | 100% | 5.556% | 85% | 6.8% | 0.2% | -0.00070061 | -9.4573e-06 | -7.1007e-05 | 0 | 0.0010561 | 0 | 0.0025777 | 0.00028009 | -0.026402 |  | 0.007294 | 0 | 0.007294 | 01. ($9,999.000) to $0.028 | 1 | 0 | 01. ($9,999.00) to $0.22 | 1 | 0 | 0 | 0 | 0 | 0 | 0 | 0 | 0 | 0 | 0 | 0 | 0 | 0 | 0 | 0 | 0 | 0 | 0 | 0 | 0 | 0 | 0 | 0 | 0 | 0 | 0 | 0 | 0 | 0 | 0 | 0 | 0 | 0 | 0 | 0 | 0 | 0 | 0 | 0 | 0 | 0 | 0 | 0 | 0 | 0 | 0 | 0 | 0 | 32081.9018 | 0 | 0 | 0 | 0 | 0 | 0 | 0 | 0 | 0 | 0 | 0 | 0 | 0 | 0 | 0 | 0 | 0 | 0 | 0 | 0 | 0 | 0 | 0 | 0 | 114915.0036 | 228772.7893 | 341580.6517 | 453345.8409 | 564075.5625 | 662547.3616 | 739980.9562 | 800665.9225 | 848018.1152 | 884757.6269 | 913050.5011 | 934621.5813 | 950844.3744 | 962812.611 | 971397.2305 | 977291.7594 | 972866.5755 | 968416.4015 | 963970.1738 | 959538.666 | 0 | 0 | 0 | 0 | 0 | 0 | 0 | 0 | 0 | 0 | 0 | 0 | 0 | 0 | 0 | 0 | 0 | 0 | 0 | 0 | 0 | 0 | 0 | 0 | 0 | 0 | 0 | 0 | 0 | 0 | 0 | 0 | 0 | 0 | 0 | 0 | 0 | 0 | 0 | 0 | 0 | 0 | 0 | 0 | 0 | 0 | 0 | 0 | 0 | 0 | 0 | 0 | 0 | 0 | 0 | 0 | 0 | 0 | 0 | 0 | 0 | 0 | 0 | 0 | 0 | 0 | 0 | 0 | 0 | 0 | 0 | 0 | 0 | 0 | 0 | 0 | 0 | 0 | 0 | 0 | 0 | 0 | 0 | 0 | 0 | 0 | 0 | 0 | 0 | 0 | 0 | 0 | 0 | 0 | 0 | 0 | 0 | 0 | 0 | 0 | 0 | 0 | 0 | 0 | 0 | 0 | 0 | 0 | 0 | 0 | 0.01557% | 0 | 0 | 0 | 0 | 0 | 0 | 0 | 0 | 0 | 0 | 0 | 0 | 0 | 0 | 0 | 0 | 0 | 0 | 0 | 0 | 0 | 0 | 0 | 0
| ComECMVAV-7P_V4 | M_Input | Savings, cost, and EUL from 7th Plan workbook COM-ECM-VAV-7P_V4 | 2020 | NR | 2022 | 2041 | PSE | Commercial | Large Ret | Gas | Per Commercial Building Square Feet |  |  | ECM-VAV-NR-Large Ret |  | 0 | 18 | 0 | 0 |  | 0 | 0 | 0 | 0 | 0 | 0 | 0 | 0 |  | 0 | 0 | 0 | Heating | Electric Heating | ECM VAV | ECM VAV | CommHEAT | 0.03964% | 78.43% | 78.43% | 94425.5221 | 1 | 100% | 5.556% | 85% | 6.8% | 0.2% | 0 | 0 | 0 | 0 | 0 | 0 | 0 | 0 | 0 |  | 0 | 0 | 0 | 01. ($9,999.000) to $0.028 | 1 | 0 | 01. ($9,999.00) to $0.22 | 1 | 0 | 0 | 0 | 0 | 0 | 0 | 0 | 0 | 0 | 0 | 0 | 0 | 0 | 0 | 0 | 0 | 0 | 0 | 0 | 0 | 0 | 0 | 0 | 0 | 0 | 0 | 0 | 0 | 0 | 0 | 0 | 0 | 0 | 0 | 0 | 0 | 0 | 0 | 0 | 0 | 0 | 0 | 0 | 0 | 0 | 0 | 0 | 0 | 0 | 0 | 0 | 0 | 0 | 0 | 0 | 0 | 0 | 0 | 0 | 0 | 0 | 0 | 0 | 0 | 0 | 0 | 0 | 0 | 0 | 0 | 0 | 0 | 0 | 140113.4512 | 278937.8586 | 416482.1167 | 552755.0653 | 687765.49 | 807830.0871 | 902243.2432 | 976235.1485 | 1033970.6828 | 1078766.3979 | 1113263.3055 | 1139564.4707 | 1159344.5816 | 1173937.2012 | 1184404.2476 | 1191591.3229 | 1186195.789 | 1180769.7854 | 1175348.5933 | 1169945.3489 | 0 | 0 | 0 | 0 | 0 | 0 | 0 | 0 | 0 | 0 | 0 | 0 | 0 | 0 | 0 | 0 | 0 | 0 | 0 | 0 | 0 | 0 | 0 | 0 | 0 | 0 | 0 | 0 | 0 | 0 | 0 | 0 | 0 | 0 | 0 | 0 | 0 | 0 | 0 | 0 | 0 | 0 | 0 | 0 | 0 | 0 | 0 | 0 | 0 | 0 | 0 | 0 | 0 | 0 | 0 | 0 | 0 | 0 | 0 | 0 | 0 | 0 | 0 | 0 | 0 | 0 | 0 | 0 | 0 | 0 | 0 | 0 | 0 | 0 | 0 | 0 | 0 | 0 | 0 | 0 | 0 | 0 | 0 | 0 | 0 | 0 | 0 | 0 | 0 | 0 | 0 | 0 | 0 | 0 | 0 | 0 | 0 | 0 | 0 | 0 | 0 | 0 | 0 | 0 | 0 | 0 | 0 | 0 | 0 | 0 | 0.001759% | 0 | 0 | 0 | 0 | 0 | 0 | 0 | 0 | 0 | 0 | 0 | 0 | 0 | 0 | 0 | 0 | 0 | 0 | 0 | 0 | 0 | 0 | 0 | 0
| ComECMVAV-7P_V4 | M_Input | Savings, cost, and EUL from 7th Plan workbook COM-ECM-VAV-7P_V4 | 2020 | NR | 2022 | 2041 | PSE | Commercial | Medium Ret | Gas | Per Commercial Building Square Feet |  |  | ECM-VAV-NR-Medium Ret |  | 0 | 18 | 0 | 0 |  | 0 | 0 | 0 | 0 | 0 | 0 | 0 | 0 |  | 0 | 0 | 0 | Heating | Electric Heating | ECM VAV | ECM VAV | CommHEAT | 0.03964% | 78.43% | 78.43% | 13333.1618 | 1 | 100% | 5.556% | 85% | 6.8% | 0.2% | 0 | 0 | 0 | 0 | 0 | 0 | 0 | 0 | 0 |  | 0 | 0 | 0 | 01. ($9,999.000) to $0.028 | 1 | 0 | 01. ($9,999.00) to $0.22 | 1 | 0 | 0 | 0 | 0 | 0 | 0 | 0 | 0 | 0 | 0 | 0 | 0 | 0 | 0 | 0 | 0 | 0 | 0 | 0 | 0 | 0 | 0 | 0 | 0 | 0 | 0 | 0 | 0 | 0 | 0 | 0 | 0 | 0 | 0 | 0 | 0 | 0 | 0 | 0 | 0 | 0 | 0 | 0 | 0 | 0 | 0 | 0 | 0 | 0 | 0 | 0 | 0 | 0 | 0 | 0 | 0 | 0 | 0 | 0 | 0 | 0 | 0 | 0 | 0 | 0 | 0 | 0 | 0 | 0 | 0 | 0 | 0 | 0 | 207681.3511 | 413452.0338 | 617325.2317 | 819314.0475 | 1019431.5036 | 1197395.7 | 1337338.3797 | 1447011.9245 | 1532589.6736 | 1598987.5431 | 1650120.1382 | 1689104.7002 | 1718423.5139 | 1740053.2355 | 1755567.8797 | 1766220.8291 | 1758223.3688 | 1750180.7451 | 1742145.2532 | 1734136.364 | 0 | 0 | 0 | 0 | 0 | 0 | 0 | 0 | 0 | 0 | 0 | 0 | 0 | 0 | 0 | 0 | 0 | 0 | 0 | 0 | 0 | 0 | 0 | 0 | 0 | 0 | 0 | 0 | 0 | 0 | 0 | 0 | 0 | 0 | 0 | 0 | 0 | 0 | 0 | 0 | 0 | 0 | 0 | 0 | 0 | 0 | 0 | 0 | 0 | 0 | 0 | 0 | 0 | 0 | 0 | 0 | 0 | 0 | 0 | 0 | 0 | 0 | 0 | 0 | 0 | 0 | 0 | 0 | 0 | 0 | 0 | 0 | 0 | 0 | 0 | 0 | 0 | 0 | 0 | 0 | 0 | 0 | 0 | 0 | 0 | 0 | 0 | 0 | 0 | 0 | 0 | 0 | 0 | 0 | 0 | 0 | 0 | 0 | 0 | 0 | 0 | 0 | 0 | 0 | 0 | 0 | 0 | 0 | 0 | 0 | 0.001759% | 0 | 0 | 0 | 0 | 0 | 0 | 0 | 0 | 0 | 0 | 0 | 0 | 0 | 0 | 0 | 0 | 0 | 0 | 0 | 0 | 0 | 0 | 0 | 0
| ComECMVAV-7P_V4 | M_Input | Savings, cost, and EUL from 7th Plan workbook COM-ECM-VAV-7P_V4 | 2020 | NR | 2022 | 2041 | PSE | Commercial | Small Ret | Gas | Per Commercial Building Square Feet |  |  | ECM-VAV-NR-Small Ret |  | 0 | 18 | 0 | 0 |  | 0 | 0 | 0 | 0 | 0 | 0 | 0 | 0 |  | 0 | 0 | 0 | Heating | Electric Heating | ECM VAV | ECM VAV | CommHEAT | 0.03964% | 78.43% | 78.43% | 2170.2819 | 1 | 100% | 5.556% | 85% | 6.8% | 0.2% | 0 | 0 | 0 | 0 | 0 | 0 | 0 | 0 | 0 |  | 0 | 0 | 0 | 01. ($9,999.000) to $0.028 | 1 | 0 | 01. ($9,999.00) to $0.22 | 1 | 0 | 0 | 0 | 0 | 0 | 0 | 0 | 0 | 0 | 0 | 0 | 0 | 0 | 0 | 0 | 0 | 0 | 0 | 0 | 0 | 0 | 0 | 0 | 0 | 0 | 0 | 0 | 0 | 0 | 0 | 0 | 0 | 0 | 0 | 0 | 0 | 0 | 0 | 0 | 0 | 0 | 0 | 0 | 0 | 0 | 0 | 0 | 0 | 0 | 0 | 0 | 0 | 0 | 0 | 0 | 0 | 0 | 0 | 0 | 0 | 0 | 0 | 0 | 0 | 0 | 0 | 0 | 0 | 0 | 0 | 0 | 0 | 0 | 42442.9608 | 84495.4465 | 126160.1511 | 167439.7525 | 208336.9121 | 244706.7035 | 273306.1981 | 295719.7174 | 313208.8806 | 326778.3329 | 337228.0854 | 345195.1958 | 351186.9579 | 355607.3328 | 358777.9951 | 360955.0934 | 359320.6862 | 357677.0492 | 356034.8696 | 354398.1268 | 0 | 0 | 0 | 0 | 0 | 0 | 0 | 0 | 0 | 0 | 0 | 0 | 0 | 0 | 0 | 0 | 0 | 0 | 0 | 0 | 0 | 0 | 0 | 0 | 0 | 0 | 0 | 0 | 0 | 0 | 0 | 0 | 0 | 0 | 0 | 0 | 0 | 0 | 0 | 0 | 0 | 0 | 0 | 0 | 0 | 0 | 0 | 0 | 0 | 0 | 0 | 0 | 0 | 0 | 0 | 0 | 0 | 0 | 0 | 0 | 0 | 0 | 0 | 0 | 0 | 0 | 0 | 0 | 0 | 0 | 0 | 0 | 0 | 0 | 0 | 0 | 0 | 0 | 0 | 0 | 0 | 0 | 0 | 0 | 0 | 0 | 0 | 0 | 0 | 0 | 0 | 0 | 0 | 0 | 0 | 0 | 0 | 0 | 0 | 0 | 0 | 0 | 0 | 0 | 0 | 0 | 0 | 0 | 0 | 0 | 0.001759% | 0 | 0 | 0 | 0 | 0 | 0 | 0 | 0 | 0 | 0 | 0 | 0 | 0 | 0 | 0 | 0 | 0 | 0 | 0 | 0 | 0 | 0 | 0 | 0
| ComECMVAV-7P_V4 | M_Input | Savings, cost, and EUL from 7th Plan workbook COM-ECM-VAV-7P_V4 | 2020 | NR | 2022 | 2041 | PSE | Commercial | School K-12 | Gas | Per Commercial Building Square Feet |  |  | ECM-VAV-NR-School K-12 |  | 0.008023 | 18 | 0.0024344 | 0 |  | 0 | 0 | 0 | 0 | 0 | 0 | 0 | -0.00011679 |  | 0 | 0 | 0 | Heating | Electric Heating | ECM VAV | ECM VAV | CommVENT | 0.0141% | 73.65% | 73.65% | 36549.9879 | 1 | 100% | 5.556% | 85% | 6.8% | 0.2% | -0.0017088 | -2.3066e-05 | -0.00017318 | 0 | 0.0025757 | 0 | 0.006287 | 0.00068313 | -0.064393 |  | 0.007294 | 0 | 0.007294 | 01. ($9,999.000) to $0.028 | 1 | 0 | 01. ($9,999.00) to $0.22 | 1 | 0 | 0 | 0 | 0 | 0 | 0 | 0 | 0 | 0 | 0 | 0 | 0 | 0 | 0 | 0 | 0 | 0 | 0 | 0 | 0 | 0 | 0 | 0 | 0 | 0 | 0 | 0 | 0 | 0 | 0 | 0 | 0 | 0 | 0 | 0 | 0 | 0 | 0 | 0 | 0 | 0 | 0 | 0 | 0 | 0 | 0 | 0 | 0 | 228802.1726 | 0 | 0 | 0 | 0 | 0 | 0 | 0 | 0 | 0 | 0 | 0 | 0 | 0 | 0 | 0 | 0 | 0 | 0 | 0 | 0 | 0 | 0 | 0 | 0 | 250841.3693 | 500629.2049 | 749366.8253 | 997057.54 | 1243704.6489 | 1464489.5856 | 1639756.2242 | 1778686.7748 | 1888611.5751 | 1975382.5759 | 2043671.5024 | 2097207.8815 | 2138969.0652 | 2171331.9287 | 2196193.9745 | 2215070.0128 | 2210578.2358 | 2205992.9981 | 2201379.7958 | 2196763.2055 | 0 | 0 | 0 | 0 | 0 | 0 | 0 | 0 | 0 | 0 | 0 | 0 | 0 | 0 | 0 | 0 | 0 | 0 | 0 | 0 | 0 | 0 | 0 | 0 | 0 | 0 | 0 | 0 | 0 | 0 | 0 | 0 | 0 | 0 | 0 | 0 | 0 | 0 | 0 | 0 | 0 | 0 | 0 | 0 | 0 | 0 | 0 | 0 | 0 | 0 | 0 | 0 | 0 | 0 | 0 | 0 | 0 | 0 | 0 | 0 | 0 | 0 | 0 | 0 | 0 | 0 | 0 | 0 | 0 | 0 | 0 | 0 | 0 | 0 | 0 | 0 | 0 | 0 | 0 | 0 | 0 | 0 | 0 | 0 | 0 | 0 | 0 | 0 | 0 | 0 | 0 | 0 | 0 | 0 | 0 | 0 | 0 | 0 | 0 | 0 | 0 | 0 | 0 | 0 | 0 | 0 | 0 | 0 | 0 | 0 | 0.01557% | 0 | 0 | 0 | 0 | 0 | 0 | 0 | 0 | 0 | 0 | 0 | 0 | 0 | 0 | 0 | 0 | 0 | 0 | 0 | 0 | 0 | 0 | 0 | 0
| ComECMVAV-7P_V4 | M_Input | Savings, cost, and EUL from 7th Plan workbook COM-ECM-VAV-7P_V4 | 2020 | NR | 2022 | 2041 | PSE | Commercial | University | Gas | Per Commercial Building Square Feet |  |  | ECM-VAV-NR-University |  | 0.02411 | 18 | 0.0073156 | 0 |  | 0 | 0 | 0 | 0 | 0 | 0 | 0 | -0.00035098 |  | 0 | 0 | 0 | Heating | Electric Heating | ECM VAV | ECM VAV | CommVENT | 0.0141% | 94.56% | 94.56% | 121327.9762 | 1 | 100% | 5.556% | 85% | 6.8% | 0.2% | -0.005135 | -6.9316e-05 | -0.00052044 | 0 | 0.0077403 | 0 | 0.018893 | 0.0020529 | -0.19351 |  | 0.007294 | 0 | 0.007294 | 01. ($9,999.000) to $0.028 | 1 | 0 | 01. ($9,999.00) to $0.22 | 1 | 0 | 0 | 0 | 0 | 0 | 0 | 0 | 0 | 0 | 0 | 0 | 0 | 0 | 0 | 0 | 0 | 0 | 0 | 0 | 0 | 0 | 0 | 0 | 0 | 0 | 0 | 0 | 0 | 0 | 0 | 0 | 0 | 0 | 0 | 0 | 0 | 0 | 0 | 0 | 0 | 0 | 0 | 0 | 0 | 0 | 0 | 0 | 0 | 92085.8717 | 0 | 0 | 0 | 0 | 0 | 0 | 0 | 0 | 0 | 0 | 0 | 0 | 0 | 0 | 0 | 0 | 0 | 0 | 0 | 0 | 0 | 0 | 0 | 0 | 55009.9768 | 109755.9057 | 164238.7372 | 218459.419 | 272418.8955 | 320682.8064 | 358953.4186 | 389249.1739 | 413180.9488 | 432034.3501 | 446835.3937 | 458402.9208 | 467390.4307 | 474319.4669 | 479606.2613 | 483582.9988 | 482457.2912 | 481311.825 | 480160.9044 | 479009.8936 | 0 | 0 | 0 | 0 | 0 | 0 | 0 | 0 | 0 | 0 | 0 | 0 | 0 | 0 | 0 | 0 | 0 | 0 | 0 | 0 | 0 | 0 | 0 | 0 | 0 | 0 | 0 | 0 | 0 | 0 | 0 | 0 | 0 | 0 | 0 | 0 | 0 | 0 | 0 | 0 | 0 | 0 | 0 | 0 | 0 | 0 | 0 | 0 | 0 | 0 | 0 | 0 | 0 | 0 | 0 | 0 | 0 | 0 | 0 | 0 | 0 | 0 | 0 | 0 | 0 | 0 | 0 | 0 | 0 | 0 | 0 | 0 | 0 | 0 | 0 | 0 | 0 | 0 | 0 | 0 | 0 | 0 | 0 | 0 | 0 | 0 | 0 | 0 | 0 | 0 | 0 | 0 | 0 | 0 | 0 | 0 | 0 | 0 | 0 | 0 | 0 | 0 | 0 | 0 | 0 | 0 | 0 | 0 | 0 | 0 | 0.01557% | 0 | 0 | 0 | 0 | 0 | 0 | 0 | 0 | 0 | 0 | 0 | 0 | 0 | 0 | 0 | 0 | 0 | 0 | 0 | 0 | 0 | 0 | 0 | 0
| ComECMVAV-7P_V4 | M_Input | Savings, cost, and EUL from 7th Plan workbook COM-ECM-VAV-7P_V4 | 2020 | NR | 2022 | 2041 | PSE | Commercial | Warehouse | Gas | Per Commercial Building Square Feet |  |  | ECM-VAV-NR-Warehouse |  | 0 | 18 | 0 | 0 |  | 0 | 0 | 0 | 0 | 0 | 0 | 0 | 0 |  | 0 | 0 | 0 | Heating | Electric Heating | ECM VAV | ECM VAV | CommHEAT | 0.03964% | 48.46% | 48.46% | 34313.8807 | 1 | 100% | 5.556% | 85% | 6.8% | 0.2% | 0 | 0 | 0 | 0 | 0 | 0 | 0 | 0 | 0 |  | 0 | 0 | 0 | 01. ($9,999.000) to $0.028 | 1 | 0 | 01. ($9,999.00) to $0.22 | 1 | 0 | 0 | 0 | 0 | 0 | 0 | 0 | 0 | 0 | 0 | 0 | 0 | 0 | 0 | 0 | 0 | 0 | 0 | 0 | 0 | 0 | 0 | 0 | 0 | 0 | 0 | 0 | 0 | 0 | 0 | 0 | 0 | 0 | 0 | 0 | 0 | 0 | 0 | 0 | 0 | 0 | 0 | 0 | 0 | 0 | 0 | 0 | 0 | 0 | 0 | 0 | 0 | 0 | 0 | 0 | 0 | 0 | 0 | 0 | 0 | 0 | 0 | 0 | 0 | 0 | 0 | 0 | 0 | 0 | 0 | 0 | 0 | 0 | 368980.6942 | 734478.2106 | 1096517.2101 | 1455122.1986 | 1810317.5272 | 2126091.9376 | 2374287.442 | 2568690.253 | 2720277.2119 | 2837788.2716 | 2928182.3209 | 2997000.1233 | 3048653.2969 | 3086654.4076 | 3113800.1747 | 3132317.3436 | 3117758.2835 | 3103122.6121 | 3088503.0675 | 3073934.1588 | 0 | 0 | 0 | 0 | 0 | 0 | 0 | 0 | 0 | 0 | 0 | 0 | 0 | 0 | 0 | 0 | 0 | 0 | 0 | 0 | 0 | 0 | 0 | 0 | 0 | 0 | 0 | 0 | 0 | 0 | 0 | 0 | 0 | 0 | 0 | 0 | 0 | 0 | 0 | 0 | 0 | 0 | 0 | 0 | 0 | 0 | 0 | 0 | 0 | 0 | 0 | 0 | 0 | 0 | 0 | 0 | 0 | 0 | 0 | 0 | 0 | 0 | 0 | 0 | 0 | 0 | 0 | 0 | 0 | 0 | 0 | 0 | 0 | 0 | 0 | 0 | 0 | 0 | 0 | 0 | 0 | 0 | 0 | 0 | 0 | 0 | 0 | 0 | 0 | 0 | 0 | 0 | 0 | 0 | 0 | 0 | 0 | 0 | 0 | 0 | 0 | 0 | 0 | 0 | 0 | 0 | 0 | 0 | 0 | 0 | 0.001759% | 0 | 0 | 0 | 0 | 0 | 0 | 0 | 0 | 0 | 0 | 0 | 0 | 0 | 0 | 0 | 0 | 0 | 0 | 0 | 0 | 0 | 0 | 0 | 0
| ComECMVAV-7P_V4 | M_Input | Savings, cost, and EUL from 7th Plan workbook COM-ECM-VAV-7P_V4 | 2020 | NR | 2022 | 2041 | PSE | Commercial | Supermarket | Gas | Per Commercial Building Square Feet |  |  | ECM-VAV-NR-Supermarket |  | 0 | 18 | 0 | 0 |  | 0 | 0 | 0 | 0 | 0 | 0 | 0 | 0 |  | 0 | 0 | 0 | Heating | Electric Heating | ECM VAV | ECM VAV | CommHEAT | 0.03964% | 73% | 73% | 49733.7282 | 1 | 100% | 5.556% | 85% | 6.8% | 0.2% | 0 | 0 | 0 | 0 | 0 | 0 | 0 | 0 | 0 |  | 0 | 0 | 0 | 01. ($9,999.000) to $0.028 | 1 | 0 | 01. ($9,999.00) to $0.22 | 1 | 0 | 0 | 0 | 0 | 0 | 0 | 0 | 0 | 0 | 0 | 0 | 0 | 0 | 0 | 0 | 0 | 0 | 0 | 0 | 0 | 0 | 0 | 0 | 0 | 0 | 0 | 0 | 0 | 0 | 0 | 0 | 0 | 0 | 0 | 0 | 0 | 0 | 0 | 0 | 0 | 0 | 0 | 0 | 0 | 0 | 0 | 0 | 0 | 0 | 0 | 0 | 0 | 0 | 0 | 0 | 0 | 0 | 0 | 0 | 0 | 0 | 0 | 0 | 0 | 0 | 0 | 0 | 0 | 0 | 0 | 0 | 0 | 0 | 115420.4891 | 229751.4087 | 343000.4731 | 455175.3478 | 566283.6502 | 665060.7338 | 742698.5261 | 803509.4787 | 850927.2467 | 887685.766 | 915961.8399 | 937488.6692 | 953646.2477 | 965533.3379 | 974024.7787 | 979817.1161 | 975262.9108 | 970684.7408 | 966111.6154 | 961554.3293 | 0 | 0 | 0 | 0 | 0 | 0 | 0 | 0 | 0 | 0 | 0 | 0 | 0 | 0 | 0 | 0 | 0 | 0 | 0 | 0 | 0 | 0 | 0 | 0 | 0 | 0 | 0 | 0 | 0 | 0 | 0 | 0 | 0 | 0 | 0 | 0 | 0 | 0 | 0 | 0 | 0 | 0 | 0 | 0 | 0 | 0 | 0 | 0 | 0 | 0 | 0 | 0 | 0 | 0 | 0 | 0 | 0 | 0 | 0 | 0 | 0 | 0 | 0 | 0 | 0 | 0 | 0 | 0 | 0 | 0 | 0 | 0 | 0 | 0 | 0 | 0 | 0 | 0 | 0 | 0 | 0 | 0 | 0 | 0 | 0 | 0 | 0 | 0 | 0 | 0 | 0 | 0 | 0 | 0 | 0 | 0 | 0 | 0 | 0 | 0 | 0 | 0 | 0 | 0 | 0 | 0 | 0 | 0 | 0 | 0 | 0.001759% | 0 | 0 | 0 | 0 | 0 | 0 | 0 | 0 | 0 | 0 | 0 | 0 | 0 | 0 | 0 | 0 | 0 | 0 | 0 | 0 | 0 | 0 | 0 | 0
| ComECMVAV-7P_V4 | M_Input | Savings, cost, and EUL from 7th Plan workbook COM-ECM-VAV-7P_V4 | 2020 | NR | 2022 | 2041 | PSE | Commercial | MiniMart | Gas | Per Commercial Building Square Feet |  |  | ECM-VAV-NR-MiniMart |  | 0 | 18 | 0 | 0 |  | 0 | 0 | 0 | 0 | 0 | 0 | 0 | 0 |  | 0 | 0 | 0 | Heating | Electric Heating | ECM VAV | ECM VAV | CommHEAT | 0.03964% | 73% | 73% | 2115.8874 | 1 | 100% | 5.556% | 85% | 6.8% | 0.2% | 0 | 0 | 0 | 0 | 0 | 0 | 0 | 0 | 0 |  | 0 | 0 | 0 | 01. ($9,999.000) to $0.028 | 1 | 0 | 01. ($9,999.00) to $0.22 | 1 | 0 | 0 | 0 | 0 | 0 | 0 | 0 | 0 | 0 | 0 | 0 | 0 | 0 | 0 | 0 | 0 | 0 | 0 | 0 | 0 | 0 | 0 | 0 | 0 | 0 | 0 | 0 | 0 | 0 | 0 | 0 | 0 | 0 | 0 | 0 | 0 | 0 | 0 | 0 | 0 | 0 | 0 | 0 | 0 | 0 | 0 | 0 | 0 | 0 | 0 | 0 | 0 | 0 | 0 | 0 | 0 | 0 | 0 | 0 | 0 | 0 | 0 | 0 | 0 | 0 | 0 | 0 | 0 | 0 | 0 | 0 | 0 | 0 | 4145.4491 | 8271 | 12376.7244 | 16462.6937 | 20528.979 | 24166.0572 | 27050.059 | 29333.0906 | 31136.5444 | 32557.3015 | 33672.6805 | 34544.3877 | 35221.6697 | 35743.8289 | 36142.2319 | 36441.9114 | 36357.0801 | 36270.76 | 36184.0287 | 36097.2907 | 0 | 0 | 0 | 0 | 0 | 0 | 0 | 0 | 0 | 0 | 0 | 0 | 0 | 0 | 0 | 0 | 0 | 0 | 0 | 0 | 0 | 0 | 0 | 0 | 0 | 0 | 0 | 0 | 0 | 0 | 0 | 0 | 0 | 0 | 0 | 0 | 0 | 0 | 0 | 0 | 0 | 0 | 0 | 0 | 0 | 0 | 0 | 0 | 0 | 0 | 0 | 0 | 0 | 0 | 0 | 0 | 0 | 0 | 0 | 0 | 0 | 0 | 0 | 0 | 0 | 0 | 0 | 0 | 0 | 0 | 0 | 0 | 0 | 0 | 0 | 0 | 0 | 0 | 0 | 0 | 0 | 0 | 0 | 0 | 0 | 0 | 0 | 0 | 0 | 0 | 0 | 0 | 0 | 0 | 0 | 0 | 0 | 0 | 0 | 0 | 0 | 0 | 0 | 0 | 0 | 0 | 0 | 0 | 0 | 0 | 0.001759% | 0 | 0 | 0 | 0 | 0 | 0 | 0 | 0 | 0 | 0 | 0 | 0 | 0 | 0 | 0 | 0 | 0 | 0 | 0 | 0 | 0 | 0 | 0 | 0
| ComECMVAV-7P_V4 | M_Input | Savings, cost, and EUL from 7th Plan workbook COM-ECM-VAV-7P_V4 | 2020 | NR | 2022 | 2041 | PSE | Commercial | Restaurant | Gas | Per Commercial Building Square Feet |  |  | ECM-VAV-NR-Restaurant |  | 0 | 18 | 0 | 0 |  | 0 | 0 | 0 | 0 | 0 | 0 | 0 | 0 |  | 0 | 0 | 0 | Heating | Electric Heating | ECM VAV | ECM VAV | CommHEAT | 0.03964% | 75.53% | 75.53% | 9726.5895 | 1 | 100% | 5.556% | 85% | 6.8% | 0.2% | 0 | 0 | 0 | 0 | 0 | 0 | 0 | 0 | 0 |  | 0 | 0 | 0 | 01. ($9,999.000) to $0.028 | 1 | 0 | 01. ($9,999.00) to $0.22 | 1 | 0 | 0 | 0 | 0 | 0 | 0 | 0 | 0 | 0 | 0 | 0 | 0 | 0 | 0 | 0 | 0 | 0 | 0 | 0 | 0 | 0 | 0 | 0 | 0 | 0 | 0 | 0 | 0 | 0 | 0 | 0 | 0 | 0 | 0 | 0 | 0 | 0 | 0 | 0 | 0 | 0 | 0 | 0 | 0 | 0 | 0 | 0 | 0 | 0 | 0 | 0 | 0 | 0 | 0 | 0 | 0 | 0 | 0 | 0 | 0 | 0 | 0 | 0 | 0 | 0 | 0 | 0 | 0 | 0 | 0 | 0 | 0 | 0 | 152793.6685 | 302837.0509 | 450167.2761 | 594821.0275 | 736834.5479 | 861639.5836 | 958087.7215 | 1032076.9865 | 1088283.1305 | 1130412.8889 | 1161404.7632 | 1183588.2003 | 1198809.7907 | 1208533.318 | 1213919.0782 | 1215886.7641 | 1205030.9316 | 1194216.4976 | 1183478.9696 | 1172831.0262 | 0 | 0 | 0 | 0 | 0 | 0 | 0 | 0 | 0 | 0 | 0 | 0 | 0 | 0 | 0 | 0 | 0 | 0 | 0 | 0 | 0 | 0 | 0 | 0 | 0 | 0 | 0 | 0 | 0 | 0 | 0 | 0 | 0 | 0 | 0 | 0 | 0 | 0 | 0 | 0 | 0 | 0 | 0 | 0 | 0 | 0 | 0 | 0 | 0 | 0 | 0 | 0 | 0 | 0 | 0 | 0 | 0 | 0 | 0 | 0 | 0 | 0 | 0 | 0 | 0 | 0 | 0 | 0 | 0 | 0 | 0 | 0 | 0 | 0 | 0 | 0 | 0 | 0 | 0 | 0 | 0 | 0 | 0 | 0 | 0 | 0 | 0 | 0 | 0 | 0 | 0 | 0 | 0 | 0 | 0 | 0 | 0 | 0 | 0 | 0 | 0 | 0 | 0 | 0 | 0 | 0 | 0 | 0 | 0 | 0 | 0.001759% | 0 | 0 | 0 | 0 | 0 | 0 | 0 | 0 | 0 | 0 | 0 | 0 | 0 | 0 | 0 | 0 | 0 | 0 | 0 | 0 | 0 | 0 | 0 | 0
| ComECMVAV-7P_V4 | M_Input | Savings, cost, and EUL from 7th Plan workbook COM-ECM-VAV-7P_V4 | 2020 | NR | 2022 | 2041 | PSE | Commercial | Lodging | Gas | Per Commercial Building Square Feet |  |  | ECM-VAV-NR-Lodging |  | 0.01546 | 18 | 0.0046911 | 0 |  | 0 | 0 | 0 | 0 | 0 | 0 | 0 | -0.00022506 |  | 0 | 0 | 0 | Heating | Electric Heating | ECM VAV | ECM VAV | CommVENT | 0.0141% | 56.57% | 56.57% | 31385.388 | 1 | 100% | 5.556% | 85% | 6.8% | 0.2% | -0.0032928 | -4.4448e-05 | -0.00033372 | 0 | 0.0049634 | 0 | 0.012115 | 0.0013164 | -0.12409 |  | 0.007294 | 0 | 0.007294 | 01. ($9,999.000) to $0.028 | 1 | 0 | 01. ($9,999.00) to $0.22 | 1 | 0 | 0 | 0 | 0 | 0 | 0 | 0 | 0 | 0 | 0 | 0 | 0 | 0 | 0 | 0 | 0 | 0 | 0 | 0 | 0 | 0 | 0 | 0 | 0 | 0 | 0 | 0 | 0 | 0 | 0 | 0 | 0 | 0 | 0 | 0 | 0 | 0 | 0 | 0 | 0 | 0 | 0 | 0 | 0 | 0 | 0 | 0 | 0 | 119561.7202 | 0 | 0 | 0 | 0 | 0 | 0 | 0 | 0 | 0 | 0 | 0 | 0 | 0 | 0 | 0 | 0 | 0 | 0 | 0 | 0 | 0 | 0 | 0 | 0 | 83891.0733 | 167161.3527 | 249814.2835 | 331853.2942 | 413281.7962 | 485868.1312 | 543143.4194 | 588217.3329 | 623568.3968 | 651172.0869 | 672602.9284 | 689115.8733 | 701711.1604 | 711186.0126 | 718175.8404 | 723187.0838 | 720563.4031 | 717915.8609 | 715265.8701 | 712621.4324 | 0 | 0 | 0 | 0 | 0 | 0 | 0 | 0 | 0 | 0 | 0 | 0 | 0 | 0 | 0 | 0 | 0 | 0 | 0 | 0 | 0 | 0 | 0 | 0 | 0 | 0 | 0 | 0 | 0 | 0 | 0 | 0 | 0 | 0 | 0 | 0 | 0 | 0 | 0 | 0 | 0 | 0 | 0 | 0 | 0 | 0 | 0 | 0 | 0 | 0 | 0 | 0 | 0 | 0 | 0 | 0 | 0 | 0 | 0 | 0 | 0 | 0 | 0 | 0 | 0 | 0 | 0 | 0 | 0 | 0 | 0 | 0 | 0 | 0 | 0 | 0 | 0 | 0 | 0 | 0 | 0 | 0 | 0 | 0 | 0 | 0 | 0 | 0 | 0 | 0 | 0 | 0 | 0 | 0 | 0 | 0 | 0 | 0 | 0 | 0 | 0 | 0 | 0 | 0 | 0 | 0 | 0 | 0 | 0 | 0 | 0.01557% | 0 | 0 | 0 | 0 | 0 | 0 | 0 | 0 | 0 | 0 | 0 | 0 | 0 | 0 | 0 | 0 | 0 | 0 | 0 | 0 | 0 | 0 | 0 | 0
| ComECMVAV-7P_V4 | M_Input | Savings, cost, and EUL from 7th Plan workbook COM-ECM-VAV-7P_V4 | 2020 | NR | 2022 | 2041 | PSE | Commercial | Hospital | Gas | Per Commercial Building Square Feet |  |  | ECM-VAV-NR-Hospital |  | 0.074559 | 18 | 0.022623 | 0 |  | 0 | 0 | 0 | 0 | 0 | 0 | 0 | -0.0010854 |  | 0 | 0 | 0 | Heating | Electric Heating | ECM VAV | ECM VAV | CommVENT | 0.0141% | 86.59% | 86.59% | 80978.5882 | 1 | 100% | 5.556% | 85% | 6.8% | 0.2% | -0.01588 | -0.00021436 | -0.0016094 | 0 | 0.023937 | 0 | 0.058426 | 0.0063485 | -0.59842 |  | 0.007294 | 0 | 0.007294 | 01. ($9,999.000) to $0.028 | 1 | 0 | 01. ($9,999.00) to $0.22 | 1 | 0 | 0 | 0 | 0 | 0 | 0 | 0 | 0 | 0 | 0 | 0 | 0 | 0 | 0 | 0 | 0 | 0 | 0 | 0 | 0 | 0 | 0 | 0 | 0 | 0 | 0 | 0 | 0 | 0 | 0 | 0 | 0 | 0 | 0 | 0 | 0 | 0 | 0 | 0 | 0 | 0 | 0 | 0 | 0 | 0 | 0 | 0 | 0 | 202856.5973 | 0 | 0 | 0 | 0 | 0 | 0 | 0 | 0 | 0 | 0 | 0 | 0 | 0 | 0 | 0 | 0 | 0 | 0 | 0 | 0 | 0 | 0 | 0 | 0 | 45221.1488 | 90071.4842 | 134553.2866 | 178668.8242 | 222420.3525 | 261379.9463 | 292074.7237 | 316186.1716 | 335053.9583 | 349745.4187 | 361110.914 | 369827.9382 | 376436.2588 | 381365.9135 | 384959.5164 | 387490.0292 | 385929.2307 | 384356.8481 | 382784.3554 | 381216.0341 | 0 | 0 | 0 | 0 | 0 | 0 | 0 | 0 | 0 | 0 | 0 | 0 | 0 | 0 | 0 | 0 | 0 | 0 | 0 | 0 | 0 | 0 | 0 | 0 | 0 | 0 | 0 | 0 | 0 | 0 | 0 | 0 | 0 | 0 | 0 | 0 | 0 | 0 | 0 | 0 | 0 | 0 | 0 | 0 | 0 | 0 | 0 | 0 | 0 | 0 | 0 | 0 | 0 | 0 | 0 | 0 | 0 | 0 | 0 | 0 | 0 | 0 | 0 | 0 | 0 | 0 | 0 | 0 | 0 | 0 | 0 | 0 | 0 | 0 | 0 | 0 | 0 | 0 | 0 | 0 | 0 | 0 | 0 | 0 | 0 | 0 | 0 | 0 | 0 | 0 | 0 | 0 | 0 | 0 | 0 | 0 | 0 | 0 | 0 | 0 | 0 | 0 | 0 | 0 | 0 | 0 | 0 | 0 | 0 | 0 | 0.01557% | 0 | 0 | 0 | 0 | 0 | 0 | 0 | 0 | 0 | 0 | 0 | 0 | 0 | 0 | 0 | 0 | 0 | 0 | 0 | 0 | 0 | 0 | 0 | 0
| ComECMVAV-7P_V4 | M_Input | Savings, cost, and EUL from 7th Plan workbook COM-ECM-VAV-7P_V4 | 2020 | NR | 2022 | 2041 | PSE | Commercial | Residential Care | Gas | Per Commercial Building Square Feet |  |  | ECM-VAV-NR-Residential Care |  | 0.0056916 | 18 | 0.001727 | 0 |  | 0 | 0 | 0 | 0 | 0 | 0 | 0 | -8.2855e-05 |  | 0 | 0 | 0 | Heating | Electric Heating | ECM VAV | ECM VAV | CommVENT | 0.0141% | 72.99% | 72.99% | 89213.7828 | 1 | 100% | 5.556% | 85% | 6.8% | 0.2% | -0.0012122 | -1.6364e-05 | -0.00012286 | 0 | 0.0018273 | 0 | 0.0044601 | 0.00048463 | -0.045682 |  | 0.007294 | 0 | 0.007294 | 01. ($9,999.000) to $0.028 | 1 | 0 | 01. ($9,999.00) to $0.22 | 1 | 0 | 0 | 0 | 0 | 0 | 0 | 0 | 0 | 0 | 0 | 0 | 0 | 0 | 0 | 0 | 0 | 0 | 0 | 0 | 0 | 0 | 0 | 0 | 0 | 0 | 0 | 0 | 0 | 0 | 0 | 0 | 0 | 0 | 0 | 0 | 0 | 0 | 0 | 0 | 0 | 0 | 0 | 0 | 0 | 0 | 0 | 0 | 0 | 62319.5228 | 0 | 0 | 0 | 0 | 0 | 0 | 0 | 0 | 0 | 0 | 0 | 0 | 0 | 0 | 0 | 0 | 0 | 0 | 0 | 0 | 0 | 0 | 0 | 0 | 117113.1508 | 233265.9737 | 348464.3748 | 462714.2278 | 576021.3744 | 676918.4303 | 756411.371 | 818854.8893 | 867718.4412 | 905766.1968 | 935200.4106 | 957775.6481 | 974889.792 | 987656.5485 | 996963.2151 | 1003516.7048 | 999474.5688 | 995402.4324 | 991330.011 | 987268.3926 | 0 | 0 | 0 | 0 | 0 | 0 | 0 | 0 | 0 | 0 | 0 | 0 | 0 | 0 | 0 | 0 | 0 | 0 | 0 | 0 | 0 | 0 | 0 | 0 | 0 | 0 | 0 | 0 | 0 | 0 | 0 | 0 | 0 | 0 | 0 | 0 | 0 | 0 | 0 | 0 | 0 | 0 | 0 | 0 | 0 | 0 | 0 | 0 | 0 | 0 | 0 | 0 | 0 | 0 | 0 | 0 | 0 | 0 | 0 | 0 | 0 | 0 | 0 | 0 | 0 | 0 | 0 | 0 | 0 | 0 | 0 | 0 | 0 | 0 | 0 | 0 | 0 | 0 | 0 | 0 | 0 | 0 | 0 | 0 | 0 | 0 | 0 | 0 | 0 | 0 | 0 | 0 | 0 | 0 | 0 | 0 | 0 | 0 | 0 | 0 | 0 | 0 | 0 | 0 | 0 | 0 | 0 | 0 | 0 | 0 | 0.01557% | 0 | 0 | 0 | 0 | 0 | 0 | 0 | 0 | 0 | 0 | 0 | 0 | 0 | 0 | 0 | 0 | 0 | 0 | 0 | 0 | 0 | 0 | 0 | 0
| ComECMVAV-7P_V4 | M_Input | Savings, cost, and EUL from 7th Plan workbook COM-ECM-VAV-7P_V4 | 2020 | NR | 2022 | 2041 | PSE | Commercial | Assembly | Gas | Per Commercial Building Square Feet |  |  | ECM-VAV-NR-Assembly |  | 0.043871 | 18 | 0.013312 | 0 |  | 0 | 0 | 0 | 0 | 0 | 0 | 0 | -0.00063865 |  | 0 | 0 | 0 | Heating | Electric Heating | ECM VAV | ECM VAV | CommVENT | 0.0141% | 72.99% | 72.99% | 13631.2945 | 1 | 100% | 5.556% | 85% | 6.8% | 0.2% | -0.0093439 | -0.00012613 | -0.000947 | 0 | 0.014085 | 0 | 0.034378 | 0.0037355 | -0.35211 |  | 0.007294 | 0 | 0.007294 | 01. ($9,999.000) to $0.028 | 1 | 0 | 01. ($9,999.00) to $0.22 | 1 | 0 | 0 | 0 | 0 | 0 | 0 | 0 | 0 | 0 | 0 | 0 | 0 | 0 | 0 | 0 | 0 | 0 | 0 | 0 | 0 | 0 | 0 | 0 | 0 | 0 | 0 | 0 | 0 | 0 | 0 | 0 | 0 | 0 | 0 | 0 | 0 | 0 | 0 | 0 | 0 | 0 | 0 | 0 | 0 | 0 | 0 | 0 | 0 | 910412.3396 | 0 | 0 | 0 | 0 | 0 | 0 | 0 | 0 | 0 | 0 | 0 | 0 | 0 | 0 | 0 | 0 | 0 | 0 | 0 | 0 | 0 | 0 | 0 | 0 | 184489.0527 | 367322.6237 | 548511.8542 | 728067.8192 | 906001.527 | 1064285.1881 | 1188806.2425 | 1286445.2959 | 1362682.1055 | 1421880.7774 | 1467516.9015 | 1502358.4443 | 1528609.8132 | 1548026.5919 | 1562006.9154 | 1571664.2436 | 1564725.8717 | 1557745.7019 | 1550770.2706 | 1543816.9139 | 0 | 0 | 0 | 0 | 0 | 0 | 0 | 0 | 0 | 0 | 0 | 0 | 0 | 0 | 0 | 0 | 0 | 0 | 0 | 0 | 0 | 0 | 0 | 0 | 0 | 0 | 0 | 0 | 0 | 0 | 0 | 0 | 0 | 0 | 0 | 0 | 0 | 0 | 0 | 0 | 0 | 0 | 0 | 0 | 0 | 0 | 0 | 0 | 0 | 0 | 0 | 0 | 0 | 0 | 0 | 0 | 0 | 0 | 0 | 0 | 0 | 0 | 0 | 0 | 0 | 0 | 0 | 0 | 0 | 0 | 0 | 0 | 0 | 0 | 0 | 0 | 0 | 0 | 0 | 0 | 0 | 0 | 0 | 0 | 0 | 0 | 0 | 0 | 0 | 0 | 0 | 0 | 0 | 0 | 0 | 0 | 0 | 0 | 0 | 0 | 0 | 0 | 0 | 0 | 0 | 0 | 0 | 0 | 0 | 0 | 0.01557% | 0 | 0 | 0 | 0 | 0 | 0 | 0 | 0 | 0 | 0 | 0 | 0 | 0 | 0 | 0 | 0 | 0 | 0 | 0 | 0 | 0 | 0 | 0 | 0
| ComECMVAV-7P_V4 | M_Input | Savings, cost, and EUL from 7th Plan workbook COM-ECM-VAV-7P_V4 | 2020 | NR | 2022 | 2041 | PSE | Commercial | Other | Gas | Per Commercial Building Square Feet |  |  | ECM-VAV-NR-Other |  | 0.028508 | 18 | 0.0086501 | 0 |  | 0 | 0 | 0 | 0 | 0 | 0 | 0 | -0.000415 |  | 0 | 0 | 0 | Heating | Electric Heating | ECM VAV | ECM VAV | CommVENT | 0.0141% | 72.99% | 72.99% | 22414.5695 | 1 | 100% | 5.556% | 85% | 6.8% | 0.2% | -0.0060717 | -8.196e-05 | -0.00061537 | 0 | 0.0091522 | 0 | 0.022339 | 0.0024273 | -0.22881 |  | 0.007294 | 0 | 0.007294 | 01. ($9,999.000) to $0.028 | 1 | 0 | 01. ($9,999.00) to $0.22 | 1 | 0 | 0 | 0 | 0 | 0 | 0 | 0 | 0 | 0 | 0 | 0 | 0 | 0 | 0 | 0 | 0 | 0 | 0 | 0 | 0 | 0 | 0 | 0 | 0 | 0 | 0 | 0 | 0 | 0 | 0 | 0 | 0 | 0 | 0 | 0 | 0 | 0 | 0 | 0 | 0 | 0 | 0 | 0 | 0 | 0 | 0 | 0 | 0 | 1500554.8601 | 0 | 0 | 0 | 0 | 0 | 0 | 0 | 0 | 0 | 0 | 0 | 0 | 0 | 0 | 0 | 0 | 0 | 0 | 0 | 0 | 0 | 0 | 0 | 0 | 515158.9736 | 1021045.0856 | 1517783.5198 | 2005497.9574 | 2484310.5948 | 2905103.1233 | 3230287.5648 | 3479749.6937 | 3669254.2701 | 3811298.9199 | 3915791.091 | 3990584.7445 | 4041905.8429 | 4074689.6774 | 4092848.3008 | 4099482.5486 | 4062881.0351 | 4026419.1004 | 3990216.4621 | 3954315.8675 | 0 | 0 | 0 | 0 | 0 | 0 | 0 | 0 | 0 | 0 | 0 | 0 | 0 | 0 | 0 | 0 | 0 | 0 | 0 | 0 | 0 | 0 | 0 | 0 | 0 | 0 | 0 | 0 | 0 | 0 | 0 | 0 | 0 | 0 | 0 | 0 | 0 | 0 | 0 | 0 | 0 | 0 | 0 | 0 | 0 | 0 | 0 | 0 | 0 | 0 | 0 | 0 | 0 | 0 | 0 | 0 | 0 | 0 | 0 | 0 | 0 | 0 | 0 | 0 | 0 | 0 | 0 | 0 | 0 | 0 | 0 | 0 | 0 | 0 | 0 | 0 | 0 | 0 | 0 | 0 | 0 | 0 | 0 | 0 | 0 | 0 | 0 | 0 | 0 | 0 | 0 | 0 | 0 | 0 | 0 | 0 | 0 | 0 | 0 | 0 | 0 | 0 | 0 | 0 | 0 | 0 | 0 | 0 | 0 | 0 | 0.01557% | 0 | 0 | 0 | 0 | 0 | 0 | 0 | 0 | 0 | 0 | 0 | 0 | 0 | 0 | 0 | 0 | 0 | 0 | 0 | 0 | 0 | 0 | 0 | 0
| ComEconomizer-7P_v2 | M_Input | Savings, cost, and EUL from 7th Plan workbook COM-Economizer-7P_v2 | 2020 | Retro | 2022 | 2045 | PSE | Commercial | Large Off | Electric | Per Commercial Building Square Feet For Economizer |  |  | Economizer-Retro-Large Off |  | 0.39944 | 18 | 0.21476 | 0 |  | 0 | 0.21482 | 5 | 0 | 0 | 0 | 0 | 0.0097033 |  | 0 | 0 | 0 | Ventilation | Economizer | Economizer | Economizer | CommVENT | 0.0141% | 85.02% | 85.02% | 229881.7404 | 1 | 37.77% | 5.556% | 85% | 6.8% | 0.2% | 0.31301 | 0.008291 | 0.03213 | 0.24775 | 0 | 0.14197 | 0 | -0.90542 | 0.46485 |  | -0.19417 | 4.452 | -0.19417 | 01. ($9,999.000) to $0.028 | 1 | 4.452 | 12. $1.50 to $999.00 | 0 | 1285528.4693 | 1281671.8839 | 1277826.8682 | 1273993.3876 | 1270171.4075 | 1266360.8932 | 1262561.8106 | 1258774.1251 | 1254997.8027 | 1251232.8093 | 0 | 0 | 0 | 0 | 0 | 0 | 0 | 0 | 0 | 0 | 0 | 0 | 0 | 0 | 513495.4911 | 511955.0046 | 510419.1396 | 508887.8822 | 507361.2185 | 505839.1349 | 504321.6175 | 502808.6526 | 501300.2267 | 499796.326 | 0 | 0 | 0 | 0 | 0 | 0 | 0 | 0 | 0 | 0 | 0 | 0 | 0 | 0 | 5066184.6935 | 513495.4911 | 1025450.4957 | 1535869.6353 | 2044757.5174 | 2552118.736 | 3057957.8708 | 3562279.4883 | 4065088.1409 | 4566388.3675 | 5066184.6935 | 5066184.6935 | 5066184.6935 | 5066184.6935 | 5066184.6935 | 5066184.6935 | 5066184.6935 | 5066184.6935 | 5066184.6935 | 5066184.6935 | 5066184.6935 | 5066184.6935 | 5066184.6935 | 5066184.6935 | 5066184.6935 | 200722.7849 | 200120.6165 | 199520.2547 | 198921.6939 | 198324.9288 | 197729.954 | 197136.7642 | 196545.3539 | 195955.7178 | 195367.8507 | 0 | 0 | 0 | 0 | 0 | 0 | 0 | 0 | 0 | 0 | 1947.6647 | 1941.8217 | 1935.9962 | 1930.1882 | 1924.3977 | 1918.6245 | 1912.8686 | 1907.13 | 1901.4086 | 1895.7044 | 0 | 0 | 0 | 0 | 0 | 0 | 0 | 0 | 0 | 0 | 19215.8044 | 1947.6647 | 3889.4863 | 5825.4826 | 7755.6708 | 9680.0684 | 11598.6929 | 13511.5615 | 15418.6915 | 17320.1001 | 19215.8044 | 19215.8044 | 19215.8044 | 19215.8044 | 19215.8044 | 19215.8044 | 19215.8044 | 19215.8044 | 19215.8044 | 19215.8044 | 19215.8044 | 72.4054 | 144.5935 | 216.5652 | 288.3208 | 359.8613 | 431.1871 | 502.2989 | 573.1974 | 643.8832 | 714.3569 | 714.3569 | 714.3569 | 714.3569 | 714.3569 | 714.3569 | 714.3569 | 714.3569 | 714.3569 | 714.3569 | 714.3569 | 714.3569 | 714.3569 | 714.3569 | 714.3569 | 0 | 0 | 0 | 0 | 0 | 0 | 0 | 0 | 0 | 0 | 0 | 0 | 0 | 0 | 0 | 0 | 0 | 0 | 0 | 0 | 0 | 0 | 0 | 0 | 0 | 93306.5983 | 93026.6785 | 92747.5985 | 92469.3557 | 92191.9476 | 91915.3718 | 91639.6257 | 91364.7068 | 91090.6127 | 90817.3408 | 0 | 0 | 0 | 0 | 0 | 0 | 0 | 0 | 0 | 0 | 0.01557% | 79.9629 | 159.686 | 239.1699 | 318.4153 | 397.423 | 476.1937 | 554.7281 | 633.0268 | 711.0907 | 788.9204 | 788.9204 | 788.9204 | 788.9204 | 788.9204 | 788.9204 | 788.9204 | 788.9204 | 788.9204 | 788.9204 | 788.9204 | 788.9204 | 788.9204 | 788.9204 | 788.9204
| ComEconomizer-7P_v2 | M_Input | Savings, cost, and EUL from 7th Plan workbook COM-Economizer-7P_v2 | 2020 | Retro | 2022 | 2045 | PSE | Commercial | Medium Off | Electric | Per Commercial Building Square Feet For Economizer |  |  | Economizer-Retro-Medium Off |  | 0.39944 | 18 | 0.21476 | 0 |  | 0 | 0.21482 | 5 | 0 | 0 | 0 | 0 | 0.0097033 |  | 0 | 0 | 0 | Ventilation | Economizer | Economizer | Economizer | CommVENT | 0.0141% | 85.02% | 85.02% | 41759.2514 | 1 | 23.83% | 5.556% | 85% | 6.8% | 0.2% | 0.31301 | 0.008291 | 0.03213 | 0.24775 | 0 | 0.14197 | 0 | -0.90542 | 0.46485 |  | -0.19417 | 4.452 | -0.19417 | 01. ($9,999.000) to $0.028 | 1 | 4.452 | 12. $1.50 to $999.00 | 0 | 630982.3329 | 629089.3859 | 627202.1177 | 625320.5114 | 623444.5498 | 621574.2162 | 619709.4935 | 617850.365 | 615996.8139 | 614148.8235 | 0 | 0 | 0 | 0 | 0 | 0 | 0 | 0 | 0 | 0 | 0 | 0 | 0 | 0 | 252041.546 | 251285.4214 | 250531.5651 | 249779.9704 | 249030.6305 | 248283.5386 | 247538.688 | 246796.072 | 246055.6837 | 245317.5167 | 0 | 0 | 0 | 0 | 0 | 0 | 0 | 0 | 0 | 0 | 0 | 0 | 0 | 0 | 2486660.6326 | 252041.546 | 503326.9674 | 753858.5326 | 1003638.503 | 1252669.1335 | 1500952.6722 | 1748491.3602 | 1995287.4322 | 2241343.1159 | 2486660.6326 | 2486660.6326 | 2486660.6326 | 2486660.6326 | 2486660.6326 | 2486660.6326 | 2486660.6326 | 2486660.6326 | 2486660.6326 | 2486660.6326 | 2486660.6326 | 2486660.6326 | 2486660.6326 | 2486660.6326 | 2486660.6326 | 98521.7629 | 98226.1976 | 97931.519 | 97637.7245 | 97344.8113 | 97052.7769 | 96761.6185 | 96471.3337 | 96181.9197 | 95893.3739 | 0 | 0 | 0 | 0 | 0 | 0 | 0 | 0 | 0 | 0 | 955.9819 | 953.114 | 950.2546 | 947.4039 | 944.5617 | 941.728 | 938.9028 | 936.0861 | 933.2778 | 930.478 | 0 | 0 | 0 | 0 | 0 | 0 | 0 | 0 | 0 | 0 | 9431.7889 | 955.9819 | 1909.0959 | 2859.3506 | 3806.7545 | 4751.3161 | 5693.0441 | 6631.9469 | 7568.033 | 8501.3109 | 9431.7889 | 9431.7889 | 9431.7889 | 9431.7889 | 9431.7889 | 9431.7889 | 9431.7889 | 9431.7889 | 9431.7889 | 9431.7889 | 9431.7889 | 35.5391 | 70.9716 | 106.2978 | 141.518 | 176.6325 | 211.6417 | 246.5459 | 281.3453 | 316.0404 | 350.6313 | 350.6313 | 350.6313 | 350.6313 | 350.6313 | 350.6313 | 350.6313 | 350.6313 | 350.6313 | 350.6313 | 350.6313 | 350.6313 | 350.6313 | 350.6313 | 350.6313 | 0 | 0 | 0 | 0 | 0 | 0 | 0 | 0 | 0 | 0 | 0 | 0 | 0 | 0 | 0 | 0 | 0 | 0 | 0 | 0 | 0 | 0 | 0 | 0 | 0 | 45798.1418 | 45660.7473 | 45523.7651 | 45387.1938 | 45251.0322 | 45115.2791 | 44979.9333 | 44844.9935 | 44710.4585 | 44576.3271 | 0 | 0 | 0 | 0 | 0 | 0 | 0 | 0 | 0 | 0 | 0.01557% | 39.2486 | 78.3795 | 117.3929 | 156.2894 | 195.0691 | 233.7325 | 272.2799 | 310.7117 | 349.0282 | 387.2297 | 387.2297 | 387.2297 | 387.2297 | 387.2297 | 387.2297 | 387.2297 | 387.2297 | 387.2297 | 387.2297 | 387.2297 | 387.2297 | 387.2297 | 387.2297 | 387.2297
| ComEconomizer-7P_v2 | M_Input | Savings, cost, and EUL from 7th Plan workbook COM-Economizer-7P_v2 | 2020 | Retro | 2022 | 2045 | PSE | Commercial | Small Off | Electric | Per Commercial Building Square Feet For Economizer |  |  | Economizer-Retro-Small Off |  | 0.39944 | 18 | 0.21476 | 0 |  | 0 | 0.21482 | 5 | 0 | 0 | 0 | 0 | 0.0097033 |  | 0 | 0 | 0 | Ventilation | Economizer | Economizer | Economizer | CommVENT | 0.0141% | 85.02% | 85.02% | 4797.7732 | 1 | 5.552% | 5.556% | 85% | 6.8% | 0.2% | 0.31301 | 0.008291 | 0.03213 | 0.24775 | 0 | 0.14197 | 0 | -0.90542 | 0.46485 |  | -0.19417 | 4.452 | -0.19417 | 01. ($9,999.000) to $0.028 | 1 | 4.452 | 12. $1.50 to $999.00 | 0 | 125202.0325 | 124826.4264 | 124451.9471 | 124078.5913 | 123706.3555 | 123335.2365 | 122965.2308 | 122596.3351 | 122228.5461 | 121861.8604 | 0 | 0 | 0 | 0 | 0 | 0 | 0 | 0 | 0 | 0 | 0 | 0 | 0 | 0 | 50011.0894 | 49861.0561 | 49711.4729 | 49562.3385 | 49413.6515 | 49265.4105 | 49117.6143 | 48970.2615 | 48823.3507 | 48676.8806 | 0 | 0 | 0 | 0 | 0 | 0 | 0 | 0 | 0 | 0 | 0 | 0 | 0 | 0 | 493413.1261 | 50011.0894 | 99872.1455 | 149583.6184 | 199145.9569 | 248559.6084 | 297825.019 | 346942.6333 | 395912.8948 | 444736.2455 | 493413.1261 | 493413.1261 | 493413.1261 | 493413.1261 | 493413.1261 | 493413.1261 | 493413.1261 | 493413.1261 | 493413.1261 | 493413.1261 | 493413.1261 | 493413.1261 | 493413.1261 | 493413.1261 | 493413.1261 | 19549.0814 | 19490.4341 | 19431.9628 | 19373.6669 | 19315.5459 | 19257.5993 | 19199.8265 | 19142.227 | 19084.8003 | 19027.5459 | 0 | 0 | 0 | 0 | 0 | 0 | 0 | 0 | 0 | 0 | 189.6898 | 189.1207 | 188.5533 | 187.9877 | 187.4237 | 186.8614 | 186.3008 | 185.7419 | 185.1847 | 184.6292 | 0 | 0 | 0 | 0 | 0 | 0 | 0 | 0 | 0 | 0 | 1871.4932 | 189.6898 | 378.8104 | 567.3638 | 755.3514 | 942.7751 | 1129.6365 | 1315.9374 | 1501.6793 | 1686.864 | 1871.4932 | 1871.4932 | 1871.4932 | 1871.4932 | 1871.4932 | 1871.4932 | 1871.4932 | 1871.4932 | 1871.4932 | 1871.4932 | 1871.4932 | 7.0518 | 14.0825 | 21.092 | 28.0806 | 35.0481 | 41.9948 | 48.9206 | 55.8257 | 62.71 | 69.5737 | 69.5737 | 69.5737 | 69.5737 | 69.5737 | 69.5737 | 69.5737 | 69.5737 | 69.5737 | 69.5737 | 69.5737 | 69.5737 | 69.5737 | 69.5737 | 69.5737 | 0 | 0 | 0 | 0 | 0 | 0 | 0 | 0 | 0 | 0 | 0 | 0 | 0 | 0 | 0 | 0 | 0 | 0 | 0 | 0 | 0 | 0 | 0 | 0 | 0 | 9087.4501 | 9060.1877 | 9033.0071 | 9005.9081 | 8978.8904 | 8951.9537 | 8925.0979 | 8898.3226 | 8871.6276 | 8845.0127 | 0 | 0 | 0 | 0 | 0 | 0 | 0 | 0 | 0 | 0 | 0.01557% | 7.7879 | 15.5524 | 23.2936 | 31.0116 | 38.7064 | 46.3781 | 54.0269 | 61.6527 | 69.2556 | 76.8357 | 76.8357 | 76.8357 | 76.8357 | 76.8357 | 76.8357 | 76.8357 | 76.8357 | 76.8357 | 76.8357 | 76.8357 | 76.8357 | 76.8357 | 76.8357 | 76.8357
| ComEconomizer-7P_v2 | M_Input | Savings, cost, and EUL from 7th Plan workbook COM-Economizer-7P_v2 | 2020 | Retro | 2022 | 2045 | PSE | Commercial | Xlarge Ret | Electric | Per Commercial Building Square Feet For Economizer |  |  | Economizer-Retro-Xlarge Ret |  | 0.18504 | 18 | 0.063759 | 0 |  | 0 | 0.21482 | 5 | 0 | 0 | 0 | 0 | 0.0011726 |  | 0 | 0 | 0 | Ventilation | Economizer | Economizer | Economizer | CommVENT | 0.0141% | 87.9% | 87.9% | 280351.2881 | 1 | 35.31% | 5.556% | 85% | 6.8% | 0.2% | 0.145 | 0.0038408 | 0.014885 | 0.073551 | 0 | 0.017156 | 0 | 0.36884 | 0.45635 |  | 0.17075 | 36.1656 | 0.17075 | 10. $0.150 to $0.175 | 0 | 36.1656 | 12. $1.50 to $999.00 | 0 | 429096.4409 | 427122.5973 | 425157.8333 | 423202.1073 | 421255.3776 | 419317.6029 | 417388.7419 | 415468.7537 | 413557.5974 | 411655.2325 | 0 | 0 | 0 | 0 | 0 | 0 | 0 | 0 | 0 | 0 | 0 | 0 | 0 | 0 | 79401.7951 | 79036.5468 | 78672.9787 | 78311.083 | 77950.8521 | 77592.2781 | 77235.3537 | 76880.071 | 76526.4227 | 76174.4012 | 0 | 0 | 0 | 0 | 0 | 0 | 0 | 0 | 0 | 0 | 0 | 0 | 0 | 0 | 777781.7824 | 79401.7951 | 158438.342 | 237111.3207 | 315422.4037 | 393373.2558 | 470965.5339 | 548200.8876 | 625080.9586 | 701607.3813 | 777781.7824 | 777781.7824 | 777781.7824 | 777781.7824 | 777781.7824 | 777781.7824 | 777781.7824 | 777781.7824 | 777781.7824 | 777781.7824 | 777781.7824 | 777781.7824 | 777781.7824 | 777781.7824 | 777781.7824 | 66999.2417 | 66691.0452 | 66384.2664 | 66078.8987 | 65774.9358 | 65472.3711 | 65171.1982 | 64871.4107 | 64573.0022 | 64275.9664 | 0 | 0 | 0 | 0 | 0 | 0 | 0 | 0 | 0 | 0 | 78.5651 | 78.2037 | 77.844 | 77.4859 | 77.1294 | 76.7747 | 76.4215 | 76.0699 | 75.72 | 75.3717 | 0 | 0 | 0 | 0 | 0 | 0 | 0 | 0 | 0 | 0 | 769.5859 | 78.5651 | 156.7688 | 234.6128 | 312.0986 | 389.2281 | 466.0027 | 542.4242 | 618.4942 | 694.2142 | 769.5859 | 769.5859 | 769.5859 | 769.5859 | 769.5859 | 769.5859 | 769.5859 | 769.5859 | 769.5859 | 769.5859 | 769.5859 | 11.196 | 22.3406 | 33.4339 | 44.4761 | 55.4676 | 66.4085 | 77.299 | 88.1395 | 98.9301 | 109.671 | 109.671 | 109.671 | 109.671 | 109.671 | 109.671 | 109.671 | 109.671 | 109.671 | 109.671 | 109.671 | 109.671 | 109.671 | 109.671 | 109.671 | 158268.8793 | 157540.8425 | 156816.1546 | 156094.8003 | 155376.7642 | 154662.0311 | 153950.5858 | 153242.4131 | 152537.498 | 151835.8255 | 0 | 0 | 0 | 0 | 0 | 0 | 0 | 0 | 0 | 0 | 0 | 0 | 0 | 0 | 1550325.7943 | 30574.967 | 30434.3221 | 30294.3242 | 30154.9703 | 30016.2575 | 29878.1827 | 29740.743 | 29603.9356 | 29467.7575 | 29332.2058 | 0 | 0 | 0 | 0 | 0 | 0 | 0 | 0 | 0 | 0 | 0.01557% | 12.3647 | 24.6725 | 36.9236 | 49.1185 | 61.2572 | 73.3401 | 85.3674 | 97.3393 | 109.2563 | 121.1183 | 121.1183 | 121.1183 | 121.1183 | 121.1183 | 121.1183 | 121.1183 | 121.1183 | 121.1183 | 121.1183 | 121.1183 | 121.1183 | 121.1183 | 121.1183 | 121.1183
| ComEconomizer-7P_v2 | M_Input | Savings, cost, and EUL from 7th Plan workbook COM-Economizer-7P_v2 | 2020 | Retro | 2022 | 2045 | PSE | Commercial | Large Ret | Electric | Per Commercial Building Square Feet For Economizer |  |  | Economizer-Retro-Large Ret |  | 0.18504 | 18 | 0.063759 | 0 |  | 0 | 0.21482 | 5 | 0 | 0 | 0 | 0 | 0.0011726 |  | 0 | 0 | 0 | Ventilation | Economizer | Economizer | Economizer | CommVENT | 0.0141% | 87.9% | 87.9% | 94425.5221 | 1 | 19.91% | 5.556% | 85% | 6.8% | 0.2% | 0.145 | 0.0038408 | 0.014885 | 0.073551 | 0 | 0.017156 | 0 | 0.36884 | 0.45635 |  | 0.17075 | 36.1656 | 0.17075 | 10. $0.150 to $0.175 | 0 | 36.1656 | 12. $1.50 to $999.00 | 0 | 343888.1375 | 342306.252 | 340731.6433 | 339164.2777 | 337604.122 | 336051.1431 | 334505.3078 | 332966.5834 | 331434.9371 | 329910.3364 | 0 | 0 | 0 | 0 | 0 | 0 | 0 | 0 | 0 | 0 | 0 | 0 | 0 | 0 | 63634.4953 | 63341.7766 | 63050.4044 | 62760.3725 | 62471.6748 | 62184.3051 | 61898.2573 | 61613.5253 | 61330.1031 | 61047.9846 | 0 | 0 | 0 | 0 | 0 | 0 | 0 | 0 | 0 | 0 | 0 | 0 | 0 | 0 | 623332.8991 | 63634.4953 | 126976.2718 | 190026.6762 | 252787.0488 | 315258.7236 | 377443.0287 | 439341.286 | 500954.8114 | 562284.9145 | 623332.8991 | 623332.8991 | 623332.8991 | 623332.8991 | 623332.8991 | 623332.8991 | 623332.8991 | 623332.8991 | 623332.8991 | 623332.8991 | 623332.8991 | 623332.8991 | 623332.8991 | 623332.8991 | 623332.8991 | 53694.7927 | 53447.7966 | 53201.9368 | 52957.2079 | 52713.6047 | 52471.1221 | 52229.755 | 51989.4981 | 51750.3464 | 51512.2948 | 0 | 0 | 0 | 0 | 0 | 0 | 0 | 0 | 0 | 0 | 62.9639 | 62.6743 | 62.386 | 62.099 | 61.8134 | 61.529 | 61.246 | 60.9643 | 60.6838 | 60.4047 | 0 | 0 | 0 | 0 | 0 | 0 | 0 | 0 | 0 | 0 | 616.7645 | 62.9639 | 125.6383 | 188.0243 | 250.1233 | 311.9367 | 373.4657 | 434.7117 | 495.676 | 556.3599 | 616.7645 | 616.7645 | 616.7645 | 616.7645 | 616.7645 | 616.7645 | 616.7645 | 616.7645 | 616.7645 | 616.7645 | 616.7645 | 8.9728 | 17.9043 | 26.7947 | 35.6442 | 44.453 | 53.2213 | 61.9493 | 70.6371 | 79.2849 | 87.893 | 87.893 | 87.893 | 87.893 | 87.893 | 87.893 | 87.893 | 87.893 | 87.893 | 87.893 | 87.893 | 87.893 | 87.893 | 87.893 | 87.893 | 126840.4604 | 126256.9943 | 125676.2121 | 125098.1016 | 124522.6503 | 123949.8461 | 123379.6768 | 122812.1303 | 122247.1945 | 121684.8574 | 0 | 0 | 0 | 0 | 0 | 0 | 0 | 0 | 0 | 0 | 0 | 0 | 0 | 0 | 1242468.1238 | 24503.5089 | 24390.7927 | 24278.5951 | 24166.9135 | 24055.7457 | 23945.0893 | 23834.9419 | 23725.3012 | 23616.1648 | 23507.5304 | 0 | 0 | 0 | 0 | 0 | 0 | 0 | 0 | 0 | 0 | 0.01557% | 9.9093 | 19.7731 | 29.5915 | 39.3647 | 49.093 | 58.7765 | 68.4154 | 78.0101 | 87.5606 | 97.0671 | 97.0671 | 97.0671 | 97.0671 | 97.0671 | 97.0671 | 97.0671 | 97.0671 | 97.0671 | 97.0671 | 97.0671 | 97.0671 | 97.0671 | 97.0671 | 97.0671
| ComEconomizer-7P_v2 | M_Input | Savings, cost, and EUL from 7th Plan workbook COM-Economizer-7P_v2 | 2020 | Retro | 2022 | 2045 | PSE | Commercial | Medium Ret | Electric | Per Commercial Building Square Feet For Economizer |  |  | Economizer-Retro-Medium Ret |  | 0.27134 | 18 | 0.063759 | 0 |  | 0 | 0.21482 | 5 | 0 | 0 | 0 | 0 | 0.0010642 |  | 0 | 0 | 0 | Ventilation | Economizer | Economizer | Economizer | CommVENT | 0.0141% | 87.9% | 87.9% | 13333.1618 | 1 | 15.51% | 5.556% | 85% | 6.8% | 0.2% | 0.21263 | 0.005632 | 0.021826 | 0.073551 | 0 | 0.01557 | 0 | 0.37863 | 0.44762 |  | 0.11954 | 39.0879 | 0.11954 | 08. $0.115 to $0.130 | 1 | 39.0879 | 12. $1.50 to $999.00 | 0 | 399073.2945 | 397237.5573 | 395410.2645 | 393591.3773 | 391780.857 | 389978.665 | 388184.7632 | 386399.1133 | 384621.6774 | 382852.4176 | 0 | 0 | 0 | 0 | 0 | 0 | 0 | 0 | 0 | 0 | 0 | 0 | 0 | 0 | 108284.3758 | 107786.2677 | 107290.4508 | 106796.9147 | 106305.6489 | 105816.643 | 105329.8864 | 104845.3689 | 104363.0802 | 103883.0101 | 0 | 0 | 0 | 0 | 0 | 0 | 0 | 0 | 0 | 0 | 0 | 0 | 0 | 0 | 1060701.6465 | 108284.3758 | 216070.6434 | 323361.0943 | 430158.009 | 536463.6579 | 642280.3009 | 747610.1873 | 852455.5562 | 956818.6364 | 1060701.6465 | 1060701.6465 | 1060701.6465 | 1060701.6465 | 1060701.6465 | 1060701.6465 | 1060701.6465 | 1060701.6465 | 1060701.6465 | 1060701.6465 | 1060701.6465 | 1060701.6465 | 1060701.6465 | 1060701.6465 | 1060701.6465 | 62311.419 | 62024.7864 | 61739.4724 | 61455.4708 | 61172.7757 | 60891.3809 | 60611.2805 | 60332.4687 | 60054.9393 | 59778.6866 | 0 | 0 | 0 | 0 | 0 | 0 | 0 | 0 | 0 | 0 | 66.3115 | 66.0065 | 65.7029 | 65.4006 | 65.0998 | 64.8003 | 64.5023 | 64.2055 | 63.9102 | 63.6162 | 0 | 0 | 0 | 0 | 0 | 0 | 0 | 0 | 0 | 0 | 649.5559 | 66.3115 | 132.318 | 198.0209 | 263.4216 | 328.5214 | 393.3217 | 457.824 | 522.0295 | 585.9397 | 649.5559 | 649.5559 | 649.5559 | 649.5559 | 649.5559 | 649.5559 | 649.5559 | 649.5559 | 649.5559 | 649.5559 | 649.5559 | 15.2686 | 30.467 | 45.5955 | 60.6544 | 75.644 | 90.5647 | 105.4167 | 120.2004 | 134.9161 | 149.5641 | 149.5641 | 149.5641 | 149.5641 | 149.5641 | 149.5641 | 149.5641 | 149.5641 | 149.5641 | 149.5641 | 149.5641 | 149.5641 | 149.5641 | 149.5641 | 149.5641 | 151100.6306 | 150405.5677 | 149713.702 | 149025.019 | 148339.5039 | 147657.1422 | 146977.9194 | 146301.8209 | 145628.8326 | 144958.9399 | 0 | 0 | 0 | 0 | 0 | 0 | 0 | 0 | 0 | 0 | 0 | 0 | 0 | 0 | 1480109.0782 | 27891.5484 | 27763.2473 | 27635.5364 | 27508.4129 | 27381.8742 | 27255.9176 | 27130.5403 | 27005.7399 | 26881.5135 | 26757.8585 | 0 | 0 | 0 | 0 | 0 | 0 | 0 | 0 | 0 | 0 | 0.01557% | 16.8623 | 33.6471 | 50.3547 | 66.9854 | 83.5396 | 100.0177 | 116.4199 | 132.7468 | 148.9985 | 165.1754 | 165.1754 | 165.1754 | 165.1754 | 165.1754 | 165.1754 | 165.1754 | 165.1754 | 165.1754 | 165.1754 | 165.1754 | 165.1754 | 165.1754 | 165.1754 | 165.1754
| ComEconomizer-7P_v2 | M_Input | Savings, cost, and EUL from 7th Plan workbook COM-Economizer-7P_v2 | 2020 | Retro | 2022 | 2045 | PSE | Commercial | Small Ret | Electric | Per Commercial Building Square Feet For Economizer |  |  | Economizer-Retro-Small Ret |  | 0.27134 | 18 | 0.063759 | 0 |  | 0 | 0.21482 | 5 | 0 | 0 | 0 | 0 | 0.0010642 |  | 0 | 0 | 0 | Ventilation | Economizer | Economizer | Economizer | CommVENT | 0.0141% | 87.9% | 87.9% | 2170.2819 | 1 | 1.02% | 5.556% | 85% | 6.8% | 0.2% | 0.21263 | 0.005632 | 0.021826 | 0.073551 | 0 | 0.01557 | 0 | 0.37863 | 0.44762 |  | 0.11954 | 39.0879 | 0.11954 | 08. $0.115 to $0.130 | 1 | 39.0879 | 12. $1.50 to $999.00 | 0 | 5670.0848 | 5644.0024 | 5618.04 | 5592.197 | 5566.4729 | 5540.8671 | 5515.3791 | 5490.0084 | 5464.7543 | 5439.6164 | 0 | 0 | 0 | 0 | 0 | 0 | 0 | 0 | 0 | 0 | 0 | 0 | 0 | 0 | 1538.5184 | 1531.4412 | 1524.3965 | 1517.3843 | 1510.4043 | 1503.4565 | 1496.5406 | 1489.6565 | 1482.8041 | 1475.9832 | 0 | 0 | 0 | 0 | 0 | 0 | 0 | 0 | 0 | 0 | 0 | 0 | 0 | 0 | 15070.5856 | 1538.5184 | 3069.9595 | 4594.3561 | 6111.7404 | 7622.1447 | 9125.6012 | 10622.1418 | 12111.7983 | 13594.6024 | 15070.5856 | 15070.5856 | 15070.5856 | 15070.5856 | 15070.5856 | 15070.5856 | 15070.5856 | 15070.5856 | 15070.5856 | 15070.5856 | 15070.5856 | 15070.5856 | 15070.5856 | 15070.5856 | 15070.5856 | 885.3287 | 881.2562 | 877.2024 | 873.1672 | 869.1507 | 865.1526 | 861.1729 | 857.2115 | 853.2683 | 849.3433 | 0 | 0 | 0 | 0 | 0 | 0 | 0 | 0 | 0 | 0 | 0.94216 | 0.93783 | 0.93351 | 0.92922 | 0.92495 | 0.92069 | 0.91646 | 0.91224 | 0.90804 | 0.90387 | 0 | 0 | 0 | 0 | 0 | 0 | 0 | 0 | 0 | 0 | 9.229 | 0.94216 | 1.88 | 2.8135 | 3.7427 | 4.6677 | 5.5884 | 6.5048 | 7.4171 | 8.3251 | 9.229 | 9.229 | 9.229 | 9.229 | 9.229 | 9.229 | 9.229 | 9.229 | 9.229 | 9.229 | 9.229 | 0.21694 | 0.43288 | 0.64783 | 0.86179 | 1.0748 | 1.2868 | 1.4978 | 1.7078 | 1.9169 | 2.125 | 2.125 | 2.125 | 2.125 | 2.125 | 2.125 | 2.125 | 2.125 | 2.125 | 2.125 | 2.125 | 2.125 | 2.125 | 2.125 | 2.125 | 2146.8572 | 2136.9817 | 2127.1516 | 2117.3667 | 2107.6268 | 2097.9317 | 2088.2812 | 2078.6751 | 2069.1132 | 2059.5953 | 0 | 0 | 0 | 0 | 0 | 0 | 0 | 0 | 0 | 0 | 0 | 0 | 0 | 0 | 21029.5804 | 396.2867 | 394.4638 | 392.6493 | 390.8431 | 389.0452 | 387.2556 | 385.4742 | 383.701 | 381.936 | 380.1791 | 0 | 0 | 0 | 0 | 0 | 0 | 0 | 0 | 0 | 0 | 0.01557% | 0.23958 | 0.47806 | 0.71545 | 0.95174 | 1.1869 | 1.4211 | 1.6541 | 1.8861 | 2.117 | 2.3468 | 2.3468 | 2.3468 | 2.3468 | 2.3468 | 2.3468 | 2.3468 | 2.3468 | 2.3468 | 2.3468 | 2.3468 | 2.3468 | 2.3468 | 2.3468 | 2.3468
| ComEconomizer-7P_v2 | M_Input | Savings, cost, and EUL from 7th Plan workbook COM-Economizer-7P_v2 | 2020 | Retro | 2022 | 2045 | PSE | Commercial | School K-12 | Electric | Per Commercial Building Square Feet For Economizer |  |  | Economizer-Retro-School K-12 |  | 0.24555 | 18 | 0.037599 | 0 |  | 0 | 0.21482 | 5 | 0 | 0 | 0 | 0 | 0.0015421 |  | 0 | 0 | 0 | Ventilation | Economizer | Economizer | Economizer | CommVENT | 0.0141% | 99.02% | 99.02% | 36549.9879 | 1 | 28.09% | 5.556% | 85% | 6.8% | 0.2% | 0.19242 | 0.0050966 | 0.019751 | 0.043374 | 0 | 0.022562 | 0 | 0.2642 | 0.44499 |  | 0.092172 | 26.8158 | 0.092172 | 07. $0.085 to $0.115 | 1 | 26.8158 | 12. $1.50 to $999.00 | 0 | 1130415.2059 | 1128041.334 | 1125672.4472 | 1123308.535 | 1120949.5871 | 1118595.593 | 1116246.5422 | 1113902.4245 | 1111563.2294 | 1109228.9466 | 0 | 0 | 0 | 0 | 0 | 0 | 0 | 0 | 0 | 0 | 0 | 0 | 0 | 0 | 277569.3153 | 276986.4198 | 276404.7483 | 275824.2983 | 275245.0673 | 274667.0526 | 274090.2518 | 273514.6623 | 272940.2815 | 272367.1069 | 0 | 0 | 0 | 0 | 0 | 0 | 0 | 0 | 0 | 0 | 0 | 0 | 0 | 0 | 2749609.2041 | 277569.3153 | 554555.7351 | 830960.4834 | 1106784.7817 | 1382029.8489 | 1656696.9016 | 1930787.1534 | 2204301.8157 | 2477242.0972 | 2749609.2041 | 2749609.2041 | 2749609.2041 | 2749609.2041 | 2749609.2041 | 2749609.2041 | 2749609.2041 | 2749609.2041 | 2749609.2041 | 2749609.2041 | 2749609.2041 | 2749609.2041 | 2749609.2041 | 2749609.2041 | 2749609.2041 | 176503.3553 | 176132.6983 | 175762.8196 | 175393.7177 | 175025.3909 | 174657.8375 | 174291.0561 | 173925.0449 | 173559.8023 | 173195.3267 | 0 | 0 | 0 | 0 | 0 | 0 | 0 | 0 | 0 | 0 | 272.1916 | 271.62 | 271.0496 | 270.4804 | 269.9124 | 269.3456 | 268.78 | 268.2155 | 267.6523 | 267.0902 | 0 | 0 | 0 | 0 | 0 | 0 | 0 | 0 | 0 | 0 | 2696.3378 | 272.1916 | 543.8117 | 814.8613 | 1085.3418 | 1355.2542 | 1624.5998 | 1893.3798 | 2161.5953 | 2429.2476 | 2696.3378 | 2696.3378 | 2696.3378 | 2696.3378 | 2696.3378 | 2696.3378 | 2696.3378 | 2696.3378 | 2696.3378 | 2696.3378 | 2696.3378 | 39.1386 | 78.1951 | 117.1695 | 156.0621 | 194.873 | 233.6024 | 272.2505 | 310.8174 | 349.3033 | 387.7084 | 387.7084 | 387.7084 | 387.7084 | 387.7084 | 387.7084 | 387.7084 | 387.7084 | 387.7084 | 387.7084 | 387.7084 | 387.7084 | 387.7084 | 387.7084 | 387.7084 | 298657.0665 | 298029.8866 | 297404.0239 | 296779.4754 | 296156.2385 | 295534.3104 | 294913.6884 | 294294.3696 | 293676.3515 | 293059.6311 | 0 | 0 | 0 | 0 | 0 | 0 | 0 | 0 | 0 | 0 | 0 | 0 | 0 | 0 | 2958505.042 | 78542.8357 | 78377.8957 | 78213.3021 | 78049.0542 | 77885.1512 | 77721.5924 | 77558.377 | 77395.5044 | 77232.9739 | 77070.7846 | 0 | 0 | 0 | 0 | 0 | 0 | 0 | 0 | 0 | 0 | 0.01557% | 43.2239 | 86.357 | 129.3995 | 172.3516 | 215.2135 | 257.9855 | 300.6675 | 343.26 | 385.763 | 428.1768 | 428.1768 | 428.1768 | 428.1768 | 428.1768 | 428.1768 | 428.1768 | 428.1768 | 428.1768 | 428.1768 | 428.1768 | 428.1768 | 428.1768 | 428.1768 | 428.1768
| ComEconomizer-7P_v2 | M_Input | Savings, cost, and EUL from 7th Plan workbook COM-Economizer-7P_v2 | 2020 | Retro | 2022 | 2045 | PSE | Commercial | University | Electric | Per Commercial Building Square Feet For Economizer |  |  | Economizer-Retro-University |  | 0.24555 | 18 | 0.034035 | 0 |  | 0 | 0.21482 | 5 | 0 | 0 | 0 | 0 | 0.0015421 |  | 0 | 0 | 0 | Ventilation | Economizer | Economizer | Economizer | CommVENT | 0.0141% | 95.97% | 95.97% | 121327.9762 | 1 | 28.09% | 5.556% | 85% | 6.8% | 0.2% | 0.19242 | 0.0050966 | 0.019751 | 0.039262 | 0 | 0.022562 | 0 | 0.25938 | 0.44428 |  | 0.090489 | 26.7728 | 0.090489 | 07. $0.085 to $0.115 | 1 | 26.7728 | 12. $1.50 to $999.00 | 0 | 115068.8505 | 114792.6853 | 114517.1828 | 114242.3416 | 113968.16 | 113694.6364 | 113421.7693 | 113149.557 | 112877.9981 | 112607.0909 | 0 | 0 | 0 | 0 | 0 | 0 | 0 | 0 | 0 | 0 | 0 | 0 | 0 | 0 | 28254.735 | 28186.9236 | 28119.275 | 28051.7887 | 27984.4644 | 27917.3017 | 27850.3002 | 27783.4595 | 27716.7792 | 27650.2589 | 0 | 0 | 0 | 0 | 0 | 0 | 0 | 0 | 0 | 0 | 0 | 0 | 0 | 0 | 279515.2862 | 28254.735 | 56441.6586 | 84560.9336 | 112612.7223 | 140597.1867 | 168514.4885 | 196364.7887 | 224148.2481 | 251865.0273 | 279515.2862 | 279515.2862 | 279515.2862 | 279515.2862 | 279515.2862 | 279515.2862 | 279515.2862 | 279515.2862 | 279515.2862 | 279515.2862 | 279515.2862 | 279515.2862 | 279515.2862 | 279515.2862 | 279515.2862 | 17966.8834 | 17923.7629 | 17880.7459 | 17837.8321 | 17795.0213 | 17752.3132 | 17709.7077 | 17667.2044 | 17624.8031 | 17582.5036 | 0 | 0 | 0 | 0 | 0 | 0 | 0 | 0 | 0 | 0 | 27.7073 | 27.6408 | 27.5745 | 27.5083 | 27.4423 | 27.3764 | 27.3107 | 27.2452 | 27.1798 | 27.1146 | 0 | 0 | 0 | 0 | 0 | 0 | 0 | 0 | 0 | 0 | 274.0999 | 27.7073 | 55.3481 | 82.9226 | 110.4309 | 137.8732 | 165.2497 | 192.5604 | 219.8056 | 246.9854 | 274.0999 | 274.0999 | 274.0999 | 274.0999 | 274.0999 | 274.0999 | 274.0999 | 274.0999 | 274.0999 | 274.0999 | 274.0999 | 3.9841 | 7.9586 | 11.9235 | 15.8789 | 19.8249 | 23.7614 | 27.6884 | 31.606 | 35.5142 | 39.413 | 39.413 | 39.413 | 39.413 | 39.413 | 39.413 | 39.413 | 39.413 | 39.413 | 39.413 | 39.413 | 39.413 | 39.413 | 39.413 | 39.413 | 29846.1624 | 29774.5316 | 29703.0727 | 29631.7853 | 29560.6691 | 29489.7234 | 29418.9481 | 29348.3426 | 29277.9066 | 29207.6396 | 0 | 0 | 0 | 0 | 0 | 0 | 0 | 0 | 0 | 0 | 0 | 0 | 0 | 0 | 295258.7815 | 7982.3372 | 7963.1796 | 7944.0679 | 7925.0022 | 7905.9822 | 7887.0078 | 7868.079 | 7849.1956 | 7830.3575 | 7811.5647 | 0 | 0 | 0 | 0 | 0 | 0 | 0 | 0 | 0 | 0 | 0.01557% | 4.3999 | 8.7893 | 13.1681 | 17.5364 | 21.8942 | 26.2415 | 30.5785 | 34.905 | 39.2211 | 43.5269 | 43.5269 | 43.5269 | 43.5269 | 43.5269 | 43.5269 | 43.5269 | 43.5269 | 43.5269 | 43.5269 | 43.5269 | 43.5269 | 43.5269 | 43.5269 | 43.5269
| ComEconomizer-7P_v2 | M_Input | Savings, cost, and EUL from 7th Plan workbook COM-Economizer-7P_v2 | 2020 | Retro | 2022 | 2045 | PSE | Commercial | Warehouse | Electric | Per Commercial Building Square Feet For Economizer |  |  | Economizer-Retro-Warehouse |  | 0.19448 | 18 | 0.025754 | 0 |  | 0 | 0.21482 | 5 | 0 | 0 | 0 | 0 | 0.0038052 |  | 0 | 0 | 0 | Ventilation | Economizer | Economizer | Economizer | CommVENT | 0.0141% | 52.37% | 52.37% | 34313.8807 | 1 | 11.12% | 5.556% | 85% | 6.8% | 0.2% | 0.1524 | 0.0040367 | 0.015644 | 0.029709 | 0 | 0.055673 | 0 | -0.13318 | 0.44779 |  | -0.058662 | 10.936 | -0.058662 | 01. ($9,999.000) to $0.028 | 1 | 10.936 | 12. $1.50 to $999.00 | 0 | 588118.0094 | 585342.0924 | 582579.2777 | 579829.5035 | 577092.7083 | 574368.8307 | 571657.8098 | 568959.585 | 566274.0957 | 563601.282 | 0 | 0 | 0 | 0 | 0 | 0 | 0 | 0 | 0 | 0 | 0 | 0 | 0 | 0 | 114377.6901 | 113837.8274 | 113300.5129 | 112765.7344 | 112233.4802 | 111703.7381 | 111176.4965 | 110651.7434 | 110129.4672 | 109609.6561 | 0 | 0 | 0 | 0 | 0 | 0 | 0 | 0 | 0 | 0 | 0 | 0 | 0 | 0 | 1119786.3464 | 114377.6901 | 228215.5175 | 341516.0304 | 454281.7648 | 566515.245 | 678218.9831 | 789395.4796 | 900047.2231 | 1010176.6903 | 1119786.3464 | 1119786.3464 | 1119786.3464 | 1119786.3464 | 1119786.3464 | 1119786.3464 | 1119786.3464 | 1119786.3464 | 1119786.3464 | 1119786.3464 | 1119786.3464 | 1119786.3464 | 1119786.3464 | 1119786.3464 | 1119786.3464 | 91828.9151 | 91395.4826 | 90964.096 | 90534.7454 | 90107.4214 | 89682.1144 | 89258.8148 | 88837.5132 | 88418.2001 | 88000.8662 | 0 | 0 | 0 | 0 | 0 | 0 | 0 | 0 | 0 | 0 | 349.4283 | 347.779 | 346.1374 | 344.5037 | 342.8776 | 341.2592 | 339.6485 | 338.0454 | 336.4498 | 334.8617 | 0 | 0 | 0 | 0 | 0 | 0 | 0 | 0 | 0 | 0 | 3420.9905 | 349.4283 | 697.2072 | 1043.3447 | 1387.8483 | 1730.726 | 2071.9852 | 2411.6337 | 2749.679 | 3086.1288 | 3420.9905 | 3420.9905 | 3420.9905 | 3420.9905 | 3420.9905 | 3420.9905 | 3420.9905 | 3420.9905 | 3420.9905 | 3420.9905 | 3420.9905 | 16.1278 | 32.1795 | 48.1554 | 64.056 | 79.8814 | 95.6322 | 111.3086 | 126.9111 | 142.4399 | 157.8954 | 157.8954 | 157.8954 | 157.8954 | 157.8954 | 157.8954 | 157.8954 | 157.8954 | 157.8954 | 157.8954 | 157.8954 | 157.8954 | 157.8954 | 157.8954 | 157.8954 | 0 | 0 | 0 | 0 | 0 | 0 | 0 | 0 | 0 | 0 | 0 | 0 | 0 | 0 | 0 | 0 | 0 | 0 | 0 | 0 | 0 | 0 | 0 | 0 | 0 | 41120.2495 | 40926.1619 | 40732.9904 | 40540.7307 | 40349.3785 | 40158.9294 | 39969.3793 | 39780.7238 | 39592.9588 | 39406.08 | 0 | 0 | 0 | 0 | 0 | 0 | 0 | 0 | 0 | 0 | 0.01557% | 17.8112 | 35.5384 | 53.1818 | 70.742 | 88.2193 | 105.6141 | 122.9269 | 140.1579 | 157.3075 | 174.3762 | 174.3762 | 174.3762 | 174.3762 | 174.3762 | 174.3762 | 174.3762 | 174.3762 | 174.3762 | 174.3762 | 174.3762 | 174.3762 | 174.3762 | 174.3762 | 174.3762
| ComEconomizer-7P_v2 | M_Input | Savings, cost, and EUL from 7th Plan workbook COM-Economizer-7P_v2 | 2020 | Retro | 2022 | 2045 | PSE | Commercial | Supermarket | Electric | Per Commercial Building Square Feet For Economizer |  |  | Economizer-Retro-Supermarket |  | 0.16558 | 18 | 0.048211 | 0 |  | 0 | 0.21482 | 5 | 0 | 0 | 0 | 0 | 0.00079564 |  | 0 | 0 | 0 | Ventilation | Economizer | Economizer | Economizer | CommVENT | 0.0141% | 87.2% | 87.2% | 49733.7282 | 1 | 31.36% | 5.556% | 85% | 6.8% | 0.2% | 0.12975 | 0.0034369 | 0.013319 | 0.055615 | 0 | 0.011641 | 0 | 0.41415 | 0.45521 |  | 0.21426 | 53.1683 | 0.21426 | 12. $0.200 to $0.225 | 0 | 53.1683 | 12. $1.50 to $999.00 | 0 | 535342.8817 | 532816.0633 | 530301.1715 | 527798.15 | 525306.9427 | 522827.494 | 520359.7482 | 517903.6502 | 515459.1449 | 513026.1778 | 0 | 0 | 0 | 0 | 0 | 0 | 0 | 0 | 0 | 0 | 0 | 0 | 0 | 0 | 88642.7616 | 88224.3677 | 87807.9487 | 87393.4952 | 86980.9979 | 86570.4476 | 86161.8351 | 85755.1512 | 85350.3869 | 84947.5331 | 0 | 0 | 0 | 0 | 0 | 0 | 0 | 0 | 0 | 0 | 0 | 0 | 0 | 0 | 867834.925 | 88642.7616 | 176867.1293 | 264675.078 | 352068.5732 | 439049.5711 | 525620.0187 | 611781.8538 | 697537.005 | 782887.3919 | 867834.925 | 867834.925 | 867834.925 | 867834.925 | 867834.925 | 867834.925 | 867834.925 | 867834.925 | 867834.925 | 867834.925 | 867834.925 | 867834.925 | 867834.925 | 867834.925 | 867834.925 | 83588.5915 | 83194.0533 | 82801.3774 | 82410.5549 | 82021.5771 | 81634.4353 | 81249.1207 | 80865.6249 | 80483.9391 | 80104.0549 | 0 | 0 | 0 | 0 | 0 | 0 | 0 | 0 | 0 | 0 | 66.5064 | 66.1925 | 65.88 | 65.5691 | 65.2596 | 64.9516 | 64.645 | 64.3399 | 64.0362 | 63.7339 | 0 | 0 | 0 | 0 | 0 | 0 | 0 | 0 | 0 | 0 | 651.114 | 66.5064 | 132.6988 | 198.5788 | 264.1479 | 329.4075 | 394.3591 | 459.004 | 523.3439 | 587.3801 | 651.114 | 651.114 | 651.114 | 651.114 | 651.114 | 651.114 | 651.114 | 651.114 | 651.114 | 651.114 | 651.114 | 12.4991 | 24.9391 | 37.3205 | 49.6434 | 61.9081 | 74.115 | 86.2642 | 98.3561 | 110.391 | 122.369 | 122.369 | 122.369 | 122.369 | 122.369 | 122.369 | 122.369 | 122.369 | 122.369 | 122.369 | 122.369 | 122.369 | 122.369 | 122.369 | 122.369 | 221713.3282 | 220666.8413 | 219625.2938 | 218588.6624 | 217556.9239 | 216530.0553 | 215508.0334 | 214490.8355 | 213478.4387 | 212470.8205 | 0 | 0 | 0 | 0 | 0 | 0 | 0 | 0 | 0 | 0 | 0 | 0 | 0 | 0 | 2170629.2331 | 38050.1773 | 37870.5805 | 37691.8313 | 37513.9259 | 37336.8601 | 37160.6302 | 36985.232 | 36810.6617 | 36636.9154 | 36463.9891 | 0 | 0 | 0 | 0 | 0 | 0 | 0 | 0 | 0 | 0 | 0.01557% | 13.8037 | 27.5422 | 41.2159 | 54.8251 | 68.37 | 81.851 | 95.2684 | 108.6224 | 121.9134 | 135.1417 | 135.1417 | 135.1417 | 135.1417 | 135.1417 | 135.1417 | 135.1417 | 135.1417 | 135.1417 | 135.1417 | 135.1417 | 135.1417 | 135.1417 | 135.1417 | 135.1417
| ComEconomizer-7P_v2 | M_Input | Savings, cost, and EUL from 7th Plan workbook COM-Economizer-7P_v2 | 2020 | Retro | 2022 | 2045 | PSE | Commercial | MiniMart | Electric | Per Commercial Building Square Feet For Economizer |  |  | Economizer-Retro-MiniMart |  | 0.16558 | 18 | 0.048211 | 0 |  | 0 | 0.21482 | 5 | 0 | 0 | 0 | 0 | 0.00079564 |  | 0 | 0 | 0 | Ventilation | Economizer | Economizer | Economizer | CommVENT | 0.0141% | 87.2% | 87.2% | 2115.8874 | 1 | 15.26% | 5.556% | 85% | 6.8% | 0.2% | 0.12975 | 0.0034369 | 0.013319 | 0.055615 | 0 | 0.011641 | 0 | 0.41415 | 0.45521 |  | 0.21426 | 53.1683 | 0.21426 | 12. $0.200 to $0.225 | 0 | 53.1683 | 12. $1.50 to $999.00 | 0 | 10686.9647 | 10661.316 | 10635.7289 | 10610.2031 | 10584.7386 | 10559.3352 | 10533.9928 | 10508.7113 | 10483.4904 | 10458.33 | 0 | 0 | 0 | 0 | 0 | 0 | 0 | 0 | 0 | 0 | 0 | 0 | 0 | 0 | 1769.5613 | 1765.3144 | 1761.0776 | 1756.8511 | 1752.6346 | 1748.4283 | 1744.2321 | 1740.0459 | 1735.8698 | 1731.7037 | 0 | 0 | 0 | 0 | 0 | 0 | 0 | 0 | 0 | 0 | 0 | 0 | 0 | 0 | 17505.7188 | 1769.5613 | 3534.8757 | 5295.9534 | 7052.8044 | 8805.439 | 10553.8673 | 12298.0994 | 14038.1453 | 15774.0151 | 17505.7188 | 17505.7188 | 17505.7188 | 17505.7188 | 17505.7188 | 17505.7188 | 17505.7188 | 17505.7188 | 17505.7188 | 17505.7188 | 17505.7188 | 17505.7188 | 17505.7188 | 17505.7188 | 17505.7188 | 1668.6657 | 1664.6609 | 1660.6658 | 1656.6802 | 1652.7041 | 1648.7376 | 1644.7807 | 1640.8332 | 1636.8952 | 1632.9666 | 0 | 0 | 0 | 0 | 0 | 0 | 0 | 0 | 0 | 0 | 1.3277 | 1.3245 | 1.3213 | 1.3181 | 1.315 | 1.3118 | 1.3087 | 1.3055 | 1.3024 | 1.2993 | 0 | 0 | 0 | 0 | 0 | 0 | 0 | 0 | 0 | 0 | 13.1341 | 1.3277 | 2.6521 | 3.9734 | 5.2915 | 6.6065 | 7.9183 | 9.2269 | 10.5325 | 11.8348 | 13.1341 | 13.1341 | 13.1341 | 13.1341 | 13.1341 | 13.1341 | 13.1341 | 13.1341 | 13.1341 | 13.1341 | 13.1341 | 0.24952 | 0.49843 | 0.74676 | 0.99448 | 1.2416 | 1.4881 | 1.7341 | 1.9794 | 2.2242 | 2.4684 | 2.4684 | 2.4684 | 2.4684 | 2.4684 | 2.4684 | 2.4684 | 2.4684 | 2.4684 | 2.4684 | 2.4684 | 2.4684 | 2.4684 | 2.4684 | 2.4684 | 4426.0279 | 4415.4054 | 4404.8084 | 4394.2369 | 4383.6907 | 4373.1699 | 4362.6743 | 4352.2038 | 4341.7586 | 4331.3383 | 0 | 0 | 0 | 0 | 0 | 0 | 0 | 0 | 0 | 0 | 0 | 0 | 0 | 0 | 43785.3142 | 759.5896 | 757.7666 | 755.948 | 754.1337 | 752.3238 | 750.5182 | 748.717 | 746.92 | 745.1274 | 743.3391 | 0 | 0 | 0 | 0 | 0 | 0 | 0 | 0 | 0 | 0 | 0.01557% | 0.27556 | 0.55046 | 0.8247 | 1.0983 | 1.3712 | 1.6435 | 1.9151 | 2.1861 | 2.4564 | 2.726 | 2.726 | 2.726 | 2.726 | 2.726 | 2.726 | 2.726 | 2.726 | 2.726 | 2.726 | 2.726 | 2.726 | 2.726 | 2.726 | 2.726
| ComEconomizer-7P_v2 | M_Input | Savings, cost, and EUL from 7th Plan workbook COM-Economizer-7P_v2 | 2020 | Retro | 2022 | 2045 | PSE | Commercial | Restaurant | Electric | Per Commercial Building Square Feet For Economizer |  |  | Economizer-Retro-Restaurant |  | 0.22689 | 18 | 0.091013 | 0 |  | 0 | 0.21482 | 5 | 0 | 0 | 0 | 0 | 0.0015026 |  | 0 | 0 | 0 | Ventilation | Economizer | Economizer | Economizer | CommVENT | 0.0141% | 89.34% | 89.34% | 9726.5895 | 1 | 24.65% | 5.556% | 85% | 6.8% | 0.2% | 0.17779 | 0.0047094 | 0.01825 | 0.10499 | 0 | 0.021983 | 0 | 0.34515 | 0.45756 |  | 0.13031 | 28.2996 | 0.13031 | 09. $0.130 to $0.150 | 1 | 28.2996 | 12. $1.50 to $999.00 | 0 | 414282.5922 | 410554.0489 | 406859.0624 | 403197.3309 | 399568.5549 | 395972.4379 | 392408.686 | 388877.0078 | 385377.1147 | 381908.7207 | 0 | 0 | 0 | 0 | 0 | 0 | 0 | 0 | 0 | 0 | 0 | 0 | 0 | 0 | 93995.8671 | 93149.9043 | 92311.5552 | 91480.7512 | 90657.4244 | 89841.5076 | 89032.934 | 88231.6376 | 87437.5529 | 86650.6149 | 0 | 0 | 0 | 0 | 0 | 0 | 0 | 0 | 0 | 0 | 0 | 0 | 0 | 0 | 902789.7492 | 93995.8671 | 187145.7714 | 279457.3266 | 370938.0778 | 461595.5022 | 551437.0098 | 640469.9438 | 728701.5814 | 816139.1343 | 902789.7492 | 902789.7492 | 902789.7492 | 902789.7492 | 902789.7492 | 902789.7492 | 902789.7492 | 902789.7492 | 902789.7492 | 902789.7492 | 902789.7492 | 902789.7492 | 902789.7492 | 902789.7492 | 902789.7492 | 64686.2031 | 64104.0272 | 63527.091 | 62955.3472 | 62388.7491 | 61827.2503 | 61270.8051 | 60719.3678 | 60172.8935 | 59631.3375 | 0 | 0 | 0 | 0 | 0 | 0 | 0 | 0 | 0 | 0 | 97.1948 | 96.32 | 95.4531 | 94.5941 | 93.7427 | 92.899 | 92.0629 | 91.2344 | 90.4133 | 89.5995 | 0 | 0 | 0 | 0 | 0 | 0 | 0 | 0 | 0 | 0 | 933.5139 | 97.1948 | 193.5148 | 288.9679 | 383.562 | 477.3047 | 570.2038 | 662.2667 | 753.5011 | 843.9143 | 933.5139 | 933.5139 | 933.5139 | 933.5139 | 933.5139 | 933.5139 | 933.5139 | 933.5139 | 933.5139 | 933.5139 | 933.5139 | 13.2539 | 26.3885 | 39.4049 | 52.3041 | 65.0872 | 77.7553 | 90.3094 | 102.7505 | 115.0796 | 127.2978 | 127.2978 | 127.2978 | 127.2978 | 127.2978 | 127.2978 | 127.2978 | 127.2978 | 127.2978 | 127.2978 | 127.2978 | 127.2978 | 127.2978 | 127.2978 | 127.2978 | 142988.8133 | 141701.914 | 140426.5968 | 139162.7574 | 137910.2926 | 136669.1 | 135439.0781 | 134220.1264 | 133012.1452 | 131815.0359 | 0 | 0 | 0 | 0 | 0 | 0 | 0 | 0 | 0 | 0 | 0 | 0 | 0 | 0 | 1373345.8597 | 29598.0962 | 29331.7133 | 29067.7279 | 28806.1183 | 28546.8633 | 28289.9415 | 28035.332 | 27783.014 | 27532.9669 | 27285.1702 | 0 | 0 | 0 | 0 | 0 | 0 | 0 | 0 | 0 | 0 | 0.01557% | 14.6373 | 29.1429 | 43.5179 | 57.7635 | 71.8809 | 85.8713 | 99.7358 | 113.4754 | 127.0915 | 140.5849 | 140.5849 | 140.5849 | 140.5849 | 140.5849 | 140.5849 | 140.5849 | 140.5849 | 140.5849 | 140.5849 | 140.5849 | 140.5849 | 140.5849 | 140.5849 | 140.5849
| ComEconomizer-7P_v2 | M_Input | Savings, cost, and EUL from 7th Plan workbook COM-Economizer-7P_v2 | 2020 | Retro | 2022 | 2045 | PSE | Commercial | Lodging | Electric | Per Commercial Building Square Feet For Economizer |  |  | Economizer-Retro-Lodging |  | 0.64159 | 18 | 0.28251 | 0 |  | 0 | 0.21482 | 5 | 0 | 0 | 0 | 0 | 0.0102 |  | 0 | 0 | 0 | Ventilation | Economizer | Economizer | Economizer | CommVENT | 0.0141% | 89.78% | 89.78% | 31385.388 | 1 | 7.818% | 5.556% | 85% | 6.8% | 0.2% | 0.50276 | 0.013317 | 0.051608 | 0.3259 | 0 | 0.14924 | 0 | -0.9231 | 0.4539 |  | -0.12325 | 4.1353 | -0.12325 | 01. ($9,999.000) to $0.028 | 1 | 4.1353 | 12. $1.50 to $999.00 | 0 | 104485.9602 | 104099.3622 | 103714.1946 | 103330.452 | 102948.1294 | 102567.2213 | 102187.7226 | 101809.628 | 101432.9324 | 101057.6305 | 0 | 0 | 0 | 0 | 0 | 0 | 0 | 0 | 0 | 0 | 0 | 0 | 0 | 0 | 67036.6822 | 66788.6464 | 66541.5285 | 66295.3248 | 66050.0321 | 65805.647 | 65562.1661 | 65319.5861 | 65077.9036 | 64837.1154 | 0 | 0 | 0 | 0 | 0 | 0 | 0 | 0 | 0 | 0 | 0 | 0 | 0 | 0 | 659314.632 | 67036.6822 | 133825.3286 | 200366.8571 | 266662.1819 | 332712.2139 | 398517.8609 | 464080.027 | 529399.6131 | 594477.5167 | 659314.632 | 659314.632 | 659314.632 | 659314.632 | 659314.632 | 659314.632 | 659314.632 | 659314.632 | 659314.632 | 659314.632 | 659314.632 | 659314.632 | 659314.632 | 659314.632 | 659314.632 | 16314.4679 | 16254.1043 | 16193.9642 | 16134.0465 | 16074.3505 | 16014.8754 | 15955.6204 | 15896.5846 | 15837.7672 | 15779.1675 | 0 | 0 | 0 | 0 | 0 | 0 | 0 | 0 | 0 | 0 | 166.4119 | 165.7962 | 165.1828 | 164.5716 | 163.9627 | 163.356 | 162.7516 | 162.1494 | 161.5495 | 160.9517 | 0 | 0 | 0 | 0 | 0 | 0 | 0 | 0 | 0 | 0 | 1636.6834 | 166.4119 | 332.2081 | 497.3909 | 661.9625 | 825.9252 | 989.2812 | 1152.0328 | 1314.1822 | 1475.7317 | 1636.6834 | 1636.6834 | 1636.6834 | 1636.6834 | 1636.6834 | 1636.6834 | 1636.6834 | 1636.6834 | 1636.6834 | 1636.6834 | 1636.6834 | 9.4525 | 18.87 | 28.2527 | 37.6007 | 46.9141 | 56.193 | 65.4376 | 74.6479 | 83.8242 | 92.9666 | 92.9666 | 92.9666 | 92.9666 | 92.9666 | 92.9666 | 92.9666 | 92.9666 | 92.9666 | 92.9666 | 92.9666 | 92.9666 | 92.9666 | 92.9666 | 92.9666 | 0 | 0 | 0 | 0 | 0 | 0 | 0 | 0 | 0 | 0 | 0 | 0 | 0 | 0 | 0 | 0 | 0 | 0 | 0 | 0 | 0 | 0 | 0 | 0 | 0 | 7405.1307 | 7377.7317 | 7350.4341 | 7323.2375 | 7296.1415 | 7269.1458 | 7242.2499 | 7215.4536 | 7188.7564 | 7162.158 | 0 | 0 | 0 | 0 | 0 | 0 | 0 | 0 | 0 | 0 | 0.01557% | 10.4391 | 20.8397 | 31.2017 | 41.5254 | 51.8109 | 62.0583 | 72.2678 | 82.4396 | 92.5737 | 102.6703 | 102.6703 | 102.6703 | 102.6703 | 102.6703 | 102.6703 | 102.6703 | 102.6703 | 102.6703 | 102.6703 | 102.6703 | 102.6703 | 102.6703 | 102.6703 | 102.6703
| ComEconomizer-7P_v2 | M_Input | Savings, cost, and EUL from 7th Plan workbook COM-Economizer-7P_v2 | 2020 | Retro | 2022 | 2045 | PSE | Commercial | Hospital | Electric | Per Commercial Building Square Feet For Economizer |  |  | Economizer-Retro-Hospital |  | 0.23958 | 18 | 0.13332 | 0 |  | 0 | 0.21482 | 5 | 0 | 0 | 0 | 0 | 0.004769 |  | 0 | 0 | 0 | Ventilation | Economizer | Economizer | Economizer | CommVENT | 0.0141% | 93.33% | 93.33% | 80978.5882 | 1 | 34.12% | 5.556% | 85% | 6.8% | 0.2% | 0.18774 | 0.0049728 | 0.019271 | 0.15379 | 0 | 0.069774 | 0 | -0.15675 | 0.46474 |  | -0.056049 | 9.0561 | -0.056049 | 01. ($9,999.000) to $0.028 | 1 | 9.0561 | 12. $1.50 to $999.00 | 0 | 109990.8382 | 109539.8757 | 109090.7623 | 108643.4901 | 108198.0518 | 107754.4398 | 107312.6466 | 106872.6648 | 106434.4868 | 105998.1054 | 0 | 0 | 0 | 0 | 0 | 0 | 0 | 0 | 0 | 0 | 0 | 0 | 0 | 0 | 26351.3132 | 26243.2728 | 26135.6753 | 26028.5191 | 25921.8022 | 25815.5228 | 25709.6791 | 25604.2694 | 25499.2919 | 25394.7448 | 0 | 0 | 0 | 0 | 0 | 0 | 0 | 0 | 0 | 0 | 0 | 0 | 0 | 0 | 258704.0906 | 26351.3132 | 52594.5859 | 78730.2613 | 104758.7803 | 130680.5825 | 156496.1053 | 182205.7844 | 207810.0538 | 233309.3458 | 258704.0906 | 258704.0906 | 258704.0906 | 258704.0906 | 258704.0906 | 258704.0906 | 258704.0906 | 258704.0906 | 258704.0906 | 258704.0906 | 258704.0906 | 258704.0906 | 258704.0906 | 258704.0906 | 258704.0906 | 17174.0011 | 17103.5877 | 17033.463 | 16963.6258 | 16894.0749 | 16824.8092 | 16755.8275 | 16687.1286 | 16618.7114 | 16550.5747 | 0 | 0 | 0 | 0 | 0 | 0 | 0 | 0 | 0 | 0 | 81.9029 | 81.5671 | 81.2327 | 80.8997 | 80.568 | 80.2376 | 79.9087 | 79.581 | 79.2548 | 78.9298 | 0 | 0 | 0 | 0 | 0 | 0 | 0 | 0 | 0 | 0 | 804.0823 | 81.9029 | 163.4701 | 244.7028 | 325.6024 | 406.1704 | 486.408 | 566.3167 | 645.8977 | 725.1525 | 804.0823 | 804.0823 | 804.0823 | 804.0823 | 804.0823 | 804.0823 | 804.0823 | 804.0823 | 804.0823 | 804.0823 | 804.0823 | 3.7157 | 7.4161 | 11.1014 | 14.7715 | 18.4266 | 22.0667 | 25.6919 | 29.3022 | 32.8978 | 36.4785 | 36.4785 | 36.4785 | 36.4785 | 36.4785 | 36.4785 | 36.4785 | 36.4785 | 36.4785 | 36.4785 | 36.4785 | 36.4785 | 36.4785 | 36.4785 | 36.4785 | 0 | 0 | 0 | 0 | 0 | 0 | 0 | 0 | 0 | 0 | 0 | 0 | 0 | 0 | 0 | 0 | 0 | 0 | 0 | 0 | 0 | 0 | 0 | 0 | 0 | 7981.4704 | 7948.7464 | 7916.1565 | 7883.7003 | 7851.3771 | 7819.1864 | 7787.1278 | 7755.2005 | 7723.4042 | 7691.7383 | 0 | 0 | 0 | 0 | 0 | 0 | 0 | 0 | 0 | 0 | 0.01557% | 4.1035 | 8.1902 | 12.2601 | 16.3133 | 20.3499 | 24.37 | 28.3736 | 32.3608 | 36.3316 | 40.2861 | 40.2861 | 40.2861 | 40.2861 | 40.2861 | 40.2861 | 40.2861 | 40.2861 | 40.2861 | 40.2861 | 40.2861 | 40.2861 | 40.2861 | 40.2861 | 40.2861
| ComEconomizer-7P_v2 | M_Input | Savings, cost, and EUL from 7th Plan workbook COM-Economizer-7P_v2 | 2020 | Retro | 2022 | 2045 | PSE | Commercial | Residential Care | Electric | Per Commercial Building Square Feet For Economizer |  |  | Economizer-Retro-Residential Care |  | 0.41397 | 18 | 0.13472 | 0 |  | 0 | 0.21482 | 5 | 0 | 0 | 0 | 0 | 0.004769 |  | 0 | 0 | 0 | Ventilation | Economizer | Economizer | Economizer | CommVENT | 0.0141% | 82.63% | 82.63% | 89213.7828 | 1 | 5.905% | 5.556% | 85% | 6.8% | 0.2% | 0.3244 | 0.0085926 | 0.033299 | 0.15541 | 0 | 0.069774 | 0 | -0.1725 | 0.44737 |  | -0.035697 | 8.7177 | -0.035697 | 01. ($9,999.000) to $0.028 | 1 | 8.7177 | 12. $1.50 to $999.00 | 0 | 80451.7814 | 80121.9291 | 79793.4292 | 79466.2762 | 79140.4644 | 78815.9885 | 78492.843 | 78171.0223 | 77850.5211 | 77531.334 | 0 | 0 | 0 | 0 | 0 | 0 | 0 | 0 | 0 | 0 | 0 | 0 | 0 | 0 | 33304.8092 | 33168.2595 | 33032.2697 | 32896.8374 | 32761.9603 | 32627.6363 | 32493.863 | 32360.6381 | 32227.9595 | 32095.8249 | 0 | 0 | 0 | 0 | 0 | 0 | 0 | 0 | 0 | 0 | 0 | 0 | 0 | 0 | 326970.058 | 33304.8092 | 66473.0688 | 99505.3384 | 132402.1758 | 165164.1361 | 197791.7724 | 230285.6354 | 262646.2736 | 294874.2331 | 326970.058 | 326970.058 | 326970.058 | 326970.058 | 326970.058 | 326970.058 | 326970.058 | 326970.058 | 326970.058 | 326970.058 | 326970.058 | 326970.058 | 326970.058 | 326970.058 | 326970.058 | 12561.7643 | 12510.2611 | 12458.969 | 12407.8872 | 12357.0149 | 12306.3511 | 12255.8951 | 12205.6459 | 12155.6028 | 12105.7648 | 0 | 0 | 0 | 0 | 0 | 0 | 0 | 0 | 0 | 0 | 59.9071 | 59.6615 | 59.4169 | 59.1733 | 58.9307 | 58.6891 | 58.4484 | 58.2088 | 57.9702 | 57.7325 | 0 | 0 | 0 | 0 | 0 | 0 | 0 | 0 | 0 | 0 | 588.1385 | 59.9071 | 119.5687 | 178.9856 | 238.1589 | 297.0896 | 355.7786 | 414.2271 | 472.4359 | 530.4061 | 588.1385 | 588.1385 | 588.1385 | 588.1385 | 588.1385 | 588.1385 | 588.1385 | 588.1385 | 588.1385 | 588.1385 | 588.1385 | 4.6961 | 9.373 | 14.0307 | 18.6694 | 23.289 | 27.8896 | 32.4714 | 37.0344 | 41.5787 | 46.1044 | 46.1044 | 46.1044 | 46.1044 | 46.1044 | 46.1044 | 46.1044 | 46.1044 | 46.1044 | 46.1044 | 46.1044 | 46.1044 | 46.1044 | 46.1044 | 46.1044 | 0 | 0 | 0 | 0 | 0 | 0 | 0 | 0 | 0 | 0 | 0 | 0 | 0 | 0 | 0 | 0 | 0 | 0 | 0 | 0 | 0 | 0 | 0 | 0 | 0 | 5619.8072 | 5596.766 | 5573.8192 | 5550.9666 | 5528.2076 | 5505.542 | 5482.9692 | 5460.4891 | 5438.1011 | 5415.8048 | 0 | 0 | 0 | 0 | 0 | 0 | 0 | 0 | 0 | 0 | 0.01557% | 5.1863 | 10.3514 | 15.4952 | 20.618 | 25.7198 | 30.8007 | 35.8607 | 40.9 | 45.9186 | 50.9167 | 50.9167 | 50.9167 | 50.9167 | 50.9167 | 50.9167 | 50.9167 | 50.9167 | 50.9167 | 50.9167 | 50.9167 | 50.9167 | 50.9167 | 50.9167 | 50.9167
| ComEconomizer-7P_v2 | M_Input | Savings, cost, and EUL from 7th Plan workbook COM-Economizer-7P_v2 | 2020 | Retro | 2022 | 2045 | PSE | Commercial | Assembly | Electric | Per Commercial Building Square Feet For Economizer |  |  | Economizer-Retro-Assembly |  | 0.39718 | 18 | 0.15172 | 0 |  | 0 | 0.21482 | 5 | 0 | 0 | 0 | 0 | 0.0060225 |  | 0 | 0 | 0 | Ventilation | Economizer | Economizer | Economizer | CommHEAT | 0.03964% | 82.63% | 82.63% | 13631.2945 | 1 | 29.89% | 5.556% | 85% | 6.8% | 0.2% | 0.31124 | 0.023179 | 0.033442 | 0.17503 | 0 | 0.088113 | 0 | -0.3783 | 0.43605 |  | -0.081592 | 6.7285 | -0.081592 | 01. ($9,999.000) to $0.028 | 1 | 6.7285 | 12. $1.50 to $999.00 | 0 | 778893.3533 | 775398.7184 | 771919.7628 | 768456.4162 | 765008.6084 | 761576.2698 | 758159.3309 | 754757.7227 | 751371.3764 | 748000.2235 | 0 | 0 | 0 | 0 | 0 | 0 | 0 | 0 | 0 | 0 | 0 | 0 | 0 | 0 | 309360.091 | 307972.0954 | 306590.3272 | 305214.7586 | 303845.3618 | 302482.1089 | 301124.9725 | 299773.9251 | 298428.9395 | 297089.9883 | 0 | 0 | 0 | 0 | 0 | 0 | 0 | 0 | 0 | 0 | 0 | 0 | 0 | 0 | 3031882.5683 | 309360.091 | 617332.1864 | 923922.5136 | 1229137.2723 | 1532982.634 | 1835464.7429 | 2136589.7154 | 2436363.6406 | 2734792.58 | 3031882.5683 | 3031882.5683 | 3031882.5683 | 3031882.5683 | 3031882.5683 | 3031882.5683 | 3031882.5683 | 3031882.5683 | 3031882.5683 | 3031882.5683 | 3031882.5683 | 3031882.5683 | 3031882.5683 | 3031882.5683 | 3031882.5683 | 121616.6322 | 121070.9789 | 120527.7737 | 119987.0058 | 119448.6641 | 118912.7378 | 118379.2159 | 117848.0879 | 117319.3428 | 116792.97 | 0 | 0 | 0 | 0 | 0 | 0 | 0 | 0 | 0 | 0 | 732.4332 | 729.147 | 725.8756 | 722.6188 | 719.3766 | 716.149 | 712.9359 | 709.7372 | 706.5529 | 703.3828 | 0 | 0 | 0 | 0 | 0 | 0 | 0 | 0 | 0 | 0 | 7178.209 | 732.4332 | 1461.5802 | 2187.4557 | 2910.0745 | 3629.4512 | 4345.6002 | 5058.5361 | 5768.2733 | 6474.8262 | 7178.209 | 7178.209 | 7178.209 | 7178.209 | 7178.209 | 7178.209 | 7178.209 | 7178.209 | 7178.209 | 7178.209 | 7178.209 | 122.6455 | 244.7407 | 366.288 | 487.2901 | 607.7493 | 727.6679 | 847.0486 | 965.8936 | 1084.2055 | 1201.9865 | 1201.9865 | 1201.9865 | 1201.9865 | 1201.9865 | 1201.9865 | 1201.9865 | 1201.9865 | 1201.9865 | 1201.9865 | 1201.9865 | 1201.9865 | 1201.9865 | 1201.9865 | 1201.9865 | 0 | 0 | 0 | 0 | 0 | 0 | 0 | 0 | 0 | 0 | 0 | 0 | 0 | 0 | 0 | 0 | 0 | 0 | 0 | 0 | 0 | 0 | 0 | 0 | 0 | 53030.4254 | 52792.4956 | 52555.6333 | 52319.8337 | 52085.092 | 51851.4036 | 51618.7636 | 51387.1674 | 51156.6103 | 50927.0877 | 0 | 0 | 0 | 0 | 0 | 0 | 0 | 0 | 0 | 0 | 0.001759% | 5.4413 | 10.8583 | 16.2509 | 21.6193 | 26.9636 | 32.284 | 37.5805 | 42.8532 | 48.1023 | 53.3278 | 53.3278 | 53.3278 | 53.3278 | 53.3278 | 53.3278 | 53.3278 | 53.3278 | 53.3278 | 53.3278 | 53.3278 | 53.3278 | 53.3278 | 53.3278 | 53.3278
| ComEconomizer-7P_v2 | M_Input | Savings, cost, and EUL from 7th Plan workbook COM-Economizer-7P_v2 | 2020 | Retro | 2022 | 2045 | PSE | Commercial | Other | Electric | Per Commercial Building Square Feet For Economizer |  |  | Economizer-Retro-Other |  | 0.34824 | 18 | 0.12349 | 0 |  | 0 | 0.21482 | 5 | 0 | 0 | 0 | 0 | 0.0033289 |  | 0 | 0 | 0 | Ventilation | Economizer | Economizer | Economizer | CommHEAT | 0.03964% | 82.63% | 82.63% | 22414.5695 | 1 | 31.49% | 5.556% | 85% | 6.8% | 0.2% | 0.27289 | 0.020323 | 0.029321 | 0.14245 | 0 | 0.048704 | 0 | 0.050498 | 0.43738 |  | 0.012422 | 12.21 | 0.012422 | 01. ($9,999.000) to $0.028 | 1 | 12.21 | 12. $1.50 to $999.00 | 0 | 2310391.5948 | 2289598.0705 | 2268991.6878 | 2248570.7626 | 2228333.6258 | 2208278.6231 | 2188404.1155 | 2168708.4785 | 2149190.1022 | 2129847.3913 | 0 | 0 | 0 | 0 | 0 | 0 | 0 | 0 | 0 | 0 | 0 | 0 | 0 | 0 | 804562.5307 | 797321.4679 | 790145.5747 | 783034.2645 | 775986.9562 | 769003.0735 | 762082.0459 | 755223.3075 | 748426.2977 | 741690.461 | 0 | 0 | 0 | 0 | 0 | 0 | 0 | 0 | 0 | 0 | 0 | 0 | 0 | 0 | 7727475.9796 | 804562.5307 | 1601883.9986 | 2392029.5733 | 3175063.8378 | 3951050.794 | 4720053.8675 | 5482135.9134 | 6237359.2209 | 6985785.5186 | 7727475.9796 | 7727475.9796 | 7727475.9796 | 7727475.9796 | 7727475.9796 | 7727475.9796 | 7727475.9796 | 7727475.9796 | 7727475.9796 | 7727475.9796 | 7727475.9796 | 7727475.9796 | 7727475.9796 | 7727475.9796 | 7727475.9796 | 360745.208 | 357498.5011 | 354281.0146 | 351092.4855 | 347932.6531 | 344801.2592 | 341698.0479 | 338622.7655 | 335575.1606 | 332554.9841 | 0 | 0 | 0 | 0 | 0 | 0 | 0 | 0 | 0 | 0 | 1200.8778 | 1190.0699 | 1179.3593 | 1168.7451 | 1158.2264 | 1147.8023 | 1137.4721 | 1127.2348 | 1117.0897 | 1107.0359 | 0 | 0 | 0 | 0 | 0 | 0 | 0 | 0 | 0 | 0 | 11533.9134 | 1200.8778 | 2390.9478 | 3570.307 | 4739.0521 | 5897.2785 | 7045.0808 | 8182.5529 | 9309.7877 | 10426.8775 | 11533.9134 | 11533.9134 | 11533.9134 | 11533.9134 | 11533.9134 | 11533.9134 | 11533.9134 | 11533.9134 | 11533.9134 | 11533.9134 | 11533.9134 | 318.9679 | 635.0651 | 948.3175 | 1258.7505 | 1566.3897 | 1871.2601 | 2173.3867 | 2472.7941 | 2769.5069 | 3063.5492 | 3063.5492 | 3063.5492 | 3063.5492 | 3063.5492 | 3063.5492 | 3063.5492 | 3063.5492 | 3063.5492 | 3063.5492 | 3063.5492 | 3063.5492 | 3063.5492 | 3063.5492 | 3063.5492 | 116670.1769 | 115620.1453 | 114579.564 | 113548.3479 | 112526.4128 | 111513.6751 | 110510.052 | 109515.4615 | 108529.8224 | 107553.054 | 0 | 0 | 0 | 0 | 0 | 0 | 0 | 0 | 0 | 0 | 0 | 0 | 0 | 0 | 1120566.7117 | 157781.0322 | 156361.0029 | 154953.7539 | 153559.1701 | 152177.1376 | 150807.5433 | 149450.2754 | 148105.2229 | 146772.2759 | 145451.3255 | 0 | 0 | 0 | 0 | 0 | 0 | 0 | 0 | 0 | 0 | 0.001759% | 14.1515 | 28.1755 | 42.0734 | 55.8462 | 69.495 | 83.021 | 96.4253 | 109.7089 | 122.873 | 135.9186 | 135.9186 | 135.9186 | 135.9186 | 135.9186 | 135.9186 | 135.9186 | 135.9186 | 135.9186 | 135.9186 | 135.9186 | 135.9186 | 135.9186 | 135.9186 | 135.9186
| ComEfficientPoolPumps_v2_1 | M_Input | RTF Workbook "ComEfficientPoolPumps_v2_1" | 2020 | NR and New | 2022 | 2045 | PSE | Commercial | All Commercial | Electric | Per Outdoor_Self-Priming_> 0 to ≤ 1 thp |  |  | Multi-Family/Commercial_Outdoor_Self-Priming_> 0 to ≤ 1 thp_SINGLE-SPEED to VARIABLE-SPEED |  | 1629.3636 | 7.3 | 414.9372 | 0 |  | 0 | 0 | 0 | 0 | 0 | 0 | 0 | 0 |  | 351.8164 | 3 | 491.4307 | Other | Pools | Pool Pump | Pool Pump | Residential-Spa Pump | 0.02701% | 38.78% | 38.78% | 0.081823 | 1.4799e-06 | 25% | 13.7% | 95% | 6.8% | 0.2% | 557.6338 | 64.7792 | 62.2413 | 467.2157 | 0 | 0 | 0 | 423.1826 | -44.0331 |  | 0.022249 | 0 | 0.022249 | 01. ($9,999.000) to $0.028 | 1 | 0 | 01. ($9,999.00) to $0.22 | 1 | 1.3919 | 2.8239 | 4.1307 | 5.1434 | 6.5109 | 7.7844 | 8.949 | 9.1575 | 10.2168 | 10.9277 | 10.9261 | 10.415 | 11.6537 | 12.1656 | 11.9955 | 11.4074 | 11.7868 | 11.9402 | 12.0256 | 11.5146 | 11.75 | 11.7409 | 12.0045 | 11.5073 | 2267.9799 | 4601.1184 | 6730.3939 | 8380.4504 | 10608.5586 | 12683.5801 | 14581.1656 | 14920.8365 | 16646.9312 | 17805.1338 | 17802.5968 | 16969.8387 | 18988.0663 | 19822.2627 | 19545.0942 | 18586.8718 | 19204.9455 | 19454.8776 | 19594.1513 | 18761.5096 | 19145.0034 | 19130.1801 | 19559.6432 | 18749.6367 | 374540.8264 | 2267.9799 | 6869.0983 | 13599.4922 | 21979.9425 | 32588.5012 | 45272.0812 | 59853.2468 | 74774.0833 | 91421.0145 | 109226.1483 | 127028.7451 | 143998.5839 | 162986.6502 | 182808.9129 | 202354.0071 | 220940.879 | 240145.8245 | 259600.7021 | 279194.8533 | 297956.3629 | 317101.3663 | 336231.5464 | 355791.1897 | 374540.8264 | 0 | 0 | 0 | 0 | 0 | 0 | 0 | 0 | 0 | 0 | 0 | 0 | 0 | 0 | 0 | 0 | 0 | 0 | 0 | 0 | 0 | 0 | 0 | 0 | 0 | 0 | 0 | 0 | 0 | 0 | 0 | 0 | 0 | 0 | 0 | 0 | 0 | 0 | 0 | 0 | 0 | 0 | 0 | 0 | 0 | 0 | 0 | 0 | 0 | 0 | 0 | 0 | 0 | 0 | 0 | 0 | 0 | 0 | 0 | 0 | 0 | 0.61255 | 1.8552 | 3.673 | 5.9365 | 8.8017 | 12.2273 | 16.1655 | 20.1954 | 24.6915 | 29.5004 | 34.3086 | 38.8919 | 44.0203 | 49.374 | 54.6528 | 59.6729 | 64.8598 | 70.1143 | 75.4064 | 80.4736 | 85.6444 | 90.8112 | 96.0939 | 101.1579 | 589.0458 | 1195.0147 | 1748.0358 | 2176.5928 | 2755.283 | 3294.2131 | 3787.0591 | 3875.2793 | 4323.5852 | 4624.3967 | 4623.7378 | 4407.4516 | 4931.6311 | 5148.2908 | 5076.3038 | 4827.4318 | 4987.9595 | 5052.8725 | 5089.045 | 4872.7891 | 4972.3912 | 4968.5412 | 5080.0825 | 4869.7055 | 97276.7389 | 0 | 0 | 0 | 0 | 0 | 0 | 0 | 0 | 0 | 0 | 0 | 0 | 0 | 0 | 0 | 0 | 0 | 0 | 0 | 0 | 0.03358% | 0.76168 | 2.3069 | 4.5672 | 7.3817 | 10.9445 | 15.2042 | 20.1011 | 25.1121 | 30.7028 | 36.6825 | 42.6613 | 48.3604 | 54.7374 | 61.3945 | 67.9585 | 74.2007 | 80.6505 | 87.1842 | 93.7647 | 100.0656 | 106.4952 | 112.9199 | 119.4888 | 125.7857
| ComEfficientPoolPumps_v2_1 | M_Input | RTF Workbook "ComEfficientPoolPumps_v2_1" | 2020 | NR and New | 2022 | 2045 | PSE | Commercial | All Commercial | Electric | Per Outdoor_Self-Priming_> 1 to ≤ 2 thp |  |  | Multi-Family/Commercial_Outdoor_Self-Priming_> 1 to ≤ 2 thp_SINGLE-SPEED to VARIABLE-SPEED |  | 2332.2413 | 7.3 | 387.0934 | 0 |  | 0 | 0 | 0 | 0 | 0 | 0 | 0 | 0 |  | 0 | 3 | 865.6584 | Other | Pools | Pool Pump | Pool Pump | Residential-Spa Pump | 0.02701% | 38.78% | 38.78% | 0.081823 | 1.4799e-06 | 25% | 13.7% | 95% | 6.8% | 0.2% | 798.1869 | 92.7238 | 89.0911 | 435.8638 | 0 | 0 | 0 | 331.4676 | -104.3962 |  | 0.012175 | 0 | 0.012175 | 01. ($9,999.000) to $0.028 | 1 | 0 | 01. ($9,999.00) to $0.22 | 1 | 1.3919 | 2.8239 | 4.1307 | 5.1434 | 6.5109 | 7.7844 | 8.949 | 9.1575 | 10.2168 | 10.9277 | 10.9261 | 10.415 | 11.6537 | 12.1656 | 11.9955 | 11.4074 | 11.7868 | 11.9402 | 12.0256 | 11.5146 | 11.75 | 11.7409 | 12.0045 | 11.5073 | 3246.3452 | 6585.9571 | 9633.7633 | 11995.6241 | 15184.8977 | 18155.0456 | 20871.215 | 21357.4137 | 23828.1143 | 25485.9444 | 25482.313 | 24290.3182 | 27179.1725 | 28373.226 | 27976.492 | 26604.91 | 27489.6094 | 27847.3576 | 28046.7114 | 26854.8832 | 27403.8093 | 27382.5916 | 27997.3172 | 26837.8886 | 536110.9202 | 3246.3452 | 9832.3022 | 19466.0655 | 31461.6896 | 46646.5873 | 64801.6329 | 85672.8479 | 107030.2615 | 130858.3759 | 156344.3202 | 181826.6332 | 206116.9514 | 233296.1239 | 261669.3498 | 289645.8419 | 316250.7518 | 343740.3612 | 371587.7188 | 399634.4302 | 426489.3135 | 453893.1228 | 481275.7144 | 509273.0316 | 536110.9202 | 0 | 0 | 0 | 0 | 0 | 0 | 0 | 0 | 0 | 0 | 0 | 0 | 0 | 0 | 0 | 0 | 0 | 0 | 0 | 0 | 0 | 0 | 0 | 0 | 0 | 0 | 0 | 0 | 0 | 0 | 0 | 0 | 0 | 0 | 0 | 0 | 0 | 0 | 0 | 0 | 0 | 0 | 0 | 0 | 0 | 0 | 0 | 0 | 0 | 0 | 0 | 0 | 0 | 0 | 0 | 0 | 0 | 0 | 0 | 0 | 0 | 0.87679 | 2.6556 | 5.2575 | 8.4973 | 12.5986 | 17.502 | 23.139 | 28.9073 | 35.3429 | 42.2263 | 49.1087 | 55.6691 | 63.0098 | 70.673 | 78.229 | 85.4146 | 92.8392 | 100.3603 | 107.9353 | 115.1884 | 122.5898 | 129.9854 | 137.5471 | 144.7956 | 461.3838 | 936.023 | 1369.1897 | 1704.8669 | 2158.1395 | 2580.269 | 2966.3021 | 3035.4026 | 3386.5486 | 3622.1662 | 3621.6501 | 3452.2389 | 3862.8147 | 4032.5184 | 3976.133 | 3781.1981 | 3906.9352 | 3957.7799 | 3986.1128 | 3816.7254 | 3894.741 | 3891.7254 | 3979.0927 | 3814.31 | 76194.2668 | 0 | 0 | 0 | 0 | 0 | 0 | 0 | 0 | 0 | 0 | 0 | 0 | 0 | 0 | 0 | 0 | 0 | 0 | 0 | 0 | 0.03358% | 1.0903 | 3.3021 | 6.5375 | 10.5661 | 15.6658 | 21.763 | 28.7723 | 35.945 | 43.9474 | 52.5066 | 61.0646 | 69.2223 | 78.3501 | 87.879 | 97.2746 | 106.2096 | 115.4417 | 124.7939 | 134.2131 | 143.2321 | 152.4353 | 161.6315 | 171.0341 | 180.0473
| ComEfficientPoolPumps_v2_1 | M_Input | RTF Workbook "ComEfficientPoolPumps_v2_1" | 2020 | NR and New | 2022 | 2045 | PSE | Commercial | All Commercial | Electric | Per Outdoor_Self-Priming_> 2 to ≤ 3 thp |  |  | Multi-Family/Commercial_Outdoor_Self-Priming_> 2 to ≤ 3 thp_SINGLE-SPEED to VARIABLE-SPEED |  | 3359.7572 | 7.3 | 373.9184 | 0 |  | 0 | 0 | 0 | 0 | 0 | 0 | 0 | 0 |  | 0 | 3 | 993.1909 | Other | Pools | Pool Pump | Pool Pump | Residential-Spa Pump | 0.02701% | 38.78% | 38.78% | 0.081823 | 1.4799e-06 | 25% | 13.7% | 95% | 6.8% | 0.2% | 1149.8442 | 133.5751 | 128.3419 | 421.0289 | 0 | 0 | 0 | 233.8955 | -187.1334 |  | 0.0059637 | 0 | 0.0059637 | 01. ($9,999.000) to $0.028 | 1 | 0 | 01. ($9,999.00) to $0.22 | 1 | 1.3919 | 2.8239 | 4.1307 | 5.1434 | 6.5109 | 7.7844 | 8.949 | 9.1575 | 10.2168 | 10.9277 | 10.9261 | 10.415 | 11.6537 | 12.1656 | 11.9955 | 11.4074 | 11.7868 | 11.9402 | 12.0256 | 11.5146 | 11.75 | 11.7409 | 12.0045 | 11.5073 | 4676.5879 | 9487.5331 | 13878.1118 | 17280.5379 | 21874.9103 | 26153.6167 | 30066.4492 | 30766.8525 | 34326.0701 | 36714.2906 | 36709.0593 | 34991.9073 | 39153.5045 | 40873.6223 | 40302.0992 | 38326.2391 | 39600.7106 | 40116.0721 | 40403.2551 | 38686.3431 | 39477.1096 | 39446.544 | 40332.0994 | 38661.8611 | 772305.3871 | 4676.5879 | 14164.1211 | 28042.2328 | 45322.7708 | 67197.6811 | 93351.2978 | 123417.7471 | 154184.5996 | 188510.6697 | 225224.9604 | 261934.0197 | 296925.927 | 336079.4314 | 376953.0537 | 417255.153 | 455581.392 | 495182.1027 | 535298.1747 | 575701.4299 | 614387.773 | 653864.8826 | 693311.4266 | 733643.526 | 772305.3871 | 0 | 0 | 0 | 0 | 0 | 0 | 0 | 0 | 0 | 0 | 0 | 0 | 0 | 0 | 0 | 0 | 0 | 0 | 0 | 0 | 0 | 0 | 0 | 0 | 0 | 0 | 0 | 0 | 0 | 0 | 0 | 0 | 0 | 0 | 0 | 0 | 0 | 0 | 0 | 0 | 0 | 0 | 0 | 0 | 0 | 0 | 0 | 0 | 0 | 0 | 0 | 0 | 0 | 0 | 0 | 0 | 0 | 0 | 0 | 0 | 0 | 1.2631 | 3.8255 | 7.5738 | 12.241 | 18.1491 | 25.2128 | 33.3333 | 41.643 | 50.9139 | 60.8299 | 70.7445 | 80.1953 | 90.7701 | 101.8094 | 112.6944 | 123.0458 | 133.7413 | 144.5761 | 155.4884 | 165.937 | 176.5992 | 187.2531 | 198.1462 | 208.5882 | 325.5691 | 660.4917 | 966.1497 | 1203.0157 | 1522.8612 | 1820.731 | 2093.1299 | 2141.8897 | 2389.671 | 2555.9313 | 2555.5671 | 2436.0245 | 2725.7415 | 2845.4906 | 2805.703 | 2668.15 | 2756.8746 | 2792.7524 | 2812.7452 | 2693.2192 | 2748.2699 | 2746.142 | 2807.7915 | 2691.5149 | 53765.4263 | 0 | 0 | 0 | 0 | 0 | 0 | 0 | 0 | 0 | 0 | 0 | 0 | 0 | 0 | 0 | 0 | 0 | 0 | 0 | 0 | 0.03358% | 1.5706 | 4.7569 | 9.4177 | 15.2212 | 22.5677 | 31.3511 | 41.4486 | 51.7813 | 63.3094 | 75.6395 | 87.9678 | 99.7195 | 112.8688 | 126.5958 | 140.1309 | 153.0023 | 166.3018 | 179.7744 | 193.3434 | 206.3358 | 219.5938 | 232.8415 | 246.3866 | 259.3708
| ComEfficientPoolPumps_v2_1 | M_Input | RTF Workbook "ComEfficientPoolPumps_v2_1" | 2020 | NR and New | 2022 | 2045 | PSE | Commercial | All Commercial | Electric | Per Outdoor_Self-Priming_> 3 to ≤ 4 thp |  |  | Multi-Family/Commercial_Outdoor_Self-Priming_> 3 to ≤ 4 thp_SINGLE-SPEED to VARIABLE-SPEED |  | 3765.3896 | 7.3 | 360.7435 | 0 |  | 0 | 0 | 0 | 0 | 0 | 0 | 0 | 0 |  | 0 | 3 | 1120.7234 | Other | Pools | Pool Pump | Pool Pump | Residential-Spa Pump | 0.02701% | 38.78% | 38.78% | 0.081823 | 1.4799e-06 | 25% | 13.7% | 95% | 6.8% | 0.2% | 1288.668 | 149.702 | 143.837 | 406.194 | 0 | 0 | 0 | 184.8037 | -221.3903 |  | 0.0042044 | 0 | 0.0042044 | 01. ($9,999.000) to $0.028 | 1 | 0 | 01. ($9,999.00) to $0.22 | 1 | 1.3919 | 2.8239 | 4.1307 | 5.1434 | 6.5109 | 7.7844 | 8.949 | 9.1575 | 10.2168 | 10.9277 | 10.9261 | 10.415 | 11.6537 | 12.1656 | 11.9955 | 11.4074 | 11.7868 | 11.9402 | 12.0256 | 11.5146 | 11.75 | 11.7409 | 12.0045 | 11.5073 | 5241.2048 | 10632.9882 | 15553.653 | 19366.8631 | 24515.9262 | 29311.2122 | 33696.4513 | 34481.4162 | 38470.3475 | 41146.9042 | 41141.0413 | 39216.5729 | 43880.6108 | 45808.403 | 45167.8784 | 42953.4674 | 44381.8093 | 44959.3917 | 45281.2472 | 43357.0478 | 44243.2857 | 44209.0297 | 45201.5006 | 43329.61 | 865547.8625 | 5241.2048 | 15874.1929 | 31427.8459 | 50794.709 | 75310.6351 | 104621.8473 | 138318.2986 | 172799.7148 | 211270.0623 | 252416.9665 | 293558.0078 | 332774.5807 | 376655.1915 | 422463.5945 | 467631.473 | 510584.9404 | 554966.7497 | 599926.1414 | 645207.3886 | 688564.4364 | 732807.7221 | 777016.7518 | 822218.2524 | 865547.8625 | 0 | 0 | 0 | 0 | 0 | 0 | 0 | 0 | 0 | 0 | 0 | 0 | 0 | 0 | 0 | 0 | 0 | 0 | 0 | 0 | 0 | 0 | 0 | 0 | 0 | 0 | 0 | 0 | 0 | 0 | 0 | 0 | 0 | 0 | 0 | 0 | 0 | 0 | 0 | 0 | 0 | 0 | 0 | 0 | 0 | 0 | 0 | 0 | 0 | 0 | 0 | 0 | 0 | 0 | 0 | 0 | 0 | 0 | 0 | 0 | 0 | 1.4156 | 4.2874 | 8.4882 | 13.7189 | 20.3403 | 28.2568 | 37.3577 | 46.6706 | 57.0609 | 68.1741 | 79.2857 | 89.8775 | 101.729 | 114.1012 | 126.3003 | 137.9014 | 149.8883 | 162.0312 | 174.261 | 185.971 | 197.9205 | 209.8607 | 222.069 | 233.7716 | 257.2361 | 521.8625 | 763.3665 | 950.5172 | 1203.231 | 1438.5816 | 1653.8072 | 1692.333 | 1888.108 | 2019.4722 | 2019.1845 | 1924.7324 | 2153.6414 | 2248.2566 | 2216.8199 | 2108.1376 | 2178.24 | 2206.5875 | 2222.384 | 2127.9451 | 2171.4413 | 2169.76 | 2218.4701 | 2126.5985 | 42480.714 | 0 | 0 | 0 | 0 | 0 | 0 | 0 | 0 | 0 | 0 | 0 | 0 | 0 | 0 | 0 | 0 | 0 | 0 | 0 | 0 | 0.03358% | 1.7602 | 5.3312 | 10.5547 | 17.0589 | 25.2923 | 35.1362 | 46.4528 | 58.033 | 70.9529 | 84.7716 | 98.5884 | 111.7589 | 126.4958 | 141.8801 | 157.0492 | 171.4747 | 186.3799 | 201.479 | 216.6863 | 231.2473 | 246.1059 | 260.9531 | 276.1335 | 290.6853
| ComEfficientPoolPumps_v2_1 | M_Input | RTF Workbook "ComEfficientPoolPumps_v2_1" | 2020 | NR and New | 2022 | 2045 | PSE | Commercial | All Commercial | Electric | Per Outdoor_Self-Priming_> 0 to ≤ 1 thp |  |  | Multi-Family/Commercial_Outdoor_Self-Priming_> 0 to ≤ 1 thp_DUAL-SPEED to VARIABLE-SPEED |  | 1480.4975 | 7.3 | 165.7855 | 0 |  | 0 | 0 | 0 | 0 | 0 | 0 | 0 | 0 |  | 1480.4975 | 3 | 686.565 | Other | Pools | Pool Pump | Pool Pump | Residential-Spa Pump | 0.02701% | 38.78% | 38.78% | 0.081823 | 1.4799e-06 | 25% | 13.7% | 95% | 6.8% | 0.2% | 506.6859 | 58.8607 | 56.5547 | 186.673 | 0 | 0 | 0 | 104.4148 | -82.2582 |  | 0.0060416 | 0 | 0.0060416 | 01. ($9,999.000) to $0.028 | 1 | 0 | 01. ($9,999.00) to $0.22 | 1 | 1.3919 | 2.8239 | 4.1307 | 5.1434 | 6.5109 | 7.7844 | 8.949 | 9.1575 | 10.2168 | 10.9277 | 10.9261 | 10.415 | 11.6537 | 12.1656 | 11.9955 | 11.4074 | 11.7868 | 11.9402 | 12.0256 | 11.5146 | 11.75 | 11.7409 | 12.0045 | 11.5073 | 2060.7669 | 4180.7392 | 6115.4743 | 7614.7741 | 9639.3122 | 11524.7502 | 13248.9637 | 13557.6006 | 15125.9915 | 16178.3754 | 16176.0702 | 15419.3967 | 17253.2298 | 18011.2102 | 17759.3651 | 16888.6903 | 17450.2939 | 17677.3911 | 17803.94 | 17047.3723 | 17395.8284 | 17382.3595 | 17772.5848 | 17036.5842 | 340321.0648 | 2060.7669 | 6241.5061 | 12356.9804 | 19971.7545 | 29611.0668 | 41135.817 | 54384.7807 | 67942.3813 | 83068.3728 | 99246.7482 | 115422.8184 | 130842.2152 | 148095.445 | 166106.6552 | 183866.0203 | 200754.7105 | 218205.0045 | 235882.3955 | 253686.3356 | 270733.7079 | 288129.5363 | 305511.8958 | 323284.4806 | 340321.0648 | 0 | 0 | 0 | 0 | 0 | 0 | 0 | 0 | 0 | 0 | 0 | 0 | 0 | 0 | 0 | 0 | 0 | 0 | 0 | 0 | 0 | 0 | 0 | 0 | 0 | 0 | 0 | 0 | 0 | 0 | 0 | 0 | 0 | 0 | 0 | 0 | 0 | 0 | 0 | 0 | 0 | 0 | 0 | 0 | 0 | 0 | 0 | 0 | 0 | 0 | 0 | 0 | 0 | 0 | 0 | 0 | 0 | 0 | 0 | 0 | 0 | 0.55658 | 1.6857 | 3.3374 | 5.3941 | 7.9975 | 11.1102 | 14.6885 | 18.3502 | 22.4355 | 26.8051 | 31.174 | 35.3385 | 39.9984 | 44.8629 | 49.6595 | 54.2209 | 58.9339 | 63.7083 | 68.5169 | 73.1212 | 77.8195 | 82.5142 | 87.3143 | 91.9157 | 145.3393 | 294.8542 | 431.3049 | 537.0457 | 679.8299 | 812.8038 | 934.4071 | 956.1743 | 1066.7879 | 1141.0091 | 1140.8466 | 1087.4808 | 1216.8152 | 1270.2731 | 1252.5113 | 1191.1054 | 1230.7135 | 1246.7299 | 1255.655 | 1202.2967 | 1226.8722 | 1225.9223 | 1253.4436 | 1201.5359 | 24001.7578 | 0 | 0 | 0 | 0 | 0 | 0 | 0 | 0 | 0 | 0 | 0 | 0 | 0 | 0 | 0 | 0 | 0 | 0 | 0 | 0 | 0.03358% | 0.69209 | 2.0961 | 4.15 | 6.7073 | 9.9446 | 13.815 | 18.2646 | 22.8178 | 27.8977 | 33.331 | 38.7636 | 43.942 | 49.7363 | 55.7852 | 61.7495 | 67.4214 | 73.2819 | 79.2187 | 85.1979 | 90.9231 | 96.7653 | 102.603 | 108.5718 | 114.2933
| ComEfficientPoolPumps_v2_1 | M_Input | RTF Workbook "ComEfficientPoolPumps_v2_1" | 2020 | NR and New | 2022 | 2045 | PSE | Commercial | All Commercial | Electric | Per Outdoor_Self-Priming_> 1 to ≤ 2 thp |  |  | Multi-Family/Commercial_Outdoor_Self-Priming_> 1 to ≤ 2 thp_DUAL-SPEED to VARIABLE-SPEED |  | 2492.1457 | 7.3 | 123.6628 | 0 |  | 0 | 0 | 0 | 0 | 0 | 0 | 0 | 0 |  | 0 | 3 | 865.6584 | Other | Pools | Pool Pump | Pool Pump | Residential-Spa Pump | 0.02701% | 38.78% | 38.78% | 0.081823 | 1.4799e-06 | 25% | 13.7% | 95% | 6.8% | 0.2% | 852.9126 | 99.0812 | 95.1994 | 139.2433 | 0 | 0 | 0 | -30.3047 | -169.548 |  | -0.0010417 | 0 | -0.0010417 | 01. ($9,999.000) to $0.028 | 1 | 0 | 01. ($9,999.00) to $0.22 | 1 | 1.3919 | 2.8239 | 4.1307 | 5.1434 | 6.5109 | 7.7844 | 8.949 | 9.1575 | 10.2168 | 10.9277 | 10.9261 | 10.415 | 11.6537 | 12.1656 | 11.9955 | 11.4074 | 11.7868 | 11.9402 | 12.0256 | 11.5146 | 11.75 | 11.7409 | 12.0045 | 11.5073 | 3468.9228 | 7037.5069 | 10294.2783 | 12818.0743 | 16226.0125 | 19399.8013 | 22302.198 | 22821.7317 | 25461.8298 | 27233.3249 | 27229.4445 | 25955.7236 | 29042.645 | 30318.5658 | 29894.6308 | 28429.0096 | 29374.3662 | 29756.6426 | 29969.6645 | 28696.1217 | 29282.6835 | 29260.011 | 29916.8838 | 28677.9618 | 572868.0346 | 3468.9228 | 10506.4296 | 20800.708 | 33618.7822 | 49844.7947 | 69244.596 | 91546.794 | 114368.5257 | 139830.3556 | 167063.6804 | 194293.1249 | 220248.8485 | 249291.4935 | 279610.0592 | 309504.69 | 337933.6996 | 367308.0658 | 397064.7084 | 427034.3729 | 455730.4945 | 485013.178 | 514273.189 | 544190.0728 | 572868.0346 | 0 | 0 | 0 | 0 | 0 | 0 | 0 | 0 | 0 | 0 | 0 | 0 | 0 | 0 | 0 | 0 | 0 | 0 | 0 | 0 | 0 | 0 | 0 | 0 | 0 | 0 | 0 | 0 | 0 | 0 | 0 | 0 | 0 | 0 | 0 | 0 | 0 | 0 | 0 | 0 | 0 | 0 | 0 | 0 | 0 | 0 | 0 | 0 | 0 | 0 | 0 | 0 | 0 | 0 | 0 | 0 | 0 | 0 | 0 | 0 | 0 | 0.9369 | 2.8376 | 5.618 | 9.0799 | 13.4623 | 18.7019 | 24.7254 | 30.8892 | 37.7661 | 45.1214 | 52.4757 | 59.4859 | 67.3299 | 75.5185 | 83.5926 | 91.2709 | 99.2045 | 107.2413 | 115.3357 | 123.0861 | 130.9949 | 138.8976 | 146.9777 | 154.7232 | 0 | 0 | 0 | 0 | 0 | 0 | 0 | 0 | 0 | 0 | 0 | 0 | 0 | 0 | 0 | 0 | 0 | 0 | 0 | 0 | 0 | 0 | 0 | 0 | 0 | 0 | 0 | 0 | 0 | 0 | 0 | 0 | 0 | 0 | 0 | 0 | 0 | 0 | 0 | 0 | 0 | 0 | 0 | 0 | 0 | 0.03358% | 1.165 | 3.5285 | 6.9857 | 11.2905 | 16.7399 | 23.2551 | 30.745 | 38.4095 | 46.9606 | 56.1066 | 65.2513 | 73.9683 | 83.722 | 93.9042 | 103.944 | 113.4916 | 123.3566 | 133.3501 | 143.4151 | 153.0524 | 162.8867 | 172.7134 | 182.7606 | 192.3918
| ComEfficientPoolPumps_v2_1 | M_Input | RTF Workbook "ComEfficientPoolPumps_v2_1" | 2020 | NR and New | 2022 | 2045 | PSE | Commercial | All Commercial | Electric | Per Outdoor_Self-Priming_> 2 to ≤ 3 thp |  |  | Multi-Family/Commercial_Outdoor_Self-Priming_> 2 to ≤ 3 thp_DUAL-SPEED to VARIABLE-SPEED |  | 2676.9088 | 7.3 | 68.4604 | 0 |  | 0 | 0 | 0 | 0 | 0 | 0 | 0 | 0 |  | 0 | 3 | 993.1909 | Other | Pools | Pool Pump | Pool Pump | Residential-Spa Pump | 0.02701% | 38.78% | 38.78% | 0.081823 | 1.4799e-06 | 25% | 13.7% | 95% | 6.8% | 0.2% | 916.146 | 106.4269 | 102.2573 | 77.0858 | 0 | 0 | 0 | -117.9063 | -194.9921 |  | -0.0037731 | 0 | -0.0037731 | 01. ($9,999.000) to $0.028 | 1 | 0 | 01. ($9,999.00) to $0.22 | 1 | 1.3919 | 2.8239 | 4.1307 | 5.1434 | 6.5109 | 7.7844 | 8.949 | 9.1575 | 10.2168 | 10.9277 | 10.9261 | 10.415 | 11.6537 | 12.1656 | 11.9955 | 11.4074 | 11.7868 | 11.9402 | 12.0256 | 11.5146 | 11.75 | 11.7409 | 12.0045 | 11.5073 | 3726.1024 | 7559.2548 | 11057.4774 | 13768.3829 | 17428.9795 | 20838.0672 | 23955.6424 | 24513.6934 | 27349.5235 | 29252.354 | 29248.1859 | 27880.0337 | 31195.8138 | 32566.329 | 32110.9643 | 30536.6846 | 31552.1282 | 31962.7459 | 32191.5609 | 30823.5999 | 31453.6483 | 31429.2949 | 32134.8671 | 30804.0937 | 615339.4276 | 3726.1024 | 11285.3572 | 22342.8346 | 36111.2175 | 53540.1971 | 74378.2643 | 98333.9066 | 122847.6 | 150197.1235 | 179449.4775 | 208697.6634 | 236577.6971 | 267773.5109 | 300339.8399 | 332450.8042 | 362987.4888 | 394539.617 | 426502.3629 | 458693.9237 | 489517.5236 | 520971.1719 | 552400.4669 | 584535.334 | 615339.4276 | 0 | 0 | 0 | 0 | 0 | 0 | 0 | 0 | 0 | 0 | 0 | 0 | 0 | 0 | 0 | 0 | 0 | 0 | 0 | 0 | 0 | 0 | 0 | 0 | 0 | 0 | 0 | 0 | 0 | 0 | 0 | 0 | 0 | 0 | 0 | 0 | 0 | 0 | 0 | 0 | 0 | 0 | 0 | 0 | 0 | 0 | 0 | 0 | 0 | 0 | 0 | 0 | 0 | 0 | 0 | 0 | 0 | 0 | 0 | 0 | 0 | 1.0064 | 3.048 | 6.0345 | 9.7531 | 14.4604 | 20.0885 | 26.5585 | 33.1793 | 40.566 | 48.4666 | 56.3661 | 63.8961 | 72.3217 | 81.1173 | 89.79 | 98.0375 | 106.5593 | 115.192 | 123.8864 | 132.2114 | 140.7066 | 149.1952 | 157.8743 | 166.1941 | 0 | 0 | 0 | 0 | 0 | 0 | 0 | 0 | 0 | 0 | 0 | 0 | 0 | 0 | 0 | 0 | 0 | 0 | 0 | 0 | 0 | 0 | 0 | 0 | 0 | 0 | 0 | 0 | 0 | 0 | 0 | 0 | 0 | 0 | 0 | 0 | 0 | 0 | 0 | 0 | 0 | 0 | 0 | 0 | 0 | 0.03358% | 1.2514 | 3.7901 | 7.5036 | 12.1276 | 17.9809 | 24.9792 | 33.0244 | 41.2571 | 50.4422 | 60.2663 | 70.089 | 79.4522 | 89.929 | 100.866 | 111.6502 | 121.9056 | 132.5021 | 143.2364 | 154.0476 | 164.3994 | 174.9628 | 185.518 | 196.3102 | 206.6554
| ComEfficientPoolPumps_v2_1 | M_Input | RTF Workbook "ComEfficientPoolPumps_v2_1" | 2020 | NR and New | 2022 | 2045 | PSE | Commercial | All Commercial | Electric | Per Outdoor_Self-Priming_> 3 to ≤ 4 thp |  |  | Multi-Family/Commercial_Outdoor_Self-Priming_> 3 to ≤ 4 thp_DUAL-SPEED to VARIABLE-SPEED |  | 3394.5831 | 7.3 | 13.2579 | 0 |  | 0 | 0 | 0 | 0 | 0 | 0 | 0 | 0 |  | 0 | 3 | 1120.7234 | Other | Pools | Pool Pump | Pool Pump | Residential-Spa Pump | 0.02701% | 38.78% | 38.78% | 0.081823 | 1.4799e-06 | 25% | 13.7% | 95% | 6.8% | 0.2% | 1161.7631 | 134.9597 | 129.6723 | 14.9283 | 0 | 0 | 0 | -247.0521 | -261.9804 |  | -0.0062345 | 0 | -0.0062345 | 01. ($9,999.000) to $0.028 | 1 | 0 | 01. ($9,999.00) to $0.22 | 1 | 1.3919 | 2.8239 | 4.1307 | 5.1434 | 6.5109 | 7.7844 | 8.949 | 9.1575 | 10.2168 | 10.9277 | 10.9261 | 10.415 | 11.6537 | 12.1656 | 11.9955 | 11.4074 | 11.7868 | 11.9402 | 12.0256 | 11.5146 | 11.75 | 11.7409 | 12.0045 | 11.5073 | 4725.0636 | 9585.8771 | 14021.9667 | 17459.661 | 22101.6568 | 26424.7146 | 30378.1059 | 31085.7693 | 34681.8803 | 37094.8561 | 37089.5706 | 35354.6192 | 39559.3539 | 41297.3018 | 40719.8545 | 38723.5134 | 40011.1956 | 40531.899 | 40822.0589 | 39087.3501 | 39886.3134 | 39855.4309 | 40750.1656 | 39062.6143 | 780310.7925 | 4725.0636 | 14310.9406 | 28332.9073 | 45792.5683 | 67894.2251 | 94318.9396 | 124697.0455 | 155782.8148 | 190464.6951 | 227559.5512 | 264649.1218 | 300003.741 | 339563.0949 | 380860.3967 | 421580.2512 | 460303.7645 | 500314.9601 | 540846.8591 | 581668.9181 | 620756.2682 | 660642.5816 | 700498.0125 | 741248.1781 | 780310.7925 | 0 | 0 | 0 | 0 | 0 | 0 | 0 | 0 | 0 | 0 | 0 | 0 | 0 | 0 | 0 | 0 | 0 | 0 | 0 | 0 | 0 | 0 | 0 | 0 | 0 | 0 | 0 | 0 | 0 | 0 | 0 | 0 | 0 | 0 | 0 | 0 | 0 | 0 | 0 | 0 | 0 | 0 | 0 | 0 | 0 | 0 | 0 | 0 | 0 | 0 | 0 | 0 | 0 | 0 | 0 | 0 | 0 | 0 | 0 | 0 | 0 | 1.2762 | 3.8652 | 7.6523 | 12.3679 | 18.3372 | 25.4741 | 33.6788 | 42.0746 | 51.4417 | 61.4605 | 71.4778 | 81.0266 | 91.711 | 102.8647 | 113.8626 | 124.3212 | 135.1277 | 146.0747 | 157.1002 | 167.6571 | 178.4298 | 189.1941 | 200.2001 | 210.7504 | 0 | 0 | 0 | 0 | 0 | 0 | 0 | 0 | 0 | 0 | 0 | 0 | 0 | 0 | 0 | 0 | 0 | 0 | 0 | 0 | 0 | 0 | 0 | 0 | 0 | 0 | 0 | 0 | 0 | 0 | 0 | 0 | 0 | 0 | 0 | 0 | 0 | 0 | 0 | 0 | 0 | 0 | 0 | 0 | 0 | 0.03358% | 1.5869 | 4.8062 | 9.5153 | 15.379 | 22.8016 | 31.676 | 41.8782 | 52.3181 | 63.9656 | 76.4235 | 88.8797 | 100.7532 | 114.0388 | 127.908 | 141.5834 | 154.5883 | 168.0256 | 181.6379 | 195.3475 | 208.4746 | 221.87 | 235.2551 | 248.9406 | 262.0594
| ComEfficientPoolPumps_v2_1 | M_Input | RTF Workbook "ComEfficientPoolPumps_v2_1" | 2020 | NR and New | 2022 | 2045 | PSE | Commercial | All Commercial | Electric | Per Indoor_Self-Priming_> 0 to ≤ 1 thp |  |  | Multi-Family/Commercial_Indoor_Self-Priming_> 0 to ≤ 1 thp_SINGLE-SPEED to VARIABLE-SPEED |  | 3910.4725 | 7.3 | 414.9372 | 0 |  | 0 | 0 | 0 | 0 | 0 | 0 | 0 | 0 |  | 844.3593 | 3 | 491.4307 | Other | Pools | Pool Pump | Pool Pump | Residential-Spa Pump | 0.02701% | 38.78% | 38.78% | 0.21126 | 3.8211e-06 | 25% | 13.7% | 95% | 6.8% | 0.2% | 1338.3212 | 155.4701 | 149.3791 | 467.2157 | 0 | 0 | 0 | 245.3539 | -221.8618 |  | 0.0053748 | 0 | 0.0053748 | 01. ($9,999.000) to $0.028 | 1 | 0 | 01. ($9,999.00) to $0.22 | 1 | 3.5939 | 7.291 | 10.6651 | 13.2798 | 16.8105 | 20.0986 | 23.1056 | 23.6438 | 26.379 | 28.2144 | 28.2103 | 26.8907 | 30.0889 | 31.4107 | 30.9715 | 29.4531 | 30.4325 | 30.8286 | 31.0493 | 29.7298 | 30.3375 | 30.3141 | 30.9946 | 29.711 | 14053.7867 | 28511.3354 | 41705.6251 | 51930.3813 | 65737.099 | 78595.1974 | 90353.7944 | 92458.6022 | 103154.5382 | 110331.4676 | 110315.7468 | 105155.4699 | 117661.639 | 122830.8285 | 121113.3234 | 115175.5932 | 119005.5547 | 120554.2863 | 121417.3108 | 116257.7552 | 118634.1168 | 118542.2628 | 121203.4781 | 116184.1834 | 2320883.3762 | 14053.7867 | 42565.1221 | 84270.7472 | 136201.1285 | 201938.2275 | 280533.4248 | 370887.2193 | 463345.8215 | 566500.3597 | 676831.8273 | 787147.5741 | 892303.044 | 1009964.683 | 1132795.5115 | 1253908.8349 | 1369084.4282 | 1488089.9828 | 1608644.2691 | 1730061.5799 | 1846319.3351 | 1964953.4519 | 2083495.7147 | 2204699.1928 | 2320883.3762 | 0 | 0 | 0 | 0 | 0 | 0 | 0 | 0 | 0 | 0 | 0 | 0 | 0 | 0 | 0 | 0 | 0 | 0 | 0 | 0 | 0 | 0 | 0 | 0 | 0 | 0 | 0 | 0 | 0 | 0 | 0 | 0 | 0 | 0 | 0 | 0 | 0 | 0 | 0 | 0 | 0 | 0 | 0 | 0 | 0 | 0 | 0 | 0 | 0 | 0 | 0 | 0 | 0 | 0 | 0 | 0 | 0 | 0 | 0 | 0 | 0 | 3.7957 | 11.4962 | 22.7603 | 36.7859 | 54.5405 | 75.7679 | 100.1711 | 125.1428 | 153.0034 | 182.8022 | 212.5969 | 240.9978 | 272.7765 | 305.9513 | 338.6622 | 369.7694 | 401.911 | 434.471 | 467.264 | 498.6635 | 530.7048 | 562.7213 | 595.4566 | 626.8362 | 881.7736 | 1788.8803 | 2616.7267 | 3258.2563 | 4124.5281 | 4931.2809 | 5669.0479 | 5801.1094 | 6472.2021 | 6922.5026 | 6921.5163 | 6597.7462 | 7382.4179 | 7706.7472 | 7598.9862 | 7226.4365 | 7466.7389 | 7563.9107 | 7618.0592 | 7294.3344 | 7443.4339 | 7437.6707 | 7604.6427 | 7289.7183 | 145618.6672 | 0 | 0 | 0 | 0 | 0 | 0 | 0 | 0 | 0 | 0 | 0 | 0 | 0 | 0 | 0 | 0 | 0 | 0 | 0 | 0 | 0.03358% | 4.7198 | 14.2951 | 28.3015 | 45.7417 | 67.8189 | 94.2143 | 124.5587 | 155.6099 | 190.2533 | 227.307 | 264.3554 | 299.6708 | 339.1863 | 380.4377 | 421.1124 | 459.7929 | 499.7597 | 540.2466 | 581.0234 | 620.0674 | 659.9094 | 699.7206 | 740.4256 | 779.4448
| ComEfficientPoolPumps_v2_1 | M_Input | RTF Workbook "ComEfficientPoolPumps_v2_1" | 2020 | NR and New | 2022 | 2045 | PSE | Commercial | All Commercial | Electric | Per Indoor_Self-Priming_> 1 to ≤ 2 thp |  |  | Multi-Family/Commercial_Indoor_Self-Priming_> 1 to ≤ 2 thp_SINGLE-SPEED to VARIABLE-SPEED |  | 5597.3792 | 7.3 | 387.0934 | 0 |  | 0 | 0 | 0 | 0 | 0 | 0 | 0 | 0 |  | 0 | 3 | 865.6584 | Other | Pools | Pool Pump | Pool Pump | Residential-Spa Pump | 0.02701% | 38.78% | 38.78% | 0.21126 | 3.8211e-06 | 25% | 13.7% | 95% | 6.8% | 0.2% | 1915.6486 | 222.5371 | 213.8186 | 435.8638 | 0 | 0 | 0 | 76.9268 | -358.937 |  | 0.0011773 | 0 | 0.0011773 | 01. ($9,999.000) to $0.028 | 1 | 0 | 01. ($9,999.00) to $0.22 | 1 | 3.5939 | 7.291 | 10.6651 | 13.2798 | 16.8105 | 20.0986 | 23.1056 | 23.6438 | 26.379 | 28.2144 | 28.2103 | 26.8907 | 30.0889 | 31.4107 | 30.9715 | 29.4531 | 30.4325 | 30.8286 | 31.0493 | 29.7298 | 30.3375 | 30.3141 | 30.9946 | 29.711 | 20116.3344 | 40810.6065 | 59696.6725 | 74332.2024 | 94094.8867 | 112499.7346 | 129330.7765 | 132343.56 | 147653.528 | 157926.4541 | 157903.9516 | 150517.6252 | 168418.728 | 175817.8118 | 173359.4063 | 164860.2473 | 170342.3844 | 172559.2107 | 173794.5282 | 166409.2342 | 169810.715 | 169679.2369 | 173488.452 | 166303.925 | 3322070.2121 | 20116.3344 | 60926.9409 | 120623.6134 | 194955.8158 | 289050.7025 | 401550.4371 | 530881.2135 | 663224.7736 | 810878.3016 | 968804.7557 | 1126708.7073 | 1277226.3325 | 1445645.0605 | 1621462.8722 | 1794822.2785 | 1959682.5258 | 2130024.9102 | 2302584.1209 | 2476378.6491 | 2642787.8833 | 2812598.5983 | 2982277.8352 | 3155766.2872 | 3322070.2121 | 0 | 0 | 0 | 0 | 0 | 0 | 0 | 0 | 0 | 0 | 0 | 0 | 0 | 0 | 0 | 0 | 0 | 0 | 0 | 0 | 0 | 0 | 0 | 0 | 0 | 0 | 0 | 0 | 0 | 0 | 0 | 0 | 0 | 0 | 0 | 0 | 0 | 0 | 0 | 0 | 0 | 0 | 0 | 0 | 0 | 0 | 0 | 0 | 0 | 0 | 0 | 0 | 0 | 0 | 0 | 0 | 0 | 0 | 0 | 0 | 0 | 5.4331 | 16.4555 | 32.5787 | 52.6547 | 78.0683 | 108.4528 | 143.3831 | 179.1272 | 219.0062 | 261.6598 | 304.3073 | 344.9599 | 390.4473 | 437.9331 | 484.7549 | 529.2812 | 575.2882 | 621.8938 | 668.8332 | 713.7778 | 759.6412 | 805.469 | 852.3257 | 897.2419 | 276.4661 | 560.8751 | 820.4332 | 1021.5746 | 1293.1804 | 1546.125 | 1777.4402 | 1818.8459 | 2029.2564 | 2170.441 | 2170.1318 | 2068.6188 | 2314.6402 | 2416.3285 | 2382.5417 | 2265.7347 | 2341.0777 | 2371.5443 | 2388.5218 | 2287.023 | 2333.7708 | 2331.9638 | 2384.3152 | 2285.5757 | 45656.4259 | 0 | 0 | 0 | 0 | 0 | 0 | 0 | 0 | 0 | 0 | 0 | 0 | 0 | 0 | 0 | 0 | 0 | 0 | 0 | 0 | 0.03358% | 6.7559 | 20.4617 | 40.5102 | 65.4739 | 97.0747 | 134.8566 | 178.291 | 222.7372 | 272.3251 | 325.3631 | 378.3935 | 428.9433 | 485.505 | 544.5516 | 602.7726 | 658.1392 | 715.347 | 773.2992 | 831.6663 | 887.5531 | 944.5823 | 1001.5673 | 1059.8317 | 1115.6831
| ComEfficientPoolPumps_v2_1 | M_Input | RTF Workbook "ComEfficientPoolPumps_v2_1" | 2020 | NR and New | 2022 | 2045 | PSE | Commercial | All Commercial | Electric | Per Indoor_Self-Priming_> 2 to ≤ 3 thp |  |  | Multi-Family/Commercial_Indoor_Self-Priming_> 2 to ≤ 3 thp_SINGLE-SPEED to VARIABLE-SPEED |  | 8063.4174 | 7.3 | 373.9184 | 0 |  | 0 | 0 | 0 | 0 | 0 | 0 | 0 | 0 |  | 0 | 3 | 993.1909 | Other | Pools | Pool Pump | Pool Pump | Residential-Spa Pump | 0.02701% | 38.78% | 38.78% | 0.21126 | 3.8211e-06 | 25% | 13.7% | 95% | 6.8% | 0.2% | 2759.6262 | 320.5803 | 308.0206 | 421.0289 | 0 | 0 | 0 | -132.7884 | -553.8173 |  | -0.0014107 | 0 | -0.0014107 | 01. ($9,999.000) to $0.028 | 1 | 0 | 01. ($9,999.00) to $0.22 | 1 | 3.5939 | 7.291 | 10.6651 | 13.2798 | 16.8105 | 20.0986 | 23.1056 | 23.6438 | 26.379 | 28.2144 | 28.2103 | 26.8907 | 30.0889 | 31.4107 | 30.9715 | 29.4531 | 30.4325 | 30.8286 | 31.0493 | 29.7298 | 30.3375 | 30.3141 | 30.9946 | 29.711 | 28978.9909 | 58790.5414 | 85997.2442 | 107080.7517 | 135550.2847 | 162063.7593 | 186310.0556 | 190650.1817 | 212705.2646 | 227504.1351 | 227471.7188 | 216831.1975 | 242618.9917 | 253277.8909 | 249736.3854 | 237492.7507 | 245390.1537 | 248583.6475 | 250363.209 | 239724.175 | 244624.2466 | 244434.8432 | 249922.2848 | 239572.4696 | 4785675.1737 | 28978.9909 | 87769.5322 | 173766.7765 | 280847.5282 | 416397.8129 | 578461.5722 | 764771.6278 | 955421.8095 | 1168127.0741 | 1395631.2092 | 1623102.928 | 1839934.1255 | 2082553.1172 | 2335831.0081 | 2585567.3935 | 2823060.1442 | 3068450.2979 | 3317033.9454 | 3567397.1544 | 3807121.3294 | 4051745.5761 | 4296180.4193 | 4546102.704 | 4785675.1737 | 0 | 0 | 0 | 0 | 0 | 0 | 0 | 0 | 0 | 0 | 0 | 0 | 0 | 0 | 0 | 0 | 0 | 0 | 0 | 0 | 0 | 0 | 0 | 0 | 0 | 0 | 0 | 0 | 0 | 0 | 0 | 0 | 0 | 0 | 0 | 0 | 0 | 0 | 0 | 0 | 0 | 0 | 0 | 0 | 0 | 0 | 0 | 0 | 0 | 0 | 0 | 0 | 0 | 0 | 0 | 0 | 0 | 0 | 0 | 0 | 0 | 7.8268 | 23.7052 | 46.9318 | 75.8528 | 112.4629 | 156.2339 | 206.5535 | 258.0453 | 315.4938 | 376.9393 | 438.376 | 496.9389 | 562.4667 | 630.8733 | 698.3234 | 762.4667 | 828.7429 | 895.8817 | 963.5011 | 1028.247 | 1094.3164 | 1160.3347 | 1227.835 | 1292.5399 | 0 | 0 | 0 | 0 | 0 | 0 | 0 | 0 | 0 | 0 | 0 | 0 | 0 | 0 | 0 | 0 | 0 | 0 | 0 | 0 | 0 | 0 | 0 | 0 | 0 | 0 | 0 | 0 | 0 | 0 | 0 | 0 | 0 | 0 | 0 | 0 | 0 | 0 | 0 | 0 | 0 | 0 | 0 | 0 | 0 | 0.03358% | 9.7323 | 29.4765 | 58.3578 | 94.3198 | 139.8429 | 194.2704 | 256.8407 | 320.8686 | 392.3035 | 468.7084 | 545.1024 | 617.923 | 699.4041 | 784.4648 | 868.3362 | 948.0957 | 1030.5075 | 1113.9917 | 1198.0737 | 1278.5826 | 1360.7371 | 1442.828 | 1526.7618 | 1607.2198
| ComEfficientPoolPumps_v2_1 | M_Input | RTF Workbook "ComEfficientPoolPumps_v2_1" | 2020 | NR and New | 2022 | 2045 | PSE | Commercial | All Commercial | Electric | Per Indoor_Self-Priming_> 3 to ≤ 4 thp |  |  | Multi-Family/Commercial_Indoor_Self-Priming_> 3 to ≤ 4 thp_SINGLE-SPEED to VARIABLE-SPEED |  | 9036.9351 | 7.3 | 360.7435 | 0 |  | 0 | 0 | 0 | 0 | 0 | 0 | 0 | 0 |  | 0 | 3 | 1120.7234 | Other | Pools | Pool Pump | Pool Pump | Residential-Spa Pump | 0.02701% | 38.78% | 38.78% | 0.21126 | 3.8211e-06 | 25% | 13.7% | 95% | 6.8% | 0.2% | 3092.8031 | 359.2848 | 345.2088 | 406.194 | 0 | 0 | 0 | -226.1509 | -632.3449 |  | -0.0021438 | 0 | -0.0021438 | 01. ($9,999.000) to $0.028 | 1 | 0 | 01. ($9,999.00) to $0.22 | 1 | 3.5939 | 7.291 | 10.6651 | 13.2798 | 16.8105 | 20.0986 | 23.1056 | 23.6438 | 26.379 | 28.2144 | 28.2103 | 26.8907 | 30.0889 | 31.4107 | 30.9715 | 29.4531 | 30.4325 | 30.8286 | 31.0493 | 29.7298 | 30.3375 | 30.3141 | 30.9946 | 29.711 | 32477.7012 | 65888.4792 | 96379.9193 | 120008.8945 | 151915.6297 | 181630.1463 | 208803.7622 | 213667.8832 | 238385.7347 | 254971.3121 | 254934.982 | 243009.8024 | 271911.0253 | 283856.8017 | 279887.7208 | 266165.8797 | 275016.7571 | 278595.8098 | 280590.2225 | 268666.7097 | 274158.38 | 273946.1094 | 280096.0643 | 268496.6886 | 5363462.4155 | 32477.7012 | 98366.1804 | 194746.0997 | 314754.9943 | 466670.624 | 648300.7702 | 857104.5324 | 1070772.4157 | 1309158.1503 | 1564129.4624 | 1819064.4444 | 2062074.2468 | 2333985.2721 | 2617842.0738 | 2897729.7945 | 3163895.6742 | 3438912.4313 | 3717508.2411 | 3998098.4636 | 4266765.1733 | 4540923.5533 | 4814869.6627 | 5094965.727 | 5363462.4155 | 0 | 0 | 0 | 0 | 0 | 0 | 0 | 0 | 0 | 0 | 0 | 0 | 0 | 0 | 0 | 0 | 0 | 0 | 0 | 0 | 0 | 0 | 0 | 0 | 0 | 0 | 0 | 0 | 0 | 0 | 0 | 0 | 0 | 0 | 0 | 0 | 0 | 0 | 0 | 0 | 0 | 0 | 0 | 0 | 0 | 0 | 0 | 0 | 0 | 0 | 0 | 0 | 0 | 0 | 0 | 0 | 0 | 0 | 0 | 0 | 0 | 8.7717 | 26.5672 | 52.598 | 85.0107 | 126.0408 | 175.0964 | 231.4912 | 289.1998 | 353.5842 | 422.4482 | 491.3023 | 556.9357 | 630.3748 | 707.0403 | 782.6339 | 854.5213 | 928.7993 | 1004.0439 | 1079.8271 | 1152.39 | 1226.4361 | 1300.4249 | 1376.0747 | 1448.5917 | 0 | 0 | 0 | 0 | 0 | 0 | 0 | 0 | 0 | 0 | 0 | 0 | 0 | 0 | 0 | 0 | 0 | 0 | 0 | 0 | 0 | 0 | 0 | 0 | 0 | 0 | 0 | 0 | 0 | 0 | 0 | 0 | 0 | 0 | 0 | 0 | 0 | 0 | 0 | 0 | 0 | 0 | 0 | 0 | 0 | 0.03358% | 10.9073 | 33.0353 | 65.4035 | 105.7072 | 156.7265 | 217.7251 | 287.8497 | 359.6079 | 439.6673 | 525.2968 | 610.9141 | 692.5264 | 783.845 | 879.1753 | 973.1728 | 1062.5618 | 1154.9234 | 1248.4869 | 1342.7203 | 1432.9492 | 1525.0225 | 1617.0245 | 1711.0919 | 1801.2637
| ComEfficientPoolPumps_v2_1 | M_Input | RTF Workbook "ComEfficientPoolPumps_v2_1" | 2020 | NR and New | 2022 | 2045 | PSE | Commercial | All Commercial | Electric | Per Indoor_Self-Priming_> 0 to ≤ 1 thp |  |  | Multi-Family/Commercial_Indoor_Self-Priming_> 0 to ≤ 1 thp_DUAL-SPEED to VARIABLE-SPEED |  | 3553.1939 | 7.3 | 165.7855 | 0 |  | 0 | 0 | 0 | 0 | 0 | 0 | 0 | 0 |  | 3553.1939 | 3 | 686.565 | Other | Pools | Pool Pump | Pool Pump | Residential-Spa Pump | 0.02701% | 38.78% | 38.78% | 0.21126 | 3.8211e-06 | 25% | 13.7% | 95% | 6.8% | 0.2% | 1216.046 | 141.2657 | 135.7312 | 186.673 | 0 | 0 | 0 | -57.1667 | -243.8397 |  | -0.0013782 | 0 | -0.0013782 | 01. ($9,999.000) to $0.028 | 1 | 0 | 01. ($9,999.00) to $0.22 | 1 | 3.5939 | 7.291 | 10.6651 | 13.2798 | 16.8105 | 20.0986 | 23.1056 | 23.6438 | 26.379 | 28.2144 | 28.2103 | 26.8907 | 30.0889 | 31.4107 | 30.9715 | 29.4531 | 30.4325 | 30.8286 | 31.0493 | 29.7298 | 30.3375 | 30.3141 | 30.9946 | 29.711 | 12769.7685 | 25906.4095 | 37895.2086 | 47185.7843 | 59731.0572 | 71414.3809 | 82098.6589 | 84011.1618 | 93729.8682 | 100251.0805 | 100236.796 | 95547.9856 | 106911.5339 | 111608.4427 | 110047.8567 | 104652.6247 | 108132.6633 | 109539.8958 | 110324.0704 | 105635.9153 | 107795.1617 | 107711.6999 | 110129.7744 | 105569.0655 | 2108836.8643 | 12769.7685 | 38676.1781 | 76571.3866 | 123757.171 | 183488.2281 | 254902.6091 | 337001.2679 | 421012.4297 | 514742.2979 | 614993.3784 | 715230.1744 | 810778.16 | 917689.6939 | 1029298.1366 | 1139345.9933 | 1243998.618 | 1352131.2813 | 1461671.1771 | 1571995.2474 | 1677631.1628 | 1785426.3245 | 1893138.0244 | 2003267.7988 | 2108836.8643 | 0 | 0 | 0 | 0 | 0 | 0 | 0 | 0 | 0 | 0 | 0 | 0 | 0 | 0 | 0 | 0 | 0 | 0 | 0 | 0 | 0 | 0 | 0 | 0 | 0 | 0 | 0 | 0 | 0 | 0 | 0 | 0 | 0 | 0 | 0 | 0 | 0 | 0 | 0 | 0 | 0 | 0 | 0 | 0 | 0 | 0 | 0 | 0 | 0 | 0 | 0 | 0 | 0 | 0 | 0 | 0 | 0 | 0 | 0 | 0 | 0 | 3.4489 | 10.4459 | 20.6808 | 33.425 | 49.5575 | 68.8454 | 91.019 | 113.7092 | 139.0243 | 166.1006 | 193.1731 | 218.9792 | 247.8544 | 277.9982 | 307.7205 | 335.9856 | 365.1906 | 394.7757 | 424.5726 | 453.1033 | 482.2172 | 511.3085 | 541.0529 | 569.5656 | 0 | 0 | 0 | 0 | 0 | 0 | 0 | 0 | 0 | 0 | 0 | 0 | 0 | 0 | 0 | 0 | 0 | 0 | 0 | 0 | 0 | 0 | 0 | 0 | 0 | 0 | 0 | 0 | 0 | 0 | 0 | 0 | 0 | 0 | 0 | 0 | 0 | 0 | 0 | 0 | 0 | 0 | 0 | 0 | 0 | 0.03358% | 4.2886 | 12.989 | 25.7157 | 41.5626 | 61.6226 | 85.6064 | 113.1784 | 141.3927 | 172.8709 | 206.5392 | 240.2027 | 272.2915 | 308.1966 | 345.6792 | 382.6376 | 417.7841 | 454.0994 | 490.8872 | 527.9384 | 563.4152 | 599.6171 | 635.7909 | 672.7769 | 708.2312
| ComEfficientPoolPumps_v2_1 | M_Input | RTF Workbook "ComEfficientPoolPumps_v2_1" | 2020 | NR and New | 2022 | 2045 | PSE | Commercial | All Commercial | Electric | Per Indoor_Self-Priming_> 1 to ≤ 2 thp |  |  | Multi-Family/Commercial_Indoor_Self-Priming_> 1 to ≤ 2 thp_DUAL-SPEED to VARIABLE-SPEED |  | 5981.1496 | 7.3 | 123.6628 | 0 |  | 0 | 0 | 0 | 0 | 0 | 0 | 0 | 0 |  | 0 | 3 | 865.6584 | Other | Pools | Pool Pump | Pool Pump | Residential-Spa Pump | 0.02701% | 38.78% | 38.78% | 0.21126 | 3.8211e-06 | 25% | 13.7% | 95% | 6.8% | 0.2% | 2046.9903 | 237.7948 | 228.4785 | 139.2433 | 0 | 0 | 0 | -302.2975 | -441.5407 |  | -0.0043296 | 0 | -0.0043296 | 01. ($9,999.000) to $0.028 | 1 | 0 | 01. ($9,999.00) to $0.22 | 1 | 3.5939 | 7.291 | 10.6651 | 13.2798 | 16.8105 | 20.0986 | 23.1056 | 23.6438 | 26.379 | 28.2144 | 28.2103 | 26.8907 | 30.0889 | 31.4107 | 30.9715 | 29.4531 | 30.4325 | 30.8286 | 31.0493 | 29.7298 | 30.3375 | 30.3141 | 30.9946 | 29.711 | 21495.561 | 43608.6844 | 63789.6266 | 79428.6053 | 100546.269 | 120212.9997 | 138198.0201 | 141417.3677 | 157777.0257 | 168754.2894 | 168730.2441 | 160837.4926 | 179965.94 | 187872.3236 | 185245.3636 | 176163.4809 | 182021.4871 | 184390.3046 | 185710.3186 | 177818.6703 | 181453.3651 | 181312.8726 | 185383.257 | 177706.1408 | 3549839.7097 | 21495.561 | 65104.2454 | 128893.872 | 208322.4773 | 308868.7463 | 429081.746 | 567279.7661 | 708697.1338 | 866474.1594 | 1035228.4488 | 1203958.6929 | 1364796.1855 | 1544762.1254 | 1732634.449 | 1917879.8126 | 2094043.2935 | 2276064.7807 | 2460455.0853 | 2646165.4039 | 2823984.0742 | 3005437.4393 | 3186750.3119 | 3372133.5689 | 3549839.7097 | 0 | 0 | 0 | 0 | 0 | 0 | 0 | 0 | 0 | 0 | 0 | 0 | 0 | 0 | 0 | 0 | 0 | 0 | 0 | 0 | 0 | 0 | 0 | 0 | 0 | 0 | 0 | 0 | 0 | 0 | 0 | 0 | 0 | 0 | 0 | 0 | 0 | 0 | 0 | 0 | 0 | 0 | 0 | 0 | 0 | 0 | 0 | 0 | 0 | 0 | 0 | 0 | 0 | 0 | 0 | 0 | 0 | 0 | 0 | 0 | 0 | 5.8056 | 17.5837 | 34.8123 | 56.2648 | 83.4209 | 115.8886 | 153.2139 | 191.4086 | 234.0218 | 279.5999 | 325.1714 | 368.6112 | 417.2174 | 467.9589 | 517.9909 | 565.5701 | 614.7314 | 664.5325 | 714.6901 | 762.7162 | 811.7241 | 860.694 | 910.7633 | 958.7591 | 0 | 0 | 0 | 0 | 0 | 0 | 0 | 0 | 0 | 0 | 0 | 0 | 0 | 0 | 0 | 0 | 0 | 0 | 0 | 0 | 0 | 0 | 0 | 0 | 0 | 0 | 0 | 0 | 0 | 0 | 0 | 0 | 0 | 0 | 0 | 0 | 0 | 0 | 0 | 0 | 0 | 0 | 0 | 0 | 0 | 0.03358% | 7.2191 | 21.8646 | 43.2877 | 69.963 | 103.7304 | 144.1027 | 190.5151 | 238.0086 | 290.9964 | 347.6708 | 404.3371 | 458.3528 | 518.7925 | 581.8875 | 644.1002 | 703.2629 | 764.393 | 826.3185 | 888.6874 | 948.406 | 1009.3453 | 1070.2373 | 1132.4964 | 1192.1772
| ComEfficientPoolPumps_v2_1 | M_Input | RTF Workbook "ComEfficientPoolPumps_v2_1" | 2020 | NR and New | 2022 | 2045 | PSE | Commercial | All Commercial | Electric | Per Indoor_Self-Priming_> 2 to ≤ 3 thp |  |  | Multi-Family/Commercial_Indoor_Self-Priming_> 2 to ≤ 3 thp_DUAL-SPEED to VARIABLE-SPEED |  | 6424.5811 | 7.3 | 68.4604 | 0 |  | 0 | 0 | 0 | 0 | 0 | 0 | 0 | 0 |  | 0 | 3 | 993.1909 | Other | Pools | Pool Pump | Pool Pump | Residential-Spa Pump | 0.02701% | 38.78% | 38.78% | 0.21126 | 3.8211e-06 | 25% | 13.7% | 95% | 6.8% | 0.2% | 2198.7504 | 255.4245 | 245.4175 | 77.0858 | 0 | 0 | 0 | -410.0641 | -487.1499 |  | -0.0054677 | 0 | -0.0054677 | 01. ($9,999.000) to $0.028 | 1 | 0 | 01. ($9,999.00) to $0.22 | 1 | 3.5939 | 7.291 | 10.6651 | 13.2798 | 16.8105 | 20.0986 | 23.1056 | 23.6438 | 26.379 | 28.2144 | 28.2103 | 26.8907 | 30.0889 | 31.4107 | 30.9715 | 29.4531 | 30.4325 | 30.8286 | 31.0493 | 29.7298 | 30.3375 | 30.3141 | 30.9946 | 29.711 | 23089.2027 | 46841.7529 | 68518.8734 | 85317.2975 | 108000.5863 | 129125.3726 | 148443.7697 | 151901.7938 | 169474.3271 | 181265.4251 | 181239.5972 | 172761.6914 | 193308.2871 | 201800.8356 | 198979.1176 | 189223.9207 | 195516.2288 | 198060.6661 | 199478.5435 | 191001.8227 | 194905.9872 | 194755.0788 | 199127.2342 | 190880.9505 | 3813018.3622 | 23089.2027 | 69930.9556 | 138449.829 | 223767.1265 | 331767.7128 | 460893.0854 | 609336.8551 | 761238.6489 | 930712.976 | 1111978.4011 | 1293217.9982 | 1465979.6896 | 1659287.9767 | 1861088.8123 | 2060067.9298 | 2249291.8505 | 2444808.0793 | 2642868.7453 | 2842347.2888 | 3033349.1116 | 3228255.0988 | 3423010.1776 | 3622137.4117 | 3813018.3622 | 0 | 0 | 0 | 0 | 0 | 0 | 0 | 0 | 0 | 0 | 0 | 0 | 0 | 0 | 0 | 0 | 0 | 0 | 0 | 0 | 0 | 0 | 0 | 0 | 0 | 0 | 0 | 0 | 0 | 0 | 0 | 0 | 0 | 0 | 0 | 0 | 0 | 0 | 0 | 0 | 0 | 0 | 0 | 0 | 0 | 0 | 0 | 0 | 0 | 0 | 0 | 0 | 0 | 0 | 0 | 0 | 0 | 0 | 0 | 0 | 0 | 6.2361 | 18.8873 | 37.3932 | 60.4362 | 89.6055 | 124.4804 | 164.5729 | 205.5993 | 251.3718 | 300.3289 | 349.279 | 395.9394 | 448.1491 | 502.6525 | 556.3938 | 607.5004 | 660.3064 | 713.7997 | 767.6759 | 819.2626 | 871.9039 | 924.5043 | 978.2856 | 1029.8397 | 0 | 0 | 0 | 0 | 0 | 0 | 0 | 0 | 0 | 0 | 0 | 0 | 0 | 0 | 0 | 0 | 0 | 0 | 0 | 0 | 0 | 0 | 0 | 0 | 0 | 0 | 0 | 0 | 0 | 0 | 0 | 0 | 0 | 0 | 0 | 0 | 0 | 0 | 0 | 0 | 0 | 0 | 0 | 0 | 0 | 0.03358% | 7.7543 | 23.4856 | 46.497 | 75.1499 | 111.4208 | 154.7862 | 204.6395 | 255.6542 | 312.5704 | 373.4465 | 434.314 | 492.3342 | 557.2548 | 625.0275 | 691.8526 | 755.4015 | 821.0637 | 887.5803 | 954.5731 | 1018.7191 | 1084.1763 | 1149.5828 | 1216.4576 | 1280.563
| ComEfficientPoolPumps_v2_1 | M_Input | RTF Workbook "ComEfficientPoolPumps_v2_1" | 2020 | NR and New | 2022 | 2045 | PSE | Commercial | All Commercial | Electric | Per Indoor_Self-Priming_> 3 to ≤ 4 thp |  |  | Multi-Family/Commercial_Indoor_Self-Priming_> 3 to ≤ 4 thp_DUAL-SPEED to VARIABLE-SPEED |  | 8146.9995 | 7.3 | 13.2579 | 0 |  | 0 | 0 | 0 | 0 | 0 | 0 | 0 | 0 |  | 0 | 3 | 1120.7234 | Other | Pools | Pool Pump | Pool Pump | Residential-Spa Pump | 0.02701% | 38.78% | 38.78% | 0.21126 | 3.8211e-06 | 25% | 13.7% | 95% | 6.8% | 0.2% | 2788.2313 | 323.9033 | 311.2135 | 14.9283 | 0 | 0 | 0 | -617.5369 | -632.4652 |  | -0.0064933 | 0 | -0.0064933 | 01. ($9,999.000) to $0.028 | 1 | 0 | 01. ($9,999.00) to $0.22 | 1 | 3.5939 | 7.291 | 10.6651 | 13.2798 | 16.8105 | 20.0986 | 23.1056 | 23.6438 | 26.379 | 28.2144 | 28.2103 | 26.8907 | 30.0889 | 31.4107 | 30.9715 | 29.4531 | 30.4325 | 30.8286 | 31.0493 | 29.7298 | 30.3375 | 30.3141 | 30.9946 | 29.711 | 29279.3754 | 59399.9404 | 86888.6569 | 108190.7075 | 136955.3442 | 163743.6467 | 188241.2703 | 192626.3844 | 214910.0813 | 229862.351 | 229829.5987 | 219078.782 | 245133.882 | 255903.2671 | 252325.0517 | 239954.5045 | 247933.7688 | 251160.3651 | 252958.3728 | 242209.0589 | 247159.9227 | 246968.556 | 252512.8781 | 242055.781 | 4835281.5474 | 29279.3754 | 88679.3157 | 175567.9726 | 283758.6801 | 420714.0243 | 584457.6709 | 772698.9413 | 965325.3256 | 1180235.407 | 1410097.758 | 1639927.3567 | 1859006.1387 | 2104140.0207 | 2360043.2878 | 2612368.3396 | 2852322.8441 | 3100256.6129 | 3351416.978 | 3604375.3508 | 3846584.4097 | 4093744.3323 | 4340712.8883 | 4593225.7664 | 4835281.5474 | 0 | 0 | 0 | 0 | 0 | 0 | 0 | 0 | 0 | 0 | 0 | 0 | 0 | 0 | 0 | 0 | 0 | 0 | 0 | 0 | 0 | 0 | 0 | 0 | 0 | 0 | 0 | 0 | 0 | 0 | 0 | 0 | 0 | 0 | 0 | 0 | 0 | 0 | 0 | 0 | 0 | 0 | 0 | 0 | 0 | 0 | 0 | 0 | 0 | 0 | 0 | 0 | 0 | 0 | 0 | 0 | 0 | 0 | 0 | 0 | 0 | 7.9079 | 23.951 | 47.4183 | 76.639 | 113.6286 | 157.8534 | 208.6945 | 260.7201 | 318.7641 | 380.8465 | 442.9201 | 502.09 | 568.297 | 637.4127 | 705.562 | 770.3701 | 837.3334 | 905.1681 | 973.4884 | 1038.9054 | 1105.6597 | 1172.3622 | 1240.5622 | 1305.9379 | 0 | 0 | 0 | 0 | 0 | 0 | 0 | 0 | 0 | 0 | 0 | 0 | 0 | 0 | 0 | 0 | 0 | 0 | 0 | 0 | 0 | 0 | 0 | 0 | 0 | 0 | 0 | 0 | 0 | 0 | 0 | 0 | 0 | 0 | 0 | 0 | 0 | 0 | 0 | 0 | 0 | 0 | 0 | 0 | 0 | 0.03358% | 9.8332 | 29.782 | 58.9627 | 95.2974 | 141.2925 | 196.2841 | 259.503 | 324.1946 | 396.3699 | 473.5668 | 550.7527 | 624.3281 | 706.6538 | 792.5963 | 877.337 | 957.9233 | 1041.1893 | 1125.5389 | 1210.4924 | 1291.8358 | 1374.8419 | 1457.7838 | 1542.5876 | 1623.8796
| ComEfficientPoolPumps_v2_1 | M_Input | RTF Workbook "ComEfficientPoolPumps_v2_1" | 2020 | NR and New | 2022 | 2045 | PSE | Commercial | All Commercial | Electric | Per Indoor_Pressure Cleaner Booster_> 0 to ≤ 2 thp |  |  | Multi-Family/Commercial_Indoor_Pressure Cleaner Booster_> 0 to ≤ 2 thp_Current Practice to ENERGY STAR Single-Speed |  | 106.2455 | 5.3 | 351.0851 | 0 |  | 0 | 0 | 0 | 0 | 0 | 0 | 0 | 0 |  | 0 | 0 | 0 | Other | Pools | Pool Pump | Pool Pump | Residential-Spa Pump | 0.02701% | 38.78% | 38.78% | 0.21126 | 3.8211e-06 | 100% | 18.87% | 95% | 6.8% | 0.2% | 26.6264 | 4.224 | 3.085 | 408.3906 | 0 | 0 | 0 | 471.2986 | 62.9079 |  | 0.38 | 0 | 0.38 | 13. $0.225 to $99,999.000 | 0 | 0 | 01. ($9,999.00) to $0.22 | 1 | 19.1225 | 38.6108 | 56.76 | 71.8253 | 90.5086 | 107.7129 | 122.9226 | 127.5654 | 140.4452 | 149.2873 | 150.4236 | 146.0204 | 159.4677 | 165.2349 | 163.8185 | 157.9747 | 161.6983 | 163.0878 | 163.7763 | 158.3052 | 160.5436 | 160.2584 | 162.7905 | 157.4673 | 2031.6823 | 4102.2229 | 6030.4986 | 7631.1196 | 9616.1333 | 11444.0153 | 13059.9822 | 13553.253 | 14921.6774 | 15861.1137 | 15981.8401 | 15514.0188 | 16942.7361 | 17555.4729 | 17404.9879 | 16784.11 | 17179.7262 | 17327.3471 | 17400.4966 | 16819.2211 | 17057.0425 | 17026.7434 | 17295.7615 | 16730.196 | 335271.3984 | 2031.6823 | 6133.9052 | 12164.4038 | 19795.5234 | 29411.6568 | 40855.6721 | 53915.6542 | 67468.9072 | 82390.5845 | 98251.6982 | 114233.5383 | 129747.5571 | 146690.2931 | 164245.7661 | 181650.754 | 198434.864 | 215614.5902 | 232941.9372 | 250342.4339 | 267161.655 | 284218.6975 | 301245.4409 | 318541.2024 | 335271.3984 | 0 | 0 | 0 | 0 | 0 | 0 | 0 | 0 | 0 | 0 | 0 | 0 | 0 | 0 | 0 | 0 | 0 | 0 | 0 | 0 | 0 | 0 | 0 | 0 | 0 | 0 | 0 | 0 | 0 | 0 | 0 | 0 | 0 | 0 | 0 | 0 | 0 | 0 | 0 | 0 | 0 | 0 | 0 | 0 | 0 | 0 | 0 | 0 | 0 | 0 | 0 | 0 | 0 | 0 | 0 | 0 | 0 | 0 | 0 | 0 | 0 | 0.54873 | 1.6567 | 3.2854 | 5.3465 | 7.9437 | 11.0345 | 14.5618 | 18.2224 | 22.2525 | 26.5363 | 30.8528 | 35.0429 | 39.6189 | 44.3603 | 49.0612 | 53.5943 | 58.2343 | 62.9142 | 67.6138 | 72.1564 | 76.7633 | 81.3619 | 86.0333 | 90.5518 | 9012.4155 | 18197.2041 | 26750.9142 | 33851.1688 | 42656.5653 | 50764.9354 | 57933.2631 | 60121.3816 | 66191.6265 | 70358.9071 | 70894.4419 | 68819.216 | 75156.9164 | 77874.9788 | 77207.4366 | 74453.261 | 76208.1898 | 76863.0267 | 77187.5136 | 74609.0117 | 75663.9727 | 75529.5677 | 76722.9153 | 74214.1019 | 1487242.9319 | 0 | 0 | 0 | 0 | 0 | 0 | 0 | 0 | 0 | 0 | 0 | 0 | 0 | 0 | 0 | 0 | 0 | 0 | 0 | 0 | 0.03358% | 0.68232 | 2.06 | 4.0853 | 6.6481 | 9.8776 | 13.721 | 18.107 | 22.6587 | 27.67 | 32.9968 | 38.3642 | 43.5744 | 49.2644 | 55.1603 | 61.0055 | 66.6423 | 72.4119 | 78.2312 | 84.0749 | 89.7235 | 95.4519 | 101.1702 | 106.9788 | 112.5975
| ComEfficientPoolPumps_v2_1 | M_Input | RTF Workbook "ComEfficientPoolPumps_v2_1" | 2020 | NR and New | 2022 | 2045 | PSE | Commercial | All Commercial | Electric | Per Indoor_Pressure Cleaner Booster_> 0 to ≤ 2 thp |  |  | Multi-Family/Commercial_Indoor_Pressure Cleaner Booster_> 0 to ≤ 2 thp_ENERGY STAR Single-Speed to ENERGY STAR Variable-Speed |  | 510.2305 | 5.3 | 346.4667 | 0 |  | 0 | 0 | 0 | 0 | 0 | 0 | 0 | 0 |  | 0 | 0 | 0 | Other | Pools | Pool Pump | Pool Pump | Residential-Spa Pump | 0.02701% | 38.78% | 38.78% | 0.21126 | 3.8211e-06 | 100% | 18.87% | 95% | 6.8% | 0.2% | 127.8698 | 20.2854 | 14.8155 | 403.0184 | 0 | 0 | 0 | 437.2108 | 34.1924 |  | 0.073404 | 0 | 0.073404 | 05. $0.070 to $0.077 | 1 | 0 | 01. ($9,999.00) to $0.22 | 1 | 19.1225 | 38.6108 | 56.76 | 71.8253 | 90.5086 | 107.7129 | 122.9226 | 127.5654 | 140.4452 | 149.2873 | 150.4236 | 146.0204 | 159.4677 | 165.2349 | 163.8185 | 157.9747 | 161.6983 | 163.0878 | 163.7763 | 158.3052 | 160.5436 | 160.2584 | 162.7905 | 157.4673 | 9756.8929 | 19700.3981 | 28960.694 | 36647.4705 | 46180.2436 | 54958.4117 | 62718.8847 | 65087.7543 | 71659.4365 | 76170.9586 | 76750.7316 | 74504.0801 | 81365.311 | 84307.9011 | 83585.2161 | 80603.5296 | 82503.4257 | 83212.3559 | 83563.6473 | 80772.1463 | 81914.2531 | 81768.7455 | 83060.6705 | 80344.6147 | 1610097.7735 | 9756.8929 | 29457.291 | 58417.985 | 95065.4555 | 141245.6991 | 196204.1108 | 258922.9956 | 324010.7499 | 395670.1864 | 471841.145 | 548591.8766 | 623095.9567 | 704461.2677 | 788769.1688 | 872354.3848 | 952957.9145 | 1035461.3402 | 1118673.6961 | 1202237.3434 | 1283009.4897 | 1364923.7428 | 1446692.4883 | 1529753.1588 | 1610097.7735 | 0 | 0 | 0 | 0 | 0 | 0 | 0 | 0 | 0 | 0 | 0 | 0 | 0 | 0 | 0 | 0 | 0 | 0 | 0 | 0 | 0 | 0 | 0 | 0 | 0 | 0 | 0 | 0 | 0 | 0 | 0 | 0 | 0 | 0 | 0 | 0 | 0 | 0 | 0 | 0 | 0 | 0 | 0 | 0 | 0 | 0 | 0 | 0 | 0 | 0 | 0 | 0 | 0 | 0 | 0 | 0 | 0 | 0 | 0 | 0 | 0 | 2.6352 | 7.956 | 15.7778 | 25.6758 | 38.1484 | 52.9918 | 69.9313 | 87.5105 | 106.8647 | 127.4373 | 148.1665 | 168.289 | 190.2645 | 213.0349 | 235.61 | 257.3798 | 279.6628 | 302.1372 | 324.7065 | 346.5218 | 368.6457 | 390.7302 | 413.1637 | 434.8635 | 8360.5724 | 16881.0507 | 24816.0947 | 31402.8075 | 39571.334 | 47093.2481 | 53743.1106 | 55772.9685 | 61404.1694 | 65270.0422 | 65766.8432 | 63841.7127 | 69721.0247 | 72242.4971 | 71623.2365 | 69068.2627 | 70696.2624 | 71303.7368 | 71604.7544 | 69212.7485 | 70191.407 | 70066.7232 | 71173.7592 | 68846.4014 | 1379674.7678 | 0 | 0 | 0 | 0 | 0 | 0 | 0 | 0 | 0 | 0 | 0 | 0 | 0 | 0 | 0 | 0 | 0 | 0 | 0 | 0 | 0.03358% | 3.2768 | 9.8929 | 19.6191 | 31.9268 | 47.4359 | 65.8931 | 86.9566 | 108.8157 | 132.8818 | 158.463 | 184.2389 | 209.2604 | 236.5861 | 264.9 | 292.9713 | 320.0411 | 347.749 | 375.6951 | 403.7591 | 430.8855 | 458.3956 | 485.8568 | 513.7519 | 540.7348
| ComEfficientPoolPumps_v2_1 | M_Input | RTF Workbook "ComEfficientPoolPumps_v2_1" | 2020 | NR and New | 2022 | 2045 | PSE | Commercial | All Commercial | Electric | Per Outdoor_Pressure Cleaner Booster_> 0 to ≤ 2 thp |  |  | Multi-Family/Commercial_Outdoor_Pressure Cleaner Booster_> 0 to ≤ 2 thp_Current Practice to ENERGY STAR Single-Speed |  | 44.269 | 5.3 | 351.0851 | 0 |  | 0 | 0 | 0 | 0 | 0 | 0 | 0 | 0 |  | 0 | 0 | 0 | Other | Pools | Pool Pump | Pool Pump | Residential-Spa Pump | 0.02701% | 38.78% | 38.78% | 0.081823 | 1.4799e-06 | 100% | 18.87% | 95% | 6.8% | 0.2% | 11.0943 | 1.76 | 1.2854 | 408.3906 | 0 | 0 | 0 | 475.5622 | 67.1716 |  | 0.92025 | 0 | 0.92025 | 13. $0.225 to $99,999.000 | 0 | 0 | 01. ($9,999.00) to $0.22 | 1 | 7.4063 | 14.9543 | 21.9836 | 27.8186 | 35.0547 | 41.7181 | 47.609 | 49.4072 | 54.3956 | 57.8203 | 58.2604 | 56.555 | 61.7632 | 63.9969 | 63.4483 | 61.185 | 62.6271 | 63.1653 | 63.4319 | 61.313 | 62.1799 | 62.0695 | 63.0501 | 60.9884 | 327.87 | 662.0108 | 973.1932 | 1231.4991 | 1551.8378 | 1846.8188 | 2107.6012 | 2187.2045 | 2408.0389 | 2559.6437 | 2579.1264 | 2503.6301 | 2734.1944 | 2833.077 | 2808.792 | 2708.5956 | 2772.4395 | 2796.2624 | 2808.0672 | 2714.2617 | 2752.641 | 2747.7514 | 2791.1652 | 2699.895 | 54105.6168 | 327.87 | 989.8808 | 1963.074 | 3194.5731 | 4746.4109 | 6593.2297 | 8700.8309 | 10888.0354 | 13296.0742 | 15855.718 | 18434.8444 | 20938.4744 | 23672.6689 | 26505.7459 | 29314.5378 | 32023.1334 | 34795.5729 | 37591.8353 | 40399.9025 | 43114.1642 | 45866.8053 | 48614.5567 | 51405.7218 | 54105.6168 | 0 | 0 | 0 | 0 | 0 | 0 | 0 | 0 | 0 | 0 | 0 | 0 | 0 | 0 | 0 | 0 | 0 | 0 | 0 | 0 | 0 | 0 | 0 | 0 | 0 | 0 | 0 | 0 | 0 | 0 | 0 | 0 | 0 | 0 | 0 | 0 | 0 | 0 | 0 | 0 | 0 | 0 | 0 | 0 | 0 | 0 | 0 | 0 | 0 | 0 | 0 | 0 | 0 | 0 | 0 | 0 | 0 | 0 | 0 | 0 | 0 | 0.088553 | 0.26735 | 0.5302 | 0.86281 | 1.2819 | 1.7807 | 2.35 | 2.9407 | 3.5911 | 4.2824 | 4.979 | 5.6552 | 6.3936 | 7.1588 | 7.9174 | 8.649 | 9.3978 | 10.153 | 10.9114 | 11.6445 | 12.3879 | 13.1301 | 13.8839 | 14.6131 | 3522.1634 | 7111.6924 | 10454.5881 | 13229.4554 | 16670.7132 | 19839.5645 | 22641.0356 | 23496.1794 | 25868.5062 | 27497.131 | 27706.4246 | 26895.4006 | 29372.2523 | 30434.5047 | 30173.621 | 29097.2551 | 29783.103 | 30039.0213 | 30165.8348 | 29158.1244 | 29570.4162 | 29517.8891 | 29984.264 | 29003.7888 | 581232.9289 | 0 | 0 | 0 | 0 | 0 | 0 | 0 | 0 | 0 | 0 | 0 | 0 | 0 | 0 | 0 | 0 | 0 | 0 | 0 | 0 | 0.03358% | 0.11011 | 0.33244 | 0.65928 | 1.0729 | 1.594 | 2.2143 | 2.9221 | 3.6566 | 4.4653 | 5.325 | 6.1912 | 7.032 | 7.9502 | 8.9017 | 9.845 | 10.7546 | 11.6857 | 12.6248 | 13.5679 | 14.4794 | 15.4039 | 16.3267 | 17.2641 | 18.1708
| ComEfficientPoolPumps_v2_1 | M_Input | RTF Workbook "ComEfficientPoolPumps_v2_1" | 2020 | NR and New | 2022 | 2045 | PSE | Commercial | All Commercial | Electric | Per Outdoor_Pressure Cleaner Booster_> 0 to ≤ 2 thp |  |  | Multi-Family/Commercial_Outdoor_Pressure Cleaner Booster_> 0 to ≤ 2 thp_ENERGY STAR Single-Speed to ENERGY STAR Variable-Speed |  | 212.5961 | 5.3 | 346.4667 | 0 |  | 0 | 0 | 0 | 0 | 0 | 0 | 0 | 0 |  | 0 | 0 | 0 | Other | Pools | Pool Pump | Pool Pump | Residential-Spa Pump | 0.02701% | 38.78% | 38.78% | 0.081823 | 1.4799e-06 | 100% | 18.87% | 95% | 6.8% | 0.2% | 53.2791 | 8.4523 | 6.1731 | 403.0184 | 0 | 0 | 0 | 457.6864 | 54.668 |  | 0.18442 | 0 | 0.18442 | 11. $0.175 to $0.200 | 0 | 0 | 01. ($9,999.00) to $0.22 | 1 | 7.4063 | 14.9543 | 21.9836 | 27.8186 | 35.0547 | 41.7181 | 47.609 | 49.4072 | 54.3956 | 57.8203 | 58.2604 | 56.555 | 61.7632 | 63.9969 | 63.4483 | 61.185 | 62.6271 | 63.1653 | 63.4319 | 61.313 | 62.1799 | 62.0695 | 63.0501 | 60.9884 | 1574.5534 | 3179.222 | 4673.6352 | 5914.1162 | 7452.5014 | 8869.1096 | 10121.4835 | 10503.7683 | 11564.297 | 12292.3599 | 12385.9228 | 12023.3615 | 13130.617 | 13605.488 | 13488.8621 | 13007.6819 | 13314.2844 | 13428.6905 | 13485.3814 | 13034.893 | 13219.2045 | 13195.7227 | 13404.2117 | 12965.8985 | 259835.2665 | 1574.5534 | 4753.7753 | 9427.4105 | 15341.5267 | 22794.0281 | 31663.1377 | 41784.6212 | 52288.3895 | 63852.6865 | 76145.0464 | 88530.9692 | 100554.3307 | 113684.9478 | 127290.4358 | 140779.2979 | 153786.9798 | 167101.2641 | 180529.9546 | 194015.336 | 207050.229 | 220269.4335 | 233465.1563 | 246869.368 | 259835.2665 | 0 | 0 | 0 | 0 | 0 | 0 | 0 | 0 | 0 | 0 | 0 | 0 | 0 | 0 | 0 | 0 | 0 | 0 | 0 | 0 | 0 | 0 | 0 | 0 | 0 | 0 | 0 | 0 | 0 | 0 | 0 | 0 | 0 | 0 | 0 | 0 | 0 | 0 | 0 | 0 | 0 | 0 | 0 | 0 | 0 | 0 | 0 | 0 | 0 | 0 | 0 | 0 | 0 | 0 | 0 | 0 | 0 | 0 | 0 | 0 | 0 | 0.42526 | 1.2839 | 2.5462 | 4.1435 | 6.1563 | 8.5517 | 11.2854 | 14.1223 | 17.2457 | 20.5656 | 23.9109 | 27.1582 | 30.7046 | 34.3793 | 38.0224 | 41.5356 | 45.1316 | 48.7585 | 52.4007 | 55.9212 | 59.4915 | 63.0555 | 66.6758 | 70.1777 | 3389.7696 | 6844.3726 | 10061.6129 | 12732.1763 | 16044.0815 | 19093.8195 | 21789.9868 | 22612.9867 | 24896.1406 | 26463.5474 | 26664.9739 | 25884.4354 | 28268.1852 | 29290.5089 | 29039.4314 | 28003.5248 | 28663.5925 | 28909.8912 | 29031.9379 | 28062.1061 | 28458.9004 | 28408.3477 | 28857.1922 | 27913.5718 | 559385.0933 | 0 | 0 | 0 | 0 | 0 | 0 | 0 | 0 | 0 | 0 | 0 | 0 | 0 | 0 | 0 | 0 | 0 | 0 | 0 | 0 | 0.03358% | 0.5288 | 1.5965 | 3.1661 | 5.1523 | 7.6551 | 10.6337 | 14.0329 | 17.5605 | 21.4443 | 25.5725 | 29.7322 | 33.7701 | 38.1799 | 42.7492 | 47.2793 | 51.6478 | 56.1192 | 60.6291 | 65.1581 | 69.5357 | 73.9752 | 78.4069 | 82.9085 | 87.263
| ComFans_v1_1 | Measure_InputOutput Adjusted | RTF: ComIndFans_v1_0 | 2020 | Retro | 2022 | 2045 | PSE | Commercial | All Commercial | Electric | Per Commercial Variable Speed Fan - FEI 1.00 to 1.13 |  |  | Commercial Variable Speed Fan - FEI 1.00 to 1.13 |  | 478.3447 | 25.7591 | 40.909 | 0 |  | 0 | 0 | 0 | 0 | 0 | 0 | 0 | 0 |  | 0 | 0 | 0 | Ventilation | Ventilation | Fan | Commercial Variable Speed Fan | CommVENT | 0.0141% | 79.93% | 79.93% | 0.23952 | 4.3321e-06 | 33.33% | 3.882% | 85% | 6.8% | 0.2% | 551.2026 | 9.9287 | 56.1131 | 42.4847 | 0 | 0 | 0 | -15.3753 | -57.86 |  | -0.0027535 | 0 | -0.0027535 | 01. ($9,999.000) to $0.028 | 1 | 0 | 01. ($9,999.00) to $0.22 | 1 | 58.5117 | 58.2204 | 57.9309 | 57.6431 | 57.357 | 57.0726 | 56.7899 | 56.5089 | 56.2296 | 55.9519 | 0 | 0 | 0 | 0 | 0 | 0 | 0 | 0 | 0 | 0 | 0 | 0 | 0 | 0 | 27988.7808 | 27849.4408 | 27710.9358 | 27573.2598 | 27436.4071 | 27300.372 | 27165.1487 | 27030.7315 | 26897.1149 | 26764.2932 | 0 | 0 | 0 | 0 | 0 | 0 | 0 | 0 | 0 | 0 | 0 | 0 | 0 | 0 | 273716.4846 | 27988.7808 | 55838.2216 | 83549.1573 | 111122.4171 | 138558.8243 | 165859.1963 | 193024.3449 | 220055.0765 | 246952.1914 | 273716.4846 | 273716.4846 | 273716.4846 | 273716.4846 | 273716.4846 | 273716.4846 | 273716.4846 | 273716.4846 | 273716.4846 | 273716.4846 | 273716.4846 | 273716.4846 | 273716.4846 | 273716.4846 | 273716.4846 | 0 | 0 | 0 | 0 | 0 | 0 | 0 | 0 | 0 | 0 | 0 | 0 | 0 | 0 | 0 | 0 | 0 | 0 | 0 | 0 | 0 | 0 | 0 | 0 | 0 | 0 | 0 | 0 | 0 | 0 | 0 | 0 | 0 | 0 | 0 | 0 | 0 | 0 | 0 | 0 | 0 | 0 | 0 | 0 | 0 | 0 | 0 | 0 | 0 | 0 | 0 | 0 | 0 | 0 | 0 | 0 | 0 | 0 | 0 | 0 | 0 | 3.9466 | 7.8735 | 11.7808 | 15.6688 | 19.5375 | 23.387 | 27.2174 | 31.0288 | 34.8215 | 38.5954 | 38.5954 | 38.5954 | 38.5954 | 38.5954 | 38.5954 | 38.5954 | 38.5954 | 38.5954 | 38.5954 | 38.5954 | 38.5954 | 38.5954 | 38.5954 | 38.5954 | 0 | 0 | 0 | 0 | 0 | 0 | 0 | 0 | 0 | 0 | 0 | 0 | 0 | 0 | 0 | 0 | 0 | 0 | 0 | 0 | 0 | 0 | 0 | 0 | 0 | 0 | 0 | 0 | 0 | 0 | 0 | 0 | 0 | 0 | 0 | 0 | 0 | 0 | 0 | 0 | 0 | 0 | 0 | 0 | 0 | 0.01557% | 4.3585 | 8.6953 | 13.0105 | 17.3043 | 21.5768 | 25.8281 | 30.0583 | 34.2676 | 38.4561 | 42.6239 | 42.6239 | 42.6239 | 42.6239 | 42.6239 | 42.6239 | 42.6239 | 42.6239 | 42.6239 | 42.6239 | 42.6239 | 42.6239 | 42.6239 | 42.6239 | 42.6239
| ComFans_v1_1 | Measure_InputOutput Adjusted | RTF: ComIndFans_v1_0 | 2020 | Retro | 2022 | 2045 | PSE | Commercial | All Commercial | Electric | Per Commercial Variable Speed Fan - FEI 1.14 to 1.27 |  |  | Commercial Variable Speed Fan - FEI 1.14 to 1.27 |  | 503.1042 | 22.3846 | 103.7202 | 0 |  | 0 | 0 | 0 | 0 | 0 | 0 | 0 | 0 |  | 0 | 0 | 0 | Ventilation | Ventilation | Fan | Commercial Variable Speed Fan | CommVENT | 0.0141% | 79.93% | 79.93% | 0.23952 | 4.3321e-06 | 33.33% | 4.467% | 85% | 6.8% | 0.2% | 484.5585 | 10.4426 | 49.5001 | 107.8881 | 0 | 0 | 0 | 68.6894 | -39.1987 |  | 0.011696 | 0 | 0.011696 | 01. ($9,999.000) to $0.028 | 1 | 0 | 01. ($9,999.00) to $0.22 | 1 | 58.5117 | 58.2204 | 57.9309 | 57.6431 | 57.357 | 57.0726 | 56.7899 | 56.5089 | 56.2296 | 55.9519 | 0 | 0 | 0 | 0 | 0 | 0 | 0 | 0 | 0 | 0 | 0 | 0 | 0 | 0 | 29437.4998 | 29290.9475 | 29145.2733 | 29000.4711 | 28856.5349 | 28713.4585 | 28571.2359 | 28429.8612 | 28289.3285 | 28149.6319 | 0 | 0 | 0 | 0 | 0 | 0 | 0 | 0 | 0 | 0 | 0 | 0 | 0 | 0 | 287884.2426 | 29437.4998 | 58728.4473 | 87873.7206 | 116874.1917 | 145730.7266 | 174444.1851 | 203015.421 | 231445.2822 | 259734.6107 | 287884.2426 | 287884.2426 | 287884.2426 | 287884.2426 | 287884.2426 | 287884.2426 | 287884.2426 | 287884.2426 | 287884.2426 | 287884.2426 | 287884.2426 | 287884.2426 | 287884.2426 | 287884.2426 | 287884.2426 | 0 | 0 | 0 | 0 | 0 | 0 | 0 | 0 | 0 | 0 | 0 | 0 | 0 | 0 | 0 | 0 | 0 | 0 | 0 | 0 | 0 | 0 | 0 | 0 | 0 | 0 | 0 | 0 | 0 | 0 | 0 | 0 | 0 | 0 | 0 | 0 | 0 | 0 | 0 | 0 | 0 | 0 | 0 | 0 | 0 | 0 | 0 | 0 | 0 | 0 | 0 | 0 | 0 | 0 | 0 | 0 | 0 | 0 | 0 | 0 | 0 | 4.1508 | 8.281 | 12.3906 | 16.4798 | 20.5487 | 24.5975 | 28.6262 | 32.6349 | 36.6239 | 40.5931 | 40.5931 | 40.5931 | 40.5931 | 40.5931 | 40.5931 | 40.5931 | 40.5931 | 40.5931 | 40.5931 | 40.5931 | 40.5931 | 40.5931 | 40.5931 | 40.5931 | 4019.1368 | 3999.1279 | 3979.2388 | 3959.4688 | 3939.817 | 3920.2826 | 3900.8648 | 3881.5627 | 3862.3756 | 3843.3027 | 0 | 0 | 0 | 0 | 0 | 0 | 0 | 0 | 0 | 0 | 0 | 0 | 0 | 0 | 39305.1776 | 0 | 0 | 0 | 0 | 0 | 0 | 0 | 0 | 0 | 0 | 0 | 0 | 0 | 0 | 0 | 0 | 0 | 0 | 0 | 0 | 0.01557% | 4.5841 | 9.1454 | 13.6839 | 18.2 | 22.6936 | 27.1649 | 31.6141 | 36.0413 | 40.4466 | 44.8301 | 44.8301 | 44.8301 | 44.8301 | 44.8301 | 44.8301 | 44.8301 | 44.8301 | 44.8301 | 44.8301 | 44.8301 | 44.8301 | 44.8301 | 44.8301 | 44.8301
| ComFans_v1_1 | Measure_InputOutput Adjusted | RTF: ComIndFans_v1_0 | 2020 | Retro | 2022 | 2045 | PSE | Commercial | All Commercial | Electric | Per Commercial Variable Speed Fan - FEI 1.28 to 1.41 |  |  | Commercial Variable Speed Fan - FEI 1.28 to 1.41 |  | 1146.6827 | 21.801 | 197.662 | 0 |  | 0 | 0 | 0 | 0 | 0 | 0 | 0 | 0 |  | 0 | 0 | 0 | Ventilation | Ventilation | Fan | Commercial Variable Speed Fan | CommVENT | 0.0141% | 79.93% | 79.93% | 0.23952 | 4.3321e-06 | 33.33% | 4.587% | 85% | 6.8% | 0.2% | 1104.4132 | 23.801 | 112.8214 | 210.1309 | 0 | 0 | 0 | 113.0409 | -97.09 |  | 0.0084448 | 0 | 0.0084448 | 01. ($9,999.000) to $0.028 | 1 | 0 | 01. ($9,999.00) to $0.22 | 1 | 58.5117 | 58.2204 | 57.9309 | 57.6431 | 57.357 | 57.0726 | 56.7899 | 56.5089 | 56.2296 | 55.9519 | 0 | 0 | 0 | 0 | 0 | 0 | 0 | 0 | 0 | 0 | 0 | 0 | 0 | 0 | 67094.4019 | 66760.3777 | 66428.3549 | 66098.3196 | 65770.2578 | 65444.1559 | 65120 | 64797.7766 | 64477.4723 | 64159.0736 | 0 | 0 | 0 | 0 | 0 | 0 | 0 | 0 | 0 | 0 | 0 | 0 | 0 | 0 | 656150.1904 | 67094.4019 | 133854.7796 | 200283.1345 | 266381.454 | 332151.7119 | 397595.8677 | 462715.8678 | 527513.6444 | 591991.1167 | 656150.1904 | 656150.1904 | 656150.1904 | 656150.1904 | 656150.1904 | 656150.1904 | 656150.1904 | 656150.1904 | 656150.1904 | 656150.1904 | 656150.1904 | 656150.1904 | 656150.1904 | 656150.1904 | 656150.1904 | 0 | 0 | 0 | 0 | 0 | 0 | 0 | 0 | 0 | 0 | 0 | 0 | 0 | 0 | 0 | 0 | 0 | 0 | 0 | 0 | 0 | 0 | 0 | 0 | 0 | 0 | 0 | 0 | 0 | 0 | 0 | 0 | 0 | 0 | 0 | 0 | 0 | 0 | 0 | 0 | 0 | 0 | 0 | 0 | 0 | 0 | 0 | 0 | 0 | 0 | 0 | 0 | 0 | 0 | 0 | 0 | 0 | 0 | 0 | 0 | 0 | 9.4606 | 18.8742 | 28.2409 | 37.5611 | 46.835 | 56.063 | 65.2452 | 74.382 | 83.4737 | 92.5204 | 92.5204 | 92.5204 | 92.5204 | 92.5204 | 92.5204 | 92.5204 | 92.5204 | 92.5204 | 92.5204 | 92.5204 | 92.5204 | 92.5204 | 92.5204 | 92.5204 | 6614.2217 | 6581.2933 | 6548.5622 | 6516.0271 | 6483.6865 | 6451.5391 | 6419.5835 | 6387.8185 | 6356.2426 | 6324.8546 | 0 | 0 | 0 | 0 | 0 | 0 | 0 | 0 | 0 | 0 | 0 | 0 | 0 | 0 | 64683.8291 | 0 | 0 | 0 | 0 | 0 | 0 | 0 | 0 | 0 | 0 | 0 | 0 | 0 | 0 | 0 | 0 | 0 | 0 | 0 | 0 | 0.01557% | 10.4481 | 20.8442 | 31.1886 | 41.4817 | 51.7236 | 61.9147 | 72.0554 | 82.1459 | 92.1865 | 102.1775 | 102.1775 | 102.1775 | 102.1775 | 102.1775 | 102.1775 | 102.1775 | 102.1775 | 102.1775 | 102.1775 | 102.1775 | 102.1775 | 102.1775 | 102.1775 | 102.1775
| ComFryer_PSE | M_Input | PSE Business Case "QC APPROVED_Measure Case_Fryer_2020" | 2020 | NR and New | 2022 | 2041 | PSE | Commercial | All Commercial | Gas | Per Gas Commercial Fryer | Per Gas Commercial Fryer | 1000 | Fryer - Kitchen - Any Vat - Comm - NG |  | 0 | 12 | 1017 | 0 |  | 170.5759 | 0 | 0 | 0 | 0 | 0 | 0 | 548 |  | 0 | 0 | 0 | Cooking | Cooking | Fryer | Fryer | CommVENT | 0.0141% | 47.16% | 47.16% | 0.03024 | 5.4695e-07 | 54.9% | 8.333% | 85% | 6.8% | 0.2% | 5019.8034 | 30.203 | 505.0006 | 0 | 1386.717 | 0 | 0 | -2323.0253 | -780.6047 |  | 0 | -0.13238 | 0 | 01. ($9,999.000) to $0.028 | 1 | -0.13238 | 01. ($9,999.00) to $0.22 | 1 | 0 | 0 | 0 | 0 | 0 | 0 | 0 | 0 | 0 | 0 | 0 | 0 | 0 | 0 | 0 | 0 | 0 | 0 | 0 | 0 | 0 | 0 | 0 | 0 | 0 | 0 | 0 | 0 | 0 | 0 | 0 | 0 | 0 | 0 | 0 | 0 | 0 | 0 | 0 | 0 | 0 | 0 | 0 | 0 | 0 | 0 | 0 | 0 | 0 | 0 | 0 | 0 | 0 | 0 | 0 | 0 | 0 | 0 | 0 | 0 | 0 | 0 | 0 | 0 | 0 | 0 | 0 | 0 | 0 | 0 | 0 | 0 | 0 | 1.2476 | 2.6176 | 3.7247 | 4.5844 | 5.5897 | 6.5286 | 7.2768 | 8.0157 | 8.5551 | 9.0266 | 9.1562 | 9.4618 | 9.5675 | 9.7413 | 9.7497 | 9.8973 | 9.7873 | 9.8659 | 9.7885 | 9.9211 | 683.6673 | 1434.4175 | 2041.1123 | 2512.2505 | 3063.1646 | 3577.6628 | 3987.7097 | 4392.5807 | 4688.1688 | 4946.5587 | 5017.6196 | 5185.0688 | 5242.9951 | 5338.2284 | 5342.8166 | 5423.7141 | 5363.4546 | 5406.4955 | 5364.0845 | 5436.7805 | 84448.5509 | 683.6673 | 2118.0849 | 4159.1971 | 6671.4477 | 9734.6123 | 13312.2751 | 17299.9848 | 21692.5655 | 26380.7343 | 31327.2931 | 36344.9127 | 41529.9815 | 46772.9766 | 52111.205 | 57454.0216 | 62877.7357 | 68241.1903 | 73647.6858 | 79011.7704 | 84448.5509 | 0 | 0 | 0 | 0 | 0 | 0 | 0 | 0 | 0 | 0 | 0 | 0 | 0 | 0 | 0 | 0 | 0 | 0 | 0 | 0 | 0 | 0 | 0 | 0 | 0 | 0 | 0 | 0 | 0 | 0 | 0 | 0 | 0 | 0 | 0 | 0 | 0 | 0 | 0 | 0 | 0 | 0 | 0 | 0 | 0 | 0 | 0 | 0 | 0 | 0 | 0 | 0 | 0 | 0 | 0 | 0 | 0 | 0 | 0 | 0 | 0 | 0 | 0 | 0 | 0 | 0 | 0 | 0 | 0 | 0.01557% | 0 | 0 | 0 | 0 | 0 | 0 | 0 | 0 | 0 | 0 | 0 | 0 | 0 | 0 | 0 | 0 | 0 | 0 | 0 | 0 | 0 | 0 | 0 | 0
| ComFryer_PSE | M_Input | PSE Business Case "QC APPROVED_Measure Case_Fryer_2020" | 2020 | NR and New | 2022 | 2045 | PSE | Commercial | All Commercial | Electric | Per Electric Commercial Fryer | Per Electric Commercial Fryer | 750 | Fryer - Kitchen - Any Vat - Comm - E |  | 3230 | 12 | 768 | 0 |  | 170.5759 | 0 | 0 | 0 | 0 | 0 | 0 | 0 |  | 0 | 0 | 0 | Cooking | Cooking | Fryer | Fryer | CommVENT | 0.0141% | 47.16% | 47.16% | 0.03024 | 5.4695e-07 | 54.9% | 8.333% | 85% | 6.8% | 0.2% | 1746.3104 | 67.043 | 181.3353 | 1116.7436 | 0 | 0 | 0 | -969.2566 | -1930.2965 |  | -0.025706 | 0 | -0.025706 | 01. ($9,999.000) to $0.028 | 1 | 0 | 01. ($9,999.00) to $0.22 | 1 | 0.80794 | 1.6554 | 2.3965 | 2.882 | 3.6849 | 4.45 | 5.1961 | 5.1592 | 5.9226 | 6.4172 | 6.3135 | 5.7845 | 6.8203 | 7.2298 | 7.0494 | 6.5096 | 6.8618 | 7.0146 | 7.1073 | 6.6732 | 6.8981 | 6.9071 | 7.1567 | 6.7344 | 2609.6604 | 5346.9409 | 7740.7534 | 9308.9211 | 11902.251 | 14373.3804 | 16783.2537 | 16664.1703 | 19130.1272 | 20727.4943 | 20392.7023 | 18683.9272 | 22029.4481 | 23352.3474 | 22769.5257 | 21026.1039 | 22163.7694 | 22657.1475 | 22956.6651 | 21554.4245 | 22280.9352 | 22309.8024 | 23116.144 | 21752.2706 | 431632.1658 | 2609.6604 | 7956.6012 | 15697.3546 | 25006.2757 | 36908.5267 | 51281.9071 | 68065.1608 | 84729.3312 | 103859.4583 | 124586.9526 | 144979.655 | 163663.5822 | 185693.0303 | 209045.3777 | 231814.9033 | 252841.0072 | 275004.7766 | 297661.9241 | 320618.5892 | 342173.0137 | 364453.9489 | 386763.7513 | 409879.8953 | 431632.1658 | 0 | 0 | 0 | 0 | 0 | 0 | 0 | 0 | 0 | 0 | 0 | 0 | 0 | 0 | 0 | 0 | 0 | 0 | 0 | 0 | 0 | 0 | 0 | 0 | 0 | 0 | 0 | 0 | 0 | 0 | 0 | 0 | 0 | 0 | 0 | 0 | 0 | 0 | 0 | 0 | 0 | 0 | 0 | 0 | 0 | 0 | 0 | 0 | 0 | 0 | 0 | 0 | 0 | 0 | 0 | 0 | 0 | 0 | 0 | 0 | 0 | 0.36797 | 1.1219 | 2.2134 | 3.526 | 5.2043 | 7.231 | 9.5975 | 11.9473 | 14.6447 | 17.5674 | 20.4428 | 23.0774 | 26.1836 | 29.4764 | 32.687 | 35.6518 | 38.777 | 41.9718 | 45.2088 | 48.2481 | 51.3898 | 54.5356 | 57.7951 | 60.8623 | 0 | 0 | 0 | 0 | 0 | 0 | 0 | 0 | 0 | 0 | 0 | 0 | 0 | 0 | 0 | 0 | 0 | 0 | 0 | 0 | 0 | 0 | 0 | 0 | 0 | 0 | 0 | 0 | 0 | 0 | 0 | 0 | 0 | 0 | 0 | 0 | 0 | 0 | 0 | 0 | 0 | 0 | 0 | 0 | 0 | 0.01557% | 0.40638 | 1.239 | 2.4444 | 3.894 | 5.7475 | 7.9858 | 10.5993 | 13.1943 | 16.1733 | 19.401 | 22.5766 | 25.4861 | 28.9166 | 32.5531 | 36.0989 | 39.3731 | 42.8245 | 46.3527 | 49.9276 | 53.2841 | 56.7538 | 60.2279 | 63.8276 | 67.215
| ComFurnaces_Cadmus | M_Input | EUIs from PSE 2014 Commercial EUIs. 'Cost of res-sized furances based on the DEER 2008 Cost Database for the measure gas furnaces. EUL of res-sized furnaces based on the Wisconsin February 2016 Technical Reference Manual for the measures "Furnace with ECM, ≥90%+ AFUE, NG" and "Furnace with ECM, ≥95%+ AFUE, NG". EUL of CWAF from Federal Technical Support Document: Commercial Warm Air Furnaces (2015) | 2020 | NR | 2022 | 2041 | PSE | Commercial | Large Off | Gas | Per Building Sqft - Furnace < 225 kBtuh - 80% AFUE Baseline |  |  | Large Off Furnace < 225 kBtuh - High Efficiency - 92% AFUE Gas Furnaces (Non-Weatherized) |  | 0 | 18 | 0.034355 | 0 |  | 0 | 0 | 0 | 0 | 0 | 0 | 0 | 0.040875 |  | 0 | 0 | 0 | Heating | Gas Furnace | Furnace | Furnace LT 225 kBtuh High AFUE 92% Non-Weatherized | CommVENT | 0.0141% | 57.36% | 57.36% | 259599.5083 | 1.1293 | 50% | 5.556% | 85% | 6.8% | 0.2% | 0.59804 | 0.0080727 | 0.060611 | 0 | 0.03635 | 0 | 0 | -0.061813 | -0.025463 |  | 0 | -0.05789 | 0 | 01. ($9,999.000) to $0.028 | 1 | -0.05789 | 01. ($9,999.00) to $0.22 | 1 | 0 | 0 | 0 | 0 | 0 | 0 | 0 | 0 | 0 | 0 | 0 | 0 | 0 | 0 | 0 | 0 | 0 | 0 | 0 | 0 | 0 | 0 | 0 | 0 | 0 | 0 | 0 | 0 | 0 | 0 | 0 | 0 | 0 | 0 | 0 | 0 | 0 | 0 | 0 | 0 | 0 | 0 | 0 | 0 | 0 | 0 | 0 | 0 | 0 | 0 | 0 | 0 | 0 | 0 | 0 | 0 | 0 | 0 | 0 | 0 | 0 | 0 | 0 | 0 | 0 | 0 | 0 | 0 | 0 | 0 | 0 | 0 | 0 | 205846.1338 | 410457.1908 | 613838.7288 | 815996.2835 | 1016935.3682 | 1196383.7833 | 1338356.0108 | 1450440.6985 | 1538690.5416 | 1607933.1593 | 1662019.0505 | 1704019.3626 | 1736383.6326 | 1761065.601 | 1779623.5609 | 1793300.3969 | 1788049.8083 | 1782731.7034 | 1777399.1582 | 1772072.0486 | 8414.0564 | 16777.6284 | 25090.9433 | 33354.2273 | 41567.7057 | 48902.7431 | 54705.9238 | 59287.4375 | 62894.6909 | 65725.0151 | 67935.801 | 69652.5833 | 70975.4878 | 71984.3748 | 72742.94 | 73301.987 | 73087.3668 | 72869.9868 | 72652.0165 | 72434.2684 | 697935.8128 | 8414.0564 | 25191.6848 | 50282.628 | 83636.8553 | 125204.561 | 174107.3041 | 228813.2279 | 288100.6655 | 350995.3563 | 416720.3714 | 484656.1724 | 554308.7556 | 625284.2435 | 697268.6182 | 697935.8128 | 697935.8128 | 697935.8128 | 697935.8128 | 697935.8128 | 697935.8128 | 0 | 0 | 0 | 0 | 0 | 0 | 0 | 0 | 0 | 0 | 0 | 0 | 0 | 0 | 0 | 0 | 0 | 0 | 0 | 0 | 0 | 0 | 0 | 0 | 0 | 0 | 0 | 0 | 0 | 0 | 0 | 0 | 0 | 0 | 0 | 0 | 0 | 0 | 0 | 0 | 0 | 0 | 0 | 0 | 0 | 0 | 0 | 0 | 0 | 0 | 0 | 0 | 0 | 0 | 0 | 0 | 0 | 0 | 0 | 0 | 0 | 0 | 0 | 0 | 0 | 0 | 0 | 0 | 0 | 0.01557% | 0 | 0 | 0 | 0 | 0 | 0 | 0 | 0 | 0 | 0 | 0 | 0 | 0 | 0 | 0 | 0 | 0 | 0 | 0 | 0 | 0 | 0 | 0 | 0
| ComFurnaces_Cadmus | M_Input | EUIs from PSE 2014 Commercial EUIs. 'Cost of res-sized furances based on the DEER 2008 Cost Database for the measure gas furnaces. EUL of res-sized furnaces based on the Wisconsin February 2016 Technical Reference Manual for the measures "Furnace with ECM, ≥90%+ AFUE, NG" and "Furnace with ECM, ≥95%+ AFUE, NG". EUL of CWAF from Federal Technical Support Document: Commercial Warm Air Furnaces (2015) | 2020 | NR | 2022 | 2041 | PSE | Commercial | Medium Off | Gas | Per Building Sqft - Furnace < 225 kBtuh - 80% AFUE Baseline |  |  | Medium Off Furnace < 225 kBtuh - High Efficiency - 92% AFUE Gas Furnaces (Non-Weatherized) |  | 0 | 18 | 0.034355 | 0 |  | 0 | 0 | 0 | 0 | 0 | 0 | 0 | 0.040875 |  | 0 | 0 | 0 | Heating | Gas Furnace | Furnace | Furnace LT 225 kBtuh High AFUE 92% Non-Weatherized | CommVENT | 0.0141% | 57.36% | 57.36% | 42353.7102 | 1.0142 | 45.36% | 5.556% | 85% | 6.8% | 0.2% | 0.59804 | 0.0080727 | 0.060611 | 0 | 0.03635 | 0 | 0 | -0.061813 | -0.025463 |  | 0 | -0.05789 | 0 | 01. ($9,999.000) to $0.028 | 1 | -0.05789 | 01. ($9,999.00) to $0.22 | 1 | 0 | 0 | 0 | 0 | 0 | 0 | 0 | 0 | 0 | 0 | 0 | 0 | 0 | 0 | 0 | 0 | 0 | 0 | 0 | 0 | 0 | 0 | 0 | 0 | 0 | 0 | 0 | 0 | 0 | 0 | 0 | 0 | 0 | 0 | 0 | 0 | 0 | 0 | 0 | 0 | 0 | 0 | 0 | 0 | 0 | 0 | 0 | 0 | 0 | 0 | 0 | 0 | 0 | 0 | 0 | 0 | 0 | 0 | 0 | 0 | 0 | 0 | 0 | 0 | 0 | 0 | 0 | 0 | 0 | 0 | 0 | 0 | 0 | 89511.2547 | 178485.4419 | 266924.9784 | 354832.2713 | 442209.7181 | 520242.045 | 581978.0221 | 630717.5386 | 669092.5814 | 699202.4187 | 722721.4224 | 740985.067 | 755058.5226 | 765791.3642 | 773861.2087 | 779808.5186 | 777525.324 | 775212.7703 | 772893.9372 | 770577.4679 | 3658.8141 | 7295.6754 | 10910.6825 | 14503.934 | 18075.5277 | 21265.1353 | 23788.6221 | 25780.8725 | 27349.4702 | 28580.2238 | 29541.574 | 30288.1089 | 30863.368 | 31302.0779 | 31631.9365 | 31875.0356 | 31781.7089 | 31687.1822 | 31592.3988 | 31497.7121 | 393634.3937 | 3658.8141 | 10954.4895 | 21865.172 | 36369.106 | 54444.6337 | 75709.769 | 99498.3911 | 125279.2636 | 152628.7338 | 181208.9575 | 210750.5315 | 241038.6404 | 271902.0084 | 303204.0863 | 334836.0228 | 366711.0583 | 393634.3937 | 393634.3937 | 393634.3937 | 393634.3937 | 0 | 0 | 0 | 0 | 0 | 0 | 0 | 0 | 0 | 0 | 0 | 0 | 0 | 0 | 0 | 0 | 0 | 0 | 0 | 0 | 0 | 0 | 0 | 0 | 0 | 0 | 0 | 0 | 0 | 0 | 0 | 0 | 0 | 0 | 0 | 0 | 0 | 0 | 0 | 0 | 0 | 0 | 0 | 0 | 0 | 0 | 0 | 0 | 0 | 0 | 0 | 0 | 0 | 0 | 0 | 0 | 0 | 0 | 0 | 0 | 0 | 0 | 0 | 0 | 0 | 0 | 0 | 0 | 0 | 0.01557% | 0 | 0 | 0 | 0 | 0 | 0 | 0 | 0 | 0 | 0 | 0 | 0 | 0 | 0 | 0 | 0 | 0 | 0 | 0 | 0 | 0 | 0 | 0 | 0
| ComFurnaces_Cadmus | M_Input | EUIs from PSE 2014 Commercial EUIs. 'Cost of res-sized furances based on the DEER 2008 Cost Database for the measure gas furnaces. EUL of res-sized furnaces based on the Wisconsin February 2016 Technical Reference Manual for the measures "Furnace with ECM, ≥90%+ AFUE, NG" and "Furnace with ECM, ≥95%+ AFUE, NG". EUL of CWAF from Federal Technical Support Document: Commercial Warm Air Furnaces (2015) | 2020 | NR | 2022 | 2041 | PSE | Commercial | Small Off | Gas | Per Building Sqft - Furnace < 225 kBtuh - 80% AFUE Baseline |  |  | Small Off Furnace < 225 kBtuh - High Efficiency - 92% AFUE Gas Furnaces (Non-Weatherized) |  | 0 | 18 | 0.034355 | 0 |  | 0 | 0 | 0 | 0 | 0 | 0 | 0 | 0.040875 |  | 0 | 0 | 0 | Heating | Gas Furnace | Furnace | Furnace LT 225 kBtuh High AFUE 92% Non-Weatherized | CommVENT | 0.0141% | 57.36% | 57.36% | 5367.7993 | 1.1188 | 50% | 5.556% | 85% | 6.8% | 0.2% | 0.59804 | 0.0080727 | 0.060611 | 0 | 0.03635 | 0 | 0 | -0.061813 | -0.025463 |  | 0 | -0.05789 | 0 | 01. ($9,999.000) to $0.028 | 1 | -0.05789 | 01. ($9,999.00) to $0.22 | 1 | 0 | 0 | 0 | 0 | 0 | 0 | 0 | 0 | 0 | 0 | 0 | 0 | 0 | 0 | 0 | 0 | 0 | 0 | 0 | 0 | 0 | 0 | 0 | 0 | 0 | 0 | 0 | 0 | 0 | 0 | 0 | 0 | 0 | 0 | 0 | 0 | 0 | 0 | 0 | 0 | 0 | 0 | 0 | 0 | 0 | 0 | 0 | 0 | 0 | 0 | 0 | 0 | 0 | 0 | 0 | 0 | 0 | 0 | 0 | 0 | 0 | 0 | 0 | 0 | 0 | 0 | 0 | 0 | 0 | 0 | 0 | 0 | 0 | 75324.1995 | 150196.4539 | 224618.7968 | 298593.2539 | 372121.8426 | 437786.463 | 489737.6179 | 530752.1817 | 563044.9854 | 588382.5745 | 608173.9419 | 623542.8965 | 635385.7846 | 644417.5283 | 651208.3455 | 656213.0386 | 654291.7182 | 652345.6918 | 650394.3815 | 648445.0601 | 3078.9117 | 6139.3498 | 9181.3977 | 12205.138 | 15210.6532 | 17894.7251 | 20018.2527 | 21694.7421 | 23014.7254 | 24050.4111 | 24859.3925 | 25487.6056 | 25971.6892 | 26340.8659 | 26618.4437 | 26823.0129 | 26744.478 | 26664.9333 | 26585.1726 | 26505.4931 | 289707.1825 | 3078.9117 | 9218.2615 | 18399.6592 | 30604.7972 | 45815.4504 | 63710.1755 | 83728.4282 | 105423.1703 | 128437.8957 | 152488.3068 | 177347.6993 | 202835.3049 | 228806.9941 | 255147.8601 | 281766.3038 | 289707.1825 | 289707.1825 | 289707.1825 | 289707.1825 | 289707.1825 | 0 | 0 | 0 | 0 | 0 | 0 | 0 | 0 | 0 | 0 | 0 | 0 | 0 | 0 | 0 | 0 | 0 | 0 | 0 | 0 | 0 | 0 | 0 | 0 | 0 | 0 | 0 | 0 | 0 | 0 | 0 | 0 | 0 | 0 | 0 | 0 | 0 | 0 | 0 | 0 | 0 | 0 | 0 | 0 | 0 | 0 | 0 | 0 | 0 | 0 | 0 | 0 | 0 | 0 | 0 | 0 | 0 | 0 | 0 | 0 | 0 | 0 | 0 | 0 | 0 | 0 | 0 | 0 | 0 | 0.01557% | 0 | 0 | 0 | 0 | 0 | 0 | 0 | 0 | 0 | 0 | 0 | 0 | 0 | 0 | 0 | 0 | 0 | 0 | 0 | 0 | 0 | 0 | 0 | 0
| ComFurnaces_Cadmus | M_Input | EUIs from PSE 2014 Commercial EUIs. 'Cost of res-sized furances based on the DEER 2008 Cost Database for the measure gas furnaces. EUL of res-sized furnaces based on the Wisconsin February 2016 Technical Reference Manual for the measures "Furnace with ECM, ≥90%+ AFUE, NG" and "Furnace with ECM, ≥95%+ AFUE, NG". EUL of CWAF from Federal Technical Support Document: Commercial Warm Air Furnaces (2015) | 2020 | NR | 2022 | 2041 | PSE | Commercial | XLarge Ret | Gas | Per Building Sqft - Furnace < 225 kBtuh - 80% AFUE Baseline |  |  | XLarge Ret Furnace < 225 kBtuh - High Efficiency - 92% AFUE Gas Furnaces (Non-Weatherized) |  | 0 | 18 | 0.075659 | 0 |  | 0 | 0 | 0 | 0 | 0 | 0 | 0 | 0.013169 |  | 0 | 0 | 0 | Heating | Gas Furnace | Furnace | Furnace LT 225 kBtuh High AFUE 92% Non-Weatherized | CommVENT | 0.0141% | 82.95% | 82.95% | 290598.2323 | 1.0366 | 0% | 5.556% | 85% | 6.8% | 0.2% | 0.19268 | 0.0026009 | 0.019528 | 0 | 0.080052 | 0 | 0 | -0.0069968 | 0.073055 |  | 0 | 0.51552 | 0 | 01. ($9,999.000) to $0.028 | 1 | 0.51552 | 05. $0.50 to $0.55 | 1 | 0 | 0 | 0 | 0 | 0 | 0 | 0 | 0 | 0 | 0 | 0 | 0 | 0 | 0 | 0 | 0 | 0 | 0 | 0 | 0 | 0 | 0 | 0 | 0 | 0 | 0 | 0 | 0 | 0 | 0 | 0 | 0 | 0 | 0 | 0 | 0 | 0 | 0 | 0 | 0 | 0 | 0 | 0 | 0 | 0 | 0 | 0 | 0 | 0 | 0 | 0 | 0 | 0 | 0 | 0 | 0 | 0 | 0 | 0 | 0 | 0 | 0 | 0 | 0 | 0 | 0 | 0 | 0 | 0 | 0 | 0 | 0 | 0 | 0 | 0 | 0 | 0 | 0 | 0 | 0 | 0 | 0 | 0 | 0 | 0 | 0 | 0 | 0 | 0 | 0 | 0 | 0 | 0 | 0 | 0 | 0 | 0 | 0 | 0 | 0 | 0 | 0 | 0 | 0 | 0 | 0 | 0 | 0 | 0 | 0 | 0 | 0 | 0 | 0 | 0 | 0 | 0 | 0 | 0 | 0 | 0 | 0 | 0 | 0 | 0 | 0 | 0 | 0 | 0 | 0 | 0 | 0 | 0 | 0 | 0 | 0 | 0 | 0 | 0 | 0 | 0 | 0 | 0 | 0 | 0 | 0 | 0 | 0 | 0 | 0 | 0 | 0 | 0 | 0 | 0 | 0 | 0 | 0 | 0 | 0 | 0 | 0 | 0 | 0 | 0 | 0 | 0 | 0 | 0 | 0 | 0 | 0 | 0 | 0 | 0 | 0 | 0 | 0 | 0 | 0 | 0 | 0 | 0 | 0 | 0 | 0 | 0 | 0 | 0 | 0 | 0 | 0 | 0 | 0 | 0 | 0 | 0 | 0 | 0 | 0 | 0 | 0 | 0 | 0.01557% | 0 | 0 | 0 | 0 | 0 | 0 | 0 | 0 | 0 | 0 | 0 | 0 | 0 | 0 | 0 | 0 | 0 | 0 | 0 | 0 | 0 | 0 | 0 | 0
| ComFurnaces_Cadmus | M_Input | EUIs from PSE 2014 Commercial EUIs. 'Cost of res-sized furances based on the DEER 2008 Cost Database for the measure gas furnaces. EUL of res-sized furnaces based on the Wisconsin February 2016 Technical Reference Manual for the measures "Furnace with ECM, ≥90%+ AFUE, NG" and "Furnace with ECM, ≥95%+ AFUE, NG". EUL of CWAF from Federal Technical Support Document: Commercial Warm Air Furnaces (2015) | 2020 | NR | 2022 | 2041 | PSE | Commercial | Large Ret | Gas | Per Building Sqft - Furnace < 225 kBtuh - 80% AFUE Baseline |  |  | Large Ret Furnace < 225 kBtuh - High Efficiency - 92% AFUE Gas Furnaces (Non-Weatherized) |  | 0 | 18 | 0.075659 | 0 |  | 0 | 0 | 0 | 0 | 0 | 0 | 0 | 0.013169 |  | 0 | 0 | 0 | Heating | Gas Furnace | Furnace | Furnace LT 225 kBtuh High AFUE 92% Non-Weatherized | CommVENT | 0.0141% | 82.95% | 82.95% | 92309.7684 | 0.97759 | 0% | 5.556% | 85% | 6.8% | 0.2% | 0.19268 | 0.0026009 | 0.019528 | 0 | 0.080052 | 0 | 0 | -0.0069968 | 0.073055 |  | 0 | 0.51552 | 0 | 01. ($9,999.000) to $0.028 | 1 | 0.51552 | 05. $0.50 to $0.55 | 1 | 0 | 0 | 0 | 0 | 0 | 0 | 0 | 0 | 0 | 0 | 0 | 0 | 0 | 0 | 0 | 0 | 0 | 0 | 0 | 0 | 0 | 0 | 0 | 0 | 0 | 0 | 0 | 0 | 0 | 0 | 0 | 0 | 0 | 0 | 0 | 0 | 0 | 0 | 0 | 0 | 0 | 0 | 0 | 0 | 0 | 0 | 0 | 0 | 0 | 0 | 0 | 0 | 0 | 0 | 0 | 0 | 0 | 0 | 0 | 0 | 0 | 0 | 0 | 0 | 0 | 0 | 0 | 0 | 0 | 0 | 0 | 0 | 0 | 0 | 0 | 0 | 0 | 0 | 0 | 0 | 0 | 0 | 0 | 0 | 0 | 0 | 0 | 0 | 0 | 0 | 0 | 0 | 0 | 0 | 0 | 0 | 0 | 0 | 0 | 0 | 0 | 0 | 0 | 0 | 0 | 0 | 0 | 0 | 0 | 0 | 0 | 0 | 0 | 0 | 0 | 0 | 0 | 0 | 0 | 0 | 0 | 0 | 0 | 0 | 0 | 0 | 0 | 0 | 0 | 0 | 0 | 0 | 0 | 0 | 0 | 0 | 0 | 0 | 0 | 0 | 0 | 0 | 0 | 0 | 0 | 0 | 0 | 0 | 0 | 0 | 0 | 0 | 0 | 0 | 0 | 0 | 0 | 0 | 0 | 0 | 0 | 0 | 0 | 0 | 0 | 0 | 0 | 0 | 0 | 0 | 0 | 0 | 0 | 0 | 0 | 0 | 0 | 0 | 0 | 0 | 0 | 0 | 0 | 0 | 0 | 0 | 0 | 0 | 0 | 0 | 0 | 0 | 0 | 0 | 0 | 0 | 0 | 0 | 0 | 0 | 0 | 0 | 0 | 0.01557% | 0 | 0 | 0 | 0 | 0 | 0 | 0 | 0 | 0 | 0 | 0 | 0 | 0 | 0 | 0 | 0 | 0 | 0 | 0 | 0 | 0 | 0 | 0 | 0
| ComFurnaces_Cadmus | M_Input | EUIs from PSE 2014 Commercial EUIs. 'Cost of res-sized furances based on the DEER 2008 Cost Database for the measure gas furnaces. EUL of res-sized furnaces based on the Wisconsin February 2016 Technical Reference Manual for the measures "Furnace with ECM, ≥90%+ AFUE, NG" and "Furnace with ECM, ≥95%+ AFUE, NG". EUL of CWAF from Federal Technical Support Document: Commercial Warm Air Furnaces (2015) | 2020 | NR | 2022 | 2041 | PSE | Commercial | Medium Ret | Gas | Per Building Sqft - Furnace < 225 kBtuh - 80% AFUE Baseline |  |  | Medium Ret Furnace < 225 kBtuh - High Efficiency - 92% AFUE Gas Furnaces (Non-Weatherized) |  | 0 | 18 | 0.075659 | 0 |  | 0 | 0 | 0 | 0 | 0 | 0 | 0 | 0.013169 |  | 0 | 0 | 0 | Heating | Gas Furnace | Furnace | Furnace LT 225 kBtuh High AFUE 92% Non-Weatherized | CommVENT | 0.0141% | 82.95% | 82.95% | 13686.0977 | 1.0265 | 46.46% | 5.556% | 85% | 6.8% | 0.2% | 0.19268 | 0.0026009 | 0.019528 | 0 | 0.080052 | 0 | 0 | -0.0069968 | 0.073055 |  | 0 | 0.51552 | 0 | 01. ($9,999.000) to $0.028 | 1 | 0.51552 | 05. $0.50 to $0.55 | 1 | 0 | 0 | 0 | 0 | 0 | 0 | 0 | 0 | 0 | 0 | 0 | 0 | 0 | 0 | 0 | 0 | 0 | 0 | 0 | 0 | 0 | 0 | 0 | 0 | 0 | 0 | 0 | 0 | 0 | 0 | 0 | 0 | 0 | 0 | 0 | 0 | 0 | 0 | 0 | 0 | 0 | 0 | 0 | 0 | 0 | 0 | 0 | 0 | 0 | 0 | 0 | 0 | 0 | 0 | 0 | 0 | 0 | 0 | 0 | 0 | 0 | 0 | 0 | 0 | 0 | 0 | 0 | 0 | 0 | 0 | 0 | 0 | 0 | 104760.8825 | 208557.9649 | 311397.8973 | 413287.2893 | 514232.7098 | 604003.3424 | 674594.7486 | 729917.4691 | 773085.5266 | 806578.661 | 832371.5199 | 852036.5361 | 866825.8504 | 877736.5495 | 885562.6148 | 890936.2913 | 886902.1255 | 882845.1779 | 878791.8278 | 874751.897 | 1379.6299 | 2746.5673 | 4100.8996 | 5442.714 | 6772.0968 | 7954.3153 | 8883.9564 | 9612.5192 | 10181.0133 | 10622.0952 | 10961.7697 | 11220.7447 | 11415.5099 | 11559.1965 | 11662.2604 | 11733.0281 | 11679.9009 | 11626.4736 | 11573.0938 | 11519.8906 | 42509.1012 | 1379.6299 | 4126.1972 | 8227.0968 | 13669.8108 | 20441.9076 | 28396.223 | 37280.1793 | 42509.1012 | 42509.1012 | 42509.1012 | 42509.1012 | 42509.1012 | 42509.1012 | 42509.1012 | 42509.1012 | 42509.1012 | 42509.1012 | 42509.1012 | 42509.1012 | 42509.1012 | 0 | 0 | 0 | 0 | 0 | 0 | 0 | 0 | 0 | 0 | 0 | 0 | 0 | 0 | 0 | 0 | 0 | 0 | 0 | 0 | 0 | 0 | 0 | 0 | 0 | 0 | 0 | 0 | 0 | 0 | 0 | 0 | 0 | 0 | 0 | 0 | 0 | 0 | 0 | 0 | 0 | 0 | 0 | 0 | 0 | 0 | 0 | 0 | 0 | 7653.3038 | 15236.1972 | 22749.1661 | 30192.6932 | 37567.2585 | 44125.45 | 49282.5035 | 29006.7115 | 0 | 0 | 0 | 0 | 0 | 0 | 0 | 0 | 0 | 0 | 0 | 0 | 0.01557% | 0 | 0 | 0 | 0 | 0 | 0 | 0 | 0 | 0 | 0 | 0 | 0 | 0 | 0 | 0 | 0 | 0 | 0 | 0 | 0 | 0 | 0 | 0 | 0
| ComFurnaces_Cadmus | M_Input | EUIs from PSE 2014 Commercial EUIs. 'Cost of res-sized furances based on the DEER 2008 Cost Database for the measure gas furnaces. EUL of res-sized furnaces based on the Wisconsin February 2016 Technical Reference Manual for the measures "Furnace with ECM, ≥90%+ AFUE, NG" and "Furnace with ECM, ≥95%+ AFUE, NG". EUL of CWAF from Federal Technical Support Document: Commercial Warm Air Furnaces (2015) | 2020 | NR | 2022 | 2041 | PSE | Commercial | Small Ret | Gas | Per Building Sqft - Furnace < 225 kBtuh - 80% AFUE Baseline |  |  | Small Ret Furnace < 225 kBtuh - High Efficiency - 92% AFUE Gas Furnaces (Non-Weatherized) |  | 0 | 18 | 0.075659 | 0 |  | 0 | 0 | 0 | 0 | 0 | 0 | 0 | 0.013169 |  | 0 | 0 | 0 | Heating | Gas Furnace | Furnace | Furnace LT 225 kBtuh High AFUE 92% Non-Weatherized | CommVENT | 0.0141% | 82.95% | 82.95% | 2334.2902 | 1.0756 | 50% | 5.556% | 85% | 6.8% | 0.2% | 0.19268 | 0.0026009 | 0.019528 | 0 | 0.080052 | 0 | 0 | -0.0069968 | 0.073055 |  | 0 | 0.51552 | 0 | 01. ($9,999.000) to $0.028 | 1 | 0.51552 | 05. $0.50 to $0.55 | 1 | 0 | 0 | 0 | 0 | 0 | 0 | 0 | 0 | 0 | 0 | 0 | 0 | 0 | 0 | 0 | 0 | 0 | 0 | 0 | 0 | 0 | 0 | 0 | 0 | 0 | 0 | 0 | 0 | 0 | 0 | 0 | 0 | 0 | 0 | 0 | 0 | 0 | 0 | 0 | 0 | 0 | 0 | 0 | 0 | 0 | 0 | 0 | 0 | 0 | 0 | 0 | 0 | 0 | 0 | 0 | 0 | 0 | 0 | 0 | 0 | 0 | 0 | 0 | 0 | 0 | 0 | 0 | 0 | 0 | 0 | 0 | 0 | 0 | 24140.5233 | 48058.9538 | 71756.8239 | 95235.6567 | 118496.9658 | 139183.2181 | 155449.9147 | 168198.179 | 178145.5895 | 185863.5637 | 191807.1287 | 196338.6272 | 199746.5957 | 202260.7973 | 204064.1929 | 205302.4734 | 204372.8624 | 203438.0017 | 202503.9699 | 201573.0304 | 317.9144 | 632.9039 | 944.9888 | 1254.1892 | 1560.5249 | 1832.9488 | 2047.1702 | 2215.0562 | 2346.0569 | 2447.6974 | 2525.9701 | 2585.6469 | 2630.5275 | 2663.6378 | 2687.3873 | 2703.6947 | 2691.4523 | 2679.1408 | 2666.8403 | 2654.5804 | 316422.7793 | 317.9144 | 950.8183 | 1895.8071 | 3149.9962 | 4710.5211 | 6543.4699 | 8590.6401 | 10805.6963 | 13151.7532 | 15599.4506 | 18125.4207 | 20711.0675 | 23341.595 | 26005.2329 | 28692.6202 | 31396.3149 | 34087.7672 | 36766.908 | 39433.7483 | 42088.3287 | 0 | 0 | 0 | 0 | 0 | 0 | 0 | 0 | 0 | 0 | 0 | 0 | 0 | 0 | 0 | 0 | 0 | 0 | 0 | 0 | 0 | 0 | 0 | 0 | 0 | 0 | 0 | 0 | 0 | 0 | 0 | 0 | 0 | 0 | 0 | 0 | 0 | 0 | 0 | 0 | 0 | 0 | 0 | 0 | 0 | 0 | 0 | 0 | 0 | 1763.5854 | 3510.9457 | 5242.1931 | 6957.4387 | 8656.793 | 10168.0267 | 11356.3899 | 12287.714 | 13014.4218 | 13578.2583 | 14012.4653 | 14343.5138 | 14592.4828 | 14776.1578 | 14907.9048 | 14998.3674 | 14930.4547 | 14862.1584 | 14793.9228 | 14725.913 | 0.01557% | 0 | 0 | 0 | 0 | 0 | 0 | 0 | 0 | 0 | 0 | 0 | 0 | 0 | 0 | 0 | 0 | 0 | 0 | 0 | 0 | 0 | 0 | 0 | 0
| ComFurnaces_Cadmus | M_Input | EUIs from PSE 2014 Commercial EUIs. 'Cost of res-sized furances based on the DEER 2008 Cost Database for the measure gas furnaces. EUL of res-sized furnaces based on the Wisconsin February 2016 Technical Reference Manual for the measures "Furnace with ECM, ≥90%+ AFUE, NG" and "Furnace with ECM, ≥95%+ AFUE, NG". EUL of CWAF from Federal Technical Support Document: Commercial Warm Air Furnaces (2015) | 2020 | NR | 2022 | 2041 | PSE | Commercial | School K-12 | Gas | Per Building Sqft - Furnace < 225 kBtuh - 80% AFUE Baseline |  |  | School K-12 Furnace < 225 kBtuh - High Efficiency - 92% AFUE Gas Furnaces (Non-Weatherized) |  | 0 | 18 | 0.043139 | 0 |  | 0 | 0 | 0 | 0 | 0 | 0 | 0 | 0.021541 |  | 0 | 0 | 0 | Heating | Gas Furnace | Furnace | Furnace LT 225 kBtuh High AFUE 92% Non-Weatherized | CommVENT | 0.0141% | 23.02% | 23.02% | 38253.3394 | 1.0466 | 50% | 5.556% | 85% | 6.8% | 0.2% | 0.31517 | 0.0042543 | 0.031942 | 0 | 0.045643 | 0 | 0 | -0.027569 | 0.018075 |  | 0 | 0.077976 | 0 | 01. ($9,999.000) to $0.028 | 1 | 0.077976 | 01. ($9,999.00) to $0.22 | 1 | 0 | 0 | 0 | 0 | 0 | 0 | 0 | 0 | 0 | 0 | 0 | 0 | 0 | 0 | 0 | 0 | 0 | 0 | 0 | 0 | 0 | 0 | 0 | 0 | 0 | 0 | 0 | 0 | 0 | 0 | 0 | 0 | 0 | 0 | 0 | 0 | 0 | 0 | 0 | 0 | 0 | 0 | 0 | 0 | 0 | 0 | 0 | 0 | 0 | 0 | 0 | 0 | 0 | 0 | 0 | 0 | 0 | 0 | 0 | 0 | 0 | 0 | 0 | 0 | 0 | 0 | 0 | 0 | 0 | 0 | 0 | 0 | 0 | 41035.7779 | 81899.2055 | 122590.8258 | 163111.1801 | 203460.8082 | 239579.5778 | 268251.8932 | 290979.8955 | 308962.7733 | 323157.8621 | 334329.4214 | 343087.5739 | 349919.3922 | 355213.7154 | 359280.9607 | 362368.9398 | 361634.1186 | 360884.0079 | 360129.3224 | 359374.0826 | 883.9672 | 1764.2217 | 2640.7753 | 3513.6395 | 4382.8261 | 5160.8742 | 5778.5154 | 6268.1078 | 6655.4838 | 6961.2656 | 7201.9163 | 7390.579 | 7537.7458 | 7651.7928 | 7739.4069 | 7805.9262 | 7790.0971 | 7773.9387 | 7757.6818 | 7741.4129 | 23738.4169 | 883.9672 | 2648.1889 | 5288.9642 | 8802.6037 | 13185.4299 | 18346.304 | 23738.4169 | 23738.4169 | 23738.4169 | 23738.4169 | 23738.4169 | 23738.4169 | 23738.4169 | 23738.4169 | 23738.4169 | 23738.4169 | 23738.4169 | 23738.4169 | 23738.4169 | 23738.4169 | 0 | 0 | 0 | 0 | 0 | 0 | 0 | 0 | 0 | 0 | 0 | 0 | 0 | 0 | 0 | 0 | 0 | 0 | 0 | 0 | 0 | 0 | 0 | 0 | 0 | 0 | 0 | 0 | 0 | 0 | 0 | 0 | 0 | 0 | 0 | 0 | 0 | 0 | 0 | 0 | 0 | 0 | 0 | 0 | 0 | 0 | 0 | 0 | 0 | 741.7177 | 1480.3202 | 2215.8173 | 2948.2188 | 3677.5344 | 4330.3776 | 4524.405 | 0 | 0 | 0 | 0 | 0 | 0 | 0 | 0 | 0 | 0 | 0 | 0 | 0 | 0.01557% | 0 | 0 | 0 | 0 | 0 | 0 | 0 | 0 | 0 | 0 | 0 | 0 | 0 | 0 | 0 | 0 | 0 | 0 | 0 | 0 | 0 | 0 | 0 | 0
| ComFurnaces_Cadmus | M_Input | EUIs from PSE 2014 Commercial EUIs. 'Cost of res-sized furances based on the DEER 2008 Cost Database for the measure gas furnaces. EUL of res-sized furnaces based on the Wisconsin February 2016 Technical Reference Manual for the measures "Furnace with ECM, ≥90%+ AFUE, NG" and "Furnace with ECM, ≥95%+ AFUE, NG". EUL of CWAF from Federal Technical Support Document: Commercial Warm Air Furnaces (2015) | 2020 | NR | 2022 | 2041 | PSE | Commercial | University | Gas | Per Building Sqft - Furnace < 225 kBtuh - 80% AFUE Baseline |  |  | University Furnace < 225 kBtuh - High Efficiency - 92% AFUE Gas Furnaces (Non-Weatherized) |  | 0 | 18 | 0.043139 | 0 |  | 0 | 0 | 0 | 0 | 0 | 0 | 0 | 0.043084 |  | 0 | 0 | 0 | Heating | Gas Furnace | Furnace | Furnace LT 225 kBtuh High AFUE 92% Non-Weatherized | CommVENT | 0.0141% | 23.02% | 23.02% | 131012.9885 | 1.0798 | 0% | 5.556% | 85% | 6.8% | 0.2% | 0.63035 | 0.0085088 | 0.063885 | 0 | 0.045643 | 0 | 0 | -0.063767 | -0.018123 |  | 0 | -0.039091 | 0 | 01. ($9,999.000) to $0.028 | 1 | -0.039091 | 01. ($9,999.00) to $0.22 | 1 | 0 | 0 | 0 | 0 | 0 | 0 | 0 | 0 | 0 | 0 | 0 | 0 | 0 | 0 | 0 | 0 | 0 | 0 | 0 | 0 | 0 | 0 | 0 | 0 | 0 | 0 | 0 | 0 | 0 | 0 | 0 | 0 | 0 | 0 | 0 | 0 | 0 | 0 | 0 | 0 | 0 | 0 | 0 | 0 | 0 | 0 | 0 | 0 | 0 | 0 | 0 | 0 | 0 | 0 | 0 | 0 | 0 | 0 | 0 | 0 | 0 | 0 | 0 | 0 | 0 | 0 | 0 | 0 | 0 | 0 | 0 | 0 | 0 | 0 | 0 | 0 | 0 | 0 | 0 | 0 | 0 | 0 | 0 | 0 | 0 | 0 | 0 | 0 | 0 | 0 | 0 | 0 | 0 | 0 | 0 | 0 | 0 | 0 | 0 | 0 | 0 | 0 | 0 | 0 | 0 | 0 | 0 | 0 | 0 | 0 | 0 | 0 | 0 | 0 | 0 | 0 | 0 | 0 | 0 | 0 | 0 | 0 | 0 | 0 | 0 | 0 | 0 | 0 | 0 | 0 | 0 | 0 | 0 | 0 | 0 | 0 | 0 | 0 | 0 | 0 | 0 | 0 | 0 | 0 | 0 | 0 | 0 | 0 | 0 | 0 | 0 | 0 | 0 | 0 | 0 | 0 | 0 | 0 | 0 | 0 | 0 | 0 | 0 | 0 | 0 | 0 | 0 | 0 | 0 | 0 | 0 | 0 | 0 | 0 | 0 | 0 | 0 | 0 | 0 | 0 | 0 | 0 | 0 | 0 | 0 | 0 | 0 | 0 | 0 | 0 | 0 | 0 | 0 | 0 | 0 | 0 | 0 | 0 | 0 | 0 | 0 | 0 | 0 | 0.01557% | 0 | 0 | 0 | 0 | 0 | 0 | 0 | 0 | 0 | 0 | 0 | 0 | 0 | 0 | 0 | 0 | 0 | 0 | 0 | 0 | 0 | 0 | 0 | 0
| ComFurnaces_Cadmus | M_Input | EUIs from PSE 2014 Commercial EUIs. 'Cost of res-sized furances based on the DEER 2008 Cost Database for the measure gas furnaces. EUL of res-sized furnaces based on the Wisconsin February 2016 Technical Reference Manual for the measures "Furnace with ECM, ≥90%+ AFUE, NG" and "Furnace with ECM, ≥95%+ AFUE, NG". EUL of CWAF from Federal Technical Support Document: Commercial Warm Air Furnaces (2015) | 2020 | NR | 2022 | 2041 | PSE | Commercial | Warehouse | Gas | Per Building Sqft - Furnace < 225 kBtuh - 80% AFUE Baseline |  |  | Warehouse Furnace < 225 kBtuh - High Efficiency - 92% AFUE Gas Furnaces (Non-Weatherized) |  | 0 | 18 | 0.072105 | 0 |  | 0 | 0 | 0 | 0 | 0 | 0 | 0 | 0.01594 |  | 0 | 0 | 0 | Heating | Gas Furnace | Furnace | Furnace LT 225 kBtuh High AFUE 92% Non-Weatherized | CommVENT | 0.0141% | 65.04% | 65.04% | 32743.3403 | 0.95423 | 49.53% | 5.556% | 85% | 6.8% | 0.2% | 0.23321 | 0.0031481 | 0.023636 | 0 | 0.076291 | 0 | 0 | -0.012363 | 0.063928 |  | 0 | 0.3727 | 0 | 01. ($9,999.000) to $0.028 | 1 | 0.3727 | 03. $0.30 to $0.45 | 1 | 0 | 0 | 0 | 0 | 0 | 0 | 0 | 0 | 0 | 0 | 0 | 0 | 0 | 0 | 0 | 0 | 0 | 0 | 0 | 0 | 0 | 0 | 0 | 0 | 0 | 0 | 0 | 0 | 0 | 0 | 0 | 0 | 0 | 0 | 0 | 0 | 0 | 0 | 0 | 0 | 0 | 0 | 0 | 0 | 0 | 0 | 0 | 0 | 0 | 0 | 0 | 0 | 0 | 0 | 0 | 0 | 0 | 0 | 0 | 0 | 0 | 0 | 0 | 0 | 0 | 0 | 0 | 0 | 0 | 0 | 0 | 0 | 0 | 234070.0816 | 465930.5416 | 695597.0241 | 923085.0749 | 1148410.1416 | 1348727.782 | 1506175.4287 | 1629498.6338 | 1725660.7701 | 1800206.1969 | 1857549.4207 | 1901205.3324 | 1933972.5279 | 1958079.2718 | 1975299.7173 | 1987046.4436 | 1977810.6206 | 1968526.1977 | 1959252.0051 | 1950009.9345 | 3731.0567 | 7426.8923 | 11087.7561 | 14713.8958 | 18305.5578 | 21498.6036 | 24008.3054 | 25974.0665 | 27506.8826 | 28695.1302 | 29609.1762 | 30305.0477 | 30827.3539 | 31211.6133 | 31486.1057 | 31673.3475 | 31526.1293 | 31378.1364 | 31230.3066 | 31082.9888 | 116537.8598 | 3731.0567 | 11157.9491 | 22245.7051 | 36959.601 | 55265.1588 | 76763.7623 | 100772.0677 | 116537.8598 | 116537.8598 | 116537.8598 | 116537.8598 | 116537.8598 | 116537.8598 | 116537.8598 | 116537.8598 | 116537.8598 | 116537.8598 | 116537.8598 | 116537.8598 | 116537.8598 | 0 | 0 | 0 | 0 | 0 | 0 | 0 | 0 | 0 | 0 | 0 | 0 | 0 | 0 | 0 | 0 | 0 | 0 | 0 | 0 | 0 | 0 | 0 | 0 | 0 | 0 | 0 | 0 | 0 | 0 | 0 | 0 | 0 | 0 | 0 | 0 | 0 | 0 | 0 | 0 | 0 | 0 | 0 | 0 | 0 | 0 | 0 | 0 | 0 | 14963.5947 | 29785.9331 | 44468.0153 | 59010.835 | 73415.3799 | 86221.254 | 96286.5419 | 63229.5193 | 0 | 0 | 0 | 0 | 0 | 0 | 0 | 0 | 0 | 0 | 0 | 0 | 0.01557% | 0 | 0 | 0 | 0 | 0 | 0 | 0 | 0 | 0 | 0 | 0 | 0 | 0 | 0 | 0 | 0 | 0 | 0 | 0 | 0 | 0 | 0 | 0 | 0
| ComFurnaces_Cadmus | M_Input | EUIs from PSE 2014 Commercial EUIs. 'Cost of res-sized furances based on the DEER 2008 Cost Database for the measure gas furnaces. EUL of res-sized furnaces based on the Wisconsin February 2016 Technical Reference Manual for the measures "Furnace with ECM, ≥90%+ AFUE, NG" and "Furnace with ECM, ≥95%+ AFUE, NG". EUL of CWAF from Federal Technical Support Document: Commercial Warm Air Furnaces (2015) | 2020 | NR | 2022 | 2041 | PSE | Commercial | Supermarket | Gas | Per Building Sqft - Furnace < 225 kBtuh - 80% AFUE Baseline |  |  | Supermarket Furnace < 225 kBtuh - High Efficiency - 92% AFUE Gas Furnaces (Non-Weatherized) |  | 0 | 18 | 0.10375 | 0 |  | 0 | 0 | 0 | 0 | 0 | 0 | 0 | 0.043772 |  | 0 | 0 | 0 | Heating | Gas Furnace | Furnace | Furnace LT 225 kBtuh High AFUE 92% Non-Weatherized | CommVENT | 0.0141% | 95.82% | 95.82% | 46001.1926 | 0.92495 | 41.98% | 5.556% | 85% | 6.8% | 0.2% | 0.64042 | 0.0086448 | 0.064906 | 0 | 0.10977 | 0 | 0 | -0.052802 | 0.056968 |  | 0 | 0.12095 | 0 | 01. ($9,999.000) to $0.028 | 1 | 0.12095 | 01. ($9,999.00) to $0.22 | 1 | 0 | 0 | 0 | 0 | 0 | 0 | 0 | 0 | 0 | 0 | 0 | 0 | 0 | 0 | 0 | 0 | 0 | 0 | 0 | 0 | 0 | 0 | 0 | 0 | 0 | 0 | 0 | 0 | 0 | 0 | 0 | 0 | 0 | 0 | 0 | 0 | 0 | 0 | 0 | 0 | 0 | 0 | 0 | 0 | 0 | 0 | 0 | 0 | 0 | 0 | 0 | 0 | 0 | 0 | 0 | 0 | 0 | 0 | 0 | 0 | 0 | 0 | 0 | 0 | 0 | 0 | 0 | 0 | 0 | 0 | 0 | 0 | 0 | 58829.153 | 117102.9589 | 174825.3493 | 232000.2316 | 288631.4881 | 338977.594 | 378549.1259 | 409544.1154 | 433712.6763 | 452448.2802 | 466860.4309 | 477832.5307 | 486067.9547 | 492126.7355 | 496454.7736 | 499407.0944 | 497085.8424 | 494752.3757 | 492421.4802 | 490098.658 | 2575.0748 | 5125.8409 | 7652.4704 | 10155.1343 | 12634.0026 | 14837.7567 | 16569.8853 | 17926.6006 | 18984.509 | 19804.6055 | 20435.4554 | 20915.7271 | 21276.2088 | 21541.4143 | 21730.8615 | 21860.0908 | 21758.4847 | 21656.344 | 21554.3159 | 21452.6411 | 14541.4241 | 2575.0748 | 7700.9157 | 14541.4241 | 14541.4241 | 14541.4241 | 14541.4241 | 14541.4241 | 14541.4241 | 14541.4241 | 14541.4241 | 14541.4241 | 14541.4241 | 14541.4241 | 14541.4241 | 14541.4241 | 14541.4241 | 14541.4241 | 14541.4241 | 14541.4241 | 14541.4241 | 0 | 0 | 0 | 0 | 0 | 0 | 0 | 0 | 0 | 0 | 0 | 0 | 0 | 0 | 0 | 0 | 0 | 0 | 0 | 0 | 0 | 0 | 0 | 0 | 0 | 0 | 0 | 0 | 0 | 0 | 0 | 0 | 0 | 0 | 0 | 0 | 0 | 0 | 0 | 0 | 0 | 0 | 0 | 0 | 0 | 0 | 0 | 0 | 0 | 3351.3504 | 6671.064 | 8902.6309 | 0 | 0 | 0 | 0 | 0 | 0 | 0 | 0 | 0 | 0 | 0 | 0 | 0 | 0 | 0 | 0 | 0 | 0.01557% | 0 | 0 | 0 | 0 | 0 | 0 | 0 | 0 | 0 | 0 | 0 | 0 | 0 | 0 | 0 | 0 | 0 | 0 | 0 | 0 | 0 | 0 | 0 | 0
| ComFurnaces_Cadmus | M_Input | EUIs from PSE 2014 Commercial EUIs. 'Cost of res-sized furances based on the DEER 2008 Cost Database for the measure gas furnaces. EUL of res-sized furnaces based on the Wisconsin February 2016 Technical Reference Manual for the measures "Furnace with ECM, ≥90%+ AFUE, NG" and "Furnace with ECM, ≥95%+ AFUE, NG". EUL of CWAF from Federal Technical Support Document: Commercial Warm Air Furnaces (2015) | 2020 | NR | 2022 | 2041 | PSE | Commercial | MiniMart | Gas | Per Building Sqft - Furnace < 225 kBtuh - 80% AFUE Baseline |  |  | MiniMart Furnace < 225 kBtuh - High Efficiency - 92% AFUE Gas Furnaces (Non-Weatherized) |  | 0 | 18 | 0.10375 | 0 |  | 0 | 0 | 0 | 0 | 0 | 0 | 0 | 0.043772 |  | 0 | 0 | 0 | Heating | Gas Furnace | Furnace | Furnace LT 225 kBtuh High AFUE 92% Non-Weatherized | CommVENT | 0.0141% | 95.82% | 95.82% | 2270.6714 | 1.0732 | 50% | 5.556% | 85% | 6.8% | 0.2% | 0.64042 | 0.0086448 | 0.064906 | 0 | 0.10977 | 0 | 0 | -0.052802 | 0.056968 |  | 0 | 0.12095 | 0 | 01. ($9,999.000) to $0.028 | 1 | 0.12095 | 01. ($9,999.00) to $0.22 | 1 | 0 | 0 | 0 | 0 | 0 | 0 | 0 | 0 | 0 | 0 | 0 | 0 | 0 | 0 | 0 | 0 | 0 | 0 | 0 | 0 | 0 | 0 | 0 | 0 | 0 | 0 | 0 | 0 | 0 | 0 | 0 | 0 | 0 | 0 | 0 | 0 | 0 | 0 | 0 | 0 | 0 | 0 | 0 | 0 | 0 | 0 | 0 | 0 | 0 | 0 | 0 | 0 | 0 | 0 | 0 | 0 | 0 | 0 | 0 | 0 | 0 | 0 | 0 | 0 | 0 | 0 | 0 | 0 | 0 | 0 | 0 | 0 | 0 | 2919.6521 | 5825.2899 | 8716.9637 | 11594.724 | 14458.6209 | 17020.2258 | 19051.4369 | 20659.3828 | 21929.5606 | 22930.2041 | 23715.7688 | 24329.7148 | 24806.7265 | 25174.4848 | 25455.0812 | 25666.1464 | 25606.3995 | 25545.6039 | 25484.5188 | 25423.429 | 127.7993 | 254.9851 | 381.5597 | 507.5253 | 632.884 | 745.0108 | 833.9212 | 904.3043 | 959.9026 | 1003.7029 | 1038.0887 | 1064.9624 | 1085.8422 | 1101.9397 | 1114.222 | 1123.4608 | 1120.8455 | 1118.1844 | 1115.5106 | 1112.8365 | 630998.6493 | 127.7993 | 382.7844 | 764.3441 | 1271.8693 | 1904.7533 | 2649.7641 | 3483.6853 | 4387.9896 | 5347.8922 | 6351.5951 | 7389.6838 | 8454.6462 | 9540.4884 | 10642.4281 | 11756.6502 | 12880.1109 | 14000.9565 | 15119.1409 | 16234.6515 | 17347.488 | 0 | 0 | 0 | 0 | 0 | 0 | 0 | 0 | 0 | 0 | 0 | 0 | 0 | 0 | 0 | 0 | 0 | 0 | 0 | 0 | 0 | 0 | 0 | 0 | 0 | 0 | 0 | 0 | 0 | 0 | 0 | 0 | 0 | 0 | 0 | 0 | 0 | 0 | 0 | 0 | 0 | 0 | 0 | 0 | 0 | 0 | 0 | 0 | 0 | 166.3253 | 331.8523 | 496.5837 | 660.5226 | 823.6716 | 969.5999 | 1085.3129 | 1176.9136 | 1249.2725 | 1306.2766 | 1351.0283 | 1386.0033 | 1413.1774 | 1434.1277 | 1450.1126 | 1462.1365 | 1458.7328 | 1455.2694 | 1451.7896 | 1448.3094 | 0.01557% | 0 | 0 | 0 | 0 | 0 | 0 | 0 | 0 | 0 | 0 | 0 | 0 | 0 | 0 | 0 | 0 | 0 | 0 | 0 | 0 | 0 | 0 | 0 | 0
| ComFurnaces_Cadmus | M_Input | EUIs from PSE 2014 Commercial EUIs. 'Cost of res-sized furances based on the DEER 2008 Cost Database for the measure gas furnaces. EUL of res-sized furnaces based on the Wisconsin February 2016 Technical Reference Manual for the measures "Furnace with ECM, ≥90%+ AFUE, NG" and "Furnace with ECM, ≥95%+ AFUE, NG". EUL of CWAF from Federal Technical Support Document: Commercial Warm Air Furnaces (2015) | 2020 | NR | 2022 | 2041 | PSE | Commercial | Restaurant | Gas | Per Building Sqft - Furnace < 225 kBtuh - 80% AFUE Baseline |  |  | Restaurant Furnace < 225 kBtuh - High Efficiency - 92% AFUE Gas Furnaces (Non-Weatherized) |  | 0 | 18 | 0.24704 | 0 |  | 0 | 0 | 0 | 0 | 0 | 0 | 0 | 0.0080615 |  | 0 | 0 | 0 | Heating | Gas Furnace | Furnace | Furnace LT 225 kBtuh High AFUE 92% Non-Weatherized | CommVENT | 0.0141% | 91.57% | 91.57% | 12127.7951 | 1.2469 | 50% | 5.556% | 85% | 6.8% | 0.2% | 0.11795 | 0.0015921 | 0.011954 | 0 | 0.26138 | 0 | 0 | 0.035862 | 0.29725 |  | 0 | 3.4266 | 0 | 01. ($9,999.000) to $0.028 | 1 | 3.4266 | 12. $1.50 to $999.00 | 0 | 0 | 0 | 0 | 0 | 0 | 0 | 0 | 0 | 0 | 0 | 0 | 0 | 0 | 0 | 0 | 0 | 0 | 0 | 0 | 0 | 0 | 0 | 0 | 0 | 0 | 0 | 0 | 0 | 0 | 0 | 0 | 0 | 0 | 0 | 0 | 0 | 0 | 0 | 0 | 0 | 0 | 0 | 0 | 0 | 0 | 0 | 0 | 0 | 0 | 0 | 0 | 0 | 0 | 0 | 0 | 0 | 0 | 0 | 0 | 0 | 0 | 0 | 0 | 0 | 0 | 0 | 0 | 0 | 0 | 0 | 0 | 0 | 0 | 115491.1856 | 228903.5298 | 340265.0971 | 449603.615 | 556946.478 | 651282.0725 | 724183.7176 | 780109.5163 | 822593.6995 | 854438.054 | 877863.6864 | 894631.341 | 906136.7884 | 913486.4496 | 917557.3501 | 919044.6525 | 910839.1229 | 902664.8849 | 894548.7774 | 886500.3837 | 931.0347 | 1845.3108 | 2743.0545 | 3624.4893 | 4489.8361 | 5250.3246 | 5838.0228 | 6288.8698 | 6631.357 | 6888.0709 | 7076.9172 | 7212.09 | 7304.8414 | 7364.0909 | 7396.9085 | 7408.8984 | 7342.7494 | 7276.8526 | 7211.4244 | 7146.5421 | 104683.5195 | 931.0347 | 2776.3455 | 5519.4 | 9143.8893 | 13633.7254 | 18884.05 | 24722.0728 | 31010.9426 | 37642.2996 | 44530.3705 | 51607.2877 | 58819.3777 | 66124.2192 | 73488.31 | 80885.2186 | 88294.117 | 95636.8664 | 102913.719 | 104683.5195 | 104683.5195 | 0 | 0 | 0 | 0 | 0 | 0 | 0 | 0 | 0 | 0 | 0 | 0 | 0 | 0 | 0 | 0 | 0 | 0 | 0 | 0 | 0 | 0 | 0 | 0 | 0 | 0 | 0 | 0 | 0 | 0 | 0 | 0 | 0 | 0 | 0 | 0 | 0 | 0 | 0 | 0 | 0 | 0 | 0 | 0 | 0 | 0 | 0 | 0 | 0 | 34329.3152 | 68040.7027 | 101142.5046 | 133642.9627 | 165550.2201 | 193591.1164 | 215260.8528 | 231884.5835 | 244512.8452 | 253978.4584 | 260941.6384 | 265925.7599 | 269345.7103 | 271530.3691 | 272740.4288 | 273182.5238 | 270743.4614 | 268313.7002 | 65256.4702 | 0 | 0.01557% | 0 | 0 | 0 | 0 | 0 | 0 | 0 | 0 | 0 | 0 | 0 | 0 | 0 | 0 | 0 | 0 | 0 | 0 | 0 | 0 | 0 | 0 | 0 | 0
| ComFurnaces_Cadmus | M_Input | EUIs from PSE 2014 Commercial EUIs. 'Cost of res-sized furances based on the DEER 2008 Cost Database for the measure gas furnaces. EUL of res-sized furnaces based on the Wisconsin February 2016 Technical Reference Manual for the measures "Furnace with ECM, ≥90%+ AFUE, NG" and "Furnace with ECM, ≥95%+ AFUE, NG". EUL of CWAF from Federal Technical Support Document: Commercial Warm Air Furnaces (2015) | 2020 | NR | 2022 | 2041 | PSE | Commercial | Lodging | Gas | Per Building Sqft - Furnace < 225 kBtuh - 80% AFUE Baseline |  |  | Lodging Furnace < 225 kBtuh - High Efficiency - 92% AFUE Gas Furnaces (Non-Weatherized) |  | 0 | 18 | 0.016852 | 0 |  | 0 | 0 | 0 | 0 | 0 | 0 | 0 | 0.031556 |  | 0 | 0 | 0 | Heating | Gas Furnace | Furnace | Furnace LT 225 kBtuh High AFUE 92% Non-Weatherized | CommVENT | 0.0141% | 30.99% | 30.99% | 28301.6712 | 0.90175 | 46.1% | 5.556% | 85% | 6.8% | 0.2% | 0.46169 | 0.0062322 | 0.046793 | 0 | 0.017831 | 0 | 0 | -0.049654 | -0.031824 |  | 0 | -0.093717 | 0 | 01. ($9,999.000) to $0.028 | 1 | -0.093717 | 01. ($9,999.00) to $0.22 | 1 | 0 | 0 | 0 | 0 | 0 | 0 | 0 | 0 | 0 | 0 | 0 | 0 | 0 | 0 | 0 | 0 | 0 | 0 | 0 | 0 | 0 | 0 | 0 | 0 | 0 | 0 | 0 | 0 | 0 | 0 | 0 | 0 | 0 | 0 | 0 | 0 | 0 | 0 | 0 | 0 | 0 | 0 | 0 | 0 | 0 | 0 | 0 | 0 | 0 | 0 | 0 | 0 | 0 | 0 | 0 | 0 | 0 | 0 | 0 | 0 | 0 | 0 | 0 | 0 | 0 | 0 | 0 | 0 | 0 | 0 | 0 | 0 | 0 | 19106.9605 | 38072.5296 | 56897.4918 | 75582.6282 | 94128.7155 | 110660.9184 | 123705.89 | 133971.8868 | 142023.4155 | 148310.4088 | 153191.4793 | 156952.4538 | 159821.1458 | 161979.1302 | 163571.1275 | 164712.4841 | 164114.9168 | 163511.9148 | 162908.3551 | 162306.0602 | 602.9484 | 1201.435 | 1795.4845 | 2385.1216 | 2970.3708 | 3492.0689 | 3903.7222 | 4227.6809 | 4481.7588 | 4680.1542 | 4834.1836 | 4952.8667 | 5043.3925 | 5111.4909 | 5161.7287 | 5197.7459 | 5178.8888 | 5159.8602 | 5140.814 | 5121.8077 | 32321.6184 | 602.9484 | 1804.3833 | 3599.8678 | 5984.9894 | 8955.3601 | 12447.429 | 16351.1512 | 20578.8322 | 25060.591 | 29740.7452 | 32321.6184 | 32321.6184 | 32321.6184 | 32321.6184 | 32321.6184 | 32321.6184 | 32321.6184 | 32321.6184 | 32321.6184 | 32321.6184 | 0 | 0 | 0 | 0 | 0 | 0 | 0 | 0 | 0 | 0 | 0 | 0 | 0 | 0 | 0 | 0 | 0 | 0 | 0 | 0 | 0 | 0 | 0 | 0 | 0 | 0 | 0 | 0 | 0 | 0 | 0 | 0 | 0 | 0 | 0 | 0 | 0 | 0 | 0 | 0 | 0 | 0 | 0 | 0 | 0 | 0 | 0 | 0 | 0 | 0 | 0 | 0 | 0 | 0 | 0 | 0 | 0 | 0 | 0 | 0 | 0 | 0 | 0 | 0 | 0 | 0 | 0 | 0 | 0 | 0.01557% | 0 | 0 | 0 | 0 | 0 | 0 | 0 | 0 | 0 | 0 | 0 | 0 | 0 | 0 | 0 | 0 | 0 | 0 | 0 | 0 | 0 | 0 | 0 | 0
| ComFurnaces_Cadmus | M_Input | EUIs from PSE 2014 Commercial EUIs. 'Cost of res-sized furances based on the DEER 2008 Cost Database for the measure gas furnaces. EUL of res-sized furnaces based on the Wisconsin February 2016 Technical Reference Manual for the measures "Furnace with ECM, ≥90%+ AFUE, NG" and "Furnace with ECM, ≥95%+ AFUE, NG". EUL of CWAF from Federal Technical Support Document: Commercial Warm Air Furnaces (2015) | 2020 | NR | 2022 | 2041 | PSE | Commercial | Hospital | Gas | Per Building Sqft - Furnace < 225 kBtuh - 80% AFUE Baseline |  |  | Hospital Furnace < 225 kBtuh - High Efficiency - 92% AFUE Gas Furnaces (Non-Weatherized) |  | 0 | 18 | 0.10934 | 0 |  | 0 | 0 | 0 | 0 | 0 | 0 | 0 | 0.060834 |  | 0 | 0 | 0 | Heating | Gas Furnace | Furnace | Furnace LT 225 kBtuh Premium AFUE 94% Non-Weatherized | CommVENT | 0.0141% | 56.19% | 56.19% | 173734.3051 | 2.1454 | 0% | 5.556% | 85% | 6.8% | 0.2% | 0.89005 | 0.012014 | 0.090206 | 0 | 0.11569 | 0 | 0 | -0.080353 | 0.035334 |  | 0 | 0.053977 | 0 | 01. ($9,999.000) to $0.028 | 1 | 0.053977 | 01. ($9,999.00) to $0.22 | 1 | 0 | 0 | 0 | 0 | 0 | 0 | 0 | 0 | 0 | 0 | 0 | 0 | 0 | 0 | 0 | 0 | 0 | 0 | 0 | 0 | 0 | 0 | 0 | 0 | 0 | 0 | 0 | 0 | 0 | 0 | 0 | 0 | 0 | 0 | 0 | 0 | 0 | 0 | 0 | 0 | 0 | 0 | 0 | 0 | 0 | 0 | 0 | 0 | 0 | 0 | 0 | 0 | 0 | 0 | 0 | 0 | 0 | 0 | 0 | 0 | 0 | 0 | 0 | 0 | 0 | 0 | 0 | 0 | 0 | 0 | 0 | 0 | 0 | 0 | 0 | 0 | 0 | 0 | 0 | 0 | 0 | 0 | 0 | 0 | 0 | 0 | 0 | 0 | 0 | 0 | 0 | 0 | 0 | 0 | 0 | 0 | 0 | 0 | 0 | 0 | 0 | 0 | 0 | 0 | 0 | 0 | 0 | 0 | 0 | 0 | 0 | 0 | 0 | 0 | 0 | 0 | 0 | 0 | 0 | 0 | 0 | 0 | 0 | 0 | 0 | 0 | 0 | 0 | 0 | 0 | 0 | 0 | 0 | 0 | 0 | 0 | 0 | 0 | 0 | 0 | 0 | 0 | 0 | 0 | 0 | 0 | 0 | 0 | 0 | 0 | 0 | 0 | 0 | 0 | 0 | 0 | 0 | 0 | 0 | 0 | 0 | 0 | 0 | 0 | 0 | 0 | 0 | 0 | 0 | 0 | 0 | 0 | 0 | 0 | 0 | 0 | 0 | 0 | 0 | 0 | 0 | 0 | 0 | 0 | 0 | 0 | 0 | 0 | 0 | 0 | 0 | 0 | 0 | 0 | 0 | 0 | 0 | 0 | 0 | 0 | 0 | 0 | 0 | 0.01557% | 0 | 0 | 0 | 0 | 0 | 0 | 0 | 0 | 0 | 0 | 0 | 0 | 0 | 0 | 0 | 0 | 0 | 0 | 0 | 0 | 0 | 0 | 0 | 0
| ComFurnaces_Cadmus | M_Input | EUIs from PSE 2014 Commercial EUIs. 'Cost of res-sized furances based on the DEER 2008 Cost Database for the measure gas furnaces. EUL of res-sized furnaces based on the Wisconsin February 2016 Technical Reference Manual for the measures "Furnace with ECM, ≥90%+ AFUE, NG" and "Furnace with ECM, ≥95%+ AFUE, NG". EUL of CWAF from Federal Technical Support Document: Commercial Warm Air Furnaces (2015) | 2020 | NR | 2022 | 2041 | PSE | Commercial | Residential Care | Gas | Per Building Sqft - Furnace < 225 kBtuh - 80% AFUE Baseline |  |  | Residential Care Furnace < 225 kBtuh - High Efficiency - 92% AFUE Gas Furnaces (Non-Weatherized) |  | 0 | 18 | 0.04854 | 0 |  | 0 | 0 | 0 | 0 | 0 | 0 | 0 | 0.027022 |  | 0 | 0 | 0 | Heating | Gas Furnace | Furnace | Furnace LT 225 kBtuh Premium AFUE 94% Non-Weatherized | CommVENT | 0.0141% | 67.95% | 67.95% | 101257.3441 | 1.135 | 50% | 5.556% | 85% | 6.8% | 0.2% | 0.39536 | 0.0053368 | 0.040069 | 0 | 0.051358 | 0 | 0 | -0.035698 | 0.01566 |  | 0 | 0.053856 | 0 | 01. ($9,999.000) to $0.028 | 1 | 0.053856 | 01. ($9,999.00) to $0.22 | 1 | 0 | 0 | 0 | 0 | 0 | 0 | 0 | 0 | 0 | 0 | 0 | 0 | 0 | 0 | 0 | 0 | 0 | 0 | 0 | 0 | 0 | 0 | 0 | 0 | 0 | 0 | 0 | 0 | 0 | 0 | 0 | 0 | 0 | 0 | 0 | 0 | 0 | 0 | 0 | 0 | 0 | 0 | 0 | 0 | 0 | 0 | 0 | 0 | 0 | 0 | 0 | 0 | 0 | 0 | 0 | 0 | 0 | 0 | 0 | 0 | 0 | 0 | 0 | 0 | 0 | 0 | 0 | 0 | 0 | 0 | 0 | 0 | 0 | 61876.8794 | 123246.3684 | 184111.5875 | 244475.64 | 304341.6123 | 357650.6978 | 399650.8922 | 432643.0031 | 458460.1217 | 478562.7009 | 494114.3045 | 506041.9594 | 515084.2387 | 521829.5704 | 526746.7594 | 530209.3038 | 528073.6362 | 525922.1179 | 523770.4489 | 521624.4878 | 1672.0599 | 3330.4089 | 4975.1314 | 6606.3111 | 8224.0315 | 9664.5693 | 10799.5141 | 11691.0391 | 12388.6788 | 12931.8982 | 13352.1393 | 13674.4528 | 13918.7967 | 14101.0715 | 14233.9456 | 14327.5118 | 14269.801 | 14211.6618 | 14153.5186 | 14095.5297 | 397985.5988 | 1672.0599 | 5002.4688 | 9977.6002 | 16583.9113 | 24807.9428 | 34472.5121 | 45272.0262 | 56963.0653 | 69351.7442 | 82283.6423 | 95635.7817 | 109310.2345 | 123229.0312 | 137330.1027 | 151564.0483 | 165891.56 | 180161.361 | 194373.0228 | 208526.5415 | 222622.0712 | 0 | 0 | 0 | 0 | 0 | 0 | 0 | 0 | 0 | 0 | 0 | 0 | 0 | 0 | 0 | 0 | 0 | 0 | 0 | 0 | 0 | 0 | 0 | 0 | 0 | 0 | 0 | 0 | 0 | 0 | 0 | 0 | 0 | 0 | 0 | 0 | 0 | 0 | 0 | 0 | 0 | 0 | 0 | 0 | 0 | 0 | 0 | 0 | 0 | 969.008 | 1930.0701 | 2883.2353 | 3828.552 | 4766.0687 | 5600.9028 | 6258.6367 | 6775.3017 | 7179.6045 | 7494.4161 | 7737.9583 | 7924.7484 | 8066.3529 | 8171.9865 | 8248.991 | 8303.2153 | 8269.7702 | 8236.0769 | 8202.3812 | 8168.7749 | 0.01557% | 0 | 0 | 0 | 0 | 0 | 0 | 0 | 0 | 0 | 0 | 0 | 0 | 0 | 0 | 0 | 0 | 0 | 0 | 0 | 0 | 0 | 0 | 0 | 0
| ComFurnaces_Cadmus | M_Input | EUIs from PSE 2014 Commercial EUIs. 'Cost of res-sized furances based on the DEER 2008 Cost Database for the measure gas furnaces. EUL of res-sized furnaces based on the Wisconsin February 2016 Technical Reference Manual for the measures "Furnace with ECM, ≥90%+ AFUE, NG" and "Furnace with ECM, ≥95%+ AFUE, NG". EUL of CWAF from Federal Technical Support Document: Commercial Warm Air Furnaces (2015) | 2020 | NR | 2022 | 2041 | PSE | Commercial | Assembly | Gas | Per Building Sqft - Furnace < 225 kBtuh - 80% AFUE Baseline |  |  | Assembly Furnace < 225 kBtuh - High Efficiency - 92% AFUE Gas Furnaces (Non-Weatherized) |  | 0 | 18 | 0.080823 | 0 |  | 0 | 0 | 0 | 0 | 0 | 0 | 0 | 0.027022 |  | 0 | 0 | 0 | Heating | Gas Furnace | Furnace | Furnace LT 225 kBtuh Premium AFUE 94% Non-Weatherized | CommVENT | 0.0141% | 67.95% | 67.95% | 15455.3983 | 1.1338 | 44.41% | 5.556% | 85% | 6.8% | 0.2% | 0.39536 | 0.0053368 | 0.040069 | 0 | 0.085516 | 0 | 0 | -0.029241 | 0.056274 |  | 0 | 0.19353 | 0 | 01. ($9,999.000) to $0.028 | 1 | 0.19353 | 01. ($9,999.00) to $0.22 | 1 | 0 | 0 | 0 | 0 | 0 | 0 | 0 | 0 | 0 | 0 | 0 | 0 | 0 | 0 | 0 | 0 | 0 | 0 | 0 | 0 | 0 | 0 | 0 | 0 | 0 | 0 | 0 | 0 | 0 | 0 | 0 | 0 | 0 | 0 | 0 | 0 | 0 | 0 | 0 | 0 | 0 | 0 | 0 | 0 | 0 | 0 | 0 | 0 | 0 | 0 | 0 | 0 | 0 | 0 | 0 | 0 | 0 | 0 | 0 | 0 | 0 | 0 | 0 | 0 | 0 | 0 | 0 | 0 | 0 | 0 | 0 | 0 | 0 | 86479.7846 | 172183.5573 | 257116.5406 | 341283.9258 | 424690.8732 | 498886.8037 | 557256.4132 | 603025.0059 | 638761.234 | 666510.7851 | 687902.8521 | 704234.9275 | 716540.3337 | 725642.0056 | 732195.3233 | 736722.2242 | 733469.842 | 730197.8669 | 726928.1131 | 723668.7067 | 2336.8887 | 4652.8077 | 6947.8982 | 9222.3004 | 11476.1537 | 13481.1036 | 15058.3887 | 16295.1646 | 17260.8421 | 18010.7008 | 18588.7651 | 19030.0965 | 19362.6177 | 19608.5664 | 19785.6526 | 19907.9802 | 19820.0931 | 19731.6766 | 19643.3201 | 19555.2432 | 904407.5526 | 2336.8887 | 6989.6964 | 13937.5946 | 23159.895 | 34636.0487 | 48117.1523 | 63175.541 | 79470.7056 | 96731.5477 | 114742.2485 | 133331.0136 | 152361.11 | 171723.7277 | 191332.2942 | 211117.9468 | 231025.927 | 250846.0201 | 270577.6968 | 290221.0169 | 309776.2601 | 0 | 0 | 0 | 0 | 0 | 0 | 0 | 0 | 0 | 0 | 0 | 0 | 0 | 0 | 0 | 0 | 0 | 0 | 0 | 0 | 0 | 0 | 0 | 0 | 0 | 0 | 0 | 0 | 0 | 0 | 0 | 0 | 0 | 0 | 0 | 0 | 0 | 0 | 0 | 0 | 0 | 0 | 0 | 0 | 0 | 0 | 0 | 0 | 0 | 4866.5792 | 9689.489 | 14469.0233 | 19205.4741 | 23899.132 | 28074.4473 | 31359.1494 | 33934.7396 | 35945.7666 | 37507.35 | 38711.171 | 39630.2452 | 40322.7219 | 40834.9111 | 41203.6937 | 41458.4413 | 41275.4162 | 41091.2885 | 40907.2857 | 40723.8653 | 0.01557% | 0 | 0 | 0 | 0 | 0 | 0 | 0 | 0 | 0 | 0 | 0 | 0 | 0 | 0 | 0 | 0 | 0 | 0 | 0 | 0 | 0 | 0 | 0 | 0
| ComFurnaces_Cadmus | M_Input | EUIs from PSE 2014 Commercial EUIs. 'Cost of res-sized furances based on the DEER 2008 Cost Database for the measure gas furnaces. EUL of res-sized furnaces based on the Wisconsin February 2016 Technical Reference Manual for the measures "Furnace with ECM, ≥90%+ AFUE, NG" and "Furnace with ECM, ≥95%+ AFUE, NG". EUL of CWAF from Federal Technical Support Document: Commercial Warm Air Furnaces (2015) | 2020 | NR | 2022 | 2041 | PSE | Commercial | Other | Gas | Per Building Sqft - Furnace < 225 kBtuh - 80% AFUE Baseline |  |  | Other Furnace < 225 kBtuh - High Efficiency - 92% AFUE Gas Furnaces (Non-Weatherized) |  | 0 | 18 | 0.10934 | 0 |  | 0 | 0 | 0 | 0 | 0 | 0 | 0 | 0.027022 |  | 0 | 0 | 0 | Heating | Gas Furnace | Furnace | Furnace LT 225 kBtuh Premium AFUE 94% Non-Weatherized | CommVENT | 0.0141% | 67.95% | 67.95% | 31545.0104 | 1.4073 | 50% | 5.556% | 85% | 6.8% | 0.2% | 0.39536 | 0.0053368 | 0.040069 | 0 | 0.11569 | 0 | 0 | -0.023538 | 0.092149 |  | 0 | 0.3169 | 0 | 01. ($9,999.000) to $0.028 | 1 | 0.3169 | 03. $0.30 to $0.45 | 1 | 0 | 0 | 0 | 0 | 0 | 0 | 0 | 0 | 0 | 0 | 0 | 0 | 0 | 0 | 0 | 0 | 0 | 0 | 0 | 0 | 0 | 0 | 0 | 0 | 0 | 0 | 0 | 0 | 0 | 0 | 0 | 0 | 0 | 0 | 0 | 0 | 0 | 0 | 0 | 0 | 0 | 0 | 0 | 0 | 0 | 0 | 0 | 0 | 0 | 0 | 0 | 0 | 0 | 0 | 0 | 0 | 0 | 0 | 0 | 0 | 0 | 0 | 0 | 0 | 0 | 0 | 0 | 0 | 0 | 0 | 0 | 0 | 0 | 337496.8334 | 668918.7237 | 994347.6828 | 1313864.7383 | 1627549.9445 | 1903224.3541 | 2116262.9013 | 2279693.3817 | 2403843.7852 | 2496901.6993 | 2565357.8044 | 2614357.4774 | 2647979.5418 | 2669457.262 | 2681353.5469 | 2685699.8511 | 2661721.0494 | 2637833.6901 | 2614116.204 | 2590596.5962 | 9119.9642 | 18075.769 | 26869.6306 | 35503.7385 | 43980.2561 | 51429.6319 | 57186.4382 | 61602.7171 | 64957.5551 | 67472.2005 | 69322.0467 | 70646.1339 | 71554.6818 | 72135.0607 | 72456.5265 | 72573.9739 | 71926.0099 | 71280.5168 | 70639.6142 | 70004.0586 | 1276612.7925 | 9119.9642 | 27195.7331 | 54065.3637 | 89569.1022 | 133549.3583 | 184978.9901 | 242165.4284 | 303768.1454 | 368725.7006 | 436197.901 | 505519.9477 | 576166.0816 | 647720.7634 | 719855.8241 | 792312.3506 | 864886.3245 | 936812.3344 | 1008092.8512 | 1078732.4653 | 1148736.524 | 0 | 0 | 0 | 0 | 0 | 0 | 0 | 0 | 0 | 0 | 0 | 0 | 0 | 0 | 0 | 0 | 0 | 0 | 0 | 0 | 0 | 0 | 0 | 0 | 0 | 0 | 0 | 0 | 0 | 0 | 0 | 0 | 0 | 0 | 0 | 0 | 0 | 0 | 0 | 0 | 0 | 0 | 0 | 0 | 0 | 0 | 0 | 0 | 0 | 31099.927 | 61640.0553 | 91627.9422 | 121071.0543 | 149976.7685 | 175379.8335 | 195011.0792 | 210071.0013 | 221511.3116 | 230086.4863 | 236394.634 | 240909.8949 | 244008.1277 | 245987.2737 | 247083.5021 | 247484.0088 | 245274.3911 | 243073.1997 | 240887.6619 | 238720.3583 | 0.01557% | 0 | 0 | 0 | 0 | 0 | 0 | 0 | 0 | 0 | 0 | 0 | 0 | 0 | 0 | 0 | 0 | 0 | 0 | 0 | 0 | 0 | 0 | 0 | 0
| ComFurnaces_Cadmus | M_Input | EUIs from PSE 2014 Commercial EUIs. 'Cost of res-sized furances based on the DEER 2008 Cost Database for the measure gas furnaces. EUL of res-sized furnaces based on the Wisconsin February 2016 Technical Reference Manual for the measures "Furnace with ECM, ≥90%+ AFUE, NG" and "Furnace with ECM, ≥95%+ AFUE, NG". EUL of CWAF from Federal Technical Support Document: Commercial Warm Air Furnaces (2015) | 2020 | NR | 2022 | 2041 | PSE | Commercial | Large Off | Gas | Per Building Sqft - Furnace < 225 kBtuh - 92% AFUE Baseline |  |  | Large Off Furnace < 225 kBtuh - Premium Efficiency - 94% AFUE Gas Furnaces (Non-Weatherized) |  | 0 | 18 | 0.012964 | 0 |  | 0 | 0 | 0 | 0 | 0 | 0 | 0 | 0.0057979 |  | 0 | 0 | 0 | Heating | Gas Furnace | Furnace | Furnace LT 225 kBtuh Premium AFUE 94% Non-Weatherized | CommVENT | 0.0141% | 57.36% | 57.36% | 259599.5083 | 1.1293 | 50% | 5.556% | 85% | 6.8% | 0.2% | 0.084828 | 0.0011451 | 0.0085973 | 0 | 0.013717 | 0 | 0 | -0.0071495 | 0.0065673 |  | 0 | 0.10526 | 0 | 01. ($9,999.000) to $0.028 | 1 | 0.10526 | 01. ($9,999.00) to $0.22 | 1 | 0 | 0 | 0 | 0 | 0 | 0 | 0 | 0 | 0 | 0 | 0 | 0 | 0 | 0 | 0 | 0 | 0 | 0 | 0 | 0 | 0 | 0 | 0 | 0 | 0 | 0 | 0 | 0 | 0 | 0 | 0 | 0 | 0 | 0 | 0 | 0 | 0 | 0 | 0 | 0 | 0 | 0 | 0 | 0 | 0 | 0 | 0 | 0 | 0 | 0 | 0 | 0 | 0 | 0 | 0 | 0 | 0 | 0 | 0 | 0 | 0 | 0 | 0 | 0 | 0 | 0 | 0 | 0 | 0 | 0 | 0 | 0 | 0 | 205846.1338 | 410457.1908 | 613838.7288 | 815996.2835 | 1016935.3682 | 1196383.7833 | 1338356.0108 | 1450440.6985 | 1538690.5416 | 1607933.1593 | 1662019.0505 | 1704019.3626 | 1736383.6326 | 1761065.601 | 1779623.5609 | 1793300.3969 | 1788049.8083 | 1782731.7034 | 1777399.1582 | 1772072.0486 | 1193.4832 | 2379.8054 | 3558.999 | 4731.0961 | 5896.1285 | 6936.5593 | 7759.7055 | 8409.5656 | 8921.2327 | 9322.6972 | 9636.2838 | 9879.799 | 10067.4451 | 10210.5496 | 10318.1475 | 10397.445 | 10367.0024 | 10336.1683 | 10305.2506 | 10274.3643 | 98997.9876 | 1193.4832 | 3573.2886 | 7132.2877 | 11863.3837 | 17759.5122 | 24696.0715 | 32455.777 | 40865.3426 | 49786.5754 | 59109.2725 | 68745.5564 | 78625.3554 | 88692.8005 | 98903.3501 | 98997.9876 | 98997.9876 | 98997.9876 | 98997.9876 | 98997.9876 | 98997.9876 | 0 | 0 | 0 | 0 | 0 | 0 | 0 | 0 | 0 | 0 | 0 | 0 | 0 | 0 | 0 | 0 | 0 | 0 | 0 | 0 | 0 | 0 | 0 | 0 | 0 | 0 | 0 | 0 | 0 | 0 | 0 | 0 | 0 | 0 | 0 | 0 | 0 | 0 | 0 | 0 | 0 | 0 | 0 | 0 | 0 | 0 | 0 | 0 | 0 | 1351.8551 | 2695.5991 | 4031.2685 | 5358.8995 | 6678.5285 | 7857.0217 | 8789.3971 | 9525.4919 | 10105.0559 | 10559.7935 | 10914.9922 | 11190.8213 | 11403.3674 | 11565.4615 | 107.1957 | 0 | 0 | 0 | 0 | 0 | 0.01557% | 0 | 0 | 0 | 0 | 0 | 0 | 0 | 0 | 0 | 0 | 0 | 0 | 0 | 0 | 0 | 0 | 0 | 0 | 0 | 0 | 0 | 0 | 0 | 0
| ComFurnaces_Cadmus | M_Input | EUIs from PSE 2014 Commercial EUIs. 'Cost of res-sized furances based on the DEER 2008 Cost Database for the measure gas furnaces. EUL of res-sized furnaces based on the Wisconsin February 2016 Technical Reference Manual for the measures "Furnace with ECM, ≥90%+ AFUE, NG" and "Furnace with ECM, ≥95%+ AFUE, NG". EUL of CWAF from Federal Technical Support Document: Commercial Warm Air Furnaces (2015) | 2020 | NR | 2022 | 2041 | PSE | Commercial | Medium Off | Gas | Per Building Sqft - Furnace < 225 kBtuh - 92% AFUE Baseline |  |  | Medium Off Furnace < 225 kBtuh - Premium Efficiency - 94% AFUE Gas Furnaces (Non-Weatherized) |  | 0 | 18 | 0.012964 | 0 |  | 0 | 0 | 0 | 0 | 0 | 0 | 0 | 0.0057979 |  | 0 | 0 | 0 | Heating | Gas Furnace | Furnace | Furnace LT 225 kBtuh Premium AFUE 94% Non-Weatherized | CommVENT | 0.0141% | 57.36% | 57.36% | 42353.7102 | 1.0142 | 45.36% | 5.556% | 85% | 6.8% | 0.2% | 0.084828 | 0.0011451 | 0.0085973 | 0 | 0.013717 | 0 | 0 | -0.0071495 | 0.0065673 |  | 0 | 0.10526 | 0 | 01. ($9,999.000) to $0.028 | 1 | 0.10526 | 01. ($9,999.00) to $0.22 | 1 | 0 | 0 | 0 | 0 | 0 | 0 | 0 | 0 | 0 | 0 | 0 | 0 | 0 | 0 | 0 | 0 | 0 | 0 | 0 | 0 | 0 | 0 | 0 | 0 | 0 | 0 | 0 | 0 | 0 | 0 | 0 | 0 | 0 | 0 | 0 | 0 | 0 | 0 | 0 | 0 | 0 | 0 | 0 | 0 | 0 | 0 | 0 | 0 | 0 | 0 | 0 | 0 | 0 | 0 | 0 | 0 | 0 | 0 | 0 | 0 | 0 | 0 | 0 | 0 | 0 | 0 | 0 | 0 | 0 | 0 | 0 | 0 | 0 | 89511.2547 | 178485.4419 | 266924.9784 | 354832.2713 | 442209.7181 | 520242.045 | 581978.0221 | 630717.5386 | 669092.5814 | 699202.4187 | 722721.4224 | 740985.067 | 755058.5226 | 765791.3642 | 773861.2087 | 779808.5186 | 777525.324 | 775212.7703 | 772893.9372 | 770577.4679 | 518.9807 | 1034.8476 | 1547.6145 | 2057.2956 | 2563.9046 | 3016.3313 | 3374.2726 | 3656.8613 | 3879.3575 | 4053.9324 | 4190.2942 | 4296.1857 | 4377.7827 | 4440.011 | 4486.7995 | 4521.2816 | 4508.0438 | 4494.6358 | 4481.1913 | 4467.7606 | 55834.6658 | 518.9807 | 1553.8283 | 3101.4428 | 5158.7384 | 7722.6431 | 10738.9743 | 14113.247 | 17770.1083 | 21649.4658 | 25703.3982 | 29893.6924 | 34189.8781 | 38567.6608 | 43007.6718 | 47494.4713 | 52015.753 | 55834.6658 | 55834.6658 | 55834.6658 | 55834.6658 | 0 | 0 | 0 | 0 | 0 | 0 | 0 | 0 | 0 | 0 | 0 | 0 | 0 | 0 | 0 | 0 | 0 | 0 | 0 | 0 | 0 | 0 | 0 | 0 | 0 | 0 | 0 | 0 | 0 | 0 | 0 | 0 | 0 | 0 | 0 | 0 | 0 | 0 | 0 | 0 | 0 | 0 | 0 | 0 | 0 | 0 | 0 | 0 | 0 | 587.848 | 1172.169 | 1752.9787 | 2330.2931 | 2904.1277 | 3416.5901 | 3822.0294 | 4142.1168 | 4394.1376 | 4591.8782 | 4746.3347 | 4866.2777 | 4958.7024 | 5029.1883 | 5082.1855 | 5121.2433 | 4325.6721 | 0 | 0 | 0 | 0.01557% | 0 | 0 | 0 | 0 | 0 | 0 | 0 | 0 | 0 | 0 | 0 | 0 | 0 | 0 | 0 | 0 | 0 | 0 | 0 | 0 | 0 | 0 | 0 | 0
| ComFurnaces_Cadmus | M_Input | EUIs from PSE 2014 Commercial EUIs. 'Cost of res-sized furances based on the DEER 2008 Cost Database for the measure gas furnaces. EUL of res-sized furnaces based on the Wisconsin February 2016 Technical Reference Manual for the measures "Furnace with ECM, ≥90%+ AFUE, NG" and "Furnace with ECM, ≥95%+ AFUE, NG". EUL of CWAF from Federal Technical Support Document: Commercial Warm Air Furnaces (2015) | 2020 | NR | 2022 | 2041 | PSE | Commercial | Small Off | Gas | Per Building Sqft - Furnace < 225 kBtuh - 92% AFUE Baseline |  |  | Small Off Furnace < 225 kBtuh - Premium Efficiency - 94% AFUE Gas Furnaces (Non-Weatherized) |  | 0 | 18 | 0.012964 | 0 |  | 0 | 0 | 0 | 0 | 0 | 0 | 0 | 0.0057979 |  | 0 | 0 | 0 | Heating | Gas Furnace | Furnace | Furnace LT 225 kBtuh Premium AFUE 94% Non-Weatherized | CommVENT | 0.0141% | 57.36% | 57.36% | 5367.7993 | 1.1188 | 50% | 5.556% | 85% | 6.8% | 0.2% | 0.084828 | 0.0011451 | 0.0085973 | 0 | 0.013717 | 0 | 0 | -0.0071495 | 0.0065673 |  | 0 | 0.10526 | 0 | 01. ($9,999.000) to $0.028 | 1 | 0.10526 | 01. ($9,999.00) to $0.22 | 1 | 0 | 0 | 0 | 0 | 0 | 0 | 0 | 0 | 0 | 0 | 0 | 0 | 0 | 0 | 0 | 0 | 0 | 0 | 0 | 0 | 0 | 0 | 0 | 0 | 0 | 0 | 0 | 0 | 0 | 0 | 0 | 0 | 0 | 0 | 0 | 0 | 0 | 0 | 0 | 0 | 0 | 0 | 0 | 0 | 0 | 0 | 0 | 0 | 0 | 0 | 0 | 0 | 0 | 0 | 0 | 0 | 0 | 0 | 0 | 0 | 0 | 0 | 0 | 0 | 0 | 0 | 0 | 0 | 0 | 0 | 0 | 0 | 0 | 75324.1995 | 150196.4539 | 224618.7968 | 298593.2539 | 372121.8426 | 437786.463 | 489737.6179 | 530752.1817 | 563044.9854 | 588382.5745 | 608173.9419 | 623542.8965 | 635385.7846 | 644417.5283 | 651208.3455 | 656213.0386 | 654291.7182 | 652345.6918 | 650394.3815 | 648445.0601 | 436.7251 | 870.8298 | 1302.3259 | 1731.2252 | 2157.5395 | 2538.2589 | 2839.4685 | 3077.2684 | 3264.5001 | 3411.4058 | 3526.155 | 3615.2632 | 3683.9275 | 3736.293 | 3775.6658 | 3804.6827 | 3793.543 | 3782.26 | 3770.9465 | 3759.6444 | 41093.2174 | 436.7251 | 1307.5548 | 2609.8807 | 4341.106 | 6498.6455 | 9036.9043 | 11876.3728 | 14953.6412 | 18218.1412 | 21629.5471 | 25155.702 | 28770.9652 | 32454.8928 | 36191.1858 | 39966.8516 | 41093.2174 | 41093.2174 | 41093.2174 | 41093.2174 | 41093.2174 | 0 | 0 | 0 | 0 | 0 | 0 | 0 | 0 | 0 | 0 | 0 | 0 | 0 | 0 | 0 | 0 | 0 | 0 | 0 | 0 | 0 | 0 | 0 | 0 | 0 | 0 | 0 | 0 | 0 | 0 | 0 | 0 | 0 | 0 | 0 | 0 | 0 | 0 | 0 | 0 | 0 | 0 | 0 | 0 | 0 | 0 | 0 | 0 | 0 | 494.6773 | 986.3865 | 1475.141 | 1960.9541 | 2443.839 | 2875.0789 | 3216.2581 | 3485.6134 | 3697.6903 | 3864.09 | 3994.066 | 4094.9987 | 4172.7746 | 4232.0889 | 4276.6863 | 1275.8314 | 0 | 0 | 0 | 0 | 0.01557% | 0 | 0 | 0 | 0 | 0 | 0 | 0 | 0 | 0 | 0 | 0 | 0 | 0 | 0 | 0 | 0 | 0 | 0 | 0 | 0 | 0 | 0 | 0 | 0
| ComFurnaces_Cadmus | M_Input | EUIs from PSE 2014 Commercial EUIs. 'Cost of res-sized furances based on the DEER 2008 Cost Database for the measure gas furnaces. EUL of res-sized furnaces based on the Wisconsin February 2016 Technical Reference Manual for the measures "Furnace with ECM, ≥90%+ AFUE, NG" and "Furnace with ECM, ≥95%+ AFUE, NG". EUL of CWAF from Federal Technical Support Document: Commercial Warm Air Furnaces (2015) | 2020 | NR | 2022 | 2041 | PSE | Commercial | XLarge Ret | Gas | Per Building Sqft - Furnace < 225 kBtuh - 92% AFUE Baseline |  |  | XLarge Ret Furnace < 225 kBtuh - Premium Efficiency - 94% AFUE Gas Furnaces (Non-Weatherized) |  | 0 | 18 | 0.028551 | 0 |  | 0 | 0 | 0 | 0 | 0 | 0 | 0 | 0.001868 |  | 0 | 0 | 0 | Heating | Gas Furnace | Furnace | Furnace LT 225 kBtuh Premium AFUE 94% Non-Weatherized | CommVENT | 0.0141% | 82.95% | 82.95% | 290598.2323 | 1.0366 | 0% | 5.556% | 85% | 6.8% | 0.2% | 0.02733 | 0.00036892 | 0.0027699 | 0 | 0.030208 | 0 | 0 | 0.0025713 | 0.03278 |  | 0 | 1.6308 | 0 | 01. ($9,999.000) to $0.028 | 1 | 1.6308 | 12. $1.50 to $999.00 | 0 | 0 | 0 | 0 | 0 | 0 | 0 | 0 | 0 | 0 | 0 | 0 | 0 | 0 | 0 | 0 | 0 | 0 | 0 | 0 | 0 | 0 | 0 | 0 | 0 | 0 | 0 | 0 | 0 | 0 | 0 | 0 | 0 | 0 | 0 | 0 | 0 | 0 | 0 | 0 | 0 | 0 | 0 | 0 | 0 | 0 | 0 | 0 | 0 | 0 | 0 | 0 | 0 | 0 | 0 | 0 | 0 | 0 | 0 | 0 | 0 | 0 | 0 | 0 | 0 | 0 | 0 | 0 | 0 | 0 | 0 | 0 | 0 | 0 | 0 | 0 | 0 | 0 | 0 | 0 | 0 | 0 | 0 | 0 | 0 | 0 | 0 | 0 | 0 | 0 | 0 | 0 | 0 | 0 | 0 | 0 | 0 | 0 | 0 | 0 | 0 | 0 | 0 | 0 | 0 | 0 | 0 | 0 | 0 | 0 | 0 | 0 | 0 | 0 | 0 | 0 | 0 | 0 | 0 | 0 | 0 | 0 | 0 | 0 | 0 | 0 | 0 | 0 | 0 | 0 | 0 | 0 | 0 | 0 | 0 | 0 | 0 | 0 | 0 | 0 | 0 | 0 | 0 | 0 | 0 | 0 | 0 | 0 | 0 | 0 | 0 | 0 | 0 | 0 | 0 | 0 | 0 | 0 | 0 | 0 | 0 | 0 | 0 | 0 | 0 | 0 | 0 | 0 | 0 | 0 | 0 | 0 | 0 | 0 | 0 | 0 | 0 | 0 | 0 | 0 | 0 | 0 | 0 | 0 | 0 | 0 | 0 | 0 | 0 | 0 | 0 | 0 | 0 | 0 | 0 | 0 | 0 | 0 | 0 | 0 | 0 | 0 | 0 | 0 | 0.01557% | 0 | 0 | 0 | 0 | 0 | 0 | 0 | 0 | 0 | 0 | 0 | 0 | 0 | 0 | 0 | 0 | 0 | 0 | 0 | 0 | 0 | 0 | 0 | 0
| ComFurnaces_Cadmus | M_Input | EUIs from PSE 2014 Commercial EUIs. 'Cost of res-sized furances based on the DEER 2008 Cost Database for the measure gas furnaces. EUL of res-sized furnaces based on the Wisconsin February 2016 Technical Reference Manual for the measures "Furnace with ECM, ≥90%+ AFUE, NG" and "Furnace with ECM, ≥95%+ AFUE, NG". EUL of CWAF from Federal Technical Support Document: Commercial Warm Air Furnaces (2015) | 2020 | NR | 2022 | 2041 | PSE | Commercial | Large Ret | Gas | Per Building Sqft - Furnace < 225 kBtuh - 92% AFUE Baseline |  |  | Large Ret Furnace < 225 kBtuh - Premium Efficiency - 94% AFUE Gas Furnaces (Non-Weatherized) |  | 0 | 18 | 0.028551 | 0 |  | 0 | 0 | 0 | 0 | 0 | 0 | 0 | 0.001868 |  | 0 | 0 | 0 | Heating | Gas Furnace | Furnace | Furnace LT 225 kBtuh Premium AFUE 94% Non-Weatherized | CommVENT | 0.0141% | 82.95% | 82.95% | 92309.7684 | 0.97759 | 0% | 5.556% | 85% | 6.8% | 0.2% | 0.02733 | 0.00036892 | 0.0027699 | 0 | 0.030208 | 0 | 0 | 0.0025713 | 0.03278 |  | 0 | 1.6308 | 0 | 01. ($9,999.000) to $0.028 | 1 | 1.6308 | 12. $1.50 to $999.00 | 0 | 0 | 0 | 0 | 0 | 0 | 0 | 0 | 0 | 0 | 0 | 0 | 0 | 0 | 0 | 0 | 0 | 0 | 0 | 0 | 0 | 0 | 0 | 0 | 0 | 0 | 0 | 0 | 0 | 0 | 0 | 0 | 0 | 0 | 0 | 0 | 0 | 0 | 0 | 0 | 0 | 0 | 0 | 0 | 0 | 0 | 0 | 0 | 0 | 0 | 0 | 0 | 0 | 0 | 0 | 0 | 0 | 0 | 0 | 0 | 0 | 0 | 0 | 0 | 0 | 0 | 0 | 0 | 0 | 0 | 0 | 0 | 0 | 0 | 0 | 0 | 0 | 0 | 0 | 0 | 0 | 0 | 0 | 0 | 0 | 0 | 0 | 0 | 0 | 0 | 0 | 0 | 0 | 0 | 0 | 0 | 0 | 0 | 0 | 0 | 0 | 0 | 0 | 0 | 0 | 0 | 0 | 0 | 0 | 0 | 0 | 0 | 0 | 0 | 0 | 0 | 0 | 0 | 0 | 0 | 0 | 0 | 0 | 0 | 0 | 0 | 0 | 0 | 0 | 0 | 0 | 0 | 0 | 0 | 0 | 0 | 0 | 0 | 0 | 0 | 0 | 0 | 0 | 0 | 0 | 0 | 0 | 0 | 0 | 0 | 0 | 0 | 0 | 0 | 0 | 0 | 0 | 0 | 0 | 0 | 0 | 0 | 0 | 0 | 0 | 0 | 0 | 0 | 0 | 0 | 0 | 0 | 0 | 0 | 0 | 0 | 0 | 0 | 0 | 0 | 0 | 0 | 0 | 0 | 0 | 0 | 0 | 0 | 0 | 0 | 0 | 0 | 0 | 0 | 0 | 0 | 0 | 0 | 0 | 0 | 0 | 0 | 0 | 0 | 0.01557% | 0 | 0 | 0 | 0 | 0 | 0 | 0 | 0 | 0 | 0 | 0 | 0 | 0 | 0 | 0 | 0 | 0 | 0 | 0 | 0 | 0 | 0 | 0 | 0
| ComFurnaces_Cadmus | M_Input | EUIs from PSE 2014 Commercial EUIs. 'Cost of res-sized furances based on the DEER 2008 Cost Database for the measure gas furnaces. EUL of res-sized furnaces based on the Wisconsin February 2016 Technical Reference Manual for the measures "Furnace with ECM, ≥90%+ AFUE, NG" and "Furnace with ECM, ≥95%+ AFUE, NG". EUL of CWAF from Federal Technical Support Document: Commercial Warm Air Furnaces (2015) | 2020 | NR | 2022 | 2041 | PSE | Commercial | Medium Ret | Gas | Per Building Sqft - Furnace < 225 kBtuh - 92% AFUE Baseline |  |  | Medium Ret Furnace < 225 kBtuh - Premium Efficiency - 94% AFUE Gas Furnaces (Non-Weatherized) |  | 0 | 18 | 0.028551 | 0 |  | 0 | 0 | 0 | 0 | 0 | 0 | 0 | 0.001868 |  | 0 | 0 | 0 | Heating | Gas Furnace | Furnace | Furnace LT 225 kBtuh Premium AFUE 94% Non-Weatherized | CommVENT | 0.0141% | 82.95% | 82.95% | 13686.0977 | 1.0265 | 46.46% | 5.556% | 85% | 6.8% | 0.2% | 0.02733 | 0.00036892 | 0.0027699 | 0 | 0.030208 | 0 | 0 | 0.0025713 | 0.03278 |  | 0 | 1.6308 | 0 | 01. ($9,999.000) to $0.028 | 1 | 1.6308 | 12. $1.50 to $999.00 | 0 | 0 | 0 | 0 | 0 | 0 | 0 | 0 | 0 | 0 | 0 | 0 | 0 | 0 | 0 | 0 | 0 | 0 | 0 | 0 | 0 | 0 | 0 | 0 | 0 | 0 | 0 | 0 | 0 | 0 | 0 | 0 | 0 | 0 | 0 | 0 | 0 | 0 | 0 | 0 | 0 | 0 | 0 | 0 | 0 | 0 | 0 | 0 | 0 | 0 | 0 | 0 | 0 | 0 | 0 | 0 | 0 | 0 | 0 | 0 | 0 | 0 | 0 | 0 | 0 | 0 | 0 | 0 | 0 | 0 | 0 | 0 | 0 | 0 | 104760.8825 | 208557.9649 | 311397.8973 | 413287.2893 | 514232.7098 | 604003.3424 | 674594.7486 | 729917.4691 | 773085.5266 | 806578.661 | 832371.5199 | 852036.5361 | 866825.8504 | 877736.5495 | 885562.6148 | 890936.2913 | 886902.1255 | 882845.1779 | 878791.8278 | 874751.897 | 195.6922 | 389.584 | 581.6879 | 772.0162 | 960.5811 | 1128.2717 | 1260.1357 | 1363.4779 | 1444.1154 | 1506.6802 | 1554.861 | 1591.595 | 1619.2213 | 1639.6023 | 1654.2213 | 1664.2593 | 1656.7235 | 1649.1452 | 1641.5736 | 1634.027 | 6029.6597 | 195.6922 | 585.2762 | 1166.9641 | 1938.9803 | 2899.5614 | 4027.833 | 5287.9687 | 6029.6597 | 6029.6597 | 6029.6597 | 6029.6597 | 6029.6597 | 6029.6597 | 6029.6597 | 6029.6597 | 6029.6597 | 6029.6597 | 6029.6597 | 6029.6597 | 6029.6597 | 0 | 0 | 0 | 0 | 0 | 0 | 0 | 0 | 0 | 0 | 0 | 0 | 0 | 0 | 0 | 0 | 0 | 0 | 0 | 0 | 0 | 0 | 0 | 0 | 0 | 0 | 0 | 0 | 0 | 0 | 0 | 0 | 0 | 0 | 0 | 0 | 0 | 0 | 0 | 0 | 0 | 0 | 0 | 0 | 0 | 0 | 0 | 0 | 0 | 3434.012 | 6836.4311 | 10207.4752 | 13547.3611 | 16856.3041 | 19798.9428 | 22112.8956 | 13015.2151 | 0 | 0 | 0 | 0 | 0 | 0 | 0 | 0 | 0 | 0 | 0 | 0 | 0.01557% | 0 | 0 | 0 | 0 | 0 | 0 | 0 | 0 | 0 | 0 | 0 | 0 | 0 | 0 | 0 | 0 | 0 | 0 | 0 | 0 | 0 | 0 | 0 | 0
| ComFurnaces_Cadmus | M_Input | EUIs from PSE 2014 Commercial EUIs. 'Cost of res-sized furances based on the DEER 2008 Cost Database for the measure gas furnaces. EUL of res-sized furnaces based on the Wisconsin February 2016 Technical Reference Manual for the measures "Furnace with ECM, ≥90%+ AFUE, NG" and "Furnace with ECM, ≥95%+ AFUE, NG". EUL of CWAF from Federal Technical Support Document: Commercial Warm Air Furnaces (2015) | 2020 | NR | 2022 | 2041 | PSE | Commercial | Small Ret | Gas | Per Building Sqft - Furnace < 225 kBtuh - 92% AFUE Baseline |  |  | Small Ret Furnace < 225 kBtuh - Premium Efficiency - 94% AFUE Gas Furnaces (Non-Weatherized) |  | 0 | 18 | 0.028551 | 0 |  | 0 | 0 | 0 | 0 | 0 | 0 | 0 | 0.001868 |  | 0 | 0 | 0 | Heating | Gas Furnace | Furnace | Furnace LT 225 kBtuh Premium AFUE 94% Non-Weatherized | CommVENT | 0.0141% | 82.95% | 82.95% | 2334.2902 | 1.0756 | 50% | 5.556% | 85% | 6.8% | 0.2% | 0.02733 | 0.00036892 | 0.0027699 | 0 | 0.030208 | 0 | 0 | 0.0025713 | 0.03278 |  | 0 | 1.6308 | 0 | 01. ($9,999.000) to $0.028 | 1 | 1.6308 | 12. $1.50 to $999.00 | 0 | 0 | 0 | 0 | 0 | 0 | 0 | 0 | 0 | 0 | 0 | 0 | 0 | 0 | 0 | 0 | 0 | 0 | 0 | 0 | 0 | 0 | 0 | 0 | 0 | 0 | 0 | 0 | 0 | 0 | 0 | 0 | 0 | 0 | 0 | 0 | 0 | 0 | 0 | 0 | 0 | 0 | 0 | 0 | 0 | 0 | 0 | 0 | 0 | 0 | 0 | 0 | 0 | 0 | 0 | 0 | 0 | 0 | 0 | 0 | 0 | 0 | 0 | 0 | 0 | 0 | 0 | 0 | 0 | 0 | 0 | 0 | 0 | 0 | 24140.5233 | 48058.9538 | 71756.8239 | 95235.6567 | 118496.9658 | 139183.2181 | 155449.9147 | 168198.179 | 178145.5895 | 185863.5637 | 191807.1287 | 196338.6272 | 199746.5957 | 202260.7973 | 204064.1929 | 205302.4734 | 204372.8624 | 203438.0017 | 202503.9699 | 201573.0304 | 45.0942 | 89.7736 | 134.041 | 177.8992 | 221.351 | 259.9927 | 290.3788 | 314.1924 | 332.774 | 347.1911 | 358.2936 | 366.7584 | 373.1245 | 377.821 | 381.1897 | 383.5028 | 381.7663 | 380.02 | 378.2752 | 376.5362 | 44882.6637 | 45.0942 | 134.8678 | 268.9088 | 446.808 | 668.159 | 928.1518 | 1218.5305 | 1532.7229 | 1865.4969 | 2212.688 | 2570.9817 | 2937.7401 | 3310.8645 | 3688.6855 | 4069.8752 | 4453.378 | 4835.1443 | 5215.1643 | 5593.4395 | 5969.9757 | 0 | 0 | 0 | 0 | 0 | 0 | 0 | 0 | 0 | 0 | 0 | 0 | 0 | 0 | 0 | 0 | 0 | 0 | 0 | 0 | 0 | 0 | 0 | 0 | 0 | 0 | 0 | 0 | 0 | 0 | 0 | 0 | 0 | 0 | 0 | 0 | 0 | 0 | 0 | 0 | 0 | 0 | 0 | 0 | 0 | 0 | 0 | 0 | 0 | 791.3149 | 1575.3497 | 2352.1546 | 3121.7796 | 3884.2743 | 4562.3598 | 5095.5744 | 5513.4564 | 5839.5278 | 6092.5194 | 6287.3466 | 6435.887 | 6547.5986 | 6630.0129 | 6689.1274 | 6729.7176 | 6699.2454 | 6668.6011 | 6637.984 | 6607.4682 | 0.01557% | 0 | 0 | 0 | 0 | 0 | 0 | 0 | 0 | 0 | 0 | 0 | 0 | 0 | 0 | 0 | 0 | 0 | 0 | 0 | 0 | 0 | 0 | 0 | 0
| ComFurnaces_Cadmus | M_Input | EUIs from PSE 2014 Commercial EUIs. 'Cost of res-sized furances based on the DEER 2008 Cost Database for the measure gas furnaces. EUL of res-sized furnaces based on the Wisconsin February 2016 Technical Reference Manual for the measures "Furnace with ECM, ≥90%+ AFUE, NG" and "Furnace with ECM, ≥95%+ AFUE, NG". EUL of CWAF from Federal Technical Support Document: Commercial Warm Air Furnaces (2015) | 2020 | NR | 2022 | 2041 | PSE | Commercial | School K-12 | Gas | Per Building Sqft - Furnace < 225 kBtuh - 92% AFUE Baseline |  |  | School K-12 Furnace < 225 kBtuh - Premium Efficiency - 94% AFUE Gas Furnaces (Non-Weatherized) |  | 0 | 18 | 0.016279 | 0 |  | 0 | 0 | 0 | 0 | 0 | 0 | 0 | 0.0030555 |  | 0 | 0 | 0 | Heating | Gas Furnace | Furnace | Furnace LT 225 kBtuh Premium AFUE 94% Non-Weatherized | CommVENT | 0.0141% | 23.02% | 23.02% | 38253.3394 | 1.0466 | 50% | 5.556% | 85% | 6.8% | 0.2% | 0.044704 | 0.00060345 | 0.0045308 | 0 | 0.017224 | 0 | 0 | -0.0018785 | 0.015345 |  | 0 | 0.46672 | 0 | 01. ($9,999.000) to $0.028 | 1 | 0.46672 | 04. $0.45 to $0.50 | 1 | 0 | 0 | 0 | 0 | 0 | 0 | 0 | 0 | 0 | 0 | 0 | 0 | 0 | 0 | 0 | 0 | 0 | 0 | 0 | 0 | 0 | 0 | 0 | 0 | 0 | 0 | 0 | 0 | 0 | 0 | 0 | 0 | 0 | 0 | 0 | 0 | 0 | 0 | 0 | 0 | 0 | 0 | 0 | 0 | 0 | 0 | 0 | 0 | 0 | 0 | 0 | 0 | 0 | 0 | 0 | 0 | 0 | 0 | 0 | 0 | 0 | 0 | 0 | 0 | 0 | 0 | 0 | 0 | 0 | 0 | 0 | 0 | 0 | 41035.7779 | 81899.2055 | 122590.8258 | 163111.1801 | 203460.8082 | 239579.5778 | 268251.8932 | 290979.8955 | 308962.7733 | 323157.8621 | 334329.4214 | 343087.5739 | 349919.3922 | 355213.7154 | 359280.9607 | 362368.9398 | 361634.1186 | 360884.0079 | 360129.3224 | 359374.0826 | 125.3854 | 250.2442 | 374.5781 | 498.3886 | 621.6775 | 732.0389 | 819.6476 | 889.0933 | 944.0403 | 987.4136 | 1021.5484 | 1048.3091 | 1069.1838 | 1085.3607 | 1097.7882 | 1107.2236 | 1104.9783 | 1102.6863 | 1100.3804 | 1098.0727 | 3367.1513 | 125.3854 | 375.6296 | 750.2077 | 1248.5963 | 1870.2737 | 2602.3126 | 3367.1513 | 3367.1513 | 3367.1513 | 3367.1513 | 3367.1513 | 3367.1513 | 3367.1513 | 3367.1513 | 3367.1513 | 3367.1513 | 3367.1513 | 3367.1513 | 3367.1513 | 3367.1513 | 0 | 0 | 0 | 0 | 0 | 0 | 0 | 0 | 0 | 0 | 0 | 0 | 0 | 0 | 0 | 0 | 0 | 0 | 0 | 0 | 0 | 0 | 0 | 0 | 0 | 0 | 0 | 0 | 0 | 0 | 0 | 0 | 0 | 0 | 0 | 0 | 0 | 0 | 0 | 0 | 0 | 0 | 0 | 0 | 0 | 0 | 0 | 0 | 0 | 629.7134 | 1256.782 | 1881.2142 | 2503.0182 | 3122.2023 | 3676.4619 | 3841.1898 | 0 | 0 | 0 | 0 | 0 | 0 | 0 | 0 | 0 | 0 | 0 | 0 | 0 | 0.01557% | 0 | 0 | 0 | 0 | 0 | 0 | 0 | 0 | 0 | 0 | 0 | 0 | 0 | 0 | 0 | 0 | 0 | 0 | 0 | 0 | 0 | 0 | 0 | 0
| ComFurnaces_Cadmus | M_Input | EUIs from PSE 2014 Commercial EUIs. 'Cost of res-sized furances based on the DEER 2008 Cost Database for the measure gas furnaces. EUL of res-sized furnaces based on the Wisconsin February 2016 Technical Reference Manual for the measures "Furnace with ECM, ≥90%+ AFUE, NG" and "Furnace with ECM, ≥95%+ AFUE, NG". EUL of CWAF from Federal Technical Support Document: Commercial Warm Air Furnaces (2015) | 2020 | NR | 2022 | 2041 | PSE | Commercial | University | Gas | Per Building Sqft - Furnace < 225 kBtuh - 92% AFUE Baseline |  |  | University Furnace < 225 kBtuh - Premium Efficiency - 94% AFUE Gas Furnaces (Non-Weatherized) |  | 0 | 18 | 0.016279 | 0 |  | 0 | 0 | 0 | 0 | 0 | 0 | 0 | 0.0061112 |  | 0 | 0 | 0 | Heating | Gas Furnace | Furnace | Furnace LT 225 kBtuh Premium AFUE 94% Non-Weatherized | CommVENT | 0.0141% | 23.02% | 23.02% | 131012.9885 | 1.0798 | 0% | 5.556% | 85% | 6.8% | 0.2% | 0.089411 | 0.0012069 | 0.0090618 | 0 | 0.017224 | 0 | 0 | -0.0070129 | 0.010211 |  | 0 | 0.15528 | 0 | 01. ($9,999.000) to $0.028 | 1 | 0.15528 | 01. ($9,999.00) to $0.22 | 1 | 0 | 0 | 0 | 0 | 0 | 0 | 0 | 0 | 0 | 0 | 0 | 0 | 0 | 0 | 0 | 0 | 0 | 0 | 0 | 0 | 0 | 0 | 0 | 0 | 0 | 0 | 0 | 0 | 0 | 0 | 0 | 0 | 0 | 0 | 0 | 0 | 0 | 0 | 0 | 0 | 0 | 0 | 0 | 0 | 0 | 0 | 0 | 0 | 0 | 0 | 0 | 0 | 0 | 0 | 0 | 0 | 0 | 0 | 0 | 0 | 0 | 0 | 0 | 0 | 0 | 0 | 0 | 0 | 0 | 0 | 0 | 0 | 0 | 0 | 0 | 0 | 0 | 0 | 0 | 0 | 0 | 0 | 0 | 0 | 0 | 0 | 0 | 0 | 0 | 0 | 0 | 0 | 0 | 0 | 0 | 0 | 0 | 0 | 0 | 0 | 0 | 0 | 0 | 0 | 0 | 0 | 0 | 0 | 0 | 0 | 0 | 0 | 0 | 0 | 0 | 0 | 0 | 0 | 0 | 0 | 0 | 0 | 0 | 0 | 0 | 0 | 0 | 0 | 0 | 0 | 0 | 0 | 0 | 0 | 0 | 0 | 0 | 0 | 0 | 0 | 0 | 0 | 0 | 0 | 0 | 0 | 0 | 0 | 0 | 0 | 0 | 0 | 0 | 0 | 0 | 0 | 0 | 0 | 0 | 0 | 0 | 0 | 0 | 0 | 0 | 0 | 0 | 0 | 0 | 0 | 0 | 0 | 0 | 0 | 0 | 0 | 0 | 0 | 0 | 0 | 0 | 0 | 0 | 0 | 0 | 0 | 0 | 0 | 0 | 0 | 0 | 0 | 0 | 0 | 0 | 0 | 0 | 0 | 0 | 0 | 0 | 0 | 0 | 0.01557% | 0 | 0 | 0 | 0 | 0 | 0 | 0 | 0 | 0 | 0 | 0 | 0 | 0 | 0 | 0 | 0 | 0 | 0 | 0 | 0 | 0 | 0 | 0 | 0
| ComFurnaces_Cadmus | M_Input | EUIs from PSE 2014 Commercial EUIs. 'Cost of res-sized furances based on the DEER 2008 Cost Database for the measure gas furnaces. EUL of res-sized furnaces based on the Wisconsin February 2016 Technical Reference Manual for the measures "Furnace with ECM, ≥90%+ AFUE, NG" and "Furnace with ECM, ≥95%+ AFUE, NG". EUL of CWAF from Federal Technical Support Document: Commercial Warm Air Furnaces (2015) | 2020 | NR | 2022 | 2041 | PSE | Commercial | Warehouse | Gas | Per Building Sqft - Furnace < 225 kBtuh - 92% AFUE Baseline |  |  | Warehouse Furnace < 225 kBtuh - Premium Efficiency - 94% AFUE Gas Furnaces (Non-Weatherized) |  | 0 | 18 | 0.027209 | 0 |  | 0 | 0 | 0 | 0 | 0 | 0 | 0 | 0.002261 |  | 0 | 0 | 0 | Heating | Gas Furnace | Furnace | Furnace LT 225 kBtuh Premium AFUE 94% Non-Weatherized | CommVENT | 0.0141% | 65.04% | 65.04% | 32743.3403 | 0.95423 | 49.53% | 5.556% | 85% | 6.8% | 0.2% | 0.03308 | 0.00044653 | 0.0033526 | 0 | 0.028789 | 0 | 0 | 0.0016427 | 0.030432 |  | 0 | 1.2508 | 0 | 01. ($9,999.000) to $0.028 | 1 | 1.2508 | 11. $1.20 to $1.50 | 0 | 0 | 0 | 0 | 0 | 0 | 0 | 0 | 0 | 0 | 0 | 0 | 0 | 0 | 0 | 0 | 0 | 0 | 0 | 0 | 0 | 0 | 0 | 0 | 0 | 0 | 0 | 0 | 0 | 0 | 0 | 0 | 0 | 0 | 0 | 0 | 0 | 0 | 0 | 0 | 0 | 0 | 0 | 0 | 0 | 0 | 0 | 0 | 0 | 0 | 0 | 0 | 0 | 0 | 0 | 0 | 0 | 0 | 0 | 0 | 0 | 0 | 0 | 0 | 0 | 0 | 0 | 0 | 0 | 0 | 0 | 0 | 0 | 0 | 234070.0816 | 465930.5416 | 695597.0241 | 923085.0749 | 1148410.1416 | 1348727.782 | 1506175.4287 | 1629498.6338 | 1725660.7701 | 1800206.1969 | 1857549.4207 | 1901205.3324 | 1933972.5279 | 1958079.2718 | 1975299.7173 | 1987046.4436 | 1977810.6206 | 1968526.1977 | 1959252.0051 | 1950009.9345 | 529.2279 | 1053.4599 | 1572.7314 | 2087.0774 | 2596.533 | 3049.4473 | 3405.4334 | 3684.2648 | 3901.6855 | 4070.2312 | 4199.8832 | 4298.5883 | 4372.6743 | 4427.1792 | 4466.1143 | 4492.6734 | 4471.7914 | 4450.7995 | 4429.8307 | 4408.9346 | 16530.1929 | 529.2279 | 1582.6878 | 3155.4192 | 5242.4966 | 7839.0296 | 10888.4769 | 14293.9103 | 16530.1929 | 16530.1929 | 16530.1929 | 16530.1929 | 16530.1929 | 16530.1929 | 16530.1929 | 16530.1929 | 16530.1929 | 16530.1929 | 16530.1929 | 16530.1929 | 16530.1929 | 0 | 0 | 0 | 0 | 0 | 0 | 0 | 0 | 0 | 0 | 0 | 0 | 0 | 0 | 0 | 0 | 0 | 0 | 0 | 0 | 0 | 0 | 0 | 0 | 0 | 0 | 0 | 0 | 0 | 0 | 0 | 0 | 0 | 0 | 0 | 0 | 0 | 0 | 0 | 0 | 0 | 0 | 0 | 0 | 0 | 0 | 0 | 0 | 0 | 7123.1627 | 14179.0827 | 21168.2362 | 28091.0961 | 34948.1327 | 41044.1494 | 45835.5572 | 30099.3284 | 0 | 0 | 0 | 0 | 0 | 0 | 0 | 0 | 0 | 0 | 0 | 0 | 0.01557% | 0 | 0 | 0 | 0 | 0 | 0 | 0 | 0 | 0 | 0 | 0 | 0 | 0 | 0 | 0 | 0 | 0 | 0 | 0 | 0 | 0 | 0 | 0 | 0
| ComFurnaces_Cadmus | M_Input | EUIs from PSE 2014 Commercial EUIs. 'Cost of res-sized furances based on the DEER 2008 Cost Database for the measure gas furnaces. EUL of res-sized furnaces based on the Wisconsin February 2016 Technical Reference Manual for the measures "Furnace with ECM, ≥90%+ AFUE, NG" and "Furnace with ECM, ≥95%+ AFUE, NG". EUL of CWAF from Federal Technical Support Document: Commercial Warm Air Furnaces (2015) | 2020 | NR | 2022 | 2041 | PSE | Commercial | Supermarket | Gas | Per Building Sqft - Furnace < 225 kBtuh - 92% AFUE Baseline |  |  | Supermarket Furnace < 225 kBtuh - Premium Efficiency - 94% AFUE Gas Furnaces (Non-Weatherized) |  | 0 | 18 | 0.039149 | 0 |  | 0 | 0 | 0 | 0 | 0 | 0 | 0 | 0.0062088 |  | 0 | 0 | 0 | Heating | Gas Furnace | Furnace | Furnace LT 225 kBtuh Premium AFUE 94% Non-Weatherized | CommVENT | 0.0141% | 95.82% | 95.82% | 46001.1926 | 0.92495 | 41.98% | 5.556% | 85% | 6.8% | 0.2% | 0.090839 | 0.0012262 | 0.0092065 | 0 | 0.041422 | 0 | 0 | -0.0026029 | 0.038819 |  | 0 | 0.58103 | 0 | 01. ($9,999.000) to $0.028 | 1 | 0.58103 | 06. $0.55 to $0.62 | 1 | 0 | 0 | 0 | 0 | 0 | 0 | 0 | 0 | 0 | 0 | 0 | 0 | 0 | 0 | 0 | 0 | 0 | 0 | 0 | 0 | 0 | 0 | 0 | 0 | 0 | 0 | 0 | 0 | 0 | 0 | 0 | 0 | 0 | 0 | 0 | 0 | 0 | 0 | 0 | 0 | 0 | 0 | 0 | 0 | 0 | 0 | 0 | 0 | 0 | 0 | 0 | 0 | 0 | 0 | 0 | 0 | 0 | 0 | 0 | 0 | 0 | 0 | 0 | 0 | 0 | 0 | 0 | 0 | 0 | 0 | 0 | 0 | 0 | 58829.153 | 117102.9589 | 174825.3493 | 232000.2316 | 288631.4881 | 338977.594 | 378549.1259 | 409544.1154 | 433712.6763 | 452448.2802 | 466860.4309 | 477832.5307 | 486067.9547 | 492126.7355 | 496454.7736 | 499407.0944 | 497085.8424 | 494752.3757 | 492421.4802 | 490098.658 | 365.2588 | 727.0696 | 1085.4568 | 1440.4446 | 1792.0571 | 2104.6463 | 2350.3383 | 2542.7802 | 2692.8382 | 2809.1639 | 2898.6462 | 2966.7698 | 3017.902 | 3055.5198 | 3082.3917 | 3100.7221 | 3086.3099 | 3071.8218 | 3057.3498 | 3042.9278 | 2062.6134 | 365.2588 | 1092.3285 | 2062.6134 | 2062.6134 | 2062.6134 | 2062.6134 | 2062.6134 | 2062.6134 | 2062.6134 | 2062.6134 | 2062.6134 | 2062.6134 | 2062.6134 | 2062.6134 | 2062.6134 | 2062.6134 | 2062.6134 | 2062.6134 | 2062.6134 | 2062.6134 | 0 | 0 | 0 | 0 | 0 | 0 | 0 | 0 | 0 | 0 | 0 | 0 | 0 | 0 | 0 | 0 | 0 | 0 | 0 | 0 | 0 | 0 | 0 | 0 | 0 | 0 | 0 | 0 | 0 | 0 | 0 | 0 | 0 | 0 | 0 | 0 | 0 | 0 | 0 | 0 | 0 | 0 | 0 | 0 | 0 | 0 | 0 | 0 | 0 | 2283.717 | 4545.8757 | 6066.5365 | 0 | 0 | 0 | 0 | 0 | 0 | 0 | 0 | 0 | 0 | 0 | 0 | 0 | 0 | 0 | 0 | 0 | 0.01557% | 0 | 0 | 0 | 0 | 0 | 0 | 0 | 0 | 0 | 0 | 0 | 0 | 0 | 0 | 0 | 0 | 0 | 0 | 0 | 0 | 0 | 0 | 0 | 0
| ComFurnaces_Cadmus | M_Input | EUIs from PSE 2014 Commercial EUIs. 'Cost of res-sized furances based on the DEER 2008 Cost Database for the measure gas furnaces. EUL of res-sized furnaces based on the Wisconsin February 2016 Technical Reference Manual for the measures "Furnace with ECM, ≥90%+ AFUE, NG" and "Furnace with ECM, ≥95%+ AFUE, NG". EUL of CWAF from Federal Technical Support Document: Commercial Warm Air Furnaces (2015) | 2020 | NR | 2022 | 2041 | PSE | Commercial | MiniMart | Gas | Per Building Sqft - Furnace < 225 kBtuh - 92% AFUE Baseline |  |  | MiniMart Furnace < 225 kBtuh - Premium Efficiency - 94% AFUE Gas Furnaces (Non-Weatherized) |  | 0 | 18 | 0.039149 | 0 |  | 0 | 0 | 0 | 0 | 0 | 0 | 0 | 0.0062088 |  | 0 | 0 | 0 | Heating | Gas Furnace | Furnace | Furnace LT 225 kBtuh Premium AFUE 94% Non-Weatherized | CommVENT | 0.0141% | 95.82% | 95.82% | 2270.6714 | 1.0732 | 50% | 5.556% | 85% | 6.8% | 0.2% | 0.090839 | 0.0012262 | 0.0092065 | 0 | 0.041422 | 0 | 0 | -0.0026029 | 0.038819 |  | 0 | 0.58103 | 0 | 01. ($9,999.000) to $0.028 | 1 | 0.58103 | 06. $0.55 to $0.62 | 1 | 0 | 0 | 0 | 0 | 0 | 0 | 0 | 0 | 0 | 0 | 0 | 0 | 0 | 0 | 0 | 0 | 0 | 0 | 0 | 0 | 0 | 0 | 0 | 0 | 0 | 0 | 0 | 0 | 0 | 0 | 0 | 0 | 0 | 0 | 0 | 0 | 0 | 0 | 0 | 0 | 0 | 0 | 0 | 0 | 0 | 0 | 0 | 0 | 0 | 0 | 0 | 0 | 0 | 0 | 0 | 0 | 0 | 0 | 0 | 0 | 0 | 0 | 0 | 0 | 0 | 0 | 0 | 0 | 0 | 0 | 0 | 0 | 0 | 2919.6521 | 5825.2899 | 8716.9637 | 11594.724 | 14458.6209 | 17020.2258 | 19051.4369 | 20659.3828 | 21929.5606 | 22930.2041 | 23715.7688 | 24329.7148 | 24806.7265 | 25174.4848 | 25455.0812 | 25666.1464 | 25606.3995 | 25545.6039 | 25484.5188 | 25423.429 | 18.1276 | 36.1681 | 54.1219 | 71.9894 | 89.7708 | 105.6753 | 118.2867 | 128.2701 | 136.1564 | 142.3692 | 147.2466 | 151.0585 | 154.0202 | 156.3035 | 158.0457 | 159.3561 | 158.9852 | 158.6077 | 158.2285 | 157.8492 | 89503.3545 | 18.1276 | 54.2957 | 108.4176 | 180.407 | 270.1778 | 375.8531 | 494.1398 | 622.4099 | 758.5663 | 900.9355 | 1048.1821 | 1199.2406 | 1353.2608 | 1509.5643 | 1667.61 | 1826.9661 | 1985.9513 | 2144.559 | 2302.7874 | 2460.6366 | 0 | 0 | 0 | 0 | 0 | 0 | 0 | 0 | 0 | 0 | 0 | 0 | 0 | 0 | 0 | 0 | 0 | 0 | 0 | 0 | 0 | 0 | 0 | 0 | 0 | 0 | 0 | 0 | 0 | 0 | 0 | 0 | 0 | 0 | 0 | 0 | 0 | 0 | 0 | 0 | 0 | 0 | 0 | 0 | 0 | 0 | 0 | 0 | 0 | 113.3394 | 226.1347 | 338.388 | 450.1011 | 561.2761 | 660.7163 | 739.5668 | 801.9865 | 851.2941 | 890.1385 | 920.6338 | 944.4668 | 962.9842 | 977.2604 | 988.153 | 996.3464 | 994.0271 | 991.667 | 989.2957 | 986.9242 | 0.01557% | 0 | 0 | 0 | 0 | 0 | 0 | 0 | 0 | 0 | 0 | 0 | 0 | 0 | 0 | 0 | 0 | 0 | 0 | 0 | 0 | 0 | 0 | 0 | 0
| ComFurnaces_Cadmus | M_Input | EUIs from PSE 2014 Commercial EUIs. 'Cost of res-sized furances based on the DEER 2008 Cost Database for the measure gas furnaces. EUL of res-sized furnaces based on the Wisconsin February 2016 Technical Reference Manual for the measures "Furnace with ECM, ≥90%+ AFUE, NG" and "Furnace with ECM, ≥95%+ AFUE, NG". EUL of CWAF from Federal Technical Support Document: Commercial Warm Air Furnaces (2015) | 2020 | NR | 2022 | 2041 | PSE | Commercial | Restaurant | Gas | Per Building Sqft - Furnace < 225 kBtuh - 92% AFUE Baseline |  |  | Restaurant Furnace < 225 kBtuh - Premium Efficiency - 94% AFUE Gas Furnaces (Non-Weatherized) |  | 0 | 18 | 0.093223 | 0 |  | 0 | 0 | 0 | 0 | 0 | 0 | 0 | 0.0011435 |  | 0 | 0 | 0 | Heating | Gas Furnace | Furnace | Furnace LT 225 kBtuh Premium AFUE 94% Non-Weatherized | CommVENT | 0.0141% | 91.57% | 91.57% | 12127.7951 | 1.2469 | 50% | 5.556% | 85% | 6.8% | 0.2% | 0.01673 | 0.00022583 | 0.0016956 | 0 | 0.098635 | 0 | 0 | 0.016723 | 0.11536 |  | 0 | 9.3752 | 0 | 01. ($9,999.000) to $0.028 | 1 | 9.3752 | 12. $1.50 to $999.00 | 0 | 0 | 0 | 0 | 0 | 0 | 0 | 0 | 0 | 0 | 0 | 0 | 0 | 0 | 0 | 0 | 0 | 0 | 0 | 0 | 0 | 0 | 0 | 0 | 0 | 0 | 0 | 0 | 0 | 0 | 0 | 0 | 0 | 0 | 0 | 0 | 0 | 0 | 0 | 0 | 0 | 0 | 0 | 0 | 0 | 0 | 0 | 0 | 0 | 0 | 0 | 0 | 0 | 0 | 0 | 0 | 0 | 0 | 0 | 0 | 0 | 0 | 0 | 0 | 0 | 0 | 0 | 0 | 0 | 0 | 0 | 0 | 0 | 0 | 115491.1856 | 228903.5298 | 340265.0971 | 449603.615 | 556946.478 | 651282.0725 | 724183.7176 | 780109.5163 | 822593.6995 | 854438.054 | 877863.6864 | 894631.341 | 906136.7884 | 913486.4496 | 917557.3501 | 919044.6525 | 910839.1229 | 902664.8849 | 894548.7774 | 886500.3837 | 132.0617 | 261.7462 | 389.0857 | 514.112 | 636.8562 | 744.7269 | 828.0883 | 892.0383 | 940.618 | 977.0313 | 1003.818 | 1022.9915 | 1036.1477 | 1044.5519 | 1049.2069 | 1050.9076 | 1041.5247 | 1032.1777 | 1022.8971 | 1013.6939 | 14848.7262 | 132.0617 | 393.8079 | 782.8936 | 1297.0056 | 1933.8618 | 2678.5887 | 3506.677 | 4398.7153 | 5339.3333 | 6316.3646 | 7320.1827 | 8343.1741 | 9379.3219 | 10423.8738 | 11473.0806 | 12523.9882 | 13565.513 | 14597.6906 | 14848.7262 | 14848.7262 | 0 | 0 | 0 | 0 | 0 | 0 | 0 | 0 | 0 | 0 | 0 | 0 | 0 | 0 | 0 | 0 | 0 | 0 | 0 | 0 | 0 | 0 | 0 | 0 | 0 | 0 | 0 | 0 | 0 | 0 | 0 | 0 | 0 | 0 | 0 | 0 | 0 | 0 | 0 | 0 | 0 | 0 | 0 | 0 | 0 | 0 | 0 | 0 | 0 | 13322.9049 | 26405.9976 | 39252.5154 | 51865.657 | 64248.5826 | 75131.0075 | 83540.8414 | 89992.3649 | 94893.2821 | 98566.8032 | 101269.1521 | 103203.4457 | 104530.6984 | 105378.5452 | 105848.1587 | 106019.7319 | 105073.1532 | 104130.1843 | 25325.4614 | 0 | 0.01557% | 0 | 0 | 0 | 0 | 0 | 0 | 0 | 0 | 0 | 0 | 0 | 0 | 0 | 0 | 0 | 0 | 0 | 0 | 0 | 0 | 0 | 0 | 0 | 0
| ComFurnaces_Cadmus | M_Input | EUIs from PSE 2014 Commercial EUIs. 'Cost of res-sized furances based on the DEER 2008 Cost Database for the measure gas furnaces. EUL of res-sized furnaces based on the Wisconsin February 2016 Technical Reference Manual for the measures "Furnace with ECM, ≥90%+ AFUE, NG" and "Furnace with ECM, ≥95%+ AFUE, NG". EUL of CWAF from Federal Technical Support Document: Commercial Warm Air Furnaces (2015) | 2020 | NR | 2022 | 2041 | PSE | Commercial | Lodging | Gas | Per Building Sqft - Furnace < 225 kBtuh - 92% AFUE Baseline |  |  | Lodging Furnace < 225 kBtuh - Premium Efficiency - 94% AFUE Gas Furnaces (Non-Weatherized) |  | 0 | 18 | 0.0063594 | 0 |  | 0 | 0 | 0 | 0 | 0 | 0 | 0 | 0.0044761 |  | 0 | 0 | 0 | Heating | Gas Furnace | Furnace | Furnace LT 225 kBtuh Premium AFUE 94% Non-Weatherized | CommVENT | 0.0141% | 30.99% | 30.99% | 28301.6712 | 0.90175 | 46.1% | 5.556% | 85% | 6.8% | 0.2% | 0.065488 | 0.00088401 | 0.0066372 | 0 | 0.0067286 | 0 | 0 | -0.0062494 | 0.00047922 |  | 0 | 0.0099494 | 0 | 01. ($9,999.000) to $0.028 | 1 | 0.0099494 | 01. ($9,999.00) to $0.22 | 1 | 0 | 0 | 0 | 0 | 0 | 0 | 0 | 0 | 0 | 0 | 0 | 0 | 0 | 0 | 0 | 0 | 0 | 0 | 0 | 0 | 0 | 0 | 0 | 0 | 0 | 0 | 0 | 0 | 0 | 0 | 0 | 0 | 0 | 0 | 0 | 0 | 0 | 0 | 0 | 0 | 0 | 0 | 0 | 0 | 0 | 0 | 0 | 0 | 0 | 0 | 0 | 0 | 0 | 0 | 0 | 0 | 0 | 0 | 0 | 0 | 0 | 0 | 0 | 0 | 0 | 0 | 0 | 0 | 0 | 0 | 0 | 0 | 0 | 19106.9605 | 38072.5296 | 56897.4918 | 75582.6282 | 94128.7155 | 110660.9184 | 123705.89 | 133971.8868 | 142023.4155 | 148310.4088 | 153191.4793 | 156952.4538 | 159821.1458 | 161979.1302 | 163571.1275 | 164712.4841 | 164114.9168 | 163511.9148 | 162908.3551 | 162306.0602 | 85.5246 | 170.4163 | 254.6786 | 338.3151 | 421.3292 | 495.3289 | 553.7195 | 599.6711 | 635.7105 | 663.8517 | 685.6998 | 702.5343 | 715.3748 | 725.0342 | 732.1601 | 737.2689 | 734.5942 | 731.8951 | 729.1935 | 726.4975 | 4584.6267 | 85.5246 | 255.9409 | 510.6195 | 848.9347 | 1270.2638 | 1765.5928 | 2319.3122 | 2918.9833 | 3554.6938 | 4218.5454 | 4584.6267 | 4584.6267 | 4584.6267 | 4584.6267 | 4584.6267 | 4584.6267 | 4584.6267 | 4584.6267 | 4584.6267 | 4584.6267 | 0 | 0 | 0 | 0 | 0 | 0 | 0 | 0 | 0 | 0 | 0 | 0 | 0 | 0 | 0 | 0 | 0 | 0 | 0 | 0 | 0 | 0 | 0 | 0 | 0 | 0 | 0 | 0 | 0 | 0 | 0 | 0 | 0 | 0 | 0 | 0 | 0 | 0 | 0 | 0 | 0 | 0 | 0 | 0 | 0 | 0 | 0 | 0 | 0 | 9.1565 | 18.2452 | 27.2665 | 36.2208 | 45.1085 | 53.031 | 59.2825 | 64.2022 | 68.0606 | 71.0735 | 39.1935 | 0 | 0 | 0 | 0 | 0 | 0 | 0 | 0 | 0 | 0.01557% | 0 | 0 | 0 | 0 | 0 | 0 | 0 | 0 | 0 | 0 | 0 | 0 | 0 | 0 | 0 | 0 | 0 | 0 | 0 | 0 | 0 | 0 | 0 | 0
| ComFurnaces_Cadmus | M_Input | EUIs from PSE 2014 Commercial EUIs. 'Cost of res-sized furances based on the DEER 2008 Cost Database for the measure gas furnaces. EUL of res-sized furnaces based on the Wisconsin February 2016 Technical Reference Manual for the measures "Furnace with ECM, ≥90%+ AFUE, NG" and "Furnace with ECM, ≥95%+ AFUE, NG". EUL of CWAF from Federal Technical Support Document: Commercial Warm Air Furnaces (2015) | 2020 | NR | 2022 | 2041 | PSE | Commercial | Hospital | Gas | Per Building Sqft - Furnace < 225 kBtuh - 92% AFUE Baseline |  |  | Hospital Furnace < 225 kBtuh - Premium Efficiency - 94% AFUE Gas Furnaces (Non-Weatherized) |  | 0 | 18 | 0.04126 | 0 |  | 0 | 0 | 0 | 0 | 0 | 0 | 0 | 0.008629 |  | 0 | 0 | 0 | Heating | Gas Furnace | Furnace | Furnace LT 225 kBtuh Premium AFUE 96% Non-Weatherized | CommVENT | 0.0141% | 56.19% | 56.19% | 173734.3051 | 2.1454 | 0% | 5.556% | 85% | 6.8% | 0.2% | 0.12625 | 0.0017042 | 0.012795 | 0 | 0.043655 | 0 | 0 | -0.0062473 | 0.037408 |  | 0 | 0.40287 | 0 | 01. ($9,999.000) to $0.028 | 1 | 0.40287 | 03. $0.30 to $0.45 | 1 | 0 | 0 | 0 | 0 | 0 | 0 | 0 | 0 | 0 | 0 | 0 | 0 | 0 | 0 | 0 | 0 | 0 | 0 | 0 | 0 | 0 | 0 | 0 | 0 | 0 | 0 | 0 | 0 | 0 | 0 | 0 | 0 | 0 | 0 | 0 | 0 | 0 | 0 | 0 | 0 | 0 | 0 | 0 | 0 | 0 | 0 | 0 | 0 | 0 | 0 | 0 | 0 | 0 | 0 | 0 | 0 | 0 | 0 | 0 | 0 | 0 | 0 | 0 | 0 | 0 | 0 | 0 | 0 | 0 | 0 | 0 | 0 | 0 | 0 | 0 | 0 | 0 | 0 | 0 | 0 | 0 | 0 | 0 | 0 | 0 | 0 | 0 | 0 | 0 | 0 | 0 | 0 | 0 | 0 | 0 | 0 | 0 | 0 | 0 | 0 | 0 | 0 | 0 | 0 | 0 | 0 | 0 | 0 | 0 | 0 | 0 | 0 | 0 | 0 | 0 | 0 | 0 | 0 | 0 | 0 | 0 | 0 | 0 | 0 | 0 | 0 | 0 | 0 | 0 | 0 | 0 | 0 | 0 | 0 | 0 | 0 | 0 | 0 | 0 | 0 | 0 | 0 | 0 | 0 | 0 | 0 | 0 | 0 | 0 | 0 | 0 | 0 | 0 | 0 | 0 | 0 | 0 | 0 | 0 | 0 | 0 | 0 | 0 | 0 | 0 | 0 | 0 | 0 | 0 | 0 | 0 | 0 | 0 | 0 | 0 | 0 | 0 | 0 | 0 | 0 | 0 | 0 | 0 | 0 | 0 | 0 | 0 | 0 | 0 | 0 | 0 | 0 | 0 | 0 | 0 | 0 | 0 | 0 | 0 | 0 | 0 | 0 | 0 | 0.01557% | 0 | 0 | 0 | 0 | 0 | 0 | 0 | 0 | 0 | 0 | 0 | 0 | 0 | 0 | 0 | 0 | 0 | 0 | 0 | 0 | 0 | 0 | 0 | 0
| ComFurnaces_Cadmus | M_Input | EUIs from PSE 2014 Commercial EUIs. 'Cost of res-sized furances based on the DEER 2008 Cost Database for the measure gas furnaces. EUL of res-sized furnaces based on the Wisconsin February 2016 Technical Reference Manual for the measures "Furnace with ECM, ≥90%+ AFUE, NG" and "Furnace with ECM, ≥95%+ AFUE, NG". EUL of CWAF from Federal Technical Support Document: Commercial Warm Air Furnaces (2015) | 2020 | NR | 2022 | 2041 | PSE | Commercial | Residential Care | Gas | Per Building Sqft - Furnace < 225 kBtuh - 92% AFUE Baseline |  |  | Residential Care Furnace < 225 kBtuh - Premium Efficiency - 94% AFUE Gas Furnaces (Non-Weatherized) |  | 0 | 18 | 0.018317 | 0 |  | 0 | 0 | 0 | 0 | 0 | 0 | 0 | 0.003833 |  | 0 | 0 | 0 | Heating | Gas Furnace | Furnace | Furnace LT 225 kBtuh Premium AFUE 96% Non-Weatherized | CommVENT | 0.0141% | 67.95% | 67.95% | 101257.3441 | 1.135 | 50% | 5.556% | 85% | 6.8% | 0.2% | 0.056079 | 0.00075699 | 0.0056836 | 0 | 0.01938 | 0 | 0 | -0.0027772 | 0.016603 |  | 0 | 0.40255 | 0 | 01. ($9,999.000) to $0.028 | 1 | 0.40255 | 03. $0.30 to $0.45 | 1 | 0 | 0 | 0 | 0 | 0 | 0 | 0 | 0 | 0 | 0 | 0 | 0 | 0 | 0 | 0 | 0 | 0 | 0 | 0 | 0 | 0 | 0 | 0 | 0 | 0 | 0 | 0 | 0 | 0 | 0 | 0 | 0 | 0 | 0 | 0 | 0 | 0 | 0 | 0 | 0 | 0 | 0 | 0 | 0 | 0 | 0 | 0 | 0 | 0 | 0 | 0 | 0 | 0 | 0 | 0 | 0 | 0 | 0 | 0 | 0 | 0 | 0 | 0 | 0 | 0 | 0 | 0 | 0 | 0 | 0 | 0 | 0 | 0 | 61876.8794 | 123246.3684 | 184111.5875 | 244475.64 | 304341.6123 | 357650.6978 | 399650.8922 | 432643.0031 | 458460.1217 | 478562.7009 | 494114.3045 | 506041.9594 | 515084.2387 | 521829.5704 | 526746.7594 | 530209.3038 | 528073.6362 | 525922.1179 | 523770.4489 | 521624.4878 | 237.1716 | 472.3984 | 705.6924 | 937.0654 | 1166.5293 | 1370.8609 | 1531.846 | 1658.3034 | 1757.2594 | 1834.3118 | 1893.9205 | 1939.6387 | 1974.2974 | 2000.152 | 2018.9994 | 2032.2712 | 2024.0852 | 2015.8386 | 2007.5913 | 1999.3659 | 56451.858 | 237.1716 | 709.57 | 1415.2624 | 2352.3278 | 3518.8571 | 4889.718 | 6421.564 | 8079.8674 | 9837.1268 | 11671.4386 | 13565.3591 | 15504.9978 | 17479.2952 | 19479.4472 | 21498.4466 | 23530.7177 | 25554.803 | 27570.6415 | 29578.2328 | 31577.5987 | 0 | 0 | 0 | 0 | 0 | 0 | 0 | 0 | 0 | 0 | 0 | 0 | 0 | 0 | 0 | 0 | 0 | 0 | 0 | 0 | 0 | 0 | 0 | 0 | 0 | 0 | 0 | 0 | 0 | 0 | 0 | 0 | 0 | 0 | 0 | 0 | 0 | 0 | 0 | 0 | 0 | 0 | 0 | 0 | 0 | 0 | 0 | 0 | 0 | 1027.362 | 2046.2997 | 3056.8648 | 4059.1089 | 5053.0832 | 5938.1913 | 6635.5343 | 7183.313 | 7611.9631 | 7945.7328 | 8203.9411 | 8401.9799 | 8552.1118 | 8664.1067 | 8745.7484 | 8803.2382 | 8767.779 | 8732.0566 | 8696.3318 | 8660.7017 | 0.01557% | 0 | 0 | 0 | 0 | 0 | 0 | 0 | 0 | 0 | 0 | 0 | 0 | 0 | 0 | 0 | 0 | 0 | 0 | 0 | 0 | 0 | 0 | 0 | 0
| ComFurnaces_Cadmus | M_Input | EUIs from PSE 2014 Commercial EUIs. 'Cost of res-sized furances based on the DEER 2008 Cost Database for the measure gas furnaces. EUL of res-sized furnaces based on the Wisconsin February 2016 Technical Reference Manual for the measures "Furnace with ECM, ≥90%+ AFUE, NG" and "Furnace with ECM, ≥95%+ AFUE, NG". EUL of CWAF from Federal Technical Support Document: Commercial Warm Air Furnaces (2015) | 2020 | NR | 2022 | 2041 | PSE | Commercial | Assembly | Gas | Per Building Sqft - Furnace < 225 kBtuh - 92% AFUE Baseline |  |  | Assembly Furnace < 225 kBtuh - Premium Efficiency - 94% AFUE Gas Furnaces (Non-Weatherized) |  | 0 | 18 | 0.030499 | 0 |  | 0 | 0 | 0 | 0 | 0 | 0 | 0 | 0.003833 |  | 0 | 0 | 0 | Heating | Gas Furnace | Furnace | Furnace LT 225 kBtuh Premium AFUE 96% Non-Weatherized | CommVENT | 0.0141% | 67.95% | 67.95% | 15455.3983 | 1.1338 | 44.41% | 5.556% | 85% | 6.8% | 0.2% | 0.056079 | 0.00075699 | 0.0056836 | 0 | 0.03227 | 0 | 0 | -0.0003407 | 0.031929 |  | 0 | 0.77413 | 0 | 01. ($9,999.000) to $0.028 | 1 | 0.77413 | 08. $0.70 to $0.85 | 1 | 0 | 0 | 0 | 0 | 0 | 0 | 0 | 0 | 0 | 0 | 0 | 0 | 0 | 0 | 0 | 0 | 0 | 0 | 0 | 0 | 0 | 0 | 0 | 0 | 0 | 0 | 0 | 0 | 0 | 0 | 0 | 0 | 0 | 0 | 0 | 0 | 0 | 0 | 0 | 0 | 0 | 0 | 0 | 0 | 0 | 0 | 0 | 0 | 0 | 0 | 0 | 0 | 0 | 0 | 0 | 0 | 0 | 0 | 0 | 0 | 0 | 0 | 0 | 0 | 0 | 0 | 0 | 0 | 0 | 0 | 0 | 0 | 0 | 86479.7846 | 172183.5573 | 257116.5406 | 341283.9258 | 424690.8732 | 498886.8037 | 557256.4132 | 603025.0059 | 638761.234 | 666510.7851 | 687902.8521 | 704234.9275 | 716540.3337 | 725642.0056 | 732195.3233 | 736722.2242 | 733469.842 | 730197.8669 | 726928.1131 | 723668.7067 | 331.4736 | 659.9727 | 985.5175 | 1308.1277 | 1627.8232 | 1912.2133 | 2135.9417 | 2311.3709 | 2448.3464 | 2554.7093 | 2636.7043 | 2699.3045 | 2746.4706 | 2781.3569 | 2806.4755 | 2823.827 | 2811.3607 | 2798.8194 | 2786.2865 | 2773.7934 | 128284.7592 | 331.4736 | 991.4463 | 1976.9638 | 3285.0915 | 4912.9147 | 6825.128 | 8961.0696 | 11272.4405 | 13720.7869 | 16275.4962 | 18912.2005 | 21611.505 | 24357.9756 | 27139.3325 | 29945.8081 | 32769.635 | 35580.9958 | 38379.8151 | 41166.1017 | 43939.8951 | 0 | 0 | 0 | 0 | 0 | 0 | 0 | 0 | 0 | 0 | 0 | 0 | 0 | 0 | 0 | 0 | 0 | 0 | 0 | 0 | 0 | 0 | 0 | 0 | 0 | 0 | 0 | 0 | 0 | 0 | 0 | 0 | 0 | 0 | 0 | 0 | 0 | 0 | 0 | 0 | 0 | 0 | 0 | 0 | 0 | 0 | 0 | 0 | 0 | 2761.242 | 5497.7065 | 8209.5603 | 10896.9689 | 13560.0973 | 15929.1241 | 17792.8269 | 19254.1877 | 20395.2217 | 21281.2464 | 21964.2809 | 22485.7532 | 22878.6566 | 23169.267 | 23378.51 | 23523.051 | 23419.2046 | 23314.7326 | 23210.3315 | 23106.2608 | 0.01557% | 0 | 0 | 0 | 0 | 0 | 0 | 0 | 0 | 0 | 0 | 0 | 0 | 0 | 0 | 0 | 0 | 0 | 0 | 0 | 0 | 0 | 0 | 0 | 0
| ComFurnaces_Cadmus | M_Input | EUIs from PSE 2014 Commercial EUIs. 'Cost of res-sized furances based on the DEER 2008 Cost Database for the measure gas furnaces. EUL of res-sized furnaces based on the Wisconsin February 2016 Technical Reference Manual for the measures "Furnace with ECM, ≥90%+ AFUE, NG" and "Furnace with ECM, ≥95%+ AFUE, NG". EUL of CWAF from Federal Technical Support Document: Commercial Warm Air Furnaces (2015) | 2020 | NR | 2022 | 2041 | PSE | Commercial | Other | Gas | Per Building Sqft - Furnace < 225 kBtuh - 92% AFUE Baseline |  |  | Other Furnace < 225 kBtuh - Premium Efficiency - 94% AFUE Gas Furnaces (Non-Weatherized) |  | 0 | 18 | 0.04126 | 0 |  | 0 | 0 | 0 | 0 | 0 | 0 | 0 | 0.003833 |  | 0 | 0 | 0 | Heating | Gas Furnace | Furnace | Furnace LT 225 kBtuh Premium AFUE 96% Non-Weatherized | CommVENT | 0.0141% | 67.95% | 67.95% | 31545.0104 | 1.4073 | 50% | 5.556% | 85% | 6.8% | 0.2% | 0.056079 | 0.00075699 | 0.0056836 | 0 | 0.043655 | 0 | 0 | 0.0018114 | 0.045467 |  | 0 | 1.1024 | 0 | 01. ($9,999.000) to $0.028 | 1 | 1.1024 | 10. $0.95 to $1.20 | 0 | 0 | 0 | 0 | 0 | 0 | 0 | 0 | 0 | 0 | 0 | 0 | 0 | 0 | 0 | 0 | 0 | 0 | 0 | 0 | 0 | 0 | 0 | 0 | 0 | 0 | 0 | 0 | 0 | 0 | 0 | 0 | 0 | 0 | 0 | 0 | 0 | 0 | 0 | 0 | 0 | 0 | 0 | 0 | 0 | 0 | 0 | 0 | 0 | 0 | 0 | 0 | 0 | 0 | 0 | 0 | 0 | 0 | 0 | 0 | 0 | 0 | 0 | 0 | 0 | 0 | 0 | 0 | 0 | 0 | 0 | 0 | 0 | 0 | 337496.8334 | 668918.7237 | 994347.6828 | 1313864.7383 | 1627549.9445 | 1903224.3541 | 2116262.9013 | 2279693.3817 | 2403843.7852 | 2496901.6993 | 2565357.8044 | 2614357.4774 | 2647979.5418 | 2669457.262 | 2681353.5469 | 2685699.8511 | 2661721.0494 | 2637833.6901 | 2614116.204 | 2590596.5962 | 1293.6119 | 2563.9389 | 3811.2951 | 5035.9913 | 6238.3342 | 7294.9832 | 8111.5515 | 8737.9741 | 9213.8376 | 9570.5249 | 9832.9144 | 10020.7282 | 10149.6003 | 10231.9235 | 10277.5215 | 10294.1807 | 10202.2709 | 10110.7116 | 10019.8034 | 9929.6537 | 181079.8287 | 1293.6119 | 3857.5508 | 7668.8459 | 12704.8372 | 18943.1714 | 26238.1546 | 34349.7062 | 43087.6802 | 52301.5178 | 61872.0427 | 71704.9571 | 81725.6853 | 91875.2856 | 102107.2091 | 112384.7306 | 122678.9113 | 132881.1822 | 142991.8938 | 153011.6972 | 162941.3509 | 0 | 0 | 0 | 0 | 0 | 0 | 0 | 0 | 0 | 0 | 0 | 0 | 0 | 0 | 0 | 0 | 0 | 0 | 0 | 0 | 0 | 0 | 0 | 0 | 0 | 0 | 0 | 0 | 0 | 0 | 0 | 0 | 0 | 0 | 0 | 0 | 0 | 0 | 0 | 0 | 0 | 0 | 0 | 0 | 0 | 0 | 0 | 0 | 0 | 15344.9433 | 30413.6776 | 45209.9318 | 59737.3899 | 73999.6918 | 86533.7596 | 96219.9673 | 103650.6487 | 109295.3858 | 113526.4431 | 116638.9317 | 118866.7961 | 120395.488 | 121372.0139 | 121912.9014 | 122110.5145 | 121020.2721 | 119934.1874 | 118855.8262 | 117786.4619 | 0.01557% | 0 | 0 | 0 | 0 | 0 | 0 | 0 | 0 | 0 | 0 | 0 | 0 | 0 | 0 | 0 | 0 | 0 | 0 | 0 | 0 | 0 | 0 | 0 | 0
| ComFurnaces_Cadmus | M_Input | EUIs from PSE 2014 Commercial EUIs. 'Cost of res-sized furances based on the DEER 2008 Cost Database for the measure gas furnaces. EUL of res-sized furnaces based on the Wisconsin February 2016 Technical Reference Manual for the measures "Furnace with ECM, ≥90%+ AFUE, NG" and "Furnace with ECM, ≥95%+ AFUE, NG". EUL of CWAF from Federal Technical Support Document: Commercial Warm Air Furnaces (2015) | 2020 | NR | 2022 | 2041 | PSE | Commercial | Large Off | Gas | Per Building Sqft - Furnace < 225 kBtuh - 94% AFUE Baseline |  |  | Large Off Furnace < 225 kBtuh - Advanced Efficiency - 96% AFUE Gas Furnaces (Non-Weatherized) |  | 0 | 18 | 0.013973 | 0 |  | 0 | 0 | 0 | 0 | 0 | 0 | 0 | 0.0055564 |  | 0 | 0 | 0 | Heating | Gas Furnace | Furnace | Furnace LT 225 kBtuh Premium AFUE 96% Non-Weatherized | CommVENT | 0.0141% | 57.36% | 57.36% | 259599.5083 | 1.1293 | 50% | 5.556% | 85% | 6.8% | 0.2% | 0.081293 | 0.0010974 | 0.0082391 | 0 | 0.014784 | 0 | 0 | -0.0065419 | 0.0082418 |  | 0 | 0.13784 | 0 | 01. ($9,999.000) to $0.028 | 1 | 0.13784 | 01. ($9,999.00) to $0.22 | 1 | 0 | 0 | 0 | 0 | 0 | 0 | 0 | 0 | 0 | 0 | 0 | 0 | 0 | 0 | 0 | 0 | 0 | 0 | 0 | 0 | 0 | 0 | 0 | 0 | 0 | 0 | 0 | 0 | 0 | 0 | 0 | 0 | 0 | 0 | 0 | 0 | 0 | 0 | 0 | 0 | 0 | 0 | 0 | 0 | 0 | 0 | 0 | 0 | 0 | 0 | 0 | 0 | 0 | 0 | 0 | 0 | 0 | 0 | 0 | 0 | 0 | 0 | 0 | 0 | 0 | 0 | 0 | 0 | 0 | 0 | 0 | 0 | 0 | 205846.1338 | 410457.1908 | 613838.7288 | 815996.2835 | 1016935.3682 | 1196383.7833 | 1338356.0108 | 1450440.6985 | 1538690.5416 | 1607933.1593 | 1662019.0505 | 1704019.3626 | 1736383.6326 | 1761065.601 | 1779623.5609 | 1793300.3969 | 1788049.8083 | 1782731.7034 | 1777399.1582 | 1772072.0486 | 1143.7547 | 2280.6469 | 3410.7074 | 4533.9671 | 5650.4565 | 6647.536 | 7436.3844 | 8059.167 | 8549.5147 | 8934.2515 | 9234.772 | 9468.1408 | 9647.9682 | 9785.11 | 9888.2247 | 9964.2181 | 9935.0439 | 9905.4947 | 9875.8651 | 9846.2658 | 94873.0715 | 1143.7547 | 3424.4016 | 6835.109 | 11369.0761 | 17019.5325 | 23667.0685 | 31103.453 | 39162.62 | 47712.1347 | 56646.3862 | 65881.1582 | 75349.2989 | 84997.2671 | 94782.3772 | 94873.0715 | 94873.0715 | 94873.0715 | 94873.0715 | 94873.0715 | 94873.0715 | 0 | 0 | 0 | 0 | 0 | 0 | 0 | 0 | 0 | 0 | 0 | 0 | 0 | 0 | 0 | 0 | 0 | 0 | 0 | 0 | 0 | 0 | 0 | 0 | 0 | 0 | 0 | 0 | 0 | 0 | 0 | 0 | 0 | 0 | 0 | 0 | 0 | 0 | 0 | 0 | 0 | 0 | 0 | 0 | 0 | 0 | 0 | 0 | 0 | 1696.5366 | 3382.894 | 5059.118 | 6725.2542 | 8381.348 | 9860.3207 | 11030.4232 | 11954.1995 | 12681.5344 | 13252.2162 | 13697.9797 | 14044.1366 | 14310.8755 | 14514.2986 | 134.5273 | 0 | 0 | 0 | 0 | 0 | 0.01557% | 0 | 0 | 0 | 0 | 0 | 0 | 0 | 0 | 0 | 0 | 0 | 0 | 0 | 0 | 0 | 0 | 0 | 0 | 0 | 0 | 0 | 0 | 0 | 0
| ComFurnaces_Cadmus | M_Input | EUIs from PSE 2014 Commercial EUIs. 'Cost of res-sized furances based on the DEER 2008 Cost Database for the measure gas furnaces. EUL of res-sized furnaces based on the Wisconsin February 2016 Technical Reference Manual for the measures "Furnace with ECM, ≥90%+ AFUE, NG" and "Furnace with ECM, ≥95%+ AFUE, NG". EUL of CWAF from Federal Technical Support Document: Commercial Warm Air Furnaces (2015) | 2020 | NR | 2022 | 2041 | PSE | Commercial | Medium Off | Gas | Per Building Sqft - Furnace < 225 kBtuh - 94% AFUE Baseline |  |  | Medium Off Furnace < 225 kBtuh - Advanced Efficiency - 96% AFUE Gas Furnaces (Non-Weatherized) |  | 0 | 18 | 0.013973 | 0 |  | 0 | 0 | 0 | 0 | 0 | 0 | 0 | 0.0055564 |  | 0 | 0 | 0 | Heating | Gas Furnace | Furnace | Furnace LT 225 kBtuh Premium AFUE 96% Non-Weatherized | CommVENT | 0.0141% | 57.36% | 57.36% | 42353.7102 | 1.0142 | 45.36% | 5.556% | 85% | 6.8% | 0.2% | 0.081293 | 0.0010974 | 0.0082391 | 0 | 0.014784 | 0 | 0 | -0.0065419 | 0.0082418 |  | 0 | 0.13784 | 0 | 01. ($9,999.000) to $0.028 | 1 | 0.13784 | 01. ($9,999.00) to $0.22 | 1 | 0 | 0 | 0 | 0 | 0 | 0 | 0 | 0 | 0 | 0 | 0 | 0 | 0 | 0 | 0 | 0 | 0 | 0 | 0 | 0 | 0 | 0 | 0 | 0 | 0 | 0 | 0 | 0 | 0 | 0 | 0 | 0 | 0 | 0 | 0 | 0 | 0 | 0 | 0 | 0 | 0 | 0 | 0 | 0 | 0 | 0 | 0 | 0 | 0 | 0 | 0 | 0 | 0 | 0 | 0 | 0 | 0 | 0 | 0 | 0 | 0 | 0 | 0 | 0 | 0 | 0 | 0 | 0 | 0 | 0 | 0 | 0 | 0 | 89511.2547 | 178485.4419 | 266924.9784 | 354832.2713 | 442209.7181 | 520242.045 | 581978.0221 | 630717.5386 | 669092.5814 | 699202.4187 | 722721.4224 | 740985.067 | 755058.5226 | 765791.3642 | 773861.2087 | 779808.5186 | 777525.324 | 775212.7703 | 772893.9372 | 770577.4679 | 497.3565 | 991.7289 | 1483.1306 | 1971.5749 | 2457.0753 | 2890.6508 | 3233.6779 | 3504.4921 | 3717.7176 | 3885.0186 | 4015.6986 | 4117.1779 | 4195.3751 | 4255.0106 | 4299.8495 | 4332.8949 | 4320.2087 | 4307.3593 | 4294.475 | 4281.6039 | 53508.2214 | 497.3565 | 1489.0855 | 2972.2161 | 4943.791 | 7400.8663 | 10291.5171 | 13525.195 | 17029.6871 | 20747.4047 | 24632.4233 | 28648.1219 | 32765.2998 | 36960.6749 | 41215.6855 | 45515.535 | 49848.4299 | 53508.2214 | 53508.2214 | 53508.2214 | 53508.2214 | 0 | 0 | 0 | 0 | 0 | 0 | 0 | 0 | 0 | 0 | 0 | 0 | 0 | 0 | 0 | 0 | 0 | 0 | 0 | 0 | 0 | 0 | 0 | 0 | 0 | 0 | 0 | 0 | 0 | 0 | 0 | 0 | 0 | 0 | 0 | 0 | 0 | 0 | 0 | 0 | 0 | 0 | 0 | 0 | 0 | 0 | 0 | 0 | 0 | 737.7312 | 1471.0361 | 2199.9344 | 2924.4462 | 3644.591 | 4287.7156 | 4796.5293 | 5198.2292 | 5514.5075 | 5762.6659 | 5956.5041 | 6107.0289 | 6223.0191 | 6311.4767 | 6377.9865 | 6427.0029 | 5428.5855 | 0 | 0 | 0 | 0.01557% | 0 | 0 | 0 | 0 | 0 | 0 | 0 | 0 | 0 | 0 | 0 | 0 | 0 | 0 | 0 | 0 | 0 | 0 | 0 | 0 | 0 | 0 | 0 | 0
| ComFurnaces_Cadmus | M_Input | EUIs from PSE 2014 Commercial EUIs. 'Cost of res-sized furances based on the DEER 2008 Cost Database for the measure gas furnaces. EUL of res-sized furnaces based on the Wisconsin February 2016 Technical Reference Manual for the measures "Furnace with ECM, ≥90%+ AFUE, NG" and "Furnace with ECM, ≥95%+ AFUE, NG". EUL of CWAF from Federal Technical Support Document: Commercial Warm Air Furnaces (2015) | 2020 | NR | 2022 | 2041 | PSE | Commercial | Small Off | Gas | Per Building Sqft - Furnace < 225 kBtuh - 94% AFUE Baseline |  |  | Small Off Furnace < 225 kBtuh - Advanced Efficiency - 96% AFUE Gas Furnaces (Non-Weatherized) |  | 0 | 18 | 0.013973 | 0 |  | 0 | 0 | 0 | 0 | 0 | 0 | 0 | 0.0055564 |  | 0 | 0 | 0 | Heating | Gas Furnace | Furnace | Furnace LT 225 kBtuh Premium AFUE 96% Non-Weatherized | CommVENT | 0.0141% | 57.36% | 57.36% | 5367.7993 | 1.1188 | 50% | 5.556% | 85% | 6.8% | 0.2% | 0.081293 | 0.0010974 | 0.0082391 | 0 | 0.014784 | 0 | 0 | -0.0065419 | 0.0082418 |  | 0 | 0.13784 | 0 | 01. ($9,999.000) to $0.028 | 1 | 0.13784 | 01. ($9,999.00) to $0.22 | 1 | 0 | 0 | 0 | 0 | 0 | 0 | 0 | 0 | 0 | 0 | 0 | 0 | 0 | 0 | 0 | 0 | 0 | 0 | 0 | 0 | 0 | 0 | 0 | 0 | 0 | 0 | 0 | 0 | 0 | 0 | 0 | 0 | 0 | 0 | 0 | 0 | 0 | 0 | 0 | 0 | 0 | 0 | 0 | 0 | 0 | 0 | 0 | 0 | 0 | 0 | 0 | 0 | 0 | 0 | 0 | 0 | 0 | 0 | 0 | 0 | 0 | 0 | 0 | 0 | 0 | 0 | 0 | 0 | 0 | 0 | 0 | 0 | 0 | 75324.1995 | 150196.4539 | 224618.7968 | 298593.2539 | 372121.8426 | 437786.463 | 489737.6179 | 530752.1817 | 563044.9854 | 588382.5745 | 608173.9419 | 623542.8965 | 635385.7846 | 644417.5283 | 651208.3455 | 656213.0386 | 654291.7182 | 652345.6918 | 650394.3815 | 648445.0601 | 418.5282 | 834.5452 | 1248.0623 | 1659.0909 | 2067.642 | 2432.4981 | 2721.1573 | 2949.0489 | 3128.4792 | 3269.2639 | 3379.2318 | 3464.6272 | 3530.4306 | 3580.6142 | 3618.3464 | 3646.1542 | 3635.4787 | 3624.6659 | 3613.8237 | 3602.9926 | 39381 | 418.5282 | 1253.0734 | 2501.1357 | 4160.2266 | 6227.8686 | 8660.3666 | 11381.5239 | 14330.5728 | 17459.052 | 20728.3159 | 24107.5478 | 27572.175 | 31102.6056 | 34683.2197 | 38301.5661 | 39381 | 39381 | 39381 | 39381 | 39381 | 0 | 0 | 0 | 0 | 0 | 0 | 0 | 0 | 0 | 0 | 0 | 0 | 0 | 0 | 0 | 0 | 0 | 0 | 0 | 0 | 0 | 0 | 0 | 0 | 0 | 0 | 0 | 0 | 0 | 0 | 0 | 0 | 0 | 0 | 0 | 0 | 0 | 0 | 0 | 0 | 0 | 0 | 0 | 0 | 0 | 0 | 0 | 0 | 0 | 620.8048 | 1237.8847 | 1851.2566 | 2460.9371 | 3066.9428 | 3608.1356 | 4036.3051 | 4374.3377 | 4640.4876 | 4849.3142 | 5012.4301 | 5139.0975 | 5236.7039 | 5311.1414 | 5367.1098 | 1601.1292 | 0 | 0 | 0 | 0 | 0.01557% | 0 | 0 | 0 | 0 | 0 | 0 | 0 | 0 | 0 | 0 | 0 | 0 | 0 | 0 | 0 | 0 | 0 | 0 | 0 | 0 | 0 | 0 | 0 | 0
| ComFurnaces_Cadmus | M_Input | EUIs from PSE 2014 Commercial EUIs. 'Cost of res-sized furances based on the DEER 2008 Cost Database for the measure gas furnaces. EUL of res-sized furnaces based on the Wisconsin February 2016 Technical Reference Manual for the measures "Furnace with ECM, ≥90%+ AFUE, NG" and "Furnace with ECM, ≥95%+ AFUE, NG". EUL of CWAF from Federal Technical Support Document: Commercial Warm Air Furnaces (2015) | 2020 | NR | 2022 | 2041 | PSE | Commercial | XLarge Ret | Gas | Per Building Sqft - Furnace < 225 kBtuh - 94% AFUE Baseline |  |  | XLarge Ret Furnace < 225 kBtuh - Advanced Efficiency - 96% AFUE Gas Furnaces (Non-Weatherized) |  | 0 | 18 | 0.030771 | 0 |  | 0 | 0 | 0 | 0 | 0 | 0 | 0 | 0.0017902 |  | 0 | 0 | 0 | Heating | Gas Furnace | Furnace | Furnace LT 225 kBtuh Premium AFUE 96% Non-Weatherized | CommVENT | 0.0141% | 82.95% | 82.95% | 290598.2323 | 1.0366 | 0% | 5.556% | 85% | 6.8% | 0.2% | 0.026191 | 0.00035355 | 0.0026545 | 0 | 0.032558 | 0 | 0 | 0.0031462 | 0.035704 |  | 0 | 1.8535 | 0 | 01. ($9,999.000) to $0.028 | 1 | 1.8535 | 12. $1.50 to $999.00 | 0 | 0 | 0 | 0 | 0 | 0 | 0 | 0 | 0 | 0 | 0 | 0 | 0 | 0 | 0 | 0 | 0 | 0 | 0 | 0 | 0 | 0 | 0 | 0 | 0 | 0 | 0 | 0 | 0 | 0 | 0 | 0 | 0 | 0 | 0 | 0 | 0 | 0 | 0 | 0 | 0 | 0 | 0 | 0 | 0 | 0 | 0 | 0 | 0 | 0 | 0 | 0 | 0 | 0 | 0 | 0 | 0 | 0 | 0 | 0 | 0 | 0 | 0 | 0 | 0 | 0 | 0 | 0 | 0 | 0 | 0 | 0 | 0 | 0 | 0 | 0 | 0 | 0 | 0 | 0 | 0 | 0 | 0 | 0 | 0 | 0 | 0 | 0 | 0 | 0 | 0 | 0 | 0 | 0 | 0 | 0 | 0 | 0 | 0 | 0 | 0 | 0 | 0 | 0 | 0 | 0 | 0 | 0 | 0 | 0 | 0 | 0 | 0 | 0 | 0 | 0 | 0 | 0 | 0 | 0 | 0 | 0 | 0 | 0 | 0 | 0 | 0 | 0 | 0 | 0 | 0 | 0 | 0 | 0 | 0 | 0 | 0 | 0 | 0 | 0 | 0 | 0 | 0 | 0 | 0 | 0 | 0 | 0 | 0 | 0 | 0 | 0 | 0 | 0 | 0 | 0 | 0 | 0 | 0 | 0 | 0 | 0 | 0 | 0 | 0 | 0 | 0 | 0 | 0 | 0 | 0 | 0 | 0 | 0 | 0 | 0 | 0 | 0 | 0 | 0 | 0 | 0 | 0 | 0 | 0 | 0 | 0 | 0 | 0 | 0 | 0 | 0 | 0 | 0 | 0 | 0 | 0 | 0 | 0 | 0 | 0 | 0 | 0 | 0 | 0.01557% | 0 | 0 | 0 | 0 | 0 | 0 | 0 | 0 | 0 | 0 | 0 | 0 | 0 | 0 | 0 | 0 | 0 | 0 | 0 | 0 | 0 | 0 | 0 | 0
| ComFurnaces_Cadmus | M_Input | EUIs from PSE 2014 Commercial EUIs. 'Cost of res-sized furances based on the DEER 2008 Cost Database for the measure gas furnaces. EUL of res-sized furnaces based on the Wisconsin February 2016 Technical Reference Manual for the measures "Furnace with ECM, ≥90%+ AFUE, NG" and "Furnace with ECM, ≥95%+ AFUE, NG". EUL of CWAF from Federal Technical Support Document: Commercial Warm Air Furnaces (2015) | 2020 | NR | 2022 | 2041 | PSE | Commercial | Large Ret | Gas | Per Building Sqft - Furnace < 225 kBtuh - 94% AFUE Baseline |  |  | Large Ret Furnace < 225 kBtuh - Advanced Efficiency - 96% AFUE Gas Furnaces (Non-Weatherized) |  | 0 | 18 | 0.030771 | 0 |  | 0 | 0 | 0 | 0 | 0 | 0 | 0 | 0.0017902 |  | 0 | 0 | 0 | Heating | Gas Furnace | Furnace | Furnace LT 225 kBtuh Premium AFUE 96% Non-Weatherized | CommVENT | 0.0141% | 82.95% | 82.95% | 92309.7684 | 0.97759 | 0% | 5.556% | 85% | 6.8% | 0.2% | 0.026191 | 0.00035355 | 0.0026545 | 0 | 0.032558 | 0 | 0 | 0.0031462 | 0.035704 |  | 0 | 1.8535 | 0 | 01. ($9,999.000) to $0.028 | 1 | 1.8535 | 12. $1.50 to $999.00 | 0 | 0 | 0 | 0 | 0 | 0 | 0 | 0 | 0 | 0 | 0 | 0 | 0 | 0 | 0 | 0 | 0 | 0 | 0 | 0 | 0 | 0 | 0 | 0 | 0 | 0 | 0 | 0 | 0 | 0 | 0 | 0 | 0 | 0 | 0 | 0 | 0 | 0 | 0 | 0 | 0 | 0 | 0 | 0 | 0 | 0 | 0 | 0 | 0 | 0 | 0 | 0 | 0 | 0 | 0 | 0 | 0 | 0 | 0 | 0 | 0 | 0 | 0 | 0 | 0 | 0 | 0 | 0 | 0 | 0 | 0 | 0 | 0 | 0 | 0 | 0 | 0 | 0 | 0 | 0 | 0 | 0 | 0 | 0 | 0 | 0 | 0 | 0 | 0 | 0 | 0 | 0 | 0 | 0 | 0 | 0 | 0 | 0 | 0 | 0 | 0 | 0 | 0 | 0 | 0 | 0 | 0 | 0 | 0 | 0 | 0 | 0 | 0 | 0 | 0 | 0 | 0 | 0 | 0 | 0 | 0 | 0 | 0 | 0 | 0 | 0 | 0 | 0 | 0 | 0 | 0 | 0 | 0 | 0 | 0 | 0 | 0 | 0 | 0 | 0 | 0 | 0 | 0 | 0 | 0 | 0 | 0 | 0 | 0 | 0 | 0 | 0 | 0 | 0 | 0 | 0 | 0 | 0 | 0 | 0 | 0 | 0 | 0 | 0 | 0 | 0 | 0 | 0 | 0 | 0 | 0 | 0 | 0 | 0 | 0 | 0 | 0 | 0 | 0 | 0 | 0 | 0 | 0 | 0 | 0 | 0 | 0 | 0 | 0 | 0 | 0 | 0 | 0 | 0 | 0 | 0 | 0 | 0 | 0 | 0 | 0 | 0 | 0 | 0 | 0.01557% | 0 | 0 | 0 | 0 | 0 | 0 | 0 | 0 | 0 | 0 | 0 | 0 | 0 | 0 | 0 | 0 | 0 | 0 | 0 | 0 | 0 | 0 | 0 | 0
| ComFurnaces_Cadmus | M_Input | EUIs from PSE 2014 Commercial EUIs. 'Cost of res-sized furances based on the DEER 2008 Cost Database for the measure gas furnaces. EUL of res-sized furnaces based on the Wisconsin February 2016 Technical Reference Manual for the measures "Furnace with ECM, ≥90%+ AFUE, NG" and "Furnace with ECM, ≥95%+ AFUE, NG". EUL of CWAF from Federal Technical Support Document: Commercial Warm Air Furnaces (2015) | 2020 | NR | 2022 | 2041 | PSE | Commercial | Medium Ret | Gas | Per Building Sqft - Furnace < 225 kBtuh - 94% AFUE Baseline |  |  | Medium Ret Furnace < 225 kBtuh - Advanced Efficiency - 96% AFUE Gas Furnaces (Non-Weatherized) |  | 0 | 18 | 0.030771 | 0 |  | 0 | 0 | 0 | 0 | 0 | 0 | 0 | 0.0017902 |  | 0 | 0 | 0 | Heating | Gas Furnace | Furnace | Furnace LT 225 kBtuh Premium AFUE 96% Non-Weatherized | CommVENT | 0.0141% | 82.95% | 82.95% | 13686.0977 | 1.0265 | 46.46% | 5.556% | 85% | 6.8% | 0.2% | 0.026191 | 0.00035355 | 0.0026545 | 0 | 0.032558 | 0 | 0 | 0.0031462 | 0.035704 |  | 0 | 1.8535 | 0 | 01. ($9,999.000) to $0.028 | 1 | 1.8535 | 12. $1.50 to $999.00 | 0 | 0 | 0 | 0 | 0 | 0 | 0 | 0 | 0 | 0 | 0 | 0 | 0 | 0 | 0 | 0 | 0 | 0 | 0 | 0 | 0 | 0 | 0 | 0 | 0 | 0 | 0 | 0 | 0 | 0 | 0 | 0 | 0 | 0 | 0 | 0 | 0 | 0 | 0 | 0 | 0 | 0 | 0 | 0 | 0 | 0 | 0 | 0 | 0 | 0 | 0 | 0 | 0 | 0 | 0 | 0 | 0 | 0 | 0 | 0 | 0 | 0 | 0 | 0 | 0 | 0 | 0 | 0 | 0 | 0 | 0 | 0 | 0 | 0 | 104760.8825 | 208557.9649 | 311397.8973 | 413287.2893 | 514232.7098 | 604003.3424 | 674594.7486 | 729917.4691 | 773085.5266 | 806578.661 | 832371.5199 | 852036.5361 | 866825.8504 | 877736.5495 | 885562.6148 | 890936.2913 | 886902.1255 | 882845.1779 | 878791.8278 | 874751.897 | 187.5383 | 373.3513 | 557.4509 | 739.8488 | 920.5569 | 1081.2604 | 1207.63 | 1306.6663 | 1383.9439 | 1443.9018 | 1490.0751 | 1525.2785 | 1551.7537 | 1571.2856 | 1585.2954 | 1594.9152 | 1587.6934 | 1580.4308 | 1573.1747 | 1565.9426 | 5778.4239 | 187.5383 | 560.8897 | 1118.3406 | 1858.1894 | 2778.7463 | 3860.0067 | 5067.6367 | 5778.4239 | 5778.4239 | 5778.4239 | 5778.4239 | 5778.4239 | 5778.4239 | 5778.4239 | 5778.4239 | 5778.4239 | 5778.4239 | 5778.4239 | 5778.4239 | 5778.4239 | 0 | 0 | 0 | 0 | 0 | 0 | 0 | 0 | 0 | 0 | 0 | 0 | 0 | 0 | 0 | 0 | 0 | 0 | 0 | 0 | 0 | 0 | 0 | 0 | 0 | 0 | 0 | 0 | 0 | 0 | 0 | 0 | 0 | 0 | 0 | 0 | 0 | 0 | 0 | 0 | 0 | 0 | 0 | 0 | 0 | 0 | 0 | 0 | 0 | 3740.3781 | 7446.3447 | 11118.1372 | 14755.9917 | 18360.1427 | 21565.3095 | 24085.7021 | 14176.3702 | 0 | 0 | 0 | 0 | 0 | 0 | 0 | 0 | 0 | 0 | 0 | 0 | 0.01557% | 0 | 0 | 0 | 0 | 0 | 0 | 0 | 0 | 0 | 0 | 0 | 0 | 0 | 0 | 0 | 0 | 0 | 0 | 0 | 0 | 0 | 0 | 0 | 0
| ComFurnaces_Cadmus | M_Input | EUIs from PSE 2014 Commercial EUIs. 'Cost of res-sized furances based on the DEER 2008 Cost Database for the measure gas furnaces. EUL of res-sized furnaces based on the Wisconsin February 2016 Technical Reference Manual for the measures "Furnace with ECM, ≥90%+ AFUE, NG" and "Furnace with ECM, ≥95%+ AFUE, NG". EUL of CWAF from Federal Technical Support Document: Commercial Warm Air Furnaces (2015) | 2020 | NR | 2022 | 2041 | PSE | Commercial | Small Ret | Gas | Per Building Sqft - Furnace < 225 kBtuh - 94% AFUE Baseline |  |  | Small Ret Furnace < 225 kBtuh - Advanced Efficiency - 96% AFUE Gas Furnaces (Non-Weatherized) |  | 0 | 18 | 0.030771 | 0 |  | 0 | 0 | 0 | 0 | 0 | 0 | 0 | 0.0017902 |  | 0 | 0 | 0 | Heating | Gas Furnace | Furnace | Furnace LT 225 kBtuh Premium AFUE 96% Non-Weatherized | CommVENT | 0.0141% | 82.95% | 82.95% | 2334.2902 | 1.0756 | 50% | 5.556% | 85% | 6.8% | 0.2% | 0.026191 | 0.00035355 | 0.0026545 | 0 | 0.032558 | 0 | 0 | 0.0031462 | 0.035704 |  | 0 | 1.8535 | 0 | 01. ($9,999.000) to $0.028 | 1 | 1.8535 | 12. $1.50 to $999.00 | 0 | 0 | 0 | 0 | 0 | 0 | 0 | 0 | 0 | 0 | 0 | 0 | 0 | 0 | 0 | 0 | 0 | 0 | 0 | 0 | 0 | 0 | 0 | 0 | 0 | 0 | 0 | 0 | 0 | 0 | 0 | 0 | 0 | 0 | 0 | 0 | 0 | 0 | 0 | 0 | 0 | 0 | 0 | 0 | 0 | 0 | 0 | 0 | 0 | 0 | 0 | 0 | 0 | 0 | 0 | 0 | 0 | 0 | 0 | 0 | 0 | 0 | 0 | 0 | 0 | 0 | 0 | 0 | 0 | 0 | 0 | 0 | 0 | 0 | 24140.5233 | 48058.9538 | 71756.8239 | 95235.6567 | 118496.9658 | 139183.2181 | 155449.9147 | 168198.179 | 178145.5895 | 185863.5637 | 191807.1287 | 196338.6272 | 199746.5957 | 202260.7973 | 204064.1929 | 205302.4734 | 204372.8624 | 203438.0017 | 202503.9699 | 201573.0304 | 43.2153 | 86.033 | 128.4559 | 170.4867 | 212.1281 | 249.1597 | 278.2796 | 301.101 | 318.9084 | 332.7248 | 343.3647 | 351.4768 | 357.5776 | 362.0784 | 365.3068 | 367.5235 | 365.8594 | 364.1858 | 362.5137 | 360.8472 | 43012.5527 | 43.2153 | 129.2483 | 257.7043 | 428.191 | 640.3191 | 889.4788 | 1167.7584 | 1468.8594 | 1787.7679 | 2120.4927 | 2463.8574 | 2815.3342 | 3172.9119 | 3534.9903 | 3900.2971 | 4267.8206 | 4633.6799 | 4997.8657 | 5360.3795 | 5721.2267 | 0 | 0 | 0 | 0 | 0 | 0 | 0 | 0 | 0 | 0 | 0 | 0 | 0 | 0 | 0 | 0 | 0 | 0 | 0 | 0 | 0 | 0 | 0 | 0 | 0 | 0 | 0 | 0 | 0 | 0 | 0 | 0 | 0 | 0 | 0 | 0 | 0 | 0 | 0 | 0 | 0 | 0 | 0 | 0 | 0 | 0 | 0 | 0 | 0 | 861.9122 | 1715.8948 | 2562.0026 | 3400.2898 | 4230.8106 | 4969.3917 | 5550.1771 | 6005.3406 | 6360.5025 | 6636.0647 | 6848.2735 | 7010.066 | 7131.7439 | 7221.5109 | 7285.8992 | 7330.1107 | 7296.9199 | 7263.5417 | 7230.1931 | 7196.9549 | 0.01557% | 0 | 0 | 0 | 0 | 0 | 0 | 0 | 0 | 0 | 0 | 0 | 0 | 0 | 0 | 0 | 0 | 0 | 0 | 0 | 0 | 0 | 0 | 0 | 0
| ComFurnaces_Cadmus | M_Input | EUIs from PSE 2014 Commercial EUIs. 'Cost of res-sized furances based on the DEER 2008 Cost Database for the measure gas furnaces. EUL of res-sized furnaces based on the Wisconsin February 2016 Technical Reference Manual for the measures "Furnace with ECM, ≥90%+ AFUE, NG" and "Furnace with ECM, ≥95%+ AFUE, NG". EUL of CWAF from Federal Technical Support Document: Commercial Warm Air Furnaces (2015) | 2020 | NR | 2022 | 2041 | PSE | Commercial | School K-12 | Gas | Per Building Sqft - Furnace < 225 kBtuh - 94% AFUE Baseline |  |  | School K-12 Furnace < 225 kBtuh - Advanced Efficiency - 96% AFUE Gas Furnaces (Non-Weatherized) |  | 0 | 18 | 0.017545 | 0 |  | 0 | 0 | 0 | 0 | 0 | 0 | 0 | 0.0029282 |  | 0 | 0 | 0 | Heating | Gas Furnace | Furnace | Furnace LT 225 kBtuh Premium AFUE 96% Non-Weatherized | CommVENT | 0.0141% | 23.02% | 23.02% | 38253.3394 | 1.0466 | 50% | 5.556% | 85% | 6.8% | 0.2% | 0.042842 | 0.00057831 | 0.004342 | 0 | 0.018564 | 0 | 0 | -0.0014113 | 0.017152 |  | 0 | 0.54435 | 0 | 01. ($9,999.000) to $0.028 | 1 | 0.54435 | 05. $0.50 to $0.55 | 1 | 0 | 0 | 0 | 0 | 0 | 0 | 0 | 0 | 0 | 0 | 0 | 0 | 0 | 0 | 0 | 0 | 0 | 0 | 0 | 0 | 0 | 0 | 0 | 0 | 0 | 0 | 0 | 0 | 0 | 0 | 0 | 0 | 0 | 0 | 0 | 0 | 0 | 0 | 0 | 0 | 0 | 0 | 0 | 0 | 0 | 0 | 0 | 0 | 0 | 0 | 0 | 0 | 0 | 0 | 0 | 0 | 0 | 0 | 0 | 0 | 0 | 0 | 0 | 0 | 0 | 0 | 0 | 0 | 0 | 0 | 0 | 0 | 0 | 41035.7779 | 81899.2055 | 122590.8258 | 163111.1801 | 203460.8082 | 239579.5778 | 268251.8932 | 290979.8955 | 308962.7733 | 323157.8621 | 334329.4214 | 343087.5739 | 349919.3922 | 355213.7154 | 359280.9607 | 362368.9398 | 361634.1186 | 360884.0079 | 360129.3224 | 359374.0826 | 120.161 | 239.8174 | 358.9706 | 477.6224 | 595.7742 | 701.5373 | 785.4956 | 852.0478 | 904.7052 | 946.2713 | 978.9839 | 1004.6295 | 1024.6345 | 1040.1373 | 1052.047 | 1061.0893 | 1058.9376 | 1056.7411 | 1054.5312 | 1052.3197 | 3226.8534 | 120.161 | 359.9784 | 718.949 | 1196.5714 | 1792.3457 | 2493.8829 | 3226.8534 | 3226.8534 | 3226.8534 | 3226.8534 | 3226.8534 | 3226.8534 | 3226.8534 | 3226.8534 | 3226.8534 | 3226.8534 | 3226.8534 | 3226.8534 | 3226.8534 | 3226.8534 | 0 | 0 | 0 | 0 | 0 | 0 | 0 | 0 | 0 | 0 | 0 | 0 | 0 | 0 | 0 | 0 | 0 | 0 | 0 | 0 | 0 | 0 | 0 | 0 | 0 | 0 | 0 | 0 | 0 | 0 | 0 | 0 | 0 | 0 | 0 | 0 | 0 | 0 | 0 | 0 | 0 | 0 | 0 | 0 | 0 | 0 | 0 | 0 | 0 | 703.8565 | 1404.7568 | 2102.7102 | 2797.7261 | 3489.8136 | 4109.3322 | 4293.4554 | 0 | 0 | 0 | 0 | 0 | 0 | 0 | 0 | 0 | 0 | 0 | 0 | 0 | 0.01557% | 0 | 0 | 0 | 0 | 0 | 0 | 0 | 0 | 0 | 0 | 0 | 0 | 0 | 0 | 0 | 0 | 0 | 0 | 0 | 0 | 0 | 0 | 0 | 0
| ComFurnaces_Cadmus | M_Input | EUIs from PSE 2014 Commercial EUIs. 'Cost of res-sized furances based on the DEER 2008 Cost Database for the measure gas furnaces. EUL of res-sized furnaces based on the Wisconsin February 2016 Technical Reference Manual for the measures "Furnace with ECM, ≥90%+ AFUE, NG" and "Furnace with ECM, ≥95%+ AFUE, NG". EUL of CWAF from Federal Technical Support Document: Commercial Warm Air Furnaces (2015) | 2020 | NR | 2022 | 2041 | PSE | Commercial | University | Gas | Per Building Sqft - Furnace < 225 kBtuh - 94% AFUE Baseline |  |  | University Furnace < 225 kBtuh - Advanced Efficiency - 96% AFUE Gas Furnaces (Non-Weatherized) |  | 0 | 18 | 0.017545 | 0 |  | 0 | 0 | 0 | 0 | 0 | 0 | 0 | 0.0058565 |  | 0 | 0 | 0 | Heating | Gas Furnace | Furnace | Furnace LT 225 kBtuh Premium AFUE 96% Non-Weatherized | CommVENT | 0.0141% | 23.02% | 23.02% | 131012.9885 | 1.0798 | 0% | 5.556% | 85% | 6.8% | 0.2% | 0.085685 | 0.0011566 | 0.0086842 | 0 | 0.018564 | 0 | 0 | -0.0063318 | 0.012232 |  | 0 | 0.19409 | 0 | 01. ($9,999.000) to $0.028 | 1 | 0.19409 | 01. ($9,999.00) to $0.22 | 1 | 0 | 0 | 0 | 0 | 0 | 0 | 0 | 0 | 0 | 0 | 0 | 0 | 0 | 0 | 0 | 0 | 0 | 0 | 0 | 0 | 0 | 0 | 0 | 0 | 0 | 0 | 0 | 0 | 0 | 0 | 0 | 0 | 0 | 0 | 0 | 0 | 0 | 0 | 0 | 0 | 0 | 0 | 0 | 0 | 0 | 0 | 0 | 0 | 0 | 0 | 0 | 0 | 0 | 0 | 0 | 0 | 0 | 0 | 0 | 0 | 0 | 0 | 0 | 0 | 0 | 0 | 0 | 0 | 0 | 0 | 0 | 0 | 0 | 0 | 0 | 0 | 0 | 0 | 0 | 0 | 0 | 0 | 0 | 0 | 0 | 0 | 0 | 0 | 0 | 0 | 0 | 0 | 0 | 0 | 0 | 0 | 0 | 0 | 0 | 0 | 0 | 0 | 0 | 0 | 0 | 0 | 0 | 0 | 0 | 0 | 0 | 0 | 0 | 0 | 0 | 0 | 0 | 0 | 0 | 0 | 0 | 0 | 0 | 0 | 0 | 0 | 0 | 0 | 0 | 0 | 0 | 0 | 0 | 0 | 0 | 0 | 0 | 0 | 0 | 0 | 0 | 0 | 0 | 0 | 0 | 0 | 0 | 0 | 0 | 0 | 0 | 0 | 0 | 0 | 0 | 0 | 0 | 0 | 0 | 0 | 0 | 0 | 0 | 0 | 0 | 0 | 0 | 0 | 0 | 0 | 0 | 0 | 0 | 0 | 0 | 0 | 0 | 0 | 0 | 0 | 0 | 0 | 0 | 0 | 0 | 0 | 0 | 0 | 0 | 0 | 0 | 0 | 0 | 0 | 0 | 0 | 0 | 0 | 0 | 0 | 0 | 0 | 0 | 0.01557% | 0 | 0 | 0 | 0 | 0 | 0 | 0 | 0 | 0 | 0 | 0 | 0 | 0 | 0 | 0 | 0 | 0 | 0 | 0 | 0 | 0 | 0 | 0 | 0
| ComFurnaces_Cadmus | M_Input | EUIs from PSE 2014 Commercial EUIs. 'Cost of res-sized furances based on the DEER 2008 Cost Database for the measure gas furnaces. EUL of res-sized furnaces based on the Wisconsin February 2016 Technical Reference Manual for the measures "Furnace with ECM, ≥90%+ AFUE, NG" and "Furnace with ECM, ≥95%+ AFUE, NG". EUL of CWAF from Federal Technical Support Document: Commercial Warm Air Furnaces (2015) | 2020 | NR | 2022 | 2041 | PSE | Commercial | Warehouse | Gas | Per Building Sqft - Furnace < 225 kBtuh - 94% AFUE Baseline |  |  | Warehouse Furnace < 225 kBtuh - Advanced Efficiency - 96% AFUE Gas Furnaces (Non-Weatherized) |  | 0 | 18 | 0.029326 | 0 |  | 0 | 0 | 0 | 0 | 0 | 0 | 0 | 0.0021668 |  | 0 | 0 | 0 | Heating | Gas Furnace | Furnace | Furnace LT 225 kBtuh Premium AFUE 96% Non-Weatherized | CommVENT | 0.0141% | 65.04% | 65.04% | 32743.3403 | 0.95423 | 49.53% | 5.556% | 85% | 6.8% | 0.2% | 0.031701 | 0.00042793 | 0.0032129 | 0 | 0.031028 | 0 | 0 | 0.0022243 | 0.033252 |  | 0 | 1.4262 | 0 | 01. ($9,999.000) to $0.028 | 1 | 1.4262 | 11. $1.20 to $1.50 | 0 | 0 | 0 | 0 | 0 | 0 | 0 | 0 | 0 | 0 | 0 | 0 | 0 | 0 | 0 | 0 | 0 | 0 | 0 | 0 | 0 | 0 | 0 | 0 | 0 | 0 | 0 | 0 | 0 | 0 | 0 | 0 | 0 | 0 | 0 | 0 | 0 | 0 | 0 | 0 | 0 | 0 | 0 | 0 | 0 | 0 | 0 | 0 | 0 | 0 | 0 | 0 | 0 | 0 | 0 | 0 | 0 | 0 | 0 | 0 | 0 | 0 | 0 | 0 | 0 | 0 | 0 | 0 | 0 | 0 | 0 | 0 | 0 | 0 | 234070.0816 | 465930.5416 | 695597.0241 | 923085.0749 | 1148410.1416 | 1348727.782 | 1506175.4287 | 1629498.6338 | 1725660.7701 | 1800206.1969 | 1857549.4207 | 1901205.3324 | 1933972.5279 | 1958079.2718 | 1975299.7173 | 1987046.4436 | 1977810.6206 | 1968526.1977 | 1959252.0051 | 1950009.9345 | 507.1767 | 1009.5657 | 1507.2009 | 2000.1159 | 2488.3441 | 2922.387 | 3263.5403 | 3530.7537 | 3739.1152 | 3900.6383 | 4024.888 | 4119.4805 | 4190.4796 | 4242.7134 | 4280.0262 | 4305.4787 | 4285.4667 | 4265.3495 | 4245.2544 | 4225.229 | 15841.4348 | 507.1767 | 1516.7425 | 3023.9434 | 5024.0592 | 7512.4034 | 10434.7904 | 13698.3307 | 15841.4348 | 15841.4348 | 15841.4348 | 15841.4348 | 15841.4348 | 15841.4348 | 15841.4348 | 15841.4348 | 15841.4348 | 15841.4348 | 15841.4348 | 15841.4348 | 15841.4348 | 0 | 0 | 0 | 0 | 0 | 0 | 0 | 0 | 0 | 0 | 0 | 0 | 0 | 0 | 0 | 0 | 0 | 0 | 0 | 0 | 0 | 0 | 0 | 0 | 0 | 0 | 0 | 0 | 0 | 0 | 0 | 0 | 0 | 0 | 0 | 0 | 0 | 0 | 0 | 0 | 0 | 0 | 0 | 0 | 0 | 0 | 0 | 0 | 0 | 7783.4048 | 15493.3342 | 23130.3085 | 30694.8446 | 38187.4561 | 44848.5094 | 50084.0301 | 32889.2188 | 0 | 0 | 0 | 0 | 0 | 0 | 0 | 0 | 0 | 0 | 0 | 0 | 0.01557% | 0 | 0 | 0 | 0 | 0 | 0 | 0 | 0 | 0 | 0 | 0 | 0 | 0 | 0 | 0 | 0 | 0 | 0 | 0 | 0 | 0 | 0 | 0 | 0
| ComFurnaces_Cadmus | M_Input | EUIs from PSE 2014 Commercial EUIs. 'Cost of res-sized furances based on the DEER 2008 Cost Database for the measure gas furnaces. EUL of res-sized furnaces based on the Wisconsin February 2016 Technical Reference Manual for the measures "Furnace with ECM, ≥90%+ AFUE, NG" and "Furnace with ECM, ≥95%+ AFUE, NG". EUL of CWAF from Federal Technical Support Document: Commercial Warm Air Furnaces (2015) | 2020 | NR | 2022 | 2041 | PSE | Commercial | Supermarket | Gas | Per Building Sqft - Furnace < 225 kBtuh - 94% AFUE Baseline |  |  | Supermarket Furnace < 225 kBtuh - Advanced Efficiency - 96% AFUE Gas Furnaces (Non-Weatherized) |  | 0 | 18 | 0.042194 | 0 |  | 0 | 0 | 0 | 0 | 0 | 0 | 0 | 0.0059501 |  | 0 | 0 | 0 | Heating | Gas Furnace | Furnace | Furnace LT 225 kBtuh Premium AFUE 96% Non-Weatherized | CommVENT | 0.0141% | 95.82% | 95.82% | 46001.1926 | 0.92495 | 41.98% | 5.556% | 85% | 6.8% | 0.2% | 0.087054 | 0.0011751 | 0.0088229 | 0 | 0.044644 | 0 | 0 | -0.0015592 | 0.043085 |  | 0 | 0.67291 | 0 | 01. ($9,999.000) to $0.028 | 1 | 0.67291 | 07. $0.62 to $0.70 | 1 | 0 | 0 | 0 | 0 | 0 | 0 | 0 | 0 | 0 | 0 | 0 | 0 | 0 | 0 | 0 | 0 | 0 | 0 | 0 | 0 | 0 | 0 | 0 | 0 | 0 | 0 | 0 | 0 | 0 | 0 | 0 | 0 | 0 | 0 | 0 | 0 | 0 | 0 | 0 | 0 | 0 | 0 | 0 | 0 | 0 | 0 | 0 | 0 | 0 | 0 | 0 | 0 | 0 | 0 | 0 | 0 | 0 | 0 | 0 | 0 | 0 | 0 | 0 | 0 | 0 | 0 | 0 | 0 | 0 | 0 | 0 | 0 | 0 | 58829.153 | 117102.9589 | 174825.3493 | 232000.2316 | 288631.4881 | 338977.594 | 378549.1259 | 409544.1154 | 433712.6763 | 452448.2802 | 466860.4309 | 477832.5307 | 486067.9547 | 492126.7355 | 496454.7736 | 499407.0944 | 497085.8424 | 494752.3757 | 492421.4802 | 490098.658 | 350.0397 | 696.7751 | 1040.2294 | 1380.4261 | 1717.3881 | 2016.9527 | 2252.4076 | 2436.8311 | 2580.6366 | 2692.1154 | 2777.8692 | 2843.1544 | 2892.156 | 2928.2064 | 2953.9587 | 2971.5253 | 2957.7136 | 2943.8293 | 2929.9602 | 2916.1392 | 1976.6711 | 350.0397 | 1046.8148 | 1976.6711 | 1976.6711 | 1976.6711 | 1976.6711 | 1976.6711 | 1976.6711 | 1976.6711 | 1976.6711 | 1976.6711 | 1976.6711 | 1976.6711 | 1976.6711 | 1976.6711 | 1976.6711 | 1976.6711 | 1976.6711 | 1976.6711 | 1976.6711 | 0 | 0 | 0 | 0 | 0 | 0 | 0 | 0 | 0 | 0 | 0 | 0 | 0 | 0 | 0 | 0 | 0 | 0 | 0 | 0 | 0 | 0 | 0 | 0 | 0 | 0 | 0 | 0 | 0 | 0 | 0 | 0 | 0 | 0 | 0 | 0 | 0 | 0 | 0 | 0 | 0 | 0 | 0 | 0 | 0 | 0 | 0 | 0 | 0 | 2534.6485 | 5045.3698 | 6733.1186 | 0 | 0 | 0 | 0 | 0 | 0 | 0 | 0 | 0 | 0 | 0 | 0 | 0 | 0 | 0 | 0 | 0 | 0.01557% | 0 | 0 | 0 | 0 | 0 | 0 | 0 | 0 | 0 | 0 | 0 | 0 | 0 | 0 | 0 | 0 | 0 | 0 | 0 | 0 | 0 | 0 | 0 | 0
| ComFurnaces_Cadmus | M_Input | EUIs from PSE 2014 Commercial EUIs. 'Cost of res-sized furances based on the DEER 2008 Cost Database for the measure gas furnaces. EUL of res-sized furnaces based on the Wisconsin February 2016 Technical Reference Manual for the measures "Furnace with ECM, ≥90%+ AFUE, NG" and "Furnace with ECM, ≥95%+ AFUE, NG". EUL of CWAF from Federal Technical Support Document: Commercial Warm Air Furnaces (2015) | 2020 | NR | 2022 | 2041 | PSE | Commercial | MiniMart | Gas | Per Building Sqft - Furnace < 225 kBtuh - 94% AFUE Baseline |  |  | MiniMart Furnace < 225 kBtuh - Advanced Efficiency - 96% AFUE Gas Furnaces (Non-Weatherized) |  | 0 | 18 | 0.042194 | 0 |  | 0 | 0 | 0 | 0 | 0 | 0 | 0 | 0.0059501 |  | 0 | 0 | 0 | Heating | Gas Furnace | Furnace | Furnace LT 225 kBtuh Premium AFUE 96% Non-Weatherized | CommVENT | 0.0141% | 95.82% | 95.82% | 2270.6714 | 1.0732 | 50% | 5.556% | 85% | 6.8% | 0.2% | 0.087054 | 0.0011751 | 0.0088229 | 0 | 0.044644 | 0 | 0 | -0.0015592 | 0.043085 |  | 0 | 0.67291 | 0 | 01. ($9,999.000) to $0.028 | 1 | 0.67291 | 07. $0.62 to $0.70 | 1 | 0 | 0 | 0 | 0 | 0 | 0 | 0 | 0 | 0 | 0 | 0 | 0 | 0 | 0 | 0 | 0 | 0 | 0 | 0 | 0 | 0 | 0 | 0 | 0 | 0 | 0 | 0 | 0 | 0 | 0 | 0 | 0 | 0 | 0 | 0 | 0 | 0 | 0 | 0 | 0 | 0 | 0 | 0 | 0 | 0 | 0 | 0 | 0 | 0 | 0 | 0 | 0 | 0 | 0 | 0 | 0 | 0 | 0 | 0 | 0 | 0 | 0 | 0 | 0 | 0 | 0 | 0 | 0 | 0 | 0 | 0 | 0 | 0 | 2919.6521 | 5825.2899 | 8716.9637 | 11594.724 | 14458.6209 | 17020.2258 | 19051.4369 | 20659.3828 | 21929.5606 | 22930.2041 | 23715.7688 | 24329.7148 | 24806.7265 | 25174.4848 | 25455.0812 | 25666.1464 | 25606.3995 | 25545.6039 | 25484.5188 | 25423.429 | 17.3722 | 34.6611 | 51.8669 | 68.9898 | 86.0303 | 101.2722 | 113.3581 | 122.9255 | 130.4832 | 136.4372 | 141.1113 | 144.7644 | 147.6027 | 149.7909 | 151.4604 | 152.7163 | 152.3608 | 151.9991 | 151.6356 | 151.2721 | 85774.0481 | 17.3722 | 52.0333 | 103.9002 | 172.89 | 258.9204 | 360.1925 | 473.5506 | 596.4761 | 726.9593 | 863.3965 | 1004.5078 | 1149.2722 | 1296.8749 | 1446.6658 | 1598.1262 | 1750.8425 | 1903.2033 | 2055.2024 | 2206.838 | 2358.1101 | 0 | 0 | 0 | 0 | 0 | 0 | 0 | 0 | 0 | 0 | 0 | 0 | 0 | 0 | 0 | 0 | 0 | 0 | 0 | 0 | 0 | 0 | 0 | 0 | 0 | 0 | 0 | 0 | 0 | 0 | 0 | 0 | 0 | 0 | 0 | 0 | 0 | 0 | 0 | 0 | 0 | 0 | 0 | 0 | 0 | 0 | 0 | 0 | 0 | 125.7929 | 250.9821 | 375.5696 | 499.5576 | 622.9483 | 733.3148 | 820.8293 | 890.1075 | 944.833 | 987.9457 | 1021.7916 | 1048.2434 | 1068.7954 | 1084.6403 | 1096.7297 | 1105.8235 | 1103.2493 | 1100.6299 | 1097.9981 | 1095.366 | 0.01557% | 0 | 0 | 0 | 0 | 0 | 0 | 0 | 0 | 0 | 0 | 0 | 0 | 0 | 0 | 0 | 0 | 0 | 0 | 0 | 0 | 0 | 0 | 0 | 0
| ComFurnaces_Cadmus | M_Input | EUIs from PSE 2014 Commercial EUIs. 'Cost of res-sized furances based on the DEER 2008 Cost Database for the measure gas furnaces. EUL of res-sized furnaces based on the Wisconsin February 2016 Technical Reference Manual for the measures "Furnace with ECM, ≥90%+ AFUE, NG" and "Furnace with ECM, ≥95%+ AFUE, NG". EUL of CWAF from Federal Technical Support Document: Commercial Warm Air Furnaces (2015) | 2020 | NR | 2022 | 2041 | PSE | Commercial | Restaurant | Gas | Per Building Sqft - Furnace < 225 kBtuh - 94% AFUE Baseline |  |  | Restaurant Furnace < 225 kBtuh - Advanced Efficiency - 96% AFUE Gas Furnaces (Non-Weatherized) |  | 0 | 18 | 0.10047 | 0 |  | 0 | 0 | 0 | 0 | 0 | 0 | 0 | 0.0010958 |  | 0 | 0 | 0 | Heating | Gas Furnace | Furnace | Furnace LT 225 kBtuh Premium AFUE 96% Non-Weatherized | CommVENT | 0.0141% | 91.57% | 91.57% | 12127.7951 | 1.2469 | 50% | 5.556% | 85% | 6.8% | 0.2% | 0.016033 | 0.00021642 | 0.0016249 | 0 | 0.10631 | 0 | 0 | 0.018253 | 0.12456 |  | 0 | 10.5632 | 0 | 01. ($9,999.000) to $0.028 | 1 | 10.5632 | 12. $1.50 to $999.00 | 0 | 0 | 0 | 0 | 0 | 0 | 0 | 0 | 0 | 0 | 0 | 0 | 0 | 0 | 0 | 0 | 0 | 0 | 0 | 0 | 0 | 0 | 0 | 0 | 0 | 0 | 0 | 0 | 0 | 0 | 0 | 0 | 0 | 0 | 0 | 0 | 0 | 0 | 0 | 0 | 0 | 0 | 0 | 0 | 0 | 0 | 0 | 0 | 0 | 0 | 0 | 0 | 0 | 0 | 0 | 0 | 0 | 0 | 0 | 0 | 0 | 0 | 0 | 0 | 0 | 0 | 0 | 0 | 0 | 0 | 0 | 0 | 0 | 0 | 115491.1856 | 228903.5298 | 340265.0971 | 449603.615 | 556946.478 | 651282.0725 | 724183.7176 | 780109.5163 | 822593.6995 | 854438.054 | 877863.6864 | 894631.341 | 906136.7884 | 913486.4496 | 917557.3501 | 919044.6525 | 910839.1229 | 902664.8849 | 894548.7774 | 886500.3837 | 126.5591 | 250.8401 | 372.8738 | 492.6906 | 610.3205 | 713.6966 | 793.5847 | 854.87 | 901.4256 | 936.3217 | 961.9923 | 980.3668 | 992.9749 | 1001.0289 | 1005.4899 | 1007.1198 | 998.1279 | 989.1703 | 980.2764 | 971.4567 | 14230.0292 | 126.5591 | 377.3992 | 750.273 | 1242.9637 | 1853.2842 | 2566.9808 | 3360.5654 | 4215.4355 | 5116.8611 | 6053.1828 | 7015.175 | 7995.5419 | 8988.5168 | 9989.5457 | 10995.0356 | 12002.1554 | 13000.2833 | 13989.4535 | 14230.0292 | 14230.0292 | 0 | 0 | 0 | 0 | 0 | 0 | 0 | 0 | 0 | 0 | 0 | 0 | 0 | 0 | 0 | 0 | 0 | 0 | 0 | 0 | 0 | 0 | 0 | 0 | 0 | 0 | 0 | 0 | 0 | 0 | 0 | 0 | 0 | 0 | 0 | 0 | 0 | 0 | 0 | 0 | 0 | 0 | 0 | 0 | 0 | 0 | 0 | 0 | 0 | 14385.6362 | 28512.331 | 42383.58 | 56002.837 | 69373.5144 | 81124.0002 | 90204.6633 | 97170.807 | 102462.6568 | 106429.2045 | 109347.1123 | 111435.6992 | 112868.8231 | 113784.3003 | 114291.3736 | 114476.6327 | 113454.5481 | 112436.3612 | 27345.6035 | 0 | 0.01557% | 0 | 0 | 0 | 0 | 0 | 0 | 0 | 0 | 0 | 0 | 0 | 0 | 0 | 0 | 0 | 0 | 0 | 0 | 0 | 0 | 0 | 0 | 0 | 0
| ComFurnaces_Cadmus | M_Input | EUIs from PSE 2014 Commercial EUIs. 'Cost of res-sized furances based on the DEER 2008 Cost Database for the measure gas furnaces. EUL of res-sized furnaces based on the Wisconsin February 2016 Technical Reference Manual for the measures "Furnace with ECM, ≥90%+ AFUE, NG" and "Furnace with ECM, ≥95%+ AFUE, NG". EUL of CWAF from Federal Technical Support Document: Commercial Warm Air Furnaces (2015) | 2020 | NR | 2022 | 2041 | PSE | Commercial | Lodging | Gas | Per Building Sqft - Furnace < 225 kBtuh - 94% AFUE Baseline |  |  | Lodging Furnace < 225 kBtuh - Advanced Efficiency - 96% AFUE Gas Furnaces (Non-Weatherized) |  | 0 | 18 | 0.006854 | 0 |  | 0 | 0 | 0 | 0 | 0 | 0 | 0 | 0.0042896 |  | 0 | 0 | 0 | Heating | Gas Furnace | Furnace | Furnace LT 225 kBtuh Premium AFUE 96% Non-Weatherized | CommVENT | 0.0141% | 30.99% | 30.99% | 28301.6712 | 0.90175 | 46.1% | 5.556% | 85% | 6.8% | 0.2% | 0.06276 | 0.00084717 | 0.0063607 | 0 | 0.0072519 | 0 | 0 | -0.0058371 | 0.0014149 |  | 0 | 0.030652 | 0 | 01. ($9,999.000) to $0.028 | 1 | 0.030652 | 01. ($9,999.00) to $0.22 | 1 | 0 | 0 | 0 | 0 | 0 | 0 | 0 | 0 | 0 | 0 | 0 | 0 | 0 | 0 | 0 | 0 | 0 | 0 | 0 | 0 | 0 | 0 | 0 | 0 | 0 | 0 | 0 | 0 | 0 | 0 | 0 | 0 | 0 | 0 | 0 | 0 | 0 | 0 | 0 | 0 | 0 | 0 | 0 | 0 | 0 | 0 | 0 | 0 | 0 | 0 | 0 | 0 | 0 | 0 | 0 | 0 | 0 | 0 | 0 | 0 | 0 | 0 | 0 | 0 | 0 | 0 | 0 | 0 | 0 | 0 | 0 | 0 | 0 | 19106.9605 | 38072.5296 | 56897.4918 | 75582.6282 | 94128.7155 | 110660.9184 | 123705.89 | 133971.8868 | 142023.4155 | 148310.4088 | 153191.4793 | 156952.4538 | 159821.1458 | 161979.1302 | 163571.1275 | 164712.4841 | 164114.9168 | 163511.9148 | 162908.3551 | 162306.0602 | 81.9611 | 163.3156 | 244.067 | 324.2187 | 403.7738 | 474.6902 | 530.6478 | 574.6848 | 609.2225 | 636.1912 | 657.129 | 673.262 | 685.5675 | 694.8244 | 701.6534 | 706.5494 | 703.9861 | 701.3994 | 698.8104 | 696.2268 | 4393.6006 | 81.9611 | 245.2767 | 489.3437 | 813.5624 | 1217.3362 | 1692.0264 | 2222.6742 | 2797.359 | 3406.5815 | 4042.7727 | 4393.6006 | 4393.6006 | 4393.6006 | 4393.6006 | 4393.6006 | 4393.6006 | 4393.6006 | 4393.6006 | 4393.6006 | 4393.6006 | 0 | 0 | 0 | 0 | 0 | 0 | 0 | 0 | 0 | 0 | 0 | 0 | 0 | 0 | 0 | 0 | 0 | 0 | 0 | 0 | 0 | 0 | 0 | 0 | 0 | 0 | 0 | 0 | 0 | 0 | 0 | 0 | 0 | 0 | 0 | 0 | 0 | 0 | 0 | 0 | 0 | 0 | 0 | 0 | 0 | 0 | 0 | 0 | 0 | 27.0338 | 53.8675 | 80.5023 | 106.9393 | 133.1795 | 156.5703 | 175.0272 | 189.5522 | 200.944 | 209.8393 | 115.716 | 0 | 0 | 0 | 0 | 0 | 0 | 0 | 0 | 0 | 0.01557% | 0 | 0 | 0 | 0 | 0 | 0 | 0 | 0 | 0 | 0 | 0 | 0 | 0 | 0 | 0 | 0 | 0 | 0 | 0 | 0 | 0 | 0 | 0 | 0
| ComFurnaces_Cadmus | M_Input | EUIs from PSE 2014 Commercial EUIs. 'Cost of res-sized furances based on the DEER 2008 Cost Database for the measure gas furnaces. EUL of res-sized furnaces based on the Wisconsin February 2016 Technical Reference Manual for the measures "Furnace with ECM, ≥90%+ AFUE, NG" and "Furnace with ECM, ≥95%+ AFUE, NG". EUL of CWAF from Federal Technical Support Document: Commercial Warm Air Furnaces (2015) | 2020 | NR | 2022 | 2041 | PSE | Commercial | Hospital | Gas | Per Building Sqft - Furnace < 225 kBtuh - 94% AFUE Baseline |  |  | Hospital Furnace < 225 kBtuh - Advanced Efficiency - 96% AFUE Gas Furnaces (Non-Weatherized) |  | 0 | 18 | 0.044469 | 0 |  | 0 | 0 | 0 | 0 | 0 | 0 | 0 | 0.0082694 |  | 0 | 0 | 0 | Heating | Gas Furnace | Furnace | Furnace GT 225 kBtuh High 82% TE CWAF | CommVENT | 0.0141% | 56.19% | 56.19% | 173734.3051 | 2.1454 | 0% | 5.556% | 85% | 6.8% | 0.2% | 0.12099 | 0.0016332 | 0.012262 | 0 | 0.047051 | 0 | 0 | -0.0050014 | 0.04205 |  | 0 | 0.47255 | 0 | 01. ($9,999.000) to $0.028 | 1 | 0.47255 | 04. $0.45 to $0.50 | 1 | 0 | 0 | 0 | 0 | 0 | 0 | 0 | 0 | 0 | 0 | 0 | 0 | 0 | 0 | 0 | 0 | 0 | 0 | 0 | 0 | 0 | 0 | 0 | 0 | 0 | 0 | 0 | 0 | 0 | 0 | 0 | 0 | 0 | 0 | 0 | 0 | 0 | 0 | 0 | 0 | 0 | 0 | 0 | 0 | 0 | 0 | 0 | 0 | 0 | 0 | 0 | 0 | 0 | 0 | 0 | 0 | 0 | 0 | 0 | 0 | 0 | 0 | 0 | 0 | 0 | 0 | 0 | 0 | 0 | 0 | 0 | 0 | 0 | 0 | 0 | 0 | 0 | 0 | 0 | 0 | 0 | 0 | 0 | 0 | 0 | 0 | 0 | 0 | 0 | 0 | 0 | 0 | 0 | 0 | 0 | 0 | 0 | 0 | 0 | 0 | 0 | 0 | 0 | 0 | 0 | 0 | 0 | 0 | 0 | 0 | 0 | 0 | 0 | 0 | 0 | 0 | 0 | 0 | 0 | 0 | 0 | 0 | 0 | 0 | 0 | 0 | 0 | 0 | 0 | 0 | 0 | 0 | 0 | 0 | 0 | 0 | 0 | 0 | 0 | 0 | 0 | 0 | 0 | 0 | 0 | 0 | 0 | 0 | 0 | 0 | 0 | 0 | 0 | 0 | 0 | 0 | 0 | 0 | 0 | 0 | 0 | 0 | 0 | 0 | 0 | 0 | 0 | 0 | 0 | 0 | 0 | 0 | 0 | 0 | 0 | 0 | 0 | 0 | 0 | 0 | 0 | 0 | 0 | 0 | 0 | 0 | 0 | 0 | 0 | 0 | 0 | 0 | 0 | 0 | 0 | 0 | 0 | 0 | 0 | 0 | 0 | 0 | 0 | 0.01557% | 0 | 0 | 0 | 0 | 0 | 0 | 0 | 0 | 0 | 0 | 0 | 0 | 0 | 0 | 0 | 0 | 0 | 0 | 0 | 0 | 0 | 0 | 0 | 0
| ComFurnaces_Cadmus | M_Input | EUIs from PSE 2014 Commercial EUIs. 'Cost of res-sized furances based on the DEER 2008 Cost Database for the measure gas furnaces. EUL of res-sized furnaces based on the Wisconsin February 2016 Technical Reference Manual for the measures "Furnace with ECM, ≥90%+ AFUE, NG" and "Furnace with ECM, ≥95%+ AFUE, NG". EUL of CWAF from Federal Technical Support Document: Commercial Warm Air Furnaces (2015) | 2020 | NR | 2022 | 2041 | PSE | Commercial | Residential Care | Gas | Per Building Sqft - Furnace < 225 kBtuh - 94% AFUE Baseline |  |  | Residential Care Furnace < 225 kBtuh - Advanced Efficiency - 96% AFUE Gas Furnaces (Non-Weatherized) |  | 0 | 18 | 0.019742 | 0 |  | 0 | 0 | 0 | 0 | 0 | 0 | 0 | 0.0036733 |  | 0 | 0 | 0 | Heating | Gas Furnace | Furnace | Furnace GT 225 kBtuh High 82% TE CWAF | CommVENT | 0.0141% | 67.95% | 67.95% | 101257.3441 | 1.135 | 50% | 5.556% | 85% | 6.8% | 0.2% | 0.053742 | 0.00072545 | 0.0054468 | 0 | 0.020888 | 0 | 0 | -0.0022239 | 0.018664 |  | 0 | 0.47219 | 0 | 01. ($9,999.000) to $0.028 | 1 | 0.47219 | 04. $0.45 to $0.50 | 1 | 0 | 0 | 0 | 0 | 0 | 0 | 0 | 0 | 0 | 0 | 0 | 0 | 0 | 0 | 0 | 0 | 0 | 0 | 0 | 0 | 0 | 0 | 0 | 0 | 0 | 0 | 0 | 0 | 0 | 0 | 0 | 0 | 0 | 0 | 0 | 0 | 0 | 0 | 0 | 0 | 0 | 0 | 0 | 0 | 0 | 0 | 0 | 0 | 0 | 0 | 0 | 0 | 0 | 0 | 0 | 0 | 0 | 0 | 0 | 0 | 0 | 0 | 0 | 0 | 0 | 0 | 0 | 0 | 0 | 0 | 0 | 0 | 0 | 61876.8794 | 123246.3684 | 184111.5875 | 244475.64 | 304341.6123 | 357650.6978 | 399650.8922 | 432643.0031 | 458460.1217 | 478562.7009 | 494114.3045 | 506041.9594 | 515084.2387 | 521829.5704 | 526746.7594 | 530209.3038 | 528073.6362 | 525922.1179 | 523770.4489 | 521624.4878 | 227.2895 | 452.7152 | 676.2885 | 898.021 | 1117.9239 | 1313.7417 | 1468.0191 | 1589.2074 | 1684.0403 | 1757.8821 | 1815.0071 | 1858.8204 | 1892.035 | 1916.8123 | 1934.8744 | 1947.5932 | 1939.7484 | 1931.8453 | 1923.9417 | 1916.059 | 54099.6972 | 227.2895 | 680.0046 | 1356.2932 | 2254.3142 | 3372.2381 | 4685.9798 | 6153.9988 | 7743.2063 | 9427.2466 | 11185.1287 | 13000.1358 | 14858.9562 | 16750.9912 | 18667.8036 | 20602.678 | 22550.2712 | 24490.0195 | 26421.8648 | 28345.8065 | 30261.8655 | 0 | 0 | 0 | 0 | 0 | 0 | 0 | 0 | 0 | 0 | 0 | 0 | 0 | 0 | 0 | 0 | 0 | 0 | 0 | 0 | 0 | 0 | 0 | 0 | 0 | 0 | 0 | 0 | 0 | 0 | 0 | 0 | 0 | 0 | 0 | 0 | 0 | 0 | 0 | 0 | 0 | 0 | 0 | 0 | 0 | 0 | 0 | 0 | 0 | 1154.8693 | 2300.2687 | 3436.2564 | 4562.8904 | 5680.2282 | 6675.1883 | 7459.0794 | 8074.8438 | 8556.6942 | 8931.8885 | 9222.1434 | 9444.761 | 9613.526 | 9739.4208 | 9831.1952 | 9895.8201 | 9855.96 | 9815.8041 | 9775.6453 | 9735.5932 | 0.01557% | 0 | 0 | 0 | 0 | 0 | 0 | 0 | 0 | 0 | 0 | 0 | 0 | 0 | 0 | 0 | 0 | 0 | 0 | 0 | 0 | 0 | 0 | 0 | 0
| ComFurnaces_Cadmus | M_Input | EUIs from PSE 2014 Commercial EUIs. 'Cost of res-sized furances based on the DEER 2008 Cost Database for the measure gas furnaces. EUL of res-sized furnaces based on the Wisconsin February 2016 Technical Reference Manual for the measures "Furnace with ECM, ≥90%+ AFUE, NG" and "Furnace with ECM, ≥95%+ AFUE, NG". EUL of CWAF from Federal Technical Support Document: Commercial Warm Air Furnaces (2015) | 2020 | NR | 2022 | 2041 | PSE | Commercial | Assembly | Gas | Per Building Sqft - Furnace < 225 kBtuh - 94% AFUE Baseline |  |  | Assembly Furnace < 225 kBtuh - Advanced Efficiency - 96% AFUE Gas Furnaces (Non-Weatherized) |  | 0 | 18 | 0.032872 | 0 |  | 0 | 0 | 0 | 0 | 0 | 0 | 0 | 0.0036733 |  | 0 | 0 | 0 | Heating | Gas Furnace | Furnace | Furnace GT 225 kBtuh High 82% TE CWAF | CommVENT | 0.0141% | 67.95% | 67.95% | 15455.3983 | 1.1338 | 44.41% | 5.556% | 85% | 6.8% | 0.2% | 0.053742 | 0.00072545 | 0.0054468 | 0 | 0.03478 | 0 | 0 | 0.00040209 | 0.035182 |  | 0 | 0.89008 | 0 | 01. ($9,999.000) to $0.028 | 1 | 0.89008 | 09. $0.85 to $0.95 | 1 | 0 | 0 | 0 | 0 | 0 | 0 | 0 | 0 | 0 | 0 | 0 | 0 | 0 | 0 | 0 | 0 | 0 | 0 | 0 | 0 | 0 | 0 | 0 | 0 | 0 | 0 | 0 | 0 | 0 | 0 | 0 | 0 | 0 | 0 | 0 | 0 | 0 | 0 | 0 | 0 | 0 | 0 | 0 | 0 | 0 | 0 | 0 | 0 | 0 | 0 | 0 | 0 | 0 | 0 | 0 | 0 | 0 | 0 | 0 | 0 | 0 | 0 | 0 | 0 | 0 | 0 | 0 | 0 | 0 | 0 | 0 | 0 | 0 | 86479.7846 | 172183.5573 | 257116.5406 | 341283.9258 | 424690.8732 | 498886.8037 | 557256.4132 | 603025.0059 | 638761.234 | 666510.7851 | 687902.8521 | 704234.9275 | 716540.3337 | 725642.0056 | 732195.3233 | 736722.2242 | 733469.842 | 730197.8669 | 726928.1131 | 723668.7067 | 317.6622 | 632.4739 | 944.4542 | 1253.6224 | 1559.9973 | 1832.5377 | 2046.9441 | 2215.0637 | 2346.332 | 2448.2631 | 2526.8416 | 2586.8334 | 2632.0343 | 2665.4671 | 2689.5391 | 2706.1675 | 2694.2207 | 2682.2019 | 2670.1913 | 2658.2186 | 122939.5609 | 317.6622 | 950.136 | 1894.5903 | 3148.2127 | 4708.2099 | 6540.7476 | 8587.6917 | 10802.7555 | 13149.0875 | 15597.3506 | 18124.1921 | 20711.0256 | 23343.0599 | 26008.527 | 28698.0661 | 31404.2336 | 34098.4543 | 36780.6562 | 39450.8474 | 42109.0661 | 0 | 0 | 0 | 0 | 0 | 0 | 0 | 0 | 0 | 0 | 0 | 0 | 0 | 0 | 0 | 0 | 0 | 0 | 0 | 0 | 0 | 0 | 0 | 0 | 0 | 0 | 0 | 0 | 0 | 0 | 0 | 0 | 0 | 0 | 0 | 0 | 0 | 0 | 0 | 0 | 0 | 0 | 0 | 0 | 0 | 0 | 0 | 0 | 0 | 3042.5335 | 6057.7653 | 9045.8792 | 12007.0578 | 14941.4827 | 17551.8454 | 19605.4061 | 21215.6377 | 22472.9103 | 23449.1956 | 24201.8117 | 24776.4071 | 25209.3362 | 25529.5514 | 25760.1103 | 25919.3758 | 25804.9505 | 25689.8358 | 25574.7992 | 25460.1267 | 0.01557% | 0 | 0 | 0 | 0 | 0 | 0 | 0 | 0 | 0 | 0 | 0 | 0 | 0 | 0 | 0 | 0 | 0 | 0 | 0 | 0 | 0 | 0 | 0 | 0
| ComFurnaces_Cadmus | M_Input | EUIs from PSE 2014 Commercial EUIs. 'Cost of res-sized furances based on the DEER 2008 Cost Database for the measure gas furnaces. EUL of res-sized furnaces based on the Wisconsin February 2016 Technical Reference Manual for the measures "Furnace with ECM, ≥90%+ AFUE, NG" and "Furnace with ECM, ≥95%+ AFUE, NG". EUL of CWAF from Federal Technical Support Document: Commercial Warm Air Furnaces (2015) | 2020 | NR | 2022 | 2041 | PSE | Commercial | Other | Gas | Per Building Sqft - Furnace < 225 kBtuh - 94% AFUE Baseline |  |  | Other Furnace < 225 kBtuh - Advanced Efficiency - 96% AFUE Gas Furnaces (Non-Weatherized) |  | 0 | 18 | 0.044469 | 0 |  | 0 | 0 | 0 | 0 | 0 | 0 | 0 | 0.0036733 |  | 0 | 0 | 0 | Heating | Gas Furnace | Furnace | Furnace GT 225 kBtuh High 82% TE CWAF | CommVENT | 0.0141% | 67.95% | 67.95% | 31545.0104 | 1.4073 | 50% | 5.556% | 85% | 6.8% | 0.2% | 0.053742 | 0.00072545 | 0.0054468 | 0 | 0.047051 | 0 | 0 | 0.0027216 | 0.049773 |  | 0 | 1.2592 | 0 | 01. ($9,999.000) to $0.028 | 1 | 1.2592 | 11. $1.20 to $1.50 | 0 | 0 | 0 | 0 | 0 | 0 | 0 | 0 | 0 | 0 | 0 | 0 | 0 | 0 | 0 | 0 | 0 | 0 | 0 | 0 | 0 | 0 | 0 | 0 | 0 | 0 | 0 | 0 | 0 | 0 | 0 | 0 | 0 | 0 | 0 | 0 | 0 | 0 | 0 | 0 | 0 | 0 | 0 | 0 | 0 | 0 | 0 | 0 | 0 | 0 | 0 | 0 | 0 | 0 | 0 | 0 | 0 | 0 | 0 | 0 | 0 | 0 | 0 | 0 | 0 | 0 | 0 | 0 | 0 | 0 | 0 | 0 | 0 | 0 | 337496.8334 | 668918.7237 | 994347.6828 | 1313864.7383 | 1627549.9445 | 1903224.3541 | 2116262.9013 | 2279693.3817 | 2403843.7852 | 2496901.6993 | 2565357.8044 | 2614357.4774 | 2647979.5418 | 2669457.262 | 2681353.5469 | 2685699.8511 | 2661721.0494 | 2637833.6901 | 2614116.204 | 2590596.5962 | 1239.7114 | 2457.1081 | 3652.4912 | 4826.1583 | 5978.4036 | 6991.0256 | 7773.5702 | 8373.8918 | 8829.9277 | 9171.753 | 9423.2097 | 9603.1979 | 9726.7002 | 9805.5934 | 9849.2914 | 9865.2565 | 9777.1763 | 9689.432 | 9602.3116 | 9515.9181 | 173534.8359 | 1239.7114 | 3696.8195 | 7349.3107 | 12175.469 | 18153.8726 | 25144.8982 | 32918.4684 | 41292.3602 | 50122.2879 | 59294.0409 | 68717.2506 | 78320.4484 | 88047.1487 | 97852.742 | 107702.0335 | 117567.29 | 127344.4663 | 137033.8982 | 146636.2098 | 156152.128 | 0 | 0 | 0 | 0 | 0 | 0 | 0 | 0 | 0 | 0 | 0 | 0 | 0 | 0 | 0 | 0 | 0 | 0 | 0 | 0 | 0 | 0 | 0 | 0 | 0 | 0 | 0 | 0 | 0 | 0 | 0 | 0 | 0 | 0 | 0 | 0 | 0 | 0 | 0 | 0 | 0 | 0 | 0 | 0 | 0 | 0 | 0 | 0 | 0 | 16798.0724 | 33293.7795 | 49491.2032 | 65394.3765 | 81007.2838 | 94728.2976 | 105331.7658 | 113466.1148 | 119645.3949 | 124277.123 | 127684.3568 | 130123.1946 | 131796.65 | 132865.6505 | 133457.7588 | 133674.0853 | 132480.5996 | 131291.6652 | 130111.1859 | 128940.5554 | 0.01557% | 0 | 0 | 0 | 0 | 0 | 0 | 0 | 0 | 0 | 0 | 0 | 0 | 0 | 0 | 0 | 0 | 0 | 0 | 0 | 0 | 0 | 0 | 0 | 0
| ComFurnaces_Cadmus | M_Input | EUIs from PSE 2014 Commercial EUIs. 'Cost of res-sized furances based on the DEER 2008 Cost Database for the measure gas furnaces. EUL of res-sized furnaces based on the Wisconsin February 2016 Technical Reference Manual for the measures "Furnace with ECM, ≥90%+ AFUE, NG" and "Furnace with ECM, ≥95%+ AFUE, NG". EUL of CWAF from Federal Technical Support Document: Commercial Warm Air Furnaces (2015) | 2020 | NR | 2022 | 2041 | PSE | Commercial | Large Off | Gas | Per Building Sqft - Gas Pack >= 225 kBtuh - 80% TE Baseline |  |  | Large Off Rooftop Gas Pack >= 225 kBtuh - High Efficiency - 82% TE CWAF |  | 0 | 23 | 0.0018501 | 0 |  | 0 | 0 | 0 | 0 | 0 | 0 | 0 | 0.0076434 |  | 0 | 0 | 0 | Heating | Gas Furnace | Furnace | Furnace GT 225 kBtuh High 82% TE CWAF | CommVENT | 0.0141% | 57.36% | 57.36% | 259599.5083 | 1.1293 | 0% | 4.348% | 85% | 6.8% | 0.2% | 0.13649 | 0.0015095 | 0.0138 | 0 | 0.0018541 | 0 | 0 | -0.01494 | -0.013086 |  | 0 | -0.1591 | 0 | 01. ($9,999.000) to $0.028 | 1 | -0.1591 | 01. ($9,999.00) to $0.22 | 1 | 0 | 0 | 0 | 0 | 0 | 0 | 0 | 0 | 0 | 0 | 0 | 0 | 0 | 0 | 0 | 0 | 0 | 0 | 0 | 0 | 0 | 0 | 0 | 0 | 0 | 0 | 0 | 0 | 0 | 0 | 0 | 0 | 0 | 0 | 0 | 0 | 0 | 0 | 0 | 0 | 0 | 0 | 0 | 0 | 0 | 0 | 0 | 0 | 0 | 0 | 0 | 0 | 0 | 0 | 0 | 0 | 0 | 0 | 0 | 0 | 0 | 0 | 0 | 0 | 0 | 0 | 0 | 0 | 0 | 0 | 0 | 0 | 0 | 0 | 0 | 0 | 0 | 0 | 0 | 0 | 0 | 0 | 0 | 0 | 0 | 0 | 0 | 0 | 0 | 0 | 0 | 0 | 0 | 0 | 0 | 0 | 0 | 0 | 0 | 0 | 0 | 0 | 0 | 0 | 0 | 0 | 0 | 0 | 0 | 0 | 0 | 0 | 0 | 0 | 0 | 0 | 0 | 0 | 0 | 0 | 0 | 0 | 0 | 0 | 0 | 0 | 0 | 0 | 0 | 0 | 0 | 0 | 0 | 0 | 0 | 0 | 0 | 0 | 0 | 0 | 0 | 0 | 0 | 0 | 0 | 0 | 0 | 0 | 0 | 0 | 0 | 0 | 0 | 0 | 0 | 0 | 0 | 0 | 0 | 0 | 0 | 0 | 0 | 0 | 0 | 0 | 0 | 0 | 0 | 0 | 0 | 0 | 0 | 0 | 0 | 0 | 0 | 0 | 0 | 0 | 0 | 0 | 0 | 0 | 0 | 0 | 0 | 0 | 0 | 0 | 0 | 0 | 0 | 0 | 0 | 0 | 0 | 0 | 0 | 0 | 0 | 0 | 0 | 0.01557% | 0 | 0 | 0 | 0 | 0 | 0 | 0 | 0 | 0 | 0 | 0 | 0 | 0 | 0 | 0 | 0 | 0 | 0 | 0 | 0 | 0 | 0 | 0 | 0
| ComFurnaces_Cadmus | M_Input | EUIs from PSE 2014 Commercial EUIs. 'Cost of res-sized furances based on the DEER 2008 Cost Database for the measure gas furnaces. EUL of res-sized furnaces based on the Wisconsin February 2016 Technical Reference Manual for the measures "Furnace with ECM, ≥90%+ AFUE, NG" and "Furnace with ECM, ≥95%+ AFUE, NG". EUL of CWAF from Federal Technical Support Document: Commercial Warm Air Furnaces (2015) | 2020 | NR | 2022 | 2041 | PSE | Commercial | Medium Off | Gas | Per Building Sqft - Gas Pack >= 225 kBtuh - 80% TE Baseline |  |  | Medium Off Rooftop Gas Pack >= 225 kBtuh - High Efficiency - 82% TE CWAF |  | 0 | 23 | 0.0018501 | 0 |  | 0 | 0 | 0 | 0 | 0 | 0 | 0 | 0.0076434 |  | 0 | 0 | 0 | Heating | Gas Furnace | Furnace | Furnace GT 225 kBtuh High 82% TE CWAF | CommVENT | 0.0141% | 57.36% | 57.36% | 42353.7102 | 1.0142 | 4.635% | 4.348% | 85% | 6.8% | 0.2% | 0.13649 | 0.0015095 | 0.0138 | 0 | 0.0018541 | 0 | 0 | -0.01494 | -0.013086 |  | 0 | -0.1591 | 0 | 01. ($9,999.000) to $0.028 | 1 | -0.1591 | 01. ($9,999.00) to $0.22 | 1 | 0 | 0 | 0 | 0 | 0 | 0 | 0 | 0 | 0 | 0 | 0 | 0 | 0 | 0 | 0 | 0 | 0 | 0 | 0 | 0 | 0 | 0 | 0 | 0 | 0 | 0 | 0 | 0 | 0 | 0 | 0 | 0 | 0 | 0 | 0 | 0 | 0 | 0 | 0 | 0 | 0 | 0 | 0 | 0 | 0 | 0 | 0 | 0 | 0 | 0 | 0 | 0 | 0 | 0 | 0 | 0 | 0 | 0 | 0 | 0 | 0 | 0 | 0 | 0 | 0 | 0 | 0 | 0 | 0 | 0 | 0 | 0 | 0 | 7157.5729 | 14272.2003 | 21344.0755 | 28373.391 | 35360.3386 | 41600.0239 | 46536.6071 | 50433.9566 | 53502.5334 | 55910.2011 | 57790.8471 | 59251.2597 | 60376.613 | 61234.8414 | 61880.1289 | 62355.6926 | 62173.1219 | 61988.2036 | 61802.7832 | 61617.5517 | 54.708 | 109.0878 | 163.1409 | 216.8686 | 270.2725 | 317.9648 | 355.697 | 385.4859 | 408.9402 | 427.3429 | 441.7174 | 452.8799 | 461.4814 | 468.0411 | 472.9733 | 476.6082 | 475.2128 | 473.7994 | 472.3821 | 470.9663 | 7520.7166 | 54.708 | 163.7959 | 326.9368 | 543.8054 | 814.0778 | 1132.0426 | 1487.7396 | 1873.2254 | 2282.1656 | 2709.5085 | 3151.2259 | 3604.1058 | 4065.5871 | 4533.6283 | 5006.6016 | 5483.2098 | 5958.4226 | 6432.2219 | 6904.6041 | 7375.5704 | 0 | 0 | 0 | 0 | 0 | 0 | 0 | 0 | 0 | 0 | 0 | 0 | 0 | 0 | 0 | 0 | 0 | 0 | 0 | 0 | 0 | 0 | 0 | 0 | 0 | 0 | 0 | 0 | 0 | 0 | 0 | 0 | 0 | 0 | 0 | 0 | 0 | 0 | 0 | 0 | 0 | 0 | 0 | 0 | 0 | 0 | 0 | 0 | 0 | 0 | 0 | 0 | 0 | 0 | 0 | 0 | 0 | 0 | 0 | 0 | 0 | 0 | 0 | 0 | 0 | 0 | 0 | 0 | 0 | 0.01557% | 0 | 0 | 0 | 0 | 0 | 0 | 0 | 0 | 0 | 0 | 0 | 0 | 0 | 0 | 0 | 0 | 0 | 0 | 0 | 0 | 0 | 0 | 0 | 0
| ComFurnaces_Cadmus | M_Input | EUIs from PSE 2014 Commercial EUIs. 'Cost of res-sized furances based on the DEER 2008 Cost Database for the measure gas furnaces. EUL of res-sized furnaces based on the Wisconsin February 2016 Technical Reference Manual for the measures "Furnace with ECM, ≥90%+ AFUE, NG" and "Furnace with ECM, ≥95%+ AFUE, NG". EUL of CWAF from Federal Technical Support Document: Commercial Warm Air Furnaces (2015) | 2020 | NR | 2022 | 2041 | PSE | Commercial | Small Off | Gas | Per Building Sqft - Gas Pack >= 225 kBtuh - 80% TE Baseline |  |  | Small Off Rooftop Gas Pack >= 225 kBtuh - High Efficiency - 82% TE CWAF |  | 0 | 23 | 0.0018501 | 0 |  | 0 | 0 | 0 | 0 | 0 | 0 | 0 | 0.0076434 |  | 0 | 0 | 0 | Heating | Gas Furnace | Furnace | Furnace GT 225 kBtuh High 82% TE CWAF | CommVENT | 0.0141% | 57.36% | 57.36% | 5367.7993 | 1.1188 | 0% | 4.348% | 85% | 6.8% | 0.2% | 0.13649 | 0.0015095 | 0.0138 | 0 | 0.0018541 | 0 | 0 | -0.01494 | -0.013086 |  | 0 | -0.1591 | 0 | 01. ($9,999.000) to $0.028 | 1 | -0.1591 | 01. ($9,999.00) to $0.22 | 1 | 0 | 0 | 0 | 0 | 0 | 0 | 0 | 0 | 0 | 0 | 0 | 0 | 0 | 0 | 0 | 0 | 0 | 0 | 0 | 0 | 0 | 0 | 0 | 0 | 0 | 0 | 0 | 0 | 0 | 0 | 0 | 0 | 0 | 0 | 0 | 0 | 0 | 0 | 0 | 0 | 0 | 0 | 0 | 0 | 0 | 0 | 0 | 0 | 0 | 0 | 0 | 0 | 0 | 0 | 0 | 0 | 0 | 0 | 0 | 0 | 0 | 0 | 0 | 0 | 0 | 0 | 0 | 0 | 0 | 0 | 0 | 0 | 0 | 0 | 0 | 0 | 0 | 0 | 0 | 0 | 0 | 0 | 0 | 0 | 0 | 0 | 0 | 0 | 0 | 0 | 0 | 0 | 0 | 0 | 0 | 0 | 0 | 0 | 0 | 0 | 0 | 0 | 0 | 0 | 0 | 0 | 0 | 0 | 0 | 0 | 0 | 0 | 0 | 0 | 0 | 0 | 0 | 0 | 0 | 0 | 0 | 0 | 0 | 0 | 0 | 0 | 0 | 0 | 0 | 0 | 0 | 0 | 0 | 0 | 0 | 0 | 0 | 0 | 0 | 0 | 0 | 0 | 0 | 0 | 0 | 0 | 0 | 0 | 0 | 0 | 0 | 0 | 0 | 0 | 0 | 0 | 0 | 0 | 0 | 0 | 0 | 0 | 0 | 0 | 0 | 0 | 0 | 0 | 0 | 0 | 0 | 0 | 0 | 0 | 0 | 0 | 0 | 0 | 0 | 0 | 0 | 0 | 0 | 0 | 0 | 0 | 0 | 0 | 0 | 0 | 0 | 0 | 0 | 0 | 0 | 0 | 0 | 0 | 0 | 0 | 0 | 0 | 0 | 0.01557% | 0 | 0 | 0 | 0 | 0 | 0 | 0 | 0 | 0 | 0 | 0 | 0 | 0 | 0 | 0 | 0 | 0 | 0 | 0 | 0 | 0 | 0 | 0 | 0
| ComFurnaces_Cadmus | M_Input | EUIs from PSE 2014 Commercial EUIs. 'Cost of res-sized furances based on the DEER 2008 Cost Database for the measure gas furnaces. EUL of res-sized furnaces based on the Wisconsin February 2016 Technical Reference Manual for the measures "Furnace with ECM, ≥90%+ AFUE, NG" and "Furnace with ECM, ≥95%+ AFUE, NG". EUL of CWAF from Federal Technical Support Document: Commercial Warm Air Furnaces (2015) | 2020 | NR | 2022 | 2041 | PSE | Commercial | XLarge Ret | Gas | Per Building Sqft - Gas Pack >= 225 kBtuh - 80% TE Baseline |  |  | XLarge Ret Rooftop Gas Pack >= 225 kBtuh - High Efficiency - 82% TE CWAF |  | 0 | 23 | 0.016087 | 0 |  | 0 | 0 | 0 | 0 | 0 | 0 | 0 | 0.0024626 |  | 0 | 0 | 0 | Heating | Gas Furnace | Furnace | Furnace GT 225 kBtuh High 82% TE CWAF | CommVENT | 0.0141% | 82.95% | 82.95% | 290598.2323 | 1.0366 | 0% | 4.348% | 85% | 6.8% | 0.2% | 0.043976 | 0.00048634 | 0.0044462 | 0 | 0.016122 | 0 | 0 | -0.0017152 | 0.014407 |  | 0 | 0.54368 | 0 | 01. ($9,999.000) to $0.028 | 1 | 0.54368 | 05. $0.50 to $0.55 | 1 | 0 | 0 | 0 | 0 | 0 | 0 | 0 | 0 | 0 | 0 | 0 | 0 | 0 | 0 | 0 | 0 | 0 | 0 | 0 | 0 | 0 | 0 | 0 | 0 | 0 | 0 | 0 | 0 | 0 | 0 | 0 | 0 | 0 | 0 | 0 | 0 | 0 | 0 | 0 | 0 | 0 | 0 | 0 | 0 | 0 | 0 | 0 | 0 | 0 | 0 | 0 | 0 | 0 | 0 | 0 | 0 | 0 | 0 | 0 | 0 | 0 | 0 | 0 | 0 | 0 | 0 | 0 | 0 | 0 | 0 | 0 | 0 | 0 | 0 | 0 | 0 | 0 | 0 | 0 | 0 | 0 | 0 | 0 | 0 | 0 | 0 | 0 | 0 | 0 | 0 | 0 | 0 | 0 | 0 | 0 | 0 | 0 | 0 | 0 | 0 | 0 | 0 | 0 | 0 | 0 | 0 | 0 | 0 | 0 | 0 | 0 | 0 | 0 | 0 | 0 | 0 | 0 | 0 | 0 | 0 | 0 | 0 | 0 | 0 | 0 | 0 | 0 | 0 | 0 | 0 | 0 | 0 | 0 | 0 | 0 | 0 | 0 | 0 | 0 | 0 | 0 | 0 | 0 | 0 | 0 | 0 | 0 | 0 | 0 | 0 | 0 | 0 | 0 | 0 | 0 | 0 | 0 | 0 | 0 | 0 | 0 | 0 | 0 | 0 | 0 | 0 | 0 | 0 | 0 | 0 | 0 | 0 | 0 | 0 | 0 | 0 | 0 | 0 | 0 | 0 | 0 | 0 | 0 | 0 | 0 | 0 | 0 | 0 | 0 | 0 | 0 | 0 | 0 | 0 | 0 | 0 | 0 | 0 | 0 | 0 | 0 | 0 | 0 | 0.01557% | 0 | 0 | 0 | 0 | 0 | 0 | 0 | 0 | 0 | 0 | 0 | 0 | 0 | 0 | 0 | 0 | 0 | 0 | 0 | 0 | 0 | 0 | 0 | 0
| ComFurnaces_Cadmus | M_Input | EUIs from PSE 2014 Commercial EUIs. 'Cost of res-sized furances based on the DEER 2008 Cost Database for the measure gas furnaces. EUL of res-sized furnaces based on the Wisconsin February 2016 Technical Reference Manual for the measures "Furnace with ECM, ≥90%+ AFUE, NG" and "Furnace with ECM, ≥95%+ AFUE, NG". EUL of CWAF from Federal Technical Support Document: Commercial Warm Air Furnaces (2015) | 2020 | NR | 2022 | 2041 | PSE | Commercial | Large Ret | Gas | Per Building Sqft - Gas Pack >= 225 kBtuh - 80% TE Baseline |  |  | Large Ret Rooftop Gas Pack >= 225 kBtuh - High Efficiency - 82% TE CWAF |  | 0 | 23 | 0.016087 | 0 |  | 0 | 0 | 0 | 0 | 0 | 0 | 0 | 0.0024626 |  | 0 | 0 | 0 | Heating | Gas Furnace | Furnace | Furnace GT 225 kBtuh High 82% TE CWAF | CommVENT | 0.0141% | 82.95% | 82.95% | 92309.7684 | 0.97759 | 0% | 4.348% | 85% | 6.8% | 0.2% | 0.043976 | 0.00048634 | 0.0044462 | 0 | 0.016122 | 0 | 0 | -0.0017152 | 0.014407 |  | 0 | 0.54368 | 0 | 01. ($9,999.000) to $0.028 | 1 | 0.54368 | 05. $0.50 to $0.55 | 1 | 0 | 0 | 0 | 0 | 0 | 0 | 0 | 0 | 0 | 0 | 0 | 0 | 0 | 0 | 0 | 0 | 0 | 0 | 0 | 0 | 0 | 0 | 0 | 0 | 0 | 0 | 0 | 0 | 0 | 0 | 0 | 0 | 0 | 0 | 0 | 0 | 0 | 0 | 0 | 0 | 0 | 0 | 0 | 0 | 0 | 0 | 0 | 0 | 0 | 0 | 0 | 0 | 0 | 0 | 0 | 0 | 0 | 0 | 0 | 0 | 0 | 0 | 0 | 0 | 0 | 0 | 0 | 0 | 0 | 0 | 0 | 0 | 0 | 0 | 0 | 0 | 0 | 0 | 0 | 0 | 0 | 0 | 0 | 0 | 0 | 0 | 0 | 0 | 0 | 0 | 0 | 0 | 0 | 0 | 0 | 0 | 0 | 0 | 0 | 0 | 0 | 0 | 0 | 0 | 0 | 0 | 0 | 0 | 0 | 0 | 0 | 0 | 0 | 0 | 0 | 0 | 0 | 0 | 0 | 0 | 0 | 0 | 0 | 0 | 0 | 0 | 0 | 0 | 0 | 0 | 0 | 0 | 0 | 0 | 0 | 0 | 0 | 0 | 0 | 0 | 0 | 0 | 0 | 0 | 0 | 0 | 0 | 0 | 0 | 0 | 0 | 0 | 0 | 0 | 0 | 0 | 0 | 0 | 0 | 0 | 0 | 0 | 0 | 0 | 0 | 0 | 0 | 0 | 0 | 0 | 0 | 0 | 0 | 0 | 0 | 0 | 0 | 0 | 0 | 0 | 0 | 0 | 0 | 0 | 0 | 0 | 0 | 0 | 0 | 0 | 0 | 0 | 0 | 0 | 0 | 0 | 0 | 0 | 0 | 0 | 0 | 0 | 0 | 0.01557% | 0 | 0 | 0 | 0 | 0 | 0 | 0 | 0 | 0 | 0 | 0 | 0 | 0 | 0 | 0 | 0 | 0 | 0 | 0 | 0 | 0 | 0 | 0 | 0
| ComFurnaces_Cadmus | M_Input | EUIs from PSE 2014 Commercial EUIs. 'Cost of res-sized furances based on the DEER 2008 Cost Database for the measure gas furnaces. EUL of res-sized furnaces based on the Wisconsin February 2016 Technical Reference Manual for the measures "Furnace with ECM, ≥90%+ AFUE, NG" and "Furnace with ECM, ≥95%+ AFUE, NG". EUL of CWAF from Federal Technical Support Document: Commercial Warm Air Furnaces (2015) | 2020 | NR | 2022 | 2041 | PSE | Commercial | Medium Ret | Gas | Per Building Sqft - Gas Pack >= 225 kBtuh - 80% TE Baseline |  |  | Medium Ret Rooftop Gas Pack >= 225 kBtuh - High Efficiency - 82% TE CWAF |  | 0 | 23 | 0.016087 | 0 |  | 0 | 0 | 0 | 0 | 0 | 0 | 0 | 0.0024626 |  | 0 | 0 | 0 | Heating | Gas Furnace | Furnace | Furnace GT 225 kBtuh High 82% TE CWAF | CommVENT | 0.0141% | 82.95% | 82.95% | 13686.0977 | 1.0265 | 3.535% | 4.348% | 85% | 6.8% | 0.2% | 0.043976 | 0.00048634 | 0.0044462 | 0 | 0.016122 | 0 | 0 | -0.0017152 | 0.014407 |  | 0 | 0.54368 | 0 | 01. ($9,999.000) to $0.028 | 1 | 0.54368 | 05. $0.50 to $0.55 | 1 | 0 | 0 | 0 | 0 | 0 | 0 | 0 | 0 | 0 | 0 | 0 | 0 | 0 | 0 | 0 | 0 | 0 | 0 | 0 | 0 | 0 | 0 | 0 | 0 | 0 | 0 | 0 | 0 | 0 | 0 | 0 | 0 | 0 | 0 | 0 | 0 | 0 | 0 | 0 | 0 | 0 | 0 | 0 | 0 | 0 | 0 | 0 | 0 | 0 | 0 | 0 | 0 | 0 | 0 | 0 | 0 | 0 | 0 | 0 | 0 | 0 | 0 | 0 | 0 | 0 | 0 | 0 | 0 | 0 | 0 | 0 | 0 | 0 | 6238.0793 | 12418.7683 | 18542.463 | 24609.5569 | 30620.4412 | 35965.9128 | 40169.3405 | 43463.5808 | 46034.0609 | 48028.4392 | 49564.2978 | 50735.2685 | 51615.9113 | 52265.5985 | 52731.6085 | 53051.5888 | 52811.3709 | 52569.7963 | 52328.436 | 52087.8748 | 15.3616 | 30.5819 | 45.6619 | 60.6024 | 75.4046 | 88.5681 | 98.9193 | 107.0315 | 113.3615 | 118.2727 | 122.0549 | 124.9385 | 127.1071 | 128.707 | 129.8546 | 130.6425 | 130.051 | 129.4561 | 128.8617 | 128.2693 | 66.1883 | 15.3616 | 45.9435 | 66.1883 | 66.1883 | 66.1883 | 66.1883 | 66.1883 | 66.1883 | 66.1883 | 66.1883 | 66.1883 | 66.1883 | 66.1883 | 66.1883 | 66.1883 | 66.1883 | 66.1883 | 66.1883 | 66.1883 | 66.1883 | 0 | 0 | 0 | 0 | 0 | 0 | 0 | 0 | 0 | 0 | 0 | 0 | 0 | 0 | 0 | 0 | 0 | 0 | 0 | 0 | 0 | 0 | 0 | 0 | 0 | 0 | 0 | 0 | 0 | 0 | 0 | 0 | 0 | 0 | 0 | 0 | 0 | 0 | 0 | 0 | 0 | 0 | 0 | 0 | 0 | 0 | 0 | 0 | 0 | 89.871 | 178.9153 | 118.439 | 0 | 0 | 0 | 0 | 0 | 0 | 0 | 0 | 0 | 0 | 0 | 0 | 0 | 0 | 0 | 0 | 0 | 0.01557% | 0 | 0 | 0 | 0 | 0 | 0 | 0 | 0 | 0 | 0 | 0 | 0 | 0 | 0 | 0 | 0 | 0 | 0 | 0 | 0 | 0 | 0 | 0 | 0
| ComFurnaces_Cadmus | M_Input | EUIs from PSE 2014 Commercial EUIs. 'Cost of res-sized furances based on the DEER 2008 Cost Database for the measure gas furnaces. EUL of res-sized furnaces based on the Wisconsin February 2016 Technical Reference Manual for the measures "Furnace with ECM, ≥90%+ AFUE, NG" and "Furnace with ECM, ≥95%+ AFUE, NG". EUL of CWAF from Federal Technical Support Document: Commercial Warm Air Furnaces (2015) | 2020 | NR | 2022 | 2041 | PSE | Commercial | Small Ret | Gas | Per Building Sqft - Gas Pack >= 225 kBtuh - 80% TE Baseline |  |  | Small Ret Rooftop Gas Pack >= 225 kBtuh - High Efficiency - 82% TE CWAF |  | 0 | 23 | 0.016087 | 0 |  | 0 | 0 | 0 | 0 | 0 | 0 | 0 | 0.0024626 |  | 0 | 0 | 0 | Heating | Gas Furnace | Furnace | Furnace GT 225 kBtuh High 82% TE CWAF | CommVENT | 0.0141% | 82.95% | 82.95% | 2334.2902 | 1.0756 | 0% | 4.348% | 85% | 6.8% | 0.2% | 0.043976 | 0.00048634 | 0.0044462 | 0 | 0.016122 | 0 | 0 | -0.0017152 | 0.014407 |  | 0 | 0.54368 | 0 | 01. ($9,999.000) to $0.028 | 1 | 0.54368 | 05. $0.50 to $0.55 | 1 | 0 | 0 | 0 | 0 | 0 | 0 | 0 | 0 | 0 | 0 | 0 | 0 | 0 | 0 | 0 | 0 | 0 | 0 | 0 | 0 | 0 | 0 | 0 | 0 | 0 | 0 | 0 | 0 | 0 | 0 | 0 | 0 | 0 | 0 | 0 | 0 | 0 | 0 | 0 | 0 | 0 | 0 | 0 | 0 | 0 | 0 | 0 | 0 | 0 | 0 | 0 | 0 | 0 | 0 | 0 | 0 | 0 | 0 | 0 | 0 | 0 | 0 | 0 | 0 | 0 | 0 | 0 | 0 | 0 | 0 | 0 | 0 | 0 | 0 | 0 | 0 | 0 | 0 | 0 | 0 | 0 | 0 | 0 | 0 | 0 | 0 | 0 | 0 | 0 | 0 | 0 | 0 | 0 | 0 | 0 | 0 | 0 | 0 | 0 | 0 | 0 | 0 | 0 | 0 | 0 | 0 | 0 | 0 | 0 | 0 | 0 | 0 | 0 | 0 | 0 | 0 | 0 | 0 | 0 | 0 | 0 | 0 | 0 | 0 | 0 | 0 | 0 | 0 | 0 | 0 | 0 | 0 | 0 | 0 | 0 | 0 | 0 | 0 | 0 | 0 | 0 | 0 | 0 | 0 | 0 | 0 | 0 | 0 | 0 | 0 | 0 | 0 | 0 | 0 | 0 | 0 | 0 | 0 | 0 | 0 | 0 | 0 | 0 | 0 | 0 | 0 | 0 | 0 | 0 | 0 | 0 | 0 | 0 | 0 | 0 | 0 | 0 | 0 | 0 | 0 | 0 | 0 | 0 | 0 | 0 | 0 | 0 | 0 | 0 | 0 | 0 | 0 | 0 | 0 | 0 | 0 | 0 | 0 | 0 | 0 | 0 | 0 | 0 | 0.01557% | 0 | 0 | 0 | 0 | 0 | 0 | 0 | 0 | 0 | 0 | 0 | 0 | 0 | 0 | 0 | 0 | 0 | 0 | 0 | 0 | 0 | 0 | 0 | 0
| ComFurnaces_Cadmus | M_Input | EUIs from PSE 2014 Commercial EUIs. 'Cost of res-sized furances based on the DEER 2008 Cost Database for the measure gas furnaces. EUL of res-sized furnaces based on the Wisconsin February 2016 Technical Reference Manual for the measures "Furnace with ECM, ≥90%+ AFUE, NG" and "Furnace with ECM, ≥95%+ AFUE, NG". EUL of CWAF from Federal Technical Support Document: Commercial Warm Air Furnaces (2015) | 2020 | NR | 2022 | 2041 | PSE | Commercial | School K-12 | Gas | Per Building Sqft - Gas Pack >= 225 kBtuh - 80% TE Baseline |  |  | School K-12 Rooftop Gas Pack >= 225 kBtuh - High Efficiency - 82% TE CWAF |  | 0 | 23 | 0.012893 | 0 |  | 0 | 0 | 0 | 0 | 0 | 0 | 0 | 0.0040281 |  | 0 | 0 | 0 | Heating | Gas Furnace | Furnace | Furnace GT 225 kBtuh High 82% TE CWAF | CommVENT | 0.0141% | 23.02% | 23.02% | 38253.3394 | 1.0466 | 0% | 4.348% | 85% | 6.8% | 0.2% | 0.071932 | 0.00079552 | 0.0072727 | 0 | 0.012922 | 0 | 0 | -0.0054896 | 0.0074321 |  | 0 | 0.17147 | 0 | 01. ($9,999.000) to $0.028 | 1 | 0.17147 | 01. ($9,999.00) to $0.22 | 1 | 0 | 0 | 0 | 0 | 0 | 0 | 0 | 0 | 0 | 0 | 0 | 0 | 0 | 0 | 0 | 0 | 0 | 0 | 0 | 0 | 0 | 0 | 0 | 0 | 0 | 0 | 0 | 0 | 0 | 0 | 0 | 0 | 0 | 0 | 0 | 0 | 0 | 0 | 0 | 0 | 0 | 0 | 0 | 0 | 0 | 0 | 0 | 0 | 0 | 0 | 0 | 0 | 0 | 0 | 0 | 0 | 0 | 0 | 0 | 0 | 0 | 0 | 0 | 0 | 0 | 0 | 0 | 0 | 0 | 0 | 0 | 0 | 0 | 0 | 0 | 0 | 0 | 0 | 0 | 0 | 0 | 0 | 0 | 0 | 0 | 0 | 0 | 0 | 0 | 0 | 0 | 0 | 0 | 0 | 0 | 0 | 0 | 0 | 0 | 0 | 0 | 0 | 0 | 0 | 0 | 0 | 0 | 0 | 0 | 0 | 0 | 0 | 0 | 0 | 0 | 0 | 0 | 0 | 0 | 0 | 0 | 0 | 0 | 0 | 0 | 0 | 0 | 0 | 0 | 0 | 0 | 0 | 0 | 0 | 0 | 0 | 0 | 0 | 0 | 0 | 0 | 0 | 0 | 0 | 0 | 0 | 0 | 0 | 0 | 0 | 0 | 0 | 0 | 0 | 0 | 0 | 0 | 0 | 0 | 0 | 0 | 0 | 0 | 0 | 0 | 0 | 0 | 0 | 0 | 0 | 0 | 0 | 0 | 0 | 0 | 0 | 0 | 0 | 0 | 0 | 0 | 0 | 0 | 0 | 0 | 0 | 0 | 0 | 0 | 0 | 0 | 0 | 0 | 0 | 0 | 0 | 0 | 0 | 0 | 0 | 0 | 0 | 0 | 0.01557% | 0 | 0 | 0 | 0 | 0 | 0 | 0 | 0 | 0 | 0 | 0 | 0 | 0 | 0 | 0 | 0 | 0 | 0 | 0 | 0 | 0 | 0 | 0 | 0
| ComFurnaces_Cadmus | M_Input | EUIs from PSE 2014 Commercial EUIs. 'Cost of res-sized furances based on the DEER 2008 Cost Database for the measure gas furnaces. EUL of res-sized furnaces based on the Wisconsin February 2016 Technical Reference Manual for the measures "Furnace with ECM, ≥90%+ AFUE, NG" and "Furnace with ECM, ≥95%+ AFUE, NG". EUL of CWAF from Federal Technical Support Document: Commercial Warm Air Furnaces (2015) | 2020 | NR | 2022 | 2041 | PSE | Commercial | University | Gas | Per Building Sqft - Gas Pack >= 225 kBtuh - 80% TE Baseline |  |  | University Rooftop Gas Pack >= 225 kBtuh - High Efficiency - 82% TE CWAF |  | 0 | 23 | 0.012893 | 0 |  | 0 | 0 | 0 | 0 | 0 | 0 | 0 | 0.0080563 |  | 0 | 0 | 0 | Heating | Gas Furnace | Furnace | Furnace GT 225 kBtuh High 82% TE CWAF | CommVENT | 0.0141% | 23.02% | 23.02% | 131012.9885 | 1.0798 | 0% | 4.348% | 85% | 6.8% | 0.2% | 0.14387 | 0.0015911 | 0.014546 | 0 | 0.012922 | 0 | 0 | -0.013558 | -0.00063651 |  | 0 | -0.0073422 | 0 | 01. ($9,999.000) to $0.028 | 1 | -0.0073422 | 01. ($9,999.00) to $0.22 | 1 | 0 | 0 | 0 | 0 | 0 | 0 | 0 | 0 | 0 | 0 | 0 | 0 | 0 | 0 | 0 | 0 | 0 | 0 | 0 | 0 | 0 | 0 | 0 | 0 | 0 | 0 | 0 | 0 | 0 | 0 | 0 | 0 | 0 | 0 | 0 | 0 | 0 | 0 | 0 | 0 | 0 | 0 | 0 | 0 | 0 | 0 | 0 | 0 | 0 | 0 | 0 | 0 | 0 | 0 | 0 | 0 | 0 | 0 | 0 | 0 | 0 | 0 | 0 | 0 | 0 | 0 | 0 | 0 | 0 | 0 | 0 | 0 | 0 | 0 | 0 | 0 | 0 | 0 | 0 | 0 | 0 | 0 | 0 | 0 | 0 | 0 | 0 | 0 | 0 | 0 | 0 | 0 | 0 | 0 | 0 | 0 | 0 | 0 | 0 | 0 | 0 | 0 | 0 | 0 | 0 | 0 | 0 | 0 | 0 | 0 | 0 | 0 | 0 | 0 | 0 | 0 | 0 | 0 | 0 | 0 | 0 | 0 | 0 | 0 | 0 | 0 | 0 | 0 | 0 | 0 | 0 | 0 | 0 | 0 | 0 | 0 | 0 | 0 | 0 | 0 | 0 | 0 | 0 | 0 | 0 | 0 | 0 | 0 | 0 | 0 | 0 | 0 | 0 | 0 | 0 | 0 | 0 | 0 | 0 | 0 | 0 | 0 | 0 | 0 | 0 | 0 | 0 | 0 | 0 | 0 | 0 | 0 | 0 | 0 | 0 | 0 | 0 | 0 | 0 | 0 | 0 | 0 | 0 | 0 | 0 | 0 | 0 | 0 | 0 | 0 | 0 | 0 | 0 | 0 | 0 | 0 | 0 | 0 | 0 | 0 | 0 | 0 | 0 | 0.01557% | 0 | 0 | 0 | 0 | 0 | 0 | 0 | 0 | 0 | 0 | 0 | 0 | 0 | 0 | 0 | 0 | 0 | 0 | 0 | 0 | 0 | 0 | 0 | 0
| ComFurnaces_Cadmus | M_Input | EUIs from PSE 2014 Commercial EUIs. 'Cost of res-sized furances based on the DEER 2008 Cost Database for the measure gas furnaces. EUL of res-sized furnaces based on the Wisconsin February 2016 Technical Reference Manual for the measures "Furnace with ECM, ≥90%+ AFUE, NG" and "Furnace with ECM, ≥95%+ AFUE, NG". EUL of CWAF from Federal Technical Support Document: Commercial Warm Air Furnaces (2015) | 2020 | NR | 2022 | 2041 | PSE | Commercial | Warehouse | Gas | Per Building Sqft - Gas Pack >= 225 kBtuh - 80% TE Baseline |  |  | Warehouse Rooftop Gas Pack >= 225 kBtuh - High Efficiency - 82% TE CWAF |  | 0 | 23 | 0.02263 | 0 |  | 0 | 0 | 0 | 0 | 0 | 0 | 0 | 0.0029806 |  | 0 | 0 | 0 | Heating | Gas Furnace | Furnace | Furnace GT 225 kBtuh High 82% TE CWAF | CommVENT | 0.0141% | 65.04% | 65.04% | 32743.3403 | 0.95423 | 0.4673% | 4.348% | 85% | 6.8% | 0.2% | 0.053227 | 0.00058866 | 0.0053816 | 0 | 0.02268 | 0 | 0 | -0.0014442 | 0.021236 |  | 0 | 0.66209 | 0 | 01. ($9,999.000) to $0.028 | 1 | 0.66209 | 07. $0.62 to $0.70 | 1 | 0 | 0 | 0 | 0 | 0 | 0 | 0 | 0 | 0 | 0 | 0 | 0 | 0 | 0 | 0 | 0 | 0 | 0 | 0 | 0 | 0 | 0 | 0 | 0 | 0 | 0 | 0 | 0 | 0 | 0 | 0 | 0 | 0 | 0 | 0 | 0 | 0 | 0 | 0 | 0 | 0 | 0 | 0 | 0 | 0 | 0 | 0 | 0 | 0 | 0 | 0 | 0 | 0 | 0 | 0 | 0 | 0 | 0 | 0 | 0 | 0 | 0 | 0 | 0 | 0 | 0 | 0 | 0 | 0 | 0 | 0 | 0 | 0 | 1728.1566 | 3439.9993 | 5135.6438 | 6815.2047 | 8478.7962 | 9957.756 | 11120.2035 | 12030.7078 | 12740.6799 | 13291.0542 | 13714.4235 | 14036.7383 | 14278.6609 | 14456.6427 | 14583.7825 | 14670.5095 | 14602.3207 | 14533.7731 | 14465.3011 | 14397.0662 | 5.151 | 10.2534 | 15.3075 | 20.3136 | 25.2722 | 29.6804 | 33.1453 | 35.8591 | 37.9753 | 39.6158 | 40.8777 | 41.8384 | 42.5595 | 43.09 | 43.4689 | 43.7274 | 43.5242 | 43.3199 | 43.1158 | 42.9124 | 205.5807 | 5.151 | 15.4044 | 30.7119 | 51.0255 | 76.2977 | 105.9781 | 139.1234 | 174.9825 | 205.5807 | 205.5807 | 205.5807 | 205.5807 | 205.5807 | 205.5807 | 205.5807 | 205.5807 | 205.5807 | 205.5807 | 205.5807 | 205.5807 | 0 | 0 | 0 | 0 | 0 | 0 | 0 | 0 | 0 | 0 | 0 | 0 | 0 | 0 | 0 | 0 | 0 | 0 | 0 | 0 | 0 | 0 | 0 | 0 | 0 | 0 | 0 | 0 | 0 | 0 | 0 | 0 | 0 | 0 | 0 | 0 | 0 | 0 | 0 | 0 | 0 | 0 | 0 | 0 | 0 | 0 | 0 | 0 | 0 | 36.6984 | 73.0504 | 109.0585 | 144.7249 | 180.0523 | 211.4589 | 236.1442 | 255.4793 | 217.9973 | 0 | 0 | 0 | 0 | 0 | 0 | 0 | 0 | 0 | 0 | 0 | 0.01557% | 0 | 0 | 0 | 0 | 0 | 0 | 0 | 0 | 0 | 0 | 0 | 0 | 0 | 0 | 0 | 0 | 0 | 0 | 0 | 0 | 0 | 0 | 0 | 0
| ComFurnaces_Cadmus | M_Input | EUIs from PSE 2014 Commercial EUIs. 'Cost of res-sized furances based on the DEER 2008 Cost Database for the measure gas furnaces. EUL of res-sized furnaces based on the Wisconsin February 2016 Technical Reference Manual for the measures "Furnace with ECM, ≥90%+ AFUE, NG" and "Furnace with ECM, ≥95%+ AFUE, NG". EUL of CWAF from Federal Technical Support Document: Commercial Warm Air Furnaces (2015) | 2020 | NR | 2022 | 2041 | PSE | Commercial | Supermarket | Gas | Per Building Sqft - Gas Pack >= 225 kBtuh - 80% TE Baseline |  |  | Supermarket Rooftop Gas Pack >= 225 kBtuh - High Efficiency - 82% TE CWAF |  | 0 | 23 | 0.022757 | 0 |  | 0 | 0 | 0 | 0 | 0 | 0 | 0 | 0.008185 |  | 0 | 0 | 0 | Heating | Gas Furnace | Furnace | Furnace GT 225 kBtuh High 82% TE CWAF | CommVENT | 0.0141% | 95.82% | 95.82% | 46001.1926 | 0.92495 | 8.018% | 4.348% | 85% | 6.8% | 0.2% | 0.14617 | 0.0016165 | 0.014778 | 0 | 0.022807 | 0 | 0 | -0.011843 | 0.010964 |  | 0 | 0.12448 | 0 | 01. ($9,999.000) to $0.028 | 1 | 0.12448 | 01. ($9,999.00) to $0.22 | 1 | 0 | 0 | 0 | 0 | 0 | 0 | 0 | 0 | 0 | 0 | 0 | 0 | 0 | 0 | 0 | 0 | 0 | 0 | 0 | 0 | 0 | 0 | 0 | 0 | 0 | 0 | 0 | 0 | 0 | 0 | 0 | 0 | 0 | 0 | 0 | 0 | 0 | 0 | 0 | 0 | 0 | 0 | 0 | 0 | 0 | 0 | 0 | 0 | 0 | 0 | 0 | 0 | 0 | 0 | 0 | 0 | 0 | 0 | 0 | 0 | 0 | 0 | 0 | 0 | 0 | 0 | 0 | 0 | 0 | 0 | 0 | 0 | 0 | 8792.9732 | 17502.9408 | 26130.4903 | 34676.2059 | 43140.6678 | 50665.7117 | 56580.3204 | 61213.0254 | 64825.4097 | 67625.7503 | 69779.8805 | 71419.8392 | 72650.7571 | 73556.3404 | 74203.2361 | 74644.5084 | 74297.5595 | 73948.785 | 73600.3948 | 73253.2113 | 71.9707 | 143.262 | 213.8787 | 283.8256 | 353.1074 | 414.7001 | 463.1113 | 501.0301 | 530.5976 | 553.5184 | 571.15 | 584.5731 | 594.6482 | 602.0604 | 607.3553 | 610.9671 | 608.1273 | 605.2726 | 602.421 | 599.5793 | 519.3118 | 71.9707 | 215.2327 | 429.1114 | 519.3118 | 519.3118 | 519.3118 | 519.3118 | 519.3118 | 519.3118 | 519.3118 | 519.3118 | 519.3118 | 519.3118 | 519.3118 | 519.3118 | 519.3118 | 519.3118 | 519.3118 | 519.3118 | 519.3118 | 0 | 0 | 0 | 0 | 0 | 0 | 0 | 0 | 0 | 0 | 0 | 0 | 0 | 0 | 0 | 0 | 0 | 0 | 0 | 0 | 0 | 0 | 0 | 0 | 0 | 0 | 0 | 0 | 0 | 0 | 0 | 0 | 0 | 0 | 0 | 0 | 0 | 0 | 0 | 0 | 0 | 0 | 0 | 0 | 0 | 0 | 0 | 0 | 0 | 96.4023 | 191.8945 | 286.4831 | 120.8203 | 0 | 0 | 0 | 0 | 0 | 0 | 0 | 0 | 0 | 0 | 0 | 0 | 0 | 0 | 0 | 0 | 0.01557% | 0 | 0 | 0 | 0 | 0 | 0 | 0 | 0 | 0 | 0 | 0 | 0 | 0 | 0 | 0 | 0 | 0 | 0 | 0 | 0 | 0 | 0 | 0 | 0
| ComFurnaces_Cadmus | M_Input | EUIs from PSE 2014 Commercial EUIs. 'Cost of res-sized furances based on the DEER 2008 Cost Database for the measure gas furnaces. EUL of res-sized furnaces based on the Wisconsin February 2016 Technical Reference Manual for the measures "Furnace with ECM, ≥90%+ AFUE, NG" and "Furnace with ECM, ≥95%+ AFUE, NG". EUL of CWAF from Federal Technical Support Document: Commercial Warm Air Furnaces (2015) | 2020 | NR | 2022 | 2041 | PSE | Commercial | MiniMart | Gas | Per Building Sqft - Gas Pack >= 225 kBtuh - 80% TE Baseline |  |  | MiniMart Rooftop Gas Pack >= 225 kBtuh - High Efficiency - 82% TE CWAF |  | 0 | 23 | 0.022757 | 0 |  | 0 | 0 | 0 | 0 | 0 | 0 | 0 | 0.008185 |  | 0 | 0 | 0 | Heating | Gas Furnace | Furnace | Furnace GT 225 kBtuh High 82% TE CWAF | CommVENT | 0.0141% | 95.82% | 95.82% | 2270.6714 | 1.0732 | 0% | 4.348% | 85% | 6.8% | 0.2% | 0.14617 | 0.0016165 | 0.014778 | 0 | 0.022807 | 0 | 0 | -0.011843 | 0.010964 |  | 0 | 0.12448 | 0 | 01. ($9,999.000) to $0.028 | 1 | 0.12448 | 01. ($9,999.00) to $0.22 | 1 | 0 | 0 | 0 | 0 | 0 | 0 | 0 | 0 | 0 | 0 | 0 | 0 | 0 | 0 | 0 | 0 | 0 | 0 | 0 | 0 | 0 | 0 | 0 | 0 | 0 | 0 | 0 | 0 | 0 | 0 | 0 | 0 | 0 | 0 | 0 | 0 | 0 | 0 | 0 | 0 | 0 | 0 | 0 | 0 | 0 | 0 | 0 | 0 | 0 | 0 | 0 | 0 | 0 | 0 | 0 | 0 | 0 | 0 | 0 | 0 | 0 | 0 | 0 | 0 | 0 | 0 | 0 | 0 | 0 | 0 | 0 | 0 | 0 | 0 | 0 | 0 | 0 | 0 | 0 | 0 | 0 | 0 | 0 | 0 | 0 | 0 | 0 | 0 | 0 | 0 | 0 | 0 | 0 | 0 | 0 | 0 | 0 | 0 | 0 | 0 | 0 | 0 | 0 | 0 | 0 | 0 | 0 | 0 | 0 | 0 | 0 | 0 | 0 | 0 | 0 | 0 | 0 | 0 | 0 | 0 | 0 | 0 | 0 | 0 | 0 | 0 | 0 | 0 | 0 | 0 | 0 | 0 | 0 | 0 | 0 | 0 | 0 | 0 | 0 | 0 | 0 | 0 | 0 | 0 | 0 | 0 | 0 | 0 | 0 | 0 | 0 | 0 | 0 | 0 | 0 | 0 | 0 | 0 | 0 | 0 | 0 | 0 | 0 | 0 | 0 | 0 | 0 | 0 | 0 | 0 | 0 | 0 | 0 | 0 | 0 | 0 | 0 | 0 | 0 | 0 | 0 | 0 | 0 | 0 | 0 | 0 | 0 | 0 | 0 | 0 | 0 | 0 | 0 | 0 | 0 | 0 | 0 | 0 | 0 | 0 | 0 | 0 | 0 | 0.01557% | 0 | 0 | 0 | 0 | 0 | 0 | 0 | 0 | 0 | 0 | 0 | 0 | 0 | 0 | 0 | 0 | 0 | 0 | 0 | 0 | 0 | 0 | 0 | 0
| ComFurnaces_Cadmus | M_Input | EUIs from PSE 2014 Commercial EUIs. 'Cost of res-sized furances based on the DEER 2008 Cost Database for the measure gas furnaces. EUL of res-sized furnaces based on the Wisconsin February 2016 Technical Reference Manual for the measures "Furnace with ECM, ≥90%+ AFUE, NG" and "Furnace with ECM, ≥95%+ AFUE, NG". EUL of CWAF from Federal Technical Support Document: Commercial Warm Air Furnaces (2015) | 2020 | NR | 2022 | 2041 | PSE | Commercial | Restaurant | Gas | Per Building Sqft - Gas Pack >= 225 kBtuh - 80% TE Baseline |  |  | Restaurant Rooftop Gas Pack >= 225 kBtuh - High Efficiency - 82% TE CWAF |  | 0 | 23 | 0.061404 | 0 |  | 0 | 0 | 0 | 0 | 0 | 0 | 0 | 0.0015074 |  | 0 | 0 | 0 | Heating | Gas Furnace | Furnace | Furnace GT 225 kBtuh High 82% TE CWAF | CommVENT | 0.0141% | 91.57% | 91.57% | 12127.7951 | 1.2469 | 0% | 4.348% | 85% | 6.8% | 0.2% | 0.026919 | 0.00029771 | 0.0027217 | 0 | 0.061538 | 0 | 0 | 0.0092614 | 0.0708 |  | 0 | 4.3647 | 0 | 01. ($9,999.000) to $0.028 | 1 | 4.3647 | 12. $1.50 to $999.00 | 0 | 0 | 0 | 0 | 0 | 0 | 0 | 0 | 0 | 0 | 0 | 0 | 0 | 0 | 0 | 0 | 0 | 0 | 0 | 0 | 0 | 0 | 0 | 0 | 0 | 0 | 0 | 0 | 0 | 0 | 0 | 0 | 0 | 0 | 0 | 0 | 0 | 0 | 0 | 0 | 0 | 0 | 0 | 0 | 0 | 0 | 0 | 0 | 0 | 0 | 0 | 0 | 0 | 0 | 0 | 0 | 0 | 0 | 0 | 0 | 0 | 0 | 0 | 0 | 0 | 0 | 0 | 0 | 0 | 0 | 0 | 0 | 0 | 0 | 0 | 0 | 0 | 0 | 0 | 0 | 0 | 0 | 0 | 0 | 0 | 0 | 0 | 0 | 0 | 0 | 0 | 0 | 0 | 0 | 0 | 0 | 0 | 0 | 0 | 0 | 0 | 0 | 0 | 0 | 0 | 0 | 0 | 0 | 0 | 0 | 0 | 0 | 0 | 0 | 0 | 0 | 0 | 0 | 0 | 0 | 0 | 0 | 0 | 0 | 0 | 0 | 0 | 0 | 0 | 0 | 0 | 0 | 0 | 0 | 0 | 0 | 0 | 0 | 0 | 0 | 0 | 0 | 0 | 0 | 0 | 0 | 0 | 0 | 0 | 0 | 0 | 0 | 0 | 0 | 0 | 0 | 0 | 0 | 0 | 0 | 0 | 0 | 0 | 0 | 0 | 0 | 0 | 0 | 0 | 0 | 0 | 0 | 0 | 0 | 0 | 0 | 0 | 0 | 0 | 0 | 0 | 0 | 0 | 0 | 0 | 0 | 0 | 0 | 0 | 0 | 0 | 0 | 0 | 0 | 0 | 0 | 0 | 0 | 0 | 0 | 0 | 0 | 0 | 0 | 0.01557% | 0 | 0 | 0 | 0 | 0 | 0 | 0 | 0 | 0 | 0 | 0 | 0 | 0 | 0 | 0 | 0 | 0 | 0 | 0 | 0 | 0 | 0 | 0 | 0
| ComFurnaces_Cadmus | M_Input | EUIs from PSE 2014 Commercial EUIs. 'Cost of res-sized furances based on the DEER 2008 Cost Database for the measure gas furnaces. EUL of res-sized furnaces based on the Wisconsin February 2016 Technical Reference Manual for the measures "Furnace with ECM, ≥90%+ AFUE, NG" and "Furnace with ECM, ≥95%+ AFUE, NG". EUL of CWAF from Federal Technical Support Document: Commercial Warm Air Furnaces (2015) | 2020 | NR | 2022 | 2041 | PSE | Commercial | Lodging | Gas | Per Building Sqft - Gas Pack >= 225 kBtuh - 80% TE Baseline |  |  | Lodging Rooftop Gas Pack >= 225 kBtuh - High Efficiency - 82% TE CWAF |  | 0 | 23 | 0.0036524 | 0 |  | 0 | 0 | 0 | 0 | 0 | 0 | 0 | 0.0059008 |  | 0 | 0 | 0 | Heating | Gas Furnace | Furnace | Furnace GT 225 kBtuh High 92% TE CWAF | CommVENT | 0.0141% | 30.99% | 30.99% | 28301.6712 | 0.90175 | 3.896% | 4.348% | 85% | 6.8% | 0.2% | 0.10537 | 0.0011654 | 0.010654 | 0 | 0.0036604 | 0 | 0 | -0.011089 | -0.0074285 |  | 0 | -0.11699 | 0 | 01. ($9,999.000) to $0.028 | 1 | -0.11699 | 01. ($9,999.00) to $0.22 | 1 | 0 | 0 | 0 | 0 | 0 | 0 | 0 | 0 | 0 | 0 | 0 | 0 | 0 | 0 | 0 | 0 | 0 | 0 | 0 | 0 | 0 | 0 | 0 | 0 | 0 | 0 | 0 | 0 | 0 | 0 | 0 | 0 | 0 | 0 | 0 | 0 | 0 | 0 | 0 | 0 | 0 | 0 | 0 | 0 | 0 | 0 | 0 | 0 | 0 | 0 | 0 | 0 | 0 | 0 | 0 | 0 | 0 | 0 | 0 | 0 | 0 | 0 | 0 | 0 | 0 | 0 | 0 | 0 | 0 | 0 | 0 | 0 | 0 | 1263.4715 | 2517.5933 | 3762.4173 | 4997.9951 | 6224.3781 | 7317.5906 | 8180.2055 | 8859.0573 | 9391.4746 | 9807.2098 | 10129.9767 | 10378.6758 | 10568.3716 | 10711.071 | 10816.3438 | 10891.8174 | 10852.3025 | 10812.4283 | 10772.5171 | 10732.6897 | 7.4555 | 14.8558 | 22.2013 | 29.4922 | 36.7288 | 43.1797 | 48.2698 | 52.2756 | 55.4173 | 57.8704 | 59.775 | 61.2425 | 62.3619 | 63.2039 | 63.8251 | 64.2705 | 64.0373 | 63.802 | 63.5665 | 63.3315 | 510.6755 | 7.4555 | 22.3113 | 44.5126 | 74.0048 | 110.7336 | 153.9133 | 202.1831 | 254.4587 | 309.8759 | 367.7464 | 427.5214 | 488.7639 | 510.6755 | 510.6755 | 510.6755 | 510.6755 | 510.6755 | 510.6755 | 510.6755 | 510.6755 | 0 | 0 | 0 | 0 | 0 | 0 | 0 | 0 | 0 | 0 | 0 | 0 | 0 | 0 | 0 | 0 | 0 | 0 | 0 | 0 | 0 | 0 | 0 | 0 | 0 | 0 | 0 | 0 | 0 | 0 | 0 | 0 | 0 | 0 | 0 | 0 | 0 | 0 | 0 | 0 | 0 | 0 | 0 | 0 | 0 | 0 | 0 | 0 | 0 | 0 | 0 | 0 | 0 | 0 | 0 | 0 | 0 | 0 | 0 | 0 | 0 | 0 | 0 | 0 | 0 | 0 | 0 | 0 | 0 | 0.01557% | 0 | 0 | 0 | 0 | 0 | 0 | 0 | 0 | 0 | 0 | 0 | 0 | 0 | 0 | 0 | 0 | 0 | 0 | 0 | 0 | 0 | 0 | 0 | 0
| ComFurnaces_Cadmus | M_Input | EUIs from PSE 2014 Commercial EUIs. 'Cost of res-sized furances based on the DEER 2008 Cost Database for the measure gas furnaces. EUL of res-sized furnaces based on the Wisconsin February 2016 Technical Reference Manual for the measures "Furnace with ECM, ≥90%+ AFUE, NG" and "Furnace with ECM, ≥95%+ AFUE, NG". EUL of CWAF from Federal Technical Support Document: Commercial Warm Air Furnaces (2015) | 2020 | NR | 2022 | 2041 | PSE | Commercial | Hospital | Gas | Per Building Sqft - Gas Pack >= 225 kBtuh - 80% TE Baseline |  |  | Hospital Rooftop Gas Pack >= 225 kBtuh - High Efficiency - 82% TE CWAF |  | 0 | 23 | 0.011818 | 0 |  | 0 | 0 | 0 | 0 | 0 | 0 | 0 | 0.011375 |  | 0 | 0 | 0 | Heating | Gas Furnace | Furnace | Furnace GT 225 kBtuh High 92% TE CWAF | CommVENT | 0.0141% | 56.19% | 56.19% | 173734.3051 | 2.1454 | 0% | 4.348% | 85% | 6.8% | 0.2% | 0.20314 | 0.0022466 | 0.020539 | 0 | 0.011844 | 0 | 0 | -0.020422 | -0.008578 |  | 0 | -0.070077 | 0 | 01. ($9,999.000) to $0.028 | 1 | -0.070077 | 01. ($9,999.00) to $0.22 | 1 | 0 | 0 | 0 | 0 | 0 | 0 | 0 | 0 | 0 | 0 | 0 | 0 | 0 | 0 | 0 | 0 | 0 | 0 | 0 | 0 | 0 | 0 | 0 | 0 | 0 | 0 | 0 | 0 | 0 | 0 | 0 | 0 | 0 | 0 | 0 | 0 | 0 | 0 | 0 | 0 | 0 | 0 | 0 | 0 | 0 | 0 | 0 | 0 | 0 | 0 | 0 | 0 | 0 | 0 | 0 | 0 | 0 | 0 | 0 | 0 | 0 | 0 | 0 | 0 | 0 | 0 | 0 | 0 | 0 | 0 | 0 | 0 | 0 | 0 | 0 | 0 | 0 | 0 | 0 | 0 | 0 | 0 | 0 | 0 | 0 | 0 | 0 | 0 | 0 | 0 | 0 | 0 | 0 | 0 | 0 | 0 | 0 | 0 | 0 | 0 | 0 | 0 | 0 | 0 | 0 | 0 | 0 | 0 | 0 | 0 | 0 | 0 | 0 | 0 | 0 | 0 | 0 | 0 | 0 | 0 | 0 | 0 | 0 | 0 | 0 | 0 | 0 | 0 | 0 | 0 | 0 | 0 | 0 | 0 | 0 | 0 | 0 | 0 | 0 | 0 | 0 | 0 | 0 | 0 | 0 | 0 | 0 | 0 | 0 | 0 | 0 | 0 | 0 | 0 | 0 | 0 | 0 | 0 | 0 | 0 | 0 | 0 | 0 | 0 | 0 | 0 | 0 | 0 | 0 | 0 | 0 | 0 | 0 | 0 | 0 | 0 | 0 | 0 | 0 | 0 | 0 | 0 | 0 | 0 | 0 | 0 | 0 | 0 | 0 | 0 | 0 | 0 | 0 | 0 | 0 | 0 | 0 | 0 | 0 | 0 | 0 | 0 | 0 | 0.01557% | 0 | 0 | 0 | 0 | 0 | 0 | 0 | 0 | 0 | 0 | 0 | 0 | 0 | 0 | 0 | 0 | 0 | 0 | 0 | 0 | 0 | 0 | 0 | 0
| ComFurnaces_Cadmus | M_Input | EUIs from PSE 2014 Commercial EUIs. 'Cost of res-sized furances based on the DEER 2008 Cost Database for the measure gas furnaces. EUL of res-sized furnaces based on the Wisconsin February 2016 Technical Reference Manual for the measures "Furnace with ECM, ≥90%+ AFUE, NG" and "Furnace with ECM, ≥95%+ AFUE, NG". EUL of CWAF from Federal Technical Support Document: Commercial Warm Air Furnaces (2015) | 2020 | NR | 2022 | 2041 | PSE | Commercial | Residential Care | Gas | Per Building Sqft - Gas Pack >= 225 kBtuh - 80% TE Baseline |  |  | Residential Care Rooftop Gas Pack >= 225 kBtuh - High Efficiency - 82% TE CWAF |  | 0 | 23 | 0.0014089 | 0 |  | 0 | 0 | 0 | 0 | 0 | 0 | 0 | 0.005053 |  | 0 | 0 | 0 | Heating | Gas Furnace | Furnace | Furnace GT 225 kBtuh High 92% TE CWAF | CommVENT | 0.0141% | 67.95% | 67.95% | 101257.3441 | 1.135 | 0% | 4.348% | 85% | 6.8% | 0.2% | 0.090234 | 0.00099793 | 0.0091232 | 0 | 0.001412 | 0 | 0 | -0.0098394 | -0.0084274 |  | 0 | -0.15499 | 0 | 01. ($9,999.000) to $0.028 | 1 | -0.15499 | 01. ($9,999.00) to $0.22 | 1 | 0 | 0 | 0 | 0 | 0 | 0 | 0 | 0 | 0 | 0 | 0 | 0 | 0 | 0 | 0 | 0 | 0 | 0 | 0 | 0 | 0 | 0 | 0 | 0 | 0 | 0 | 0 | 0 | 0 | 0 | 0 | 0 | 0 | 0 | 0 | 0 | 0 | 0 | 0 | 0 | 0 | 0 | 0 | 0 | 0 | 0 | 0 | 0 | 0 | 0 | 0 | 0 | 0 | 0 | 0 | 0 | 0 | 0 | 0 | 0 | 0 | 0 | 0 | 0 | 0 | 0 | 0 | 0 | 0 | 0 | 0 | 0 | 0 | 0 | 0 | 0 | 0 | 0 | 0 | 0 | 0 | 0 | 0 | 0 | 0 | 0 | 0 | 0 | 0 | 0 | 0 | 0 | 0 | 0 | 0 | 0 | 0 | 0 | 0 | 0 | 0 | 0 | 0 | 0 | 0 | 0 | 0 | 0 | 0 | 0 | 0 | 0 | 0 | 0 | 0 | 0 | 0 | 0 | 0 | 0 | 0 | 0 | 0 | 0 | 0 | 0 | 0 | 0 | 0 | 0 | 0 | 0 | 0 | 0 | 0 | 0 | 0 | 0 | 0 | 0 | 0 | 0 | 0 | 0 | 0 | 0 | 0 | 0 | 0 | 0 | 0 | 0 | 0 | 0 | 0 | 0 | 0 | 0 | 0 | 0 | 0 | 0 | 0 | 0 | 0 | 0 | 0 | 0 | 0 | 0 | 0 | 0 | 0 | 0 | 0 | 0 | 0 | 0 | 0 | 0 | 0 | 0 | 0 | 0 | 0 | 0 | 0 | 0 | 0 | 0 | 0 | 0 | 0 | 0 | 0 | 0 | 0 | 0 | 0 | 0 | 0 | 0 | 0 | 0.01557% | 0 | 0 | 0 | 0 | 0 | 0 | 0 | 0 | 0 | 0 | 0 | 0 | 0 | 0 | 0 | 0 | 0 | 0 | 0 | 0 | 0 | 0 | 0 | 0
| ComFurnaces_Cadmus | M_Input | EUIs from PSE 2014 Commercial EUIs. 'Cost of res-sized furances based on the DEER 2008 Cost Database for the measure gas furnaces. EUL of res-sized furnaces based on the Wisconsin February 2016 Technical Reference Manual for the measures "Furnace with ECM, ≥90%+ AFUE, NG" and "Furnace with ECM, ≥95%+ AFUE, NG". EUL of CWAF from Federal Technical Support Document: Commercial Warm Air Furnaces (2015) | 2020 | NR | 2022 | 2041 | PSE | Commercial | Assembly | Gas | Per Building Sqft - Gas Pack >= 225 kBtuh - 80% TE Baseline |  |  | Assembly Rooftop Gas Pack >= 225 kBtuh - High Efficiency - 82% TE CWAF |  | 0 | 23 | 0.011882 | 0 |  | 0 | 0 | 0 | 0 | 0 | 0 | 0 | 0.005053 |  | 0 | 0 | 0 | Heating | Gas Furnace | Furnace | Furnace GT 225 kBtuh High 92% TE CWAF | CommVENT | 0.0141% | 67.95% | 67.95% | 15455.3983 | 1.1338 | 5.594% | 4.348% | 85% | 6.8% | 0.2% | 0.090234 | 0.00099793 | 0.0091232 | 0 | 0.011908 | 0 | 0 | -0.0077448 | 0.004163 |  | 0 | 0.076562 | 0 | 01. ($9,999.000) to $0.028 | 1 | 0.076562 | 01. ($9,999.00) to $0.22 | 1 | 0 | 0 | 0 | 0 | 0 | 0 | 0 | 0 | 0 | 0 | 0 | 0 | 0 | 0 | 0 | 0 | 0 | 0 | 0 | 0 | 0 | 0 | 0 | 0 | 0 | 0 | 0 | 0 | 0 | 0 | 0 | 0 | 0 | 0 | 0 | 0 | 0 | 0 | 0 | 0 | 0 | 0 | 0 | 0 | 0 | 0 | 0 | 0 | 0 | 0 | 0 | 0 | 0 | 0 | 0 | 0 | 0 | 0 | 0 | 0 | 0 | 0 | 0 | 0 | 0 | 0 | 0 | 0 | 0 | 0 | 0 | 0 | 0 | 8525.7061 | 16974.9082 | 25348.1212 | 33645.8569 | 41868.6239 | 49183.3125 | 54937.7456 | 59449.8935 | 62972.9894 | 65708.7099 | 67817.6707 | 69427.7866 | 70640.9288 | 71538.2273 | 72184.2934 | 72630.583 | 72309.9433 | 71987.3719 | 71665.0196 | 71343.6874 | 43.0801 | 85.7736 | 128.0831 | 170.0113 | 211.5606 | 248.5215 | 277.5984 | 300.3981 | 318.2002 | 332.0237 | 342.6802 | 350.8161 | 356.946 | 361.48 | 364.7446 | 366.9997 | 365.3795 | 363.7496 | 362.1207 | 360.497 | 21303.8451 | 43.0801 | 128.8537 | 256.9368 | 426.9481 | 638.5087 | 887.0302 | 1164.6286 | 1465.0267 | 1783.227 | 2115.2507 | 2457.9309 | 2808.7469 | 3165.693 | 3527.173 | 3891.9176 | 4258.9173 | 4624.2968 | 4988.0463 | 5350.1671 | 5710.6641 | 0 | 0 | 0 | 0 | 0 | 0 | 0 | 0 | 0 | 0 | 0 | 0 | 0 | 0 | 0 | 0 | 0 | 0 | 0 | 0 | 0 | 0 | 0 | 0 | 0 | 0 | 0 | 0 | 0 | 0 | 0 | 0 | 0 | 0 | 0 | 0 | 0 | 0 | 0 | 0 | 0 | 0 | 0 | 0 | 0 | 0 | 0 | 0 | 0 | 35.4921 | 70.6658 | 105.5231 | 140.0661 | 174.2971 | 204.7479 | 228.7033 | 247.4872 | 262.1536 | 273.5423 | 282.3218 | 289.0247 | 294.0749 | 297.8103 | 300.4999 | 302.3578 | 301.0229 | 299.6801 | 298.3382 | 297.0005 | 0.01557% | 0 | 0 | 0 | 0 | 0 | 0 | 0 | 0 | 0 | 0 | 0 | 0 | 0 | 0 | 0 | 0 | 0 | 0 | 0 | 0 | 0 | 0 | 0 | 0
| ComFurnaces_Cadmus | M_Input | EUIs from PSE 2014 Commercial EUIs. 'Cost of res-sized furances based on the DEER 2008 Cost Database for the measure gas furnaces. EUL of res-sized furnaces based on the Wisconsin February 2016 Technical Reference Manual for the measures "Furnace with ECM, ≥90%+ AFUE, NG" and "Furnace with ECM, ≥95%+ AFUE, NG". EUL of CWAF from Federal Technical Support Document: Commercial Warm Air Furnaces (2015) | 2020 | NR | 2022 | 2041 | PSE | Commercial | Other | Gas | Per Building Sqft - Gas Pack >= 225 kBtuh - 80% TE Baseline |  |  | Other Rooftop Gas Pack >= 225 kBtuh - High Efficiency - 82% TE CWAF |  | 0 | 23 | 0.011818 | 0 |  | 0 | 0 | 0 | 0 | 0 | 0 | 0 | 0.005053 |  | 0 | 0 | 0 | Heating | Gas Furnace | Furnace | Furnace GT 225 kBtuh High 92% TE CWAF | CommVENT | 0.0141% | 67.95% | 67.95% | 31545.0104 | 1.4073 | 0% | 4.348% | 85% | 6.8% | 0.2% | 0.090234 | 0.00099793 | 0.0091232 | 0 | 0.011844 | 0 | 0 | -0.0077576 | 0.0040861 |  | 0 | 0.075149 | 0 | 01. ($9,999.000) to $0.028 | 1 | 0.075149 | 01. ($9,999.00) to $0.22 | 1 | 0 | 0 | 0 | 0 | 0 | 0 | 0 | 0 | 0 | 0 | 0 | 0 | 0 | 0 | 0 | 0 | 0 | 0 | 0 | 0 | 0 | 0 | 0 | 0 | 0 | 0 | 0 | 0 | 0 | 0 | 0 | 0 | 0 | 0 | 0 | 0 | 0 | 0 | 0 | 0 | 0 | 0 | 0 | 0 | 0 | 0 | 0 | 0 | 0 | 0 | 0 | 0 | 0 | 0 | 0 | 0 | 0 | 0 | 0 | 0 | 0 | 0 | 0 | 0 | 0 | 0 | 0 | 0 | 0 | 0 | 0 | 0 | 0 | 0 | 0 | 0 | 0 | 0 | 0 | 0 | 0 | 0 | 0 | 0 | 0 | 0 | 0 | 0 | 0 | 0 | 0 | 0 | 0 | 0 | 0 | 0 | 0 | 0 | 0 | 0 | 0 | 0 | 0 | 0 | 0 | 0 | 0 | 0 | 0 | 0 | 0 | 0 | 0 | 0 | 0 | 0 | 0 | 0 | 0 | 0 | 0 | 0 | 0 | 0 | 0 | 0 | 0 | 0 | 0 | 0 | 0 | 0 | 0 | 0 | 0 | 0 | 0 | 0 | 0 | 0 | 0 | 0 | 0 | 0 | 0 | 0 | 0 | 0 | 0 | 0 | 0 | 0 | 0 | 0 | 0 | 0 | 0 | 0 | 0 | 0 | 0 | 0 | 0 | 0 | 0 | 0 | 0 | 0 | 0 | 0 | 0 | 0 | 0 | 0 | 0 | 0 | 0 | 0 | 0 | 0 | 0 | 0 | 0 | 0 | 0 | 0 | 0 | 0 | 0 | 0 | 0 | 0 | 0 | 0 | 0 | 0 | 0 | 0 | 0 | 0 | 0 | 0 | 0 | 0.01557% | 0 | 0 | 0 | 0 | 0 | 0 | 0 | 0 | 0 | 0 | 0 | 0 | 0 | 0 | 0 | 0 | 0 | 0 | 0 | 0 | 0 | 0 | 0 | 0
| ComFurnaces_Cadmus | M_Input | EUIs from PSE 2014 Commercial EUIs. 'Cost of res-sized furances based on the DEER 2008 Cost Database for the measure gas furnaces. EUL of res-sized furnaces based on the Wisconsin February 2016 Technical Reference Manual for the measures "Furnace with ECM, ≥90%+ AFUE, NG" and "Furnace with ECM, ≥95%+ AFUE, NG". EUL of CWAF from Federal Technical Support Document: Commercial Warm Air Furnaces (2015) | 2020 | NR | 2022 | 2041 | PSE | Commercial | Large Off | Gas | Per Building Sqft - Gas Pack >= 225 kBtuh - 82% TE Baseline |  |  | Large Off Rooftop Gas Pack >= 225 kBtuh - High Efficiency - 92% TE CWAF |  | 0 | 23 | 0.005263 | 0 |  | 0 | 0 | 0 | 0 | 0 | 0 | 0 | 0.033232 |  | 0 | 0 | 0 | Heating | Gas Furnace | Furnace | Furnace GT 225 kBtuh High 92% TE CWAF | CommVENT | 0.0141% | 57.36% | 57.36% | 259599.5083 | 1.1293 | 0% | 4.348% | 85% | 6.8% | 0.2% | 0.59345 | 0.0065632 | 0.060001 | 0 | 0.0052745 | 0 | 0 | -0.065512 | -0.060237 |  | 0 | -0.16845 | 0 | 01. ($9,999.000) to $0.028 | 1 | -0.16845 | 01. ($9,999.00) to $0.22 | 1 | 0 | 0 | 0 | 0 | 0 | 0 | 0 | 0 | 0 | 0 | 0 | 0 | 0 | 0 | 0 | 0 | 0 | 0 | 0 | 0 | 0 | 0 | 0 | 0 | 0 | 0 | 0 | 0 | 0 | 0 | 0 | 0 | 0 | 0 | 0 | 0 | 0 | 0 | 0 | 0 | 0 | 0 | 0 | 0 | 0 | 0 | 0 | 0 | 0 | 0 | 0 | 0 | 0 | 0 | 0 | 0 | 0 | 0 | 0 | 0 | 0 | 0 | 0 | 0 | 0 | 0 | 0 | 0 | 0 | 0 | 0 | 0 | 0 | 0 | 0 | 0 | 0 | 0 | 0 | 0 | 0 | 0 | 0 | 0 | 0 | 0 | 0 | 0 | 0 | 0 | 0 | 0 | 0 | 0 | 0 | 0 | 0 | 0 | 0 | 0 | 0 | 0 | 0 | 0 | 0 | 0 | 0 | 0 | 0 | 0 | 0 | 0 | 0 | 0 | 0 | 0 | 0 | 0 | 0 | 0 | 0 | 0 | 0 | 0 | 0 | 0 | 0 | 0 | 0 | 0 | 0 | 0 | 0 | 0 | 0 | 0 | 0 | 0 | 0 | 0 | 0 | 0 | 0 | 0 | 0 | 0 | 0 | 0 | 0 | 0 | 0 | 0 | 0 | 0 | 0 | 0 | 0 | 0 | 0 | 0 | 0 | 0 | 0 | 0 | 0 | 0 | 0 | 0 | 0 | 0 | 0 | 0 | 0 | 0 | 0 | 0 | 0 | 0 | 0 | 0 | 0 | 0 | 0 | 0 | 0 | 0 | 0 | 0 | 0 | 0 | 0 | 0 | 0 | 0 | 0 | 0 | 0 | 0 | 0 | 0 | 0 | 0 | 0 | 0.01557% | 0 | 0 | 0 | 0 | 0 | 0 | 0 | 0 | 0 | 0 | 0 | 0 | 0 | 0 | 0 | 0 | 0 | 0 | 0 | 0 | 0 | 0 | 0 | 0
| ComFurnaces_Cadmus | M_Input | EUIs from PSE 2014 Commercial EUIs. 'Cost of res-sized furances based on the DEER 2008 Cost Database for the measure gas furnaces. EUL of res-sized furnaces based on the Wisconsin February 2016 Technical Reference Manual for the measures "Furnace with ECM, ≥90%+ AFUE, NG" and "Furnace with ECM, ≥95%+ AFUE, NG". EUL of CWAF from Federal Technical Support Document: Commercial Warm Air Furnaces (2015) | 2020 | NR | 2022 | 2041 | PSE | Commercial | Medium Off | Gas | Per Building Sqft - Gas Pack >= 225 kBtuh - 82% TE Baseline |  |  | Medium Off Rooftop Gas Pack >= 225 kBtuh - High Efficiency - 92% TE CWAF |  | 0 | 23 | 0.005263 | 0 |  | 0 | 0 | 0 | 0 | 0 | 0 | 0 | 0.033232 |  | 0 | 0 | 0 | Heating | Gas Furnace | Furnace | Furnace GT 225 kBtuh High 92% TE CWAF | CommVENT | 0.0141% | 57.36% | 57.36% | 42353.7102 | 1.0142 | 4.635% | 4.348% | 85% | 6.8% | 0.2% | 0.59345 | 0.0065632 | 0.060001 | 0 | 0.0052745 | 0 | 0 | -0.065512 | -0.060237 |  | 0 | -0.16845 | 0 | 01. ($9,999.000) to $0.028 | 1 | -0.16845 | 01. ($9,999.00) to $0.22 | 1 | 0 | 0 | 0 | 0 | 0 | 0 | 0 | 0 | 0 | 0 | 0 | 0 | 0 | 0 | 0 | 0 | 0 | 0 | 0 | 0 | 0 | 0 | 0 | 0 | 0 | 0 | 0 | 0 | 0 | 0 | 0 | 0 | 0 | 0 | 0 | 0 | 0 | 0 | 0 | 0 | 0 | 0 | 0 | 0 | 0 | 0 | 0 | 0 | 0 | 0 | 0 | 0 | 0 | 0 | 0 | 0 | 0 | 0 | 0 | 0 | 0 | 0 | 0 | 0 | 0 | 0 | 0 | 0 | 0 | 0 | 0 | 0 | 0 | 7157.5729 | 14272.2003 | 21344.0755 | 28373.391 | 35360.3386 | 41600.0239 | 46536.6071 | 50433.9566 | 53502.5334 | 55910.2011 | 57790.8471 | 59251.2597 | 60376.613 | 61234.8414 | 61880.1289 | 62355.6926 | 62173.1219 | 61988.2036 | 61802.7832 | 61617.5517 | 237.8611 | 474.295 | 709.3081 | 942.9069 | 1175.0978 | 1382.4555 | 1546.5085 | 1676.0255 | 1778.0007 | 1858.0126 | 1920.5103 | 1969.0429 | 2006.4407 | 2034.9615 | 2056.4057 | 2072.2097 | 2066.1425 | 2059.9973 | 2053.8353 | 2047.6797 | 32698.768 | 237.8611 | 712.156 | 1421.4642 | 2364.3711 | 3539.4689 | 4921.9244 | 6468.4329 | 8144.4585 | 9922.4592 | 11780.4718 | 13700.9821 | 15670.025 | 17676.4658 | 19711.4272 | 21767.8329 | 23840.0426 | 25906.1851 | 27966.1824 | 30020.0177 | 32067.6974 | 0 | 0 | 0 | 0 | 0 | 0 | 0 | 0 | 0 | 0 | 0 | 0 | 0 | 0 | 0 | 0 | 0 | 0 | 0 | 0 | 0 | 0 | 0 | 0 | 0 | 0 | 0 | 0 | 0 | 0 | 0 | 0 | 0 | 0 | 0 | 0 | 0 | 0 | 0 | 0 | 0 | 0 | 0 | 0 | 0 | 0 | 0 | 0 | 0 | 0 | 0 | 0 | 0 | 0 | 0 | 0 | 0 | 0 | 0 | 0 | 0 | 0 | 0 | 0 | 0 | 0 | 0 | 0 | 0 | 0.01557% | 0 | 0 | 0 | 0 | 0 | 0 | 0 | 0 | 0 | 0 | 0 | 0 | 0 | 0 | 0 | 0 | 0 | 0 | 0 | 0 | 0 | 0 | 0 | 0
| ComFurnaces_Cadmus | M_Input | EUIs from PSE 2014 Commercial EUIs. 'Cost of res-sized furances based on the DEER 2008 Cost Database for the measure gas furnaces. EUL of res-sized furnaces based on the Wisconsin February 2016 Technical Reference Manual for the measures "Furnace with ECM, ≥90%+ AFUE, NG" and "Furnace with ECM, ≥95%+ AFUE, NG". EUL of CWAF from Federal Technical Support Document: Commercial Warm Air Furnaces (2015) | 2020 | NR | 2022 | 2041 | PSE | Commercial | Small Off | Gas | Per Building Sqft - Gas Pack >= 225 kBtuh - 82% TE Baseline |  |  | Small Off Rooftop Gas Pack >= 225 kBtuh - High Efficiency - 92% TE CWAF |  | 0 | 23 | 0.005263 | 0 |  | 0 | 0 | 0 | 0 | 0 | 0 | 0 | 0.033232 |  | 0 | 0 | 0 | Heating | Gas Furnace | Furnace | Furnace GT 225 kBtuh High 92% TE CWAF | CommVENT | 0.0141% | 57.36% | 57.36% | 5367.7993 | 1.1188 | 0% | 4.348% | 85% | 6.8% | 0.2% | 0.59345 | 0.0065632 | 0.060001 | 0 | 0.0052745 | 0 | 0 | -0.065512 | -0.060237 |  | 0 | -0.16845 | 0 | 01. ($9,999.000) to $0.028 | 1 | -0.16845 | 01. ($9,999.00) to $0.22 | 1 | 0 | 0 | 0 | 0 | 0 | 0 | 0 | 0 | 0 | 0 | 0 | 0 | 0 | 0 | 0 | 0 | 0 | 0 | 0 | 0 | 0 | 0 | 0 | 0 | 0 | 0 | 0 | 0 | 0 | 0 | 0 | 0 | 0 | 0 | 0 | 0 | 0 | 0 | 0 | 0 | 0 | 0 | 0 | 0 | 0 | 0 | 0 | 0 | 0 | 0 | 0 | 0 | 0 | 0 | 0 | 0 | 0 | 0 | 0 | 0 | 0 | 0 | 0 | 0 | 0 | 0 | 0 | 0 | 0 | 0 | 0 | 0 | 0 | 0 | 0 | 0 | 0 | 0 | 0 | 0 | 0 | 0 | 0 | 0 | 0 | 0 | 0 | 0 | 0 | 0 | 0 | 0 | 0 | 0 | 0 | 0 | 0 | 0 | 0 | 0 | 0 | 0 | 0 | 0 | 0 | 0 | 0 | 0 | 0 | 0 | 0 | 0 | 0 | 0 | 0 | 0 | 0 | 0 | 0 | 0 | 0 | 0 | 0 | 0 | 0 | 0 | 0 | 0 | 0 | 0 | 0 | 0 | 0 | 0 | 0 | 0 | 0 | 0 | 0 | 0 | 0 | 0 | 0 | 0 | 0 | 0 | 0 | 0 | 0 | 0 | 0 | 0 | 0 | 0 | 0 | 0 | 0 | 0 | 0 | 0 | 0 | 0 | 0 | 0 | 0 | 0 | 0 | 0 | 0 | 0 | 0 | 0 | 0 | 0 | 0 | 0 | 0 | 0 | 0 | 0 | 0 | 0 | 0 | 0 | 0 | 0 | 0 | 0 | 0 | 0 | 0 | 0 | 0 | 0 | 0 | 0 | 0 | 0 | 0 | 0 | 0 | 0 | 0 | 0.01557% | 0 | 0 | 0 | 0 | 0 | 0 | 0 | 0 | 0 | 0 | 0 | 0 | 0 | 0 | 0 | 0 | 0 | 0 | 0 | 0 | 0 | 0 | 0 | 0
| ComFurnaces_Cadmus | M_Input | EUIs from PSE 2014 Commercial EUIs. 'Cost of res-sized furances based on the DEER 2008 Cost Database for the measure gas furnaces. EUL of res-sized furnaces based on the Wisconsin February 2016 Technical Reference Manual for the measures "Furnace with ECM, ≥90%+ AFUE, NG" and "Furnace with ECM, ≥95%+ AFUE, NG". EUL of CWAF from Federal Technical Support Document: Commercial Warm Air Furnaces (2015) | 2020 | NR | 2022 | 2041 | PSE | Commercial | XLarge Ret | Gas | Per Building Sqft - Gas Pack >= 225 kBtuh - 82% TE Baseline |  |  | XLarge Ret Rooftop Gas Pack >= 225 kBtuh - High Efficiency - 92% TE CWAF |  | 0 | 23 | 0.045762 | 0 |  | 0 | 0 | 0 | 0 | 0 | 0 | 0 | 0.010707 |  | 0 | 0 | 0 | Heating | Gas Furnace | Furnace | Furnace GT 225 kBtuh High 92% TE CWAF | CommVENT | 0.0141% | 82.95% | 82.95% | 290598.2323 | 1.0366 | 0% | 4.348% | 85% | 6.8% | 0.2% | 0.1912 | 0.0021145 | 0.019331 | 0 | 0.045862 | 0 | 0 | -0.012293 | 0.033569 |  | 0 | 0.29137 | 0 | 01. ($9,999.000) to $0.028 | 1 | 0.29137 | 02. $0.22 to $0.30 | 1 | 0 | 0 | 0 | 0 | 0 | 0 | 0 | 0 | 0 | 0 | 0 | 0 | 0 | 0 | 0 | 0 | 0 | 0 | 0 | 0 | 0 | 0 | 0 | 0 | 0 | 0 | 0 | 0 | 0 | 0 | 0 | 0 | 0 | 0 | 0 | 0 | 0 | 0 | 0 | 0 | 0 | 0 | 0 | 0 | 0 | 0 | 0 | 0 | 0 | 0 | 0 | 0 | 0 | 0 | 0 | 0 | 0 | 0 | 0 | 0 | 0 | 0 | 0 | 0 | 0 | 0 | 0 | 0 | 0 | 0 | 0 | 0 | 0 | 0 | 0 | 0 | 0 | 0 | 0 | 0 | 0 | 0 | 0 | 0 | 0 | 0 | 0 | 0 | 0 | 0 | 0 | 0 | 0 | 0 | 0 | 0 | 0 | 0 | 0 | 0 | 0 | 0 | 0 | 0 | 0 | 0 | 0 | 0 | 0 | 0 | 0 | 0 | 0 | 0 | 0 | 0 | 0 | 0 | 0 | 0 | 0 | 0 | 0 | 0 | 0 | 0 | 0 | 0 | 0 | 0 | 0 | 0 | 0 | 0 | 0 | 0 | 0 | 0 | 0 | 0 | 0 | 0 | 0 | 0 | 0 | 0 | 0 | 0 | 0 | 0 | 0 | 0 | 0 | 0 | 0 | 0 | 0 | 0 | 0 | 0 | 0 | 0 | 0 | 0 | 0 | 0 | 0 | 0 | 0 | 0 | 0 | 0 | 0 | 0 | 0 | 0 | 0 | 0 | 0 | 0 | 0 | 0 | 0 | 0 | 0 | 0 | 0 | 0 | 0 | 0 | 0 | 0 | 0 | 0 | 0 | 0 | 0 | 0 | 0 | 0 | 0 | 0 | 0 | 0.01557% | 0 | 0 | 0 | 0 | 0 | 0 | 0 | 0 | 0 | 0 | 0 | 0 | 0 | 0 | 0 | 0 | 0 | 0 | 0 | 0 | 0 | 0 | 0 | 0
| ComFurnaces_Cadmus | M_Input | EUIs from PSE 2014 Commercial EUIs. 'Cost of res-sized furances based on the DEER 2008 Cost Database for the measure gas furnaces. EUL of res-sized furnaces based on the Wisconsin February 2016 Technical Reference Manual for the measures "Furnace with ECM, ≥90%+ AFUE, NG" and "Furnace with ECM, ≥95%+ AFUE, NG". EUL of CWAF from Federal Technical Support Document: Commercial Warm Air Furnaces (2015) | 2020 | NR | 2022 | 2041 | PSE | Commercial | Large Ret | Gas | Per Building Sqft - Gas Pack >= 225 kBtuh - 82% TE Baseline |  |  | Large Ret Rooftop Gas Pack >= 225 kBtuh - High Efficiency - 92% TE CWAF |  | 0 | 23 | 0.045762 | 0 |  | 0 | 0 | 0 | 0 | 0 | 0 | 0 | 0.010707 |  | 0 | 0 | 0 | Heating | Gas Furnace | Furnace | Furnace GT 225 kBtuh High 92% TE CWAF | CommVENT | 0.0141% | 82.95% | 82.95% | 92309.7684 | 0.97759 | 0% | 4.348% | 85% | 6.8% | 0.2% | 0.1912 | 0.0021145 | 0.019331 | 0 | 0.045862 | 0 | 0 | -0.012293 | 0.033569 |  | 0 | 0.29137 | 0 | 01. ($9,999.000) to $0.028 | 1 | 0.29137 | 02. $0.22 to $0.30 | 1 | 0 | 0 | 0 | 0 | 0 | 0 | 0 | 0 | 0 | 0 | 0 | 0 | 0 | 0 | 0 | 0 | 0 | 0 | 0 | 0 | 0 | 0 | 0 | 0 | 0 | 0 | 0 | 0 | 0 | 0 | 0 | 0 | 0 | 0 | 0 | 0 | 0 | 0 | 0 | 0 | 0 | 0 | 0 | 0 | 0 | 0 | 0 | 0 | 0 | 0 | 0 | 0 | 0 | 0 | 0 | 0 | 0 | 0 | 0 | 0 | 0 | 0 | 0 | 0 | 0 | 0 | 0 | 0 | 0 | 0 | 0 | 0 | 0 | 0 | 0 | 0 | 0 | 0 | 0 | 0 | 0 | 0 | 0 | 0 | 0 | 0 | 0 | 0 | 0 | 0 | 0 | 0 | 0 | 0 | 0 | 0 | 0 | 0 | 0 | 0 | 0 | 0 | 0 | 0 | 0 | 0 | 0 | 0 | 0 | 0 | 0 | 0 | 0 | 0 | 0 | 0 | 0 | 0 | 0 | 0 | 0 | 0 | 0 | 0 | 0 | 0 | 0 | 0 | 0 | 0 | 0 | 0 | 0 | 0 | 0 | 0 | 0 | 0 | 0 | 0 | 0 | 0 | 0 | 0 | 0 | 0 | 0 | 0 | 0 | 0 | 0 | 0 | 0 | 0 | 0 | 0 | 0 | 0 | 0 | 0 | 0 | 0 | 0 | 0 | 0 | 0 | 0 | 0 | 0 | 0 | 0 | 0 | 0 | 0 | 0 | 0 | 0 | 0 | 0 | 0 | 0 | 0 | 0 | 0 | 0 | 0 | 0 | 0 | 0 | 0 | 0 | 0 | 0 | 0 | 0 | 0 | 0 | 0 | 0 | 0 | 0 | 0 | 0 | 0.01557% | 0 | 0 | 0 | 0 | 0 | 0 | 0 | 0 | 0 | 0 | 0 | 0 | 0 | 0 | 0 | 0 | 0 | 0 | 0 | 0 | 0 | 0 | 0 | 0
| ComFurnaces_Cadmus | M_Input | EUIs from PSE 2014 Commercial EUIs. 'Cost of res-sized furances based on the DEER 2008 Cost Database for the measure gas furnaces. EUL of res-sized furnaces based on the Wisconsin February 2016 Technical Reference Manual for the measures "Furnace with ECM, ≥90%+ AFUE, NG" and "Furnace with ECM, ≥95%+ AFUE, NG". EUL of CWAF from Federal Technical Support Document: Commercial Warm Air Furnaces (2015) | 2020 | NR | 2022 | 2041 | PSE | Commercial | Medium Ret | Gas | Per Building Sqft - Gas Pack >= 225 kBtuh - 82% TE Baseline |  |  | Medium Ret Rooftop Gas Pack >= 225 kBtuh - High Efficiency - 92% TE CWAF |  | 0 | 23 | 0.045762 | 0 |  | 0 | 0 | 0 | 0 | 0 | 0 | 0 | 0.010707 |  | 0 | 0 | 0 | Heating | Gas Furnace | Furnace | Furnace GT 225 kBtuh High 92% TE CWAF | CommVENT | 0.0141% | 82.95% | 82.95% | 13686.0977 | 1.0265 | 3.535% | 4.348% | 85% | 6.8% | 0.2% | 0.1912 | 0.0021145 | 0.019331 | 0 | 0.045862 | 0 | 0 | -0.012293 | 0.033569 |  | 0 | 0.29137 | 0 | 01. ($9,999.000) to $0.028 | 1 | 0.29137 | 02. $0.22 to $0.30 | 1 | 0 | 0 | 0 | 0 | 0 | 0 | 0 | 0 | 0 | 0 | 0 | 0 | 0 | 0 | 0 | 0 | 0 | 0 | 0 | 0 | 0 | 0 | 0 | 0 | 0 | 0 | 0 | 0 | 0 | 0 | 0 | 0 | 0 | 0 | 0 | 0 | 0 | 0 | 0 | 0 | 0 | 0 | 0 | 0 | 0 | 0 | 0 | 0 | 0 | 0 | 0 | 0 | 0 | 0 | 0 | 0 | 0 | 0 | 0 | 0 | 0 | 0 | 0 | 0 | 0 | 0 | 0 | 0 | 0 | 0 | 0 | 0 | 0 | 6238.0793 | 12418.7683 | 18542.463 | 24609.5569 | 30620.4412 | 35965.9128 | 40169.3405 | 43463.5808 | 46034.0609 | 48028.4392 | 49564.2978 | 50735.2685 | 51615.9113 | 52265.5985 | 52731.6085 | 53051.5888 | 52811.3709 | 52569.7963 | 52328.436 | 52087.8748 | 66.7897 | 132.9649 | 198.5298 | 263.4888 | 327.8459 | 385.0786 | 430.0838 | 465.3544 | 492.876 | 514.2293 | 530.6734 | 543.2107 | 552.6395 | 559.5956 | 564.585 | 568.011 | 565.439 | 562.8526 | 560.2684 | 557.6927 | 2629.5649 | 66.7897 | 199.7545 | 398.2844 | 661.7731 | 989.6191 | 1374.6977 | 1804.7815 | 2270.1359 | 2629.5649 | 2629.5649 | 2629.5649 | 2629.5649 | 2629.5649 | 2629.5649 | 2629.5649 | 2629.5649 | 2629.5649 | 2629.5649 | 2629.5649 | 2629.5649 | 0 | 0 | 0 | 0 | 0 | 0 | 0 | 0 | 0 | 0 | 0 | 0 | 0 | 0 | 0 | 0 | 0 | 0 | 0 | 0 | 0 | 0 | 0 | 0 | 0 | 0 | 0 | 0 | 0 | 0 | 0 | 0 | 0 | 0 | 0 | 0 | 0 | 0 | 0 | 0 | 0 | 0 | 0 | 0 | 0 | 0 | 0 | 0 | 0 | 209.4056 | 416.8846 | 622.4504 | 826.1162 | 1027.8951 | 1207.3368 | 1348.4413 | 1459.0254 | 1126.9173 | 0 | 0 | 0 | 0 | 0 | 0 | 0 | 0 | 0 | 0 | 0 | 0.01557% | 0 | 0 | 0 | 0 | 0 | 0 | 0 | 0 | 0 | 0 | 0 | 0 | 0 | 0 | 0 | 0 | 0 | 0 | 0 | 0 | 0 | 0 | 0 | 0
| ComFurnaces_Cadmus | M_Input | EUIs from PSE 2014 Commercial EUIs. 'Cost of res-sized furances based on the DEER 2008 Cost Database for the measure gas furnaces. EUL of res-sized furnaces based on the Wisconsin February 2016 Technical Reference Manual for the measures "Furnace with ECM, ≥90%+ AFUE, NG" and "Furnace with ECM, ≥95%+ AFUE, NG". EUL of CWAF from Federal Technical Support Document: Commercial Warm Air Furnaces (2015) | 2020 | NR | 2022 | 2041 | PSE | Commercial | Small Ret | Gas | Per Building Sqft - Gas Pack >= 225 kBtuh - 82% TE Baseline |  |  | Small Ret Rooftop Gas Pack >= 225 kBtuh - High Efficiency - 92% TE CWAF |  | 0 | 23 | 0.045762 | 0 |  | 0 | 0 | 0 | 0 | 0 | 0 | 0 | 0.010707 |  | 0 | 0 | 0 | Heating | Gas Furnace | Furnace | Furnace GT 225 kBtuh High 92% TE CWAF | CommVENT | 0.0141% | 82.95% | 82.95% | 2334.2902 | 1.0756 | 0% | 4.348% | 85% | 6.8% | 0.2% | 0.1912 | 0.0021145 | 0.019331 | 0 | 0.045862 | 0 | 0 | -0.012293 | 0.033569 |  | 0 | 0.29137 | 0 | 01. ($9,999.000) to $0.028 | 1 | 0.29137 | 02. $0.22 to $0.30 | 1 | 0 | 0 | 0 | 0 | 0 | 0 | 0 | 0 | 0 | 0 | 0 | 0 | 0 | 0 | 0 | 0 | 0 | 0 | 0 | 0 | 0 | 0 | 0 | 0 | 0 | 0 | 0 | 0 | 0 | 0 | 0 | 0 | 0 | 0 | 0 | 0 | 0 | 0 | 0 | 0 | 0 | 0 | 0 | 0 | 0 | 0 | 0 | 0 | 0 | 0 | 0 | 0 | 0 | 0 | 0 | 0 | 0 | 0 | 0 | 0 | 0 | 0 | 0 | 0 | 0 | 0 | 0 | 0 | 0 | 0 | 0 | 0 | 0 | 0 | 0 | 0 | 0 | 0 | 0 | 0 | 0 | 0 | 0 | 0 | 0 | 0 | 0 | 0 | 0 | 0 | 0 | 0 | 0 | 0 | 0 | 0 | 0 | 0 | 0 | 0 | 0 | 0 | 0 | 0 | 0 | 0 | 0 | 0 | 0 | 0 | 0 | 0 | 0 | 0 | 0 | 0 | 0 | 0 | 0 | 0 | 0 | 0 | 0 | 0 | 0 | 0 | 0 | 0 | 0 | 0 | 0 | 0 | 0 | 0 | 0 | 0 | 0 | 0 | 0 | 0 | 0 | 0 | 0 | 0 | 0 | 0 | 0 | 0 | 0 | 0 | 0 | 0 | 0 | 0 | 0 | 0 | 0 | 0 | 0 | 0 | 0 | 0 | 0 | 0 | 0 | 0 | 0 | 0 | 0 | 0 | 0 | 0 | 0 | 0 | 0 | 0 | 0 | 0 | 0 | 0 | 0 | 0 | 0 | 0 | 0 | 0 | 0 | 0 | 0 | 0 | 0 | 0 | 0 | 0 | 0 | 0 | 0 | 0 | 0 | 0 | 0 | 0 | 0 | 0.01557% | 0 | 0 | 0 | 0 | 0 | 0 | 0 | 0 | 0 | 0 | 0 | 0 | 0 | 0 | 0 | 0 | 0 | 0 | 0 | 0 | 0 | 0 | 0 | 0
| ComFurnaces_Cadmus | M_Input | EUIs from PSE 2014 Commercial EUIs. 'Cost of res-sized furances based on the DEER 2008 Cost Database for the measure gas furnaces. EUL of res-sized furnaces based on the Wisconsin February 2016 Technical Reference Manual for the measures "Furnace with ECM, ≥90%+ AFUE, NG" and "Furnace with ECM, ≥95%+ AFUE, NG". EUL of CWAF from Federal Technical Support Document: Commercial Warm Air Furnaces (2015) | 2020 | NR | 2022 | 2041 | PSE | Commercial | School K-12 | Gas | Per Building Sqft - Gas Pack >= 225 kBtuh - 82% TE Baseline |  |  | School K-12 Rooftop Gas Pack >= 225 kBtuh - High Efficiency - 92% TE CWAF |  | 0 | 23 | 0.036678 | 0 |  | 0 | 0 | 0 | 0 | 0 | 0 | 0 | 0.017513 |  | 0 | 0 | 0 | Heating | Gas Furnace | Furnace | Furnace GT 225 kBtuh High 92% TE CWAF | CommVENT | 0.0141% | 23.02% | 23.02% | 38253.3394 | 1.0466 | 0% | 4.348% | 85% | 6.8% | 0.2% | 0.31275 | 0.0034588 | 0.031621 | 0 | 0.036758 | 0 | 0 | -0.027744 | 0.0090146 |  | 0 | 0.047834 | 0 | 01. ($9,999.000) to $0.028 | 1 | 0.047834 | 01. ($9,999.00) to $0.22 | 1 | 0 | 0 | 0 | 0 | 0 | 0 | 0 | 0 | 0 | 0 | 0 | 0 | 0 | 0 | 0 | 0 | 0 | 0 | 0 | 0 | 0 | 0 | 0 | 0 | 0 | 0 | 0 | 0 | 0 | 0 | 0 | 0 | 0 | 0 | 0 | 0 | 0 | 0 | 0 | 0 | 0 | 0 | 0 | 0 | 0 | 0 | 0 | 0 | 0 | 0 | 0 | 0 | 0 | 0 | 0 | 0 | 0 | 0 | 0 | 0 | 0 | 0 | 0 | 0 | 0 | 0 | 0 | 0 | 0 | 0 | 0 | 0 | 0 | 0 | 0 | 0 | 0 | 0 | 0 | 0 | 0 | 0 | 0 | 0 | 0 | 0 | 0 | 0 | 0 | 0 | 0 | 0 | 0 | 0 | 0 | 0 | 0 | 0 | 0 | 0 | 0 | 0 | 0 | 0 | 0 | 0 | 0 | 0 | 0 | 0 | 0 | 0 | 0 | 0 | 0 | 0 | 0 | 0 | 0 | 0 | 0 | 0 | 0 | 0 | 0 | 0 | 0 | 0 | 0 | 0 | 0 | 0 | 0 | 0 | 0 | 0 | 0 | 0 | 0 | 0 | 0 | 0 | 0 | 0 | 0 | 0 | 0 | 0 | 0 | 0 | 0 | 0 | 0 | 0 | 0 | 0 | 0 | 0 | 0 | 0 | 0 | 0 | 0 | 0 | 0 | 0 | 0 | 0 | 0 | 0 | 0 | 0 | 0 | 0 | 0 | 0 | 0 | 0 | 0 | 0 | 0 | 0 | 0 | 0 | 0 | 0 | 0 | 0 | 0 | 0 | 0 | 0 | 0 | 0 | 0 | 0 | 0 | 0 | 0 | 0 | 0 | 0 | 0 | 0.01557% | 0 | 0 | 0 | 0 | 0 | 0 | 0 | 0 | 0 | 0 | 0 | 0 | 0 | 0 | 0 | 0 | 0 | 0 | 0 | 0 | 0 | 0 | 0 | 0
| ComFurnaces_Cadmus | M_Input | EUIs from PSE 2014 Commercial EUIs. 'Cost of res-sized furances based on the DEER 2008 Cost Database for the measure gas furnaces. EUL of res-sized furnaces based on the Wisconsin February 2016 Technical Reference Manual for the measures "Furnace with ECM, ≥90%+ AFUE, NG" and "Furnace with ECM, ≥95%+ AFUE, NG". EUL of CWAF from Federal Technical Support Document: Commercial Warm Air Furnaces (2015) | 2020 | NR | 2022 | 2041 | PSE | Commercial | University | Gas | Per Building Sqft - Gas Pack >= 225 kBtuh - 82% TE Baseline |  |  | University Rooftop Gas Pack >= 225 kBtuh - High Efficiency - 92% TE CWAF |  | 0 | 23 | 0.036678 | 0 |  | 0 | 0 | 0 | 0 | 0 | 0 | 0 | 0.035027 |  | 0 | 0 | 0 | Heating | Gas Furnace | Furnace | Furnace GT 225 kBtuh High 92% TE CWAF | CommVENT | 0.0141% | 23.02% | 23.02% | 131012.9885 | 1.0798 | 0% | 4.348% | 85% | 6.8% | 0.2% | 0.62551 | 0.0069177 | 0.063243 | 0 | 0.036758 | 0 | 0 | -0.062825 | -0.026066 |  | 0 | -0.069156 | 0 | 01. ($9,999.000) to $0.028 | 1 | -0.069156 | 01. ($9,999.00) to $0.22 | 1 | 0 | 0 | 0 | 0 | 0 | 0 | 0 | 0 | 0 | 0 | 0 | 0 | 0 | 0 | 0 | 0 | 0 | 0 | 0 | 0 | 0 | 0 | 0 | 0 | 0 | 0 | 0 | 0 | 0 | 0 | 0 | 0 | 0 | 0 | 0 | 0 | 0 | 0 | 0 | 0 | 0 | 0 | 0 | 0 | 0 | 0 | 0 | 0 | 0 | 0 | 0 | 0 | 0 | 0 | 0 | 0 | 0 | 0 | 0 | 0 | 0 | 0 | 0 | 0 | 0 | 0 | 0 | 0 | 0 | 0 | 0 | 0 | 0 | 0 | 0 | 0 | 0 | 0 | 0 | 0 | 0 | 0 | 0 | 0 | 0 | 0 | 0 | 0 | 0 | 0 | 0 | 0 | 0 | 0 | 0 | 0 | 0 | 0 | 0 | 0 | 0 | 0 | 0 | 0 | 0 | 0 | 0 | 0 | 0 | 0 | 0 | 0 | 0 | 0 | 0 | 0 | 0 | 0 | 0 | 0 | 0 | 0 | 0 | 0 | 0 | 0 | 0 | 0 | 0 | 0 | 0 | 0 | 0 | 0 | 0 | 0 | 0 | 0 | 0 | 0 | 0 | 0 | 0 | 0 | 0 | 0 | 0 | 0 | 0 | 0 | 0 | 0 | 0 | 0 | 0 | 0 | 0 | 0 | 0 | 0 | 0 | 0 | 0 | 0 | 0 | 0 | 0 | 0 | 0 | 0 | 0 | 0 | 0 | 0 | 0 | 0 | 0 | 0 | 0 | 0 | 0 | 0 | 0 | 0 | 0 | 0 | 0 | 0 | 0 | 0 | 0 | 0 | 0 | 0 | 0 | 0 | 0 | 0 | 0 | 0 | 0 | 0 | 0 | 0.01557% | 0 | 0 | 0 | 0 | 0 | 0 | 0 | 0 | 0 | 0 | 0 | 0 | 0 | 0 | 0 | 0 | 0 | 0 | 0 | 0 | 0 | 0 | 0 | 0
| ComFurnaces_Cadmus | M_Input | EUIs from PSE 2014 Commercial EUIs. 'Cost of res-sized furances based on the DEER 2008 Cost Database for the measure gas furnaces. EUL of res-sized furnaces based on the Wisconsin February 2016 Technical Reference Manual for the measures "Furnace with ECM, ≥90%+ AFUE, NG" and "Furnace with ECM, ≥95%+ AFUE, NG". EUL of CWAF from Federal Technical Support Document: Commercial Warm Air Furnaces (2015) | 2020 | NR | 2022 | 2041 | PSE | Commercial | Warehouse | Gas | Per Building Sqft - Gas Pack >= 225 kBtuh - 82% TE Baseline |  |  | Warehouse Rooftop Gas Pack >= 225 kBtuh - High Efficiency - 92% TE CWAF |  | 0 | 23 | 0.064376 | 0 |  | 0 | 0 | 0 | 0 | 0 | 0 | 0 | 0.012959 |  | 0 | 0 | 0 | Heating | Gas Furnace | Furnace | Furnace GT 225 kBtuh High 92% TE CWAF | CommVENT | 0.0141% | 65.04% | 65.04% | 32743.3403 | 0.95423 | 0.4673% | 4.348% | 85% | 6.8% | 0.2% | 0.23142 | 0.0025594 | 0.023398 | 0 | 0.064517 | 0 | 0 | -0.013082 | 0.051435 |  | 0 | 0.36884 | 0 | 01. ($9,999.000) to $0.028 | 1 | 0.36884 | 03. $0.30 to $0.45 | 1 | 0 | 0 | 0 | 0 | 0 | 0 | 0 | 0 | 0 | 0 | 0 | 0 | 0 | 0 | 0 | 0 | 0 | 0 | 0 | 0 | 0 | 0 | 0 | 0 | 0 | 0 | 0 | 0 | 0 | 0 | 0 | 0 | 0 | 0 | 0 | 0 | 0 | 0 | 0 | 0 | 0 | 0 | 0 | 0 | 0 | 0 | 0 | 0 | 0 | 0 | 0 | 0 | 0 | 0 | 0 | 0 | 0 | 0 | 0 | 0 | 0 | 0 | 0 | 0 | 0 | 0 | 0 | 0 | 0 | 0 | 0 | 0 | 0 | 1728.1566 | 3439.9993 | 5135.6438 | 6815.2047 | 8478.7962 | 9957.756 | 11120.2035 | 12030.7078 | 12740.6799 | 13291.0542 | 13714.4235 | 14036.7383 | 14278.6609 | 14456.6427 | 14583.7825 | 14670.5095 | 14602.3207 | 14533.7731 | 14465.3011 | 14397.0662 | 22.3957 | 44.5799 | 66.5542 | 88.3201 | 109.8791 | 129.0453 | 144.1098 | 155.9093 | 165.11 | 172.2425 | 177.729 | 181.906 | 185.0411 | 187.3477 | 188.9953 | 190.1192 | 189.2355 | 188.3472 | 187.4599 | 186.5756 | 893.829 | 22.3957 | 66.9756 | 133.5298 | 221.85 | 331.729 | 460.7744 | 604.8842 | 760.7935 | 893.829 | 893.829 | 893.829 | 893.829 | 893.829 | 893.829 | 893.829 | 893.829 | 893.829 | 893.829 | 893.829 | 893.829 | 0 | 0 | 0 | 0 | 0 | 0 | 0 | 0 | 0 | 0 | 0 | 0 | 0 | 0 | 0 | 0 | 0 | 0 | 0 | 0 | 0 | 0 | 0 | 0 | 0 | 0 | 0 | 0 | 0 | 0 | 0 | 0 | 0 | 0 | 0 | 0 | 0 | 0 | 0 | 0 | 0 | 0 | 0 | 0 | 0 | 0 | 0 | 0 | 0 | 88.8875 | 176.9359 | 264.1511 | 350.539 | 436.1056 | 512.1757 | 571.966 | 618.7977 | 528.0125 | 0 | 0 | 0 | 0 | 0 | 0 | 0 | 0 | 0 | 0 | 0 | 0.01557% | 0 | 0 | 0 | 0 | 0 | 0 | 0 | 0 | 0 | 0 | 0 | 0 | 0 | 0 | 0 | 0 | 0 | 0 | 0 | 0 | 0 | 0 | 0 | 0
| ComFurnaces_Cadmus | M_Input | EUIs from PSE 2014 Commercial EUIs. 'Cost of res-sized furances based on the DEER 2008 Cost Database for the measure gas furnaces. EUL of res-sized furnaces based on the Wisconsin February 2016 Technical Reference Manual for the measures "Furnace with ECM, ≥90%+ AFUE, NG" and "Furnace with ECM, ≥95%+ AFUE, NG". EUL of CWAF from Federal Technical Support Document: Commercial Warm Air Furnaces (2015) | 2020 | NR | 2022 | 2041 | PSE | Commercial | Supermarket | Gas | Per Building Sqft - Gas Pack >= 225 kBtuh - 82% TE Baseline |  |  | Supermarket Rooftop Gas Pack >= 225 kBtuh - High Efficiency - 92% TE CWAF |  | 0 | 23 | 0.064737 | 0 |  | 0 | 0 | 0 | 0 | 0 | 0 | 0 | 0.035587 |  | 0 | 0 | 0 | Heating | Gas Furnace | Furnace | Furnace GT 225 kBtuh High 92% TE CWAF | CommVENT | 0.0141% | 95.82% | 95.82% | 46001.1926 | 0.92495 | 8.018% | 4.348% | 85% | 6.8% | 0.2% | 0.6355 | 0.0070283 | 0.064253 | 0 | 0.064879 | 0 | 0 | -0.058334 | 0.0065447 |  | 0 | 0.017091 | 0 | 01. ($9,999.000) to $0.028 | 1 | 0.017091 | 01. ($9,999.00) to $0.22 | 1 | 0 | 0 | 0 | 0 | 0 | 0 | 0 | 0 | 0 | 0 | 0 | 0 | 0 | 0 | 0 | 0 | 0 | 0 | 0 | 0 | 0 | 0 | 0 | 0 | 0 | 0 | 0 | 0 | 0 | 0 | 0 | 0 | 0 | 0 | 0 | 0 | 0 | 0 | 0 | 0 | 0 | 0 | 0 | 0 | 0 | 0 | 0 | 0 | 0 | 0 | 0 | 0 | 0 | 0 | 0 | 0 | 0 | 0 | 0 | 0 | 0 | 0 | 0 | 0 | 0 | 0 | 0 | 0 | 0 | 0 | 0 | 0 | 0 | 8792.9732 | 17502.9408 | 26130.4903 | 34676.2059 | 43140.6678 | 50665.7117 | 56580.3204 | 61213.0254 | 64825.4097 | 67625.7503 | 69779.8805 | 71419.8392 | 72650.7571 | 73556.3404 | 74203.2361 | 74644.5084 | 74297.5595 | 73948.785 | 73600.3948 | 73253.2113 | 312.9161 | 622.8782 | 929.9074 | 1234.0243 | 1535.2496 | 1803.0439 | 2013.5274 | 2178.3918 | 2306.9459 | 2406.6018 | 2483.261 | 2541.6223 | 2585.427 | 2617.6541 | 2640.6752 | 2656.3788 | 2644.0319 | 2631.62 | 2619.2219 | 2606.8666 | 2257.8772 | 312.9161 | 935.7943 | 1865.7017 | 2257.8772 | 2257.8772 | 2257.8772 | 2257.8772 | 2257.8772 | 2257.8772 | 2257.8772 | 2257.8772 | 2257.8772 | 2257.8772 | 2257.8772 | 2257.8772 | 2257.8772 | 2257.8772 | 2257.8772 | 2257.8772 | 2257.8772 | 0 | 0 | 0 | 0 | 0 | 0 | 0 | 0 | 0 | 0 | 0 | 0 | 0 | 0 | 0 | 0 | 0 | 0 | 0 | 0 | 0 | 0 | 0 | 0 | 0 | 0 | 0 | 0 | 0 | 0 | 0 | 0 | 0 | 0 | 0 | 0 | 0 | 0 | 0 | 0 | 0 | 0 | 0 | 0 | 0 | 0 | 0 | 0 | 0 | 57.5473 | 114.5514 | 171.0161 | 72.1237 | 0 | 0 | 0 | 0 | 0 | 0 | 0 | 0 | 0 | 0 | 0 | 0 | 0 | 0 | 0 | 0 | 0.01557% | 0 | 0 | 0 | 0 | 0 | 0 | 0 | 0 | 0 | 0 | 0 | 0 | 0 | 0 | 0 | 0 | 0 | 0 | 0 | 0 | 0 | 0 | 0 | 0
| ComFurnaces_Cadmus | M_Input | EUIs from PSE 2014 Commercial EUIs. 'Cost of res-sized furances based on the DEER 2008 Cost Database for the measure gas furnaces. EUL of res-sized furnaces based on the Wisconsin February 2016 Technical Reference Manual for the measures "Furnace with ECM, ≥90%+ AFUE, NG" and "Furnace with ECM, ≥95%+ AFUE, NG". EUL of CWAF from Federal Technical Support Document: Commercial Warm Air Furnaces (2015) | 2020 | NR | 2022 | 2041 | PSE | Commercial | MiniMart | Gas | Per Building Sqft - Gas Pack >= 225 kBtuh - 82% TE Baseline |  |  | MiniMart Rooftop Gas Pack >= 225 kBtuh - High Efficiency - 92% TE CWAF |  | 0 | 23 | 0.064737 | 0 |  | 0 | 0 | 0 | 0 | 0 | 0 | 0 | 0.035587 |  | 0 | 0 | 0 | Heating | Gas Furnace | Furnace | Furnace GT 225 kBtuh High 92% TE CWAF | CommVENT | 0.0141% | 95.82% | 95.82% | 2270.6714 | 1.0732 | 0% | 4.348% | 85% | 6.8% | 0.2% | 0.6355 | 0.0070283 | 0.064253 | 0 | 0.064879 | 0 | 0 | -0.058334 | 0.0065447 |  | 0 | 0.017091 | 0 | 01. ($9,999.000) to $0.028 | 1 | 0.017091 | 01. ($9,999.00) to $0.22 | 1 | 0 | 0 | 0 | 0 | 0 | 0 | 0 | 0 | 0 | 0 | 0 | 0 | 0 | 0 | 0 | 0 | 0 | 0 | 0 | 0 | 0 | 0 | 0 | 0 | 0 | 0 | 0 | 0 | 0 | 0 | 0 | 0 | 0 | 0 | 0 | 0 | 0 | 0 | 0 | 0 | 0 | 0 | 0 | 0 | 0 | 0 | 0 | 0 | 0 | 0 | 0 | 0 | 0 | 0 | 0 | 0 | 0 | 0 | 0 | 0 | 0 | 0 | 0 | 0 | 0 | 0 | 0 | 0 | 0 | 0 | 0 | 0 | 0 | 0 | 0 | 0 | 0 | 0 | 0 | 0 | 0 | 0 | 0 | 0 | 0 | 0 | 0 | 0 | 0 | 0 | 0 | 0 | 0 | 0 | 0 | 0 | 0 | 0 | 0 | 0 | 0 | 0 | 0 | 0 | 0 | 0 | 0 | 0 | 0 | 0 | 0 | 0 | 0 | 0 | 0 | 0 | 0 | 0 | 0 | 0 | 0 | 0 | 0 | 0 | 0 | 0 | 0 | 0 | 0 | 0 | 0 | 0 | 0 | 0 | 0 | 0 | 0 | 0 | 0 | 0 | 0 | 0 | 0 | 0 | 0 | 0 | 0 | 0 | 0 | 0 | 0 | 0 | 0 | 0 | 0 | 0 | 0 | 0 | 0 | 0 | 0 | 0 | 0 | 0 | 0 | 0 | 0 | 0 | 0 | 0 | 0 | 0 | 0 | 0 | 0 | 0 | 0 | 0 | 0 | 0 | 0 | 0 | 0 | 0 | 0 | 0 | 0 | 0 | 0 | 0 | 0 | 0 | 0 | 0 | 0 | 0 | 0 | 0 | 0 | 0 | 0 | 0 | 0 | 0.01557% | 0 | 0 | 0 | 0 | 0 | 0 | 0 | 0 | 0 | 0 | 0 | 0 | 0 | 0 | 0 | 0 | 0 | 0 | 0 | 0 | 0 | 0 | 0 | 0
| ComFurnaces_Cadmus | M_Input | EUIs from PSE 2014 Commercial EUIs. 'Cost of res-sized furances based on the DEER 2008 Cost Database for the measure gas furnaces. EUL of res-sized furnaces based on the Wisconsin February 2016 Technical Reference Manual for the measures "Furnace with ECM, ≥90%+ AFUE, NG" and "Furnace with ECM, ≥95%+ AFUE, NG". EUL of CWAF from Federal Technical Support Document: Commercial Warm Air Furnaces (2015) | 2020 | NR | 2022 | 2041 | PSE | Commercial | Restaurant | Gas | Per Building Sqft - Gas Pack >= 225 kBtuh - 82% TE Baseline |  |  | Restaurant Rooftop Gas Pack >= 225 kBtuh - High Efficiency - 92% TE CWAF |  | 0 | 23 | 0.17468 | 0 |  | 0 | 0 | 0 | 0 | 0 | 0 | 0 | 0.0065541 |  | 0 | 0 | 0 | Heating | Gas Furnace | Furnace | Furnace GT 225 kBtuh High 92% TE CWAF | CommVENT | 0.0141% | 91.57% | 91.57% | 12127.7951 | 1.2469 | 0% | 4.348% | 85% | 6.8% | 0.2% | 0.11704 | 0.0012944 | 0.011834 | 0 | 0.17506 | 0 | 0 | 0.021807 | 0.19687 |  | 0 | 2.7914 | 0 | 01. ($9,999.000) to $0.028 | 1 | 2.7914 | 12. $1.50 to $999.00 | 0 | 0 | 0 | 0 | 0 | 0 | 0 | 0 | 0 | 0 | 0 | 0 | 0 | 0 | 0 | 0 | 0 | 0 | 0 | 0 | 0 | 0 | 0 | 0 | 0 | 0 | 0 | 0 | 0 | 0 | 0 | 0 | 0 | 0 | 0 | 0 | 0 | 0 | 0 | 0 | 0 | 0 | 0 | 0 | 0 | 0 | 0 | 0 | 0 | 0 | 0 | 0 | 0 | 0 | 0 | 0 | 0 | 0 | 0 | 0 | 0 | 0 | 0 | 0 | 0 | 0 | 0 | 0 | 0 | 0 | 0 | 0 | 0 | 0 | 0 | 0 | 0 | 0 | 0 | 0 | 0 | 0 | 0 | 0 | 0 | 0 | 0 | 0 | 0 | 0 | 0 | 0 | 0 | 0 | 0 | 0 | 0 | 0 | 0 | 0 | 0 | 0 | 0 | 0 | 0 | 0 | 0 | 0 | 0 | 0 | 0 | 0 | 0 | 0 | 0 | 0 | 0 | 0 | 0 | 0 | 0 | 0 | 0 | 0 | 0 | 0 | 0 | 0 | 0 | 0 | 0 | 0 | 0 | 0 | 0 | 0 | 0 | 0 | 0 | 0 | 0 | 0 | 0 | 0 | 0 | 0 | 0 | 0 | 0 | 0 | 0 | 0 | 0 | 0 | 0 | 0 | 0 | 0 | 0 | 0 | 0 | 0 | 0 | 0 | 0 | 0 | 0 | 0 | 0 | 0 | 0 | 0 | 0 | 0 | 0 | 0 | 0 | 0 | 0 | 0 | 0 | 0 | 0 | 0 | 0 | 0 | 0 | 0 | 0 | 0 | 0 | 0 | 0 | 0 | 0 | 0 | 0 | 0 | 0 | 0 | 0 | 0 | 0 | 0 | 0.01557% | 0 | 0 | 0 | 0 | 0 | 0 | 0 | 0 | 0 | 0 | 0 | 0 | 0 | 0 | 0 | 0 | 0 | 0 | 0 | 0 | 0 | 0 | 0 | 0
| ComFurnaces_Cadmus | M_Input | EUIs from PSE 2014 Commercial EUIs. 'Cost of res-sized furances based on the DEER 2008 Cost Database for the measure gas furnaces. EUL of res-sized furnaces based on the Wisconsin February 2016 Technical Reference Manual for the measures "Furnace with ECM, ≥90%+ AFUE, NG" and "Furnace with ECM, ≥95%+ AFUE, NG". EUL of CWAF from Federal Technical Support Document: Commercial Warm Air Furnaces (2015) | 2020 | NR | 2022 | 2041 | PSE | Commercial | Lodging | Gas | Per Building Sqft - Gas Pack >= 225 kBtuh - 82% TE Baseline |  |  | Lodging Rooftop Gas Pack >= 225 kBtuh - High Efficiency - 92% TE CWAF |  | 0 | 23 | 0.01039 | 0 |  | 0 | 0 | 0 | 0 | 0 | 0 | 0 | 0.025656 |  | 0 | 0 | 0 | Heating | Gas Furnace | Furnace | Furnace GT 225 kBtuh High 92% TE CWAF | CommVENT | 0.0141% | 30.99% | 30.99% | 28301.6712 | 0.90175 | 3.896% | 4.348% | 85% | 6.8% | 0.2% | 0.45815 | 0.0050669 | 0.046322 | 0 | 0.010413 | 0 | 0 | -0.049311 | -0.038898 |  | 0 | -0.1409 | 0 | 01. ($9,999.000) to $0.028 | 1 | -0.1409 | 01. ($9,999.00) to $0.22 | 1 | 0 | 0 | 0 | 0 | 0 | 0 | 0 | 0 | 0 | 0 | 0 | 0 | 0 | 0 | 0 | 0 | 0 | 0 | 0 | 0 | 0 | 0 | 0 | 0 | 0 | 0 | 0 | 0 | 0 | 0 | 0 | 0 | 0 | 0 | 0 | 0 | 0 | 0 | 0 | 0 | 0 | 0 | 0 | 0 | 0 | 0 | 0 | 0 | 0 | 0 | 0 | 0 | 0 | 0 | 0 | 0 | 0 | 0 | 0 | 0 | 0 | 0 | 0 | 0 | 0 | 0 | 0 | 0 | 0 | 0 | 0 | 0 | 0 | 1263.4715 | 2517.5933 | 3762.4173 | 4997.9951 | 6224.3781 | 7317.5906 | 8180.2055 | 8859.0573 | 9391.4746 | 9807.2098 | 10129.9767 | 10378.6758 | 10568.3716 | 10711.071 | 10816.3438 | 10891.8174 | 10852.3025 | 10812.4283 | 10772.5171 | 10732.6897 | 32.4152 | 64.5906 | 96.5273 | 128.2269 | 159.6906 | 187.7377 | 209.8687 | 227.2851 | 240.9446 | 251.6106 | 259.8914 | 266.2719 | 271.1387 | 274.7997 | 277.5006 | 279.4369 | 278.4231 | 277.4001 | 276.3762 | 275.3544 | 2220.3281 | 32.4152 | 97.0058 | 193.5331 | 321.76 | 481.4507 | 669.1884 | 879.057 | 1106.3421 | 1347.2867 | 1598.8973 | 1858.7887 | 2125.0606 | 2220.3281 | 2220.3281 | 2220.3281 | 2220.3281 | 2220.3281 | 2220.3281 | 2220.3281 | 2220.3281 | 0 | 0 | 0 | 0 | 0 | 0 | 0 | 0 | 0 | 0 | 0 | 0 | 0 | 0 | 0 | 0 | 0 | 0 | 0 | 0 | 0 | 0 | 0 | 0 | 0 | 0 | 0 | 0 | 0 | 0 | 0 | 0 | 0 | 0 | 0 | 0 | 0 | 0 | 0 | 0 | 0 | 0 | 0 | 0 | 0 | 0 | 0 | 0 | 0 | 0 | 0 | 0 | 0 | 0 | 0 | 0 | 0 | 0 | 0 | 0 | 0 | 0 | 0 | 0 | 0 | 0 | 0 | 0 | 0 | 0.01557% | 0 | 0 | 0 | 0 | 0 | 0 | 0 | 0 | 0 | 0 | 0 | 0 | 0 | 0 | 0 | 0 | 0 | 0 | 0 | 0 | 0 | 0 | 0 | 0
| ComFurnaces_Cadmus | M_Input | EUIs from PSE 2014 Commercial EUIs. 'Cost of res-sized furances based on the DEER 2008 Cost Database for the measure gas furnaces. EUL of res-sized furnaces based on the Wisconsin February 2016 Technical Reference Manual for the measures "Furnace with ECM, ≥90%+ AFUE, NG" and "Furnace with ECM, ≥95%+ AFUE, NG". EUL of CWAF from Federal Technical Support Document: Commercial Warm Air Furnaces (2015) | 2020 | NR | 2022 | 2041 | PSE | Commercial | Hospital | Gas | Per Building Sqft - Gas Pack >= 225 kBtuh - 82% TE Baseline |  |  | Hospital Rooftop Gas Pack >= 225 kBtuh - High Efficiency - 92% TE CWAF |  | 0 | 23 | 0.033618 | 0 |  | 0 | 0 | 0 | 0 | 0 | 0 | 0 | 0.049459 |  | 0 | 0 | 0 | Heating | Gas Furnace | Furnace | Furnace GT 225 kBtuh High 92% TE CWAF | CommVENT | 0.0141% | 56.19% | 56.19% | 173734.3051 | 2.1454 | 0% | 4.348% | 85% | 6.8% | 0.2% | 0.88322 | 0.0097678 | 0.089298 | 0 | 0.033692 | 0 | 0 | -0.092343 | -0.058651 |  | 0 | -0.1102 | 0 | 01. ($9,999.000) to $0.028 | 1 | -0.1102 | 01. ($9,999.00) to $0.22 | 1 | 0 | 0 | 0 | 0 | 0 | 0 | 0 | 0 | 0 | 0 | 0 | 0 | 0 | 0 | 0 | 0 | 0 | 0 | 0 | 0 | 0 | 0 | 0 | 0 | 0 | 0 | 0 | 0 | 0 | 0 | 0 | 0 | 0 | 0 | 0 | 0 | 0 | 0 | 0 | 0 | 0 | 0 | 0 | 0 | 0 | 0 | 0 | 0 | 0 | 0 | 0 | 0 | 0 | 0 | 0 | 0 | 0 | 0 | 0 | 0 | 0 | 0 | 0 | 0 | 0 | 0 | 0 | 0 | 0 | 0 | 0 | 0 | 0 | 0 | 0 | 0 | 0 | 0 | 0 | 0 | 0 | 0 | 0 | 0 | 0 | 0 | 0 | 0 | 0 | 0 | 0 | 0 | 0 | 0 | 0 | 0 | 0 | 0 | 0 | 0 | 0 | 0 | 0 | 0 | 0 | 0 | 0 | 0 | 0 | 0 | 0 | 0 | 0 | 0 | 0 | 0 | 0 | 0 | 0 | 0 | 0 | 0 | 0 | 0 | 0 | 0 | 0 | 0 | 0 | 0 | 0 | 0 | 0 | 0 | 0 | 0 | 0 | 0 | 0 | 0 | 0 | 0 | 0 | 0 | 0 | 0 | 0 | 0 | 0 | 0 | 0 | 0 | 0 | 0 | 0 | 0 | 0 | 0 | 0 | 0 | 0 | 0 | 0 | 0 | 0 | 0 | 0 | 0 | 0 | 0 | 0 | 0 | 0 | 0 | 0 | 0 | 0 | 0 | 0 | 0 | 0 | 0 | 0 | 0 | 0 | 0 | 0 | 0 | 0 | 0 | 0 | 0 | 0 | 0 | 0 | 0 | 0 | 0 | 0 | 0 | 0 | 0 | 0 | 0.01557% | 0 | 0 | 0 | 0 | 0 | 0 | 0 | 0 | 0 | 0 | 0 | 0 | 0 | 0 | 0 | 0 | 0 | 0 | 0 | 0 | 0 | 0 | 0 | 0
| ComFurnaces_Cadmus | M_Input | EUIs from PSE 2014 Commercial EUIs. 'Cost of res-sized furances based on the DEER 2008 Cost Database for the measure gas furnaces. EUL of res-sized furnaces based on the Wisconsin February 2016 Technical Reference Manual for the measures "Furnace with ECM, ≥90%+ AFUE, NG" and "Furnace with ECM, ≥95%+ AFUE, NG". EUL of CWAF from Federal Technical Support Document: Commercial Warm Air Furnaces (2015) | 2020 | NR | 2022 | 2041 | PSE | Commercial | Residential Care | Gas | Per Building Sqft - Gas Pack >= 225 kBtuh - 82% TE Baseline |  |  | Residential Care Rooftop Gas Pack >= 225 kBtuh - High Efficiency - 92% TE CWAF |  | 0 | 23 | 0.0040078 | 0 |  | 0 | 0 | 0 | 0 | 0 | 0 | 0 | 0.021969 |  | 0 | 0 | 0 | Heating | Gas Furnace | Furnace | Furnace GT 225 kBtuh High 92% TE CWAF | CommVENT | 0.0141% | 67.95% | 67.95% | 101257.3441 | 1.135 | 0% | 4.348% | 85% | 6.8% | 0.2% | 0.39232 | 0.0043388 | 0.039666 | 0 | 0.0040166 | 0 | 0 | -0.043203 | -0.039187 |  | 0 | -0.16576 | 0 | 01. ($9,999.000) to $0.028 | 1 | -0.16576 | 01. ($9,999.00) to $0.22 | 1 | 0 | 0 | 0 | 0 | 0 | 0 | 0 | 0 | 0 | 0 | 0 | 0 | 0 | 0 | 0 | 0 | 0 | 0 | 0 | 0 | 0 | 0 | 0 | 0 | 0 | 0 | 0 | 0 | 0 | 0 | 0 | 0 | 0 | 0 | 0 | 0 | 0 | 0 | 0 | 0 | 0 | 0 | 0 | 0 | 0 | 0 | 0 | 0 | 0 | 0 | 0 | 0 | 0 | 0 | 0 | 0 | 0 | 0 | 0 | 0 | 0 | 0 | 0 | 0 | 0 | 0 | 0 | 0 | 0 | 0 | 0 | 0 | 0 | 0 | 0 | 0 | 0 | 0 | 0 | 0 | 0 | 0 | 0 | 0 | 0 | 0 | 0 | 0 | 0 | 0 | 0 | 0 | 0 | 0 | 0 | 0 | 0 | 0 | 0 | 0 | 0 | 0 | 0 | 0 | 0 | 0 | 0 | 0 | 0 | 0 | 0 | 0 | 0 | 0 | 0 | 0 | 0 | 0 | 0 | 0 | 0 | 0 | 0 | 0 | 0 | 0 | 0 | 0 | 0 | 0 | 0 | 0 | 0 | 0 | 0 | 0 | 0 | 0 | 0 | 0 | 0 | 0 | 0 | 0 | 0 | 0 | 0 | 0 | 0 | 0 | 0 | 0 | 0 | 0 | 0 | 0 | 0 | 0 | 0 | 0 | 0 | 0 | 0 | 0 | 0 | 0 | 0 | 0 | 0 | 0 | 0 | 0 | 0 | 0 | 0 | 0 | 0 | 0 | 0 | 0 | 0 | 0 | 0 | 0 | 0 | 0 | 0 | 0 | 0 | 0 | 0 | 0 | 0 | 0 | 0 | 0 | 0 | 0 | 0 | 0 | 0 | 0 | 0 | 0.01557% | 0 | 0 | 0 | 0 | 0 | 0 | 0 | 0 | 0 | 0 | 0 | 0 | 0 | 0 | 0 | 0 | 0 | 0 | 0 | 0 | 0 | 0 | 0 | 0
| ComFurnaces_Cadmus | M_Input | EUIs from PSE 2014 Commercial EUIs. 'Cost of res-sized furances based on the DEER 2008 Cost Database for the measure gas furnaces. EUL of res-sized furnaces based on the Wisconsin February 2016 Technical Reference Manual for the measures "Furnace with ECM, ≥90%+ AFUE, NG" and "Furnace with ECM, ≥95%+ AFUE, NG". EUL of CWAF from Federal Technical Support Document: Commercial Warm Air Furnaces (2015) | 2020 | NR | 2022 | 2041 | PSE | Commercial | Assembly | Gas | Per Building Sqft - Gas Pack >= 225 kBtuh - 82% TE Baseline |  |  | Assembly Rooftop Gas Pack >= 225 kBtuh - High Efficiency - 92% TE CWAF |  | 0 | 23 | 0.0338 | 0 |  | 0 | 0 | 0 | 0 | 0 | 0 | 0 | 0.021969 |  | 0 | 0 | 0 | Heating | Gas Furnace | Furnace | Furnace GT 225 kBtuh High 92% TE CWAF | CommVENT | 0.0141% | 67.95% | 67.95% | 15455.3983 | 1.1338 | 5.594% | 4.348% | 85% | 6.8% | 0.2% | 0.39232 | 0.0043388 | 0.039666 | 0 | 0.033874 | 0 | 0 | -0.037245 | -0.003371 |  | 0 | -0.014259 | 0 | 01. ($9,999.000) to $0.028 | 1 | -0.014259 | 01. ($9,999.00) to $0.22 | 1 | 0 | 0 | 0 | 0 | 0 | 0 | 0 | 0 | 0 | 0 | 0 | 0 | 0 | 0 | 0 | 0 | 0 | 0 | 0 | 0 | 0 | 0 | 0 | 0 | 0 | 0 | 0 | 0 | 0 | 0 | 0 | 0 | 0 | 0 | 0 | 0 | 0 | 0 | 0 | 0 | 0 | 0 | 0 | 0 | 0 | 0 | 0 | 0 | 0 | 0 | 0 | 0 | 0 | 0 | 0 | 0 | 0 | 0 | 0 | 0 | 0 | 0 | 0 | 0 | 0 | 0 | 0 | 0 | 0 | 0 | 0 | 0 | 0 | 8525.7061 | 16974.9082 | 25348.1212 | 33645.8569 | 41868.6239 | 49183.3125 | 54937.7456 | 59449.8935 | 62972.9894 | 65708.7099 | 67817.6707 | 69427.7866 | 70640.9288 | 71538.2273 | 72184.2934 | 72630.583 | 72309.9433 | 71987.3719 | 71665.0196 | 71343.6874 | 187.3047 | 372.9287 | 556.8832 | 739.1795 | 919.8288 | 1080.5282 | 1206.9496 | 1306.0789 | 1383.4792 | 1443.5813 | 1489.914 | 1525.2872 | 1551.9393 | 1571.6524 | 1585.8461 | 1595.6508 | 1588.6065 | 1581.5198 | 1574.4379 | 1567.3784 | 92625.4133 | 187.3047 | 560.2334 | 1117.1165 | 1856.296 | 2776.1248 | 3856.653 | 5063.6026 | 6369.6815 | 7753.1607 | 9196.742 | 10686.656 | 12211.9432 | 13763.8825 | 15335.5348 | 16921.3809 | 18517.0317 | 20105.6382 | 21687.158 | 23261.5959 | 24828.9744 | 0 | 0 | 0 | 0 | 0 | 0 | 0 | 0 | 0 | 0 | 0 | 0 | 0 | 0 | 0 | 0 | 0 | 0 | 0 | 0 | 0 | 0 | 0 | 0 | 0 | 0 | 0 | 0 | 0 | 0 | 0 | 0 | 0 | 0 | 0 | 0 | 0 | 0 | 0 | 0 | 0 | 0 | 0 | 0 | 0 | 0 | 0 | 0 | 0 | 0 | 0 | 0 | 0 | 0 | 0 | 0 | 0 | 0 | 0 | 0 | 0 | 0 | 0 | 0 | 0 | 0 | 0 | 0 | 0 | 0.01557% | 0 | 0 | 0 | 0 | 0 | 0 | 0 | 0 | 0 | 0 | 0 | 0 | 0 | 0 | 0 | 0 | 0 | 0 | 0 | 0 | 0 | 0 | 0 | 0
| ComFurnaces_Cadmus | M_Input | EUIs from PSE 2014 Commercial EUIs. 'Cost of res-sized furances based on the DEER 2008 Cost Database for the measure gas furnaces. EUL of res-sized furnaces based on the Wisconsin February 2016 Technical Reference Manual for the measures "Furnace with ECM, ≥90%+ AFUE, NG" and "Furnace with ECM, ≥95%+ AFUE, NG". EUL of CWAF from Federal Technical Support Document: Commercial Warm Air Furnaces (2015) | 2020 | NR | 2022 | 2041 | PSE | Commercial | Other | Gas | Per Building Sqft - Gas Pack >= 225 kBtuh - 82% TE Baseline |  |  | Other Rooftop Gas Pack >= 225 kBtuh - High Efficiency - 92% TE CWAF |  | 0 | 23 | 0.033618 | 0 |  | 0 | 0 | 0 | 0 | 0 | 0 | 0 | 0.021969 |  | 0 | 0 | 0 | Heating | Gas Furnace | Furnace | Furnace GT 225 kBtuh High 92% TE CWAF | CommVENT | 0.0141% | 67.95% | 67.95% | 31545.0104 | 1.4073 | 0% | 4.348% | 85% | 6.8% | 0.2% | 0.39232 | 0.0043388 | 0.039666 | 0 | 0.033692 | 0 | 0 | -0.037281 | -0.0035896 |  | 0 | -0.015184 | 0 | 01. ($9,999.000) to $0.028 | 1 | -0.015184 | 01. ($9,999.00) to $0.22 | 1 | 0 | 0 | 0 | 0 | 0 | 0 | 0 | 0 | 0 | 0 | 0 | 0 | 0 | 0 | 0 | 0 | 0 | 0 | 0 | 0 | 0 | 0 | 0 | 0 | 0 | 0 | 0 | 0 | 0 | 0 | 0 | 0 | 0 | 0 | 0 | 0 | 0 | 0 | 0 | 0 | 0 | 0 | 0 | 0 | 0 | 0 | 0 | 0 | 0 | 0 | 0 | 0 | 0 | 0 | 0 | 0 | 0 | 0 | 0 | 0 | 0 | 0 | 0 | 0 | 0 | 0 | 0 | 0 | 0 | 0 | 0 | 0 | 0 | 0 | 0 | 0 | 0 | 0 | 0 | 0 | 0 | 0 | 0 | 0 | 0 | 0 | 0 | 0 | 0 | 0 | 0 | 0 | 0 | 0 | 0 | 0 | 0 | 0 | 0 | 0 | 0 | 0 | 0 | 0 | 0 | 0 | 0 | 0 | 0 | 0 | 0 | 0 | 0 | 0 | 0 | 0 | 0 | 0 | 0 | 0 | 0 | 0 | 0 | 0 | 0 | 0 | 0 | 0 | 0 | 0 | 0 | 0 | 0 | 0 | 0 | 0 | 0 | 0 | 0 | 0 | 0 | 0 | 0 | 0 | 0 | 0 | 0 | 0 | 0 | 0 | 0 | 0 | 0 | 0 | 0 | 0 | 0 | 0 | 0 | 0 | 0 | 0 | 0 | 0 | 0 | 0 | 0 | 0 | 0 | 0 | 0 | 0 | 0 | 0 | 0 | 0 | 0 | 0 | 0 | 0 | 0 | 0 | 0 | 0 | 0 | 0 | 0 | 0 | 0 | 0 | 0 | 0 | 0 | 0 | 0 | 0 | 0 | 0 | 0 | 0 | 0 | 0 | 0 | 0.01557% | 0 | 0 | 0 | 0 | 0 | 0 | 0 | 0 | 0 | 0 | 0 | 0 | 0 | 0 | 0 | 0 | 0 | 0 | 0 | 0 | 0 | 0 | 0 | 0
| ComGriddles_PSE | M-Input | PSE Business Case: Griddle | 2020 | NR and New | 2022 | 2045 | PSE | Commercial | All Commercial | Electric | Per Griddle - 2 Linear Ft - Electric - CKTCH | Per Griddle - 2 Linear Ft - Electric - CKTCH | 500 | CKTCH: Griddle - 2 Linear Ft - E |  | 2644 | 12 | 516 | 0 |  | 0 | 0 | 0 | 0 | 0 | 0 | 0 | 0 |  | 0 | 0 | 0 | Cooking | Cooking | Griddles | Griddle | CommVENT | 0.0141% | 47.16% | 47.16% | 0.11425 | 2.0665e-06 | 2.908% | 8.333% | 85% | 6.8% | 0.2% | 1429.4875 | 54.8798 | 148.4367 | 750.3121 | 0 | 0 | 0 | 650.1955 | -100.1165 |  | 0.021066 | 0 | 0.021066 | 01. ($9,999.000) to $0.028 | 1 | 0 | 01. ($9,999.00) to $0.22 | 1 | 0.063564 | 0.14507 | 0.23444 | 0.31032 | 0.43277 | 0.58092 | 0.7621 | 0.84316 | 1.0592 | 1.2277 | 1.2626 | 1.1846 | 1.4077 | 1.4869 | 1.4304 | 1.3069 | 1.3775 | 1.4081 | 1.4267 | 1.3396 | 1.3847 | 1.3865 | 1.4366 | 1.3519 | 168.0637 | 383.5742 | 619.8725 | 820.4973 | 1144.2505 | 1535.9479 | 2015.0055 | 2229.3025 | 2800.4189 | 3246.0827 | 3338.363 | 3131.9865 | 3721.9559 | 3931.4811 | 3782.0057 | 3455.3915 | 3642.0899 | 3723.0688 | 3772.2529 | 3541.8257 | 3661.2061 | 3665.9495 | 3798.4477 | 3574.3358 | 65703.3759 | 168.0637 | 551.6378 | 1171.5103 | 1992.0077 | 3136.2582 | 4672.2061 | 6687.2116 | 8916.5142 | 11716.9331 | 14963.0158 | 18301.3789 | 21433.3654 | 25155.3213 | 29086.8023 | 32868.808 | 36324.1995 | 39966.2895 | 43689.3582 | 47461.6111 | 51003.4369 | 54664.6429 | 58330.5924 | 62129.0401 | 65703.3759 | 0 | 0 | 0 | 0 | 0 | 0 | 0 | 0 | 0 | 0 | 0 | 0 | 0 | 0 | 0 | 0 | 0 | 0 | 0 | 0 | 0 | 0 | 0 | 0 | 0 | 0 | 0 | 0 | 0 | 0 | 0 | 0 | 0 | 0 | 0 | 0 | 0 | 0 | 0 | 0 | 0 | 0 | 0 | 0 | 0 | 0 | 0 | 0 | 0 | 0 | 0 | 0 | 0 | 0 | 0 | 0 | 0 | 0 | 0 | 0 | 0 | 0.023698 | 0.077784 | 0.16519 | 0.28088 | 0.44223 | 0.6588 | 0.94293 | 1.2573 | 1.6521 | 2.1099 | 2.5806 | 3.0222 | 3.547 | 4.1014 | 4.6347 | 5.1219 | 5.6354 | 6.1604 | 6.6923 | 7.1917 | 7.708 | 8.2249 | 8.7605 | 9.2645 | 41.3291 | 94.3261 | 152.4351 | 201.7714 | 281.3868 | 377.7105 | 495.5172 | 548.2158 | 688.6611 | 798.2559 | 820.9488 | 770.198 | 915.2795 | 966.8046 | 930.0466 | 849.7277 | 895.6394 | 915.5532 | 927.6483 | 870.9831 | 900.3403 | 901.5068 | 934.0899 | 878.9778 | 16157.353 | 0 | 0 | 0 | 0 | 0 | 0 | 0 | 0 | 0 | 0 | 0 | 0 | 0 | 0 | 0 | 0 | 0 | 0 | 0 | 0 | 0.01557% | 0.026171 | 0.085903 | 0.18243 | 0.3102 | 0.48839 | 0.72757 | 1.0414 | 1.3885 | 1.8246 | 2.3301 | 2.8499 | 3.3377 | 3.9173 | 4.5295 | 5.1184 | 5.6565 | 6.2237 | 6.8034 | 7.3909 | 7.9424 | 8.5125 | 9.0834 | 9.6749 | 10.2315
| ComGriddles_PSE | M-Input | PSE Business Case: Griddle | 2020 | NR and New | 2022 | 2041 | PSE | Commercial | All Commercial | Gas | Per Griddle - 2 Linear Ft - Gas - CKTCH | Per Griddle - 2 Linear Ft - Gas - CKTCH | 500 | CKTCH: Griddle - 2 Linear Ft - NG |  | 0 | 12 | 572 | 0 |  | 0 | 0 | 0 | 0 | 0 | 0 | 0 | 252 |  | 0 | 0 | 0 | Cooking | Cooking | Griddles | Griddle | CommVENT | 0.0141% | 47.16% | 47.16% | 0.11425 | 2.0665e-06 | 2.908% | 8.333% | 85% | 6.8% | 0.2% | 2308.3768 | 13.8889 | 232.2266 | 0 | 779.9431 | 0 | 0 | -131.7155 | 648.2276 |  | 0 | 0.23905 | 0 | 01. ($9,999.000) to $0.028 | 1 | 0.23905 | 02. $0.22 to $0.30 | 1 | 0 | 0 | 0 | 0 | 0 | 0 | 0 | 0 | 0 | 0 | 0 | 0 | 0 | 0 | 0 | 0 | 0 | 0 | 0 | 0 | 0 | 0 | 0 | 0 | 0 | 0 | 0 | 0 | 0 | 0 | 0 | 0 | 0 | 0 | 0 | 0 | 0 | 0 | 0 | 0 | 0 | 0 | 0 | 0 | 0 | 0 | 0 | 0 | 0 | 0 | 0 | 0 | 0 | 0 | 0 | 0 | 0 | 0 | 0 | 0 | 0 | 0 | 0 | 0 | 0 | 0 | 0 | 0 | 0 | 0 | 0 | 0 | 0 | 0.098151 | 0.22939 | 0.36437 | 0.49363 | 0.65648 | 0.85227 | 1.0673 | 1.31 | 1.5299 | 1.7269 | 1.8311 | 1.9376 | 1.9747 | 2.0035 | 1.9783 | 1.987 | 1.9648 | 1.9805 | 1.9649 | 1.9916 | 24.7341 | 57.807 | 91.8221 | 124.3947 | 165.4335 | 214.7722 | 268.9581 | 330.1157 | 385.54 | 435.1881 | 461.4425 | 488.2781 | 497.6318 | 504.875 | 498.5394 | 500.7216 | 495.1226 | 499.0829 | 495.1636 | 501.8727 | 7041.4956 | 24.7341 | 82.5411 | 174.3632 | 298.7579 | 464.1913 | 678.9635 | 947.9216 | 1278.0373 | 1663.5773 | 2098.7654 | 2560.2079 | 3048.486 | 3546.1178 | 4050.9928 | 4549.5322 | 5050.2538 | 5545.3763 | 6044.4593 | 6539.6228 | 7041.4956 | 0 | 0 | 0 | 0 | 0 | 0 | 0 | 0 | 0 | 0 | 0 | 0 | 0 | 0 | 0 | 0 | 0 | 0 | 0 | 0 | 0 | 0 | 0 | 0 | 0 | 0 | 0 | 0 | 0 | 0 | 0 | 0 | 0 | 0 | 0 | 0 | 0 | 0 | 0 | 0 | 0 | 0 | 0 | 0 | 0 | 0 | 0 | 0 | 0 | 63.6243 | 148.6988 | 236.1968 | 319.9844 | 425.5498 | 552.4653 | 691.8495 | 849.1669 | 991.7368 | 1119.4481 | 1186.9831 | 1256.0133 | 1280.074 | 1298.7059 | 1282.4088 | 1288.0219 | 1273.6194 | 1283.8069 | 1273.7249 | 1290.9832 | 0.01557% | 0 | 0 | 0 | 0 | 0 | 0 | 0 | 0 | 0 | 0 | 0 | 0 | 0 | 0 | 0 | 0 | 0 | 0 | 0 | 0 | 0 | 0 | 0 | 0
| ComGriddles_PSE | M-Input | PSE Business Case: Griddle | 2020 | NR and New | 2022 | 2045 | PSE | Commercial | All Commercial | Electric | Per Griddle - 3 Linear Ft - Electric - CKTCH | Per Griddle - 3 Linear Ft - Electric - CKTCH | 750 | CKTCH: Griddle - 3 Linear Ft - E |  | 3966 | 12 | 774 | 0 |  | 0 | 0 | 0 | 0 | 0 | 0 | 0 | 0 |  | 0 | 0 | 0 | Cooking | Cooking | Griddles | Griddle | CommVENT | 0.0141% | 47.16% | 47.16% | 0.11425 | 2.0665e-06 | 2.908% | 8.333% | 85% | 6.8% | 0.2% | 2144.2313 | 82.3197 | 222.6551 | 1125.4681 | 0 | 0 | 0 | 975.2933 | -150.1748 |  | 0.021066 | 0 | 0.021066 | 01. ($9,999.000) to $0.028 | 1 | 0 | 01. ($9,999.00) to $0.22 | 1 | 0.063564 | 0.14507 | 0.23444 | 0.31032 | 0.43277 | 0.58092 | 0.7621 | 0.84316 | 1.0592 | 1.2277 | 1.2626 | 1.1846 | 1.4077 | 1.4869 | 1.4304 | 1.3069 | 1.3775 | 1.4081 | 1.4267 | 1.3396 | 1.3847 | 1.3865 | 1.4366 | 1.3519 | 252.0955 | 575.3612 | 929.8087 | 1230.746 | 1716.3758 | 2303.9219 | 3022.5083 | 3343.9538 | 4200.6284 | 4869.1241 | 5007.5446 | 4697.9797 | 5582.9338 | 5897.2216 | 5673.0085 | 5183.0872 | 5463.1349 | 5584.6032 | 5658.3794 | 5312.7386 | 5491.8091 | 5498.9243 | 5697.6715 | 5361.5037 | 98555.0639 | 252.0955 | 827.4568 | 1757.2655 | 2988.0115 | 4704.3873 | 7008.3092 | 10030.8175 | 13374.7713 | 17575.3997 | 22444.5238 | 27452.0683 | 32150.0481 | 37732.9819 | 43630.2035 | 49303.212 | 54486.2993 | 59949.4342 | 65534.0374 | 71192.4167 | 76505.1553 | 81996.9644 | 87495.8887 | 93193.5602 | 98555.0639 | 0 | 0 | 0 | 0 | 0 | 0 | 0 | 0 | 0 | 0 | 0 | 0 | 0 | 0 | 0 | 0 | 0 | 0 | 0 | 0 | 0 | 0 | 0 | 0 | 0 | 0 | 0 | 0 | 0 | 0 | 0 | 0 | 0 | 0 | 0 | 0 | 0 | 0 | 0 | 0 | 0 | 0 | 0 | 0 | 0 | 0 | 0 | 0 | 0 | 0 | 0 | 0 | 0 | 0 | 0 | 0 | 0 | 0 | 0 | 0 | 0 | 0.035547 | 0.11668 | 0.24778 | 0.42132 | 0.66334 | 0.98821 | 1.4144 | 1.8859 | 2.4782 | 3.1648 | 3.8709 | 4.5333 | 5.3205 | 6.1521 | 6.952 | 7.6828 | 8.4532 | 9.2406 | 10.0385 | 10.7876 | 11.562 | 12.3373 | 13.1407 | 13.8967 | 61.9937 | 141.4891 | 228.6526 | 302.6572 | 422.0801 | 566.5657 | 743.2759 | 822.3237 | 1032.9916 | 1197.3838 | 1231.4233 | 1155.2971 | 1372.9193 | 1450.2069 | 1395.0699 | 1274.5916 | 1343.4591 | 1373.3298 | 1391.4724 | 1306.4746 | 1350.5105 | 1352.2602 | 1401.1349 | 1318.4666 | 24236.0296 | 0 | 0 | 0 | 0 | 0 | 0 | 0 | 0 | 0 | 0 | 0 | 0 | 0 | 0 | 0 | 0 | 0 | 0 | 0 | 0 | 0.01557% | 0.039257 | 0.12885 | 0.27365 | 0.4653 | 0.73258 | 1.0914 | 1.562 | 2.0828 | 2.7369 | 3.4951 | 4.2749 | 5.0065 | 5.8759 | 6.7942 | 7.6776 | 8.4848 | 9.3355 | 10.2051 | 11.0863 | 11.9136 | 12.7688 | 13.6251 | 14.5124 | 15.3473
| ComGriddles_PSE | M-Input | PSE Business Case: Griddle | 2020 | NR and New | 2022 | 2041 | PSE | Commercial | All Commercial | Gas | Per Griddle - 3 Linear Ft - Gas - CKTCH | Per Griddle - 3 Linear Ft - Gas - CKTCH | 750 | CKTCH: Griddle - 3 Linear Ft - NG |  | 0 | 12 | 858 | 0 |  | 0 | 0 | 0 | 0 | 0 | 0 | 0 | 378 |  | 0 | 0 | 0 | Cooking | Cooking | Griddles | Griddle | CommVENT | 0.0141% | 47.16% | 47.16% | 0.11425 | 2.0665e-06 | 2.908% | 8.333% | 85% | 6.8% | 0.2% | 3462.5651 | 20.8334 | 348.3399 | 0 | 1169.9147 | 0 | 0 | -197.5733 | 972.3414 |  | 0 | 0.23905 | 0 | 01. ($9,999.000) to $0.028 | 1 | 0.23905 | 02. $0.22 to $0.30 | 1 | 0 | 0 | 0 | 0 | 0 | 0 | 0 | 0 | 0 | 0 | 0 | 0 | 0 | 0 | 0 | 0 | 0 | 0 | 0 | 0 | 0 | 0 | 0 | 0 | 0 | 0 | 0 | 0 | 0 | 0 | 0 | 0 | 0 | 0 | 0 | 0 | 0 | 0 | 0 | 0 | 0 | 0 | 0 | 0 | 0 | 0 | 0 | 0 | 0 | 0 | 0 | 0 | 0 | 0 | 0 | 0 | 0 | 0 | 0 | 0 | 0 | 0 | 0 | 0 | 0 | 0 | 0 | 0 | 0 | 0 | 0 | 0 | 0 | 0.098151 | 0.22939 | 0.36437 | 0.49363 | 0.65648 | 0.85227 | 1.0673 | 1.31 | 1.5299 | 1.7269 | 1.8311 | 1.9376 | 1.9747 | 2.0035 | 1.9783 | 1.987 | 1.9648 | 1.9805 | 1.9649 | 1.9916 | 37.1011 | 86.7105 | 137.7331 | 186.592 | 248.1502 | 322.1583 | 403.4372 | 495.1735 | 578.31 | 652.7821 | 692.1637 | 732.4172 | 746.4477 | 757.3125 | 747.8091 | 751.0823 | 742.6838 | 748.6244 | 742.7453 | 752.8091 | 10562.2434 | 37.1011 | 123.8117 | 261.5448 | 448.1368 | 696.287 | 1018.4453 | 1421.8825 | 1917.056 | 2495.366 | 3148.1481 | 3840.3118 | 4572.729 | 5319.1767 | 6076.4892 | 6824.2983 | 7575.3807 | 8318.0645 | 9066.6889 | 9809.4343 | 10562.2434 | 0 | 0 | 0 | 0 | 0 | 0 | 0 | 0 | 0 | 0 | 0 | 0 | 0 | 0 | 0 | 0 | 0 | 0 | 0 | 0 | 0 | 0 | 0 | 0 | 0 | 0 | 0 | 0 | 0 | 0 | 0 | 0 | 0 | 0 | 0 | 0 | 0 | 0 | 0 | 0 | 0 | 0 | 0 | 0 | 0 | 0 | 0 | 0 | 0 | 95.4364 | 223.0483 | 354.2952 | 479.9766 | 638.3247 | 828.6979 | 1037.7743 | 1273.7504 | 1487.6051 | 1679.1722 | 1780.4747 | 1884.02 | 1920.111 | 1948.0589 | 1923.6131 | 1932.0329 | 1910.4291 | 1925.7103 | 1910.5873 | 1936.4747 | 0.01557% | 0 | 0 | 0 | 0 | 0 | 0 | 0 | 0 | 0 | 0 | 0 | 0 | 0 | 0 | 0 | 0 | 0 | 0 | 0 | 0 | 0 | 0 | 0 | 0
| ComGriddles_PSE | M-Input | PSE Business Case: Griddle | 2020 | NR and New | 2022 | 2045 | PSE | Commercial | All Commercial | Electric | Per Griddle - 4 Linear Ft - Electric - CKTCH | Per Griddle - 4 Linear Ft - Electric - CKTCH | 1000 | CKTCH: Griddle - 4 Linear Ft - E |  | 5288 | 12 | 1032 | 0 |  | 0 | 0 | 0 | 0 | 0 | 0 | 0 | 0 |  | 0 | 0 | 0 | Cooking | Cooking | Griddles | Griddle | CommVENT | 0.0141% | 47.16% | 47.16% | 0.11425 | 2.0665e-06 | 2.908% | 8.333% | 85% | 6.8% | 0.2% | 2858.975 | 109.7596 | 296.8735 | 1500.6241 | 0 | 0 | 0 | 1300.3911 | -200.2331 |  | 0.021066 | 0 | 0.021066 | 01. ($9,999.000) to $0.028 | 1 | 0 | 01. ($9,999.00) to $0.22 | 1 | 0.063564 | 0.14507 | 0.23444 | 0.31032 | 0.43277 | 0.58092 | 0.7621 | 0.84316 | 1.0592 | 1.2277 | 1.2626 | 1.1846 | 1.4077 | 1.4869 | 1.4304 | 1.3069 | 1.3775 | 1.4081 | 1.4267 | 1.3396 | 1.3847 | 1.3865 | 1.4366 | 1.3519 | 336.1273 | 767.1483 | 1239.7449 | 1640.9947 | 2288.5011 | 3071.8958 | 4030.0111 | 4458.6051 | 5600.8379 | 6492.1655 | 6676.7261 | 6263.973 | 7443.9118 | 7862.9622 | 7564.0114 | 6910.783 | 7284.1799 | 7446.1376 | 7544.5058 | 7083.6514 | 7322.4121 | 7331.899 | 7596.8953 | 7148.6716 | 131406.7518 | 336.1273 | 1103.2757 | 2343.0206 | 3984.0153 | 6272.5164 | 9344.4122 | 13374.4233 | 17833.0284 | 23433.8662 | 29926.0317 | 36602.7578 | 42866.7308 | 50310.6425 | 58173.6047 | 65737.616 | 72648.399 | 79932.5789 | 87378.7165 | 94923.2223 | 102006.8737 | 109329.2859 | 116661.1849 | 124258.0802 | 131406.7518 | 0 | 0 | 0 | 0 | 0 | 0 | 0 | 0 | 0 | 0 | 0 | 0 | 0 | 0 | 0 | 0 | 0 | 0 | 0 | 0 | 0 | 0 | 0 | 0 | 0 | 0 | 0 | 0 | 0 | 0 | 0 | 0 | 0 | 0 | 0 | 0 | 0 | 0 | 0 | 0 | 0 | 0 | 0 | 0 | 0 | 0 | 0 | 0 | 0 | 0 | 0 | 0 | 0 | 0 | 0 | 0 | 0 | 0 | 0 | 0 | 0 | 0.047396 | 0.15557 | 0.33038 | 0.56177 | 0.88446 | 1.3176 | 1.8859 | 2.5145 | 3.3043 | 4.2197 | 5.1612 | 6.0444 | 7.094 | 8.2028 | 9.2693 | 10.2438 | 11.2709 | 12.3208 | 13.3846 | 14.3835 | 15.416 | 16.4498 | 17.521 | 18.529 | 82.6583 | 188.6522 | 304.8701 | 403.5429 | 562.7735 | 755.4209 | 991.0345 | 1096.4316 | 1377.3221 | 1596.5117 | 1641.8977 | 1540.3961 | 1830.5591 | 1933.6093 | 1860.0932 | 1699.4555 | 1791.2788 | 1831.1064 | 1855.2965 | 1741.9662 | 1800.6806 | 1803.0136 | 1868.1798 | 1757.9555 | 32314.7061 | 0 | 0 | 0 | 0 | 0 | 0 | 0 | 0 | 0 | 0 | 0 | 0 | 0 | 0 | 0 | 0 | 0 | 0 | 0 | 0 | 0.01557% | 0.052343 | 0.17181 | 0.36486 | 0.6204 | 0.97677 | 1.4551 | 2.0827 | 2.777 | 3.6492 | 4.6602 | 5.6999 | 6.6753 | 7.8345 | 9.059 | 10.2368 | 11.313 | 12.4473 | 13.6069 | 14.7817 | 15.8848 | 17.0251 | 18.1668 | 19.3498 | 20.463
| ComGriddles_PSE | M-Input | PSE Business Case: Griddle | 2020 | NR and New | 2022 | 2041 | PSE | Commercial | All Commercial | Gas | Per Griddle - 4 Linear Ft - Gas - CKTCH | Per Griddle - 4 Linear Ft - Gas - CKTCH | 1000 | CKTCH: Griddle - 4 Linear Ft - NG |  | 0 | 12 | 1144 | 0 |  | 0 | 0 | 0 | 0 | 0 | 0 | 0 | 504 |  | 0 | 0 | 0 | Cooking | Cooking | Griddles | Griddle | CommVENT | 0.0141% | 47.16% | 47.16% | 0.11425 | 2.0665e-06 | 2.908% | 8.333% | 85% | 6.8% | 0.2% | 4616.7535 | 27.7779 | 464.4531 | 0 | 1559.8862 | 0 | 0 | -263.431 | 1296.4552 |  | 0 | 0.23905 | 0 | 01. ($9,999.000) to $0.028 | 1 | 0.23905 | 02. $0.22 to $0.30 | 1 | 0 | 0 | 0 | 0 | 0 | 0 | 0 | 0 | 0 | 0 | 0 | 0 | 0 | 0 | 0 | 0 | 0 | 0 | 0 | 0 | 0 | 0 | 0 | 0 | 0 | 0 | 0 | 0 | 0 | 0 | 0 | 0 | 0 | 0 | 0 | 0 | 0 | 0 | 0 | 0 | 0 | 0 | 0 | 0 | 0 | 0 | 0 | 0 | 0 | 0 | 0 | 0 | 0 | 0 | 0 | 0 | 0 | 0 | 0 | 0 | 0 | 0 | 0 | 0 | 0 | 0 | 0 | 0 | 0 | 0 | 0 | 0 | 0 | 0.098151 | 0.22939 | 0.36437 | 0.49363 | 0.65648 | 0.85227 | 1.0673 | 1.31 | 1.5299 | 1.7269 | 1.8311 | 1.9376 | 1.9747 | 2.0035 | 1.9783 | 1.987 | 1.9648 | 1.9805 | 1.9649 | 1.9916 | 49.4682 | 115.614 | 183.6441 | 248.7894 | 330.867 | 429.5444 | 537.9163 | 660.2313 | 771.08 | 870.3762 | 922.885 | 976.5563 | 995.2636 | 1009.75 | 997.0789 | 1001.4431 | 990.2451 | 998.1659 | 990.3271 | 1003.7455 | 14082.9912 | 49.4682 | 165.0822 | 348.7263 | 597.5157 | 928.3827 | 1357.927 | 1895.8433 | 2556.0746 | 3327.1546 | 4197.5308 | 5120.4157 | 6096.972 | 7092.2356 | 8101.9856 | 9099.0644 | 10100.5076 | 11090.7527 | 12088.9186 | 13079.2457 | 14082.9912 | 0 | 0 | 0 | 0 | 0 | 0 | 0 | 0 | 0 | 0 | 0 | 0 | 0 | 0 | 0 | 0 | 0 | 0 | 0 | 0 | 0 | 0 | 0 | 0 | 0 | 0 | 0 | 0 | 0 | 0 | 0 | 0 | 0 | 0 | 0 | 0 | 0 | 0 | 0 | 0 | 0 | 0 | 0 | 0 | 0 | 0 | 0 | 0 | 0 | 127.2485 | 297.3977 | 472.3936 | 639.9688 | 851.0996 | 1104.9306 | 1383.699 | 1698.3339 | 1983.4735 | 2238.8962 | 2373.9662 | 2512.0267 | 2560.148 | 2597.4118 | 2564.8175 | 2576.0439 | 2547.2389 | 2567.6137 | 2547.4498 | 2581.9663 | 0.01557% | 0 | 0 | 0 | 0 | 0 | 0 | 0 | 0 | 0 | 0 | 0 | 0 | 0 | 0 | 0 | 0 | 0 | 0 | 0 | 0 | 0 | 0 | 0 | 0
| ComGriddles_PSE | M-Input | PSE Business Case: Griddle | 2020 | NR and New | 2022 | 2045 | PSE | Commercial | All Commercial | Electric | Per Griddle - 5 Linear Ft - Electric - CKTCH | Per Griddle - 5 Linear Ft - Electric - CKTCH | 1250 | CKTCH: Griddle - 5 Linear Ft - E |  | 6610 | 12 | 1290 | 0 |  | 0 | 0 | 0 | 0 | 0 | 0 | 0 | 0 |  | 0 | 0 | 0 | Cooking | Cooking | Griddles | Griddle | CommVENT | 0.0141% | 47.16% | 47.16% | 0.11425 | 2.0665e-06 | 2.908% | 8.333% | 85% | 6.8% | 0.2% | 3573.7188 | 137.1995 | 371.0918 | 1875.7802 | 0 | 0 | 0 | 1625.4888 | -250.2914 |  | 0.021066 | 0 | 0.021066 | 01. ($9,999.000) to $0.028 | 1 | 0 | 01. ($9,999.00) to $0.22 | 1 | 0.063564 | 0.14507 | 0.23444 | 0.31032 | 0.43277 | 0.58092 | 0.7621 | 0.84316 | 1.0592 | 1.2277 | 1.2626 | 1.1846 | 1.4077 | 1.4869 | 1.4304 | 1.3069 | 1.3775 | 1.4081 | 1.4267 | 1.3396 | 1.3847 | 1.3865 | 1.4366 | 1.3519 | 420.1592 | 958.9354 | 1549.6812 | 2051.2434 | 2860.6263 | 3839.8698 | 5037.5138 | 5573.2564 | 7001.0473 | 8115.2068 | 8345.9076 | 7829.9662 | 9304.8897 | 9828.7027 | 9455.0142 | 8638.4787 | 9105.2249 | 9307.672 | 9430.6323 | 8854.5643 | 9153.0151 | 9164.8738 | 9496.1192 | 8935.8395 | 164258.4398 | 420.1592 | 1379.0946 | 2928.7758 | 4980.0191 | 7840.6455 | 11680.5153 | 16718.0291 | 22291.2855 | 29292.3328 | 37407.5396 | 45753.4472 | 53583.4134 | 62888.3032 | 72717.0059 | 82172.0201 | 90810.4988 | 99915.7236 | 109223.3956 | 118654.0279 | 127508.5922 | 136661.6073 | 145826.4811 | 155322.6003 | 164258.4398 | 0 | 0 | 0 | 0 | 0 | 0 | 0 | 0 | 0 | 0 | 0 | 0 | 0 | 0 | 0 | 0 | 0 | 0 | 0 | 0 | 0 | 0 | 0 | 0 | 0 | 0 | 0 | 0 | 0 | 0 | 0 | 0 | 0 | 0 | 0 | 0 | 0 | 0 | 0 | 0 | 0 | 0 | 0 | 0 | 0 | 0 | 0 | 0 | 0 | 0 | 0 | 0 | 0 | 0 | 0 | 0 | 0 | 0 | 0 | 0 | 0 | 0.059245 | 0.19446 | 0.41297 | 0.70221 | 1.1056 | 1.647 | 2.3573 | 3.1432 | 4.1304 | 5.2746 | 6.4515 | 7.5555 | 8.8676 | 10.2535 | 11.5867 | 12.8047 | 14.0886 | 15.401 | 16.7308 | 17.9793 | 19.27 | 20.5622 | 21.9012 | 23.1612 | 103.3229 | 235.8152 | 381.0877 | 504.4286 | 703.4669 | 944.2762 | 1238.7931 | 1370.5395 | 1721.6527 | 1995.6396 | 2052.3721 | 1925.4951 | 2288.1988 | 2417.0116 | 2325.1165 | 2124.3193 | 2239.0985 | 2288.883 | 2319.1206 | 2177.4577 | 2250.8508 | 2253.767 | 2335.2248 | 2197.4444 | 40393.3826 | 0 | 0 | 0 | 0 | 0 | 0 | 0 | 0 | 0 | 0 | 0 | 0 | 0 | 0 | 0 | 0 | 0 | 0 | 0 | 0 | 0.01557% | 0.065428 | 0.21476 | 0.45608 | 0.7755 | 1.221 | 1.8189 | 2.6034 | 3.4713 | 4.5615 | 5.8252 | 7.1249 | 8.3442 | 9.7931 | 11.3237 | 12.7961 | 14.1413 | 15.5592 | 17.0086 | 18.4771 | 19.856 | 21.2813 | 22.7085 | 24.1873 | 25.5788
| ComGriddles_PSE | M-Input | PSE Business Case: Griddle | 2020 | NR and New | 2022 | 2041 | PSE | Commercial | All Commercial | Gas | Per Griddle - 5 Linear Ft - Gas - CKTCH | Per Griddle - 5 Linear Ft - Gas - CKTCH | 1250 | CKTCH: Griddle - 5 Linear Ft - NG |  | 0 | 12 | 1430 | 0 |  | 0 | 0 | 0 | 0 | 0 | 0 | 0 | 630 |  | 0 | 0 | 0 | Cooking | Cooking | Griddles | Griddle | CommVENT | 0.0141% | 47.16% | 47.16% | 0.11425 | 2.0665e-06 | 2.908% | 8.333% | 85% | 6.8% | 0.2% | 5770.9419 | 34.7224 | 580.5664 | 0 | 1949.8578 | 0 | 0 | -329.2888 | 1620.569 |  | 0 | 0.23905 | 0 | 01. ($9,999.000) to $0.028 | 1 | 0.23905 | 02. $0.22 to $0.30 | 1 | 0 | 0 | 0 | 0 | 0 | 0 | 0 | 0 | 0 | 0 | 0 | 0 | 0 | 0 | 0 | 0 | 0 | 0 | 0 | 0 | 0 | 0 | 0 | 0 | 0 | 0 | 0 | 0 | 0 | 0 | 0 | 0 | 0 | 0 | 0 | 0 | 0 | 0 | 0 | 0 | 0 | 0 | 0 | 0 | 0 | 0 | 0 | 0 | 0 | 0 | 0 | 0 | 0 | 0 | 0 | 0 | 0 | 0 | 0 | 0 | 0 | 0 | 0 | 0 | 0 | 0 | 0 | 0 | 0 | 0 | 0 | 0 | 0 | 0.098151 | 0.22939 | 0.36437 | 0.49363 | 0.65648 | 0.85227 | 1.0673 | 1.31 | 1.5299 | 1.7269 | 1.8311 | 1.9376 | 1.9747 | 2.0035 | 1.9783 | 1.987 | 1.9648 | 1.9805 | 1.9649 | 1.9916 | 61.8352 | 144.5176 | 229.5552 | 310.9867 | 413.5837 | 536.9305 | 672.3953 | 825.2891 | 963.85 | 1087.9702 | 1153.6062 | 1220.6954 | 1244.0795 | 1262.1875 | 1246.3486 | 1251.8039 | 1237.8064 | 1247.7074 | 1237.9089 | 1254.6819 | 17603.739 | 61.8352 | 206.3528 | 435.9079 | 746.8946 | 1160.4783 | 1697.4088 | 2369.8041 | 3195.0933 | 4158.9433 | 5246.9135 | 6400.5197 | 7621.2151 | 8865.2945 | 10127.482 | 11373.8306 | 12625.6345 | 13863.4409 | 15111.1482 | 16349.0571 | 17603.739 | 0 | 0 | 0 | 0 | 0 | 0 | 0 | 0 | 0 | 0 | 0 | 0 | 0 | 0 | 0 | 0 | 0 | 0 | 0 | 0 | 0 | 0 | 0 | 0 | 0 | 0 | 0 | 0 | 0 | 0 | 0 | 0 | 0 | 0 | 0 | 0 | 0 | 0 | 0 | 0 | 0 | 0 | 0 | 0 | 0 | 0 | 0 | 0 | 0 | 159.0606 | 371.7471 | 590.492 | 799.961 | 1063.8745 | 1381.1632 | 1729.6238 | 2122.9174 | 2479.3419 | 2798.6203 | 2967.4578 | 3140.0334 | 3200.185 | 3246.7648 | 3206.0219 | 3220.0549 | 3184.0486 | 3209.5171 | 3184.3122 | 3227.4579 | 0.01557% | 0 | 0 | 0 | 0 | 0 | 0 | 0 | 0 | 0 | 0 | 0 | 0 | 0 | 0 | 0 | 0 | 0 | 0 | 0 | 0 | 0 | 0 | 0 | 0
| ComGriddles_PSE | M-Input | PSE Business Case: Griddle | 2020 | NR and New | 2022 | 2045 | PSE | Commercial | All Commercial | Electric | Per Griddle - 6 Linear Ft - Electric - CKTCH | Per Griddle - 6 Linear Ft - Electric - CKTCH | 1500 | CKTCH: Griddle - 6 Linear Ft - E |  | 7932 | 12 | 1548 | 0 |  | 0 | 0 | 0 | 0 | 0 | 0 | 0 | 0 |  | 0 | 0 | 0 | Cooking | Cooking | Griddles | Griddle | CommVENT | 0.0141% | 47.16% | 47.16% | 0.11425 | 2.0665e-06 | 2.908% | 8.333% | 85% | 6.8% | 0.2% | 4288.4625 | 164.6394 | 445.3102 | 2250.9362 | 0 | 0 | 0 | 1950.5866 | -300.3496 |  | 0.021066 | 0 | 0.021066 | 01. ($9,999.000) to $0.028 | 1 | 0 | 01. ($9,999.00) to $0.22 | 1 | 0.063564 | 0.14507 | 0.23444 | 0.31032 | 0.43277 | 0.58092 | 0.7621 | 0.84316 | 1.0592 | 1.2277 | 1.2626 | 1.1846 | 1.4077 | 1.4869 | 1.4304 | 1.3069 | 1.3775 | 1.4081 | 1.4267 | 1.3396 | 1.3847 | 1.3865 | 1.4366 | 1.3519 | 504.191 | 1150.7225 | 1859.6174 | 2461.492 | 3432.7516 | 4607.8437 | 6045.0166 | 6687.9076 | 8401.2568 | 9738.2482 | 10015.0891 | 9395.9595 | 11165.8677 | 11794.4432 | 11346.017 | 10366.1745 | 10926.2698 | 11169.2064 | 11316.7587 | 10625.4772 | 10983.6182 | 10997.8485 | 11395.343 | 10723.0074 | 197110.1277 | 504.191 | 1654.9135 | 3514.5309 | 5976.023 | 9408.7746 | 14016.6183 | 20061.6349 | 26749.5426 | 35150.7994 | 44889.0475 | 54904.1367 | 64300.0961 | 75465.9638 | 87260.407 | 98606.4241 | 108972.5985 | 119898.8684 | 131068.0747 | 142384.8334 | 153010.3106 | 163993.9288 | 174991.7773 | 186387.1203 | 197110.1277 | 0 | 0 | 0 | 0 | 0 | 0 | 0 | 0 | 0 | 0 | 0 | 0 | 0 | 0 | 0 | 0 | 0 | 0 | 0 | 0 | 0 | 0 | 0 | 0 | 0 | 0 | 0 | 0 | 0 | 0 | 0 | 0 | 0 | 0 | 0 | 0 | 0 | 0 | 0 | 0 | 0 | 0 | 0 | 0 | 0 | 0 | 0 | 0 | 0 | 0 | 0 | 0 | 0 | 0 | 0 | 0 | 0 | 0 | 0 | 0 | 0 | 0.071093 | 0.23335 | 0.49557 | 0.84265 | 1.3267 | 1.9764 | 2.8288 | 3.7718 | 4.9564 | 6.3296 | 7.7418 | 9.0666 | 10.6411 | 12.3041 | 13.904 | 15.3657 | 16.9063 | 18.4812 | 20.077 | 21.5752 | 23.1239 | 24.6747 | 26.2815 | 27.7935 | 123.9874 | 282.9783 | 457.3052 | 605.3143 | 844.1603 | 1133.1314 | 1486.5517 | 1644.6474 | 2065.9832 | 2394.7676 | 2462.8465 | 2310.5941 | 2745.8386 | 2900.4139 | 2790.1398 | 2549.1832 | 2686.9182 | 2746.6596 | 2782.9448 | 2612.9492 | 2701.021 | 2704.5204 | 2802.2697 | 2636.9333 | 48472.0591 | 0 | 0 | 0 | 0 | 0 | 0 | 0 | 0 | 0 | 0 | 0 | 0 | 0 | 0 | 0 | 0 | 0 | 0 | 0 | 0 | 0.01557% | 0.078514 | 0.25771 | 0.54729 | 0.9306 | 1.4652 | 2.1827 | 3.1241 | 4.1655 | 5.4738 | 6.9902 | 8.5498 | 10.013 | 11.7518 | 13.5884 | 15.3553 | 16.9695 | 18.671 | 20.4103 | 22.1726 | 23.8272 | 25.5376 | 27.2502 | 29.0247 | 30.6945
| ComGriddles_PSE | M-Input | PSE Business Case: Griddle | 2020 | NR and New | 2022 | 2041 | PSE | Commercial | All Commercial | Gas | Per Griddle - 6 Linear Ft - Gas - CKTCH | Per Griddle - 6 Linear Ft - Gas - CKTCH | 1500 | CKTCH: Griddle - 6 Linear Ft - NG |  | 0 | 12 | 1716 | 0 |  | 0 | 0 | 0 | 0 | 0 | 0 | 0 | 756 |  | 0 | 0 | 0 | Cooking | Cooking | Griddles | Griddle | CommVENT | 0.0141% | 47.16% | 47.16% | 0.11425 | 2.0665e-06 | 2.908% | 8.333% | 85% | 6.8% | 0.2% | 6925.1303 | 41.6668 | 696.6797 | 0 | 2339.8293 | 0 | 0 | -395.1466 | 1944.6827 |  | 0 | 0.23905 | 0 | 01. ($9,999.000) to $0.028 | 1 | 0.23905 | 02. $0.22 to $0.30 | 1 | 0 | 0 | 0 | 0 | 0 | 0 | 0 | 0 | 0 | 0 | 0 | 0 | 0 | 0 | 0 | 0 | 0 | 0 | 0 | 0 | 0 | 0 | 0 | 0 | 0 | 0 | 0 | 0 | 0 | 0 | 0 | 0 | 0 | 0 | 0 | 0 | 0 | 0 | 0 | 0 | 0 | 0 | 0 | 0 | 0 | 0 | 0 | 0 | 0 | 0 | 0 | 0 | 0 | 0 | 0 | 0 | 0 | 0 | 0 | 0 | 0 | 0 | 0 | 0 | 0 | 0 | 0 | 0 | 0 | 0 | 0 | 0 | 0 | 0.098151 | 0.22939 | 0.36437 | 0.49363 | 0.65648 | 0.85227 | 1.0673 | 1.31 | 1.5299 | 1.7269 | 1.8311 | 1.9376 | 1.9747 | 2.0035 | 1.9783 | 1.987 | 1.9648 | 1.9805 | 1.9649 | 1.9916 | 74.2022 | 173.4211 | 275.4662 | 373.1841 | 496.3004 | 644.3165 | 806.8744 | 990.347 | 1156.62 | 1305.5643 | 1384.3274 | 1464.8344 | 1492.8954 | 1514.6249 | 1495.6183 | 1502.1647 | 1485.3677 | 1497.2488 | 1485.4907 | 1505.6182 | 21124.4867 | 74.2022 | 247.6233 | 523.0895 | 896.2736 | 1392.574 | 2036.8906 | 2843.7649 | 3834.1119 | 4990.7319 | 6296.2962 | 7680.6236 | 9145.4581 | 10638.3534 | 12152.9784 | 13648.5967 | 15150.7614 | 16636.129 | 18133.3778 | 19618.8685 | 21124.4867 | 0 | 0 | 0 | 0 | 0 | 0 | 0 | 0 | 0 | 0 | 0 | 0 | 0 | 0 | 0 | 0 | 0 | 0 | 0 | 0 | 0 | 0 | 0 | 0 | 0 | 0 | 0 | 0 | 0 | 0 | 0 | 0 | 0 | 0 | 0 | 0 | 0 | 0 | 0 | 0 | 0 | 0 | 0 | 0 | 0 | 0 | 0 | 0 | 0 | 190.8728 | 446.0965 | 708.5904 | 959.9532 | 1276.6493 | 1657.3959 | 2075.5485 | 2547.5008 | 2975.2103 | 3358.3443 | 3560.9493 | 3768.04 | 3840.222 | 3896.1177 | 3847.2263 | 3864.0658 | 3820.8583 | 3851.4206 | 3821.1747 | 3872.9495 | 0.01557% | 0 | 0 | 0 | 0 | 0 | 0 | 0 | 0 | 0 | 0 | 0 | 0 | 0 | 0 | 0 | 0 | 0 | 0 | 0 | 0 | 0 | 0 | 0 | 0
| ComGroceryAntiSweatHeaterControls_v4_1 | Measure_InputOutput | RTF Workbook: ComGroceryAntiSweatHeaterControls_v4_1 | 2020 | Retro | 2022 | 2045 | PSE | Commercial | All Commercial | Electric | Per Foot of Low Temperature Reach-In Case Covered By Anti Sweat Heater Controls |  |  | Anti-Sweat Heater Controls – Low Temp-HZ1 |  | 197.279 | 12 | 105.6848 | 0 |  | 0 | 0 | 0 | 0 | 0 | 0 | 0 | -3.4771 |  | 0 | 0 | 0 | Refrigeration | Refrigeration | Grocery Retrocommissioning | Anti Sweat Heater Controls | GrocRefLoad | 0.01083% | 99.94% | 99.94% | 0 | 0 | 100% | 8.333% | 95% | 6.8% | 0.2% | 106.6595 | 3.1464 | 10.9806 | 153.6755 | 0 | -36.0518 | 0 | 581.537 | 7.0099 |  | 0.25252 | 0 | 0.25252 | 13. $0.225 to $99,999.000 | 0 | 0 | 01. ($9,999.00) to $0.22 | 1 | 0 | 0 | 0 | 0 | 0 | 0 | 0 | 0 | 0 | 0 | 0 | 0 | 0 | 0 | 0 | 0 | 0 | 0 | 0 | 0 | 0 | 0 | 0 | 0 | 0 | 0 | 0 | 0 | 0 | 0 | 0 | 0 | 0 | 0 | 0 | 0 | 0 | 0 | 0 | 0 | 0 | 0 | 0 | 0 | 0 | 0 | 0 | 0 | 0 | 0 | 0 | 0 | 0 | 0 | 0 | 0 | 0 | 0 | 0 | 0 | 0 | 0 | 0 | 0 | 0 | 0 | 0 | 0 | 0 | 0 | 0 | 0 | 0 | 0 | 0 | 0 | 0 | 0 | 0 | 0 | 0 | 0 | 0 | 0 | 0 | 0 | 0 | 0 | 0 | 0 | 0 | 0 | 0 | 0 | 0 | 0 | 0 | 0 | 0 | 0 | 0 | 0 | 0 | 0 | 0 | 0 | 0 | 0 | 0 | 0 | 0 | 0 | 0 | 0 | 0 | 0 | 0 | 0 | 0 | 0 | 0 | 0 | 0 | 0 | 0 | 0 | 0 | 0 | 0 | 0 | 0 | 0 | 0 | 0 | 0 | 0 | 0 | 0 | 0 | 0 | 0 | 0 | 0 | 0 | 0 | 0 | 0 | 0 | 0 | 0 | 0 | 0 | 0 | 0 | 0 | 0 | 0 | 0 | 0 | 0 | 0 | 0 | 0 | 0 | 0 | 0 | 0 | 0 | 0 | 0 | 0 | 0 | 0 | 0 | 0 | 0 | 0 | 0 | 0 | 0 | 0 | 0 | 0 | 0 | 0 | 0 | 0 | 0 | 0 | 0 | 0 | 0 | 0 | 0 | 0 | 0 | 0 | 0 | 0 | 0 | 0 | 0 | 0 | 0.01405% | 0 | 0 | 0 | 0 | 0 | 0 | 0 | 0 | 0 | 0 | 0 | 0 | 0 | 0 | 0 | 0 | 0 | 0 | 0 | 0 | 0 | 0 | 0 | 0
| ComGroceryAntiSweatHeaterControls_v4_1 | Measure_InputOutput | RTF Workbook: ComGroceryAntiSweatHeaterControls_v4_1 | 2020 | Retro | 2022 | 2045 | PSE | Commercial | All Commercial | Electric | Per Foot of Medium Temperature Reach-In Case Covered By Anti Sweat Heater Controls |  |  | Anti-Sweat Heater Controls – Med Temp-HZ1 |  | 168.6574 | 12 | 59.4524 | 0 |  | 0 | 0 | 0 | 0 | 0 | 0 | 0 | -4.4751 |  | 0 | 0 | 0 | Refrigeration | Refrigeration | Grocery Retrocommissioning | Anti Sweat Heater Controls | GrocRefLoad | 0.01083% | 99.94% | 99.94% | 0 | 0 | 0% | 8.333% | 95% | 6.8% | 0.2% | 91.1852 | 2.6899 | 9.3875 | 86.4493 | 0 | -46.3993 | 0 | 627.906 | -0.18698 |  | 0.31892 | 0 | 0.31892 | 13. $0.225 to $99,999.000 | 0 | 0 | 01. ($9,999.00) to $0.22 | 1 | 0 | 0 | 0 | 0 | 0 | 0 | 0 | 0 | 0 | 0 | 0 | 0 | 0 | 0 | 0 | 0 | 0 | 0 | 0 | 0 | 0 | 0 | 0 | 0 | 0 | 0 | 0 | 0 | 0 | 0 | 0 | 0 | 0 | 0 | 0 | 0 | 0 | 0 | 0 | 0 | 0 | 0 | 0 | 0 | 0 | 0 | 0 | 0 | 0 | 0 | 0 | 0 | 0 | 0 | 0 | 0 | 0 | 0 | 0 | 0 | 0 | 0 | 0 | 0 | 0 | 0 | 0 | 0 | 0 | 0 | 0 | 0 | 0 | 0 | 0 | 0 | 0 | 0 | 0 | 0 | 0 | 0 | 0 | 0 | 0 | 0 | 0 | 0 | 0 | 0 | 0 | 0 | 0 | 0 | 0 | 0 | 0 | 0 | 0 | 0 | 0 | 0 | 0 | 0 | 0 | 0 | 0 | 0 | 0 | 0 | 0 | 0 | 0 | 0 | 0 | 0 | 0 | 0 | 0 | 0 | 0 | 0 | 0 | 0 | 0 | 0 | 0 | 0 | 0 | 0 | 0 | 0 | 0 | 0 | 0 | 0 | 0 | 0 | 0 | 0 | 0 | 0 | 0 | 0 | 0 | 0 | 0 | 0 | 0 | 0 | 0 | 0 | 0 | 0 | 0 | 0 | 0 | 0 | 0 | 0 | 0 | 0 | 0 | 0 | 0 | 0 | 0 | 0 | 0 | 0 | 0 | 0 | 0 | 0 | 0 | 0 | 0 | 0 | 0 | 0 | 0 | 0 | 0 | 0 | 0 | 0 | 0 | 0 | 0 | 0 | 0 | 0 | 0 | 0 | 0 | 0 | 0 | 0 | 0 | 0 | 0 | 0 | 0 | 0.01405% | 0 | 0 | 0 | 0 | 0 | 0 | 0 | 0 | 0 | 0 | 0 | 0 | 0 | 0 | 0 | 0 | 0 | 0 | 0 | 0 | 0 | 0 | 0 | 0
| ComGroceryCompressorECM_v3_1 | Measure_InputOutput | RTF workbook ComGroceryCompressorECM_v3_1 | 2020 | Retro | 2022 | 2045 | PSE | Commercial | Supermarket | Electric | Per 20W ECM replacing 20W Shaded Pole |  |  | 20W_ECM replacing 20W_Shaded Pole |  | 186.9053 | 15 | 229.9626 | 0 |  | 0 | 0 | 0 | 0 | 0 | 0 | 0 | 0 |  | 168.2148 | 5 | 145.8363 | Refrigeration | Refrigeration | Grocery Retrocommissioning | Refrigeration ECM | GrocRefLoad | 0.01083% | 99.94% | 99.94% | 32.411 | 0.00065169 | 33% | 6.667% | 95% | 6.8% | 0.2% | 122.9031 | 2.981 | 12.5884 | 295.1808 | 0 | 0 | 0 | 325.604 | 30.4231 |  | 0.14923 | 0 | 0.14923 | 09. $0.130 to $0.150 | 1 | 0 | 01. ($9,999.00) to $0.22 | 1 | 470.248 | 468.0284 | 465.8193 | 463.6207 | 461.4324 | 459.2544 | 457.0868 | 454.9293 | 452.782 | 450.6449 | 0 | 0 | 0 | 0 | 0 | 0 | 0 | 0 | 0 | 0 | 0 | 0 | 0 | 0 | 87891.8628 | 87477.0132 | 87064.1217 | 86653.179 | 86244.176 | 85837.1035 | 85431.9524 | 85028.7136 | 84627.378 | 84227.9368 | 0 | 0 | 0 | 0 | 0 | 0 | 0 | 0 | 0 | 0 | 0 | 0 | 0 | 0 | 860483.4369 | 87891.8628 | 175368.8759 | 262432.9976 | 349086.1766 | 435330.3526 | 521167.4561 | 606599.4085 | 691628.122 | 776255.5001 | 860483.4369 | 860483.4369 | 860483.4369 | 860483.4369 | 860483.4369 | 860483.4369 | 860483.4369 | 860483.4369 | 860483.4369 | 860483.4369 | 860483.4369 | 860483.4369 | 860483.4369 | 860483.4369 | 860483.4369 | 0 | 0 | 0 | 0 | 0 | 0 | 0 | 0 | 0 | 0 | 0 | 0 | 0 | 0 | 0 | 0 | 0 | 0 | 0 | 0 | 0 | 0 | 0 | 0 | 0 | 0 | 0 | 0 | 0 | 0 | 0 | 0 | 0 | 0 | 0 | 0 | 0 | 0 | 0 | 0 | 0 | 0 | 0 | 0 | 0 | 0 | 0 | 0 | 0 | 0 | 0 | 0 | 0 | 0 | 0 | 0 | 0 | 0 | 0 | 0 | 0 | 9.5229 | 19.0009 | 28.4341 | 37.8228 | 47.1671 | 56.4674 | 65.7238 | 74.9365 | 84.1057 | 93.2316 | 93.2316 | 93.2316 | 93.2316 | 93.2316 | 93.2316 | 93.2316 | 93.2316 | 93.2316 | 93.2316 | 93.2316 | 93.2316 | 93.2316 | 93.2316 | 93.2316 | 153114.6219 | 152391.9209 | 151672.631 | 150956.7362 | 150244.2204 | 149535.0677 | 148829.2621 | 148126.788 | 147427.6296 | 146731.7712 | 0 | 0 | 0 | 0 | 0 | 0 | 0 | 0 | 0 | 0 | 0 | 0 | 0 | 0 | 1499030.6489 | 0 | 0 | 0 | 0 | 0 | 0 | 0 | 0 | 0 | 0 | 0 | 0 | 0 | 0 | 0 | 0 | 0 | 0 | 0 | 0 | 0.01405% | 12.3486 | 24.6389 | 36.8711 | 49.0457 | 61.1627 | 73.2226 | 85.2256 | 97.1719 | 109.0618 | 120.8956 | 120.8956 | 120.8956 | 120.8956 | 120.8956 | 120.8956 | 120.8956 | 120.8956 | 120.8956 | 120.8956 | 120.8956 | 120.8956 | 120.8956 | 120.8956 | 120.8956
| ComGroceryCompressorECM_v3_1 | Measure_InputOutput | RTF workbook ComGroceryCompressorECM_v3_1 | 2020 | Retro | 2022 | 2045 | PSE | Commercial | Supermarket | Electric | Per 20W ECM replacing 1/20HP Shaded Pole |  |  | 20W_ECM replacing 1/20HP_Shaded Pole |  | 502.505 | 15 | 229.9626 | 0 |  | 0 | 0 | 0 | 0 | 0 | 0 | 0 | 0 |  | 464.7707 | 5 | 160.2546 | Refrigeration | Refrigeration | Grocery Retrocommissioning | Refrigeration ECM | GrocRefLoad | 0.01083% | 99.94% | 99.94% | 32.411 | 0.00065169 | 33% | 6.667% | 95% | 6.8% | 0.2% | 330.4316 | 8.0145 | 33.8446 | 295.1808 | 0 | 0 | 0 | 299.3142 | 4.1334 |  | 0.051025 | 0 | 0.051025 | 02. $0.028 to $0.055 | 1 | 0 | 01. ($9,999.00) to $0.22 | 1 | 470.248 | 468.0284 | 465.8193 | 463.6207 | 461.4324 | 459.2544 | 457.0868 | 454.9293 | 452.782 | 450.6449 | 0 | 0 | 0 | 0 | 0 | 0 | 0 | 0 | 0 | 0 | 0 | 0 | 0 | 0 | 236301.9913 | 235186.6459 | 234076.5649 | 232971.7235 | 231872.097 | 230777.6607 | 229688.3901 | 228604.2609 | 227525.2488 | 226451.3296 | 0 | 0 | 0 | 0 | 0 | 0 | 0 | 0 | 0 | 0 | 0 | 0 | 0 | 0 | 2313455.9128 | 236301.9913 | 471488.6372 | 705565.2021 | 938536.9256 | 1170409.0226 | 1401186.6833 | 1630875.0734 | 1859479.3343 | 2087004.5832 | 2313455.9128 | 2313455.9128 | 2313455.9128 | 2313455.9128 | 2313455.9128 | 2313455.9128 | 2313455.9128 | 2313455.9128 | 2313455.9128 | 2313455.9128 | 2313455.9128 | 2313455.9128 | 2313455.9128 | 2313455.9128 | 2313455.9128 | 0 | 0 | 0 | 0 | 0 | 0 | 0 | 0 | 0 | 0 | 0 | 0 | 0 | 0 | 0 | 0 | 0 | 0 | 0 | 0 | 0 | 0 | 0 | 0 | 0 | 0 | 0 | 0 | 0 | 0 | 0 | 0 | 0 | 0 | 0 | 0 | 0 | 0 | 0 | 0 | 0 | 0 | 0 | 0 | 0 | 0 | 0 | 0 | 0 | 0 | 0 | 0 | 0 | 0 | 0 | 0 | 0 | 0 | 0 | 0 | 0 | 25.6028 | 51.0848 | 76.4465 | 101.6885 | 126.8114 | 151.8157 | 176.7019 | 201.4707 | 226.1226 | 250.6582 | 250.6582 | 250.6582 | 250.6582 | 250.6582 | 250.6582 | 250.6582 | 250.6582 | 250.6582 | 250.6582 | 250.6582 | 250.6582 | 250.6582 | 250.6582 | 250.6582 | 140751.9186 | 140087.5695 | 139426.3562 | 138768.2638 | 138113.2776 | 137461.3829 | 136812.5652 | 136166.8099 | 135524.1026 | 134884.4288 | 0 | 0 | 0 | 0 | 0 | 0 | 0 | 0 | 0 | 0 | 0 | 0 | 0 | 0 | 1377996.6752 | 0 | 0 | 0 | 0 | 0 | 0 | 0 | 0 | 0 | 0 | 0 | 0 | 0 | 0 | 0 | 0 | 0 | 0 | 0 | 0 | 0.01405% | 33.1998 | 66.2429 | 99.13 | 131.8619 | 164.4393 | 196.863 | 229.1336 | 261.2519 | 293.2185 | 325.0344 | 325.0344 | 325.0344 | 325.0344 | 325.0344 | 325.0344 | 325.0344 | 325.0344 | 325.0344 | 325.0344 | 325.0344 | 325.0344 | 325.0344 | 325.0344 | 325.0344
| ComGroceryCompressorECM_v3_1 | Measure_InputOutput | RTF workbook ComGroceryCompressorECM_v3_1 | 2020 | Retro | 2022 | 2045 | PSE | Commercial | Supermarket | Electric | Per 20W ECM replacing 1/15HP Shaded Pole |  |  | 20W_ECM replacing 1/15HP_Shaded Pole |  | 807.7612 | 15 | 229.9626 | 0 |  | 0 | 0 | 0 | 0 | 0 | 0 | 0 | 0 |  | 748.8627 | 5 | 169.0972 | Refrigeration | Refrigeration | Grocery Retrocommissioning | Refrigeration ECM | GrocRefLoad | 0.01083% | 99.94% | 99.94% | 32.411 | 0.00065169 | 33% | 6.667% | 95% | 6.8% | 0.2% | 531.1585 | 12.8831 | 54.4042 | 295.1808 | 0 | 0 | 0 | 273.8861 | -21.2947 |  | 0.029046 | 0 | 0.029046 | 02. $0.028 to $0.055 | 1 | 0 | 01. ($9,999.00) to $0.22 | 1 | 470.248 | 468.0284 | 465.8193 | 463.6207 | 461.4324 | 459.2544 | 457.0868 | 454.9293 | 452.782 | 450.6449 | 0 | 0 | 0 | 0 | 0 | 0 | 0 | 0 | 0 | 0 | 0 | 0 | 0 | 0 | 379848.0942 | 378055.2112 | 376270.7906 | 374494.7924 | 372727.177 | 370967.9047 | 369216.9362 | 367474.2323 | 365739.7539 | 364013.4623 | 0 | 0 | 0 | 0 | 0 | 0 | 0 | 0 | 0 | 0 | 0 | 0 | 0 | 0 | 3718808.3547 | 379848.0942 | 757903.3053 | 1134174.0959 | 1508668.8883 | 1881396.0653 | 2252363.9701 | 2621580.9063 | 2989055.1386 | 3354794.8925 | 3718808.3547 | 3718808.3547 | 3718808.3547 | 3718808.3547 | 3718808.3547 | 3718808.3547 | 3718808.3547 | 3718808.3547 | 3718808.3547 | 3718808.3547 | 3718808.3547 | 3718808.3547 | 3718808.3547 | 3718808.3547 | 3718808.3547 | 0 | 0 | 0 | 0 | 0 | 0 | 0 | 0 | 0 | 0 | 0 | 0 | 0 | 0 | 0 | 0 | 0 | 0 | 0 | 0 | 0 | 0 | 0 | 0 | 0 | 0 | 0 | 0 | 0 | 0 | 0 | 0 | 0 | 0 | 0 | 0 | 0 | 0 | 0 | 0 | 0 | 0 | 0 | 0 | 0 | 0 | 0 | 0 | 0 | 0 | 0 | 0 | 0 | 0 | 0 | 0 | 0 | 0 | 0 | 0 | 0 | 41.1558 | 82.1173 | 122.8854 | 163.4612 | 203.8454 | 244.039 | 284.0429 | 323.8579 | 363.4851 | 402.9252 | 402.9252 | 402.9252 | 402.9252 | 402.9252 | 402.9252 | 402.9252 | 402.9252 | 402.9252 | 402.9252 | 402.9252 | 402.9252 | 402.9252 | 402.9252 | 402.9252 | 128794.3932 | 128186.4837 | 127581.4435 | 126979.2591 | 126379.917 | 125783.4038 | 125189.7061 | 124598.8107 | 124010.7043 | 123425.3738 | 0 | 0 | 0 | 0 | 0 | 0 | 0 | 0 | 0 | 0 | 0 | 0 | 0 | 0 | 1260929.4951 | 0 | 0 | 0 | 0 | 0 | 0 | 0 | 0 | 0 | 0 | 0 | 0 | 0 | 0 | 0 | 0 | 0 | 0 | 0 | 0 | 0.01405% | 53.3676 | 106.4834 | 159.3484 | 211.9639 | 264.3311 | 316.4511 | 368.3251 | 419.9542 | 471.3397 | 522.4826 | 522.4826 | 522.4826 | 522.4826 | 522.4826 | 522.4826 | 522.4826 | 522.4826 | 522.4826 | 522.4826 | 522.4826 | 522.4826 | 522.4826 | 522.4826 | 522.4826
| ComGroceryCompressorECM_v3_1 | Measure_InputOutput | RTF workbook ComGroceryCompressorECM_v3_1 | 2020 | Retro | 2022 | 2045 | PSE | Commercial | Supermarket | Electric | Per 20W ECM replacing 20W Permanent Split Capacitor |  |  | 20W_ECM replacing 20W_Permanent Split Capacitor |  | 79.7706 | 15 | 229.9626 | 0 |  | 0 | 0 | 0 | 0 | 0 | 0 | 0 | 0 |  | 71.7935 | 5 | 141.6152 | Refrigeration | Refrigeration | Grocery Retrocommissioning | Refrigeration ECM | GrocRefLoad | 0.01083% | 99.94% | 99.94% | 32.411 | 0.00065169 | 33% | 6.667% | 95% | 6.8% | 0.2% | 52.4547 | 1.2723 | 5.3727 | 295.1808 | 0 | 0 | 0 | 334.5284 | 39.3476 |  | 0.35924 | 0 | 0.35924 | 13. $0.225 to $99,999.000 | 0 | 0 | 01. ($9,999.00) to $0.22 | 1 | 470.248 | 468.0284 | 465.8193 | 463.6207 | 461.4324 | 459.2544 | 457.0868 | 454.9293 | 452.782 | 450.6449 | 0 | 0 | 0 | 0 | 0 | 0 | 0 | 0 | 0 | 0 | 0 | 0 | 0 | 0 | 37511.9663 | 37334.9098 | 37158.689 | 36983.3 | 36808.7388 | 36635.0016 | 36462.0844 | 36289.9833 | 36118.6946 | 35948.2144 | 0 | 0 | 0 | 0 | 0 | 0 | 0 | 0 | 0 | 0 | 0 | 0 | 0 | 0 | 367251.5822 | 37511.9663 | 74846.8761 | 112005.5651 | 148988.8651 | 185797.6039 | 222432.6055 | 258894.6899 | 295184.6732 | 331303.3678 | 367251.5822 | 367251.5822 | 367251.5822 | 367251.5822 | 367251.5822 | 367251.5822 | 367251.5822 | 367251.5822 | 367251.5822 | 367251.5822 | 367251.5822 | 367251.5822 | 367251.5822 | 367251.5822 | 367251.5822 | 0 | 0 | 0 | 0 | 0 | 0 | 0 | 0 | 0 | 0 | 0 | 0 | 0 | 0 | 0 | 0 | 0 | 0 | 0 | 0 | 0 | 0 | 0 | 0 | 0 | 0 | 0 | 0 | 0 | 0 | 0 | 0 | 0 | 0 | 0 | 0 | 0 | 0 | 0 | 0 | 0 | 0 | 0 | 0 | 0 | 0 | 0 | 0 | 0 | 0 | 0 | 0 | 0 | 0 | 0 | 0 | 0 | 0 | 0 | 0 | 0 | 4.0643 | 8.1095 | 12.1356 | 16.1426 | 20.1308 | 24.1001 | 28.0507 | 31.9826 | 35.896 | 39.7909 | 39.7909 | 39.7909 | 39.7909 | 39.7909 | 39.7909 | 39.7909 | 39.7909 | 39.7909 | 39.7909 | 39.7909 | 39.7909 | 39.7909 | 39.7909 | 39.7909 | 157311.3146 | 156568.8052 | 155829.8005 | 155094.2838 | 154362.2388 | 153633.649 | 152908.4982 | 152186.7701 | 151468.4485 | 150753.5175 | 0 | 0 | 0 | 0 | 0 | 0 | 0 | 0 | 0 | 0 | 0 | 0 | 0 | 0 | 1540117.3263 | 0 | 0 | 0 | 0 | 0 | 0 | 0 | 0 | 0 | 0 | 0 | 0 | 0 | 0 | 0 | 0 | 0 | 0 | 0 | 0 | 0.01405% | 5.2703 | 10.5158 | 15.7365 | 20.9325 | 26.1041 | 31.2512 | 36.374 | 41.4727 | 46.5472 | 51.5979 | 51.5979 | 51.5979 | 51.5979 | 51.5979 | 51.5979 | 51.5979 | 51.5979 | 51.5979 | 51.5979 | 51.5979 | 51.5979 | 51.5979 | 51.5979 | 51.5979
| ComGroceryCompressorECM_v3_1 | Measure_InputOutput | RTF workbook ComGroceryCompressorECM_v3_1 | 2020 | Retro | 2022 | 2045 | PSE | Commercial | Supermarket | Electric | Per 20W ECM replacing 1/20HP Permanent Split Capacitor |  |  | 20W_ECM replacing 1/20HP_Permanent Split Capacitor |  | 255.0669 | 15 | 229.9626 | 0 |  | 0 | 0 | 0 | 0 | 0 | 0 | 0 | 0 |  | 242.0764 | 5 | 149.3301 | Refrigeration | Refrigeration | Grocery Retrocommissioning | Refrigeration ECM | GrocRefLoad | 0.01083% | 99.94% | 99.94% | 32.411 | 0.00065169 | 33% | 6.667% | 95% | 6.8% | 0.2% | 167.724 | 4.0681 | 17.1792 | 295.1808 | 0 | 0 | 0 | 319.926 | 24.7452 |  | 0.10745 | 0 | 0.10745 | 07. $0.085 to $0.115 | 1 | 0 | 01. ($9,999.00) to $0.22 | 1 | 470.248 | 468.0284 | 465.8193 | 463.6207 | 461.4324 | 459.2544 | 457.0868 | 454.9293 | 452.782 | 450.6449 | 0 | 0 | 0 | 0 | 0 | 0 | 0 | 0 | 0 | 0 | 0 | 0 | 0 | 0 | 119944.7071 | 119378.5681 | 118815.1013 | 118254.294 | 117696.1337 | 117140.608 | 116587.7043 | 116037.4103 | 115489.7138 | 114944.6023 | 0 | 0 | 0 | 0 | 0 | 0 | 0 | 0 | 0 | 0 | 0 | 0 | 0 | 0 | 1174288.8429 | 119944.7071 | 239323.2752 | 358138.3765 | 476392.6705 | 594088.8042 | 711229.4122 | 827817.1165 | 943854.5268 | 1059344.2406 | 1174288.8429 | 1174288.8429 | 1174288.8429 | 1174288.8429 | 1174288.8429 | 1174288.8429 | 1174288.8429 | 1174288.8429 | 1174288.8429 | 1174288.8429 | 1174288.8429 | 1174288.8429 | 1174288.8429 | 1174288.8429 | 1174288.8429 | 0 | 0 | 0 | 0 | 0 | 0 | 0 | 0 | 0 | 0 | 0 | 0 | 0 | 0 | 0 | 0 | 0 | 0 | 0 | 0 | 0 | 0 | 0 | 0 | 0 | 0 | 0 | 0 | 0 | 0 | 0 | 0 | 0 | 0 | 0 | 0 | 0 | 0 | 0 | 0 | 0 | 0 | 0 | 0 | 0 | 0 | 0 | 0 | 0 | 0 | 0 | 0 | 0 | 0 | 0 | 0 | 0 | 0 | 0 | 0 | 0 | 12.9958 | 25.9302 | 38.8036 | 51.6162 | 64.3683 | 77.0602 | 89.6923 | 102.2647 | 114.7778 | 127.2318 | 127.2318 | 127.2318 | 127.2318 | 127.2318 | 127.2318 | 127.2318 | 127.2318 | 127.2318 | 127.2318 | 127.2318 | 127.2318 | 127.2318 | 127.2318 | 127.2318 | 150444.5898 | 149734.4913 | 149027.7445 | 148324.3336 | 147624.2427 | 146927.4563 | 146233.9587 | 145543.7344 | 144856.768 | 144173.0441 | 0 | 0 | 0 | 0 | 0 | 0 | 0 | 0 | 0 | 0 | 0 | 0 | 0 | 0 | 1472890.3635 | 0 | 0 | 0 | 0 | 0 | 0 | 0 | 0 | 0 | 0 | 0 | 0 | 0 | 0 | 0 | 0 | 0 | 0 | 0 | 0 | 0.01405% | 16.8519 | 33.6243 | 50.3175 | 66.9319 | 83.4679 | 99.9258 | 116.3061 | 132.609 | 148.835 | 164.9844 | 164.9844 | 164.9844 | 164.9844 | 164.9844 | 164.9844 | 164.9844 | 164.9844 | 164.9844 | 164.9844 | 164.9844 | 164.9844 | 164.9844 | 164.9844 | 164.9844
| ComGroceryCompressorECM_v3_1 | Measure_InputOutput | RTF workbook ComGroceryCompressorECM_v3_1 | 2020 | Retro | 2022 | 2045 | PSE | Commercial | Supermarket | Electric | Per 20W ECM replacing 1/15HP Permanent Split Capacitor |  |  | 20W_ECM replacing 1/15HP_Permanent Split Capacitor |  | 371.3628 | 15 | 229.9626 | 0 |  | 0 | 0 | 0 | 0 | 0 | 0 | 0 | 0 |  | 356.1041 | 5 | 154.8453 | Refrigeration | Refrigeration | Grocery Retrocommissioning | Refrigeration ECM | GrocRefLoad | 0.01083% | 99.94% | 99.94% | 32.411 | 0.00065169 | 33% | 6.667% | 95% | 6.8% | 0.2% | 244.1966 | 5.9229 | 25.012 | 295.1808 | 0 | 0 | 0 | 310.2385 | 15.0576 |  | 0.071564 | 0 | 0.071564 | 05. $0.070 to $0.077 | 1 | 0 | 01. ($9,999.00) to $0.22 | 1 | 470.248 | 468.0284 | 465.8193 | 463.6207 | 461.4324 | 459.2544 | 457.0868 | 454.9293 | 452.782 | 450.6449 | 0 | 0 | 0 | 0 | 0 | 0 | 0 | 0 | 0 | 0 | 0 | 0 | 0 | 0 | 174632.6307 | 173808.3647 | 172987.9892 | 172171.4859 | 171358.8365 | 170550.0227 | 169745.0266 | 168943.8301 | 168146.4152 | 167352.7642 | 0 | 0 | 0 | 0 | 0 | 0 | 0 | 0 | 0 | 0 | 0 | 0 | 0 | 0 | 1709697.3657 | 174632.6307 | 348440.9953 | 521428.9845 | 693600.4704 | 864959.3068 | 1035509.3296 | 1205254.3562 | 1374198.1863 | 1542344.6016 | 1709697.3657 | 1709697.3657 | 1709697.3657 | 1709697.3657 | 1709697.3657 | 1709697.3657 | 1709697.3657 | 1709697.3657 | 1709697.3657 | 1709697.3657 | 1709697.3657 | 1709697.3657 | 1709697.3657 | 1709697.3657 | 1709697.3657 | 0 | 0 | 0 | 0 | 0 | 0 | 0 | 0 | 0 | 0 | 0 | 0 | 0 | 0 | 0 | 0 | 0 | 0 | 0 | 0 | 0 | 0 | 0 | 0 | 0 | 0 | 0 | 0 | 0 | 0 | 0 | 0 | 0 | 0 | 0 | 0 | 0 | 0 | 0 | 0 | 0 | 0 | 0 | 0 | 0 | 0 | 0 | 0 | 0 | 0 | 0 | 0 | 0 | 0 | 0 | 0 | 0 | 0 | 0 | 0 | 0 | 18.9211 | 37.7529 | 56.4958 | 75.1502 | 93.7166 | 112.1953 | 130.5868 | 148.8915 | 167.1098 | 185.2422 | 185.2422 | 185.2422 | 185.2422 | 185.2422 | 185.2422 | 185.2422 | 185.2422 | 185.2422 | 185.2422 | 185.2422 | 185.2422 | 185.2422 | 185.2422 | 185.2422 | 145889.0343 | 145200.4381 | 144515.092 | 143832.9808 | 143154.0891 | 142478.4018 | 141805.9038 | 141136.5799 | 140470.4152 | 139807.3949 | 0 | 0 | 0 | 0 | 0 | 0 | 0 | 0 | 0 | 0 | 0 | 0 | 0 | 0 | 1428290.33 | 0 | 0 | 0 | 0 | 0 | 0 | 0 | 0 | 0 | 0 | 0 | 0 | 0 | 0 | 0 | 0 | 0 | 0 | 0 | 0 | 0.01405% | 24.5354 | 48.955 | 73.2594 | 97.449 | 121.5245 | 145.4863 | 169.335 | 193.0712 | 216.6953 | 240.2079 | 240.2079 | 240.2079 | 240.2079 | 240.2079 | 240.2079 | 240.2079 | 240.2079 | 240.2079 | 240.2079 | 240.2079 | 240.2079 | 240.2079 | 240.2079 | 240.2079
| ComGroceryCompressorECM_v3_1 | Measure_InputOutput | RTF workbook ComGroceryCompressorECM_v3_1 | 2020 | Retro | 2022 | 2045 | PSE | Commercial | Supermarket | Electric | Per 1/20HP ECM replacing 20W Shaded Pole |  |  | 1/20HP_ECM replacing 20W_Shaded Pole |  | 61.7434 | 15 | 239.8794 | 0 |  | 0 | 0 | 0 | 0 | 0 | 0 | 0 | 0 |  | 43.0529 | 5 | 145.8363 | Refrigeration | Refrigeration | Grocery Retrocommissioning | Refrigeration ECM | GrocRefLoad | 0.01083% | 99.94% | 99.94% | 32.411 | 0.00065169 | 33% | 6.667% | 95% | 6.8% | 0.2% | 40.6006 | 0.98476 | 4.1585 | 307.9101 | 0 | 0 | 0 | 350.7427 | 42.8326 |  | 0.48663 | 0 | 0.48663 | 13. $0.225 to $99,999.000 | 0 | 0 | 01. ($9,999.00) to $0.22 | 1 | 470.248 | 468.0284 | 465.8193 | 463.6207 | 461.4324 | 459.2544 | 457.0868 | 454.9293 | 452.782 | 450.6449 | 0 | 0 | 0 | 0 | 0 | 0 | 0 | 0 | 0 | 0 | 0 | 0 | 0 | 0 | 29034.7298 | 28897.6859 | 28761.2888 | 28625.5355 | 28490.423 | 28355.9482 | 28222.1081 | 28088.8998 | 27956.3202 | 27824.3663 | 0 | 0 | 0 | 0 | 0 | 0 | 0 | 0 | 0 | 0 | 0 | 0 | 0 | 0 | 284257.3057 | 29034.7298 | 57932.4157 | 86693.7045 | 115319.2401 | 143809.6631 | 172165.6113 | 200387.7194 | 228476.6192 | 256432.9394 | 284257.3057 | 284257.3057 | 284257.3057 | 284257.3057 | 284257.3057 | 284257.3057 | 284257.3057 | 284257.3057 | 284257.3057 | 284257.3057 | 284257.3057 | 284257.3057 | 284257.3057 | 284257.3057 | 284257.3057 | 0 | 0 | 0 | 0 | 0 | 0 | 0 | 0 | 0 | 0 | 0 | 0 | 0 | 0 | 0 | 0 | 0 | 0 | 0 | 0 | 0 | 0 | 0 | 0 | 0 | 0 | 0 | 0 | 0 | 0 | 0 | 0 | 0 | 0 | 0 | 0 | 0 | 0 | 0 | 0 | 0 | 0 | 0 | 0 | 0 | 0 | 0 | 0 | 0 | 0 | 0 | 0 | 0 | 0 | 0 | 0 | 0 | 0 | 0 | 0 | 0 | 3.1459 | 6.2769 | 9.3931 | 12.4946 | 15.5815 | 18.6538 | 21.7116 | 24.755 | 27.784 | 30.7987 | 30.7987 | 30.7987 | 30.7987 | 30.7987 | 30.7987 | 30.7987 | 30.7987 | 30.7987 | 30.7987 | 30.7987 | 30.7987 | 30.7987 | 30.7987 | 30.7987 | 164936.0676 | 164157.5693 | 163382.7456 | 162611.579 | 161844.0524 | 161080.1485 | 160319.8502 | 159563.1405 | 158810.0025 | 158060.4192 | 0 | 0 | 0 | 0 | 0 | 0 | 0 | 0 | 0 | 0 | 0 | 0 | 0 | 0 | 1614765.5748 | 0 | 0 | 0 | 0 | 0 | 0 | 0 | 0 | 0 | 0 | 0 | 0 | 0 | 0 | 0 | 0 | 0 | 0 | 0 | 0 | 0.01405% | 4.0793 | 8.1393 | 12.1802 | 16.202 | 20.2049 | 24.1888 | 28.1539 | 32.1004 | 36.0281 | 39.9374 | 39.9374 | 39.9374 | 39.9374 | 39.9374 | 39.9374 | 39.9374 | 39.9374 | 39.9374 | 39.9374 | 39.9374 | 39.9374 | 39.9374 | 39.9374 | 39.9374
| ComGroceryCompressorECM_v3_1 | Measure_InputOutput | RTF workbook ComGroceryCompressorECM_v3_1 | 2020 | Retro | 2022 | 2045 | PSE | Commercial | Supermarket | Electric | Per 1/20HP ECM replacing 1/20HP Shaded Pole |  |  | 1/20HP_ECM replacing 1/20HP_Shaded Pole |  | 377.3431 | 15 | 239.8794 | 0 |  | 0 | 0 | 0 | 0 | 0 | 0 | 0 | 0 |  | 339.6088 | 5 | 160.2546 | Refrigeration | Refrigeration | Grocery Retrocommissioning | Refrigeration ECM | GrocRefLoad | 0.01083% | 99.94% | 99.94% | 32.411 | 0.00065169 | 33% | 6.667% | 95% | 6.8% | 0.2% | 248.129 | 6.0183 | 25.4147 | 307.9101 | 0 | 0 | 0 | 324.453 | 16.5428 |  | 0.073657 | 0 | 0.073657 | 05. $0.070 to $0.077 | 1 | 0 | 01. ($9,999.00) to $0.22 | 1 | 470.248 | 468.0284 | 465.8193 | 463.6207 | 461.4324 | 459.2544 | 457.0868 | 454.9293 | 452.782 | 450.6449 | 0 | 0 | 0 | 0 | 0 | 0 | 0 | 0 | 0 | 0 | 0 | 0 | 0 | 0 | 177444.8583 | 176607.3186 | 175773.7321 | 174944.08 | 174118.344 | 173296.5054 | 172478.5459 | 171664.4472 | 170854.191 | 170047.7592 | 0 | 0 | 0 | 0 | 0 | 0 | 0 | 0 | 0 | 0 | 0 | 0 | 0 | 0 | 1737229.7816 | 177444.8583 | 354052.1769 | 529825.909 | 704769.989 | 878888.333 | 1052184.8384 | 1224663.3843 | 1396327.8315 | 1567182.0225 | 1737229.7816 | 1737229.7816 | 1737229.7816 | 1737229.7816 | 1737229.7816 | 1737229.7816 | 1737229.7816 | 1737229.7816 | 1737229.7816 | 1737229.7816 | 1737229.7816 | 1737229.7816 | 1737229.7816 | 1737229.7816 | 1737229.7816 | 0 | 0 | 0 | 0 | 0 | 0 | 0 | 0 | 0 | 0 | 0 | 0 | 0 | 0 | 0 | 0 | 0 | 0 | 0 | 0 | 0 | 0 | 0 | 0 | 0 | 0 | 0 | 0 | 0 | 0 | 0 | 0 | 0 | 0 | 0 | 0 | 0 | 0 | 0 | 0 | 0 | 0 | 0 | 0 | 0 | 0 | 0 | 0 | 0 | 0 | 0 | 0 | 0 | 0 | 0 | 0 | 0 | 0 | 0 | 0 | 0 | 19.2258 | 38.3608 | 57.4055 | 76.3604 | 95.2257 | 114.0021 | 132.6897 | 151.2892 | 169.8009 | 188.2253 | 188.2253 | 188.2253 | 188.2253 | 188.2253 | 188.2253 | 188.2253 | 188.2253 | 188.2253 | 188.2253 | 188.2253 | 188.2253 | 188.2253 | 188.2253 | 188.2253 | 152573.3643 | 151853.218 | 151136.4708 | 150423.1067 | 149713.1096 | 149006.4637 | 148303.1532 | 147603.1623 | 146906.4754 | 146213.0769 | 0 | 0 | 0 | 0 | 0 | 0 | 0 | 0 | 0 | 0 | 0 | 0 | 0 | 0 | 1493731.601 | 0 | 0 | 0 | 0 | 0 | 0 | 0 | 0 | 0 | 0 | 0 | 0 | 0 | 0 | 0 | 0 | 0 | 0 | 0 | 0 | 0.01405% | 24.9305 | 49.7434 | 74.4391 | 99.0183 | 123.4815 | 147.8291 | 172.0619 | 196.1803 | 220.1849 | 244.0761 | 244.0761 | 244.0761 | 244.0761 | 244.0761 | 244.0761 | 244.0761 | 244.0761 | 244.0761 | 244.0761 | 244.0761 | 244.0761 | 244.0761 | 244.0761 | 244.0761
| ComGroceryCompressorECM_v3_1 | Measure_InputOutput | RTF workbook ComGroceryCompressorECM_v3_1 | 2020 | Retro | 2022 | 2045 | PSE | Commercial | Supermarket | Electric | Per 1/20HP ECM replacing 1/15HP Shaded Pole |  |  | 1/20HP_ECM replacing 1/15HP_Shaded Pole |  | 682.5993 | 15 | 239.8794 | 0 |  | 0 | 0 | 0 | 0 | 0 | 0 | 0 | 0 |  | 623.7008 | 5 | 169.0972 | Refrigeration | Refrigeration | Grocery Retrocommissioning | Refrigeration ECM | GrocRefLoad | 0.01083% | 99.94% | 99.94% | 32.411 | 0.00065169 | 33% | 6.667% | 95% | 6.8% | 0.2% | 448.856 | 10.8869 | 45.9743 | 307.9101 | 0 | 0 | 0 | 299.0248 | -8.8853 |  | 0.037527 | 0 | 0.037527 | 02. $0.028 to $0.055 | 1 | 0 | 01. ($9,999.00) to $0.22 | 1 | 470.248 | 468.0284 | 465.8193 | 463.6207 | 461.4324 | 459.2544 | 457.0868 | 454.9293 | 452.782 | 450.6449 | 0 | 0 | 0 | 0 | 0 | 0 | 0 | 0 | 0 | 0 | 0 | 0 | 0 | 0 | 320990.9612 | 319475.8839 | 317967.9577 | 316467.149 | 314973.424 | 313486.7494 | 312007.092 | 310534.4185 | 309068.6961 | 307609.8918 | 0 | 0 | 0 | 0 | 0 | 0 | 0 | 0 | 0 | 0 | 0 | 0 | 0 | 0 | 3142582.2236 | 320990.9612 | 640466.8451 | 958434.8028 | 1274901.9518 | 1589875.3758 | 1903362.1252 | 2215369.2172 | 2525903.6357 | 2834972.3318 | 3142582.2236 | 3142582.2236 | 3142582.2236 | 3142582.2236 | 3142582.2236 | 3142582.2236 | 3142582.2236 | 3142582.2236 | 3142582.2236 | 3142582.2236 | 3142582.2236 | 3142582.2236 | 3142582.2236 | 3142582.2236 | 3142582.2236 | 0 | 0 | 0 | 0 | 0 | 0 | 0 | 0 | 0 | 0 | 0 | 0 | 0 | 0 | 0 | 0 | 0 | 0 | 0 | 0 | 0 | 0 | 0 | 0 | 0 | 0 | 0 | 0 | 0 | 0 | 0 | 0 | 0 | 0 | 0 | 0 | 0 | 0 | 0 | 0 | 0 | 0 | 0 | 0 | 0 | 0 | 0 | 0 | 0 | 0 | 0 | 0 | 0 | 0 | 0 | 0 | 0 | 0 | 0 | 0 | 0 | 34.7787 | 69.3933 | 103.8444 | 138.133 | 172.2597 | 206.2254 | 240.0307 | 273.6764 | 307.1634 | 340.4923 | 340.4923 | 340.4923 | 340.4923 | 340.4923 | 340.4923 | 340.4923 | 340.4923 | 340.4923 | 340.4923 | 340.4923 | 340.4923 | 340.4923 | 340.4923 | 340.4923 | 140615.8389 | 139952.1322 | 139291.5581 | 138634.1019 | 137979.749 | 137328.4846 | 136680.2941 | 136035.1631 | 135393.0772 | 134754.0218 | 0 | 0 | 0 | 0 | 0 | 0 | 0 | 0 | 0 | 0 | 0 | 0 | 0 | 0 | 1376664.4209 | 0 | 0 | 0 | 0 | 0 | 0 | 0 | 0 | 0 | 0 | 0 | 0 | 0 | 0 | 0 | 0 | 0 | 0 | 0 | 0 | 0.01405% | 45.0984 | 89.9839 | 134.6575 | 179.1203 | 223.3732 | 267.4173 | 311.2534 | 354.8827 | 398.306 | 441.5244 | 441.5244 | 441.5244 | 441.5244 | 441.5244 | 441.5244 | 441.5244 | 441.5244 | 441.5244 | 441.5244 | 441.5244 | 441.5244 | 441.5244 | 441.5244 | 441.5244
| ComGroceryCompressorECM_v3_1 | Measure_InputOutput | RTF workbook ComGroceryCompressorECM_v3_1 | 2020 | Retro | 2022 | 2045 | PSE | Commercial | Supermarket | Electric | Per 1/20HP ECM replacing 20W Permanent Split Capacitor |  |  | 1/20HP_ECM replacing 20W_Permanent Split Capacitor |  | -45.3913 | 15 | 239.8794 | 0 |  | 0 | 0 | 0 | 0 | 0 | 0 | 0 | 0 |  | -53.3684 | 5 | 141.6152 | Refrigeration | Refrigeration | Grocery Retrocommissioning | Refrigeration ECM | GrocRefLoad | 0.01083% | 99.94% | 99.94% | 32.411 | 0.00065169 | 33% | 6.667% | 95% | 6.8% | 0.2% | -29.8479 | -0.72395 | -3.0572 | 307.9101 | 0 | 0 | 0 | 359.6671 | 51.757 |  | 0 | 0 | 0 | 01. ($9,999.000) to $0.028 | 1 | 0 | 01. ($9,999.00) to $0.22 | 1 | 470.248 | 468.0284 | 465.8193 | 463.6207 | 461.4324 | 459.2544 | 457.0868 | 454.9293 | 452.782 | 450.6449 | 0 | 0 | 0 | 0 | 0 | 0 | 0 | 0 | 0 | 0 | 0 | 0 | 0 | 0 | 0 | 0 | 0 | 0 | 0 | 0 | 0 | 0 | 0 | 0 | 0 | 0 | 0 | 0 | 0 | 0 | 0 | 0 | 0 | 0 | 0 | 0 | 0 | 0 | 0 | 0 | 0 | 0 | 0 | 0 | 0 | 0 | 0 | 0 | 0 | 0 | 0 | 0 | 0 | 0 | 0 | 0 | 0 | 0 | 0 | 0 | 0 | 0 | 0 | 0 | 0 | 0 | 0 | 0 | 0 | 0 | 0 | 0 | 0 | 0 | 0 | 0 | 0 | 0 | 0 | 0 | 0 | 0 | 0 | 0 | 0 | 0 | 0 | 0 | 0 | 0 | 0 | 0 | 0 | 0 | 0 | 0 | 0 | 0 | 0 | 0 | 0 | 0 | 0 | 0 | 0 | 0 | 0 | 0 | 0 | 0 | 0 | 0 | 0 | 0 | 0 | 0 | 0 | 0 | 0 | 0 | 0 | 0 | 0 | 0 | 0 | 0 | 0 | 0 | 0 | 0 | 0 | 0 | 0 | 0 | 0 | 0 | 0 | 0 | 0 | 0 | 0 | 0 | 0 | 0 | 0 | 0 | 0 | 0 | 0 | 0 | 0 | 0 | 0 | 0 | 0 | 0 | 0 | 0 | 0 | 0 | 0 | 0 | 0 | 0 | 0 | 0 | 0 | 0 | 0 | 0 | 0 | 0 | 0 | 0 | 0 | 0 | 0 | 0 | 0 | 0 | 0 | 0 | 0 | 0 | 0 | 0 | 0 | 0 | 0 | 0 | 0 | 0 | 0 | 0.01405% | 0 | 0 | 0 | 0 | 0 | 0 | 0 | 0 | 0 | 0 | 0 | 0 | 0 | 0 | 0 | 0 | 0 | 0 | 0 | 0 | 0 | 0 | 0 | 0
| ComGroceryCompressorECM_v3_1 | Measure_InputOutput | RTF workbook ComGroceryCompressorECM_v3_1 | 2020 | Retro | 2022 | 2045 | PSE | Commercial | Supermarket | Electric | Per 1/20HP ECM replacing 1/20HP Permanent Split Capacitor |  |  | 1/20HP_ECM replacing 1/20HP_Permanent Split Capacitor |  | 129.905 | 15 | 239.8794 | 0 |  | 0 | 0 | 0 | 0 | 0 | 0 | 0 | 0 |  | 116.9145 | 5 | 149.3301 | Refrigeration | Refrigeration | Grocery Retrocommissioning | Refrigeration ECM | GrocRefLoad | 0.01083% | 99.94% | 99.94% | 32.411 | 0.00065169 | 33% | 6.667% | 95% | 6.8% | 0.2% | 85.4215 | 2.0719 | 8.7493 | 307.9101 | 0 | 0 | 0 | 345.0648 | 37.1547 |  | 0.22755 | 0 | 0.22755 | 13. $0.225 to $99,999.000 | 0 | 0 | 01. ($9,999.00) to $0.22 | 1 | 470.248 | 468.0284 | 465.8193 | 463.6207 | 461.4324 | 459.2544 | 457.0868 | 454.9293 | 452.782 | 450.6449 | 0 | 0 | 0 | 0 | 0 | 0 | 0 | 0 | 0 | 0 | 0 | 0 | 0 | 0 | 61087.5742 | 60799.2408 | 60512.2684 | 60226.6505 | 59942.3807 | 59659.4527 | 59377.8601 | 59097.5966 | 58818.6559 | 58541.0319 | 0 | 0 | 0 | 0 | 0 | 0 | 0 | 0 | 0 | 0 | 0 | 0 | 0 | 0 | 598062.7117 | 61087.5742 | 121886.815 | 182399.0834 | 242625.7339 | 302568.1146 | 362227.5673 | 421605.4274 | 480703.024 | 539521.6799 | 598062.7117 | 598062.7117 | 598062.7117 | 598062.7117 | 598062.7117 | 598062.7117 | 598062.7117 | 598062.7117 | 598062.7117 | 598062.7117 | 598062.7117 | 598062.7117 | 598062.7117 | 598062.7117 | 598062.7117 | 0 | 0 | 0 | 0 | 0 | 0 | 0 | 0 | 0 | 0 | 0 | 0 | 0 | 0 | 0 | 0 | 0 | 0 | 0 | 0 | 0 | 0 | 0 | 0 | 0 | 0 | 0 | 0 | 0 | 0 | 0 | 0 | 0 | 0 | 0 | 0 | 0 | 0 | 0 | 0 | 0 | 0 | 0 | 0 | 0 | 0 | 0 | 0 | 0 | 0 | 0 | 0 | 0 | 0 | 0 | 0 | 0 | 0 | 0 | 0 | 0 | 6.6187 | 13.2062 | 19.7626 | 26.288 | 32.7826 | 39.2466 | 45.6801 | 52.0832 | 58.4561 | 64.7989 | 64.7989 | 64.7989 | 64.7989 | 64.7989 | 64.7989 | 64.7989 | 64.7989 | 64.7989 | 64.7989 | 64.7989 | 64.7989 | 64.7989 | 64.7989 | 64.7989 | 162266.0355 | 161500.1398 | 160737.8591 | 159979.1765 | 159224.0747 | 158472.5371 | 157724.5467 | 156980.0869 | 156239.1409 | 155501.6921 | 0 | 0 | 0 | 0 | 0 | 0 | 0 | 0 | 0 | 0 | 0 | 0 | 0 | 0 | 1588625.2893 | 0 | 0 | 0 | 0 | 0 | 0 | 0 | 0 | 0 | 0 | 0 | 0 | 0 | 0 | 0 | 0 | 0 | 0 | 0 | 0 | 0.01405% | 8.5826 | 17.1248 | 25.6266 | 34.0883 | 42.51 | 50.892 | 59.2344 | 67.5375 | 75.8013 | 84.0262 | 84.0262 | 84.0262 | 84.0262 | 84.0262 | 84.0262 | 84.0262 | 84.0262 | 84.0262 | 84.0262 | 84.0262 | 84.0262 | 84.0262 | 84.0262 | 84.0262
| ComGroceryCompressorECM_v3_1 | Measure_InputOutput | RTF workbook ComGroceryCompressorECM_v3_1 | 2020 | Retro | 2022 | 2045 | PSE | Commercial | Supermarket | Electric | Per 1/20HP ECM replacing 1/15HP Permanent Split Capacitor |  |  | 1/20HP_ECM replacing 1/15HP_Permanent Split Capacitor |  | 246.2009 | 15 | 239.8794 | 0 |  | 0 | 0 | 0 | 0 | 0 | 0 | 0 | 0 |  | 230.9422 | 5 | 154.8453 | Refrigeration | Refrigeration | Grocery Retrocommissioning | Refrigeration ECM | GrocRefLoad | 0.01083% | 99.94% | 99.94% | 32.411 | 0.00065169 | 33% | 6.667% | 95% | 6.8% | 0.2% | 161.894 | 3.9267 | 16.5821 | 307.9101 | 0 | 0 | 0 | 335.3772 | 27.4671 |  | 0.11669 | 0 | 0.11669 | 08. $0.115 to $0.130 | 1 | 0 | 01. ($9,999.00) to $0.22 | 1 | 470.248 | 468.0284 | 465.8193 | 463.6207 | 461.4324 | 459.2544 | 457.0868 | 454.9293 | 452.782 | 450.6449 | 0 | 0 | 0 | 0 | 0 | 0 | 0 | 0 | 0 | 0 | 0 | 0 | 0 | 0 | 115775.4977 | 115229.0374 | 114685.1563 | 114143.8424 | 113605.0835 | 113068.8675 | 112535.1824 | 112004.0163 | 111475.3574 | 110949.1937 | 0 | 0 | 0 | 0 | 0 | 0 | 0 | 0 | 0 | 0 | 0 | 0 | 0 | 0 | 1133471.2346 | 115775.4977 | 231004.5351 | 345689.6914 | 459833.5338 | 573438.6173 | 686507.4847 | 799042.6672 | 911046.6835 | 1022522.0409 | 1133471.2346 | 1133471.2346 | 1133471.2346 | 1133471.2346 | 1133471.2346 | 1133471.2346 | 1133471.2346 | 1133471.2346 | 1133471.2346 | 1133471.2346 | 1133471.2346 | 1133471.2346 | 1133471.2346 | 1133471.2346 | 1133471.2346 | 0 | 0 | 0 | 0 | 0 | 0 | 0 | 0 | 0 | 0 | 0 | 0 | 0 | 0 | 0 | 0 | 0 | 0 | 0 | 0 | 0 | 0 | 0 | 0 | 0 | 0 | 0 | 0 | 0 | 0 | 0 | 0 | 0 | 0 | 0 | 0 | 0 | 0 | 0 | 0 | 0 | 0 | 0 | 0 | 0 | 0 | 0 | 0 | 0 | 0 | 0 | 0 | 0 | 0 | 0 | 0 | 0 | 0 | 0 | 0 | 0 | 12.544 | 25.0289 | 37.4548 | 49.822 | 62.1309 | 74.3817 | 86.5746 | 98.71 | 110.7881 | 122.8093 | 122.8093 | 122.8093 | 122.8093 | 122.8093 | 122.8093 | 122.8093 | 122.8093 | 122.8093 | 122.8093 | 122.8093 | 122.8093 | 122.8093 | 122.8093 | 122.8093 | 157710.48 | 156966.0866 | 156225.2066 | 155487.8237 | 154753.9211 | 154023.4826 | 153296.4918 | 152572.9323 | 151852.7881 | 151136.0429 | 0 | 0 | 0 | 0 | 0 | 0 | 0 | 0 | 0 | 0 | 0 | 0 | 0 | 0 | 1544025.2558 | 0 | 0 | 0 | 0 | 0 | 0 | 0 | 0 | 0 | 0 | 0 | 0 | 0 | 0 | 0 | 0 | 0 | 0 | 0 | 0 | 0.01405% | 16.2661 | 32.4555 | 48.5685 | 64.6054 | 80.5666 | 96.4525 | 112.2634 | 127.9996 | 143.6616 | 159.2497 | 159.2497 | 159.2497 | 159.2497 | 159.2497 | 159.2497 | 159.2497 | 159.2497 | 159.2497 | 159.2497 | 159.2497 | 159.2497 | 159.2497 | 159.2497 | 159.2497
| ComGroceryCompressorECM_v3_1 | Measure_InputOutput | RTF workbook ComGroceryCompressorECM_v3_1 | 2020 | Retro | 2022 | 2045 | PSE | Commercial | Supermarket | Electric | Per 1/15HP ECM replacing 20W Shaded Pole |  |  | 1/15HP_ECM replacing 20W_Shaded Pole |  | -31.8706 | 15 | 315.4823 | 0 |  | 0 | 0 | 0 | 0 | 0 | 0 | 0 | 0 |  | -50.5612 | 5 | 145.8363 | Refrigeration | Refrigeration | Grocery Retrocommissioning | Refrigeration ECM | GrocRefLoad | 0.01083% | 99.94% | 99.94% | 32.411 | 0.00065169 | 33% | 6.667% | 95% | 6.8% | 0.2% | -20.9571 | -0.50831 | -2.1465 | 404.9542 | 0 | 0 | 0 | 470.7056 | 65.7513 |  | 0 | 0 | 0 | 01. ($9,999.000) to $0.028 | 1 | 0 | 01. ($9,999.00) to $0.22 | 1 | 470.248 | 468.0284 | 465.8193 | 463.6207 | 461.4324 | 459.2544 | 457.0868 | 454.9293 | 452.782 | 450.6449 | 0 | 0 | 0 | 0 | 0 | 0 | 0 | 0 | 0 | 0 | 0 | 0 | 0 | 0 | 0 | 0 | 0 | 0 | 0 | 0 | 0 | 0 | 0 | 0 | 0 | 0 | 0 | 0 | 0 | 0 | 0 | 0 | 0 | 0 | 0 | 0 | 0 | 0 | 0 | 0 | 0 | 0 | 0 | 0 | 0 | 0 | 0 | 0 | 0 | 0 | 0 | 0 | 0 | 0 | 0 | 0 | 0 | 0 | 0 | 0 | 0 | 0 | 0 | 0 | 0 | 0 | 0 | 0 | 0 | 0 | 0 | 0 | 0 | 0 | 0 | 0 | 0 | 0 | 0 | 0 | 0 | 0 | 0 | 0 | 0 | 0 | 0 | 0 | 0 | 0 | 0 | 0 | 0 | 0 | 0 | 0 | 0 | 0 | 0 | 0 | 0 | 0 | 0 | 0 | 0 | 0 | 0 | 0 | 0 | 0 | 0 | 0 | 0 | 0 | 0 | 0 | 0 | 0 | 0 | 0 | 0 | 0 | 0 | 0 | 0 | 0 | 0 | 0 | 0 | 0 | 0 | 0 | 0 | 0 | 0 | 0 | 0 | 0 | 0 | 0 | 0 | 0 | 0 | 0 | 0 | 0 | 0 | 0 | 0 | 0 | 0 | 0 | 0 | 0 | 0 | 0 | 0 | 0 | 0 | 0 | 0 | 0 | 0 | 0 | 0 | 0 | 0 | 0 | 0 | 0 | 0 | 0 | 0 | 0 | 0 | 0 | 0 | 0 | 0 | 0 | 0 | 0 | 0 | 0 | 0 | 0 | 0 | 0 | 0 | 0 | 0 | 0 | 0 | 0.01405% | 0 | 0 | 0 | 0 | 0 | 0 | 0 | 0 | 0 | 0 | 0 | 0 | 0 | 0 | 0 | 0 | 0 | 0 | 0 | 0 | 0 | 0 | 0 | 0
| ComGroceryCompressorECM_v3_1 | Measure_InputOutput | RTF workbook ComGroceryCompressorECM_v3_1 | 2020 | Retro | 2022 | 2045 | PSE | Commercial | Supermarket | Electric | Per 1/15HP ECM replacing 1/20HP Shaded Pole |  |  | 1/15HP_ECM replacing 1/20HP_Shaded Pole |  | 283.729 | 15 | 315.4823 | 0 |  | 0 | 0 | 0 | 0 | 0 | 0 | 0 | 0 |  | 245.9947 | 5 | 160.2546 | Refrigeration | Refrigeration | Grocery Retrocommissioning | Refrigeration ECM | GrocRefLoad | 0.01083% | 99.94% | 99.94% | 32.411 | 0.00065169 | 33% | 6.667% | 95% | 6.8% | 0.2% | 186.5714 | 4.5252 | 19.1097 | 404.9542 | 0 | 0 | 0 | 444.4158 | 39.4616 |  | 0.13418 | 0 | 0.13418 | 09. $0.130 to $0.150 | 1 | 0 | 01. ($9,999.00) to $0.22 | 1 | 470.248 | 468.0284 | 465.8193 | 463.6207 | 461.4324 | 459.2544 | 457.0868 | 454.9293 | 452.782 | 450.6449 | 0 | 0 | 0 | 0 | 0 | 0 | 0 | 0 | 0 | 0 | 0 | 0 | 0 | 0 | 133423.0192 | 132793.2625 | 132166.4783 | 131542.6525 | 130921.7712 | 130303.8205 | 129688.7864 | 129076.6554 | 128467.4135 | 127861.0473 | 0 | 0 | 0 | 0 | 0 | 0 | 0 | 0 | 0 | 0 | 0 | 0 | 0 | 0 | 1306244.9069 | 133423.0192 | 266216.2817 | 398382.76 | 529925.4125 | 660847.1837 | 791151.0042 | 920839.7906 | 1049916.446 | 1178383.8595 | 1306244.9069 | 1306244.9069 | 1306244.9069 | 1306244.9069 | 1306244.9069 | 1306244.9069 | 1306244.9069 | 1306244.9069 | 1306244.9069 | 1306244.9069 | 1306244.9069 | 1306244.9069 | 1306244.9069 | 1306244.9069 | 1306244.9069 | 0 | 0 | 0 | 0 | 0 | 0 | 0 | 0 | 0 | 0 | 0 | 0 | 0 | 0 | 0 | 0 | 0 | 0 | 0 | 0 | 0 | 0 | 0 | 0 | 0 | 0 | 0 | 0 | 0 | 0 | 0 | 0 | 0 | 0 | 0 | 0 | 0 | 0 | 0 | 0 | 0 | 0 | 0 | 0 | 0 | 0 | 0 | 0 | 0 | 0 | 0 | 0 | 0 | 0 | 0 | 0 | 0 | 0 | 0 | 0 | 0 | 14.4561 | 28.844 | 43.1639 | 57.4163 | 71.6014 | 85.7196 | 99.7711 | 113.7563 | 127.6755 | 141.5289 | 141.5289 | 141.5289 | 141.5289 | 141.5289 | 141.5289 | 141.5289 | 141.5289 | 141.5289 | 141.5289 | 141.5289 | 141.5289 | 141.5289 | 141.5289 | 141.5289 | 208985.6487 | 207999.2364 | 207017.48 | 206040.3575 | 205067.847 | 204099.9268 | 203136.5751 | 202177.7705 | 201223.4914 | 200273.7166 | 0 | 0 | 0 | 0 | 0 | 0 | 0 | 0 | 0 | 0 | 0 | 0 | 0 | 0 | 2046022.0502 | 0 | 0 | 0 | 0 | 0 | 0 | 0 | 0 | 0 | 0 | 0 | 0 | 0 | 0 | 0 | 0 | 0 | 0 | 0 | 0 | 0.01405% | 18.7456 | 37.4027 | 55.9717 | 74.4531 | 92.8473 | 111.1546 | 129.3755 | 147.5104 | 165.5598 | 183.5239 | 183.5239 | 183.5239 | 183.5239 | 183.5239 | 183.5239 | 183.5239 | 183.5239 | 183.5239 | 183.5239 | 183.5239 | 183.5239 | 183.5239 | 183.5239 | 183.5239
| ComGroceryCompressorECM_v3_1 | Measure_InputOutput | RTF workbook ComGroceryCompressorECM_v3_1 | 2020 | Retro | 2022 | 2045 | PSE | Commercial | Supermarket | Electric | Per 1/15HP ECM replacing 1/15HP Shaded Pole |  |  | 1/15HP_ECM replacing 1/15HP_Shaded Pole |  | 588.9852 | 15 | 315.4823 | 0 |  | 0 | 0 | 0 | 0 | 0 | 0 | 0 | 0 |  | 530.0867 | 5 | 169.0972 | Refrigeration | Refrigeration | Grocery Retrocommissioning | Refrigeration ECM | GrocRefLoad | 0.01083% | 99.94% | 99.94% | 32.411 | 0.00065169 | 33% | 6.667% | 95% | 6.8% | 0.2% | 387.2983 | 9.3938 | 39.6692 | 404.9542 | 0 | 0 | 0 | 418.9877 | 14.0334 |  | 0.060939 | 0 | 0.060939 | 03. $0.055 to $0.062 | 1 | 0 | 01. ($9,999.00) to $0.22 | 1 | 470.248 | 468.0284 | 465.8193 | 463.6207 | 461.4324 | 459.2544 | 457.0868 | 454.9293 | 452.782 | 450.6449 | 0 | 0 | 0 | 0 | 0 | 0 | 0 | 0 | 0 | 0 | 0 | 0 | 0 | 0 | 276969.122 | 275661.8278 | 274360.704 | 273065.7214 | 271776.8512 | 270494.0645 | 269217.3325 | 267946.6267 | 266681.9186 | 265423.18 | 0 | 0 | 0 | 0 | 0 | 0 | 0 | 0 | 0 | 0 | 0 | 0 | 0 | 0 | 2711597.3488 | 276969.122 | 552630.9498 | 826991.6538 | 1100057.3752 | 1371834.2265 | 1642328.291 | 1911545.6235 | 2179492.2502 | 2446174.1688 | 2711597.3488 | 2711597.3488 | 2711597.3488 | 2711597.3488 | 2711597.3488 | 2711597.3488 | 2711597.3488 | 2711597.3488 | 2711597.3488 | 2711597.3488 | 2711597.3488 | 2711597.3488 | 2711597.3488 | 2711597.3488 | 2711597.3488 | 0 | 0 | 0 | 0 | 0 | 0 | 0 | 0 | 0 | 0 | 0 | 0 | 0 | 0 | 0 | 0 | 0 | 0 | 0 | 0 | 0 | 0 | 0 | 0 | 0 | 0 | 0 | 0 | 0 | 0 | 0 | 0 | 0 | 0 | 0 | 0 | 0 | 0 | 0 | 0 | 0 | 0 | 0 | 0 | 0 | 0 | 0 | 0 | 0 | 0 | 0 | 0 | 0 | 0 | 0 | 0 | 0 | 0 | 0 | 0 | 0 | 30.009 | 59.8764 | 89.6028 | 119.1889 | 148.6354 | 177.9429 | 207.112 | 236.1435 | 265.0379 | 293.796 | 293.796 | 293.796 | 293.796 | 293.796 | 293.796 | 293.796 | 293.796 | 293.796 | 293.796 | 293.796 | 293.796 | 293.796 | 293.796 | 293.796 | 197028.1233 | 196098.1506 | 195172.5673 | 194251.3528 | 193334.4864 | 192421.9476 | 191513.716 | 190609.7713 | 189710.0932 | 188814.6615 | 0 | 0 | 0 | 0 | 0 | 0 | 0 | 0 | 0 | 0 | 0 | 0 | 0 | 0 | 1928954.87 | 0 | 0 | 0 | 0 | 0 | 0 | 0 | 0 | 0 | 0 | 0 | 0 | 0 | 0 | 0 | 0 | 0 | 0 | 0 | 0 | 0.01405% | 38.9134 | 77.6432 | 116.1901 | 154.5551 | 192.739 | 230.7427 | 268.567 | 306.2128 | 343.6809 | 380.9722 | 380.9722 | 380.9722 | 380.9722 | 380.9722 | 380.9722 | 380.9722 | 380.9722 | 380.9722 | 380.9722 | 380.9722 | 380.9722 | 380.9722 | 380.9722 | 380.9722
| ComGroceryCompressorECM_v3_1 | Measure_InputOutput | RTF workbook ComGroceryCompressorECM_v3_1 | 2020 | Retro | 2022 | 2045 | PSE | Commercial | Supermarket | Electric | Per 1/15HP ECM replacing 20W Permanent Split Capacitor |  |  | 1/15HP_ECM replacing 20W_Permanent Split Capacitor |  | -139.0054 | 15 | 315.4823 | 0 |  | 0 | 0 | 0 | 0 | 0 | 0 | 0 | 0 |  | -146.9824 | 5 | 141.6152 | Refrigeration | Refrigeration | Grocery Retrocommissioning | Refrigeration ECM | GrocRefLoad | 0.01083% | 99.94% | 99.94% | 32.411 | 0.00065169 | 33% | 6.667% | 95% | 6.8% | 0.2% | -91.4056 | -2.217 | -9.3623 | 404.9542 | 0 | 0 | 0 | 479.63 | 74.6757 |  | 0 | 0 | 0 | 01. ($9,999.000) to $0.028 | 1 | 0 | 01. ($9,999.00) to $0.22 | 1 | 470.248 | 468.0284 | 465.8193 | 463.6207 | 461.4324 | 459.2544 | 457.0868 | 454.9293 | 452.782 | 450.6449 | 0 | 0 | 0 | 0 | 0 | 0 | 0 | 0 | 0 | 0 | 0 | 0 | 0 | 0 | 0 | 0 | 0 | 0 | 0 | 0 | 0 | 0 | 0 | 0 | 0 | 0 | 0 | 0 | 0 | 0 | 0 | 0 | 0 | 0 | 0 | 0 | 0 | 0 | 0 | 0 | 0 | 0 | 0 | 0 | 0 | 0 | 0 | 0 | 0 | 0 | 0 | 0 | 0 | 0 | 0 | 0 | 0 | 0 | 0 | 0 | 0 | 0 | 0 | 0 | 0 | 0 | 0 | 0 | 0 | 0 | 0 | 0 | 0 | 0 | 0 | 0 | 0 | 0 | 0 | 0 | 0 | 0 | 0 | 0 | 0 | 0 | 0 | 0 | 0 | 0 | 0 | 0 | 0 | 0 | 0 | 0 | 0 | 0 | 0 | 0 | 0 | 0 | 0 | 0 | 0 | 0 | 0 | 0 | 0 | 0 | 0 | 0 | 0 | 0 | 0 | 0 | 0 | 0 | 0 | 0 | 0 | 0 | 0 | 0 | 0 | 0 | 0 | 0 | 0 | 0 | 0 | 0 | 0 | 0 | 0 | 0 | 0 | 0 | 0 | 0 | 0 | 0 | 0 | 0 | 0 | 0 | 0 | 0 | 0 | 0 | 0 | 0 | 0 | 0 | 0 | 0 | 0 | 0 | 0 | 0 | 0 | 0 | 0 | 0 | 0 | 0 | 0 | 0 | 0 | 0 | 0 | 0 | 0 | 0 | 0 | 0 | 0 | 0 | 0 | 0 | 0 | 0 | 0 | 0 | 0 | 0 | 0 | 0 | 0 | 0 | 0 | 0 | 0 | 0.01405% | 0 | 0 | 0 | 0 | 0 | 0 | 0 | 0 | 0 | 0 | 0 | 0 | 0 | 0 | 0 | 0 | 0 | 0 | 0 | 0 | 0 | 0 | 0 | 0
| ComGroceryCompressorECM_v3_1 | Measure_InputOutput | RTF workbook ComGroceryCompressorECM_v3_1 | 2020 | Retro | 2022 | 2045 | PSE | Commercial | Supermarket | Electric | Per 1/15HP ECM replacing 1/20HP Permanent Split Capacitor |  |  | 1/15HP_ECM replacing 1/20HP_Permanent Split Capacitor |  | 36.2909 | 15 | 315.4823 | 0 |  | 0 | 0 | 0 | 0 | 0 | 0 | 0 | 0 |  | 23.3004 | 5 | 149.3301 | Refrigeration | Refrigeration | Grocery Retrocommissioning | Refrigeration ECM | GrocRefLoad | 0.01083% | 99.94% | 99.94% | 32.411 | 0.00065169 | 33% | 6.667% | 95% | 6.8% | 0.2% | 23.8638 | 0.57881 | 2.4443 | 404.9542 | 0 | 0 | 0 | 465.0276 | 60.0734 |  | 1.0977 | 0 | 1.0977 | 13. $0.225 to $99,999.000 | 0 | 0 | 01. ($9,999.00) to $0.22 | 1 | 470.248 | 468.0284 | 465.8193 | 463.6207 | 461.4324 | 459.2544 | 457.0868 | 454.9293 | 452.782 | 450.6449 | 0 | 0 | 0 | 0 | 0 | 0 | 0 | 0 | 0 | 0 | 0 | 0 | 0 | 0 | 17065.735 | 16985.1847 | 16905.0147 | 16825.223 | 16745.8079 | 16666.7677 | 16588.1006 | 16509.8048 | 16431.8785 | 16354.32 | 0 | 0 | 0 | 0 | 0 | 0 | 0 | 0 | 0 | 0 | 0 | 0 | 0 | 0 | 167077.8369 | 17065.735 | 34050.9197 | 50955.9344 | 67781.1574 | 84526.9654 | 101193.7331 | 117781.8337 | 134291.6384 | 150723.5169 | 167077.8369 | 167077.8369 | 167077.8369 | 167077.8369 | 167077.8369 | 167077.8369 | 167077.8369 | 167077.8369 | 167077.8369 | 167077.8369 | 167077.8369 | 167077.8369 | 167077.8369 | 167077.8369 | 167077.8369 | 0 | 0 | 0 | 0 | 0 | 0 | 0 | 0 | 0 | 0 | 0 | 0 | 0 | 0 | 0 | 0 | 0 | 0 | 0 | 0 | 0 | 0 | 0 | 0 | 0 | 0 | 0 | 0 | 0 | 0 | 0 | 0 | 0 | 0 | 0 | 0 | 0 | 0 | 0 | 0 | 0 | 0 | 0 | 0 | 0 | 0 | 0 | 0 | 0 | 0 | 0 | 0 | 0 | 0 | 0 | 0 | 0 | 0 | 0 | 0 | 0 | 1.849 | 3.6893 | 5.521 | 7.3439 | 9.1583 | 10.9641 | 12.7614 | 14.5502 | 16.3306 | 18.1025 | 18.1025 | 18.1025 | 18.1025 | 18.1025 | 18.1025 | 18.1025 | 18.1025 | 18.1025 | 18.1025 | 18.1025 | 18.1025 | 18.1025 | 18.1025 | 18.1025 | 218678.3199 | 217646.1582 | 216618.8684 | 215596.4273 | 214578.8122 | 213566.0002 | 212557.9686 | 211554.695 | 210556.1569 | 209562.3318 | 0 | 0 | 0 | 0 | 0 | 0 | 0 | 0 | 0 | 0 | 0 | 0 | 0 | 0 | 2140915.7384 | 0 | 0 | 0 | 0 | 0 | 0 | 0 | 0 | 0 | 0 | 0 | 0 | 0 | 0 | 0 | 0 | 0 | 0 | 0 | 0 | 0.01405% | 2.3977 | 4.7841 | 7.1592 | 9.5231 | 11.8758 | 14.2174 | 16.548 | 18.8676 | 21.1762 | 23.474 | 23.474 | 23.474 | 23.474 | 23.474 | 23.474 | 23.474 | 23.474 | 23.474 | 23.474 | 23.474 | 23.474 | 23.474 | 23.474 | 23.474
| ComGroceryCompressorECM_v3_1 | Measure_InputOutput | RTF workbook ComGroceryCompressorECM_v3_1 | 2020 | Retro | 2022 | 2045 | PSE | Commercial | Supermarket | Electric | Per 1/15HP ECM replacing 1/15HP Permanent Split Capacitor |  |  | 1/15HP_ECM replacing 1/15HP_Permanent Split Capacitor |  | 152.5868 | 15 | 315.4823 | 0 |  | 0 | 0 | 0 | 0 | 0 | 0 | 0 | 0 |  | 137.3282 | 5 | 154.8453 | Refrigeration | Refrigeration | Grocery Retrocommissioning | Refrigeration ECM | GrocRefLoad | 0.01083% | 99.94% | 99.94% | 32.411 | 0.00065169 | 33% | 6.667% | 95% | 6.8% | 0.2% | 100.3363 | 2.4336 | 10.277 | 404.9542 | 0 | 0 | 0 | 455.3401 | 50.3858 |  | 0.25563 | 0 | 0.25563 | 13. $0.225 to $99,999.000 | 0 | 0 | 01. ($9,999.00) to $0.22 | 1 | 470.248 | 468.0284 | 465.8193 | 463.6207 | 461.4324 | 459.2544 | 457.0868 | 454.9293 | 452.782 | 450.6449 | 0 | 0 | 0 | 0 | 0 | 0 | 0 | 0 | 0 | 0 | 0 | 0 | 0 | 0 | 71753.6586 | 71414.9813 | 71077.9026 | 70742.4149 | 70408.5107 | 70076.1825 | 69745.4229 | 69416.2245 | 69088.58 | 68762.4819 | 0 | 0 | 0 | 0 | 0 | 0 | 0 | 0 | 0 | 0 | 0 | 0 | 0 | 0 | 702486.3598 | 71753.6586 | 143168.6399 | 214246.5424 | 284988.9573 | 355397.468 | 425473.6505 | 495219.0734 | 564635.298 | 633723.8779 | 702486.3598 | 702486.3598 | 702486.3598 | 702486.3598 | 702486.3598 | 702486.3598 | 702486.3598 | 702486.3598 | 702486.3598 | 702486.3598 | 702486.3598 | 702486.3598 | 702486.3598 | 702486.3598 | 702486.3598 | 0 | 0 | 0 | 0 | 0 | 0 | 0 | 0 | 0 | 0 | 0 | 0 | 0 | 0 | 0 | 0 | 0 | 0 | 0 | 0 | 0 | 0 | 0 | 0 | 0 | 0 | 0 | 0 | 0 | 0 | 0 | 0 | 0 | 0 | 0 | 0 | 0 | 0 | 0 | 0 | 0 | 0 | 0 | 0 | 0 | 0 | 0 | 0 | 0 | 0 | 0 | 0 | 0 | 0 | 0 | 0 | 0 | 0 | 0 | 0 | 0 | 7.7744 | 15.512 | 23.2132 | 30.878 | 38.5066 | 46.0992 | 53.656 | 61.1771 | 68.6627 | 76.1129 | 76.1129 | 76.1129 | 76.1129 | 76.1129 | 76.1129 | 76.1129 | 76.1129 | 76.1129 | 76.1129 | 76.1129 | 76.1129 | 76.1129 | 76.1129 | 76.1129 | 214122.7644 | 213112.105 | 212106.2158 | 211105.0745 | 210108.6586 | 209116.9457 | 208129.9137 | 207147.5405 | 206169.8041 | 205196.6826 | 0 | 0 | 0 | 0 | 0 | 0 | 0 | 0 | 0 | 0 | 0 | 0 | 0 | 0 | 2096315.7049 | 0 | 0 | 0 | 0 | 0 | 0 | 0 | 0 | 0 | 0 | 0 | 0 | 0 | 0 | 0 | 0 | 0 | 0 | 0 | 0 | 0.01405% | 10.0812 | 20.1148 | 30.1011 | 40.0402 | 49.9324 | 59.7779 | 69.577 | 79.3297 | 89.0365 | 98.6974 | 98.6974 | 98.6974 | 98.6974 | 98.6974 | 98.6974 | 98.6974 | 98.6974 | 98.6974 | 98.6974 | 98.6974 | 98.6974 | 98.6974 | 98.6974 | 98.6974
| ComGroceryCompressorECM_v3_1 | Measure_InputOutput | RTF workbook ComGroceryCompressorECM_v3_1 | 2020 | Retro | 2022 | 2045 | PSE | Commercial | Supermarket | Electric | Per Fan Removal replacing 20W Shaded Pole |  |  | Fan Removal replacing 20W_Shaded Pole |  | 364.8551 | 15 | 66.8954 | 0 |  | 0 | 0 | 0 | 0 | 0 | 0 | 0 | 0 |  | 346.1646 | 5 | 145.8363 | Refrigeration | Refrigeration | Grocery Retrocommissioning | Refrigeration ECM | GrocRefLoad | 0.01083% | 99.94% | 99.94% | 32.411 | 0.00065169 | 33% | 6.667% | 95% | 6.8% | 0.2% | 239.9173 | 5.8191 | 24.5736 | 85.8672 | 0 | 0 | 0 | 68.8535 | -17.0137 |  | 0.016166 | 0 | 0.016166 | 01. ($9,999.000) to $0.028 | 1 | 0 | 01. ($9,999.00) to $0.22 | 1 | 470.248 | 468.0284 | 465.8193 | 463.6207 | 461.4324 | 459.2544 | 457.0868 | 454.9293 | 452.782 | 450.6449 | 0 | 0 | 0 | 0 | 0 | 0 | 0 | 0 | 0 | 0 | 0 | 0 | 0 | 0 | 171572.4029 | 170762.5812 | 169956.5818 | 169154.3867 | 168355.978 | 167561.3378 | 166770.4483 | 165983.2918 | 165199.8506 | 164420.1073 | 0 | 0 | 0 | 0 | 0 | 0 | 0 | 0 | 0 | 0 | 0 | 0 | 0 | 0 | 1679736.9664 | 171572.4029 | 342334.9841 | 512291.5659 | 681445.9526 | 849801.9306 | 1017363.2684 | 1184133.7167 | 1350117.0084 | 1515316.8591 | 1679736.9664 | 1679736.9664 | 1679736.9664 | 1679736.9664 | 1679736.9664 | 1679736.9664 | 1679736.9664 | 1679736.9664 | 1679736.9664 | 1679736.9664 | 1679736.9664 | 1679736.9664 | 1679736.9664 | 1679736.9664 | 1679736.9664 | 0 | 0 | 0 | 0 | 0 | 0 | 0 | 0 | 0 | 0 | 0 | 0 | 0 | 0 | 0 | 0 | 0 | 0 | 0 | 0 | 0 | 0 | 0 | 0 | 0 | 0 | 0 | 0 | 0 | 0 | 0 | 0 | 0 | 0 | 0 | 0 | 0 | 0 | 0 | 0 | 0 | 0 | 0 | 0 | 0 | 0 | 0 | 0 | 0 | 0 | 0 | 0 | 0 | 0 | 0 | 0 | 0 | 0 | 0 | 0 | 0 | 18.5895 | 37.0913 | 55.5057 | 73.8333 | 92.0743 | 110.2292 | 128.2984 | 146.2824 | 164.1814 | 181.996 | 181.996 | 181.996 | 181.996 | 181.996 | 181.996 | 181.996 | 181.996 | 181.996 | 181.996 | 181.996 | 181.996 | 181.996 | 181.996 | 181.996 | 32378.2302 | 32225.4049 | 32073.301 | 31921.915 | 31771.2436 | 31621.2833 | 31472.0309 | 31323.4829 | 31175.636 | 31028.487 | 0 | 0 | 0 | 0 | 0 | 0 | 0 | 0 | 0 | 0 | 0 | 0 | 0 | 0 | 316991.0148 | 0 | 0 | 0 | 0 | 0 | 0 | 0 | 0 | 0 | 0 | 0 | 0 | 0 | 0 | 0 | 0 | 0 | 0 | 0 | 0 | 0.01405% | 24.1055 | 48.0971 | 71.9756 | 95.7413 | 119.3949 | 142.9368 | 166.3676 | 189.6878 | 212.898 | 235.9985 | 235.9985 | 235.9985 | 235.9985 | 235.9985 | 235.9985 | 235.9985 | 235.9985 | 235.9985 | 235.9985 | 235.9985 | 235.9985 | 235.9985 | 235.9985 | 235.9985
| ComGroceryCompressorECM_v3_1 | Measure_InputOutput | RTF workbook ComGroceryCompressorECM_v3_1 | 2020 | Retro | 2022 | 2045 | PSE | Commercial | Supermarket | Electric | Per Fan Removal replacing 1/20HP Shaded Pole |  |  | Fan Removal replacing 1/20HP_Shaded Pole |  | 680.4548 | 15 | 66.8954 | 0 |  | 0 | 0 | 0 | 0 | 0 | 0 | 0 | 0 |  | 642.7205 | 5 | 160.2546 | Refrigeration | Refrigeration | Grocery Retrocommissioning | Refrigeration ECM | GrocRefLoad | 0.01083% | 99.94% | 99.94% | 32.411 | 0.00065169 | 33% | 6.667% | 95% | 6.8% | 0.2% | 447.4458 | 10.8527 | 45.8299 | 85.8672 | 0 | 0 | 0 | 42.5638 | -43.3034 |  | 0.0053584 | 0 | 0.0053584 | 01. ($9,999.000) to $0.028 | 1 | 0 | 01. ($9,999.00) to $0.22 | 1 | 470.248 | 468.0284 | 465.8193 | 463.6207 | 461.4324 | 459.2544 | 457.0868 | 454.9293 | 452.782 | 450.6449 | 0 | 0 | 0 | 0 | 0 | 0 | 0 | 0 | 0 | 0 | 0 | 0 | 0 | 0 | 319982.5314 | 318472.2139 | 316969.025 | 315472.9312 | 313983.899 | 312501.895 | 311026.886 | 309558.8391 | 308097.7214 | 306643.5002 | 0 | 0 | 0 | 0 | 0 | 0 | 0 | 0 | 0 | 0 | 0 | 0 | 0 | 0 | 3132709.4423 | 319982.5314 | 638454.7453 | 955423.7703 | 1270896.7016 | 1584880.6005 | 1897382.4955 | 2208409.3816 | 2517968.2207 | 2826065.9421 | 3132709.4423 | 3132709.4423 | 3132709.4423 | 3132709.4423 | 3132709.4423 | 3132709.4423 | 3132709.4423 | 3132709.4423 | 3132709.4423 | 3132709.4423 | 3132709.4423 | 3132709.4423 | 3132709.4423 | 3132709.4423 | 3132709.4423 | 0 | 0 | 0 | 0 | 0 | 0 | 0 | 0 | 0 | 0 | 0 | 0 | 0 | 0 | 0 | 0 | 0 | 0 | 0 | 0 | 0 | 0 | 0 | 0 | 0 | 0 | 0 | 0 | 0 | 0 | 0 | 0 | 0 | 0 | 0 | 0 | 0 | 0 | 0 | 0 | 0 | 0 | 0 | 0 | 0 | 0 | 0 | 0 | 0 | 0 | 0 | 0 | 0 | 0 | 0 | 0 | 0 | 0 | 0 | 0 | 0 | 34.6694 | 69.1753 | 103.5182 | 137.699 | 171.7185 | 205.5775 | 239.2766 | 272.8166 | 306.1984 | 339.4226 | 339.4226 | 339.4226 | 339.4226 | 339.4226 | 339.4226 | 339.4226 | 339.4226 | 339.4226 | 339.4226 | 339.4226 | 339.4226 | 339.4226 | 339.4226 | 339.4226 | 20015.5269 | 19921.0536 | 19827.0262 | 19733.4427 | 19640.3008 | 19547.5986 | 19455.3339 | 19363.5047 | 19272.109 | 19181.1446 | 0 | 0 | 0 | 0 | 0 | 0 | 0 | 0 | 0 | 0 | 0 | 0 | 0 | 0 | 195957.0411 | 0 | 0 | 0 | 0 | 0 | 0 | 0 | 0 | 0 | 0 | 0 | 0 | 0 | 0 | 0 | 0 | 0 | 0 | 0 | 0 | 0.01405% | 44.9567 | 89.7012 | 134.2345 | 178.5576 | 222.6715 | 266.5772 | 310.2756 | 353.7678 | 397.0547 | 440.1373 | 440.1373 | 440.1373 | 440.1373 | 440.1373 | 440.1373 | 440.1373 | 440.1373 | 440.1373 | 440.1373 | 440.1373 | 440.1373 | 440.1373 | 440.1373 | 440.1373
| ComGroceryCompressorECM_v3_1 | Measure_InputOutput | RTF workbook ComGroceryCompressorECM_v3_1 | 2020 | Retro | 2022 | 2045 | PSE | Commercial | Supermarket | Electric | Per Fan Removal replacing 1/15HP Shaded Pole |  |  | Fan Removal replacing 1/15HP_Shaded Pole |  | 985.711 | 15 | 66.8954 | 0 |  | 0 | 0 | 0 | 0 | 0 | 0 | 0 | 0 |  | 926.8125 | 5 | 169.0972 | Refrigeration | Refrigeration | Grocery Retrocommissioning | Refrigeration ECM | GrocRefLoad | 0.01083% | 99.94% | 99.94% | 32.411 | 0.00065169 | 33% | 6.667% | 95% | 6.8% | 0.2% | 648.1727 | 15.7213 | 66.3894 | 85.8672 | 0 | 0 | 0 | 17.1356 | -68.7316 |  | 0.0014892 | 0 | 0.0014892 | 01. ($9,999.000) to $0.028 | 1 | 0 | 01. ($9,999.00) to $0.22 | 1 | 470.248 | 468.0284 | 465.8193 | 463.6207 | 461.4324 | 459.2544 | 457.0868 | 454.9293 | 452.782 | 450.6449 | 0 | 0 | 0 | 0 | 0 | 0 | 0 | 0 | 0 | 0 | 0 | 0 | 0 | 0 | 463528.6343 | 461340.7792 | 459163.2507 | 456996.0001 | 454838.979 | 452692.139 | 450555.4321 | 448428.8105 | 446312.2265 | 444205.6328 | 0 | 0 | 0 | 0 | 0 | 0 | 0 | 0 | 0 | 0 | 0 | 0 | 0 | 0 | 4538061.8843 | 463528.6343 | 924869.4135 | 1384032.6641 | 1841028.6643 | 2295867.6433 | 2748559.7823 | 3199115.2145 | 3647544.0249 | 4093856.2515 | 4538061.8843 | 4538061.8843 | 4538061.8843 | 4538061.8843 | 4538061.8843 | 4538061.8843 | 4538061.8843 | 4538061.8843 | 4538061.8843 | 4538061.8843 | 4538061.8843 | 4538061.8843 | 4538061.8843 | 4538061.8843 | 4538061.8843 | 0 | 0 | 0 | 0 | 0 | 0 | 0 | 0 | 0 | 0 | 0 | 0 | 0 | 0 | 0 | 0 | 0 | 0 | 0 | 0 | 0 | 0 | 0 | 0 | 0 | 0 | 0 | 0 | 0 | 0 | 0 | 0 | 0 | 0 | 0 | 0 | 0 | 0 | 0 | 0 | 0 | 0 | 0 | 0 | 0 | 0 | 0 | 0 | 0 | 0 | 0 | 0 | 0 | 0 | 0 | 0 | 0 | 0 | 0 | 0 | 0 | 50.2224 | 100.2077 | 149.9571 | 199.4716 | 248.7525 | 297.8008 | 346.6175 | 395.2039 | 443.5609 | 491.6896 | 491.6896 | 491.6896 | 491.6896 | 491.6896 | 491.6896 | 491.6896 | 491.6896 | 491.6896 | 491.6896 | 491.6896 | 491.6896 | 491.6896 | 491.6896 | 491.6896 | 8058.0015 | 8019.9677 | 7982.1135 | 7944.4379 | 7906.9402 | 7869.6194 | 7832.4748 | 7795.5055 | 7758.7107 | 7722.0896 | 0 | 0 | 0 | 0 | 0 | 0 | 0 | 0 | 0 | 0 | 0 | 0 | 0 | 0 | 78889.861 | 0 | 0 | 0 | 0 | 0 | 0 | 0 | 0 | 0 | 0 | 0 | 0 | 0 | 0 | 0 | 0 | 0 | 0 | 0 | 0 | 0.01405% | 65.1245 | 129.9417 | 194.4529 | 258.6596 | 322.5632 | 386.1653 | 449.4671 | 512.4702 | 575.1758 | 637.5855 | 637.5855 | 637.5855 | 637.5855 | 637.5855 | 637.5855 | 637.5855 | 637.5855 | 637.5855 | 637.5855 | 637.5855 | 637.5855 | 637.5855 | 637.5855 | 637.5855
| ComGroceryCompressorECM_v3_1 | Measure_InputOutput | RTF workbook ComGroceryCompressorECM_v3_1 | 2020 | Retro | 2022 | 2045 | PSE | Commercial | Supermarket | Electric | Per Fan Removal replacing 20W Permanent Split Capacitor |  |  | Fan Removal replacing 20W_Permanent Split Capacitor |  | 257.7204 | 15 | 66.8954 | 0 |  | 0 | 0 | 0 | 0 | 0 | 0 | 0 | 0 |  | 249.7433 | 5 | 141.6152 | Refrigeration | Refrigeration | Grocery Retrocommissioning | Refrigeration ECM | GrocRefLoad | 0.01083% | 99.94% | 99.94% | 32.411 | 0.00065169 | 33% | 6.667% | 95% | 6.8% | 0.2% | 169.4689 | 4.1104 | 17.3579 | 85.8672 | 0 | 0 | 0 | 77.7779 | -8.0893 |  | 0.025853 | 0 | 0.025853 | 01. ($9,999.000) to $0.028 | 1 | 0 | 01. ($9,999.00) to $0.22 | 1 | 470.248 | 468.0284 | 465.8193 | 463.6207 | 461.4324 | 459.2544 | 457.0868 | 454.9293 | 452.782 | 450.6449 | 0 | 0 | 0 | 0 | 0 | 0 | 0 | 0 | 0 | 0 | 0 | 0 | 0 | 0 | 121192.5064 | 120620.4778 | 120051.1491 | 119484.5077 | 118920.5408 | 118359.2359 | 117800.5803 | 117244.5615 | 116691.1672 | 116140.3849 | 0 | 0 | 0 | 0 | 0 | 0 | 0 | 0 | 0 | 0 | 0 | 0 | 0 | 0 | 1186505.1117 | 121192.5064 | 241812.9842 | 361864.1333 | 481348.641 | 600269.1819 | 718628.4178 | 836428.998 | 953673.5596 | 1070364.7268 | 1186505.1117 | 1186505.1117 | 1186505.1117 | 1186505.1117 | 1186505.1117 | 1186505.1117 | 1186505.1117 | 1186505.1117 | 1186505.1117 | 1186505.1117 | 1186505.1117 | 1186505.1117 | 1186505.1117 | 1186505.1117 | 1186505.1117 | 0 | 0 | 0 | 0 | 0 | 0 | 0 | 0 | 0 | 0 | 0 | 0 | 0 | 0 | 0 | 0 | 0 | 0 | 0 | 0 | 0 | 0 | 0 | 0 | 0 | 0 | 0 | 0 | 0 | 0 | 0 | 0 | 0 | 0 | 0 | 0 | 0 | 0 | 0 | 0 | 0 | 0 | 0 | 0 | 0 | 0 | 0 | 0 | 0 | 0 | 0 | 0 | 0 | 0 | 0 | 0 | 0 | 0 | 0 | 0 | 0 | 13.131 | 26.1999 | 39.2072 | 52.1531 | 65.0379 | 77.8619 | 90.6254 | 103.3286 | 115.9718 | 128.5554 | 128.5554 | 128.5554 | 128.5554 | 128.5554 | 128.5554 | 128.5554 | 128.5554 | 128.5554 | 128.5554 | 128.5554 | 128.5554 | 128.5554 | 128.5554 | 128.5554 | 36574.9229 | 36402.2893 | 36230.4705 | 36059.4627 | 35889.262 | 35719.8647 | 35551.2669 | 35383.4649 | 35216.455 | 35050.2333 | 0 | 0 | 0 | 0 | 0 | 0 | 0 | 0 | 0 | 0 | 0 | 0 | 0 | 0 | 358077.6921 | 0 | 0 | 0 | 0 | 0 | 0 | 0 | 0 | 0 | 0 | 0 | 0 | 0 | 0 | 0 | 0 | 0 | 0 | 0 | 0 | 0.01405% | 17.0272 | 33.9741 | 50.8409 | 67.6282 | 84.3362 | 100.9654 | 117.516 | 133.9886 | 150.3834 | 166.7008 | 166.7008 | 166.7008 | 166.7008 | 166.7008 | 166.7008 | 166.7008 | 166.7008 | 166.7008 | 166.7008 | 166.7008 | 166.7008 | 166.7008 | 166.7008 | 166.7008
| ComGroceryCompressorECM_v3_1 | Measure_InputOutput | RTF workbook ComGroceryCompressorECM_v3_1 | 2020 | Retro | 2022 | 2045 | PSE | Commercial | Supermarket | Electric | Per Fan Removal replacing 1/20HP Permanent Split Capacitor |  |  | Fan Removal replacing 1/20HP_Permanent Split Capacitor |  | 433.0167 | 15 | 66.8954 | 0 |  | 0 | 0 | 0 | 0 | 0 | 0 | 0 | 0 |  | 420.0262 | 5 | 149.3301 | Refrigeration | Refrigeration | Grocery Retrocommissioning | Refrigeration ECM | GrocRefLoad | 0.01083% | 99.94% | 99.94% | 32.411 | 0.00065169 | 33% | 6.667% | 95% | 6.8% | 0.2% | 284.7383 | 6.9062 | 29.1645 | 85.8672 | 0 | 0 | 0 | 63.1756 | -22.6916 |  | 0.012498 | 0 | 0.012498 | 01. ($9,999.000) to $0.028 | 1 | 0 | 01. ($9,999.00) to $0.22 | 1 | 470.248 | 468.0284 | 465.8193 | 463.6207 | 461.4324 | 459.2544 | 457.0868 | 454.9293 | 452.782 | 450.6449 | 0 | 0 | 0 | 0 | 0 | 0 | 0 | 0 | 0 | 0 | 0 | 0 | 0 | 0 | 203625.2473 | 202664.1361 | 201707.5614 | 200755.5017 | 199807.9357 | 198864.8423 | 197926.2002 | 196991.9885 | 196062.1864 | 195136.7728 | 0 | 0 | 0 | 0 | 0 | 0 | 0 | 0 | 0 | 0 | 0 | 0 | 0 | 0 | 1993542.3724 | 203625.2473 | 406289.3834 | 607996.9448 | 808752.4464 | 1008560.3822 | 1207425.2244 | 1405351.4246 | 1602343.4132 | 1798405.5995 | 1993542.3724 | 1993542.3724 | 1993542.3724 | 1993542.3724 | 1993542.3724 | 1993542.3724 | 1993542.3724 | 1993542.3724 | 1993542.3724 | 1993542.3724 | 1993542.3724 | 1993542.3724 | 1993542.3724 | 1993542.3724 | 1993542.3724 | 0 | 0 | 0 | 0 | 0 | 0 | 0 | 0 | 0 | 0 | 0 | 0 | 0 | 0 | 0 | 0 | 0 | 0 | 0 | 0 | 0 | 0 | 0 | 0 | 0 | 0 | 0 | 0 | 0 | 0 | 0 | 0 | 0 | 0 | 0 | 0 | 0 | 0 | 0 | 0 | 0 | 0 | 0 | 0 | 0 | 0 | 0 | 0 | 0 | 0 | 0 | 0 | 0 | 0 | 0 | 0 | 0 | 0 | 0 | 0 | 0 | 22.0624 | 44.0206 | 65.8752 | 87.6267 | 109.2754 | 130.822 | 152.2669 | 173.6106 | 194.8535 | 215.9962 | 215.9962 | 215.9962 | 215.9962 | 215.9962 | 215.9962 | 215.9962 | 215.9962 | 215.9962 | 215.9962 | 215.9962 | 215.9962 | 215.9962 | 215.9962 | 215.9962 | 29708.1981 | 29567.9754 | 29428.4145 | 29289.5124 | 29151.2659 | 29013.672 | 28876.7274 | 28740.4293 | 28604.7744 | 28469.7599 | 0 | 0 | 0 | 0 | 0 | 0 | 0 | 0 | 0 | 0 | 0 | 0 | 0 | 0 | 290850.7293 | 0 | 0 | 0 | 0 | 0 | 0 | 0 | 0 | 0 | 0 | 0 | 0 | 0 | 0 | 0 | 0 | 0 | 0 | 0 | 0 | 0.01405% | 28.6088 | 57.0826 | 85.4219 | 113.6276 | 141.7 | 169.64 | 197.4481 | 225.125 | 252.6712 | 280.0874 | 280.0874 | 280.0874 | 280.0874 | 280.0874 | 280.0874 | 280.0874 | 280.0874 | 280.0874 | 280.0874 | 280.0874 | 280.0874 | 280.0874 | 280.0874 | 280.0874
| ComGroceryCompressorECM_v3_1 | Measure_InputOutput | RTF workbook ComGroceryCompressorECM_v3_1 | 2020 | Retro | 2022 | 2045 | PSE | Commercial | Supermarket | Electric | Per Fan Removal replacing 1/15HP Permanent Split Capacitor |  |  | Fan Removal replacing 1/15HP_Permanent Split Capacitor |  | 549.3126 | 15 | 66.8954 | 0 |  | 0 | 0 | 0 | 0 | 0 | 0 | 0 | 0 |  | 534.0539 | 5 | 154.8453 | Refrigeration | Refrigeration | Grocery Retrocommissioning | Refrigeration ECM | GrocRefLoad | 0.01083% | 99.94% | 99.94% | 32.411 | 0.00065169 | 33% | 6.667% | 95% | 6.8% | 0.2% | 361.2108 | 8.7611 | 36.9972 | 85.8672 | 0 | 0 | 0 | 53.488 | -32.3792 |  | 0.0083413 | 0 | 0.0083413 | 01. ($9,999.000) to $0.028 | 1 | 0 | 01. ($9,999.00) to $0.22 | 1 | 470.248 | 468.0284 | 465.8193 | 463.6207 | 461.4324 | 459.2544 | 457.0868 | 454.9293 | 452.782 | 450.6449 | 0 | 0 | 0 | 0 | 0 | 0 | 0 | 0 | 0 | 0 | 0 | 0 | 0 | 0 | 258313.1708 | 257093.9327 | 255880.4493 | 254672.6936 | 253470.6385 | 252274.257 | 251083.5226 | 249898.4083 | 248718.8878 | 247544.9347 | 0 | 0 | 0 | 0 | 0 | 0 | 0 | 0 | 0 | 0 | 0 | 0 | 0 | 0 | 2528950.8953 | 258313.1708 | 515407.1035 | 771287.5528 | 1025960.2463 | 1279430.8848 | 1531705.1418 | 1782788.6644 | 2032687.0727 | 2281405.9606 | 2528950.8953 | 2528950.8953 | 2528950.8953 | 2528950.8953 | 2528950.8953 | 2528950.8953 | 2528950.8953 | 2528950.8953 | 2528950.8953 | 2528950.8953 | 2528950.8953 | 2528950.8953 | 2528950.8953 | 2528950.8953 | 2528950.8953 | 0 | 0 | 0 | 0 | 0 | 0 | 0 | 0 | 0 | 0 | 0 | 0 | 0 | 0 | 0 | 0 | 0 | 0 | 0 | 0 | 0 | 0 | 0 | 0 | 0 | 0 | 0 | 0 | 0 | 0 | 0 | 0 | 0 | 0 | 0 | 0 | 0 | 0 | 0 | 0 | 0 | 0 | 0 | 0 | 0 | 0 | 0 | 0 | 0 | 0 | 0 | 0 | 0 | 0 | 0 | 0 | 0 | 0 | 0 | 0 | 0 | 27.9877 | 55.8433 | 83.5674 | 111.1607 | 138.6237 | 165.9571 | 193.1615 | 220.2374 | 247.1856 | 274.0066 | 274.0066 | 274.0066 | 274.0066 | 274.0066 | 274.0066 | 274.0066 | 274.0066 | 274.0066 | 274.0066 | 274.0066 | 274.0066 | 274.0066 | 274.0066 | 274.0066 | 25152.6426 | 25033.9221 | 24915.762 | 24798.1596 | 24681.1123 | 24564.6175 | 24448.6725 | 24333.2747 | 24218.4217 | 24104.1107 | 0 | 0 | 0 | 0 | 0 | 0 | 0 | 0 | 0 | 0 | 0 | 0 | 0 | 0 | 246250.6958 | 0 | 0 | 0 | 0 | 0 | 0 | 0 | 0 | 0 | 0 | 0 | 0 | 0 | 0 | 0 | 0 | 0 | 0 | 0 | 0 | 0.01405% | 36.2923 | 72.4133 | 108.3638 | 144.1447 | 179.7566 | 215.2005 | 250.477 | 285.5871 | 320.5314 | 355.3108 | 355.3108 | 355.3108 | 355.3108 | 355.3108 | 355.3108 | 355.3108 | 355.3108 | 355.3108 | 355.3108 | 355.3108 | 355.3108 | 355.3108 | 355.3108 | 355.3108
| ComGroceryDisplayCaseEvapFanMotorRetrofit_v4_1 | Measure_InputOutput | Savings, cost, and EUL from RTF workbook ComGroceryDisplayCaseEvapFanMotorRetrofit_v4_1 | 2020 | Retro | 2022 | 2045 | PSE | Commercial | All Commercial | Electric | Per Display Case Evaporator Fan Motor - Medium Temp - Replacing Shaded Pole 9 W output power |  |  | Medium Temp_ECM replacing Shaded Pole_9 W output power |  | 357.2291 | 15 | 94.6319 | 0 |  | 0 | 0 | 0 | 0 | 0 | 0 | 0 | 0 |  | 178.6145 | 5 | 46.0269 | Refrigeration | Refrigeration | Display Case Fan | Refrigeration ECM | GrocRefLoad | 0.01083% | 99.94% | 99.94% | 0.52664 | 9.5254e-06 | 59.78% | 6.667% | 95% | 6.8% | 0.2% | 234.9027 | 5.6975 | 24.06 | 121.4699 | 0 | 0 | 0 | 110.6387 | -10.8311 |  | 0.026531 | 0 | 0.026531 | 01. ($9,999.000) to $0.028 | 1 | 0 | 01. ($9,999.00) to $0.22 | 1 | 322.4222 | 320.817 | 319.2215 | 317.6355 | 316.059 | 314.4919 | 312.9342 | 311.3857 | 309.8465 | 308.3164 | 0 | 0 | 0 | 0 | 0 | 0 | 0 | 0 | 0 | 0 | 0 | 0 | 0 | 0 | 115178.5752 | 114605.1676 | 114035.1959 | 113468.636 | 112905.4641 | 112345.6564 | 111789.1896 | 111236.0402 | 110686.1851 | 110139.6015 | 0 | 0 | 0 | 0 | 0 | 0 | 0 | 0 | 0 | 0 | 0 | 0 | 0 | 0 | 1126389.7116 | 115178.5752 | 229783.7428 | 343818.9387 | 457287.5747 | 570193.0388 | 682538.6952 | 794327.8848 | 905563.925 | 1016250.1101 | 1126389.7116 | 1126389.7116 | 1126389.7116 | 1126389.7116 | 1126389.7116 | 1126389.7116 | 1126389.7116 | 1126389.7116 | 1126389.7116 | 1126389.7116 | 1126389.7116 | 1126389.7116 | 1126389.7116 | 1126389.7116 | 1126389.7116 | 0 | 0 | 0 | 0 | 0 | 0 | 0 | 0 | 0 | 0 | 0 | 0 | 0 | 0 | 0 | 0 | 0 | 0 | 0 | 0 | 0 | 0 | 0 | 0 | 0 | 0 | 0 | 0 | 0 | 0 | 0 | 0 | 0 | 0 | 0 | 0 | 0 | 0 | 0 | 0 | 0 | 0 | 0 | 0 | 0 | 0 | 0 | 0 | 0 | 0 | 0 | 0 | 0 | 0 | 0 | 0 | 0 | 0 | 0 | 0 | 0 | 12.4794 | 24.8966 | 37.2521 | 49.5462 | 61.7792 | 73.9517 | 86.0638 | 98.116 | 110.1086 | 122.042 | 122.042 | 122.042 | 122.042 | 122.042 | 122.042 | 122.042 | 122.042 | 122.042 | 122.042 | 122.042 | 122.042 | 122.042 | 122.042 | 122.042 | 35672.3831 | 35494.7909 | 35318.2629 | 35142.7915 | 34968.3695 | 34794.9894 | 34622.644 | 34451.326 | 34281.0284 | 34111.7439 | 0 | 0 | 0 | 0 | 0 | 0 | 0 | 0 | 0 | 0 | 0 | 0 | 0 | 0 | 348858.3296 | 0 | 0 | 0 | 0 | 0 | 0 | 0 | 0 | 0 | 0 | 0 | 0 | 0 | 0 | 0 | 0 | 0 | 0 | 0 | 0 | 0.01405% | 16.1823 | 32.284 | 48.3056 | 64.2477 | 80.1106 | 95.8949 | 111.6009 | 127.2293 | 142.7804 | 158.2547 | 158.2547 | 158.2547 | 158.2547 | 158.2547 | 158.2547 | 158.2547 | 158.2547 | 158.2547 | 158.2547 | 158.2547 | 158.2547 | 158.2547 | 158.2547 | 158.2547
| ComGroceryDisplayCaseEvapFanMotorRetrofit_v4_1 | Measure_InputOutput | Savings, cost, and EUL from RTF workbook ComGroceryDisplayCaseEvapFanMotorRetrofit_v4_1 | 2020 | Retro | 2022 | 2045 | PSE | Commercial | All Commercial | Electric | Per Display Case Evaporator Fan Motor - Medium Temp - Replacing Shaded Pole 10 to 15 W output power |  |  | Medium Temp_ECM replacing Shaded Pole_10 to 15 W output power |  | 503.6345 | 15 | 94.6319 | 0 |  | 0 | 0 | 0 | 0 | 0 | 0 | 0 | 0 |  | 251.8172 | 5 | 51.248 | Refrigeration | Refrigeration | Display Case Fan | Refrigeration ECM | GrocRefLoad | 0.01083% | 99.94% | 99.94% | 0.52664 | 9.5254e-06 | 59.78% | 6.667% | 95% | 6.8% | 0.2% | 331.1743 | 8.0325 | 33.9207 | 121.4699 | 0 | 0 | 0 | 98.443 | -23.0268 |  | 0.016744 | 0 | 0.016744 | 01. ($9,999.000) to $0.028 | 1 | 0 | 01. ($9,999.00) to $0.22 | 1 | 322.4222 | 320.817 | 319.2215 | 317.6355 | 316.059 | 314.4919 | 312.9342 | 311.3857 | 309.8465 | 308.3164 | 0 | 0 | 0 | 0 | 0 | 0 | 0 | 0 | 0 | 0 | 0 | 0 | 0 | 0 | 162382.9093 | 161574.4986 | 160770.9319 | 159972.1753 | 159178.1952 | 158388.9583 | 157604.4312 | 156824.5813 | 156049.3758 | 155278.7824 | 0 | 0 | 0 | 0 | 0 | 0 | 0 | 0 | 0 | 0 | 0 | 0 | 0 | 0 | 1588024.8393 | 162382.9093 | 323957.4079 | 484728.3398 | 644700.5152 | 803878.7104 | 962267.6687 | 1119872.0999 | 1276696.6811 | 1432746.0569 | 1588024.8393 | 1588024.8393 | 1588024.8393 | 1588024.8393 | 1588024.8393 | 1588024.8393 | 1588024.8393 | 1588024.8393 | 1588024.8393 | 1588024.8393 | 1588024.8393 | 1588024.8393 | 1588024.8393 | 1588024.8393 | 1588024.8393 | 0 | 0 | 0 | 0 | 0 | 0 | 0 | 0 | 0 | 0 | 0 | 0 | 0 | 0 | 0 | 0 | 0 | 0 | 0 | 0 | 0 | 0 | 0 | 0 | 0 | 0 | 0 | 0 | 0 | 0 | 0 | 0 | 0 | 0 | 0 | 0 | 0 | 0 | 0 | 0 | 0 | 0 | 0 | 0 | 0 | 0 | 0 | 0 | 0 | 0 | 0 | 0 | 0 | 0 | 0 | 0 | 0 | 0 | 0 | 0 | 0 | 17.5939 | 35.1001 | 52.5193 | 69.852 | 87.0986 | 104.2597 | 121.3358 | 138.3274 | 155.2351 | 172.0592 | 172.0592 | 172.0592 | 172.0592 | 172.0592 | 172.0592 | 172.0592 | 172.0592 | 172.0592 | 172.0592 | 172.0592 | 172.0592 | 172.0592 | 172.0592 | 172.0592 | 31740.2177 | 31582.2015 | 31425.1321 | 31269.003 | 31113.8074 | 30959.539 | 30806.1912 | 30653.7577 | 30502.2319 | 30351.6077 | 0 | 0 | 0 | 0 | 0 | 0 | 0 | 0 | 0 | 0 | 0 | 0 | 0 | 0 | 310403.6894 | 0 | 0 | 0 | 0 | 0 | 0 | 0 | 0 | 0 | 0 | 0 | 0 | 0 | 0 | 0 | 0 | 0 | 0 | 0 | 0 | 0.01405% | 22.8144 | 45.5151 | 68.103 | 90.5787 | 112.9428 | 135.196 | 157.339 | 179.3725 | 201.297 | 223.1132 | 223.1132 | 223.1132 | 223.1132 | 223.1132 | 223.1132 | 223.1132 | 223.1132 | 223.1132 | 223.1132 | 223.1132 | 223.1132 | 223.1132 | 223.1132 | 223.1132
| ComGroceryDisplayCaseEvapFanMotorRetrofit_v4_1 | Measure_InputOutput | Savings, cost, and EUL from RTF workbook ComGroceryDisplayCaseEvapFanMotorRetrofit_v4_1 | 2020 | Retro | 2022 | 2045 | PSE | Commercial | All Commercial | Electric | Per Display Case Evaporator Fan Motor - Medium Temp - Replacing Shaded Pole 16 to 20 W output power |  |  | Medium Temp_ECM replacing Shaded Pole_16 to 20 W output power |  | 574.8876 | 15 | 94.7328 | 0 |  | 0 | 0 | 0 | 0 | 0 | 0 | 0 | 0 |  | 287.4438 | 5 | 51.9156 | Refrigeration | Refrigeration | Display Case Fan | Refrigeration ECM | GrocRefLoad | 0.01083% | 99.94% | 99.94% | 0.52664 | 9.5254e-06 | 59.78% | 6.667% | 95% | 6.8% | 0.2% | 378.0281 | 9.169 | 38.7197 | 121.5994 | 0 | 0 | 0 | 92.6573 | -28.9421 |  | 0.013807 | 0 | 0.013807 | 01. ($9,999.000) to $0.028 | 1 | 0 | 01. ($9,999.00) to $0.22 | 1 | 322.4222 | 320.817 | 319.2215 | 317.6355 | 316.059 | 314.4919 | 312.9342 | 311.3857 | 309.8465 | 308.3164 | 0 | 0 | 0 | 0 | 0 | 0 | 0 | 0 | 0 | 0 | 0 | 0 | 0 | 0 | 185356.5067 | 184433.7237 | 183516.4701 | 182604.7071 | 181698.3964 | 180797.4997 | 179901.9794 | 179011.7979 | 178126.918 | 177247.3026 | 0 | 0 | 0 | 0 | 0 | 0 | 0 | 0 | 0 | 0 | 0 | 0 | 0 | 0 | 1812695.3017 | 185356.5067 | 369790.2305 | 553306.7005 | 735911.4076 | 917609.804 | 1098407.3037 | 1278309.2832 | 1457321.0811 | 1635447.9991 | 1812695.3017 | 1812695.3017 | 1812695.3017 | 1812695.3017 | 1812695.3017 | 1812695.3017 | 1812695.3017 | 1812695.3017 | 1812695.3017 | 1812695.3017 | 1812695.3017 | 1812695.3017 | 1812695.3017 | 1812695.3017 | 1812695.3017 | 0 | 0 | 0 | 0 | 0 | 0 | 0 | 0 | 0 | 0 | 0 | 0 | 0 | 0 | 0 | 0 | 0 | 0 | 0 | 0 | 0 | 0 | 0 | 0 | 0 | 0 | 0 | 0 | 0 | 0 | 0 | 0 | 0 | 0 | 0 | 0 | 0 | 0 | 0 | 0 | 0 | 0 | 0 | 0 | 0 | 0 | 0 | 0 | 0 | 0 | 0 | 0 | 0 | 0 | 0 | 0 | 0 | 0 | 0 | 0 | 0 | 20.083 | 40.066 | 59.9496 | 79.7345 | 99.4211 | 119.0102 | 138.5022 | 157.8977 | 177.1974 | 196.4018 | 196.4018 | 196.4018 | 196.4018 | 196.4018 | 196.4018 | 196.4018 | 196.4018 | 196.4018 | 196.4018 | 196.4018 | 196.4018 | 196.4018 | 196.4018 | 196.4018 | 29874.7651 | 29726.0359 | 29578.1979 | 29431.2448 | 29285.1705 | 29139.9688 | 28995.6337 | 28852.159 | 28709.5388 | 28567.7672 | 0 | 0 | 0 | 0 | 0 | 0 | 0 | 0 | 0 | 0 | 0 | 0 | 0 | 0 | 292160.4817 | 0 | 0 | 0 | 0 | 0 | 0 | 0 | 0 | 0 | 0 | 0 | 0 | 0 | 0 | 0 | 0 | 0 | 0 | 0 | 0 | 0.01405% | 26.0421 | 51.9545 | 77.7381 | 103.3936 | 128.9217 | 154.3233 | 179.599 | 204.7497 | 229.7761 | 254.6788 | 254.6788 | 254.6788 | 254.6788 | 254.6788 | 254.6788 | 254.6788 | 254.6788 | 254.6788 | 254.6788 | 254.6788 | 254.6788 | 254.6788 | 254.6788 | 254.6788
| ComGroceryDisplayCaseEvapFanMotorRetrofit_v4_1 | Measure_InputOutput | Savings, cost, and EUL from RTF workbook ComGroceryDisplayCaseEvapFanMotorRetrofit_v4_1 | 2020 | Retro | 2022 | 2045 | PSE | Commercial | All Commercial | Electric | Per Display Case Evaporator Fan Motor - Medium Temp - Replacing Shaded Pole 20+ W output power |  |  | Medium Temp_ECM replacing Shaded Pole_20+ W output power |  | 546.1367 | 15 | 101.2549 | 0 |  | 0 | 0 | 0 | 0 | 0 | 0 | 0 | 0 |  | 273.0684 | 5 | 64.4177 | Refrigeration | Refrigeration | Display Case Fan | Refrigeration ECM | GrocRefLoad | 0.01083% | 99.94% | 99.94% | 0.52664 | 9.5254e-06 | 59.78% | 6.667% | 95% | 6.8% | 0.2% | 359.1225 | 8.7104 | 36.7833 | 129.9712 | 0 | 0 | 0 | 104.7284 | -25.2427 |  | 0.016427 | 0 | 0.016427 | 01. ($9,999.000) to $0.028 | 1 | 0 | 01. ($9,999.00) to $0.22 | 1 | 322.4222 | 320.817 | 319.2215 | 317.6355 | 316.059 | 314.4919 | 312.9342 | 311.3857 | 309.8465 | 308.3164 | 0 | 0 | 0 | 0 | 0 | 0 | 0 | 0 | 0 | 0 | 0 | 0 | 0 | 0 | 176086.5911 | 175209.9576 | 174338.577 | 173472.4124 | 172611.4275 | 171755.5858 | 170904.8516 | 170059.1893 | 169218.5633 | 168382.9386 | 0 | 0 | 0 | 0 | 0 | 0 | 0 | 0 | 0 | 0 | 0 | 0 | 0 | 0 | 1722040.0942 | 176086.5911 | 351296.5487 | 525635.1257 | 699107.5381 | 871718.9656 | 1043474.5514 | 1214379.4031 | 1384438.5923 | 1553657.1556 | 1722040.0942 | 1722040.0942 | 1722040.0942 | 1722040.0942 | 1722040.0942 | 1722040.0942 | 1722040.0942 | 1722040.0942 | 1722040.0942 | 1722040.0942 | 1722040.0942 | 1722040.0942 | 1722040.0942 | 1722040.0942 | 1722040.0942 | 0 | 0 | 0 | 0 | 0 | 0 | 0 | 0 | 0 | 0 | 0 | 0 | 0 | 0 | 0 | 0 | 0 | 0 | 0 | 0 | 0 | 0 | 0 | 0 | 0 | 0 | 0 | 0 | 0 | 0 | 0 | 0 | 0 | 0 | 0 | 0 | 0 | 0 | 0 | 0 | 0 | 0 | 0 | 0 | 0 | 0 | 0 | 0 | 0 | 0 | 0 | 0 | 0 | 0 | 0 | 0 | 0 | 0 | 0 | 0 | 0 | 19.0786 | 38.0623 | 56.9515 | 75.7469 | 94.4489 | 113.0583 | 131.5755 | 150.0011 | 168.3355 | 186.5795 | 186.5795 | 186.5795 | 186.5795 | 186.5795 | 186.5795 | 186.5795 | 186.5795 | 186.5795 | 186.5795 | 186.5795 | 186.5795 | 186.5795 | 186.5795 | 186.5795 | 33766.7676 | 33598.6623 | 33431.5644 | 33265.4667 | 33100.3622 | 32936.2441 | 32773.1054 | 32610.9392 | 32449.7388 | 32289.4975 | 0 | 0 | 0 | 0 | 0 | 0 | 0 | 0 | 0 | 0 | 0 | 0 | 0 | 0 | 330222.3482 | 0 | 0 | 0 | 0 | 0 | 0 | 0 | 0 | 0 | 0 | 0 | 0 | 0 | 0 | 0 | 0 | 0 | 0 | 0 | 0 | 0.01405% | 24.7397 | 49.3562 | 73.8503 | 98.2227 | 122.4742 | 146.6054 | 170.617 | 194.5099 | 218.2847 | 241.942 | 241.942 | 241.942 | 241.942 | 241.942 | 241.942 | 241.942 | 241.942 | 241.942 | 241.942 | 241.942 | 241.942 | 241.942 | 241.942 | 241.942
| ComGroceryDisplayCaseEvapFanMotorRetrofit_v4_1 | Measure_InputOutput | Savings, cost, and EUL from RTF workbook ComGroceryDisplayCaseEvapFanMotorRetrofit_v4_1 | 2020 | Retro | 2022 | 2045 | PSE | Commercial | All Commercial | Electric | Per Display Case Evaporator Fan Motor - Medium Temp - Replacing Permanent Split Capacitor 9 W output power |  |  | Medium Temp_ECM replacing Permanent Split Capacitor_9 W output power |  | 198.1631 | 15 | 94.6319 | 0 |  | 0 | 0 | 0 | 0 | 0 | 0 | 0 | 0 |  | 99.0815 | 5 | 42.9915 | Refrigeration | Refrigeration | Display Case Fan | Refrigeration ECM | GrocRefLoad | 0.01083% | 99.94% | 99.94% | 0.52664 | 9.5254e-06 | 59.78% | 6.667% | 95% | 6.8% | 0.2% | 130.3058 | 3.1605 | 13.3466 | 121.4699 | 0 | 0 | 0 | 123.8891 | 2.4192 |  | 0.053556 | 0 | 0.053556 | 02. $0.028 to $0.055 | 1 | 0 | 01. ($9,999.00) to $0.22 | 1 | 322.4222 | 320.817 | 319.2215 | 317.6355 | 316.059 | 314.4919 | 312.9342 | 311.3857 | 309.8465 | 308.3164 | 0 | 0 | 0 | 0 | 0 | 0 | 0 | 0 | 0 | 0 | 0 | 0 | 0 | 0 | 63892.1632 | 63574.081 | 63257.9048 | 62943.6212 | 62631.217 | 62320.679 | 62011.9942 | 61705.1497 | 61400.1327 | 61096.9303 | 0 | 0 | 0 | 0 | 0 | 0 | 0 | 0 | 0 | 0 | 0 | 0 | 0 | 0 | 624833.873 | 63892.1632 | 127466.2441 | 190724.1489 | 253667.7701 | 316298.987 | 378619.666 | 440631.6602 | 502336.81 | 563736.9426 | 624833.873 | 624833.873 | 624833.873 | 624833.873 | 624833.873 | 624833.873 | 624833.873 | 624833.873 | 624833.873 | 624833.873 | 624833.873 | 624833.873 | 624833.873 | 624833.873 | 624833.873 | 0 | 0 | 0 | 0 | 0 | 0 | 0 | 0 | 0 | 0 | 0 | 0 | 0 | 0 | 0 | 0 | 0 | 0 | 0 | 0 | 0 | 0 | 0 | 0 | 0 | 0 | 0 | 0 | 0 | 0 | 0 | 0 | 0 | 0 | 0 | 0 | 0 | 0 | 0 | 0 | 0 | 0 | 0 | 0 | 0 | 0 | 0 | 0 | 0 | 0 | 0 | 0 | 0 | 0 | 0 | 0 | 0 | 0 | 0 | 0 | 0 | 6.9226 | 13.8107 | 20.6646 | 27.4844 | 34.2703 | 41.0227 | 47.7415 | 54.4272 | 61.0797 | 67.6995 | 67.6995 | 67.6995 | 67.6995 | 67.6995 | 67.6995 | 67.6995 | 67.6995 | 67.6995 | 67.6995 | 67.6995 | 67.6995 | 67.6995 | 67.6995 | 67.6995 | 39944.5895 | 39745.7285 | 39548.059 | 39351.5728 | 39156.2615 | 38962.117 | 38769.1312 | 38577.2958 | 38386.6029 | 38197.0445 | 0 | 0 | 0 | 0 | 0 | 0 | 0 | 0 | 0 | 0 | 0 | 0 | 0 | 0 | 390638.4027 | 0 | 0 | 0 | 0 | 0 | 0 | 0 | 0 | 0 | 0 | 0 | 0 | 0 | 0 | 0 | 0 | 0 | 0 | 0 | 0 | 0.01405% | 8.9767 | 17.9087 | 26.7962 | 35.6396 | 44.4392 | 53.195 | 61.9076 | 70.577 | 79.2035 | 87.7875 | 87.7875 | 87.7875 | 87.7875 | 87.7875 | 87.7875 | 87.7875 | 87.7875 | 87.7875 | 87.7875 | 87.7875 | 87.7875 | 87.7875 | 87.7875 | 87.7875
| ComGroceryDisplayCaseEvapFanMotorRetrofit_v4_1 | Measure_InputOutput | Savings, cost, and EUL from RTF workbook ComGroceryDisplayCaseEvapFanMotorRetrofit_v4_1 | 2020 | Retro | 2022 | 2045 | PSE | Commercial | All Commercial | Electric | Per Display Case Evaporator Fan Motor - Medium Temp - Replacing Permanent Split Capacitor 10 to 15 W output power |  |  | Medium Temp_ECM replacing Permanent Split Capacitor_10 to 15 W output power |  | 169.2417 | 15 | 94.6319 | 0 |  | 0 | 0 | 0 | 0 | 0 | 0 | 0 | 0 |  | 84.6209 | 5 | 45.4736 | Refrigeration | Refrigeration | Display Case Fan | Refrigeration ECM | GrocRefLoad | 0.01083% | 99.94% | 99.94% | 0.52664 | 9.5254e-06 | 59.78% | 6.667% | 95% | 6.8% | 0.2% | 111.2881 | 2.6993 | 11.3987 | 121.4699 | 0 | 0 | 0 | 126.2983 | 4.8284 |  | 0.063928 | 0 | 0.063928 | 04. $0.062 to $0.070 | 1 | 0 | 01. ($9,999.00) to $0.22 | 1 | 322.4222 | 320.817 | 319.2215 | 317.6355 | 316.059 | 314.4919 | 312.9342 | 311.3857 | 309.8465 | 308.3164 | 0 | 0 | 0 | 0 | 0 | 0 | 0 | 0 | 0 | 0 | 0 | 0 | 0 | 0 | 54567.278 | 54295.6191 | 54025.5879 | 53757.1731 | 53490.3634 | 53225.1476 | 52961.5145 | 52699.4532 | 52438.9525 | 52180.0017 | 0 | 0 | 0 | 0 | 0 | 0 | 0 | 0 | 0 | 0 | 0 | 0 | 0 | 0 | 533641.0911 | 54567.278 | 108862.8971 | 162888.485 | 216645.6581 | 270136.0215 | 323361.1691 | 376322.6837 | 429022.1368 | 481461.0893 | 533641.0911 | 533641.0911 | 533641.0911 | 533641.0911 | 533641.0911 | 533641.0911 | 533641.0911 | 533641.0911 | 533641.0911 | 533641.0911 | 533641.0911 | 533641.0911 | 533641.0911 | 533641.0911 | 533641.0911 | 0 | 0 | 0 | 0 | 0 | 0 | 0 | 0 | 0 | 0 | 0 | 0 | 0 | 0 | 0 | 0 | 0 | 0 | 0 | 0 | 0 | 0 | 0 | 0 | 0 | 0 | 0 | 0 | 0 | 0 | 0 | 0 | 0 | 0 | 0 | 0 | 0 | 0 | 0 | 0 | 0 | 0 | 0 | 0 | 0 | 0 | 0 | 0 | 0 | 0 | 0 | 0 | 0 | 0 | 0 | 0 | 0 | 0 | 0 | 0 | 0 | 5.9123 | 11.7951 | 17.6486 | 23.4731 | 29.2687 | 35.0355 | 40.7738 | 46.4837 | 52.1653 | 57.8189 | 57.8189 | 57.8189 | 57.8189 | 57.8189 | 57.8189 | 57.8189 | 57.8189 | 57.8189 | 57.8189 | 57.8189 | 57.8189 | 57.8189 | 57.8189 | 57.8189 | 40721.3612 | 40518.6331 | 40317.1197 | 40116.8125 | 39917.7032 | 39719.7834 | 39523.0446 | 39327.4788 | 39133.0776 | 38939.8331 | 0 | 0 | 0 | 0 | 0 | 0 | 0 | 0 | 0 | 0 | 0 | 0 | 0 | 0 | 398234.8472 | 0 | 0 | 0 | 0 | 0 | 0 | 0 | 0 | 0 | 0 | 0 | 0 | 0 | 0 | 0 | 0 | 0 | 0 | 0 | 0 | 0.01405% | 7.6666 | 15.2949 | 22.8854 | 30.4381 | 37.9534 | 45.4314 | 52.8723 | 60.2765 | 67.644 | 74.9751 | 74.9751 | 74.9751 | 74.9751 | 74.9751 | 74.9751 | 74.9751 | 74.9751 | 74.9751 | 74.9751 | 74.9751 | 74.9751 | 74.9751 | 74.9751 | 74.9751
| ComGroceryDisplayCaseEvapFanMotorRetrofit_v4_1 | Measure_InputOutput | Savings, cost, and EUL from RTF workbook ComGroceryDisplayCaseEvapFanMotorRetrofit_v4_1 | 2020 | Retro | 2022 | 2045 | PSE | Commercial | All Commercial | Electric | Per Display Case Evaporator Fan Motor - Medium Temp - Replacing Permanent Split Capacitor 16 to 20 W output power |  |  | Medium Temp_ECM replacing Permanent Split Capacitor_16 to 20 W output power |  | 230.0129 | 15 | 94.7328 | 0 |  | 0 | 0 | 0 | 0 | 0 | 0 | 0 | 0 |  | 115.0064 | 5 | 48.1979 | Refrigeration | Refrigeration | Display Case Fan | Refrigeration ECM | GrocRefLoad | 0.01083% | 99.94% | 99.94% | 0.52664 | 9.5254e-06 | 59.78% | 6.667% | 95% | 6.8% | 0.2% | 151.2493 | 3.6685 | 15.4918 | 121.5994 | 0 | 0 | 0 | 121.3857 | -0.21373 |  | 0.045208 | 0 | 0.045208 | 02. $0.028 to $0.055 | 1 | 0 | 01. ($9,999.00) to $0.22 | 1 | 322.4222 | 320.817 | 319.2215 | 317.6355 | 316.059 | 314.4919 | 312.9342 | 311.3857 | 309.8465 | 308.3164 | 0 | 0 | 0 | 0 | 0 | 0 | 0 | 0 | 0 | 0 | 0 | 0 | 0 | 0 | 74161.2541 | 73792.048 | 73425.0543 | 73060.2573 | 72697.6418 | 72337.1925 | 71978.8943 | 71622.7321 | 71268.6911 | 70916.7565 | 0 | 0 | 0 | 0 | 0 | 0 | 0 | 0 | 0 | 0 | 0 | 0 | 0 | 0 | 725260.5222 | 74161.2541 | 147953.3021 | 221378.3564 | 294438.6137 | 367136.2556 | 439473.4481 | 511452.3425 | 583075.0746 | 654343.7657 | 725260.5222 | 725260.5222 | 725260.5222 | 725260.5222 | 725260.5222 | 725260.5222 | 725260.5222 | 725260.5222 | 725260.5222 | 725260.5222 | 725260.5222 | 725260.5222 | 725260.5222 | 725260.5222 | 725260.5222 | 0 | 0 | 0 | 0 | 0 | 0 | 0 | 0 | 0 | 0 | 0 | 0 | 0 | 0 | 0 | 0 | 0 | 0 | 0 | 0 | 0 | 0 | 0 | 0 | 0 | 0 | 0 | 0 | 0 | 0 | 0 | 0 | 0 | 0 | 0 | 0 | 0 | 0 | 0 | 0 | 0 | 0 | 0 | 0 | 0 | 0 | 0 | 0 | 0 | 0 | 0 | 0 | 0 | 0 | 0 | 0 | 0 | 0 | 0 | 0 | 0 | 8.0352 | 16.0304 | 23.9859 | 31.9018 | 39.7785 | 47.616 | 55.4148 | 63.175 | 70.8968 | 78.5805 | 78.5805 | 78.5805 | 78.5805 | 78.5805 | 78.5805 | 78.5805 | 78.5805 | 78.5805 | 78.5805 | 78.5805 | 78.5805 | 78.5805 | 78.5805 | 78.5805 | 39137.4342 | 38942.5915 | 38748.9163 | 38556.4005 | 38365.0359 | 38174.8144 | 37985.7282 | 37797.7692 | 37610.9296 | 37425.2017 | 0 | 0 | 0 | 0 | 0 | 0 | 0 | 0 | 0 | 0 | 0 | 0 | 0 | 0 | 382744.8215 | 0 | 0 | 0 | 0 | 0 | 0 | 0 | 0 | 0 | 0 | 0 | 0 | 0 | 0 | 0 | 0 | 0 | 0 | 0 | 0 | 0.01405% | 10.4195 | 20.787 | 31.1031 | 41.3678 | 51.5817 | 61.7448 | 71.8577 | 81.9205 | 91.9335 | 101.8972 | 101.8972 | 101.8972 | 101.8972 | 101.8972 | 101.8972 | 101.8972 | 101.8972 | 101.8972 | 101.8972 | 101.8972 | 101.8972 | 101.8972 | 101.8972 | 101.8972
| ComGroceryDisplayCaseEvapFanMotorRetrofit_v4_1 | Measure_InputOutput | Savings, cost, and EUL from RTF workbook ComGroceryDisplayCaseEvapFanMotorRetrofit_v4_1 | 2020 | Retro | 2022 | 2045 | PSE | Commercial | All Commercial | Electric | Per Display Case Evaporator Fan Motor - Medium Temp - Replacing Permanent Split Capacitor 20+ W output power |  |  | Medium Temp_ECM replacing Permanent Split Capacitor_20+ W output power |  | 188.0143 | 15 | 101.2549 | 0 |  | 0 | 0 | 0 | 0 | 0 | 0 | 0 | 0 |  | 94.0071 | 5 | 48.1979 | Refrigeration | Refrigeration | Display Case Fan | Refrigeration ECM | GrocRefLoad | 0.01083% | 99.94% | 99.94% | 0.52664 | 9.5254e-06 | 59.78% | 6.667% | 95% | 6.8% | 0.2% | 123.6323 | 2.9987 | 12.6631 | 129.9712 | 0 | 0 | 0 | 134.5604 | 4.5892 |  | 0.061309 | 0 | 0.061309 | 03. $0.055 to $0.062 | 1 | 0 | 01. ($9,999.00) to $0.22 | 1 | 322.4222 | 320.817 | 319.2215 | 317.6355 | 316.059 | 314.4919 | 312.9342 | 311.3857 | 309.8465 | 308.3164 | 0 | 0 | 0 | 0 | 0 | 0 | 0 | 0 | 0 | 0 | 0 | 0 | 0 | 0 | 60619.974 | 60318.1821 | 60018.1986 | 59720.0108 | 59423.6062 | 59128.9722 | 58836.0965 | 58544.9668 | 58255.571 | 57967.8969 | 0 | 0 | 0 | 0 | 0 | 0 | 0 | 0 | 0 | 0 | 0 | 0 | 0 | 0 | 592833.4751 | 60619.974 | 120938.1561 | 180956.3547 | 240676.3656 | 300099.9718 | 359228.9439 | 418065.0404 | 476610.0072 | 534865.5782 | 592833.4751 | 592833.4751 | 592833.4751 | 592833.4751 | 592833.4751 | 592833.4751 | 592833.4751 | 592833.4751 | 592833.4751 | 592833.4751 | 592833.4751 | 592833.4751 | 592833.4751 | 592833.4751 | 592833.4751 | 0 | 0 | 0 | 0 | 0 | 0 | 0 | 0 | 0 | 0 | 0 | 0 | 0 | 0 | 0 | 0 | 0 | 0 | 0 | 0 | 0 | 0 | 0 | 0 | 0 | 0 | 0 | 0 | 0 | 0 | 0 | 0 | 0 | 0 | 0 | 0 | 0 | 0 | 0 | 0 | 0 | 0 | 0 | 0 | 0 | 0 | 0 | 0 | 0 | 0 | 0 | 0 | 0 | 0 | 0 | 0 | 0 | 0 | 0 | 0 | 0 | 6.568 | 13.1034 | 19.6062 | 26.0768 | 32.5152 | 38.9217 | 45.2965 | 51.6397 | 57.9516 | 64.2323 | 64.2323 | 64.2323 | 64.2323 | 64.2323 | 64.2323 | 64.2323 | 64.2323 | 64.2323 | 64.2323 | 64.2323 | 64.2323 | 64.2323 | 64.2323 | 64.2323 | 43385.2454 | 43169.2553 | 42954.5594 | 42741.1487 | 42529.0142 | 42318.1469 | 42108.5381 | 41900.1788 | 41693.0605 | 41487.1744 | 0 | 0 | 0 | 0 | 0 | 0 | 0 | 0 | 0 | 0 | 0 | 0 | 0 | 0 | 424286.3216 | 0 | 0 | 0 | 0 | 0 | 0 | 0 | 0 | 0 | 0 | 0 | 0 | 0 | 0 | 0 | 0 | 0 | 0 | 0 | 0 | 0.01405% | 8.5169 | 16.9915 | 25.4239 | 33.8144 | 42.1632 | 50.4707 | 58.737 | 66.9624 | 75.1472 | 83.2915 | 83.2915 | 83.2915 | 83.2915 | 83.2915 | 83.2915 | 83.2915 | 83.2915 | 83.2915 | 83.2915 | 83.2915 | 83.2915 | 83.2915 | 83.2915 | 83.2915
| ComGroceryDisplayCaseEvapFanMotorRetrofit_v4_1 | Measure_InputOutput | Savings, cost, and EUL from RTF workbook ComGroceryDisplayCaseEvapFanMotorRetrofit_v4_1 | 2020 | Retro | 2022 | 2045 | PSE | Commercial | All Commercial | Electric | Per Display Case Evaporator Fan Motor - Medium Temp - Replacing Shaded Pole 9 W output power |  |  | Medium Temp_PMSM replacing Shaded Pole_9 W output power |  | 15.0855 | 15 | 0 | 0 |  | 0 | 0 | 0 | 0 | 0 | 0 | 0 | 0 |  | 15.0855 | 5 | 0 | Refrigeration | Refrigeration | Display Case Fan | Refrigeration ECM | GrocRefLoad | 0.01083% | 99.94% | 99.94% | 0.52664 | 9.5254e-06 | 59.78% | 6.667% | 95% | 6.8% | 0.2% | 9.9198 | 0.2406 | 1.016 | 0 | 0 | 0 | 0 | -1.2566 | -1.2566 |  | -0.0071359 | 0 | -0.0071359 | 01. ($9,999.000) to $0.028 | 1 | 0 | 01. ($9,999.00) to $0.22 | 1 | 322.4222 | 320.817 | 319.2215 | 317.6355 | 316.059 | 314.4919 | 312.9342 | 311.3857 | 309.8465 | 308.3164 | 0 | 0 | 0 | 0 | 0 | 0 | 0 | 0 | 0 | 0 | 0 | 0 | 0 | 0 | 4863.9022 | 4839.6877 | 4815.6182 | 4791.6928 | 4767.9105 | 4744.2703 | 4720.7711 | 4697.412 | 4674.1921 | 4651.1103 | 0 | 0 | 0 | 0 | 0 | 0 | 0 | 0 | 0 | 0 | 0 | 0 | 0 | 0 | 47566.5673 | 4863.9022 | 9703.5899 | 14519.2081 | 19310.901 | 24078.8115 | 28823.0818 | 33543.8529 | 38241.2649 | 42915.457 | 47566.5673 | 47566.5673 | 47566.5673 | 47566.5673 | 47566.5673 | 47566.5673 | 47566.5673 | 47566.5673 | 47566.5673 | 47566.5673 | 47566.5673 | 47566.5673 | 47566.5673 | 47566.5673 | 47566.5673 | 0 | 0 | 0 | 0 | 0 | 0 | 0 | 0 | 0 | 0 | 0 | 0 | 0 | 0 | 0 | 0 | 0 | 0 | 0 | 0 | 0 | 0 | 0 | 0 | 0 | 0 | 0 | 0 | 0 | 0 | 0 | 0 | 0 | 0 | 0 | 0 | 0 | 0 | 0 | 0 | 0 | 0 | 0 | 0 | 0 | 0 | 0 | 0 | 0 | 0 | 0 | 0 | 0 | 0 | 0 | 0 | 0 | 0 | 0 | 0 | 0 | 0.52699 | 1.0514 | 1.5731 | 2.0923 | 2.6089 | 3.1229 | 3.6344 | 4.1434 | 4.6498 | 5.1537 | 5.1537 | 5.1537 | 5.1537 | 5.1537 | 5.1537 | 5.1537 | 5.1537 | 5.1537 | 5.1537 | 5.1537 | 5.1537 | 5.1537 | 5.1537 | 5.1537 | 0 | 0 | 0 | 0 | 0 | 0 | 0 | 0 | 0 | 0 | 0 | 0 | 0 | 0 | 0 | 0 | 0 | 0 | 0 | 0 | 0 | 0 | 0 | 0 | 0 | 0 | 0 | 0 | 0 | 0 | 0 | 0 | 0 | 0 | 0 | 0 | 0 | 0 | 0 | 0 | 0 | 0 | 0 | 0 | 0 | 0.01405% | 0.68337 | 1.3633 | 2.0399 | 2.7131 | 3.383 | 4.0496 | 4.7128 | 5.3728 | 6.0295 | 6.683 | 6.683 | 6.683 | 6.683 | 6.683 | 6.683 | 6.683 | 6.683 | 6.683 | 6.683 | 6.683 | 6.683 | 6.683 | 6.683 | 6.683
| ComGroceryDisplayCaseEvapFanMotorRetrofit_v4_1 | Measure_InputOutput | Savings, cost, and EUL from RTF workbook ComGroceryDisplayCaseEvapFanMotorRetrofit_v4_1 | 2020 | Retro | 2022 | 2045 | PSE | Commercial | All Commercial | Electric | Per Display Case Evaporator Fan Motor - Medium Temp - Replacing Shaded Pole 10 to 15 W output power |  |  | Medium Temp_PMSM replacing Shaded Pole_10 to 15 W output power |  | 21.2681 | 15 | 0 | 0 |  | 0 | 0 | 0 | 0 | 0 | 0 | 0 | 0 |  | 21.2681 | 5 | 0 | Refrigeration | Refrigeration | Display Case Fan | Refrigeration ECM | GrocRefLoad | 0.01083% | 99.94% | 99.94% | 0.52664 | 9.5254e-06 | 59.78% | 6.667% | 95% | 6.8% | 0.2% | 13.9852 | 0.33921 | 1.4324 | 0 | 0 | 0 | 0 | -1.7717 | -1.7717 |  | -0.0071359 | 0 | -0.0071359 | 01. ($9,999.000) to $0.028 | 1 | 0 | 01. ($9,999.00) to $0.22 | 1 | 322.4222 | 320.817 | 319.2215 | 317.6355 | 316.059 | 314.4919 | 312.9342 | 311.3857 | 309.8465 | 308.3164 | 0 | 0 | 0 | 0 | 0 | 0 | 0 | 0 | 0 | 0 | 0 | 0 | 0 | 0 | 6857.3048 | 6823.1662 | 6789.2322 | 6755.5014 | 6721.9722 | 6688.6433 | 6655.5134 | 6622.5809 | 6589.8446 | 6557.303 | 0 | 0 | 0 | 0 | 0 | 0 | 0 | 0 | 0 | 0 | 0 | 0 | 0 | 0 | 67061.062 | 6857.3048 | 13680.471 | 20469.7033 | 27225.2046 | 33947.1769 | 40635.8202 | 47291.3335 | 53913.9144 | 60503.759 | 67061.062 | 67061.062 | 67061.062 | 67061.062 | 67061.062 | 67061.062 | 67061.062 | 67061.062 | 67061.062 | 67061.062 | 67061.062 | 67061.062 | 67061.062 | 67061.062 | 67061.062 | 0 | 0 | 0 | 0 | 0 | 0 | 0 | 0 | 0 | 0 | 0 | 0 | 0 | 0 | 0 | 0 | 0 | 0 | 0 | 0 | 0 | 0 | 0 | 0 | 0 | 0 | 0 | 0 | 0 | 0 | 0 | 0 | 0 | 0 | 0 | 0 | 0 | 0 | 0 | 0 | 0 | 0 | 0 | 0 | 0 | 0 | 0 | 0 | 0 | 0 | 0 | 0 | 0 | 0 | 0 | 0 | 0 | 0 | 0 | 0 | 0 | 0.74297 | 1.4823 | 2.2179 | 2.9498 | 3.6781 | 4.4028 | 5.1239 | 5.8415 | 6.5555 | 7.2659 | 7.2659 | 7.2659 | 7.2659 | 7.2659 | 7.2659 | 7.2659 | 7.2659 | 7.2659 | 7.2659 | 7.2659 | 7.2659 | 7.2659 | 7.2659 | 7.2659 | 0 | 0 | 0 | 0 | 0 | 0 | 0 | 0 | 0 | 0 | 0 | 0 | 0 | 0 | 0 | 0 | 0 | 0 | 0 | 0 | 0 | 0 | 0 | 0 | 0 | 0 | 0 | 0 | 0 | 0 | 0 | 0 | 0 | 0 | 0 | 0 | 0 | 0 | 0 | 0 | 0 | 0 | 0 | 0 | 0 | 0.01405% | 0.96343 | 1.9221 | 2.8759 | 3.8251 | 4.7695 | 5.7092 | 6.6443 | 7.5748 | 8.5006 | 9.4219 | 9.4219 | 9.4219 | 9.4219 | 9.4219 | 9.4219 | 9.4219 | 9.4219 | 9.4219 | 9.4219 | 9.4219 | 9.4219 | 9.4219 | 9.4219 | 9.4219
| ComGroceryDisplayCaseEvapFanMotorRetrofit_v4_1 | Measure_InputOutput | Savings, cost, and EUL from RTF workbook ComGroceryDisplayCaseEvapFanMotorRetrofit_v4_1 | 2020 | Retro | 2022 | 2045 | PSE | Commercial | All Commercial | Electric | Per Display Case Evaporator Fan Motor - Medium Temp - Replacing Permanent Split Capacitor 9 W output power |  |  | Medium Temp_PMSM replacing Permanent Split Capacitor_9 W output power |  | 15.0855 | 15 | 0 | 0 |  | 0 | 0 | 0 | 0 | 0 | 0 | 0 | 0 |  | 15.0855 | 5 | 0 | Refrigeration | Refrigeration | Display Case Fan | Refrigeration ECM | GrocRefLoad | 0.01083% | 99.94% | 99.94% | 0.52664 | 9.5254e-06 | 59.78% | 6.667% | 95% | 6.8% | 0.2% | 9.9198 | 0.2406 | 1.016 | 0 | 0 | 0 | 0 | -1.2566 | -1.2566 |  | -0.0071359 | 0 | -0.0071359 | 01. ($9,999.000) to $0.028 | 1 | 0 | 01. ($9,999.00) to $0.22 | 1 | 322.4222 | 320.817 | 319.2215 | 317.6355 | 316.059 | 314.4919 | 312.9342 | 311.3857 | 309.8465 | 308.3164 | 0 | 0 | 0 | 0 | 0 | 0 | 0 | 0 | 0 | 0 | 0 | 0 | 0 | 0 | 4863.9022 | 4839.6877 | 4815.6182 | 4791.6928 | 4767.9105 | 4744.2703 | 4720.7711 | 4697.412 | 4674.1921 | 4651.1103 | 0 | 0 | 0 | 0 | 0 | 0 | 0 | 0 | 0 | 0 | 0 | 0 | 0 | 0 | 47566.5673 | 4863.9022 | 9703.5899 | 14519.2081 | 19310.901 | 24078.8115 | 28823.0818 | 33543.8529 | 38241.2649 | 42915.457 | 47566.5673 | 47566.5673 | 47566.5673 | 47566.5673 | 47566.5673 | 47566.5673 | 47566.5673 | 47566.5673 | 47566.5673 | 47566.5673 | 47566.5673 | 47566.5673 | 47566.5673 | 47566.5673 | 47566.5673 | 0 | 0 | 0 | 0 | 0 | 0 | 0 | 0 | 0 | 0 | 0 | 0 | 0 | 0 | 0 | 0 | 0 | 0 | 0 | 0 | 0 | 0 | 0 | 0 | 0 | 0 | 0 | 0 | 0 | 0 | 0 | 0 | 0 | 0 | 0 | 0 | 0 | 0 | 0 | 0 | 0 | 0 | 0 | 0 | 0 | 0 | 0 | 0 | 0 | 0 | 0 | 0 | 0 | 0 | 0 | 0 | 0 | 0 | 0 | 0 | 0 | 0.52699 | 1.0514 | 1.5731 | 2.0923 | 2.6089 | 3.1229 | 3.6344 | 4.1434 | 4.6498 | 5.1537 | 5.1537 | 5.1537 | 5.1537 | 5.1537 | 5.1537 | 5.1537 | 5.1537 | 5.1537 | 5.1537 | 5.1537 | 5.1537 | 5.1537 | 5.1537 | 5.1537 | 0 | 0 | 0 | 0 | 0 | 0 | 0 | 0 | 0 | 0 | 0 | 0 | 0 | 0 | 0 | 0 | 0 | 0 | 0 | 0 | 0 | 0 | 0 | 0 | 0 | 0 | 0 | 0 | 0 | 0 | 0 | 0 | 0 | 0 | 0 | 0 | 0 | 0 | 0 | 0 | 0 | 0 | 0 | 0 | 0 | 0.01405% | 0.68337 | 1.3633 | 2.0399 | 2.7131 | 3.383 | 4.0496 | 4.7128 | 5.3728 | 6.0295 | 6.683 | 6.683 | 6.683 | 6.683 | 6.683 | 6.683 | 6.683 | 6.683 | 6.683 | 6.683 | 6.683 | 6.683 | 6.683 | 6.683 | 6.683
| ComGroceryDisplayCaseEvapFanMotorRetrofit_v4_1 | Measure_InputOutput | Savings, cost, and EUL from RTF workbook ComGroceryDisplayCaseEvapFanMotorRetrofit_v4_1 | 2020 | Retro | 2022 | 2045 | PSE | Commercial | All Commercial | Electric | Per Display Case Evaporator Fan Motor - Medium Temp - Replacing Permanent Split Capacitor 10 to 15 W output power |  |  | Medium Temp_PMSM replacing Permanent Split Capacitor_10 to 15 W output power |  | 21.2681 | 15 | 0 | 0 |  | 0 | 0 | 0 | 0 | 0 | 0 | 0 | 0 |  | 21.2681 | 5 | 0 | Refrigeration | Refrigeration | Display Case Fan | Refrigeration ECM | GrocRefLoad | 0.01083% | 99.94% | 99.94% | 0.52664 | 9.5254e-06 | 59.78% | 6.667% | 95% | 6.8% | 0.2% | 13.9852 | 0.33921 | 1.4324 | 0 | 0 | 0 | 0 | -1.7717 | -1.7717 |  | -0.0071359 | 0 | -0.0071359 | 01. ($9,999.000) to $0.028 | 1 | 0 | 01. ($9,999.00) to $0.22 | 1 | 322.4222 | 320.817 | 319.2215 | 317.6355 | 316.059 | 314.4919 | 312.9342 | 311.3857 | 309.8465 | 308.3164 | 0 | 0 | 0 | 0 | 0 | 0 | 0 | 0 | 0 | 0 | 0 | 0 | 0 | 0 | 6857.3048 | 6823.1662 | 6789.2322 | 6755.5014 | 6721.9722 | 6688.6433 | 6655.5134 | 6622.5809 | 6589.8446 | 6557.303 | 0 | 0 | 0 | 0 | 0 | 0 | 0 | 0 | 0 | 0 | 0 | 0 | 0 | 0 | 67061.062 | 6857.3048 | 13680.471 | 20469.7033 | 27225.2046 | 33947.1769 | 40635.8202 | 47291.3335 | 53913.9144 | 60503.759 | 67061.062 | 67061.062 | 67061.062 | 67061.062 | 67061.062 | 67061.062 | 67061.062 | 67061.062 | 67061.062 | 67061.062 | 67061.062 | 67061.062 | 67061.062 | 67061.062 | 67061.062 | 0 | 0 | 0 | 0 | 0 | 0 | 0 | 0 | 0 | 0 | 0 | 0 | 0 | 0 | 0 | 0 | 0 | 0 | 0 | 0 | 0 | 0 | 0 | 0 | 0 | 0 | 0 | 0 | 0 | 0 | 0 | 0 | 0 | 0 | 0 | 0 | 0 | 0 | 0 | 0 | 0 | 0 | 0 | 0 | 0 | 0 | 0 | 0 | 0 | 0 | 0 | 0 | 0 | 0 | 0 | 0 | 0 | 0 | 0 | 0 | 0 | 0.74297 | 1.4823 | 2.2179 | 2.9498 | 3.6781 | 4.4028 | 5.1239 | 5.8415 | 6.5555 | 7.2659 | 7.2659 | 7.2659 | 7.2659 | 7.2659 | 7.2659 | 7.2659 | 7.2659 | 7.2659 | 7.2659 | 7.2659 | 7.2659 | 7.2659 | 7.2659 | 7.2659 | 0 | 0 | 0 | 0 | 0 | 0 | 0 | 0 | 0 | 0 | 0 | 0 | 0 | 0 | 0 | 0 | 0 | 0 | 0 | 0 | 0 | 0 | 0 | 0 | 0 | 0 | 0 | 0 | 0 | 0 | 0 | 0 | 0 | 0 | 0 | 0 | 0 | 0 | 0 | 0 | 0 | 0 | 0 | 0 | 0 | 0.01405% | 0.96343 | 1.9221 | 2.8759 | 3.8251 | 4.7695 | 5.7092 | 6.6443 | 7.5748 | 8.5006 | 9.4219 | 9.4219 | 9.4219 | 9.4219 | 9.4219 | 9.4219 | 9.4219 | 9.4219 | 9.4219 | 9.4219 | 9.4219 | 9.4219 | 9.4219 | 9.4219 | 9.4219
| ComGroceryDisplayCaseEvapFanMotorRetrofit_v4_1 | Measure_InputOutput | Savings, cost, and EUL from RTF workbook ComGroceryDisplayCaseEvapFanMotorRetrofit_v4_1 | 2020 | Retro | 2022 | 2045 | PSE | Commercial | All Commercial | Electric | Per Display Case Evaporator Fan Motor - Medium Temp - Replacing Electronically Commutated 9 W output power |  |  | Medium Temp_PMSM replacing Electronically Commutated_9 W output power |  | 15.0855 | 15 | 94.6319 | 0 |  | 0 | 0 | 0 | 0 | 0 | 0 | 0 | 0 |  | 15.0855 | 5 | 69.0343 | Refrigeration | Refrigeration | Display Case Fan | Refrigeration ECM | GrocRefLoad | 0.01083% | 99.94% | 99.94% | 0.52664 | 9.5254e-06 | 59.78% | 6.667% | 95% | 6.8% | 0.2% | 9.9198 | 0.2406 | 1.016 | 121.4699 | 0 | 0 | 0 | 139.1396 | 17.6697 |  | 0.79011 | 0 | 0.79011 | 13. $0.225 to $99,999.000 | 0 | 0 | 01. ($9,999.00) to $0.22 | 1 | 322.4222 | 320.817 | 319.2215 | 317.6355 | 316.059 | 314.4919 | 312.9342 | 311.3857 | 309.8465 | 308.3164 | 0 | 0 | 0 | 0 | 0 | 0 | 0 | 0 | 0 | 0 | 0 | 0 | 0 | 0 | 4863.9022 | 4839.6877 | 4815.6182 | 4791.6928 | 4767.9105 | 4744.2703 | 4720.7711 | 4697.412 | 4674.1921 | 4651.1103 | 0 | 0 | 0 | 0 | 0 | 0 | 0 | 0 | 0 | 0 | 0 | 0 | 0 | 0 | 47566.5673 | 4863.9022 | 9703.5899 | 14519.2081 | 19310.901 | 24078.8115 | 28823.0818 | 33543.8529 | 38241.2649 | 42915.457 | 47566.5673 | 47566.5673 | 47566.5673 | 47566.5673 | 47566.5673 | 47566.5673 | 47566.5673 | 47566.5673 | 47566.5673 | 47566.5673 | 47566.5673 | 47566.5673 | 47566.5673 | 47566.5673 | 47566.5673 | 0 | 0 | 0 | 0 | 0 | 0 | 0 | 0 | 0 | 0 | 0 | 0 | 0 | 0 | 0 | 0 | 0 | 0 | 0 | 0 | 0 | 0 | 0 | 0 | 0 | 0 | 0 | 0 | 0 | 0 | 0 | 0 | 0 | 0 | 0 | 0 | 0 | 0 | 0 | 0 | 0 | 0 | 0 | 0 | 0 | 0 | 0 | 0 | 0 | 0 | 0 | 0 | 0 | 0 | 0 | 0 | 0 | 0 | 0 | 0 | 0 | 0.52699 | 1.0514 | 1.5731 | 2.0923 | 2.6089 | 3.1229 | 3.6344 | 4.1434 | 4.6498 | 5.1537 | 5.1537 | 5.1537 | 5.1537 | 5.1537 | 5.1537 | 5.1537 | 5.1537 | 5.1537 | 5.1537 | 5.1537 | 5.1537 | 5.1537 | 5.1537 | 5.1537 | 44861.6992 | 44638.3587 | 44416.3564 | 44195.6831 | 43976.3294 | 43758.286 | 43541.5439 | 43326.0939 | 43111.9271 | 42899.0344 | 0 | 0 | 0 | 0 | 0 | 0 | 0 | 0 | 0 | 0 | 0 | 0 | 0 | 0 | 438725.3122 | 0 | 0 | 0 | 0 | 0 | 0 | 0 | 0 | 0 | 0 | 0 | 0 | 0 | 0 | 0 | 0 | 0 | 0 | 0 | 0 | 0.01405% | 0.68337 | 1.3633 | 2.0399 | 2.7131 | 3.383 | 4.0496 | 4.7128 | 5.3728 | 6.0295 | 6.683 | 6.683 | 6.683 | 6.683 | 6.683 | 6.683 | 6.683 | 6.683 | 6.683 | 6.683 | 6.683 | 6.683 | 6.683 | 6.683 | 6.683
| ComGroceryDisplayCaseEvapFanMotorRetrofit_v4_1 | Measure_InputOutput | Savings, cost, and EUL from RTF workbook ComGroceryDisplayCaseEvapFanMotorRetrofit_v4_1 | 2020 | Retro | 2022 | 2045 | PSE | Commercial | All Commercial | Electric | Per Display Case Evaporator Fan Motor - Medium Temp - Replacing Electronically Commutated 10 to 15 W output power |  |  | Medium Temp_PMSM replacing Electronically Commutated_10 to 15 W output power |  | 21.2681 | 15 | 94.6319 | 0 |  | 0 | 0 | 0 | 0 | 0 | 0 | 0 | 0 |  | 21.2681 | 5 | 69.0343 | Refrigeration | Refrigeration | Display Case Fan | Refrigeration ECM | GrocRefLoad | 0.01083% | 99.94% | 99.94% | 0.52664 | 9.5254e-06 | 59.78% | 6.667% | 95% | 6.8% | 0.2% | 13.9852 | 0.33921 | 1.4324 | 121.4699 | 0 | 0 | 0 | 138.6246 | 17.1547 |  | 0.55835 | 0 | 0.55835 | 13. $0.225 to $99,999.000 | 0 | 0 | 01. ($9,999.00) to $0.22 | 1 | 322.4222 | 320.817 | 319.2215 | 317.6355 | 316.059 | 314.4919 | 312.9342 | 311.3857 | 309.8465 | 308.3164 | 0 | 0 | 0 | 0 | 0 | 0 | 0 | 0 | 0 | 0 | 0 | 0 | 0 | 0 | 6857.3048 | 6823.1662 | 6789.2322 | 6755.5014 | 6721.9722 | 6688.6433 | 6655.5134 | 6622.5809 | 6589.8446 | 6557.303 | 0 | 0 | 0 | 0 | 0 | 0 | 0 | 0 | 0 | 0 | 0 | 0 | 0 | 0 | 67061.062 | 6857.3048 | 13680.471 | 20469.7033 | 27225.2046 | 33947.1769 | 40635.8202 | 47291.3335 | 53913.9144 | 60503.759 | 67061.062 | 67061.062 | 67061.062 | 67061.062 | 67061.062 | 67061.062 | 67061.062 | 67061.062 | 67061.062 | 67061.062 | 67061.062 | 67061.062 | 67061.062 | 67061.062 | 67061.062 | 0 | 0 | 0 | 0 | 0 | 0 | 0 | 0 | 0 | 0 | 0 | 0 | 0 | 0 | 0 | 0 | 0 | 0 | 0 | 0 | 0 | 0 | 0 | 0 | 0 | 0 | 0 | 0 | 0 | 0 | 0 | 0 | 0 | 0 | 0 | 0 | 0 | 0 | 0 | 0 | 0 | 0 | 0 | 0 | 0 | 0 | 0 | 0 | 0 | 0 | 0 | 0 | 0 | 0 | 0 | 0 | 0 | 0 | 0 | 0 | 0 | 0.74297 | 1.4823 | 2.2179 | 2.9498 | 3.6781 | 4.4028 | 5.1239 | 5.8415 | 6.5555 | 7.2659 | 7.2659 | 7.2659 | 7.2659 | 7.2659 | 7.2659 | 7.2659 | 7.2659 | 7.2659 | 7.2659 | 7.2659 | 7.2659 | 7.2659 | 7.2659 | 7.2659 | 44695.6468 | 44473.133 | 44251.9525 | 44032.096 | 43813.5542 | 43596.3179 | 43380.3781 | 43165.7256 | 42952.3514 | 42740.2468 | 0 | 0 | 0 | 0 | 0 | 0 | 0 | 0 | 0 | 0 | 0 | 0 | 0 | 0 | 437101.4024 | 0 | 0 | 0 | 0 | 0 | 0 | 0 | 0 | 0 | 0 | 0 | 0 | 0 | 0 | 0 | 0 | 0 | 0 | 0 | 0 | 0.01405% | 0.96343 | 1.9221 | 2.8759 | 3.8251 | 4.7695 | 5.7092 | 6.6443 | 7.5748 | 8.5006 | 9.4219 | 9.4219 | 9.4219 | 9.4219 | 9.4219 | 9.4219 | 9.4219 | 9.4219 | 9.4219 | 9.4219 | 9.4219 | 9.4219 | 9.4219 | 9.4219 | 9.4219
| ComGroceryDisplayCaseEvapFanMotorRetrofit_v4_1 | Measure_InputOutput | Savings, cost, and EUL from RTF workbook ComGroceryDisplayCaseEvapFanMotorRetrofit_v4_1 | 2020 | Retro | 2022 | 2045 | PSE | Commercial | All Commercial | Electric | Per Display Case Evaporator Fan Motor - Low Temp - Replacing Shaded Pole 9 W output power |  |  | Low Temp_ECM replacing Shaded Pole_9 W output power |  | 494.6101 | 15 | 94.6319 | 0 |  | 0 | 0 | 0 | 0 | 0 | 0 | 0 | 0 |  | 247.3051 | 5 | 46.0269 | Refrigeration | Refrigeration | Display Case Fan | Refrigeration ECM | GrocRefLoad | 0.01083% | 99.94% | 99.94% | 0.52664 | 9.5254e-06 | 40.22% | 6.667% | 95% | 6.8% | 0.2% | 325.2402 | 7.8886 | 33.3129 | 121.4699 | 0 | 0 | 0 | 99.1948 | -22.2751 |  | 0.01718 | 0 | 0.01718 | 01. ($9,999.000) to $0.028 | 1 | 0 | 01. ($9,999.00) to $0.22 | 1 | 216.9499 | 215.8699 | 214.7963 | 213.7291 | 212.6683 | 211.6139 | 210.5657 | 209.5238 | 208.4881 | 207.4585 | 0 | 0 | 0 | 0 | 0 | 0 | 0 | 0 | 0 | 0 | 0 | 0 | 0 | 0 | 107305.6325 | 106771.4197 | 106240.408 | 105712.5748 | 105187.8981 | 104666.3557 | 104147.9257 | 103632.5864 | 103120.3163 | 102611.0939 | 0 | 0 | 0 | 0 | 0 | 0 | 0 | 0 | 0 | 0 | 0 | 0 | 0 | 0 | 1049396.2109 | 107305.6325 | 214077.0522 | 320317.4601 | 426030.035 | 531217.933 | 635884.2887 | 740032.2144 | 843664.8008 | 946785.117 | 1049396.2109 | 1049396.2109 | 1049396.2109 | 1049396.2109 | 1049396.2109 | 1049396.2109 | 1049396.2109 | 1049396.2109 | 1049396.2109 | 1049396.2109 | 1049396.2109 | 1049396.2109 | 1049396.2109 | 1049396.2109 | 1049396.2109 | 0 | 0 | 0 | 0 | 0 | 0 | 0 | 0 | 0 | 0 | 0 | 0 | 0 | 0 | 0 | 0 | 0 | 0 | 0 | 0 | 0 | 0 | 0 | 0 | 0 | 0 | 0 | 0 | 0 | 0 | 0 | 0 | 0 | 0 | 0 | 0 | 0 | 0 | 0 | 0 | 0 | 0 | 0 | 0 | 0 | 0 | 0 | 0 | 0 | 0 | 0 | 0 | 0 | 0 | 0 | 0 | 0 | 0 | 0 | 0 | 0 | 11.6263 | 23.1948 | 34.7057 | 46.1595 | 57.5564 | 68.8967 | 80.181 | 91.4093 | 102.5822 | 113.6999 | 113.6999 | 113.6999 | 113.6999 | 113.6999 | 113.6999 | 113.6999 | 113.6999 | 113.6999 | 113.6999 | 113.6999 | 113.6999 | 113.6999 | 113.6999 | 113.6999 | 21520.2995 | 21413.1623 | 21306.6672 | 21200.8095 | 21095.5848 | 20990.9887 | 20887.0168 | 20783.6648 | 20680.9283 | 20578.803 | 0 | 0 | 0 | 0 | 0 | 0 | 0 | 0 | 0 | 0 | 0 | 0 | 0 | 0 | 210457.9249 | 0 | 0 | 0 | 0 | 0 | 0 | 0 | 0 | 0 | 0 | 0 | 0 | 0 | 0 | 0 | 0 | 0 | 0 | 0 | 0 | 0.01405% | 15.0762 | 30.0773 | 45.0037 | 59.8561 | 74.6347 | 89.34 | 103.9725 | 118.5326 | 133.0208 | 147.4374 | 147.4374 | 147.4374 | 147.4374 | 147.4374 | 147.4374 | 147.4374 | 147.4374 | 147.4374 | 147.4374 | 147.4374 | 147.4374 | 147.4374 | 147.4374 | 147.4374
| ComGroceryDisplayCaseEvapFanMotorRetrofit_v4_1 | Measure_InputOutput | Savings, cost, and EUL from RTF workbook ComGroceryDisplayCaseEvapFanMotorRetrofit_v4_1 | 2020 | Retro | 2022 | 2045 | PSE | Commercial | All Commercial | Electric | Per Display Case Evaporator Fan Motor - Low Temp - Replacing Shaded Pole 10 to 15 W output power |  |  | Low Temp_ECM replacing Shaded Pole_10 to 15 W output power |  | 697.3192 | 15 | 94.6319 | 0 |  | 0 | 0 | 0 | 0 | 0 | 0 | 0 | 0 |  | 348.6596 | 5 | 51.248 | Refrigeration | Refrigeration | Display Case Fan | Refrigeration ECM | GrocRefLoad | 0.01083% | 99.94% | 99.94% | 0.52664 | 9.5254e-06 | 40.22% | 6.667% | 95% | 6.8% | 0.2% | 458.5353 | 11.1216 | 46.9657 | 121.4699 | 0 | 0 | 0 | 82.3089 | -39.161 |  | 0.010111 | 0 | 0.010111 | 01. ($9,999.000) to $0.028 | 1 | 0 | 01. ($9,999.00) to $0.22 | 1 | 216.9499 | 215.8699 | 214.7963 | 213.7291 | 212.6683 | 211.6139 | 210.5657 | 209.5238 | 208.4881 | 207.4585 | 0 | 0 | 0 | 0 | 0 | 0 | 0 | 0 | 0 | 0 | 0 | 0 | 0 | 0 | 151283.3507 | 150530.1983 | 149781.5588 | 149037.4006 | 148297.6924 | 147562.4031 | 146831.5018 | 146104.9579 | 145382.7409 | 144664.8209 | 0 | 0 | 0 | 0 | 0 | 0 | 0 | 0 | 0 | 0 | 0 | 0 | 0 | 0 | 1479476.6252 | 151283.3507 | 301813.549 | 451595.1077 | 600632.5083 | 748930.2007 | 896492.6038 | 1043324.1055 | 1189429.0634 | 1334811.8044 | 1479476.6252 | 1479476.6252 | 1479476.6252 | 1479476.6252 | 1479476.6252 | 1479476.6252 | 1479476.6252 | 1479476.6252 | 1479476.6252 | 1479476.6252 | 1479476.6252 | 1479476.6252 | 1479476.6252 | 1479476.6252 | 1479476.6252 | 0 | 0 | 0 | 0 | 0 | 0 | 0 | 0 | 0 | 0 | 0 | 0 | 0 | 0 | 0 | 0 | 0 | 0 | 0 | 0 | 0 | 0 | 0 | 0 | 0 | 0 | 0 | 0 | 0 | 0 | 0 | 0 | 0 | 0 | 0 | 0 | 0 | 0 | 0 | 0 | 0 | 0 | 0 | 0 | 0 | 0 | 0 | 0 | 0 | 0 | 0 | 0 | 0 | 0 | 0 | 0 | 0 | 0 | 0 | 0 | 0 | 16.3912 | 32.7009 | 48.9294 | 65.0773 | 81.145 | 97.1331 | 113.042 | 128.8722 | 144.6241 | 160.2982 | 160.2982 | 160.2982 | 160.2982 | 160.2982 | 160.2982 | 160.2982 | 160.2982 | 160.2982 | 160.2982 | 160.2982 | 160.2982 | 160.2982 | 160.2982 | 160.2982 | 17856.9142 | 17768.0149 | 17679.6484 | 17591.8108 | 17504.4984 | 17417.7076 | 17331.4348 | 17245.6763 | 17160.4286 | 17075.688 | 0 | 0 | 0 | 0 | 0 | 0 | 0 | 0 | 0 | 0 | 0 | 0 | 0 | 0 | 174631.822 | 0 | 0 | 0 | 0 | 0 | 0 | 0 | 0 | 0 | 0 | 0 | 0 | 0 | 0 | 0 | 0 | 0 | 0 | 0 | 0 | 0.01405% | 21.2549 | 42.404 | 63.4479 | 84.3873 | 105.2227 | 125.9548 | 146.5842 | 167.1116 | 187.5375 | 207.8625 | 207.8625 | 207.8625 | 207.8625 | 207.8625 | 207.8625 | 207.8625 | 207.8625 | 207.8625 | 207.8625 | 207.8625 | 207.8625 | 207.8625 | 207.8625 | 207.8625
| ComGroceryDisplayCaseEvapFanMotorRetrofit_v4_1 | Measure_InputOutput | Savings, cost, and EUL from RTF workbook ComGroceryDisplayCaseEvapFanMotorRetrofit_v4_1 | 2020 | Retro | 2022 | 2045 | PSE | Commercial | All Commercial | Electric | Per Display Case Evaporator Fan Motor - Low Temp - Replacing Shaded Pole 16 to 20 W output power |  |  | Low Temp_ECM replacing Shaded Pole_16 to 20 W output power |  | 795.9745 | 15 | 94.7328 | 0 |  | 0 | 0 | 0 | 0 | 0 | 0 | 0 | 0 |  | 397.9872 | 5 | 51.9156 | Refrigeration | Refrigeration | Display Case Fan | Refrigeration ECM | GrocRefLoad | 0.01083% | 99.94% | 99.94% | 0.52664 | 9.5254e-06 | 40.22% | 6.667% | 95% | 6.8% | 0.2% | 523.4079 | 12.6951 | 53.6103 | 121.5994 | 0 | 0 | 0 | 74.2406 | -47.3589 |  | 0.0079899 | 0 | 0.0079899 | 01. ($9,999.000) to $0.028 | 1 | 0 | 01. ($9,999.00) to $0.22 | 1 | 216.9499 | 215.8699 | 214.7963 | 213.7291 | 212.6683 | 211.6139 | 210.5657 | 209.5238 | 208.4881 | 207.4585 | 0 | 0 | 0 | 0 | 0 | 0 | 0 | 0 | 0 | 0 | 0 | 0 | 0 | 0 | 172686.6056 | 171826.8987 | 170972.3432 | 170122.9031 | 169278.5425 | 168439.226 | 167604.9183 | 166775.5844 | 165951.1898 | 165131.6999 | 0 | 0 | 0 | 0 | 0 | 0 | 0 | 0 | 0 | 0 | 0 | 0 | 0 | 0 | 1688789.9114 | 172686.6056 | 344513.5043 | 515485.8475 | 685608.7505 | 854887.293 | 1023326.519 | 1190931.4373 | 1357707.0217 | 1523658.2115 | 1688789.9114 | 1688789.9114 | 1688789.9114 | 1688789.9114 | 1688789.9114 | 1688789.9114 | 1688789.9114 | 1688789.9114 | 1688789.9114 | 1688789.9114 | 1688789.9114 | 1688789.9114 | 1688789.9114 | 1688789.9114 | 1688789.9114 | 0 | 0 | 0 | 0 | 0 | 0 | 0 | 0 | 0 | 0 | 0 | 0 | 0 | 0 | 0 | 0 | 0 | 0 | 0 | 0 | 0 | 0 | 0 | 0 | 0 | 0 | 0 | 0 | 0 | 0 | 0 | 0 | 0 | 0 | 0 | 0 | 0 | 0 | 0 | 0 | 0 | 0 | 0 | 0 | 0 | 0 | 0 | 0 | 0 | 0 | 0 | 0 | 0 | 0 | 0 | 0 | 0 | 0 | 0 | 0 | 0 | 18.7102 | 37.3273 | 55.8518 | 74.2843 | 92.6253 | 110.8753 | 129.035 | 147.1047 | 165.0852 | 182.9769 | 182.9769 | 182.9769 | 182.9769 | 182.9769 | 182.9769 | 182.9769 | 182.9769 | 182.9769 | 182.9769 | 182.9769 | 182.9769 | 182.9769 | 182.9769 | 182.9769 | 16106.4824 | 16026.2975 | 15946.5931 | 15867.3658 | 15788.6123 | 15710.3292 | 15632.5133 | 15555.1614 | 15478.2701 | 15401.8362 | 0 | 0 | 0 | 0 | 0 | 0 | 0 | 0 | 0 | 0 | 0 | 0 | 0 | 0 | 157513.4613 | 0 | 0 | 0 | 0 | 0 | 0 | 0 | 0 | 0 | 0 | 0 | 0 | 0 | 0 | 0 | 0 | 0 | 0 | 0 | 0 | 0.01405% | 24.262 | 48.4032 | 72.4244 | 96.3262 | 120.1094 | 143.7746 | 167.3227 | 190.7542 | 214.0699 | 237.2705 | 237.2705 | 237.2705 | 237.2705 | 237.2705 | 237.2705 | 237.2705 | 237.2705 | 237.2705 | 237.2705 | 237.2705 | 237.2705 | 237.2705 | 237.2705 | 237.2705
| ComGroceryDisplayCaseEvapFanMotorRetrofit_v4_1 | Measure_InputOutput | Savings, cost, and EUL from RTF workbook ComGroceryDisplayCaseEvapFanMotorRetrofit_v4_1 | 2020 | Retro | 2022 | 2045 | PSE | Commercial | All Commercial | Electric | Per Display Case Evaporator Fan Motor - Low Temp - Replacing Shaded Pole 20+ W output power |  |  | Low Temp_ECM replacing Shaded Pole_20+ W output power |  | 756.1668 | 15 | 101.2549 | 0 |  | 0 | 0 | 0 | 0 | 0 | 0 | 0 | 0 |  | 378.0834 | 5 | 64.4177 | Refrigeration | Refrigeration | Display Case Fan | Refrigeration ECM | GrocRefLoad | 0.01083% | 99.94% | 99.94% | 0.52664 | 9.5254e-06 | 40.22% | 6.667% | 95% | 6.8% | 0.2% | 497.2316 | 12.0602 | 50.9292 | 129.9712 | 0 | 0 | 0 | 87.2327 | -42.7384 |  | 0.0098823 | 0 | 0.0098823 | 01. ($9,999.000) to $0.028 | 1 | 0 | 01. ($9,999.00) to $0.22 | 1 | 216.9499 | 215.8699 | 214.7963 | 213.7291 | 212.6683 | 211.6139 | 210.5657 | 209.5238 | 208.4881 | 207.4585 | 0 | 0 | 0 | 0 | 0 | 0 | 0 | 0 | 0 | 0 | 0 | 0 | 0 | 0 | 164050.3278 | 163233.616 | 162421.7979 | 161614.8394 | 160812.7064 | 160015.3651 | 159222.7822 | 158434.9244 | 157651.7588 | 156873.2526 | 0 | 0 | 0 | 0 | 0 | 0 | 0 | 0 | 0 | 0 | 0 | 0 | 0 | 0 | 1604331.3707 | 164050.3278 | 327283.9438 | 489705.7418 | 651320.5811 | 812133.2875 | 972148.6527 | 1131371.4349 | 1289806.3593 | 1447458.1181 | 1604331.3707 | 1604331.3707 | 1604331.3707 | 1604331.3707 | 1604331.3707 | 1604331.3707 | 1604331.3707 | 1604331.3707 | 1604331.3707 | 1604331.3707 | 1604331.3707 | 1604331.3707 | 1604331.3707 | 1604331.3707 | 1604331.3707 | 0 | 0 | 0 | 0 | 0 | 0 | 0 | 0 | 0 | 0 | 0 | 0 | 0 | 0 | 0 | 0 | 0 | 0 | 0 | 0 | 0 | 0 | 0 | 0 | 0 | 0 | 0 | 0 | 0 | 0 | 0 | 0 | 0 | 0 | 0 | 0 | 0 | 0 | 0 | 0 | 0 | 0 | 0 | 0 | 0 | 0 | 0 | 0 | 0 | 0 | 0 | 0 | 0 | 0 | 0 | 0 | 0 | 0 | 0 | 0 | 0 | 17.7745 | 35.4605 | 53.0586 | 70.5692 | 87.993 | 105.3303 | 122.5818 | 139.7479 | 156.8291 | 173.826 | 173.826 | 173.826 | 173.826 | 173.826 | 173.826 | 173.826 | 173.826 | 173.826 | 173.826 | 173.826 | 173.826 | 173.826 | 173.826 | 173.826 | 18925.1356 | 18830.9183 | 18737.2655 | 18644.1733 | 18551.6379 | 18459.6552 | 18368.2214 | 18277.3327 | 18186.9854 | 18097.1755 | 0 | 0 | 0 | 0 | 0 | 0 | 0 | 0 | 0 | 0 | 0 | 0 | 0 | 0 | 185078.5008 | 0 | 0 | 0 | 0 | 0 | 0 | 0 | 0 | 0 | 0 | 0 | 0 | 0 | 0 | 0 | 0 | 0 | 0 | 0 | 0 | 0.01405% | 23.0486 | 45.9825 | 68.8023 | 91.5088 | 114.1025 | 136.5843 | 158.9547 | 181.2143 | 203.364 | 225.4043 | 225.4043 | 225.4043 | 225.4043 | 225.4043 | 225.4043 | 225.4043 | 225.4043 | 225.4043 | 225.4043 | 225.4043 | 225.4043 | 225.4043 | 225.4043 | 225.4043
| ComGroceryDisplayCaseEvapFanMotorRetrofit_v4_1 | Measure_InputOutput | Savings, cost, and EUL from RTF workbook ComGroceryDisplayCaseEvapFanMotorRetrofit_v4_1 | 2020 | Retro | 2022 | 2045 | PSE | Commercial | All Commercial | Electric | Per Display Case Evaporator Fan Motor - Low Temp - Replacing Permanent Split Capacitor 9 W output power |  |  | Low Temp_ECM replacing Permanent Split Capacitor_9 W output power |  | 274.3714 | 15 | 94.6319 | 0 |  | 0 | 0 | 0 | 0 | 0 | 0 | 0 | 0 |  | 137.1857 | 5 | 42.9915 | Refrigeration | Refrigeration | Display Case Fan | Refrigeration ECM | GrocRefLoad | 0.01083% | 99.94% | 99.94% | 0.52664 | 9.5254e-06 | 40.22% | 6.667% | 95% | 6.8% | 0.2% | 180.4181 | 4.376 | 18.4794 | 121.4699 | 0 | 0 | 0 | 117.5409 | -3.929 |  | 0.036698 | 0 | 0.036698 | 02. $0.028 to $0.055 | 1 | 0 | 01. ($9,999.00) to $0.22 | 1 | 216.9499 | 215.8699 | 214.7963 | 213.7291 | 212.6683 | 211.6139 | 210.5657 | 209.5238 | 208.4881 | 207.4585 | 0 | 0 | 0 | 0 | 0 | 0 | 0 | 0 | 0 | 0 | 0 | 0 | 0 | 0 | 59524.8636 | 59228.5237 | 58933.9594 | 58641.1585 | 58350.1084 | 58060.797 | 57773.2121 | 57487.3418 | 57203.1739 | 56920.6968 | 0 | 0 | 0 | 0 | 0 | 0 | 0 | 0 | 0 | 0 | 0 | 0 | 0 | 0 | 582123.8351 | 59524.8636 | 118753.3873 | 177687.3467 | 236328.5051 | 294678.6135 | 352739.4105 | 410512.6227 | 467999.9645 | 525203.1384 | 582123.8351 | 582123.8351 | 582123.8351 | 582123.8351 | 582123.8351 | 582123.8351 | 582123.8351 | 582123.8351 | 582123.8351 | 582123.8351 | 582123.8351 | 582123.8351 | 582123.8351 | 582123.8351 | 582123.8351 | 0 | 0 | 0 | 0 | 0 | 0 | 0 | 0 | 0 | 0 | 0 | 0 | 0 | 0 | 0 | 0 | 0 | 0 | 0 | 0 | 0 | 0 | 0 | 0 | 0 | 0 | 0 | 0 | 0 | 0 | 0 | 0 | 0 | 0 | 0 | 0 | 0 | 0 | 0 | 0 | 0 | 0 | 0 | 0 | 0 | 0 | 0 | 0 | 0 | 0 | 0 | 0 | 0 | 0 | 0 | 0 | 0 | 0 | 0 | 0 | 0 | 6.4494 | 12.8667 | 19.2521 | 25.6057 | 31.9278 | 38.2186 | 44.4782 | 50.7068 | 56.9047 | 63.0719 | 63.0719 | 63.0719 | 63.0719 | 63.0719 | 63.0719 | 63.0719 | 63.0719 | 63.0719 | 63.0719 | 63.0719 | 63.0719 | 63.0719 | 63.0719 | 63.0719 | 25500.4825 | 25373.5303 | 25247.3388 | 25121.9027 | 24997.2167 | 24873.2756 | 24750.0741 | 24627.6071 | 24505.8694 | 24384.8561 | 0 | 0 | 0 | 0 | 0 | 0 | 0 | 0 | 0 | 0 | 0 | 0 | 0 | 0 | 249382.1533 | 0 | 0 | 0 | 0 | 0 | 0 | 0 | 0 | 0 | 0 | 0 | 0 | 0 | 0 | 0 | 0 | 0 | 0 | 0 | 0 | 0.01405% | 8.3631 | 16.6845 | 24.9646 | 33.2035 | 41.4016 | 49.5589 | 57.6759 | 65.7527 | 73.7896 | 81.7868 | 81.7868 | 81.7868 | 81.7868 | 81.7868 | 81.7868 | 81.7868 | 81.7868 | 81.7868 | 81.7868 | 81.7868 | 81.7868 | 81.7868 | 81.7868 | 81.7868
| ComGroceryDisplayCaseEvapFanMotorRetrofit_v4_1 | Measure_InputOutput | Savings, cost, and EUL from RTF workbook ComGroceryDisplayCaseEvapFanMotorRetrofit_v4_1 | 2020 | Retro | 2022 | 2045 | PSE | Commercial | All Commercial | Electric | Per Display Case Evaporator Fan Motor - Low Temp - Replacing Permanent Split Capacitor 10 to 15 W output power |  |  | Low Temp_ECM replacing Permanent Split Capacitor_10 to 15 W output power |  | 234.3277 | 15 | 94.6319 | 0 |  | 0 | 0 | 0 | 0 | 0 | 0 | 0 | 0 |  | 117.1638 | 5 | 45.4736 | Refrigeration | Refrigeration | Display Case Fan | Refrigeration ECM | GrocRefLoad | 0.01083% | 99.94% | 99.94% | 0.52664 | 9.5254e-06 | 40.22% | 6.667% | 95% | 6.8% | 0.2% | 154.0866 | 3.7373 | 15.7824 | 121.4699 | 0 | 0 | 0 | 120.8765 | -0.59333 |  | 0.044189 | 0 | 0.044189 | 02. $0.028 to $0.055 | 1 | 0 | 01. ($9,999.00) to $0.22 | 1 | 216.9499 | 215.8699 | 214.7963 | 213.7291 | 212.6683 | 211.6139 | 210.5657 | 209.5238 | 208.4881 | 207.4585 | 0 | 0 | 0 | 0 | 0 | 0 | 0 | 0 | 0 | 0 | 0 | 0 | 0 | 0 | 50837.3738 | 50584.2839 | 50332.7105 | 50082.643 | 49834.0709 | 49586.9837 | 49341.371 | 49097.2227 | 48854.5283 | 48613.2779 | 0 | 0 | 0 | 0 | 0 | 0 | 0 | 0 | 0 | 0 | 0 | 0 | 0 | 0 | 497164.4656 | 50837.3738 | 101421.6576 | 151754.3681 | 201837.0111 | 251671.0819 | 301258.0656 | 350599.4366 | 399696.6593 | 448551.1876 | 497164.4656 | 497164.4656 | 497164.4656 | 497164.4656 | 497164.4656 | 497164.4656 | 497164.4656 | 497164.4656 | 497164.4656 | 497164.4656 | 497164.4656 | 497164.4656 | 497164.4656 | 497164.4656 | 497164.4656 | 0 | 0 | 0 | 0 | 0 | 0 | 0 | 0 | 0 | 0 | 0 | 0 | 0 | 0 | 0 | 0 | 0 | 0 | 0 | 0 | 0 | 0 | 0 | 0 | 0 | 0 | 0 | 0 | 0 | 0 | 0 | 0 | 0 | 0 | 0 | 0 | 0 | 0 | 0 | 0 | 0 | 0 | 0 | 0 | 0 | 0 | 0 | 0 | 0 | 0 | 0 | 0 | 0 | 0 | 0 | 0 | 0 | 0 | 0 | 0 | 0 | 5.5081 | 10.9888 | 16.4423 | 21.8686 | 27.268 | 32.6407 | 37.9867 | 43.3063 | 48.5996 | 53.8667 | 53.8667 | 53.8667 | 53.8667 | 53.8667 | 53.8667 | 53.8667 | 53.8667 | 53.8667 | 53.8667 | 53.8667 | 53.8667 | 53.8667 | 53.8667 | 53.8667 | 26224.1585 | 26093.6036 | 25963.831 | 25834.8351 | 25706.6107 | 25579.1522 | 25452.4544 | 25326.5119 | 25201.3195 | 25076.8719 | 0 | 0 | 0 | 0 | 0 | 0 | 0 | 0 | 0 | 0 | 0 | 0 | 0 | 0 | 256459.3487 | 0 | 0 | 0 | 0 | 0 | 0 | 0 | 0 | 0 | 0 | 0 | 0 | 0 | 0 | 0 | 0 | 0 | 0 | 0 | 0 | 0.01405% | 7.1425 | 14.2495 | 21.3211 | 28.3576 | 35.3591 | 42.326 | 49.2583 | 56.1563 | 63.0202 | 69.8503 | 69.8503 | 69.8503 | 69.8503 | 69.8503 | 69.8503 | 69.8503 | 69.8503 | 69.8503 | 69.8503 | 69.8503 | 69.8503 | 69.8503 | 69.8503 | 69.8503
| ComGroceryDisplayCaseEvapFanMotorRetrofit_v4_1 | Measure_InputOutput | Savings, cost, and EUL from RTF workbook ComGroceryDisplayCaseEvapFanMotorRetrofit_v4_1 | 2020 | Retro | 2022 | 2045 | PSE | Commercial | All Commercial | Electric | Per Display Case Evaporator Fan Motor - Low Temp - Replacing Permanent Split Capacitor 16 to 20 W output power |  |  | Low Temp_ECM replacing Permanent Split Capacitor_16 to 20 W output power |  | 318.4699 | 15 | 94.7328 | 0 |  | 0 | 0 | 0 | 0 | 0 | 0 | 0 | 0 |  | 159.2349 | 5 | 48.1979 | Refrigeration | Refrigeration | Display Case Fan | Refrigeration ECM | GrocRefLoad | 0.01083% | 99.94% | 99.94% | 0.52664 | 9.5254e-06 | 40.22% | 6.667% | 95% | 6.8% | 0.2% | 209.4158 | 5.0793 | 21.4495 | 121.5994 | 0 | 0 | 0 | 114.0171 | -7.5823 |  | 0.030669 | 0 | 0.030669 | 02. $0.028 to $0.055 | 1 | 0 | 01. ($9,999.00) to $0.22 | 1 | 216.9499 | 215.8699 | 214.7963 | 213.7291 | 212.6683 | 211.6139 | 210.5657 | 209.5238 | 208.4881 | 207.4585 | 0 | 0 | 0 | 0 | 0 | 0 | 0 | 0 | 0 | 0 | 0 | 0 | 0 | 0 | 69092.0187 | 68748.0495 | 68406.1413 | 68066.2798 | 67728.4506 | 67392.6395 | 67058.8325 | 66727.0155 | 66397.1747 | 66069.2962 | 0 | 0 | 0 | 0 | 0 | 0 | 0 | 0 | 0 | 0 | 0 | 0 | 0 | 0 | 675685.8981 | 69092.0187 | 137840.0682 | 206246.2095 | 274312.4892 | 342040.9398 | 409433.5793 | 476492.4118 | 543219.4272 | 609616.6019 | 675685.8981 | 675685.8981 | 675685.8981 | 675685.8981 | 675685.8981 | 675685.8981 | 675685.8981 | 675685.8981 | 675685.8981 | 675685.8981 | 675685.8981 | 675685.8981 | 675685.8981 | 675685.8981 | 675685.8981 | 0 | 0 | 0 | 0 | 0 | 0 | 0 | 0 | 0 | 0 | 0 | 0 | 0 | 0 | 0 | 0 | 0 | 0 | 0 | 0 | 0 | 0 | 0 | 0 | 0 | 0 | 0 | 0 | 0 | 0 | 0 | 0 | 0 | 0 | 0 | 0 | 0 | 0 | 0 | 0 | 0 | 0 | 0 | 0 | 0 | 0 | 0 | 0 | 0 | 0 | 0 | 0 | 0 | 0 | 0 | 0 | 0 | 0 | 0 | 0 | 0 | 7.486 | 14.9347 | 22.3464 | 29.7212 | 37.0594 | 44.3613 | 51.627 | 58.8567 | 66.0507 | 73.2092 | 73.2092 | 73.2092 | 73.2092 | 73.2092 | 73.2092 | 73.2092 | 73.2092 | 73.2092 | 73.2092 | 73.2092 | 73.2092 | 73.2092 | 73.2092 | 73.2092 | 24736.0089 | 24612.8626 | 24490.4542 | 24368.7785 | 24247.8305 | 24127.6049 | 24008.0968 | 23889.3012 | 23771.2131 | 23653.8276 | 0 | 0 | 0 | 0 | 0 | 0 | 0 | 0 | 0 | 0 | 0 | 0 | 0 | 0 | 241905.9784 | 0 | 0 | 0 | 0 | 0 | 0 | 0 | 0 | 0 | 0 | 0 | 0 | 0 | 0 | 0 | 0 | 0 | 0 | 0 | 0 | 0.01405% | 9.7072 | 19.3662 | 28.977 | 38.5402 | 48.0558 | 57.5243 | 66.9459 | 76.3209 | 85.6495 | 94.9321 | 94.9321 | 94.9321 | 94.9321 | 94.9321 | 94.9321 | 94.9321 | 94.9321 | 94.9321 | 94.9321 | 94.9321 | 94.9321 | 94.9321 | 94.9321 | 94.9321
| ComGroceryDisplayCaseEvapFanMotorRetrofit_v4_1 | Measure_InputOutput | Savings, cost, and EUL from RTF workbook ComGroceryDisplayCaseEvapFanMotorRetrofit_v4_1 | 2020 | Retro | 2022 | 2045 | PSE | Commercial | All Commercial | Electric | Per Display Case Evaporator Fan Motor - Low Temp - Replacing Permanent Split Capacitor 20+ W output power |  |  | Low Temp_ECM replacing Permanent Split Capacitor_20+ W output power |  | 260.3197 | 15 | 101.2549 | 0 |  | 0 | 0 | 0 | 0 | 0 | 0 | 0 | 0 |  | 130.1599 | 5 | 48.1979 | Refrigeration | Refrigeration | Display Case Fan | Refrigeration ECM | GrocRefLoad | 0.01083% | 99.94% | 99.94% | 0.52664 | 9.5254e-06 | 40.22% | 6.667% | 95% | 6.8% | 0.2% | 171.1781 | 4.1519 | 17.533 | 129.9712 | 0 | 0 | 0 | 128.5373 | -1.4339 |  | 0.042298 | 0 | 0.042298 | 02. $0.028 to $0.055 | 1 | 0 | 01. ($9,999.00) to $0.22 | 1 | 216.9499 | 215.8699 | 214.7963 | 213.7291 | 212.6683 | 211.6139 | 210.5657 | 209.5238 | 208.4881 | 207.4585 | 0 | 0 | 0 | 0 | 0 | 0 | 0 | 0 | 0 | 0 | 0 | 0 | 0 | 0 | 56476.3424 | 56195.1793 | 55915.7009 | 55637.8955 | 55361.7514 | 55087.2569 | 54814.4004 | 54543.1707 | 54273.5563 | 54005.546 | 0 | 0 | 0 | 0 | 0 | 0 | 0 | 0 | 0 | 0 | 0 | 0 | 0 | 0 | 552310.7998 | 56476.3424 | 112671.5217 | 168587.2226 | 224225.1181 | 279586.8695 | 334674.1263 | 389488.5268 | 444031.6975 | 498305.2538 | 552310.7998 | 552310.7998 | 552310.7998 | 552310.7998 | 552310.7998 | 552310.7998 | 552310.7998 | 552310.7998 | 552310.7998 | 552310.7998 | 552310.7998 | 552310.7998 | 552310.7998 | 552310.7998 | 552310.7998 | 0 | 0 | 0 | 0 | 0 | 0 | 0 | 0 | 0 | 0 | 0 | 0 | 0 | 0 | 0 | 0 | 0 | 0 | 0 | 0 | 0 | 0 | 0 | 0 | 0 | 0 | 0 | 0 | 0 | 0 | 0 | 0 | 0 | 0 | 0 | 0 | 0 | 0 | 0 | 0 | 0 | 0 | 0 | 0 | 0 | 0 | 0 | 0 | 0 | 0 | 0 | 0 | 0 | 0 | 0 | 0 | 0 | 0 | 0 | 0 | 0 | 6.1191 | 12.2077 | 18.2661 | 24.2943 | 30.2927 | 36.2612 | 42.2003 | 48.1099 | 53.9903 | 59.8417 | 59.8417 | 59.8417 | 59.8417 | 59.8417 | 59.8417 | 59.8417 | 59.8417 | 59.8417 | 59.8417 | 59.8417 | 59.8417 | 59.8417 | 59.8417 | 59.8417 | 27886.1498 | 27747.3207 | 27609.3236 | 27472.1524 | 27335.8016 | 27200.2653 | 27065.5378 | 26931.6135 | 26798.4869 | 26666.1522 | 0 | 0 | 0 | 0 | 0 | 0 | 0 | 0 | 0 | 0 | 0 | 0 | 0 | 0 | 272712.8038 | 0 | 0 | 0 | 0 | 0 | 0 | 0 | 0 | 0 | 0 | 0 | 0 | 0 | 0 | 0 | 0 | 0 | 0 | 0 | 0 | 0.01405% | 7.9348 | 15.83 | 23.6861 | 31.503 | 39.2812 | 47.0208 | 54.7221 | 62.3853 | 70.0106 | 77.5982 | 77.5982 | 77.5982 | 77.5982 | 77.5982 | 77.5982 | 77.5982 | 77.5982 | 77.5982 | 77.5982 | 77.5982 | 77.5982 | 77.5982 | 77.5982 | 77.5982
| ComGroceryDisplayCaseEvapFanMotorRetrofit_v4_1 | Measure_InputOutput | Savings, cost, and EUL from RTF workbook ComGroceryDisplayCaseEvapFanMotorRetrofit_v4_1 | 2020 | Retro | 2022 | 2045 | PSE | Commercial | All Commercial | Electric | Per Display Case Evaporator Fan Motor - Low Temp - Replacing Shaded Pole 9 W output power |  |  | Low Temp_PMSM replacing Shaded Pole_9 W output power |  | 20.887 | 15 | 0 | 0 |  | 0 | 0 | 0 | 0 | 0 | 0 | 0 | 0 |  | 20.887 | 5 | 0 | Refrigeration | Refrigeration | Display Case Fan | Refrigeration ECM | GrocRefLoad | 0.01083% | 99.94% | 99.94% | 0.52664 | 9.5254e-06 | 40.22% | 6.667% | 95% | 6.8% | 0.2% | 13.7346 | 0.33313 | 1.4068 | 0 | 0 | 0 | 0 | -1.7399 | -1.7399 |  | -0.0071359 | 0 | -0.0071359 | 01. ($9,999.000) to $0.028 | 1 | 0 | 01. ($9,999.00) to $0.22 | 1 | 216.9499 | 215.8699 | 214.7963 | 213.7291 | 212.6683 | 211.6139 | 210.5657 | 209.5238 | 208.4881 | 207.4585 | 0 | 0 | 0 | 0 | 0 | 0 | 0 | 0 | 0 | 0 | 0 | 0 | 0 | 0 | 4531.434 | 4508.8746 | 4486.4503 | 4464.1604 | 4442.0037 | 4419.9793 | 4398.0864 | 4376.3241 | 4354.6913 | 4333.1872 | 0 | 0 | 0 | 0 | 0 | 0 | 0 | 0 | 0 | 0 | 0 | 0 | 0 | 0 | 44315.1912 | 4531.434 | 9040.3085 | 13526.7589 | 17990.9192 | 22432.9229 | 26852.9022 | 31250.9887 | 35627.3127 | 39982.004 | 44315.1912 | 44315.1912 | 44315.1912 | 44315.1912 | 44315.1912 | 44315.1912 | 44315.1912 | 44315.1912 | 44315.1912 | 44315.1912 | 44315.1912 | 44315.1912 | 44315.1912 | 44315.1912 | 44315.1912 | 0 | 0 | 0 | 0 | 0 | 0 | 0 | 0 | 0 | 0 | 0 | 0 | 0 | 0 | 0 | 0 | 0 | 0 | 0 | 0 | 0 | 0 | 0 | 0 | 0 | 0 | 0 | 0 | 0 | 0 | 0 | 0 | 0 | 0 | 0 | 0 | 0 | 0 | 0 | 0 | 0 | 0 | 0 | 0 | 0 | 0 | 0 | 0 | 0 | 0 | 0 | 0 | 0 | 0 | 0 | 0 | 0 | 0 | 0 | 0 | 0 | 0.49097 | 0.9795 | 1.4656 | 1.9493 | 2.4306 | 2.9095 | 3.386 | 3.8601 | 4.332 | 4.8015 | 4.8015 | 4.8015 | 4.8015 | 4.8015 | 4.8015 | 4.8015 | 4.8015 | 4.8015 | 4.8015 | 4.8015 | 4.8015 | 4.8015 | 4.8015 | 4.8015 | 0 | 0 | 0 | 0 | 0 | 0 | 0 | 0 | 0 | 0 | 0 | 0 | 0 | 0 | 0 | 0 | 0 | 0 | 0 | 0 | 0 | 0 | 0 | 0 | 0 | 0 | 0 | 0 | 0 | 0 | 0 | 0 | 0 | 0 | 0 | 0 | 0 | 0 | 0 | 0 | 0 | 0 | 0 | 0 | 0 | 0.01405% | 0.63665 | 1.2701 | 1.9005 | 2.5277 | 3.1518 | 3.7728 | 4.3907 | 5.0055 | 5.6174 | 6.2262 | 6.2262 | 6.2262 | 6.2262 | 6.2262 | 6.2262 | 6.2262 | 6.2262 | 6.2262 | 6.2262 | 6.2262 | 6.2262 | 6.2262 | 6.2262 | 6.2262
| ComGroceryDisplayCaseEvapFanMotorRetrofit_v4_1 | Measure_InputOutput | Savings, cost, and EUL from RTF workbook ComGroceryDisplayCaseEvapFanMotorRetrofit_v4_1 | 2020 | Retro | 2022 | 2045 | PSE | Commercial | All Commercial | Electric | Per Display Case Evaporator Fan Motor - Low Temp - Replacing Shaded Pole 10 to 15 W output power |  |  | Low Temp_PMSM replacing Shaded Pole_10 to 15 W output power |  | 29.4473 | 15 | 0 | 0 |  | 0 | 0 | 0 | 0 | 0 | 0 | 0 | 0 |  | 29.4473 | 5 | 0 | Refrigeration | Refrigeration | Display Case Fan | Refrigeration ECM | GrocRefLoad | 0.01083% | 99.94% | 99.94% | 0.52664 | 9.5254e-06 | 40.22% | 6.667% | 95% | 6.8% | 0.2% | 19.3636 | 0.46966 | 1.9833 | 0 | 0 | 0 | 0 | -2.453 | -2.453 |  | -0.0071359 | 0 | -0.0071359 | 01. ($9,999.000) to $0.028 | 1 | 0 | 01. ($9,999.00) to $0.22 | 1 | 216.9499 | 215.8699 | 214.7963 | 213.7291 | 212.6683 | 211.6139 | 210.5657 | 209.5238 | 208.4881 | 207.4585 | 0 | 0 | 0 | 0 | 0 | 0 | 0 | 0 | 0 | 0 | 0 | 0 | 0 | 0 | 6388.579 | 6356.774 | 6325.1595 | 6293.7343 | 6262.497 | 6231.4463 | 6200.5809 | 6169.8995 | 6139.4008 | 6109.0836 | 0 | 0 | 0 | 0 | 0 | 0 | 0 | 0 | 0 | 0 | 0 | 0 | 0 | 0 | 62477.1548 | 6388.579 | 12745.353 | 19070.5125 | 25364.2468 | 31626.7437 | 37858.19 | 44058.7709 | 50228.6704 | 56368.0712 | 62477.1548 | 62477.1548 | 62477.1548 | 62477.1548 | 62477.1548 | 62477.1548 | 62477.1548 | 62477.1548 | 62477.1548 | 62477.1548 | 62477.1548 | 62477.1548 | 62477.1548 | 62477.1548 | 62477.1548 | 0 | 0 | 0 | 0 | 0 | 0 | 0 | 0 | 0 | 0 | 0 | 0 | 0 | 0 | 0 | 0 | 0 | 0 | 0 | 0 | 0 | 0 | 0 | 0 | 0 | 0 | 0 | 0 | 0 | 0 | 0 | 0 | 0 | 0 | 0 | 0 | 0 | 0 | 0 | 0 | 0 | 0 | 0 | 0 | 0 | 0 | 0 | 0 | 0 | 0 | 0 | 0 | 0 | 0 | 0 | 0 | 0 | 0 | 0 | 0 | 0 | 0.69219 | 1.3809 | 2.0663 | 2.7482 | 3.4267 | 4.1019 | 4.7737 | 5.4422 | 6.1074 | 6.7693 | 6.7693 | 6.7693 | 6.7693 | 6.7693 | 6.7693 | 6.7693 | 6.7693 | 6.7693 | 6.7693 | 6.7693 | 6.7693 | 6.7693 | 6.7693 | 6.7693 | 0 | 0 | 0 | 0 | 0 | 0 | 0 | 0 | 0 | 0 | 0 | 0 | 0 | 0 | 0 | 0 | 0 | 0 | 0 | 0 | 0 | 0 | 0 | 0 | 0 | 0 | 0 | 0 | 0 | 0 | 0 | 0 | 0 | 0 | 0 | 0 | 0 | 0 | 0 | 0 | 0 | 0 | 0 | 0 | 0 | 0.01405% | 0.89758 | 1.7907 | 2.6794 | 3.5636 | 4.4435 | 5.319 | 6.1901 | 7.057 | 7.9196 | 8.7779 | 8.7779 | 8.7779 | 8.7779 | 8.7779 | 8.7779 | 8.7779 | 8.7779 | 8.7779 | 8.7779 | 8.7779 | 8.7779 | 8.7779 | 8.7779 | 8.7779
| ComGroceryDisplayCaseEvapFanMotorRetrofit_v4_1 | Measure_InputOutput | Savings, cost, and EUL from RTF workbook ComGroceryDisplayCaseEvapFanMotorRetrofit_v4_1 | 2020 | Retro | 2022 | 2045 | PSE | Commercial | All Commercial | Electric | Per Display Case Evaporator Fan Motor - Low Temp - Replacing Permanent Split Capacitor 9 W output power |  |  | Low Temp_PMSM replacing Permanent Split Capacitor_9 W output power |  | 20.887 | 15 | 0 | 0 |  | 0 | 0 | 0 | 0 | 0 | 0 | 0 | 0 |  | 20.887 | 5 | 0 | Refrigeration | Refrigeration | Display Case Fan | Refrigeration ECM | GrocRefLoad | 0.01083% | 99.94% | 99.94% | 0.52664 | 9.5254e-06 | 40.22% | 6.667% | 95% | 6.8% | 0.2% | 13.7346 | 0.33313 | 1.4068 | 0 | 0 | 0 | 0 | -1.7399 | -1.7399 |  | -0.0071359 | 0 | -0.0071359 | 01. ($9,999.000) to $0.028 | 1 | 0 | 01. ($9,999.00) to $0.22 | 1 | 216.9499 | 215.8699 | 214.7963 | 213.7291 | 212.6683 | 211.6139 | 210.5657 | 209.5238 | 208.4881 | 207.4585 | 0 | 0 | 0 | 0 | 0 | 0 | 0 | 0 | 0 | 0 | 0 | 0 | 0 | 0 | 4531.434 | 4508.8746 | 4486.4503 | 4464.1604 | 4442.0037 | 4419.9793 | 4398.0864 | 4376.3241 | 4354.6913 | 4333.1872 | 0 | 0 | 0 | 0 | 0 | 0 | 0 | 0 | 0 | 0 | 0 | 0 | 0 | 0 | 44315.1912 | 4531.434 | 9040.3085 | 13526.7589 | 17990.9192 | 22432.9229 | 26852.9022 | 31250.9887 | 35627.3127 | 39982.004 | 44315.1912 | 44315.1912 | 44315.1912 | 44315.1912 | 44315.1912 | 44315.1912 | 44315.1912 | 44315.1912 | 44315.1912 | 44315.1912 | 44315.1912 | 44315.1912 | 44315.1912 | 44315.1912 | 44315.1912 | 0 | 0 | 0 | 0 | 0 | 0 | 0 | 0 | 0 | 0 | 0 | 0 | 0 | 0 | 0 | 0 | 0 | 0 | 0 | 0 | 0 | 0 | 0 | 0 | 0 | 0 | 0 | 0 | 0 | 0 | 0 | 0 | 0 | 0 | 0 | 0 | 0 | 0 | 0 | 0 | 0 | 0 | 0 | 0 | 0 | 0 | 0 | 0 | 0 | 0 | 0 | 0 | 0 | 0 | 0 | 0 | 0 | 0 | 0 | 0 | 0 | 0.49097 | 0.9795 | 1.4656 | 1.9493 | 2.4306 | 2.9095 | 3.386 | 3.8601 | 4.332 | 4.8015 | 4.8015 | 4.8015 | 4.8015 | 4.8015 | 4.8015 | 4.8015 | 4.8015 | 4.8015 | 4.8015 | 4.8015 | 4.8015 | 4.8015 | 4.8015 | 4.8015 | 0 | 0 | 0 | 0 | 0 | 0 | 0 | 0 | 0 | 0 | 0 | 0 | 0 | 0 | 0 | 0 | 0 | 0 | 0 | 0 | 0 | 0 | 0 | 0 | 0 | 0 | 0 | 0 | 0 | 0 | 0 | 0 | 0 | 0 | 0 | 0 | 0 | 0 | 0 | 0 | 0 | 0 | 0 | 0 | 0 | 0.01405% | 0.63665 | 1.2701 | 1.9005 | 2.5277 | 3.1518 | 3.7728 | 4.3907 | 5.0055 | 5.6174 | 6.2262 | 6.2262 | 6.2262 | 6.2262 | 6.2262 | 6.2262 | 6.2262 | 6.2262 | 6.2262 | 6.2262 | 6.2262 | 6.2262 | 6.2262 | 6.2262 | 6.2262
| ComGroceryDisplayCaseEvapFanMotorRetrofit_v4_1 | Measure_InputOutput | Savings, cost, and EUL from RTF workbook ComGroceryDisplayCaseEvapFanMotorRetrofit_v4_1 | 2020 | Retro | 2022 | 2045 | PSE | Commercial | All Commercial | Electric | Per Display Case Evaporator Fan Motor - Low Temp - Replacing Permanent Split Capacitor 10 to 15 W output power |  |  | Low Temp_PMSM replacing Permanent Split Capacitor_10 to 15 W output power |  | 29.4473 | 15 | 0 | 0 |  | 0 | 0 | 0 | 0 | 0 | 0 | 0 | 0 |  | 29.4473 | 5 | 0 | Refrigeration | Refrigeration | Display Case Fan | Refrigeration ECM | GrocRefLoad | 0.01083% | 99.94% | 99.94% | 0.52664 | 9.5254e-06 | 40.22% | 6.667% | 95% | 6.8% | 0.2% | 19.3636 | 0.46966 | 1.9833 | 0 | 0 | 0 | 0 | -2.453 | -2.453 |  | -0.0071359 | 0 | -0.0071359 | 01. ($9,999.000) to $0.028 | 1 | 0 | 01. ($9,999.00) to $0.22 | 1 | 216.9499 | 215.8699 | 214.7963 | 213.7291 | 212.6683 | 211.6139 | 210.5657 | 209.5238 | 208.4881 | 207.4585 | 0 | 0 | 0 | 0 | 0 | 0 | 0 | 0 | 0 | 0 | 0 | 0 | 0 | 0 | 6388.579 | 6356.774 | 6325.1595 | 6293.7343 | 6262.497 | 6231.4463 | 6200.5809 | 6169.8995 | 6139.4008 | 6109.0836 | 0 | 0 | 0 | 0 | 0 | 0 | 0 | 0 | 0 | 0 | 0 | 0 | 0 | 0 | 62477.1548 | 6388.579 | 12745.353 | 19070.5125 | 25364.2468 | 31626.7437 | 37858.19 | 44058.7709 | 50228.6704 | 56368.0712 | 62477.1548 | 62477.1548 | 62477.1548 | 62477.1548 | 62477.1548 | 62477.1548 | 62477.1548 | 62477.1548 | 62477.1548 | 62477.1548 | 62477.1548 | 62477.1548 | 62477.1548 | 62477.1548 | 62477.1548 | 0 | 0 | 0 | 0 | 0 | 0 | 0 | 0 | 0 | 0 | 0 | 0 | 0 | 0 | 0 | 0 | 0 | 0 | 0 | 0 | 0 | 0 | 0 | 0 | 0 | 0 | 0 | 0 | 0 | 0 | 0 | 0 | 0 | 0 | 0 | 0 | 0 | 0 | 0 | 0 | 0 | 0 | 0 | 0 | 0 | 0 | 0 | 0 | 0 | 0 | 0 | 0 | 0 | 0 | 0 | 0 | 0 | 0 | 0 | 0 | 0 | 0.69219 | 1.3809 | 2.0663 | 2.7482 | 3.4267 | 4.1019 | 4.7737 | 5.4422 | 6.1074 | 6.7693 | 6.7693 | 6.7693 | 6.7693 | 6.7693 | 6.7693 | 6.7693 | 6.7693 | 6.7693 | 6.7693 | 6.7693 | 6.7693 | 6.7693 | 6.7693 | 6.7693 | 0 | 0 | 0 | 0 | 0 | 0 | 0 | 0 | 0 | 0 | 0 | 0 | 0 | 0 | 0 | 0 | 0 | 0 | 0 | 0 | 0 | 0 | 0 | 0 | 0 | 0 | 0 | 0 | 0 | 0 | 0 | 0 | 0 | 0 | 0 | 0 | 0 | 0 | 0 | 0 | 0 | 0 | 0 | 0 | 0 | 0.01405% | 0.89758 | 1.7907 | 2.6794 | 3.5636 | 4.4435 | 5.319 | 6.1901 | 7.057 | 7.9196 | 8.7779 | 8.7779 | 8.7779 | 8.7779 | 8.7779 | 8.7779 | 8.7779 | 8.7779 | 8.7779 | 8.7779 | 8.7779 | 8.7779 | 8.7779 | 8.7779 | 8.7779
| ComGroceryDisplayCaseEvapFanMotorRetrofit_v4_1 | Measure_InputOutput | Savings, cost, and EUL from RTF workbook ComGroceryDisplayCaseEvapFanMotorRetrofit_v4_1 | 2020 | Retro | 2022 | 2045 | PSE | Commercial | All Commercial | Electric | Per Display Case Evaporator Fan Motor - Low Temp - Replacing Electronically Commutated 9 W output power |  |  | Low Temp_PMSM replacing Electronically Commutated_9 W output power |  | 20.887 | 15 | 94.6319 | 0 |  | 0 | 0 | 0 | 0 | 0 | 0 | 0 | 0 |  | 20.887 | 5 | 69.0343 | Refrigeration | Refrigeration | Display Case Fan | Refrigeration ECM | GrocRefLoad | 0.01083% | 99.94% | 99.94% | 0.52664 | 9.5254e-06 | 40.22% | 6.667% | 95% | 6.8% | 0.2% | 13.7346 | 0.33313 | 1.4068 | 121.4699 | 0 | 0 | 0 | 138.6564 | 17.1865 |  | 0.56867 | 0 | 0.56867 | 13. $0.225 to $99,999.000 | 0 | 0 | 01. ($9,999.00) to $0.22 | 1 | 216.9499 | 215.8699 | 214.7963 | 213.7291 | 212.6683 | 211.6139 | 210.5657 | 209.5238 | 208.4881 | 207.4585 | 0 | 0 | 0 | 0 | 0 | 0 | 0 | 0 | 0 | 0 | 0 | 0 | 0 | 0 | 4531.434 | 4508.8746 | 4486.4503 | 4464.1604 | 4442.0037 | 4419.9793 | 4398.0864 | 4376.3241 | 4354.6913 | 4333.1872 | 0 | 0 | 0 | 0 | 0 | 0 | 0 | 0 | 0 | 0 | 0 | 0 | 0 | 0 | 44315.1912 | 4531.434 | 9040.3085 | 13526.7589 | 17990.9192 | 22432.9229 | 26852.9022 | 31250.9887 | 35627.3127 | 39982.004 | 44315.1912 | 44315.1912 | 44315.1912 | 44315.1912 | 44315.1912 | 44315.1912 | 44315.1912 | 44315.1912 | 44315.1912 | 44315.1912 | 44315.1912 | 44315.1912 | 44315.1912 | 44315.1912 | 44315.1912 | 0 | 0 | 0 | 0 | 0 | 0 | 0 | 0 | 0 | 0 | 0 | 0 | 0 | 0 | 0 | 0 | 0 | 0 | 0 | 0 | 0 | 0 | 0 | 0 | 0 | 0 | 0 | 0 | 0 | 0 | 0 | 0 | 0 | 0 | 0 | 0 | 0 | 0 | 0 | 0 | 0 | 0 | 0 | 0 | 0 | 0 | 0 | 0 | 0 | 0 | 0 | 0 | 0 | 0 | 0 | 0 | 0 | 0 | 0 | 0 | 0 | 0.49097 | 0.9795 | 1.4656 | 1.9493 | 2.4306 | 2.9095 | 3.386 | 3.8601 | 4.332 | 4.8015 | 4.8015 | 4.8015 | 4.8015 | 4.8015 | 4.8015 | 4.8015 | 4.8015 | 4.8015 | 4.8015 | 4.8015 | 4.8015 | 4.8015 | 4.8015 | 4.8015 | 30081.4869 | 29931.7285 | 29782.8675 | 29634.8976 | 29487.8126 | 29341.6061 | 29196.2723 | 29051.8048 | 28908.1977 | 28765.4451 | 0 | 0 | 0 | 0 | 0 | 0 | 0 | 0 | 0 | 0 | 0 | 0 | 0 | 0 | 294182.1191 | 0 | 0 | 0 | 0 | 0 | 0 | 0 | 0 | 0 | 0 | 0 | 0 | 0 | 0 | 0 | 0 | 0 | 0 | 0 | 0 | 0.01405% | 0.63665 | 1.2701 | 1.9005 | 2.5277 | 3.1518 | 3.7728 | 4.3907 | 5.0055 | 5.6174 | 6.2262 | 6.2262 | 6.2262 | 6.2262 | 6.2262 | 6.2262 | 6.2262 | 6.2262 | 6.2262 | 6.2262 | 6.2262 | 6.2262 | 6.2262 | 6.2262 | 6.2262
| ComGroceryDisplayCaseEvapFanMotorRetrofit_v4_1 | Measure_InputOutput | Savings, cost, and EUL from RTF workbook ComGroceryDisplayCaseEvapFanMotorRetrofit_v4_1 | 2020 | Retro | 2022 | 2045 | PSE | Commercial | All Commercial | Electric | Per Display Case Evaporator Fan Motor - Low Temp - Replacing Electronically Commutated 10 to 15 W output power |  |  | Low Temp_PMSM replacing Electronically Commutated_10 to 15 W output power |  | 29.4473 | 15 | 94.6319 | 0 |  | 0 | 0 | 0 | 0 | 0 | 0 | 0 | 0 |  | 29.4473 | 5 | 69.0343 | Refrigeration | Refrigeration | Display Case Fan | Refrigeration ECM | GrocRefLoad | 0.01083% | 99.94% | 99.94% | 0.52664 | 9.5254e-06 | 40.22% | 6.667% | 95% | 6.8% | 0.2% | 19.3636 | 0.46966 | 1.9833 | 121.4699 | 0 | 0 | 0 | 137.9433 | 16.4734 |  | 0.40129 | 0 | 0.40129 | 13. $0.225 to $99,999.000 | 0 | 0 | 01. ($9,999.00) to $0.22 | 1 | 216.9499 | 215.8699 | 214.7963 | 213.7291 | 212.6683 | 211.6139 | 210.5657 | 209.5238 | 208.4881 | 207.4585 | 0 | 0 | 0 | 0 | 0 | 0 | 0 | 0 | 0 | 0 | 0 | 0 | 0 | 0 | 6388.579 | 6356.774 | 6325.1595 | 6293.7343 | 6262.497 | 6231.4463 | 6200.5809 | 6169.8995 | 6139.4008 | 6109.0836 | 0 | 0 | 0 | 0 | 0 | 0 | 0 | 0 | 0 | 0 | 0 | 0 | 0 | 0 | 62477.1548 | 6388.579 | 12745.353 | 19070.5125 | 25364.2468 | 31626.7437 | 37858.19 | 44058.7709 | 50228.6704 | 56368.0712 | 62477.1548 | 62477.1548 | 62477.1548 | 62477.1548 | 62477.1548 | 62477.1548 | 62477.1548 | 62477.1548 | 62477.1548 | 62477.1548 | 62477.1548 | 62477.1548 | 62477.1548 | 62477.1548 | 62477.1548 | 0 | 0 | 0 | 0 | 0 | 0 | 0 | 0 | 0 | 0 | 0 | 0 | 0 | 0 | 0 | 0 | 0 | 0 | 0 | 0 | 0 | 0 | 0 | 0 | 0 | 0 | 0 | 0 | 0 | 0 | 0 | 0 | 0 | 0 | 0 | 0 | 0 | 0 | 0 | 0 | 0 | 0 | 0 | 0 | 0 | 0 | 0 | 0 | 0 | 0 | 0 | 0 | 0 | 0 | 0 | 0 | 0 | 0 | 0 | 0 | 0 | 0.69219 | 1.3809 | 2.0663 | 2.7482 | 3.4267 | 4.1019 | 4.7737 | 5.4422 | 6.1074 | 6.7693 | 6.7693 | 6.7693 | 6.7693 | 6.7693 | 6.7693 | 6.7693 | 6.7693 | 6.7693 | 6.7693 | 6.7693 | 6.7693 | 6.7693 | 6.7693 | 6.7693 | 29926.785 | 29777.7968 | 29629.7013 | 29482.4924 | 29336.1638 | 29190.7092 | 29046.1228 | 28902.3983 | 28759.5297 | 28617.5112 | 0 | 0 | 0 | 0 | 0 | 0 | 0 | 0 | 0 | 0 | 0 | 0 | 0 | 0 | 292669.2105 | 0 | 0 | 0 | 0 | 0 | 0 | 0 | 0 | 0 | 0 | 0 | 0 | 0 | 0 | 0 | 0 | 0 | 0 | 0 | 0 | 0.01405% | 0.89758 | 1.7907 | 2.6794 | 3.5636 | 4.4435 | 5.319 | 6.1901 | 7.057 | 7.9196 | 8.7779 | 8.7779 | 8.7779 | 8.7779 | 8.7779 | 8.7779 | 8.7779 | 8.7779 | 8.7779 | 8.7779 | 8.7779 | 8.7779 | 8.7779 | 8.7779 | 8.7779
| ComGroceryDisplayCaseLighting_v1_2 | Measure_InputOutput | Based on the RTF workbook "ComGroceryDisplayCaseLighting_v1_2" | 2020 | Retro | 2022 | 2045 | PSE | Commercial | Supermarket | Electric | Per Linear Foot of Display Case - Single Row T8_Low Power LED_Inside Refrigerated Space_Medium Temperature Case |  |  | Single Row T8_Low Power LED_Inside Refrigerated Space_Medium Temperature Case |  | 51.948 | 6.5232 | 15.9877 | 0 |  | 0 | 0 | 0 | 0 | 0 | 0 | 0 | -0.43612 |  | 36.1171 | 2.1744 | 8.2124 | Refrigeration | Refrigeration | Display Case LEDs | Display Case Lighting | GrocRefLoad | 0.01083% | 99.94% | 99.94% | 360.1053 | 0.0072407 | 0.6183% | 15.33% | 95% | 6.8% | 0.2% | 17.7787 | 0.82853 | 1.8607 | 19.9179 | 0 | -2.8103 | 0 | 53.232 | 0.5083 |  | 0.087781 | 0 | 0.087781 | 07. $0.085 to $0.115 | 1 | 0 | 01. ($9,999.00) to $0.22 | 1 | 97.8852 | 97.4232 | 96.9633 | 96.5057 | 96.0502 | 95.5968 | 95.1456 | 94.6965 | 94.2495 | 93.8047 | 0 | 0 | 0 | 0 | 0 | 0 | 0 | 0 | 0 | 0 | 0 | 0 | 0 | 0 | 5084.9417 | 5060.9408 | 5037.0532 | 5013.2783 | 4989.6156 | 4966.0646 | 4942.6248 | 4919.2956 | 4896.0765 | 4872.967 | 0 | 0 | 0 | 0 | 0 | 0 | 0 | 0 | 0 | 0 | 0 | 0 | 0 | 0 | 49782.858 | 5084.9417 | 10145.8825 | 15182.9357 | 20196.2139 | 25185.8295 | 30151.8941 | 35094.5189 | 40013.8145 | 44909.891 | 49782.858 | 49782.858 | 49782.858 | 49782.858 | 49782.858 | 49782.858 | 49782.858 | 49782.858 | 49782.858 | 49782.858 | 49782.858 | 49782.858 | 49782.858 | 49782.858 | 49782.858 | 0 | 0 | 0 | 0 | 0 | 0 | 0 | 0 | 0 | 0 | 0 | 0 | 0 | 0 | 0 | 0 | 0 | 0 | 0 | 0 | 0 | 0 | 0 | 0 | 0 | 0 | 0 | 0 | 0 | 0 | 0 | 0 | 0 | 0 | 0 | 0 | 0 | 0 | 0 | 0 | 0 | 0 | 0 | 0 | 0 | 0 | 0 | 0 | 0 | 0 | 0 | 0 | 0 | 0 | 0 | 0 | 0 | 0 | 0 | 0 | 0 | 0.55094 | 1.0993 | 1.645 | 2.1882 | 2.7288 | 3.2669 | 3.8024 | 4.3354 | 4.8659 | 5.3939 | 5.3939 | 5.3939 | 5.3939 | 5.3939 | 5.3939 | 5.3939 | 5.3939 | 5.3939 | 5.3939 | 5.3939 | 5.3939 | 5.3939 | 5.3939 | 5.3939 | 5210.6259 | 5186.0317 | 5161.5537 | 5137.1911 | 5112.9436 | 5088.8105 | 5064.7913 | 5040.8855 | 5017.0925 | 4993.4118 | 0 | 0 | 0 | 0 | 0 | 0 | 0 | 0 | 0 | 0 | 0 | 0 | 0 | 0 | 51013.3375 | 0 | 0 | 0 | 0 | 0 | 0 | 0 | 0 | 0 | 0 | 0 | 0 | 0 | 0 | 0 | 0 | 0 | 0 | 0 | 0 | 0.01405% | 0.71442 | 1.4255 | 2.1332 | 2.8375 | 3.5385 | 4.2363 | 4.9307 | 5.6218 | 6.3097 | 6.9944 | 6.9944 | 6.9944 | 6.9944 | 6.9944 | 6.9944 | 6.9944 | 6.9944 | 6.9944 | 6.9944 | 6.9944 | 6.9944 | 6.9944 | 6.9944 | 6.9944
| ComGroceryDisplayCaseLighting_v1_2 | Measure_InputOutput | Based on the RTF workbook "ComGroceryDisplayCaseLighting_v1_2" | 2020 | Retro | 2022 | 2045 | PSE | Commercial | Supermarket | Electric | Per Linear Foot of Display Case - Single Row T12_Low Power LED_Inside Refrigerated Space_Medium Temperature Case |  |  | Single Row T12_Low Power LED_Inside Refrigerated Space_Medium Temperature Case |  | 85.1316 | 6.5232 | 15.9877 | 0 |  | 0 | 0 | 0 | 0 | 0 | 0 | 0 | -0.7147 |  | 36.1171 | 2.1744 | 8.2124 | Refrigeration | Refrigeration | Display Case LEDs | Display Case Lighting | GrocRefLoad | 0.01083% | 99.94% | 99.94% | 360.1053 | 0.0072407 | 0.6183% | 15.33% | 95% | 6.8% | 0.2% | 29.1355 | 1.3578 | 3.0493 | 19.9179 | 0 | -4.6054 | 0 | 72.47 | -1.2096 |  | 0.072923 | 0 | 0.072923 | 05. $0.070 to $0.077 | 1 | 0 | 01. ($9,999.00) to $0.22 | 1 | 97.8852 | 97.4232 | 96.9633 | 96.5057 | 96.0502 | 95.5968 | 95.1456 | 94.6965 | 94.2495 | 93.8047 | 0 | 0 | 0 | 0 | 0 | 0 | 0 | 0 | 0 | 0 | 0 | 0 | 0 | 0 | 8333.1244 | 8293.792 | 8254.6453 | 8215.6834 | 8176.9054 | 8138.3104 | 8099.8976 | 8061.666 | 8023.615 | 7985.7435 | 0 | 0 | 0 | 0 | 0 | 0 | 0 | 0 | 0 | 0 | 0 | 0 | 0 | 0 | 81583.383 | 8333.1244 | 16626.9164 | 24881.5617 | 33097.2451 | 41274.1505 | 49412.4609 | 57512.3585 | 65574.0245 | 73597.6395 | 81583.383 | 81583.383 | 81583.383 | 81583.383 | 81583.383 | 81583.383 | 81583.383 | 81583.383 | 81583.383 | 81583.383 | 81583.383 | 81583.383 | 81583.383 | 81583.383 | 81583.383 | 0 | 0 | 0 | 0 | 0 | 0 | 0 | 0 | 0 | 0 | 0 | 0 | 0 | 0 | 0 | 0 | 0 | 0 | 0 | 0 | 0 | 0 | 0 | 0 | 0 | 0 | 0 | 0 | 0 | 0 | 0 | 0 | 0 | 0 | 0 | 0 | 0 | 0 | 0 | 0 | 0 | 0 | 0 | 0 | 0 | 0 | 0 | 0 | 0 | 0 | 0 | 0 | 0 | 0 | 0 | 0 | 0 | 0 | 0 | 0 | 0 | 0.90288 | 1.8015 | 2.6959 | 3.586 | 4.472 | 5.3537 | 6.2313 | 7.1048 | 7.9742 | 8.8394 | 8.8394 | 8.8394 | 8.8394 | 8.8394 | 8.8394 | 8.8394 | 8.8394 | 8.8394 | 8.8394 | 8.8394 | 8.8394 | 8.8394 | 8.8394 | 8.8394 | 7093.7434 | 7060.2609 | 7026.9365 | 6993.7694 | 6960.7588 | 6927.904 | 6895.2043 | 6862.6589 | 6830.2672 | 6798.0283 | 0 | 0 | 0 | 0 | 0 | 0 | 0 | 0 | 0 | 0 | 0 | 0 | 0 | 0 | 69449.5318 | 0 | 0 | 0 | 0 | 0 | 0 | 0 | 0 | 0 | 0 | 0 | 0 | 0 | 0 | 0 | 0 | 0 | 0 | 0 | 0 | 0.01405% | 1.1708 | 2.336 | 3.4958 | 4.6501 | 5.7989 | 6.9423 | 8.0803 | 9.213 | 10.3403 | 11.4622 | 11.4622 | 11.4622 | 11.4622 | 11.4622 | 11.4622 | 11.4622 | 11.4622 | 11.4622 | 11.4622 | 11.4622 | 11.4622 | 11.4622 | 11.4622 | 11.4622
| ComGroceryDisplayCaseLighting_v1_2 | Measure_InputOutput | Based on the RTF workbook "ComGroceryDisplayCaseLighting_v1_2" | 2020 | Retro | 2022 | 2045 | PSE | Commercial | Supermarket | Electric | Per Linear Foot of Display Case - Double Row T8 _High Power LED_Inside Refrigerated Space_Medium Temperature Case |  |  | Double Row T8 _High Power LED_Inside Refrigerated Space_Medium Temperature Case |  | 116.4167 | 6.5232 | 25.8556 | 0 |  | 0 | 0 | 0 | 0 | 0 | 0 | 0 | -0.97735 |  | 80.9392 | 2.1744 | 11.2196 | Refrigeration | Refrigeration | Display Case LEDs | Display Case Lighting | GrocRefLoad | 0.01083% | 99.94% | 99.94% | 360.1053 | 0.0072407 | 0.6183% | 15.33% | 95% | 6.8% | 0.2% | 39.8425 | 1.8567 | 4.1699 | 32.2115 | 0 | -6.2979 | 0 | 104.8746 | -0.85554 |  | 0.077171 | 0 | 0.077171 | 06. $0.077 to $0.085 | 1 | 0 | 01. ($9,999.00) to $0.22 | 1 | 97.8852 | 97.4232 | 96.9633 | 96.5057 | 96.0502 | 95.5968 | 95.1456 | 94.6965 | 94.2495 | 93.8047 | 0 | 0 | 0 | 0 | 0 | 0 | 0 | 0 | 0 | 0 | 0 | 0 | 0 | 0 | 11395.4729 | 11341.6862 | 11288.1535 | 11234.8734 | 11181.8448 | 11129.0665 | 11076.5373 | 11024.256 | 10972.2215 | 10920.4326 | 0 | 0 | 0 | 0 | 0 | 0 | 0 | 0 | 0 | 0 | 0 | 0 | 0 | 0 | 111564.5447 | 11395.4729 | 22737.1591 | 34025.3125 | 45260.1859 | 56442.0307 | 67571.0972 | 78647.6345 | 89671.8905 | 100644.112 | 111564.5447 | 111564.5447 | 111564.5447 | 111564.5447 | 111564.5447 | 111564.5447 | 111564.5447 | 111564.5447 | 111564.5447 | 111564.5447 | 111564.5447 | 111564.5447 | 111564.5447 | 111564.5447 | 111564.5447 | 0 | 0 | 0 | 0 | 0 | 0 | 0 | 0 | 0 | 0 | 0 | 0 | 0 | 0 | 0 | 0 | 0 | 0 | 0 | 0 | 0 | 0 | 0 | 0 | 0 | 0 | 0 | 0 | 0 | 0 | 0 | 0 | 0 | 0 | 0 | 0 | 0 | 0 | 0 | 0 | 0 | 0 | 0 | 0 | 0 | 0 | 0 | 0 | 0 | 0 | 0 | 0 | 0 | 0 | 0 | 0 | 0 | 0 | 0 | 0 | 0 | 1.2347 | 2.4635 | 3.6866 | 4.9038 | 6.1154 | 7.3212 | 8.5213 | 9.7158 | 10.9046 | 12.0878 | 12.0878 | 12.0878 | 12.0878 | 12.0878 | 12.0878 | 12.0878 | 12.0878 | 12.0878 | 12.0878 | 12.0878 | 12.0878 | 12.0878 | 12.0878 | 12.0878 | 10265.6728 | 10217.2189 | 10168.9936 | 10120.9959 | 10073.2248 | 10025.6792 | 9978.358 | 9931.2602 | 9884.3846 | 9837.7303 | 0 | 0 | 0 | 0 | 0 | 0 | 0 | 0 | 0 | 0 | 0 | 0 | 0 | 0 | 100503.5183 | 0 | 0 | 0 | 0 | 0 | 0 | 0 | 0 | 0 | 0 | 0 | 0 | 0 | 0 | 0 | 0 | 0 | 0 | 0 | 0 | 0.01405% | 1.601 | 3.1945 | 4.7805 | 6.3589 | 7.93 | 9.4936 | 11.0498 | 12.5987 | 14.1402 | 15.6745 | 15.6745 | 15.6745 | 15.6745 | 15.6745 | 15.6745 | 15.6745 | 15.6745 | 15.6745 | 15.6745 | 15.6745 | 15.6745 | 15.6745 | 15.6745 | 15.6745
| ComGroceryDisplayCaseLighting_v1_2 | Measure_InputOutput | Based on the RTF workbook "ComGroceryDisplayCaseLighting_v1_2" | 2020 | Retro | 2022 | 2045 | PSE | Commercial | Supermarket | Electric | Per Linear Foot of Display Case - Double Row T12 _High Power LED_Inside Refrigerated Space_Medium Temperature Case |  |  | Double Row T12 _High Power LED_Inside Refrigerated Space_Medium Temperature Case |  | 182.7839 | 6.5232 | 25.8556 | 0 |  | 0 | 0 | 0 | 0 | 0 | 0 | 0 | -1.5345 |  | 80.9392 | 2.1744 | 11.2196 | Refrigeration | Refrigeration | Display Case LEDs | Display Case Lighting | GrocRefLoad | 0.01083% | 99.94% | 99.94% | 360.1053 | 0.0072407 | 0.6183% | 15.33% | 95% | 6.8% | 0.2% | 62.556 | 2.9152 | 6.5471 | 32.2115 | 0 | -9.8882 | 0 | 143.3507 | -4.2912 |  | 0.067183 | 0 | 0.067183 | 04. $0.062 to $0.070 | 1 | 0 | 01. ($9,999.00) to $0.22 | 1 | 97.8852 | 97.4232 | 96.9633 | 96.5057 | 96.0502 | 95.5968 | 95.1456 | 94.6965 | 94.2495 | 93.8047 | 0 | 0 | 0 | 0 | 0 | 0 | 0 | 0 | 0 | 0 | 0 | 0 | 0 | 0 | 17891.8382 | 17807.3887 | 17723.3378 | 17639.6837 | 17556.4244 | 17473.558 | 17391.0828 | 17308.9969 | 17227.2985 | 17145.9856 | 0 | 0 | 0 | 0 | 0 | 0 | 0 | 0 | 0 | 0 | 0 | 0 | 0 | 0 | 175165.5947 | 17891.8382 | 35699.2269 | 53422.5647 | 71062.2484 | 88618.6727 | 106092.2308 | 123483.3136 | 140792.3106 | 158019.609 | 175165.5947 | 175165.5947 | 175165.5947 | 175165.5947 | 175165.5947 | 175165.5947 | 175165.5947 | 175165.5947 | 175165.5947 | 175165.5947 | 175165.5947 | 175165.5947 | 175165.5947 | 175165.5947 | 175165.5947 | 0 | 0 | 0 | 0 | 0 | 0 | 0 | 0 | 0 | 0 | 0 | 0 | 0 | 0 | 0 | 0 | 0 | 0 | 0 | 0 | 0 | 0 | 0 | 0 | 0 | 0 | 0 | 0 | 0 | 0 | 0 | 0 | 0 | 0 | 0 | 0 | 0 | 0 | 0 | 0 | 0 | 0 | 0 | 0 | 0 | 0 | 0 | 0 | 0 | 0 | 0 | 0 | 0 | 0 | 0 | 0 | 0 | 0 | 0 | 0 | 0 | 1.9385 | 3.8679 | 5.7882 | 7.6994 | 9.6016 | 11.4949 | 13.3792 | 15.2546 | 17.1211 | 18.9788 | 18.9788 | 18.9788 | 18.9788 | 18.9788 | 18.9788 | 18.9788 | 18.9788 | 18.9788 | 18.9788 | 18.9788 | 18.9788 | 18.9788 | 18.9788 | 18.9788 | 14031.9079 | 13965.6773 | 13899.7593 | 13834.1524 | 13768.8552 | 13703.8662 | 13639.184 | 13574.8071 | 13510.734 | 13446.9633 | 0 | 0 | 0 | 0 | 0 | 0 | 0 | 0 | 0 | 0 | 0 | 0 | 0 | 0 | 137375.9068 | 0 | 0 | 0 | 0 | 0 | 0 | 0 | 0 | 0 | 0 | 0 | 0 | 0 | 0 | 0 | 0 | 0 | 0 | 0 | 0 | 0.01405% | 2.5138 | 5.0156 | 7.5057 | 9.9841 | 12.4507 | 14.9057 | 17.3491 | 19.7809 | 22.2013 | 24.6103 | 24.6103 | 24.6103 | 24.6103 | 24.6103 | 24.6103 | 24.6103 | 24.6103 | 24.6103 | 24.6103 | 24.6103 | 24.6103 | 24.6103 | 24.6103 | 24.6103
| ComGroceryDisplayCaseLighting_v1_2 | Measure_InputOutput | Based on the RTF workbook "ComGroceryDisplayCaseLighting_v1_2" | 2020 | Retro | 2022 | 2045 | PSE | Commercial | Supermarket | Electric | Per Linear Foot of Display Case - Delamp T8/T12 Single Row_No LED_Inside Refrigerated Space_Medium Temperature Case |  |  | Delamp T8/T12 Single Row_No LED_Inside Refrigerated Space_Medium Temperature Case |  | 84.6576 | 6.5232 | 0.011278 | 0 |  | 0 | 0 | 0 | 0 | 0 | 0 | 0 | -0.71072 |  | 68.8266 | 2.1744 | 8.2124 | Refrigeration | Refrigeration | Display Case LEDs | Display Case Lighting | GrocRefLoad | 0.01083% | 99.94% | 99.94% | 360.1053 | 0.0072407 | 0.6183% | 15.33% | 95% | 6.8% | 0.2% | 28.9732 | 1.3502 | 3.0323 | 0.01405 | 0 | -4.5798 | 0 | 49.0961 | -4.3803 |  | 0.04968 | 0 | 0.04968 | 02. $0.028 to $0.055 | 1 | 0 | 01. ($9,999.00) to $0.22 | 1 | 97.8852 | 97.4232 | 96.9633 | 96.5057 | 96.0502 | 95.5968 | 95.1456 | 94.6965 | 94.2495 | 93.8047 | 0 | 0 | 0 | 0 | 0 | 0 | 0 | 0 | 0 | 0 | 0 | 0 | 0 | 0 | 8286.7216 | 8247.6083 | 8208.6796 | 8169.9346 | 8131.3725 | 8092.9925 | 8054.7935 | 8016.7749 | 7978.9357 | 7941.2752 | 0 | 0 | 0 | 0 | 0 | 0 | 0 | 0 | 0 | 0 | 0 | 0 | 0 | 0 | 81129.0885 | 8286.7216 | 16534.3299 | 24743.0095 | 32912.9442 | 41044.3167 | 49137.3092 | 57192.1027 | 65208.8776 | 73187.8134 | 81129.0885 | 81129.0885 | 81129.0885 | 81129.0885 | 81129.0885 | 81129.0885 | 81129.0885 | 81129.0885 | 81129.0885 | 81129.0885 | 81129.0885 | 81129.0885 | 81129.0885 | 81129.0885 | 81129.0885 | 0 | 0 | 0 | 0 | 0 | 0 | 0 | 0 | 0 | 0 | 0 | 0 | 0 | 0 | 0 | 0 | 0 | 0 | 0 | 0 | 0 | 0 | 0 | 0 | 0 | 0 | 0 | 0 | 0 | 0 | 0 | 0 | 0 | 0 | 0 | 0 | 0 | 0 | 0 | 0 | 0 | 0 | 0 | 0 | 0 | 0 | 0 | 0 | 0 | 0 | 0 | 0 | 0 | 0 | 0 | 0 | 0 | 0 | 0 | 0 | 0 | 0.89785 | 1.7915 | 2.6809 | 3.566 | 4.4471 | 5.3239 | 6.1966 | 7.0652 | 7.9297 | 8.7902 | 8.7902 | 8.7902 | 8.7902 | 8.7902 | 8.7902 | 8.7902 | 8.7902 | 8.7902 | 8.7902 | 8.7902 | 8.7902 | 8.7902 | 8.7902 | 8.7902 | 4805.7812 | 4783.098 | 4760.5217 | 4738.0521 | 4715.6885 | 4693.4304 | 4671.2774 | 4649.229 | 4627.2846 | 4605.4439 | 0 | 0 | 0 | 0 | 0 | 0 | 0 | 0 | 0 | 0 | 0 | 0 | 0 | 0 | 47049.8068 | 0 | 0 | 0 | 0 | 0 | 0 | 0 | 0 | 0 | 0 | 0 | 0 | 0 | 0 | 0 | 0 | 0 | 0 | 0 | 0 | 0.01405% | 1.1643 | 2.323 | 3.4763 | 4.6242 | 5.7666 | 6.9037 | 8.0353 | 9.1617 | 10.2827 | 11.3984 | 11.3984 | 11.3984 | 11.3984 | 11.3984 | 11.3984 | 11.3984 | 11.3984 | 11.3984 | 11.3984 | 11.3984 | 11.3984 | 11.3984 | 11.3984 | 11.3984
| ComGroceryDisplayCaseLighting_v1_2 | Measure_InputOutput | Based on the RTF workbook "ComGroceryDisplayCaseLighting_v1_2" | 2020 | Retro | 2022 | 2045 | PSE | Commercial | Supermarket | Electric | Per Linear Foot of Display Case - Delamp T8/T12 Double Row_No LED_Inside Refrigerated Space_Medium Temperature Case |  |  | Delamp T8/T12 Double Row_No LED_Inside Refrigerated Space_Medium Temperature Case |  | 169.3151 | 6.5232 | 0.011278 | 0 |  | 0 | 0 | 0 | 0 | 0 | 0 | 0 | -1.4214 |  | 133.8376 | 2.1744 | 8.2124 | Refrigeration | Refrigeration | Display Case LEDs | Display Case Lighting | GrocRefLoad | 0.01083% | 99.94% | 99.94% | 360.1053 | 0.0072407 | 0.6183% | 15.33% | 95% | 6.8% | 0.2% | 57.9465 | 2.7004 | 6.0647 | 0.01405 | 0 | -9.1596 | 0 | 98.1759 | -8.7629 |  | 0.049671 | 0 | 0.049671 | 02. $0.028 to $0.055 | 1 | 0 | 01. ($9,999.00) to $0.22 | 1 | 97.8852 | 97.4232 | 96.9633 | 96.5057 | 96.0502 | 95.5968 | 95.1456 | 94.6965 | 94.2495 | 93.8047 | 0 | 0 | 0 | 0 | 0 | 0 | 0 | 0 | 0 | 0 | 0 | 0 | 0 | 0 | 16573.4433 | 16495.2166 | 16417.3592 | 16339.8693 | 16262.7451 | 16185.9849 | 16109.5871 | 16033.5498 | 15957.8715 | 15882.5503 | 0 | 0 | 0 | 0 | 0 | 0 | 0 | 0 | 0 | 0 | 0 | 0 | 0 | 0 | 162258.1771 | 16573.4433 | 33068.6599 | 49486.0191 | 65825.8884 | 82088.6334 | 98274.6184 | 114384.2054 | 130417.7553 | 146375.6267 | 162258.1771 | 162258.1771 | 162258.1771 | 162258.1771 | 162258.1771 | 162258.1771 | 162258.1771 | 162258.1771 | 162258.1771 | 162258.1771 | 162258.1771 | 162258.1771 | 162258.1771 | 162258.1771 | 162258.1771 | 0 | 0 | 0 | 0 | 0 | 0 | 0 | 0 | 0 | 0 | 0 | 0 | 0 | 0 | 0 | 0 | 0 | 0 | 0 | 0 | 0 | 0 | 0 | 0 | 0 | 0 | 0 | 0 | 0 | 0 | 0 | 0 | 0 | 0 | 0 | 0 | 0 | 0 | 0 | 0 | 0 | 0 | 0 | 0 | 0 | 0 | 0 | 0 | 0 | 0 | 0 | 0 | 0 | 0 | 0 | 0 | 0 | 0 | 0 | 0 | 0 | 1.7957 | 3.5829 | 5.3617 | 7.1321 | 8.8941 | 10.6479 | 12.3933 | 14.1305 | 15.8595 | 17.5803 | 17.5803 | 17.5803 | 17.5803 | 17.5803 | 17.5803 | 17.5803 | 17.5803 | 17.5803 | 17.5803 | 17.5803 | 17.5803 | 17.5803 | 17.5803 | 17.5803 | 9609.9664 | 9564.6073 | 9519.4624 | 9474.5305 | 9429.8108 | 9385.302 | 9341.0034 | 9296.9139 | 9253.0325 | 9209.3581 | 0 | 0 | 0 | 0 | 0 | 0 | 0 | 0 | 0 | 0 | 0 | 0 | 0 | 0 | 94083.9874 | 0 | 0 | 0 | 0 | 0 | 0 | 0 | 0 | 0 | 0 | 0 | 0 | 0 | 0 | 0 | 0 | 0 | 0 | 0 | 0 | 0.01405% | 2.3285 | 4.6461 | 6.9527 | 9.2484 | 11.5332 | 13.8073 | 16.0707 | 18.3233 | 20.5654 | 22.7968 | 22.7968 | 22.7968 | 22.7968 | 22.7968 | 22.7968 | 22.7968 | 22.7968 | 22.7968 | 22.7968 | 22.7968 | 22.7968 | 22.7968 | 22.7968 | 22.7968
| ComGroceryDisplayCaseLighting_v1_2 | Measure_InputOutput | Based on the RTF workbook "ComGroceryDisplayCaseLighting_v1_2" | 2020 | Retro | 2022 | 2045 | PSE | Commercial | Supermarket | Electric | Per Linear Foot of Display Case - Single Row T8_Low Power LED_Outside Refrigerated Space_HVAC Interaction |  |  | Single Row T8_Low Power LED_Outside Refrigerated Space_HVAC Interaction |  | 44.3935 | 6.5232 | 15.9877 | 0 |  | 0 | 0 | 0 | 0 | 0 | 0 | 0 | -0.87223 |  | 30.8648 | 2.1744 | 8.2124 | Refrigeration | Refrigeration | Display Case LEDs | Display Case Lighting | GrocRefLoad | 0.01083% | 99.94% | 99.94% | 360.1053 | 0.0072407 | 0% | 15.33% | 95% | 6.8% | 0.2% | 15.1932 | 0.70804 | 1.5901 | 19.9179 | 0 | -5.6206 | 0 | 86.4289 | 0.89938 |  | 0.16678 | 0 | 0.16678 | 10. $0.150 to $0.175 | 0 | 0 | 01. ($9,999.00) to $0.22 | 1 | 0 | 0 | 0 | 0 | 0 | 0 | 0 | 0 | 0 | 0 | 0 | 0 | 0 | 0 | 0 | 0 | 0 | 0 | 0 | 0 | 0 | 0 | 0 | 0 | 0 | 0 | 0 | 0 | 0 | 0 | 0 | 0 | 0 | 0 | 0 | 0 | 0 | 0 | 0 | 0 | 0 | 0 | 0 | 0 | 0 | 0 | 0 | 0 | 0 | 0 | 0 | 0 | 0 | 0 | 0 | 0 | 0 | 0 | 0 | 0 | 0 | 0 | 0 | 0 | 0 | 0 | 0 | 0 | 0 | 0 | 0 | 0 | 0 | 0 | 0 | 0 | 0 | 0 | 0 | 0 | 0 | 0 | 0 | 0 | 0 | 0 | 0 | 0 | 0 | 0 | 0 | 0 | 0 | 0 | 0 | 0 | 0 | 0 | 0 | 0 | 0 | 0 | 0 | 0 | 0 | 0 | 0 | 0 | 0 | 0 | 0 | 0 | 0 | 0 | 0 | 0 | 0 | 0 | 0 | 0 | 0 | 0 | 0 | 0 | 0 | 0 | 0 | 0 | 0 | 0 | 0 | 0 | 0 | 0 | 0 | 0 | 0 | 0 | 0 | 0 | 0 | 0 | 0 | 0 | 0 | 0 | 0 | 0 | 0 | 0 | 0 | 0 | 0 | 0 | 0 | 0 | 0 | 0 | 0 | 0 | 0 | 0 | 0 | 0 | 0 | 0 | 0 | 0 | 0 | 0 | 0 | 0 | 0 | 0 | 0 | 0 | 0 | 0 | 0 | 0 | 0 | 0 | 0 | 0 | 0 | 0 | 0 | 0 | 0 | 0 | 0 | 0 | 0 | 0 | 0 | 0 | 0 | 0 | 0 | 0 | 0 | 0 | 0 | 0.01405% | 0 | 0 | 0 | 0 | 0 | 0 | 0 | 0 | 0 | 0 | 0 | 0 | 0 | 0 | 0 | 0 | 0 | 0 | 0 | 0 | 0 | 0 | 0 | 0
| ComGroceryDisplayCaseLighting_v1_2 | Measure_InputOutput | Based on the RTF workbook "ComGroceryDisplayCaseLighting_v1_2" | 2020 | Retro | 2022 | 2045 | PSE | Commercial | Supermarket | Electric | Per Linear Foot of Display Case - Single Row T12_Low Power LED_Outside Refrigerated Space_HVAC Interaction |  |  | Single Row T12_Low Power LED_Outside Refrigerated Space_HVAC Interaction |  | 72.7514 | 6.5232 | 15.9877 | 0 |  | 0 | 0 | 0 | 0 | 0 | 0 | 0 | -1.4294 |  | 30.8648 | 2.1744 | 8.2124 | Refrigeration | Refrigeration | Display Case LEDs | Display Case Lighting | GrocRefLoad | 0.01083% | 99.94% | 99.94% | 360.1053 | 0.0072407 | 0% | 15.33% | 95% | 6.8% | 0.2% | 24.8985 | 1.1603 | 2.6059 | 19.9179 | 0 | -9.2109 | 0 | 126.8727 | -0.56865 |  | 0.14939 | 0 | 0.14939 | 09. $0.130 to $0.150 | 1 | 0 | 01. ($9,999.00) to $0.22 | 1 | 0 | 0 | 0 | 0 | 0 | 0 | 0 | 0 | 0 | 0 | 0 | 0 | 0 | 0 | 0 | 0 | 0 | 0 | 0 | 0 | 0 | 0 | 0 | 0 | 0 | 0 | 0 | 0 | 0 | 0 | 0 | 0 | 0 | 0 | 0 | 0 | 0 | 0 | 0 | 0 | 0 | 0 | 0 | 0 | 0 | 0 | 0 | 0 | 0 | 0 | 0 | 0 | 0 | 0 | 0 | 0 | 0 | 0 | 0 | 0 | 0 | 0 | 0 | 0 | 0 | 0 | 0 | 0 | 0 | 0 | 0 | 0 | 0 | 0 | 0 | 0 | 0 | 0 | 0 | 0 | 0 | 0 | 0 | 0 | 0 | 0 | 0 | 0 | 0 | 0 | 0 | 0 | 0 | 0 | 0 | 0 | 0 | 0 | 0 | 0 | 0 | 0 | 0 | 0 | 0 | 0 | 0 | 0 | 0 | 0 | 0 | 0 | 0 | 0 | 0 | 0 | 0 | 0 | 0 | 0 | 0 | 0 | 0 | 0 | 0 | 0 | 0 | 0 | 0 | 0 | 0 | 0 | 0 | 0 | 0 | 0 | 0 | 0 | 0 | 0 | 0 | 0 | 0 | 0 | 0 | 0 | 0 | 0 | 0 | 0 | 0 | 0 | 0 | 0 | 0 | 0 | 0 | 0 | 0 | 0 | 0 | 0 | 0 | 0 | 0 | 0 | 0 | 0 | 0 | 0 | 0 | 0 | 0 | 0 | 0 | 0 | 0 | 0 | 0 | 0 | 0 | 0 | 0 | 0 | 0 | 0 | 0 | 0 | 0 | 0 | 0 | 0 | 0 | 0 | 0 | 0 | 0 | 0 | 0 | 0 | 0 | 0 | 0 | 0.01405% | 0 | 0 | 0 | 0 | 0 | 0 | 0 | 0 | 0 | 0 | 0 | 0 | 0 | 0 | 0 | 0 | 0 | 0 | 0 | 0 | 0 | 0 | 0 | 0
| ComGroceryDisplayCaseLighting_v1_2 | Measure_InputOutput | Based on the RTF workbook "ComGroceryDisplayCaseLighting_v1_2" | 2020 | Retro | 2022 | 2045 | PSE | Commercial | Supermarket | Electric | Per Linear Foot of Display Case - Double Row T8 _High Power LED_Outside Refrigerated Space_HVAC Interaction |  |  | Double Row T8 _High Power LED_Outside Refrigerated Space_HVAC Interaction |  | 99.4869 | 6.5232 | 25.8556 | 0 |  | 0 | 0 | 0 | 0 | 0 | 0 | 0 | -1.9547 |  | 69.1686 | 2.1744 | 11.2196 | Refrigeration | Refrigeration | Display Case LEDs | Display Case Lighting | GrocRefLoad | 0.01083% | 99.94% | 99.94% | 360.1053 | 0.0072407 | 0% | 15.33% | 95% | 6.8% | 0.2% | 34.0484 | 1.5867 | 3.5635 | 32.2115 | 0 | -12.5958 | 0 | 179.2697 | 0.020884 |  | 0.15436 | 0 | 0.15436 | 10. $0.150 to $0.175 | 0 | 0 | 01. ($9,999.00) to $0.22 | 1 | 0 | 0 | 0 | 0 | 0 | 0 | 0 | 0 | 0 | 0 | 0 | 0 | 0 | 0 | 0 | 0 | 0 | 0 | 0 | 0 | 0 | 0 | 0 | 0 | 0 | 0 | 0 | 0 | 0 | 0 | 0 | 0 | 0 | 0 | 0 | 0 | 0 | 0 | 0 | 0 | 0 | 0 | 0 | 0 | 0 | 0 | 0 | 0 | 0 | 0 | 0 | 0 | 0 | 0 | 0 | 0 | 0 | 0 | 0 | 0 | 0 | 0 | 0 | 0 | 0 | 0 | 0 | 0 | 0 | 0 | 0 | 0 | 0 | 0 | 0 | 0 | 0 | 0 | 0 | 0 | 0 | 0 | 0 | 0 | 0 | 0 | 0 | 0 | 0 | 0 | 0 | 0 | 0 | 0 | 0 | 0 | 0 | 0 | 0 | 0 | 0 | 0 | 0 | 0 | 0 | 0 | 0 | 0 | 0 | 0 | 0 | 0 | 0 | 0 | 0 | 0 | 0 | 0 | 0 | 0 | 0 | 0 | 0 | 0 | 0 | 0 | 0 | 0 | 0 | 0 | 0 | 0 | 0 | 0 | 0 | 0 | 0 | 0 | 0 | 0 | 0 | 0 | 0 | 0 | 0 | 0 | 0 | 0 | 0 | 0 | 0 | 0 | 0 | 0 | 0 | 0 | 0 | 0 | 0 | 0 | 0 | 0 | 0 | 0 | 0 | 0 | 0 | 0 | 0 | 0 | 0 | 0 | 0 | 0 | 0 | 0 | 0 | 0 | 0 | 0 | 0 | 0 | 0 | 0 | 0 | 0 | 0 | 0 | 0 | 0 | 0 | 0 | 0 | 0 | 0 | 0 | 0 | 0 | 0 | 0 | 0 | 0 | 0 | 0.01405% | 0 | 0 | 0 | 0 | 0 | 0 | 0 | 0 | 0 | 0 | 0 | 0 | 0 | 0 | 0 | 0 | 0 | 0 | 0 | 0 | 0 | 0 | 0 | 0
| ComGroceryDisplayCaseLighting_v1_2 | Measure_InputOutput | Based on the RTF workbook "ComGroceryDisplayCaseLighting_v1_2" | 2020 | Retro | 2022 | 2045 | PSE | Commercial | Supermarket | Electric | Per Linear Foot of Display Case - Double Row T12 _High Power LED_Outside Refrigerated Space_HVAC Interaction |  |  | Double Row T12 _High Power LED_Outside Refrigerated Space_HVAC Interaction |  | 156.2026 | 6.5232 | 25.8556 | 0 |  | 0 | 0 | 0 | 0 | 0 | 0 | 0 | -3.069 |  | 69.1686 | 2.1744 | 11.2196 | Refrigeration | Refrigeration | Display Case LEDs | Display Case Lighting | GrocRefLoad | 0.01083% | 99.94% | 99.94% | 360.1053 | 0.0072407 | 0% | 15.33% | 95% | 6.8% | 0.2% | 53.4588 | 2.4913 | 5.595 | 32.2115 | 0 | -19.7765 | 0 | 260.1571 | -2.9152 |  | 0.14267 | 0 | 0.14267 | 09. $0.130 to $0.150 | 1 | 0 | 01. ($9,999.00) to $0.22 | 1 | 0 | 0 | 0 | 0 | 0 | 0 | 0 | 0 | 0 | 0 | 0 | 0 | 0 | 0 | 0 | 0 | 0 | 0 | 0 | 0 | 0 | 0 | 0 | 0 | 0 | 0 | 0 | 0 | 0 | 0 | 0 | 0 | 0 | 0 | 0 | 0 | 0 | 0 | 0 | 0 | 0 | 0 | 0 | 0 | 0 | 0 | 0 | 0 | 0 | 0 | 0 | 0 | 0 | 0 | 0 | 0 | 0 | 0 | 0 | 0 | 0 | 0 | 0 | 0 | 0 | 0 | 0 | 0 | 0 | 0 | 0 | 0 | 0 | 0 | 0 | 0 | 0 | 0 | 0 | 0 | 0 | 0 | 0 | 0 | 0 | 0 | 0 | 0 | 0 | 0 | 0 | 0 | 0 | 0 | 0 | 0 | 0 | 0 | 0 | 0 | 0 | 0 | 0 | 0 | 0 | 0 | 0 | 0 | 0 | 0 | 0 | 0 | 0 | 0 | 0 | 0 | 0 | 0 | 0 | 0 | 0 | 0 | 0 | 0 | 0 | 0 | 0 | 0 | 0 | 0 | 0 | 0 | 0 | 0 | 0 | 0 | 0 | 0 | 0 | 0 | 0 | 0 | 0 | 0 | 0 | 0 | 0 | 0 | 0 | 0 | 0 | 0 | 0 | 0 | 0 | 0 | 0 | 0 | 0 | 0 | 0 | 0 | 0 | 0 | 0 | 0 | 0 | 0 | 0 | 0 | 0 | 0 | 0 | 0 | 0 | 0 | 0 | 0 | 0 | 0 | 0 | 0 | 0 | 0 | 0 | 0 | 0 | 0 | 0 | 0 | 0 | 0 | 0 | 0 | 0 | 0 | 0 | 0 | 0 | 0 | 0 | 0 | 0 | 0.01405% | 0 | 0 | 0 | 0 | 0 | 0 | 0 | 0 | 0 | 0 | 0 | 0 | 0 | 0 | 0 | 0 | 0 | 0 | 0 | 0 | 0 | 0 | 0 | 0
| ComGroceryDisplayCaseLighting_v1_2 | Measure_InputOutput | Based on the RTF workbook "ComGroceryDisplayCaseLighting_v1_2" | 2020 | Retro | 2022 | 2045 | PSE | Commercial | Supermarket | Electric | Per Linear Foot of Display Case - Delamp T8/T12 Single Row_No LED_Outside Refrigerated Space_HVAC Interaction |  |  | Delamp T8/T12 Single Row_No LED_Outside Refrigerated Space_HVAC Interaction |  | 72.3463 | 6.5232 | 0.011278 | 0 |  | 0 | 0 | 0 | 0 | 0 | 0 | 0 | -1.4214 |  | 58.8175 | 2.1744 | 8.2124 | Refrigeration | Refrigeration | Display Case LEDs | Display Case Lighting | GrocRefLoad | 0.01083% | 99.94% | 99.94% | 360.1053 | 0.0072407 | 0% | 15.33% | 95% | 6.8% | 0.2% | 24.7598 | 1.1539 | 2.5914 | 0.01405 | 0 | -9.1596 | 0 | 103.1958 | -3.743 |  | 0.12219 | 0 | 0.12219 | 08. $0.115 to $0.130 | 1 | 0 | 01. ($9,999.00) to $0.22 | 1 | 0 | 0 | 0 | 0 | 0 | 0 | 0 | 0 | 0 | 0 | 0 | 0 | 0 | 0 | 0 | 0 | 0 | 0 | 0 | 0 | 0 | 0 | 0 | 0 | 0 | 0 | 0 | 0 | 0 | 0 | 0 | 0 | 0 | 0 | 0 | 0 | 0 | 0 | 0 | 0 | 0 | 0 | 0 | 0 | 0 | 0 | 0 | 0 | 0 | 0 | 0 | 0 | 0 | 0 | 0 | 0 | 0 | 0 | 0 | 0 | 0 | 0 | 0 | 0 | 0 | 0 | 0 | 0 | 0 | 0 | 0 | 0 | 0 | 0 | 0 | 0 | 0 | 0 | 0 | 0 | 0 | 0 | 0 | 0 | 0 | 0 | 0 | 0 | 0 | 0 | 0 | 0 | 0 | 0 | 0 | 0 | 0 | 0 | 0 | 0 | 0 | 0 | 0 | 0 | 0 | 0 | 0 | 0 | 0 | 0 | 0 | 0 | 0 | 0 | 0 | 0 | 0 | 0 | 0 | 0 | 0 | 0 | 0 | 0 | 0 | 0 | 0 | 0 | 0 | 0 | 0 | 0 | 0 | 0 | 0 | 0 | 0 | 0 | 0 | 0 | 0 | 0 | 0 | 0 | 0 | 0 | 0 | 0 | 0 | 0 | 0 | 0 | 0 | 0 | 0 | 0 | 0 | 0 | 0 | 0 | 0 | 0 | 0 | 0 | 0 | 0 | 0 | 0 | 0 | 0 | 0 | 0 | 0 | 0 | 0 | 0 | 0 | 0 | 0 | 0 | 0 | 0 | 0 | 0 | 0 | 0 | 0 | 0 | 0 | 0 | 0 | 0 | 0 | 0 | 0 | 0 | 0 | 0 | 0 | 0 | 0 | 0 | 0 | 0.01405% | 0 | 0 | 0 | 0 | 0 | 0 | 0 | 0 | 0 | 0 | 0 | 0 | 0 | 0 | 0 | 0 | 0 | 0 | 0 | 0 | 0 | 0 | 0 | 0
| ComGroceryDisplayCaseLighting_v1_2 | Measure_InputOutput | Based on the RTF workbook "ComGroceryDisplayCaseLighting_v1_2" | 2020 | Retro | 2022 | 2045 | PSE | Commercial | Supermarket | Electric | Per Linear Foot of Display Case - Delamp T8/T12 Double Row_No LED_Outside Refrigerated Space_HVAC Interaction |  |  | Delamp T8/T12 Double Row_No LED_Outside Refrigerated Space_HVAC Interaction |  | 144.6925 | 6.5232 | 0.011278 | 0 |  | 0 | 0 | 0 | 0 | 0 | 0 | 0 | -2.8429 |  | 114.3743 | 2.1744 | 8.2124 | Refrigeration | Refrigeration | Display Case LEDs | Display Case Lighting | GrocRefLoad | 0.01083% | 99.94% | 99.94% | 360.1053 | 0.0072407 | 0% | 15.33% | 95% | 6.8% | 0.2% | 49.5196 | 2.3077 | 5.1827 | 0.01405 | 0 | -18.3192 | 0 | 206.3753 | -7.4882 |  | 0.12218 | 0 | 0.12218 | 08. $0.115 to $0.130 | 1 | 0 | 01. ($9,999.00) to $0.22 | 1 | 0 | 0 | 0 | 0 | 0 | 0 | 0 | 0 | 0 | 0 | 0 | 0 | 0 | 0 | 0 | 0 | 0 | 0 | 0 | 0 | 0 | 0 | 0 | 0 | 0 | 0 | 0 | 0 | 0 | 0 | 0 | 0 | 0 | 0 | 0 | 0 | 0 | 0 | 0 | 0 | 0 | 0 | 0 | 0 | 0 | 0 | 0 | 0 | 0 | 0 | 0 | 0 | 0 | 0 | 0 | 0 | 0 | 0 | 0 | 0 | 0 | 0 | 0 | 0 | 0 | 0 | 0 | 0 | 0 | 0 | 0 | 0 | 0 | 0 | 0 | 0 | 0 | 0 | 0 | 0 | 0 | 0 | 0 | 0 | 0 | 0 | 0 | 0 | 0 | 0 | 0 | 0 | 0 | 0 | 0 | 0 | 0 | 0 | 0 | 0 | 0 | 0 | 0 | 0 | 0 | 0 | 0 | 0 | 0 | 0 | 0 | 0 | 0 | 0 | 0 | 0 | 0 | 0 | 0 | 0 | 0 | 0 | 0 | 0 | 0 | 0 | 0 | 0 | 0 | 0 | 0 | 0 | 0 | 0 | 0 | 0 | 0 | 0 | 0 | 0 | 0 | 0 | 0 | 0 | 0 | 0 | 0 | 0 | 0 | 0 | 0 | 0 | 0 | 0 | 0 | 0 | 0 | 0 | 0 | 0 | 0 | 0 | 0 | 0 | 0 | 0 | 0 | 0 | 0 | 0 | 0 | 0 | 0 | 0 | 0 | 0 | 0 | 0 | 0 | 0 | 0 | 0 | 0 | 0 | 0 | 0 | 0 | 0 | 0 | 0 | 0 | 0 | 0 | 0 | 0 | 0 | 0 | 0 | 0 | 0 | 0 | 0 | 0 | 0.01405% | 0 | 0 | 0 | 0 | 0 | 0 | 0 | 0 | 0 | 0 | 0 | 0 | 0 | 0 | 0 | 0 | 0 | 0 | 0 | 0 | 0 | 0 | 0 | 0
| ComGroceryDisplayCaseLighting_v1_2 | Measure_InputOutput | Based on the RTF workbook "ComGroceryDisplayCaseLighting_v1_2" | 2020 | Retro | 2022 | 2045 | PSE | Commercial | Supermarket | Electric | Per Linear Foot of Display Case - Single Row T8_Low Power LED_Inside Refrigerated Space_Low Temperature Case |  |  | Single Row T8_Low Power LED_Inside Refrigerated Space_Low Temperature Case |  | 63.39 | 6.5232 | 15.9877 | 0 |  | 0 | 0 | 0 | 0 | 0 | 0 | 0 | -0.43612 |  | 44.0721 | 2.1744 | 8.2124 | Refrigeration | Refrigeration | Display Case LEDs | Display Case Lighting | GrocRefLoad | 0.01083% | 99.94% | 99.94% | 360.1053 | 0.0072407 | 0.3817% | 15.33% | 95% | 6.8% | 0.2% | 21.6946 | 1.011 | 2.2706 | 19.9179 | 0 | -2.8103 | 0 | 52.6397 | -0.084028 |  | 0.071136 | 0 | 0.071136 | 05. $0.070 to $0.077 | 1 | 0 | 01. ($9,999.00) to $0.22 | 1 | 60.4402 | 60.1549 | 59.871 | 59.5884 | 59.3071 | 59.0272 | 58.7486 | 58.4713 | 58.1953 | 57.9206 | 0 | 0 | 0 | 0 | 0 | 0 | 0 | 0 | 0 | 0 | 0 | 0 | 0 | 0 | 3831.3024 | 3813.2187 | 3795.2203 | 3777.3068 | 3759.4779 | 3741.7332 | 3724.0722 | 3706.4946 | 3689 | 3671.5879 | 0 | 0 | 0 | 0 | 0 | 0 | 0 | 0 | 0 | 0 | 0 | 0 | 0 | 0 | 37509.414 | 3831.3024 | 7644.5211 | 11439.7414 | 15217.0482 | 18976.5261 | 22718.2593 | 26442.3316 | 30148.8262 | 33837.8261 | 37509.414 | 37509.414 | 37509.414 | 37509.414 | 37509.414 | 37509.414 | 37509.414 | 37509.414 | 37509.414 | 37509.414 | 37509.414 | 37509.414 | 37509.414 | 37509.414 | 37509.414 | 0 | 0 | 0 | 0 | 0 | 0 | 0 | 0 | 0 | 0 | 0 | 0 | 0 | 0 | 0 | 0 | 0 | 0 | 0 | 0 | 0 | 0 | 0 | 0 | 0 | 0 | 0 | 0 | 0 | 0 | 0 | 0 | 0 | 0 | 0 | 0 | 0 | 0 | 0 | 0 | 0 | 0 | 0 | 0 | 0 | 0 | 0 | 0 | 0 | 0 | 0 | 0 | 0 | 0 | 0 | 0 | 0 | 0 | 0 | 0 | 0 | 0.41511 | 0.82827 | 1.2395 | 1.6487 | 2.0561 | 2.4615 | 2.865 | 3.2666 | 3.6663 | 4.0641 | 4.0641 | 4.0641 | 4.0641 | 4.0641 | 4.0641 | 4.0641 | 4.0641 | 4.0641 | 4.0641 | 4.0641 | 4.0641 | 4.0641 | 4.0641 | 4.0641 | 3181.5529 | 3166.536 | 3151.5899 | 3136.7144 | 3121.9091 | 3107.1737 | 3092.5078 | 3077.9112 | 3063.3835 | 3048.9243 | 0 | 0 | 0 | 0 | 0 | 0 | 0 | 0 | 0 | 0 | 0 | 0 | 0 | 0 | 31148.2028 | 0 | 0 | 0 | 0 | 0 | 0 | 0 | 0 | 0 | 0 | 0 | 0 | 0 | 0 | 0 | 0 | 0 | 0 | 0 | 0 | 0.01405% | 0.53829 | 1.074 | 1.6073 | 2.138 | 2.6662 | 3.1919 | 3.7151 | 4.2358 | 4.7541 | 5.27 | 5.27 | 5.27 | 5.27 | 5.27 | 5.27 | 5.27 | 5.27 | 5.27 | 5.27 | 5.27 | 5.27 | 5.27 | 5.27 | 5.27
| ComGroceryDisplayCaseLighting_v1_2 | Measure_InputOutput | Based on the RTF workbook "ComGroceryDisplayCaseLighting_v1_2" | 2020 | Retro | 2022 | 2045 | PSE | Commercial | Supermarket | Electric | Per Linear Foot of Display Case - Single Row T12_Low Power LED_Inside Refrigerated Space_Low Temperature Case |  |  | Single Row T12_Low Power LED_Inside Refrigerated Space_Low Temperature Case |  | 103.8825 | 6.5232 | 15.9877 | 0 |  | 0 | 0 | 0 | 0 | 0 | 0 | 0 | -0.7147 |  | 44.0721 | 2.1744 | 8.2124 | Refrigeration | Refrigeration | Display Case LEDs | Display Case Lighting | GrocRefLoad | 0.01083% | 99.94% | 99.94% | 360.1053 | 0.0072407 | 0.3817% | 15.33% | 95% | 6.8% | 0.2% | 35.5528 | 1.6568 | 3.721 | 19.9179 | 0 | -4.6054 | 0 | 71.4993 | -2.1802 |  | 0.05896 | 0 | 0.05896 | 03. $0.055 to $0.062 | 1 | 0 | 01. ($9,999.00) to $0.22 | 1 | 60.4402 | 60.1549 | 59.871 | 59.5884 | 59.3071 | 59.0272 | 58.7486 | 58.4713 | 58.1953 | 57.9206 | 0 | 0 | 0 | 0 | 0 | 0 | 0 | 0 | 0 | 0 | 0 | 0 | 0 | 0 | 6278.6795 | 6249.0442 | 6219.5487 | 6190.1924 | 6160.9747 | 6131.8949 | 6102.9524 | 6074.1464 | 6045.4765 | 6016.9418 | 0 | 0 | 0 | 0 | 0 | 0 | 0 | 0 | 0 | 0 | 0 | 0 | 0 | 0 | 61469.8515 | 6278.6795 | 12527.7237 | 18747.2724 | 24937.4648 | 31098.4395 | 37230.3344 | 43333.2868 | 49407.4332 | 55452.9097 | 61469.8515 | 61469.8515 | 61469.8515 | 61469.8515 | 61469.8515 | 61469.8515 | 61469.8515 | 61469.8515 | 61469.8515 | 61469.8515 | 61469.8515 | 61469.8515 | 61469.8515 | 61469.8515 | 61469.8515 | 0 | 0 | 0 | 0 | 0 | 0 | 0 | 0 | 0 | 0 | 0 | 0 | 0 | 0 | 0 | 0 | 0 | 0 | 0 | 0 | 0 | 0 | 0 | 0 | 0 | 0 | 0 | 0 | 0 | 0 | 0 | 0 | 0 | 0 | 0 | 0 | 0 | 0 | 0 | 0 | 0 | 0 | 0 | 0 | 0 | 0 | 0 | 0 | 0 | 0 | 0 | 0 | 0 | 0 | 0 | 0 | 0 | 0 | 0 | 0 | 0 | 0.68028 | 1.3574 | 2.0312 | 2.7019 | 3.3695 | 4.0338 | 4.6951 | 5.3532 | 6.0082 | 6.6601 | 6.6601 | 6.6601 | 6.6601 | 6.6601 | 6.6601 | 6.6601 | 6.6601 | 6.6601 | 6.6601 | 6.6601 | 6.6601 | 6.6601 | 6.6601 | 6.6601 | 4321.434 | 4301.0368 | 4280.7359 | 4260.5308 | 4240.4211 | 4220.4064 | 4200.486 | 4180.6597 | 4160.927 | 4141.2875 | 0 | 0 | 0 | 0 | 0 | 0 | 0 | 0 | 0 | 0 | 0 | 0 | 0 | 0 | 42307.9253 | 0 | 0 | 0 | 0 | 0 | 0 | 0 | 0 | 0 | 0 | 0 | 0 | 0 | 0 | 0 | 0 | 0 | 0 | 0 | 0 | 0.01405% | 0.88214 | 1.7601 | 2.6339 | 3.5036 | 4.3692 | 5.2308 | 6.0882 | 6.9416 | 7.791 | 8.6363 | 8.6363 | 8.6363 | 8.6363 | 8.6363 | 8.6363 | 8.6363 | 8.6363 | 8.6363 | 8.6363 | 8.6363 | 8.6363 | 8.6363 | 8.6363 | 8.6363
| ComGroceryDisplayCaseLighting_v1_2 | Measure_InputOutput | Based on the RTF workbook "ComGroceryDisplayCaseLighting_v1_2" | 2020 | Retro | 2022 | 2045 | PSE | Commercial | Supermarket | Electric | Per Linear Foot of Display Case - Double Row T8 _High Power LED_Inside Refrigerated Space_Low Temperature Case |  |  | Double Row T8 _High Power LED_Inside Refrigerated Space_Low Temperature Case |  | 142.0584 | 6.5232 | 25.8556 | 0 |  | 0 | 0 | 0 | 0 | 0 | 0 | 0 | -0.97735 |  | 98.7666 | 2.1744 | 11.2196 | Refrigeration | Refrigeration | Display Case LEDs | Display Case Lighting | GrocRefLoad | 0.01083% | 99.94% | 99.94% | 360.1053 | 0.0072407 | 0.3817% | 15.33% | 95% | 6.8% | 0.2% | 48.6181 | 2.2657 | 5.0884 | 32.2115 | 0 | -6.2979 | 0 | 103.5472 | -2.183 |  | 0.062441 | 0 | 0.062441 | 04. $0.062 to $0.070 | 1 | 0 | 01. ($9,999.00) to $0.22 | 1 | 60.4402 | 60.1549 | 59.871 | 59.5884 | 59.3071 | 59.0272 | 58.7486 | 58.4713 | 58.1953 | 57.9206 | 0 | 0 | 0 | 0 | 0 | 0 | 0 | 0 | 0 | 0 | 0 | 0 | 0 | 0 | 8586.038 | 8545.5119 | 8505.1771 | 8465.0326 | 8425.0777 | 8385.3113 | 8345.7326 | 8306.3408 | 8267.1348 | 8228.114 | 0 | 0 | 0 | 0 | 0 | 0 | 0 | 0 | 0 | 0 | 0 | 0 | 0 | 0 | 84059.4707 | 8586.038 | 17131.5498 | 25636.7269 | 34101.7595 | 42526.8372 | 50912.1485 | 59257.8811 | 67564.2219 | 75831.3567 | 84059.4707 | 84059.4707 | 84059.4707 | 84059.4707 | 84059.4707 | 84059.4707 | 84059.4707 | 84059.4707 | 84059.4707 | 84059.4707 | 84059.4707 | 84059.4707 | 84059.4707 | 84059.4707 | 84059.4707 | 0 | 0 | 0 | 0 | 0 | 0 | 0 | 0 | 0 | 0 | 0 | 0 | 0 | 0 | 0 | 0 | 0 | 0 | 0 | 0 | 0 | 0 | 0 | 0 | 0 | 0 | 0 | 0 | 0 | 0 | 0 | 0 | 0 | 0 | 0 | 0 | 0 | 0 | 0 | 0 | 0 | 0 | 0 | 0 | 0 | 0 | 0 | 0 | 0 | 0 | 0 | 0 | 0 | 0 | 0 | 0 | 0 | 0 | 0 | 0 | 0 | 0.93028 | 1.8562 | 2.7777 | 3.6949 | 4.6077 | 5.5162 | 6.4205 | 7.3204 | 8.2162 | 9.1077 | 9.1077 | 9.1077 | 9.1077 | 9.1077 | 9.1077 | 9.1077 | 9.1077 | 9.1077 | 9.1077 | 9.1077 | 9.1077 | 9.1077 | 9.1077 | 9.1077 | 6258.4133 | 6228.8736 | 6199.4733 | 6170.2118 | 6141.0884 | 6112.1024 | 6083.2533 | 6054.5404 | 6025.9629 | 5997.5204 | 0 | 0 | 0 | 0 | 0 | 0 | 0 | 0 | 0 | 0 | 0 | 0 | 0 | 0 | 61271.4397 | 0 | 0 | 0 | 0 | 0 | 0 | 0 | 0 | 0 | 0 | 0 | 0 | 0 | 0 | 0 | 0 | 0 | 0 | 0 | 0 | 0.01405% | 1.2063 | 2.4069 | 3.6019 | 4.7912 | 5.9749 | 7.153 | 8.3256 | 9.4926 | 10.6541 | 11.8101 | 11.8101 | 11.8101 | 11.8101 | 11.8101 | 11.8101 | 11.8101 | 11.8101 | 11.8101 | 11.8101 | 11.8101 | 11.8101 | 11.8101 | 11.8101 | 11.8101
| ComGroceryDisplayCaseLighting_v1_2 | Measure_InputOutput | Based on the RTF workbook "ComGroceryDisplayCaseLighting_v1_2" | 2020 | Retro | 2022 | 2045 | PSE | Commercial | Supermarket | Electric | Per Linear Foot of Display Case - Double Row T12 _High Power LED_Inside Refrigerated Space_Low Temperature Case |  |  | Double Row T12 _High Power LED_Inside Refrigerated Space_Low Temperature Case |  | 223.0435 | 6.5232 | 25.8556 | 0 |  | 0 | 0 | 0 | 0 | 0 | 0 | 0 | -1.5345 |  | 98.7666 | 2.1744 | 11.2196 | Refrigeration | Refrigeration | Display Case LEDs | Display Case Lighting | GrocRefLoad | 0.01083% | 99.94% | 99.94% | 360.1053 | 0.0072407 | 0.3817% | 15.33% | 95% | 6.8% | 0.2% | 76.3345 | 3.5574 | 7.9892 | 32.2115 | 0 | -9.8882 | 0 | 141.2665 | -6.3754 |  | 0.054256 | 0 | 0.054256 | 02. $0.028 to $0.055 | 1 | 0 | 01. ($9,999.00) to $0.22 | 1 | 60.4402 | 60.1549 | 59.871 | 59.5884 | 59.3071 | 59.0272 | 58.7486 | 58.4713 | 58.1953 | 57.9206 | 0 | 0 | 0 | 0 | 0 | 0 | 0 | 0 | 0 | 0 | 0 | 0 | 0 | 0 | 13480.7922 | 13417.1629 | 13353.8339 | 13290.8038 | 13228.0712 | 13165.6347 | 13103.4929 | 13041.6444 | 12980.0879 | 12918.8218 | 0 | 0 | 0 | 0 | 0 | 0 | 0 | 0 | 0 | 0 | 0 | 0 | 0 | 0 | 131980.3457 | 13480.7922 | 26897.9551 | 40251.789 | 53542.5928 | 66770.664 | 79936.2987 | 93039.7916 | 106081.436 | 119061.5239 | 131980.3457 | 131980.3457 | 131980.3457 | 131980.3457 | 131980.3457 | 131980.3457 | 131980.3457 | 131980.3457 | 131980.3457 | 131980.3457 | 131980.3457 | 131980.3457 | 131980.3457 | 131980.3457 | 131980.3457 | 0 | 0 | 0 | 0 | 0 | 0 | 0 | 0 | 0 | 0 | 0 | 0 | 0 | 0 | 0 | 0 | 0 | 0 | 0 | 0 | 0 | 0 | 0 | 0 | 0 | 0 | 0 | 0 | 0 | 0 | 0 | 0 | 0 | 0 | 0 | 0 | 0 | 0 | 0 | 0 | 0 | 0 | 0 | 0 | 0 | 0 | 0 | 0 | 0 | 0 | 0 | 0 | 0 | 0 | 0 | 0 | 0 | 0 | 0 | 0 | 0 | 1.4606 | 2.9143 | 4.3612 | 5.8012 | 7.2345 | 8.6609 | 10.0807 | 11.4937 | 12.9001 | 14.2998 | 14.2998 | 14.2998 | 14.2998 | 14.2998 | 14.2998 | 14.2998 | 14.2998 | 14.2998 | 14.2998 | 14.2998 | 14.2998 | 14.2998 | 14.2998 | 14.2998 | 8538.1755 | 8497.8753 | 8457.7653 | 8417.8446 | 8378.1124 | 8338.5677 | 8299.2097 | 8260.0374 | 8221.05 | 8182.2467 | 0 | 0 | 0 | 0 | 0 | 0 | 0 | 0 | 0 | 0 | 0 | 0 | 0 | 0 | 83590.8847 | 0 | 0 | 0 | 0 | 0 | 0 | 0 | 0 | 0 | 0 | 0 | 0 | 0 | 0 | 0 | 0 | 0 | 0 | 0 | 0 | 0.01405% | 1.894 | 3.7791 | 5.6553 | 7.5226 | 9.3811 | 11.2308 | 13.0718 | 14.9042 | 16.7278 | 18.5429 | 18.5429 | 18.5429 | 18.5429 | 18.5429 | 18.5429 | 18.5429 | 18.5429 | 18.5429 | 18.5429 | 18.5429 | 18.5429 | 18.5429 | 18.5429 | 18.5429
| ComGroceryDisplayCaseLighting_v1_2 | Measure_InputOutput | Based on the RTF workbook "ComGroceryDisplayCaseLighting_v1_2" | 2020 | Retro | 2022 | 2045 | PSE | Commercial | Supermarket | Electric | Per Linear Foot of Display Case - Delamp T8/T12 Single Row_No LED_Inside Refrigerated Space_Low Temperature Case |  |  | Delamp T8/T12 Single Row_No LED_Inside Refrigerated Space_Low Temperature Case |  | 103.304 | 6.5232 | 0.011278 | 0 |  | 0 | 0 | 0 | 0 | 0 | 0 | 0 | -0.71072 |  | 83.9862 | 2.1744 | 8.2124 | Refrigeration | Refrigeration | Display Case LEDs | Display Case Lighting | GrocRefLoad | 0.01083% | 99.94% | 99.94% | 360.1053 | 0.0072407 | 0.3817% | 15.33% | 95% | 6.8% | 0.2% | 35.3548 | 1.6476 | 3.7002 | 0.01405 | 0 | -4.5798 | 0 | 48.1308 | -5.3456 |  | 0.039912 | 0 | 0.039912 | 02. $0.028 to $0.055 | 1 | 0 | 01. ($9,999.00) to $0.22 | 1 | 60.4402 | 60.1549 | 59.871 | 59.5884 | 59.3071 | 59.0272 | 58.7486 | 58.4713 | 58.1953 | 57.9206 | 0 | 0 | 0 | 0 | 0 | 0 | 0 | 0 | 0 | 0 | 0 | 0 | 0 | 0 | 6243.7169 | 6214.2466 | 6184.9153 | 6155.7225 | 6126.6675 | 6097.7496 | 6068.9683 | 6040.3227 | 6011.8124 | 5983.4367 | 0 | 0 | 0 | 0 | 0 | 0 | 0 | 0 | 0 | 0 | 0 | 0 | 0 | 0 | 61127.5586 | 6243.7169 | 12457.9635 | 18642.8788 | 24798.6013 | 30925.2689 | 37023.0185 | 43091.9868 | 49132.3095 | 55144.1219 | 61127.5586 | 61127.5586 | 61127.5586 | 61127.5586 | 61127.5586 | 61127.5586 | 61127.5586 | 61127.5586 | 61127.5586 | 61127.5586 | 61127.5586 | 61127.5586 | 61127.5586 | 61127.5586 | 61127.5586 | 0 | 0 | 0 | 0 | 0 | 0 | 0 | 0 | 0 | 0 | 0 | 0 | 0 | 0 | 0 | 0 | 0 | 0 | 0 | 0 | 0 | 0 | 0 | 0 | 0 | 0 | 0 | 0 | 0 | 0 | 0 | 0 | 0 | 0 | 0 | 0 | 0 | 0 | 0 | 0 | 0 | 0 | 0 | 0 | 0 | 0 | 0 | 0 | 0 | 0 | 0 | 0 | 0 | 0 | 0 | 0 | 0 | 0 | 0 | 0 | 0 | 0.67649 | 1.3498 | 2.0199 | 2.6869 | 3.3507 | 4.0114 | 4.6689 | 5.3234 | 5.9748 | 6.623 | 6.623 | 6.623 | 6.623 | 6.623 | 6.623 | 6.623 | 6.623 | 6.623 | 6.623 | 6.623 | 6.623 | 6.623 | 6.623 | 6.623 | 2909.0354 | 2895.3048 | 2881.639 | 2868.0376 | 2854.5005 | 2841.0272 | 2827.6176 | 2814.2712 | 2800.9879 | 2787.7672 | 0 | 0 | 0 | 0 | 0 | 0 | 0 | 0 | 0 | 0 | 0 | 0 | 0 | 0 | 28480.1884 | 0 | 0 | 0 | 0 | 0 | 0 | 0 | 0 | 0 | 0 | 0 | 0 | 0 | 0 | 0 | 0 | 0 | 0 | 0 | 0 | 0.01405% | 0.87723 | 1.7503 | 2.6193 | 3.4841 | 4.3449 | 5.2016 | 6.0543 | 6.903 | 7.7476 | 8.5883 | 8.5883 | 8.5883 | 8.5883 | 8.5883 | 8.5883 | 8.5883 | 8.5883 | 8.5883 | 8.5883 | 8.5883 | 8.5883 | 8.5883 | 8.5883 | 8.5883
| ComGroceryDisplayCaseLighting_v1_2 | Measure_InputOutput | Based on the RTF workbook "ComGroceryDisplayCaseLighting_v1_2" | 2020 | Retro | 2022 | 2045 | PSE | Commercial | Supermarket | Electric | Per Linear Foot of Display Case - Delamp T8/T12 Double Row_No LED_Inside Refrigerated Space_Low Temperature Case |  |  | Delamp T8/T12 Double Row_No LED_Inside Refrigerated Space_Low Temperature Case |  | 206.6081 | 6.5232 | 0.011278 | 0 |  | 0 | 0 | 0 | 0 | 0 | 0 | 0 | -1.4214 |  | 163.3163 | 2.1744 | 8.2124 | Refrigeration | Refrigeration | Display Case LEDs | Display Case Lighting | GrocRefLoad | 0.01083% | 99.94% | 99.94% | 360.1053 | 0.0072407 | 0.3817% | 15.33% | 95% | 6.8% | 0.2% | 70.7096 | 3.2952 | 7.4005 | 0.01405 | 0 | -9.1596 | 0 | 96.2453 | -10.6935 |  | 0.039905 | 0 | 0.039905 | 02. $0.028 to $0.055 | 1 | 0 | 01. ($9,999.00) to $0.22 | 1 | 60.4402 | 60.1549 | 59.871 | 59.5884 | 59.3071 | 59.0272 | 58.7486 | 58.4713 | 58.1953 | 57.9206 | 0 | 0 | 0 | 0 | 0 | 0 | 0 | 0 | 0 | 0 | 0 | 0 | 0 | 0 | 12487.4338 | 12428.4931 | 12369.8307 | 12311.4451 | 12253.335 | 12195.4993 | 12137.9365 | 12080.6455 | 12023.6248 | 11966.8733 | 0 | 0 | 0 | 0 | 0 | 0 | 0 | 0 | 0 | 0 | 0 | 0 | 0 | 0 | 122255.1172 | 12487.4338 | 24915.927 | 37285.7576 | 49597.2027 | 61850.5377 | 74046.037 | 86183.9735 | 98264.619 | 110288.2439 | 122255.1172 | 122255.1172 | 122255.1172 | 122255.1172 | 122255.1172 | 122255.1172 | 122255.1172 | 122255.1172 | 122255.1172 | 122255.1172 | 122255.1172 | 122255.1172 | 122255.1172 | 122255.1172 | 122255.1172 | 0 | 0 | 0 | 0 | 0 | 0 | 0 | 0 | 0 | 0 | 0 | 0 | 0 | 0 | 0 | 0 | 0 | 0 | 0 | 0 | 0 | 0 | 0 | 0 | 0 | 0 | 0 | 0 | 0 | 0 | 0 | 0 | 0 | 0 | 0 | 0 | 0 | 0 | 0 | 0 | 0 | 0 | 0 | 0 | 0 | 0 | 0 | 0 | 0 | 0 | 0 | 0 | 0 | 0 | 0 | 0 | 0 | 0 | 0 | 0 | 0 | 1.353 | 2.6996 | 4.0398 | 5.3738 | 6.7014 | 8.0227 | 9.3379 | 10.6468 | 11.9495 | 13.2461 | 13.2461 | 13.2461 | 13.2461 | 13.2461 | 13.2461 | 13.2461 | 13.2461 | 13.2461 | 13.2461 | 13.2461 | 13.2461 | 13.2461 | 13.2461 | 13.2461 | 5817.0853 | 5789.6287 | 5762.3017 | 5735.1036 | 5708.0339 | 5681.092 | 5654.2772 | 5627.589 | 5601.0268 | 5574.59 | 0 | 0 | 0 | 0 | 0 | 0 | 0 | 0 | 0 | 0 | 0 | 0 | 0 | 0 | 56950.7283 | 0 | 0 | 0 | 0 | 0 | 0 | 0 | 0 | 0 | 0 | 0 | 0 | 0 | 0 | 0 | 0 | 0 | 0 | 0 | 0 | 0.01405% | 1.7545 | 3.5006 | 5.2385 | 6.9683 | 8.6898 | 10.4033 | 12.1086 | 13.8059 | 15.4952 | 17.1765 | 17.1765 | 17.1765 | 17.1765 | 17.1765 | 17.1765 | 17.1765 | 17.1765 | 17.1765 | 17.1765 | 17.1765 | 17.1765 | 17.1765 | 17.1765 | 17.1765
| ComGroceryDisplayCaseLighting_v1_2 | Measure_InputOutput | Based on the RTF workbook "ComGroceryDisplayCaseLighting_v1_2" | 2020 | Retro | 2022 | 2045 | PSE | Commercial | Supermarket | Electric | Per Linear Foot of Display Case - Motion Sensor_High Power LED |  |  | Motion Sensor_High Power LED__ |  | 14.2811 | 8 | 4.1201 | 0 |  | 0 | 0 | 0 | 0 | 0 | 0 | 0 | -0.12111 |  | 0 | 0 | 0 | Refrigeration | Refrigeration | Display Case LEDs | Display Case Motion Sensor | GrocRefLoad | 0.01083% | 99.94% | 99.94% | 360.1053 | 0.0072407 | 0% | 12.5% | 95% | 6.8% | 0.2% | 5.5186 | 0.22777 | 0.57463 | 7.9922 | 0 | -0.88105 | 0 | 18.2988 | 0.021613 |  | 0.10976 | 0 | 0.10976 | 07. $0.085 to $0.115 | 1 | 0 | 01. ($9,999.00) to $0.22 | 1 | 0 | 0 | 0 | 0 | 0 | 0 | 0 | 0 | 0 | 0 | 0 | 0 | 0 | 0 | 0 | 0 | 0 | 0 | 0 | 0 | 0 | 0 | 0 | 0 | 0 | 0 | 0 | 0 | 0 | 0 | 0 | 0 | 0 | 0 | 0 | 0 | 0 | 0 | 0 | 0 | 0 | 0 | 0 | 0 | 0 | 0 | 0 | 0 | 0 | 0 | 0 | 0 | 0 | 0 | 0 | 0 | 0 | 0 | 0 | 0 | 0 | 0 | 0 | 0 | 0 | 0 | 0 | 0 | 0 | 0 | 0 | 0 | 0 | 0 | 0 | 0 | 0 | 0 | 0 | 0 | 0 | 0 | 0 | 0 | 0 | 0 | 0 | 0 | 0 | 0 | 0 | 0 | 0 | 0 | 0 | 0 | 0 | 0 | 0 | 0 | 0 | 0 | 0 | 0 | 0 | 0 | 0 | 0 | 0 | 0 | 0 | 0 | 0 | 0 | 0 | 0 | 0 | 0 | 0 | 0 | 0 | 0 | 0 | 0 | 0 | 0 | 0 | 0 | 0 | 0 | 0 | 0 | 0 | 0 | 0 | 0 | 0 | 0 | 0 | 0 | 0 | 0 | 0 | 0 | 0 | 0 | 0 | 0 | 0 | 0 | 0 | 0 | 0 | 0 | 0 | 0 | 0 | 0 | 0 | 0 | 0 | 0 | 0 | 0 | 0 | 0 | 0 | 0 | 0 | 0 | 0 | 0 | 0 | 0 | 0 | 0 | 0 | 0 | 0 | 0 | 0 | 0 | 0 | 0 | 0 | 0 | 0 | 0 | 0 | 0 | 0 | 0 | 0 | 0 | 0 | 0 | 0 | 0 | 0 | 0 | 0 | 0 | 0 | 0.01405% | 0 | 0 | 0 | 0 | 0 | 0 | 0 | 0 | 0 | 0 | 0 | 0 | 0 | 0 | 0 | 0 | 0 | 0 | 0 | 0 | 0 | 0 | 0 | 0
| ComGroceryDisplayCaseLighting_v1_2 | Measure_InputOutput | Based on the RTF workbook "ComGroceryDisplayCaseLighting_v1_2" | 2020 | Retro | 2022 | 2045 | PSE | Commercial | Supermarket | Electric | Per Linear Foot of Display Case - Motion Sensor_Low Power LED |  |  | Motion Sensor_Low Power LED__ |  | 8.8307 | 8 | 4.1201 | 0 |  | 0 | 0 | 0 | 0 | 0 | 0 | 0 | -0.074885 |  | 0 | 0 | 0 | Refrigeration | Refrigeration | Display Case LEDs | Display Case Motion Sensor | GrocRefLoad | 0.01083% | 99.94% | 99.94% | 360.1053 | 0.0072407 | 0% | 12.5% | 95% | 6.8% | 0.2% | 3.4124 | 0.14084 | 0.35532 | 7.9922 | 0 | -0.5448 | 0 | 14.6798 | 0.32785 |  | 0.1424 | 0 | 0.1424 | 09. $0.130 to $0.150 | 1 | 0 | 01. ($9,999.00) to $0.22 | 1 | 0 | 0 | 0 | 0 | 0 | 0 | 0 | 0 | 0 | 0 | 0 | 0 | 0 | 0 | 0 | 0 | 0 | 0 | 0 | 0 | 0 | 0 | 0 | 0 | 0 | 0 | 0 | 0 | 0 | 0 | 0 | 0 | 0 | 0 | 0 | 0 | 0 | 0 | 0 | 0 | 0 | 0 | 0 | 0 | 0 | 0 | 0 | 0 | 0 | 0 | 0 | 0 | 0 | 0 | 0 | 0 | 0 | 0 | 0 | 0 | 0 | 0 | 0 | 0 | 0 | 0 | 0 | 0 | 0 | 0 | 0 | 0 | 0 | 0 | 0 | 0 | 0 | 0 | 0 | 0 | 0 | 0 | 0 | 0 | 0 | 0 | 0 | 0 | 0 | 0 | 0 | 0 | 0 | 0 | 0 | 0 | 0 | 0 | 0 | 0 | 0 | 0 | 0 | 0 | 0 | 0 | 0 | 0 | 0 | 0 | 0 | 0 | 0 | 0 | 0 | 0 | 0 | 0 | 0 | 0 | 0 | 0 | 0 | 0 | 0 | 0 | 0 | 0 | 0 | 0 | 0 | 0 | 0 | 0 | 0 | 0 | 0 | 0 | 0 | 0 | 0 | 0 | 0 | 0 | 0 | 0 | 0 | 0 | 0 | 0 | 0 | 0 | 0 | 0 | 0 | 0 | 0 | 0 | 0 | 0 | 0 | 0 | 0 | 0 | 0 | 0 | 0 | 0 | 0 | 0 | 0 | 0 | 0 | 0 | 0 | 0 | 0 | 0 | 0 | 0 | 0 | 0 | 0 | 0 | 0 | 0 | 0 | 0 | 0 | 0 | 0 | 0 | 0 | 0 | 0 | 0 | 0 | 0 | 0 | 0 | 0 | 0 | 0 | 0.01405% | 0 | 0 | 0 | 0 | 0 | 0 | 0 | 0 | 0 | 0 | 0 | 0 | 0 | 0 | 0 | 0 | 0 | 0 | 0 | 0 | 0 | 0 | 0 | 0
| ComGroceryDoorGasketReplacement_v2_0 | Measure_InputOutput | Based on RTF workbook ComGroceryDoorGasketReplacement_v2_0 | 2020 | Retro | 2022 | 2045 | PSE | Commercial | Supermarket | Electric | Per Low Temp Glass Reach-in Door |  |  | Gaskets for Reach-in Glass Doors - Low Temp (per door) |  | 210.918 | 1 | 59.2093 | 0 |  | 0 | 0 | 0 | 0 | 0 | 0 | 0 | 5.4663 |  | 0 | 0 | 0 | Refrigeration | Refrigeration | Door Gaskets | Gaskets | GrocRefLoad | 0.01083% | 99.94% | 99.94% | 44.9292 | 0.00090339 | 100% | 100% | 85% | 6.8% | 0.2% | 11.5237 | 3.364 | 1.4888 | 0 | 0 | 5.639 | 0 | -58.8383 | 6.9891 |  | -0.023897 | 0.11882 | -0.023897 | 01. ($9,999.000) to $0.028 | 1 | 0.11882 | 01. ($9,999.00) to $0.22 | 1 | 1767.4404 | 1759.0981 | 1750.7951 | 1742.5314 | 1734.3066 | 1726.1207 | 1717.9734 | 1709.8646 | 1701.794 | 1693.7615 | 0 | 0 | 0 | 0 | 0 | 0 | 0 | 0 | 0 | 0 | 0 | 0 | 0 | 0 | 372785.0033 | 371025.4581 | 369274.2179 | 367531.2436 | 365796.4961 | 364069.9367 | 362351.5266 | 360641.2274 | 358939.0008 | 357244.8087 | 0 | 0 | 0 | 0 | 0 | 0 | 0 | 0 | 0 | 0 | 0 | 0 | 0 | 0 | 3649658.9191 | 372785.0033 | 743810.4614 | 1113084.6793 | 1480615.9229 | 1846412.419 | 2210482.3557 | 2572833.8823 | 2933475.1096 | 3292414.1104 | 3649658.9191 | 3649658.9191 | 3649658.9191 | 3649658.9191 | 3649658.9191 | 3649658.9191 | 3649658.9191 | 3649658.9191 | 3649658.9191 | 3649658.9191 | 3649658.9191 | 3649658.9191 | 3649658.9191 | 3649658.9191 | 3649658.9191 | 275.9686 | 274.6661 | 273.3697 | 272.0793 | 270.7951 | 269.517 | 268.2449 | 266.9787 | 265.7186 | 264.4644 | 0 | 0 | 0 | 0 | 0 | 0 | 0 | 0 | 0 | 0 | 1508.5165 | 1501.3963 | 1494.3097 | 1487.2566 | 1480.2367 | 1473.25 | 1466.2963 | 1459.3753 | 1452.4871 | 1445.6314 | 0 | 0 | 0 | 0 | 0 | 0 | 0 | 0 | 0 | 0 | 14768.7559 | 1508.5165 | 3009.9128 | 4504.2225 | 5991.4791 | 7471.7158 | 8944.9658 | 10411.2621 | 11870.6375 | 13323.1246 | 14768.7559 | 14768.7559 | 14768.7559 | 14768.7559 | 14768.7559 | 14768.7559 | 14768.7559 | 14768.7559 | 14768.7559 | 14768.7559 | 14768.7559 | 40.3905 | 80.5903 | 120.6004 | 160.4217 | 200.055 | 239.5012 | 278.7612 | 317.836 | 356.7263 | 395.433 | 395.433 | 395.433 | 395.433 | 395.433 | 395.433 | 395.433 | 395.433 | 395.433 | 395.433 | 395.433 | 395.433 | 395.433 | 395.433 | 395.433 | 0 | 0 | 0 | 0 | 0 | 0 | 0 | 0 | 0 | 0 | 0 | 0 | 0 | 0 | 0 | 0 | 0 | 0 | 0 | 0 | 0 | 0 | 0 | 0 | 0 | 1928.7785 | 1919.6747 | 1910.6138 | 1901.5957 | 1892.6202 | 1883.687 | 1874.796 | 1865.947 | 1857.1397 | 1848.374 | 0 | 0 | 0 | 0 | 0 | 0 | 0 | 0 | 0 | 0 | 0.01405% | 52.3753 | 104.5034 | 156.3854 | 208.0226 | 259.416 | 310.5668 | 361.4763 | 412.1454 | 462.5754 | 512.7673 | 512.7673 | 512.7673 | 512.7673 | 512.7673 | 512.7673 | 512.7673 | 512.7673 | 512.7673 | 512.7673 | 512.7673 | 512.7673 | 512.7673 | 512.7673 | 512.7673
| ComGroceryDoorGasketReplacement_v2_0 | Measure_InputOutput | Based on RTF workbook ComGroceryDoorGasketReplacement_v2_0 | 2020 | Retro | 2022 | 2045 | PSE | Commercial | Supermarket | Electric | Per Medium Temp Glass Reach-in Door |  |  | Gaskets for Reach-in Glass Doors - Medium Temp (per door) |  | 118.3876 | 1 | 47.9313 | 0 |  | 0 | 0 | 0 | 0 | 0 | 0 | 0 | 7.1652 |  | 0 | 0 | 0 | Refrigeration | Refrigeration | Door Gaskets | Gaskets | GrocRefLoad | 0.01083% | 99.94% | 99.94% | 36.7602 | 0.00073914 | 100% | 100% | 85% | 6.8% | 0.2% | 6.4682 | 1.8882 | 0.83564 | 0 | 0 | 7.3917 | 0 | -79.4245 | 6.8624 |  | -0.057471 | 0.089004 | -0.057471 | 01. ($9,999.000) to $0.028 | 1 | 0.089004 | 01. ($9,999.00) to $0.22 | 1 | 1446.0876 | 1439.2621 | 1432.4687 | 1425.7075 | 1418.9781 | 1412.2806 | 1405.6146 | 1398.9801 | 1392.3769 | 1385.8049 | 0 | 0 | 0 | 0 | 0 | 0 | 0 | 0 | 0 | 0 | 0 | 0 | 0 | 0 | 171198.905 | 170390.8461 | 169586.6013 | 168786.1526 | 167989.4819 | 167196.5716 | 166407.4038 | 165621.9608 | 164840.2252 | 164062.1793 | 0 | 0 | 0 | 0 | 0 | 0 | 0 | 0 | 0 | 0 | 0 | 0 | 0 | 0 | 1676080.3276 | 171198.905 | 341589.7511 | 511176.3524 | 679962.505 | 847951.9869 | 1015148.5585 | 1181555.9623 | 1347177.9231 | 1512018.1483 | 1676080.3276 | 1676080.3276 | 1676080.3276 | 1676080.3276 | 1676080.3276 | 1676080.3276 | 1676080.3276 | 1676080.3276 | 1676080.3276 | 1676080.3276 | 1676080.3276 | 1676080.3276 | 1676080.3276 | 1676080.3276 | 1676080.3276 | 225.7925 | 224.7268 | 223.6661 | 222.6104 | 221.5597 | 220.5139 | 219.4731 | 218.4372 | 217.4061 | 216.38 | 0 | 0 | 0 | 0 | 0 | 0 | 0 | 0 | 0 | 0 | 1617.848 | 1610.2118 | 1602.6116 | 1595.0473 | 1587.5187 | 1580.0256 | 1572.5678 | 1565.1453 | 1557.7578 | 1550.4052 | 0 | 0 | 0 | 0 | 0 | 0 | 0 | 0 | 0 | 0 | 15839.1392 | 1617.848 | 3228.0598 | 4830.6714 | 6425.7187 | 8013.2374 | 9593.2629 | 11165.8308 | 12730.9761 | 14288.7339 | 15839.1392 | 15839.1392 | 15839.1392 | 15839.1392 | 15839.1392 | 15839.1392 | 15839.1392 | 15839.1392 | 15839.1392 | 15839.1392 | 15839.1392 | 18.549 | 37.0105 | 55.3849 | 73.6725 | 91.8738 | 109.9892 | 128.0191 | 145.9639 | 163.824 | 181.5998 | 181.5998 | 181.5998 | 181.5998 | 181.5998 | 181.5998 | 181.5998 | 181.5998 | 181.5998 | 181.5998 | 181.5998 | 181.5998 | 181.5998 | 181.5998 | 181.5998 | 0 | 0 | 0 | 0 | 0 | 0 | 0 | 0 | 0 | 0 | 0 | 0 | 0 | 0 | 0 | 0 | 0 | 0 | 0 | 0 | 0 | 0 | 0 | 0 | 0 | 1549.4874 | 1542.1738 | 1534.8948 | 1527.6501 | 1520.4396 | 1513.2631 | 1506.1205 | 1499.0116 | 1491.9363 | 1484.8943 | 0 | 0 | 0 | 0 | 0 | 0 | 0 | 0 | 0 | 0 | 0.01405% | 24.053 | 47.9924 | 71.8189 | 95.5329 | 119.135 | 142.6257 | 166.0054 | 189.2749 | 212.4345 | 235.4848 | 235.4848 | 235.4848 | 235.4848 | 235.4848 | 235.4848 | 235.4848 | 235.4848 | 235.4848 | 235.4848 | 235.4848 | 235.4848 | 235.4848 | 235.4848 | 235.4848
| ComGroceryDoorGasketReplacement_v2_0 | Measure_InputOutput | Based on RTF workbook ComGroceryDoorGasketReplacement_v2_0 | 2020 | Retro | 2022 | 2045 | PSE | Commercial | Supermarket | Electric | Per Walk-in Freezer Door |  |  | Gaskets for Walk-in Freezer – Main Door (per door) |  | 710.9132 | 1 | 67.1038 | 0 |  | 0 | 0 | 0 | 0 | 0 | 0 | 0 | 18.4244 |  | 0 | 0 | 0 | Refrigeration | Refrigeration | Door Gaskets | Gaskets | GrocRefLoad | 0.01083% | 99.94% | 99.94% | 2.5462 | 5.1196e-05 | 100% | 100% | 85% | 6.8% | 0.2% | 38.8415 | 11.3385 | 5.018 | 0 | 0 | 19.0068 | 0 | -224.8115 | -2.9357 |  | -0.027089 | -0.014807 | -0.027089 | 01. ($9,999.000) to $0.028 | 1 | -0.014807 | 01. ($9,999.00) to $0.22 | 1 | 100.1627 | 99.6899 | 99.2194 | 98.7511 | 98.285 | 97.8211 | 97.3593 | 96.8998 | 96.4424 | 95.9872 | 0 | 0 | 0 | 0 | 0 | 0 | 0 | 0 | 0 | 0 | 0 | 0 | 0 | 0 | 71206.9739 | 70870.877 | 70536.3665 | 70203.4348 | 69872.0746 | 69542.2784 | 69214.0389 | 68887.3486 | 68562.2003 | 68238.5867 | 0 | 0 | 0 | 0 | 0 | 0 | 0 | 0 | 0 | 0 | 0 | 0 | 0 | 0 | 697134.1797 | 71206.9739 | 142077.8509 | 212614.2174 | 282817.6522 | 352689.7268 | 422232.0052 | 491446.044 | 560333.3926 | 628895.5929 | 697134.1797 | 697134.1797 | 697134.1797 | 697134.1797 | 697134.1797 | 697134.1797 | 697134.1797 | 697134.1797 | 697134.1797 | 697134.1797 | 697134.1797 | 697134.1797 | 697134.1797 | 697134.1797 | 697134.1797 | 15.6394 | 15.5656 | 15.4921 | 15.419 | 15.3462 | 15.2738 | 15.2017 | 15.13 | 15.0585 | 14.9875 | 0 | 0 | 0 | 0 | 0 | 0 | 0 | 0 | 0 | 0 | 288.147 | 286.787 | 285.4334 | 284.0861 | 282.7452 | 281.4107 | 280.0824 | 278.7604 | 277.4447 | 276.1351 | 0 | 0 | 0 | 0 | 0 | 0 | 0 | 0 | 0 | 0 | 2821.032 | 288.147 | 574.934 | 860.3674 | 1144.4535 | 1427.1987 | 1708.6094 | 1988.6918 | 2267.4522 | 2544.8969 | 2821.032 | 2821.032 | 2821.032 | 2821.032 | 2821.032 | 2821.032 | 2821.032 | 2821.032 | 2821.032 | 2821.032 | 2821.032 | 7.7151 | 15.3938 | 23.0363 | 30.6427 | 38.2132 | 45.748 | 53.2472 | 60.711 | 68.1395 | 75.533 | 75.533 | 75.533 | 75.533 | 75.533 | 75.533 | 75.533 | 75.533 | 75.533 | 75.533 | 75.533 | 75.533 | 75.533 | 75.533 | 75.533 | 0 | 0 | 0 | 0 | 0 | 0 | 0 | 0 | 0 | 0 | 0 | 0 | 0 | 0 | 0 | 0 | 0 | 0 | 0 | 0 | 0 | 0 | 0 | 0 | 0 | 0 | 0 | 0 | 0 | 0 | 0 | 0 | 0 | 0 | 0 | 0 | 0 | 0 | 0 | 0 | 0 | 0 | 0 | 0 | 0 | 0.01405% | 10.0044 | 19.9616 | 29.8717 | 39.7351 | 49.552 | 59.3225 | 69.0469 | 78.7253 | 88.3581 | 97.9455 | 97.9455 | 97.9455 | 97.9455 | 97.9455 | 97.9455 | 97.9455 | 97.9455 | 97.9455 | 97.9455 | 97.9455 | 97.9455 | 97.9455 | 97.9455 | 97.9455
| ComGroceryDoorGasketReplacement_v2_0 | Measure_InputOutput | Based on RTF workbook ComGroceryDoorGasketReplacement_v2_0 | 2020 | Retro | 2022 | 2045 | PSE | Commercial | Supermarket | Electric | Per Walk-in Cooler Door |  |  | Gaskets for Walk-in Cooler – Main Door (per door) |  | 393.5483 | 1 | 45.1118 | 0 |  | 0 | 0 | 0 | 0 | 0 | 0 | 0 | 23.7428 |  | 0 | 0 | 0 | Refrigeration | Refrigeration | Door Gaskets | Gaskets | GrocRefLoad | 0.01083% | 99.94% | 99.94% | 4.678 | 9.4061e-05 | 100% | 100% | 85% | 6.8% | 0.2% | 21.5019 | 6.2768 | 2.7779 | 0 | 0 | 24.4932 | 0 | -285.9546 | -0.032266 |  | -0.062244 | -0.00012629 | -0.062244 | 01. ($9,999.000) to $0.028 | 1 | -0.00012629 | 01. ($9,999.00) to $0.22 | 1 | 184.0259 | 183.1573 | 182.2928 | 181.4324 | 180.576 | 179.7237 | 178.8754 | 178.0311 | 177.1908 | 176.3544 | 0 | 0 | 0 | 0 | 0 | 0 | 0 | 0 | 0 | 0 | 0 | 0 | 0 | 0 | 72423.0768 | 72081.2399 | 71741.0165 | 71402.3989 | 71065.3795 | 70729.9509 | 70396.1056 | 70063.836 | 69733.1347 | 69403.9943 | 0 | 0 | 0 | 0 | 0 | 0 | 0 | 0 | 0 | 0 | 0 | 0 | 0 | 0 | 709040.133 | 72423.0768 | 144504.3167 | 216245.3332 | 287647.7321 | 358713.1116 | 429443.0625 | 499839.1681 | 569903.0041 | 639636.1387 | 709040.133 | 709040.133 | 709040.133 | 709040.133 | 709040.133 | 709040.133 | 709040.133 | 709040.133 | 709040.133 | 709040.133 | 709040.133 | 709040.133 | 709040.133 | 709040.133 | 709040.133 | 28.7339 | 28.5982 | 28.4632 | 28.3289 | 28.1952 | 28.0621 | 27.9297 | 27.7978 | 27.6666 | 27.536 | 0 | 0 | 0 | 0 | 0 | 0 | 0 | 0 | 0 | 0 | 682.2213 | 679.0012 | 675.7963 | 672.6065 | 669.4318 | 666.2721 | 663.1273 | 659.9974 | 656.8822 | 653.7817 | 0 | 0 | 0 | 0 | 0 | 0 | 0 | 0 | 0 | 0 | 6679.1178 | 682.2213 | 1361.2225 | 2037.0188 | 2709.6253 | 3379.0572 | 4045.3293 | 4708.4566 | 5368.4539 | 6025.3361 | 6679.1178 | 6679.1178 | 6679.1178 | 6679.1178 | 6679.1178 | 6679.1178 | 6679.1178 | 6679.1178 | 6679.1178 | 6679.1178 | 6679.1178 | 7.8469 | 15.6567 | 23.4297 | 31.166 | 38.8658 | 46.5293 | 54.1565 | 61.7478 | 69.3033 | 76.823 | 76.823 | 76.823 | 76.823 | 76.823 | 76.823 | 76.823 | 76.823 | 76.823 | 76.823 | 76.823 | 76.823 | 76.823 | 76.823 | 76.823 | 0 | 0 | 0 | 0 | 0 | 0 | 0 | 0 | 0 | 0 | 0 | 0 | 0 | 0 | 0 | 0 | 0 | 0 | 0 | 0 | 0 | 0 | 0 | 0 | 0 | 0 | 0 | 0 | 0 | 0 | 0 | 0 | 0 | 0 | 0 | 0 | 0 | 0 | 0 | 0 | 0 | 0 | 0 | 0 | 0 | 0.01405% | 10.1752 | 20.3025 | 30.3819 | 40.4137 | 50.3982 | 60.3356 | 70.2261 | 80.0698 | 89.8672 | 99.6182 | 99.6182 | 99.6182 | 99.6182 | 99.6182 | 99.6182 | 99.6182 | 99.6182 | 99.6182 | 99.6182 | 99.6182 | 99.6182 | 99.6182 | 99.6182 | 99.6182
| ComGroceryFHPCSingleCompressor_v2_1 | Measure_InputOutput | Savings, cost, and EUL from RTF workbook ComGrocerySingleCompressor_v2_1 | 2020 | Retro | 2022 | 2045 | PSE | Commercial | Supermarket | Electric | Per Floating Head Pressure - Condensing Unit - Medium Temperature 2-3 HP |  |  | Floating Head Pressure - Condensing Unit - Medium Temperature 2-3 HP |  | 352.2919 | 15 | 1050.2053 | 0 |  | 0 | 0 | 0 | 0 | 0 | 0 | 0 | 0 |  | 0 | 0 | 0 | Refrigeration | Refrigeration | Floating Head Pressure | Floating Head Pressure | GrocRefLoad | 0.01083% | 99.94% | 99.94% | 7.4326 | 0.00014945 | 13.75% | 6.667% | 85% | 6.8% | 0.2% | 231.6562 | 5.6188 | 23.7275 | 1348.0475 | 0 | 0 | 0 | 1528.7423 | 180.6948 |  | 0.37173 | 0 | 0.37173 | 13. $0.225 to $99,999.000 | 0 | 0 | 01. ($9,999.00) to $0.22 | 1 | 40.203 | 40.0132 | 39.8244 | 39.6364 | 39.4493 | 39.2631 | 39.0778 | 38.8933 | 38.7098 | 38.527 | 0 | 0 | 0 | 0 | 0 | 0 | 0 | 0 | 0 | 0 | 0 | 0 | 0 | 0 | 14163.1827 | 14096.3325 | 14029.7978 | 13963.5771 | 13897.669 | 13832.072 | 13766.7847 | 13701.8054 | 13637.1329 | 13572.7657 | 0 | 0 | 0 | 0 | 0 | 0 | 0 | 0 | 0 | 0 | 0 | 0 | 0 | 0 | 138661.1198 | 14163.1827 | 28259.5152 | 42289.3129 | 56252.8901 | 70150.5591 | 83982.6311 | 97749.4158 | 111451.2213 | 125088.3542 | 138661.1198 | 138661.1198 | 138661.1198 | 138661.1198 | 138661.1198 | 138661.1198 | 138661.1198 | 138661.1198 | 138661.1198 | 138661.1198 | 138661.1198 | 138661.1198 | 138661.1198 | 138661.1198 | 138661.1198 | 0 | 0 | 0 | 0 | 0 | 0 | 0 | 0 | 0 | 0 | 0 | 0 | 0 | 0 | 0 | 0 | 0 | 0 | 0 | 0 | 0 | 0 | 0 | 0 | 0 | 0 | 0 | 0 | 0 | 0 | 0 | 0 | 0 | 0 | 0 | 0 | 0 | 0 | 0 | 0 | 0 | 0 | 0 | 0 | 0 | 0 | 0 | 0 | 0 | 0 | 0 | 0 | 0 | 0 | 0 | 0 | 0 | 0 | 0 | 0 | 0 | 1.5346 | 3.0619 | 4.582 | 6.0949 | 7.6007 | 9.0993 | 10.5909 | 12.0755 | 13.5531 | 15.0236 | 15.0236 | 15.0236 | 15.0236 | 15.0236 | 15.0236 | 15.0236 | 15.0236 | 15.0236 | 15.0236 | 15.0236 | 15.0236 | 15.0236 | 15.0236 | 15.0236 | 61459.9859 | 61169.8948 | 60881.1729 | 60593.8137 | 60307.8109 | 60023.1581 | 59739.8488 | 59457.8767 | 59177.2355 | 58897.9189 | 0 | 0 | 0 | 0 | 0 | 0 | 0 | 0 | 0 | 0 | 0 | 0 | 0 | 0 | 601708.7162 | 0 | 0 | 0 | 0 | 0 | 0 | 0 | 0 | 0 | 0 | 0 | 0 | 0 | 0 | 0 | 0 | 0 | 0 | 0 | 0 | 0.01405% | 1.9899 | 3.9704 | 5.9415 | 7.9034 | 9.856 | 11.7993 | 13.7335 | 15.6586 | 17.5746 | 19.4815 | 19.4815 | 19.4815 | 19.4815 | 19.4815 | 19.4815 | 19.4815 | 19.4815 | 19.4815 | 19.4815 | 19.4815 | 19.4815 | 19.4815 | 19.4815 | 19.4815
| ComGroceryFHPCSingleCompressor_v2_1 | Measure_InputOutput | Savings, cost, and EUL from RTF workbook ComGrocerySingleCompressor_v2_1 | 2020 | Retro | 2022 | 2045 | PSE | Commercial | Supermarket | Electric | Per Floating Head Pressure - Condensing Unit - Low Temperature 2-3 HP |  |  | Floating Head Pressure - Condensing Unit - Low Temperature 2-3 HP |  | 574.6307 | 15 | 953.6511 | 0 |  | 0 | 0 | 0 | 0 | 0 | 0 | 0 | 0 |  | 0 | 0 | 0 | Refrigeration | Refrigeration | Floating Head Pressure | Floating Head Pressure | GrocRefLoad | 0.01083% | 99.94% | 99.94% | 7.4326 | 0.00014945 | 13.75% | 6.667% | 85% | 6.8% | 0.2% | 377.8592 | 9.1649 | 38.7024 | 1224.1102 | 0 | 0 | 0 | 1366.9732 | 142.8629 |  | 0.20378 | 0 | 0.20378 | 12. $0.200 to $0.225 | 0 | 0 | 01. ($9,999.00) to $0.22 | 1 | 40.203 | 40.0132 | 39.8244 | 39.6364 | 39.4493 | 39.2631 | 39.0778 | 38.8933 | 38.7098 | 38.527 | 0 | 0 | 0 | 0 | 0 | 0 | 0 | 0 | 0 | 0 | 0 | 0 | 0 | 0 | 23101.8639 | 22992.8231 | 22884.297 | 22776.2831 | 22668.7791 | 22561.7824 | 22455.2908 | 22349.3019 | 22243.8132 | 22138.8224 | 0 | 0 | 0 | 0 | 0 | 0 | 0 | 0 | 0 | 0 | 0 | 0 | 0 | 0 | 226173.057 | 23101.8639 | 46094.6871 | 68978.9841 | 91755.2673 | 114424.0463 | 136985.8288 | 159441.1196 | 181790.4215 | 204034.2347 | 226173.057 | 226173.057 | 226173.057 | 226173.057 | 226173.057 | 226173.057 | 226173.057 | 226173.057 | 226173.057 | 226173.057 | 226173.057 | 226173.057 | 226173.057 | 226173.057 | 226173.057 | 0 | 0 | 0 | 0 | 0 | 0 | 0 | 0 | 0 | 0 | 0 | 0 | 0 | 0 | 0 | 0 | 0 | 0 | 0 | 0 | 0 | 0 | 0 | 0 | 0 | 0 | 0 | 0 | 0 | 0 | 0 | 0 | 0 | 0 | 0 | 0 | 0 | 0 | 0 | 0 | 0 | 0 | 0 | 0 | 0 | 0 | 0 | 0 | 0 | 0 | 0 | 0 | 0 | 0 | 0 | 0 | 0 | 0 | 0 | 0 | 0 | 2.503 | 4.9943 | 7.4737 | 9.9415 | 12.3976 | 14.8421 | 17.2751 | 19.6966 | 22.1067 | 24.5054 | 24.5054 | 24.5054 | 24.5054 | 24.5054 | 24.5054 | 24.5054 | 24.5054 | 24.5054 | 24.5054 | 24.5054 | 24.5054 | 24.5054 | 24.5054 | 24.5054 | 54956.3876 | 54696.9934 | 54438.8236 | 54181.8723 | 53926.1339 | 53671.6026 | 53418.2726 | 53166.1383 | 52915.1942 | 52665.4345 | 0 | 0 | 0 | 0 | 0 | 0 | 0 | 0 | 0 | 0 | 0 | 0 | 0 | 0 | 538036.8529 | 0 | 0 | 0 | 0 | 0 | 0 | 0 | 0 | 0 | 0 | 0 | 0 | 0 | 0 | 0 | 0 | 0 | 0 | 0 | 0 | 0.01405% | 3.2457 | 6.4762 | 9.6914 | 12.8914 | 16.0763 | 19.2461 | 22.401 | 25.5411 | 28.6663 | 31.7767 | 31.7767 | 31.7767 | 31.7767 | 31.7767 | 31.7767 | 31.7767 | 31.7767 | 31.7767 | 31.7767 | 31.7767 | 31.7767 | 31.7767 | 31.7767 | 31.7767
| ComGroceryFHPCSingleCompressor_v2_1 | Measure_InputOutput | Savings, cost, and EUL from RTF workbook ComGrocerySingleCompressor_v2_1 | 2020 | Retro | 2022 | 2045 | PSE | Commercial | Supermarket | Electric | Per Floating Head Pressure - Condensing Unit - Medium Temperature 4-6 HP |  |  | Floating Head Pressure - Condensing Unit - Medium Temperature 4-6 HP |  | 529.6366 | 15 | 1669.2384 | 0 |  | 0 | 0 | 0 | 0 | 0 | 0 | 0 | 0 |  | 0 | 0 | 0 | Refrigeration | Refrigeration | Floating Head Pressure | Floating Head Pressure | GrocRefLoad | 0.01083% | 99.94% | 99.94% | 7.4326 | 0.00014945 | 13.75% | 6.667% | 85% | 6.8% | 0.2% | 348.2725 | 8.4473 | 35.672 | 2142.6408 | 0 | 0 | 0 | 2432.3692 | 289.7285 |  | 0.39341 | 0 | 0.39341 | 13. $0.225 to $99,999.000 | 0 | 0 | 01. ($9,999.00) to $0.22 | 1 | 40.203 | 40.0132 | 39.8244 | 39.6364 | 39.4493 | 39.2631 | 39.0778 | 38.8933 | 38.7098 | 38.527 | 0 | 0 | 0 | 0 | 0 | 0 | 0 | 0 | 0 | 0 | 0 | 0 | 0 | 0 | 21292.9658 | 21192.463 | 21092.4345 | 20992.8782 | 20893.7919 | 20795.1732 | 20697.0199 | 20599.33 | 20502.1012 | 20405.3313 | 0 | 0 | 0 | 0 | 0 | 0 | 0 | 0 | 0 | 0 | 0 | 0 | 0 | 0 | 208463.4889 | 21292.9658 | 42485.4287 | 63577.8632 | 84570.7415 | 105464.5333 | 126259.7065 | 146956.7264 | 167556.0564 | 188058.1576 | 208463.4889 | 208463.4889 | 208463.4889 | 208463.4889 | 208463.4889 | 208463.4889 | 208463.4889 | 208463.4889 | 208463.4889 | 208463.4889 | 208463.4889 | 208463.4889 | 208463.4889 | 208463.4889 | 208463.4889 | 0 | 0 | 0 | 0 | 0 | 0 | 0 | 0 | 0 | 0 | 0 | 0 | 0 | 0 | 0 | 0 | 0 | 0 | 0 | 0 | 0 | 0 | 0 | 0 | 0 | 0 | 0 | 0 | 0 | 0 | 0 | 0 | 0 | 0 | 0 | 0 | 0 | 0 | 0 | 0 | 0 | 0 | 0 | 0 | 0 | 0 | 0 | 0 | 0 | 0 | 0 | 0 | 0 | 0 | 0 | 0 | 0 | 0 | 0 | 0 | 0 | 2.307 | 4.6032 | 6.8885 | 9.1631 | 11.4269 | 13.68 | 15.9225 | 18.1544 | 20.3757 | 22.5866 | 22.5866 | 22.5866 | 22.5866 | 22.5866 | 22.5866 | 22.5866 | 22.5866 | 22.5866 | 22.5866 | 22.5866 | 22.5866 | 22.5866 | 22.5866 | 22.5866 | 97788.4777 | 97326.9161 | 96867.533 | 96410.3183 | 95955.2616 | 95502.3527 | 95051.5816 | 94602.9382 | 94156.4123 | 93711.994 | 0 | 0 | 0 | 0 | 0 | 0 | 0 | 0 | 0 | 0 | 0 | 0 | 0 | 0 | 957373.7855 | 0 | 0 | 0 | 0 | 0 | 0 | 0 | 0 | 0 | 0 | 0 | 0 | 0 | 0 | 0 | 0 | 0 | 0 | 0 | 0 | 0.01405% | 2.9916 | 5.9691 | 8.9325 | 11.882 | 14.8175 | 17.7392 | 20.647 | 23.5412 | 26.4217 | 29.2886 | 29.2886 | 29.2886 | 29.2886 | 29.2886 | 29.2886 | 29.2886 | 29.2886 | 29.2886 | 29.2886 | 29.2886 | 29.2886 | 29.2886 | 29.2886 | 29.2886
| ComGroceryFHPCSingleCompressor_v2_1 | Measure_InputOutput | Savings, cost, and EUL from RTF workbook ComGrocerySingleCompressor_v2_1 | 2020 | Retro | 2022 | 2045 | PSE | Commercial | Supermarket | Electric | Per Floating Head Pressure - Condensing Unit - Low Temperature 4-6 HP |  |  | Floating Head Pressure - Condensing Unit - Low Temperature 4-6 HP |  | 1134.3113 | 15 | 1572.6843 | 0 |  | 0 | 0 | 0 | 0 | 0 | 0 | 0 | 0 |  | 0 | 0 | 0 | Refrigeration | Refrigeration | Floating Head Pressure | Floating Head Pressure | GrocRefLoad | 0.01083% | 99.94% | 99.94% | 7.4326 | 0.00014945 | 13.75% | 6.667% | 85% | 6.8% | 0.2% | 745.8876 | 18.0913 | 76.3979 | 2018.7035 | 0 | 0 | 0 | 2238.7512 | 220.0477 |  | 0.16907 | 0 | 0.16907 | 10. $0.150 to $0.175 | 0 | 0 | 01. ($9,999.00) to $0.22 | 1 | 40.203 | 40.0132 | 39.8244 | 39.6364 | 39.4493 | 39.2631 | 39.0778 | 38.8933 | 38.7098 | 38.527 | 0 | 0 | 0 | 0 | 0 | 0 | 0 | 0 | 0 | 0 | 0 | 0 | 0 | 0 | 45602.6864 | 45387.4417 | 45173.213 | 44959.9954 | 44747.7842 | 44536.5747 | 44326.362 | 44117.1416 | 43908.9087 | 43701.6586 | 0 | 0 | 0 | 0 | 0 | 0 | 0 | 0 | 0 | 0 | 0 | 0 | 0 | 0 | 446461.7662 | 45602.6864 | 90990.128 | 136163.341 | 181123.3364 | 225871.1206 | 270407.6953 | 314734.0573 | 358851.1989 | 402760.1076 | 446461.7662 | 446461.7662 | 446461.7662 | 446461.7662 | 446461.7662 | 446461.7662 | 446461.7662 | 446461.7662 | 446461.7662 | 446461.7662 | 446461.7662 | 446461.7662 | 446461.7662 | 446461.7662 | 446461.7662 | 0 | 0 | 0 | 0 | 0 | 0 | 0 | 0 | 0 | 0 | 0 | 0 | 0 | 0 | 0 | 0 | 0 | 0 | 0 | 0 | 0 | 0 | 0 | 0 | 0 | 0 | 0 | 0 | 0 | 0 | 0 | 0 | 0 | 0 | 0 | 0 | 0 | 0 | 0 | 0 | 0 | 0 | 0 | 0 | 0 | 0 | 0 | 0 | 0 | 0 | 0 | 0 | 0 | 0 | 0 | 0 | 0 | 0 | 0 | 0 | 0 | 4.941 | 9.8586 | 14.753 | 19.6243 | 24.4727 | 29.2981 | 34.1008 | 38.8808 | 43.6382 | 48.3732 | 48.3732 | 48.3732 | 48.3732 | 48.3732 | 48.3732 | 48.3732 | 48.3732 | 48.3732 | 48.3732 | 48.3732 | 48.3732 | 48.3732 | 48.3732 | 48.3732 | 90004.4573 | 89579.6363 | 89156.8204 | 88736.0002 | 88317.1663 | 87900.3092 | 87485.4198 | 87072.4886 | 86661.5064 | 86252.4641 | 0 | 0 | 0 | 0 | 0 | 0 | 0 | 0 | 0 | 0 | 0 | 0 | 0 | 0 | 881166.2685 | 0 | 0 | 0 | 0 | 0 | 0 | 0 | 0 | 0 | 0 | 0 | 0 | 0 | 0 | 0 | 0 | 0 | 0 | 0 | 0 | 0.01405% | 6.4071 | 12.7839 | 19.1306 | 25.4473 | 31.7343 | 37.9916 | 44.2193 | 50.4176 | 56.5867 | 62.7267 | 62.7267 | 62.7267 | 62.7267 | 62.7267 | 62.7267 | 62.7267 | 62.7267 | 62.7267 | 62.7267 | 62.7267 | 62.7267 | 62.7267 | 62.7267 | 62.7267
| ComGroceryFHPCSingleCompressor_v2_1 | Measure_InputOutput | Savings, cost, and EUL from RTF workbook ComGrocerySingleCompressor_v2_1 | 2020 | Retro | 2022 | 2045 | PSE | Commercial | Supermarket | Electric | Per Floating Head Pressure - Condensing Unit - Medium Temperature 7-10 HP |  |  | Floating Head Pressure - Condensing Unit - Medium Temperature 7-10 HP |  | 1254.1149 | 15 | 2106.3893 | 0 |  | 0 | 0 | 0 | 0 | 0 | 0 | 0 | 0 |  | 0 | 0 | 0 | Refrigeration | Refrigeration | Floating Head Pressure | Floating Head Pressure | GrocRefLoad | 0.01083% | 99.94% | 99.94% | 7.4326 | 0.00014945 | 13.75% | 6.667% | 85% | 6.8% | 0.2% | 824.6668 | 20.0021 | 84.4669 | 2703.7693 | 0 | 0 | 0 | 3020.5783 | 316.8089 |  | 0.20632 | 0 | 0.20632 | 12. $0.200 to $0.225 | 0 | 0 | 01. ($9,999.00) to $0.22 | 1 | 40.203 | 40.0132 | 39.8244 | 39.6364 | 39.4493 | 39.2631 | 39.0778 | 38.8933 | 38.7098 | 38.527 | 0 | 0 | 0 | 0 | 0 | 0 | 0 | 0 | 0 | 0 | 0 | 0 | 0 | 0 | 50419.1488 | 50181.1704 | 49944.3153 | 49708.5781 | 49473.9536 | 49240.4366 | 49008.0217 | 48776.7039 | 48546.4778 | 48317.3384 | 0 | 0 | 0 | 0 | 0 | 0 | 0 | 0 | 0 | 0 | 0 | 0 | 0 | 0 | 493616.1447 | 50419.1488 | 100600.3192 | 150544.6345 | 200253.2126 | 249727.1663 | 298967.6029 | 347975.6246 | 396752.3284 | 445298.8062 | 493616.1447 | 493616.1447 | 493616.1447 | 493616.1447 | 493616.1447 | 493616.1447 | 493616.1447 | 493616.1447 | 493616.1447 | 493616.1447 | 493616.1447 | 493616.1447 | 493616.1447 | 493616.1447 | 493616.1447 | 0 | 0 | 0 | 0 | 0 | 0 | 0 | 0 | 0 | 0 | 0 | 0 | 0 | 0 | 0 | 0 | 0 | 0 | 0 | 0 | 0 | 0 | 0 | 0 | 0 | 0 | 0 | 0 | 0 | 0 | 0 | 0 | 0 | 0 | 0 | 0 | 0 | 0 | 0 | 0 | 0 | 0 | 0 | 0 | 0 | 0 | 0 | 0 | 0 | 0 | 0 | 0 | 0 | 0 | 0 | 0 | 0 | 0 | 0 | 0 | 0 | 5.4628 | 10.8998 | 16.3112 | 21.697 | 27.0574 | 32.3925 | 37.7024 | 42.9873 | 48.2472 | 53.4823 | 53.4823 | 53.4823 | 53.4823 | 53.4823 | 53.4823 | 53.4823 | 53.4823 | 53.4823 | 53.4823 | 53.4823 | 53.4823 | 53.4823 | 53.4823 | 53.4823 | 121436.2308 | 120863.0518 | 120292.5782 | 119724.7972 | 119159.6962 | 118597.2624 | 118037.4833 | 117480.3464 | 116925.8392 | 116373.9492 | 0 | 0 | 0 | 0 | 0 | 0 | 0 | 0 | 0 | 0 | 0 | 0 | 0 | 0 | 1188891.2345 | 0 | 0 | 0 | 0 | 0 | 0 | 0 | 0 | 0 | 0 | 0 | 0 | 0 | 0 | 0 | 0 | 0 | 0 | 0 | 0 | 0.01405% | 7.0838 | 14.1341 | 21.1511 | 28.135 | 35.086 | 42.0041 | 48.8896 | 55.7426 | 62.5633 | 69.3517 | 69.3517 | 69.3517 | 69.3517 | 69.3517 | 69.3517 | 69.3517 | 69.3517 | 69.3517 | 69.3517 | 69.3517 | 69.3517 | 69.3517 | 69.3517 | 69.3517
| ComGroceryFHPCSingleCompressor_v2_1 | Measure_InputOutput | Savings, cost, and EUL from RTF workbook ComGrocerySingleCompressor_v2_1 | 2020 | Retro | 2022 | 2045 | PSE | Commercial | Supermarket | Electric | Per Floating Head Pressure - Condensing Unit - Low Temperature 7-10 HP |  |  | Floating Head Pressure - Condensing Unit - Low Temperature 7-10 HP |  | 2466.8816 | 15 | 1913.2811 | 0 |  | 0 | 0 | 0 | 0 | 0 | 0 | 0 | 0 |  | 0 | 0 | 0 | Refrigeration | Refrigeration | Floating Head Pressure | Floating Head Pressure | GrocRefLoad | 0.01083% | 99.94% | 99.94% | 7.4326 | 0.00014945 | 13.75% | 6.667% | 85% | 6.8% | 0.2% | 1622.1442 | 39.3447 | 166.1489 | 2455.8949 | 0 | 0 | 0 | 2633.0576 | 177.1627 |  | 0.091435 | 0 | 0.091435 | 07. $0.085 to $0.115 | 1 | 0 | 01. ($9,999.00) to $0.22 | 1 | 40.203 | 40.0132 | 39.8244 | 39.6364 | 39.4493 | 39.2631 | 39.0778 | 38.8933 | 38.7098 | 38.527 | 0 | 0 | 0 | 0 | 0 | 0 | 0 | 0 | 0 | 0 | 0 | 0 | 0 | 0 | 99175.9777 | 98707.867 | 98241.9659 | 97778.2638 | 97316.7504 | 96857.4154 | 96400.2484 | 95945.2392 | 95492.3777 | 95041.6536 | 0 | 0 | 0 | 0 | 0 | 0 | 0 | 0 | 0 | 0 | 0 | 0 | 0 | 0 | 970957.7591 | 99175.9777 | 197883.8447 | 296125.8106 | 393904.0745 | 491220.8249 | 588078.2403 | 684478.4886 | 780423.7278 | 875916.1055 | 970957.7591 | 970957.7591 | 970957.7591 | 970957.7591 | 970957.7591 | 970957.7591 | 970957.7591 | 970957.7591 | 970957.7591 | 970957.7591 | 970957.7591 | 970957.7591 | 970957.7591 | 970957.7591 | 970957.7591 | 0 | 0 | 0 | 0 | 0 | 0 | 0 | 0 | 0 | 0 | 0 | 0 | 0 | 0 | 0 | 0 | 0 | 0 | 0 | 0 | 0 | 0 | 0 | 0 | 0 | 0 | 0 | 0 | 0 | 0 | 0 | 0 | 0 | 0 | 0 | 0 | 0 | 0 | 0 | 0 | 0 | 0 | 0 | 0 | 0 | 0 | 0 | 0 | 0 | 0 | 0 | 0 | 0 | 0 | 0 | 0 | 0 | 0 | 0 | 0 | 0 | 10.7455 | 21.4403 | 32.0846 | 42.6787 | 53.2228 | 63.7171 | 74.1618 | 84.5573 | 94.9037 | 105.2013 | 105.2013 | 105.2013 | 105.2013 | 105.2013 | 105.2013 | 105.2013 | 105.2013 | 105.2013 | 105.2013 | 105.2013 | 105.2013 | 105.2013 | 105.2013 | 105.2013 | 105856.7455 | 105357.1016 | 104859.8161 | 104364.8778 | 103872.2756 | 103381.9984 | 102894.0354 | 102408.3755 | 101925.008 | 101443.922 | 0 | 0 | 0 | 0 | 0 | 0 | 0 | 0 | 0 | 0 | 0 | 0 | 0 | 0 | 1036364.1558 | 0 | 0 | 0 | 0 | 0 | 0 | 0 | 0 | 0 | 0 | 0 | 0 | 0 | 0 | 0 | 0 | 0 | 0 | 0 | 0 | 0.01405% | 13.934 | 27.8021 | 41.6049 | 55.3425 | 69.0152 | 82.6234 | 96.1674 | 109.6474 | 123.0639 | 136.417 | 136.417 | 136.417 | 136.417 | 136.417 | 136.417 | 136.417 | 136.417 | 136.417 | 136.417 | 136.417 | 136.417 | 136.417 | 136.417 | 136.417
| ComGroceryFHPCSingleCompressor_v2_1 | Measure_InputOutput | Savings, cost, and EUL from RTF workbook ComGrocerySingleCompressor_v2_1 | 2020 | Retro | 2022 | 2045 | PSE | Commercial | Supermarket | Electric | Per Floating Head Pressure - Condensing Unit - Medium Temperature 11-15 HP |  |  | Floating Head Pressure - Condensing Unit - Medium Temperature 11-15 HP |  | 1723.5463 | 15 | 2742.4404 | 0 |  | 0 | 0 | 0 | 0 | 0 | 0 | 0 | 0 |  | 0 | 0 | 0 | Refrigeration | Refrigeration | Floating Head Pressure | Floating Head Pressure | GrocRefLoad | 0.01083% | 99.94% | 99.94% | 7.4326 | 0.00014945 | 13.75% | 6.667% | 85% | 6.8% | 0.2% | 1133.3502 | 27.4891 | 116.0839 | 3520.2069 | 0 | 0 | 0 | 3925.122 | 404.9151 |  | 0.19509 | 0 | 0.19509 | 11. $0.175 to $0.200 | 0 | 0 | 01. ($9,999.00) to $0.22 | 1 | 40.203 | 40.0132 | 39.8244 | 39.6364 | 39.4493 | 39.2631 | 39.0778 | 38.8933 | 38.7098 | 38.527 | 0 | 0 | 0 | 0 | 0 | 0 | 0 | 0 | 0 | 0 | 0 | 0 | 0 | 0 | 69291.6881 | 68964.6313 | 68639.1183 | 68315.1417 | 67992.6942 | 67671.7687 | 67352.3579 | 67034.4548 | 66718.0522 | 66403.143 | 0 | 0 | 0 | 0 | 0 | 0 | 0 | 0 | 0 | 0 | 0 | 0 | 0 | 0 | 678383.0501 | 69291.6881 | 138256.3195 | 206895.4378 | 275210.5794 | 343203.2736 | 410875.0423 | 478227.4002 | 545261.855 | 611979.9071 | 678383.0501 | 678383.0501 | 678383.0501 | 678383.0501 | 678383.0501 | 678383.0501 | 678383.0501 | 678383.0501 | 678383.0501 | 678383.0501 | 678383.0501 | 678383.0501 | 678383.0501 | 678383.0501 | 678383.0501 | 0 | 0 | 0 | 0 | 0 | 0 | 0 | 0 | 0 | 0 | 0 | 0 | 0 | 0 | 0 | 0 | 0 | 0 | 0 | 0 | 0 | 0 | 0 | 0 | 0 | 0 | 0 | 0 | 0 | 0 | 0 | 0 | 0 | 0 | 0 | 0 | 0 | 0 | 0 | 0 | 0 | 0 | 0 | 0 | 0 | 0 | 0 | 0 | 0 | 0 | 0 | 0 | 0 | 0 | 0 | 0 | 0 | 0 | 0 | 0 | 0 | 7.5076 | 14.9798 | 22.4167 | 29.8185 | 37.1854 | 44.5175 | 51.8149 | 59.078 | 66.3068 | 73.5014 | 73.5014 | 73.5014 | 73.5014 | 73.5014 | 73.5014 | 73.5014 | 73.5014 | 73.5014 | 73.5014 | 73.5014 | 73.5014 | 73.5014 | 73.5014 | 73.5014 | 157801.5782 | 157056.7547 | 156315.4468 | 155577.6379 | 154843.3115 | 154112.451 | 153385.0403 | 152661.0629 | 151940.5027 | 151223.3435 | 0 | 0 | 0 | 0 | 0 | 0 | 0 | 0 | 0 | 0 | 0 | 0 | 0 | 0 | 1544917.1294 | 0 | 0 | 0 | 0 | 0 | 0 | 0 | 0 | 0 | 0 | 0 | 0 | 0 | 0 | 0 | 0 | 0 | 0 | 0 | 0 | 0.01405% | 9.7353 | 19.4246 | 29.0683 | 38.6663 | 48.2191 | 57.7268 | 67.1897 | 76.6078 | 85.9815 | 95.311 | 95.311 | 95.311 | 95.311 | 95.311 | 95.311 | 95.311 | 95.311 | 95.311 | 95.311 | 95.311 | 95.311 | 95.311 | 95.311 | 95.311
| ComGroceryFHPCSingleCompressor_v2_1 | Measure_InputOutput | Savings, cost, and EUL from RTF workbook ComGrocerySingleCompressor_v2_1 | 2020 | Retro | 2022 | 2045 | PSE | Commercial | Supermarket | Electric | Per Floating Head Pressure - Condensing Unit - Low Temperature 11-15 HP |  |  | Floating Head Pressure - Condensing Unit - Low Temperature 11-15 HP |  | 3708.5844 | 15 | 2163.1157 | 0 |  | 0 | 0 | 0 | 0 | 0 | 0 | 0 | 0 |  | 0 | 0 | 0 | Refrigeration | Refrigeration | Floating Head Pressure | Floating Head Pressure | GrocRefLoad | 0.01083% | 99.94% | 99.94% | 7.4326 | 0.00014945 | 13.75% | 6.667% | 85% | 6.8% | 0.2% | 2438.6492 | 59.1488 | 249.7798 | 2776.5835 | 0 | 0 | 0 | 2900.2781 | 123.6946 |  | 0.066993 | 0 | 0.066993 | 04. $0.062 to $0.070 | 1 | 0 | 01. ($9,999.00) to $0.22 | 1 | 40.203 | 40.0132 | 39.8244 | 39.6364 | 39.4493 | 39.2631 | 39.0778 | 38.8933 | 38.7098 | 38.527 | 0 | 0 | 0 | 0 | 0 | 0 | 0 | 0 | 0 | 0 | 0 | 0 | 0 | 0 | 149096.1241 | 148392.3904 | 147691.9783 | 146994.8722 | 146301.0564 | 145610.5154 | 144923.2338 | 144239.1961 | 143558.3871 | 142880.7915 | 0 | 0 | 0 | 0 | 0 | 0 | 0 | 0 | 0 | 0 | 0 | 0 | 0 | 0 | 1459688.5455 | 149096.1241 | 297488.5146 | 445180.4929 | 592175.3651 | 738476.4215 | 884086.9369 | 1029010.1707 | 1173249.3668 | 1316807.7539 | 1459688.5455 | 1459688.5455 | 1459688.5455 | 1459688.5455 | 1459688.5455 | 1459688.5455 | 1459688.5455 | 1459688.5455 | 1459688.5455 | 1459688.5455 | 1459688.5455 | 1459688.5455 | 1459688.5455 | 1459688.5455 | 1459688.5455 | 0 | 0 | 0 | 0 | 0 | 0 | 0 | 0 | 0 | 0 | 0 | 0 | 0 | 0 | 0 | 0 | 0 | 0 | 0 | 0 | 0 | 0 | 0 | 0 | 0 | 0 | 0 | 0 | 0 | 0 | 0 | 0 | 0 | 0 | 0 | 0 | 0 | 0 | 0 | 0 | 0 | 0 | 0 | 0 | 0 | 0 | 0 | 0 | 0 | 0 | 0 | 0 | 0 | 0 | 0 | 0 | 0 | 0 | 0 | 0 | 0 | 16.1543 | 32.2323 | 48.2344 | 64.161 | 80.0124 | 95.789 | 111.4911 | 127.1191 | 142.6734 | 158.1542 | 158.1542 | 158.1542 | 158.1542 | 158.1542 | 158.1542 | 158.1542 | 158.1542 | 158.1542 | 158.1542 | 158.1542 | 158.1542 | 158.1542 | 158.1542 | 158.1542 | 116599.8067 | 116049.4557 | 115501.7022 | 114956.5342 | 114413.9394 | 113873.9056 | 113336.4207 | 112801.4728 | 112269.0499 | 111739.1399 | 0 | 0 | 0 | 0 | 0 | 0 | 0 | 0 | 0 | 0 | 0 | 0 | 0 | 0 | 1141541.4271 | 0 | 0 | 0 | 0 | 0 | 0 | 0 | 0 | 0 | 0 | 0 | 0 | 0 | 0 | 0 | 0 | 0 | 0 | 0 | 0 | 0.01405% | 20.9476 | 41.7963 | 62.5467 | 83.1991 | 103.754 | 124.2118 | 144.5732 | 164.8384 | 185.008 | 205.0823 | 205.0823 | 205.0823 | 205.0823 | 205.0823 | 205.0823 | 205.0823 | 205.0823 | 205.0823 | 205.0823 | 205.0823 | 205.0823 | 205.0823 | 205.0823 | 205.0823
| ComGroceryFHPCSingleCompressor_v2_1 | Measure_InputOutput | Savings, cost, and EUL from RTF workbook ComGrocerySingleCompressor_v2_1 | 2020 | Retro | 2022 | 2045 | PSE | Commercial | Supermarket | Electric | Per Floating Head Pressure - Remote Condenser - Medium Temperature 2-3 HP |  |  | Floating Head Pressure - Remote Condenser - Medium Temperature 2-3 HP |  | 1142.4766 | 15 | 1050.2053 | 0 |  | 0 | 0 | 0 | 0 | 0 | 0 | 0 | 0 |  | 0 | 0 | 0 | Refrigeration | Refrigeration | Floating Head Pressure | Floating Head Pressure | GrocRefLoad | 0.01083% | 99.94% | 99.94% | 7.4326 | 0.00014945 | 13.75% | 6.667% | 85% | 6.8% | 0.2% | 751.2569 | 18.2215 | 76.9478 | 1348.0475 | 0 | 0 | 0 | 1462.9191 | 114.8717 |  | 0.10969 | 0 | 0.10969 | 07. $0.085 to $0.115 | 1 | 0 | 01. ($9,999.00) to $0.22 | 1 | 40.203 | 40.0132 | 39.8244 | 39.6364 | 39.4493 | 39.2631 | 39.0778 | 38.8933 | 38.7098 | 38.527 | 0 | 0 | 0 | 0 | 0 | 0 | 0 | 0 | 0 | 0 | 0 | 0 | 0 | 0 | 45930.9571 | 45714.163 | 45498.3922 | 45283.6397 | 45069.901 | 44857.171 | 44645.4452 | 44434.7187 | 44224.9868 | 44016.2449 | 0 | 0 | 0 | 0 | 0 | 0 | 0 | 0 | 0 | 0 | 0 | 0 | 0 | 0 | 449675.6196 | 45930.9571 | 91645.1201 | 137143.5123 | 182427.152 | 227497.053 | 272354.224 | 316999.6692 | 361434.3879 | 405659.3747 | 449675.6196 | 449675.6196 | 449675.6196 | 449675.6196 | 449675.6196 | 449675.6196 | 449675.6196 | 449675.6196 | 449675.6196 | 449675.6196 | 449675.6196 | 449675.6196 | 449675.6196 | 449675.6196 | 449675.6196 | 0 | 0 | 0 | 0 | 0 | 0 | 0 | 0 | 0 | 0 | 0 | 0 | 0 | 0 | 0 | 0 | 0 | 0 | 0 | 0 | 0 | 0 | 0 | 0 | 0 | 0 | 0 | 0 | 0 | 0 | 0 | 0 | 0 | 0 | 0 | 0 | 0 | 0 | 0 | 0 | 0 | 0 | 0 | 0 | 0 | 0 | 0 | 0 | 0 | 0 | 0 | 0 | 0 | 0 | 0 | 0 | 0 | 0 | 0 | 0 | 0 | 4.9765 | 9.9296 | 14.8592 | 19.7656 | 24.6488 | 29.509 | 34.3463 | 39.1607 | 43.9524 | 48.7214 | 48.7214 | 48.7214 | 48.7214 | 48.7214 | 48.7214 | 48.7214 | 48.7214 | 48.7214 | 48.7214 | 48.7214 | 48.7214 | 48.7214 | 48.7214 | 48.7214 | 58813.7004 | 58536.0998 | 58259.8094 | 57984.8231 | 57711.1347 | 57438.7381 | 57167.6273 | 56897.7961 | 56629.2385 | 56361.9485 | 0 | 0 | 0 | 0 | 0 | 0 | 0 | 0 | 0 | 0 | 0 | 0 | 0 | 0 | 575800.9159 | 0 | 0 | 0 | 0 | 0 | 0 | 0 | 0 | 0 | 0 | 0 | 0 | 0 | 0 | 0 | 0 | 0 | 0 | 0 | 0 | 0.01405% | 6.4532 | 12.8759 | 19.2683 | 25.6305 | 31.9627 | 38.265 | 44.5376 | 50.7806 | 56.9941 | 63.1782 | 63.1782 | 63.1782 | 63.1782 | 63.1782 | 63.1782 | 63.1782 | 63.1782 | 63.1782 | 63.1782 | 63.1782 | 63.1782 | 63.1782 | 63.1782 | 63.1782
| ComGroceryFHPCSingleCompressor_v2_1 | Measure_InputOutput | Savings, cost, and EUL from RTF workbook ComGrocerySingleCompressor_v2_1 | 2020 | Retro | 2022 | 2045 | PSE | Commercial | Supermarket | Electric | Per Floating Head Pressure - Remote Condenser - Low Temperature 2-3 HP |  |  | Floating Head Pressure - Remote Condenser - Low Temperature 2-3 HP |  | 1256.761 | 15 | 953.6511 | 0 |  | 0 | 0 | 0 | 0 | 0 | 0 | 0 | 0 |  | 0 | 0 | 0 | Refrigeration | Refrigeration | Floating Head Pressure | Floating Head Pressure | GrocRefLoad | 0.01083% | 99.94% | 99.94% | 7.4326 | 0.00014945 | 13.75% | 6.667% | 85% | 6.8% | 0.2% | 826.4067 | 20.0443 | 84.6451 | 1224.1102 | 0 | 0 | 0 | 1310.1511 | 86.0409 |  | 0.089303 | 0 | 0.089303 | 07. $0.085 to $0.115 | 1 | 0 | 01. ($9,999.00) to $0.22 | 1 | 40.203 | 40.0132 | 39.8244 | 39.6364 | 39.4493 | 39.2631 | 39.0778 | 38.8933 | 38.7098 | 38.527 | 0 | 0 | 0 | 0 | 0 | 0 | 0 | 0 | 0 | 0 | 0 | 0 | 0 | 0 | 50525.5298 | 50287.0493 | 50049.6944 | 49813.4599 | 49578.3403 | 49344.3306 | 49111.4253 | 48879.6194 | 48648.9076 | 48419.2848 | 0 | 0 | 0 | 0 | 0 | 0 | 0 | 0 | 0 | 0 | 0 | 0 | 0 | 0 | 494657.6414 | 50525.5298 | 100812.5791 | 150862.2735 | 200675.7334 | 250254.0737 | 299598.4043 | 348709.8296 | 397589.449 | 446238.3566 | 494657.6414 | 494657.6414 | 494657.6414 | 494657.6414 | 494657.6414 | 494657.6414 | 494657.6414 | 494657.6414 | 494657.6414 | 494657.6414 | 494657.6414 | 494657.6414 | 494657.6414 | 494657.6414 | 494657.6414 | 0 | 0 | 0 | 0 | 0 | 0 | 0 | 0 | 0 | 0 | 0 | 0 | 0 | 0 | 0 | 0 | 0 | 0 | 0 | 0 | 0 | 0 | 0 | 0 | 0 | 0 | 0 | 0 | 0 | 0 | 0 | 0 | 0 | 0 | 0 | 0 | 0 | 0 | 0 | 0 | 0 | 0 | 0 | 0 | 0 | 0 | 0 | 0 | 0 | 0 | 0 | 0 | 0 | 0 | 0 | 0 | 0 | 0 | 0 | 0 | 0 | 5.4743 | 10.9228 | 16.3456 | 21.7428 | 27.1145 | 32.4609 | 37.782 | 43.078 | 48.349 | 53.5951 | 53.5951 | 53.5951 | 53.5951 | 53.5951 | 53.5951 | 53.5951 | 53.5951 | 53.5951 | 53.5951 | 53.5951 | 53.5951 | 53.5951 | 53.5951 | 53.5951 | 52671.9704 | 52423.3587 | 52175.9204 | 51929.6501 | 51684.5421 | 51440.5911 | 51197.7915 | 50956.1379 | 50715.625 | 50476.2472 | 0 | 0 | 0 | 0 | 0 | 0 | 0 | 0 | 0 | 0 | 0 | 0 | 0 | 0 | 515671.8345 | 0 | 0 | 0 | 0 | 0 | 0 | 0 | 0 | 0 | 0 | 0 | 0 | 0 | 0 | 0 | 0 | 0 | 0 | 0 | 0 | 0.01405% | 7.0987 | 14.1639 | 21.1957 | 28.1944 | 35.16 | 42.0928 | 48.9928 | 55.8603 | 62.6953 | 69.4981 | 69.4981 | 69.4981 | 69.4981 | 69.4981 | 69.4981 | 69.4981 | 69.4981 | 69.4981 | 69.4981 | 69.4981 | 69.4981 | 69.4981 | 69.4981 | 69.4981
| ComGroceryFHPCSingleCompressor_v2_1 | Measure_InputOutput | Savings, cost, and EUL from RTF workbook ComGrocerySingleCompressor_v2_1 | 2020 | Retro | 2022 | 2045 | PSE | Commercial | Supermarket | Electric | Per Floating Head Pressure - Remote Condenser - Medium Temperature 4-6 HP |  |  | Floating Head Pressure - Remote Condenser - Medium Temperature 4-6 HP |  | 1747.9131 | 15 | 1669.2384 | 0 |  | 0 | 0 | 0 | 0 | 0 | 0 | 0 | 0 |  | 0 | 0 | 0 | Refrigeration | Refrigeration | Floating Head Pressure | Floating Head Pressure | GrocRefLoad | 0.01083% | 99.94% | 99.94% | 7.4326 | 0.00014945 | 13.75% | 6.667% | 85% | 6.8% | 0.2% | 1149.373 | 27.8777 | 117.7251 | 2142.6408 | 0 | 0 | 0 | 2330.8856 | 188.2449 |  | 0.11424 | 0 | 0.11424 | 07. $0.085 to $0.115 | 1 | 0 | 01. ($9,999.00) to $0.22 | 1 | 40.203 | 40.0132 | 39.8244 | 39.6364 | 39.4493 | 39.2631 | 39.0778 | 38.8933 | 38.7098 | 38.527 | 0 | 0 | 0 | 0 | 0 | 0 | 0 | 0 | 0 | 0 | 0 | 0 | 0 | 0 | 70271.3041 | 69939.6236 | 69609.5085 | 69280.9517 | 68953.9456 | 68628.4829 | 68304.5565 | 67982.159 | 67661.2832 | 67341.9219 | 0 | 0 | 0 | 0 | 0 | 0 | 0 | 0 | 0 | 0 | 0 | 0 | 0 | 0 | 687973.737 | 70271.3041 | 140210.9277 | 209820.4362 | 279101.3878 | 348055.3334 | 416683.8163 | 484988.3728 | 552970.5318 | 620631.815 | 687973.737 | 687973.737 | 687973.737 | 687973.737 | 687973.737 | 687973.737 | 687973.737 | 687973.737 | 687973.737 | 687973.737 | 687973.737 | 687973.737 | 687973.737 | 687973.737 | 687973.737 | 0 | 0 | 0 | 0 | 0 | 0 | 0 | 0 | 0 | 0 | 0 | 0 | 0 | 0 | 0 | 0 | 0 | 0 | 0 | 0 | 0 | 0 | 0 | 0 | 0 | 0 | 0 | 0 | 0 | 0 | 0 | 0 | 0 | 0 | 0 | 0 | 0 | 0 | 0 | 0 | 0 | 0 | 0 | 0 | 0 | 0 | 0 | 0 | 0 | 0 | 0 | 0 | 0 | 0 | 0 | 0 | 0 | 0 | 0 | 0 | 0 | 7.6138 | 15.1916 | 22.7336 | 30.2401 | 37.7111 | 45.1468 | 52.5475 | 59.9132 | 67.2442 | 74.5405 | 74.5405 | 74.5405 | 74.5405 | 74.5405 | 74.5405 | 74.5405 | 74.5405 | 74.5405 | 74.5405 | 74.5405 | 74.5405 | 74.5405 | 74.5405 | 74.5405 | 93708.536 | 93266.2317 | 92826.0151 | 92387.8763 | 91951.8056 | 91517.793 | 91085.8291 | 90655.9039 | 90228.0081 | 89802.1319 | 0 | 0 | 0 | 0 | 0 | 0 | 0 | 0 | 0 | 0 | 0 | 0 | 0 | 0 | 917430.1309 | 0 | 0 | 0 | 0 | 0 | 0 | 0 | 0 | 0 | 0 | 0 | 0 | 0 | 0 | 0 | 0 | 0 | 0 | 0 | 0 | 0.01405% | 9.8729 | 19.6993 | 29.4792 | 39.213 | 48.9008 | 58.543 | 68.1396 | 77.6909 | 87.1971 | 96.6585 | 96.6585 | 96.6585 | 96.6585 | 96.6585 | 96.6585 | 96.6585 | 96.6585 | 96.6585 | 96.6585 | 96.6585 | 96.6585 | 96.6585 | 96.6585 | 96.6585
| ComGroceryFHPCSingleCompressor_v2_1 | Measure_InputOutput | Savings, cost, and EUL from RTF workbook ComGrocerySingleCompressor_v2_1 | 2020 | Retro | 2022 | 2045 | PSE | Commercial | Supermarket | Electric | Per Floating Head Pressure - Remote Condenser - Low Temperature 4-6 HP |  |  | Floating Head Pressure - Remote Condenser - Low Temperature 4-6 HP |  | 2442.0784 | 15 | 1572.6843 | 0 |  | 0 | 0 | 0 | 0 | 0 | 0 | 0 | 0 |  | 0 | 0 | 0 | Refrigeration | Refrigeration | Floating Head Pressure | Floating Head Pressure | GrocRefLoad | 0.01083% | 99.94% | 99.94% | 7.4326 | 0.00014945 | 13.75% | 6.667% | 85% | 6.8% | 0.2% | 1605.8344 | 38.9491 | 164.4784 | 2018.7035 | 0 | 0 | 0 | 2129.813 | 111.1094 |  | 0.07471 | 0 | 0.07471 | 05. $0.070 to $0.077 | 1 | 0 | 01. ($9,999.00) to $0.22 | 1 | 40.203 | 40.0132 | 39.8244 | 39.6364 | 39.4493 | 39.2631 | 39.0778 | 38.8933 | 38.7098 | 38.527 | 0 | 0 | 0 | 0 | 0 | 0 | 0 | 0 | 0 | 0 | 0 | 0 | 0 | 0 | 98178.8161 | 97715.412 | 97254.1953 | 96795.1555 | 96338.2824 | 95883.5657 | 95430.9952 | 94980.5609 | 94532.2527 | 94086.0605 | 0 | 0 | 0 | 0 | 0 | 0 | 0 | 0 | 0 | 0 | 0 | 0 | 0 | 0 | 961195.2963 | 98178.8161 | 195894.2281 | 293148.4234 | 389943.5789 | 486281.8613 | 582165.4269 | 677596.4222 | 772576.9831 | 867109.2358 | 961195.2963 | 961195.2963 | 961195.2963 | 961195.2963 | 961195.2963 | 961195.2963 | 961195.2963 | 961195.2963 | 961195.2963 | 961195.2963 | 961195.2963 | 961195.2963 | 961195.2963 | 961195.2963 | 961195.2963 | 0 | 0 | 0 | 0 | 0 | 0 | 0 | 0 | 0 | 0 | 0 | 0 | 0 | 0 | 0 | 0 | 0 | 0 | 0 | 0 | 0 | 0 | 0 | 0 | 0 | 0 | 0 | 0 | 0 | 0 | 0 | 0 | 0 | 0 | 0 | 0 | 0 | 0 | 0 | 0 | 0 | 0 | 0 | 0 | 0 | 0 | 0 | 0 | 0 | 0 | 0 | 0 | 0 | 0 | 0 | 0 | 0 | 0 | 0 | 0 | 0 | 10.6375 | 21.2247 | 31.762 | 42.2496 | 52.6876 | 63.0764 | 73.4162 | 83.7071 | 93.9495 | 104.1435 | 104.1435 | 104.1435 | 104.1435 | 104.1435 | 104.1435 | 104.1435 | 104.1435 | 104.1435 | 104.1435 | 104.1435 | 104.1435 | 104.1435 | 104.1435 | 104.1435 | 85624.8162 | 85220.6671 | 84818.4256 | 84418.0826 | 84019.6292 | 83623.0566 | 83228.3558 | 82835.5179 | 82444.5343 | 82055.3961 | 0 | 0 | 0 | 0 | 0 | 0 | 0 | 0 | 0 | 0 | 0 | 0 | 0 | 0 | 838288.4814 | 0 | 0 | 0 | 0 | 0 | 0 | 0 | 0 | 0 | 0 | 0 | 0 | 0 | 0 | 0 | 0 | 0 | 0 | 0 | 0 | 0.01405% | 13.7939 | 27.5226 | 41.1866 | 54.786 | 68.3213 | 81.7927 | 95.2005 | 108.545 | 121.8265 | 135.0454 | 135.0454 | 135.0454 | 135.0454 | 135.0454 | 135.0454 | 135.0454 | 135.0454 | 135.0454 | 135.0454 | 135.0454 | 135.0454 | 135.0454 | 135.0454 | 135.0454
| ComGroceryFHPCSingleCompressor_v2_1 | Measure_InputOutput | Savings, cost, and EUL from RTF workbook ComGrocerySingleCompressor_v2_1 | 2020 | Retro | 2022 | 2045 | PSE | Commercial | Supermarket | Electric | Per Floating Head Pressure - Remote Condenser - Medium Temperature 7-10 HP |  |  | Floating Head Pressure - Remote Condenser - Medium Temperature 7-10 HP |  | 4208.7958 | 15 | 2106.3893 | 0 |  | 0 | 0 | 0 | 0 | 0 | 0 | 0 | 0 |  | 0 | 0 | 0 | Refrigeration | Refrigeration | Floating Head Pressure | Floating Head Pressure | GrocRefLoad | 0.01083% | 99.94% | 99.94% | 7.4326 | 0.00014945 | 13.75% | 6.667% | 85% | 6.8% | 0.2% | 2767.5726 | 67.1267 | 283.4699 | 2703.7693 | 0 | 0 | 0 | 2774.4506 | 70.6812 |  | 0.05647 | 0 | 0.05647 | 03. $0.055 to $0.062 | 1 | 0 | 01. ($9,999.00) to $0.22 | 1 | 40.203 | 40.0132 | 39.8244 | 39.6364 | 39.4493 | 39.2631 | 39.0778 | 38.8933 | 38.7098 | 38.527 | 0 | 0 | 0 | 0 | 0 | 0 | 0 | 0 | 0 | 0 | 0 | 0 | 0 | 0 | 169206.1091 | 168407.4562 | 167612.5731 | 166821.4417 | 166034.0445 | 165250.3638 | 164470.3821 | 163694.0819 | 162921.4458 | 162152.4566 | 0 | 0 | 0 | 0 | 0 | 0 | 0 | 0 | 0 | 0 | 0 | 0 | 0 | 0 | 1656570.3548 | 169206.1091 | 337613.5653 | 505226.1384 | 672047.5801 | 838081.6246 | 1003331.9884 | 1167802.3705 | 1331496.4524 | 1494417.8982 | 1656570.3548 | 1656570.3548 | 1656570.3548 | 1656570.3548 | 1656570.3548 | 1656570.3548 | 1656570.3548 | 1656570.3548 | 1656570.3548 | 1656570.3548 | 1656570.3548 | 1656570.3548 | 1656570.3548 | 1656570.3548 | 1656570.3548 | 0 | 0 | 0 | 0 | 0 | 0 | 0 | 0 | 0 | 0 | 0 | 0 | 0 | 0 | 0 | 0 | 0 | 0 | 0 | 0 | 0 | 0 | 0 | 0 | 0 | 0 | 0 | 0 | 0 | 0 | 0 | 0 | 0 | 0 | 0 | 0 | 0 | 0 | 0 | 0 | 0 | 0 | 0 | 0 | 0 | 0 | 0 | 0 | 0 | 0 | 0 | 0 | 0 | 0 | 0 | 0 | 0 | 0 | 0 | 0 | 0 | 18.3331 | 36.5797 | 54.7402 | 72.815 | 90.8044 | 108.7089 | 126.529 | 144.2649 | 161.9171 | 179.486 | 179.486 | 179.486 | 179.486 | 179.486 | 179.486 | 179.486 | 179.486 | 179.486 | 179.486 | 179.486 | 179.486 | 179.486 | 179.486 | 179.486 | 111541.1653 | 111014.691 | 110490.7016 | 109969.1855 | 109450.131 | 108933.5263 | 108419.3601 | 107907.6207 | 107398.2968 | 106891.3768 | 0 | 0 | 0 | 0 | 0 | 0 | 0 | 0 | 0 | 0 | 0 | 0 | 0 | 0 | 1092016.0551 | 0 | 0 | 0 | 0 | 0 | 0 | 0 | 0 | 0 | 0 | 0 | 0 | 0 | 0 | 0 | 0 | 0 | 0 | 0 | 0 | 0.01405% | 23.773 | 47.4338 | 70.9829 | 94.4209 | 117.7482 | 140.9655 | 164.0731 | 187.0717 | 209.9617 | 232.7437 | 232.7437 | 232.7437 | 232.7437 | 232.7437 | 232.7437 | 232.7437 | 232.7437 | 232.7437 | 232.7437 | 232.7437 | 232.7437 | 232.7437 | 232.7437 | 232.7437
| ComGroceryFHPCSingleCompressor_v2_1 | Measure_InputOutput | Savings, cost, and EUL from RTF workbook ComGrocerySingleCompressor_v2_1 | 2020 | Retro | 2022 | 2045 | PSE | Commercial | Supermarket | Electric | Per Floating Head Pressure - Remote Condenser - Low Temperature 7-10 HP |  |  | Floating Head Pressure - Remote Condenser - Low Temperature 7-10 HP |  | 5199.5588 | 15 | 1913.2811 | 0 |  | 0 | 0 | 0 | 0 | 0 | 0 | 0 | 0 |  | 0 | 0 | 0 | Refrigeration | Refrigeration | Floating Head Pressure | Floating Head Pressure | GrocRefLoad | 0.01083% | 99.94% | 99.94% | 7.4326 | 0.00014945 | 13.75% | 6.667% | 85% | 6.8% | 0.2% | 3419.0674 | 82.9285 | 350.1996 | 2455.8949 | 0 | 0 | 0 | 2405.423 | -50.4719 |  | 0.03963 | 0 | 0.03963 | 02. $0.028 to $0.055 | 1 | 0 | 01. ($9,999.00) to $0.22 | 1 | 40.203 | 40.0132 | 39.8244 | 39.6364 | 39.4493 | 39.2631 | 39.0778 | 38.8933 | 38.7098 | 38.527 | 0 | 0 | 0 | 0 | 0 | 0 | 0 | 0 | 0 | 0 | 0 | 0 | 0 | 0 | 209037.7298 | 208051.0717 | 207069.0707 | 206091.7047 | 205118.9518 | 204150.7904 | 203187.1986 | 202228.1551 | 201273.6382 | 200323.6266 | 0 | 0 | 0 | 0 | 0 | 0 | 0 | 0 | 0 | 0 | 0 | 0 | 0 | 0 | 2046531.9376 | 209037.7298 | 417088.8016 | 624157.8723 | 830249.5769 | 1035368.5287 | 1239519.3191 | 1442706.5178 | 1644934.6728 | 1846208.311 | 2046531.9376 | 2046531.9376 | 2046531.9376 | 2046531.9376 | 2046531.9376 | 2046531.9376 | 2046531.9376 | 2046531.9376 | 2046531.9376 | 2046531.9376 | 2046531.9376 | 2046531.9376 | 2046531.9376 | 2046531.9376 | 2046531.9376 | 0 | 0 | 0 | 0 | 0 | 0 | 0 | 0 | 0 | 0 | 0 | 0 | 0 | 0 | 0 | 0 | 0 | 0 | 0 | 0 | 0 | 0 | 0 | 0 | 0 | 0 | 0 | 0 | 0 | 0 | 0 | 0 | 0 | 0 | 0 | 0 | 0 | 0 | 0 | 0 | 0 | 0 | 0 | 0 | 0 | 0 | 0 | 0 | 0 | 0 | 0 | 0 | 0 | 0 | 0 | 0 | 0 | 0 | 0 | 0 | 0 | 22.6488 | 45.1907 | 67.6262 | 89.9558 | 112.18 | 134.2994 | 156.3143 | 178.2253 | 200.0329 | 221.7375 | 221.7375 | 221.7375 | 221.7375 | 221.7375 | 221.7375 | 221.7375 | 221.7375 | 221.7375 | 221.7375 | 221.7375 | 221.7375 | 221.7375 | 221.7375 | 221.7375 | 96705.1582 | 96248.7098 | 95794.4159 | 95342.2663 | 94892.2508 | 94444.3594 | 93998.582 | 93554.9087 | 93113.3295 | 92673.8346 | 0 | 0 | 0 | 0 | 0 | 0 | 0 | 0 | 0 | 0 | 0 | 0 | 0 | 0 | 946767.8152 | 0 | 0 | 0 | 0 | 0 | 0 | 0 | 0 | 0 | 0 | 0 | 0 | 0 | 0 | 0 | 0 | 0 | 0 | 0 | 0 | 0.01405% | 29.3692 | 58.5999 | 87.6925 | 116.6478 | 145.4665 | 174.1491 | 202.6964 | 231.1089 | 259.3873 | 287.5322 | 287.5322 | 287.5322 | 287.5322 | 287.5322 | 287.5322 | 287.5322 | 287.5322 | 287.5322 | 287.5322 | 287.5322 | 287.5322 | 287.5322 | 287.5322 | 287.5322
| ComGroceryFHPCSingleCompressor_v2_1 | Measure_InputOutput | Savings, cost, and EUL from RTF workbook ComGrocerySingleCompressor_v2_1 | 2020 | Retro | 2022 | 2045 | PSE | Commercial | Supermarket | Electric | Per Floating Head Pressure - Remote Condenser - Medium Temperature 11-15 HP |  |  | Floating Head Pressure - Remote Condenser - Medium Temperature 11-15 HP |  | 5677.91 | 15 | 2742.4404 | 0 |  | 0 | 0 | 0 | 0 | 0 | 0 | 0 | 0 |  | 0 | 0 | 0 | Refrigeration | Refrigeration | Floating Head Pressure | Floating Head Pressure | GrocRefLoad | 0.01083% | 99.94% | 99.94% | 7.4326 | 0.00014945 | 13.75% | 6.667% | 85% | 6.8% | 0.2% | 3733.6162 | 90.5578 | 382.4174 | 3520.2069 | 0 | 0 | 0 | 3595.7198 | 75.5128 |  | 0.054249 | 0 | 0.054249 | 02. $0.028 to $0.055 | 1 | 0 | 01. ($9,999.00) to $0.22 | 1 | 40.203 | 40.0132 | 39.8244 | 39.6364 | 39.4493 | 39.2631 | 39.0778 | 38.8933 | 38.7098 | 38.527 | 0 | 0 | 0 | 0 | 0 | 0 | 0 | 0 | 0 | 0 | 0 | 0 | 0 | 0 | 228268.8702 | 227191.4411 | 226119.0975 | 225051.8154 | 223989.5708 | 222932.34 | 221880.0994 | 220832.8253 | 219790.4944 | 218753.0832 | 0 | 0 | 0 | 0 | 0 | 0 | 0 | 0 | 0 | 0 | 0 | 0 | 0 | 0 | 2234809.6373 | 228268.8702 | 455460.3113 | 681579.4088 | 906631.2242 | 1130620.795 | 1353553.135 | 1575433.2344 | 1796266.0597 | 2016056.5541 | 2234809.6373 | 2234809.6373 | 2234809.6373 | 2234809.6373 | 2234809.6373 | 2234809.6373 | 2234809.6373 | 2234809.6373 | 2234809.6373 | 2234809.6373 | 2234809.6373 | 2234809.6373 | 2234809.6373 | 2234809.6373 | 2234809.6373 | 0 | 0 | 0 | 0 | 0 | 0 | 0 | 0 | 0 | 0 | 0 | 0 | 0 | 0 | 0 | 0 | 0 | 0 | 0 | 0 | 0 | 0 | 0 | 0 | 0 | 0 | 0 | 0 | 0 | 0 | 0 | 0 | 0 | 0 | 0 | 0 | 0 | 0 | 0 | 0 | 0 | 0 | 0 | 0 | 0 | 0 | 0 | 0 | 0 | 0 | 0 | 0 | 0 | 0 | 0 | 0 | 0 | 0 | 0 | 0 | 0 | 24.7325 | 49.3482 | 73.8477 | 98.2316 | 122.5004 | 146.6547 | 170.6949 | 194.6217 | 218.4356 | 242.137 | 242.137 | 242.137 | 242.137 | 242.137 | 242.137 | 242.137 | 242.137 | 242.137 | 242.137 | 242.137 | 242.137 | 242.137 | 242.137 | 242.137 | 144558.6294 | 143876.3126 | 143197.2165 | 142521.3256 | 141848.6249 | 141179.0994 | 140512.7341 | 139849.514 | 139189.4243 | 138532.4502 | 0 | 0 | 0 | 0 | 0 | 0 | 0 | 0 | 0 | 0 | 0 | 0 | 0 | 0 | 1415265.3309 | 0 | 0 | 0 | 0 | 0 | 0 | 0 | 0 | 0 | 0 | 0 | 0 | 0 | 0 | 0 | 0 | 0 | 0 | 0 | 0 | 0.01405% | 32.0712 | 63.991 | 95.7601 | 127.3793 | 158.8492 | 190.1706 | 221.3441 | 252.3706 | 283.2505 | 313.9848 | 313.9848 | 313.9848 | 313.9848 | 313.9848 | 313.9848 | 313.9848 | 313.9848 | 313.9848 | 313.9848 | 313.9848 | 313.9848 | 313.9848 | 313.9848 | 313.9848
| ComGroceryFHPCSingleCompressor_v2_1 | Measure_InputOutput | Savings, cost, and EUL from RTF workbook ComGrocerySingleCompressor_v2_1 | 2020 | Retro | 2022 | 2045 | PSE | Commercial | Supermarket | Electric | Per Floating Head Pressure - Remote Condenser - Low Temperature 11-15 HP |  |  | Floating Head Pressure - Remote Condenser - Low Temperature 11-15 HP |  | 7147.6207 | 15 | 2163.1157 | 0 |  | 0 | 0 | 0 | 0 | 0 | 0 | 0 | 0 |  | 0 | 0 | 0 | Refrigeration | Refrigeration | Floating Head Pressure | Floating Head Pressure | GrocRefLoad | 0.01083% | 99.94% | 99.94% | 7.4326 | 0.00014945 | 13.75% | 6.667% | 85% | 6.8% | 0.2% | 4700.052 | 113.9985 | 481.405 | 2776.5835 | 0 | 0 | 0 | 2613.8031 | -162.7804 |  | 0.031326 | 0 | 0.031326 | 02. $0.028 to $0.055 | 1 | 0 | 01. ($9,999.00) to $0.22 | 1 | 40.203 | 40.0132 | 39.8244 | 39.6364 | 39.4493 | 39.2631 | 39.0778 | 38.8933 | 38.7098 | 38.527 | 0 | 0 | 0 | 0 | 0 | 0 | 0 | 0 | 0 | 0 | 0 | 0 | 0 | 0 | 287355.6141 | 285999.2956 | 284649.3789 | 283305.8338 | 281968.6303 | 280637.7384 | 279313.1283 | 277994.7703 | 276682.635 | 275376.6929 | 0 | 0 | 0 | 0 | 0 | 0 | 0 | 0 | 0 | 0 | 0 | 0 | 0 | 0 | 2813283.7176 | 287355.6141 | 573354.9097 | 858004.2886 | 1141310.1224 | 1423278.7528 | 1703916.4911 | 1983229.6194 | 2261224.3897 | 2537907.0247 | 2813283.7176 | 2813283.7176 | 2813283.7176 | 2813283.7176 | 2813283.7176 | 2813283.7176 | 2813283.7176 | 2813283.7176 | 2813283.7176 | 2813283.7176 | 2813283.7176 | 2813283.7176 | 2813283.7176 | 2813283.7176 | 2813283.7176 | 0 | 0 | 0 | 0 | 0 | 0 | 0 | 0 | 0 | 0 | 0 | 0 | 0 | 0 | 0 | 0 | 0 | 0 | 0 | 0 | 0 | 0 | 0 | 0 | 0 | 0 | 0 | 0 | 0 | 0 | 0 | 0 | 0 | 0 | 0 | 0 | 0 | 0 | 0 | 0 | 0 | 0 | 0 | 0 | 0 | 0 | 0 | 0 | 0 | 0 | 0 | 0 | 0 | 0 | 0 | 0 | 0 | 0 | 0 | 0 | 0 | 31.1344 | 62.1218 | 92.963 | 123.6586 | 154.2093 | 184.6158 | 214.8788 | 244.999 | 274.977 | 304.8135 | 304.8135 | 304.8135 | 304.8135 | 304.8135 | 304.8135 | 304.8135 | 304.8135 | 304.8135 | 304.8135 | 304.8135 | 304.8135 | 304.8135 | 304.8135 | 304.8135 | 105082.6612 | 104586.671 | 104093.022 | 103601.7029 | 103112.7029 | 102626.0109 | 102141.6161 | 101659.5077 | 101179.6748 | 100702.1068 | 0 | 0 | 0 | 0 | 0 | 0 | 0 | 0 | 0 | 0 | 0 | 0 | 0 | 0 | 1028785.6762 | 0 | 0 | 0 | 0 | 0 | 0 | 0 | 0 | 0 | 0 | 0 | 0 | 0 | 0 | 0 | 0 | 0 | 0 | 0 | 0 | 0.01405% | 40.3727 | 80.5548 | 120.5473 | 160.351 | 199.9668 | 239.3957 | 278.6384 | 317.696 | 356.5691 | 395.2588 | 395.2588 | 395.2588 | 395.2588 | 395.2588 | 395.2588 | 395.2588 | 395.2588 | 395.2588 | 395.2588 | 395.2588 | 395.2588 | 395.2588 | 395.2588 | 395.2588
| ComGroceryRetrocommissioning-7P_V7 | M_Input | Savings, cost, and EUL from 7th Plan workbook Com-Grocery-7P_V7 | 2020 | Retro | 2022 | 2045 | PSE | Commercial | Supermarket | Electric | Per Total Regional kWh Savings Potential for Retrocommissioning |  |  | Grocery Retrocommisioning - Supermarkets |  | 1 | 15 | 0.29068 | 0 |  | 0 | 0 | 0 | 0 | 0 | 0 | 0 | 0 |  | 0 | 0 | 0 | Whole Building | Whole Building | Grocery Retrocommissioning | Grocery Retrocommisioning | CommVENT | 0.0141% | 100% | 100% | 6944.2432 | 0.13963 | 100% | 6.667% | 95% | 6.8% | 0.2% | 0.65757 | 0.020756 | 0.067833 | 0.37312 | 0 | 0 | 0 | 0.34267 | -0.030452 |  | 0.029354 | 0 | 0.029354 | 02. $0.028 to $0.055 | 1 | 0 | 01. ($9,999.00) to $0.22 | 1 | 305506.094 | 304064.1052 | 302628.9227 | 301200.5142 | 299778.8477 | 298363.8916 | 296955.614 | 295553.9835 | 294158.9687 | 292770.5384 | 0 | 0 | 0 | 0 | 0 | 0 | 0 | 0 | 0 | 0 | 0 | 0 | 0 | 0 | 305506.094 | 304064.1052 | 302628.9227 | 301200.5142 | 299778.8477 | 298363.8916 | 296955.614 | 295553.9835 | 294158.9687 | 292770.5384 | 0 | 0 | 0 | 0 | 0 | 0 | 0 | 0 | 0 | 0 | 0 | 0 | 0 | 0 | 2990981.4799 | 305506.094 | 609570.1992 | 912199.1219 | 1213399.6361 | 1513178.4838 | 1811542.3753 | 2108497.9893 | 2404051.9728 | 2698210.9415 | 2990981.4799 | 2990981.4799 | 2990981.4799 | 2990981.4799 | 2990981.4799 | 2990981.4799 | 2990981.4799 | 2990981.4799 | 2990981.4799 | 2990981.4799 | 2990981.4799 | 2990981.4799 | 2990981.4799 | 2990981.4799 | 2990981.4799 | 0 | 0 | 0 | 0 | 0 | 0 | 0 | 0 | 0 | 0 | 0 | 0 | 0 | 0 | 0 | 0 | 0 | 0 | 0 | 0 | 0 | 0 | 0 | 0 | 0 | 0 | 0 | 0 | 0 | 0 | 0 | 0 | 0 | 0 | 0 | 0 | 0 | 0 | 0 | 0 | 0 | 0 | 0 | 0 | 0 | 0 | 0 | 0 | 0 | 0 | 0 | 0 | 0 | 0 | 0 | 0 | 0 | 0 | 0 | 0 | 0 | 43.0779 | 85.9524 | 128.6245 | 171.0953 | 213.3656 | 255.4364 | 297.3086 | 338.9831 | 380.461 | 421.7431 | 421.7431 | 421.7431 | 421.7431 | 421.7431 | 421.7431 | 421.7431 | 421.7431 | 421.7431 | 421.7431 | 421.7431 | 421.7431 | 421.7431 | 421.7431 | 421.7431 | 104687.2297 | 104193.106 | 103701.3145 | 103211.8443 | 102724.6844 | 102239.8239 | 101757.2519 | 101276.9577 | 100798.9305 | 100323.1595 | 0 | 0 | 0 | 0 | 0 | 0 | 0 | 0 | 0 | 0 | 0 | 0 | 0 | 0 | 1024914.3023 | 0 | 0 | 0 | 0 | 0 | 0 | 0 | 0 | 0 | 0 | 0 | 0 | 0 | 0 | 0 | 0 | 0 | 0 | 0 | 0 | 0.01557% | 47.5743 | 94.924 | 142.0502 | 188.954 | 235.6364 | 282.0984 | 328.3412 | 374.3657 | 420.1729 | 465.764 | 465.764 | 465.764 | 465.764 | 465.764 | 465.764 | 465.764 | 465.764 | 465.764 | 465.764 | 465.764 | 465.764 | 465.764 | 465.764 | 465.764
| ComGroceryRetrocommissioning-7P_V7 | M_Input | Savings, cost, and EUL from 7th Plan workbook Com-Grocery-7P_V7 | 2020 | Retro | 2022 | 2045 | PSE | Commercial | MiniMart | Electric | Per Total Regional kWh Savings Potential for Retrocommissioning |  |  | Grocery Retrocommisioning - MiniMarts |  | 1 | 15 | 0.29068 | 0 |  | 0 | 0 | 0 | 0 | 0 | 0 | 0 | 0 |  | 0 | 0 | 0 | Whole Building | Whole Building | Grocery Retrocommissioning | Grocery Retrocommisioning | CommVENT | 0.0141% | 100% | 100% | 284.8098 | 0.13461 | 100% | 6.667% | 95% | 6.8% | 0.2% | 0.65757 | 0.020756 | 0.067833 | 0.37312 | 0 | 0 | 0 | 0.34267 | -0.030452 |  | 0.029354 | 0 | 0.029354 | 02. $0.028 to $0.055 | 1 | 0 | 01. ($9,999.00) to $0.22 | 1 | 12079.2045 | 12050.2144 | 12021.2939 | 11992.4428 | 11963.6609 | 11934.9481 | 11906.3042 | 11877.7291 | 11849.2226 | 11820.7844 | 0 | 0 | 0 | 0 | 0 | 0 | 0 | 0 | 0 | 0 | 0 | 0 | 0 | 0 | 12079.2045 | 12050.2144 | 12021.2939 | 11992.4428 | 11963.6609 | 11934.9481 | 11906.3042 | 11877.7291 | 11849.2226 | 11820.7844 | 0 | 0 | 0 | 0 | 0 | 0 | 0 | 0 | 0 | 0 | 0 | 0 | 0 | 0 | 119495.8049 | 12079.2045 | 24129.4189 | 36150.7127 | 48143.1555 | 60106.8164 | 72041.7645 | 83948.0688 | 95825.7979 | 107675.0205 | 119495.8049 | 119495.8049 | 119495.8049 | 119495.8049 | 119495.8049 | 119495.8049 | 119495.8049 | 119495.8049 | 119495.8049 | 119495.8049 | 119495.8049 | 119495.8049 | 119495.8049 | 119495.8049 | 119495.8049 | 0 | 0 | 0 | 0 | 0 | 0 | 0 | 0 | 0 | 0 | 0 | 0 | 0 | 0 | 0 | 0 | 0 | 0 | 0 | 0 | 0 | 0 | 0 | 0 | 0 | 0 | 0 | 0 | 0 | 0 | 0 | 0 | 0 | 0 | 0 | 0 | 0 | 0 | 0 | 0 | 0 | 0 | 0 | 0 | 0 | 0 | 0 | 0 | 0 | 0 | 0 | 0 | 0 | 0 | 0 | 0 | 0 | 0 | 0 | 0 | 0 | 1.7032 | 3.4024 | 5.0974 | 6.7884 | 8.4754 | 10.1582 | 11.8371 | 13.5119 | 15.1827 | 16.8495 | 16.8495 | 16.8495 | 16.8495 | 16.8495 | 16.8495 | 16.8495 | 16.8495 | 16.8495 | 16.8495 | 16.8495 | 16.8495 | 16.8495 | 16.8495 | 16.8495 | 4139.1595 | 4129.2255 | 4119.3154 | 4109.429 | 4099.5664 | 4089.7274 | 4079.9121 | 4070.1203 | 4060.352 | 4050.6072 | 0 | 0 | 0 | 0 | 0 | 0 | 0 | 0 | 0 | 0 | 0 | 0 | 0 | 0 | 40947.4149 | 0 | 0 | 0 | 0 | 0 | 0 | 0 | 0 | 0 | 0 | 0 | 0 | 0 | 0 | 0 | 0 | 0 | 0 | 0 | 0 | 0.01557% | 1.881 | 3.7575 | 5.6295 | 7.497 | 9.36 | 11.2185 | 13.0726 | 14.9223 | 16.7675 | 18.6082 | 18.6082 | 18.6082 | 18.6082 | 18.6082 | 18.6082 | 18.6082 | 18.6082 | 18.6082 | 18.6082 | 18.6082 | 18.6082 | 18.6082 | 18.6082 | 18.6082
| ComGroceryStripCurtain_v2_1 | Measure_InputOutput | RTF Workbook "ComGroceryStripCurtain_v2_1" | 2020 | Retro | 2022 | 2045 | PSE | Commercial | Supermarket | Electric | Per SqFt of Freezer Door Area |  |  | Strip Curtains - Grocery Store - Freezer |  | 340 | 4 | 11.4029 | 0 |  | 0 | 0 | 0 | 0 | 0 | 0 | 0 | 0 |  | 0 | 0 | 0 | Refrigeration | Refrigeration | Strip Curtains | Strip Curtains | GrocRefLoad | 0.01083% | 99.94% | 99.94% | 53.4698 | 0.0010751 | 22.5% | 25% | 85% | 6.8% | 0.2% | 69.3225 | 5.4227 | 7.4745 | 39.1212 | 0 | 0 | 0 | 28.5046 | -10.6166 |  | 0.0071818 | 0 | 0.0071818 | 01. ($9,999.000) to $0.028 | 1 | 0 | 01. ($9,999.00) to $0.22 | 1 | 473.2687 | 471.0348 | 468.8116 | 466.5988 | 464.3964 | 462.2045 | 460.0229 | 457.8516 | 455.6905 | 453.5396 | 0 | 0 | 0 | 0 | 0 | 0 | 0 | 0 | 0 | 0 | 0 | 0 | 0 | 0 | 160911.35 | 160151.8484 | 159395.9317 | 158643.5829 | 157894.7852 | 157149.5218 | 156407.7761 | 155669.5314 | 154934.7712 | 154203.4791 | 0 | 0 | 0 | 0 | 0 | 0 | 0 | 0 | 0 | 0 | 0 | 0 | 0 | 0 | 1575362.5778 | 160911.35 | 321063.1985 | 480459.1302 | 639102.7131 | 796997.4983 | 954147.0201 | 1110554.7962 | 1266224.3276 | 1421159.0987 | 1575362.5778 | 1575362.5778 | 1575362.5778 | 1575362.5778 | 1575362.5778 | 1575362.5778 | 1575362.5778 | 1575362.5778 | 1575362.5778 | 1575362.5778 | 1575362.5778 | 1575362.5778 | 1575362.5778 | 1575362.5778 | 1575362.5778 | 0 | 0 | 0 | 0 | 0 | 0 | 0 | 0 | 0 | 0 | 0 | 0 | 0 | 0 | 0 | 0 | 0 | 0 | 0 | 0 | 0 | 0 | 0 | 0 | 0 | 0 | 0 | 0 | 0 | 0 | 0 | 0 | 0 | 0 | 0 | 0 | 0 | 0 | 0 | 0 | 0 | 0 | 0 | 0 | 0 | 0 | 0 | 0 | 0 | 0 | 0 | 0 | 0 | 0 | 0 | 0 | 0 | 0 | 0 | 0 | 0 | 17.4344 | 34.7865 | 52.0568 | 69.2455 | 86.353 | 103.3799 | 120.3263 | 137.1928 | 153.9796 | 170.6873 | 170.6873 | 170.6873 | 170.6873 | 170.6873 | 170.6873 | 170.6873 | 170.6873 | 170.6873 | 170.6873 | 170.6873 | 170.6873 | 170.6873 | 170.6873 | 170.6873 | 13490.333 | 13426.6587 | 13363.2848 | 13300.2101 | 13237.4331 | 13174.9525 | 13112.7667 | 13050.8744 | 12989.2743 | 12927.9649 | 0 | 0 | 0 | 0 | 0 | 0 | 0 | 0 | 0 | 0 | 0 | 0 | 0 | 0 | 132073.7526 | 0 | 0 | 0 | 0 | 0 | 0 | 0 | 0 | 0 | 0 | 0 | 0 | 0 | 0 | 0 | 0 | 0 | 0 | 0 | 0 | 0.01405% | 22.6076 | 45.1085 | 67.5032 | 89.7922 | 111.976 | 134.0551 | 156.03 | 177.9011 | 199.669 | 221.3342 | 221.3342 | 221.3342 | 221.3342 | 221.3342 | 221.3342 | 221.3342 | 221.3342 | 221.3342 | 221.3342 | 221.3342 | 221.3342 | 221.3342 | 221.3342 | 221.3342
| ComGroceryStripCurtain_v2_1 | Measure_InputOutput | RTF Workbook "ComGroceryStripCurtain_v2_1" | 2020 | Retro | 2022 | 2045 | PSE | Commercial | Supermarket | Electric | Per SqFt of Cooler Door Area |  |  | Strip Curtains - Grocery Store - Cooler |  | 80 | 4 | 11.4029 | 0 |  | 0 | 0 | 0 | 0 | 0 | 0 | 0 | 0 |  | 0 | 0 | 0 | Refrigeration | Refrigeration | Strip Curtains | Strip Curtains | GrocRefLoad | 0.01083% | 99.94% | 99.94% | 98.2385 | 0.0019753 | 22.5% | 25% | 85% | 6.8% | 0.2% | 16.3112 | 1.2759 | 1.7587 | 39.1212 | 0 | 0 | 0 | 38.3672 | -0.75406 |  | 0.041084 | 0 | 0.041084 | 02. $0.028 to $0.055 | 1 | 0 | 01. ($9,999.00) to $0.22 | 1 | 869.5223 | 865.4181 | 861.3334 | 857.2679 | 853.2216 | 849.1944 | 845.1862 | 841.1969 | 837.2264 | 833.2747 | 0 | 0 | 0 | 0 | 0 | 0 | 0 | 0 | 0 | 0 | 0 | 0 | 0 | 0 | 69561.783 | 69233.4514 | 68906.6695 | 68581.4301 | 68257.7257 | 67935.5492 | 67614.8935 | 67295.7512 | 66978.1152 | 66661.9785 | 0 | 0 | 0 | 0 | 0 | 0 | 0 | 0 | 0 | 0 | 0 | 0 | 0 | 0 | 681027.3474 | 69561.783 | 138795.2345 | 207701.904 | 276283.3341 | 344541.0598 | 412476.609 | 480091.5025 | 547387.2536 | 614365.3689 | 681027.3474 | 681027.3474 | 681027.3474 | 681027.3474 | 681027.3474 | 681027.3474 | 681027.3474 | 681027.3474 | 681027.3474 | 681027.3474 | 681027.3474 | 681027.3474 | 681027.3474 | 681027.3474 | 681027.3474 | 0 | 0 | 0 | 0 | 0 | 0 | 0 | 0 | 0 | 0 | 0 | 0 | 0 | 0 | 0 | 0 | 0 | 0 | 0 | 0 | 0 | 0 | 0 | 0 | 0 | 0 | 0 | 0 | 0 | 0 | 0 | 0 | 0 | 0 | 0 | 0 | 0 | 0 | 0 | 0 | 0 | 0 | 0 | 0 | 0 | 0 | 0 | 0 | 0 | 0 | 0 | 0 | 0 | 0 | 0 | 0 | 0 | 0 | 0 | 0 | 0 | 7.5369 | 15.0382 | 22.5041 | 29.9347 | 37.3303 | 44.691 | 52.0169 | 59.3083 | 66.5652 | 73.7879 | 73.7879 | 73.7879 | 73.7879 | 73.7879 | 73.7879 | 73.7879 | 73.7879 | 73.7879 | 73.7879 | 73.7879 | 73.7879 | 73.7879 | 73.7879 | 73.7879 | 33361.1249 | 33203.6604 | 33046.9391 | 32890.9575 | 32735.7122 | 32581.1997 | 32427.4164 | 32274.359 | 32122.024 | 31970.4081 | 0 | 0 | 0 | 0 | 0 | 0 | 0 | 0 | 0 | 0 | 0 | 0 | 0 | 0 | 326613.8013 | 0 | 0 | 0 | 0 | 0 | 0 | 0 | 0 | 0 | 0 | 0 | 0 | 0 | 0 | 0 | 0 | 0 | 0 | 0 | 0 | 0.01405% | 9.7732 | 19.5004 | 29.1816 | 38.8171 | 48.4071 | 57.9519 | 67.4516 | 76.9064 | 86.3167 | 95.6825 | 95.6825 | 95.6825 | 95.6825 | 95.6825 | 95.6825 | 95.6825 | 95.6825 | 95.6825 | 95.6825 | 95.6825 | 95.6825 | 95.6825 | 95.6825 | 95.6825
| ComGroceryStripCurtain_v2_1 | Measure_InputOutput | RTF Workbook "ComGroceryStripCurtain_v2_1" | 2020 | Retro | 2022 | 2045 | PSE | Commercial | MiniMart | Electric | Per SqFt of Freezer Door Area |  |  | Strip Curtains - Convenience Store - Freezer |  | 20 | 4 | 11.4029 | 0 |  | 0 | 0 | 0 | 0 | 0 | 0 | 0 | 0 |  | 0 | 0 | 0 | Refrigeration | Refrigeration | Strip Curtains | Strip Curtains | GrocRefLoad | 0.01083% | 99.94% | 99.94% | 2.2066 | 0.0010429 | 45% | 25% | 85% | 6.8% | 0.2% | 4.0778 | 0.31898 | 0.43968 | 39.1212 | 0 | 0 | 0 | 40.6432 | 1.5219 |  | 0.17408 | 0 | 0.17408 | 10. $0.150 to $0.175 | 0 | 0 | 01. ($9,999.00) to $0.22 | 1 | 37.6563 | 37.566 | 37.4758 | 37.3859 | 37.2961 | 37.2066 | 37.1173 | 37.0282 | 36.9394 | 36.8507 | 0 | 0 | 0 | 0 | 0 | 0 | 0 | 0 | 0 | 0 | 0 | 0 | 0 | 0 | 753.1265 | 751.319 | 749.5159 | 747.717 | 745.9225 | 744.1323 | 742.3464 | 740.5647 | 738.7874 | 737.0143 | 0 | 0 | 0 | 0 | 0 | 0 | 0 | 0 | 0 | 0 | 0 | 0 | 0 | 0 | 7450.4461 | 753.1265 | 1504.4456 | 2253.9615 | 3001.6785 | 3747.601 | 4491.7333 | 5234.0797 | 5974.6444 | 6713.4318 | 7450.4461 | 7450.4461 | 7450.4461 | 7450.4461 | 7450.4461 | 7450.4461 | 7450.4461 | 7450.4461 | 7450.4461 | 7450.4461 | 7450.4461 | 7450.4461 | 7450.4461 | 7450.4461 | 7450.4461 | 0 | 0 | 0 | 0 | 0 | 0 | 0 | 0 | 0 | 0 | 0 | 0 | 0 | 0 | 0 | 0 | 0 | 0 | 0 | 0 | 0 | 0 | 0 | 0 | 0 | 0 | 0 | 0 | 0 | 0 | 0 | 0 | 0 | 0 | 0 | 0 | 0 | 0 | 0 | 0 | 0 | 0 | 0 | 0 | 0 | 0 | 0 | 0 | 0 | 0 | 0 | 0 | 0 | 0 | 0 | 0 | 0 | 0 | 0 | 0 | 0 | 0.0816 | 0.163 | 0.24421 | 0.32523 | 0.40604 | 0.48667 | 0.5671 | 0.64734 | 0.72739 | 0.80724 | 0.80724 | 0.80724 | 0.80724 | 0.80724 | 0.80724 | 0.80724 | 0.80724 | 0.80724 | 0.80724 | 0.80724 | 0.80724 | 0.80724 | 0.80724 | 0.80724 | 1530.4725 | 1526.7994 | 1523.1351 | 1519.4795 | 1515.8328 | 1512.1948 | 1508.5655 | 1504.945 | 1501.3331 | 1497.7299 | 0 | 0 | 0 | 0 | 0 | 0 | 0 | 0 | 0 | 0 | 0 | 0 | 0 | 0 | 15140.4875 | 0 | 0 | 0 | 0 | 0 | 0 | 0 | 0 | 0 | 0 | 0 | 0 | 0 | 0 | 0 | 0 | 0 | 0 | 0 | 0 | 0.01405% | 0.10581 | 0.21137 | 0.31668 | 0.42173 | 0.52653 | 0.63108 | 0.73537 | 0.83942 | 0.94322 | 1.0468 | 1.0468 | 1.0468 | 1.0468 | 1.0468 | 1.0468 | 1.0468 | 1.0468 | 1.0468 | 1.0468 | 1.0468 | 1.0468 | 1.0468 | 1.0468 | 1.0468
| ComGroceryStripCurtain_v2_1 | Measure_InputOutput | RTF Workbook "ComGroceryStripCurtain_v2_1" | 2020 | Retro | 2022 | 2045 | PSE | Commercial | Restaurant | Electric | Per SqFt of Freezer Door Area |  |  | Strip Curtains - Restaurant - Freezer |  | 100 | 4 | 11.4029 | 0 |  | 0 | 0 | 0 | 0 | 0 | 0 | 0 | 0 |  | 0 | 0 | 0 | Refrigeration | Refrigeration | Strip Curtains | Strip Curtains | GrocRefLoad | 0.01083% | 99.94% | 99.94% | 0 | 0 | 45% | 25% | 85% | 6.8% | 0.2% | 20.389 | 1.5949 | 2.1984 | 39.1212 | 0 | 0 | 0 | 37.6085 | -1.5127 |  | 0.032217 | 0 | 0.032217 | 02. $0.028 to $0.055 | 1 | 0 | 01. ($9,999.00) to $0.22 | 1 | 0 | 0 | 0 | 0 | 0 | 0 | 0 | 0 | 0 | 0 | 0 | 0 | 0 | 0 | 0 | 0 | 0 | 0 | 0 | 0 | 0 | 0 | 0 | 0 | 0 | 0 | 0 | 0 | 0 | 0 | 0 | 0 | 0 | 0 | 0 | 0 | 0 | 0 | 0 | 0 | 0 | 0 | 0 | 0 | 0 | 0 | 0 | 0 | 0 | 0 | 0 | 0 | 0 | 0 | 0 | 0 | 0 | 0 | 0 | 0 | 0 | 0 | 0 | 0 | 0 | 0 | 0 | 0 | 0 | 0 | 0 | 0 | 0 | 0 | 0 | 0 | 0 | 0 | 0 | 0 | 0 | 0 | 0 | 0 | 0 | 0 | 0 | 0 | 0 | 0 | 0 | 0 | 0 | 0 | 0 | 0 | 0 | 0 | 0 | 0 | 0 | 0 | 0 | 0 | 0 | 0 | 0 | 0 | 0 | 0 | 0 | 0 | 0 | 0 | 0 | 0 | 0 | 0 | 0 | 0 | 0 | 0 | 0 | 0 | 0 | 0 | 0 | 0 | 0 | 0 | 0 | 0 | 0 | 0 | 0 | 0 | 0 | 0 | 0 | 0 | 0 | 0 | 0 | 0 | 0 | 0 | 0 | 0 | 0 | 0 | 0 | 0 | 0 | 0 | 0 | 0 | 0 | 0 | 0 | 0 | 0 | 0 | 0 | 0 | 0 | 0 | 0 | 0 | 0 | 0 | 0 | 0 | 0 | 0 | 0 | 0 | 0 | 0 | 0 | 0 | 0 | 0 | 0 | 0 | 0 | 0 | 0 | 0 | 0 | 0 | 0 | 0 | 0 | 0 | 0 | 0 | 0 | 0 | 0 | 0 | 0 | 0 | 0 | 0.01405% | 0 | 0 | 0 | 0 | 0 | 0 | 0 | 0 | 0 | 0 | 0 | 0 | 0 | 0 | 0 | 0 | 0 | 0 | 0 | 0 | 0 | 0 | 0 | 0
| ComGroceryWalkinEvapFanECMController_v3_1 | Measure_InputOutput | RTF Workbook "ComGroceryWalkinEvapFanECMController_v3_1" | 2020 | Retro | 2022 | 2045 | PSE | Commercial | Supermarket | Electric | Per Evaporator Fan ECM Motor Controller - Walk-In - Medium Temp - >23 Watt - 2 or more motors/controller |  |  | Evaporator Fan ECM Motor Controller - Walk-In - Medium Temp - >23 Watt - 2 or more motors/controller |  | 320.9192 | 14.5 | 212.7276 | 0 |  | 0 | 0 | 0 | 0 | 0 | 0 | 0 | 0 |  | 0 | 0 | 0 | Ventilation | Ventilation | Walkin Evaporator Fan ECM Controller | Evaporator Fan ECM Motor Controller - Walk-In | GrocRefLoad | 0.01083% | 87.2% | 87.2% | 4.678 | 9.4061e-05 | 61.93% | 6.897% | 95% | 6.8% | 0.2% | 211.0264 | 5.1184 | 21.6145 | 283.6487 | 0 | 0 | 0 | 299.4614 | 15.8127 |  | 0.079936 | 0 | 0.079936 | 06. $0.077 to $0.085 | 1 | 0 | 01. ($9,999.00) to $0.22 | 1 | 111.1345 | 110.6099 | 110.0879 | 109.5682 | 109.0511 | 108.5364 | 108.0241 | 107.5142 | 107.0067 | 106.5017 | 0 | 0 | 0 | 0 | 0 | 0 | 0 | 0 | 0 | 0 | 0 | 0 | 0 | 0 | 35665.1918 | 35496.8521 | 35329.307 | 35162.5526 | 34996.5854 | 34831.4015 | 34666.9973 | 34503.3691 | 34340.5132 | 34178.4259 | 0 | 0 | 0 | 0 | 0 | 0 | 0 | 0 | 0 | 0 | 0 | 0 | 0 | 0 | 349171.1958 | 35665.1918 | 71162.0439 | 106491.3509 | 141653.9035 | 176650.4889 | 211481.8904 | 246148.8876 | 280652.2567 | 314992.7699 | 349171.1958 | 349171.1958 | 349171.1958 | 349171.1958 | 349171.1958 | 349171.1958 | 349171.1958 | 349171.1958 | 349171.1958 | 349171.1958 | 349171.1958 | 349171.1958 | 349171.1958 | 349171.1958 | 349171.1958 | 0 | 0 | 0 | 0 | 0 | 0 | 0 | 0 | 0 | 0 | 0 | 0 | 0 | 0 | 0 | 0 | 0 | 0 | 0 | 0 | 0 | 0 | 0 | 0 | 0 | 0 | 0 | 0 | 0 | 0 | 0 | 0 | 0 | 0 | 0 | 0 | 0 | 0 | 0 | 0 | 0 | 0 | 0 | 0 | 0 | 0 | 0 | 0 | 0 | 0 | 0 | 0 | 0 | 0 | 0 | 0 | 0 | 0 | 0 | 0 | 0 | 3.8642 | 7.7103 | 11.5381 | 15.3479 | 19.1397 | 22.9136 | 26.6697 | 30.4081 | 34.1288 | 37.832 | 37.832 | 37.832 | 37.832 | 37.832 | 37.832 | 37.832 | 37.832 | 37.832 | 37.832 | 37.832 | 37.832 | 37.832 | 37.832 | 37.832 | 33280.4917 | 33123.4078 | 32967.0653 | 32811.4607 | 32656.5906 | 32502.4515 | 32349.04 | 32196.3525 | 32044.3857 | 31893.1362 | 0 | 0 | 0 | 0 | 0 | 0 | 0 | 0 | 0 | 0 | 0 | 0 | 0 | 0 | 325824.3819 | 0 | 0 | 0 | 0 | 0 | 0 | 0 | 0 | 0 | 0 | 0 | 0 | 0 | 0 | 0 | 0 | 0 | 0 | 0 | 0 | 0.01405% | 5.0109 | 9.9981 | 14.9617 | 19.902 | 24.8189 | 29.7126 | 34.5833 | 39.4309 | 44.2556 | 49.0576 | 49.0576 | 49.0576 | 49.0576 | 49.0576 | 49.0576 | 49.0576 | 49.0576 | 49.0576 | 49.0576 | 49.0576 | 49.0576 | 49.0576 | 49.0576 | 49.0576
| ComGroceryWalkinEvapFanECMController_v3_1 | Measure_InputOutput | RTF Workbook "ComGroceryWalkinEvapFanECMController_v3_1" | 2020 | Retro | 2022 | 2045 | PSE | Commercial | Supermarket | Electric | Per Evaporator Fan ECM Motor Controller - Walk-In - Low Temp - >23 Watt - 3 or more motors/controller |  |  | Evaporator Fan ECM Motor Controller - Walk-In - Low Temp - >23 Watt - 3 or more motors/controller |  | 253.3006 | 14.5 | 173.541 | 0 |  | 0 | 0 | 0 | 0 | 0 | 0 | 0 | 0 |  | 0 | 0 | 0 | Ventilation | Ventilation | Walkin Evaporator Fan ECM Controller | Evaporator Fan ECM Motor Controller - Walk-In | GrocRefLoad | 0.01083% | 87.2% | 87.2% | 2.5462 | 5.1196e-05 | 38.07% | 6.897% | 95% | 6.8% | 0.2% | 166.5625 | 4.0399 | 17.0602 | 231.3977 | 0 | 0 | 0 | 245.0057 | 13.608 |  | 0.082859 | 0 | 0.082859 | 06. $0.077 to $0.085 | 1 | 0 | 01. ($9,999.00) to $0.22 | 1 | 37.1865 | 37.011 | 36.8363 | 36.6625 | 36.4894 | 36.3172 | 36.1458 | 35.9752 | 35.8054 | 35.6364 | 0 | 0 | 0 | 0 | 0 | 0 | 0 | 0 | 0 | 0 | 0 | 0 | 0 | 0 | 9419.3717 | 9374.9123 | 9330.6627 | 9286.6219 | 9242.7891 | 9199.1631 | 9155.7431 | 9112.528 | 9069.5168 | 9026.7087 | 0 | 0 | 0 | 0 | 0 | 0 | 0 | 0 | 0 | 0 | 0 | 0 | 0 | 0 | 92218.0174 | 9419.3717 | 18794.284 | 28124.9466 | 37411.5686 | 46654.3577 | 55853.5208 | 65009.2639 | 74121.7918 | 83191.3087 | 92218.0174 | 92218.0174 | 92218.0174 | 92218.0174 | 92218.0174 | 92218.0174 | 92218.0174 | 92218.0174 | 92218.0174 | 92218.0174 | 92218.0174 | 92218.0174 | 92218.0174 | 92218.0174 | 92218.0174 | 0 | 0 | 0 | 0 | 0 | 0 | 0 | 0 | 0 | 0 | 0 | 0 | 0 | 0 | 0 | 0 | 0 | 0 | 0 | 0 | 0 | 0 | 0 | 0 | 0 | 0 | 0 | 0 | 0 | 0 | 0 | 0 | 0 | 0 | 0 | 0 | 0 | 0 | 0 | 0 | 0 | 0 | 0 | 0 | 0 | 0 | 0 | 0 | 0 | 0 | 0 | 0 | 0 | 0 | 0 | 0 | 0 | 0 | 0 | 0 | 0 | 1.0206 | 2.0363 | 3.0473 | 4.0535 | 5.0549 | 6.0516 | 7.0436 | 8.0309 | 9.0136 | 9.9916 | 9.9916 | 9.9916 | 9.9916 | 9.9916 | 9.9916 | 9.9916 | 9.9916 | 9.9916 | 9.9916 | 9.9916 | 9.9916 | 9.9916 | 9.9916 | 9.9916 | 9110.9129 | 9067.9094 | 9025.1089 | 8982.5103 | 8940.1129 | 8897.9156 | 8855.9174 | 8814.1175 | 8772.5148 | 8731.1086 | 0 | 0 | 0 | 0 | 0 | 0 | 0 | 0 | 0 | 0 | 0 | 0 | 0 | 0 | 89198.1282 | 0 | 0 | 0 | 0 | 0 | 0 | 0 | 0 | 0 | 0 | 0 | 0 | 0 | 0 | 0 | 0 | 0 | 0 | 0 | 0 | 0.01405% | 1.3234 | 2.6405 | 3.9515 | 5.2562 | 6.5548 | 7.8473 | 9.1336 | 10.4139 | 11.6882 | 12.9564 | 12.9564 | 12.9564 | 12.9564 | 12.9564 | 12.9564 | 12.9564 | 12.9564 | 12.9564 | 12.9564 | 12.9564 | 12.9564 | 12.9564 | 12.9564 | 12.9564
| ComGroceryWalkinEvapFanECMController_v3_1 | Measure_InputOutput | RTF Workbook "ComGroceryWalkinEvapFanECMController_v3_1" | 2020 | Retro | 2022 | 2045 | PSE | Commercial | Supermarket | Electric | Per Evaporator Fan ECM Motor Controller - Walk-In - Medium Temp - ≤ 23 Watt - 5 or more motors/controller |  |  | Evaporator Fan ECM Motor Controller - Walk-In - Medium Temp - ≤ 23 Watt - 5 or more motors/controller |  | 150.9955 | 14.5 | 122.1214 | 0 |  | 0 | 0 | 0 | 0 | 0 | 0 | 0 | 0 |  | 0 | 0 | 0 | Ventilation | Ventilation | Walkin Evaporator Fan ECM Controller | Evaporator Fan ECM Motor Controller - Walk-In | CommVENT | 0.0141% | 87.2% | 87.2% | 4.678 | 9.4061e-05 | 61.93% | 6.897% | 95% | 6.8% | 0.2% | 99.2899 | 3.1341 | 10.2424 | 162.8354 | 0 | 0 | 0 | 173.8832 | 11.0478 |  | 0.098649 | 0 | 0.098649 | 07. $0.085 to $0.115 | 1 | 0 | 01. ($9,999.00) to $0.22 | 1 | 111.1345 | 110.6099 | 110.0879 | 109.5682 | 109.0511 | 108.5364 | 108.0241 | 107.5142 | 107.0067 | 106.5017 | 0 | 0 | 0 | 0 | 0 | 0 | 0 | 0 | 0 | 0 | 0 | 0 | 0 | 0 | 16780.8074 | 16701.602 | 16622.7704 | 16544.311 | 16466.2218 | 16388.5012 | 16311.1475 | 16234.1589 | 16157.5337 | 16081.2701 | 0 | 0 | 0 | 0 | 0 | 0 | 0 | 0 | 0 | 0 | 0 | 0 | 0 | 0 | 164288.324 | 16780.8074 | 33482.4094 | 50105.1798 | 66649.4908 | 83115.7126 | 99504.2138 | 115815.3613 | 132049.5202 | 148207.0539 | 164288.324 | 164288.324 | 164288.324 | 164288.324 | 164288.324 | 164288.324 | 164288.324 | 164288.324 | 164288.324 | 164288.324 | 164288.324 | 164288.324 | 164288.324 | 164288.324 | 164288.324 | 0 | 0 | 0 | 0 | 0 | 0 | 0 | 0 | 0 | 0 | 0 | 0 | 0 | 0 | 0 | 0 | 0 | 0 | 0 | 0 | 0 | 0 | 0 | 0 | 0 | 0 | 0 | 0 | 0 | 0 | 0 | 0 | 0 | 0 | 0 | 0 | 0 | 0 | 0 | 0 | 0 | 0 | 0 | 0 | 0 | 0 | 0 | 0 | 0 | 0 | 0 | 0 | 0 | 0 | 0 | 0 | 0 | 0 | 0 | 0 | 0 | 2.3662 | 4.7212 | 7.0651 | 9.3979 | 11.7197 | 14.0306 | 16.3305 | 18.6196 | 20.8979 | 23.1655 | 23.1655 | 23.1655 | 23.1655 | 23.1655 | 23.1655 | 23.1655 | 23.1655 | 23.1655 | 23.1655 | 23.1655 | 23.1655 | 23.1655 | 23.1655 | 23.1655 | 19324.4166 | 19233.2054 | 19142.4247 | 19052.0724 | 18962.1466 | 18872.6453 | 18783.5664 | 18694.908 | 18606.668 | 18518.8445 | 0 | 0 | 0 | 0 | 0 | 0 | 0 | 0 | 0 | 0 | 0 | 0 | 0 | 0 | 189190.898 | 0 | 0 | 0 | 0 | 0 | 0 | 0 | 0 | 0 | 0 | 0 | 0 | 0 | 0 | 0 | 0 | 0 | 0 | 0 | 0 | 0.01557% | 2.6132 | 5.214 | 7.8025 | 10.3788 | 12.943 | 15.4951 | 18.0351 | 20.5631 | 23.0792 | 25.5834 | 25.5834 | 25.5834 | 25.5834 | 25.5834 | 25.5834 | 25.5834 | 25.5834 | 25.5834 | 25.5834 | 25.5834 | 25.5834 | 25.5834 | 25.5834 | 25.5834
| ComGroceryWalkinEvapFanECMController_v3_1 | Measure_InputOutput | RTF Workbook "ComGroceryWalkinEvapFanECMController_v3_1" | 2020 | Retro | 2022 | 2045 | PSE | Commercial | Supermarket | Electric | Per Evaporator Fan ECM Motor Controller - Walk-In - Low Temp - ≤ 23 Watt - 7 or more motors/controller |  |  | Evaporator Fan ECM Motor Controller - Walk-In - Low Temp - ≤ 23 Watt - 7 or more motors/controller |  | 119.1803 | 14.5 | 66.6117 | 0 |  | 0 | 0 | 0 | 0 | 0 | 0 | 0 | 0 |  | 0 | 0 | 0 | Ventilation | Ventilation | Walkin Evaporator Fan ECM Controller | Evaporator Fan ECM Motor Controller - Walk-In | CommVENT | 0.0141% | 87.2% | 87.2% | 2.5462 | 5.1196e-05 | 38.07% | 6.897% | 95% | 6.8% | 0.2% | 78.3692 | 2.4737 | 8.0843 | 88.8193 | 0 | 0 | 0 | 91.5836 | 2.7643 |  | 0.065828 | 0 | 0.065828 | 04. $0.062 to $0.070 | 1 | 0 | 01. ($9,999.00) to $0.22 | 1 | 37.1865 | 37.011 | 36.8363 | 36.6625 | 36.4894 | 36.3172 | 36.1458 | 35.9752 | 35.8054 | 35.6364 | 0 | 0 | 0 | 0 | 0 | 0 | 0 | 0 | 0 | 0 | 0 | 0 | 0 | 0 | 4431.9028 | 4410.9842 | 4390.1643 | 4369.4428 | 4348.819 | 4328.2926 | 4307.863 | 4287.5299 | 4267.2928 | 4247.1512 | 0 | 0 | 0 | 0 | 0 | 0 | 0 | 0 | 0 | 0 | 0 | 0 | 0 | 0 | 43389.4425 | 4431.9028 | 8842.887 | 13233.0513 | 17602.4941 | 21951.3131 | 26279.6056 | 30587.4686 | 34874.9986 | 39142.2913 | 43389.4425 | 43389.4425 | 43389.4425 | 43389.4425 | 43389.4425 | 43389.4425 | 43389.4425 | 43389.4425 | 43389.4425 | 43389.4425 | 43389.4425 | 43389.4425 | 43389.4425 | 43389.4425 | 43389.4425 | 0 | 0 | 0 | 0 | 0 | 0 | 0 | 0 | 0 | 0 | 0 | 0 | 0 | 0 | 0 | 0 | 0 | 0 | 0 | 0 | 0 | 0 | 0 | 0 | 0 | 0 | 0 | 0 | 0 | 0 | 0 | 0 | 0 | 0 | 0 | 0 | 0 | 0 | 0 | 0 | 0 | 0 | 0 | 0 | 0 | 0 | 0 | 0 | 0 | 0 | 0 | 0 | 0 | 0 | 0 | 0 | 0 | 0 | 0 | 0 | 0 | 0.62492 | 1.2469 | 1.8659 | 2.482 | 3.0952 | 3.7056 | 4.313 | 4.9175 | 5.5193 | 6.1181 | 6.1181 | 6.1181 | 6.1181 | 6.1181 | 6.1181 | 6.1181 | 6.1181 | 6.1181 | 6.1181 | 6.1181 | 6.1181 | 6.1181 | 6.1181 | 6.1181 | 3405.6767 | 3389.602 | 3373.603 | 3357.6796 | 3341.8314 | 3326.0579 | 3310.3589 | 3294.734 | 3279.1829 | 3263.7052 | 0 | 0 | 0 | 0 | 0 | 0 | 0 | 0 | 0 | 0 | 0 | 0 | 0 | 0 | 33342.4317 | 0 | 0 | 0 | 0 | 0 | 0 | 0 | 0 | 0 | 0 | 0 | 0 | 0 | 0 | 0 | 0 | 0 | 0 | 0 | 0 | 0.01557% | 0.69015 | 1.377 | 2.0607 | 2.7411 | 3.4183 | 4.0923 | 4.7632 | 5.4308 | 6.0953 | 6.7567 | 6.7567 | 6.7567 | 6.7567 | 6.7567 | 6.7567 | 6.7567 | 6.7567 | 6.7567 | 6.7567 | 6.7567 | 6.7567 | 6.7567 | 6.7567 | 6.7567
| ComGroceryWalkinEvapFanECMController_v3_1 | Measure_InputOutput | RTF Workbook "ComGroceryWalkinEvapFanECMController_v3_1" | 2020 | Retro | 2022 | 2045 | PSE | Commercial | Supermarket | Electric | Per Evaporator Fan ECM Motor Controller - Walk-In - Medium Temp - >23 Watt - 1 motor per controller |  |  | Evaporator Fan ECM Motor Controller - Walk-In - Medium Temp - >23 Watt - 1 motor per controller |  | 320.9192 | 14.5 | 659.4557 | 0 |  | 0 | 0 | 0 | 0 | 0 | 0 | 0 | 0 |  | 0 | 0 | 0 | Ventilation | Ventilation | Walkin Evaporator Fan ECM Controller | Evaporator Fan ECM Motor Controller - Walk-In | GrocRefLoad | 0.01083% | 87.2% | 87.2% | 4.678 | 9.4061e-05 | 61.93% | 6.897% | 95% | 6.8% | 0.2% | 211.0264 | 5.1184 | 21.6145 | 879.3111 | 0 | 0 | 0 | 984.4694 | 105.1583 |  | 0.26279 | 0 | 0.26279 | 13. $0.225 to $99,999.000 | 0 | 0 | 01. ($9,999.00) to $0.22 | 1 | 111.1345 | 110.6099 | 110.0879 | 109.5682 | 109.0511 | 108.5364 | 108.0241 | 107.5142 | 107.0067 | 106.5017 | 0 | 0 | 0 | 0 | 0 | 0 | 0 | 0 | 0 | 0 | 0 | 0 | 0 | 0 | 35665.1918 | 35496.8521 | 35329.307 | 35162.5526 | 34996.5854 | 34831.4015 | 34666.9973 | 34503.3691 | 34340.5132 | 34178.4259 | 0 | 0 | 0 | 0 | 0 | 0 | 0 | 0 | 0 | 0 | 0 | 0 | 0 | 0 | 349171.1958 | 35665.1918 | 71162.0439 | 106491.3509 | 141653.9035 | 176650.4889 | 211481.8904 | 246148.8876 | 280652.2567 | 314992.7699 | 349171.1958 | 349171.1958 | 349171.1958 | 349171.1958 | 349171.1958 | 349171.1958 | 349171.1958 | 349171.1958 | 349171.1958 | 349171.1958 | 349171.1958 | 349171.1958 | 349171.1958 | 349171.1958 | 349171.1958 | 0 | 0 | 0 | 0 | 0 | 0 | 0 | 0 | 0 | 0 | 0 | 0 | 0 | 0 | 0 | 0 | 0 | 0 | 0 | 0 | 0 | 0 | 0 | 0 | 0 | 0 | 0 | 0 | 0 | 0 | 0 | 0 | 0 | 0 | 0 | 0 | 0 | 0 | 0 | 0 | 0 | 0 | 0 | 0 | 0 | 0 | 0 | 0 | 0 | 0 | 0 | 0 | 0 | 0 | 0 | 0 | 0 | 0 | 0 | 0 | 0 | 3.8642 | 7.7103 | 11.5381 | 15.3479 | 19.1397 | 22.9136 | 26.6697 | 30.4081 | 34.1288 | 37.832 | 37.832 | 37.832 | 37.832 | 37.832 | 37.832 | 37.832 | 37.832 | 37.832 | 37.832 | 37.832 | 37.832 | 37.832 | 37.832 | 37.832 | 109408.5066 | 108892.0985 | 108378.1278 | 107866.583 | 107357.4528 | 106850.7256 | 106346.3902 | 105844.4352 | 105344.8495 | 104847.6218 | 0 | 0 | 0 | 0 | 0 | 0 | 0 | 0 | 0 | 0 | 0 | 0 | 0 | 0 | 1071136.7908 | 0 | 0 | 0 | 0 | 0 | 0 | 0 | 0 | 0 | 0 | 0 | 0 | 0 | 0 | 0 | 0 | 0 | 0 | 0 | 0 | 0.01405% | 5.0109 | 9.9981 | 14.9617 | 19.902 | 24.8189 | 29.7126 | 34.5833 | 39.4309 | 44.2556 | 49.0576 | 49.0576 | 49.0576 | 49.0576 | 49.0576 | 49.0576 | 49.0576 | 49.0576 | 49.0576 | 49.0576 | 49.0576 | 49.0576 | 49.0576 | 49.0576 | 49.0576
| ComGroceryWalkinEvapFanECMController_v3_1 | Measure_InputOutput | RTF Workbook "ComGroceryWalkinEvapFanECMController_v3_1" | 2020 | Retro | 2022 | 2045 | PSE | Commercial | Supermarket | Electric | Per Evaporator Fan ECM Motor Controller - Walk-In - Low Temp - >23 Watt - 1 or 2 motors per controller |  |  | Evaporator Fan ECM Motor Controller - Walk-In - Low Temp - >23 Watt - 1 or 2 motors per controller |  | 253.3006 | 14.5 | 347.082 | 0 |  | 0 | 0 | 0 | 0 | 0 | 0 | 0 | 0 |  | 0 | 0 | 0 | Ventilation | Ventilation | Walkin Evaporator Fan ECM Controller | Evaporator Fan ECM Motor Controller - Walk-In | GrocRefLoad | 0.01083% | 87.2% | 87.2% | 2.5462 | 5.1196e-05 | 38.07% | 6.897% | 95% | 6.8% | 0.2% | 166.5625 | 4.0399 | 17.0602 | 462.7953 | 0 | 0 | 0 | 511.1115 | 48.3162 |  | 0.17285 | 0 | 0.17285 | 10. $0.150 to $0.175 | 0 | 0 | 01. ($9,999.00) to $0.22 | 1 | 37.1865 | 37.011 | 36.8363 | 36.6625 | 36.4894 | 36.3172 | 36.1458 | 35.9752 | 35.8054 | 35.6364 | 0 | 0 | 0 | 0 | 0 | 0 | 0 | 0 | 0 | 0 | 0 | 0 | 0 | 0 | 9419.3717 | 9374.9123 | 9330.6627 | 9286.6219 | 9242.7891 | 9199.1631 | 9155.7431 | 9112.528 | 9069.5168 | 9026.7087 | 0 | 0 | 0 | 0 | 0 | 0 | 0 | 0 | 0 | 0 | 0 | 0 | 0 | 0 | 92218.0174 | 9419.3717 | 18794.284 | 28124.9466 | 37411.5686 | 46654.3577 | 55853.5208 | 65009.2639 | 74121.7918 | 83191.3087 | 92218.0174 | 92218.0174 | 92218.0174 | 92218.0174 | 92218.0174 | 92218.0174 | 92218.0174 | 92218.0174 | 92218.0174 | 92218.0174 | 92218.0174 | 92218.0174 | 92218.0174 | 92218.0174 | 92218.0174 | 0 | 0 | 0 | 0 | 0 | 0 | 0 | 0 | 0 | 0 | 0 | 0 | 0 | 0 | 0 | 0 | 0 | 0 | 0 | 0 | 0 | 0 | 0 | 0 | 0 | 0 | 0 | 0 | 0 | 0 | 0 | 0 | 0 | 0 | 0 | 0 | 0 | 0 | 0 | 0 | 0 | 0 | 0 | 0 | 0 | 0 | 0 | 0 | 0 | 0 | 0 | 0 | 0 | 0 | 0 | 0 | 0 | 0 | 0 | 0 | 0 | 1.0206 | 2.0363 | 3.0473 | 4.0535 | 5.0549 | 6.0516 | 7.0436 | 8.0309 | 9.0136 | 9.9916 | 9.9916 | 9.9916 | 9.9916 | 9.9916 | 9.9916 | 9.9916 | 9.9916 | 9.9916 | 9.9916 | 9.9916 | 9.9916 | 9.9916 | 9.9916 | 9.9916 | 19006.4683 | 18916.7578 | 18827.4707 | 18738.605 | 18650.1588 | 18562.1301 | 18474.5168 | 18387.3171 | 18300.5289 | 18214.1504 | 0 | 0 | 0 | 0 | 0 | 0 | 0 | 0 | 0 | 0 | 0 | 0 | 0 | 0 | 186078.1039 | 0 | 0 | 0 | 0 | 0 | 0 | 0 | 0 | 0 | 0 | 0 | 0 | 0 | 0 | 0 | 0 | 0 | 0 | 0 | 0 | 0.01405% | 1.3234 | 2.6405 | 3.9515 | 5.2562 | 6.5548 | 7.8473 | 9.1336 | 10.4139 | 11.6882 | 12.9564 | 12.9564 | 12.9564 | 12.9564 | 12.9564 | 12.9564 | 12.9564 | 12.9564 | 12.9564 | 12.9564 | 12.9564 | 12.9564 | 12.9564 | 12.9564 | 12.9564
| ComGroceryWalkinEvapFanECMController_v3_1 | Measure_InputOutput | RTF Workbook "ComGroceryWalkinEvapFanECMController_v3_1" | 2020 | Retro | 2022 | 2045 | PSE | Commercial | Supermarket | Electric | Per Evaporator Fan ECM Motor Controller - Walk-In - Medium Temp - ≤ 23 Watt - 1 to 4 motors per controller |  |  | Evaporator Fan ECM Motor Controller - Walk-In - Medium Temp - ≤ 23 Watt - 1 to 4 motors per controller |  | 150.9955 | 14.5 | 244.2429 | 0 |  | 0 | 0 | 0 | 0 | 0 | 0 | 0 | 0 |  | 0 | 0 | 0 | Ventilation | Ventilation | Walkin Evaporator Fan ECM Controller | Evaporator Fan ECM Motor Controller - Walk-In | CommVENT | 0.0141% | 87.2% | 87.2% | 4.678 | 9.4061e-05 | 61.93% | 6.897% | 95% | 6.8% | 0.2% | 99.2899 | 3.1341 | 10.2424 | 325.6708 | 0 | 0 | 0 | 361.1428 | 35.4721 |  | 0.20489 | 0 | 0.20489 | 12. $0.200 to $0.225 | 0 | 0 | 01. ($9,999.00) to $0.22 | 1 | 111.1345 | 110.6099 | 110.0879 | 109.5682 | 109.0511 | 108.5364 | 108.0241 | 107.5142 | 107.0067 | 106.5017 | 0 | 0 | 0 | 0 | 0 | 0 | 0 | 0 | 0 | 0 | 0 | 0 | 0 | 0 | 16780.8074 | 16701.602 | 16622.7704 | 16544.311 | 16466.2218 | 16388.5012 | 16311.1475 | 16234.1589 | 16157.5337 | 16081.2701 | 0 | 0 | 0 | 0 | 0 | 0 | 0 | 0 | 0 | 0 | 0 | 0 | 0 | 0 | 164288.324 | 16780.8074 | 33482.4094 | 50105.1798 | 66649.4908 | 83115.7126 | 99504.2138 | 115815.3613 | 132049.5202 | 148207.0539 | 164288.324 | 164288.324 | 164288.324 | 164288.324 | 164288.324 | 164288.324 | 164288.324 | 164288.324 | 164288.324 | 164288.324 | 164288.324 | 164288.324 | 164288.324 | 164288.324 | 164288.324 | 0 | 0 | 0 | 0 | 0 | 0 | 0 | 0 | 0 | 0 | 0 | 0 | 0 | 0 | 0 | 0 | 0 | 0 | 0 | 0 | 0 | 0 | 0 | 0 | 0 | 0 | 0 | 0 | 0 | 0 | 0 | 0 | 0 | 0 | 0 | 0 | 0 | 0 | 0 | 0 | 0 | 0 | 0 | 0 | 0 | 0 | 0 | 0 | 0 | 0 | 0 | 0 | 0 | 0 | 0 | 0 | 0 | 0 | 0 | 0 | 0 | 2.3662 | 4.7212 | 7.0651 | 9.3979 | 11.7197 | 14.0306 | 16.3305 | 18.6196 | 20.8979 | 23.1655 | 23.1655 | 23.1655 | 23.1655 | 23.1655 | 23.1655 | 23.1655 | 23.1655 | 23.1655 | 23.1655 | 23.1655 | 23.1655 | 23.1655 | 23.1655 | 23.1655 | 40135.426 | 39945.9868 | 39757.4418 | 39569.7866 | 39383.0172 | 39197.1294 | 39012.1189 | 38827.9817 | 38644.7137 | 38462.3106 | 0 | 0 | 0 | 0 | 0 | 0 | 0 | 0 | 0 | 0 | 0 | 0 | 0 | 0 | 392935.9128 | 0 | 0 | 0 | 0 | 0 | 0 | 0 | 0 | 0 | 0 | 0 | 0 | 0 | 0 | 0 | 0 | 0 | 0 | 0 | 0 | 0.01557% | 2.6132 | 5.214 | 7.8025 | 10.3788 | 12.943 | 15.4951 | 18.0351 | 20.5631 | 23.0792 | 25.5834 | 25.5834 | 25.5834 | 25.5834 | 25.5834 | 25.5834 | 25.5834 | 25.5834 | 25.5834 | 25.5834 | 25.5834 | 25.5834 | 25.5834 | 25.5834 | 25.5834
| ComGroceryWalkinEvapFanECMController_v3_1 | Measure_InputOutput | RTF Workbook "ComGroceryWalkinEvapFanECMController_v3_1" | 2020 | Retro | 2022 | 2045 | PSE | Commercial | Supermarket | Electric | Per Evaporator Fan ECM Motor Controller - Walk-In - Low Temp - ≤ 23 Watt - 1 to 6 motors per controller |  |  | Evaporator Fan ECM Motor Controller - Walk-In - Low Temp - ≤ 23 Watt - 1 to 6 motors per controller |  | 119.1803 | 14.5 | 219.8186 | 0 |  | 0 | 0 | 0 | 0 | 0 | 0 | 0 | 0 |  | 0 | 0 | 0 | Ventilation | Ventilation | Walkin Evaporator Fan ECM Controller | Evaporator Fan ECM Motor Controller - Walk-In | CommVENT | 0.0141% | 87.2% | 87.2% | 2.5462 | 5.1196e-05 | 38.07% | 6.897% | 95% | 6.8% | 0.2% | 78.3692 | 2.4737 | 8.0843 | 293.1037 | 0 | 0 | 0 | 326.5094 | 33.4057 |  | 0.23469 | 0 | 0.23469 | 13. $0.225 to $99,999.000 | 0 | 0 | 01. ($9,999.00) to $0.22 | 1 | 37.1865 | 37.011 | 36.8363 | 36.6625 | 36.4894 | 36.3172 | 36.1458 | 35.9752 | 35.8054 | 35.6364 | 0 | 0 | 0 | 0 | 0 | 0 | 0 | 0 | 0 | 0 | 0 | 0 | 0 | 0 | 4431.9028 | 4410.9842 | 4390.1643 | 4369.4428 | 4348.819 | 4328.2926 | 4307.863 | 4287.5299 | 4267.2928 | 4247.1512 | 0 | 0 | 0 | 0 | 0 | 0 | 0 | 0 | 0 | 0 | 0 | 0 | 0 | 0 | 43389.4425 | 4431.9028 | 8842.887 | 13233.0513 | 17602.4941 | 21951.3131 | 26279.6056 | 30587.4686 | 34874.9986 | 39142.2913 | 43389.4425 | 43389.4425 | 43389.4425 | 43389.4425 | 43389.4425 | 43389.4425 | 43389.4425 | 43389.4425 | 43389.4425 | 43389.4425 | 43389.4425 | 43389.4425 | 43389.4425 | 43389.4425 | 43389.4425 | 0 | 0 | 0 | 0 | 0 | 0 | 0 | 0 | 0 | 0 | 0 | 0 | 0 | 0 | 0 | 0 | 0 | 0 | 0 | 0 | 0 | 0 | 0 | 0 | 0 | 0 | 0 | 0 | 0 | 0 | 0 | 0 | 0 | 0 | 0 | 0 | 0 | 0 | 0 | 0 | 0 | 0 | 0 | 0 | 0 | 0 | 0 | 0 | 0 | 0 | 0 | 0 | 0 | 0 | 0 | 0 | 0 | 0 | 0 | 0 | 0 | 0.62492 | 1.2469 | 1.8659 | 2.482 | 3.0952 | 3.7056 | 4.313 | 4.9175 | 5.5193 | 6.1181 | 6.1181 | 6.1181 | 6.1181 | 6.1181 | 6.1181 | 6.1181 | 6.1181 | 6.1181 | 6.1181 | 6.1181 | 6.1181 | 6.1181 | 6.1181 | 6.1181 | 12141.7529 | 12084.4439 | 12027.4053 | 11970.6359 | 11914.1345 | 11857.8998 | 11801.9305 | 11746.2254 | 11690.7832 | 11635.6027 | 0 | 0 | 0 | 0 | 0 | 0 | 0 | 0 | 0 | 0 | 0 | 0 | 0 | 0 | 118870.8143 | 0 | 0 | 0 | 0 | 0 | 0 | 0 | 0 | 0 | 0 | 0 | 0 | 0 | 0 | 0 | 0 | 0 | 0 | 0 | 0 | 0.01557% | 0.69015 | 1.377 | 2.0607 | 2.7411 | 3.4183 | 4.0923 | 4.7632 | 5.4308 | 6.0953 | 6.7567 | 6.7567 | 6.7567 | 6.7567 | 6.7567 | 6.7567 | 6.7567 | 6.7567 | 6.7567 | 6.7567 | 6.7567 | 6.7567 | 6.7567 | 6.7567 | 6.7567
| ComHotelOccControls_PSE | M_Input | PSE Business Case: Commercial Hospitality Occupancy Sensors 2018 | 2020 | Retro | 2022 | 2045 | PSE | Commercial | Lodging | Electric | Per Hotel Room for Occupancy Controls | Per Hotel Room for Occupancy Controls | 100 | Hospitality HVAC Occupancy Controls |  | 260 | 10 | 125 | 0 |  | 0 | 0 | 0 | 0 | 0 | 0 | 0 | 0 |  | 0 | 0 | 0 | Heating | Electric Resistance Heat and Cooling | HVCA Occupancy Controls | HVAC Occupancy Controls | ResSpHtHPZ1 | 0.03002% | 56.57% | 56.57% | 16.3333 | 0.00052041 | 1% | 10% | 85% | 6.8% | 0.2% | 121.5555 | 11.4909 | 13.3046 | 206.9338 | 0 | 0 | 0 | 207.1382 | 0.20444 |  | 0.068247 | 0 | 0.068247 | 04. $0.062 to $0.070 | 1 | 0 | 01. ($9,999.00) to $0.22 | 1 | 4.3828 | 4.3666 | 4.3504 | 4.3343 | 4.3183 | 4.3023 | 4.2864 | 4.2705 | 4.2547 | 4.239 | 0 | 0 | 0 | 0 | 0 | 0 | 0 | 0 | 0 | 0 | 0 | 0 | 0 | 0 | 1139.5248 | 1135.3086 | 1131.1079 | 1126.9228 | 1122.7532 | 1118.599 | 1114.4602 | 1110.3367 | 1106.2285 | 1102.1354 | 0 | 0 | 0 | 0 | 0 | 0 | 0 | 0 | 0 | 0 | 0 | 0 | 0 | 0 | 11207.3772 | 1139.5248 | 2274.8334 | 3405.9413 | 4532.8641 | 5655.6173 | 6774.2164 | 7888.6766 | 8999.0133 | 10105.2417 | 11207.3772 | 11207.3772 | 11207.3772 | 11207.3772 | 11207.3772 | 11207.3772 | 11207.3772 | 11207.3772 | 11207.3772 | 11207.3772 | 11207.3772 | 11207.3772 | 11207.3772 | 11207.3772 | 11207.3772 | 0 | 0 | 0 | 0 | 0 | 0 | 0 | 0 | 0 | 0 | 0 | 0 | 0 | 0 | 0 | 0 | 0 | 0 | 0 | 0 | 0 | 0 | 0 | 0 | 0 | 0 | 0 | 0 | 0 | 0 | 0 | 0 | 0 | 0 | 0 | 0 | 0 | 0 | 0 | 0 | 0 | 0 | 0 | 0 | 0 | 0 | 0 | 0 | 0 | 0 | 0 | 0 | 0 | 0 | 0 | 0 | 0 | 0 | 0 | 0 | 0 | 0.34213 | 0.68299 | 1.0226 | 1.3609 | 1.698 | 2.0339 | 2.3685 | 2.7018 | 3.034 | 3.3649 | 3.3649 | 3.3649 | 3.3649 | 3.3649 | 3.3649 | 3.3649 | 3.3649 | 3.3649 | 3.3649 | 3.3649 | 3.3649 | 3.3649 | 3.3649 | 3.3649 | 907.843 | 904.4839 | 901.1373 | 897.8031 | 894.4813 | 891.1717 | 887.8743 | 884.5892 | 881.3162 | 878.0554 | 0 | 0 | 0 | 0 | 0 | 0 | 0 | 0 | 0 | 0 | 0 | 0 | 0 | 0 | 8928.7555 | 0 | 0 | 0 | 0 | 0 | 0 | 0 | 0 | 0 | 0 | 0 | 0 | 0 | 0 | 0 | 0 | 0 | 0 | 0 | 0 | 0.003628% | 0.041338 | 0.082523 | 0.12355 | 0.16444 | 0.20516 | 0.24574 | 0.28617 | 0.32645 | 0.36658 | 0.40656 | 0.40656 | 0.40656 | 0.40656 | 0.40656 | 0.40656 | 0.40656 | 0.40656 | 0.40656 | 0.40656 | 0.40656 | 0.40656 | 0.40656 | 0.40656 | 0.40656
| ComHotFoodHoldingCabinet_PSE | M_Input | PSE Business Case "QC APPROVED - Measure Case_Food Cabinet_2020" | 2020 | NR and New | 2022 | 2045 | PSE | Commercial | All Commercial | Electric | Per Hot Food Holding Cabinet - Under 13 ft | Per Hot Food Holding Cabinet - Under 13 ft | 250 | CKTCH: Food Cabinet - Hot - Under 13 Ft |  | 1605 | 10 | 280.59 | 0 |  | 0 | 0 | 0 | 0 | 0 | 0 | 0 | 0 |  | 0 | 0 | 0 | Cooking | Cooking | Hot Food Holding Cabinet | Food Cabinet | CommVENT | 0.0141% | 47.16% | 47.16% | 0.3393 | 6.1369e-06 | 18.3% | 10% | 85% | 6.8% | 0.2% | 750.3713 | 33.314 | 78.3685 | 464.5084 | 0 | 0 | 0 | 408.944 | -55.5645 |  | 0.021827 | 0 | 0.021827 | 01. ($9,999.000) to $0.028 | 1 | 0 | 01. ($9,999.00) to $0.22 | 1 | 1.3804 | 3.1379 | 5.0924 | 6.8377 | 9.4963 | 12.6947 | 16.5484 | 18.5362 | 23.0138 | 26.5367 | 27.4705 | 26.1969 | 30.4689 | 31.986 | 30.9088 | 28.5796 | 29.8789 | 30.4311 | 30.7586 | 29.1098 | 29.9337 | 29.9475 | 30.8644 | 29.2607 | 2215.5706 | 5036.3788 | 8173.2781 | 10974.4427 | 15241.5488 | 20374.9325 | 26560.2035 | 29750.648 | 36937.1224 | 42591.3734 | 44090.078 | 42045.9906 | 48902.5127 | 51337.537 | 49608.6225 | 45870.2292 | 47955.6631 | 48841.8802 | 49367.5716 | 46721.2079 | 48043.6685 | 48065.7386 | 49537.3974 | 46963.4306 | 865207.0268 | 2215.5706 | 7251.9494 | 15425.2276 | 26399.6702 | 41641.2191 | 62016.1516 | 88576.3552 | 118327.0031 | 155264.1256 | 197855.499 | 241945.577 | 283991.5675 | 332894.0802 | 384231.6172 | 433840.2397 | 479710.4688 | 527666.132 | 576508.0122 | 625875.5838 | 672596.7918 | 720640.4602 | 768706.1988 | 818243.5962 | 865207.0268 | 0 | 0 | 0 | 0 | 0 | 0 | 0 | 0 | 0 | 0 | 0 | 0 | 0 | 0 | 0 | 0 | 0 | 0 | 0 | 0 | 0 | 0 | 0 | 0 | 0 | 0 | 0 | 0 | 0 | 0 | 0 | 0 | 0 | 0 | 0 | 0 | 0 | 0 | 0 | 0 | 0 | 0 | 0 | 0 | 0 | 0 | 0 | 0 | 0 | 0 | 0 | 0 | 0 | 0 | 0 | 0 | 0 | 0 | 0 | 0 | 0 | 0.31241 | 1.0226 | 2.175 | 3.7225 | 5.8716 | 8.7446 | 12.4897 | 16.6847 | 21.893 | 27.8986 | 34.1155 | 40.0442 | 46.9397 | 54.1785 | 61.1736 | 67.6415 | 74.4035 | 81.2905 | 88.2515 | 94.8394 | 101.6138 | 108.3913 | 115.3764 | 121.9984 | 564.5135 | 1283.2378 | 2082.5001 | 2796.2193 | 3883.4513 | 5191.4054 | 6767.3737 | 7580.279 | 9411.3477 | 10852.0155 | 11233.8761 | 10713.0554 | 12460.0543 | 13080.4833 | 12639.9667 | 11687.4475 | 12218.803 | 12444.6056 | 12578.5484 | 11904.2715 | 12241.2262 | 12246.8495 | 12621.819 | 11965.9884 | 220449.3385 | 0 | 0 | 0 | 0 | 0 | 0 | 0 | 0 | 0 | 0 | 0 | 0 | 0 | 0 | 0 | 0 | 0 | 0 | 0 | 0 | 0.01557% | 0.34501 | 1.1293 | 2.4021 | 4.111 | 6.4845 | 9.6573 | 13.7934 | 18.4262 | 24.1782 | 30.8106 | 37.6764 | 44.224 | 51.8392 | 59.8336 | 67.5588 | 74.7018 | 82.1696 | 89.7754 | 97.4631 | 104.7386 | 112.2201 | 119.7051 | 127.4192 | 134.7324
| ComHotFoodHoldingCabinet_PSE | M_Input | PSE Business Case "QC APPROVED - Measure Case_Food Cabinet_2020" | 2020 | NR and New | 2022 | 2045 | PSE | Commercial | All Commercial | Electric | Per Hot Food Holding Cabinet - 13 ft to Under 28 ft | Per Hot Food Holding Cabinet - 13 ft to Under 28 ft | 550 | CKTCH: Food Cabinet - Hot - 13 Ft to Under 28 Ft |  | 2840 | 10 | 597.41 | 0 |  | 0 | 0 | 0 | 0 | 0 | 0 | 0 | 0 |  | 0 | 0 | 0 | Cooking | Cooking | Hot Food Holding Cabinet | Food Cabinet | CommVENT | 0.0141% | 47.16% | 47.16% | 0.3393 | 6.1369e-06 | 18.3% | 10% | 85% | 6.8% | 0.2% | 1327.7599 | 58.9481 | 138.6708 | 988.9946 | 0 | 0 | 0 | 910.8577 | -78.1368 |  | 0.027475 | 0 | 0.027475 | 01. ($9,999.000) to $0.028 | 1 | 0 | 01. ($9,999.00) to $0.22 | 1 | 1.3804 | 3.1379 | 5.0924 | 6.8377 | 9.4963 | 12.6947 | 16.5484 | 18.5362 | 23.0138 | 26.5367 | 27.4705 | 26.1969 | 30.4689 | 31.986 | 30.9088 | 28.5796 | 29.8789 | 30.4311 | 30.7586 | 29.1098 | 29.9337 | 29.9475 | 30.8644 | 29.2607 | 3920.3866 | 8911.7233 | 14462.3738 | 19418.9515 | 26969.4696 | 36052.8401 | 46997.4941 | 52642.8911 | 65359.145 | 75364.1748 | 78016.0881 | 74399.1359 | 86531.549 | 90840.2524 | 87780.9893 | 81166.013 | 84856.1266 | 86424.2616 | 87354.4569 | 82671.7947 | 85011.8495 | 85050.902 | 87654.9586 | 83100.4005 | 1530958.2281 | 3920.3866 | 12832.1099 | 27294.4837 | 46713.4352 | 73682.9048 | 109735.7449 | 156733.239 | 209376.1302 | 274735.2751 | 350099.4499 | 428115.5381 | 502514.674 | 589046.223 | 679886.4753 | 767667.4646 | 848833.4776 | 933689.6042 | 1020113.8658 | 1107468.3227 | 1190140.1175 | 1275151.967 | 1360202.869 | 1447857.8276 | 1530958.2281 | 0 | 0 | 0 | 0 | 0 | 0 | 0 | 0 | 0 | 0 | 0 | 0 | 0 | 0 | 0 | 0 | 0 | 0 | 0 | 0 | 0 | 0 | 0 | 0 | 0 | 0 | 0 | 0 | 0 | 0 | 0 | 0 | 0 | 0 | 0 | 0 | 0 | 0 | 0 | 0 | 0 | 0 | 0 | 0 | 0 | 0 | 0 | 0 | 0 | 0 | 0 | 0 | 0 | 0 | 0 | 0 | 0 | 0 | 0 | 0 | 0 | 0.55279 | 1.8094 | 3.8487 | 6.5868 | 10.3897 | 15.4733 | 22.1002 | 29.5231 | 38.739 | 49.3657 | 60.3664 | 70.857 | 83.0584 | 95.8673 | 108.2449 | 119.6897 | 131.6548 | 143.8411 | 156.1585 | 167.8156 | 179.8027 | 191.7953 | 204.1551 | 215.8726 | 1257.3642 | 2858.2085 | 4638.4384 | 6228.1346 | 8649.7711 | 11563.031 | 15073.2503 | 16883.8678 | 20962.2826 | 24171.1413 | 25021.675 | 23861.6297 | 27752.7924 | 29134.6994 | 28153.5186 | 26031.9333 | 27215.4433 | 27718.3827 | 28016.7192 | 26514.8745 | 27265.3875 | 27277.9126 | 28113.0975 | 26652.3389 | 491015.8942 | 0 | 0 | 0 | 0 | 0 | 0 | 0 | 0 | 0 | 0 | 0 | 0 | 0 | 0 | 0 | 0 | 0 | 0 | 0 | 0 | 0.01557% | 0.61049 | 1.9983 | 4.2504 | 7.2743 | 11.4741 | 17.0884 | 24.4069 | 32.6046 | 42.7825 | 54.5185 | 66.6673 | 78.253 | 91.7279 | 105.8738 | 119.5433 | 132.1827 | 145.3967 | 158.855 | 172.458 | 185.3319 | 198.5702 | 211.8146 | 225.4645 | 238.4051
| ComHotFoodHoldingCabinet_PSE | M_Input | PSE Business Case "QC APPROVED - Measure Case_Food Cabinet_2020" | 2020 | NR and New | 2022 | 2045 | PSE | Commercial | All Commercial | Electric | Per Hot Food Holding Cabinet - 28 ft or More | Per Hot Food Holding Cabinet - 28 ft or More | 2000 | CKTCH: Food Cabinet - Hot - 28 Ft or More |  | 5238 | 10 | 2520.75 | 0 |  | 0 | 0 | 0 | 0 | 0 | 0 | 0 | 0 |  | 0 | 0 | 0 | Cooking | Cooking | Hot Food Holding Cabinet | Food Cabinet | CommVENT | 0.0141% | 47.16% | 47.16% | 0.3393 | 6.1369e-06 | 18.3% | 10% | 85% | 6.8% | 0.2% | 2448.8754 | 108.7218 | 255.7597 | 4173.027 | 0 | 0 | 0 | 4312.6955 | 139.6685 |  | 0.070531 | 0 | 0.070531 | 05. $0.070 to $0.077 | 1 | 0 | 01. ($9,999.00) to $0.22 | 1 | 1.3804 | 3.1379 | 5.0924 | 6.8377 | 9.4963 | 12.6947 | 16.5484 | 18.5362 | 23.0138 | 26.5367 | 27.4705 | 26.1969 | 30.4689 | 31.986 | 30.9088 | 28.5796 | 29.8789 | 30.4311 | 30.7586 | 29.1098 | 29.9337 | 29.9475 | 30.8644 | 29.2607 | 7230.6286 | 16436.4812 | 26673.9134 | 35815.6577 | 49741.5781 | 66494.6396 | 86680.5895 | 97092.7689 | 120546.1977 | 138999.1364 | 143890.2358 | 137219.2514 | 159595.8639 | 167542.6908 | 161900.2894 | 149699.8507 | 156505.7716 | 159397.9867 | 161113.6075 | 152477.0637 | 156792.9816 | 156865.0087 | 161667.8427 | 153267.5697 | 2823647.6053 | 7230.6286 | 23667.1097 | 50341.0231 | 86156.6808 | 135898.2589 | 202392.8985 | 289073.488 | 386166.257 | 506712.4546 | 645711.5911 | 789601.8269 | 926821.0783 | 1086416.9422 | 1253959.633 | 1415859.9224 | 1565559.7731 | 1722065.5447 | 1881463.5314 | 2042577.1389 | 2195054.2026 | 2351847.1842 | 2508712.1928 | 2670380.0356 | 2823647.6053 | 0 | 0 | 0 | 0 | 0 | 0 | 0 | 0 | 0 | 0 | 0 | 0 | 0 | 0 | 0 | 0 | 0 | 0 | 0 | 0 | 0 | 0 | 0 | 0 | 0 | 0 | 0 | 0 | 0 | 0 | 0 | 0 | 0 | 0 | 0 | 0 | 0 | 0 | 0 | 0 | 0 | 0 | 0 | 0 | 0 | 0 | 0 | 0 | 0 | 0 | 0 | 0 | 0 | 0 | 0 | 0 | 0 | 0 | 0 | 0 | 0 | 1.0196 | 3.3372 | 7.0983 | 12.1485 | 19.1623 | 28.5384 | 40.7608 | 54.4513 | 71.4489 | 91.0485 | 111.3377 | 130.6863 | 153.1901 | 176.8145 | 199.6432 | 220.7516 | 242.8197 | 265.2956 | 288.0134 | 309.5134 | 331.622 | 353.7407 | 376.5367 | 398.1482 | 5953.3218 | 13532.9398 | 21961.9066 | 29488.7413 | 40954.6165 | 54748.212 | 71368.2685 | 79941.113 | 99251.4408 | 114444.6265 | 118471.7022 | 112979.1622 | 131402.8958 | 137945.8978 | 133300.2393 | 123255.0355 | 128858.6752 | 131239.974 | 132652.5265 | 125541.6476 | 129095.1489 | 129154.4522 | 133108.8549 | 126192.509 | 2324843.9079 | 0 | 0 | 0 | 0 | 0 | 0 | 0 | 0 | 0 | 0 | 0 | 0 | 0 | 0 | 0 | 0 | 0 | 0 | 0 | 0 | 0.01557% | 1.126 | 3.6855 | 7.8392 | 13.4166 | 21.1625 | 31.5172 | 45.0153 | 60.1349 | 78.9067 | 100.552 | 122.959 | 144.3272 | 169.1799 | 195.2701 | 220.4816 | 243.7933 | 268.1648 | 292.9867 | 318.0758 | 341.8199 | 366.2362 | 390.6636 | 415.839 | 439.7063
| ComIceMakers_PSE | M-Input | PSE Business Case: Ice Maker | 2020 | NR and New | 2022 | 2045 | PSE | Commercial | All Commercial | Electric | Ice Maker - Self Contained - AC - IHR less than 110 | Ice Maker - Self Contained - AC - IHR less than 110 | 150 | Ice Maker - Self Contained - AC - IHR less than 110 - Comm |  | 344 | 10 | 151.82 | 0 |  | 764.7679 | 0 | 0 | 0 | 0 | 0 | 0 | 0 |  | 0 | 0 | 0 | Other | Ice Makers | Ice Makers | Ice Makers | GrocRefLoad | 0.01083% | 100% | 100% | 0.91316 | 1.6516e-05 | 11.11% | 10% | 85% | 6.8% | 0.2% | 160.8273 | 5.4865 | 16.6314 | 251.3335 | 0 | 0 | 0 | -8667.9539 | -8221.1989 |  | -2.1585 | 0 | -2.1585 | 01. ($9,999.000) to $0.028 | 1 | 0 | 01. ($9,999.00) to $0.22 | 1 | 12.1659 | 24.8269 | 36.0932 | 44.0304 | 56.0641 | 67.4259 | 78.2311 | 78.6428 | 89.229 | 96.1738 | 95.2423 | 88.6994 | 102.3556 | 107.8344 | 105.6178 | 98.7053 | 103.2003 | 105.1101 | 106.2424 | 100.5475 | 103.3935 | 103.441 | 106.6082 | 101.0688 | 4185.0645 | 8540.4518 | 12416.0536 | 15146.4574 | 19286.0595 | 23194.501 | 26911.4896 | 27053.131 | 30694.7664 | 33083.7925 | 32763.3654 | 30512.6057 | 35210.3217 | 37095.0365 | 36332.5096 | 33954.6203 | 35500.8931 | 36157.8809 | 36547.3745 | 34588.3407 | 35567.3761 | 35583.7149 | 36673.2038 | 34767.6614 | 691766.6718 | 4185.0645 | 12725.5162 | 25141.5698 | 40288.0273 | 59574.0868 | 82768.5878 | 109680.0774 | 136733.2084 | 167427.9748 | 200511.7672 | 233275.1327 | 263787.7384 | 298998.0601 | 336093.0966 | 372425.6062 | 406380.2264 | 441881.1195 | 478039.0004 | 514586.3749 | 549174.7156 | 584742.0917 | 620325.8066 | 656999.0104 | 691766.6718 | 0 | 0 | 0 | 0 | 0 | 0 | 0 | 0 | 0 | 0 | 0 | 0 | 0 | 0 | 0 | 0 | 0 | 0 | 0 | 0 | 0 | 0 | 0 | 0 | 0 | 0 | 0 | 0 | 0 | 0 | 0 | 0 | 0 | 0 | 0 | 0 | 0 | 0 | 0 | 0 | 0 | 0 | 0 | 0 | 0 | 0 | 0 | 0 | 0 | 0 | 0 | 0 | 0 | 0 | 0 | 0 | 0 | 0 | 0 | 0 | 0 | 0.45344 | 1.3788 | 2.724 | 4.3651 | 6.4547 | 8.9678 | 11.8836 | 14.8148 | 18.1405 | 21.725 | 25.2749 | 28.5809 | 32.3958 | 36.415 | 40.3515 | 44.0305 | 47.8769 | 51.7945 | 55.7544 | 59.5019 | 63.3556 | 67.211 | 71.1845 | 74.9515 | 0 | 0 | 0 | 0 | 0 | 0 | 0 | 0 | 0 | 0 | 0 | 0 | 0 | 0 | 0 | 0 | 0 | 0 | 0 | 0 | 0 | 0 | 0 | 0 | 0 | 0 | 0 | 0 | 0 | 0 | 0 | 0 | 0 | 0 | 0 | 0 | 0 | 0 | 0 | 0 | 0 | 0 | 0 | 0 | 0 | 0.01405% | 0.58799 | 1.7879 | 3.5323 | 5.6604 | 8.37 | 11.6288 | 15.4098 | 19.2106 | 23.5232 | 28.1714 | 32.7745 | 37.0615 | 42.0084 | 47.2202 | 52.3248 | 57.0953 | 62.0831 | 67.1632 | 72.298 | 77.1576 | 82.1547 | 87.1541 | 92.3066 | 97.1914
| ComIceMakers_PSE | M-Input | PSE Business Case: Ice Maker | 2020 | NR and New | 2022 | 2045 | PSE | Commercial | All Commercial | Electric | Ice Maker - Self Contained - AC - IHR 110 to 199 | Ice Maker - Self Contained - AC - IHR 110 to 199 | 175 | Ice Maker - Self Contained - AC - IHR 110 to 199 - Comm |  | 497 | 10 | 177.53 | 0 |  | 764.7679 | 0 | 0 | 0 | 0 | 0 | 0 | 0 |  | 0 | 0 | 0 | Other | Ice Makers | Ice Makers | Ice Makers | GrocRefLoad | 0.01083% | 100% | 100% | 0.91316 | 1.6516e-05 | 11.11% | 10% | 85% | 6.8% | 0.2% | 232.358 | 7.9267 | 24.0285 | 293.8957 | 0 | 0 | 0 | -8630.0871 | -8225.8942 |  | -1.4875 | 0 | -1.4875 | 01. ($9,999.000) to $0.028 | 1 | 0 | 01. ($9,999.00) to $0.22 | 1 | 12.1659 | 24.8269 | 36.0932 | 44.0304 | 56.0641 | 67.4259 | 78.2311 | 78.6428 | 89.229 | 96.1738 | 95.2423 | 88.6994 | 102.3556 | 107.8344 | 105.6178 | 98.7053 | 103.2003 | 105.1101 | 106.2424 | 100.5475 | 103.3935 | 103.441 | 106.6082 | 101.0688 | 6046.4449 | 12338.9666 | 17938.31 | 21883.1086 | 27863.8709 | 33510.6599 | 38880.844 | 39085.4829 | 44346.7991 | 47798.3862 | 47335.4437 | 44083.6193 | 50870.7264 | 53593.701 | 52492.0269 | 49056.5299 | 51290.5345 | 52239.729 | 52802.4568 | 49972.1085 | 51386.587 | 51410.1928 | 52984.2508 | 50231.1852 | 999441.9648 | 6046.4449 | 18385.4115 | 36323.7215 | 58206.8301 | 86070.701 | 119581.3609 | 158462.2048 | 197547.6878 | 241894.4868 | 289692.873 | 337028.3167 | 381111.936 | 431982.6624 | 485576.3634 | 538068.3903 | 587124.9202 | 638415.4546 | 690655.1837 | 743457.6405 | 793429.749 | 844816.336 | 896226.5287 | 949210.7796 | 999441.9648 | 0 | 0 | 0 | 0 | 0 | 0 | 0 | 0 | 0 | 0 | 0 | 0 | 0 | 0 | 0 | 0 | 0 | 0 | 0 | 0 | 0 | 0 | 0 | 0 | 0 | 0 | 0 | 0 | 0 | 0 | 0 | 0 | 0 | 0 | 0 | 0 | 0 | 0 | 0 | 0 | 0 | 0 | 0 | 0 | 0 | 0 | 0 | 0 | 0 | 0 | 0 | 0 | 0 | 0 | 0 | 0 | 0 | 0 | 0 | 0 | 0 | 0.65512 | 1.992 | 3.9356 | 6.3066 | 9.3256 | 12.9564 | 17.1691 | 21.4039 | 26.2088 | 31.3876 | 36.5163 | 41.2927 | 46.8044 | 52.6112 | 58.2986 | 63.6138 | 69.171 | 74.8311 | 80.5521 | 85.9665 | 91.5341 | 97.1043 | 102.845 | 108.2875 | 0 | 0 | 0 | 0 | 0 | 0 | 0 | 0 | 0 | 0 | 0 | 0 | 0 | 0 | 0 | 0 | 0 | 0 | 0 | 0 | 0 | 0 | 0 | 0 | 0 | 0 | 0 | 0 | 0 | 0 | 0 | 0 | 0 | 0 | 0 | 0 | 0 | 0 | 0 | 0 | 0 | 0 | 0 | 0 | 0 | 0.01405% | 0.84951 | 2.5831 | 5.1034 | 8.1779 | 12.0927 | 16.8009 | 22.2635 | 27.7549 | 33.9855 | 40.7011 | 47.3516 | 53.5452 | 60.6924 | 68.2222 | 75.5972 | 82.4895 | 89.6957 | 97.0352 | 104.4538 | 111.4748 | 118.6944 | 125.9174 | 133.3616 | 140.4189
| ComIceMakers_PSE | M-Input | PSE Business Case: Ice Maker | 2020 | NR and New | 2022 | 2045 | PSE | Commercial | All Commercial | Electric | Ice Maker - Self Contained - AC - IHR 200 or more | Ice Maker - Self Contained - AC - IHR 200 or more | 200 | Ice Maker - Self Contained - AC - IHR 200 or more - Comm |  | 745 | 10 | 224.48 | 0 |  | 764.7679 | 0 | 0 | 0 | 0 | 0 | 0 | 0 |  | 0 | 0 | 0 | Other | Ice Makers | Ice Makers | Ice Makers | GrocRefLoad | 0.01083% | 100% | 100% | 0.91316 | 1.6516e-05 | 11.11% | 10% | 85% | 6.8% | 0.2% | 348.3032 | 11.8821 | 36.0185 | 371.62 | 0 | 0 | 0 | -8558.9182 | -8232.4497 |  | -0.98415 | 0 | -0.98415 | 01. ($9,999.000) to $0.028 | 1 | 0 | 01. ($9,999.00) to $0.22 | 1 | 12.1659 | 24.8269 | 36.0932 | 44.0304 | 56.0641 | 67.4259 | 78.2311 | 78.6428 | 89.229 | 96.1738 | 95.2423 | 88.6994 | 102.3556 | 107.8344 | 105.6178 | 98.7053 | 103.2003 | 105.1101 | 106.2424 | 100.5475 | 103.3935 | 103.441 | 106.6082 | 101.0688 | 9063.5844 | 18496.0365 | 26889.4184 | 32802.6476 | 41767.7743 | 50232.2768 | 58282.1504 | 58588.903 | 66475.5841 | 71649.4924 | 70955.5443 | 66081.0793 | 76254.9118 | 80336.6343 | 78685.2315 | 73535.4422 | 76884.2016 | 78307.0385 | 79150.564 | 74907.8891 | 77028.1837 | 77063.5687 | 79423.0721 | 75296.2435 | 1498157.4724 | 9063.5844 | 27559.6209 | 54449.0393 | 87251.6869 | 129019.4613 | 179251.7381 | 237533.8885 | 296122.7915 | 362598.3756 | 434247.868 | 505203.4123 | 571284.4916 | 647539.4033 | 727876.0377 | 806561.2691 | 880096.7113 | 956980.9129 | 1035287.9514 | 1114438.5154 | 1189346.4044 | 1266374.5881 | 1343438.1568 | 1422861.2289 | 1498157.4724 | 0 | 0 | 0 | 0 | 0 | 0 | 0 | 0 | 0 | 0 | 0 | 0 | 0 | 0 | 0 | 0 | 0 | 0 | 0 | 0 | 0 | 0 | 0 | 0 | 0 | 0 | 0 | 0 | 0 | 0 | 0 | 0 | 0 | 0 | 0 | 0 | 0 | 0 | 0 | 0 | 0 | 0 | 0 | 0 | 0 | 0 | 0 | 0 | 0 | 0 | 0 | 0 | 0 | 0 | 0 | 0 | 0 | 0 | 0 | 0 | 0 | 0.98202 | 2.986 | 5.8994 | 9.4535 | 13.979 | 19.4216 | 25.7363 | 32.0843 | 39.2868 | 47.0499 | 54.7377 | 61.8975 | 70.1596 | 78.8639 | 87.3892 | 95.3567 | 103.6869 | 112.1713 | 120.7471 | 128.8632 | 137.2091 | 145.5587 | 154.1641 | 162.3223 | 0 | 0 | 0 | 0 | 0 | 0 | 0 | 0 | 0 | 0 | 0 | 0 | 0 | 0 | 0 | 0 | 0 | 0 | 0 | 0 | 0 | 0 | 0 | 0 | 0 | 0 | 0 | 0 | 0 | 0 | 0 | 0 | 0 | 0 | 0 | 0 | 0 | 0 | 0 | 0 | 0 | 0 | 0 | 0 | 0 | 0.01405% | 1.2734 | 3.8721 | 7.6499 | 12.2586 | 18.1269 | 25.1844 | 33.3729 | 41.6045 | 50.9441 | 61.0107 | 70.9797 | 80.2639 | 90.9775 | 102.2646 | 113.3197 | 123.6512 | 134.4533 | 145.4552 | 156.5756 | 167.1 | 177.9222 | 188.7495 | 199.9082 | 210.4871
| ComIceMakers_PSE | M-Input | PSE Business Case: Ice Maker | 2020 | NR and New | 2022 | 2045 | PSE | Commercial | All Commercial | Electric | Ice Maker - Ice Making Head - AC - IHR less than 300 | Ice Maker - Ice Making Head - AC - IHR less than 300 | 175 | Ice Maker - Ice Making Head - AC - IHR less than 300 - Comm |  | 414 | 10 | 199.15 | 0 |  | 764.7679 | 0 | 0 | 0 | 0 | 0 | 0 | 0 |  | 0 | 0 | 0 | Other | Ice Makers | Ice Makers | Ice Makers | GrocRefLoad | 0.01083% | 100% | 100% | 0.91316 | 1.6516e-05 | 11.11% | 10% | 85% | 6.8% | 0.2% | 193.5537 | 6.6029 | 20.0157 | 329.6869 | 0 | 0 | 0 | -8584.6353 | -8216.2337 |  | -1.7763 | 0 | -1.7763 | 01. ($9,999.000) to $0.028 | 1 | 0 | 01. ($9,999.00) to $0.22 | 1 | 12.1659 | 24.8269 | 36.0932 | 44.0304 | 56.0641 | 67.4259 | 78.2311 | 78.6428 | 89.229 | 96.1738 | 95.2423 | 88.6994 | 102.3556 | 107.8344 | 105.6178 | 98.7053 | 103.2003 | 105.1101 | 106.2424 | 100.5475 | 103.3935 | 103.441 | 106.6082 | 101.0688 | 5036.6764 | 10278.3344 | 14942.5761 | 18228.5854 | 23210.5484 | 27914.3122 | 32387.6648 | 32558.1286 | 36940.7944 | 39815.9595 | 39430.3293 | 36721.5662 | 42375.2127 | 44643.4451 | 43725.7528 | 40863.9907 | 42724.912 | 43515.5892 | 43984.3403 | 41626.6659 | 42804.9235 | 42824.5871 | 44135.7743 | 41842.4762 | 832533.1457 | 5036.6764 | 15315.0108 | 30257.5869 | 48486.1723 | 71696.7207 | 99611.033 | 131998.6978 | 164556.8264 | 201497.6208 | 241313.5803 | 280743.9097 | 317465.4759 | 359840.6886 | 404484.1337 | 448209.8865 | 489073.8772 | 531798.7892 | 575314.3784 | 619298.7186 | 660925.3845 | 703730.308 | 746554.8952 | 790690.6695 | 832533.1457 | 0 | 0 | 0 | 0 | 0 | 0 | 0 | 0 | 0 | 0 | 0 | 0 | 0 | 0 | 0 | 0 | 0 | 0 | 0 | 0 | 0 | 0 | 0 | 0 | 0 | 0 | 0 | 0 | 0 | 0 | 0 | 0 | 0 | 0 | 0 | 0 | 0 | 0 | 0 | 0 | 0 | 0 | 0 | 0 | 0 | 0 | 0 | 0 | 0 | 0 | 0 | 0 | 0 | 0 | 0 | 0 | 0 | 0 | 0 | 0 | 0 | 0.54571 | 1.6593 | 3.2783 | 5.2534 | 7.7682 | 10.7926 | 14.3018 | 17.8294 | 21.8319 | 26.1458 | 30.418 | 34.3967 | 38.988 | 43.825 | 48.5626 | 52.9901 | 57.6193 | 62.3341 | 67.0997 | 71.6099 | 76.2477 | 80.8877 | 85.6697 | 90.2032 | 0 | 0 | 0 | 0 | 0 | 0 | 0 | 0 | 0 | 0 | 0 | 0 | 0 | 0 | 0 | 0 | 0 | 0 | 0 | 0 | 0 | 0 | 0 | 0 | 0 | 0 | 0 | 0 | 0 | 0 | 0 | 0 | 0 | 0 | 0 | 0 | 0 | 0 | 0 | 0 | 0 | 0 | 0 | 0 | 0 | 0.01405% | 0.70764 | 2.1517 | 4.2511 | 6.8122 | 10.0732 | 13.9951 | 18.5455 | 23.1198 | 28.3099 | 33.9039 | 39.4438 | 44.603 | 50.5567 | 56.8289 | 62.9723 | 68.7136 | 74.7163 | 80.8301 | 87.0098 | 92.8582 | 98.8722 | 104.889 | 111.0899 | 116.9687
| ComIceMakers_PSE | M-Input | PSE Business Case: Ice Maker | 2020 | NR and New | 2022 | 2045 | PSE | Commercial | All Commercial | Electric | Ice Maker - Ice Making Head - AC - IHR 300 to 799 | Ice Maker - Ice Making Head - AC - IHR 300 to 799 | 250 | Ice Maker - Ice Making Head - AC - IHR 300 to 799 - Comm |  | 666 | 10 | 272.88 | 0 |  | 764.7679 | 0 | 0 | 0 | 0 | 0 | 0 | 0 |  | 0 | 0 | 0 | Other | Ice Makers | Ice Makers | Ice Makers | GrocRefLoad | 0.01083% | 100% | 100% | 0.91316 | 1.6516e-05 | 11.11% | 10% | 85% | 6.8% | 0.2% | 311.369 | 10.6221 | 32.1991 | 451.7448 | 0 | 0 | 0 | -8464.0341 | -8217.6903 |  | -1.0887 | 0 | -1.0887 | 01. ($9,999.000) to $0.028 | 1 | 0 | 01. ($9,999.00) to $0.22 | 1 | 12.1659 | 24.8269 | 36.0932 | 44.0304 | 56.0641 | 67.4259 | 78.2311 | 78.6428 | 89.229 | 96.1738 | 95.2423 | 88.6994 | 102.3556 | 107.8344 | 105.6178 | 98.7053 | 103.2003 | 105.1101 | 106.2424 | 100.5475 | 103.3935 | 103.441 | 106.6082 | 101.0688 | 8102.4795 | 16534.7118 | 24038.0573 | 29324.2461 | 37338.7083 | 44905.6327 | 52101.8956 | 52376.12 | 59426.4953 | 64051.761 | 63431.3994 | 59073.8239 | 68168.8205 | 71817.7161 | 70341.4284 | 65737.7241 | 68731.3802 | 70003.3391 | 70757.4169 | 66964.6364 | 68860.0944 | 68891.7272 | 71001.0283 | 67311.8096 | 1339292.4518 | 8102.4795 | 24637.1913 | 48675.2486 | 77999.4946 | 115338.2029 | 160243.8357 | 212345.7312 | 264721.8512 | 324148.3465 | 388200.1075 | 451631.5068 | 510705.3307 | 578874.1512 | 650691.8672 | 721033.2956 | 786771.0198 | 855502.4 | 925505.7391 | 996263.156 | 1063227.7924 | 1132087.8868 | 1200979.614 | 1271980.6422 | 1339292.4518 | 0 | 0 | 0 | 0 | 0 | 0 | 0 | 0 | 0 | 0 | 0 | 0 | 0 | 0 | 0 | 0 | 0 | 0 | 0 | 0 | 0 | 0 | 0 | 0 | 0 | 0 | 0 | 0 | 0 | 0 | 0 | 0 | 0 | 0 | 0 | 0 | 0 | 0 | 0 | 0 | 0 | 0 | 0 | 0 | 0 | 0 | 0 | 0 | 0 | 0 | 0 | 0 | 0 | 0 | 0 | 0 | 0 | 0 | 0 | 0 | 0 | 0.87789 | 2.6694 | 5.2739 | 8.4511 | 12.4967 | 17.3621 | 23.0072 | 28.6821 | 35.1208 | 42.0607 | 48.9333 | 55.3339 | 62.7198 | 70.5011 | 78.1225 | 85.245 | 92.6919 | 100.2766 | 107.9431 | 115.1985 | 122.6594 | 130.1237 | 137.8165 | 145.1096 | 0 | 0 | 0 | 0 | 0 | 0 | 0 | 0 | 0 | 0 | 0 | 0 | 0 | 0 | 0 | 0 | 0 | 0 | 0 | 0 | 0 | 0 | 0 | 0 | 0 | 0 | 0 | 0 | 0 | 0 | 0 | 0 | 0 | 0 | 0 | 0 | 0 | 0 | 0 | 0 | 0 | 0 | 0 | 0 | 0 | 0.01405% | 1.1384 | 3.4615 | 6.8387 | 10.9587 | 16.2047 | 22.5138 | 29.834 | 37.1927 | 45.542 | 54.5411 | 63.453 | 71.7527 | 81.3303 | 91.4205 | 101.3032 | 110.5392 | 120.1958 | 130.0311 | 139.9723 | 149.3807 | 159.0553 | 168.7344 | 178.7099 | 188.167
| ComIceMakers_PSE | M-Input | PSE Business Case: Ice Maker | 2020 | NR and New | 2022 | 2045 | PSE | Commercial | All Commercial | Electric | Ice Maker - Ice Making Head - AC - IHR 800 to 1499 | Ice Maker - Ice Making Head - AC - IHR 800 to 1499 | 375 | Ice Maker - Ice Making Head - AC - IHR 800 to 1499 - Comm |  | 1177.125 | 10 | 409.68 | 0 |  | 764.7679 | 0 | 0 | 0 | 0 | 0 | 0 | 0 |  | 0 | 0 | 0 | Other | Ice Makers | Ice Makers | Ice Makers | GrocRefLoad | 0.01083% | 100% | 100% | 0.91316 | 1.6516e-05 | 11.11% | 10% | 85% | 6.8% | 0.2% | 550.3307 | 18.7741 | 56.9105 | 678.2131 | 0 | 0 | 0 | -8243.0691 | -8223.1937 |  | -0.59988 | 0 | -0.59988 | 01. ($9,999.000) to $0.028 | 1 | 0 | 01. ($9,999.00) to $0.22 | 1 | 12.1659 | 24.8269 | 36.0932 | 44.0304 | 56.0641 | 67.4259 | 78.2311 | 78.6428 | 89.229 | 96.1738 | 95.2423 | 88.6994 | 102.3556 | 107.8344 | 105.6178 | 98.7053 | 103.2003 | 105.1101 | 106.2424 | 100.5475 | 103.3935 | 103.441 | 106.6082 | 101.0688 | 14320.7675 | 29224.3584 | 42486.1834 | 51829.284 | 65994.485 | 79368.6831 | 92087.7535 | 92572.4328 | 105033.6536 | 113208.6023 | 112112.1411 | 104410.3227 | 120485.3195 | 126934.5781 | 124325.3062 | 116188.4663 | 121479.6185 | 123727.7485 | 125060.5472 | 118356.9784 | 121707.1151 | 121763.0245 | 125491.1192 | 118970.5914 | 2367139.0801 | 14320.7675 | 43545.1259 | 86031.3093 | 137860.5933 | 203855.0783 | 283223.7614 | 375311.5148 | 467883.9476 | 572917.6012 | 686126.2035 | 798238.3446 | 902648.6673 | 1023133.9868 | 1150068.5649 | 1274393.8711 | 1390582.3373 | 1512061.9558 | 1635789.7044 | 1760850.2516 | 1879207.23 | 2000914.345 | 2122677.3695 | 2248168.4887 | 2367139.0801 | 0 | 0 | 0 | 0 | 0 | 0 | 0 | 0 | 0 | 0 | 0 | 0 | 0 | 0 | 0 | 0 | 0 | 0 | 0 | 0 | 0 | 0 | 0 | 0 | 0 | 0 | 0 | 0 | 0 | 0 | 0 | 0 | 0 | 0 | 0 | 0 | 0 | 0 | 0 | 0 | 0 | 0 | 0 | 0 | 0 | 0 | 0 | 0 | 0 | 0 | 0 | 0 | 0 | 0 | 0 | 0 | 0 | 0 | 0 | 0 | 0 | 1.5516 | 4.718 | 9.3213 | 14.9369 | 22.0873 | 30.6867 | 40.6642 | 50.6943 | 62.0744 | 74.3404 | 86.4875 | 97.8001 | 110.8545 | 124.6076 | 138.0779 | 150.6667 | 163.8288 | 177.2344 | 190.7845 | 203.6082 | 216.7949 | 229.9877 | 243.5844 | 256.4746 | 0 | 0 | 0 | 0 | 0 | 0 | 0 | 0 | 0 | 0 | 0 | 0 | 0 | 0 | 0 | 0 | 0 | 0 | 0 | 0 | 0 | 0 | 0 | 0 | 0 | 0 | 0 | 0 | 0 | 0 | 0 | 0 | 0 | 0 | 0 | 0 | 0 | 0 | 0 | 0 | 0 | 0 | 0 | 0 | 0 | 0.01405% | 2.012 | 6.118 | 12.0872 | 19.369 | 28.6411 | 39.7922 | 52.7303 | 65.7364 | 80.4934 | 96.3989 | 112.1503 | 126.8197 | 143.7476 | 161.5815 | 179.0489 | 195.3731 | 212.4407 | 229.8241 | 247.3947 | 264.0236 | 281.1231 | 298.2305 | 315.8616 | 332.5767
| ComIceMakers_PSE | M-Input | PSE Business Case: Ice Maker | 2020 | NR and New | 2022 | 2045 | PSE | Commercial | All Commercial | Electric | Ice Maker - Ice Making Head - AC - IHR 1500 or more | Ice Maker - Ice Making Head - AC - IHR 1500 or more | 450 | Ice Maker - Ice Making Head - AC - IHR 1500 or more - Comm |  | 1812 | 10 | 496.43 | 0 |  | 764.7679 | 0 | 0 | 0 | 0 | 0 | 0 | 0 |  | 0 | 0 | 0 | Other | Ice Makers | Ice Makers | Ice Makers | GrocRefLoad | 0.01083% | 100% | 100% | 0.91316 | 1.6516e-05 | 11.11% | 10% | 85% | 6.8% | 0.2% | 847.1482 | 28.8999 | 87.6048 | 821.8252 | 0 | 0 | 0 | -8122.9271 | -8246.6637 |  | -0.38402 | 0 | -0.38402 | 01. ($9,999.000) to $0.028 | 1 | 0 | 01. ($9,999.00) to $0.22 | 1 | 12.1659 | 24.8269 | 36.0932 | 44.0304 | 56.0641 | 67.4259 | 78.2311 | 78.6428 | 89.229 | 96.1738 | 95.2423 | 88.6994 | 102.3556 | 107.8344 | 105.6178 | 98.7053 | 103.2003 | 105.1101 | 106.2424 | 100.5475 | 103.3935 | 103.441 | 106.6082 | 101.0688 | 22044.5838 | 44986.3331 | 65400.8405 | 79783.0839 | 101588.1974 | 122175.6854 | 141754.7068 | 142500.7949 | 161682.8972 | 174266.9533 | 172579.1226 | 160723.3766 | 185468.3223 | 195395.9482 | 191379.3818 | 178853.9882 | 186998.8903 | 190459.5352 | 192511.1704 | 182192.0738 | 187349.0857 | 187435.1495 | 193173.9688 | 183136.6351 | 3643840.7248 | 22044.5838 | 67030.9169 | 132431.7574 | 212214.8413 | 313803.0386 | 435978.7241 | 577733.4309 | 720234.2258 | 881917.1229 | 1056184.0762 | 1228763.1988 | 1389486.5755 | 1574954.8978 | 1770350.846 | 1961730.2278 | 2140584.216 | 2327583.1063 | 2518042.6415 | 2710553.8119 | 2892745.8857 | 3080094.9714 | 3267530.1209 | 3460704.0897 | 3643840.7248 | 0 | 0 | 0 | 0 | 0 | 0 | 0 | 0 | 0 | 0 | 0 | 0 | 0 | 0 | 0 | 0 | 0 | 0 | 0 | 0 | 0 | 0 | 0 | 0 | 0 | 0 | 0 | 0 | 0 | 0 | 0 | 0 | 0 | 0 | 0 | 0 | 0 | 0 | 0 | 0 | 0 | 0 | 0 | 0 | 0 | 0 | 0 | 0 | 0 | 0 | 0 | 0 | 0 | 0 | 0 | 0 | 0 | 0 | 0 | 0 | 0 | 2.3885 | 7.2627 | 14.3487 | 22.993 | 33.9999 | 47.2374 | 62.5962 | 78.0359 | 95.5539 | 114.4354 | 133.134 | 150.548 | 170.6431 | 191.8139 | 212.5494 | 231.9279 | 252.1888 | 272.8247 | 293.6829 | 313.423 | 333.7219 | 354.0301 | 374.9601 | 394.8026 | 0 | 0 | 0 | 0 | 0 | 0 | 0 | 0 | 0 | 0 | 0 | 0 | 0 | 0 | 0 | 0 | 0 | 0 | 0 | 0 | 0 | 0 | 0 | 0 | 0 | 0 | 0 | 0 | 0 | 0 | 0 | 0 | 0 | 0 | 0 | 0 | 0 | 0 | 0 | 0 | 0 | 0 | 0 | 0 | 0 | 0.01405% | 3.0972 | 9.4177 | 18.6063 | 29.8156 | 44.0885 | 61.2538 | 81.17 | 101.191 | 123.907 | 148.391 | 172.6379 | 195.2191 | 221.2769 | 248.7295 | 275.6178 | 300.7463 | 327.0192 | 353.7782 | 380.8255 | 406.423 | 432.7451 | 459.0792 | 486.2196 | 511.9499
| ComIceMakers_PSE | M-Input | PSE Business Case: Ice Maker | 2020 | NR and New | 2022 | 2045 | PSE | Commercial | All Commercial | Electric | Ice Maker - Remote Condensing - AC - IHR less than 988 | Ice Maker - Remote Condensing - AC - IHR less than 988 | 375 | Ice Maker - Remote Condensing - AC - IHR less than 988 - Comm |  | 1319 | 10 | 399.56 | 0 |  | 764.7679 | 0 | 0 | 0 | 0 | 0 | 0 | 0 |  | 0 | 0 | 0 | Other | Ice Makers | Ice Makers | Ice Makers | GrocRefLoad | 0.01083% | 100% | 100% | 0.91316 | 1.6516e-05 | 11.11% | 10% | 85% | 6.8% | 0.2% | 616.6603 | 21.0369 | 63.7697 | 661.4598 | 0 | 0 | 0 | -8270.9685 | -8234.3397 |  | -0.53717 | 0 | -0.53717 | 01. ($9,999.000) to $0.028 | 1 | 0 | 01. ($9,999.00) to $0.22 | 1 | 12.1659 | 24.8269 | 36.0932 | 44.0304 | 56.0641 | 67.4259 | 78.2311 | 78.6428 | 89.229 | 96.1738 | 95.2423 | 88.6994 | 102.3556 | 107.8344 | 105.6178 | 98.7053 | 103.2003 | 105.1101 | 106.2424 | 100.5475 | 103.3935 | 103.441 | 106.6082 | 101.0688 | 16046.8024 | 32746.6741 | 47606.9032 | 58076.0969 | 73948.583 | 88934.7291 | 103186.7871 | 103729.8832 | 117693.014 | 126853.2624 | 125624.6483 | 116994.5551 | 135007.0183 | 142233.5848 | 139309.8259 | 130192.2795 | 136121.1569 | 138640.2466 | 140133.6831 | 132622.1553 | 136376.0729 | 136438.7209 | 140616.1505 | 133309.725 | 2652442.5585 | 16046.8024 | 48793.4765 | 96400.3797 | 154476.4766 | 228425.0596 | 317359.7887 | 420546.5758 | 524276.459 | 641969.473 | 768822.7354 | 894447.3837 | 1011441.9388 | 1146448.957 | 1288682.5419 | 1427992.3678 | 1558184.6473 | 1694305.8042 | 1832946.0508 | 1973079.7339 | 2105701.8892 | 2242077.962 | 2378516.6829 | 2519132.8335 | 2652442.5585 | 0 | 0 | 0 | 0 | 0 | 0 | 0 | 0 | 0 | 0 | 0 | 0 | 0 | 0 | 0 | 0 | 0 | 0 | 0 | 0 | 0 | 0 | 0 | 0 | 0 | 0 | 0 | 0 | 0 | 0 | 0 | 0 | 0 | 0 | 0 | 0 | 0 | 0 | 0 | 0 | 0 | 0 | 0 | 0 | 0 | 0 | 0 | 0 | 0 | 0 | 0 | 0 | 0 | 0 | 0 | 0 | 0 | 0 | 0 | 0 | 0 | 1.7386 | 5.2867 | 10.4448 | 16.7372 | 24.7494 | 34.3853 | 45.5654 | 56.8043 | 69.5561 | 83.3004 | 96.9115 | 109.5876 | 124.2154 | 139.6261 | 154.72 | 168.8261 | 183.5745 | 198.5959 | 213.7791 | 228.1484 | 242.9245 | 257.7074 | 272.9428 | 287.3867 | 0 | 0 | 0 | 0 | 0 | 0 | 0 | 0 | 0 | 0 | 0 | 0 | 0 | 0 | 0 | 0 | 0 | 0 | 0 | 0 | 0 | 0 | 0 | 0 | 0 | 0 | 0 | 0 | 0 | 0 | 0 | 0 | 0 | 0 | 0 | 0 | 0 | 0 | 0 | 0 | 0 | 0 | 0 | 0 | 0 | 0.01405% | 2.2545 | 6.8554 | 13.544 | 21.7035 | 32.0931 | 44.5882 | 59.0857 | 73.6594 | 90.195 | 108.0175 | 125.6675 | 142.1049 | 161.073 | 181.0564 | 200.6291 | 218.9208 | 238.0454 | 257.524 | 277.2124 | 295.8455 | 315.0059 | 334.1752 | 353.9314 | 372.6611
| ComIceMakers_PSE | M-Input | PSE Business Case: Ice Maker | 2020 | NR and New | 2022 | 2045 | PSE | Commercial | All Commercial | Electric | Ice Maker - Remote Condensing - AC - IHR 988 or more | Ice Maker - Remote Condensing - AC - IHR 988 or more | 500 | Ice Maker - Remote Condensing - AC - IHR 988 or more - Comm |  | 2123 | 10 | 513.35 | 0 |  | 764.7679 | 0 | 0 | 0 | 0 | 0 | 0 | 0 |  | 0 | 0 | 0 | Other | Ice Makers | Ice Makers | Ice Makers | GrocRefLoad | 0.01083% | 100% | 100% | 0.91316 | 1.6516e-05 | 11.11% | 10% | 85% | 6.8% | 0.2% | 992.5472 | 33.86 | 102.6407 | 849.8357 | 0 | 0 | 0 | -8111.5286 | -8263.2758 |  | -0.3273 | 0 | -0.3273 | 01. ($9,999.000) to $0.028 | 1 | 0 | 01. ($9,999.00) to $0.22 | 1 | 12.1659 | 24.8269 | 36.0932 | 44.0304 | 56.0641 | 67.4259 | 78.2311 | 78.6428 | 89.229 | 96.1738 | 95.2423 | 88.6994 | 102.3556 | 107.8344 | 105.6178 | 98.7053 | 103.2003 | 105.1101 | 106.2424 | 100.5475 | 103.3935 | 103.441 | 106.6082 | 101.0688 | 25828.174 | 52707.4974 | 76625.8192 | 93476.5381 | 119024.1407 | 143145.1325 | 166084.571 | 166958.7128 | 189433.1075 | 204177.0098 | 202199.4907 | 188308.901 | 217300.9096 | 228932.4493 | 224226.5052 | 209551.3339 | 219094.1744 | 223148.7821 | 225552.5468 | 213462.347 | 219504.4751 | 219605.3104 | 226329.1036 | 214569.0267 | 4269246.0589 | 25828.174 | 78535.6714 | 155161.4906 | 248638.0287 | 367662.1694 | 510807.302 | 676891.8729 | 843850.5857 | 1033283.6932 | 1237460.703 | 1439660.1938 | 1627969.0948 | 1845270.0044 | 2074202.4537 | 2298428.9589 | 2507980.2928 | 2727074.4672 | 2950223.2494 | 3175775.7961 | 3389238.1431 | 3608742.6182 | 3828347.9286 | 4054677.0322 | 4269246.0589 | 0 | 0 | 0 | 0 | 0 | 0 | 0 | 0 | 0 | 0 | 0 | 0 | 0 | 0 | 0 | 0 | 0 | 0 | 0 | 0 | 0 | 0 | 0 | 0 | 0 | 0 | 0 | 0 | 0 | 0 | 0 | 0 | 0 | 0 | 0 | 0 | 0 | 0 | 0 | 0 | 0 | 0 | 0 | 0 | 0 | 0 | 0 | 0 | 0 | 0 | 0 | 0 | 0 | 0 | 0 | 0 | 0 | 0 | 0 | 0 | 0 | 2.7984 | 8.5092 | 16.8114 | 26.9394 | 39.8354 | 55.3449 | 73.3398 | 91.4295 | 111.9542 | 134.0763 | 155.9842 | 176.3871 | 199.9312 | 224.7355 | 249.03 | 271.7345 | 295.4729 | 319.6506 | 344.0887 | 367.2169 | 390.9998 | 414.7936 | 439.3159 | 462.564 | 0 | 0 | 0 | 0 | 0 | 0 | 0 | 0 | 0 | 0 | 0 | 0 | 0 | 0 | 0 | 0 | 0 | 0 | 0 | 0 | 0 | 0 | 0 | 0 | 0 | 0 | 0 | 0 | 0 | 0 | 0 | 0 | 0 | 0 | 0 | 0 | 0 | 0 | 0 | 0 | 0 | 0 | 0 | 0 | 0 | 0.01405% | 3.6288 | 11.0341 | 21.7998 | 34.933 | 51.6555 | 71.7671 | 95.1015 | 118.5587 | 145.1736 | 173.8599 | 202.2684 | 228.7253 | 259.2555 | 291.4199 | 322.9231 | 352.3645 | 383.1467 | 414.4985 | 446.188 | 476.1789 | 507.0187 | 537.8726 | 569.6713 | 599.8176
| ComIntegratedSpaceWaterHeat_Cadmus | M_Input | Space heating savings based on PSE 2014 commercial boiler EUIs. Water heating savings adapted from PSE business case for commercial water heaters. 'EUL based on the Wisconsin February 2016 Technical Reference Manual for the measures "Boiler, 85-90% AFUE, NG" and "Boiler, ≥ 90% AFUE, NG". Cost based on NEEP 2012 cost research. | 2020 | NR and New | 2022 | 2041 | PSE | Commercial | Large Off | Gas | Per Combination Space and Water Heat Boiler kBtuh - Baseline 84% AFUE |  |  | Large Off Integrated Space and Water Heat - ENERGY STAR Boiler - AFUE 90% |  | 0 | 20 | 0.53938 | 0 |  | 0 | 0 | 0 | 0 | 0 | 0 | 0 | 0.59571 |  | 0 | 0 | 0 | Heating | Gas Heating | Integrated Space and Water Heat | Integrated Space and Water Heat 90% AFUE | CommVENT | 0.0141% | 85.15% | 85.15% | 313.4019 | 0.0013633 | 0.5% | 5% | 85% | 6.8% | 0.2% | 9.5117 | 0.11765 | 0.96294 | 0 | 0.53938 | 0 | 0 | -0.97271 | -0.43333 |  | 0 | -0.067599 | 0 | 01. ($9,999.000) to $0.028 | 1 | -0.067599 | 01. ($9,999.00) to $0.22 | 1 | 0 | 0 | 0 | 0 | 0 | 0 | 0 | 0 | 0 | 0 | 0 | 0 | 0 | 0 | 0 | 0 | 0 | 0 | 0 | 0 | 0 | 0 | 0 | 0 | 0 | 0 | 0 | 0 | 0 | 0 | 0 | 0 | 0 | 0 | 0 | 0 | 0 | 0 | 0 | 0 | 0 | 0 | 0 | 0 | 0 | 0 | 0 | 0 | 0 | 0 | 0 | 0 | 0 | 0 | 0 | 0 | 0 | 0 | 0 | 0 | 0 | 0 | 0 | 0 | 0 | 0 | 0 | 0 | 0 | 0 | 0 | 0 | 0 | 4.58 | 9.8729 | 13.7464 | 16.2858 | 19.6651 | 22.9343 | 25.5783 | 28.5107 | 30.61 | 32.5479 | 32.7642 | 34.0884 | 34.4133 | 35.1994 | 35.1369 | 35.8978 | 35.4325 | 36.0101 | 35.7241 | 36.5994 | 2.7283 | 5.8813 | 8.1888 | 9.7015 | 11.7146 | 13.6621 | 15.2371 | 16.984 | 18.2345 | 19.389 | 19.5178 | 20.3066 | 20.5002 | 20.9685 | 20.9313 | 21.3845 | 21.1074 | 21.4514 | 21.281 | 21.8025 | 330.9726 | 2.7283 | 8.6097 | 16.7984 | 26.5 | 38.2146 | 51.8767 | 67.1138 | 84.0979 | 102.3324 | 121.7214 | 141.2392 | 161.5458 | 182.046 | 203.0145 | 223.9458 | 245.3303 | 266.4377 | 287.8891 | 309.1701 | 330.9726 | 0 | 0 | 0 | 0 | 0 | 0 | 0 | 0 | 0 | 0 | 0 | 0 | 0 | 0 | 0 | 0 | 0 | 0 | 0 | 0 | 0 | 0 | 0 | 0 | 0 | 0 | 0 | 0 | 0 | 0 | 0 | 0 | 0 | 0 | 0 | 0 | 0 | 0 | 0 | 0 | 0 | 0 | 0 | 0 | 0 | 0 | 0 | 0 | 0 | 0 | 0 | 0 | 0 | 0 | 0 | 0 | 0 | 0 | 0 | 0 | 0 | 0 | 0 | 0 | 0 | 0 | 0 | 0 | 0 | 0.01557% | 0 | 0 | 0 | 0 | 0 | 0 | 0 | 0 | 0 | 0 | 0 | 0 | 0 | 0 | 0 | 0 | 0 | 0 | 0 | 0 | 0 | 0 | 0 | 0
| ComIntegratedSpaceWaterHeat_Cadmus | M_Input | Space heating savings based on PSE 2014 commercial boiler EUIs. Water heating savings adapted from PSE business case for commercial water heaters. 'EUL based on the Wisconsin February 2016 Technical Reference Manual for the measures "Boiler, 85-90% AFUE, NG" and "Boiler, ≥ 90% AFUE, NG". Cost based on NEEP 2012 cost research. | 2020 | NR and New | 2022 | 2041 | PSE | Commercial | Medium Off | Gas | Per Combination Space and Water Heat Boiler kBtuh - Baseline 84% AFUE |  |  | Medium Off Integrated Space and Water Heat - ENERGY STAR Boiler - AFUE 90% |  | 0 | 20 | 0.53938 | 0 |  | 0 | 0 | 0 | 0 | 0 | 0 | 0 | 0.59571 |  | 0 | 0 | 0 | Heating | Gas Heating | Integrated Space and Water Heat | Integrated Space and Water Heat 90% AFUE | CommVENT | 0.0141% | 85.15% | 85.15% | 313.4019 | 0.007505 | 0.5% | 5% | 85% | 6.8% | 0.2% | 9.5117 | 0.11765 | 0.96294 | 0 | 0.53938 | 0 | 0 | -0.97271 | -0.43333 |  | 0 | -0.067599 | 0 | 01. ($9,999.000) to $0.028 | 1 | -0.067599 | 01. ($9,999.00) to $0.22 | 1 | 0 | 0 | 0 | 0 | 0 | 0 | 0 | 0 | 0 | 0 | 0 | 0 | 0 | 0 | 0 | 0 | 0 | 0 | 0 | 0 | 0 | 0 | 0 | 0 | 0 | 0 | 0 | 0 | 0 | 0 | 0 | 0 | 0 | 0 | 0 | 0 | 0 | 0 | 0 | 0 | 0 | 0 | 0 | 0 | 0 | 0 | 0 | 0 | 0 | 0 | 0 | 0 | 0 | 0 | 0 | 0 | 0 | 0 | 0 | 0 | 0 | 0 | 0 | 0 | 0 | 0 | 0 | 0 | 0 | 0 | 0 | 0 | 0 | 13.4543 | 29.0029 | 40.3818 | 47.8417 | 57.769 | 67.3726 | 75.1397 | 83.7542 | 89.9209 | 95.6139 | 96.2492 | 100.1392 | 101.0937 | 103.4029 | 103.2195 | 105.4547 | 104.0879 | 105.7846 | 104.9443 | 107.5156 | 8.0148 | 17.2772 | 24.0556 | 28.4996 | 34.4133 | 40.1342 | 44.7611 | 49.8928 | 53.5664 | 56.9577 | 57.3362 | 59.6535 | 60.2221 | 61.5977 | 61.4884 | 62.82 | 62.0057 | 63.0165 | 62.5159 | 64.0477 | 972.2766 | 8.0148 | 25.292 | 49.3477 | 77.8472 | 112.2605 | 152.3948 | 197.1559 | 247.0488 | 300.6152 | 357.5729 | 414.9091 | 474.5626 | 534.7847 | 596.3824 | 657.8708 | 720.6908 | 782.6965 | 845.713 | 908.2289 | 972.2766 | 0 | 0 | 0 | 0 | 0 | 0 | 0 | 0 | 0 | 0 | 0 | 0 | 0 | 0 | 0 | 0 | 0 | 0 | 0 | 0 | 0 | 0 | 0 | 0 | 0 | 0 | 0 | 0 | 0 | 0 | 0 | 0 | 0 | 0 | 0 | 0 | 0 | 0 | 0 | 0 | 0 | 0 | 0 | 0 | 0 | 0 | 0 | 0 | 0 | 0 | 0 | 0 | 0 | 0 | 0 | 0 | 0 | 0 | 0 | 0 | 0 | 0 | 0 | 0 | 0 | 0 | 0 | 0 | 0 | 0.01557% | 0 | 0 | 0 | 0 | 0 | 0 | 0 | 0 | 0 | 0 | 0 | 0 | 0 | 0 | 0 | 0 | 0 | 0 | 0 | 0 | 0 | 0 | 0 | 0
| ComIntegratedSpaceWaterHeat_Cadmus | M_Input | Space heating savings based on PSE 2014 commercial boiler EUIs. Water heating savings adapted from PSE business case for commercial water heaters. 'EUL based on the Wisconsin February 2016 Technical Reference Manual for the measures "Boiler, 85-90% AFUE, NG" and "Boiler, ≥ 90% AFUE, NG". Cost based on NEEP 2012 cost research. | 2020 | NR and New | 2022 | 2041 | PSE | Commercial | Small Off | Gas | Per Combination Space and Water Heat Boiler kBtuh - Baseline 84% AFUE |  |  | Small Off Integrated Space and Water Heat - ENERGY STAR Boiler - AFUE 90% |  | 0 | 20 | 0.53938 | 0 |  | 0 | 0 | 0 | 0 | 0 | 0 | 0 | 0.59571 |  | 0 | 0 | 0 | Heating | Gas Heating | Integrated Space and Water Heat | Integrated Space and Water Heat 90% AFUE | CommVENT | 0.0141% | 85.15% | 85.15% | 313.4019 | 0.065322 | 0.5% | 5% | 85% | 6.8% | 0.2% | 9.5117 | 0.11765 | 0.96294 | 0 | 0.53938 | 0 | 0 | -0.97271 | -0.43333 |  | 0 | -0.067599 | 0 | 01. ($9,999.000) to $0.028 | 1 | -0.067599 | 01. ($9,999.00) to $0.22 | 1 | 0 | 0 | 0 | 0 | 0 | 0 | 0 | 0 | 0 | 0 | 0 | 0 | 0 | 0 | 0 | 0 | 0 | 0 | 0 | 0 | 0 | 0 | 0 | 0 | 0 | 0 | 0 | 0 | 0 | 0 | 0 | 0 | 0 | 0 | 0 | 0 | 0 | 0 | 0 | 0 | 0 | 0 | 0 | 0 | 0 | 0 | 0 | 0 | 0 | 0 | 0 | 0 | 0 | 0 | 0 | 0 | 0 | 0 | 0 | 0 | 0 | 0 | 0 | 0 | 0 | 0 | 0 | 0 | 0 | 0 | 0 | 0 | 0 | 81.0518 | 174.7203 | 243.269 | 288.2095 | 348.0136 | 405.8681 | 452.6587 | 504.5544 | 541.7045 | 576.0001 | 579.8274 | 603.2615 | 609.0118 | 622.9227 | 621.8178 | 635.2834 | 627.0493 | 637.2708 | 632.2089 | 647.699 | 48.283 | 104.0819 | 144.9168 | 171.6881 | 207.3137 | 241.778 | 269.6514 | 300.566 | 322.6965 | 343.1266 | 345.4065 | 359.3664 | 362.7918 | 371.0787 | 370.4205 | 378.442 | 373.5369 | 379.6259 | 376.6105 | 385.838 | 5857.2191 | 48.283 | 152.3649 | 297.2817 | 468.9698 | 676.2835 | 918.0615 | 1187.7129 | 1488.2789 | 1810.9754 | 2154.1019 | 2499.5085 | 2858.8749 | 3221.6667 | 3592.7453 | 3963.1658 | 4341.6078 | 4715.1447 | 5094.7706 | 5471.3811 | 5857.2191 | 0 | 0 | 0 | 0 | 0 | 0 | 0 | 0 | 0 | 0 | 0 | 0 | 0 | 0 | 0 | 0 | 0 | 0 | 0 | 0 | 0 | 0 | 0 | 0 | 0 | 0 | 0 | 0 | 0 | 0 | 0 | 0 | 0 | 0 | 0 | 0 | 0 | 0 | 0 | 0 | 0 | 0 | 0 | 0 | 0 | 0 | 0 | 0 | 0 | 0 | 0 | 0 | 0 | 0 | 0 | 0 | 0 | 0 | 0 | 0 | 0 | 0 | 0 | 0 | 0 | 0 | 0 | 0 | 0 | 0.01557% | 0 | 0 | 0 | 0 | 0 | 0 | 0 | 0 | 0 | 0 | 0 | 0 | 0 | 0 | 0 | 0 | 0 | 0 | 0 | 0 | 0 | 0 | 0 | 0
| ComIntegratedSpaceWaterHeat_Cadmus | M_Input | Space heating savings based on PSE 2014 commercial boiler EUIs. Water heating savings adapted from PSE business case for commercial water heaters. 'EUL based on the Wisconsin February 2016 Technical Reference Manual for the measures "Boiler, 85-90% AFUE, NG" and "Boiler, ≥ 90% AFUE, NG". Cost based on NEEP 2012 cost research. | 2020 | NR and New | 2022 | 2041 | PSE | Commercial | XLarge Ret | Gas | Per Combination Space and Water Heat Boiler kBtuh - Baseline 84% AFUE |  |  | XLarge Ret Integrated Space and Water Heat - ENERGY STAR Boiler - AFUE 90% |  | 0 | 20 | 0.21684 | 0 |  | 0 | 0 | 0 | 0 | 0 | 0 | 0 | 0.15774 |  | 0 | 0 | 0 | Heating | Gas Heating | Integrated Space and Water Heat | Integrated Space and Water Heat 90% AFUE | CommVENT | 0.0141% | 91.55% | 91.55% | 232.5511 | 0.0008295 | 0.5% | 5% | 85% | 6.8% | 0.2% | 2.5186 | 0.031153 | 0.25498 | 0 | 0.21684 | 0 | 0 | -0.24276 | -0.025921 |  | 0 | -0.015271 | 0 | 01. ($9,999.000) to $0.028 | 1 | -0.015271 | 01. ($9,999.00) to $0.22 | 1 | 0 | 0 | 0 | 0 | 0 | 0 | 0 | 0 | 0 | 0 | 0 | 0 | 0 | 0 | 0 | 0 | 0 | 0 | 0 | 0 | 0 | 0 | 0 | 0 | 0 | 0 | 0 | 0 | 0 | 0 | 0 | 0 | 0 | 0 | 0 | 0 | 0 | 0 | 0 | 0 | 0 | 0 | 0 | 0 | 0 | 0 | 0 | 0 | 0 | 0 | 0 | 0 | 0 | 0 | 0 | 0 | 0 | 0 | 0 | 0 | 0 | 0 | 0 | 0 | 0 | 0 | 0 | 0 | 0 | 0 | 0 | 0 | 0 | 0.70699 | 1.5198 | 2.1164 | 2.5098 | 3.0282 | 3.5271 | 3.9283 | 4.3706 | 4.685 | 4.9737 | 5.0014 | 5.1956 | 5.2383 | 5.3502 | 5.3337 | 5.4413 | 5.3636 | 5.4434 | 5.3928 | 5.5176 | 0.11152 | 0.23973 | 0.33384 | 0.39589 | 0.47766 | 0.55637 | 0.61965 | 0.6894 | 0.73901 | 0.78455 | 0.78891 | 0.81954 | 0.82627 | 0.84393 | 0.84133 | 0.85831 | 0.84604 | 0.85863 | 0.85065 | 0.87034 | 13.3516 | 0.11152 | 0.35125 | 0.6851 | 1.081 | 1.5587 | 2.115 | 2.7347 | 3.4241 | 4.1631 | 4.9476 | 5.7365 | 6.5561 | 7.3824 | 8.2263 | 9.0676 | 9.9259 | 10.772 | 11.6306 | 12.4812 | 13.3516 | 0 | 0 | 0 | 0 | 0 | 0 | 0 | 0 | 0 | 0 | 0 | 0 | 0 | 0 | 0 | 0 | 0 | 0 | 0 | 0 | 0 | 0 | 0 | 0 | 0 | 0 | 0 | 0 | 0 | 0 | 0 | 0 | 0 | 0 | 0 | 0 | 0 | 0 | 0 | 0 | 0 | 0 | 0 | 0 | 0 | 0 | 0 | 0 | 0 | 0 | 0 | 0 | 0 | 0 | 0 | 0 | 0 | 0 | 0 | 0 | 0 | 0 | 0 | 0 | 0 | 0 | 0 | 0 | 0 | 0.01557% | 0 | 0 | 0 | 0 | 0 | 0 | 0 | 0 | 0 | 0 | 0 | 0 | 0 | 0 | 0 | 0 | 0 | 0 | 0 | 0 | 0 | 0 | 0 | 0
| ComIntegratedSpaceWaterHeat_Cadmus | M_Input | Space heating savings based on PSE 2014 commercial boiler EUIs. Water heating savings adapted from PSE business case for commercial water heaters. 'EUL based on the Wisconsin February 2016 Technical Reference Manual for the measures "Boiler, 85-90% AFUE, NG" and "Boiler, ≥ 90% AFUE, NG". Cost based on NEEP 2012 cost research. | 2020 | NR and New | 2022 | 2041 | PSE | Commercial | Large Ret | Gas | Per Combination Space and Water Heat Boiler kBtuh - Baseline 84% AFUE |  |  | Large Ret Integrated Space and Water Heat - ENERGY STAR Boiler - AFUE 90% |  | 0 | 20 | 0.21684 | 0 |  | 0 | 0 | 0 | 0 | 0 | 0 | 0 | 0.15774 |  | 0 | 0 | 0 | Heating | Gas Heating | Integrated Space and Water Heat | Integrated Space and Water Heat 90% AFUE | CommVENT | 0.0141% | 91.55% | 91.55% | 232.5511 | 0.0024628 | 0.5% | 5% | 85% | 6.8% | 0.2% | 2.5186 | 0.031153 | 0.25498 | 0 | 0.21684 | 0 | 0 | -0.24276 | -0.025921 |  | 0 | -0.015271 | 0 | 01. ($9,999.000) to $0.028 | 1 | -0.015271 | 01. ($9,999.00) to $0.22 | 1 | 0 | 0 | 0 | 0 | 0 | 0 | 0 | 0 | 0 | 0 | 0 | 0 | 0 | 0 | 0 | 0 | 0 | 0 | 0 | 0 | 0 | 0 | 0 | 0 | 0 | 0 | 0 | 0 | 0 | 0 | 0 | 0 | 0 | 0 | 0 | 0 | 0 | 0 | 0 | 0 | 0 | 0 | 0 | 0 | 0 | 0 | 0 | 0 | 0 | 0 | 0 | 0 | 0 | 0 | 0 | 0 | 0 | 0 | 0 | 0 | 0 | 0 | 0 | 0 | 0 | 0 | 0 | 0 | 0 | 0 | 0 | 0 | 0 | 2.5594 | 5.5018 | 7.6616 | 9.0856 | 10.9623 | 12.7685 | 14.2208 | 15.8217 | 16.9601 | 18.0053 | 18.1053 | 18.8083 | 18.9628 | 19.368 | 19.3083 | 19.698 | 19.4165 | 19.7053 | 19.5222 | 19.9742 | 0.40371 | 0.86785 | 1.2085 | 1.4331 | 1.7292 | 2.0141 | 2.2432 | 2.4957 | 2.6753 | 2.8401 | 2.8559 | 2.9668 | 2.9912 | 3.0551 | 3.0457 | 3.1071 | 3.0627 | 3.1083 | 3.0794 | 3.1507 | 48.3336 | 0.40371 | 1.2716 | 2.4801 | 3.9132 | 5.6424 | 7.6565 | 9.8997 | 12.3953 | 15.0706 | 17.9107 | 20.7666 | 23.7334 | 26.7246 | 29.7797 | 32.8253 | 35.9325 | 38.9952 | 42.1035 | 45.1829 | 48.3336 | 0 | 0 | 0 | 0 | 0 | 0 | 0 | 0 | 0 | 0 | 0 | 0 | 0 | 0 | 0 | 0 | 0 | 0 | 0 | 0 | 0 | 0 | 0 | 0 | 0 | 0 | 0 | 0 | 0 | 0 | 0 | 0 | 0 | 0 | 0 | 0 | 0 | 0 | 0 | 0 | 0 | 0 | 0 | 0 | 0 | 0 | 0 | 0 | 0 | 0 | 0 | 0 | 0 | 0 | 0 | 0 | 0 | 0 | 0 | 0 | 0 | 0 | 0 | 0 | 0 | 0 | 0 | 0 | 0 | 0.01557% | 0 | 0 | 0 | 0 | 0 | 0 | 0 | 0 | 0 | 0 | 0 | 0 | 0 | 0 | 0 | 0 | 0 | 0 | 0 | 0 | 0 | 0 | 0 | 0
| ComIntegratedSpaceWaterHeat_Cadmus | M_Input | Space heating savings based on PSE 2014 commercial boiler EUIs. Water heating savings adapted from PSE business case for commercial water heaters. 'EUL based on the Wisconsin February 2016 Technical Reference Manual for the measures "Boiler, 85-90% AFUE, NG" and "Boiler, ≥ 90% AFUE, NG". Cost based on NEEP 2012 cost research. | 2020 | NR and New | 2022 | 2041 | PSE | Commercial | Medium Ret | Gas | Per Combination Space and Water Heat Boiler kBtuh - Baseline 84% AFUE |  |  | Medium Ret Integrated Space and Water Heat - ENERGY STAR Boiler - AFUE 90% |  | 0 | 20 | 0.21684 | 0 |  | 0 | 0 | 0 | 0 | 0 | 0 | 0 | 0.15774 |  | 0 | 0 | 0 | Heating | Gas Heating | Integrated Space and Water Heat | Integrated Space and Water Heat 90% AFUE | CommVENT | 0.0141% | 91.55% | 91.55% | 232.5511 | 0.017442 | 0.5% | 5% | 85% | 6.8% | 0.2% | 2.5186 | 0.031153 | 0.25498 | 0 | 0.21684 | 0 | 0 | -0.24276 | -0.025921 |  | 0 | -0.015271 | 0 | 01. ($9,999.000) to $0.028 | 1 | -0.015271 | 01. ($9,999.00) to $0.22 | 1 | 0 | 0 | 0 | 0 | 0 | 0 | 0 | 0 | 0 | 0 | 0 | 0 | 0 | 0 | 0 | 0 | 0 | 0 | 0 | 0 | 0 | 0 | 0 | 0 | 0 | 0 | 0 | 0 | 0 | 0 | 0 | 0 | 0 | 0 | 0 | 0 | 0 | 0 | 0 | 0 | 0 | 0 | 0 | 0 | 0 | 0 | 0 | 0 | 0 | 0 | 0 | 0 | 0 | 0 | 0 | 0 | 0 | 0 | 0 | 0 | 0 | 0 | 0 | 0 | 0 | 0 | 0 | 0 | 0 | 0 | 0 | 0 | 0 | 26.8661 | 57.7538 | 80.4259 | 95.3734 | 115.0735 | 134.0336 | 149.2787 | 166.0835 | 178.0342 | 189.0053 | 190.0553 | 197.4343 | 199.0568 | 203.3103 | 202.6833 | 206.7739 | 203.8186 | 206.8505 | 204.9281 | 209.6729 | 4.2378 | 9.11 | 12.6862 | 15.0441 | 18.1515 | 21.1422 | 23.547 | 26.1978 | 28.0828 | 29.8134 | 29.979 | 31.143 | 31.3989 | 32.0698 | 31.9709 | 32.6162 | 32.15 | 32.6283 | 32.325 | 33.0735 | 507.3675 | 4.2378 | 13.3478 | 26.034 | 41.0781 | 59.2296 | 80.3719 | 103.9188 | 130.1166 | 158.1994 | 188.0128 | 217.9918 | 249.1348 | 280.5337 | 312.6036 | 344.5745 | 377.1907 | 409.3407 | 441.969 | 474.294 | 507.3675 | 0 | 0 | 0 | 0 | 0 | 0 | 0 | 0 | 0 | 0 | 0 | 0 | 0 | 0 | 0 | 0 | 0 | 0 | 0 | 0 | 0 | 0 | 0 | 0 | 0 | 0 | 0 | 0 | 0 | 0 | 0 | 0 | 0 | 0 | 0 | 0 | 0 | 0 | 0 | 0 | 0 | 0 | 0 | 0 | 0 | 0 | 0 | 0 | 0 | 0 | 0 | 0 | 0 | 0 | 0 | 0 | 0 | 0 | 0 | 0 | 0 | 0 | 0 | 0 | 0 | 0 | 0 | 0 | 0 | 0.01557% | 0 | 0 | 0 | 0 | 0 | 0 | 0 | 0 | 0 | 0 | 0 | 0 | 0 | 0 | 0 | 0 | 0 | 0 | 0 | 0 | 0 | 0 | 0 | 0
| ComIntegratedSpaceWaterHeat_Cadmus | M_Input | Space heating savings based on PSE 2014 commercial boiler EUIs. Water heating savings adapted from PSE business case for commercial water heaters. 'EUL based on the Wisconsin February 2016 Technical Reference Manual for the measures "Boiler, 85-90% AFUE, NG" and "Boiler, ≥ 90% AFUE, NG". Cost based on NEEP 2012 cost research. | 2020 | NR and New | 2022 | 2041 | PSE | Commercial | Small Ret | Gas | Per Combination Space and Water Heat Boiler kBtuh - Baseline 84% AFUE |  |  | Small Ret Integrated Space and Water Heat - ENERGY STAR Boiler - AFUE 90% |  | 0 | 20 | 0.21684 | 0 |  | 0 | 0 | 0 | 0 | 0 | 0 | 0 | 0.15774 |  | 0 | 0 | 0 | Heating | Gas Heating | Integrated Space and Water Heat | Integrated Space and Water Heat 90% AFUE | CommVENT | 0.0141% | 91.55% | 91.55% | 232.5511 | 0.10715 | 0.5% | 5% | 85% | 6.8% | 0.2% | 2.5186 | 0.031153 | 0.25498 | 0 | 0.21684 | 0 | 0 | -0.24276 | -0.025921 |  | 0 | -0.015271 | 0 | 01. ($9,999.000) to $0.028 | 1 | -0.015271 | 01. ($9,999.00) to $0.22 | 1 | 0 | 0 | 0 | 0 | 0 | 0 | 0 | 0 | 0 | 0 | 0 | 0 | 0 | 0 | 0 | 0 | 0 | 0 | 0 | 0 | 0 | 0 | 0 | 0 | 0 | 0 | 0 | 0 | 0 | 0 | 0 | 0 | 0 | 0 | 0 | 0 | 0 | 0 | 0 | 0 | 0 | 0 | 0 | 0 | 0 | 0 | 0 | 0 | 0 | 0 | 0 | 0 | 0 | 0 | 0 | 0 | 0 | 0 | 0 | 0 | 0 | 0 | 0 | 0 | 0 | 0 | 0 | 0 | 0 | 0 | 0 | 0 | 0 | 33.731 | 72.5113 | 100.9767 | 119.7437 | 144.4776 | 168.2824 | 187.4231 | 208.5219 | 223.5263 | 237.3007 | 238.6191 | 247.8836 | 249.9207 | 255.261 | 254.4738 | 259.6097 | 255.8992 | 259.7058 | 257.2923 | 263.2494 | 5.3207 | 11.4378 | 15.9279 | 18.8882 | 22.7897 | 26.5446 | 29.5638 | 32.8919 | 35.2587 | 37.4314 | 37.6394 | 39.1008 | 39.4221 | 40.2645 | 40.1403 | 40.9504 | 40.3651 | 40.9656 | 40.5849 | 41.5245 | 637.0123 | 5.3207 | 16.7585 | 32.6864 | 51.5746 | 74.3642 | 100.9088 | 130.4726 | 163.3646 | 198.6233 | 236.0547 | 273.6941 | 312.7948 | 352.2169 | 392.4814 | 432.6217 | 473.5721 | 513.9372 | 554.9028 | 595.4877 | 637.0123 | 0 | 0 | 0 | 0 | 0 | 0 | 0 | 0 | 0 | 0 | 0 | 0 | 0 | 0 | 0 | 0 | 0 | 0 | 0 | 0 | 0 | 0 | 0 | 0 | 0 | 0 | 0 | 0 | 0 | 0 | 0 | 0 | 0 | 0 | 0 | 0 | 0 | 0 | 0 | 0 | 0 | 0 | 0 | 0 | 0 | 0 | 0 | 0 | 0 | 0 | 0 | 0 | 0 | 0 | 0 | 0 | 0 | 0 | 0 | 0 | 0 | 0 | 0 | 0 | 0 | 0 | 0 | 0 | 0 | 0.01557% | 0 | 0 | 0 | 0 | 0 | 0 | 0 | 0 | 0 | 0 | 0 | 0 | 0 | 0 | 0 | 0 | 0 | 0 | 0 | 0 | 0 | 0 | 0 | 0
| ComIntegratedSpaceWaterHeat_Cadmus | M_Input | Space heating savings based on PSE 2014 commercial boiler EUIs. Water heating savings adapted from PSE business case for commercial water heaters. 'EUL based on the Wisconsin February 2016 Technical Reference Manual for the measures "Boiler, 85-90% AFUE, NG" and "Boiler, ≥ 90% AFUE, NG". Cost based on NEEP 2012 cost research. | 2020 | NR and New | 2022 | 2041 | PSE | Commercial | School K-12 | Gas | Per Combination Space and Water Heat Boiler kBtuh - Baseline 84% AFUE |  |  | School K-12 Integrated Space and Water Heat - ENERGY STAR Boiler - AFUE 90% |  | 0 | 20 | 1.2421 | 0 |  | 0 | 0 | 0 | 0 | 0 | 0 | 0 | 0.32988 |  | 0 | 0 | 0 | Heating | Gas Heating | Integrated Space and Water Heat | Integrated Space and Water Heat 90% AFUE | CommVENT | 0.0141% | 97.62% | 97.62% | 1081.8069 | 0.029598 | 0.5% | 5% | 85% | 6.8% | 0.2% | 5.2672 | 0.065149 | 0.53324 | 0 | 1.2421 | 0 | 0 | -0.34997 | 0.89213 |  | 0 | 0.25132 | 0 | 01. ($9,999.000) to $0.028 | 1 | 0.25132 | 02. $0.22 to $0.30 | 1 | 0 | 0 | 0 | 0 | 0 | 0 | 0 | 0 | 0 | 0 | 0 | 0 | 0 | 0 | 0 | 0 | 0 | 0 | 0 | 0 | 0 | 0 | 0 | 0 | 0 | 0 | 0 | 0 | 0 | 0 | 0 | 0 | 0 | 0 | 0 | 0 | 0 | 0 | 0 | 0 | 0 | 0 | 0 | 0 | 0 | 0 | 0 | 0 | 0 | 0 | 0 | 0 | 0 | 0 | 0 | 0 | 0 | 0 | 0 | 0 | 0 | 0 | 0 | 0 | 0 | 0 | 0 | 0 | 0 | 0 | 0 | 0 | 0 | 60.272 | 130.132 | 181.1639 | 214.5056 | 259.1249 | 302.4155 | 337.5408 | 376.6359 | 404.7228 | 430.7319 | 433.8524 | 451.7765 | 456.4143 | 467.2186 | 466.7317 | 477.2271 | 471.3971 | 479.4621 | 476.017 | 488.0454 | 19.8824 | 42.9277 | 59.762 | 70.7606 | 85.4796 | 99.7602 | 111.3473 | 124.2439 | 133.5091 | 142.0889 | 143.1183 | 149.0311 | 150.561 | 154.1251 | 153.9645 | 157.4267 | 155.5035 | 158.1639 | 157.0275 | 160.9954 | 2429.6786 | 19.8824 | 62.8101 | 122.5721 | 193.3327 | 278.8123 | 378.5725 | 489.9197 | 614.1636 | 747.6727 | 889.7617 | 1032.88 | 1181.9111 | 1332.4721 | 1486.5971 | 1640.5616 | 1797.9883 | 1953.4918 | 2111.6558 | 2268.6833 | 2429.6786 | 0 | 0 | 0 | 0 | 0 | 0 | 0 | 0 | 0 | 0 | 0 | 0 | 0 | 0 | 0 | 0 | 0 | 0 | 0 | 0 | 0 | 0 | 0 | 0 | 0 | 0 | 0 | 0 | 0 | 0 | 0 | 0 | 0 | 0 | 0 | 0 | 0 | 0 | 0 | 0 | 0 | 0 | 0 | 0 | 0 | 0 | 0 | 0 | 0 | 53.7704 | 116.0943 | 161.6214 | 191.3664 | 231.1725 | 269.7933 | 301.1295 | 336.0074 | 361.0645 | 384.2679 | 387.0518 | 403.0423 | 407.1799 | 416.8187 | 416.3843 | 425.7476 | 420.5465 | 427.7414 | 424.668 | 435.3988 | 0.01557% | 0 | 0 | 0 | 0 | 0 | 0 | 0 | 0 | 0 | 0 | 0 | 0 | 0 | 0 | 0 | 0 | 0 | 0 | 0 | 0 | 0 | 0 | 0 | 0
| ComIntegratedSpaceWaterHeat_Cadmus | M_Input | Space heating savings based on PSE 2014 commercial boiler EUIs. Water heating savings adapted from PSE business case for commercial water heaters. 'EUL based on the Wisconsin February 2016 Technical Reference Manual for the measures "Boiler, 85-90% AFUE, NG" and "Boiler, ≥ 90% AFUE, NG". Cost based on NEEP 2012 cost research. | 2020 | NR and New | 2022 | 2041 | PSE | Commercial | University | Gas | Per Combination Space and Water Heat Boiler kBtuh - Baseline 84% AFUE |  |  | University Integrated Space and Water Heat - ENERGY STAR Boiler - AFUE 90% |  | 0 | 20 | 1.2421 | 0 |  | 0 | 0 | 0 | 0 | 0 | 0 | 0 | 0.5068 |  | 0 | 0 | 0 | Heating | Gas Heating | Integrated Space and Water Heat | Integrated Space and Water Heat 90% AFUE | CommVENT | 0.0141% | 97.62% | 97.62% | 1132.3249 | 0.0093328 | 0.5% | 5% | 85% | 6.8% | 0.2% | 8.0922 | 0.10009 | 0.81923 | 0 | 1.2421 | 0 | 0 | -0.6709 | 0.5712 |  | 0 | 0.10474 | 0 | 01. ($9,999.000) to $0.028 | 1 | 0.10474 | 01. ($9,999.00) to $0.22 | 1 | 0 | 0 | 0 | 0 | 0 | 0 | 0 | 0 | 0 | 0 | 0 | 0 | 0 | 0 | 0 | 0 | 0 | 0 | 0 | 0 | 0 | 0 | 0 | 0 | 0 | 0 | 0 | 0 | 0 | 0 | 0 | 0 | 0 | 0 | 0 | 0 | 0 | 0 | 0 | 0 | 0 | 0 | 0 | 0 | 0 | 0 | 0 | 0 | 0 | 0 | 0 | 0 | 0 | 0 | 0 | 0 | 0 | 0 | 0 | 0 | 0 | 0 | 0 | 0 | 0 | 0 | 0 | 0 | 0 | 0 | 0 | 0 | 0 | 3.2606 | 7.0362 | 9.7959 | 11.6011 | 14.0123 | 16.3494 | 18.2437 | 20.3496 | 21.8607 | 23.2586 | 23.4225 | 24.3832 | 24.6275 | 25.2037 | 25.1713 | 25.7303 | 25.4096 | 25.8375 | 25.6453 | 26.2868 | 1.6525 | 3.5659 | 4.9646 | 5.8794 | 7.1014 | 8.2859 | 9.2459 | 10.3132 | 11.079 | 11.7875 | 11.8705 | 12.3574 | 12.4812 | 12.7732 | 12.7568 | 13.0401 | 12.8776 | 13.0944 | 12.997 | 13.3221 | 201.4458 | 1.6525 | 5.2184 | 10.183 | 16.0624 | 23.1639 | 31.4498 | 40.6957 | 51.0089 | 62.0879 | 73.8754 | 85.7459 | 98.1033 | 110.5845 | 123.3577 | 136.1145 | 149.1546 | 162.0322 | 175.1266 | 188.1237 | 201.4458 | 0 | 0 | 0 | 0 | 0 | 0 | 0 | 0 | 0 | 0 | 0 | 0 | 0 | 0 | 0 | 0 | 0 | 0 | 0 | 0 | 0 | 0 | 0 | 0 | 0 | 0 | 0 | 0 | 0 | 0 | 0 | 0 | 0 | 0 | 0 | 0 | 0 | 0 | 0 | 0 | 0 | 0 | 0 | 0 | 0 | 0 | 0 | 0 | 0 | 1.8625 | 4.0191 | 5.5954 | 6.6265 | 8.0038 | 9.3388 | 10.4208 | 11.6236 | 12.4868 | 13.2853 | 13.3789 | 13.9276 | 14.0672 | 14.3963 | 14.3778 | 14.6971 | 14.5139 | 14.7583 | 14.6485 | 15.0149 | 0.01557% | 0 | 0 | 0 | 0 | 0 | 0 | 0 | 0 | 0 | 0 | 0 | 0 | 0 | 0 | 0 | 0 | 0 | 0 | 0 | 0 | 0 | 0 | 0 | 0
| ComIntegratedSpaceWaterHeat_Cadmus | M_Input | Space heating savings based on PSE 2014 commercial boiler EUIs. Water heating savings adapted from PSE business case for commercial water heaters. 'EUL based on the Wisconsin February 2016 Technical Reference Manual for the measures "Boiler, 85-90% AFUE, NG" and "Boiler, ≥ 90% AFUE, NG". Cost based on NEEP 2012 cost research. | 2020 | NR and New | 2022 | 2041 | PSE | Commercial | Warehouse | Gas | Per Combination Space and Water Heat Boiler kBtuh - Baseline 84% AFUE |  |  | Warehouse Integrated Space and Water Heat - ENERGY STAR Boiler - AFUE 90% |  | 0 | 20 | 0.017455 | 0 |  | 0 | 0 | 0 | 0 | 0 | 0 | 0 | 0.16075 |  | 0 | 0 | 0 | Heating | Gas Heating | Integrated Space and Water Heat | Integrated Space and Water Heat 90% AFUE | CommVENT | 0.0141% | 66.16% | 66.16% | 1223.3266 | 0.035651 | 0.5% | 5% | 85% | 6.8% | 0.2% | 2.5668 | 0.031748 | 0.25985 | 0 | 0.017455 | 0 | 0 | -0.28811 | -0.27066 |  | 0 | -0.15646 | 0 | 01. ($9,999.000) to $0.028 | 1 | -0.15646 | 01. ($9,999.00) to $0.22 | 1 | 0 | 0 | 0 | 0 | 0 | 0 | 0 | 0 | 0 | 0 | 0 | 0 | 0 | 0 | 0 | 0 | 0 | 0 | 0 | 0 | 0 | 0 | 0 | 0 | 0 | 0 | 0 | 0 | 0 | 0 | 0 | 0 | 0 | 0 | 0 | 0 | 0 | 0 | 0 | 0 | 0 | 0 | 0 | 0 | 0 | 0 | 0 | 0 | 0 | 0 | 0 | 0 | 0 | 0 | 0 | 0 | 0 | 0 | 0 | 0 | 0 | 0 | 0 | 0 | 0 | 0 | 0 | 0 | 0 | 0 | 0 | 0 | 0 | 114.3282 | 245.7196 | 342.1838 | 405.8071 | 489.6 | 570.2142 | 635.0048 | 706.3913 | 757.1319 | 803.6932 | 808.0918 | 839.37 | 846.1849 | 864.173 | 861.4224 | 878.7132 | 866.0661 | 878.8571 | 870.6004 | 890.6703 | 18.3787 | 39.5005 | 55.0075 | 65.2352 | 78.7053 | 91.6643 | 102.0797 | 113.5554 | 121.7121 | 129.1971 | 129.9042 | 134.9323 | 136.0278 | 138.9194 | 138.4773 | 141.2568 | 139.2238 | 141.28 | 139.9527 | 143.179 | 2198.189 | 18.3787 | 57.8792 | 112.8867 | 178.1219 | 256.8271 | 348.4915 | 450.5712 | 564.1266 | 685.8387 | 815.0358 | 944.9399 | 1079.8722 | 1215.9 | 1354.8194 | 1493.2967 | 1634.5536 | 1773.7773 | 1915.0573 | 2055.01 | 2198.189 | 0 | 0 | 0 | 0 | 0 | 0 | 0 | 0 | 0 | 0 | 0 | 0 | 0 | 0 | 0 | 0 | 0 | 0 | 0 | 0 | 0 | 0 | 0 | 0 | 0 | 0 | 0 | 0 | 0 | 0 | 0 | 0 | 0 | 0 | 0 | 0 | 0 | 0 | 0 | 0 | 0 | 0 | 0 | 0 | 0 | 0 | 0 | 0 | 0 | 0 | 0 | 0 | 0 | 0 | 0 | 0 | 0 | 0 | 0 | 0 | 0 | 0 | 0 | 0 | 0 | 0 | 0 | 0 | 0 | 0.01557% | 0 | 0 | 0 | 0 | 0 | 0 | 0 | 0 | 0 | 0 | 0 | 0 | 0 | 0 | 0 | 0 | 0 | 0 | 0 | 0 | 0 | 0 | 0 | 0
| ComIntegratedSpaceWaterHeat_Cadmus | M_Input | Space heating savings based on PSE 2014 commercial boiler EUIs. Water heating savings adapted from PSE business case for commercial water heaters. 'EUL based on the Wisconsin February 2016 Technical Reference Manual for the measures "Boiler, 85-90% AFUE, NG" and "Boiler, ≥ 90% AFUE, NG". Cost based on NEEP 2012 cost research. | 2020 | NR and New | 2022 | 2041 | PSE | Commercial | Supermarket | Gas | Per Combination Space and Water Heat Boiler kBtuh - Baseline 84% AFUE |  |  | Supermarket Integrated Space and Water Heat - ENERGY STAR Boiler - AFUE 90% |  | 0 | 20 | 0.21684 | 0 |  | 0 | 0 | 0 | 0 | 0 | 0 | 0 | 0.46223 |  | 0 | 0 | 0 | Heating | Gas Heating | Integrated Space and Water Heat | Integrated Space and Water Heat 90% AFUE | CommVENT | 0.0141% | 96.56% | 96.56% | 647.0243 | 0.01301 | 0.5% | 5% | 85% | 6.8% | 0.2% | 7.3805 | 0.091288 | 0.74718 | 0 | 0.21684 | 0 | 0 | -0.7951 | -0.57826 |  | 0 | -0.11626 | 0 | 01. ($9,999.000) to $0.028 | 1 | -0.11626 | 01. ($9,999.00) to $0.22 | 1 | 0 | 0 | 0 | 0 | 0 | 0 | 0 | 0 | 0 | 0 | 0 | 0 | 0 | 0 | 0 | 0 | 0 | 0 | 0 | 0 | 0 | 0 | 0 | 0 | 0 | 0 | 0 | 0 | 0 | 0 | 0 | 0 | 0 | 0 | 0 | 0 | 0 | 0 | 0 | 0 | 0 | 0 | 0 | 0 | 0 | 0 | 0 | 0 | 0 | 0 | 0 | 0 | 0 | 0 | 0 | 0 | 0 | 0 | 0 | 0 | 0 | 0 | 0 | 0 | 0 | 0 | 0 | 0 | 0 | 0 | 0 | 0 | 0 | 12.6437 | 27.1744 | 37.8425 | 44.8787 | 54.1454 | 63.0606 | 70.2259 | 78.1206 | 83.7321 | 88.8813 | 89.3678 | 92.8269 | 93.5805 | 95.5698 | 95.2657 | 97.1779 | 95.7792 | 97.1938 | 96.2807 | 98.5002 | 5.8443 | 12.5609 | 17.492 | 20.7443 | 25.0277 | 29.1486 | 32.4606 | 36.1098 | 38.7036 | 41.0838 | 41.3086 | 42.9075 | 43.2559 | 44.1754 | 44.0348 | 44.9187 | 44.2722 | 44.9261 | 44.504 | 45.5299 | 699.009 | 5.8443 | 18.4052 | 35.8972 | 56.6415 | 81.6693 | 110.8179 | 143.2785 | 179.3884 | 218.092 | 259.1758 | 300.4844 | 343.392 | 386.6479 | 430.8233 | 474.8581 | 519.7768 | 564.049 | 608.9751 | 653.4791 | 699.009 | 0 | 0 | 0 | 0 | 0 | 0 | 0 | 0 | 0 | 0 | 0 | 0 | 0 | 0 | 0 | 0 | 0 | 0 | 0 | 0 | 0 | 0 | 0 | 0 | 0 | 0 | 0 | 0 | 0 | 0 | 0 | 0 | 0 | 0 | 0 | 0 | 0 | 0 | 0 | 0 | 0 | 0 | 0 | 0 | 0 | 0 | 0 | 0 | 0 | 0 | 0 | 0 | 0 | 0 | 0 | 0 | 0 | 0 | 0 | 0 | 0 | 0 | 0 | 0 | 0 | 0 | 0 | 0 | 0 | 0.01557% | 0 | 0 | 0 | 0 | 0 | 0 | 0 | 0 | 0 | 0 | 0 | 0 | 0 | 0 | 0 | 0 | 0 | 0 | 0 | 0 | 0 | 0 | 0 | 0
| ComIntegratedSpaceWaterHeat_Cadmus | M_Input | Space heating savings based on PSE 2014 commercial boiler EUIs. Water heating savings adapted from PSE business case for commercial water heaters. 'EUL based on the Wisconsin February 2016 Technical Reference Manual for the measures "Boiler, 85-90% AFUE, NG" and "Boiler, ≥ 90% AFUE, NG". Cost based on NEEP 2012 cost research. | 2020 | NR and New | 2022 | 2041 | PSE | Commercial | MiniMart | Gas | Per Combination Space and Water Heat Boiler kBtuh - Baseline 84% AFUE |  |  | MiniMart Integrated Space and Water Heat - ENERGY STAR Boiler - AFUE 90% |  | 0 | 20 | 0.21684 | 0 |  | 0 | 0 | 0 | 0 | 0 | 0 | 0 | 0.46223 |  | 0 | 0 | 0 | Heating | Gas Heating | Integrated Space and Water Heat | Integrated Space and Water Heat 90% AFUE | CommVENT | 0.0141% | 96.56% | 96.56% | 647.0243 | 0.30579 | 0.5% | 5% | 85% | 6.8% | 0.2% | 7.3805 | 0.091288 | 0.74718 | 0 | 0.21684 | 0 | 0 | -0.7951 | -0.57826 |  | 0 | -0.11626 | 0 | 01. ($9,999.000) to $0.028 | 1 | -0.11626 | 01. ($9,999.00) to $0.22 | 1 | 0 | 0 | 0 | 0 | 0 | 0 | 0 | 0 | 0 | 0 | 0 | 0 | 0 | 0 | 0 | 0 | 0 | 0 | 0 | 0 | 0 | 0 | 0 | 0 | 0 | 0 | 0 | 0 | 0 | 0 | 0 | 0 | 0 | 0 | 0 | 0 | 0 | 0 | 0 | 0 | 0 | 0 | 0 | 0 | 0 | 0 | 0 | 0 | 0 | 0 | 0 | 0 | 0 | 0 | 0 | 0 | 0 | 0 | 0 | 0 | 0 | 0 | 0 | 0 | 0 | 0 | 0 | 0 | 0 | 0 | 0 | 0 | 0 | 10.3156 | 22.2604 | 30.9914 | 36.7024 | 44.3307 | 51.7247 | 57.7176 | 64.3799 | 69.1607 | 73.5832 | 74.1017 | 77.1409 | 77.914 | 79.7368 | 79.6343 | 81.4029 | 80.3883 | 81.7419 | 81.134 | 83.1633 | 4.7682 | 10.2895 | 14.3252 | 16.965 | 20.4911 | 23.9088 | 26.6789 | 29.7585 | 31.9683 | 34.0125 | 34.2522 | 35.657 | 36.0143 | 36.8569 | 36.8095 | 37.627 | 37.158 | 37.7837 | 37.5027 | 38.4407 | 581.268 | 4.7682 | 15.0577 | 29.3829 | 46.3479 | 66.839 | 90.7478 | 117.4267 | 147.1852 | 179.1534 | 213.1659 | 247.4181 | 283.0751 | 319.0894 | 355.9463 | 392.7558 | 430.3828 | 467.5409 | 505.3246 | 542.8273 | 581.268 | 0 | 0 | 0 | 0 | 0 | 0 | 0 | 0 | 0 | 0 | 0 | 0 | 0 | 0 | 0 | 0 | 0 | 0 | 0 | 0 | 0 | 0 | 0 | 0 | 0 | 0 | 0 | 0 | 0 | 0 | 0 | 0 | 0 | 0 | 0 | 0 | 0 | 0 | 0 | 0 | 0 | 0 | 0 | 0 | 0 | 0 | 0 | 0 | 0 | 0 | 0 | 0 | 0 | 0 | 0 | 0 | 0 | 0 | 0 | 0 | 0 | 0 | 0 | 0 | 0 | 0 | 0 | 0 | 0 | 0.01557% | 0 | 0 | 0 | 0 | 0 | 0 | 0 | 0 | 0 | 0 | 0 | 0 | 0 | 0 | 0 | 0 | 0 | 0 | 0 | 0 | 0 | 0 | 0 | 0
| ComIntegratedSpaceWaterHeat_Cadmus | M_Input | Space heating savings based on PSE 2014 commercial boiler EUIs. Water heating savings adapted from PSE business case for commercial water heaters. 'EUL based on the Wisconsin February 2016 Technical Reference Manual for the measures "Boiler, 85-90% AFUE, NG" and "Boiler, ≥ 90% AFUE, NG". Cost based on NEEP 2012 cost research. | 2020 | NR and New | 2022 | 2041 | PSE | Commercial | Restaurant | Gas | Per Combination Space and Water Heat Boiler kBtuh - Baseline 84% AFUE |  |  | Restaurant Integrated Space and Water Heat - ENERGY STAR Boiler - AFUE 90% |  | 0 | 20 | 0.21684 | 0 |  | 0 | 0 | 0 | 0 | 0 | 0 | 0 | 0.10691 |  | 0 | 0 | 0 | Heating | Gas Heating | Integrated Space and Water Heat | Integrated Space and Water Heat 90% AFUE | CommVENT | 0.0141% | 91.57% | 91.57% | 105 | 0.010795 | 0.5% | 5% | 85% | 6.8% | 0.2% | 1.707 | 0.021113 | 0.17281 | 0 | 0.21684 | 0 | 0 | -0.15055 | 0.066288 |  | 0 | 0.057623 | 0 | 01. ($9,999.000) to $0.028 | 1 | 0.057623 | 01. ($9,999.00) to $0.22 | 1 | 0 | 0 | 0 | 0 | 0 | 0 | 0 | 0 | 0 | 0 | 0 | 0 | 0 | 0 | 0 | 0 | 0 | 0 | 0 | 0 | 0 | 0 | 0 | 0 | 0 | 0 | 0 | 0 | 0 | 0 | 0 | 0 | 0 | 0 | 0 | 0 | 0 | 0 | 0 | 0 | 0 | 0 | 0 | 0 | 0 | 0 | 0 | 0 | 0 | 0 | 0 | 0 | 0 | 0 | 0 | 0 | 0 | 0 | 0 | 0 | 0 | 0 | 0 | 0 | 0 | 0 | 0 | 0 | 0 | 0 | 0 | 0 | 0 | 13.5236 | 28.8574 | 40.1893 | 47.7544 | 57.4827 | 66.7152 | 74.0169 | 81.9358 | 87.4565 | 92.444 | 92.6687 | 95.8648 | 96.301 | 97.9702 | 97.3094 | 98.8834 | 97.104 | 98.1743 | 96.8957 | 98.7898 | 1.4457 | 3.085 | 4.2965 | 5.1052 | 6.1452 | 7.1322 | 7.9128 | 8.7594 | 9.3496 | 9.8828 | 9.9068 | 10.2485 | 10.2951 | 10.4735 | 10.4029 | 10.5712 | 10.3809 | 10.4954 | 10.3587 | 10.5612 | 166.8085 | 1.4457 | 4.5308 | 8.8272 | 13.9324 | 20.0776 | 27.2099 | 35.1227 | 43.882 | 53.2316 | 63.1144 | 73.0212 | 83.2696 | 93.5647 | 104.0383 | 114.4412 | 125.0124 | 135.3933 | 145.8887 | 156.2474 | 166.8085 | 0 | 0 | 0 | 0 | 0 | 0 | 0 | 0 | 0 | 0 | 0 | 0 | 0 | 0 | 0 | 0 | 0 | 0 | 0 | 0 | 0 | 0 | 0 | 0 | 0 | 0 | 0 | 0 | 0 | 0 | 0 | 0 | 0 | 0 | 0 | 0 | 0 | 0 | 0 | 0 | 0 | 0 | 0 | 0 | 0 | 0 | 0 | 0 | 0 | 0.89645 | 1.9129 | 2.6641 | 3.1655 | 3.8104 | 4.4224 | 4.9064 | 5.4314 | 5.7973 | 6.1279 | 6.1428 | 6.3547 | 6.3836 | 6.4942 | 6.4504 | 6.5548 | 6.4368 | 6.5078 | 6.423 | 6.5486 | 0.01557% | 0 | 0 | 0 | 0 | 0 | 0 | 0 | 0 | 0 | 0 | 0 | 0 | 0 | 0 | 0 | 0 | 0 | 0 | 0 | 0 | 0 | 0 | 0 | 0
| ComIntegratedSpaceWaterHeat_Cadmus | M_Input | Space heating savings based on PSE 2014 commercial boiler EUIs. Water heating savings adapted from PSE business case for commercial water heaters. 'EUL based on the Wisconsin February 2016 Technical Reference Manual for the measures "Boiler, 85-90% AFUE, NG" and "Boiler, ≥ 90% AFUE, NG". Cost based on NEEP 2012 cost research. | 2020 | NR and New | 2022 | 2041 | PSE | Commercial | Lodging | Gas | Per Combination Space and Water Heat Boiler kBtuh - Baseline 84% AFUE |  |  | Lodging Integrated Space and Water Heat - ENERGY STAR Boiler - AFUE 90% |  | 0 | 20 | 0.5285 | 0 |  | 0 | 0 | 0 | 0 | 0 | 0 | 0 | 0.5326 |  | 0 | 0 | 0 | Heating | Gas Heating | Integrated Space and Water Heat | Integrated Space and Water Heat 90% AFUE | CommVENT | 0.0141% | 87.63% | 87.63% | 353.8447 | 0.011274 | 0.5% | 5% | 85% | 6.8% | 0.2% | 8.5042 | 0.10519 | 0.86094 | 0 | 0.5285 | 0 | 0 | -0.86042 | -0.33193 |  | 0 | -0.057916 | 0 | 01. ($9,999.000) to $0.028 | 1 | -0.057916 | 01. ($9,999.00) to $0.22 | 1 | 0 | 0 | 0 | 0 | 0 | 0 | 0 | 0 | 0 | 0 | 0 | 0 | 0 | 0 | 0 | 0 | 0 | 0 | 0 | 0 | 0 | 0 | 0 | 0 | 0 | 0 | 0 | 0 | 0 | 0 | 0 | 0 | 0 | 0 | 0 | 0 | 0 | 0 | 0 | 0 | 0 | 0 | 0 | 0 | 0 | 0 | 0 | 0 | 0 | 0 | 0 | 0 | 0 | 0 | 0 | 0 | 0 | 0 | 0 | 0 | 0 | 0 | 0 | 0 | 0 | 0 | 0 | 0 | 0 | 0 | 0 | 0 | 0 | 9.1883 | 19.7828 | 27.5466 | 32.6494 | 39.4109 | 45.9373 | 51.2022 | 57.0258 | 61.1828 | 65.0111 | 65.4123 | 68.0104 | 68.6197 | 70.1428 | 69.9783 | 71.4485 | 70.4809 | 71.5857 | 70.9749 | 72.6718 | 4.8937 | 10.5364 | 14.6714 | 17.3892 | 20.9904 | 24.4664 | 27.2705 | 30.3721 | 32.5861 | 34.6251 | 34.8388 | 36.2226 | 36.5471 | 37.3583 | 37.2707 | 38.0537 | 37.5384 | 38.1268 | 37.8014 | 38.7052 | 590.2642 | 4.8937 | 15.4301 | 30.1015 | 47.4907 | 68.4811 | 92.9475 | 120.2179 | 150.5901 | 183.1762 | 217.8013 | 252.6401 | 288.8627 | 325.4097 | 362.768 | 400.0387 | 438.0924 | 475.6307 | 513.7575 | 551.559 | 590.2642 | 0 | 0 | 0 | 0 | 0 | 0 | 0 | 0 | 0 | 0 | 0 | 0 | 0 | 0 | 0 | 0 | 0 | 0 | 0 | 0 | 0 | 0 | 0 | 0 | 0 | 0 | 0 | 0 | 0 | 0 | 0 | 0 | 0 | 0 | 0 | 0 | 0 | 0 | 0 | 0 | 0 | 0 | 0 | 0 | 0 | 0 | 0 | 0 | 0 | 0 | 0 | 0 | 0 | 0 | 0 | 0 | 0 | 0 | 0 | 0 | 0 | 0 | 0 | 0 | 0 | 0 | 0 | 0 | 0 | 0.01557% | 0 | 0 | 0 | 0 | 0 | 0 | 0 | 0 | 0 | 0 | 0 | 0 | 0 | 0 | 0 | 0 | 0 | 0 | 0 | 0 | 0 | 0 | 0 | 0
| ComIntegratedSpaceWaterHeat_Cadmus | M_Input | Space heating savings based on PSE 2014 commercial boiler EUIs. Water heating savings adapted from PSE business case for commercial water heaters. 'EUL based on the Wisconsin February 2016 Technical Reference Manual for the measures "Boiler, 85-90% AFUE, NG" and "Boiler, ≥ 90% AFUE, NG". Cost based on NEEP 2012 cost research. | 2020 | NR and New | 2022 | 2041 | PSE | Commercial | Hospital | Gas | Per Combination Space and Water Heat Boiler kBtuh - Baseline 84% AFUE |  |  | Hospital Integrated Space and Water Heat - ENERGY STAR Boiler - AFUE 90% |  | 0 | 20 | 0.21684 | 0 |  | 0 | 0 | 0 | 0 | 0 | 0 | 0 | 0.632 |  | 0 | 0 | 0 | Heating | Gas Heating | Integrated Space and Water Heat | Integrated Space and Water Heat 90% AFUE | CommVENT | 0.0141% | 91.48% | 91.48% | 343.7349 | 0.0042448 | 0.5% | 5% | 85% | 6.8% | 0.2% | 10.0912 | 0.12482 | 1.0216 | 0 | 0.21684 | 0 | 0 | -1.1031 | -0.88621 |  | 0 | -0.13031 | 0 | 01. ($9,999.000) to $0.028 | 1 | -0.13031 | 01. ($9,999.00) to $0.22 | 1 | 0 | 0 | 0 | 0 | 0 | 0 | 0 | 0 | 0 | 0 | 0 | 0 | 0 | 0 | 0 | 0 | 0 | 0 | 0 | 0 | 0 | 0 | 0 | 0 | 0 | 0 | 0 | 0 | 0 | 0 | 0 | 0 | 0 | 0 | 0 | 0 | 0 | 0 | 0 | 0 | 0 | 0 | 0 | 0 | 0 | 0 | 0 | 0 | 0 | 0 | 0 | 0 | 0 | 0 | 0 | 0 | 0 | 0 | 0 | 0 | 0 | 0 | 0 | 0 | 0 | 0 | 0 | 0 | 0 | 0 | 0 | 0 | 0 | 1.2794 | 2.7526 | 3.833 | 4.5441 | 5.4841 | 6.3902 | 7.1201 | 7.9263 | 8.5007 | 9.0291 | 9.0823 | 9.4395 | 9.5209 | 9.7287 | 9.7027 | 9.903 | 9.7656 | 9.9152 | 9.8273 | 10.0589 | 0.80855 | 1.7396 | 2.4225 | 2.8719 | 3.4659 | 4.0386 | 4.4999 | 5.0094 | 5.3725 | 5.7064 | 5.74 | 5.9657 | 6.0172 | 6.1486 | 6.1321 | 6.2587 | 6.1718 | 6.2664 | 6.2108 | 6.3572 | 97.2037 | 0.80855 | 2.5482 | 4.9706 | 7.8425 | 11.3084 | 15.347 | 19.847 | 24.8563 | 30.2288 | 35.9352 | 41.6752 | 47.6409 | 53.6581 | 59.8066 | 65.9388 | 72.1975 | 78.3693 | 84.6357 | 90.8465 | 97.2037 | 0 | 0 | 0 | 0 | 0 | 0 | 0 | 0 | 0 | 0 | 0 | 0 | 0 | 0 | 0 | 0 | 0 | 0 | 0 | 0 | 0 | 0 | 0 | 0 | 0 | 0 | 0 | 0 | 0 | 0 | 0 | 0 | 0 | 0 | 0 | 0 | 0 | 0 | 0 | 0 | 0 | 0 | 0 | 0 | 0 | 0 | 0 | 0 | 0 | 0 | 0 | 0 | 0 | 0 | 0 | 0 | 0 | 0 | 0 | 0 | 0 | 0 | 0 | 0 | 0 | 0 | 0 | 0 | 0 | 0.01557% | 0 | 0 | 0 | 0 | 0 | 0 | 0 | 0 | 0 | 0 | 0 | 0 | 0 | 0 | 0 | 0 | 0 | 0 | 0 | 0 | 0 | 0 | 0 | 0
| ComIntegratedSpaceWaterHeat_Cadmus | M_Input | Space heating savings based on PSE 2014 commercial boiler EUIs. Water heating savings adapted from PSE business case for commercial water heaters. 'EUL based on the Wisconsin February 2016 Technical Reference Manual for the measures "Boiler, 85-90% AFUE, NG" and "Boiler, ≥ 90% AFUE, NG". Cost based on NEEP 2012 cost research. | 2020 | NR and New | 2022 | 2041 | PSE | Commercial | Residential Care | Gas | Per Combination Space and Water Heat Boiler kBtuh - Baseline 84% AFUE |  |  | Residential Care Integrated Space and Water Heat - ENERGY STAR Boiler - AFUE 90% |  | 0 | 20 | 0.21684 | 0 |  | 0 | 0 | 0 | 0 | 0 | 0 | 0 | 0.29558 |  | 0 | 0 | 0 | Heating | Gas Heating | Integrated Space and Water Heat | Integrated Space and Water Heat 90% AFUE | CommVENT | 0.0141% | 93.17% | 93.17% | 242.6406 | 0.0027198 | 0.5% | 5% | 85% | 6.8% | 0.2% | 4.7195 | 0.058375 | 0.47779 | 0 | 0.21684 | 0 | 0 | -0.4928 | -0.27595 |  | 0 | -0.086761 | 0 | 01. ($9,999.000) to $0.028 | 1 | -0.086761 | 01. ($9,999.00) to $0.22 | 1 | 0 | 0 | 0 | 0 | 0 | 0 | 0 | 0 | 0 | 0 | 0 | 0 | 0 | 0 | 0 | 0 | 0 | 0 | 0 | 0 | 0 | 0 | 0 | 0 | 0 | 0 | 0 | 0 | 0 | 0 | 0 | 0 | 0 | 0 | 0 | 0 | 0 | 0 | 0 | 0 | 0 | 0 | 0 | 0 | 0 | 0 | 0 | 0 | 0 | 0 | 0 | 0 | 0 | 0 | 0 | 0 | 0 | 0 | 0 | 0 | 0 | 0 | 0 | 0 | 0 | 0 | 0 | 0 | 0 | 0 | 0 | 0 | 0 | 2.5648 | 5.5184 | 7.6844 | 9.11 | 10.9945 | 12.8111 | 14.2744 | 15.8905 | 17.0422 | 18.1014 | 18.2082 | 18.9242 | 19.0875 | 19.5041 | 19.452 | 19.8535 | 19.578 | 19.8779 | 19.7016 | 20.166 | 0.75811 | 1.6311 | 2.2713 | 2.6927 | 3.2497 | 3.7866 | 4.2192 | 4.6969 | 5.0373 | 5.3503 | 5.3819 | 5.5935 | 5.6418 | 5.7649 | 5.7495 | 5.8682 | 5.7868 | 5.8754 | 5.8233 | 5.9606 | 91.1392 | 0.75811 | 2.3892 | 4.6605 | 7.3532 | 10.6029 | 14.3895 | 18.6087 | 23.3056 | 28.3428 | 33.6932 | 39.0751 | 44.6686 | 50.3104 | 56.0753 | 61.8249 | 67.6931 | 73.4799 | 79.3553 | 85.1786 | 91.1392 | 0 | 0 | 0 | 0 | 0 | 0 | 0 | 0 | 0 | 0 | 0 | 0 | 0 | 0 | 0 | 0 | 0 | 0 | 0 | 0 | 0 | 0 | 0 | 0 | 0 | 0 | 0 | 0 | 0 | 0 | 0 | 0 | 0 | 0 | 0 | 0 | 0 | 0 | 0 | 0 | 0 | 0 | 0 | 0 | 0 | 0 | 0 | 0 | 0 | 0 | 0 | 0 | 0 | 0 | 0 | 0 | 0 | 0 | 0 | 0 | 0 | 0 | 0 | 0 | 0 | 0 | 0 | 0 | 0 | 0.01557% | 0 | 0 | 0 | 0 | 0 | 0 | 0 | 0 | 0 | 0 | 0 | 0 | 0 | 0 | 0 | 0 | 0 | 0 | 0 | 0 | 0 | 0 | 0 | 0
| ComIntegratedSpaceWaterHeat_Cadmus | M_Input | Space heating savings based on PSE 2014 commercial boiler EUIs. Water heating savings adapted from PSE business case for commercial water heaters. 'EUL based on the Wisconsin February 2016 Technical Reference Manual for the measures "Boiler, 85-90% AFUE, NG" and "Boiler, ≥ 90% AFUE, NG". Cost based on NEEP 2012 cost research. | 2020 | NR and New | 2022 | 2041 | PSE | Commercial | Assembly | Gas | Per Combination Space and Water Heat Boiler kBtuh - Baseline 84% AFUE |  |  | Assembly Integrated Space and Water Heat - ENERGY STAR Boiler - AFUE 90% |  | 0 | 20 | 0.14395 | 0 |  | 0 | 0 | 0 | 0 | 0 | 0 | 0 | 0.16266 |  | 0 | 0 | 0 | Heating | Gas Heating | Integrated Space and Water Heat | Integrated Space and Water Heat 90% AFUE | CommVENT | 0.0141% | 93.17% | 93.17% | 242.6406 | 0.0178 | 0.5% | 5% | 85% | 6.8% | 0.2% | 2.5972 | 0.032125 | 0.26294 | 0 | 0.14395 | 0 | 0 | -0.26627 | -0.12232 |  | 0 | -0.069881 | 0 | 01. ($9,999.000) to $0.028 | 1 | -0.069881 | 01. ($9,999.00) to $0.22 | 1 | 0 | 0 | 0 | 0 | 0 | 0 | 0 | 0 | 0 | 0 | 0 | 0 | 0 | 0 | 0 | 0 | 0 | 0 | 0 | 0 | 0 | 0 | 0 | 0 | 0 | 0 | 0 | 0 | 0 | 0 | 0 | 0 | 0 | 0 | 0 | 0 | 0 | 0 | 0 | 0 | 0 | 0 | 0 | 0 | 0 | 0 | 0 | 0 | 0 | 0 | 0 | 0 | 0 | 0 | 0 | 0 | 0 | 0 | 0 | 0 | 0 | 0 | 0 | 0 | 0 | 0 | 0 | 0 | 0 | 0 | 0 | 0 | 0 | 26.5931 | 57.1781 | 79.6235 | 94.416 | 113.9248 | 132.7076 | 147.8165 | 164.4783 | 176.333 | 187.2202 | 188.2749 | 195.6059 | 197.2317 | 201.4668 | 200.8642 | 204.939 | 202.0293 | 205.0549 | 203.1689 | 207.8922 | 4.3256 | 9.3006 | 12.9516 | 15.3577 | 18.5311 | 21.5863 | 24.0439 | 26.7541 | 28.6824 | 30.4533 | 30.6249 | 31.8173 | 32.0818 | 32.7706 | 32.6726 | 33.3354 | 32.8622 | 33.3543 | 33.0475 | 33.8158 | 518.369 | 4.3256 | 13.6263 | 26.5778 | 41.9356 | 60.4666 | 82.0529 | 106.0968 | 132.8509 | 161.5333 | 191.9866 | 222.6114 | 254.4287 | 286.5105 | 319.2812 | 351.9538 | 385.2892 | 418.1514 | 451.5057 | 484.5532 | 518.369 | 0 | 0 | 0 | 0 | 0 | 0 | 0 | 0 | 0 | 0 | 0 | 0 | 0 | 0 | 0 | 0 | 0 | 0 | 0 | 0 | 0 | 0 | 0 | 0 | 0 | 0 | 0 | 0 | 0 | 0 | 0 | 0 | 0 | 0 | 0 | 0 | 0 | 0 | 0 | 0 | 0 | 0 | 0 | 0 | 0 | 0 | 0 | 0 | 0 | 0 | 0 | 0 | 0 | 0 | 0 | 0 | 0 | 0 | 0 | 0 | 0 | 0 | 0 | 0 | 0 | 0 | 0 | 0 | 0 | 0.01557% | 0 | 0 | 0 | 0 | 0 | 0 | 0 | 0 | 0 | 0 | 0 | 0 | 0 | 0 | 0 | 0 | 0 | 0 | 0 | 0 | 0 | 0 | 0 | 0
| ComIntegratedSpaceWaterHeat_Cadmus | M_Input | Space heating savings based on PSE 2014 commercial boiler EUIs. Water heating savings adapted from PSE business case for commercial water heaters. 'EUL based on the Wisconsin February 2016 Technical Reference Manual for the measures "Boiler, 85-90% AFUE, NG" and "Boiler, ≥ 90% AFUE, NG". Cost based on NEEP 2012 cost research. | 2020 | NR and New | 2022 | 2041 | PSE | Commercial | Other | Gas | Per Combination Space and Water Heat Boiler kBtuh - Baseline 84% AFUE |  |  | Other Integrated Space and Water Heat - ENERGY STAR Boiler - AFUE 90% |  | 0 | 20 | 0.21684 | 0 |  | 0 | 0 | 0 | 0 | 0 | 0 | 0 | 0.29558 |  | 0 | 0 | 0 | Heating | Gas Heating | Integrated Space and Water Heat | Integrated Space and Water Heat 90% AFUE | CommVENT | 0.0141% | 93.17% | 93.17% | 242.6406 | 0.010825 | 0.5% | 5% | 85% | 6.8% | 0.2% | 4.7195 | 0.058375 | 0.47779 | 0 | 0.21684 | 0 | 0 | -0.4928 | -0.27595 |  | 0 | -0.086761 | 0 | 01. ($9,999.000) to $0.028 | 1 | -0.086761 | 01. ($9,999.00) to $0.22 | 1 | 0 | 0 | 0 | 0 | 0 | 0 | 0 | 0 | 0 | 0 | 0 | 0 | 0 | 0 | 0 | 0 | 0 | 0 | 0 | 0 | 0 | 0 | 0 | 0 | 0 | 0 | 0 | 0 | 0 | 0 | 0 | 0 | 0 | 0 | 0 | 0 | 0 | 0 | 0 | 0 | 0 | 0 | 0 | 0 | 0 | 0 | 0 | 0 | 0 | 0 | 0 | 0 | 0 | 0 | 0 | 0 | 0 | 0 | 0 | 0 | 0 | 0 | 0 | 0 | 0 | 0 | 0 | 0 | 0 | 0 | 0 | 0 | 0 | 48.1367 | 102.7166 | 143.0517 | 169.9794 | 204.607 | 237.4695 | 263.4596 | 291.6465 | 311.2972 | 329.0501 | 329.8496 | 341.226 | 342.7787 | 348.7202 | 346.3682 | 351.9706 | 345.637 | 349.4466 | 344.8957 | 351.6375 | 14.228 | 30.3605 | 42.2826 | 50.2418 | 60.4769 | 70.1902 | 77.8723 | 86.2037 | 92.0119 | 97.2593 | 97.4956 | 100.8582 | 101.3171 | 103.0733 | 102.3781 | 104.034 | 102.162 | 103.288 | 101.9428 | 103.9355 | 1641.6118 | 14.228 | 44.5886 | 86.8712 | 137.113 | 197.5899 | 267.7802 | 345.6524 | 431.8561 | 523.868 | 621.1273 | 718.6229 | 819.481 | 920.7981 | 1023.8714 | 1126.2495 | 1230.2835 | 1332.4455 | 1435.7334 | 1537.6763 | 1641.6118 | 0 | 0 | 0 | 0 | 0 | 0 | 0 | 0 | 0 | 0 | 0 | 0 | 0 | 0 | 0 | 0 | 0 | 0 | 0 | 0 | 0 | 0 | 0 | 0 | 0 | 0 | 0 | 0 | 0 | 0 | 0 | 0 | 0 | 0 | 0 | 0 | 0 | 0 | 0 | 0 | 0 | 0 | 0 | 0 | 0 | 0 | 0 | 0 | 0 | 0 | 0 | 0 | 0 | 0 | 0 | 0 | 0 | 0 | 0 | 0 | 0 | 0 | 0 | 0 | 0 | 0 | 0 | 0 | 0 | 0.01557% | 0 | 0 | 0 | 0 | 0 | 0 | 0 | 0 | 0 | 0 | 0 | 0 | 0 | 0 | 0 | 0 | 0 | 0 | 0 | 0 | 0 | 0 | 0 | 0
| ComIntegratedSpaceWaterHeat_Cadmus | M_Input | Space heating savings based on PSE 2014 commercial boiler EUIs. Water heating savings adapted from PSE business case for commercial water heaters. 'EUL based on the Wisconsin February 2016 Technical Reference Manual for the measures "Boiler, 85-90% AFUE, NG" and "Boiler, ≥ 90% AFUE, NG". Cost based on NEEP 2012 cost research. | 2020 | NR and New | 2022 | 2041 | PSE | Commercial | Large Off | Gas | Per Combination Space and Water Heat Boiler kBtuh - Baseline 90% AFUE |  |  | Large Off Integrated Space and Water Heat - ENERGY STAR Most Efficient Boiler - 95% AFUE |  | 0 | 20 | 0.35249 | 0 |  | 0 | 0 | 0 | 0 | 0 | 0 | 0 | 0.41797 |  | 0 | 0 | 0 | Heating | Gas Heating | Integrated Space and Water Heat | Integrated Space and Water Heat 95% AFUE | CommVENT | 0.0141% | 85.15% | 85.15% | 313.4019 | 0.0013633 | 0.5% | 5% | 85% | 6.8% | 0.2% | 6.6737 | 0.082546 | 0.67563 | 0 | 0.35249 | 0 | 0 | -0.68768 | -0.33519 |  | 0 | -0.074526 | 0 | 01. ($9,999.000) to $0.028 | 1 | -0.074526 | 01. ($9,999.00) to $0.22 | 1 | 0 | 0 | 0 | 0 | 0 | 0 | 0 | 0 | 0 | 0 | 0 | 0 | 0 | 0 | 0 | 0 | 0 | 0 | 0 | 0 | 0 | 0 | 0 | 0 | 0 | 0 | 0 | 0 | 0 | 0 | 0 | 0 | 0 | 0 | 0 | 0 | 0 | 0 | 0 | 0 | 0 | 0 | 0 | 0 | 0 | 0 | 0 | 0 | 0 | 0 | 0 | 0 | 0 | 0 | 0 | 0 | 0 | 0 | 0 | 0 | 0 | 0 | 0 | 0 | 0 | 0 | 0 | 0 | 0 | 0 | 0 | 0 | 0 | 4.58 | 9.8729 | 13.7464 | 16.2858 | 19.6651 | 22.9343 | 25.5783 | 28.5107 | 30.61 | 32.5479 | 32.7642 | 34.0884 | 34.4133 | 35.1994 | 35.1369 | 35.8978 | 35.4325 | 36.0101 | 35.7241 | 36.5994 | 1.9143 | 4.1265 | 5.7455 | 6.8069 | 8.2194 | 9.5858 | 10.6909 | 11.9165 | 12.7939 | 13.6039 | 13.6943 | 14.2478 | 14.3836 | 14.7121 | 14.686 | 15.0041 | 14.8096 | 15.051 | 14.9314 | 15.2973 | 232.2207 | 1.9143 | 6.0408 | 11.7863 | 18.5932 | 26.8126 | 36.3983 | 47.0892 | 59.0057 | 71.7996 | 85.4035 | 99.0978 | 113.3456 | 127.7292 | 142.4413 | 157.1274 | 172.1314 | 186.941 | 201.992 | 216.9235 | 232.2207 | 0 | 0 | 0 | 0 | 0 | 0 | 0 | 0 | 0 | 0 | 0 | 0 | 0 | 0 | 0 | 0 | 0 | 0 | 0 | 0 | 0 | 0 | 0 | 0 | 0 | 0 | 0 | 0 | 0 | 0 | 0 | 0 | 0 | 0 | 0 | 0 | 0 | 0 | 0 | 0 | 0 | 0 | 0 | 0 | 0 | 0 | 0 | 0 | 0 | 0 | 0 | 0 | 0 | 0 | 0 | 0 | 0 | 0 | 0 | 0 | 0 | 0 | 0 | 0 | 0 | 0 | 0 | 0 | 0 | 0.01557% | 0 | 0 | 0 | 0 | 0 | 0 | 0 | 0 | 0 | 0 | 0 | 0 | 0 | 0 | 0 | 0 | 0 | 0 | 0 | 0 | 0 | 0 | 0 | 0
| ComIntegratedSpaceWaterHeat_Cadmus | M_Input | Space heating savings based on PSE 2014 commercial boiler EUIs. Water heating savings adapted from PSE business case for commercial water heaters. 'EUL based on the Wisconsin February 2016 Technical Reference Manual for the measures "Boiler, 85-90% AFUE, NG" and "Boiler, ≥ 90% AFUE, NG". Cost based on NEEP 2012 cost research. | 2020 | NR and New | 2022 | 2041 | PSE | Commercial | Medium Off | Gas | Per Combination Space and Water Heat Boiler kBtuh - Baseline 90% AFUE |  |  | Medium Off Integrated Space and Water Heat - ENERGY STAR Most Efficient Boiler - 95% AFUE |  | 0 | 20 | 0.35249 | 0 |  | 0 | 0 | 0 | 0 | 0 | 0 | 0 | 0.41797 |  | 0 | 0 | 0 | Heating | Gas Heating | Integrated Space and Water Heat | Integrated Space and Water Heat 95% AFUE | CommVENT | 0.0141% | 85.15% | 85.15% | 313.4019 | 0.007505 | 0.5% | 5% | 85% | 6.8% | 0.2% | 6.6737 | 0.082546 | 0.67563 | 0 | 0.35249 | 0 | 0 | -0.68768 | -0.33519 |  | 0 | -0.074526 | 0 | 01. ($9,999.000) to $0.028 | 1 | -0.074526 | 01. ($9,999.00) to $0.22 | 1 | 0 | 0 | 0 | 0 | 0 | 0 | 0 | 0 | 0 | 0 | 0 | 0 | 0 | 0 | 0 | 0 | 0 | 0 | 0 | 0 | 0 | 0 | 0 | 0 | 0 | 0 | 0 | 0 | 0 | 0 | 0 | 0 | 0 | 0 | 0 | 0 | 0 | 0 | 0 | 0 | 0 | 0 | 0 | 0 | 0 | 0 | 0 | 0 | 0 | 0 | 0 | 0 | 0 | 0 | 0 | 0 | 0 | 0 | 0 | 0 | 0 | 0 | 0 | 0 | 0 | 0 | 0 | 0 | 0 | 0 | 0 | 0 | 0 | 13.4543 | 29.0029 | 40.3818 | 47.8417 | 57.769 | 67.3726 | 75.1397 | 83.7542 | 89.9209 | 95.6139 | 96.2492 | 100.1392 | 101.0937 | 103.4029 | 103.2195 | 105.4547 | 104.0879 | 105.7846 | 104.9443 | 107.5156 | 5.6234 | 12.1222 | 16.8782 | 19.9962 | 24.1455 | 28.1594 | 31.4058 | 35.0064 | 37.5839 | 39.9633 | 40.2289 | 41.8548 | 42.2537 | 43.2189 | 43.1422 | 44.0765 | 43.5052 | 44.2143 | 43.8631 | 44.9379 | 682.1797 | 5.6234 | 17.7457 | 34.6239 | 54.6201 | 78.7655 | 106.925 | 138.3308 | 173.3371 | 210.921 | 250.8844 | 291.1132 | 332.968 | 375.2217 | 418.4406 | 461.5828 | 505.6592 | 549.1644 | 593.3787 | 637.2419 | 682.1797 | 0 | 0 | 0 | 0 | 0 | 0 | 0 | 0 | 0 | 0 | 0 | 0 | 0 | 0 | 0 | 0 | 0 | 0 | 0 | 0 | 0 | 0 | 0 | 0 | 0 | 0 | 0 | 0 | 0 | 0 | 0 | 0 | 0 | 0 | 0 | 0 | 0 | 0 | 0 | 0 | 0 | 0 | 0 | 0 | 0 | 0 | 0 | 0 | 0 | 0 | 0 | 0 | 0 | 0 | 0 | 0 | 0 | 0 | 0 | 0 | 0 | 0 | 0 | 0 | 0 | 0 | 0 | 0 | 0 | 0.01557% | 0 | 0 | 0 | 0 | 0 | 0 | 0 | 0 | 0 | 0 | 0 | 0 | 0 | 0 | 0 | 0 | 0 | 0 | 0 | 0 | 0 | 0 | 0 | 0
| ComIntegratedSpaceWaterHeat_Cadmus | M_Input | Space heating savings based on PSE 2014 commercial boiler EUIs. Water heating savings adapted from PSE business case for commercial water heaters. 'EUL based on the Wisconsin February 2016 Technical Reference Manual for the measures "Boiler, 85-90% AFUE, NG" and "Boiler, ≥ 90% AFUE, NG". Cost based on NEEP 2012 cost research. | 2020 | NR and New | 2022 | 2041 | PSE | Commercial | Small Off | Gas | Per Combination Space and Water Heat Boiler kBtuh - Baseline 90% AFUE |  |  | Small Off Integrated Space and Water Heat - ENERGY STAR Most Efficient Boiler - 95% AFUE |  | 0 | 20 | 0.35249 | 0 |  | 0 | 0 | 0 | 0 | 0 | 0 | 0 | 0.41797 |  | 0 | 0 | 0 | Heating | Gas Heating | Integrated Space and Water Heat | Integrated Space and Water Heat 95% AFUE | CommVENT | 0.0141% | 85.15% | 85.15% | 313.4019 | 0.065322 | 0.5% | 5% | 85% | 6.8% | 0.2% | 6.6737 | 0.082546 | 0.67563 | 0 | 0.35249 | 0 | 0 | -0.68768 | -0.33519 |  | 0 | -0.074526 | 0 | 01. ($9,999.000) to $0.028 | 1 | -0.074526 | 01. ($9,999.00) to $0.22 | 1 | 0 | 0 | 0 | 0 | 0 | 0 | 0 | 0 | 0 | 0 | 0 | 0 | 0 | 0 | 0 | 0 | 0 | 0 | 0 | 0 | 0 | 0 | 0 | 0 | 0 | 0 | 0 | 0 | 0 | 0 | 0 | 0 | 0 | 0 | 0 | 0 | 0 | 0 | 0 | 0 | 0 | 0 | 0 | 0 | 0 | 0 | 0 | 0 | 0 | 0 | 0 | 0 | 0 | 0 | 0 | 0 | 0 | 0 | 0 | 0 | 0 | 0 | 0 | 0 | 0 | 0 | 0 | 0 | 0 | 0 | 0 | 0 | 0 | 81.0518 | 174.7203 | 243.269 | 288.2095 | 348.0136 | 405.8681 | 452.6587 | 504.5544 | 541.7045 | 576.0001 | 579.8274 | 603.2615 | 609.0118 | 622.9227 | 621.8178 | 635.2834 | 627.0493 | 637.2708 | 632.2089 | 647.699 | 33.8769 | 73.0271 | 101.6781 | 120.4617 | 145.4578 | 169.639 | 189.1959 | 210.8865 | 226.414 | 240.7483 | 242.348 | 252.1427 | 254.5461 | 260.3604 | 259.8986 | 265.5267 | 262.0852 | 266.3574 | 264.2417 | 270.716 | 4109.6083 | 33.8769 | 106.904 | 208.5821 | 329.0439 | 474.5017 | 644.1407 | 833.3365 | 1044.223 | 1270.637 | 1511.3854 | 1753.7334 | 2005.8761 | 2260.4222 | 2520.7826 | 2780.6812 | 3046.208 | 3308.2931 | 3574.6505 | 3838.8923 | 4109.6083 | 0 | 0 | 0 | 0 | 0 | 0 | 0 | 0 | 0 | 0 | 0 | 0 | 0 | 0 | 0 | 0 | 0 | 0 | 0 | 0 | 0 | 0 | 0 | 0 | 0 | 0 | 0 | 0 | 0 | 0 | 0 | 0 | 0 | 0 | 0 | 0 | 0 | 0 | 0 | 0 | 0 | 0 | 0 | 0 | 0 | 0 | 0 | 0 | 0 | 0 | 0 | 0 | 0 | 0 | 0 | 0 | 0 | 0 | 0 | 0 | 0 | 0 | 0 | 0 | 0 | 0 | 0 | 0 | 0 | 0.01557% | 0 | 0 | 0 | 0 | 0 | 0 | 0 | 0 | 0 | 0 | 0 | 0 | 0 | 0 | 0 | 0 | 0 | 0 | 0 | 0 | 0 | 0 | 0 | 0
| ComIntegratedSpaceWaterHeat_Cadmus | M_Input | Space heating savings based on PSE 2014 commercial boiler EUIs. Water heating savings adapted from PSE business case for commercial water heaters. 'EUL based on the Wisconsin February 2016 Technical Reference Manual for the measures "Boiler, 85-90% AFUE, NG" and "Boiler, ≥ 90% AFUE, NG". Cost based on NEEP 2012 cost research. | 2020 | NR and New | 2022 | 2041 | PSE | Commercial | XLarge Ret | Gas | Per Combination Space and Water Heat Boiler kBtuh - Baseline 90% AFUE |  |  | XLarge Ret Integrated Space and Water Heat - ENERGY STAR Most Efficient Boiler - 95% AFUE |  | 0 | 20 | 0.14171 | 0 |  | 0 | 0 | 0 | 0 | 0 | 0 | 0 | 0.1078 |  | 0 | 0 | 0 | Heating | Gas Heating | Integrated Space and Water Heat | Integrated Space and Water Heat 95% AFUE | CommVENT | 0.0141% | 91.55% | 91.55% | 232.5511 | 0.0008295 | 0.5% | 5% | 85% | 6.8% | 0.2% | 1.7212 | 0.021289 | 0.17425 | 0 | 0.14171 | 0 | 0 | -0.1672 | -0.025489 |  | 0 | -0.021974 | 0 | 01. ($9,999.000) to $0.028 | 1 | -0.021974 | 01. ($9,999.00) to $0.22 | 1 | 0 | 0 | 0 | 0 | 0 | 0 | 0 | 0 | 0 | 0 | 0 | 0 | 0 | 0 | 0 | 0 | 0 | 0 | 0 | 0 | 0 | 0 | 0 | 0 | 0 | 0 | 0 | 0 | 0 | 0 | 0 | 0 | 0 | 0 | 0 | 0 | 0 | 0 | 0 | 0 | 0 | 0 | 0 | 0 | 0 | 0 | 0 | 0 | 0 | 0 | 0 | 0 | 0 | 0 | 0 | 0 | 0 | 0 | 0 | 0 | 0 | 0 | 0 | 0 | 0 | 0 | 0 | 0 | 0 | 0 | 0 | 0 | 0 | 0.70699 | 1.5198 | 2.1164 | 2.5098 | 3.0282 | 3.5271 | 3.9283 | 4.3706 | 4.685 | 4.9737 | 5.0014 | 5.1956 | 5.2383 | 5.3502 | 5.3337 | 5.4413 | 5.3636 | 5.4434 | 5.3928 | 5.5176 | 0.076211 | 0.16383 | 0.22814 | 0.27054 | 0.32643 | 0.38021 | 0.42346 | 0.47113 | 0.50503 | 0.53615 | 0.53913 | 0.56006 | 0.56466 | 0.57673 | 0.57495 | 0.58655 | 0.57817 | 0.58677 | 0.58132 | 0.59478 | 9.1242 | 0.076211 | 0.24004 | 0.46818 | 0.73873 | 1.0652 | 1.4454 | 1.8688 | 2.34 | 2.845 | 3.3811 | 3.9203 | 4.4803 | 5.045 | 5.6217 | 6.1967 | 6.7832 | 7.3614 | 7.9482 | 8.5295 | 9.1242 | 0 | 0 | 0 | 0 | 0 | 0 | 0 | 0 | 0 | 0 | 0 | 0 | 0 | 0 | 0 | 0 | 0 | 0 | 0 | 0 | 0 | 0 | 0 | 0 | 0 | 0 | 0 | 0 | 0 | 0 | 0 | 0 | 0 | 0 | 0 | 0 | 0 | 0 | 0 | 0 | 0 | 0 | 0 | 0 | 0 | 0 | 0 | 0 | 0 | 0 | 0 | 0 | 0 | 0 | 0 | 0 | 0 | 0 | 0 | 0 | 0 | 0 | 0 | 0 | 0 | 0 | 0 | 0 | 0 | 0.01557% | 0 | 0 | 0 | 0 | 0 | 0 | 0 | 0 | 0 | 0 | 0 | 0 | 0 | 0 | 0 | 0 | 0 | 0 | 0 | 0 | 0 | 0 | 0 | 0
| ComIntegratedSpaceWaterHeat_Cadmus | M_Input | Space heating savings based on PSE 2014 commercial boiler EUIs. Water heating savings adapted from PSE business case for commercial water heaters. 'EUL based on the Wisconsin February 2016 Technical Reference Manual for the measures "Boiler, 85-90% AFUE, NG" and "Boiler, ≥ 90% AFUE, NG". Cost based on NEEP 2012 cost research. | 2020 | NR and New | 2022 | 2041 | PSE | Commercial | Large Ret | Gas | Per Combination Space and Water Heat Boiler kBtuh - Baseline 90% AFUE |  |  | Large Ret Integrated Space and Water Heat - ENERGY STAR Most Efficient Boiler - 95% AFUE |  | 0 | 20 | 0.14171 | 0 |  | 0 | 0 | 0 | 0 | 0 | 0 | 0 | 0.1078 |  | 0 | 0 | 0 | Heating | Gas Heating | Integrated Space and Water Heat | Integrated Space and Water Heat 95% AFUE | CommVENT | 0.0141% | 91.55% | 91.55% | 232.5511 | 0.0024628 | 0.5% | 5% | 85% | 6.8% | 0.2% | 1.7212 | 0.021289 | 0.17425 | 0 | 0.14171 | 0 | 0 | -0.1672 | -0.025489 |  | 0 | -0.021974 | 0 | 01. ($9,999.000) to $0.028 | 1 | -0.021974 | 01. ($9,999.00) to $0.22 | 1 | 0 | 0 | 0 | 0 | 0 | 0 | 0 | 0 | 0 | 0 | 0 | 0 | 0 | 0 | 0 | 0 | 0 | 0 | 0 | 0 | 0 | 0 | 0 | 0 | 0 | 0 | 0 | 0 | 0 | 0 | 0 | 0 | 0 | 0 | 0 | 0 | 0 | 0 | 0 | 0 | 0 | 0 | 0 | 0 | 0 | 0 | 0 | 0 | 0 | 0 | 0 | 0 | 0 | 0 | 0 | 0 | 0 | 0 | 0 | 0 | 0 | 0 | 0 | 0 | 0 | 0 | 0 | 0 | 0 | 0 | 0 | 0 | 0 | 2.5594 | 5.5018 | 7.6616 | 9.0856 | 10.9623 | 12.7685 | 14.2208 | 15.8217 | 16.9601 | 18.0053 | 18.1053 | 18.8083 | 18.9628 | 19.368 | 19.3083 | 19.698 | 19.4165 | 19.7053 | 19.5222 | 19.9742 | 0.27589 | 0.59307 | 0.82589 | 0.97939 | 1.1817 | 1.3764 | 1.5329 | 1.7055 | 1.8282 | 1.9409 | 1.9517 | 2.0275 | 2.0441 | 2.0878 | 2.0814 | 2.1234 | 2.093 | 2.1241 | 2.1044 | 2.1531 | 33.0304 | 0.27589 | 0.86896 | 1.6949 | 2.6742 | 3.8559 | 5.2323 | 6.7653 | 8.4708 | 10.299 | 12.2399 | 14.1916 | 16.219 | 18.2632 | 20.3509 | 22.4323 | 24.5557 | 26.6487 | 28.7728 | 30.8772 | 33.0304 | 0 | 0 | 0 | 0 | 0 | 0 | 0 | 0 | 0 | 0 | 0 | 0 | 0 | 0 | 0 | 0 | 0 | 0 | 0 | 0 | 0 | 0 | 0 | 0 | 0 | 0 | 0 | 0 | 0 | 0 | 0 | 0 | 0 | 0 | 0 | 0 | 0 | 0 | 0 | 0 | 0 | 0 | 0 | 0 | 0 | 0 | 0 | 0 | 0 | 0 | 0 | 0 | 0 | 0 | 0 | 0 | 0 | 0 | 0 | 0 | 0 | 0 | 0 | 0 | 0 | 0 | 0 | 0 | 0 | 0.01557% | 0 | 0 | 0 | 0 | 0 | 0 | 0 | 0 | 0 | 0 | 0 | 0 | 0 | 0 | 0 | 0 | 0 | 0 | 0 | 0 | 0 | 0 | 0 | 0
| ComIntegratedSpaceWaterHeat_Cadmus | M_Input | Space heating savings based on PSE 2014 commercial boiler EUIs. Water heating savings adapted from PSE business case for commercial water heaters. 'EUL based on the Wisconsin February 2016 Technical Reference Manual for the measures "Boiler, 85-90% AFUE, NG" and "Boiler, ≥ 90% AFUE, NG". Cost based on NEEP 2012 cost research. | 2020 | NR and New | 2022 | 2041 | PSE | Commercial | Medium Ret | Gas | Per Combination Space and Water Heat Boiler kBtuh - Baseline 90% AFUE |  |  | Medium Ret Integrated Space and Water Heat - ENERGY STAR Most Efficient Boiler - 95% AFUE |  | 0 | 20 | 0.14171 | 0 |  | 0 | 0 | 0 | 0 | 0 | 0 | 0 | 0.1078 |  | 0 | 0 | 0 | Heating | Gas Heating | Integrated Space and Water Heat | Integrated Space and Water Heat 95% AFUE | CommVENT | 0.0141% | 91.55% | 91.55% | 232.5511 | 0.017442 | 0.5% | 5% | 85% | 6.8% | 0.2% | 1.7212 | 0.021289 | 0.17425 | 0 | 0.14171 | 0 | 0 | -0.1672 | -0.025489 |  | 0 | -0.021974 | 0 | 01. ($9,999.000) to $0.028 | 1 | -0.021974 | 01. ($9,999.00) to $0.22 | 1 | 0 | 0 | 0 | 0 | 0 | 0 | 0 | 0 | 0 | 0 | 0 | 0 | 0 | 0 | 0 | 0 | 0 | 0 | 0 | 0 | 0 | 0 | 0 | 0 | 0 | 0 | 0 | 0 | 0 | 0 | 0 | 0 | 0 | 0 | 0 | 0 | 0 | 0 | 0 | 0 | 0 | 0 | 0 | 0 | 0 | 0 | 0 | 0 | 0 | 0 | 0 | 0 | 0 | 0 | 0 | 0 | 0 | 0 | 0 | 0 | 0 | 0 | 0 | 0 | 0 | 0 | 0 | 0 | 0 | 0 | 0 | 0 | 0 | 26.8661 | 57.7538 | 80.4259 | 95.3734 | 115.0735 | 134.0336 | 149.2787 | 166.0835 | 178.0342 | 189.0053 | 190.0553 | 197.4343 | 199.0568 | 203.3103 | 202.6833 | 206.7739 | 203.8186 | 206.8505 | 204.9281 | 209.6729 | 2.8961 | 6.2256 | 8.6696 | 10.2809 | 12.4045 | 14.4483 | 16.0916 | 17.9031 | 19.1914 | 20.374 | 20.4872 | 21.2826 | 21.4575 | 21.916 | 21.8484 | 22.2894 | 21.9708 | 22.2976 | 22.0904 | 22.6019 | 346.7267 | 2.8961 | 9.1217 | 17.7912 | 28.0721 | 40.4766 | 54.9248 | 71.0165 | 88.9196 | 108.1109 | 128.4849 | 148.9721 | 170.2547 | 191.7122 | 213.6282 | 235.4766 | 257.766 | 279.7368 | 302.0344 | 324.1248 | 346.7267 | 0 | 0 | 0 | 0 | 0 | 0 | 0 | 0 | 0 | 0 | 0 | 0 | 0 | 0 | 0 | 0 | 0 | 0 | 0 | 0 | 0 | 0 | 0 | 0 | 0 | 0 | 0 | 0 | 0 | 0 | 0 | 0 | 0 | 0 | 0 | 0 | 0 | 0 | 0 | 0 | 0 | 0 | 0 | 0 | 0 | 0 | 0 | 0 | 0 | 0 | 0 | 0 | 0 | 0 | 0 | 0 | 0 | 0 | 0 | 0 | 0 | 0 | 0 | 0 | 0 | 0 | 0 | 0 | 0 | 0.01557% | 0 | 0 | 0 | 0 | 0 | 0 | 0 | 0 | 0 | 0 | 0 | 0 | 0 | 0 | 0 | 0 | 0 | 0 | 0 | 0 | 0 | 0 | 0 | 0
| ComIntegratedSpaceWaterHeat_Cadmus | M_Input | Space heating savings based on PSE 2014 commercial boiler EUIs. Water heating savings adapted from PSE business case for commercial water heaters. 'EUL based on the Wisconsin February 2016 Technical Reference Manual for the measures "Boiler, 85-90% AFUE, NG" and "Boiler, ≥ 90% AFUE, NG". Cost based on NEEP 2012 cost research. | 2020 | NR and New | 2022 | 2041 | PSE | Commercial | Small Ret | Gas | Per Combination Space and Water Heat Boiler kBtuh - Baseline 90% AFUE |  |  | Small Ret Integrated Space and Water Heat - ENERGY STAR Most Efficient Boiler - 95% AFUE |  | 0 | 20 | 0.14171 | 0 |  | 0 | 0 | 0 | 0 | 0 | 0 | 0 | 0.1078 |  | 0 | 0 | 0 | Heating | Gas Heating | Integrated Space and Water Heat | Integrated Space and Water Heat 95% AFUE | CommVENT | 0.0141% | 91.55% | 91.55% | 232.5511 | 0.10715 | 0.5% | 5% | 85% | 6.8% | 0.2% | 1.7212 | 0.021289 | 0.17425 | 0 | 0.14171 | 0 | 0 | -0.1672 | -0.025489 |  | 0 | -0.021974 | 0 | 01. ($9,999.000) to $0.028 | 1 | -0.021974 | 01. ($9,999.00) to $0.22 | 1 | 0 | 0 | 0 | 0 | 0 | 0 | 0 | 0 | 0 | 0 | 0 | 0 | 0 | 0 | 0 | 0 | 0 | 0 | 0 | 0 | 0 | 0 | 0 | 0 | 0 | 0 | 0 | 0 | 0 | 0 | 0 | 0 | 0 | 0 | 0 | 0 | 0 | 0 | 0 | 0 | 0 | 0 | 0 | 0 | 0 | 0 | 0 | 0 | 0 | 0 | 0 | 0 | 0 | 0 | 0 | 0 | 0 | 0 | 0 | 0 | 0 | 0 | 0 | 0 | 0 | 0 | 0 | 0 | 0 | 0 | 0 | 0 | 0 | 33.731 | 72.5113 | 100.9767 | 119.7437 | 144.4776 | 168.2824 | 187.4231 | 208.5219 | 223.5263 | 237.3007 | 238.6191 | 247.8836 | 249.9207 | 255.261 | 254.4738 | 259.6097 | 255.8992 | 259.7058 | 257.2923 | 263.2494 | 3.6361 | 7.8164 | 10.8849 | 12.9079 | 15.5741 | 18.1402 | 20.2034 | 22.4778 | 24.0952 | 25.58 | 25.7222 | 26.7208 | 26.9404 | 27.5161 | 27.4312 | 27.9849 | 27.5849 | 27.9952 | 27.735 | 28.3772 | 435.3238 | 3.6361 | 11.4525 | 22.3373 | 35.2452 | 50.8193 | 68.9595 | 89.1629 | 111.6407 | 135.7359 | 161.3159 | 187.0381 | 213.7589 | 240.6993 | 268.2154 | 295.6466 | 323.6315 | 351.2164 | 379.2116 | 406.9466 | 435.3238 | 0 | 0 | 0 | 0 | 0 | 0 | 0 | 0 | 0 | 0 | 0 | 0 | 0 | 0 | 0 | 0 | 0 | 0 | 0 | 0 | 0 | 0 | 0 | 0 | 0 | 0 | 0 | 0 | 0 | 0 | 0 | 0 | 0 | 0 | 0 | 0 | 0 | 0 | 0 | 0 | 0 | 0 | 0 | 0 | 0 | 0 | 0 | 0 | 0 | 0 | 0 | 0 | 0 | 0 | 0 | 0 | 0 | 0 | 0 | 0 | 0 | 0 | 0 | 0 | 0 | 0 | 0 | 0 | 0 | 0.01557% | 0 | 0 | 0 | 0 | 0 | 0 | 0 | 0 | 0 | 0 | 0 | 0 | 0 | 0 | 0 | 0 | 0 | 0 | 0 | 0 | 0 | 0 | 0 | 0
| ComIntegratedSpaceWaterHeat_Cadmus | M_Input | Space heating savings based on PSE 2014 commercial boiler EUIs. Water heating savings adapted from PSE business case for commercial water heaters. 'EUL based on the Wisconsin February 2016 Technical Reference Manual for the measures "Boiler, 85-90% AFUE, NG" and "Boiler, ≥ 90% AFUE, NG". Cost based on NEEP 2012 cost research. | 2020 | NR and New | 2022 | 2041 | PSE | Commercial | School K-12 | Gas | Per Combination Space and Water Heat Boiler kBtuh - Baseline 90% AFUE |  |  | School K-12 Integrated Space and Water Heat - ENERGY STAR Most Efficient Boiler - 95% AFUE |  | 0 | 20 | 0.81171 | 0 |  | 0 | 0 | 0 | 0 | 0 | 0 | 0 | 0.19477 |  | 0 | 0 | 0 | Heating | Gas Heating | Integrated Space and Water Heat | Integrated Space and Water Heat 95% AFUE | CommVENT | 0.0141% | 97.62% | 97.62% | 1081.8069 | 0.029598 | 0.5% | 5% | 85% | 6.8% | 0.2% | 3.1099 | 0.038465 | 0.31483 | 0 | 0.81171 | 0 | 0 | -0.19096 | 0.62076 |  | 0 | 0.29619 | 0 | 01. ($9,999.000) to $0.028 | 1 | 0.29619 | 02. $0.22 to $0.30 | 1 | 0 | 0 | 0 | 0 | 0 | 0 | 0 | 0 | 0 | 0 | 0 | 0 | 0 | 0 | 0 | 0 | 0 | 0 | 0 | 0 | 0 | 0 | 0 | 0 | 0 | 0 | 0 | 0 | 0 | 0 | 0 | 0 | 0 | 0 | 0 | 0 | 0 | 0 | 0 | 0 | 0 | 0 | 0 | 0 | 0 | 0 | 0 | 0 | 0 | 0 | 0 | 0 | 0 | 0 | 0 | 0 | 0 | 0 | 0 | 0 | 0 | 0 | 0 | 0 | 0 | 0 | 0 | 0 | 0 | 0 | 0 | 0 | 0 | 60.272 | 130.132 | 181.1639 | 214.5056 | 259.1249 | 302.4155 | 337.5408 | 376.6359 | 404.7228 | 430.7319 | 433.8524 | 451.7765 | 456.4143 | 467.2186 | 466.7317 | 477.2271 | 471.3971 | 479.4621 | 476.017 | 488.0454 | 11.7389 | 25.3453 | 35.2846 | 41.7784 | 50.4687 | 58.9003 | 65.7415 | 73.3559 | 78.8263 | 83.8919 | 84.4997 | 87.9907 | 88.894 | 90.9983 | 90.9035 | 92.9476 | 91.8122 | 93.3829 | 92.7119 | 95.0547 | 1434.5274 | 11.7389 | 37.0842 | 72.3688 | 114.1472 | 164.616 | 223.5162 | 289.2577 | 362.6136 | 441.4399 | 525.3318 | 609.8315 | 697.8222 | 786.7162 | 877.7146 | 968.618 | 1061.5657 | 1153.3778 | 1246.7608 | 1339.4727 | 1434.5274 | 0 | 0 | 0 | 0 | 0 | 0 | 0 | 0 | 0 | 0 | 0 | 0 | 0 | 0 | 0 | 0 | 0 | 0 | 0 | 0 | 0 | 0 | 0 | 0 | 0 | 0 | 0 | 0 | 0 | 0 | 0 | 0 | 0 | 0 | 0 | 0 | 0 | 0 | 0 | 0 | 0 | 0 | 0 | 0 | 0 | 0 | 0 | 0 | 0 | 37.4144 | 80.7805 | 112.459 | 133.1561 | 160.8539 | 187.7269 | 209.5313 | 233.7999 | 251.235 | 267.3804 | 269.3175 | 280.444 | 283.323 | 290.0298 | 289.7276 | 296.2427 | 292.6237 | 297.63 | 295.4915 | 302.9582 | 0.01557% | 0 | 0 | 0 | 0 | 0 | 0 | 0 | 0 | 0 | 0 | 0 | 0 | 0 | 0 | 0 | 0 | 0 | 0 | 0 | 0 | 0 | 0 | 0 | 0
| ComIntegratedSpaceWaterHeat_Cadmus | M_Input | Space heating savings based on PSE 2014 commercial boiler EUIs. Water heating savings adapted from PSE business case for commercial water heaters. 'EUL based on the Wisconsin February 2016 Technical Reference Manual for the measures "Boiler, 85-90% AFUE, NG" and "Boiler, ≥ 90% AFUE, NG". Cost based on NEEP 2012 cost research. | 2020 | NR and New | 2022 | 2041 | PSE | Commercial | University | Gas | Per Combination Space and Water Heat Boiler kBtuh - Baseline 90% AFUE |  |  | University Integrated Space and Water Heat - ENERGY STAR Most Efficient Boiler - 95% AFUE |  | 0 | 20 | 0.81171 | 0 |  | 0 | 0 | 0 | 0 | 0 | 0 | 0 | 0.32513 |  | 0 | 0 | 0 | Heating | Gas Heating | Integrated Space and Water Heat | Integrated Space and Water Heat 95% AFUE | CommVENT | 0.0141% | 97.62% | 97.62% | 1132.3249 | 0.0093328 | 0.5% | 5% | 85% | 6.8% | 0.2% | 5.1914 | 0.064211 | 0.52556 | 0 | 0.81171 | 0 | 0 | -0.42743 | 0.38428 |  | 0 | 0.10984 | 0 | 01. ($9,999.000) to $0.028 | 1 | 0.10984 | 01. ($9,999.00) to $0.22 | 1 | 0 | 0 | 0 | 0 | 0 | 0 | 0 | 0 | 0 | 0 | 0 | 0 | 0 | 0 | 0 | 0 | 0 | 0 | 0 | 0 | 0 | 0 | 0 | 0 | 0 | 0 | 0 | 0 | 0 | 0 | 0 | 0 | 0 | 0 | 0 | 0 | 0 | 0 | 0 | 0 | 0 | 0 | 0 | 0 | 0 | 0 | 0 | 0 | 0 | 0 | 0 | 0 | 0 | 0 | 0 | 0 | 0 | 0 | 0 | 0 | 0 | 0 | 0 | 0 | 0 | 0 | 0 | 0 | 0 | 0 | 0 | 0 | 0 | 3.2606 | 7.0362 | 9.7959 | 11.6011 | 14.0123 | 16.3494 | 18.2437 | 20.3496 | 21.8607 | 23.2586 | 23.4225 | 24.3832 | 24.6275 | 25.2037 | 25.1713 | 25.7303 | 25.4096 | 25.8375 | 25.6453 | 26.2868 | 1.0601 | 2.2877 | 3.1849 | 3.7719 | 4.5558 | 5.3157 | 5.9316 | 6.6163 | 7.1076 | 7.5621 | 7.6153 | 7.9277 | 8.0071 | 8.1945 | 8.1839 | 8.3657 | 8.2614 | 8.4005 | 8.338 | 8.5466 | 129.2344 | 1.0601 | 3.3478 | 6.5327 | 10.3046 | 14.8604 | 20.1761 | 26.1077 | 32.724 | 39.8315 | 47.3936 | 55.0089 | 62.9366 | 70.9438 | 79.1382 | 87.3221 | 95.6878 | 103.9492 | 112.3498 | 120.6878 | 129.2344 | 0 | 0 | 0 | 0 | 0 | 0 | 0 | 0 | 0 | 0 | 0 | 0 | 0 | 0 | 0 | 0 | 0 | 0 | 0 | 0 | 0 | 0 | 0 | 0 | 0 | 0 | 0 | 0 | 0 | 0 | 0 | 0 | 0 | 0 | 0 | 0 | 0 | 0 | 0 | 0 | 0 | 0 | 0 | 0 | 0 | 0 | 0 | 0 | 0 | 1.253 | 2.7039 | 3.7644 | 4.4581 | 5.3847 | 6.2828 | 7.0108 | 7.82 | 8.4007 | 8.9379 | 9.0009 | 9.37 | 9.4639 | 9.6854 | 9.6729 | 9.8877 | 9.7645 | 9.9289 | 9.8551 | 10.1016 | 0.01557% | 0 | 0 | 0 | 0 | 0 | 0 | 0 | 0 | 0 | 0 | 0 | 0 | 0 | 0 | 0 | 0 | 0 | 0 | 0 | 0 | 0 | 0 | 0 | 0
| ComIntegratedSpaceWaterHeat_Cadmus | M_Input | Space heating savings based on PSE 2014 commercial boiler EUIs. Water heating savings adapted from PSE business case for commercial water heaters. 'EUL based on the Wisconsin February 2016 Technical Reference Manual for the measures "Boiler, 85-90% AFUE, NG" and "Boiler, ≥ 90% AFUE, NG". Cost based on NEEP 2012 cost research. | 2020 | NR and New | 2022 | 2041 | PSE | Commercial | Warehouse | Gas | Per Combination Space and Water Heat Boiler kBtuh - Baseline 90% AFUE |  |  | Warehouse Integrated Space and Water Heat - ENERGY STAR Most Efficient Boiler - 95% AFUE |  | 0 | 20 | 0.011407 | 0 |  | 0 | 0 | 0 | 0 | 0 | 0 | 0 | 0.11777 |  | 0 | 0 | 0 | Heating | Gas Heating | Integrated Space and Water Heat | Integrated Space and Water Heat 95% AFUE | CommVENT | 0.0141% | 66.16% | 66.16% | 1223.3266 | 0.035651 | 0.5% | 5% | 85% | 6.8% | 0.2% | 1.8805 | 0.023259 | 0.19037 | 0 | 0.011407 | 0 | 0 | -0.21135 | -0.19994 |  | 0 | -0.15777 | 0 | 01. ($9,999.000) to $0.028 | 1 | -0.15777 | 01. ($9,999.00) to $0.22 | 1 | 0 | 0 | 0 | 0 | 0 | 0 | 0 | 0 | 0 | 0 | 0 | 0 | 0 | 0 | 0 | 0 | 0 | 0 | 0 | 0 | 0 | 0 | 0 | 0 | 0 | 0 | 0 | 0 | 0 | 0 | 0 | 0 | 0 | 0 | 0 | 0 | 0 | 0 | 0 | 0 | 0 | 0 | 0 | 0 | 0 | 0 | 0 | 0 | 0 | 0 | 0 | 0 | 0 | 0 | 0 | 0 | 0 | 0 | 0 | 0 | 0 | 0 | 0 | 0 | 0 | 0 | 0 | 0 | 0 | 0 | 0 | 0 | 0 | 114.3282 | 245.7196 | 342.1838 | 405.8071 | 489.6 | 570.2142 | 635.0048 | 706.3913 | 757.1319 | 803.6932 | 808.0918 | 839.37 | 846.1849 | 864.173 | 861.4224 | 878.7132 | 866.0661 | 878.8571 | 870.6004 | 890.6703 | 13.4646 | 28.9388 | 40.2996 | 47.7926 | 57.661 | 67.1551 | 74.7856 | 83.1929 | 89.1687 | 94.6523 | 95.1703 | 98.854 | 99.6566 | 101.7751 | 101.4512 | 103.4875 | 101.9981 | 103.5045 | 102.5321 | 104.8957 | 1610.4362 | 13.4646 | 42.4034 | 82.703 | 130.4956 | 188.1566 | 255.3117 | 330.0972 | 413.2901 | 502.4588 | 597.1111 | 692.2815 | 791.1355 | 890.7921 | 992.5672 | 1094.0183 | 1197.5059 | 1299.5039 | 1403.0084 | 1505.5405 | 1610.4362 | 0 | 0 | 0 | 0 | 0 | 0 | 0 | 0 | 0 | 0 | 0 | 0 | 0 | 0 | 0 | 0 | 0 | 0 | 0 | 0 | 0 | 0 | 0 | 0 | 0 | 0 | 0 | 0 | 0 | 0 | 0 | 0 | 0 | 0 | 0 | 0 | 0 | 0 | 0 | 0 | 0 | 0 | 0 | 0 | 0 | 0 | 0 | 0 | 0 | 0 | 0 | 0 | 0 | 0 | 0 | 0 | 0 | 0 | 0 | 0 | 0 | 0 | 0 | 0 | 0 | 0 | 0 | 0 | 0 | 0.01557% | 0 | 0 | 0 | 0 | 0 | 0 | 0 | 0 | 0 | 0 | 0 | 0 | 0 | 0 | 0 | 0 | 0 | 0 | 0 | 0 | 0 | 0 | 0 | 0
| ComIntegratedSpaceWaterHeat_Cadmus | M_Input | Space heating savings based on PSE 2014 commercial boiler EUIs. Water heating savings adapted from PSE business case for commercial water heaters. 'EUL based on the Wisconsin February 2016 Technical Reference Manual for the measures "Boiler, 85-90% AFUE, NG" and "Boiler, ≥ 90% AFUE, NG". Cost based on NEEP 2012 cost research. | 2020 | NR and New | 2022 | 2041 | PSE | Commercial | Supermarket | Gas | Per Combination Space and Water Heat Boiler kBtuh - Baseline 90% AFUE |  |  | Supermarket Integrated Space and Water Heat - ENERGY STAR Most Efficient Boiler - 95% AFUE |  | 0 | 20 | 0.14171 | 0 |  | 0 | 0 | 0 | 0 | 0 | 0 | 0 | 0.33216 |  | 0 | 0 | 0 | Heating | Gas Heating | Integrated Space and Water Heat | Integrated Space and Water Heat 95% AFUE | CommVENT | 0.0141% | 96.56% | 96.56% | 647.0243 | 0.01301 | 0.5% | 5% | 85% | 6.8% | 0.2% | 5.3037 | 0.0656 | 0.53693 | 0 | 0.14171 | 0 | 0 | -0.57418 | -0.43248 |  | 0 | -0.121 | 0 | 01. ($9,999.000) to $0.028 | 1 | -0.121 | 01. ($9,999.00) to $0.22 | 1 | 0 | 0 | 0 | 0 | 0 | 0 | 0 | 0 | 0 | 0 | 0 | 0 | 0 | 0 | 0 | 0 | 0 | 0 | 0 | 0 | 0 | 0 | 0 | 0 | 0 | 0 | 0 | 0 | 0 | 0 | 0 | 0 | 0 | 0 | 0 | 0 | 0 | 0 | 0 | 0 | 0 | 0 | 0 | 0 | 0 | 0 | 0 | 0 | 0 | 0 | 0 | 0 | 0 | 0 | 0 | 0 | 0 | 0 | 0 | 0 | 0 | 0 | 0 | 0 | 0 | 0 | 0 | 0 | 0 | 0 | 0 | 0 | 0 | 12.6437 | 27.1744 | 37.8425 | 44.8787 | 54.1454 | 63.0606 | 70.2259 | 78.1206 | 83.7321 | 88.8813 | 89.3678 | 92.8269 | 93.5805 | 95.5698 | 95.2657 | 97.1779 | 95.7792 | 97.1938 | 96.2807 | 98.5002 | 4.1997 | 9.0262 | 12.5697 | 14.9069 | 17.9849 | 20.9462 | 23.3262 | 25.9485 | 27.8124 | 29.5228 | 29.6844 | 30.8333 | 31.0837 | 31.7444 | 31.6434 | 32.2785 | 31.814 | 32.2838 | 31.9805 | 32.7178 | 502.3074 | 4.1997 | 13.226 | 25.7957 | 40.7026 | 58.6875 | 79.6337 | 102.9599 | 128.9084 | 156.7207 | 186.2435 | 215.9279 | 246.7612 | 277.8449 | 309.5893 | 341.2327 | 373.5112 | 405.3252 | 437.609 | 469.5896 | 502.3074 | 0 | 0 | 0 | 0 | 0 | 0 | 0 | 0 | 0 | 0 | 0 | 0 | 0 | 0 | 0 | 0 | 0 | 0 | 0 | 0 | 0 | 0 | 0 | 0 | 0 | 0 | 0 | 0 | 0 | 0 | 0 | 0 | 0 | 0 | 0 | 0 | 0 | 0 | 0 | 0 | 0 | 0 | 0 | 0 | 0 | 0 | 0 | 0 | 0 | 0 | 0 | 0 | 0 | 0 | 0 | 0 | 0 | 0 | 0 | 0 | 0 | 0 | 0 | 0 | 0 | 0 | 0 | 0 | 0 | 0.01557% | 0 | 0 | 0 | 0 | 0 | 0 | 0 | 0 | 0 | 0 | 0 | 0 | 0 | 0 | 0 | 0 | 0 | 0 | 0 | 0 | 0 | 0 | 0 | 0
| ComIntegratedSpaceWaterHeat_Cadmus | M_Input | Space heating savings based on PSE 2014 commercial boiler EUIs. Water heating savings adapted from PSE business case for commercial water heaters. 'EUL based on the Wisconsin February 2016 Technical Reference Manual for the measures "Boiler, 85-90% AFUE, NG" and "Boiler, ≥ 90% AFUE, NG". Cost based on NEEP 2012 cost research. | 2020 | NR and New | 2022 | 2041 | PSE | Commercial | MiniMart | Gas | Per Combination Space and Water Heat Boiler kBtuh - Baseline 90% AFUE |  |  | MiniMart Integrated Space and Water Heat - ENERGY STAR Most Efficient Boiler - 95% AFUE |  | 0 | 20 | 0.14171 | 0 |  | 0 | 0 | 0 | 0 | 0 | 0 | 0 | 0.33216 |  | 0 | 0 | 0 | Heating | Gas Heating | Integrated Space and Water Heat | Integrated Space and Water Heat 95% AFUE | CommVENT | 0.0141% | 96.56% | 96.56% | 647.0243 | 0.30579 | 0.5% | 5% | 85% | 6.8% | 0.2% | 5.3037 | 0.0656 | 0.53693 | 0 | 0.14171 | 0 | 0 | -0.57418 | -0.43248 |  | 0 | -0.121 | 0 | 01. ($9,999.000) to $0.028 | 1 | -0.121 | 01. ($9,999.00) to $0.22 | 1 | 0 | 0 | 0 | 0 | 0 | 0 | 0 | 0 | 0 | 0 | 0 | 0 | 0 | 0 | 0 | 0 | 0 | 0 | 0 | 0 | 0 | 0 | 0 | 0 | 0 | 0 | 0 | 0 | 0 | 0 | 0 | 0 | 0 | 0 | 0 | 0 | 0 | 0 | 0 | 0 | 0 | 0 | 0 | 0 | 0 | 0 | 0 | 0 | 0 | 0 | 0 | 0 | 0 | 0 | 0 | 0 | 0 | 0 | 0 | 0 | 0 | 0 | 0 | 0 | 0 | 0 | 0 | 0 | 0 | 0 | 0 | 0 | 0 | 10.3156 | 22.2604 | 30.9914 | 36.7024 | 44.3307 | 51.7247 | 57.7176 | 64.3799 | 69.1607 | 73.5832 | 74.1017 | 77.1409 | 77.914 | 79.7368 | 79.6343 | 81.4029 | 80.3883 | 81.7419 | 81.134 | 83.1633 | 3.4264 | 7.394 | 10.2941 | 12.191 | 14.7249 | 17.1808 | 19.1714 | 21.3844 | 22.9724 | 24.4414 | 24.6136 | 25.6231 | 25.8799 | 26.4853 | 26.4513 | 27.0388 | 26.7017 | 27.1514 | 26.9494 | 27.6235 | 417.6988 | 3.4264 | 10.8204 | 21.1145 | 33.3056 | 48.0304 | 65.2113 | 84.3827 | 105.7671 | 128.7395 | 153.1809 | 177.7945 | 203.4175 | 229.2974 | 255.7827 | 282.234 | 309.2728 | 335.9745 | 363.1259 | 390.0753 | 417.6988 | 0 | 0 | 0 | 0 | 0 | 0 | 0 | 0 | 0 | 0 | 0 | 0 | 0 | 0 | 0 | 0 | 0 | 0 | 0 | 0 | 0 | 0 | 0 | 0 | 0 | 0 | 0 | 0 | 0 | 0 | 0 | 0 | 0 | 0 | 0 | 0 | 0 | 0 | 0 | 0 | 0 | 0 | 0 | 0 | 0 | 0 | 0 | 0 | 0 | 0 | 0 | 0 | 0 | 0 | 0 | 0 | 0 | 0 | 0 | 0 | 0 | 0 | 0 | 0 | 0 | 0 | 0 | 0 | 0 | 0.01557% | 0 | 0 | 0 | 0 | 0 | 0 | 0 | 0 | 0 | 0 | 0 | 0 | 0 | 0 | 0 | 0 | 0 | 0 | 0 | 0 | 0 | 0 | 0 | 0
| ComIntegratedSpaceWaterHeat_Cadmus | M_Input | Space heating savings based on PSE 2014 commercial boiler EUIs. Water heating savings adapted from PSE business case for commercial water heaters. 'EUL based on the Wisconsin February 2016 Technical Reference Manual for the measures "Boiler, 85-90% AFUE, NG" and "Boiler, ≥ 90% AFUE, NG". Cost based on NEEP 2012 cost research. | 2020 | NR and New | 2022 | 2041 | PSE | Commercial | Restaurant | Gas | Per Combination Space and Water Heat Boiler kBtuh - Baseline 90% AFUE |  |  | Restaurant Integrated Space and Water Heat - ENERGY STAR Most Efficient Boiler - 95% AFUE |  | 0 | 20 | 0.14171 | 0 |  | 0 | 0 | 0 | 0 | 0 | 0 | 0 | 0.07034 |  | 0 | 0 | 0 | Heating | Gas Heating | Integrated Space and Water Heat | Integrated Space and Water Heat 95% AFUE | CommVENT | 0.0141% | 91.57% | 91.57% | 105 | 0.010795 | 0.5% | 5% | 85% | 6.8% | 0.2% | 1.1231 | 0.013892 | 0.1137 | 0 | 0.14171 | 0 | 0 | -0.099253 | 0.042454 |  | 0 | 0.056089 | 0 | 01. ($9,999.000) to $0.028 | 1 | 0.056089 | 01. ($9,999.00) to $0.22 | 1 | 0 | 0 | 0 | 0 | 0 | 0 | 0 | 0 | 0 | 0 | 0 | 0 | 0 | 0 | 0 | 0 | 0 | 0 | 0 | 0 | 0 | 0 | 0 | 0 | 0 | 0 | 0 | 0 | 0 | 0 | 0 | 0 | 0 | 0 | 0 | 0 | 0 | 0 | 0 | 0 | 0 | 0 | 0 | 0 | 0 | 0 | 0 | 0 | 0 | 0 | 0 | 0 | 0 | 0 | 0 | 0 | 0 | 0 | 0 | 0 | 0 | 0 | 0 | 0 | 0 | 0 | 0 | 0 | 0 | 0 | 0 | 0 | 0 | 13.5236 | 28.8574 | 40.1893 | 47.7544 | 57.4827 | 66.7152 | 74.0169 | 81.9358 | 87.4565 | 92.444 | 92.6687 | 95.8648 | 96.301 | 97.9702 | 97.3094 | 98.8834 | 97.104 | 98.1743 | 96.8957 | 98.7898 | 0.95125 | 2.0298 | 2.8269 | 3.359 | 4.0433 | 4.6927 | 5.2063 | 5.7634 | 6.1517 | 6.5025 | 6.5183 | 6.7431 | 6.7738 | 6.8912 | 6.8447 | 6.9555 | 6.8303 | 6.9056 | 6.8156 | 6.9489 | 109.7541 | 0.95125 | 2.9811 | 5.808 | 9.167 | 13.2104 | 17.9031 | 23.1095 | 28.8728 | 35.0245 | 41.527 | 48.0453 | 54.7885 | 61.5623 | 68.4535 | 75.2983 | 82.2537 | 89.084 | 95.9896 | 102.8052 | 109.7541 | 0 | 0 | 0 | 0 | 0 | 0 | 0 | 0 | 0 | 0 | 0 | 0 | 0 | 0 | 0 | 0 | 0 | 0 | 0 | 0 | 0 | 0 | 0 | 0 | 0 | 0 | 0 | 0 | 0 | 0 | 0 | 0 | 0 | 0 | 0 | 0 | 0 | 0 | 0 | 0 | 0 | 0 | 0 | 0 | 0 | 0 | 0 | 0 | 0 | 0.57414 | 1.2251 | 1.7062 | 2.0274 | 2.4404 | 2.8324 | 3.1423 | 3.4785 | 3.7129 | 3.9247 | 3.9342 | 4.0699 | 4.0884 | 4.1593 | 4.1312 | 4.198 | 4.1225 | 4.1679 | 4.1136 | 4.1941 | 0.01557% | 0 | 0 | 0 | 0 | 0 | 0 | 0 | 0 | 0 | 0 | 0 | 0 | 0 | 0 | 0 | 0 | 0 | 0 | 0 | 0 | 0 | 0 | 0 | 0
| ComIntegratedSpaceWaterHeat_Cadmus | M_Input | Space heating savings based on PSE 2014 commercial boiler EUIs. Water heating savings adapted from PSE business case for commercial water heaters. 'EUL based on the Wisconsin February 2016 Technical Reference Manual for the measures "Boiler, 85-90% AFUE, NG" and "Boiler, ≥ 90% AFUE, NG". Cost based on NEEP 2012 cost research. | 2020 | NR and New | 2022 | 2041 | PSE | Commercial | Lodging | Gas | Per Combination Space and Water Heat Boiler kBtuh - Baseline 90% AFUE |  |  | Lodging Integrated Space and Water Heat - ENERGY STAR Most Efficient Boiler - 95% AFUE |  | 0 | 20 | 0.34538 | 0 |  | 0 | 0 | 0 | 0 | 0 | 0 | 0 | 0.37189 |  | 0 | 0 | 0 | Heating | Gas Heating | Integrated Space and Water Heat | Integrated Space and Water Heat 95% AFUE | CommVENT | 0.0141% | 87.63% | 87.63% | 353.8447 | 0.011274 | 0.5% | 5% | 85% | 6.8% | 0.2% | 5.9381 | 0.073447 | 0.60115 | 0 | 0.34538 | 0 | 0 | -0.60552 | -0.26015 |  | 0 | -0.065008 | 0 | 01. ($9,999.000) to $0.028 | 1 | -0.065008 | 01. ($9,999.00) to $0.22 | 1 | 0 | 0 | 0 | 0 | 0 | 0 | 0 | 0 | 0 | 0 | 0 | 0 | 0 | 0 | 0 | 0 | 0 | 0 | 0 | 0 | 0 | 0 | 0 | 0 | 0 | 0 | 0 | 0 | 0 | 0 | 0 | 0 | 0 | 0 | 0 | 0 | 0 | 0 | 0 | 0 | 0 | 0 | 0 | 0 | 0 | 0 | 0 | 0 | 0 | 0 | 0 | 0 | 0 | 0 | 0 | 0 | 0 | 0 | 0 | 0 | 0 | 0 | 0 | 0 | 0 | 0 | 0 | 0 | 0 | 0 | 0 | 0 | 0 | 9.1883 | 19.7828 | 27.5466 | 32.6494 | 39.4109 | 45.9373 | 51.2022 | 57.0258 | 61.1828 | 65.0111 | 65.4123 | 68.0104 | 68.6197 | 70.1428 | 69.9783 | 71.4485 | 70.4809 | 71.5857 | 70.9749 | 72.6718 | 3.4171 | 7.3571 | 10.2444 | 12.1421 | 14.6566 | 17.0837 | 19.0417 | 21.2075 | 22.7534 | 24.1771 | 24.3263 | 25.2926 | 25.5191 | 26.0856 | 26.0244 | 26.5712 | 26.2113 | 26.6222 | 26.395 | 27.0261 | 412.1546 | 3.4171 | 10.7742 | 21.0185 | 33.1606 | 47.8172 | 64.901 | 83.9427 | 105.1502 | 127.9036 | 152.0807 | 176.4071 | 201.6996 | 227.2188 | 253.3044 | 279.3288 | 305.8999 | 332.1113 | 358.7335 | 385.1285 | 412.1546 | 0 | 0 | 0 | 0 | 0 | 0 | 0 | 0 | 0 | 0 | 0 | 0 | 0 | 0 | 0 | 0 | 0 | 0 | 0 | 0 | 0 | 0 | 0 | 0 | 0 | 0 | 0 | 0 | 0 | 0 | 0 | 0 | 0 | 0 | 0 | 0 | 0 | 0 | 0 | 0 | 0 | 0 | 0 | 0 | 0 | 0 | 0 | 0 | 0 | 0 | 0 | 0 | 0 | 0 | 0 | 0 | 0 | 0 | 0 | 0 | 0 | 0 | 0 | 0 | 0 | 0 | 0 | 0 | 0 | 0.01557% | 0 | 0 | 0 | 0 | 0 | 0 | 0 | 0 | 0 | 0 | 0 | 0 | 0 | 0 | 0 | 0 | 0 | 0 | 0 | 0 | 0 | 0 | 0 | 0
| ComIntegratedSpaceWaterHeat_Cadmus | M_Input | Space heating savings based on PSE 2014 commercial boiler EUIs. Water heating savings adapted from PSE business case for commercial water heaters. 'EUL based on the Wisconsin February 2016 Technical Reference Manual for the measures "Boiler, 85-90% AFUE, NG" and "Boiler, ≥ 90% AFUE, NG". Cost based on NEEP 2012 cost research. | 2020 | NR and New | 2022 | 2041 | PSE | Commercial | Hospital | Gas | Per Combination Space and Water Heat Boiler kBtuh - Baseline 90% AFUE |  |  | Hospital Integrated Space and Water Heat - ENERGY STAR Most Efficient Boiler - 95% AFUE |  | 0 | 20 | 0.14171 | 0 |  | 0 | 0 | 0 | 0 | 0 | 0 | 0 | 0.45725 |  | 0 | 0 | 0 | Heating | Gas Heating | Integrated Space and Water Heat | Integrated Space and Water Heat 95% AFUE | CommVENT | 0.0141% | 91.48% | 91.48% | 343.7349 | 0.0042448 | 0.5% | 5% | 85% | 6.8% | 0.2% | 7.301 | 0.090305 | 0.73913 | 0 | 0.14171 | 0 | 0 | -0.80109 | -0.65939 |  | 0 | -0.13401 | 0 | 01. ($9,999.000) to $0.028 | 1 | -0.13401 | 01. ($9,999.00) to $0.22 | 1 | 0 | 0 | 0 | 0 | 0 | 0 | 0 | 0 | 0 | 0 | 0 | 0 | 0 | 0 | 0 | 0 | 0 | 0 | 0 | 0 | 0 | 0 | 0 | 0 | 0 | 0 | 0 | 0 | 0 | 0 | 0 | 0 | 0 | 0 | 0 | 0 | 0 | 0 | 0 | 0 | 0 | 0 | 0 | 0 | 0 | 0 | 0 | 0 | 0 | 0 | 0 | 0 | 0 | 0 | 0 | 0 | 0 | 0 | 0 | 0 | 0 | 0 | 0 | 0 | 0 | 0 | 0 | 0 | 0 | 0 | 0 | 0 | 0 | 1.2794 | 2.7526 | 3.833 | 4.5441 | 5.4841 | 6.3902 | 7.1201 | 7.9263 | 8.5007 | 9.0291 | 9.0823 | 9.4395 | 9.5209 | 9.7287 | 9.7027 | 9.903 | 9.7656 | 9.9152 | 9.8273 | 10.0589 | 0.58499 | 1.2586 | 1.7526 | 2.0778 | 2.5076 | 2.9219 | 3.2557 | 3.6243 | 3.887 | 4.1285 | 4.1529 | 4.3162 | 4.3534 | 4.4485 | 4.4366 | 4.5282 | 4.4653 | 4.5337 | 4.4935 | 4.5994 | 70.3269 | 0.58499 | 1.8436 | 3.5963 | 5.674 | 8.1816 | 11.1036 | 14.3593 | 17.9836 | 21.8705 | 25.9991 | 30.152 | 34.4682 | 38.8216 | 43.2701 | 47.7067 | 52.2348 | 56.7002 | 61.2339 | 65.7274 | 70.3269 | 0 | 0 | 0 | 0 | 0 | 0 | 0 | 0 | 0 | 0 | 0 | 0 | 0 | 0 | 0 | 0 | 0 | 0 | 0 | 0 | 0 | 0 | 0 | 0 | 0 | 0 | 0 | 0 | 0 | 0 | 0 | 0 | 0 | 0 | 0 | 0 | 0 | 0 | 0 | 0 | 0 | 0 | 0 | 0 | 0 | 0 | 0 | 0 | 0 | 0 | 0 | 0 | 0 | 0 | 0 | 0 | 0 | 0 | 0 | 0 | 0 | 0 | 0 | 0 | 0 | 0 | 0 | 0 | 0 | 0.01557% | 0 | 0 | 0 | 0 | 0 | 0 | 0 | 0 | 0 | 0 | 0 | 0 | 0 | 0 | 0 | 0 | 0 | 0 | 0 | 0 | 0 | 0 | 0 | 0
| ComIntegratedSpaceWaterHeat_Cadmus | M_Input | Space heating savings based on PSE 2014 commercial boiler EUIs. Water heating savings adapted from PSE business case for commercial water heaters. 'EUL based on the Wisconsin February 2016 Technical Reference Manual for the measures "Boiler, 85-90% AFUE, NG" and "Boiler, ≥ 90% AFUE, NG". Cost based on NEEP 2012 cost research. | 2020 | NR and New | 2022 | 2041 | PSE | Commercial | Residential Care | Gas | Per Combination Space and Water Heat Boiler kBtuh - Baseline 90% AFUE |  |  | Residential Care Integrated Space and Water Heat - ENERGY STAR Most Efficient Boiler - 95% AFUE |  | 0 | 20 | 0.14171 | 0 |  | 0 | 0 | 0 | 0 | 0 | 0 | 0 | 0.20936 |  | 0 | 0 | 0 | Heating | Gas Heating | Integrated Space and Water Heat | Integrated Space and Water Heat 95% AFUE | CommVENT | 0.0141% | 93.17% | 93.17% | 242.6406 | 0.0027198 | 0.5% | 5% | 85% | 6.8% | 0.2% | 3.3429 | 0.041348 | 0.33842 | 0 | 0.14171 | 0 | 0 | -0.35143 | -0.20972 |  | 0 | -0.093092 | 0 | 01. ($9,999.000) to $0.028 | 1 | -0.093092 | 01. ($9,999.00) to $0.22 | 1 | 0 | 0 | 0 | 0 | 0 | 0 | 0 | 0 | 0 | 0 | 0 | 0 | 0 | 0 | 0 | 0 | 0 | 0 | 0 | 0 | 0 | 0 | 0 | 0 | 0 | 0 | 0 | 0 | 0 | 0 | 0 | 0 | 0 | 0 | 0 | 0 | 0 | 0 | 0 | 0 | 0 | 0 | 0 | 0 | 0 | 0 | 0 | 0 | 0 | 0 | 0 | 0 | 0 | 0 | 0 | 0 | 0 | 0 | 0 | 0 | 0 | 0 | 0 | 0 | 0 | 0 | 0 | 0 | 0 | 0 | 0 | 0 | 0 | 2.5648 | 5.5184 | 7.6844 | 9.11 | 10.9945 | 12.8111 | 14.2744 | 15.8905 | 17.0422 | 18.1014 | 18.2082 | 18.9242 | 19.0875 | 19.5041 | 19.452 | 19.8535 | 19.578 | 19.8779 | 19.7016 | 20.166 | 0.53698 | 1.1553 | 1.6088 | 1.9073 | 2.3018 | 2.6821 | 2.9885 | 3.3268 | 3.568 | 3.7897 | 3.8121 | 3.962 | 3.9962 | 4.0834 | 4.0725 | 4.1565 | 4.0989 | 4.1617 | 4.1247 | 4.222 | 64.5551 | 0.53698 | 1.6923 | 3.3011 | 5.2084 | 7.5102 | 10.1923 | 13.1808 | 16.5076 | 20.0756 | 23.8653 | 27.6774 | 31.6394 | 35.6355 | 39.7189 | 43.7914 | 47.9479 | 52.0468 | 56.2084 | 60.3332 | 64.5551 | 0 | 0 | 0 | 0 | 0 | 0 | 0 | 0 | 0 | 0 | 0 | 0 | 0 | 0 | 0 | 0 | 0 | 0 | 0 | 0 | 0 | 0 | 0 | 0 | 0 | 0 | 0 | 0 | 0 | 0 | 0 | 0 | 0 | 0 | 0 | 0 | 0 | 0 | 0 | 0 | 0 | 0 | 0 | 0 | 0 | 0 | 0 | 0 | 0 | 0 | 0 | 0 | 0 | 0 | 0 | 0 | 0 | 0 | 0 | 0 | 0 | 0 | 0 | 0 | 0 | 0 | 0 | 0 | 0 | 0.01557% | 0 | 0 | 0 | 0 | 0 | 0 | 0 | 0 | 0 | 0 | 0 | 0 | 0 | 0 | 0 | 0 | 0 | 0 | 0 | 0 | 0 | 0 | 0 | 0
| ComIntegratedSpaceWaterHeat_Cadmus | M_Input | Space heating savings based on PSE 2014 commercial boiler EUIs. Water heating savings adapted from PSE business case for commercial water heaters. 'EUL based on the Wisconsin February 2016 Technical Reference Manual for the measures "Boiler, 85-90% AFUE, NG" and "Boiler, ≥ 90% AFUE, NG". Cost based on NEEP 2012 cost research. | 2020 | NR and New | 2022 | 2041 | PSE | Commercial | Assembly | Gas | Per Combination Space and Water Heat Boiler kBtuh - Baseline 90% AFUE |  |  | Assembly Integrated Space and Water Heat - ENERGY STAR Most Efficient Boiler - 95% AFUE |  | 0 | 20 | 0.094074 | 0 |  | 0 | 0 | 0 | 0 | 0 | 0 | 0 | 0.11426 |  | 0 | 0 | 0 | Heating | Gas Heating | Integrated Space and Water Heat | Integrated Space and Water Heat 95% AFUE | CommVENT | 0.0141% | 93.17% | 93.17% | 242.6406 | 0.0178 | 0.5% | 5% | 85% | 6.8% | 0.2% | 1.8244 | 0.022565 | 0.18469 | 0 | 0.094074 | 0 | 0 | -0.18844 | -0.09437 |  | 0 | -0.076755 | 0 | 01. ($9,999.000) to $0.028 | 1 | -0.076755 | 01. ($9,999.00) to $0.22 | 1 | 0 | 0 | 0 | 0 | 0 | 0 | 0 | 0 | 0 | 0 | 0 | 0 | 0 | 0 | 0 | 0 | 0 | 0 | 0 | 0 | 0 | 0 | 0 | 0 | 0 | 0 | 0 | 0 | 0 | 0 | 0 | 0 | 0 | 0 | 0 | 0 | 0 | 0 | 0 | 0 | 0 | 0 | 0 | 0 | 0 | 0 | 0 | 0 | 0 | 0 | 0 | 0 | 0 | 0 | 0 | 0 | 0 | 0 | 0 | 0 | 0 | 0 | 0 | 0 | 0 | 0 | 0 | 0 | 0 | 0 | 0 | 0 | 0 | 26.5931 | 57.1781 | 79.6235 | 94.416 | 113.9248 | 132.7076 | 147.8165 | 164.4783 | 176.333 | 187.2202 | 188.2749 | 195.6059 | 197.2317 | 201.4668 | 200.8642 | 204.939 | 202.0293 | 205.0549 | 203.1689 | 207.8922 | 3.0385 | 6.533 | 9.0975 | 10.7877 | 13.0167 | 15.1628 | 16.8891 | 18.7928 | 20.1473 | 21.3912 | 21.5117 | 22.3493 | 22.5351 | 23.019 | 22.9501 | 23.4157 | 23.0833 | 23.429 | 23.2135 | 23.7531 | 364.1164 | 3.0385 | 9.5715 | 18.669 | 29.4567 | 42.4734 | 57.6362 | 74.5253 | 93.3181 | 113.4653 | 134.8566 | 156.3683 | 178.7176 | 201.2527 | 224.2717 | 247.2219 | 270.6376 | 293.7209 | 317.1498 | 340.3633 | 364.1164 | 0 | 0 | 0 | 0 | 0 | 0 | 0 | 0 | 0 | 0 | 0 | 0 | 0 | 0 | 0 | 0 | 0 | 0 | 0 | 0 | 0 | 0 | 0 | 0 | 0 | 0 | 0 | 0 | 0 | 0 | 0 | 0 | 0 | 0 | 0 | 0 | 0 | 0 | 0 | 0 | 0 | 0 | 0 | 0 | 0 | 0 | 0 | 0 | 0 | 0 | 0 | 0 | 0 | 0 | 0 | 0 | 0 | 0 | 0 | 0 | 0 | 0 | 0 | 0 | 0 | 0 | 0 | 0 | 0 | 0.01557% | 0 | 0 | 0 | 0 | 0 | 0 | 0 | 0 | 0 | 0 | 0 | 0 | 0 | 0 | 0 | 0 | 0 | 0 | 0 | 0 | 0 | 0 | 0 | 0
| ComIntegratedSpaceWaterHeat_Cadmus | M_Input | Space heating savings based on PSE 2014 commercial boiler EUIs. Water heating savings adapted from PSE business case for commercial water heaters. 'EUL based on the Wisconsin February 2016 Technical Reference Manual for the measures "Boiler, 85-90% AFUE, NG" and "Boiler, ≥ 90% AFUE, NG". Cost based on NEEP 2012 cost research. | 2020 | NR and New | 2022 | 2041 | PSE | Commercial | Other | Gas | Per Combination Space and Water Heat Boiler kBtuh - Baseline 90% AFUE |  |  | Other Integrated Space and Water Heat - ENERGY STAR Most Efficient Boiler - 95% AFUE |  | 0 | 20 | 0.14171 | 0 |  | 0 | 0 | 0 | 0 | 0 | 0 | 0 | 0.20936 |  | 0 | 0 | 0 | Heating | Gas Heating | Integrated Space and Water Heat | Integrated Space and Water Heat 95% AFUE | CommVENT | 0.0141% | 93.17% | 93.17% | 242.6406 | 0.010825 | 0.5% | 5% | 85% | 6.8% | 0.2% | 3.3429 | 0.041348 | 0.33842 | 0 | 0.14171 | 0 | 0 | -0.35143 | -0.20972 |  | 0 | -0.093092 | 0 | 01. ($9,999.000) to $0.028 | 1 | -0.093092 | 01. ($9,999.00) to $0.22 | 1 | 0 | 0 | 0 | 0 | 0 | 0 | 0 | 0 | 0 | 0 | 0 | 0 | 0 | 0 | 0 | 0 | 0 | 0 | 0 | 0 | 0 | 0 | 0 | 0 | 0 | 0 | 0 | 0 | 0 | 0 | 0 | 0 | 0 | 0 | 0 | 0 | 0 | 0 | 0 | 0 | 0 | 0 | 0 | 0 | 0 | 0 | 0 | 0 | 0 | 0 | 0 | 0 | 0 | 0 | 0 | 0 | 0 | 0 | 0 | 0 | 0 | 0 | 0 | 0 | 0 | 0 | 0 | 0 | 0 | 0 | 0 | 0 | 0 | 48.1367 | 102.7166 | 143.0517 | 169.9794 | 204.607 | 237.4695 | 263.4596 | 291.6465 | 311.2972 | 329.0501 | 329.8496 | 341.226 | 342.7787 | 348.7202 | 346.3682 | 351.9706 | 345.637 | 349.4466 | 344.8957 | 351.6375 | 10.0779 | 21.5048 | 29.9494 | 35.5869 | 42.8366 | 49.7167 | 55.158 | 61.0592 | 65.1733 | 68.89 | 69.0574 | 71.4392 | 71.7643 | 73.0082 | 72.5158 | 73.6887 | 72.3627 | 73.1602 | 72.2075 | 73.6189 | 1162.7754 | 10.0779 | 31.5827 | 61.532 | 97.119 | 139.9556 | 189.6722 | 244.8302 | 305.8894 | 371.0627 | 439.9527 | 509.0101 | 580.4493 | 652.2136 | 725.2217 | 797.7375 | 871.4261 | 943.7888 | 1016.9491 | 1089.1565 | 1162.7754 | 0 | 0 | 0 | 0 | 0 | 0 | 0 | 0 | 0 | 0 | 0 | 0 | 0 | 0 | 0 | 0 | 0 | 0 | 0 | 0 | 0 | 0 | 0 | 0 | 0 | 0 | 0 | 0 | 0 | 0 | 0 | 0 | 0 | 0 | 0 | 0 | 0 | 0 | 0 | 0 | 0 | 0 | 0 | 0 | 0 | 0 | 0 | 0 | 0 | 0 | 0 | 0 | 0 | 0 | 0 | 0 | 0 | 0 | 0 | 0 | 0 | 0 | 0 | 0 | 0 | 0 | 0 | 0 | 0 | 0.01557% | 0 | 0 | 0 | 0 | 0 | 0 | 0 | 0 | 0 | 0 | 0 | 0 | 0 | 0 | 0 | 0 | 0 | 0 | 0 | 0 | 0 | 0 | 0 | 0
| ComOverwrappingMachine_PSE | M_Input | PSE Business Case "ComOverwrappingMachine_PSE" | 2020 | NR and New | 2022 | 2045 | PSE | Commercial | Supermarket | Electric | Per Overwrapping Machine | Per Overwrapping Machine | 300 | Overwrapping Machine - On Demand - Kitchen - Comm |  | 1584 | 10 | 306.56 | 0 |  | 0 | 0 | 0 | 0 | 0 | 0 | 0 | 0 |  | 0 | 0 | 0 | Cooking | Cooking | Overwrapping Machine | Overwrapping | CommVENT | 0.0141% | 99.94% | 99.94% | 3 | 6.0321e-05 | 0% | 10% | 85% | 6.8% | 0.2% | 740.5534 | 32.8781 | 77.3431 | 507.501 | 0 | 0 | 0 | 458.5918 | -48.9092 |  | 0.024801 | 0 | 0.024801 | 01. ($9,999.000) to $0.028 | 1 | 0 | 01. ($9,999.00) to $0.22 | 1 | 0 | 0 | 0 | 0 | 0 | 0 | 0 | 0 | 0 | 0 | 0 | 0 | 0 | 0 | 0 | 0 | 0 | 0 | 0 | 0 | 0 | 0 | 0 | 0 | 0 | 0 | 0 | 0 | 0 | 0 | 0 | 0 | 0 | 0 | 0 | 0 | 0 | 0 | 0 | 0 | 0 | 0 | 0 | 0 | 0 | 0 | 0 | 0 | 0 | 0 | 0 | 0 | 0 | 0 | 0 | 0 | 0 | 0 | 0 | 0 | 0 | 0 | 0 | 0 | 0 | 0 | 0 | 0 | 0 | 0 | 0 | 0 | 0 | 0 | 0 | 0 | 0 | 0 | 0 | 0 | 0 | 0 | 0 | 0 | 0 | 0 | 0 | 0 | 0 | 0 | 0 | 0 | 0 | 0 | 0 | 0 | 0 | 0 | 0 | 0 | 0 | 0 | 0 | 0 | 0 | 0 | 0 | 0 | 0 | 0 | 0 | 0 | 0 | 0 | 0 | 0 | 0 | 0 | 0 | 0 | 0 | 0 | 0 | 0 | 0 | 0 | 0 | 0 | 0 | 0 | 0 | 0 | 0 | 0 | 0 | 0 | 0 | 0 | 0 | 0 | 0 | 0 | 0 | 0 | 0 | 0 | 0 | 0 | 0 | 0 | 0 | 0 | 0 | 0 | 0 | 0 | 0 | 0 | 0 | 0 | 0 | 0 | 0 | 0 | 0 | 0 | 0 | 0 | 0 | 0 | 0 | 0 | 0 | 0 | 0 | 0 | 0 | 0 | 0 | 0 | 0 | 0 | 0 | 0 | 0 | 0 | 0 | 0 | 0 | 0 | 0 | 0 | 0 | 0 | 0 | 0 | 0 | 0 | 0 | 0 | 0 | 0 | 0 | 0.01557% | 0 | 0 | 0 | 0 | 0 | 0 | 0 | 0 | 0 | 0 | 0 | 0 | 0 | 0 | 0 | 0 | 0 | 0 | 0 | 0 | 0 | 0 | 0 | 0
| ComOzoneLaundry-Cadmus | M_Input | Savings and EUL from Illinois 2017 TRM. Cost from California Municipal Utilities Association 2017 TRM. | 2020 | Retro | 2022 | 2041 | PSE | Commercial | All Commercial | Gas | Per Ozone Laundry System |  |  | Ozone Laundry |  | 1830.0514 | 10 | 21516.7323 | 0 |  | 0 | 0 | 0 | 0 | 0 | 0 | 0 | 7815.2313 |  | 0 | 0 | 0 | Other | Clothes Washer | Ozone Laundry | Ozone Laundry | C-WWW-Proc-All-All-All-U | 0.01203% | 100% | 100% | 0.01862 | 3.3679e-07 | 73.37% | 10% | 85% | 6.8% | 0.2% | 60974.1121 | 693.6694 | 6166.7782 | 0 | 32661.3144 | 0 | 855.5876 | -2557.1011 | 20897.4835 |  | -0.1197 | 0.24849 | -0.1197 | 01. ($9,999.000) to $0.028 | 1 | 0.24849 | 02. $0.22 to $0.30 | 1 | 0 | 0 | 0 | 0 | 0 | 0 | 0 | 0 | 0 | 0 | 0 | 0 | 0 | 0 | 0 | 0 | 0 | 0 | 0 | 0 | 0 | 0 | 0 | 0 | 0 | 0 | 0 | 0 | 0 | 0 | 0 | 0 | 0 | 0 | 0 | 0 | 0 | 0 | 0 | 0 | 0 | 0 | 0 | 0 | 0 | 0 | 0 | 0 | 0 | 0 | 0 | 0 | 0 | 0 | 0 | 0 | 0 | 0 | 0 | 0 | 0 | 0 | 0 | 0 | 0 | 0 | 0 | 0 | 0 | 0 | 0 | 0 | 0 | 19.1099 | 19.0183 | 18.9272 | 18.8367 | 18.7467 | 18.6572 | 18.5682 | 18.4797 | 18.3918 | 18.3043 | 0 | 0 | 0 | 0 | 0 | 0 | 0 | 0 | 0 | 0 | 149348.4631 | 148632.5311 | 147920.766 | 147213.1392 | 146509.6222 | 145810.1868 | 145114.8049 | 144423.4487 | 143736.0905 | 143052.7031 | 0 | 0 | 0 | 0 | 0 | 0 | 0 | 0 | 0 | 0 | 1461761.7556 | 149348.4631 | 297980.9942 | 445901.7602 | 593114.8994 | 739624.5216 | 885434.7084 | 1030549.5133 | 1174972.962 | 1318709.0525 | 1461761.7556 | 1461761.7556 | 1461761.7556 | 1461761.7556 | 1461761.7556 | 1461761.7556 | 1461761.7556 | 1461761.7556 | 1461761.7556 | 1461761.7556 | 1461761.7556 | 0 | 0 | 0 | 0 | 0 | 0 | 0 | 0 | 0 | 0 | 0 | 0 | 0 | 0 | 0 | 0 | 0 | 0 | 0 | 0 | 0 | 0 | 0 | 0 | 0 | 0 | 0 | 0 | 0 | 0 | 0 | 0 | 0 | 0 | 0 | 0 | 0 | 0 | 0 | 0 | 0 | 0 | 0 | 0 | 0 | 0 | 0 | 0 | 0 | 399349.2865 | 397434.9249 | 395531.7056 | 393639.5519 | 391758.3875 | 389888.137 | 388028.7254 | 386180.0783 | 384342.1218 | 382514.7827 | 0 | 0 | 0 | 0 | 0 | 0 | 0 | 0 | 0 | 0 | 0.02158% | 0 | 0 | 0 | 0 | 0 | 0 | 0 | 0 | 0 | 0 | 0 | 0 | 0 | 0 | 0 | 0 | 0 | 0 | 0 | 0 | 0 | 0 | 0 | 0
| ComPipeInsulation-Cadmus | M_Input | Wisconsin Focus on Energy Technical Reference Manual. October 2015. Insulation, Direct Install, Pipe Electric and Natural Gas Page 496 and 499. | 2020 | Retro | 2022 | 2045 | PSE | Commercial | All Commercial | Electric | Per Electric Water Heat GT 55 Gal |  |  | R-4 Pipe Wrap - Electric Water Heat GT 55 Gal |  | 78.035 | 15 | 25.3923 | 0 |  | 0 | 0 | 0 | 0 | 0 | 0 | 0 | 0 |  | 0 | 0 | 0 | Water Heat | Electric Water Heat | Pipe Insulation | Pipe Insulation | ResDHW | 0.01444% | 99.94% | 99.94% | 1.3253 | 2.3971e-05 | 45% | 6.667% | 85% | 6.8% | 0.2% | 51.3134 | 1.659 | 5.2972 | 32.5937 | 0 | 0 | 0 | 30.7159 | -1.8778 |  | 0.033719 | 0 | 0.033719 | 02. $0.028 to $0.055 | 1 | 0 | 01. ($9,999.00) to $0.22 | 1 | 546.5056 | 543.7849 | 541.0805 | 538.3922 | 535.7201 | 533.0638 | 530.4235 | 527.7989 | 525.1899 | 522.5964 | 0 | 0 | 0 | 0 | 0 | 0 | 0 | 0 | 0 | 0 | 0 | 0 | 0 | 0 | 42646.5495 | 42434.237 | 42223.1966 | 42013.4195 | 41804.8969 | 41597.6199 | 41391.58 | 41186.7683 | 40983.1765 | 40780.7959 | 0 | 0 | 0 | 0 | 0 | 0 | 0 | 0 | 0 | 0 | 0 | 0 | 0 | 0 | 417062.24 | 42646.5495 | 85080.7864 | 127303.983 | 169317.4026 | 211122.2995 | 252719.9194 | 294111.4994 | 335298.2677 | 376281.4442 | 417062.24 | 417062.24 | 417062.24 | 417062.24 | 417062.24 | 417062.24 | 417062.24 | 417062.24 | 417062.24 | 417062.24 | 417062.24 | 417062.24 | 417062.24 | 417062.24 | 417062.24 | 0 | 0 | 0 | 0 | 0 | 0 | 0 | 0 | 0 | 0 | 0 | 0 | 0 | 0 | 0 | 0 | 0 | 0 | 0 | 0 | 0 | 0 | 0 | 0 | 0 | 0 | 0 | 0 | 0 | 0 | 0 | 0 | 0 | 0 | 0 | 0 | 0 | 0 | 0 | 0 | 0 | 0 | 0 | 0 | 0 | 0 | 0 | 0 | 0 | 0 | 0 | 0 | 0 | 0 | 0 | 0 | 0 | 0 | 0 | 0 | 0 | 6.1592 | 12.2878 | 18.3859 | 24.4537 | 30.4913 | 36.4991 | 42.477 | 48.4254 | 54.3444 | 60.2342 | 60.2342 | 60.2342 | 60.2342 | 60.2342 | 60.2342 | 60.2342 | 60.2342 | 60.2342 | 60.2342 | 60.2342 | 60.2342 | 60.2342 | 60.2342 | 60.2342 | 16786.405 | 16702.8352 | 16619.7661 | 16537.1943 | 16455.1163 | 16373.5285 | 16292.4277 | 16211.8104 | 16131.6732 | 16052.0127 | 0 | 0 | 0 | 0 | 0 | 0 | 0 | 0 | 0 | 0 | 0 | 0 | 0 | 0 | 164162.7695 | 0 | 0 | 0 | 0 | 0 | 0 | 0 | 0 | 0 | 0 | 0 | 0 | 0 | 0 | 0 | 0 | 0 | 0 | 0 | 0 | 0.009815% | 4.1858 | 8.3508 | 12.495 | 16.6187 | 20.7219 | 24.8047 | 28.8673 | 32.9099 | 36.9324 | 40.9351 | 40.9351 | 40.9351 | 40.9351 | 40.9351 | 40.9351 | 40.9351 | 40.9351 | 40.9351 | 40.9351 | 40.9351 | 40.9351 | 40.9351 | 40.9351 | 40.9351
| ComPipeInsulation-Cadmus | M_Input | Wisconsin Focus on Energy Technical Reference Manual. October 2015. Insulation, Direct Install, Pipe Electric and Natural Gas Page 496 and 499. | 2020 | Retro | 2022 | 2045 | PSE | Commercial | All Commercial | Electric | Per Electric Water Heat LE 55 Gal |  |  | R-4 Pipe Wrap - Electric Water Heat LE 55 Gal |  | 162.0352 | 15 | 25.3923 | 0 |  | 0 | 0 | 0 | 0 | 0 | 0 | 0 | 0 |  | 0 | 0 | 0 | Water Heat | Electric Water Heat | Pipe Insulation | Pipe Insulation | ResDHW | 0.01444% | 99.94% | 99.94% | 1.3253 | 2.3971e-05 | 45% | 6.667% | 85% | 6.8% | 0.2% | 106.5493 | 3.4448 | 10.9994 | 32.5937 | 0 | 0 | 0 | 23.2279 | -9.3658 |  | 0.01228 | 0 | 0.01228 | 01. ($9,999.000) to $0.028 | 1 | 0 | 01. ($9,999.00) to $0.22 | 1 | 546.5056 | 543.7849 | 541.0805 | 538.3922 | 535.7201 | 533.0638 | 530.4235 | 527.7989 | 525.1899 | 522.5964 | 0 | 0 | 0 | 0 | 0 | 0 | 0 | 0 | 0 | 0 | 0 | 0 | 0 | 0 | 88553.1668 | 88112.3117 | 87674.0982 | 87238.5079 | 86805.5224 | 86375.1234 | 85947.293 | 85522.0131 | 85099.266 | 84679.0341 | 0 | 0 | 0 | 0 | 0 | 0 | 0 | 0 | 0 | 0 | 0 | 0 | 0 | 0 | 866006.3364 | 88553.1668 | 176665.4784 | 264339.5767 | 351578.0846 | 438383.6069 | 524758.7303 | 610706.0233 | 696228.0364 | 781327.3024 | 866006.3364 | 866006.3364 | 866006.3364 | 866006.3364 | 866006.3364 | 866006.3364 | 866006.3364 | 866006.3364 | 866006.3364 | 866006.3364 | 866006.3364 | 866006.3364 | 866006.3364 | 866006.3364 | 866006.3364 | 0 | 0 | 0 | 0 | 0 | 0 | 0 | 0 | 0 | 0 | 0 | 0 | 0 | 0 | 0 | 0 | 0 | 0 | 0 | 0 | 0 | 0 | 0 | 0 | 0 | 0 | 0 | 0 | 0 | 0 | 0 | 0 | 0 | 0 | 0 | 0 | 0 | 0 | 0 | 0 | 0 | 0 | 0 | 0 | 0 | 0 | 0 | 0 | 0 | 0 | 0 | 0 | 0 | 0 | 0 | 0 | 0 | 0 | 0 | 0 | 0 | 12.7893 | 25.5149 | 38.1772 | 50.7766 | 63.3135 | 75.7883 | 88.2012 | 100.5527 | 112.8432 | 125.0729 | 125.0729 | 125.0729 | 125.0729 | 125.0729 | 125.0729 | 125.0729 | 125.0729 | 125.0729 | 125.0729 | 125.0729 | 125.0729 | 125.0729 | 125.0729 | 125.0729 | 12694.1673 | 12630.9704 | 12568.1521 | 12505.7099 | 12443.6411 | 12381.943 | 12320.6132 | 12259.649 | 12199.0479 | 12138.8073 | 0 | 0 | 0 | 0 | 0 | 0 | 0 | 0 | 0 | 0 | 0 | 0 | 0 | 0 | 124142.7011 | 0 | 0 | 0 | 0 | 0 | 0 | 0 | 0 | 0 | 0 | 0 | 0 | 0 | 0 | 0 | 0 | 0 | 0 | 0 | 0 | 0.009815% | 8.6916 | 17.3399 | 25.9452 | 34.5077 | 43.0278 | 51.5056 | 59.9414 | 68.3355 | 76.6881 | 84.9994 | 84.9994 | 84.9994 | 84.9994 | 84.9994 | 84.9994 | 84.9994 | 84.9994 | 84.9994 | 84.9994 | 84.9994 | 84.9994 | 84.9994 | 84.9994 | 84.9994
| ComPipeInsulation-Cadmus | M_Input | Wisconsin Focus on Energy Technical Reference Manual. October 2015. Insulation, Direct Install, Pipe Electric and Natural Gas Page 496 and 499. | 2020 | Retro | 2022 | 2041 | PSE | Commercial | All Commercial | Gas | Per Gas Water Heat GT 55 Gal |  |  | R-4 Pipe Wrap - Gas Water Heat GT 55 Gal |  | 0 | 15 | 25.3923 | 0 |  | 0 | 0 | 0 | 0 | 0 | 0 | 0 | 3.1154 |  | 0 | 0 | 0 | Water Heat | Gas Water Heat | Pipe Insulation | Pipe Insulation | C-WWW-Proc-All-All-All-U | 0.01203% | 8% | 8% | 1.3253 | 2.3971e-05 | 61.67% | 6.667% | 85% | 6.8% | 0.2% | 34.7624 | 0.27652 | 3.5039 | 0 | 29.91 | 0 | 0 | 1.2981 | 31.208 |  | 0 | 0.93092 | 0 | 01. ($9,999.000) to $0.028 | 1 | 0.93092 | 09. $0.85 to $0.95 | 1 | 0 | 0 | 0 | 0 | 0 | 0 | 0 | 0 | 0 | 0 | 0 | 0 | 0 | 0 | 0 | 0 | 0 | 0 | 0 | 0 | 0 | 0 | 0 | 0 | 0 | 0 | 0 | 0 | 0 | 0 | 0 | 0 | 0 | 0 | 0 | 0 | 0 | 0 | 0 | 0 | 0 | 0 | 0 | 0 | 0 | 0 | 0 | 0 | 0 | 0 | 0 | 0 | 0 | 0 | 0 | 0 | 0 | 0 | 0 | 0 | 0 | 0 | 0 | 0 | 0 | 0 | 0 | 0 | 0 | 0 | 0 | 0 | 0 | 91.4671 | 91.0287 | 90.5928 | 90.1594 | 89.7285 | 89.3002 | 88.8743 | 88.4509 | 88.0299 | 87.6114 | 0 | 0 | 0 | 0 | 0 | 0 | 0 | 0 | 0 | 0 | 284.9558 | 283.5898 | 282.2318 | 280.8816 | 279.5393 | 278.2048 | 276.878 | 275.5589 | 274.2474 | 272.9435 | 0 | 0 | 0 | 0 | 0 | 0 | 0 | 0 | 0 | 0 | 2789.031 | 284.9558 | 568.5456 | 850.7774 | 1131.659 | 1411.1983 | 1689.4031 | 1966.2811 | 2241.84 | 2516.0875 | 2789.031 | 2789.031 | 2789.031 | 2789.031 | 2789.031 | 2789.031 | 2789.031 | 2789.031 | 2789.031 | 2789.031 | 2789.031 | 0 | 0 | 0 | 0 | 0 | 0 | 0 | 0 | 0 | 0 | 0 | 0 | 0 | 0 | 0 | 0 | 0 | 0 | 0 | 0 | 0 | 0 | 0 | 0 | 0 | 0 | 0 | 0 | 0 | 0 | 0 | 0 | 0 | 0 | 0 | 0 | 0 | 0 | 0 | 0 | 0 | 0 | 0 | 0 | 0 | 0 | 0 | 0 | 0 | 2854.5106 | 2840.8269 | 2827.2229 | 2813.6979 | 2800.2515 | 2786.8832 | 2773.5923 | 2760.3783 | 2747.2408 | 2734.1791 | 0 | 0 | 0 | 0 | 0 | 0 | 0 | 0 | 0 | 0 | 0.02158% | 0 | 0 | 0 | 0 | 0 | 0 | 0 | 0 | 0 | 0 | 0 | 0 | 0 | 0 | 0 | 0 | 0 | 0 | 0 | 0 | 0 | 0 | 0 | 0
| ComPipeInsulation-Cadmus | M_Input | Wisconsin Focus on Energy Technical Reference Manual. October 2015. Insulation, Direct Install, Pipe Electric and Natural Gas Page 496 and 499. | 2020 | Retro | 2022 | 2041 | PSE | Commercial | All Commercial | Gas | Per Gas Water Heat LE 55 Gal |  |  | R-4 Pipe Wrap - Gas Water Heat LE 55 Gal |  | 0 | 15 | 25.3923 | 0 |  | 0 | 0 | 0 | 0 | 0 | 0 | 0 | 3.1154 |  | 0 | 0 | 0 | Water Heat | Gas Water Heat | Pipe Insulation | Pipe Insulation | C-WWW-Proc-All-All-All-U | 0.01203% | 8% | 8% | 1.3253 | 2.3971e-05 | 28.33% | 6.667% | 85% | 6.8% | 0.2% | 34.7624 | 0.27652 | 3.5039 | 0 | 29.91 | 0 | 0 | 1.2981 | 31.208 |  | 0 | 0.93092 | 0 | 01. ($9,999.000) to $0.028 | 1 | 0.93092 | 09. $0.85 to $0.95 | 1 | 0 | 0 | 0 | 0 | 0 | 0 | 0 | 0 | 0 | 0 | 0 | 0 | 0 | 0 | 0 | 0 | 0 | 0 | 0 | 0 | 0 | 0 | 0 | 0 | 0 | 0 | 0 | 0 | 0 | 0 | 0 | 0 | 0 | 0 | 0 | 0 | 0 | 0 | 0 | 0 | 0 | 0 | 0 | 0 | 0 | 0 | 0 | 0 | 0 | 0 | 0 | 0 | 0 | 0 | 0 | 0 | 0 | 0 | 0 | 0 | 0 | 0 | 0 | 0 | 0 | 0 | 0 | 0 | 0 | 0 | 0 | 0 | 0 | 42.0117 | 41.8103 | 41.6101 | 41.411 | 41.2131 | 41.0164 | 40.8207 | 40.6263 | 40.4329 | 40.2407 | 0 | 0 | 0 | 0 | 0 | 0 | 0 | 0 | 0 | 0 | 130.8827 | 130.2553 | 129.6316 | 129.0114 | 128.3949 | 127.7819 | 127.1725 | 126.5667 | 125.9643 | 125.3654 | 0 | 0 | 0 | 0 | 0 | 0 | 0 | 0 | 0 | 0 | 1281.0268 | 130.8827 | 261.1381 | 390.7696 | 519.7811 | 648.1759 | 775.9579 | 903.1304 | 1029.6971 | 1155.6614 | 1281.0268 | 1281.0268 | 1281.0268 | 1281.0268 | 1281.0268 | 1281.0268 | 1281.0268 | 1281.0268 | 1281.0268 | 1281.0268 | 1281.0268 | 0 | 0 | 0 | 0 | 0 | 0 | 0 | 0 | 0 | 0 | 0 | 0 | 0 | 0 | 0 | 0 | 0 | 0 | 0 | 0 | 0 | 0 | 0 | 0 | 0 | 0 | 0 | 0 | 0 | 0 | 0 | 0 | 0 | 0 | 0 | 0 | 0 | 0 | 0 | 0 | 0 | 0 | 0 | 0 | 0 | 0 | 0 | 0 | 0 | 1311.1021 | 1304.8171 | 1298.5686 | 1292.3565 | 1286.1805 | 1280.0402 | 1273.9356 | 1267.8663 | 1261.8321 | 1255.8328 | 0 | 0 | 0 | 0 | 0 | 0 | 0 | 0 | 0 | 0 | 0.02158% | 0 | 0 | 0 | 0 | 0 | 0 | 0 | 0 | 0 | 0 | 0 | 0 | 0 | 0 | 0 | 0 | 0 | 0 | 0 | 0 | 0 | 0 | 0 | 0
| ComPoolCovers-Cadmus | M_Input | Savings, cost, and EUL from IL TRM v6.0 for measure "commercial pool cover". Average pool square footage per building with pool from CBSA 2014 microdata analysis. | 2020 | Retro | 2022 | 2041 | PSE | Commercial | All Commercial | Gas | Per Gas-Heated Commercial Pool |  |  | Commercial Pool Cover - Gas Pool Heat |  | 52.8889 | 6 | 4220.8049 | 0 |  | 0 | 0 | 0 | 0 | 0 | 0 | 0 | 2672.1297 |  | 0 | 0 | 0 | Other | Pools Gas | Pool Covers | Pool Cover | C-WWW-Proc-All-All-All-U | 0.01203% | 38.78% | 38.78% | 1 | 1.8087e-05 | 1% | 16.67% | 85% | 6.8% | 0.2% | 12985.598 | 137.6693 | 1312.3267 | 0 | 9503.1315 | 0 | 15.6975 | -605.835 | 8728.3798 |  | -0.98127 | 0.30355 | -0.98127 | 01. ($9,999.000) to $0.028 | 1 | 0.30355 | 03. $0.30 to $0.45 | 1 | 0 | 0 | 0 | 0 | 0 | 0 | 0 | 0 | 0 | 0 | 0 | 0 | 0 | 0 | 0 | 0 | 0 | 0 | 0 | 0 | 0 | 0 | 0 | 0 | 0 | 0 | 0 | 0 | 0 | 0 | 0 | 0 | 0 | 0 | 0 | 0 | 0 | 0 | 0 | 0 | 0 | 0 | 0 | 0 | 0 | 0 | 0 | 0 | 0 | 0 | 0 | 0 | 0 | 0 | 0 | 0 | 0 | 0 | 0 | 0 | 0 | 0 | 0 | 0 | 0 | 0 | 0 | 0 | 0 | 0 | 0 | 0 | 0 | 5.4247 | 5.3987 | 5.3728 | 5.3471 | 5.3216 | 5.2961 | 5.2709 | 5.2458 | 5.2208 | 5.196 | 0 | 0 | 0 | 0 | 0 | 0 | 0 | 0 | 0 | 0 | 14495.4132 | 14425.9265 | 14356.8443 | 14288.1637 | 14219.8819 | 14151.9964 | 14084.5042 | 14017.4028 | 13950.6894 | 13884.3614 | 0 | 0 | 0 | 0 | 0 | 0 | 0 | 0 | 0 | 0 | 141875.1838 | 14495.4132 | 28921.3397 | 43278.184 | 57566.3476 | 71786.2296 | 85938.2259 | 100022.7302 | 114040.133 | 127990.8224 | 141875.1838 | 141875.1838 | 141875.1838 | 141875.1838 | 141875.1838 | 141875.1838 | 141875.1838 | 141875.1838 | 141875.1838 | 141875.1838 | 141875.1838 | 0 | 0 | 0 | 0 | 0 | 0 | 0 | 0 | 0 | 0 | 0 | 0 | 0 | 0 | 0 | 0 | 0 | 0 | 0 | 0 | 0 | 0 | 0 | 0 | 0 | 0 | 0 | 0 | 0 | 0 | 0 | 0 | 0 | 0 | 0 | 0 | 0 | 0 | 0 | 0 | 0 | 0 | 0 | 0 | 0 | 0 | 0 | 0 | 0 | 47348.5518 | 47121.5769 | 46895.9231 | 46671.5813 | 46448.5425 | 46226.7976 | 46006.3378 | 45787.1544 | 45569.2384 | 45352.5813 | 0 | 0 | 0 | 0 | 0 | 0 | 0 | 0 | 0 | 0 | 0.02158% | 0 | 0 | 0 | 0 | 0 | 0 | 0 | 0 | 0 | 0 | 0 | 0 | 0 | 0 | 0 | 0 | 0 | 0 | 0 | 0 | 0 | 0 | 0 | 0
| ComPoolCovers-Cadmus | M_Input | Savings, cost, and EUL from IL TRM v6.0 for measure "commercial pool cover". Average pool square footage per building with pool from CBSA 2014 microdata analysis. | 2020 | Retro | 2022 | 2045 | PSE | Commercial | All Commercial | Electric | Per Electric-Heated Commercial Pool |  |  | Commercial Pool Cover - Electric Pool Heat |  | 61738.5984 | 6 | 4220.8049 | 0 |  | 0 | 0 | 0 | 0 | 0 | 0 | 0 | 0 |  | 0 | 0 | 0 | Other | Pools Electric | Pool Covers | Pool Cover | C-WWW-Proc-All-All-All-U | 0.01203% | 38.78% | 38.78% | 1 | 1.8087e-05 | 1% | 16.67% | 85% | 6.8% | 0.2% | 18324.1494 | 1093.1387 | 1941.7288 | 10273.248 | 0 | 0 | 0 | 8082.5415 | -2190.7065 |  | 0.011215 | 0 | 0.011215 | 01. ($9,999.000) to $0.028 | 1 | 0 | 01. ($9,999.00) to $0.22 | 1 | 3.5559 | 3.5382 | 3.5206 | 3.5031 | 3.4857 | 3.4684 | 3.4512 | 3.4342 | 3.4172 | 3.4003 | 0 | 0 | 0 | 0 | 0 | 0 | 0 | 0 | 0 | 0 | 0 | 0 | 0 | 0 | 219534.7175 | 218441.7809 | 217355.3933 | 216275.5087 | 215202.0818 | 214135.0672 | 213074.4204 | 212020.0968 | 210972.0522 | 209930.2431 | 0 | 0 | 0 | 0 | 0 | 0 | 0 | 0 | 0 | 0 | 0 | 0 | 0 | 0 | 2146941.3619 | 219534.7175 | 437976.4985 | 655331.8918 | 871607.4005 | 1086809.4822 | 1300944.5495 | 1514018.9699 | 1726039.0666 | 1937011.1189 | 2146941.3619 | 2146941.3619 | 2146941.3619 | 2146941.3619 | 2146941.3619 | 2146941.3619 | 2146941.3619 | 2146941.3619 | 2146941.3619 | 2146941.3619 | 2146941.3619 | 2146941.3619 | 2146941.3619 | 2146941.3619 | 2146941.3619 | 0 | 0 | 0 | 0 | 0 | 0 | 0 | 0 | 0 | 0 | 0 | 0 | 0 | 0 | 0 | 0 | 0 | 0 | 0 | 0 | 0 | 0 | 0 | 0 | 0 | 0 | 0 | 0 | 0 | 0 | 0 | 0 | 0 | 0 | 0 | 0 | 0 | 0 | 0 | 0 | 0 | 0 | 0 | 0 | 0 | 0 | 0 | 0 | 0 | 0 | 0 | 0 | 0 | 0 | 0 | 0 | 0 | 0 | 0 | 0 | 0 | 26.4061 | 52.6808 | 78.8248 | 104.8389 | 130.7239 | 156.4805 | 182.1096 | 207.6119 | 232.9881 | 258.2389 | 258.2389 | 258.2389 | 258.2389 | 258.2389 | 258.2389 | 258.2389 | 258.2389 | 258.2389 | 258.2389 | 258.2389 | 258.2389 | 258.2389 | 258.2389 | 258.2389 | 28740.5046 | 28597.4222 | 28455.1972 | 28313.8235 | 28173.2952 | 28033.6065 | 27894.7513 | 27756.724 | 27619.5187 | 27483.1297 | 0 | 0 | 0 | 0 | 0 | 0 | 0 | 0 | 0 | 0 | 0 | 0 | 0 | 0 | 281067.9728 | 0 | 0 | 0 | 0 | 0 | 0 | 0 | 0 | 0 | 0 | 0 | 0 | 0 | 0 | 0 | 0 | 0 | 0 | 0 | 0 | 0.02158% | 47.3696 | 94.5034 | 141.4027 | 188.0691 | 234.5038 | 280.7083 | 326.684 | 372.4321 | 417.9541 | 463.2513 | 463.2513 | 463.2513 | 463.2513 | 463.2513 | 463.2513 | 463.2513 | 463.2513 | 463.2513 | 463.2513 | 463.2513 | 463.2513 | 463.2513 | 463.2513 | 463.2513
| ComPoolHeaters-Cadmus | M_Input | Michigan Energy Measure Database for measure High Efficiency Pool Heater | 2020 | NR and New | 2022 | 2041 | PSE | Commercial | All Commercial | Gas | Per Gas-Heated Commercial Pool |  |  | Commercial - >=84% Efficient Gas Pool Heater |  | 0 | 5 | 4797.92 | 0 |  | 0 | 0 | 0 | 0 | 0 | 0 | 0 | 2440 |  | 0 | 0 | 0 | Other | Pools Gas | Pool Covers | Efficient Pool Heater | C-WWW-Proc-All-All-All-U | 0.01203% | 38.78% | 38.78% | 1 | 1.8087e-05 | 1% | 20% | 85% | 6.8% | 0.2% | 9964.0739 | 125.7099 | 1008.9784 | 0 | 12524.4824 | 0 | 0 | -175.1042 | 12349.3781 |  | 0 | 0.47034 | 0 | 01. ($9,999.000) to $0.028 | 1 | 0.47034 | 04. $0.45 to $0.50 | 1 | 0 | 0 | 0 | 0 | 0 | 0 | 0 | 0 | 0 | 0 | 0 | 0 | 0 | 0 | 0 | 0 | 0 | 0 | 0 | 0 | 0 | 0 | 0 | 0 | 0 | 0 | 0 | 0 | 0 | 0 | 0 | 0 | 0 | 0 | 0 | 0 | 0 | 0 | 0 | 0 | 0 | 0 | 0 | 0 | 0 | 0 | 0 | 0 | 0 | 0 | 0 | 0 | 0 | 0 | 0 | 0 | 0 | 0 | 0 | 0 | 0 | 0 | 0 | 0 | 0 | 0 | 0 | 0 | 0 | 0 | 0 | 0 | 0 | 2.6496 | 1.8954 | 1.2762 | 0.95529 | 0.82545 | 0.70914 | 0.60411 | 0.51497 | 0.43395 | 0.36411 | 0.30004 | 0.23358 | 0.18056 | 0.14031 | 0.10837 | 0.099448 | 0.077233 | 0.066576 | 0.055495 | 0.044984 | 6464.9826 | 4624.8177 | 3113.9897 | 2330.9008 | 2014.1086 | 1730.3083 | 1474.0282 | 1256.5221 | 1058.8291 | 888.4222 | 732.1052 | 569.9407 | 440.5729 | 342.3675 | 264.427 | 242.6536 | 188.4481 | 162.4448 | 135.4068 | 109.7621 | 28145.0379 | 6464.9826 | 11089.8004 | 14203.7901 | 16534.6908 | 18548.7995 | 20279.1078 | 21753.1359 | 23009.658 | 24068.4871 | 24956.9092 | 25689.0144 | 26258.9551 | 26699.528 | 27041.8955 | 27306.3225 | 27548.9761 | 27737.4242 | 27899.869 | 28035.2758 | 28145.0379 | 0 | 0 | 0 | 0 | 0 | 0 | 0 | 0 | 0 | 0 | 0 | 0 | 0 | 0 | 0 | 0 | 0 | 0 | 0 | 0 | 0 | 0 | 0 | 0 | 0 | 0 | 0 | 0 | 0 | 0 | 0 | 0 | 0 | 0 | 0 | 0 | 0 | 0 | 0 | 0 | 0 | 0 | 0 | 0 | 0 | 0 | 0 | 0 | 0 | 32720.7029 | 23407.2225 | 15760.5888 | 11797.2028 | 10193.848 | 8757.4718 | 7460.3817 | 6359.5354 | 5358.9674 | 4496.5006 | 3705.3457 | 2884.5955 | 2229.8369 | 1732.7973 | 1338.3233 | 1228.1233 | 953.7774 | 822.1692 | 685.3236 | 555.5304 | 0.02158% | 0 | 0 | 0 | 0 | 0 | 0 | 0 | 0 | 0 | 0 | 0 | 0 | 0 | 0 | 0 | 0 | 0 | 0 | 0 | 0 | 0 | 0 | 0 | 0
| ComPoolHeatRecovery-Cadmus | M_Input | Savings source is a % of pool heat consumption savings from a 2017 Cadmus evaluation of pool heat recovery systems combined with the consumption of an average-sized commercial pool (78% efficient) from the Michigan Energy Measure Database. Cost from RSMeans Online wheel-type heat recovery ventilators. Assume EUL is the same as air to air heat exchanger - Database for Energy Efficient Resources (DEER) 2014 for Exhaust Air to Ventilation Air Heat Recovery. | 2020 | Retro | 2022 | 2041 | PSE | Commercial | All Commercial | Gas | Per Gas-Heated Commercial Pool |  |  | Commercial Pool Heat Recovery - Gas Space Heating |  | 0 | 14 | 28635.6302 | 0 |  | 0 | 0 | 0 | 0 | 0 | 0 | 0 | 18645.7224 |  | 0 | 0 | 0 | Other | Pools Gas | Pool Covers | Pool Heat Recovery | C-WWW-Proc-All-All-All-U | 0.01203% | 38.78% | 38.78% | 1 | 1.8087e-05 | 1% | 7.143% | 85% | 6.8% | 0.2% | 195795.0386 | 960.6356 | 19675.5674 | 0 | 35232.8536 | 0 | 0 | -14909.077 | 20323.7766 |  | 0 | 0.10129 | 0 | 01. ($9,999.000) to $0.028 | 1 | 0.10129 | 01. ($9,999.00) to $0.22 | 1 | 0 | 0 | 0 | 0 | 0 | 0 | 0 | 0 | 0 | 0 | 0 | 0 | 0 | 0 | 0 | 0 | 0 | 0 | 0 | 0 | 0 | 0 | 0 | 0 | 0 | 0 | 0 | 0 | 0 | 0 | 0 | 0 | 0 | 0 | 0 | 0 | 0 | 0 | 0 | 0 | 0 | 0 | 0 | 0 | 0 | 0 | 0 | 0 | 0 | 0 | 0 | 0 | 0 | 0 | 0 | 0 | 0 | 0 | 0 | 0 | 0 | 0 | 0 | 0 | 0 | 0 | 0 | 0 | 0 | 0 | 0 | 0 | 0 | 5.4247 | 5.3987 | 5.3728 | 5.3471 | 5.3216 | 5.2961 | 5.2709 | 5.2458 | 5.2208 | 5.196 | 0 | 0 | 0 | 0 | 0 | 0 | 0 | 0 | 0 | 0 | 101146.8303 | 100661.9625 | 100179.9168 | 99700.6738 | 99224.2142 | 98750.5188 | 98279.5687 | 97811.345 | 97345.829 | 96883.0022 | 0 | 0 | 0 | 0 | 0 | 0 | 0 | 0 | 0 | 0 | 989983.8613 | 101146.8303 | 201808.7928 | 301988.7096 | 401689.3834 | 500913.5976 | 599664.1164 | 697943.6851 | 795755.0301 | 893100.8591 | 989983.8613 | 989983.8613 | 989983.8613 | 989983.8613 | 989983.8613 | 989983.8613 | 989983.8613 | 989983.8613 | 989983.8613 | 989983.8613 | 989983.8613 | 0 | 0 | 0 | 0 | 0 | 0 | 0 | 0 | 0 | 0 | 0 | 0 | 0 | 0 | 0 | 0 | 0 | 0 | 0 | 0 | 0 | 0 | 0 | 0 | 0 | 0 | 0 | 0 | 0 | 0 | 0 | 0 | 0 | 0 | 0 | 0 | 0 | 0 | 0 | 0 | 0 | 0 | 0 | 0 | 0 | 0 | 0 | 0 | 0 | 110249.7152 | 109721.2109 | 109195.7827 | 108673.4093 | 108154.0699 | 107637.7435 | 107124.4094 | 106614.0471 | 106106.6362 | 105602.1565 | 0 | 0 | 0 | 0 | 0 | 0 | 0 | 0 | 0 | 0 | 0.02158% | 0 | 0 | 0 | 0 | 0 | 0 | 0 | 0 | 0 | 0 | 0 | 0 | 0 | 0 | 0 | 0 | 0 | 0 | 0 | 0 | 0 | 0 | 0 | 0
| ComPoolHeatRecovery-Cadmus | M_Input | Savings source is a % of pool heat consumption savings from a 2017 Cadmus evaluation of pool heat recovery systems combined with the consumption of an average-sized commercial pool (78% efficient) from the Michigan Energy Measure Database. Cost from RSMeans Online wheel-type heat recovery ventilators. Assume EUL is the same as air to air heat exchanger - Database for Energy Efficient Resources (DEER) 2014 for Exhaust Air to Ventilation Air Heat Recovery. | 2020 | Retro | 2022 | 2045 | PSE | Commercial | All Commercial | Electric | Per Electric-Heated Commercial Pool |  |  | Commercial Pool Heat Recovery - Electric Space Heating |  | 546319.6656 | 14 | 28635.6302 | 0 |  | 0 | 0 | 0 | 0 | 0 | 0 | 0 | 0 |  | 0 | 0 | 0 | Other | Pools Electric | Pool Covers | Pool Heat Recovery | C-WWW-Proc-All-All-All-U | 0.01203% | 38.78% | 38.78% | 1 | 1.8087e-05 | 1% | 7.143% | 85% | 6.8% | 0.2% | 337252.0864 | 9673.0923 | 34692.5179 | 38386.7704 | 0 | 0 | 0 | -251.7137 | -38638.4841 |  | -3.9469e-05 | 0 | -3.9469e-05 | 01. ($9,999.000) to $0.028 | 1 | 0 | 01. ($9,999.00) to $0.22 | 1 | 3.5559 | 3.5382 | 3.5206 | 3.5031 | 3.4857 | 3.4684 | 3.4512 | 3.4342 | 3.4172 | 3.4003 | 0 | 0 | 0 | 0 | 0 | 0 | 0 | 0 | 0 | 0 | 0 | 0 | 0 | 0 | 1942644.2537 | 1932972.9497 | 1923359.5967 | 1913803.7891 | 1904305.1241 | 1894863.2024 | 1885477.6276 | 1876148.0063 | 1866873.9485 | 1857655.0669 | 0 | 0 | 0 | 0 | 0 | 0 | 0 | 0 | 0 | 0 | 0 | 0 | 0 | 0 | 18998103.5649 | 1942644.2537 | 3875617.2033 | 5798976.8 | 7712780.5891 | 9617085.7132 | 11511948.9156 | 13397426.5432 | 15273574.5495 | 17140448.498 | 18998103.5649 | 18998103.5649 | 18998103.5649 | 18998103.5649 | 18998103.5649 | 18998103.5649 | 18998103.5649 | 18998103.5649 | 18998103.5649 | 18998103.5649 | 18998103.5649 | 18998103.5649 | 18998103.5649 | 18998103.5649 | 18998103.5649 | 0 | 0 | 0 | 0 | 0 | 0 | 0 | 0 | 0 | 0 | 0 | 0 | 0 | 0 | 0 | 0 | 0 | 0 | 0 | 0 | 0 | 0 | 0 | 0 | 0 | 0 | 0 | 0 | 0 | 0 | 0 | 0 | 0 | 0 | 0 | 0 | 0 | 0 | 0 | 0 | 0 | 0 | 0 | 0 | 0 | 0 | 0 | 0 | 0 | 0 | 0 | 0 | 0 | 0 | 0 | 0 | 0 | 0 | 0 | 0 | 0 | 233.6656 | 466.168 | 697.514 | 927.7106 | 1156.7648 | 1384.6832 | 1611.4727 | 1837.14 | 2061.6918 | 2285.1347 | 2285.1347 | 2285.1347 | 2285.1347 | 2285.1347 | 2285.1347 | 2285.1347 | 2285.1347 | 2285.1347 | 2285.1347 | 2285.1347 | 2285.1347 | 2285.1347 | 2285.1347 | 2285.1347 | 0 | 0 | 0 | 0 | 0 | 0 | 0 | 0 | 0 | 0 | 0 | 0 | 0 | 0 | 0 | 0 | 0 | 0 | 0 | 0 | 0 | 0 | 0 | 0 | 0 | 0 | 0 | 0 | 0 | 0 | 0 | 0 | 0 | 0 | 0 | 0 | 0 | 0 | 0 | 0 | 0 | 0 | 0 | 0 | 0 | 0.02158% | 419.1696 | 836.2524 | 1251.2609 | 1664.2075 | 2075.1046 | 2483.9644 | 2890.799 | 3295.6205 | 3698.4409 | 4099.2722 | 4099.2722 | 4099.2722 | 4099.2722 | 4099.2722 | 4099.2722 | 4099.2722 | 4099.2722 | 4099.2722 | 4099.2722 | 4099.2722 | 4099.2722 | 4099.2722 | 4099.2722 | 4099.2722
| ComPreRinseSprayValve_PSE | M_Input | PSE Business Case "QC APPROVED_Measure Case_Sprayhead_2020" | 2020 | Retro | 2022 | 2045 | PSE | Commercial | All Commercial | Electric | Per Pre-Rinse Spray Valve - From 1.6 - EWH | Per Pre-Rinse Spray Valve - From 1.6 - EWH | 76.3 | SBDI: Sprayhead - EWH - 0.65 gpm - from 1.6 |  | 943 | 4 | 76.3 | 0 |  | 0 | 0 | 0 | 0 | 0 | 0 | 0 | 0 |  | 0 | 0 | 0 | Water Heat | Electric Water Heat | Pre Rinse Spray Valve | Sprayhead | ResDHW | 0.01444% | 99.94% | 99.94% | 0.18682 | 3.379e-06 | 74% | 25% | 85% | 6.8% | 0.2% | 192.268 | 20.048 | 21.2316 | 261.7704 | 0 | 0 | 0 | 235.7508 | -26.0196 |  | 0.021416 | 0 | 0.021416 | 01. ($9,999.000) to $0.028 | 1 | 0 | 01. ($9,999.00) to $0.22 | 1 | 126.6849 | 126.0542 | 125.4273 | 124.8042 | 124.1847 | 123.569 | 122.9569 | 122.3485 | 121.7437 | 121.1426 | 0 | 0 | 0 | 0 | 0 | 0 | 0 | 0 | 0 | 0 | 0 | 0 | 0 | 0 | 119463.8842 | 118869.1425 | 118277.9646 | 117690.3254 | 117106.2002 | 116525.5645 | 115948.3938 | 115374.6641 | 114804.3512 | 114237.4315 | 0 | 0 | 0 | 0 | 0 | 0 | 0 | 0 | 0 | 0 | 0 | 0 | 0 | 0 | 1168297.922 | 119463.8842 | 238333.0268 | 356610.9913 | 474301.3167 | 591407.5169 | 707933.0814 | 823881.4752 | 939256.1393 | 1054060.4905 | 1168297.922 | 1168297.922 | 1168297.922 | 1168297.922 | 1168297.922 | 1168297.922 | 1168297.922 | 1168297.922 | 1168297.922 | 1168297.922 | 1168297.922 | 1168297.922 | 1168297.922 | 1168297.922 | 1168297.922 | 0 | 0 | 0 | 0 | 0 | 0 | 0 | 0 | 0 | 0 | 0 | 0 | 0 | 0 | 0 | 0 | 0 | 0 | 0 | 0 | 0 | 0 | 0 | 0 | 0 | 0 | 0 | 0 | 0 | 0 | 0 | 0 | 0 | 0 | 0 | 0 | 0 | 0 | 0 | 0 | 0 | 0 | 0 | 0 | 0 | 0 | 0 | 0 | 0 | 0 | 0 | 0 | 0 | 0 | 0 | 0 | 0 | 0 | 0 | 0 | 0 | 17.2536 | 34.4212 | 51.5035 | 68.5009 | 85.414 | 102.2432 | 118.989 | 135.652 | 152.2326 | 168.7314 | 168.7314 | 168.7314 | 168.7314 | 168.7314 | 168.7314 | 168.7314 | 168.7314 | 168.7314 | 168.7314 | 168.7314 | 168.7314 | 168.7314 | 168.7314 | 168.7314 | 29866.0686 | 29717.3827 | 29569.5877 | 29422.6774 | 29276.6456 | 29131.4862 | 28987.1931 | 28843.7602 | 28701.1815 | 28559.4511 | 0 | 0 | 0 | 0 | 0 | 0 | 0 | 0 | 0 | 0 | 0 | 0 | 0 | 0 | 292075.4341 | 0 | 0 | 0 | 0 | 0 | 0 | 0 | 0 | 0 | 0 | 0 | 0 | 0 | 0 | 0 | 0 | 0 | 0 | 0 | 0 | 0.009815% | 11.7255 | 23.3926 | 35.0017 | 46.5531 | 58.0472 | 69.4843 | 80.8648 | 92.1889 | 103.4571 | 114.6696 | 114.6696 | 114.6696 | 114.6696 | 114.6696 | 114.6696 | 114.6696 | 114.6696 | 114.6696 | 114.6696 | 114.6696 | 114.6696 | 114.6696 | 114.6696 | 114.6696
| ComPreRinseSprayValve_PSE | M_Input | PSE Business Case "QC APPROVED_Measure Case_Sprayhead_2020" | 2020 | Retro | 2022 | 2045 | PSE | Commercial | All Commercial | Electric | Per Pre-Rinse Spray Valve - From 2.2 - EWH | Per Pre-Rinse Spray Valve - From 2.2 - EWH | 76.3 | SBDI: Sprayhead - EWH - 0.65 gpm - from 2.2 |  | 1476 | 4 | 76.3 | 0 |  | 0 | 0 | 0 | 0 | 0 | 0 | 0 | 0 |  | 0 | 0 | 0 | Water Heat | Electric Water Heat | Pre Rinse Spray Valve | Sprayhead | ResDHW | 0.01444% | 99.94% | 99.94% | 0.18682 | 3.379e-06 | 74% | 25% | 85% | 6.8% | 0.2% | 300.9413 | 31.3795 | 33.2321 | 261.7704 | 0 | 0 | 0 | 212.4188 | -49.3515 |  | 0.012328 | 0 | 0.012328 | 01. ($9,999.000) to $0.028 | 1 | 0 | 01. ($9,999.00) to $0.22 | 1 | 126.6849 | 126.0542 | 125.4273 | 124.8042 | 124.1847 | 123.569 | 122.9569 | 122.3485 | 121.7437 | 121.1426 | 0 | 0 | 0 | 0 | 0 | 0 | 0 | 0 | 0 | 0 | 0 | 0 | 0 | 0 | 186986.9492 | 186056.0492 | 185130.7271 | 184210.9441 | 183296.6612 | 182387.8401 | 181484.4425 | 180586.4308 | 179693.7672 | 178806.4145 | 0 | 0 | 0 | 0 | 0 | 0 | 0 | 0 | 0 | 0 | 0 | 0 | 0 | 0 | 1828640.2258 | 186986.9492 | 373042.9984 | 558173.7255 | 742384.6696 | 925681.3308 | 1108069.1708 | 1289553.6134 | 1470140.0441 | 1649833.8113 | 1828640.2258 | 1828640.2258 | 1828640.2258 | 1828640.2258 | 1828640.2258 | 1828640.2258 | 1828640.2258 | 1828640.2258 | 1828640.2258 | 1828640.2258 | 1828640.2258 | 1828640.2258 | 1828640.2258 | 1828640.2258 | 1828640.2258 | 0 | 0 | 0 | 0 | 0 | 0 | 0 | 0 | 0 | 0 | 0 | 0 | 0 | 0 | 0 | 0 | 0 | 0 | 0 | 0 | 0 | 0 | 0 | 0 | 0 | 0 | 0 | 0 | 0 | 0 | 0 | 0 | 0 | 0 | 0 | 0 | 0 | 0 | 0 | 0 | 0 | 0 | 0 | 0 | 0 | 0 | 0 | 0 | 0 | 0 | 0 | 0 | 0 | 0 | 0 | 0 | 0 | 0 | 0 | 0 | 0 | 27.0056 | 53.8767 | 80.6142 | 107.2189 | 133.6915 | 160.0328 | 186.2437 | 212.3249 | 238.2772 | 264.1013 | 264.1013 | 264.1013 | 264.1013 | 264.1013 | 264.1013 | 264.1013 | 264.1013 | 264.1013 | 264.1013 | 264.1013 | 264.1013 | 264.1013 | 264.1013 | 264.1013 | 26910.263 | 26776.2923 | 26643.1244 | 26510.7537 | 26379.1745 | 26248.3813 | 26118.3687 | 25989.1312 | 25860.6633 | 25732.9598 | 0 | 0 | 0 | 0 | 0 | 0 | 0 | 0 | 0 | 0 | 0 | 0 | 0 | 0 | 263169.1122 | 0 | 0 | 0 | 0 | 0 | 0 | 0 | 0 | 0 | 0 | 0 | 0 | 0 | 0 | 0 | 0 | 0 | 0 | 0 | 0 | 0.009815% | 18.353 | 36.6145 | 54.7853 | 72.8658 | 90.8565 | 108.7581 | 126.571 | 144.2957 | 161.9328 | 179.4829 | 179.4829 | 179.4829 | 179.4829 | 179.4829 | 179.4829 | 179.4829 | 179.4829 | 179.4829 | 179.4829 | 179.4829 | 179.4829 | 179.4829 | 179.4829 | 179.4829
| ComPreRinseSprayValve_PSE | M_Input | PSE Business Case "QC APPROVED_Measure Case_Sprayhead_2020" | 2020 | Retro | 2022 | 2045 | PSE | Commercial | All Commercial | Electric | Per Pre-Rinse Spray Valve - From 2.6 - EWH | Per Pre-Rinse Spray Valve - From 2.6 - EWH | 76.3 | SBDI: Sprayhead - EWH - 0.65 gpm - from 2.6 |  | 2432 | 4 | 76.3 | 0 |  | 0 | 0 | 0 | 0 | 0 | 0 | 0 | 0 |  | 0 | 0 | 0 | Water Heat | Electric Water Heat | Pre Rinse Spray Valve | Sprayhead | ResDHW | 0.01444% | 99.94% | 99.94% | 0.18682 | 3.379e-06 | 74% | 25% | 85% | 6.8% | 0.2% | 495.8599 | 51.7038 | 54.7564 | 261.7704 | 0 | 0 | 0 | 170.5702 | -91.2002 |  | 0.0060081 | 0 | 0.0060081 | 01. ($9,999.000) to $0.028 | 1 | 0 | 01. ($9,999.00) to $0.22 | 1 | 126.6849 | 126.0542 | 125.4273 | 124.8042 | 124.1847 | 123.569 | 122.9569 | 122.3485 | 121.7437 | 121.1426 | 0 | 0 | 0 | 0 | 0 | 0 | 0 | 0 | 0 | 0 | 0 | 0 | 0 | 0 | 308097.7375 | 306563.8967 | 305039.2469 | 303523.7235 | 302017.2629 | 300519.8015 | 299031.2766 | 297551.6257 | 296080.7871 | 294618.6993 | 0 | 0 | 0 | 0 | 0 | 0 | 0 | 0 | 0 | 0 | 0 | 0 | 0 | 0 | 3013044.0577 | 308097.7375 | 614661.6342 | 919700.8811 | 1223224.6047 | 1525241.8675 | 1825761.669 | 2124792.9456 | 2422344.5713 | 2718425.3584 | 3013044.0577 | 3013044.0577 | 3013044.0577 | 3013044.0577 | 3013044.0577 | 3013044.0577 | 3013044.0577 | 3013044.0577 | 3013044.0577 | 3013044.0577 | 3013044.0577 | 3013044.0577 | 3013044.0577 | 3013044.0577 | 3013044.0577 | 0 | 0 | 0 | 0 | 0 | 0 | 0 | 0 | 0 | 0 | 0 | 0 | 0 | 0 | 0 | 0 | 0 | 0 | 0 | 0 | 0 | 0 | 0 | 0 | 0 | 0 | 0 | 0 | 0 | 0 | 0 | 0 | 0 | 0 | 0 | 0 | 0 | 0 | 0 | 0 | 0 | 0 | 0 | 0 | 0 | 0 | 0 | 0 | 0 | 0 | 0 | 0 | 0 | 0 | 0 | 0 | 0 | 0 | 0 | 0 | 0 | 44.497 | 88.7725 | 132.8278 | 176.6642 | 220.283 | 263.6855 | 306.8731 | 349.847 | 392.6085 | 435.1587 | 435.1587 | 435.1587 | 435.1587 | 435.1587 | 435.1587 | 435.1587 | 435.1587 | 435.1587 | 435.1587 | 435.1587 | 435.1587 | 435.1587 | 435.1587 | 435.1587 | 21608.668 | 21501.091 | 21394.1585 | 21287.8661 | 21182.2094 | 21077.1838 | 20972.7849 | 20869.0085 | 20765.8501 | 20663.3055 | 0 | 0 | 0 | 0 | 0 | 0 | 0 | 0 | 0 | 0 | 0 | 0 | 0 | 0 | 211322.1258 | 0 | 0 | 0 | 0 | 0 | 0 | 0 | 0 | 0 | 0 | 0 | 0 | 0 | 0 | 0 | 0 | 0 | 0 | 0 | 0 | 0.009815% | 30.2401 | 60.3297 | 90.2696 | 120.0607 | 149.704 | 179.2003 | 208.5505 | 237.7555 | 266.8162 | 295.7333 | 295.7333 | 295.7333 | 295.7333 | 295.7333 | 295.7333 | 295.7333 | 295.7333 | 295.7333 | 295.7333 | 295.7333 | 295.7333 | 295.7333 | 295.7333 | 295.7333
| ComPreRinseSprayValve_PSE | M_Input | PSE Business Case "QC APPROVED_Measure Case_Sprayhead_2020" | 2020 | Retro | 2022 | 2045 | PSE | Commercial | All Commercial | Electric | Per Pre-Rinse Spray Valve - Not PI - EWH | Per Pre-Rinse Spray Valve - Not PI - EWH | 76.3 | SBDI: Sprayhead - EWH - 0.65 gpm - not PI |  | 1342 | 4 | 76.3 | 0 |  | 0 | 0 | 0 | 0 | 0 | 0 | 0 | 0 |  | 0 | 0 | 0 | Water Heat | Electric Water Heat | Pre Rinse Spray Valve | Sprayhead | ResDHW | 0.01444% | 99.94% | 99.94% | 0.18682 | 3.379e-06 | 74% | 25% | 85% | 6.8% | 0.2% | 273.62 | 28.5307 | 30.2151 | 261.7704 | 0 | 0 | 0 | 218.2846 | -43.4857 |  | 0.013934 | 0 | 0.013934 | 01. ($9,999.000) to $0.028 | 1 | 0 | 01. ($9,999.00) to $0.22 | 1 | 126.6849 | 126.0542 | 125.4273 | 124.8042 | 124.1847 | 123.569 | 122.9569 | 122.3485 | 121.7437 | 121.1426 | 0 | 0 | 0 | 0 | 0 | 0 | 0 | 0 | 0 | 0 | 0 | 0 | 0 | 0 | 170011.1693 | 169164.7818 | 168323.466 | 167487.1863 | 166655.9074 | 165829.5944 | 165008.2127 | 164191.7277 | 163380.1054 | 162573.3118 | 0 | 0 | 0 | 0 | 0 | 0 | 0 | 0 | 0 | 0 | 0 | 0 | 0 | 0 | 1662625.4628 | 170011.1693 | 339175.9511 | 507499.4171 | 674986.6034 | 841642.5108 | 1007472.1052 | 1172480.3178 | 1336672.0455 | 1500052.1509 | 1662625.4628 | 1662625.4628 | 1662625.4628 | 1662625.4628 | 1662625.4628 | 1662625.4628 | 1662625.4628 | 1662625.4628 | 1662625.4628 | 1662625.4628 | 1662625.4628 | 1662625.4628 | 1662625.4628 | 1662625.4628 | 1662625.4628 | 0 | 0 | 0 | 0 | 0 | 0 | 0 | 0 | 0 | 0 | 0 | 0 | 0 | 0 | 0 | 0 | 0 | 0 | 0 | 0 | 0 | 0 | 0 | 0 | 0 | 0 | 0 | 0 | 0 | 0 | 0 | 0 | 0 | 0 | 0 | 0 | 0 | 0 | 0 | 0 | 0 | 0 | 0 | 0 | 0 | 0 | 0 | 0 | 0 | 0 | 0 | 0 | 0 | 0 | 0 | 0 | 0 | 0 | 0 | 0 | 0 | 24.5539 | 48.9855 | 73.2956 | 97.4849 | 121.5542 | 145.5041 | 169.3354 | 193.0488 | 216.645 | 240.1246 | 240.1246 | 240.1246 | 240.1246 | 240.1246 | 240.1246 | 240.1246 | 240.1246 | 240.1246 | 240.1246 | 240.1246 | 240.1246 | 240.1246 | 240.1246 | 240.1246 | 27653.3736 | 27515.7034 | 27378.8582 | 27242.8321 | 27107.6194 | 26973.2145 | 26839.6116 | 26706.8052 | 26574.7898 | 26443.5598 | 0 | 0 | 0 | 0 | 0 | 0 | 0 | 0 | 0 | 0 | 0 | 0 | 0 | 0 | 270436.3676 | 0 | 0 | 0 | 0 | 0 | 0 | 0 | 0 | 0 | 0 | 0 | 0 | 0 | 0 | 0 | 0 | 0 | 0 | 0 | 0 | 0.009815% | 16.6868 | 33.2905 | 49.8116 | 66.2506 | 82.6081 | 98.8844 | 115.0801 | 131.1957 | 147.2316 | 163.1883 | 163.1883 | 163.1883 | 163.1883 | 163.1883 | 163.1883 | 163.1883 | 163.1883 | 163.1883 | 163.1883 | 163.1883 | 163.1883 | 163.1883 | 163.1883 | 163.1883
| ComPreRinseSprayValve_PSE | M_Input | PSE Business Case "QC APPROVED_Measure Case_Sprayhead_2020" | 2020 | Retro | 2022 | 2041 | PSE | Commercial | All Commercial | Gas | Per Pre-Rinse Spray Valve - From 1.6 - GWH | Per Pre-Rinse Spray Valve - From 1.6 - GWH | 76.3 | SBDI: Sprayhead - GWH - 0.65 gpm - from 1.6 |  | 34 | 4 | 76.3 | 0 |  | 0 | 0 | 0 | 0 | 0 | 0 | 0 | 38 |  | 0 | 0 | 0 | Water Heat | Gas Water Heat | Pre Rinse Spray Valve | Sprayhead | C-WWW-Proc-All-All-All-U | 0.01203% | 8% | 8% | 0.18682 | 3.379e-06 | 74% | 25% | 85% | 6.8% | 0.2% | 125.6551 | 3.3728 | 12.9028 | 0 | 241.3012 | 0 | 6.9323 | -1.0156 | 165.6897 |  | -0.0025589 | 0.4052 | -0.0025589 | 01. ($9,999.000) to $0.028 | 1 | 0.4052 | 03. $0.30 to $0.45 | 1 | 0 | 0 | 0 | 0 | 0 | 0 | 0 | 0 | 0 | 0 | 0 | 0 | 0 | 0 | 0 | 0 | 0 | 0 | 0 | 0 | 0 | 0 | 0 | 0 | 0 | 0 | 0 | 0 | 0 | 0 | 0 | 0 | 0 | 0 | 0 | 0 | 0 | 0 | 0 | 0 | 0 | 0 | 0 | 0 | 0 | 0 | 0 | 0 | 0 | 0 | 0 | 0 | 0 | 0 | 0 | 0 | 0 | 0 | 0 | 0 | 0 | 0 | 0 | 0 | 0 | 0 | 0 | 0 | 0 | 0 | 0 | 0 | 0 | 15.4708 | 15.3966 | 15.3229 | 15.2496 | 15.1767 | 15.1043 | 15.0322 | 14.9606 | 14.8894 | 14.8186 | 0 | 0 | 0 | 0 | 0 | 0 | 0 | 0 | 0 | 0 | 587.8902 | 585.0721 | 582.2703 | 579.4848 | 576.7155 | 573.9623 | 571.225 | 568.5036 | 565.7979 | 563.1078 | 0 | 0 | 0 | 0 | 0 | 0 | 0 | 0 | 0 | 0 | 5754.0294 | 587.8902 | 1172.9623 | 1755.2326 | 2334.7174 | 2911.4329 | 3485.3951 | 4056.6201 | 4625.1237 | 5190.9216 | 5754.0294 | 5754.0294 | 5754.0294 | 5754.0294 | 5754.0294 | 5754.0294 | 5754.0294 | 5754.0294 | 5754.0294 | 5754.0294 | 5754.0294 | 0 | 0 | 0 | 0 | 0 | 0 | 0 | 0 | 0 | 0 | 0 | 0 | 0 | 0 | 0 | 0 | 0 | 0 | 0 | 0 | 0 | 0 | 0 | 0 | 0 | 0 | 0 | 0 | 0 | 0 | 0 | 0 | 0 | 0 | 0 | 0 | 0 | 0 | 0 | 0 | 0 | 0 | 0 | 0 | 0 | 0 | 0 | 0 | 0 | 2563.3509 | 2551.063 | 2538.8466 | 2526.7012 | 2514.6263 | 2502.6215 | 2490.6863 | 2478.8202 | 2467.0226 | 2455.2933 | 0 | 0 | 0 | 0 | 0 | 0 | 0 | 0 | 0 | 0 | 0.02158% | 0 | 0 | 0 | 0 | 0 | 0 | 0 | 0 | 0 | 0 | 0 | 0 | 0 | 0 | 0 | 0 | 0 | 0 | 0 | 0 | 0 | 0 | 0 | 0
| ComPreRinseSprayValve_PSE | M_Input | PSE Business Case "QC APPROVED_Measure Case_Sprayhead_2020" | 2020 | Retro | 2022 | 2041 | PSE | Commercial | All Commercial | Gas | Per Pre-Rinse Spray Valve - From 2.2 - GWH | Per Pre-Rinse Spray Valve - From 2.2 - GWH | 76.3 | SBDI: Sprayhead - GWH - 0.65 gpm - from 2.2 |  | 54 | 4 | 76.3 | 0 |  | 0 | 0 | 0 | 0 | 0 | 0 | 0 | 59 |  | 0 | 0 | 0 | Water Heat | Gas Water Heat | Pre Rinse Spray Valve | Sprayhead | C-WWW-Proc-All-All-All-U | 0.01203% | 8% | 8% | 0.18682 | 3.379e-06 | 74% | 25% | 85% | 6.8% | 0.2% | 195.096 | 5.2368 | 20.0333 | 0 | 241.3012 | 0 | 11.01 | -10.01 | 112.8153 |  | -0.01588 | 0.17769 | -0.01588 | 01. ($9,999.000) to $0.028 | 1 | 0.17769 | 01. ($9,999.00) to $0.22 | 1 | 0 | 0 | 0 | 0 | 0 | 0 | 0 | 0 | 0 | 0 | 0 | 0 | 0 | 0 | 0 | 0 | 0 | 0 | 0 | 0 | 0 | 0 | 0 | 0 | 0 | 0 | 0 | 0 | 0 | 0 | 0 | 0 | 0 | 0 | 0 | 0 | 0 | 0 | 0 | 0 | 0 | 0 | 0 | 0 | 0 | 0 | 0 | 0 | 0 | 0 | 0 | 0 | 0 | 0 | 0 | 0 | 0 | 0 | 0 | 0 | 0 | 0 | 0 | 0 | 0 | 0 | 0 | 0 | 0 | 0 | 0 | 0 | 0 | 15.4708 | 15.3966 | 15.3229 | 15.2496 | 15.1767 | 15.1043 | 15.0322 | 14.9606 | 14.8894 | 14.8186 | 0 | 0 | 0 | 0 | 0 | 0 | 0 | 0 | 0 | 0 | 912.7769 | 908.4013 | 904.0512 | 899.7264 | 895.4267 | 891.152 | 886.902 | 882.6766 | 878.4756 | 874.299 | 0 | 0 | 0 | 0 | 0 | 0 | 0 | 0 | 0 | 0 | 8933.8877 | 912.7769 | 1821.1783 | 2725.2295 | 3624.9559 | 4520.3826 | 5411.5346 | 6298.4365 | 7181.1131 | 8059.5888 | 8933.8877 | 8933.8877 | 8933.8877 | 8933.8877 | 8933.8877 | 8933.8877 | 8933.8877 | 8933.8877 | 8933.8877 | 8933.8877 | 8933.8877 | 0 | 0 | 0 | 0 | 0 | 0 | 0 | 0 | 0 | 0 | 0 | 0 | 0 | 0 | 0 | 0 | 0 | 0 | 0 | 0 | 0 | 0 | 0 | 0 | 0 | 0 | 0 | 0 | 0 | 0 | 0 | 0 | 0 | 0 | 0 | 0 | 0 | 0 | 0 | 0 | 0 | 0 | 0 | 0 | 0 | 0 | 0 | 0 | 0 | 1745.3421 | 1736.9755 | 1728.6575 | 1720.3879 | 1712.1663 | 1703.9925 | 1695.866 | 1687.7865 | 1679.7538 | 1671.7675 | 0 | 0 | 0 | 0 | 0 | 0 | 0 | 0 | 0 | 0 | 0.02158% | 0 | 0 | 0 | 0 | 0 | 0 | 0 | 0 | 0 | 0 | 0 | 0 | 0 | 0 | 0 | 0 | 0 | 0 | 0 | 0 | 0 | 0 | 0 | 0
| ComPreRinseSprayValve_PSE | M_Input | PSE Business Case "QC APPROVED_Measure Case_Sprayhead_2020" | 2020 | Retro | 2022 | 2041 | PSE | Commercial | All Commercial | Gas | Per Pre-Rinse Spray Valve - From 2.6 - GWH | Per Pre-Rinse Spray Valve - From 2.6 - GWH | 76.3 | SBDI: Sprayhead - GWH - 0.65 gpm - from 2.6 |  | 88 | 4 | 76.3 | 0 |  | 0 | 0 | 0 | 0 | 0 | 0 | 0 | 98 |  | 0 | 0 | 0 | Water Heat | Gas Water Heat | Pre Rinse Spray Valve | Sprayhead | C-WWW-Proc-All-All-All-U | 0.01203% | 8% | 8% | 0.18682 | 3.379e-06 | 74% | 25% | 85% | 6.8% | 0.2% | 324.0578 | 8.6983 | 33.2756 | 0 | 241.3012 | 0 | 17.9423 | -26.714 | 21.5154 |  | -0.026005 | 0.020402 | -0.026005 | 01. ($9,999.000) to $0.028 | 1 | 0.020402 | 01. ($9,999.00) to $0.22 | 1 | 0 | 0 | 0 | 0 | 0 | 0 | 0 | 0 | 0 | 0 | 0 | 0 | 0 | 0 | 0 | 0 | 0 | 0 | 0 | 0 | 0 | 0 | 0 | 0 | 0 | 0 | 0 | 0 | 0 | 0 | 0 | 0 | 0 | 0 | 0 | 0 | 0 | 0 | 0 | 0 | 0 | 0 | 0 | 0 | 0 | 0 | 0 | 0 | 0 | 0 | 0 | 0 | 0 | 0 | 0 | 0 | 0 | 0 | 0 | 0 | 0 | 0 | 0 | 0 | 0 | 0 | 0 | 0 | 0 | 0 | 0 | 0 | 0 | 15.4708 | 15.3966 | 15.3229 | 15.2496 | 15.1767 | 15.1043 | 15.0322 | 14.9606 | 14.8894 | 14.8186 | 0 | 0 | 0 | 0 | 0 | 0 | 0 | 0 | 0 | 0 | 1516.1379 | 1508.87 | 1501.6444 | 1494.4608 | 1487.3189 | 1480.2185 | 1473.1592 | 1466.1408 | 1459.1629 | 1452.2254 | 0 | 0 | 0 | 0 | 0 | 0 | 0 | 0 | 0 | 0 | 14839.3389 | 1516.1379 | 3025.008 | 4526.6524 | 6021.1132 | 7508.4322 | 8988.6506 | 10461.8098 | 11927.9506 | 13387.1135 | 14839.3389 | 14839.3389 | 14839.3389 | 14839.3389 | 14839.3389 | 14839.3389 | 14839.3389 | 14839.3389 | 14839.3389 | 14839.3389 | 14839.3389 | 0 | 0 | 0 | 0 | 0 | 0 | 0 | 0 | 0 | 0 | 0 | 0 | 0 | 0 | 0 | 0 | 0 | 0 | 0 | 0 | 0 | 0 | 0 | 0 | 0 | 0 | 0 | 0 | 0 | 0 | 0 | 0 | 0 | 0 | 0 | 0 | 0 | 0 | 0 | 0 | 0 | 0 | 0 | 0 | 0 | 0 | 0 | 0 | 0 | 332.8605 | 331.2649 | 329.6786 | 328.1014 | 326.5335 | 324.9746 | 323.4248 | 321.8839 | 320.352 | 318.8289 | 0 | 0 | 0 | 0 | 0 | 0 | 0 | 0 | 0 | 0 | 0.02158% | 0 | 0 | 0 | 0 | 0 | 0 | 0 | 0 | 0 | 0 | 0 | 0 | 0 | 0 | 0 | 0 | 0 | 0 | 0 | 0 | 0 | 0 | 0 | 0
| ComPreRinseSprayValve_PSE | M_Input | PSE Business Case "QC APPROVED_Measure Case_Sprayhead_2020" | 2020 | Retro | 2022 | 2041 | PSE | Commercial | All Commercial | Gas | Per Pre-Rinse Spray Valve - Not PI - GWH | Per Pre-Rinse Spray Valve - Not PI - GWH | 76.3 | SBDI: Sprayhead - GWH - 0.65 gpm - not PI |  | 49 | 4 | 76.3 | 0 |  | 0 | 0 | 0 | 0 | 0 | 0 | 0 | 54 |  | 0 | 0 | 0 | Water Heat | Gas Water Heat | Pre Rinse Spray Valve | Sprayhead | C-WWW-Proc-All-All-All-U | 0.01203% | 8% | 8% | 0.18682 | 3.379e-06 | 74% | 25% | 85% | 6.8% | 0.2% | 178.5625 | 4.793 | 18.3355 | 0 | 241.3012 | 0 | 9.9906 | -7.8685 | 125.9268 |  | -0.013756 | 0.21671 | -0.013756 | 01. ($9,999.000) to $0.028 | 1 | 0.21671 | 01. ($9,999.00) to $0.22 | 1 | 0 | 0 | 0 | 0 | 0 | 0 | 0 | 0 | 0 | 0 | 0 | 0 | 0 | 0 | 0 | 0 | 0 | 0 | 0 | 0 | 0 | 0 | 0 | 0 | 0 | 0 | 0 | 0 | 0 | 0 | 0 | 0 | 0 | 0 | 0 | 0 | 0 | 0 | 0 | 0 | 0 | 0 | 0 | 0 | 0 | 0 | 0 | 0 | 0 | 0 | 0 | 0 | 0 | 0 | 0 | 0 | 0 | 0 | 0 | 0 | 0 | 0 | 0 | 0 | 0 | 0 | 0 | 0 | 0 | 0 | 0 | 0 | 0 | 15.4708 | 15.3966 | 15.3229 | 15.2496 | 15.1767 | 15.1043 | 15.0322 | 14.9606 | 14.8894 | 14.8186 | 0 | 0 | 0 | 0 | 0 | 0 | 0 | 0 | 0 | 0 | 835.4229 | 831.4182 | 827.4367 | 823.4784 | 819.5431 | 815.6306 | 811.7408 | 807.8735 | 804.0286 | 800.2058 | 0 | 0 | 0 | 0 | 0 | 0 | 0 | 0 | 0 | 0 | 8176.7786 | 835.4229 | 1666.8411 | 2494.2779 | 3317.7563 | 4137.2994 | 4952.9299 | 5764.6707 | 6572.5442 | 7376.5728 | 8176.7786 | 8176.7786 | 8176.7786 | 8176.7786 | 8176.7786 | 8176.7786 | 8176.7786 | 8176.7786 | 8176.7786 | 8176.7786 | 8176.7786 | 0 | 0 | 0 | 0 | 0 | 0 | 0 | 0 | 0 | 0 | 0 | 0 | 0 | 0 | 0 | 0 | 0 | 0 | 0 | 0 | 0 | 0 | 0 | 0 | 0 | 0 | 0 | 0 | 0 | 0 | 0 | 0 | 0 | 0 | 0 | 0 | 0 | 0 | 0 | 0 | 0 | 0 | 0 | 0 | 0 | 0 | 0 | 0 | 0 | 1948.1878 | 1938.8487 | 1929.564 | 1920.3334 | 1911.1563 | 1902.0324 | 1892.9615 | 1883.943 | 1874.9767 | 1866.0622 | 0 | 0 | 0 | 0 | 0 | 0 | 0 | 0 | 0 | 0 | 0.02158% | 0 | 0 | 0 | 0 | 0 | 0 | 0 | 0 | 0 | 0 | 0 | 0 | 0 | 0 | 0 | 0 | 0 | 0 | 0 | 0 | 0 | 0 | 0 | 0
| ComPumps_v1_1 | M_Input | RTF Workbook "ComPumps_v1_1" | 2020 | NR and New | 2022 | 2045 | PSE | Commercial | All Commercial | Electric | Per Variable Speed Pump Horse Power - Constant Speed Baseline |  |  | Constant Speed Baseline, Variable Speed Efficient Case, Commercial HVAC and DHW - Min Efficiency |  | 409.4406 | 13.8724 | 354.89 | 0 |  | 0 | 0 | 0 | 0 | 0 | 0 | 0 | 0 |  | 0 | 0 | 0 | Other | Circulator Pump | Circulator Pumps | Variable Speed Efficient Motor | ResDHW | 0.01444% | 100% | 100% | 48.9396 | 0.00088517 | 42.5% | 7.209% | 95% | 6.8% | 0.2% | 252.7544 | 8.7046 | 26.1459 | 493.5594 | 0 | 0 | 0 | 529.6869 | 36.1275 |  | 0.11082 | 0 | 0.11082 | 07. $0.085 to $0.115 | 1 | 0 | 01. ($9,999.00) to $0.22 | 1 | 2136.5575 | 4393.0337 | 6336.3835 | 7523.3692 | 9655.2197 | 11702.8405 | 13742.2096 | 13495.2123 | 15654.7933 | 17040.1742 | 16668.7766 | 15049.732 | 18088.7438 | 19278.2498 | 18723.717 | 17108.4748 | 18164.93 | 18629.1993 | 18915.2468 | 17636.9971 | 18315.4278 | 18352.5257 | 19104.212 | 17860.9865 | 874793.2922 | 1798686.1636 | 2594372.3671 | 3080372.4603 | 3953238.5348 | 4791617.5204 | 5626617.9479 | 5525487.2332 | 6409707.2741 | 6976938.399 | 6824873.1528 | 6161970.6418 | 7406265.3192 | 7893297.307 | 7666249.1096 | 7004903.4188 | 7437459.0385 | 7627549.6979 | 7744669.1851 | 7221301.9032 | 7499078.9322 | 7514268.3158 | 7822039.1733 | 7313012.2462 | 144768768.6341 | 874793.2922 | 2673479.4557 | 5267851.8228 | 8348224.2831 | 12301462.818 | 17093080.3384 | 22719698.2864 | 28245185.5196 | 34654892.7937 | 41631831.1927 | 48456704.3455 | 54618674.9872 | 62024940.3064 | 69918237.6134 | 77584486.7231 | 84589390.1419 | 92026849.1804 | 99654398.8783 | 107399068.0634 | 114620369.9666 | 122119448.8988 | 129633717.2146 | 137455756.3879 | 144768768.6341 | 0 | 0 | 0 | 0 | 0 | 0 | 0 | 0 | 0 | 0 | 0 | 0 | 0 | 0 | 0 | 0 | 0 | 0 | 0 | 0 | 0 | 0 | 0 | 0 | 0 | 0 | 0 | 0 | 0 | 0 | 0 | 0 | 0 | 0 | 0 | 0 | 0 | 0 | 0 | 0 | 0 | 0 | 0 | 0 | 0 | 0 | 0 | 0 | 0 | 0 | 0 | 0 | 0 | 0 | 0 | 0 | 0 | 0 | 0 | 0 | 0 | 126.342 | 386.1171 | 760.8092 | 1205.6919 | 1776.6382 | 2468.6673 | 3281.2913 | 4079.3096 | 5005.0312 | 6012.6752 | 6998.3572 | 7888.2995 | 8957.949 | 10097.9381 | 11205.1358 | 12216.8186 | 13290.9733 | 14392.5818 | 15511.1052 | 16554.0414 | 17637.0955 | 18722.3434 | 19852.041 | 20908.2224 | 1131706.4179 | 2326932.1945 | 3356299.0075 | 3985029.7368 | 5114242.9434 | 6198840.7417 | 7279067.7521 | 7148236.5262 | 8292138.1816 | 9025956.2279 | 8829231.794 | 7971645.17 | 9581369.7585 | 10211435.4337 | 9917706.7272 | 9062134.1372 | 9621724.586 | 9867641.9027 | 10019157.554 | 9342085.4764 | 9701441.2798 | 9721091.5482 | 10119249.8992 | 9460729.7146 | 187285094.7113 | 0 | 0 | 0 | 0 | 0 | 0 | 0 | 0 | 0 | 0 | 0 | 0 | 0 | 0 | 0 | 0 | 0 | 0 | 0 | 0 | 0.009815% | 85.8618 | 262.4047 | 517.0449 | 819.3865 | 1207.4009 | 1677.7029 | 2229.9611 | 2772.2932 | 3401.4123 | 4086.2058 | 4756.0739 | 5360.8775 | 6087.8098 | 6862.5448 | 7614.9948 | 8302.5331 | 9032.5271 | 9781.1787 | 10541.3257 | 11250.1037 | 11986.1458 | 12723.6787 | 13491.4197 | 14209.1991
| ComPumps_v1_1 | M_Input | RTF Workbook "ComPumps_v1_1" | 2020 | NR and New | 2022 | 2045 | PSE | Commercial | All Commercial | Electric | Per Variable Speed Pump Horse Power - Constant Speed Baseline |  |  | Constant Speed Baseline, Variable Speed Efficient Case, Commercial HVAC and DHW - Max Efficiency |  | 262.1903 | 13.8724 | 60.5757 | 0 |  | 0 | 0 | 0 | 0 | 0 | 0 | 0 | 0 |  | 0 | 0 | 0 | Other | Circulator Pump | Circulator Pumps | Variable Speed Efficient Motor | ResDHW | 0.01444% | 100% | 100% | 48.9396 | 0.00088517 | 42.5% | 7.209% | 95% | 6.8% | 0.2% | 161.8544 | 5.5741 | 16.7428 | 84.245 | 0 | 0 | 0 | 74.0432 | -10.2018 |  | 0.024192 | 0 | 0.024192 | 01. ($9,999.000) to $0.028 | 1 | 0 | 01. ($9,999.00) to $0.22 | 1 | 2136.5575 | 4393.0337 | 6336.3835 | 7523.3692 | 9655.2197 | 11702.8405 | 13742.2096 | 13495.2123 | 15654.7933 | 17040.1742 | 16668.7766 | 15049.732 | 18088.7438 | 19278.2498 | 18723.717 | 17108.4748 | 18164.93 | 18629.1993 | 18915.2468 | 17636.9971 | 18315.4278 | 18352.5257 | 19104.212 | 17860.9865 | 560184.6744 | 1151810.8699 | 1661338.3444 | 1972554.4984 | 2531505.0553 | 3068371.3793 | 3603074.202 | 3538313.9015 | 4104535.1107 | 4467768.5578 | 4370391.7018 | 3945893.9026 | 4742693.3465 | 5054570.2869 | 4909177.1733 | 4485676.3031 | 4762668.6294 | 4884395.5277 | 4959394.4359 | 4624249.7417 | 4802127.6883 | 4811854.3974 | 5008939.2621 | 4682977.591 | 92704466.5813 | 560184.6744 | 1711995.5443 | 3373333.8887 | 5345888.3872 | 7877393.4424 | 10945764.8218 | 14548839.0237 | 18087152.9252 | 22191688.0359 | 26659456.5937 | 31029848.2954 | 34975742.198 | 39718435.5444 | 44773005.8314 | 49682183.0047 | 54167859.3078 | 58930527.9372 | 63814923.4649 | 68774317.9008 | 73398567.6425 | 78200695.3307 | 83012549.7282 | 88021488.9903 | 92704466.5813 | 0 | 0 | 0 | 0 | 0 | 0 | 0 | 0 | 0 | 0 | 0 | 0 | 0 | 0 | 0 | 0 | 0 | 0 | 0 | 0 | 0 | 0 | 0 | 0 | 0 | 0 | 0 | 0 | 0 | 0 | 0 | 0 | 0 | 0 | 0 | 0 | 0 | 0 | 0 | 0 | 0 | 0 | 0 | 0 | 0 | 0 | 0 | 0 | 0 | 0 | 0 | 0 | 0 | 0 | 0 | 0 | 0 | 0 | 0 | 0 | 0 | 80.9046 | 247.2549 | 487.1936 | 772.0797 | 1137.6922 | 1580.8416 | 2101.2154 | 2612.2362 | 3205.0335 | 3850.2907 | 4481.4843 | 5051.3699 | 5736.3331 | 6466.3392 | 7175.3469 | 7823.1905 | 8511.0387 | 9216.4672 | 9932.7276 | 10600.5846 | 11294.1317 | 11989.0835 | 12712.4993 | 13388.8381 | 158197.5197 | 325274.2017 | 469166.0045 | 557054.2062 | 714903.2081 | 866515.5687 | 1017516.9512 | 999228.4843 | 1159130.7361 | 1261708.7484 | 1234209.2865 | 1114330.0717 | 1339348.1799 | 1427422.9893 | 1386363.6191 | 1266765.9394 | 1344989.2486 | 1379365.2219 | 1400545.0966 | 1305899.4168 | 1356132.5832 | 1358879.4296 | 1414536.6765 | 1322484.3048 | 26179967.6927 | 0 | 0 | 0 | 0 | 0 | 0 | 0 | 0 | 0 | 0 | 0 | 0 | 0 | 0 | 0 | 0 | 0 | 0 | 0 | 0 | 0.009815% | 54.9827 | 168.0341 | 331.0961 | 524.7043 | 773.174 | 1074.3377 | 1427.9831 | 1775.2721 | 2178.1363 | 2616.6523 | 3045.6106 | 3432.904 | 3898.4041 | 4394.5152 | 4876.3559 | 5316.6295 | 5784.0901 | 6263.4984 | 6750.2679 | 7204.1427 | 7675.4763 | 8147.7646 | 8639.397 | 9099.0359
| ComPumps_v1_1 | M_Input | RTF Workbook "ComPumps_v1_1" | 2020 | NR and New | 2022 | 2045 | PSE | Commercial | All Commercial | Electric | Per Variable Speed Pump Horse Power - Variable Speed Baseline |  |  | Variable Speed Baseline, Variable Speed Efficient Case, Commercial HVAC and DHW - Min Efficiency |  | 74.9115 | 13.8724 | 24.1595 | 0 |  | 0 | 0 | 0 | 0 | 0 | 0 | 0 | 0 |  | 0 | 0 | 0 | Other | Circulator Pump | Circulator Pumps | Variable Speed Efficient Motor | ResDHW | 0.01444% | 100% | 100% | 48.9396 | 0.00088517 | 42.5% | 7.209% | 95% | 6.8% | 0.2% | 46.2441 | 1.5926 | 4.7837 | 33.5996 | 0 | 0 | 0 | 32.0552 | -1.5444 |  | 0.036656 | 0 | 0.036656 | 02. $0.028 to $0.055 | 1 | 0 | 01. ($9,999.00) to $0.22 | 1 | 2136.5575 | 4393.0337 | 6336.3835 | 7523.3692 | 9655.2197 | 11702.8405 | 13742.2096 | 13495.2123 | 15654.7933 | 17040.1742 | 16668.7766 | 15049.732 | 18088.7438 | 19278.2498 | 18723.717 | 17108.4748 | 18164.93 | 18629.1993 | 18915.2468 | 17636.9971 | 18315.4278 | 18352.5257 | 19104.212 | 17860.9865 | 160052.7641 | 329088.82 | 474668.0984 | 563586.9996 | 723287.1586 | 876677.5369 | 1029449.772 | 1010946.829 | 1172724.3173 | 1276505.3022 | 1248683.3434 | 1127398.2579 | 1355055.2418 | 1444162.9391 | 1402622.0495 | 1281621.8009 | 1360762.4655 | 1395541.5793 | 1416969.8388 | 1321214.2119 | 1372036.4824 | 1374815.5421 | 1431125.5035 | 1337993.5974 | 26486990.4518 | 160052.7641 | 489141.5841 | 963809.6825 | 1527396.6821 | 2250683.8407 | 3127361.3776 | 4156811.1496 | 5167757.9786 | 6340482.296 | 7616987.5982 | 8865670.9415 | 9993069.1994 | 11348124.4413 | 12792287.3804 | 14194909.4299 | 15476531.2308 | 16837293.6963 | 18232835.2757 | 19649805.1145 | 20971019.3264 | 22343055.8088 | 23717871.3509 | 25148996.8544 | 26486990.4518 | 0 | 0 | 0 | 0 | 0 | 0 | 0 | 0 | 0 | 0 | 0 | 0 | 0 | 0 | 0 | 0 | 0 | 0 | 0 | 0 | 0 | 0 | 0 | 0 | 0 | 0 | 0 | 0 | 0 | 0 | 0 | 0 | 0 | 0 | 0 | 0 | 0 | 0 | 0 | 0 | 0 | 0 | 0 | 0 | 0 | 0 | 0 | 0 | 0 | 0 | 0 | 0 | 0 | 0 | 0 | 0 | 0 | 0 | 0 | 0 | 0 | 23.1156 | 70.6442 | 139.1982 | 220.5942 | 325.0549 | 451.669 | 600.3473 | 746.3532 | 915.7239 | 1100.0831 | 1280.4241 | 1443.2485 | 1638.9523 | 1847.5255 | 2050.0991 | 2235.1973 | 2431.7253 | 2633.2764 | 2837.9222 | 3028.7385 | 3226.8948 | 3425.4524 | 3632.1427 | 3825.3823 | 68487.8435 | 140819.7087 | 203114.2332 | 241163.3342 | 309500.2953 | 375137.2513 | 440509.6989 | 432592.1432 | 501818.0099 | 546226.7141 | 534321.4779 | 482422.6306 | 579838.8545 | 617968.7428 | 600193.0676 | 548416.1043 | 582281.0206 | 597163.2785 | 606332.6002 | 565358.0101 | 587105.2616 | 588294.4432 | 612389.921 | 572538.0419 | 11333992.687 | 0 | 0 | 0 | 0 | 0 | 0 | 0 | 0 | 0 | 0 | 0 | 0 | 0 | 0 | 0 | 0 | 0 | 0 | 0 | 0 | 0.009815% | 15.7093 | 48.0097 | 94.5989 | 149.9155 | 220.9069 | 306.9536 | 407.9952 | 507.2206 | 622.3247 | 747.6149 | 870.1745 | 980.8297 | 1113.8297 | 1255.5758 | 1393.2445 | 1519.037 | 1652.5972 | 1789.571 | 1928.648 | 2058.3265 | 2192.9932 | 2327.9327 | 2468.3991 | 2599.7246
| ComPumps_v1_1 | M_Input | RTF Workbook "ComPumps_v1_1" | 2020 | NR and New | 2022 | 2045 | PSE | Commercial | All Commercial | Electric | Per Variable Speed Pump Horse Power - Variable Speed Baseline |  |  | Variable Speed Baseline, Variable Speed Efficient Case, Commercial HVAC and DHW - Max Efficiency |  | 187.2788 | 13.8724 | 60.3988 | 0 |  | 0 | 0 | 0 | 0 | 0 | 0 | 0 | 0 |  | 0 | 0 | 0 | Other | Circulator Pump | Circulator Pumps | Variable Speed Efficient Motor | ResDHW | 0.01444% | 100% | 100% | 48.9396 | 0.00088517 | 42.5% | 7.209% | 95% | 6.8% | 0.2% | 115.6103 | 3.9815 | 11.9592 | 83.999 | 0 | 0 | 0 | 80.1381 | -3.8609 |  | 0.036656 | 0 | 0.036656 | 02. $0.028 to $0.055 | 1 | 0 | 01. ($9,999.00) to $0.22 | 1 | 2136.5575 | 4393.0337 | 6336.3835 | 7523.3692 | 9655.2197 | 11702.8405 | 13742.2096 | 13495.2123 | 15654.7933 | 17040.1742 | 16668.7766 | 15049.732 | 18088.7438 | 19278.2498 | 18723.717 | 17108.4748 | 18164.93 | 18629.1993 | 18915.2468 | 17636.9971 | 18315.4278 | 18352.5257 | 19104.212 | 17860.9865 | 400131.9103 | 822722.05 | 1186670.246 | 1408967.4989 | 1808217.8966 | 2191693.8424 | 2573624.43 | 2527367.0725 | 2931810.7933 | 3191263.2556 | 3121708.3584 | 2818495.6447 | 3387638.1046 | 3610407.3478 | 3506555.1238 | 3204054.5022 | 3401906.1638 | 3488853.9483 | 3542424.5971 | 3303035.5298 | 3430091.2059 | 3437038.8553 | 3577813.7587 | 3344983.9936 | 66217476.1295 | 400131.9103 | 1222853.9602 | 2409524.2062 | 3818491.7051 | 5626709.6017 | 7818403.4441 | 10392027.8741 | 12919394.9466 | 15851205.7399 | 19042468.9955 | 22164177.3539 | 24982672.9986 | 28370311.1032 | 31980718.451 | 35487273.5748 | 38691328.077 | 42093234.2408 | 45582088.1892 | 49124512.7863 | 52427548.316 | 55857639.522 | 59294678.3773 | 62872492.1359 | 66217476.1295 | 0 | 0 | 0 | 0 | 0 | 0 | 0 | 0 | 0 | 0 | 0 | 0 | 0 | 0 | 0 | 0 | 0 | 0 | 0 | 0 | 0 | 0 | 0 | 0 | 0 | 0 | 0 | 0 | 0 | 0 | 0 | 0 | 0 | 0 | 0 | 0 | 0 | 0 | 0 | 0 | 0 | 0 | 0 | 0 | 0 | 0 | 0 | 0 | 0 | 0 | 0 | 0 | 0 | 0 | 0 | 0 | 0 | 0 | 0 | 0 | 0 | 57.789 | 176.6106 | 347.9954 | 551.4855 | 812.6373 | 1129.1725 | 1500.8681 | 1865.883 | 2289.3096 | 2750.2077 | 3201.0602 | 3608.1213 | 4097.3808 | 4618.8137 | 5125.2478 | 5587.9932 | 6079.3133 | 6583.1909 | 7094.8054 | 7571.8461 | 8067.2369 | 8563.6311 | 9080.3567 | 9563.4558 | 171219.6089 | 352049.2717 | 507785.5831 | 602908.3356 | 773750.7383 | 937843.1282 | 1101274.2471 | 1081480.358 | 1254545.0247 | 1365566.7852 | 1335803.6946 | 1206056.5765 | 1449597.1361 | 1544921.8571 | 1500482.6691 | 1371040.2608 | 1455702.5515 | 1492908.1961 | 1515831.5004 | 1413395.0253 | 1467763.1539 | 1470736.1081 | 1530974.8025 | 1431345.1047 | 28334981.7176 | 0 | 0 | 0 | 0 | 0 | 0 | 0 | 0 | 0 | 0 | 0 | 0 | 0 | 0 | 0 | 0 | 0 | 0 | 0 | 0 | 0.009815% | 39.2733 | 120.0243 | 236.4972 | 374.7888 | 552.2672 | 767.3841 | 1019.9879 | 1268.0515 | 1555.8117 | 1869.0373 | 2175.4361 | 2452.0743 | 2784.5744 | 3138.9394 | 3483.1113 | 3797.5925 | 4131.493 | 4473.9275 | 4821.62 | 5145.8162 | 5482.4831 | 5819.8319 | 6170.9979 | 6499.3114
| ComRackOven_PSE | M-Input | PSE Business Case: Oven | 2020 | NR and New | 2022 | 2041 | PSE | Commercial | All Commercial | Gas | Per Double Rack Oven - NG - CKTCH | Per Double Rack Oven - NG - CKTCH | 4000 | CKTCH: Oven - Double Rack - NG |  | 0 | 12 | 4128 | 0 |  | 0 | 0 | 0 | 0 | 0 | 0 | 0 | 2104 |  | 0 | 0 | 0 | Cooking | Cooking | Rack Oven | Oven Double Rack | CommVENT | 0.0141% | 47.16% | 47.16% | 0.31943 | 5.7776e-06 | 10.98% | 8.333% | 85% | 6.8% | 0.2% | 19273.1139 | 115.9617 | 1938.9076 | 0 | 5628.6803 | 0 | 0 | -1229.2693 | 4399.411 |  | 0 | 0.19432 | 0 | 01. ($9,999.000) to $0.028 | 1 | 0.19432 | 01. ($9,999.00) to $0.22 | 1 | 0 | 0 | 0 | 0 | 0 | 0 | 0 | 0 | 0 | 0 | 0 | 0 | 0 | 0 | 0 | 0 | 0 | 0 | 0 | 0 | 0 | 0 | 0 | 0 | 0 | 0 | 0 | 0 | 0 | 0 | 0 | 0 | 0 | 0 | 0 | 0 | 0 | 0 | 0 | 0 | 0 | 0 | 0 | 0 | 0 | 0 | 0 | 0 | 0 | 0 | 0 | 0 | 0 | 0 | 0 | 0 | 0 | 0 | 0 | 0 | 0 | 0 | 0 | 0 | 0 | 0 | 0 | 0 | 0 | 0 | 0 | 0 | 0 | 1.0362 | 2.4218 | 3.8468 | 5.2114 | 6.9306 | 8.9976 | 11.2677 | 13.8298 | 16.1517 | 18.2316 | 19.3315 | 20.4558 | 20.8476 | 21.1511 | 20.8857 | 20.9771 | 20.7425 | 20.9084 | 20.7442 | 21.0253 | 2180.1701 | 5095.364 | 8093.5992 | 10964.6923 | 14582.0313 | 18930.9605 | 23707.1469 | 29097.839 | 33983.1837 | 38359.3838 | 40673.5604 | 43038.9738 | 43863.4443 | 44501.8913 | 43943.4482 | 44135.7911 | 43642.2697 | 43991.3555 | 43645.8836 | 44237.2611 | 620668.2498 | 2180.1701 | 7275.5341 | 15369.1333 | 26333.8256 | 40915.8569 | 59846.8174 | 83553.9643 | 112651.8033 | 146634.987 | 184994.3708 | 225667.9312 | 268706.905 | 312570.3493 | 357072.2406 | 401015.6888 | 445151.4799 | 488793.7496 | 532785.1051 | 576430.9887 | 620668.2498 | 0 | 0 | 0 | 0 | 0 | 0 | 0 | 0 | 0 | 0 | 0 | 0 | 0 | 0 | 0 | 0 | 0 | 0 | 0 | 0 | 0 | 0 | 0 | 0 | 0 | 0 | 0 | 0 | 0 | 0 | 0 | 0 | 0 | 0 | 0 | 0 | 0 | 0 | 0 | 0 | 0 | 0 | 0 | 0 | 0 | 0 | 0 | 0 | 0 | 4558.6807 | 10654.2778 | 16923.5121 | 22926.8955 | 30490.6603 | 39584.1616 | 49571.0471 | 60842.8485 | 71057.9813 | 80208.5055 | 85047.3904 | 89993.4104 | 91717.3573 | 93052.3339 | 91884.6435 | 92286.8276 | 91254.8868 | 91984.8165 | 91262.4434 | 92498.9989 | 0.01557% | 0 | 0 | 0 | 0 | 0 | 0 | 0 | 0 | 0 | 0 | 0 | 0 | 0 | 0 | 0 | 0 | 0 | 0 | 0 | 0 | 0 | 0 | 0 | 0
| ComResCirculatorPumps_1_3 | Measure_InputOutputCom | RTF Workbook "ComResCirculatorPumps_1_3" | 2020 | Retro | 2022 | 2045 | PSE | Commercial | All Commercial | Electric | Per cast iron pump; >1/16 - ≤1/8 horsepower (>100 - ≤200 Max watts); ECM; Single speed; (PEI 1.00-0.86 or ER 85-120) |  |  | Cast iron pump; >1/16 - ≤1/8 horsepower (>100 - ≤200 Max watts); ECM; Single speed; (PEI 1.00-0.86 or ER 85-120) |  | 241.595 | 11.5 | 198.1893 | 0 |  | 0 | 0 | 0 | 0 | 0 | 0 | 0 | 0 |  | 0 | 0 | 0 | Other | Circulator Pump | Circulator Pumps | Circulator pump bronze or stainless learning run hours | ResDHW | 0.01444% | 100% | 100% | 1.8669 | 3.3767e-05 | 0.9659% | 8.696% | 95% | 6.8% | 0.2% | 130.6192 | 5.1363 | 13.5755 | 203.7816 | 0 | 0 | 0 | 224.7076 | 20.9261 |  | 0.079676 | 0 | 0.079676 | 06. $0.077 to $0.085 | 1 | 0 | 01. ($9,999.00) to $0.22 | 1 | 18.4802 | 18.3882 | 18.2967 | 18.2058 | 18.1155 | 18.0256 | 17.9364 | 17.8476 | 17.7594 | 17.6717 | 0 | 0 | 0 | 0 | 0 | 0 | 0 | 0 | 0 | 0 | 0 | 0 | 0 | 0 | 4464.7212 | 4442.494 | 4420.3999 | 4398.4381 | 4376.6076 | 4354.9075 | 4333.3369 | 4311.8949 | 4290.5806 | 4269.3931 | 0 | 0 | 0 | 0 | 0 | 0 | 0 | 0 | 0 | 0 | 0 | 0 | 0 | 0 | 43662.7738 | 4464.7212 | 8907.2152 | 13327.6151 | 17726.0532 | 22102.6607 | 26457.5682 | 30790.9051 | 35102.8 | 39393.3806 | 43662.7738 | 43662.7738 | 43662.7738 | 43662.7738 | 43662.7738 | 43662.7738 | 43662.7738 | 43662.7738 | 43662.7738 | 43662.7738 | 43662.7738 | 43662.7738 | 43662.7738 | 43662.7738 | 43662.7738 | 0 | 0 | 0 | 0 | 0 | 0 | 0 | 0 | 0 | 0 | 0 | 0 | 0 | 0 | 0 | 0 | 0 | 0 | 0 | 0 | 0 | 0 | 0 | 0 | 0 | 0 | 0 | 0 | 0 | 0 | 0 | 0 | 0 | 0 | 0 | 0 | 0 | 0 | 0 | 0 | 0 | 0 | 0 | 0 | 0 | 0 | 0 | 0 | 0 | 0 | 0 | 0 | 0 | 0 | 0 | 0 | 0 | 0 | 0 | 0 | 0 | 0.64482 | 1.2864 | 1.9248 | 2.5601 | 3.1922 | 3.8211 | 4.447 | 5.0697 | 5.6894 | 6.306 | 6.306 | 6.306 | 6.306 | 6.306 | 6.306 | 6.306 | 6.306 | 6.306 | 6.306 | 6.306 | 6.306 | 6.306 | 6.306 | 6.306 | 4152.6386 | 4131.965 | 4111.4153 | 4090.9886 | 4070.684 | 4050.5008 | 4030.438 | 4010.4948 | 3990.6703 | 3970.9638 | 0 | 0 | 0 | 0 | 0 | 0 | 0 | 0 | 0 | 0 | 0 | 0 | 0 | 0 | 40610.7591 | 0 | 0 | 0 | 0 | 0 | 0 | 0 | 0 | 0 | 0 | 0 | 0 | 0 | 0 | 0 | 0 | 0 | 0 | 0 | 0 | 0.009815% | 0.43822 | 0.87425 | 1.3081 | 1.7398 | 2.1694 | 2.5968 | 3.0222 | 3.4454 | 3.8665 | 4.2855 | 4.2855 | 4.2855 | 4.2855 | 4.2855 | 4.2855 | 4.2855 | 4.2855 | 4.2855 | 4.2855 | 4.2855 | 4.2855 | 4.2855 | 4.2855 | 4.2855
| ComResCirculatorPumps_1_3 | Measure_InputOutputCom | RTF Workbook "ComResCirculatorPumps_1_3" | 2020 | Retro | 2022 | 2045 | PSE | Commercial | All Commercial | Electric | Per cast iron pump; >1/8 - ≤1/6 horsepower (>200 - ≤300 Max watts); ECM; Single speed; (PEI 1.00-0.86 or ER 75-105) |  |  | Cast iron pump; >1/8 - ≤1/6 horsepower (>200 - ≤300 Max watts); ECM; Single speed; (PEI 1.00-0.86 or ER 75-105) |  | 252.005 | 11.5 | 423.5974 | 0 |  | 0 | 0 | 0 | 0 | 0 | 0 | 0 | 0 |  | 0 | 0 | 0 | Other | Circulator Pump | Circulator Pumps | Circulator pump bronze or stainless learning run hours | ResDHW | 0.01444% | 100% | 100% | 1.8669 | 3.3767e-05 | 0.9659% | 8.696% | 95% | 6.8% | 0.2% | 136.2473 | 5.3576 | 14.1605 | 435.5499 | 0 | 0 | 0 | 500.7513 | 65.2014 |  | 0.17022 | 0 | 0.17022 | 10. $0.150 to $0.175 | 0 | 0 | 01. ($9,999.00) to $0.22 | 1 | 18.4802 | 18.3882 | 18.2967 | 18.2058 | 18.1155 | 18.0256 | 17.9364 | 17.8476 | 17.7594 | 17.6717 | 0 | 0 | 0 | 0 | 0 | 0 | 0 | 0 | 0 | 0 | 0 | 0 | 0 | 0 | 4657.0983 | 4633.9133 | 4610.8672 | 4587.9591 | 4565.188 | 4542.5529 | 4520.0528 | 4497.687 | 4475.4543 | 4453.3539 | 0 | 0 | 0 | 0 | 0 | 0 | 0 | 0 | 0 | 0 | 0 | 0 | 0 | 0 | 45544.1267 | 4657.0983 | 9291.0116 | 13901.8788 | 18489.838 | 23055.0259 | 27597.5788 | 32117.6316 | 36615.3186 | 41090.7728 | 45544.1267 | 45544.1267 | 45544.1267 | 45544.1267 | 45544.1267 | 45544.1267 | 45544.1267 | 45544.1267 | 45544.1267 | 45544.1267 | 45544.1267 | 45544.1267 | 45544.1267 | 45544.1267 | 45544.1267 | 0 | 0 | 0 | 0 | 0 | 0 | 0 | 0 | 0 | 0 | 0 | 0 | 0 | 0 | 0 | 0 | 0 | 0 | 0 | 0 | 0 | 0 | 0 | 0 | 0 | 0 | 0 | 0 | 0 | 0 | 0 | 0 | 0 | 0 | 0 | 0 | 0 | 0 | 0 | 0 | 0 | 0 | 0 | 0 | 0 | 0 | 0 | 0 | 0 | 0 | 0 | 0 | 0 | 0 | 0 | 0 | 0 | 0 | 0 | 0 | 0 | 0.6726 | 1.3419 | 2.0078 | 2.6704 | 3.3297 | 3.9858 | 4.6386 | 5.2882 | 5.9345 | 6.5777 | 6.5777 | 6.5777 | 6.5777 | 6.5777 | 6.5777 | 6.5777 | 6.5777 | 6.5777 | 6.5777 | 6.5777 | 6.5777 | 6.5777 | 6.5777 | 6.5777 | 9253.9766 | 9207.9064 | 9162.1123 | 9116.5922 | 9071.3444 | 9026.3669 | 8981.6578 | 8937.2152 | 8893.0373 | 8849.1223 | 0 | 0 | 0 | 0 | 0 | 0 | 0 | 0 | 0 | 0 | 0 | 0 | 0 | 0 | 90499.3316 | 0 | 0 | 0 | 0 | 0 | 0 | 0 | 0 | 0 | 0 | 0 | 0 | 0 | 0 | 0 | 0 | 0 | 0 | 0 | 0 | 0.009815% | 0.4571 | 0.91192 | 1.3645 | 1.8148 | 2.2629 | 2.7087 | 3.1524 | 3.5938 | 4.0331 | 4.4702 | 4.4702 | 4.4702 | 4.4702 | 4.4702 | 4.4702 | 4.4702 | 4.4702 | 4.4702 | 4.4702 | 4.4702 | 4.4702 | 4.4702 | 4.4702 | 4.4702
| ComResCirculatorPumps_1_3 | Measure_InputOutputCom | RTF Workbook "ComResCirculatorPumps_1_3" | 2020 | Retro | 2022 | 2045 | PSE | Commercial | All Commercial | Electric | Per cast iron pump; >1/6 - ≤1/4 horsepower (>300 - ≤400 Max watts); ECM; Single speed; (PEI 1.00-0.86 or ER 70-100) |  |  | Cast iron pump; >1/6 - ≤1/4 horsepower (>300 - ≤400 Max watts); ECM; Single speed; (PEI 1.00-0.86 or ER 70-100) |  | 280.8262 | 11.5 | 417.5099 | 0 |  | 0 | 0 | 0 | 0 | 0 | 0 | 0 | 0 |  | 0 | 0 | 0 | Other | Circulator Pump | Circulator Pumps | Circulator pump bronze or stainless learning run hours | ResDHW | 0.01444% | 100% | 100% | 1.8669 | 3.3767e-05 | 0.9659% | 8.696% | 95% | 6.8% | 0.2% | 151.8296 | 5.9703 | 15.78 | 429.2906 | 0 | 0 | 0 | 491.0423 | 61.7517 |  | 0.14979 | 0 | 0.14979 | 09. $0.130 to $0.150 | 1 | 0 | 01. ($9,999.00) to $0.22 | 1 | 18.4802 | 18.3882 | 18.2967 | 18.2058 | 18.1155 | 18.0256 | 17.9364 | 17.8476 | 17.7594 | 17.6717 | 0 | 0 | 0 | 0 | 0 | 0 | 0 | 0 | 0 | 0 | 0 | 0 | 0 | 0 | 5189.7197 | 5163.8831 | 5138.2013 | 5112.6732 | 5087.2978 | 5062.074 | 5037.0007 | 5012.0769 | 4987.3015 | 4962.6735 | 0 | 0 | 0 | 0 | 0 | 0 | 0 | 0 | 0 | 0 | 0 | 0 | 0 | 0 | 50752.9017 | 5189.7197 | 10353.6028 | 15491.8041 | 20604.4774 | 25691.7752 | 30753.8492 | 35790.8499 | 40802.9267 | 45790.2282 | 50752.9017 | 50752.9017 | 50752.9017 | 50752.9017 | 50752.9017 | 50752.9017 | 50752.9017 | 50752.9017 | 50752.9017 | 50752.9017 | 50752.9017 | 50752.9017 | 50752.9017 | 50752.9017 | 50752.9017 | 0 | 0 | 0 | 0 | 0 | 0 | 0 | 0 | 0 | 0 | 0 | 0 | 0 | 0 | 0 | 0 | 0 | 0 | 0 | 0 | 0 | 0 | 0 | 0 | 0 | 0 | 0 | 0 | 0 | 0 | 0 | 0 | 0 | 0 | 0 | 0 | 0 | 0 | 0 | 0 | 0 | 0 | 0 | 0 | 0 | 0 | 0 | 0 | 0 | 0 | 0 | 0 | 0 | 0 | 0 | 0 | 0 | 0 | 0 | 0 | 0 | 0.74953 | 1.4953 | 2.2374 | 2.9758 | 3.7105 | 4.4416 | 5.1691 | 5.893 | 6.6133 | 7.33 | 7.33 | 7.33 | 7.33 | 7.33 | 7.33 | 7.33 | 7.33 | 7.33 | 7.33 | 7.33 | 7.33 | 7.33 | 7.33 | 7.33 | 9074.552 | 9029.375 | 8984.4688 | 8939.8313 | 8895.4608 | 8851.3554 | 8807.5131 | 8763.9322 | 8720.6109 | 8677.5473 | 0 | 0 | 0 | 0 | 0 | 0 | 0 | 0 | 0 | 0 | 0 | 0 | 0 | 0 | 88744.6469 | 0 | 0 | 0 | 0 | 0 | 0 | 0 | 0 | 0 | 0 | 0 | 0 | 0 | 0 | 0 | 0 | 0 | 0 | 0 | 0 | 0.009815% | 0.50938 | 1.0162 | 1.5205 | 2.0224 | 2.5217 | 3.0185 | 3.5129 | 4.0048 | 4.4944 | 4.9814 | 4.9814 | 4.9814 | 4.9814 | 4.9814 | 4.9814 | 4.9814 | 4.9814 | 4.9814 | 4.9814 | 4.9814 | 4.9814 | 4.9814 | 4.9814 | 4.9814
| ComResCirculatorPumps_1_3 | Measure_InputOutputCom | RTF Workbook "ComResCirculatorPumps_1_3" | 2020 | Retro | 2022 | 2045 | PSE | Commercial | All Commercial | Electric | Per cast iron pump; >1/4 - ≤1/2 horsepower (>400 - ≤550 Max watts); ECM; Single speed; (PEI 1.00-0.86 or ER 65-95) |  |  | Cast iron pump; >1/4 - ≤1/2 horsepower (>400 - ≤550 Max watts); ECM; Single speed; (PEI 1.00-0.86 or ER 65-95) |  | 435.2239 | 11.5 | 399.2473 | 0 |  | 0 | 0 | 0 | 0 | 0 | 0 | 0 | 0 |  | 0 | 0 | 0 | Other | Circulator Pump | Circulator Pumps | Circulator pump bronze or stainless learning run hours | ResDHW | 0.01444% | 100% | 100% | 1.8669 | 3.3767e-05 | 0.9659% | 8.696% | 95% | 6.8% | 0.2% | 235.3053 | 9.2528 | 24.4558 | 410.5127 | 0 | 0 | 0 | 456.6536 | 46.1409 |  | 0.089882 | 0 | 0.089882 | 07. $0.085 to $0.115 | 1 | 0 | 01. ($9,999.00) to $0.22 | 1 | 18.4802 | 18.3882 | 18.2967 | 18.2058 | 18.1155 | 18.0256 | 17.9364 | 17.8476 | 17.7594 | 17.6717 | 0 | 0 | 0 | 0 | 0 | 0 | 0 | 0 | 0 | 0 | 0 | 0 | 0 | 0 | 8043.0192 | 8002.9777 | 7963.1761 | 7923.6127 | 7884.2859 | 7845.1941 | 7806.3355 | 7767.7086 | 7729.3118 | 7691.1433 | 0 | 0 | 0 | 0 | 0 | 0 | 0 | 0 | 0 | 0 | 0 | 0 | 0 | 0 | 78656.7648 | 8043.0192 | 16045.9969 | 24009.173 | 31932.7857 | 39817.0716 | 47662.2656 | 55468.6011 | 63236.3097 | 70965.6215 | 78656.7648 | 78656.7648 | 78656.7648 | 78656.7648 | 78656.7648 | 78656.7648 | 78656.7648 | 78656.7648 | 78656.7648 | 78656.7648 | 78656.7648 | 78656.7648 | 78656.7648 | 78656.7648 | 78656.7648 | 0 | 0 | 0 | 0 | 0 | 0 | 0 | 0 | 0 | 0 | 0 | 0 | 0 | 0 | 0 | 0 | 0 | 0 | 0 | 0 | 0 | 0 | 0 | 0 | 0 | 0 | 0 | 0 | 0 | 0 | 0 | 0 | 0 | 0 | 0 | 0 | 0 | 0 | 0 | 0 | 0 | 0 | 0 | 0 | 0 | 0 | 0 | 0 | 0 | 0 | 0 | 0 | 0 | 0 | 0 | 0 | 0 | 0 | 0 | 0 | 0 | 1.1616 | 2.3174 | 3.4675 | 4.6119 | 5.7506 | 6.8836 | 8.0111 | 9.1329 | 10.2492 | 11.36 | 11.36 | 11.36 | 11.36 | 11.36 | 11.36 | 11.36 | 11.36 | 11.36 | 11.36 | 11.36 | 11.36 | 11.36 | 11.36 | 11.36 | 8439.0432 | 8397.03 | 8355.2687 | 8313.7573 | 8272.4941 | 8231.4774 | 8190.7056 | 8150.1767 | 8109.8893 | 8069.8415 | 0 | 0 | 0 | 0 | 0 | 0 | 0 | 0 | 0 | 0 | 0 | 0 | 0 | 0 | 82529.6839 | 0 | 0 | 0 | 0 | 0 | 0 | 0 | 0 | 0 | 0 | 0 | 0 | 0 | 0 | 0 | 0 | 0 | 0 | 0 | 0 | 0.009815% | 0.78943 | 1.5749 | 2.3565 | 3.1342 | 3.9081 | 4.6781 | 5.4443 | 6.2067 | 6.9653 | 7.7202 | 7.7202 | 7.7202 | 7.7202 | 7.7202 | 7.7202 | 7.7202 | 7.7202 | 7.7202 | 7.7202 | 7.7202 | 7.7202 | 7.7202 | 7.7202 | 7.7202
| ComResCirculatorPumps_1_3 | Measure_InputOutputCom | RTF Workbook "ComResCirculatorPumps_1_3" | 2020 | Retro | 2022 | 2045 | PSE | Commercial | All Commercial | Electric | Per cast iron pump; >1/2 - ≤3/4 horsepower (>550 - ≤750 Max watts); ECM; Single speed; (PEI 1.00-0.86 or ER 60-90) |  |  | Cast iron pump; >1/2 - ≤3/4 horsepower (>550 - ≤750 Max watts); ECM; Single speed; (PEI 1.00-0.86 or ER 60-90) |  | 589.6217 | 11.5 | 380.9848 | 0 |  | 0 | 0 | 0 | 0 | 0 | 0 | 0 | 0 |  | 0 | 0 | 0 | Other | Circulator Pump | Circulator Pumps | Circulator pump bronze or stainless learning run hours | ResDHW | 0.01444% | 100% | 100% | 1.8669 | 3.3767e-05 | 0.9659% | 8.696% | 95% | 6.8% | 0.2% | 318.781 | 12.5352 | 33.1316 | 391.7348 | 0 | 0 | 0 | 422.2649 | 30.5301 |  | 0.061349 | 0 | 0.061349 | 03. $0.055 to $0.062 | 1 | 0 | 01. ($9,999.00) to $0.22 | 1 | 18.4802 | 18.3882 | 18.2967 | 18.2058 | 18.1155 | 18.0256 | 17.9364 | 17.8476 | 17.7594 | 17.6717 | 0 | 0 | 0 | 0 | 0 | 0 | 0 | 0 | 0 | 0 | 0 | 0 | 0 | 0 | 10896.3187 | 10842.0722 | 10788.1508 | 10734.5522 | 10681.274 | 10628.3141 | 10575.6703 | 10523.3403 | 10471.322 | 10419.6132 | 0 | 0 | 0 | 0 | 0 | 0 | 0 | 0 | 0 | 0 | 0 | 0 | 0 | 0 | 106560.628 | 10896.3187 | 21738.391 | 32526.5418 | 43261.0939 | 53942.368 | 64570.6821 | 75146.3524 | 85669.6928 | 96141.0148 | 106560.628 | 106560.628 | 106560.628 | 106560.628 | 106560.628 | 106560.628 | 106560.628 | 106560.628 | 106560.628 | 106560.628 | 106560.628 | 106560.628 | 106560.628 | 106560.628 | 106560.628 | 0 | 0 | 0 | 0 | 0 | 0 | 0 | 0 | 0 | 0 | 0 | 0 | 0 | 0 | 0 | 0 | 0 | 0 | 0 | 0 | 0 | 0 | 0 | 0 | 0 | 0 | 0 | 0 | 0 | 0 | 0 | 0 | 0 | 0 | 0 | 0 | 0 | 0 | 0 | 0 | 0 | 0 | 0 | 0 | 0 | 0 | 0 | 0 | 0 | 0 | 0 | 0 | 0 | 0 | 0 | 0 | 0 | 0 | 0 | 0 | 0 | 1.5737 | 3.1396 | 4.6976 | 6.248 | 7.7906 | 9.3256 | 10.853 | 12.3728 | 13.8852 | 15.39 | 15.39 | 15.39 | 15.39 | 15.39 | 15.39 | 15.39 | 15.39 | 15.39 | 15.39 | 15.39 | 15.39 | 15.39 | 15.39 | 15.39 | 7803.5344 | 7764.6851 | 7726.0686 | 7687.6832 | 7649.5274 | 7611.5995 | 7573.898 | 7536.4212 | 7499.1677 | 7462.1358 | 0 | 0 | 0 | 0 | 0 | 0 | 0 | 0 | 0 | 0 | 0 | 0 | 0 | 0 | 76314.7208 | 0 | 0 | 0 | 0 | 0 | 0 | 0 | 0 | 0 | 0 | 0 | 0 | 0 | 0 | 0 | 0 | 0 | 0 | 0 | 0 | 0.009815% | 1.0695 | 2.1336 | 3.1925 | 4.2461 | 5.2945 | 6.3377 | 7.3757 | 8.4086 | 9.4363 | 10.459 | 10.459 | 10.459 | 10.459 | 10.459 | 10.459 | 10.459 | 10.459 | 10.459 | 10.459 | 10.459 | 10.459 | 10.459 | 10.459 | 10.459
| ComResCirculatorPumps_1_3 | Measure_InputOutputCom | RTF Workbook "ComResCirculatorPumps_1_3" | 2020 | Retro | 2022 | 2045 | PSE | Commercial | All Commercial | Electric | Per cast iron pump; >3/4 - ≤1.25 horsepower (>750 - ≤1000 Max watts); ECM; Single speed; (PEI 1.00-0.86 or ER 50-80) |  |  | Cast iron pump; >3/4 - ≤1.25 horsepower (>750 - ≤1000 Max watts); ECM; Single speed; (PEI 1.00-0.86 or ER 50-80) |  | 683.8258 | 11.5 | 362.7222 | 0 |  | 0 | 0 | 0 | 0 | 0 | 0 | 0 | 0 |  | 0 | 0 | 0 | Other | Circulator Pump | Circulator Pumps | Circulator pump bronze or stainless learning run hours | ResDHW | 0.01444% | 100% | 100% | 1.8669 | 3.3767e-05 | 0.9659% | 8.696% | 95% | 6.8% | 0.2% | 369.7127 | 14.538 | 38.4251 | 372.957 | 0 | 0 | 0 | 392.5384 | 19.5814 |  | 0.049174 | 0 | 0.049174 | 02. $0.028 to $0.055 | 1 | 0 | 01. ($9,999.00) to $0.22 | 1 | 18.4802 | 18.3882 | 18.2967 | 18.2058 | 18.1155 | 18.0256 | 17.9364 | 17.8476 | 17.7594 | 17.6717 | 0 | 0 | 0 | 0 | 0 | 0 | 0 | 0 | 0 | 0 | 0 | 0 | 0 | 0 | 12637.2268 | 12574.3134 | 12511.7769 | 12449.6148 | 12387.8244 | 12326.4031 | 12265.3483 | 12204.6576 | 12144.3283 | 12084.3579 | 0 | 0 | 0 | 0 | 0 | 0 | 0 | 0 | 0 | 0 | 0 | 0 | 0 | 0 | 123585.8515 | 12637.2268 | 25211.5402 | 37723.3171 | 50172.9319 | 62560.7563 | 74887.1593 | 87152.5077 | 99357.1653 | 111501.4936 | 123585.8515 | 123585.8515 | 123585.8515 | 123585.8515 | 123585.8515 | 123585.8515 | 123585.8515 | 123585.8515 | 123585.8515 | 123585.8515 | 123585.8515 | 123585.8515 | 123585.8515 | 123585.8515 | 123585.8515 | 0 | 0 | 0 | 0 | 0 | 0 | 0 | 0 | 0 | 0 | 0 | 0 | 0 | 0 | 0 | 0 | 0 | 0 | 0 | 0 | 0 | 0 | 0 | 0 | 0 | 0 | 0 | 0 | 0 | 0 | 0 | 0 | 0 | 0 | 0 | 0 | 0 | 0 | 0 | 0 | 0 | 0 | 0 | 0 | 0 | 0 | 0 | 0 | 0 | 0 | 0 | 0 | 0 | 0 | 0 | 0 | 0 | 0 | 0 | 0 | 0 | 1.8251 | 3.6412 | 5.4482 | 7.2462 | 9.0353 | 10.8156 | 12.587 | 14.3497 | 16.1036 | 17.8489 | 17.8489 | 17.8489 | 17.8489 | 17.8489 | 17.8489 | 17.8489 | 17.8489 | 17.8489 | 17.8489 | 17.8489 | 17.8489 | 17.8489 | 17.8489 | 17.8489 | 7254.1815 | 7218.0671 | 7182.1691 | 7146.486 | 7111.0163 | 7075.7585 | 7040.7111 | 7005.8726 | 6971.2416 | 6936.8167 | 0 | 0 | 0 | 0 | 0 | 0 | 0 | 0 | 0 | 0 | 0 | 0 | 0 | 0 | 70942.3206 | 0 | 0 | 0 | 0 | 0 | 0 | 0 | 0 | 0 | 0 | 0 | 0 | 0 | 0 | 0 | 0 | 0 | 0 | 0 | 0 | 0.009815% | 1.2404 | 2.4745 | 3.7026 | 4.9245 | 6.1404 | 7.3502 | 8.5541 | 9.752 | 10.944 | 12.1301 | 12.1301 | 12.1301 | 12.1301 | 12.1301 | 12.1301 | 12.1301 | 12.1301 | 12.1301 | 12.1301 | 12.1301 | 12.1301 | 12.1301 | 12.1301 | 12.1301
| ComResCirculatorPumps_1_3 | Measure_InputOutputCom | RTF Workbook "ComResCirculatorPumps_1_3" | 2020 | Retro | 2022 | 2045 | PSE | Commercial | All Commercial | Electric | Per cast iron pump; >1.25 - ≤1.75 horsepower (>1000 - ≤1300 Max watts); ECM; Single speed; (PEI 1.00-0.86 or ER 50-80) |  |  | Cast iron pump; >1.25 - ≤1.75 horsepower (>1000 - ≤1300 Max watts); ECM; Single speed; (PEI 1.00-0.86 or ER 50-80) |  | 1025.7386 | 11.5 | 600.4731 | 0 |  | 0 | 0 | 0 | 0 | 0 | 0 | 0 | 0 |  | 0 | 0 | 0 | Other | Circulator Pump | Circulator Pumps | Circulator pump bronze or stainless learning run hours | ResDHW | 0.01444% | 100% | 100% | 1.8669 | 3.3767e-05 | 0.9659% | 8.696% | 95% | 6.8% | 0.2% | 554.5691 | 21.807 | 57.6376 | 617.4164 | 0 | 0 | 0 | 658.0664 | 40.65 |  | 0.054958 | 0 | 0.054958 | 02. $0.028 to $0.055 | 1 | 0 | 01. ($9,999.00) to $0.22 | 1 | 18.4802 | 18.3882 | 18.2967 | 18.2058 | 18.1155 | 18.0256 | 17.9364 | 17.8476 | 17.7594 | 17.6717 | 0 | 0 | 0 | 0 | 0 | 0 | 0 | 0 | 0 | 0 | 0 | 0 | 0 | 0 | 18955.8403 | 18861.4701 | 18767.6654 | 18674.4222 | 18581.7365 | 18489.6046 | 18398.0225 | 18306.9864 | 18216.4924 | 18126.5369 | 0 | 0 | 0 | 0 | 0 | 0 | 0 | 0 | 0 | 0 | 0 | 0 | 0 | 0 | 185378.7772 | 18955.8403 | 37817.3103 | 56584.9757 | 75259.3978 | 93841.1344 | 112330.739 | 130728.7615 | 149035.7479 | 167252.2403 | 185378.7772 | 185378.7772 | 185378.7772 | 185378.7772 | 185378.7772 | 185378.7772 | 185378.7772 | 185378.7772 | 185378.7772 | 185378.7772 | 185378.7772 | 185378.7772 | 185378.7772 | 185378.7772 | 185378.7772 | 0 | 0 | 0 | 0 | 0 | 0 | 0 | 0 | 0 | 0 | 0 | 0 | 0 | 0 | 0 | 0 | 0 | 0 | 0 | 0 | 0 | 0 | 0 | 0 | 0 | 0 | 0 | 0 | 0 | 0 | 0 | 0 | 0 | 0 | 0 | 0 | 0 | 0 | 0 | 0 | 0 | 0 | 0 | 0 | 0 | 0 | 0 | 0 | 0 | 0 | 0 | 0 | 0 | 0 | 0 | 0 | 0 | 0 | 0 | 0 | 0 | 2.7377 | 5.4618 | 8.1723 | 10.8693 | 13.553 | 16.2234 | 18.8805 | 21.5245 | 24.1554 | 26.7733 | 26.7733 | 26.7733 | 26.7733 | 26.7733 | 26.7733 | 26.7733 | 26.7733 | 26.7733 | 26.7733 | 26.7733 | 26.7733 | 26.7733 | 26.7733 | 26.7733 | 12161.1889 | 12100.6453 | 12040.4646 | 11980.644 | 11921.1813 | 11862.0737 | 11803.3188 | 11744.9143 | 11686.8575 | 11629.1462 | 0 | 0 | 0 | 0 | 0 | 0 | 0 | 0 | 0 | 0 | 0 | 0 | 0 | 0 | 118930.4346 | 0 | 0 | 0 | 0 | 0 | 0 | 0 | 0 | 0 | 0 | 0 | 0 | 0 | 0 | 0 | 0 | 0 | 0 | 0 | 0 | 0.009815% | 1.8605 | 3.7118 | 5.5539 | 7.3868 | 9.2106 | 11.0254 | 12.8312 | 14.628 | 16.416 | 18.1951 | 18.1951 | 18.1951 | 18.1951 | 18.1951 | 18.1951 | 18.1951 | 18.1951 | 18.1951 | 18.1951 | 18.1951 | 18.1951 | 18.1951 | 18.1951 | 18.1951
| ComResCirculatorPumps_1_3 | Measure_InputOutputCom | RTF Workbook "ComResCirculatorPumps_1_3" | 2020 | Retro | 2022 | 2045 | PSE | Commercial | All Commercial | Electric | Per cast iron pump; >1.75 - ≤2.5 horsepower (>1300 - ≤1750 Max watts); ECM; Single speed; (PEI 1.00-0.86 or ER 50-80) |  |  | Cast iron pump; >1.75 - ≤2.5 horsepower (>1300 - ≤1750 Max watts); ECM; Single speed; (PEI 1.00-0.86 or ER 50-80) |  | 1367.6515 | 11.5 | 838.224 | 0 |  | 0 | 0 | 0 | 0 | 0 | 0 | 0 | 0 |  | 0 | 0 | 0 | Other | Circulator Pump | Circulator Pumps | Circulator pump bronze or stainless learning run hours | ResDHW | 0.01444% | 100% | 100% | 1.8669 | 3.3767e-05 | 0.9659% | 8.696% | 95% | 6.8% | 0.2% | 739.4254 | 29.076 | 76.8501 | 861.8758 | 0 | 0 | 0 | 923.5944 | 61.7187 |  | 0.05785 | 0 | 0.05785 | 03. $0.055 to $0.062 | 0 | 0 | 01. ($9,999.00) to $0.22 | 1 | 18.4802 | 18.3882 | 18.2967 | 18.2058 | 18.1155 | 18.0256 | 17.9364 | 17.8476 | 17.7594 | 17.6717 | 0 | 0 | 0 | 0 | 0 | 0 | 0 | 0 | 0 | 0 | 0 | 0 | 0 | 0 | 25274.4537 | 25148.6268 | 25023.5538 | 24899.2295 | 24775.6487 | 24652.8062 | 24530.6967 | 24409.3152 | 24288.6566 | 24168.7158 | 0 | 0 | 0 | 0 | 0 | 0 | 0 | 0 | 0 | 0 | 0 | 0 | 0 | 0 | 247171.703 | 25274.4537 | 50423.0804 | 75446.6342 | 100345.8638 | 125121.5125 | 149774.3187 | 174305.0154 | 198714.3306 | 223002.9871 | 247171.703 | 247171.703 | 247171.703 | 247171.703 | 247171.703 | 247171.703 | 247171.703 | 247171.703 | 247171.703 | 247171.703 | 247171.703 | 247171.703 | 247171.703 | 247171.703 | 247171.703 | 0 | 0 | 0 | 0 | 0 | 0 | 0 | 0 | 0 | 0 | 0 | 0 | 0 | 0 | 0 | 0 | 0 | 0 | 0 | 0 | 0 | 0 | 0 | 0 | 0 | 0 | 0 | 0 | 0 | 0 | 0 | 0 | 0 | 0 | 0 | 0 | 0 | 0 | 0 | 0 | 0 | 0 | 0 | 0 | 0 | 0 | 0 | 0 | 0 | 0 | 0 | 0 | 0 | 0 | 0 | 0 | 0 | 0 | 0 | 0 | 0 | 3.6503 | 7.2824 | 10.8964 | 14.4924 | 18.0707 | 21.6311 | 25.174 | 28.6993 | 32.2072 | 35.6978 | 35.6978 | 35.6978 | 35.6978 | 35.6978 | 35.6978 | 35.6978 | 35.6978 | 35.6978 | 35.6978 | 35.6978 | 35.6978 | 35.6978 | 35.6978 | 35.6978 | 17068.1962 | 16983.2235 | 16898.76 | 16814.8021 | 16731.3462 | 16648.3888 | 16565.9266 | 16483.9559 | 16402.4735 | 16321.4758 | 0 | 0 | 0 | 0 | 0 | 0 | 0 | 0 | 0 | 0 | 0 | 0 | 0 | 0 | 166918.5486 | 0 | 0 | 0 | 0 | 0 | 0 | 0 | 0 | 0 | 0 | 0 | 0 | 0 | 0 | 0 | 0 | 0 | 0 | 0 | 0 | 0.009815% | 2.4807 | 4.9491 | 7.4052 | 9.849 | 12.2808 | 14.7005 | 17.1082 | 19.504 | 21.888 | 24.2601 | 24.2601 | 24.2601 | 24.2601 | 24.2601 | 24.2601 | 24.2601 | 24.2601 | 24.2601 | 24.2601 | 24.2601 | 24.2601 | 24.2601 | 24.2601 | 24.2601
| ComResCirculatorPumps_1_3 | Measure_InputOutputCom | RTF Workbook "ComResCirculatorPumps_1_3" | 2020 | Retro | 2022 | 2045 | PSE | Commercial | All Commercial | Electric | Per cast iron pump; >2.5 - ≤3.5 horsepower (>1750 - ≤2350 Max watts); ECM; Single speed; (PEI 1.00-0.86 or ER 50-80) |  |  | Cast iron pump; >2.5 - ≤3.5 horsepower (>1750 - ≤2350 Max watts); ECM; Single speed; (PEI 1.00-0.86 or ER 50-80) |  | 2051.4773 | 11.5 | 1313.7258 | 0 |  | 0 | 0 | 0 | 0 | 0 | 0 | 0 | 0 |  | 0 | 0 | 0 | Other | Circulator Pump | Circulator Pumps | Circulator pump bronze or stainless learning run hours | ResDHW | 0.01444% | 100% | 100% | 1.8669 | 3.3767e-05 | 0.9659% | 8.696% | 95% | 6.8% | 0.2% | 1109.1381 | 43.614 | 115.2752 | 1350.7946 | 0 | 0 | 0 | 1454.6505 | 103.856 |  | 0.060742 | 0 | 0.060742 | 03. $0.055 to $0.062 | 1 | 0 | 01. ($9,999.00) to $0.22 | 1 | 18.4802 | 18.3882 | 18.2967 | 18.2058 | 18.1155 | 18.0256 | 17.9364 | 17.8476 | 17.7594 | 17.6717 | 0 | 0 | 0 | 0 | 0 | 0 | 0 | 0 | 0 | 0 | 0 | 0 | 0 | 0 | 37911.6805 | 37722.9401 | 37535.3307 | 37348.8443 | 37163.4731 | 36979.2092 | 36796.045 | 36613.9728 | 36432.9849 | 36253.0737 | 0 | 0 | 0 | 0 | 0 | 0 | 0 | 0 | 0 | 0 | 0 | 0 | 0 | 0 | 370757.5544 | 37911.6805 | 75634.6207 | 113169.9514 | 150518.7957 | 187682.2688 | 224661.478 | 261457.5231 | 298071.4958 | 334504.4807 | 370757.5544 | 370757.5544 | 370757.5544 | 370757.5544 | 370757.5544 | 370757.5544 | 370757.5544 | 370757.5544 | 370757.5544 | 370757.5544 | 370757.5544 | 370757.5544 | 370757.5544 | 370757.5544 | 370757.5544 | 0 | 0 | 0 | 0 | 0 | 0 | 0 | 0 | 0 | 0 | 0 | 0 | 0 | 0 | 0 | 0 | 0 | 0 | 0 | 0 | 0 | 0 | 0 | 0 | 0 | 0 | 0 | 0 | 0 | 0 | 0 | 0 | 0 | 0 | 0 | 0 | 0 | 0 | 0 | 0 | 0 | 0 | 0 | 0 | 0 | 0 | 0 | 0 | 0 | 0 | 0 | 0 | 0 | 0 | 0 | 0 | 0 | 0 | 0 | 0 | 0 | 5.4754 | 10.9235 | 16.3446 | 21.7387 | 27.106 | 32.4467 | 37.761 | 43.049 | 48.3108 | 53.5466 | 53.5466 | 53.5466 | 53.5466 | 53.5466 | 53.5466 | 53.5466 | 53.5466 | 53.5466 | 53.5466 | 53.5466 | 53.5466 | 53.5466 | 53.5466 | 53.5466 | 26882.2109 | 26748.3799 | 26615.3508 | 26483.1181 | 26351.676 | 26221.0192 | 26091.1421 | 25962.0393 | 25833.7054 | 25706.1349 | 0 | 0 | 0 | 0 | 0 | 0 | 0 | 0 | 0 | 0 | 0 | 0 | 0 | 0 | 262894.7766 | 0 | 0 | 0 | 0 | 0 | 0 | 0 | 0 | 0 | 0 | 0 | 0 | 0 | 0 | 0 | 0 | 0 | 0 | 0 | 0 | 0.009815% | 3.7211 | 7.4236 | 11.1077 | 14.7736 | 18.4212 | 22.0507 | 25.6623 | 29.256 | 32.8319 | 36.3902 | 36.3902 | 36.3902 | 36.3902 | 36.3902 | 36.3902 | 36.3902 | 36.3902 | 36.3902 | 36.3902 | 36.3902 | 36.3902 | 36.3902 | 36.3902 | 36.3902
| ComResCirculatorPumps_1_3 | Measure_InputOutputCom | RTF Workbook "ComResCirculatorPumps_1_3" | 2020 | Retro | 2022 | 2045 | PSE | Commercial | All Commercial | Electric | Per cast iron pump; >3.5 - ≤4.5 horsepower (>2350 - ≤3100 Max watts); ECM; Single speed; (PEI 1.00-0.86 or ER 50-80) |  |  | Cast iron pump; >3.5 - ≤4.5 horsepower (>2350 - ≤3100 Max watts); ECM; Single speed; (PEI 1.00-0.86 or ER 50-80) |  | 2735.303 | 11.5 | 1789.2276 | 0 |  | 0 | 0 | 0 | 0 | 0 | 0 | 0 | 0 |  | 0 | 0 | 0 | Other | Circulator Pump | Circulator Pumps | Circulator pump bronze or stainless learning run hours | ResDHW | 0.01444% | 100% | 100% | 1.8669 | 3.3767e-05 | 0.9659% | 8.696% | 95% | 6.8% | 0.2% | 1478.8508 | 58.152 | 153.7003 | 1839.7133 | 0 | 0 | 0 | 1985.7066 | 145.9932 |  | 0.062188 | 0 | 0.062188 | 04. $0.062 to $0.070 | 1 | 0 | 01. ($9,999.00) to $0.22 | 1 | 18.4802 | 18.3882 | 18.2967 | 18.2058 | 18.1155 | 18.0256 | 17.9364 | 17.8476 | 17.7594 | 17.6717 | 0 | 0 | 0 | 0 | 0 | 0 | 0 | 0 | 0 | 0 | 0 | 0 | 0 | 0 | 50548.9073 | 50297.2535 | 50047.1076 | 49798.4591 | 49551.2975 | 49305.6123 | 49061.3934 | 48818.6304 | 48577.3132 | 48337.4317 | 0 | 0 | 0 | 0 | 0 | 0 | 0 | 0 | 0 | 0 | 0 | 0 | 0 | 0 | 494343.4059 | 50548.9073 | 100846.1609 | 150893.2685 | 200691.7276 | 250243.0251 | 299548.6374 | 348610.0307 | 397428.6611 | 446005.9743 | 494343.4059 | 494343.4059 | 494343.4059 | 494343.4059 | 494343.4059 | 494343.4059 | 494343.4059 | 494343.4059 | 494343.4059 | 494343.4059 | 494343.4059 | 494343.4059 | 494343.4059 | 494343.4059 | 494343.4059 | 0 | 0 | 0 | 0 | 0 | 0 | 0 | 0 | 0 | 0 | 0 | 0 | 0 | 0 | 0 | 0 | 0 | 0 | 0 | 0 | 0 | 0 | 0 | 0 | 0 | 0 | 0 | 0 | 0 | 0 | 0 | 0 | 0 | 0 | 0 | 0 | 0 | 0 | 0 | 0 | 0 | 0 | 0 | 0 | 0 | 0 | 0 | 0 | 0 | 0 | 0 | 0 | 0 | 0 | 0 | 0 | 0 | 0 | 0 | 0 | 0 | 7.3005 | 14.5647 | 21.7928 | 28.9849 | 36.1413 | 43.2623 | 50.348 | 57.3986 | 64.4144 | 71.3955 | 71.3955 | 71.3955 | 71.3955 | 71.3955 | 71.3955 | 71.3955 | 71.3955 | 71.3955 | 71.3955 | 71.3955 | 71.3955 | 71.3955 | 71.3955 | 71.3955 | 36696.2256 | 36513.5363 | 36331.9417 | 36151.4341 | 35972.0059 | 35793.6496 | 35616.3576 | 35440.1226 | 35264.9372 | 35090.7941 | 0 | 0 | 0 | 0 | 0 | 0 | 0 | 0 | 0 | 0 | 0 | 0 | 0 | 0 | 358871.0047 | 0 | 0 | 0 | 0 | 0 | 0 | 0 | 0 | 0 | 0 | 0 | 0 | 0 | 0 | 0 | 0 | 0 | 0 | 0 | 0 | 0.009815% | 4.9614 | 9.8982 | 14.8103 | 19.6981 | 24.5616 | 29.401 | 34.2164 | 39.008 | 43.7759 | 48.5203 | 48.5203 | 48.5203 | 48.5203 | 48.5203 | 48.5203 | 48.5203 | 48.5203 | 48.5203 | 48.5203 | 48.5203 | 48.5203 | 48.5203 | 48.5203 | 48.5203
| ComResCirculatorPumps_1_3 | Measure_InputOutputCom | RTF Workbook "ComResCirculatorPumps_1_3" | 2020 | Retro | 2022 | 2045 | PSE | Commercial | All Commercial | Electric | Per cast iron pump; >4.5 - ≤5 horsepower (>3100 - ≤3700 Max watts); ECM; Single speed; (PEI 1.00-0.86 or ER 50-80) |  |  | Cast iron pump; >4.5 - ≤5 horsepower (>3100 - ≤3700 Max watts); ECM; Single speed; (PEI 1.00-0.86 or ER 50-80) |  | 3419.1288 | 11.5 | 2264.7294 | 0 |  | 0 | 0 | 0 | 0 | 0 | 0 | 0 | 0 |  | 0 | 0 | 0 | Other | Circulator Pump | Circulator Pumps | Circulator pump bronze or stainless learning run hours | ResDHW | 0.01444% | 100% | 100% | 1.8669 | 3.3767e-05 | 0.9659% | 8.696% | 95% | 6.8% | 0.2% | 1848.5635 | 72.69 | 192.1254 | 2328.6321 | 0 | 0 | 0 | 2516.7627 | 188.1305 |  | 0.063056 | 0 | 0.063056 | 04. $0.062 to $0.070 | 0 | 0 | 01. ($9,999.00) to $0.22 | 1 | 18.4802 | 18.3882 | 18.2967 | 18.2058 | 18.1155 | 18.0256 | 17.9364 | 17.8476 | 17.7594 | 17.6717 | 0 | 0 | 0 | 0 | 0 | 0 | 0 | 0 | 0 | 0 | 0 | 0 | 0 | 0 | 63186.1342 | 62871.5669 | 62558.8845 | 62248.0739 | 61939.1218 | 61632.0154 | 61326.7417 | 61023.2879 | 60721.6414 | 60421.7896 | 0 | 0 | 0 | 0 | 0 | 0 | 0 | 0 | 0 | 0 | 0 | 0 | 0 | 0 | 617929.2574 | 63186.1342 | 126057.7011 | 188616.5856 | 250864.6595 | 312803.7813 | 374435.7967 | 435762.5384 | 496785.8264 | 557507.4678 | 617929.2574 | 617929.2574 | 617929.2574 | 617929.2574 | 617929.2574 | 617929.2574 | 617929.2574 | 617929.2574 | 617929.2574 | 617929.2574 | 617929.2574 | 617929.2574 | 617929.2574 | 617929.2574 | 617929.2574 | 0 | 0 | 0 | 0 | 0 | 0 | 0 | 0 | 0 | 0 | 0 | 0 | 0 | 0 | 0 | 0 | 0 | 0 | 0 | 0 | 0 | 0 | 0 | 0 | 0 | 0 | 0 | 0 | 0 | 0 | 0 | 0 | 0 | 0 | 0 | 0 | 0 | 0 | 0 | 0 | 0 | 0 | 0 | 0 | 0 | 0 | 0 | 0 | 0 | 0 | 0 | 0 | 0 | 0 | 0 | 0 | 0 | 0 | 0 | 0 | 0 | 9.1257 | 18.2059 | 27.2409 | 36.2311 | 45.1767 | 54.0779 | 62.935 | 71.7483 | 80.518 | 89.2444 | 89.2444 | 89.2444 | 89.2444 | 89.2444 | 89.2444 | 89.2444 | 89.2444 | 89.2444 | 89.2444 | 89.2444 | 89.2444 | 89.2444 | 89.2444 | 89.2444 | 46510.2403 | 46278.6927 | 46048.5325 | 45819.7501 | 45592.3357 | 45366.2799 | 45141.5731 | 44918.206 | 44696.1691 | 44475.4532 | 0 | 0 | 0 | 0 | 0 | 0 | 0 | 0 | 0 | 0 | 0 | 0 | 0 | 0 | 454847.2327 | 0 | 0 | 0 | 0 | 0 | 0 | 0 | 0 | 0 | 0 | 0 | 0 | 0 | 0 | 0 | 0 | 0 | 0 | 0 | 0 | 0.009815% | 6.2018 | 12.3727 | 18.5129 | 24.6226 | 30.702 | 36.7512 | 42.7705 | 48.76 | 54.7199 | 60.6504 | 60.6504 | 60.6504 | 60.6504 | 60.6504 | 60.6504 | 60.6504 | 60.6504 | 60.6504 | 60.6504 | 60.6504 | 60.6504 | 60.6504 | 60.6504 | 60.6504
| ComResCirculatorPumps_1_3 | Measure_InputOutputCom | RTF Workbook "ComResCirculatorPumps_1_3" | 2020 | Retro | 2022 | 2045 | PSE | Commercial | All Commercial | Electric | Per cast iron pump; >1/16 - ≤1/8 horsepower (>100 - ≤200 Max watts); ECM; Proportional pressure speed control; (PEI 0.85-0.76 or ER 120-140) |  |  | Cast iron pump; >1/16 - ≤1/8 horsepower (>100 - ≤200 Max watts); ECM; Proportional pressure speed control; (PEI 0.85-0.76 or ER 120-140) |  | 262.1899 | 11.5 | 305.7446 | 0 |  | 0 | 0 | 0 | 0 | 0 | 0 | 0 | 0 |  | 0 | 0 | 0 | Other | Circulator Pump | Circulator Pumps | Circulator pump bronze or stainless learning run hours | ResDHW | 0.01444% | 100% | 100% | 1.8669 | 3.3767e-05 | 0.9659% | 8.696% | 95% | 6.8% | 0.2% | 141.7539 | 5.5741 | 14.7328 | 314.3717 | 0 | 0 | 0 | 355.2137 | 40.842 |  | 0.11606 | 0 | 0.11606 | 08. $0.115 to $0.130 | 0 | 0 | 01. ($9,999.00) to $0.22 | 1 | 18.4802 | 18.3882 | 18.2967 | 18.2058 | 18.1155 | 18.0256 | 17.9364 | 17.8476 | 17.7594 | 17.6717 | 0 | 0 | 0 | 0 | 0 | 0 | 0 | 0 | 0 | 0 | 0 | 0 | 0 | 0 | 4845.3185 | 4821.1965 | 4797.219 | 4773.385 | 4749.6936 | 4726.1436 | 4702.7343 | 4679.4644 | 4656.3332 | 4633.3396 | 0 | 0 | 0 | 0 | 0 | 0 | 0 | 0 | 0 | 0 | 0 | 0 | 0 | 0 | 47384.8276 | 4845.3185 | 9666.515 | 14463.734 | 19237.119 | 23986.8125 | 28712.9562 | 33415.6904 | 38095.1549 | 42751.488 | 47384.8276 | 47384.8276 | 47384.8276 | 47384.8276 | 47384.8276 | 47384.8276 | 47384.8276 | 47384.8276 | 47384.8276 | 47384.8276 | 47384.8276 | 47384.8276 | 47384.8276 | 47384.8276 | 47384.8276 | 0 | 0 | 0 | 0 | 0 | 0 | 0 | 0 | 0 | 0 | 0 | 0 | 0 | 0 | 0 | 0 | 0 | 0 | 0 | 0 | 0 | 0 | 0 | 0 | 0 | 0 | 0 | 0 | 0 | 0 | 0 | 0 | 0 | 0 | 0 | 0 | 0 | 0 | 0 | 0 | 0 | 0 | 0 | 0 | 0 | 0 | 0 | 0 | 0 | 0 | 0 | 0 | 0 | 0 | 0 | 0 | 0 | 0 | 0 | 0 | 0 | 0.69978 | 1.3961 | 2.0889 | 2.7783 | 3.4643 | 4.1469 | 4.8261 | 5.5019 | 6.1744 | 6.8436 | 6.8436 | 6.8436 | 6.8436 | 6.8436 | 6.8436 | 6.8436 | 6.8436 | 6.8436 | 6.8436 | 6.8436 | 6.8436 | 6.8436 | 6.8436 | 6.8436 | 6564.4154 | 6531.735 | 6499.2503 | 6466.9602 | 6434.8631 | 6402.9578 | 6371.2429 | 6339.717 | 6308.3789 | 6277.2273 | 0 | 0 | 0 | 0 | 0 | 0 | 0 | 0 | 0 | 0 | 0 | 0 | 0 | 0 | 64196.7479 | 0 | 0 | 0 | 0 | 0 | 0 | 0 | 0 | 0 | 0 | 0 | 0 | 0 | 0 | 0 | 0 | 0 | 0 | 0 | 0 | 0.009815% | 0.47557 | 0.94878 | 1.4196 | 1.8881 | 2.3543 | 2.8182 | 3.2798 | 3.7391 | 4.1961 | 4.6509 | 4.6509 | 4.6509 | 4.6509 | 4.6509 | 4.6509 | 4.6509 | 4.6509 | 4.6509 | 4.6509 | 4.6509 | 4.6509 | 4.6509 | 4.6509 | 4.6509
| ComResCirculatorPumps_1_3 | Measure_InputOutputCom | RTF Workbook "ComResCirculatorPumps_1_3" | 2020 | Retro | 2022 | 2045 | PSE | Commercial | All Commercial | Electric | Per cast iron pump; >1/8 - ≤1/6 horsepower (>200 - ≤300 Max watts); ECM; Proportional pressure speed control; (PEI 0.85-0.76 or ER 105-120) |  |  | Cast iron pump; >1/8 - ≤1/6 horsepower (>200 - ≤300 Max watts); ECM; Proportional pressure speed control; (PEI 0.85-0.76 or ER 105-120) |  | 287.4659 | 11.5 | 508.6741 | 0 |  | 0 | 0 | 0 | 0 | 0 | 0 | 0 | 0 |  | 0 | 0 | 0 | Other | Circulator Pump | Circulator Pumps | Circulator pump bronze or stainless learning run hours | ResDHW | 0.01444% | 100% | 100% | 1.8669 | 3.3767e-05 | 0.9659% | 8.696% | 95% | 6.8% | 0.2% | 155.4194 | 6.1115 | 16.1531 | 523.0271 | 0 | 0 | 0 | 602.4973 | 79.4703 |  | 0.17954 | 0 | 0.17954 | 11. $0.175 to $0.200 | 1 | 0 | 01. ($9,999.00) to $0.22 | 1 | 18.4802 | 18.3882 | 18.2967 | 18.2058 | 18.1155 | 18.0256 | 17.9364 | 17.8476 | 17.7594 | 17.6717 | 0 | 0 | 0 | 0 | 0 | 0 | 0 | 0 | 0 | 0 | 0 | 0 | 0 | 0 | 5312.4233 | 5285.9758 | 5259.6868 | 5233.5551 | 5207.5797 | 5181.7595 | 5156.0934 | 5130.5803 | 5105.2191 | 5080.0088 | 0 | 0 | 0 | 0 | 0 | 0 | 0 | 0 | 0 | 0 | 0 | 0 | 0 | 0 | 51952.8817 | 5312.4233 | 10598.399 | 15858.0858 | 21091.6409 | 26299.2206 | 31480.9801 | 36637.0735 | 41767.6538 | 46872.8729 | 51952.8817 | 51952.8817 | 51952.8817 | 51952.8817 | 51952.8817 | 51952.8817 | 51952.8817 | 51952.8817 | 51952.8817 | 51952.8817 | 51952.8817 | 51952.8817 | 51952.8817 | 51952.8817 | 51952.8817 | 0 | 0 | 0 | 0 | 0 | 0 | 0 | 0 | 0 | 0 | 0 | 0 | 0 | 0 | 0 | 0 | 0 | 0 | 0 | 0 | 0 | 0 | 0 | 0 | 0 | 0 | 0 | 0 | 0 | 0 | 0 | 0 | 0 | 0 | 0 | 0 | 0 | 0 | 0 | 0 | 0 | 0 | 0 | 0 | 0 | 0 | 0 | 0 | 0 | 0 | 0 | 0 | 0 | 0 | 0 | 0 | 0 | 0 | 0 | 0 | 0 | 0.76725 | 1.5307 | 2.2903 | 3.0462 | 3.7983 | 4.5466 | 5.2913 | 6.0323 | 6.7696 | 7.5033 | 7.5033 | 7.5033 | 7.5033 | 7.5033 | 7.5033 | 7.5033 | 7.5033 | 7.5033 | 7.5033 | 7.5033 | 7.5033 | 7.5033 | 7.5033 | 7.5033 | 11134.2625 | 11078.8314 | 11023.7325 | 10968.9634 | 10914.5218 | 10860.4054 | 10806.612 | 10753.1393 | 10699.9851 | 10647.1471 | 0 | 0 | 0 | 0 | 0 | 0 | 0 | 0 | 0 | 0 | 0 | 0 | 0 | 0 | 108887.6004 | 0 | 0 | 0 | 0 | 0 | 0 | 0 | 0 | 0 | 0 | 0 | 0 | 0 | 0 | 0 | 0 | 0 | 0 | 0 | 0 | 0.009815% | 0.52142 | 1.0402 | 1.5565 | 2.0702 | 2.5813 | 3.0899 | 3.596 | 4.0995 | 4.6006 | 5.0992 | 5.0992 | 5.0992 | 5.0992 | 5.0992 | 5.0992 | 5.0992 | 5.0992 | 5.0992 | 5.0992 | 5.0992 | 5.0992 | 5.0992 | 5.0992 | 5.0992
| ComResCirculatorPumps_1_3 | Measure_InputOutputCom | RTF Workbook "ComResCirculatorPumps_1_3" | 2020 | Retro | 2022 | 2045 | PSE | Commercial | All Commercial | Electric | Per cast iron pump; >1/6 - ≤1/4 horsepower (>300 - ≤400 Max watts); ECM; Proportional pressure speed control; (PEI 0.85-0.76 or ER 100-115) |  |  | Cast iron pump; >1/6 - ≤1/4 horsepower (>300 - ≤400 Max watts); ECM; Proportional pressure speed control; (PEI 0.85-0.76 or ER 100-115) |  | 325.2258 | 11.5 | 505.5136 | 0 |  | 0 | 0 | 0 | 0 | 0 | 0 | 0 | 0 |  | 0 | 0 | 0 | Other | Circulator Pump | Circulator Pumps | Circulator pump bronze or stainless learning run hours | ResDHW | 0.01444% | 100% | 100% | 1.8669 | 3.3767e-05 | 0.9659% | 8.696% | 95% | 6.8% | 0.2% | 175.8344 | 6.9142 | 18.2749 | 519.7774 | 0 | 0 | 0 | 595.691 | 75.9136 |  | 0.1569 | 0 | 0.1569 | 10. $0.150 to $0.175 | 1 | 0 | 01. ($9,999.00) to $0.22 | 1 | 18.4802 | 18.3882 | 18.2967 | 18.2058 | 18.1155 | 18.0256 | 17.9364 | 17.8476 | 17.7594 | 17.6717 | 0 | 0 | 0 | 0 | 0 | 0 | 0 | 0 | 0 | 0 | 0 | 0 | 0 | 0 | 6010.2326 | 5980.3111 | 5950.5689 | 5921.0048 | 5891.6174 | 5862.4056 | 5833.3681 | 5804.5038 | 5775.8113 | 5747.2895 | 0 | 0 | 0 | 0 | 0 | 0 | 0 | 0 | 0 | 0 | 0 | 0 | 0 | 0 | 58777.1131 | 6010.2326 | 11990.5437 | 17941.1126 | 23862.1174 | 29753.7348 | 35616.1404 | 41449.5085 | 47254.0122 | 53029.8235 | 58777.1131 | 58777.1131 | 58777.1131 | 58777.1131 | 58777.1131 | 58777.1131 | 58777.1131 | 58777.1131 | 58777.1131 | 58777.1131 | 58777.1131 | 58777.1131 | 58777.1131 | 58777.1131 | 58777.1131 | 0 | 0 | 0 | 0 | 0 | 0 | 0 | 0 | 0 | 0 | 0 | 0 | 0 | 0 | 0 | 0 | 0 | 0 | 0 | 0 | 0 | 0 | 0 | 0 | 0 | 0 | 0 | 0 | 0 | 0 | 0 | 0 | 0 | 0 | 0 | 0 | 0 | 0 | 0 | 0 | 0 | 0 | 0 | 0 | 0 | 0 | 0 | 0 | 0 | 0 | 0 | 0 | 0 | 0 | 0 | 0 | 0 | 0 | 0 | 0 | 0 | 0.86803 | 1.7317 | 2.5911 | 3.4463 | 4.2972 | 5.1439 | 5.9863 | 6.8247 | 7.6588 | 8.4889 | 8.4889 | 8.4889 | 8.4889 | 8.4889 | 8.4889 | 8.4889 | 8.4889 | 8.4889 | 8.4889 | 8.4889 | 8.4889 | 8.4889 | 8.4889 | 8.4889 | 11008.4802 | 10953.6754 | 10899.1989 | 10845.0485 | 10791.222 | 10737.717 | 10684.5312 | 10631.6626 | 10579.1088 | 10526.8677 | 0 | 0 | 0 | 0 | 0 | 0 | 0 | 0 | 0 | 0 | 0 | 0 | 0 | 0 | 107657.5124 | 0 | 0 | 0 | 0 | 0 | 0 | 0 | 0 | 0 | 0 | 0 | 0 | 0 | 0 | 0 | 0 | 0 | 0 | 0 | 0 | 0.009815% | 0.58991 | 1.1769 | 1.7609 | 2.3421 | 2.9204 | 3.4958 | 4.0683 | 4.638 | 5.2049 | 5.769 | 5.769 | 5.769 | 5.769 | 5.769 | 5.769 | 5.769 | 5.769 | 5.769 | 5.769 | 5.769 | 5.769 | 5.769 | 5.769 | 5.769
| ComResCirculatorPumps_1_3 | Measure_InputOutputCom | RTF Workbook "ComResCirculatorPumps_1_3" | 2020 | Retro | 2022 | 2045 | PSE | Commercial | All Commercial | Electric | Per cast iron pump; >1/4 - ≤1/2 horsepower (>400 - ≤550 Max watts); ECM; Proportional pressure speed control; (PEI 0.85-0.76 or ER 95-110) |  |  | Cast iron pump; >1/4 - ≤1/2 horsepower (>400 - ≤550 Max watts); ECM; Proportional pressure speed control; (PEI 0.85-0.76 or ER 95-110) |  | 506.4395 | 11.5 | 496.032 | 0 |  | 0 | 0 | 0 | 0 | 0 | 0 | 0 | 0 |  | 0 | 0 | 0 | Other | Circulator Pump | Circulator Pumps | Circulator pump bronze or stainless learning run hours | ResDHW | 0.01444% | 100% | 100% | 1.8669 | 3.3767e-05 | 0.9659% | 8.696% | 95% | 6.8% | 0.2% | 273.8082 | 10.7668 | 28.4575 | 510.0283 | 0 | 0 | 0 | 570.0105 | 59.9821 |  | 0.096417 | 0 | 0.096417 | 07. $0.085 to $0.115 | 0 | 0 | 01. ($9,999.00) to $0.22 | 1 | 18.4802 | 18.3882 | 18.2967 | 18.2058 | 18.1155 | 18.0256 | 17.9364 | 17.8476 | 17.7594 | 17.6717 | 0 | 0 | 0 | 0 | 0 | 0 | 0 | 0 | 0 | 0 | 0 | 0 | 0 | 0 | 9359.0958 | 9312.5023 | 9266.1879 | 9220.1508 | 9174.389 | 9128.9006 | 9083.6836 | 9038.7362 | 8994.0565 | 8949.6426 | 0 | 0 | 0 | 0 | 0 | 0 | 0 | 0 | 0 | 0 | 0 | 0 | 0 | 0 | 91527.3453 | 9359.0958 | 18671.5981 | 27937.786 | 37157.9368 | 46332.3258 | 55461.2264 | 64544.91 | 73583.6462 | 82577.7027 | 91527.3453 | 91527.3453 | 91527.3453 | 91527.3453 | 91527.3453 | 91527.3453 | 91527.3453 | 91527.3453 | 91527.3453 | 91527.3453 | 91527.3453 | 91527.3453 | 91527.3453 | 91527.3453 | 91527.3453 | 0 | 0 | 0 | 0 | 0 | 0 | 0 | 0 | 0 | 0 | 0 | 0 | 0 | 0 | 0 | 0 | 0 | 0 | 0 | 0 | 0 | 0 | 0 | 0 | 0 | 0 | 0 | 0 | 0 | 0 | 0 | 0 | 0 | 0 | 0 | 0 | 0 | 0 | 0 | 0 | 0 | 0 | 0 | 0 | 0 | 0 | 0 | 0 | 0 | 0 | 0 | 0 | 0 | 0 | 0 | 0 | 0 | 0 | 0 | 0 | 0 | 1.3517 | 2.6966 | 4.0349 | 5.3665 | 6.6915 | 8.01 | 9.3219 | 10.6273 | 11.9263 | 13.2188 | 13.2188 | 13.2188 | 13.2188 | 13.2188 | 13.2188 | 13.2188 | 13.2188 | 13.2188 | 13.2188 | 13.2188 | 13.2188 | 13.2188 | 13.2188 | 13.2188 | 10533.8988 | 10481.4566 | 10429.3286 | 10377.5127 | 10326.0066 | 10274.8082 | 10223.9154 | 10173.3259 | 10123.0378 | 10073.0488 | 0 | 0 | 0 | 0 | 0 | 0 | 0 | 0 | 0 | 0 | 0 | 0 | 0 | 0 | 103016.3395 | 0 | 0 | 0 | 0 | 0 | 0 | 0 | 0 | 0 | 0 | 0 | 0 | 0 | 0 | 0 | 0 | 0 | 0 | 0 | 0 | 0.009815% | 0.9186 | 1.8326 | 2.7421 | 3.6471 | 4.5476 | 5.4436 | 6.3351 | 7.2223 | 8.1051 | 8.9835 | 8.9835 | 8.9835 | 8.9835 | 8.9835 | 8.9835 | 8.9835 | 8.9835 | 8.9835 | 8.9835 | 8.9835 | 8.9835 | 8.9835 | 8.9835 | 8.9835
| ComResCirculatorPumps_1_3 | Measure_InputOutputCom | RTF Workbook "ComResCirculatorPumps_1_3" | 2020 | Retro | 2022 | 2045 | PSE | Commercial | All Commercial | Electric | Per cast iron pump; >1/2 - ≤3/4 horsepower (>550 - ≤750 Max watts); ECM; Proportional pressure speed control; (PEI 0.85-0.76 or ER 90-105) |  |  | Cast iron pump; >1/2 - ≤3/4 horsepower (>550 - ≤750 Max watts); ECM; Proportional pressure speed control; (PEI 0.85-0.76 or ER 90-105) |  | 687.6532 | 11.5 | 486.5505 | 0 |  | 0 | 0 | 0 | 0 | 0 | 0 | 0 | 0 |  | 0 | 0 | 0 | Other | Circulator Pump | Circulator Pumps | Circulator pump bronze or stainless learning run hours | ResDHW | 0.01444% | 100% | 100% | 1.8669 | 3.3767e-05 | 0.9659% | 8.696% | 95% | 6.8% | 0.2% | 371.782 | 14.6194 | 38.6401 | 500.2793 | 0 | 0 | 0 | 544.3299 | 44.0506 |  | 0.06781 | 0 | 0.06781 | 04. $0.062 to $0.070 | 0 | 0 | 01. ($9,999.00) to $0.22 | 1 | 18.4802 | 18.3882 | 18.2967 | 18.2058 | 18.1155 | 18.0256 | 17.9364 | 17.8476 | 17.7594 | 17.6717 | 0 | 0 | 0 | 0 | 0 | 0 | 0 | 0 | 0 | 0 | 0 | 0 | 0 | 0 | 12707.959 | 12644.6934 | 12581.8069 | 12519.2969 | 12457.1606 | 12395.3956 | 12333.9991 | 12272.9686 | 12212.3017 | 12151.9956 | 0 | 0 | 0 | 0 | 0 | 0 | 0 | 0 | 0 | 0 | 0 | 0 | 0 | 0 | 124277.5775 | 12707.959 | 25352.6525 | 37934.4594 | 50453.7563 | 62910.9169 | 75306.3125 | 87640.3115 | 99913.2802 | 112125.5818 | 124277.5775 | 124277.5775 | 124277.5775 | 124277.5775 | 124277.5775 | 124277.5775 | 124277.5775 | 124277.5775 | 124277.5775 | 124277.5775 | 124277.5775 | 124277.5775 | 124277.5775 | 124277.5775 | 124277.5775 | 0 | 0 | 0 | 0 | 0 | 0 | 0 | 0 | 0 | 0 | 0 | 0 | 0 | 0 | 0 | 0 | 0 | 0 | 0 | 0 | 0 | 0 | 0 | 0 | 0 | 0 | 0 | 0 | 0 | 0 | 0 | 0 | 0 | 0 | 0 | 0 | 0 | 0 | 0 | 0 | 0 | 0 | 0 | 0 | 0 | 0 | 0 | 0 | 0 | 0 | 0 | 0 | 0 | 0 | 0 | 0 | 0 | 0 | 0 | 0 | 0 | 1.8353 | 3.6616 | 5.4787 | 7.2868 | 9.0859 | 10.8761 | 12.6574 | 14.43 | 16.1937 | 17.9488 | 17.9488 | 17.9488 | 17.9488 | 17.9488 | 17.9488 | 17.9488 | 17.9488 | 17.9488 | 17.9488 | 17.9488 | 17.9488 | 17.9488 | 17.9488 | 17.9488 | 10059.3173 | 10009.2378 | 9959.4583 | 9909.9769 | 9860.7913 | 9811.8995 | 9763.2995 | 9714.9893 | 9666.9668 | 9619.2299 | 0 | 0 | 0 | 0 | 0 | 0 | 0 | 0 | 0 | 0 | 0 | 0 | 0 | 0 | 98375.1666 | 0 | 0 | 0 | 0 | 0 | 0 | 0 | 0 | 0 | 0 | 0 | 0 | 0 | 0 | 0 | 0 | 0 | 0 | 0 | 0 | 0.009815% | 1.2473 | 2.4884 | 3.7233 | 4.9521 | 6.1748 | 7.3914 | 8.602 | 9.8066 | 11.0052 | 12.198 | 12.198 | 12.198 | 12.198 | 12.198 | 12.198 | 12.198 | 12.198 | 12.198 | 12.198 | 12.198 | 12.198 | 12.198 | 12.198 | 12.198
| ComResCirculatorPumps_1_3 | Measure_InputOutputCom | RTF Workbook "ComResCirculatorPumps_1_3" | 2020 | Retro | 2022 | 2045 | PSE | Commercial | All Commercial | Electric | Per cast iron pump; >3/4 - ≤1.25 horsepower (>750 - ≤1000 Max watts); ECM; Proportional pressure speed control; (PEI 0.85-0.76 or ER 80-100) |  |  | Cast iron pump; >3/4 - ≤1.25 horsepower (>750 - ≤1000 Max watts); ECM; Proportional pressure speed control; (PEI 0.85-0.76 or ER 80-100) |  | 808.6732 | 11.5 | 477.069 | 0 |  | 0 | 0 | 0 | 0 | 0 | 0 | 0 | 0 |  | 0 | 0 | 0 | Other | Circulator Pump | Circulator Pumps | Circulator pump bronze or stainless learning run hours | ResDHW | 0.01444% | 100% | 100% | 1.8669 | 3.3767e-05 | 0.9659% | 8.696% | 95% | 6.8% | 0.2% | 437.2119 | 17.1922 | 45.4404 | 490.5302 | 0 | 0 | 0 | 523.3114 | 32.7812 |  | 0.055435 | 0 | 0.055435 | 03. $0.055 to $0.062 | 1 | 0 | 01. ($9,999.00) to $0.22 | 1 | 18.4802 | 18.3882 | 18.2967 | 18.2058 | 18.1155 | 18.0256 | 17.9364 | 17.8476 | 17.7594 | 17.6717 | 0 | 0 | 0 | 0 | 0 | 0 | 0 | 0 | 0 | 0 | 0 | 0 | 0 | 0 | 14944.4309 | 14870.0312 | 14796.0773 | 14722.5661 | 14649.4945 | 14576.8594 | 14504.6578 | 14432.8866 | 14361.5428 | 14290.6235 | 0 | 0 | 0 | 0 | 0 | 0 | 0 | 0 | 0 | 0 | 0 | 0 | 0 | 0 | 146149.17 | 14944.4309 | 29814.462 | 44610.5393 | 59333.1054 | 73982.5999 | 88559.4593 | 103064.117 | 117497.0036 | 131858.5464 | 146149.17 | 146149.17 | 146149.17 | 146149.17 | 146149.17 | 146149.17 | 146149.17 | 146149.17 | 146149.17 | 146149.17 | 146149.17 | 146149.17 | 146149.17 | 146149.17 | 146149.17 | 0 | 0 | 0 | 0 | 0 | 0 | 0 | 0 | 0 | 0 | 0 | 0 | 0 | 0 | 0 | 0 | 0 | 0 | 0 | 0 | 0 | 0 | 0 | 0 | 0 | 0 | 0 | 0 | 0 | 0 | 0 | 0 | 0 | 0 | 0 | 0 | 0 | 0 | 0 | 0 | 0 | 0 | 0 | 0 | 0 | 0 | 0 | 0 | 0 | 0 | 0 | 0 | 0 | 0 | 0 | 0 | 0 | 0 | 0 | 0 | 0 | 2.1583 | 4.306 | 6.4429 | 8.5692 | 10.6849 | 12.7902 | 14.885 | 16.9695 | 19.0437 | 21.1076 | 21.1076 | 21.1076 | 21.1076 | 21.1076 | 21.1076 | 21.1076 | 21.1076 | 21.1076 | 21.1076 | 21.1076 | 21.1076 | 21.1076 | 21.1076 | 21.1076 | 9670.8918 | 9622.746 | 9574.8887 | 9527.3179 | 9480.0315 | 9433.0277 | 9386.3043 | 9339.8595 | 9293.6913 | 9247.7977 | 0 | 0 | 0 | 0 | 0 | 0 | 0 | 0 | 0 | 0 | 0 | 0 | 0 | 0 | 94576.5565 | 0 | 0 | 0 | 0 | 0 | 0 | 0 | 0 | 0 | 0 | 0 | 0 | 0 | 0 | 0 | 0 | 0 | 0 | 0 | 0 | 0.009815% | 1.4668 | 2.9263 | 4.3786 | 5.8236 | 7.2615 | 8.6922 | 10.1158 | 11.5324 | 12.942 | 14.3447 | 14.3447 | 14.3447 | 14.3447 | 14.3447 | 14.3447 | 14.3447 | 14.3447 | 14.3447 | 14.3447 | 14.3447 | 14.3447 | 14.3447 | 14.3447 | 14.3447
| ComResCirculatorPumps_1_3 | Measure_InputOutputCom | RTF Workbook "ComResCirculatorPumps_1_3" | 2020 | Retro | 2022 | 2045 | PSE | Commercial | All Commercial | Electric | Per cast iron pump; >1.25 - ≤1.75 horsepower (>1000 - ≤1300 Max watts); ECM; Proportional pressure speed control; (PEI 0.85-0.76 or ER 80-100) |  |  | Cast iron pump; >1.25 - ≤1.75 horsepower (>1000 - ≤1300 Max watts); ECM; Proportional pressure speed control; (PEI 0.85-0.76 or ER 80-100) |  | 1213.0098 | 11.5 | 771.9933 | 0 |  | 0 | 0 | 0 | 0 | 0 | 0 | 0 | 0 |  | 0 | 0 | 0 | Other | Circulator Pump | Circulator Pumps | Circulator pump bronze or stainless learning run hours | ResDHW | 0.01444% | 100% | 100% | 1.8669 | 3.3767e-05 | 0.9659% | 8.696% | 95% | 6.8% | 0.2% | 655.8178 | 25.7883 | 68.1606 | 793.7763 | 0 | 0 | 0 | 854.226 | 60.4497 |  | 0.060326 | 0 | 0.060326 | 03. $0.055 to $0.062 | 1 | 0 | 01. ($9,999.00) to $0.22 | 1 | 18.4802 | 18.3882 | 18.2967 | 18.2058 | 18.1155 | 18.0256 | 17.9364 | 17.8476 | 17.7594 | 17.6717 | 0 | 0 | 0 | 0 | 0 | 0 | 0 | 0 | 0 | 0 | 0 | 0 | 0 | 0 | 22416.6463 | 22305.0468 | 22194.1159 | 22083.8491 | 21974.2417 | 21865.2891 | 21756.9866 | 21649.3299 | 21542.3142 | 21435.9353 | 0 | 0 | 0 | 0 | 0 | 0 | 0 | 0 | 0 | 0 | 0 | 0 | 0 | 0 | 219223.755 | 22416.6463 | 44721.6931 | 66915.809 | 88999.6581 | 110973.8998 | 132839.1889 | 154596.1756 | 176245.5054 | 197787.8197 | 219223.755 | 219223.755 | 219223.755 | 219223.755 | 219223.755 | 219223.755 | 219223.755 | 219223.755 | 219223.755 | 219223.755 | 219223.755 | 219223.755 | 219223.755 | 219223.755 | 219223.755 | 0 | 0 | 0 | 0 | 0 | 0 | 0 | 0 | 0 | 0 | 0 | 0 | 0 | 0 | 0 | 0 | 0 | 0 | 0 | 0 | 0 | 0 | 0 | 0 | 0 | 0 | 0 | 0 | 0 | 0 | 0 | 0 | 0 | 0 | 0 | 0 | 0 | 0 | 0 | 0 | 0 | 0 | 0 | 0 | 0 | 0 | 0 | 0 | 0 | 0 | 0 | 0 | 0 | 0 | 0 | 0 | 0 | 0 | 0 | 0 | 0 | 3.2375 | 6.4589 | 9.6643 | 12.8538 | 16.0274 | 19.1853 | 22.3275 | 25.4542 | 28.5655 | 31.6614 | 31.6614 | 31.6614 | 31.6614 | 31.6614 | 31.6614 | 31.6614 | 31.6614 | 31.6614 | 31.6614 | 31.6614 | 31.6614 | 31.6614 | 31.6614 | 31.6614 | 15786.2543 | 15707.6637 | 15629.5439 | 15551.8918 | 15474.7041 | 15397.9774 | 15321.7087 | 15245.8946 | 15170.532 | 15095.6179 | 0 | 0 | 0 | 0 | 0 | 0 | 0 | 0 | 0 | 0 | 0 | 0 | 0 | 0 | 154381.7884 | 0 | 0 | 0 | 0 | 0 | 0 | 0 | 0 | 0 | 0 | 0 | 0 | 0 | 0 | 0 | 0 | 0 | 0 | 0 | 0 | 0.009815% | 2.2002 | 4.3895 | 6.5679 | 8.7354 | 10.8922 | 13.0383 | 15.1738 | 17.2987 | 19.4131 | 21.517 | 21.517 | 21.517 | 21.517 | 21.517 | 21.517 | 21.517 | 21.517 | 21.517 | 21.517 | 21.517 | 21.517 | 21.517 | 21.517 | 21.517
| ComResCirculatorPumps_1_3 | Measure_InputOutputCom | RTF Workbook "ComResCirculatorPumps_1_3" | 2020 | Retro | 2022 | 2045 | PSE | Commercial | All Commercial | Electric | Per cast iron pump; >1.75 - ≤2.5 horsepower (>1300 - ≤1750 Max watts); ECM; Proportional pressure speed control; (PEI 0.85-0.76 or ER 80-100) |  |  | Cast iron pump; >1.75 - ≤2.5 horsepower (>1300 - ≤1750 Max watts); ECM; Proportional pressure speed control; (PEI 0.85-0.76 or ER 80-100) |  | 1617.3464 | 11.5 | 1066.9176 | 0 |  | 0 | 0 | 0 | 0 | 0 | 0 | 0 | 0 |  | 0 | 0 | 0 | Other | Circulator Pump | Circulator Pumps | Circulator pump bronze or stainless learning run hours | ResDHW | 0.01444% | 100% | 100% | 1.8669 | 3.3767e-05 | 0.9659% | 8.696% | 95% | 6.8% | 0.2% | 874.4238 | 34.3845 | 90.8808 | 1097.0223 | 0 | 0 | 0 | 1185.1405 | 88.1182 |  | 0.062772 | 0 | 0.062772 | 04. $0.062 to $0.070 | 0 | 0 | 01. ($9,999.00) to $0.22 | 1 | 18.4802 | 18.3882 | 18.2967 | 18.2058 | 18.1155 | 18.0256 | 17.9364 | 17.8476 | 17.7594 | 17.6717 | 0 | 0 | 0 | 0 | 0 | 0 | 0 | 0 | 0 | 0 | 0 | 0 | 0 | 0 | 29888.8617 | 29740.0623 | 29592.1546 | 29445.1322 | 29298.989 | 29153.7188 | 29009.3155 | 28865.7732 | 28723.0857 | 28581.2471 | 0 | 0 | 0 | 0 | 0 | 0 | 0 | 0 | 0 | 0 | 0 | 0 | 0 | 0 | 292298.34 | 29888.8617 | 59628.9241 | 89221.0786 | 118666.2108 | 147965.1998 | 177118.9186 | 206128.2341 | 234994.0072 | 263717.0929 | 292298.34 | 292298.34 | 292298.34 | 292298.34 | 292298.34 | 292298.34 | 292298.34 | 292298.34 | 292298.34 | 292298.34 | 292298.34 | 292298.34 | 292298.34 | 292298.34 | 292298.34 | 0 | 0 | 0 | 0 | 0 | 0 | 0 | 0 | 0 | 0 | 0 | 0 | 0 | 0 | 0 | 0 | 0 | 0 | 0 | 0 | 0 | 0 | 0 | 0 | 0 | 0 | 0 | 0 | 0 | 0 | 0 | 0 | 0 | 0 | 0 | 0 | 0 | 0 | 0 | 0 | 0 | 0 | 0 | 0 | 0 | 0 | 0 | 0 | 0 | 0 | 0 | 0 | 0 | 0 | 0 | 0 | 0 | 0 | 0 | 0 | 0 | 4.3167 | 8.6119 | 12.8857 | 17.1384 | 21.3699 | 25.5804 | 29.7701 | 33.939 | 38.0873 | 42.2152 | 42.2152 | 42.2152 | 42.2152 | 42.2152 | 42.2152 | 42.2152 | 42.2152 | 42.2152 | 42.2152 | 42.2152 | 42.2152 | 42.2152 | 42.2152 | 42.2152 | 21901.6168 | 21792.5813 | 21684.1991 | 21576.4658 | 21469.3766 | 21362.9272 | 21257.113 | 21151.9297 | 21047.3728 | 20943.438 | 0 | 0 | 0 | 0 | 0 | 0 | 0 | 0 | 0 | 0 | 0 | 0 | 0 | 0 | 214187.0204 | 0 | 0 | 0 | 0 | 0 | 0 | 0 | 0 | 0 | 0 | 0 | 0 | 0 | 0 | 0 | 0 | 0 | 0 | 0 | 0 | 0.009815% | 2.9336 | 5.8526 | 8.7571 | 11.6472 | 14.5229 | 17.3844 | 20.2317 | 23.0649 | 25.8841 | 28.6894 | 28.6894 | 28.6894 | 28.6894 | 28.6894 | 28.6894 | 28.6894 | 28.6894 | 28.6894 | 28.6894 | 28.6894 | 28.6894 | 28.6894 | 28.6894 | 28.6894
| ComResCirculatorPumps_1_3 | Measure_InputOutputCom | RTF Workbook "ComResCirculatorPumps_1_3" | 2020 | Retro | 2022 | 2045 | PSE | Commercial | All Commercial | Electric | Per cast iron pump; >2.5 - ≤3.5 horsepower (>1750 - ≤2350 Max watts); ECM; Proportional pressure speed control; (PEI 0.85-0.76 or ER 80-100) |  |  | Cast iron pump; >2.5 - ≤3.5 horsepower (>1750 - ≤2350 Max watts); ECM; Proportional pressure speed control; (PEI 0.85-0.76 or ER 80-100) |  | 2426.0196 | 11.5 | 1656.7662 | 0 |  | 0 | 0 | 0 | 0 | 0 | 0 | 0 | 0 |  | 0 | 0 | 0 | Other | Circulator Pump | Circulator Pumps | Circulator pump bronze or stainless learning run hours | ResDHW | 0.01444% | 100% | 100% | 1.8669 | 3.3767e-05 | 0.9659% | 8.696% | 95% | 6.8% | 0.2% | 1311.6357 | 51.5767 | 136.3212 | 1703.5144 | 0 | 0 | 0 | 1846.9697 | 143.4553 |  | 0.065217 | 0 | 0.065217 | 04. $0.062 to $0.070 | 0 | 0 | 01. ($9,999.00) to $0.22 | 1 | 18.4802 | 18.3882 | 18.2967 | 18.2058 | 18.1155 | 18.0256 | 17.9364 | 17.8476 | 17.7594 | 17.6717 | 0 | 0 | 0 | 0 | 0 | 0 | 0 | 0 | 0 | 0 | 0 | 0 | 0 | 0 | 44833.2926 | 44610.0935 | 44388.2319 | 44167.6983 | 43948.4834 | 43730.5782 | 43513.9733 | 43298.6597 | 43084.6285 | 42871.8706 | 0 | 0 | 0 | 0 | 0 | 0 | 0 | 0 | 0 | 0 | 0 | 0 | 0 | 0 | 438447.51 | 44833.2926 | 89443.3861 | 133831.618 | 177999.3162 | 221947.7997 | 265678.3778 | 309192.3511 | 352491.0108 | 395575.6393 | 438447.51 | 438447.51 | 438447.51 | 438447.51 | 438447.51 | 438447.51 | 438447.51 | 438447.51 | 438447.51 | 438447.51 | 438447.51 | 438447.51 | 438447.51 | 438447.51 | 438447.51 | 0 | 0 | 0 | 0 | 0 | 0 | 0 | 0 | 0 | 0 | 0 | 0 | 0 | 0 | 0 | 0 | 0 | 0 | 0 | 0 | 0 | 0 | 0 | 0 | 0 | 0 | 0 | 0 | 0 | 0 | 0 | 0 | 0 | 0 | 0 | 0 | 0 | 0 | 0 | 0 | 0 | 0 | 0 | 0 | 0 | 0 | 0 | 0 | 0 | 0 | 0 | 0 | 0 | 0 | 0 | 0 | 0 | 0 | 0 | 0 | 0 | 6.475 | 12.9179 | 19.3286 | 25.7075 | 32.0548 | 38.3706 | 44.6551 | 50.9085 | 57.131 | 63.3228 | 63.3228 | 63.3228 | 63.3228 | 63.3228 | 63.3228 | 63.3228 | 63.3228 | 63.3228 | 63.3228 | 63.3228 | 63.3228 | 63.3228 | 63.3228 | 63.3228 | 34132.3418 | 33962.4166 | 33793.5096 | 33625.6136 | 33458.7217 | 33292.8267 | 33127.9218 | 32963.9999 | 32801.0543 | 32639.0782 | 0 | 0 | 0 | 0 | 0 | 0 | 0 | 0 | 0 | 0 | 0 | 0 | 0 | 0 | 333797.4843 | 0 | 0 | 0 | 0 | 0 | 0 | 0 | 0 | 0 | 0 | 0 | 0 | 0 | 0 | 0 | 0 | 0 | 0 | 0 | 0 | 0.009815% | 4.4004 | 8.779 | 13.1357 | 17.4708 | 21.7844 | 26.0766 | 30.3475 | 34.5973 | 38.8261 | 43.0341 | 43.0341 | 43.0341 | 43.0341 | 43.0341 | 43.0341 | 43.0341 | 43.0341 | 43.0341 | 43.0341 | 43.0341 | 43.0341 | 43.0341 | 43.0341 | 43.0341
| ComResCirculatorPumps_1_3 | Measure_InputOutputCom | RTF Workbook "ComResCirculatorPumps_1_3" | 2020 | Retro | 2022 | 2045 | PSE | Commercial | All Commercial | Electric | Per cast iron pump; >3.5 - ≤4.5 horsepower (>2350 - ≤3100 Max watts); ECM; Proportional pressure speed control; (PEI 0.85-0.76 or ER 80-100) |  |  | Cast iron pump; >3.5 - ≤4.5 horsepower (>2350 - ≤3100 Max watts); ECM; Proportional pressure speed control; (PEI 0.85-0.76 or ER 80-100) |  | 3234.6928 | 11.5 | 2246.6148 | 0 |  | 0 | 0 | 0 | 0 | 0 | 0 | 0 | 0 |  | 0 | 0 | 0 | Other | Circulator Pump | Circulator Pumps | Circulator pump bronze or stainless learning run hours | ResDHW | 0.01444% | 100% | 100% | 1.8669 | 3.3767e-05 | 0.9659% | 8.696% | 95% | 6.8% | 0.2% | 1748.8476 | 68.7689 | 181.7617 | 2310.0064 | 0 | 0 | 0 | 2508.7988 | 198.7924 |  | 0.06644 | 0 | 0.06644 | 04. $0.062 to $0.070 | 1 | 0 | 01. ($9,999.00) to $0.22 | 1 | 18.4802 | 18.3882 | 18.2967 | 18.2058 | 18.1155 | 18.0256 | 17.9364 | 17.8476 | 17.7594 | 17.6717 | 0 | 0 | 0 | 0 | 0 | 0 | 0 | 0 | 0 | 0 | 0 | 0 | 0 | 0 | 59777.7235 | 59480.1247 | 59184.3091 | 58890.2644 | 58597.9779 | 58307.4375 | 58018.631 | 57731.5463 | 57446.1713 | 57162.4942 | 0 | 0 | 0 | 0 | 0 | 0 | 0 | 0 | 0 | 0 | 0 | 0 | 0 | 0 | 584596.68 | 59777.7235 | 119257.8481 | 178442.1573 | 237332.4216 | 295930.3996 | 354237.8371 | 412256.4681 | 469988.0145 | 527434.1858 | 584596.68 | 584596.68 | 584596.68 | 584596.68 | 584596.68 | 584596.68 | 584596.68 | 584596.68 | 584596.68 | 584596.68 | 584596.68 | 584596.68 | 584596.68 | 584596.68 | 584596.68 | 0 | 0 | 0 | 0 | 0 | 0 | 0 | 0 | 0 | 0 | 0 | 0 | 0 | 0 | 0 | 0 | 0 | 0 | 0 | 0 | 0 | 0 | 0 | 0 | 0 | 0 | 0 | 0 | 0 | 0 | 0 | 0 | 0 | 0 | 0 | 0 | 0 | 0 | 0 | 0 | 0 | 0 | 0 | 0 | 0 | 0 | 0 | 0 | 0 | 0 | 0 | 0 | 0 | 0 | 0 | 0 | 0 | 0 | 0 | 0 | 0 | 8.6334 | 17.2238 | 25.7715 | 34.2767 | 42.7397 | 51.1608 | 59.5401 | 67.878 | 76.1747 | 84.4303 | 84.4303 | 84.4303 | 84.4303 | 84.4303 | 84.4303 | 84.4303 | 84.4303 | 84.4303 | 84.4303 | 84.4303 | 84.4303 | 84.4303 | 84.4303 | 84.4303 | 46363.0668 | 46132.2519 | 45902.82 | 45674.7615 | 45448.0668 | 45222.7262 | 44998.7305 | 44776.0702 | 44554.7359 | 44334.7184 | 0 | 0 | 0 | 0 | 0 | 0 | 0 | 0 | 0 | 0 | 0 | 0 | 0 | 0 | 453407.9482 | 0 | 0 | 0 | 0 | 0 | 0 | 0 | 0 | 0 | 0 | 0 | 0 | 0 | 0 | 0 | 0 | 0 | 0 | 0 | 0 | 0.009815% | 5.8672 | 11.7053 | 17.5143 | 23.2944 | 29.0459 | 34.7688 | 40.4634 | 46.1298 | 51.7682 | 57.3787 | 57.3787 | 57.3787 | 57.3787 | 57.3787 | 57.3787 | 57.3787 | 57.3787 | 57.3787 | 57.3787 | 57.3787 | 57.3787 | 57.3787 | 57.3787 | 57.3787
| ComResCirculatorPumps_1_3 | Measure_InputOutputCom | RTF Workbook "ComResCirculatorPumps_1_3" | 2020 | Retro | 2022 | 2045 | PSE | Commercial | All Commercial | Electric | Per cast iron pump; >4.5 - ≤5 horsepower (>3100 - ≤3700 Max watts); ECM; Proportional pressure speed control; (PEI 0.85-0.76 or ER 80-100) |  |  | Cast iron pump; >4.5 - ≤5 horsepower (>3100 - ≤3700 Max watts); ECM; Proportional pressure speed control; (PEI 0.85-0.76 or ER 80-100) |  | 4043.3661 | 11.5 | 2836.4634 | 0 |  | 0 | 0 | 0 | 0 | 0 | 0 | 0 | 0 |  | 0 | 0 | 0 | Other | Circulator Pump | Circulator Pumps | Circulator pump bronze or stainless learning run hours | ResDHW | 0.01444% | 100% | 100% | 1.8669 | 3.3767e-05 | 0.9659% | 8.696% | 95% | 6.8% | 0.2% | 2186.0595 | 85.9612 | 227.2021 | 2916.4985 | 0 | 0 | 0 | 3170.6279 | 254.1295 |  | 0.067174 | 0 | 0.067174 | 04. $0.062 to $0.070 | 1 | 0 | 01. ($9,999.00) to $0.22 | 1 | 18.4802 | 18.3882 | 18.2967 | 18.2058 | 18.1155 | 18.0256 | 17.9364 | 17.8476 | 17.7594 | 17.6717 | 0 | 0 | 0 | 0 | 0 | 0 | 0 | 0 | 0 | 0 | 0 | 0 | 0 | 0 | 74722.1543 | 74350.1559 | 73980.3864 | 73612.8304 | 73247.4724 | 72884.2969 | 72523.2888 | 72164.4329 | 71807.7142 | 71453.1177 | 0 | 0 | 0 | 0 | 0 | 0 | 0 | 0 | 0 | 0 | 0 | 0 | 0 | 0 | 730745.85 | 74722.1543 | 149072.3102 | 223052.6966 | 296665.5271 | 369912.9995 | 442797.2964 | 515320.5852 | 587485.0181 | 659292.7322 | 730745.85 | 730745.85 | 730745.85 | 730745.85 | 730745.85 | 730745.85 | 730745.85 | 730745.85 | 730745.85 | 730745.85 | 730745.85 | 730745.85 | 730745.85 | 730745.85 | 730745.85 | 0 | 0 | 0 | 0 | 0 | 0 | 0 | 0 | 0 | 0 | 0 | 0 | 0 | 0 | 0 | 0 | 0 | 0 | 0 | 0 | 0 | 0 | 0 | 0 | 0 | 0 | 0 | 0 | 0 | 0 | 0 | 0 | 0 | 0 | 0 | 0 | 0 | 0 | 0 | 0 | 0 | 0 | 0 | 0 | 0 | 0 | 0 | 0 | 0 | 0 | 0 | 0 | 0 | 0 | 0 | 0 | 0 | 0 | 0 | 0 | 0 | 10.7917 | 21.5298 | 32.2144 | 42.8459 | 53.4247 | 63.951 | 74.4252 | 84.8475 | 95.2183 | 105.5379 | 105.5379 | 105.5379 | 105.5379 | 105.5379 | 105.5379 | 105.5379 | 105.5379 | 105.5379 | 105.5379 | 105.5379 | 105.5379 | 105.5379 | 105.5379 | 105.5379 | 58593.7918 | 58302.0872 | 58012.1304 | 57723.9094 | 57437.4118 | 57152.6258 | 56869.5392 | 56588.1404 | 56308.4174 | 56030.3587 | 0 | 0 | 0 | 0 | 0 | 0 | 0 | 0 | 0 | 0 | 0 | 0 | 0 | 0 | 573018.4121 | 0 | 0 | 0 | 0 | 0 | 0 | 0 | 0 | 0 | 0 | 0 | 0 | 0 | 0 | 0 | 0 | 0 | 0 | 0 | 0 | 0.009815% | 7.3341 | 14.6316 | 21.8928 | 29.118 | 36.3073 | 43.461 | 50.5792 | 57.6622 | 64.7102 | 71.7234 | 71.7234 | 71.7234 | 71.7234 | 71.7234 | 71.7234 | 71.7234 | 71.7234 | 71.7234 | 71.7234 | 71.7234 | 71.7234 | 71.7234 | 71.7234 | 71.7234
| ComResCirculatorPumps_1_3 | Measure_InputOutputCom | RTF Workbook "ComResCirculatorPumps_1_3" | 2020 | Retro | 2022 | 2045 | PSE | Commercial | All Commercial | Electric | Per cast iron pump; >1/16 - ≤1/8 horsepower (>100 - ≤200 Max watts); ECM; Differential temperature speed control; (PEI <0.60 or ER >145) |  |  | Cast iron pump; >1/16 - ≤1/8 horsepower (>100 - ≤200 Max watts); ECM; Differential temperature speed control; (PEI <0.60 or ER >145) |  | 292.1447 | 11.5 | 371.8613 | 0 |  | 0 | 0 | 0 | 0 | 0 | 0 | 0 | 0 |  | 0 | 0 | 0 | Other | Circulator Pump | Circulator Pumps | Circulator pump bronze or stainless learning run hours | ResDHW | 0.01444% | 100% | 100% | 1.8669 | 3.3767e-05 | 0.9659% | 8.696% | 95% | 6.8% | 0.2% | 157.949 | 6.2109 | 16.416 | 382.3539 | 0 | 0 | 0 | 434.0992 | 51.7453 |  | 0.12729 | 0 | 0.12729 | 08. $0.115 to $0.130 | 0 | 0 | 01. ($9,999.00) to $0.22 | 1 | 18.4802 | 18.3882 | 18.2967 | 18.2058 | 18.1155 | 18.0256 | 17.9364 | 17.8476 | 17.7594 | 17.6717 | 0 | 0 | 0 | 0 | 0 | 0 | 0 | 0 | 0 | 0 | 0 | 0 | 0 | 0 | 5398.8881 | 5372.0101 | 5345.2932 | 5318.7363 | 5292.3381 | 5266.0977 | 5240.0138 | 5214.0854 | 5188.3115 | 5162.6909 | 0 | 0 | 0 | 0 | 0 | 0 | 0 | 0 | 0 | 0 | 0 | 0 | 0 | 0 | 52798.4651 | 5398.8881 | 10770.8982 | 16116.1914 | 21434.9277 | 26727.2658 | 31993.3635 | 37233.3773 | 42447.4627 | 47635.7742 | 52798.4651 | 52798.4651 | 52798.4651 | 52798.4651 | 52798.4651 | 52798.4651 | 52798.4651 | 52798.4651 | 52798.4651 | 52798.4651 | 52798.4651 | 52798.4651 | 52798.4651 | 52798.4651 | 52798.4651 | 0 | 0 | 0 | 0 | 0 | 0 | 0 | 0 | 0 | 0 | 0 | 0 | 0 | 0 | 0 | 0 | 0 | 0 | 0 | 0 | 0 | 0 | 0 | 0 | 0 | 0 | 0 | 0 | 0 | 0 | 0 | 0 | 0 | 0 | 0 | 0 | 0 | 0 | 0 | 0 | 0 | 0 | 0 | 0 | 0 | 0 | 0 | 0 | 0 | 0 | 0 | 0 | 0 | 0 | 0 | 0 | 0 | 0 | 0 | 0 | 0 | 0.77973 | 1.5556 | 2.3276 | 3.0957 | 3.8601 | 4.6206 | 5.3774 | 6.1305 | 6.8798 | 7.6254 | 7.6254 | 7.6254 | 7.6254 | 7.6254 | 7.6254 | 7.6254 | 7.6254 | 7.6254 | 7.6254 | 7.6254 | 7.6254 | 7.6254 | 7.6254 | 7.6254 | 8022.2339 | 7982.2958 | 7942.597 | 7903.1359 | 7863.9108 | 7824.9199 | 7786.1618 | 7747.6347 | 7709.3371 | 7671.2673 | 0 | 0 | 0 | 0 | 0 | 0 | 0 | 0 | 0 | 0 | 0 | 0 | 0 | 0 | 78453.4943 | 0 | 0 | 0 | 0 | 0 | 0 | 0 | 0 | 0 | 0 | 0 | 0 | 0 | 0 | 0 | 0 | 0 | 0 | 0 | 0 | 0.009815% | 0.52991 | 1.0572 | 1.5818 | 2.1039 | 2.6233 | 3.1402 | 3.6545 | 4.1663 | 4.6755 | 5.1822 | 5.1822 | 5.1822 | 5.1822 | 5.1822 | 5.1822 | 5.1822 | 5.1822 | 5.1822 | 5.1822 | 5.1822 | 5.1822 | 5.1822 | 5.1822 | 5.1822
| ComResCirculatorPumps_1_3 | Measure_InputOutputCom | RTF Workbook "ComResCirculatorPumps_1_3" | 2020 | Retro | 2022 | 2045 | PSE | Commercial | All Commercial | Electric | Per cast iron pump; >1/8 - ≤1/6 horsepower (>200 - ≤300 Max watts); ECM; Differential temperature speed control; (PEI <0.60 or ER >130) |  |  | Cast iron pump; >1/8 - ≤1/6 horsepower (>200 - ≤300 Max watts); ECM; Differential temperature speed control; (PEI <0.60 or ER >130) |  | 339.5502 | 11.5 | 566.7182 | 0 |  | 0 | 0 | 0 | 0 | 0 | 0 | 0 | 0 |  | 0 | 0 | 0 | Other | Circulator Pump | Circulator Pumps | Circulator pump bronze or stainless learning run hours | ResDHW | 0.01444% | 100% | 100% | 1.8669 | 3.3767e-05 | 0.9659% | 8.696% | 95% | 6.8% | 0.2% | 183.579 | 7.2188 | 19.0798 | 582.709 | 0 | 0 | 0 | 669.7541 | 87.0451 |  | 0.16897 | 0 | 0.16897 | 10. $0.150 to $0.175 | 0 | 0 | 01. ($9,999.00) to $0.22 | 1 | 18.4802 | 18.3882 | 18.2967 | 18.2058 | 18.1155 | 18.0256 | 17.9364 | 17.8476 | 17.7594 | 17.6717 | 0 | 0 | 0 | 0 | 0 | 0 | 0 | 0 | 0 | 0 | 0 | 0 | 0 | 0 | 6274.9512 | 6243.7118 | 6212.6597 | 6181.7934 | 6151.1117 | 6120.6132 | 6090.2968 | 6060.1611 | 6030.2049 | 6000.4269 | 0 | 0 | 0 | 0 | 0 | 0 | 0 | 0 | 0 | 0 | 0 | 0 | 0 | 0 | 61365.9307 | 6274.9512 | 12518.663 | 18731.3227 | 24913.1161 | 31064.2277 | 37184.841 | 43275.1378 | 49335.2989 | 55365.5038 | 61365.9307 | 61365.9307 | 61365.9307 | 61365.9307 | 61365.9307 | 61365.9307 | 61365.9307 | 61365.9307 | 61365.9307 | 61365.9307 | 61365.9307 | 61365.9307 | 61365.9307 | 61365.9307 | 61365.9307 | 0 | 0 | 0 | 0 | 0 | 0 | 0 | 0 | 0 | 0 | 0 | 0 | 0 | 0 | 0 | 0 | 0 | 0 | 0 | 0 | 0 | 0 | 0 | 0 | 0 | 0 | 0 | 0 | 0 | 0 | 0 | 0 | 0 | 0 | 0 | 0 | 0 | 0 | 0 | 0 | 0 | 0 | 0 | 0 | 0 | 0 | 0 | 0 | 0 | 0 | 0 | 0 | 0 | 0 | 0 | 0 | 0 | 0 | 0 | 0 | 0 | 0.90626 | 1.808 | 2.7053 | 3.5981 | 4.4864 | 5.3704 | 6.25 | 7.1252 | 7.9962 | 8.8628 | 8.8628 | 8.8628 | 8.8628 | 8.8628 | 8.8628 | 8.8628 | 8.8628 | 8.8628 | 8.8628 | 8.8628 | 8.8628 | 8.8628 | 8.8628 | 8.8628 | 12377.1802 | 12315.5614 | 12254.3118 | 12193.4288 | 12132.9099 | 12072.7525 | 12012.9542 | 11953.5123 | 11894.4245 | 11835.6881 | 0 | 0 | 0 | 0 | 0 | 0 | 0 | 0 | 0 | 0 | 0 | 0 | 0 | 0 | 121042.7238 | 0 | 0 | 0 | 0 | 0 | 0 | 0 | 0 | 0 | 0 | 0 | 0 | 0 | 0 | 0 | 0 | 0 | 0 | 0 | 0 | 0.009815% | 0.61589 | 1.2287 | 1.8385 | 2.4452 | 3.049 | 3.6497 | 4.2475 | 4.8423 | 5.4342 | 6.0231 | 6.0231 | 6.0231 | 6.0231 | 6.0231 | 6.0231 | 6.0231 | 6.0231 | 6.0231 | 6.0231 | 6.0231 | 6.0231 | 6.0231 | 6.0231 | 6.0231
| ComResCirculatorPumps_1_3 | Measure_InputOutputCom | RTF Workbook "ComResCirculatorPumps_1_3" | 2020 | Retro | 2022 | 2045 | PSE | Commercial | All Commercial | Electric | Per cast iron pump; >1/6 - ≤1/4 horsepower (>300 - ≤400 Max watts); ECM; Differential temperature speed control; (PEI <0.60 or ER >125) |  |  | Cast iron pump; >1/6 - ≤1/4 horsepower (>300 - ≤400 Max watts); ECM; Differential temperature speed control; (PEI <0.60 or ER >125) |  | 391.719 | 11.5 | 561.215 | 0 |  | 0 | 0 | 0 | 0 | 0 | 0 | 0 | 0 |  | 0 | 0 | 0 | Other | Circulator Pump | Circulator Pumps | Circulator pump bronze or stainless learning run hours | ResDHW | 0.01444% | 100% | 100% | 1.8669 | 3.3767e-05 | 0.9659% | 8.696% | 95% | 6.8% | 0.2% | 211.7842 | 8.3279 | 22.0112 | 577.0506 | 0 | 0 | 0 | 658.9545 | 81.9039 |  | 0.1441 | 0 | 0.1441 | 09. $0.130 to $0.150 | 1 | 0 | 01. ($9,999.00) to $0.22 | 1 | 18.4802 | 18.3882 | 18.2967 | 18.2058 | 18.1155 | 18.0256 | 17.9364 | 17.8476 | 17.7594 | 17.6717 | 0 | 0 | 0 | 0 | 0 | 0 | 0 | 0 | 0 | 0 | 0 | 0 | 0 | 0 | 7239.0394 | 7203.0004 | 7167.1774 | 7131.5688 | 7096.1731 | 7060.9889 | 7026.0146 | 6991.2489 | 6956.6901 | 6922.337 | 0 | 0 | 0 | 0 | 0 | 0 | 0 | 0 | 0 | 0 | 0 | 0 | 0 | 0 | 70794.2387 | 7239.0394 | 14442.0399 | 21609.2173 | 28740.786 | 35836.9591 | 42897.948 | 49923.9626 | 56915.2115 | 63871.9016 | 70794.2387 | 70794.2387 | 70794.2387 | 70794.2387 | 70794.2387 | 70794.2387 | 70794.2387 | 70794.2387 | 70794.2387 | 70794.2387 | 70794.2387 | 70794.2387 | 70794.2387 | 70794.2387 | 70794.2387 | 0 | 0 | 0 | 0 | 0 | 0 | 0 | 0 | 0 | 0 | 0 | 0 | 0 | 0 | 0 | 0 | 0 | 0 | 0 | 0 | 0 | 0 | 0 | 0 | 0 | 0 | 0 | 0 | 0 | 0 | 0 | 0 | 0 | 0 | 0 | 0 | 0 | 0 | 0 | 0 | 0 | 0 | 0 | 0 | 0 | 0 | 0 | 0 | 0 | 0 | 0 | 0 | 0 | 0 | 0 | 0 | 0 | 0 | 0 | 0 | 0 | 1.0455 | 2.0858 | 3.1209 | 4.1509 | 5.1758 | 6.1955 | 7.2103 | 8.22 | 9.2247 | 10.2245 | 10.2245 | 10.2245 | 10.2245 | 10.2245 | 10.2245 | 10.2245 | 10.2245 | 10.2245 | 10.2245 | 10.2245 | 10.2245 | 10.2245 | 10.2245 | 10.2245 | 12177.6014 | 12116.9761 | 12056.7142 | 11996.8129 | 11937.2699 | 11878.0825 | 11819.2484 | 11760.765 | 11702.6299 | 11644.8407 | 0 | 0 | 0 | 0 | 0 | 0 | 0 | 0 | 0 | 0 | 0 | 0 | 0 | 0 | 119090.9411 | 0 | 0 | 0 | 0 | 0 | 0 | 0 | 0 | 0 | 0 | 0 | 0 | 0 | 0 | 0 | 0 | 0 | 0 | 0 | 0 | 0.009815% | 0.71052 | 1.4175 | 2.121 | 2.8209 | 3.5174 | 4.2105 | 4.9001 | 5.5863 | 6.2691 | 6.9485 | 6.9485 | 6.9485 | 6.9485 | 6.9485 | 6.9485 | 6.9485 | 6.9485 | 6.9485 | 6.9485 | 6.9485 | 6.9485 | 6.9485 | 6.9485 | 6.9485
| ComResCirculatorPumps_1_3 | Measure_InputOutputCom | RTF Workbook "ComResCirculatorPumps_1_3" | 2020 | Retro | 2022 | 2045 | PSE | Commercial | All Commercial | Electric | Per cast iron pump; >1/4 - ≤1/2 horsepower (>400 - ≤550 Max watts); ECM; Differential temperature speed control; (PEI <0.60 or ER >120) |  |  | Cast iron pump; >1/4 - ≤1/2 horsepower (>400 - ≤550 Max watts); ECM; Differential temperature speed control; (PEI <0.60 or ER >120) |  | 616.1594 | 11.5 | 544.7055 | 0 |  | 0 | 0 | 0 | 0 | 0 | 0 | 0 | 0 |  | 0 | 0 | 0 | Other | Circulator Pump | Circulator Pumps | Circulator pump bronze or stainless learning run hours | ResDHW | 0.01444% | 100% | 100% | 1.8669 | 3.3767e-05 | 0.9659% | 8.696% | 95% | 6.8% | 0.2% | 333.1286 | 13.0994 | 34.6228 | 560.0752 | 0 | 0 | 0 | 621.2941 | 61.2189 |  | 0.086378 | 0 | 0.086378 | 07. $0.085 to $0.115 | 1 | 0 | 01. ($9,999.00) to $0.22 | 1 | 18.4802 | 18.3882 | 18.2967 | 18.2058 | 18.1155 | 18.0256 | 17.9364 | 17.8476 | 17.7594 | 17.6717 | 0 | 0 | 0 | 0 | 0 | 0 | 0 | 0 | 0 | 0 | 0 | 0 | 0 | 0 | 11386.7394 | 11330.0514 | 11273.7031 | 11217.6921 | 11162.016 | 11106.6725 | 11051.6593 | 10996.9741 | 10942.6145 | 10888.5784 | 0 | 0 | 0 | 0 | 0 | 0 | 0 | 0 | 0 | 0 | 0 | 0 | 0 | 0 | 111356.7007 | 11386.7394 | 22716.7908 | 33990.4939 | 45208.186 | 56370.202 | 67476.8745 | 78528.5338 | 89525.5078 | 100468.1223 | 111356.7007 | 111356.7007 | 111356.7007 | 111356.7007 | 111356.7007 | 111356.7007 | 111356.7007 | 111356.7007 | 111356.7007 | 111356.7007 | 111356.7007 | 111356.7007 | 111356.7007 | 111356.7007 | 111356.7007 | 0 | 0 | 0 | 0 | 0 | 0 | 0 | 0 | 0 | 0 | 0 | 0 | 0 | 0 | 0 | 0 | 0 | 0 | 0 | 0 | 0 | 0 | 0 | 0 | 0 | 0 | 0 | 0 | 0 | 0 | 0 | 0 | 0 | 0 | 0 | 0 | 0 | 0 | 0 | 0 | 0 | 0 | 0 | 0 | 0 | 0 | 0 | 0 | 0 | 0 | 0 | 0 | 0 | 0 | 0 | 0 | 0 | 0 | 0 | 0 | 0 | 1.6445 | 3.2809 | 4.9091 | 6.5292 | 8.1413 | 9.7453 | 11.3415 | 12.9297 | 14.5101 | 16.0827 | 16.0827 | 16.0827 | 16.0827 | 16.0827 | 16.0827 | 16.0827 | 16.0827 | 16.0827 | 16.0827 | 16.0827 | 16.0827 | 16.0827 | 16.0827 | 16.0827 | 11481.63 | 11424.4696 | 11367.6517 | 11311.1739 | 11255.0339 | 11199.2292 | 11143.7575 | 11088.6166 | 11033.804 | 10979.3176 | 0 | 0 | 0 | 0 | 0 | 0 | 0 | 0 | 0 | 0 | 0 | 0 | 0 | 0 | 112284.6839 | 0 | 0 | 0 | 0 | 0 | 0 | 0 | 0 | 0 | 0 | 0 | 0 | 0 | 0 | 0 | 0 | 0 | 0 | 0 | 0 | 0.009815% | 1.1176 | 2.2297 | 3.3362 | 4.4372 | 5.5328 | 6.6229 | 7.7077 | 8.787 | 9.861 | 10.9298 | 10.9298 | 10.9298 | 10.9298 | 10.9298 | 10.9298 | 10.9298 | 10.9298 | 10.9298 | 10.9298 | 10.9298 | 10.9298 | 10.9298 | 10.9298 | 10.9298
| ComResCirculatorPumps_1_3 | Measure_InputOutputCom | RTF Workbook "ComResCirculatorPumps_1_3" | 2020 | Retro | 2022 | 2045 | PSE | Commercial | All Commercial | Electric | Per cast iron pump; >1/2 - ≤3/4 horsepower (>550 - ≤750 Max watts); ECM; Differential temperature speed control; (PEI <0.60 or ER >117) |  |  | Cast iron pump; >1/2 - ≤3/4 horsepower (>550 - ≤750 Max watts); ECM; Differential temperature speed control; (PEI <0.60 or ER >117) |  | 840.5998 | 11.5 | 528.196 | 0 |  | 0 | 0 | 0 | 0 | 0 | 0 | 0 | 0 |  | 0 | 0 | 0 | Other | Circulator Pump | Circulator Pumps | Circulator pump bronze or stainless learning run hours | ResDHW | 0.01444% | 100% | 100% | 1.8669 | 3.3767e-05 | 0.9659% | 8.696% | 95% | 6.8% | 0.2% | 454.4731 | 17.871 | 47.2344 | 543.0999 | 0 | 0 | 0 | 583.6337 | 40.5338 |  | 0.059477 | 0 | 0.059477 | 03. $0.055 to $0.062 | 1 | 0 | 01. ($9,999.00) to $0.22 | 1 | 18.4802 | 18.3882 | 18.2967 | 18.2058 | 18.1155 | 18.0256 | 17.9364 | 17.8476 | 17.7594 | 17.6717 | 0 | 0 | 0 | 0 | 0 | 0 | 0 | 0 | 0 | 0 | 0 | 0 | 0 | 0 | 15534.4394 | 15457.1024 | 15380.2288 | 15303.8154 | 15227.8589 | 15152.3561 | 15077.304 | 15002.6993 | 14928.5389 | 14854.8197 | 0 | 0 | 0 | 0 | 0 | 0 | 0 | 0 | 0 | 0 | 0 | 0 | 0 | 0 | 151919.1627 | 15534.4394 | 30991.5418 | 46371.7706 | 61675.586 | 76903.4448 | 92055.801 | 107133.105 | 122135.8042 | 137064.3431 | 151919.1627 | 151919.1627 | 151919.1627 | 151919.1627 | 151919.1627 | 151919.1627 | 151919.1627 | 151919.1627 | 151919.1627 | 151919.1627 | 151919.1627 | 151919.1627 | 151919.1627 | 151919.1627 | 151919.1627 | 0 | 0 | 0 | 0 | 0 | 0 | 0 | 0 | 0 | 0 | 0 | 0 | 0 | 0 | 0 | 0 | 0 | 0 | 0 | 0 | 0 | 0 | 0 | 0 | 0 | 0 | 0 | 0 | 0 | 0 | 0 | 0 | 0 | 0 | 0 | 0 | 0 | 0 | 0 | 0 | 0 | 0 | 0 | 0 | 0 | 0 | 0 | 0 | 0 | 0 | 0 | 0 | 0 | 0 | 0 | 0 | 0 | 0 | 0 | 0 | 0 | 2.2436 | 4.476 | 6.6972 | 8.9075 | 11.1068 | 13.2952 | 15.4727 | 17.6395 | 19.7955 | 21.9409 | 21.9409 | 21.9409 | 21.9409 | 21.9409 | 21.9409 | 21.9409 | 21.9409 | 21.9409 | 21.9409 | 21.9409 | 21.9409 | 21.9409 | 21.9409 | 21.9409 | 10785.6586 | 10731.9631 | 10678.5892 | 10625.5349 | 10572.7979 | 10520.3758 | 10468.2666 | 10416.4681 | 10364.9781 | 10313.7944 | 0 | 0 | 0 | 0 | 0 | 0 | 0 | 0 | 0 | 0 | 0 | 0 | 0 | 0 | 105478.4268 | 0 | 0 | 0 | 0 | 0 | 0 | 0 | 0 | 0 | 0 | 0 | 0 | 0 | 0 | 0 | 0 | 0 | 0 | 0 | 0 | 0.009815% | 1.5247 | 3.0419 | 4.5514 | 6.0535 | 7.5481 | 9.0354 | 10.5152 | 11.9878 | 13.453 | 14.911 | 14.911 | 14.911 | 14.911 | 14.911 | 14.911 | 14.911 | 14.911 | 14.911 | 14.911 | 14.911 | 14.911 | 14.911 | 14.911 | 14.911
| ComResCirculatorPumps_1_3 | Measure_InputOutputCom | RTF Workbook "ComResCirculatorPumps_1_3" | 2020 | Retro | 2022 | 2045 | PSE | Commercial | All Commercial | Electric | Per cast iron pump; >3/4 - ≤1.25 horsepower (>750 - ≤1000 Max watts); ECM; Differential temperature speed control; (PEI <0.60 or ER >115) |  |  | Cast iron pump; >3/4 - ≤1.25 horsepower (>750 - ≤1000 Max watts); ECM; Differential temperature speed control; (PEI <0.60 or ER >115) |  | 1004.8464 | 11.5 | 511.6865 | 0 |  | 0 | 0 | 0 | 0 | 0 | 0 | 0 | 0 |  | 0 | 0 | 0 | Other | Circulator Pump | Circulator Pumps | Circulator pump bronze or stainless learning run hours | ResDHW | 0.01444% | 100% | 100% | 1.8669 | 3.3767e-05 | 0.9659% | 8.696% | 95% | 6.8% | 0.2% | 543.2736 | 21.3628 | 56.4636 | 526.1245 | 0 | 0 | 0 | 550.6353 | 24.5108 |  | 0.046942 | 0 | 0.046942 | 02. $0.028 to $0.055 | 1 | 0 | 01. ($9,999.00) to $0.22 | 1 | 18.4802 | 18.3882 | 18.2967 | 18.2058 | 18.1155 | 18.0256 | 17.9364 | 17.8476 | 17.7594 | 17.6717 | 0 | 0 | 0 | 0 | 0 | 0 | 0 | 0 | 0 | 0 | 0 | 0 | 0 | 0 | 18569.748 | 18477.2999 | 18385.4058 | 18294.0618 | 18203.264 | 18113.0086 | 18023.2919 | 17934.11 | 17845.4592 | 17757.3358 | 0 | 0 | 0 | 0 | 0 | 0 | 0 | 0 | 0 | 0 | 0 | 0 | 0 | 0 | 181602.9851 | 18569.748 | 37047.0479 | 55432.4538 | 73726.5156 | 91929.7796 | 110042.7882 | 128066.0801 | 146000.1901 | 163845.6492 | 181602.9851 | 181602.9851 | 181602.9851 | 181602.9851 | 181602.9851 | 181602.9851 | 181602.9851 | 181602.9851 | 181602.9851 | 181602.9851 | 181602.9851 | 181602.9851 | 181602.9851 | 181602.9851 | 181602.9851 | 0 | 0 | 0 | 0 | 0 | 0 | 0 | 0 | 0 | 0 | 0 | 0 | 0 | 0 | 0 | 0 | 0 | 0 | 0 | 0 | 0 | 0 | 0 | 0 | 0 | 0 | 0 | 0 | 0 | 0 | 0 | 0 | 0 | 0 | 0 | 0 | 0 | 0 | 0 | 0 | 0 | 0 | 0 | 0 | 0 | 0 | 0 | 0 | 0 | 0 | 0 | 0 | 0 | 0 | 0 | 0 | 0 | 0 | 0 | 0 | 0 | 2.6819 | 5.3505 | 8.0058 | 10.6479 | 13.277 | 15.8929 | 18.4959 | 21.0861 | 23.6634 | 26.228 | 26.228 | 26.228 | 26.228 | 26.228 | 26.228 | 26.228 | 26.228 | 26.228 | 26.228 | 26.228 | 26.228 | 26.228 | 26.228 | 26.228 | 10175.8432 | 10125.1836 | 10074.8275 | 10024.7728 | 9975.0175 | 9925.5594 | 9876.3964 | 9827.5265 | 9778.9477 | 9730.6579 | 0 | 0 | 0 | 0 | 0 | 0 | 0 | 0 | 0 | 0 | 0 | 0 | 0 | 0 | 99514.7324 | 0 | 0 | 0 | 0 | 0 | 0 | 0 | 0 | 0 | 0 | 0 | 0 | 0 | 0 | 0 | 0 | 0 | 0 | 0 | 0 | 0.009815% | 1.8226 | 3.6362 | 5.4408 | 7.2363 | 9.023 | 10.8008 | 12.5698 | 14.3301 | 16.0816 | 17.8245 | 17.8245 | 17.8245 | 17.8245 | 17.8245 | 17.8245 | 17.8245 | 17.8245 | 17.8245 | 17.8245 | 17.8245 | 17.8245 | 17.8245 | 17.8245 | 17.8245
| ComResCirculatorPumps_1_3 | Measure_InputOutputCom | RTF Workbook "ComResCirculatorPumps_1_3" | 2020 | Retro | 2022 | 2045 | PSE | Commercial | All Commercial | Electric | Per cast iron pump; >1.25 - ≤1.75 horsepower (>1000 - ≤1300 Max watts); ECM; Differential temperature speed control; (PEI <0.60 or ER >115) |  |  | Cast iron pump; >1.25 - ≤1.75 horsepower (>1000 - ≤1300 Max watts); ECM; Differential temperature speed control; (PEI <0.60 or ER >115) |  | 1507.2696 | 11.5 | 823.9195 | 0 |  | 0 | 0 | 0 | 0 | 0 | 0 | 0 | 0 |  | 0 | 0 | 0 | Other | Circulator Pump | Circulator Pumps | Circulator pump bronze or stainless learning run hours | ResDHW | 0.01444% | 100% | 100% | 1.8669 | 3.3767e-05 | 0.9659% | 8.696% | 95% | 6.8% | 0.2% | 814.9104 | 32.0443 | 84.6955 | 847.1677 | 0 | 0 | 0 | 895.2119 | 48.0442 |  | 0.050878 | 0 | 0.050878 | 02. $0.028 to $0.055 | 1 | 0 | 01. ($9,999.00) to $0.22 | 1 | 18.4802 | 18.3882 | 18.2967 | 18.2058 | 18.1155 | 18.0256 | 17.9364 | 17.8476 | 17.7594 | 17.6717 | 0 | 0 | 0 | 0 | 0 | 0 | 0 | 0 | 0 | 0 | 0 | 0 | 0 | 0 | 27854.622 | 27715.9499 | 27578.1088 | 27441.0927 | 27304.896 | 27169.513 | 27034.9378 | 26901.1649 | 26768.1888 | 26636.0038 | 0 | 0 | 0 | 0 | 0 | 0 | 0 | 0 | 0 | 0 | 0 | 0 | 0 | 0 | 272404.4776 | 27854.622 | 55570.5719 | 83148.6806 | 110589.7734 | 137894.6694 | 165064.1823 | 192099.1201 | 219000.2851 | 245768.4739 | 272404.4776 | 272404.4776 | 272404.4776 | 272404.4776 | 272404.4776 | 272404.4776 | 272404.4776 | 272404.4776 | 272404.4776 | 272404.4776 | 272404.4776 | 272404.4776 | 272404.4776 | 272404.4776 | 272404.4776 | 0 | 0 | 0 | 0 | 0 | 0 | 0 | 0 | 0 | 0 | 0 | 0 | 0 | 0 | 0 | 0 | 0 | 0 | 0 | 0 | 0 | 0 | 0 | 0 | 0 | 0 | 0 | 0 | 0 | 0 | 0 | 0 | 0 | 0 | 0 | 0 | 0 | 0 | 0 | 0 | 0 | 0 | 0 | 0 | 0 | 0 | 0 | 0 | 0 | 0 | 0 | 0 | 0 | 0 | 0 | 0 | 0 | 0 | 0 | 0 | 0 | 4.0229 | 8.0258 | 12.0087 | 15.9719 | 19.9154 | 23.8394 | 27.7439 | 31.6291 | 35.4951 | 39.342 | 39.342 | 39.342 | 39.342 | 39.342 | 39.342 | 39.342 | 39.342 | 39.342 | 39.342 | 39.342 | 39.342 | 39.342 | 39.342 | 39.342 | 16543.6814 | 16461.32 | 16379.4521 | 16298.0742 | 16217.183 | 16136.775 | 16056.8468 | 15977.3952 | 15898.4167 | 15819.9081 | 0 | 0 | 0 | 0 | 0 | 0 | 0 | 0 | 0 | 0 | 0 | 0 | 0 | 0 | 161789.0524 | 0 | 0 | 0 | 0 | 0 | 0 | 0 | 0 | 0 | 0 | 0 | 0 | 0 | 0 | 0 | 0 | 0 | 0 | 0 | 0 | 0.009815% | 2.734 | 5.4543 | 8.1611 | 10.8545 | 13.5345 | 16.2012 | 18.8547 | 21.4951 | 24.1224 | 26.7368 | 26.7368 | 26.7368 | 26.7368 | 26.7368 | 26.7368 | 26.7368 | 26.7368 | 26.7368 | 26.7368 | 26.7368 | 26.7368 | 26.7368 | 26.7368 | 26.7368
| ComResCirculatorPumps_1_3 | Measure_InputOutputCom | RTF Workbook "ComResCirculatorPumps_1_3" | 2020 | Retro | 2022 | 2045 | PSE | Commercial | All Commercial | Electric | Per cast iron pump; >1.75 - ≤2.5 horsepower (>1300 - ≤1750 Max watts); ECM; Differential temperature speed control; (PEI <0.60 or ER >115) |  |  | Cast iron pump; >1.75 - ≤2.5 horsepower (>1300 - ≤1750 Max watts); ECM; Differential temperature speed control; (PEI <0.60 or ER >115) |  | 2009.6928 | 11.5 | 1136.1526 | 0 |  | 0 | 0 | 0 | 0 | 0 | 0 | 0 | 0 |  | 0 | 0 | 0 | Other | Circulator Pump | Circulator Pumps | Circulator pump bronze or stainless learning run hours | ResDHW | 0.01444% | 100% | 100% | 1.8669 | 3.3767e-05 | 0.9659% | 8.696% | 95% | 6.8% | 0.2% | 1086.5472 | 42.7257 | 112.9273 | 1168.2108 | 0 | 0 | 0 | 1239.7884 | 71.5776 |  | 0.052846 | 0 | 0.052846 | 02. $0.028 to $0.055 | 1 | 0 | 01. ($9,999.00) to $0.22 | 1 | 18.4802 | 18.3882 | 18.2967 | 18.2058 | 18.1155 | 18.0256 | 17.9364 | 17.8476 | 17.7594 | 17.6717 | 0 | 0 | 0 | 0 | 0 | 0 | 0 | 0 | 0 | 0 | 0 | 0 | 0 | 0 | 37139.496 | 36954.5999 | 36770.8117 | 36588.1236 | 36406.528 | 36226.0173 | 36046.5837 | 35868.2199 | 35690.9184 | 35514.6717 | 0 | 0 | 0 | 0 | 0 | 0 | 0 | 0 | 0 | 0 | 0 | 0 | 0 | 0 | 363205.9702 | 37139.496 | 74094.0958 | 110864.9075 | 147453.0311 | 183859.5592 | 220085.5765 | 256132.1602 | 292000.3801 | 327691.2985 | 363205.9702 | 363205.9702 | 363205.9702 | 363205.9702 | 363205.9702 | 363205.9702 | 363205.9702 | 363205.9702 | 363205.9702 | 363205.9702 | 363205.9702 | 363205.9702 | 363205.9702 | 363205.9702 | 363205.9702 | 0 | 0 | 0 | 0 | 0 | 0 | 0 | 0 | 0 | 0 | 0 | 0 | 0 | 0 | 0 | 0 | 0 | 0 | 0 | 0 | 0 | 0 | 0 | 0 | 0 | 0 | 0 | 0 | 0 | 0 | 0 | 0 | 0 | 0 | 0 | 0 | 0 | 0 | 0 | 0 | 0 | 0 | 0 | 0 | 0 | 0 | 0 | 0 | 0 | 0 | 0 | 0 | 0 | 0 | 0 | 0 | 0 | 0 | 0 | 0 | 0 | 5.3639 | 10.701 | 16.0117 | 21.2959 | 26.5539 | 31.7858 | 36.9919 | 42.1721 | 47.3268 | 52.456 | 52.456 | 52.456 | 52.456 | 52.456 | 52.456 | 52.456 | 52.456 | 52.456 | 52.456 | 52.456 | 52.456 | 52.456 | 52.456 | 52.456 | 22911.5196 | 22797.4564 | 22684.0767 | 22571.3756 | 22459.3485 | 22347.9906 | 22237.2972 | 22127.2638 | 22017.8857 | 21909.1583 | 0 | 0 | 0 | 0 | 0 | 0 | 0 | 0 | 0 | 0 | 0 | 0 | 0 | 0 | 224063.3724 | 0 | 0 | 0 | 0 | 0 | 0 | 0 | 0 | 0 | 0 | 0 | 0 | 0 | 0 | 0 | 0 | 0 | 0 | 0 | 0 | 0.009815% | 3.6453 | 7.2724 | 10.8815 | 14.4727 | 18.046 | 21.6016 | 25.1396 | 28.6601 | 32.1632 | 35.649 | 35.649 | 35.649 | 35.649 | 35.649 | 35.649 | 35.649 | 35.649 | 35.649 | 35.649 | 35.649 | 35.649 | 35.649 | 35.649 | 35.649
| ComResCirculatorPumps_1_3 | Measure_InputOutputCom | RTF Workbook "ComResCirculatorPumps_1_3" | 2020 | Retro | 2022 | 2045 | PSE | Commercial | All Commercial | Electric | Per cast iron pump; >2.5 - ≤3.5 horsepower (>1750 - ≤2350 Max watts); ECM; Differential temperature speed control; (PEI <0.60 or ER >115) |  |  | Cast iron pump; >2.5 - ≤3.5 horsepower (>1750 - ≤2350 Max watts); ECM; Differential temperature speed control; (PEI <0.60 or ER >115) |  | 3014.5392 | 11.5 | 1760.6187 | 0 |  | 0 | 0 | 0 | 0 | 0 | 0 | 0 | 0 |  | 0 | 0 | 0 | Other | Circulator Pump | Circulator Pumps | Circulator pump bronze or stainless learning run hours | ResDHW | 0.01444% | 100% | 100% | 1.8669 | 3.3767e-05 | 0.9659% | 8.696% | 95% | 6.8% | 0.2% | 1629.8208 | 64.0885 | 169.3909 | 1810.2972 | 0 | 0 | 0 | 1928.9415 | 118.6443 |  | 0.054815 | 0 | 0.054815 | 02. $0.028 to $0.055 | 1 | 0 | 01. ($9,999.00) to $0.22 | 1 | 18.4802 | 18.3882 | 18.2967 | 18.2058 | 18.1155 | 18.0256 | 17.9364 | 17.8476 | 17.7594 | 17.6717 | 0 | 0 | 0 | 0 | 0 | 0 | 0 | 0 | 0 | 0 | 0 | 0 | 0 | 0 | 55709.244 | 55431.8998 | 55156.2175 | 54882.1854 | 54609.7921 | 54339.0259 | 54069.8756 | 53802.3299 | 53536.3776 | 53272.0075 | 0 | 0 | 0 | 0 | 0 | 0 | 0 | 0 | 0 | 0 | 0 | 0 | 0 | 0 | 544808.9553 | 55709.244 | 111141.1438 | 166297.3613 | 221179.5467 | 275789.3388 | 330128.3647 | 384198.2403 | 438000.5702 | 491536.9477 | 544808.9553 | 544808.9553 | 544808.9553 | 544808.9553 | 544808.9553 | 544808.9553 | 544808.9553 | 544808.9553 | 544808.9553 | 544808.9553 | 544808.9553 | 544808.9553 | 544808.9553 | 544808.9553 | 544808.9553 | 0 | 0 | 0 | 0 | 0 | 0 | 0 | 0 | 0 | 0 | 0 | 0 | 0 | 0 | 0 | 0 | 0 | 0 | 0 | 0 | 0 | 0 | 0 | 0 | 0 | 0 | 0 | 0 | 0 | 0 | 0 | 0 | 0 | 0 | 0 | 0 | 0 | 0 | 0 | 0 | 0 | 0 | 0 | 0 | 0 | 0 | 0 | 0 | 0 | 0 | 0 | 0 | 0 | 0 | 0 | 0 | 0 | 0 | 0 | 0 | 0 | 8.0458 | 16.0516 | 24.0175 | 31.9438 | 39.8309 | 47.6788 | 55.4878 | 63.2582 | 70.9902 | 78.684 | 78.684 | 78.684 | 78.684 | 78.684 | 78.684 | 78.684 | 78.684 | 78.684 | 78.684 | 78.684 | 78.684 | 78.684 | 78.684 | 78.684 | 35647.1961 | 35469.7292 | 35293.3258 | 35117.9784 | 34943.6795 | 34770.4218 | 34598.1981 | 34427.0011 | 34256.8237 | 34087.6587 | 0 | 0 | 0 | 0 | 0 | 0 | 0 | 0 | 0 | 0 | 0 | 0 | 0 | 0 | 348612.0123 | 0 | 0 | 0 | 0 | 0 | 0 | 0 | 0 | 0 | 0 | 0 | 0 | 0 | 0 | 0 | 0 | 0 | 0 | 0 | 0 | 0.009815% | 5.4679 | 10.9086 | 16.3223 | 21.709 | 27.069 | 32.4024 | 37.7094 | 42.9902 | 48.2448 | 53.4735 | 53.4735 | 53.4735 | 53.4735 | 53.4735 | 53.4735 | 53.4735 | 53.4735 | 53.4735 | 53.4735 | 53.4735 | 53.4735 | 53.4735 | 53.4735 | 53.4735
| ComResCirculatorPumps_1_3 | Measure_InputOutputCom | RTF Workbook "ComResCirculatorPumps_1_3" | 2020 | Retro | 2022 | 2045 | PSE | Commercial | All Commercial | Electric | Per cast iron pump; >3.5 - ≤4.5 horsepower (>2350 - ≤3100 Max watts); ECM; Differential temperature speed control; (PEI <0.60 or ER >115) |  |  | Cast iron pump; >3.5 - ≤4.5 horsepower (>2350 - ≤3100 Max watts); ECM; Differential temperature speed control; (PEI <0.60 or ER >115) |  | 4019.3857 | 11.5 | 2385.0847 | 0 |  | 0 | 0 | 0 | 0 | 0 | 0 | 0 | 0 |  | 0 | 0 | 0 | Other | Circulator Pump | Circulator Pumps | Circulator pump bronze or stainless learning run hours | ResDHW | 0.01444% | 100% | 100% | 1.8669 | 3.3767e-05 | 0.9659% | 8.696% | 95% | 6.8% | 0.2% | 2173.0944 | 85.4513 | 225.8546 | 2452.3835 | 0 | 0 | 0 | 2618.0945 | 165.711 |  | 0.055799 | 0 | 0.055799 | 03. $0.055 to $0.062 | 0 | 0 | 01. ($9,999.00) to $0.22 | 1 | 18.4802 | 18.3882 | 18.2967 | 18.2058 | 18.1155 | 18.0256 | 17.9364 | 17.8476 | 17.7594 | 17.6717 | 0 | 0 | 0 | 0 | 0 | 0 | 0 | 0 | 0 | 0 | 0 | 0 | 0 | 0 | 74278.992 | 73909.1997 | 73541.6233 | 73176.2473 | 72813.0561 | 72452.0345 | 72093.1675 | 71736.4399 | 71381.8368 | 71029.3434 | 0 | 0 | 0 | 0 | 0 | 0 | 0 | 0 | 0 | 0 | 0 | 0 | 0 | 0 | 726411.9404 | 74278.992 | 148188.1917 | 221729.815 | 294906.0623 | 367719.1184 | 440171.1529 | 512264.3204 | 584000.7602 | 655382.597 | 726411.9404 | 726411.9404 | 726411.9404 | 726411.9404 | 726411.9404 | 726411.9404 | 726411.9404 | 726411.9404 | 726411.9404 | 726411.9404 | 726411.9404 | 726411.9404 | 726411.9404 | 726411.9404 | 726411.9404 | 0 | 0 | 0 | 0 | 0 | 0 | 0 | 0 | 0 | 0 | 0 | 0 | 0 | 0 | 0 | 0 | 0 | 0 | 0 | 0 | 0 | 0 | 0 | 0 | 0 | 0 | 0 | 0 | 0 | 0 | 0 | 0 | 0 | 0 | 0 | 0 | 0 | 0 | 0 | 0 | 0 | 0 | 0 | 0 | 0 | 0 | 0 | 0 | 0 | 0 | 0 | 0 | 0 | 0 | 0 | 0 | 0 | 0 | 0 | 0 | 0 | 10.7277 | 21.4021 | 32.0233 | 42.5918 | 53.1078 | 63.5717 | 73.9837 | 84.3443 | 94.6536 | 104.912 | 104.912 | 104.912 | 104.912 | 104.912 | 104.912 | 104.912 | 104.912 | 104.912 | 104.912 | 104.912 | 104.912 | 104.912 | 104.912 | 104.912 | 48382.8725 | 48142.0021 | 47902.575 | 47664.5811 | 47428.0105 | 47192.853 | 46959.0989 | 46726.7383 | 46495.7616 | 46266.1591 | 0 | 0 | 0 | 0 | 0 | 0 | 0 | 0 | 0 | 0 | 0 | 0 | 0 | 0 | 473160.6522 | 0 | 0 | 0 | 0 | 0 | 0 | 0 | 0 | 0 | 0 | 0 | 0 | 0 | 0 | 0 | 0 | 0 | 0 | 0 | 0 | 0.009815% | 7.2906 | 14.5448 | 21.763 | 28.9453 | 36.092 | 43.2032 | 50.2793 | 57.3203 | 64.3265 | 71.2981 | 71.2981 | 71.2981 | 71.2981 | 71.2981 | 71.2981 | 71.2981 | 71.2981 | 71.2981 | 71.2981 | 71.2981 | 71.2981 | 71.2981 | 71.2981 | 71.2981
| ComResCirculatorPumps_1_3 | Measure_InputOutputCom | RTF Workbook "ComResCirculatorPumps_1_3" | 2020 | Retro | 2022 | 2045 | PSE | Commercial | All Commercial | Electric | Per cast iron pump; >4.5 - ≤5 horsepower (>3100 - ≤3700 Max watts); ECM; Differential temperature speed control; (PEI <0.60 or ER >115) |  |  | Cast iron pump; >4.5 - ≤5 horsepower (>3100 - ≤3700 Max watts); ECM; Differential temperature speed control; (PEI <0.60 or ER >115) |  | 5024.2321 | 11.5 | 3009.5508 | 0 |  | 0 | 0 | 0 | 0 | 0 | 0 | 0 | 0 |  | 0 | 0 | 0 | Other | Circulator Pump | Circulator Pumps | Circulator pump bronze or stainless learning run hours | ResDHW | 0.01444% | 100% | 100% | 1.8669 | 3.3767e-05 | 0.9659% | 8.696% | 95% | 6.8% | 0.2% | 2716.368 | 106.8142 | 282.3182 | 3094.4698 | 0 | 0 | 0 | 3307.2476 | 212.7778 |  | 0.056389 | 0 | 0.056389 | 03. $0.055 to $0.062 | 1 | 0 | 01. ($9,999.00) to $0.22 | 1 | 18.4802 | 18.3882 | 18.2967 | 18.2058 | 18.1155 | 18.0256 | 17.9364 | 17.8476 | 17.7594 | 17.6717 | 0 | 0 | 0 | 0 | 0 | 0 | 0 | 0 | 0 | 0 | 0 | 0 | 0 | 0 | 92848.7399 | 92386.4997 | 91927.0292 | 91470.3091 | 91016.3201 | 90565.0432 | 90116.4593 | 89670.5498 | 89227.2959 | 88786.6792 | 0 | 0 | 0 | 0 | 0 | 0 | 0 | 0 | 0 | 0 | 0 | 0 | 0 | 0 | 908014.9255 | 92848.7399 | 185235.2396 | 277162.2688 | 368632.5779 | 459648.898 | 550213.9411 | 640330.4005 | 730000.9503 | 819228.2462 | 908014.9255 | 908014.9255 | 908014.9255 | 908014.9255 | 908014.9255 | 908014.9255 | 908014.9255 | 908014.9255 | 908014.9255 | 908014.9255 | 908014.9255 | 908014.9255 | 908014.9255 | 908014.9255 | 908014.9255 | 0 | 0 | 0 | 0 | 0 | 0 | 0 | 0 | 0 | 0 | 0 | 0 | 0 | 0 | 0 | 0 | 0 | 0 | 0 | 0 | 0 | 0 | 0 | 0 | 0 | 0 | 0 | 0 | 0 | 0 | 0 | 0 | 0 | 0 | 0 | 0 | 0 | 0 | 0 | 0 | 0 | 0 | 0 | 0 | 0 | 0 | 0 | 0 | 0 | 0 | 0 | 0 | 0 | 0 | 0 | 0 | 0 | 0 | 0 | 0 | 0 | 13.4097 | 26.7526 | 40.0291 | 53.2397 | 66.3848 | 79.4646 | 92.4797 | 105.4304 | 118.317 | 131.14 | 131.14 | 131.14 | 131.14 | 131.14 | 131.14 | 131.14 | 131.14 | 131.14 | 131.14 | 131.14 | 131.14 | 131.14 | 131.14 | 131.14 | 61118.5489 | 60814.2749 | 60511.8242 | 60211.1839 | 59912.3414 | 59615.2842 | 59319.9997 | 59026.4756 | 58734.6996 | 58444.6596 | 0 | 0 | 0 | 0 | 0 | 0 | 0 | 0 | 0 | 0 | 0 | 0 | 0 | 0 | 597709.2921 | 0 | 0 | 0 | 0 | 0 | 0 | 0 | 0 | 0 | 0 | 0 | 0 | 0 | 0 | 0 | 0 | 0 | 0 | 0 | 0 | 0.009815% | 9.1132 | 18.181 | 27.2038 | 36.1817 | 45.115 | 54.004 | 62.8491 | 71.6503 | 80.4081 | 89.1226 | 89.1226 | 89.1226 | 89.1226 | 89.1226 | 89.1226 | 89.1226 | 89.1226 | 89.1226 | 89.1226 | 89.1226 | 89.1226 | 89.1226 | 89.1226 | 89.1226
| ComResCirculatorPumps_1_3 | Measure_InputOutputCom | RTF Workbook "ComResCirculatorPumps_1_3" | 2020 | Retro | 2022 | 2045 | PSE | Commercial | All Commercial | Electric | Per cast iron pump; >1/16 - ≤1/8 horsepower (>100 - ≤200 Max watts); ECM; Adaptive pressure speed control; (PEI 0.75-0.60 or ER 140-145) |  |  | Cast iron pump; >1/16 - ≤1/8 horsepower (>100 - ≤200 Max watts); ECM; Adaptive pressure speed control; (PEI 0.75-0.60 or ER 140-145) |  | 266.0262 | 11.5 | 305.7446 | 0 |  | 0 | 0 | 0 | 0 | 0 | 0 | 0 | 0 |  | 0 | 0 | 0 | Other | Circulator Pump | Circulator Pumps | Circulator pump bronze or stainless learning run hours | ResDHW | 0.01444% | 100% | 100% | 1.8669 | 3.3767e-05 | 0.9659% | 8.696% | 95% | 6.8% | 0.2% | 143.828 | 5.6557 | 14.9484 | 314.3717 | 0 | 0 | 0 | 354.9166 | 40.5449 |  | 0.11429 | 0 | 0.11429 | 07. $0.085 to $0.115 | 1 | 0 | 01. ($9,999.00) to $0.22 | 1 | 18.4802 | 18.3882 | 18.2967 | 18.2058 | 18.1155 | 18.0256 | 17.9364 | 17.8476 | 17.7594 | 17.6717 | 0 | 0 | 0 | 0 | 0 | 0 | 0 | 0 | 0 | 0 | 0 | 0 | 0 | 0 | 4916.2144 | 4891.7394 | 4867.411 | 4843.2283 | 4819.1902 | 4795.2957 | 4771.5438 | 4747.9335 | 4724.4638 | 4701.1338 | 0 | 0 | 0 | 0 | 0 | 0 | 0 | 0 | 0 | 0 | 0 | 0 | 0 | 0 | 48078.154 | 4916.2144 | 9807.9537 | 14675.3648 | 19518.5931 | 24337.7833 | 29133.079 | 33904.6228 | 38652.5564 | 43377.0202 | 48078.154 | 48078.154 | 48078.154 | 48078.154 | 48078.154 | 48078.154 | 48078.154 | 48078.154 | 48078.154 | 48078.154 | 48078.154 | 48078.154 | 48078.154 | 48078.154 | 48078.154 | 0 | 0 | 0 | 0 | 0 | 0 | 0 | 0 | 0 | 0 | 0 | 0 | 0 | 0 | 0 | 0 | 0 | 0 | 0 | 0 | 0 | 0 | 0 | 0 | 0 | 0 | 0 | 0 | 0 | 0 | 0 | 0 | 0 | 0 | 0 | 0 | 0 | 0 | 0 | 0 | 0 | 0 | 0 | 0 | 0 | 0 | 0 | 0 | 0 | 0 | 0 | 0 | 0 | 0 | 0 | 0 | 0 | 0 | 0 | 0 | 0 | 0.71002 | 1.4165 | 2.1195 | 2.819 | 3.515 | 4.2075 | 4.8967 | 5.5824 | 6.2647 | 6.9437 | 6.9437 | 6.9437 | 6.9437 | 6.9437 | 6.9437 | 6.9437 | 6.9437 | 6.9437 | 6.9437 | 6.9437 | 6.9437 | 6.9437 | 6.9437 | 6.9437 | 6558.9244 | 6526.2713 | 6493.8139 | 6461.5507 | 6429.4805 | 6397.6019 | 6365.9135 | 6334.414 | 6303.1021 | 6271.9766 | 0 | 0 | 0 | 0 | 0 | 0 | 0 | 0 | 0 | 0 | 0 | 0 | 0 | 0 | 64143.049 | 0 | 0 | 0 | 0 | 0 | 0 | 0 | 0 | 0 | 0 | 0 | 0 | 0 | 0 | 0 | 0 | 0 | 0 | 0 | 0 | 0.009815% | 0.48253 | 0.96266 | 1.4404 | 1.9158 | 2.3888 | 2.8594 | 3.3278 | 3.7938 | 4.2575 | 4.7189 | 4.7189 | 4.7189 | 4.7189 | 4.7189 | 4.7189 | 4.7189 | 4.7189 | 4.7189 | 4.7189 | 4.7189 | 4.7189 | 4.7189 | 4.7189 | 4.7189
| ComResCirculatorPumps_1_3 | Measure_InputOutputCom | RTF Workbook "ComResCirculatorPumps_1_3" | 2020 | Retro | 2022 | 2045 | PSE | Commercial | All Commercial | Electric | Per cast iron pump; >1/8 - ≤1/6 horsepower (>200 - ≤300 Max watts); ECM; Adaptive pressure speed control; (PEI 0.75-0.60 or ER 120-130) |  |  | Cast iron pump; >1/8 - ≤1/6 horsepower (>200 - ≤300 Max watts); ECM; Adaptive pressure speed control; (PEI 0.75-0.60 or ER 120-130) |  | 294.1495 | 11.5 | 508.6741 | 0 |  | 0 | 0 | 0 | 0 | 0 | 0 | 0 | 0 |  | 0 | 0 | 0 | Other | Circulator Pump | Circulator Pumps | Circulator pump bronze or stainless learning run hours | ResDHW | 0.01444% | 100% | 100% | 1.8669 | 3.3767e-05 | 0.9659% | 8.696% | 95% | 6.8% | 0.2% | 159.0329 | 6.2536 | 16.5286 | 523.0271 | 0 | 0 | 0 | 601.9797 | 78.9526 |  | 0.17531 | 0 | 0.17531 | 11. $0.175 to $0.200 | 1 | 0 | 01. ($9,999.00) to $0.22 | 1 | 18.4802 | 18.3882 | 18.2967 | 18.2058 | 18.1155 | 18.0256 | 17.9364 | 17.8476 | 17.7594 | 17.6717 | 0 | 0 | 0 | 0 | 0 | 0 | 0 | 0 | 0 | 0 | 0 | 0 | 0 | 0 | 5435.9379 | 5408.8755 | 5381.9753 | 5355.2361 | 5328.6568 | 5302.2362 | 5275.9734 | 5249.8671 | 5223.9163 | 5198.1199 | 0 | 0 | 0 | 0 | 0 | 0 | 0 | 0 | 0 | 0 | 0 | 0 | 0 | 0 | 53160.7945 | 5435.9379 | 10844.8135 | 16226.7888 | 21582.0249 | 26910.6817 | 32212.9179 | 37488.8913 | 42738.7584 | 47962.6747 | 53160.7945 | 53160.7945 | 53160.7945 | 53160.7945 | 53160.7945 | 53160.7945 | 53160.7945 | 53160.7945 | 53160.7945 | 53160.7945 | 53160.7945 | 53160.7945 | 53160.7945 | 53160.7945 | 53160.7945 | 0 | 0 | 0 | 0 | 0 | 0 | 0 | 0 | 0 | 0 | 0 | 0 | 0 | 0 | 0 | 0 | 0 | 0 | 0 | 0 | 0 | 0 | 0 | 0 | 0 | 0 | 0 | 0 | 0 | 0 | 0 | 0 | 0 | 0 | 0 | 0 | 0 | 0 | 0 | 0 | 0 | 0 | 0 | 0 | 0 | 0 | 0 | 0 | 0 | 0 | 0 | 0 | 0 | 0 | 0 | 0 | 0 | 0 | 0 | 0 | 0 | 0.78509 | 1.5663 | 2.3436 | 3.117 | 3.8866 | 4.6523 | 5.4143 | 6.1725 | 6.927 | 7.6777 | 7.6777 | 7.6777 | 7.6777 | 7.6777 | 7.6777 | 7.6777 | 7.6777 | 7.6777 | 7.6777 | 7.6777 | 7.6777 | 7.6777 | 7.6777 | 7.6777 | 11124.6961 | 11069.3127 | 11014.2611 | 10959.539 | 10905.1442 | 10851.0744 | 10797.3272 | 10743.9004 | 10690.7918 | 10637.9992 | 0 | 0 | 0 | 0 | 0 | 0 | 0 | 0 | 0 | 0 | 0 | 0 | 0 | 0 | 108794.0462 | 0 | 0 | 0 | 0 | 0 | 0 | 0 | 0 | 0 | 0 | 0 | 0 | 0 | 0 | 0 | 0 | 0 | 0 | 0 | 0 | 0.009815% | 0.53354 | 1.0644 | 1.5927 | 2.1183 | 2.6413 | 3.1617 | 3.6796 | 4.1949 | 4.7076 | 5.2178 | 5.2178 | 5.2178 | 5.2178 | 5.2178 | 5.2178 | 5.2178 | 5.2178 | 5.2178 | 5.2178 | 5.2178 | 5.2178 | 5.2178 | 5.2178 | 5.2178
| ComResCirculatorPumps_1_3 | Measure_InputOutputCom | RTF Workbook "ComResCirculatorPumps_1_3" | 2020 | Retro | 2022 | 2045 | PSE | Commercial | All Commercial | Electric | Per cast iron pump; >1/6 - ≤1/4 horsepower (>300 - ≤400 Max watts); ECM; Adaptive pressure speed control; (PEI 0.75-0.60 or ER 115-125) |  |  | Cast iron pump; >1/6 - ≤1/4 horsepower (>300 - ≤400 Max watts); ECM; Adaptive pressure speed control; (PEI 0.75-0.60 or ER 115-125) |  | 333.7913 | 11.5 | 505.5136 | 0 |  | 0 | 0 | 0 | 0 | 0 | 0 | 0 | 0 |  | 0 | 0 | 0 | Other | Circulator Pump | Circulator Pumps | Circulator pump bronze or stainless learning run hours | ResDHW | 0.01444% | 100% | 100% | 1.8669 | 3.3767e-05 | 0.9659% | 8.696% | 95% | 6.8% | 0.2% | 180.4654 | 7.0963 | 18.7562 | 519.7774 | 0 | 0 | 0 | 595.0276 | 75.2502 |  | 0.15271 | 0 | 0.15271 | 10. $0.150 to $0.175 | 1 | 0 | 01. ($9,999.00) to $0.22 | 1 | 18.4802 | 18.3882 | 18.2967 | 18.2058 | 18.1155 | 18.0256 | 17.9364 | 17.8476 | 17.7594 | 17.6717 | 0 | 0 | 0 | 0 | 0 | 0 | 0 | 0 | 0 | 0 | 0 | 0 | 0 | 0 | 6168.5254 | 6137.8159 | 6107.2903 | 6076.9476 | 6046.7862 | 6016.8051 | 5987.0028 | 5957.3782 | 5927.9301 | 5898.6572 | 0 | 0 | 0 | 0 | 0 | 0 | 0 | 0 | 0 | 0 | 0 | 0 | 0 | 0 | 60325.1387 | 6168.5254 | 12306.3412 | 18413.6316 | 24490.5791 | 30537.3654 | 36554.1704 | 42541.1732 | 48498.5515 | 54426.4816 | 60325.1387 | 60325.1387 | 60325.1387 | 60325.1387 | 60325.1387 | 60325.1387 | 60325.1387 | 60325.1387 | 60325.1387 | 60325.1387 | 60325.1387 | 60325.1387 | 60325.1387 | 60325.1387 | 60325.1387 | 0 | 0 | 0 | 0 | 0 | 0 | 0 | 0 | 0 | 0 | 0 | 0 | 0 | 0 | 0 | 0 | 0 | 0 | 0 | 0 | 0 | 0 | 0 | 0 | 0 | 0 | 0 | 0 | 0 | 0 | 0 | 0 | 0 | 0 | 0 | 0 | 0 | 0 | 0 | 0 | 0 | 0 | 0 | 0 | 0 | 0 | 0 | 0 | 0 | 0 | 0 | 0 | 0 | 0 | 0 | 0 | 0 | 0 | 0 | 0 | 0 | 0.89089 | 1.7773 | 2.6594 | 3.5371 | 4.4104 | 5.2793 | 6.144 | 7.0044 | 7.8605 | 8.7125 | 8.7125 | 8.7125 | 8.7125 | 8.7125 | 8.7125 | 8.7125 | 8.7125 | 8.7125 | 8.7125 | 8.7125 | 8.7125 | 8.7125 | 8.7125 | 8.7125 | 10996.2203 | 10941.4765 | 10887.0607 | 10832.9706 | 10779.204 | 10725.7585 | 10672.6321 | 10619.8223 | 10567.3271 | 10515.1441 | 0 | 0 | 0 | 0 | 0 | 0 | 0 | 0 | 0 | 0 | 0 | 0 | 0 | 0 | 107537.6161 | 0 | 0 | 0 | 0 | 0 | 0 | 0 | 0 | 0 | 0 | 0 | 0 | 0 | 0 | 0 | 0 | 0 | 0 | 0 | 0 | 0.009815% | 0.60545 | 1.2079 | 1.8073 | 2.4038 | 2.9973 | 3.5878 | 4.1755 | 4.7602 | 5.342 | 5.921 | 5.921 | 5.921 | 5.921 | 5.921 | 5.921 | 5.921 | 5.921 | 5.921 | 5.921 | 5.921 | 5.921 | 5.921 | 5.921 | 5.921
| ComResCirculatorPumps_1_3 | Measure_InputOutputCom | RTF Workbook "ComResCirculatorPumps_1_3" | 2020 | Retro | 2022 | 2045 | PSE | Commercial | All Commercial | Electric | Per cast iron pump; >1/4 - ≤1/2 horsepower (>400 - ≤550 Max watts); ECM; Adaptive pressure speed control; (PEI 0.75-0.60 or ER 110-120) |  |  | Cast iron pump; >1/4 - ≤1/2 horsepower (>400 - ≤550 Max watts); ECM; Adaptive pressure speed control; (PEI 0.75-0.60 or ER 110-120) |  | 520.6508 | 11.5 | 496.032 | 0 |  | 0 | 0 | 0 | 0 | 0 | 0 | 0 | 0 |  | 0 | 0 | 0 | Other | Circulator Pump | Circulator Pumps | Circulator pump bronze or stainless learning run hours | ResDHW | 0.01444% | 100% | 100% | 1.8669 | 3.3767e-05 | 0.9659% | 8.696% | 95% | 6.8% | 0.2% | 281.4916 | 11.0689 | 29.2561 | 510.0283 | 0 | 0 | 0 | 568.9098 | 58.8814 |  | 0.093604 | 0 | 0.093604 | 07. $0.085 to $0.115 | 1 | 0 | 01. ($9,999.00) to $0.22 | 1 | 18.4802 | 18.3882 | 18.2967 | 18.2058 | 18.1155 | 18.0256 | 17.9364 | 17.8476 | 17.7594 | 17.6717 | 0 | 0 | 0 | 0 | 0 | 0 | 0 | 0 | 0 | 0 | 0 | 0 | 0 | 0 | 9621.723 | 9573.822 | 9526.208 | 9478.879 | 9431.8331 | 9385.0682 | 9338.5824 | 9292.3737 | 9246.4402 | 9200.78 | 0 | 0 | 0 | 0 | 0 | 0 | 0 | 0 | 0 | 0 | 0 | 0 | 0 | 0 | 94095.7096 | 9621.723 | 19195.5449 | 28721.7529 | 38200.632 | 47632.4651 | 57017.5332 | 66356.1156 | 75648.4893 | 84894.9295 | 94095.7096 | 94095.7096 | 94095.7096 | 94095.7096 | 94095.7096 | 94095.7096 | 94095.7096 | 94095.7096 | 94095.7096 | 94095.7096 | 94095.7096 | 94095.7096 | 94095.7096 | 94095.7096 | 94095.7096 | 0 | 0 | 0 | 0 | 0 | 0 | 0 | 0 | 0 | 0 | 0 | 0 | 0 | 0 | 0 | 0 | 0 | 0 | 0 | 0 | 0 | 0 | 0 | 0 | 0 | 0 | 0 | 0 | 0 | 0 | 0 | 0 | 0 | 0 | 0 | 0 | 0 | 0 | 0 | 0 | 0 | 0 | 0 | 0 | 0 | 0 | 0 | 0 | 0 | 0 | 0 | 0 | 0 | 0 | 0 | 0 | 0 | 0 | 0 | 0 | 0 | 1.3896 | 2.7723 | 4.1481 | 5.5171 | 6.8793 | 8.2348 | 9.5835 | 10.9255 | 12.2609 | 13.5898 | 13.5898 | 13.5898 | 13.5898 | 13.5898 | 13.5898 | 13.5898 | 13.5898 | 13.5898 | 13.5898 | 13.5898 | 13.5898 | 13.5898 | 13.5898 | 13.5898 | 10513.558 | 10461.2171 | 10409.1898 | 10357.4739 | 10306.0673 | 10254.9678 | 10204.1732 | 10153.6814 | 10103.4904 | 10053.598 | 0 | 0 | 0 | 0 | 0 | 0 | 0 | 0 | 0 | 0 | 0 | 0 | 0 | 0 | 102817.4168 | 0 | 0 | 0 | 0 | 0 | 0 | 0 | 0 | 0 | 0 | 0 | 0 | 0 | 0 | 0 | 0 | 0 | 0 | 0 | 0 | 0.009815% | 0.94438 | 1.8841 | 2.8191 | 3.7494 | 4.6752 | 5.5963 | 6.5129 | 7.425 | 8.3325 | 9.2356 | 9.2356 | 9.2356 | 9.2356 | 9.2356 | 9.2356 | 9.2356 | 9.2356 | 9.2356 | 9.2356 | 9.2356 | 9.2356 | 9.2356 | 9.2356 | 9.2356
| ComResCirculatorPumps_1_3 | Measure_InputOutputCom | RTF Workbook "ComResCirculatorPumps_1_3" | 2020 | Retro | 2022 | 2045 | PSE | Commercial | All Commercial | Electric | Per cast iron pump; >1/2 - ≤3/4 horsepower (>550 - ≤750 Max watts); ECM; Adaptive pressure speed control; (PEI 0.75-0.60 or ER 105-117) |  |  | Cast iron pump; >1/2 - ≤3/4 horsepower (>550 - ≤750 Max watts); ECM; Adaptive pressure speed control; (PEI 0.75-0.60 or ER 105-117) |  | 707.5102 | 11.5 | 486.5505 | 0 |  | 0 | 0 | 0 | 0 | 0 | 0 | 0 | 0 |  | 0 | 0 | 0 | Other | Circulator Pump | Circulator Pumps | Circulator pump bronze or stainless learning run hours | ResDHW | 0.01444% | 100% | 100% | 1.8669 | 3.3767e-05 | 0.9659% | 8.696% | 95% | 6.8% | 0.2% | 382.5178 | 15.0415 | 39.7559 | 500.2793 | 0 | 0 | 0 | 542.7919 | 42.5126 |  | 0.06572 | 0 | 0.06572 | 04. $0.062 to $0.070 | 1 | 0 | 01. ($9,999.00) to $0.22 | 1 | 18.4802 | 18.3882 | 18.2967 | 18.2058 | 18.1155 | 18.0256 | 17.9364 | 17.8476 | 17.7594 | 17.6717 | 0 | 0 | 0 | 0 | 0 | 0 | 0 | 0 | 0 | 0 | 0 | 0 | 0 | 0 | 13074.9206 | 13009.8281 | 12945.1256 | 12880.8105 | 12816.88 | 12753.3313 | 12690.162 | 12627.3692 | 12564.9503 | 12502.9029 | 0 | 0 | 0 | 0 | 0 | 0 | 0 | 0 | 0 | 0 | 0 | 0 | 0 | 0 | 127866.2804 | 13074.9206 | 26084.7486 | 39029.8743 | 51910.6848 | 64727.5647 | 77480.8961 | 90171.058 | 102798.4272 | 115363.3775 | 127866.2804 | 127866.2804 | 127866.2804 | 127866.2804 | 127866.2804 | 127866.2804 | 127866.2804 | 127866.2804 | 127866.2804 | 127866.2804 | 127866.2804 | 127866.2804 | 127866.2804 | 127866.2804 | 127866.2804 | 0 | 0 | 0 | 0 | 0 | 0 | 0 | 0 | 0 | 0 | 0 | 0 | 0 | 0 | 0 | 0 | 0 | 0 | 0 | 0 | 0 | 0 | 0 | 0 | 0 | 0 | 0 | 0 | 0 | 0 | 0 | 0 | 0 | 0 | 0 | 0 | 0 | 0 | 0 | 0 | 0 | 0 | 0 | 0 | 0 | 0 | 0 | 0 | 0 | 0 | 0 | 0 | 0 | 0 | 0 | 0 | 0 | 0 | 0 | 0 | 0 | 1.8883 | 3.7673 | 5.6369 | 7.4972 | 9.3483 | 11.1902 | 13.023 | 14.8467 | 16.6614 | 18.4671 | 18.4671 | 18.4671 | 18.4671 | 18.4671 | 18.4671 | 18.4671 | 18.4671 | 18.4671 | 18.4671 | 18.4671 | 18.4671 | 18.4671 | 18.4671 | 18.4671 | 10030.8957 | 9980.9577 | 9931.3189 | 9881.9772 | 9832.9306 | 9784.177 | 9735.7143 | 9687.5406 | 9639.6537 | 9592.0518 | 0 | 0 | 0 | 0 | 0 | 0 | 0 | 0 | 0 | 0 | 0 | 0 | 0 | 0 | 98097.2175 | 0 | 0 | 0 | 0 | 0 | 0 | 0 | 0 | 0 | 0 | 0 | 0 | 0 | 0 | 0 | 0 | 0 | 0 | 0 | 0 | 0.009815% | 1.2833 | 2.5602 | 3.8308 | 5.0951 | 6.3531 | 7.6048 | 8.8504 | 10.0898 | 11.323 | 12.5502 | 12.5502 | 12.5502 | 12.5502 | 12.5502 | 12.5502 | 12.5502 | 12.5502 | 12.5502 | 12.5502 | 12.5502 | 12.5502 | 12.5502 | 12.5502 | 12.5502
| ComResCirculatorPumps_1_3 | Measure_InputOutputCom | RTF Workbook "ComResCirculatorPumps_1_3" | 2020 | Retro | 2022 | 2045 | PSE | Commercial | All Commercial | Electric | Per cast iron pump; >3/4 - ≤1.25 horsepower (>750 - ≤1000 Max watts); ECM; Adaptive pressure speed control; (PEI 0.75-0.60 or ER 100-115) |  |  | Cast iron pump; >3/4 - ≤1.25 horsepower (>750 - ≤1000 Max watts); ECM; Adaptive pressure speed control; (PEI 0.75-0.60 or ER 100-115) |  | 834.176 | 11.5 | 477.069 | 0 |  | 0 | 0 | 0 | 0 | 0 | 0 | 0 | 0 |  | 0 | 0 | 0 | Other | Circulator Pump | Circulator Pumps | Circulator pump bronze or stainless learning run hours | ResDHW | 0.01444% | 100% | 100% | 1.8669 | 3.3767e-05 | 0.9659% | 8.696% | 95% | 6.8% | 0.2% | 451.0001 | 17.7344 | 46.8734 | 490.5302 | 0 | 0 | 0 | 521.3362 | 30.8059 |  | 0.053538 | 0 | 0.053538 | 02. $0.028 to $0.055 | 1 | 0 | 01. ($9,999.00) to $0.22 | 1 | 18.4802 | 18.3882 | 18.2967 | 18.2058 | 18.1155 | 18.0256 | 17.9364 | 17.8476 | 17.7594 | 17.6717 | 0 | 0 | 0 | 0 | 0 | 0 | 0 | 0 | 0 | 0 | 0 | 0 | 0 | 0 | 15415.7268 | 15338.9808 | 15262.6946 | 15186.8651 | 15111.4891 | 15036.5633 | 14962.0847 | 14888.0501 | 14814.4564 | 14741.3006 | 0 | 0 | 0 | 0 | 0 | 0 | 0 | 0 | 0 | 0 | 0 | 0 | 0 | 0 | 150758.2116 | 15415.7268 | 30754.7075 | 46017.4021 | 61204.2672 | 76315.7563 | 91352.3197 | 106314.4044 | 121202.4545 | 136016.9109 | 150758.2116 | 150758.2116 | 150758.2116 | 150758.2116 | 150758.2116 | 150758.2116 | 150758.2116 | 150758.2116 | 150758.2116 | 150758.2116 | 150758.2116 | 150758.2116 | 150758.2116 | 150758.2116 | 150758.2116 | 0 | 0 | 0 | 0 | 0 | 0 | 0 | 0 | 0 | 0 | 0 | 0 | 0 | 0 | 0 | 0 | 0 | 0 | 0 | 0 | 0 | 0 | 0 | 0 | 0 | 0 | 0 | 0 | 0 | 0 | 0 | 0 | 0 | 0 | 0 | 0 | 0 | 0 | 0 | 0 | 0 | 0 | 0 | 0 | 0 | 0 | 0 | 0 | 0 | 0 | 0 | 0 | 0 | 0 | 0 | 0 | 0 | 0 | 0 | 0 | 0 | 2.2264 | 4.4417 | 6.6461 | 8.8394 | 11.0219 | 13.1936 | 15.3545 | 17.5047 | 19.6442 | 21.7732 | 21.7732 | 21.7732 | 21.7732 | 21.7732 | 21.7732 | 21.7732 | 21.7732 | 21.7732 | 21.7732 | 21.7732 | 21.7732 | 21.7732 | 21.7732 | 21.7732 | 9634.3894 | 9586.4253 | 9538.7487 | 9491.3574 | 9444.2495 | 9397.4231 | 9350.8761 | 9304.6066 | 9258.6126 | 9212.8923 | 0 | 0 | 0 | 0 | 0 | 0 | 0 | 0 | 0 | 0 | 0 | 0 | 0 | 0 | 94219.581 | 0 | 0 | 0 | 0 | 0 | 0 | 0 | 0 | 0 | 0 | 0 | 0 | 0 | 0 | 0 | 0 | 0 | 0 | 0 | 0 | 0.009815% | 1.5131 | 3.0186 | 4.5167 | 6.0073 | 7.4905 | 8.9663 | 10.4349 | 11.8961 | 13.3502 | 14.7971 | 14.7971 | 14.7971 | 14.7971 | 14.7971 | 14.7971 | 14.7971 | 14.7971 | 14.7971 | 14.7971 | 14.7971 | 14.7971 | 14.7971 | 14.7971 | 14.7971
| ComResCirculatorPumps_1_3 | Measure_InputOutputCom | RTF Workbook "ComResCirculatorPumps_1_3" | 2020 | Retro | 2022 | 2045 | PSE | Commercial | All Commercial | Electric | Per cast iron pump; >1.25 - ≤1.75 horsepower (>1000 - ≤1300 Max watts); ECM; Adaptive pressure speed control; (PEI 0.75-0.60 or ER 100-115) |  |  | Cast iron pump; >1.25 - ≤1.75 horsepower (>1000 - ≤1300 Max watts); ECM; Adaptive pressure speed control; (PEI 0.75-0.60 or ER 100-115) |  | 1251.264 | 11.5 | 771.9933 | 0 |  | 0 | 0 | 0 | 0 | 0 | 0 | 0 | 0 |  | 0 | 0 | 0 | Other | Circulator Pump | Circulator Pumps | Circulator pump bronze or stainless learning run hours | ResDHW | 0.01444% | 100% | 100% | 1.8669 | 3.3767e-05 | 0.9659% | 8.696% | 95% | 6.8% | 0.2% | 676.5001 | 26.6016 | 70.3102 | 793.7763 | 0 | 0 | 0 | 851.2631 | 57.4869 |  | 0.058279 | 0 | 0.058279 | 03. $0.055 to $0.062 | 1 | 0 | 01. ($9,999.00) to $0.22 | 1 | 18.4802 | 18.3882 | 18.2967 | 18.2058 | 18.1155 | 18.0256 | 17.9364 | 17.8476 | 17.7594 | 17.6717 | 0 | 0 | 0 | 0 | 0 | 0 | 0 | 0 | 0 | 0 | 0 | 0 | 0 | 0 | 23123.5901 | 23008.4711 | 22894.0419 | 22780.2977 | 22667.2336 | 22554.845 | 22443.1271 | 22332.0752 | 22221.6847 | 22111.9509 | 0 | 0 | 0 | 0 | 0 | 0 | 0 | 0 | 0 | 0 | 0 | 0 | 0 | 0 | 226137.3173 | 23123.5901 | 46132.0613 | 69026.1032 | 91806.4009 | 114473.6345 | 137028.4795 | 159471.6066 | 181803.6818 | 204025.3664 | 226137.3173 | 226137.3173 | 226137.3173 | 226137.3173 | 226137.3173 | 226137.3173 | 226137.3173 | 226137.3173 | 226137.3173 | 226137.3173 | 226137.3173 | 226137.3173 | 226137.3173 | 226137.3173 | 226137.3173 | 0 | 0 | 0 | 0 | 0 | 0 | 0 | 0 | 0 | 0 | 0 | 0 | 0 | 0 | 0 | 0 | 0 | 0 | 0 | 0 | 0 | 0 | 0 | 0 | 0 | 0 | 0 | 0 | 0 | 0 | 0 | 0 | 0 | 0 | 0 | 0 | 0 | 0 | 0 | 0 | 0 | 0 | 0 | 0 | 0 | 0 | 0 | 0 | 0 | 0 | 0 | 0 | 0 | 0 | 0 | 0 | 0 | 0 | 0 | 0 | 0 | 3.3396 | 6.6626 | 9.9691 | 13.2591 | 16.5328 | 19.7903 | 23.0317 | 26.257 | 29.4664 | 32.6599 | 32.6599 | 32.6599 | 32.6599 | 32.6599 | 32.6599 | 32.6599 | 32.6599 | 32.6599 | 32.6599 | 32.6599 | 32.6599 | 32.6599 | 32.6599 | 32.6599 | 15731.5007 | 15653.1827 | 15575.3339 | 15497.9511 | 15421.0311 | 15344.5706 | 15268.5663 | 15193.0152 | 15117.914 | 15043.2597 | 0 | 0 | 0 | 0 | 0 | 0 | 0 | 0 | 0 | 0 | 0 | 0 | 0 | 0 | 153846.3253 | 0 | 0 | 0 | 0 | 0 | 0 | 0 | 0 | 0 | 0 | 0 | 0 | 0 | 0 | 0 | 0 | 0 | 0 | 0 | 0 | 0.009815% | 2.2696 | 4.5279 | 6.775 | 9.0109 | 11.2357 | 13.4495 | 15.6523 | 17.8442 | 20.0253 | 22.1956 | 22.1956 | 22.1956 | 22.1956 | 22.1956 | 22.1956 | 22.1956 | 22.1956 | 22.1956 | 22.1956 | 22.1956 | 22.1956 | 22.1956 | 22.1956 | 22.1956
| ComResCirculatorPumps_1_3 | Measure_InputOutputCom | RTF Workbook "ComResCirculatorPumps_1_3" | 2020 | Retro | 2022 | 2045 | PSE | Commercial | All Commercial | Electric | Per cast iron pump; >1.75 - ≤2.5 horsepower (>1300 - ≤1750 Max watts); ECM; Adaptive pressure speed control; (PEI 0.75-0.60 or ER 100-115) |  |  | Cast iron pump; >1.75 - ≤2.5 horsepower (>1300 - ≤1750 Max watts); ECM; Adaptive pressure speed control; (PEI 0.75-0.60 or ER 100-115) |  | 1668.352 | 11.5 | 1066.9176 | 0 |  | 0 | 0 | 0 | 0 | 0 | 0 | 0 | 0 |  | 0 | 0 | 0 | Other | Circulator Pump | Circulator Pumps | Circulator pump bronze or stainless learning run hours | ResDHW | 0.01444% | 100% | 100% | 1.8669 | 3.3767e-05 | 0.9659% | 8.696% | 95% | 6.8% | 0.2% | 902.0001 | 35.4688 | 93.7469 | 1097.0223 | 0 | 0 | 0 | 1181.1901 | 84.1678 |  | 0.06065 | 0 | 0.06065 | 03. $0.055 to $0.062 | 1 | 0 | 01. ($9,999.00) to $0.22 | 1 | 18.4802 | 18.3882 | 18.2967 | 18.2058 | 18.1155 | 18.0256 | 17.9364 | 17.8476 | 17.7594 | 17.6717 | 0 | 0 | 0 | 0 | 0 | 0 | 0 | 0 | 0 | 0 | 0 | 0 | 0 | 0 | 30831.4535 | 30677.9615 | 30525.3892 | 30373.7303 | 30222.9782 | 30073.1267 | 29924.1694 | 29776.1002 | 29628.9129 | 29482.6012 | 0 | 0 | 0 | 0 | 0 | 0 | 0 | 0 | 0 | 0 | 0 | 0 | 0 | 0 | 301516.4231 | 30831.4535 | 61509.415 | 92034.8042 | 122408.5345 | 152631.5127 | 182704.6393 | 212628.8088 | 242404.909 | 272033.8219 | 301516.4231 | 301516.4231 | 301516.4231 | 301516.4231 | 301516.4231 | 301516.4231 | 301516.4231 | 301516.4231 | 301516.4231 | 301516.4231 | 301516.4231 | 301516.4231 | 301516.4231 | 301516.4231 | 301516.4231 | 0 | 0 | 0 | 0 | 0 | 0 | 0 | 0 | 0 | 0 | 0 | 0 | 0 | 0 | 0 | 0 | 0 | 0 | 0 | 0 | 0 | 0 | 0 | 0 | 0 | 0 | 0 | 0 | 0 | 0 | 0 | 0 | 0 | 0 | 0 | 0 | 0 | 0 | 0 | 0 | 0 | 0 | 0 | 0 | 0 | 0 | 0 | 0 | 0 | 0 | 0 | 0 | 0 | 0 | 0 | 0 | 0 | 0 | 0 | 0 | 0 | 4.4528 | 8.8835 | 13.2921 | 17.6788 | 22.0438 | 26.3871 | 30.7089 | 35.0093 | 39.2885 | 43.5465 | 43.5465 | 43.5465 | 43.5465 | 43.5465 | 43.5465 | 43.5465 | 43.5465 | 43.5465 | 43.5465 | 43.5465 | 43.5465 | 43.5465 | 43.5465 | 43.5465 | 21828.612 | 21719.94 | 21611.9191 | 21504.5448 | 21397.8126 | 21291.718 | 21186.2566 | 21081.4239 | 20977.2155 | 20873.6271 | 0 | 0 | 0 | 0 | 0 | 0 | 0 | 0 | 0 | 0 | 0 | 0 | 0 | 0 | 213473.0695 | 0 | 0 | 0 | 0 | 0 | 0 | 0 | 0 | 0 | 0 | 0 | 0 | 0 | 0 | 0 | 0 | 0 | 0 | 0 | 0 | 0.009815% | 3.0261 | 6.0372 | 9.0333 | 12.0145 | 14.9809 | 17.9326 | 20.8697 | 23.7923 | 26.7004 | 29.5941 | 29.5941 | 29.5941 | 29.5941 | 29.5941 | 29.5941 | 29.5941 | 29.5941 | 29.5941 | 29.5941 | 29.5941 | 29.5941 | 29.5941 | 29.5941 | 29.5941
| ComResCirculatorPumps_1_3 | Measure_InputOutputCom | RTF Workbook "ComResCirculatorPumps_1_3" | 2020 | Retro | 2022 | 2045 | PSE | Commercial | All Commercial | Electric | Per cast iron pump; >2.5 - ≤3.5 horsepower (>1750 - ≤2350 Max watts); ECM; Adaptive pressure speed control; (PEI 0.75-0.60 or ER 100-115) |  |  | Cast iron pump; >2.5 - ≤3.5 horsepower (>1750 - ≤2350 Max watts); ECM; Adaptive pressure speed control; (PEI 0.75-0.60 or ER 100-115) |  | 2502.5279 | 11.5 | 1656.7662 | 0 |  | 0 | 0 | 0 | 0 | 0 | 0 | 0 | 0 |  | 0 | 0 | 0 | Other | Circulator Pump | Circulator Pumps | Circulator pump bronze or stainless learning run hours | ResDHW | 0.01444% | 100% | 100% | 1.8669 | 3.3767e-05 | 0.9659% | 8.696% | 95% | 6.8% | 0.2% | 1353.0002 | 53.2032 | 140.6203 | 1703.5144 | 0 | 0 | 0 | 1841.044 | 137.5297 |  | 0.063021 | 0 | 0.063021 | 04. $0.062 to $0.070 | 1 | 0 | 01. ($9,999.00) to $0.22 | 1 | 18.4802 | 18.3882 | 18.2967 | 18.2058 | 18.1155 | 18.0256 | 17.9364 | 17.8476 | 17.7594 | 17.6717 | 0 | 0 | 0 | 0 | 0 | 0 | 0 | 0 | 0 | 0 | 0 | 0 | 0 | 0 | 46247.1803 | 46016.9423 | 45788.0838 | 45560.5954 | 45334.4673 | 45109.69 | 44886.2542 | 44664.1504 | 44443.3693 | 44223.9018 | 0 | 0 | 0 | 0 | 0 | 0 | 0 | 0 | 0 | 0 | 0 | 0 | 0 | 0 | 452274.6347 | 46247.1803 | 92264.1225 | 138052.2064 | 183612.8017 | 228947.269 | 274056.959 | 318943.2132 | 363607.3635 | 408050.7328 | 452274.6347 | 452274.6347 | 452274.6347 | 452274.6347 | 452274.6347 | 452274.6347 | 452274.6347 | 452274.6347 | 452274.6347 | 452274.6347 | 452274.6347 | 452274.6347 | 452274.6347 | 452274.6347 | 452274.6347 | 0 | 0 | 0 | 0 | 0 | 0 | 0 | 0 | 0 | 0 | 0 | 0 | 0 | 0 | 0 | 0 | 0 | 0 | 0 | 0 | 0 | 0 | 0 | 0 | 0 | 0 | 0 | 0 | 0 | 0 | 0 | 0 | 0 | 0 | 0 | 0 | 0 | 0 | 0 | 0 | 0 | 0 | 0 | 0 | 0 | 0 | 0 | 0 | 0 | 0 | 0 | 0 | 0 | 0 | 0 | 0 | 0 | 0 | 0 | 0 | 0 | 6.6792 | 13.3252 | 19.9382 | 26.5183 | 33.0657 | 39.5807 | 46.0634 | 52.514 | 58.9327 | 65.3197 | 65.3197 | 65.3197 | 65.3197 | 65.3197 | 65.3197 | 65.3197 | 65.3197 | 65.3197 | 65.3197 | 65.3197 | 65.3197 | 65.3197 | 65.3197 | 65.3197 | 34022.8346 | 33853.4546 | 33685.0895 | 33517.7322 | 33351.3757 | 33186.013 | 33021.6371 | 32858.2412 | 32695.8184 | 32534.3619 | 0 | 0 | 0 | 0 | 0 | 0 | 0 | 0 | 0 | 0 | 0 | 0 | 0 | 0 | 332726.558 | 0 | 0 | 0 | 0 | 0 | 0 | 0 | 0 | 0 | 0 | 0 | 0 | 0 | 0 | 0 | 0 | 0 | 0 | 0 | 0 | 0.009815% | 4.5392 | 9.0558 | 13.55 | 18.0218 | 22.4714 | 26.899 | 31.3046 | 35.6884 | 40.0506 | 44.3912 | 44.3912 | 44.3912 | 44.3912 | 44.3912 | 44.3912 | 44.3912 | 44.3912 | 44.3912 | 44.3912 | 44.3912 | 44.3912 | 44.3912 | 44.3912 | 44.3912
| ComResCirculatorPumps_1_3 | Measure_InputOutputCom | RTF Workbook "ComResCirculatorPumps_1_3" | 2020 | Retro | 2022 | 2045 | PSE | Commercial | All Commercial | Electric | Per cast iron pump; >3.5 - ≤4.5 horsepower (>2350 - ≤3100 Max watts); ECM; Adaptive pressure speed control; (PEI 0.75-0.60 or ER 100-115) |  |  | Cast iron pump; >3.5 - ≤4.5 horsepower (>2350 - ≤3100 Max watts); ECM; Adaptive pressure speed control; (PEI 0.75-0.60 or ER 100-115) |  | 3336.7039 | 11.5 | 2246.6148 | 0 |  | 0 | 0 | 0 | 0 | 0 | 0 | 0 | 0 |  | 0 | 0 | 0 | Other | Circulator Pump | Circulator Pumps | Circulator pump bronze or stainless learning run hours | ResDHW | 0.01444% | 100% | 100% | 1.8669 | 3.3767e-05 | 0.9659% | 8.696% | 95% | 6.8% | 0.2% | 1804.0002 | 70.9377 | 187.4938 | 2310.0064 | 0 | 0 | 0 | 2500.8979 | 190.8915 |  | 0.064206 | 0 | 0.064206 | 04. $0.062 to $0.070 | 1 | 0 | 01. ($9,999.00) to $0.22 | 1 | 18.4802 | 18.3882 | 18.2967 | 18.2058 | 18.1155 | 18.0256 | 17.9364 | 17.8476 | 17.7594 | 17.6717 | 0 | 0 | 0 | 0 | 0 | 0 | 0 | 0 | 0 | 0 | 0 | 0 | 0 | 0 | 61662.907 | 61355.923 | 61050.7785 | 60747.4605 | 60445.9564 | 60146.2533 | 59848.3389 | 59552.2005 | 59257.8258 | 58965.2024 | 0 | 0 | 0 | 0 | 0 | 0 | 0 | 0 | 0 | 0 | 0 | 0 | 0 | 0 | 603032.8462 | 61662.907 | 123018.83 | 184069.6085 | 244817.069 | 305263.0253 | 365409.2787 | 425257.6176 | 484809.818 | 544067.6438 | 603032.8462 | 603032.8462 | 603032.8462 | 603032.8462 | 603032.8462 | 603032.8462 | 603032.8462 | 603032.8462 | 603032.8462 | 603032.8462 | 603032.8462 | 603032.8462 | 603032.8462 | 603032.8462 | 603032.8462 | 0 | 0 | 0 | 0 | 0 | 0 | 0 | 0 | 0 | 0 | 0 | 0 | 0 | 0 | 0 | 0 | 0 | 0 | 0 | 0 | 0 | 0 | 0 | 0 | 0 | 0 | 0 | 0 | 0 | 0 | 0 | 0 | 0 | 0 | 0 | 0 | 0 | 0 | 0 | 0 | 0 | 0 | 0 | 0 | 0 | 0 | 0 | 0 | 0 | 0 | 0 | 0 | 0 | 0 | 0 | 0 | 0 | 0 | 0 | 0 | 0 | 8.9057 | 17.767 | 26.5842 | 35.3577 | 44.0876 | 52.7742 | 61.4178 | 70.0186 | 78.5769 | 87.093 | 87.093 | 87.093 | 87.093 | 87.093 | 87.093 | 87.093 | 87.093 | 87.093 | 87.093 | 87.093 | 87.093 | 87.093 | 87.093 | 87.093 | 46217.0573 | 45986.9692 | 45758.2599 | 45530.9196 | 45304.9388 | 45080.3079 | 44857.0176 | 44635.0585 | 44414.4212 | 44195.0967 | 0 | 0 | 0 | 0 | 0 | 0 | 0 | 0 | 0 | 0 | 0 | 0 | 0 | 0 | 451980.0466 | 0 | 0 | 0 | 0 | 0 | 0 | 0 | 0 | 0 | 0 | 0 | 0 | 0 | 0 | 0 | 0 | 0 | 0 | 0 | 0 | 0.009815% | 6.0523 | 12.0744 | 18.0666 | 24.029 | 29.9619 | 35.8653 | 41.7395 | 47.5846 | 53.4008 | 59.1883 | 59.1883 | 59.1883 | 59.1883 | 59.1883 | 59.1883 | 59.1883 | 59.1883 | 59.1883 | 59.1883 | 59.1883 | 59.1883 | 59.1883 | 59.1883 | 59.1883
| ComResCirculatorPumps_1_3 | Measure_InputOutputCom | RTF Workbook "ComResCirculatorPumps_1_3" | 2020 | Retro | 2022 | 2045 | PSE | Commercial | All Commercial | Electric | Per cast iron pump; >4.5 - ≤5 horsepower (>3100 - ≤3700 Max watts); ECM; Adaptive pressure speed control; (PEI 0.75-0.60 or ER 100-115) |  |  | Cast iron pump; >4.5 - ≤5 horsepower (>3100 - ≤3700 Max watts); ECM; Adaptive pressure speed control; (PEI 0.75-0.60 or ER 100-115) |  | 4170.8799 | 11.5 | 2836.4634 | 0 |  | 0 | 0 | 0 | 0 | 0 | 0 | 0 | 0 |  | 0 | 0 | 0 | Other | Circulator Pump | Circulator Pumps | Circulator pump bronze or stainless learning run hours | ResDHW | 0.01444% | 100% | 100% | 1.8669 | 3.3767e-05 | 0.9659% | 8.696% | 95% | 6.8% | 0.2% | 2255.0003 | 88.6721 | 234.3672 | 2916.4985 | 0 | 0 | 0 | 3160.7518 | 244.2534 |  | 0.064917 | 0 | 0.064917 | 04. $0.062 to $0.070 | 1 | 0 | 01. ($9,999.00) to $0.22 | 1 | 18.4802 | 18.3882 | 18.2967 | 18.2058 | 18.1155 | 18.0256 | 17.9364 | 17.8476 | 17.7594 | 17.6717 | 0 | 0 | 0 | 0 | 0 | 0 | 0 | 0 | 0 | 0 | 0 | 0 | 0 | 0 | 77078.6338 | 76694.9038 | 76313.4731 | 75934.3256 | 75557.4455 | 75182.8167 | 74810.4236 | 74440.2506 | 74072.2822 | 73706.503 | 0 | 0 | 0 | 0 | 0 | 0 | 0 | 0 | 0 | 0 | 0 | 0 | 0 | 0 | 753791.0578 | 77078.6338 | 153773.5375 | 230087.0106 | 306021.3362 | 381578.7817 | 456761.5984 | 531572.022 | 606012.2726 | 680084.5547 | 753791.0578 | 753791.0578 | 753791.0578 | 753791.0578 | 753791.0578 | 753791.0578 | 753791.0578 | 753791.0578 | 753791.0578 | 753791.0578 | 753791.0578 | 753791.0578 | 753791.0578 | 753791.0578 | 753791.0578 | 0 | 0 | 0 | 0 | 0 | 0 | 0 | 0 | 0 | 0 | 0 | 0 | 0 | 0 | 0 | 0 | 0 | 0 | 0 | 0 | 0 | 0 | 0 | 0 | 0 | 0 | 0 | 0 | 0 | 0 | 0 | 0 | 0 | 0 | 0 | 0 | 0 | 0 | 0 | 0 | 0 | 0 | 0 | 0 | 0 | 0 | 0 | 0 | 0 | 0 | 0 | 0 | 0 | 0 | 0 | 0 | 0 | 0 | 0 | 0 | 0 | 11.1321 | 22.2087 | 33.2303 | 44.1971 | 55.1095 | 65.9678 | 76.7723 | 87.5233 | 98.2212 | 108.8662 | 108.8662 | 108.8662 | 108.8662 | 108.8662 | 108.8662 | 108.8662 | 108.8662 | 108.8662 | 108.8662 | 108.8662 | 108.8662 | 108.8662 | 108.8662 | 108.8662 | 58411.2799 | 58120.4838 | 57831.4303 | 57544.107 | 57258.5018 | 56974.6029 | 56692.3981 | 56411.8758 | 56133.0241 | 55855.8315 | 0 | 0 | 0 | 0 | 0 | 0 | 0 | 0 | 0 | 0 | 0 | 0 | 0 | 0 | 571233.5351 | 0 | 0 | 0 | 0 | 0 | 0 | 0 | 0 | 0 | 0 | 0 | 0 | 0 | 0 | 0 | 0 | 0 | 0 | 0 | 0 | 0.009815% | 7.5653 | 15.093 | 22.5833 | 30.0363 | 37.4523 | 44.8316 | 52.1743 | 59.4807 | 66.751 | 73.9853 | 73.9853 | 73.9853 | 73.9853 | 73.9853 | 73.9853 | 73.9853 | 73.9853 | 73.9853 | 73.9853 | 73.9853 | 73.9853 | 73.9853 | 73.9853 | 73.9853
| ComResCirculatorPumps_1_3 | Measure_InputOutputCom | RTF Workbook "ComResCirculatorPumps_1_3" | 2020 | Retro | 2022 | 2045 | PSE | Commercial | All Commercial | Electric | Per bronze or stainless steel pump; >1/16 - ≤1/8 horsepower (>100 - ≤200 Max watts); ; On-demand run-hours control |  |  | Bronze or stainless steel pump; >1/16 - ≤1/8 horsepower (>100 - ≤200 Max watts); ; On-demand run-hours control |  | 1209.228 | 11.5 | 437.5847 | 0 |  | 0 | 0 | 0 | 0 | 0 | 0 | 0 | 160.3666 |  | 0 | 0 | 0 | Other | Circulator Pump | Circulator Pumps | Circulator pump bronze or stainless learning run hours | ResDHW | 0.01444% | 100% | 100% | 1.8669 | 3.3767e-05 | 0.9659% | 8.696% | 95% | 6.8% | 0.2% | 653.7732 | 25.7079 | 67.9481 | 449.9318 | 0 | 1471.642 | 0 | -16735.4503 | -6.1391 |  | -1.1856 | -0.0035575 | -1.1856 | 01. ($9,999.000) to $0.028 | 1 | -0.0035575 | 01. ($9,999.00) to $0.22 | 1 | 18.4802 | 18.3882 | 18.2967 | 18.2058 | 18.1155 | 18.0256 | 17.9364 | 17.8476 | 17.7594 | 17.6717 | 0 | 0 | 0 | 0 | 0 | 0 | 0 | 0 | 0 | 0 | 0 | 0 | 0 | 0 | 22346.757 | 22235.5054 | 22124.9204 | 22014.9974 | 21905.7317 | 21797.1188 | 21689.154 | 21581.8329 | 21475.1509 | 21369.1036 | 0 | 0 | 0 | 0 | 0 | 0 | 0 | 0 | 0 | 0 | 0 | 0 | 0 | 0 | 218540.2721 | 22346.757 | 44582.2624 | 66707.1828 | 88722.1802 | 110627.9119 | 132425.0307 | 154114.1847 | 175696.0176 | 197171.1685 | 218540.2721 | 218540.2721 | 218540.2721 | 218540.2721 | 218540.2721 | 218540.2721 | 218540.2721 | 218540.2721 | 218540.2721 | 218540.2721 | 218540.2721 | 218540.2721 | 218540.2721 | 218540.2721 | 218540.2721 | 2.8855 | 2.8711 | 2.8569 | 2.8427 | 2.8286 | 2.8145 | 2.8006 | 2.7867 | 2.773 | 2.7593 | 0 | 0 | 0 | 0 | 0 | 0 | 0 | 0 | 0 | 0 | 462.7381 | 460.4343 | 458.1444 | 455.8683 | 453.6057 | 451.3566 | 449.121 | 446.8986 | 444.6896 | 442.4936 | 0 | 0 | 0 | 0 | 0 | 0 | 0 | 0 | 0 | 0 | 4525.3501 | 462.7381 | 923.1724 | 1381.3168 | 1837.1851 | 2290.7908 | 2742.1474 | 3191.2683 | 3638.167 | 4082.8565 | 4525.3501 | 4525.3501 | 4525.3501 | 4525.3501 | 4525.3501 | 4525.3501 | 4525.3501 | 4525.3501 | 4525.3501 | 4525.3501 | 4525.3501 | 3.2274 | 6.4388 | 9.6342 | 12.8137 | 15.9774 | 19.1255 | 22.2579 | 25.3749 | 28.4764 | 31.5627 | 31.5627 | 31.5627 | 31.5627 | 31.5627 | 31.5627 | 31.5627 | 31.5627 | 31.5627 | 31.5627 | 31.5627 | 31.5627 | 31.5627 | 31.5627 | 31.5627 | 0 | 0 | 0 | 0 | 0 | 0 | 0 | 0 | 0 | 0 | 0 | 0 | 0 | 0 | 0 | 0 | 0 | 0 | 0 | 0 | 0 | 0 | 0 | 0 | 0 | 0 | 0 | 0 | 0 | 0 | 0 | 0 | 0 | 0 | 0 | 0 | 0 | 0 | 0 | 0 | 0 | 0 | 0 | 0 | 0 | 0.009815% | 2.1934 | 4.3758 | 6.5474 | 8.7082 | 10.8582 | 12.9976 | 15.1265 | 17.2447 | 19.3525 | 21.4499 | 21.4499 | 21.4499 | 21.4499 | 21.4499 | 21.4499 | 21.4499 | 21.4499 | 21.4499 | 21.4499 | 21.4499 | 21.4499 | 21.4499 | 21.4499 | 21.4499
| ComResCirculatorPumps_1_3 | Measure_InputOutputCom | RTF Workbook "ComResCirculatorPumps_1_3" | 2020 | Retro | 2022 | 2045 | PSE | Commercial | All Commercial | Electric | Per bronze or stainless steel pump; >1/8 - ≤1/6 horsepower (>200 - ≤300 Max watts); ; On-demand run-hours control |  |  | Bronze or stainless steel pump; >1/8 - ≤1/6 horsepower (>200 - ≤300 Max watts); ; On-demand run-hours control |  | 1827.1967 | 11.5 | 2479.2708 | 0 |  | 0 | 0 | 0 | 0 | 0 | 0 | 0 | 320.7332 |  | 0 | 0 | 0 | Other | Circulator Pump | Circulator Pumps | Circulator pump bronze or stainless learning run hours | ResDHW | 0.01444% | 100% | 100% | 1.8669 | 3.3767e-05 | 0.9659% | 8.696% | 95% | 6.8% | 0.2% | 987.88 | 38.8458 | 102.6726 | 2549.2271 | 0 | 2943.284 | 0 | -31454.9231 | 354.3357 |  | -1.4747 | 0.10267 | -1.4747 | 01. ($9,999.000) to $0.028 | 1 | 0.10267 | 01. ($9,999.00) to $0.22 | 1 | 18.4802 | 18.3882 | 18.2967 | 18.2058 | 18.1155 | 18.0256 | 17.9364 | 17.8476 | 17.7594 | 17.6717 | 0 | 0 | 0 | 0 | 0 | 0 | 0 | 0 | 0 | 0 | 0 | 0 | 0 | 0 | 33766.9331 | 33598.8271 | 33431.7283 | 33265.6298 | 33100.5245 | 32936.4056 | 32773.2661 | 32611.0991 | 32449.898 | 32289.6559 | 0 | 0 | 0 | 0 | 0 | 0 | 0 | 0 | 0 | 0 | 0 | 0 | 0 | 0 | 330223.9675 | 33766.9331 | 67365.7602 | 100797.4885 | 134063.1183 | 167163.6429 | 200100.0485 | 232873.3145 | 265484.4136 | 297934.3116 | 330223.9675 | 330223.9675 | 330223.9675 | 330223.9675 | 330223.9675 | 330223.9675 | 330223.9675 | 330223.9675 | 330223.9675 | 330223.9675 | 330223.9675 | 330223.9675 | 330223.9675 | 330223.9675 | 330223.9675 | 2.8855 | 2.8711 | 2.8569 | 2.8427 | 2.8286 | 2.8145 | 2.8006 | 2.7867 | 2.773 | 2.7593 | 0 | 0 | 0 | 0 | 0 | 0 | 0 | 0 | 0 | 0 | 925.4761 | 920.8687 | 916.2889 | 911.7365 | 907.2113 | 902.7132 | 898.2419 | 893.7973 | 889.3791 | 884.9872 | 0 | 0 | 0 | 0 | 0 | 0 | 0 | 0 | 0 | 0 | 9050.7003 | 925.4761 | 1846.3448 | 2762.6337 | 3674.3702 | 4581.5815 | 5484.2947 | 6382.5367 | 7276.3339 | 8165.7131 | 9050.7003 | 9050.7003 | 9050.7003 | 9050.7003 | 9050.7003 | 9050.7003 | 9050.7003 | 9050.7003 | 9050.7003 | 9050.7003 | 9050.7003 | 4.8768 | 9.7293 | 14.5577 | 19.3621 | 24.1426 | 28.8994 | 33.6327 | 38.3426 | 43.0291 | 47.6926 | 47.6926 | 47.6926 | 47.6926 | 47.6926 | 47.6926 | 47.6926 | 47.6926 | 47.6926 | 47.6926 | 47.6926 | 47.6926 | 47.6926 | 47.6926 | 47.6926 | 0 | 0 | 0 | 0 | 0 | 0 | 0 | 0 | 0 | 0 | 0 | 0 | 0 | 0 | 0 | 0 | 0 | 0 | 0 | 0 | 0 | 0 | 0 | 0 | 0 | 1022.4363 | 1017.3461 | 1012.2865 | 1007.2572 | 1002.2579 | 997.2885 | 992.3488 | 987.4385 | 982.5575 | 977.7055 | 0 | 0 | 0 | 0 | 0 | 0 | 0 | 0 | 0 | 0 | 0.009815% | 3.3143 | 6.612 | 9.8934 | 13.1584 | 16.4073 | 19.64 | 22.8567 | 26.0576 | 29.2426 | 32.4118 | 32.4118 | 32.4118 | 32.4118 | 32.4118 | 32.4118 | 32.4118 | 32.4118 | 32.4118 | 32.4118 | 32.4118 | 32.4118 | 32.4118 | 32.4118 | 32.4118
| ComResCirculatorPumps_1_3 | Measure_InputOutputCom | RTF Workbook "ComResCirculatorPumps_1_3" | 2020 | Retro | 2022 | 2045 | PSE | Commercial | All Commercial | Electric | Per bronze or stainless steel pump; >1/6 - ≤1/4 horsepower (>300 - ≤400 Max watts); ; On-demand run-hours control |  |  | Bronze or stainless steel pump; >1/6 - ≤1/4 horsepower (>300 - ≤400 Max watts); ; On-demand run-hours control |  | 2251.4014 | 11.5 | 2479.2708 | 0 |  | 0 | 0 | 0 | 0 | 0 | 0 | 0 | 406.2733 |  | 0 | 0 | 0 | Other | Circulator Pump | Circulator Pumps | Circulator pump bronze or stainless learning run hours | ResDHW | 0.01444% | 100% | 100% | 1.8669 | 3.3767e-05 | 0.9659% | 8.696% | 95% | 6.8% | 0.2% | 1217.2278 | 47.8643 | 126.5092 | 2549.2271 | 0 | 3728.2627 | 0 | -40651.2435 | 321.4806 |  | -1.5467 | 0.073535 | -1.5467 | 01. ($9,999.000) to $0.028 | 1 | 0.073535 | 01. ($9,999.00) to $0.22 | 1 | 18.4802 | 18.3882 | 18.2967 | 18.2058 | 18.1155 | 18.0256 | 17.9364 | 17.8476 | 17.7594 | 17.6717 | 0 | 0 | 0 | 0 | 0 | 0 | 0 | 0 | 0 | 0 | 0 | 0 | 0 | 0 | 41606.3157 | 41399.1819 | 41193.2892 | 40988.629 | 40785.1927 | 40582.9716 | 40381.9574 | 40182.1415 | 39983.5156 | 39786.0715 | 0 | 0 | 0 | 0 | 0 | 0 | 0 | 0 | 0 | 0 | 0 | 0 | 0 | 0 | 406889.2662 | 41606.3157 | 83005.4976 | 124198.7868 | 165187.4159 | 205972.6086 | 246555.5802 | 286937.5376 | 327119.679 | 367103.1947 | 406889.2662 | 406889.2662 | 406889.2662 | 406889.2662 | 406889.2662 | 406889.2662 | 406889.2662 | 406889.2662 | 406889.2662 | 406889.2662 | 406889.2662 | 406889.2662 | 406889.2662 | 406889.2662 | 406889.2662 | 2.8855 | 2.8711 | 2.8569 | 2.8427 | 2.8286 | 2.8145 | 2.8006 | 2.7867 | 2.773 | 2.7593 | 0 | 0 | 0 | 0 | 0 | 0 | 0 | 0 | 0 | 0 | 1172.3021 | 1166.4659 | 1160.6647 | 1154.8981 | 1149.1661 | 1143.4683 | 1137.8045 | 1132.1745 | 1126.578 | 1121.0148 | 0 | 0 | 0 | 0 | 0 | 0 | 0 | 0 | 0 | 0 | 11464.5371 | 1172.3021 | 2338.768 | 3499.4327 | 4654.3308 | 5803.4969 | 6946.9652 | 8084.7698 | 9216.9443 | 10343.5223 | 11464.5371 | 11464.5371 | 11464.5371 | 11464.5371 | 11464.5371 | 11464.5371 | 11464.5371 | 11464.5371 | 11464.5371 | 11464.5371 | 11464.5371 | 6.009 | 11.9881 | 17.9374 | 23.8572 | 29.7476 | 35.6088 | 41.4409 | 47.2442 | 53.0189 | 58.765 | 58.765 | 58.765 | 58.765 | 58.765 | 58.765 | 58.765 | 58.765 | 58.765 | 58.765 | 58.765 | 58.765 | 58.765 | 58.765 | 58.765 | 0 | 0 | 0 | 0 | 0 | 0 | 0 | 0 | 0 | 0 | 0 | 0 | 0 | 0 | 0 | 0 | 0 | 0 | 0 | 0 | 0 | 0 | 0 | 0 | 0 | 927.6327 | 923.0146 | 918.4241 | 913.8611 | 909.3254 | 904.8168 | 900.3351 | 895.8801 | 891.4516 | 887.0495 | 0 | 0 | 0 | 0 | 0 | 0 | 0 | 0 | 0 | 0 | 0.009815% | 4.0837 | 8.1471 | 12.1902 | 16.2133 | 20.2164 | 24.1997 | 28.1632 | 32.1071 | 36.0315 | 39.9366 | 39.9366 | 39.9366 | 39.9366 | 39.9366 | 39.9366 | 39.9366 | 39.9366 | 39.9366 | 39.9366 | 39.9366 | 39.9366 | 39.9366 | 39.9366 | 39.9366
| ComResCirculatorPumps_1_3 | Measure_InputOutputCom | RTF Workbook "ComResCirculatorPumps_1_3" | 2020 | Retro | 2022 | 2045 | PSE | Commercial | All Commercial | Electric | Per bronze or stainless steel pump; >1/4 - ≤1/2 horsepower (>400 - ≤550 Max watts); ; On-demand run-hours control |  |  | Bronze or stainless steel pump; >1/4 - ≤1/2 horsepower (>400 - ≤550 Max watts); ; On-demand run-hours control |  | 3400.768 | 11.5 | 2479.2708 | 0 |  | 0 | 0 | 0 | 0 | 0 | 0 | 0 | 487.5279 |  | 0 | 0 | 0 | Other | Circulator Pump | Circulator Pumps | Circulator pump bronze or stainless learning run hours | ResDHW | 0.01444% | 100% | 100% | 1.8669 | 3.3767e-05 | 0.9659% | 8.696% | 95% | 6.8% | 0.2% | 1838.6367 | 72.2996 | 191.0936 | 2549.2271 | 0 | 4473.9153 | 0 | -49444.6535 | 232.4609 |  | -1.2455 | 0.044311 | -1.2455 | 01. ($9,999.000) to $0.028 | 1 | 0.044311 | 01. ($9,999.00) to $0.22 | 1 | 18.4802 | 18.3882 | 18.2967 | 18.2058 | 18.1155 | 18.0256 | 17.9364 | 17.8476 | 17.7594 | 17.6717 | 0 | 0 | 0 | 0 | 0 | 0 | 0 | 0 | 0 | 0 | 0 | 0 | 0 | 0 | 62846.8236 | 62533.9456 | 62222.9423 | 61913.8007 | 61606.5077 | 61301.0505 | 60997.4161 | 60695.5919 | 60395.5652 | 60097.3236 | 0 | 0 | 0 | 0 | 0 | 0 | 0 | 0 | 0 | 0 | 0 | 0 | 0 | 0 | 614610.9671 | 62846.8236 | 125380.7692 | 187603.7114 | 249517.5121 | 311124.0199 | 372425.0703 | 433422.4864 | 494118.0783 | 554513.6435 | 614610.9671 | 614610.9671 | 614610.9671 | 614610.9671 | 614610.9671 | 614610.9671 | 614610.9671 | 614610.9671 | 614610.9671 | 614610.9671 | 614610.9671 | 614610.9671 | 614610.9671 | 614610.9671 | 614610.9671 | 2.8855 | 2.8711 | 2.8569 | 2.8427 | 2.8286 | 2.8145 | 2.8006 | 2.7867 | 2.773 | 2.7593 | 0 | 0 | 0 | 0 | 0 | 0 | 0 | 0 | 0 | 0 | 1406.7625 | 1399.7591 | 1392.7976 | 1385.8778 | 1378.9993 | 1372.162 | 1365.3654 | 1358.6094 | 1351.8936 | 1345.2178 | 0 | 0 | 0 | 0 | 0 | 0 | 0 | 0 | 0 | 0 | 13757.4445 | 1406.7625 | 2806.5216 | 4199.3192 | 5585.197 | 6964.1963 | 8336.3583 | 9701.7237 | 11060.3331 | 12412.2267 | 13757.4445 | 13757.4445 | 13757.4445 | 13757.4445 | 13757.4445 | 13757.4445 | 13757.4445 | 13757.4445 | 13757.4445 | 13757.4445 | 13757.4445 | 9.0766 | 18.1081 | 27.0947 | 36.0366 | 44.9341 | 53.7875 | 62.597 | 71.363 | 80.0856 | 88.7652 | 88.7652 | 88.7652 | 88.7652 | 88.7652 | 88.7652 | 88.7652 | 88.7652 | 88.7652 | 88.7652 | 88.7652 | 88.7652 | 88.7652 | 88.7652 | 88.7652 | 0 | 0 | 0 | 0 | 0 | 0 | 0 | 0 | 0 | 0 | 0 | 0 | 0 | 0 | 0 | 0 | 0 | 0 | 0 | 0 | 0 | 0 | 0 | 0 | 0 | 670.7662 | 667.4268 | 664.1075 | 660.808 | 657.5283 | 654.2681 | 651.0274 | 647.806 | 644.6038 | 641.4207 | 0 | 0 | 0 | 0 | 0 | 0 | 0 | 0 | 0 | 0 | 0.009815% | 6.1685 | 12.3062 | 18.4135 | 24.4904 | 30.5371 | 36.5539 | 42.5408 | 48.4982 | 54.4261 | 60.3247 | 60.3247 | 60.3247 | 60.3247 | 60.3247 | 60.3247 | 60.3247 | 60.3247 | 60.3247 | 60.3247 | 60.3247 | 60.3247 | 60.3247 | 60.3247 | 60.3247
| ComResCirculatorPumps_1_3 | Measure_InputOutputCom | RTF Workbook "ComResCirculatorPumps_1_3" | 2020 | Retro | 2022 | 2045 | PSE | Commercial | All Commercial | Electric | Per bronze or stainless steel pump; >1/2 - ≤3/4 horsepower (>550 - ≤750 Max watts); ; On-demand run-hours control |  |  | Bronze or stainless steel pump; >1/2 - ≤3/4 horsepower (>550 - ≤750 Max watts); ; On-demand run-hours control |  | 4429.3262 | 11.5 | 2479.2708 | 0 |  | 0 | 0 | 0 | 0 | 0 | 0 | 0 | 487.5279 |  | 0 | 0 | 0 | Other | Circulator Pump | Circulator Pumps | Circulator pump bronze or stainless learning run hours | ResDHW | 0.01444% | 100% | 100% | 1.8669 | 3.3767e-05 | 0.9659% | 8.696% | 95% | 6.8% | 0.2% | 2394.7302 | 94.1666 | 248.8897 | 2549.2271 | 0 | 4473.9153 | 0 | -49524.3164 | 152.7979 |  | -0.95781 | 0.029126 | -0.95781 | 01. ($9,999.000) to $0.028 | 1 | 0.029126 | 01. ($9,999.00) to $0.22 | 1 | 18.4802 | 18.3882 | 18.2967 | 18.2058 | 18.1155 | 18.0256 | 17.9364 | 17.8476 | 17.7594 | 17.6717 | 0 | 0 | 0 | 0 | 0 | 0 | 0 | 0 | 0 | 0 | 0 | 0 | 0 | 0 | 81854.77 | 81447.2623 | 81042.1965 | 80639.5554 | 80239.322 | 79841.4796 | 79446.0114 | 79052.9008 | 78662.1314 | 78273.6869 | 0 | 0 | 0 | 0 | 0 | 0 | 0 | 0 | 0 | 0 | 0 | 0 | 0 | 0 | 800499.3163 | 81854.77 | 163302.0323 | 244344.2288 | 324983.7842 | 405223.1062 | 485064.5858 | 564510.5972 | 643563.498 | 722225.6294 | 800499.3163 | 800499.3163 | 800499.3163 | 800499.3163 | 800499.3163 | 800499.3163 | 800499.3163 | 800499.3163 | 800499.3163 | 800499.3163 | 800499.3163 | 800499.3163 | 800499.3163 | 800499.3163 | 800499.3163 | 2.8855 | 2.8711 | 2.8569 | 2.8427 | 2.8286 | 2.8145 | 2.8006 | 2.7867 | 2.773 | 2.7593 | 0 | 0 | 0 | 0 | 0 | 0 | 0 | 0 | 0 | 0 | 1406.7625 | 1399.7591 | 1392.7976 | 1385.8778 | 1378.9993 | 1372.162 | 1365.3654 | 1358.6094 | 1351.8936 | 1345.2178 | 0 | 0 | 0 | 0 | 0 | 0 | 0 | 0 | 0 | 0 | 13757.4445 | 1406.7625 | 2806.5216 | 4199.3192 | 5585.197 | 6964.1963 | 8336.3583 | 9701.7237 | 11060.3331 | 12412.2267 | 13757.4445 | 13757.4445 | 13757.4445 | 13757.4445 | 13757.4445 | 13757.4445 | 13757.4445 | 13757.4445 | 13757.4445 | 13757.4445 | 13757.4445 | 11.8219 | 23.5849 | 35.2894 | 46.9358 | 58.5243 | 70.0554 | 81.5294 | 92.9466 | 104.3074 | 115.6121 | 115.6121 | 115.6121 | 115.6121 | 115.6121 | 115.6121 | 115.6121 | 115.6121 | 115.6121 | 115.6121 | 115.6121 | 115.6121 | 115.6121 | 115.6121 | 115.6121 | 0 | 0 | 0 | 0 | 0 | 0 | 0 | 0 | 0 | 0 | 0 | 0 | 0 | 0 | 0 | 0 | 0 | 0 | 0 | 0 | 0 | 0 | 0 | 0 | 0 | 440.8985 | 438.7036 | 436.5217 | 434.353 | 432.1972 | 430.0542 | 427.9241 | 425.8067 | 423.7019 | 421.6096 | 0 | 0 | 0 | 0 | 0 | 0 | 0 | 0 | 0 | 0 | 0.009815% | 8.0341 | 16.0283 | 23.9826 | 31.8975 | 39.7731 | 47.6096 | 55.4073 | 63.1664 | 70.8872 | 78.5698 | 78.5698 | 78.5698 | 78.5698 | 78.5698 | 78.5698 | 78.5698 | 78.5698 | 78.5698 | 78.5698 | 78.5698 | 78.5698 | 78.5698 | 78.5698 | 78.5698
| ComResCirculatorPumps_1_3 | Measure_InputOutputCom | RTF Workbook "ComResCirculatorPumps_1_3" | 2020 | Retro | 2022 | 2045 | PSE | Commercial | All Commercial | Electric | Per bronze or stainless steel pump; >3/4 - ≤1.25 horsepower (>750 - ≤1000 Max watts); ; On-demand run-hours control |  |  | Bronze or stainless steel pump; >3/4 - ≤1.25 horsepower (>750 - ≤1000 Max watts); ; On-demand run-hours control |  | 5336.0656 | 11.5 | 2479.2708 | 0 |  | 0 | 0 | 0 | 0 | 0 | 0 | 0 | 487.5279 |  | 0 | 0 | 0 | Other | Circulator Pump | Circulator Pumps | Circulator pump bronze or stainless learning run hours | ResDHW | 0.01444% | 100% | 100% | 1.8669 | 3.3767e-05 | 0.9659% | 8.696% | 95% | 6.8% | 0.2% | 2884.9619 | 113.4437 | 299.8406 | 2549.2271 | 0 | 4473.9153 | 0 | -49594.5444 | 82.5699 |  | -0.79618 | 0.015739 | -0.79618 | 01. ($9,999.000) to $0.028 | 1 | 0.015739 | 01. ($9,999.00) to $0.22 | 1 | 18.4802 | 18.3882 | 18.2967 | 18.2058 | 18.1155 | 18.0256 | 17.9364 | 17.8476 | 17.7594 | 17.6717 | 0 | 0 | 0 | 0 | 0 | 0 | 0 | 0 | 0 | 0 | 0 | 0 | 0 | 0 | 98611.4822 | 98120.5525 | 97632.5646 | 97147.4977 | 96665.3315 | 96186.0457 | 95709.6201 | 95236.0348 | 94765.2699 | 94297.3059 | 0 | 0 | 0 | 0 | 0 | 0 | 0 | 0 | 0 | 0 | 0 | 0 | 0 | 0 | 964371.7049 | 98611.4822 | 196732.0347 | 294364.5993 | 391512.097 | 488177.4285 | 584363.4742 | 680073.0942 | 775309.129 | 870074.3989 | 964371.7049 | 964371.7049 | 964371.7049 | 964371.7049 | 964371.7049 | 964371.7049 | 964371.7049 | 964371.7049 | 964371.7049 | 964371.7049 | 964371.7049 | 964371.7049 | 964371.7049 | 964371.7049 | 964371.7049 | 2.8855 | 2.8711 | 2.8569 | 2.8427 | 2.8286 | 2.8145 | 2.8006 | 2.7867 | 2.773 | 2.7593 | 0 | 0 | 0 | 0 | 0 | 0 | 0 | 0 | 0 | 0 | 1406.7625 | 1399.7591 | 1392.7976 | 1385.8778 | 1378.9993 | 1372.162 | 1365.3654 | 1358.6094 | 1351.8936 | 1345.2178 | 0 | 0 | 0 | 0 | 0 | 0 | 0 | 0 | 0 | 0 | 13757.4445 | 1406.7625 | 2806.5216 | 4199.3192 | 5585.197 | 6964.1963 | 8336.3583 | 9701.7237 | 11060.3331 | 12412.2267 | 13757.4445 | 13757.4445 | 13757.4445 | 13757.4445 | 13757.4445 | 13757.4445 | 13757.4445 | 13757.4445 | 13757.4445 | 13757.4445 | 13757.4445 | 14.242 | 28.413 | 42.5136 | 56.5441 | 70.505 | 84.3967 | 98.2195 | 111.974 | 125.6605 | 139.2793 | 139.2793 | 139.2793 | 139.2793 | 139.2793 | 139.2793 | 139.2793 | 139.2793 | 139.2793 | 139.2793 | 139.2793 | 139.2793 | 139.2793 | 139.2793 | 139.2793 | 0 | 0 | 0 | 0 | 0 | 0 | 0 | 0 | 0 | 0 | 0 | 0 | 0 | 0 | 0 | 0 | 0 | 0 | 0 | 0 | 0 | 0 | 0 | 0 | 0 | 238.2556 | 237.0695 | 235.8904 | 234.7185 | 233.5535 | 232.3955 | 231.2444 | 230.1002 | 228.9627 | 227.8321 | 0 | 0 | 0 | 0 | 0 | 0 | 0 | 0 | 0 | 0 | 0.009815% | 9.6788 | 19.3094 | 28.8922 | 38.4273 | 47.9151 | 57.3559 | 66.7499 | 76.0974 | 85.3987 | 94.654 | 94.654 | 94.654 | 94.654 | 94.654 | 94.654 | 94.654 | 94.654 | 94.654 | 94.654 | 94.654 | 94.654 | 94.654 | 94.654 | 94.654
| ComResCirculatorPumps_1_3 | Measure_InputOutputCom | RTF Workbook "ComResCirculatorPumps_1_3" | 2020 | Retro | 2022 | 2045 | PSE | Commercial | All Commercial | Electric | Per bronze or stainless steel pump; >1.25 - ≤1.75 horsepower (>1000 - ≤1300 Max watts); ; On-demand run-hours control |  |  | Bronze or stainless steel pump; >1.25 - ≤1.75 horsepower (>1000 - ≤1300 Max watts); ; On-demand run-hours control |  | 7641.6733 | 11.5 | 2874.2342 | 0 |  | 0 | 0 | 0 | 0 | 0 | 0 | 0 | 487.5279 |  | 0 | 0 | 0 | Other | Circulator Pump | Circulator Pumps | Circulator pump bronze or stainless learning run hours | ResDHW | 0.01444% | 100% | 100% | 1.8669 | 3.3767e-05 | 0.9659% | 8.696% | 95% | 6.8% | 0.2% | 4131.4964 | 162.4604 | 429.3957 | 2955.3351 | 0 | 4473.9153 | 0 | -49288.0157 | -17.0093 |  | -0.55252 | -0.0032422 | -0.55252 | 01. ($9,999.000) to $0.028 | 1 | -0.0032422 | 01. ($9,999.00) to $0.22 | 1 | 18.4802 | 18.3882 | 18.2967 | 18.2058 | 18.1155 | 18.0256 | 17.9364 | 17.8476 | 17.7594 | 17.6717 | 0 | 0 | 0 | 0 | 0 | 0 | 0 | 0 | 0 | 0 | 0 | 0 | 0 | 0 | 141219.5387 | 140516.4881 | 139817.6503 | 139122.9957 | 138432.4951 | 137746.1194 | 137063.8398 | 136385.6277 | 135711.4548 | 135041.2928 | 0 | 0 | 0 | 0 | 0 | 0 | 0 | 0 | 0 | 0 | 0 | 0 | 0 | 0 | 1381057.5023 | 141219.5387 | 281736.0268 | 421553.6771 | 560676.6728 | 699109.1679 | 836855.2872 | 973919.127 | 1110304.7547 | 1246016.2094 | 1381057.5023 | 1381057.5023 | 1381057.5023 | 1381057.5023 | 1381057.5023 | 1381057.5023 | 1381057.5023 | 1381057.5023 | 1381057.5023 | 1381057.5023 | 1381057.5023 | 1381057.5023 | 1381057.5023 | 1381057.5023 | 1381057.5023 | 2.8855 | 2.8711 | 2.8569 | 2.8427 | 2.8286 | 2.8145 | 2.8006 | 2.7867 | 2.773 | 2.7593 | 0 | 0 | 0 | 0 | 0 | 0 | 0 | 0 | 0 | 0 | 1406.7625 | 1399.7591 | 1392.7976 | 1385.8778 | 1378.9993 | 1372.162 | 1365.3654 | 1358.6094 | 1351.8936 | 1345.2178 | 0 | 0 | 0 | 0 | 0 | 0 | 0 | 0 | 0 | 0 | 13757.4445 | 1406.7625 | 2806.5216 | 4199.3192 | 5585.197 | 6964.1963 | 8336.3583 | 9701.7237 | 11060.3331 | 12412.2267 | 13757.4445 | 13757.4445 | 13757.4445 | 13757.4445 | 13757.4445 | 13757.4445 | 13757.4445 | 13757.4445 | 13757.4445 | 13757.4445 | 13757.4445 | 20.3956 | 40.6897 | 60.8829 | 80.9757 | 100.9688 | 120.8628 | 140.6582 | 160.3557 | 179.9558 | 199.4592 | 199.4592 | 199.4592 | 199.4592 | 199.4592 | 199.4592 | 199.4592 | 199.4592 | 199.4592 | 199.4592 | 199.4592 | 199.4592 | 199.4592 | 199.4592 | 199.4592 | 0 | 0 | 0 | 0 | 0 | 0 | 0 | 0 | 0 | 0 | 0 | 0 | 0 | 0 | 0 | 0 | 0 | 0 | 0 | 0 | 0 | 0 | 0 | 0 | 0 | 0 | 0 | 0 | 0 | 0 | 0 | 0 | 0 | 0 | 0 | 0 | 0 | 0 | 0 | 0 | 0 | 0 | 0 | 0 | 0 | 0.009815% | 13.8608 | 27.6527 | 41.3759 | 55.031 | 68.6183 | 82.1382 | 95.5911 | 108.9775 | 122.2977 | 135.5522 | 135.5522 | 135.5522 | 135.5522 | 135.5522 | 135.5522 | 135.5522 | 135.5522 | 135.5522 | 135.5522 | 135.5522 | 135.5522 | 135.5522 | 135.5522 | 135.5522
| ComResCirculatorPumps_1_3 | Measure_InputOutputCom | RTF Workbook "ComResCirculatorPumps_1_3" | 2020 | Retro | 2022 | 2045 | PSE | Commercial | All Commercial | Electric | Per bronze or stainless steel pump; >1.75 - ≤2.5 horsepower (>1300 - ≤1750 Max watts); ; On-demand run-hours control |  |  | Bronze or stainless steel pump; >1.75 - ≤2.5 horsepower (>1300 - ≤1750 Max watts); ; On-demand run-hours control |  | 9947.2809 | 11.5 | 3269.1976 | 0 |  | 0 | 0 | 0 | 0 | 0 | 0 | 0 | 487.5279 |  | 0 | 0 | 0 | Other | Circulator Pump | Circulator Pumps | Circulator pump bronze or stainless learning run hours | ResDHW | 0.01444% | 100% | 100% | 1.8669 | 3.3767e-05 | 0.9659% | 8.696% | 95% | 6.8% | 0.2% | 5378.0309 | 211.4772 | 558.9508 | 3361.443 | 0 | 4473.9153 | 0 | -48981.487 | -116.5885 |  | -0.42182 | -0.022224 | -0.42182 | 01. ($9,999.000) to $0.028 | 1 | -0.022224 | 01. ($9,999.00) to $0.22 | 1 | 18.4802 | 18.3882 | 18.2967 | 18.2058 | 18.1155 | 18.0256 | 17.9364 | 17.8476 | 17.7594 | 17.6717 | 0 | 0 | 0 | 0 | 0 | 0 | 0 | 0 | 0 | 0 | 0 | 0 | 0 | 0 | 183827.5951 | 182912.4237 | 182002.736 | 181098.4937 | 180199.6586 | 179306.1931 | 178418.0595 | 177535.2206 | 176657.6396 | 175785.2797 | 0 | 0 | 0 | 0 | 0 | 0 | 0 | 0 | 0 | 0 | 0 | 0 | 0 | 0 | 1797743.2997 | 183827.5951 | 366740.0188 | 548742.7549 | 729841.2485 | 910040.9072 | 1089347.1003 | 1267765.1597 | 1445300.3803 | 1621958.0199 | 1797743.2997 | 1797743.2997 | 1797743.2997 | 1797743.2997 | 1797743.2997 | 1797743.2997 | 1797743.2997 | 1797743.2997 | 1797743.2997 | 1797743.2997 | 1797743.2997 | 1797743.2997 | 1797743.2997 | 1797743.2997 | 1797743.2997 | 2.8855 | 2.8711 | 2.8569 | 2.8427 | 2.8286 | 2.8145 | 2.8006 | 2.7867 | 2.773 | 2.7593 | 0 | 0 | 0 | 0 | 0 | 0 | 0 | 0 | 0 | 0 | 1406.7625 | 1399.7591 | 1392.7976 | 1385.8778 | 1378.9993 | 1372.162 | 1365.3654 | 1358.6094 | 1351.8936 | 1345.2178 | 0 | 0 | 0 | 0 | 0 | 0 | 0 | 0 | 0 | 0 | 13757.4445 | 1406.7625 | 2806.5216 | 4199.3192 | 5585.197 | 6964.1963 | 8336.3583 | 9701.7237 | 11060.3331 | 12412.2267 | 13757.4445 | 13757.4445 | 13757.4445 | 13757.4445 | 13757.4445 | 13757.4445 | 13757.4445 | 13757.4445 | 13757.4445 | 13757.4445 | 13757.4445 | 26.5493 | 52.9664 | 79.2521 | 105.4073 | 131.4326 | 157.3289 | 183.0969 | 208.7374 | 234.2512 | 259.639 | 259.639 | 259.639 | 259.639 | 259.639 | 259.639 | 259.639 | 259.639 | 259.639 | 259.639 | 259.639 | 259.639 | 259.639 | 259.639 | 259.639 | 0 | 0 | 0 | 0 | 0 | 0 | 0 | 0 | 0 | 0 | 0 | 0 | 0 | 0 | 0 | 0 | 0 | 0 | 0 | 0 | 0 | 0 | 0 | 0 | 0 | 0 | 0 | 0 | 0 | 0 | 0 | 0 | 0 | 0 | 0 | 0 | 0 | 0 | 0 | 0 | 0 | 0 | 0 | 0 | 0 | 0.009815% | 18.0429 | 35.9959 | 53.8596 | 71.6346 | 89.3214 | 106.9205 | 124.4324 | 141.8577 | 159.1968 | 176.4503 | 176.4503 | 176.4503 | 176.4503 | 176.4503 | 176.4503 | 176.4503 | 176.4503 | 176.4503 | 176.4503 | 176.4503 | 176.4503 | 176.4503 | 176.4503 | 176.4503
| ComResCirculatorPumps_1_3 | Measure_InputOutputCom | RTF Workbook "ComResCirculatorPumps_1_3" | 2020 | Retro | 2022 | 2045 | PSE | Commercial | All Commercial | Electric | Per bronze or stainless steel pump; >2.5 - ≤3.5 horsepower (>1750 - ≤2350 Max watts); ; On-demand run-hours control |  |  | Bronze or stainless steel pump; >2.5 - ≤3.5 horsepower (>1750 - ≤2350 Max watts); ; On-demand run-hours control |  | 14558.4962 | 11.5 | 4059.1245 | 0 |  | 0 | 0 | 0 | 0 | 0 | 0 | 0 | 487.5279 |  | 0 | 0 | 0 | Other | Circulator Pump | Circulator Pumps | Circulator pump bronze or stainless learning run hours | ResDHW | 0.01444% | 100% | 100% | 1.8669 | 3.3767e-05 | 0.9659% | 8.696% | 95% | 6.8% | 0.2% | 7871.1 | 309.5107 | 818.0611 | 4173.6588 | 0 | 4473.9153 | 0 | -48368.4295 | -315.7469 |  | -0.28461 | -0.060186 | -0.28461 | 01. ($9,999.000) to $0.028 | 1 | -0.060186 | 01. ($9,999.00) to $0.22 | 1 | 18.4802 | 18.3882 | 18.2967 | 18.2058 | 18.1155 | 18.0256 | 17.9364 | 17.8476 | 17.7594 | 17.6717 | 0 | 0 | 0 | 0 | 0 | 0 | 0 | 0 | 0 | 0 | 0 | 0 | 0 | 0 | 269043.7081 | 267704.2949 | 266372.9074 | 265049.4897 | 263733.9858 | 262426.3405 | 261126.4989 | 259834.4065 | 258550.0092 | 257273.2535 | 0 | 0 | 0 | 0 | 0 | 0 | 0 | 0 | 0 | 0 | 0 | 0 | 0 | 0 | 2631114.8945 | 269043.7081 | 536748.003 | 803120.9104 | 1068170.4001 | 1331904.3859 | 1594330.7264 | 1855457.2252 | 2115291.6317 | 2373841.6409 | 2631114.8945 | 2631114.8945 | 2631114.8945 | 2631114.8945 | 2631114.8945 | 2631114.8945 | 2631114.8945 | 2631114.8945 | 2631114.8945 | 2631114.8945 | 2631114.8945 | 2631114.8945 | 2631114.8945 | 2631114.8945 | 2631114.8945 | 2.8855 | 2.8711 | 2.8569 | 2.8427 | 2.8286 | 2.8145 | 2.8006 | 2.7867 | 2.773 | 2.7593 | 0 | 0 | 0 | 0 | 0 | 0 | 0 | 0 | 0 | 0 | 1406.7625 | 1399.7591 | 1392.7976 | 1385.8778 | 1378.9993 | 1372.162 | 1365.3654 | 1358.6094 | 1351.8936 | 1345.2178 | 0 | 0 | 0 | 0 | 0 | 0 | 0 | 0 | 0 | 0 | 13757.4445 | 1406.7625 | 2806.5216 | 4199.3192 | 5585.197 | 6964.1963 | 8336.3583 | 9701.7237 | 11060.3331 | 12412.2267 | 13757.4445 | 13757.4445 | 13757.4445 | 13757.4445 | 13757.4445 | 13757.4445 | 13757.4445 | 13757.4445 | 13757.4445 | 13757.4445 | 13757.4445 | 38.8566 | 77.5198 | 115.9907 | 154.2705 | 192.3602 | 230.2611 | 267.9743 | 305.5009 | 342.842 | 379.9986 | 379.9986 | 379.9986 | 379.9986 | 379.9986 | 379.9986 | 379.9986 | 379.9986 | 379.9986 | 379.9986 | 379.9986 | 379.9986 | 379.9986 | 379.9986 | 379.9986 | 0 | 0 | 0 | 0 | 0 | 0 | 0 | 0 | 0 | 0 | 0 | 0 | 0 | 0 | 0 | 0 | 0 | 0 | 0 | 0 | 0 | 0 | 0 | 0 | 0 | 0 | 0 | 0 | 0 | 0 | 0 | 0 | 0 | 0 | 0 | 0 | 0 | 0 | 0 | 0 | 0 | 0 | 0 | 0 | 0 | 0.009815% | 26.4069 | 52.6824 | 78.8271 | 104.842 | 130.7277 | 156.4852 | 182.115 | 207.618 | 232.9949 | 258.2466 | 258.2466 | 258.2466 | 258.2466 | 258.2466 | 258.2466 | 258.2466 | 258.2466 | 258.2466 | 258.2466 | 258.2466 | 258.2466 | 258.2466 | 258.2466 | 258.2466
| ComResCirculatorPumps_1_3 | Measure_InputOutputCom | RTF Workbook "ComResCirculatorPumps_1_3" | 2020 | Retro | 2022 | 2045 | PSE | Commercial | All Commercial | Electric | Per bronze or stainless steel pump; >3.5 - ≤4.5 horsepower (>2350 - ≤3100 Max watts); ; On-demand run-hours control |  |  | Bronze or stainless steel pump; >3.5 - ≤4.5 horsepower (>2350 - ≤3100 Max watts); ; On-demand run-hours control |  | 19169.7115 | 11.5 | 4849.0514 | 0 |  | 0 | 0 | 0 | 0 | 0 | 0 | 0 | 487.5279 |  | 0 | 0 | 0 | Other | Circulator Pump | Circulator Pumps | Circulator pump bronze or stainless learning run hours | ResDHW | 0.01444% | 100% | 100% | 1.8669 | 3.3767e-05 | 0.9659% | 8.696% | 95% | 6.8% | 0.2% | 10364.1691 | 407.5442 | 1077.1713 | 4985.8747 | 0 | 4473.9153 | 0 | -47755.3721 | -514.9053 |  | -0.21341 | -0.098149 | -0.21341 | 01. ($9,999.000) to $0.028 | 1 | -0.098149 | 01. ($9,999.00) to $0.22 | 1 | 18.4802 | 18.3882 | 18.2967 | 18.2058 | 18.1155 | 18.0256 | 17.9364 | 17.8476 | 17.7594 | 17.6717 | 0 | 0 | 0 | 0 | 0 | 0 | 0 | 0 | 0 | 0 | 0 | 0 | 0 | 0 | 354259.8211 | 352496.166 | 350743.0789 | 349000.4856 | 347268.3129 | 345546.4879 | 343834.9383 | 342133.5923 | 340442.3789 | 338761.2274 | 0 | 0 | 0 | 0 | 0 | 0 | 0 | 0 | 0 | 0 | 0 | 0 | 0 | 0 | 3464486.4893 | 354259.8211 | 706755.9871 | 1057499.066 | 1406499.5516 | 1753767.8646 | 2099314.3525 | 2443149.2907 | 2785282.883 | 3125725.2619 | 3464486.4893 | 3464486.4893 | 3464486.4893 | 3464486.4893 | 3464486.4893 | 3464486.4893 | 3464486.4893 | 3464486.4893 | 3464486.4893 | 3464486.4893 | 3464486.4893 | 3464486.4893 | 3464486.4893 | 3464486.4893 | 3464486.4893 | 2.8855 | 2.8711 | 2.8569 | 2.8427 | 2.8286 | 2.8145 | 2.8006 | 2.7867 | 2.773 | 2.7593 | 0 | 0 | 0 | 0 | 0 | 0 | 0 | 0 | 0 | 0 | 1406.7625 | 1399.7591 | 1392.7976 | 1385.8778 | 1378.9993 | 1372.162 | 1365.3654 | 1358.6094 | 1351.8936 | 1345.2178 | 0 | 0 | 0 | 0 | 0 | 0 | 0 | 0 | 0 | 0 | 13757.4445 | 1406.7625 | 2806.5216 | 4199.3192 | 5585.197 | 6964.1963 | 8336.3583 | 9701.7237 | 11060.3331 | 12412.2267 | 13757.4445 | 13757.4445 | 13757.4445 | 13757.4445 | 13757.4445 | 13757.4445 | 13757.4445 | 13757.4445 | 13757.4445 | 13757.4445 | 13757.4445 | 51.164 | 102.0732 | 152.7293 | 203.1336 | 253.2878 | 303.1934 | 352.8517 | 402.2643 | 451.4327 | 500.3583 | 500.3583 | 500.3583 | 500.3583 | 500.3583 | 500.3583 | 500.3583 | 500.3583 | 500.3583 | 500.3583 | 500.3583 | 500.3583 | 500.3583 | 500.3583 | 500.3583 | 0 | 0 | 0 | 0 | 0 | 0 | 0 | 0 | 0 | 0 | 0 | 0 | 0 | 0 | 0 | 0 | 0 | 0 | 0 | 0 | 0 | 0 | 0 | 0 | 0 | 0 | 0 | 0 | 0 | 0 | 0 | 0 | 0 | 0 | 0 | 0 | 0 | 0 | 0 | 0 | 0 | 0 | 0 | 0 | 0 | 0.009815% | 34.771 | 69.3688 | 103.7946 | 138.0493 | 172.1341 | 206.0498 | 239.7975 | 273.3783 | 306.7931 | 340.0428 | 340.0428 | 340.0428 | 340.0428 | 340.0428 | 340.0428 | 340.0428 | 340.0428 | 340.0428 | 340.0428 | 340.0428 | 340.0428 | 340.0428 | 340.0428 | 340.0428
| ComResCirculatorPumps_1_3 | Measure_InputOutputCom | RTF Workbook "ComResCirculatorPumps_1_3" | 2020 | Retro | 2022 | 2045 | PSE | Commercial | All Commercial | Electric | Per bronze or stainless steel pump; >4.5 - ≤5 horsepower (>3100 - ≤3700 Max watts); ; On-demand run-hours control |  |  | Bronze or stainless steel pump; >4.5 - ≤5 horsepower (>3100 - ≤3700 Max watts); ; On-demand run-hours control |  | 23780.9267 | 11.5 | 5638.9782 | 0 |  | 0 | 0 | 0 | 0 | 0 | 0 | 0 | 487.5279 |  | 0 | 0 | 0 | Other | Circulator Pump | Circulator Pumps | Circulator pump bronze or stainless learning run hours | ResDHW | 0.01444% | 100% | 100% | 1.8669 | 3.3767e-05 | 0.9659% | 8.696% | 95% | 6.8% | 0.2% | 12857.2382 | 505.5777 | 1336.2816 | 5798.0905 | 0 | 4473.9153 | 0 | -47142.3146 | -714.0637 |  | -0.16982 | -0.13611 | -0.16982 | 01. ($9,999.000) to $0.028 | 1 | -0.13611 | 01. ($9,999.00) to $0.22 | 1 | 18.4802 | 18.3882 | 18.2967 | 18.2058 | 18.1155 | 18.0256 | 17.9364 | 17.8476 | 17.7594 | 17.6717 | 0 | 0 | 0 | 0 | 0 | 0 | 0 | 0 | 0 | 0 | 0 | 0 | 0 | 0 | 439475.9341 | 437288.0372 | 435113.2503 | 432951.4816 | 430802.6401 | 428666.6353 | 426543.3777 | 424432.7782 | 422334.7485 | 420249.2012 | 0 | 0 | 0 | 0 | 0 | 0 | 0 | 0 | 0 | 0 | 0 | 0 | 0 | 0 | 4297858.0841 | 439475.9341 | 876763.9713 | 1311877.2216 | 1744828.7032 | 2175631.3432 | 2604297.9786 | 3030841.3562 | 3455274.1344 | 3877608.8829 | 4297858.0841 | 4297858.0841 | 4297858.0841 | 4297858.0841 | 4297858.0841 | 4297858.0841 | 4297858.0841 | 4297858.0841 | 4297858.0841 | 4297858.0841 | 4297858.0841 | 4297858.0841 | 4297858.0841 | 4297858.0841 | 4297858.0841 | 2.8855 | 2.8711 | 2.8569 | 2.8427 | 2.8286 | 2.8145 | 2.8006 | 2.7867 | 2.773 | 2.7593 | 0 | 0 | 0 | 0 | 0 | 0 | 0 | 0 | 0 | 0 | 1406.7625 | 1399.7591 | 1392.7976 | 1385.8778 | 1378.9993 | 1372.162 | 1365.3654 | 1358.6094 | 1351.8936 | 1345.2178 | 0 | 0 | 0 | 0 | 0 | 0 | 0 | 0 | 0 | 0 | 13757.4445 | 1406.7625 | 2806.5216 | 4199.3192 | 5585.197 | 6964.1963 | 8336.3583 | 9701.7237 | 11060.3331 | 12412.2267 | 13757.4445 | 13757.4445 | 13757.4445 | 13757.4445 | 13757.4445 | 13757.4445 | 13757.4445 | 13757.4445 | 13757.4445 | 13757.4445 | 13757.4445 | 63.4713 | 126.6266 | 189.4678 | 251.9968 | 314.2155 | 376.1256 | 437.7291 | 499.0278 | 560.0235 | 620.7179 | 620.7179 | 620.7179 | 620.7179 | 620.7179 | 620.7179 | 620.7179 | 620.7179 | 620.7179 | 620.7179 | 620.7179 | 620.7179 | 620.7179 | 620.7179 | 620.7179 | 0 | 0 | 0 | 0 | 0 | 0 | 0 | 0 | 0 | 0 | 0 | 0 | 0 | 0 | 0 | 0 | 0 | 0 | 0 | 0 | 0 | 0 | 0 | 0 | 0 | 0 | 0 | 0 | 0 | 0 | 0 | 0 | 0 | 0 | 0 | 0 | 0 | 0 | 0 | 0 | 0 | 0 | 0 | 0 | 0 | 0.009815% | 43.135 | 86.0553 | 128.7621 | 171.2567 | 213.5404 | 255.6144 | 297.4801 | 339.1386 | 380.5912 | 421.8391 | 421.8391 | 421.8391 | 421.8391 | 421.8391 | 421.8391 | 421.8391 | 421.8391 | 421.8391 | 421.8391 | 421.8391 | 421.8391 | 421.8391 | 421.8391 | 421.8391
| ComResCirculatorPumps_1_3 | Measure_InputOutputCom | RTF Workbook "ComResCirculatorPumps_1_3" | 2020 | Retro | 2022 | 2045 | PSE | Commercial | All Commercial | Electric | Per bronze or stainless steel pump; >1/16 - ≤1/8 horsepower (>100 - ≤200 Max watts); ; Aquastat run-hours control |  |  | Bronze or stainless steel pump; >1/16 - ≤1/8 horsepower (>100 - ≤200 Max watts); ; Aquastat run-hours control |  | 885.468 | 11.5 | 121.8019 | 0 |  | 0 | 0 | 0 | 0 | 0 | 0 | 0 | 25.321 |  | 0 | 0 | 0 | Other | Circulator Pump | Circulator Pumps | Circulator pump bronze or stainless learning run hours | ResDHW | 0.01444% | 100% | 100% | 1.8669 | 3.3767e-05 | 0.9659% | 8.696% | 95% | 6.8% | 0.2% | 478.7313 | 18.8249 | 49.7556 | 125.2388 | 0 | 232.3645 | 0 | -2631.4934 | -44.2201 |  | -0.25458 | -0.16229 | -0.25458 | 01. ($9,999.000) to $0.028 | 1 | -0.16229 | 01. ($9,999.00) to $0.22 | 1 | 18.4802 | 18.3882 | 18.2967 | 18.2058 | 18.1155 | 18.0256 | 17.9364 | 17.8476 | 17.7594 | 17.6717 | 0 | 0 | 0 | 0 | 0 | 0 | 0 | 0 | 0 | 0 | 0 | 0 | 0 | 0 | 16363.6134 | 16282.1485 | 16201.1716 | 16120.6795 | 16040.6687 | 15961.1359 | 15882.0777 | 15803.4909 | 15725.372 | 15647.718 | 0 | 0 | 0 | 0 | 0 | 0 | 0 | 0 | 0 | 0 | 0 | 0 | 0 | 0 | 160028.0763 | 16363.6134 | 32645.7619 | 48846.9335 | 64967.613 | 81008.2818 | 96969.4177 | 112851.4954 | 128654.9863 | 144380.3583 | 160028.0763 | 160028.0763 | 160028.0763 | 160028.0763 | 160028.0763 | 160028.0763 | 160028.0763 | 160028.0763 | 160028.0763 | 160028.0763 | 160028.0763 | 160028.0763 | 160028.0763 | 160028.0763 | 160028.0763 | 2.8855 | 2.8711 | 2.8569 | 2.8427 | 2.8286 | 2.8145 | 2.8006 | 2.7867 | 2.773 | 2.7593 | 0 | 0 | 0 | 0 | 0 | 0 | 0 | 0 | 0 | 0 | 73.0639 | 72.7002 | 72.3386 | 71.9792 | 71.6219 | 71.2668 | 70.9138 | 70.5629 | 70.2141 | 69.8674 | 0 | 0 | 0 | 0 | 0 | 0 | 0 | 0 | 0 | 0 | 714.529 | 73.0639 | 145.7641 | 218.1027 | 290.0819 | 361.7038 | 432.9706 | 503.8845 | 574.4474 | 644.6616 | 714.529 | 714.529 | 714.529 | 714.529 | 714.529 | 714.529 | 714.529 | 714.529 | 714.529 | 714.529 | 714.529 | 2.3633 | 4.7149 | 7.0547 | 9.3829 | 11.6996 | 14.0048 | 16.2986 | 18.581 | 20.8521 | 23.112 | 23.112 | 23.112 | 23.112 | 23.112 | 23.112 | 23.112 | 23.112 | 23.112 | 23.112 | 23.112 | 23.112 | 23.112 | 23.112 | 23.112 | 0 | 0 | 0 | 0 | 0 | 0 | 0 | 0 | 0 | 0 | 0 | 0 | 0 | 0 | 0 | 0 | 0 | 0 | 0 | 0 | 0 | 0 | 0 | 0 | 0 | 0 | 0 | 0 | 0 | 0 | 0 | 0 | 0 | 0 | 0 | 0 | 0 | 0 | 0 | 0 | 0 | 0 | 0 | 0 | 0 | 0.009815% | 1.6061 | 3.2042 | 4.7944 | 6.3766 | 7.951 | 9.5176 | 11.0765 | 12.6276 | 14.1711 | 15.7069 | 15.7069 | 15.7069 | 15.7069 | 15.7069 | 15.7069 | 15.7069 | 15.7069 | 15.7069 | 15.7069 | 15.7069 | 15.7069 | 15.7069 | 15.7069 | 15.7069
| ComResCirculatorPumps_1_3 | Measure_InputOutputCom | RTF Workbook "ComResCirculatorPumps_1_3" | 2020 | Retro | 2022 | 2045 | PSE | Commercial | All Commercial | Electric | Per bronze or stainless steel pump; >1/8 - ≤1/6 horsepower (>200 - ≤300 Max watts); ; Aquastat run-hours control |  |  | Bronze or stainless steel pump; >1/8 - ≤1/6 horsepower (>200 - ≤300 Max watts); ; Aquastat run-hours control |  | 1240.6066 | 11.5 | 1127.7956 | 0 |  | 0 | 0 | 0 | 0 | 0 | 0 | 0 | 50.6421 |  | 0 | 0 | 0 | Other | Circulator Pump | Circulator Pumps | Circulator pump bronze or stainless learning run hours | ResDHW | 0.01444% | 100% | 100% | 1.8669 | 3.3767e-05 | 0.9659% | 8.696% | 95% | 6.8% | 0.2% | 670.7382 | 26.375 | 69.7113 | 1159.6181 | 0 | 464.7291 | 0 | -4135.9332 | 129.4728 |  | -0.28559 | 0.23759 | -0.28559 | 01. ($9,999.000) to $0.028 | 1 | 0.23759 | 02. $0.22 to $0.30 | 1 | 18.4802 | 18.3882 | 18.2967 | 18.2058 | 18.1155 | 18.0256 | 17.9364 | 17.8476 | 17.7594 | 17.6717 | 0 | 0 | 0 | 0 | 0 | 0 | 0 | 0 | 0 | 0 | 0 | 0 | 0 | 0 | 22926.6404 | 22812.5019 | 22699.0473 | 22586.2719 | 22474.1708 | 22362.7395 | 22251.9731 | 22141.867 | 22032.4167 | 21923.6176 | 0 | 0 | 0 | 0 | 0 | 0 | 0 | 0 | 0 | 0 | 0 | 0 | 0 | 0 | 224211.2463 | 22926.6404 | 45739.1424 | 68438.1897 | 91024.4616 | 113498.6324 | 135861.3719 | 158113.345 | 180255.212 | 202287.6287 | 224211.2463 | 224211.2463 | 224211.2463 | 224211.2463 | 224211.2463 | 224211.2463 | 224211.2463 | 224211.2463 | 224211.2463 | 224211.2463 | 224211.2463 | 224211.2463 | 224211.2463 | 224211.2463 | 224211.2463 | 2.8855 | 2.8711 | 2.8569 | 2.8427 | 2.8286 | 2.8145 | 2.8006 | 2.7867 | 2.773 | 2.7593 | 0 | 0 | 0 | 0 | 0 | 0 | 0 | 0 | 0 | 0 | 146.1278 | 145.4003 | 144.6772 | 143.9584 | 143.2439 | 142.5337 | 141.8277 | 141.1259 | 140.4283 | 139.7348 | 0 | 0 | 0 | 0 | 0 | 0 | 0 | 0 | 0 | 0 | 1429.0579 | 146.1278 | 291.5281 | 436.2053 | 580.1637 | 723.4076 | 865.9413 | 1007.7689 | 1148.8948 | 1289.3231 | 1429.0579 | 1429.0579 | 1429.0579 | 1429.0579 | 1429.0579 | 1429.0579 | 1429.0579 | 1429.0579 | 1429.0579 | 1429.0579 | 1429.0579 | 3.3112 | 6.6059 | 9.8842 | 13.1462 | 16.392 | 19.6218 | 22.8355 | 26.0334 | 29.2154 | 32.3817 | 32.3817 | 32.3817 | 32.3817 | 32.3817 | 32.3817 | 32.3817 | 32.3817 | 32.3817 | 32.3817 | 32.3817 | 32.3817 | 32.3817 | 32.3817 | 32.3817 | 0 | 0 | 0 | 0 | 0 | 0 | 0 | 0 | 0 | 0 | 0 | 0 | 0 | 0 | 0 | 0 | 0 | 0 | 0 | 0 | 0 | 0 | 0 | 0 | 0 | 373.5938 | 371.7339 | 369.8852 | 368.0475 | 366.2208 | 364.405 | 362.6 | 360.8058 | 359.0223 | 357.2494 | 0 | 0 | 0 | 0 | 0 | 0 | 0 | 0 | 0 | 0 | 0.009815% | 2.2503 | 4.4893 | 6.7173 | 8.9341 | 11.14 | 13.3349 | 15.519 | 17.6922 | 19.8547 | 22.0066 | 22.0066 | 22.0066 | 22.0066 | 22.0066 | 22.0066 | 22.0066 | 22.0066 | 22.0066 | 22.0066 | 22.0066 | 22.0066 | 22.0066 | 22.0066 | 22.0066
| ComResCirculatorPumps_1_3 | Measure_InputOutputCom | RTF Workbook "ComResCirculatorPumps_1_3" | 2020 | Retro | 2022 | 2045 | PSE | Commercial | All Commercial | Electric | Per bronze or stainless steel pump; >1/6 - ≤1/4 horsepower (>300 - ≤400 Max watts); ; Aquastat run-hours control |  |  | Bronze or stainless steel pump; >1/6 - ≤1/4 horsepower (>300 - ≤400 Max watts); ; Aquastat run-hours control |  | 1512.5916 | 11.5 | 1127.7956 | 0 |  | 0 | 0 | 0 | 0 | 0 | 0 | 0 | 64.1484 |  | 0 | 0 | 0 | Other | Circulator Pump | Circulator Pumps | Circulator pump bronze or stainless learning run hours | ResDHW | 0.01444% | 100% | 100% | 1.8669 | 3.3767e-05 | 0.9659% | 8.696% | 95% | 6.8% | 0.2% | 817.7877 | 32.1574 | 84.9945 | 1159.6181 | 0 | 588.6731 | 0 | -5603.8617 | 108.4072 |  | -0.31737 | 0.15705 | -0.31737 | 01. ($9,999.000) to $0.028 | 1 | 0.15705 | 01. ($9,999.00) to $0.22 | 1 | 18.4802 | 18.3882 | 18.2967 | 18.2058 | 18.1155 | 18.0256 | 17.9364 | 17.8476 | 17.7594 | 17.6717 | 0 | 0 | 0 | 0 | 0 | 0 | 0 | 0 | 0 | 0 | 0 | 0 | 0 | 0 | 27952.9732 | 27813.8115 | 27675.4837 | 27537.9838 | 27401.3062 | 27265.4451 | 27130.3948 | 26996.1496 | 26862.704 | 26730.0522 | 0 | 0 | 0 | 0 | 0 | 0 | 0 | 0 | 0 | 0 | 0 | 0 | 0 | 0 | 273366.3042 | 27952.9732 | 55766.7847 | 83442.2684 | 110980.2522 | 138381.5585 | 165647.0036 | 192777.3984 | 219773.5481 | 246636.252 | 273366.3042 | 273366.3042 | 273366.3042 | 273366.3042 | 273366.3042 | 273366.3042 | 273366.3042 | 273366.3042 | 273366.3042 | 273366.3042 | 273366.3042 | 273366.3042 | 273366.3042 | 273366.3042 | 273366.3042 | 2.8855 | 2.8711 | 2.8569 | 2.8427 | 2.8286 | 2.8145 | 2.8006 | 2.7867 | 2.773 | 2.7593 | 0 | 0 | 0 | 0 | 0 | 0 | 0 | 0 | 0 | 0 | 185.1003 | 184.1788 | 183.2628 | 182.3523 | 181.4473 | 180.5476 | 179.6533 | 178.7644 | 177.8807 | 177.0023 | 0 | 0 | 0 | 0 | 0 | 0 | 0 | 0 | 0 | 0 | 1810.1901 | 185.1003 | 369.2792 | 552.542 | 734.8943 | 916.3416 | 1096.8892 | 1276.5426 | 1455.307 | 1633.1877 | 1810.1901 | 1810.1901 | 1810.1901 | 1810.1901 | 1810.1901 | 1810.1901 | 1810.1901 | 1810.1901 | 1810.1901 | 1810.1901 | 1810.1901 | 4.0371 | 8.0541 | 12.0511 | 16.0283 | 19.9857 | 23.9236 | 27.8419 | 31.7408 | 35.6204 | 39.4809 | 39.4809 | 39.4809 | 39.4809 | 39.4809 | 39.4809 | 39.4809 | 39.4809 | 39.4809 | 39.4809 | 39.4809 | 39.4809 | 39.4809 | 39.4809 | 39.4809 | 0 | 0 | 0 | 0 | 0 | 0 | 0 | 0 | 0 | 0 | 0 | 0 | 0 | 0 | 0 | 0 | 0 | 0 | 0 | 0 | 0 | 0 | 0 | 0 | 0 | 312.8092 | 311.2519 | 309.7039 | 308.1652 | 306.6357 | 305.1154 | 303.6041 | 302.1018 | 300.6085 | 299.124 | 0 | 0 | 0 | 0 | 0 | 0 | 0 | 0 | 0 | 0 | 0.009815% | 2.7436 | 5.4736 | 8.1899 | 10.8928 | 13.5823 | 16.2584 | 18.9213 | 21.571 | 24.2076 | 26.8312 | 26.8312 | 26.8312 | 26.8312 | 26.8312 | 26.8312 | 26.8312 | 26.8312 | 26.8312 | 26.8312 | 26.8312 | 26.8312 | 26.8312 | 26.8312 | 26.8312
| ComResCirculatorPumps_1_3 | Measure_InputOutputCom | RTF Workbook "ComResCirculatorPumps_1_3" | 2020 | Retro | 2022 | 2045 | PSE | Commercial | All Commercial | Electric | Per bronze or stainless steel pump; >1/4 - ≤1/2 horsepower (>400 - ≤550 Max watts); ; Aquastat run-hours control |  |  | Bronze or stainless steel pump; >1/4 - ≤1/2 horsepower (>400 - ≤550 Max watts); ; Aquastat run-hours control |  | 2413.0506 | 11.5 | 1127.7956 | 0 |  | 0 | 0 | 0 | 0 | 0 | 0 | 0 | 76.9781 |  | 0 | 0 | 0 | Other | Circulator Pump | Circulator Pumps | Circulator pump bronze or stainless learning run hours | ResDHW | 0.01444% | 100% | 100% | 1.8669 | 3.3767e-05 | 0.9659% | 8.696% | 95% | 6.8% | 0.2% | 1304.6239 | 51.301 | 135.5925 | 1159.6181 | 0 | 706.4077 | 0 | -7047.9807 | 38.6657 |  | -0.25021 | 0.046679 | -0.25021 | 01. ($9,999.000) to $0.028 | 1 | 0.046679 | 01. ($9,999.00) to $0.22 | 1 | 18.4802 | 18.3882 | 18.2967 | 18.2058 | 18.1155 | 18.0256 | 17.9364 | 17.8476 | 17.7594 | 17.6717 | 0 | 0 | 0 | 0 | 0 | 0 | 0 | 0 | 0 | 0 | 0 | 0 | 0 | 0 | 44593.6217 | 44371.6159 | 44150.9402 | 43931.5856 | 43713.5426 | 43496.8022 | 43281.3553 | 43067.1928 | 42854.3057 | 42642.6852 | 0 | 0 | 0 | 0 | 0 | 0 | 0 | 0 | 0 | 0 | 0 | 0 | 0 | 0 | 436103.6472 | 44593.6217 | 88965.2376 | 133116.1778 | 177047.7634 | 220761.306 | 264258.1083 | 307539.4635 | 350606.6563 | 393460.962 | 436103.6472 | 436103.6472 | 436103.6472 | 436103.6472 | 436103.6472 | 436103.6472 | 436103.6472 | 436103.6472 | 436103.6472 | 436103.6472 | 436103.6472 | 436103.6472 | 436103.6472 | 436103.6472 | 436103.6472 | 2.8855 | 2.8711 | 2.8569 | 2.8427 | 2.8286 | 2.8145 | 2.8006 | 2.7867 | 2.773 | 2.7593 | 0 | 0 | 0 | 0 | 0 | 0 | 0 | 0 | 0 | 0 | 222.1204 | 221.0146 | 219.9154 | 218.8228 | 217.7367 | 216.6572 | 215.584 | 214.5173 | 213.4569 | 212.4028 | 0 | 0 | 0 | 0 | 0 | 0 | 0 | 0 | 0 | 0 | 2172.2281 | 222.1204 | 443.135 | 663.0504 | 881.8732 | 1099.6099 | 1316.2671 | 1531.8511 | 1746.3684 | 1959.8253 | 2172.2281 | 2172.2281 | 2172.2281 | 2172.2281 | 2172.2281 | 2172.2281 | 2172.2281 | 2172.2281 | 2172.2281 | 2172.2281 | 2172.2281 | 6.4404 | 12.8488 | 19.2253 | 25.5701 | 31.8834 | 38.1655 | 44.4164 | 50.6363 | 56.8256 | 62.9842 | 62.9842 | 62.9842 | 62.9842 | 62.9842 | 62.9842 | 62.9842 | 62.9842 | 62.9842 | 62.9842 | 62.9842 | 62.9842 | 62.9842 | 62.9842 | 62.9842 | 0 | 0 | 0 | 0 | 0 | 0 | 0 | 0 | 0 | 0 | 0 | 0 | 0 | 0 | 0 | 0 | 0 | 0 | 0 | 0 | 0 | 0 | 0 | 0 | 0 | 111.5698 | 111.0144 | 110.4623 | 109.9135 | 109.368 | 108.8257 | 108.2867 | 107.7508 | 107.2182 | 106.6887 | 0 | 0 | 0 | 0 | 0 | 0 | 0 | 0 | 0 | 0 | 0.009815% | 4.3769 | 8.732 | 13.0655 | 17.3774 | 21.6679 | 25.9372 | 30.1853 | 34.4124 | 38.6186 | 42.804 | 42.804 | 42.804 | 42.804 | 42.804 | 42.804 | 42.804 | 42.804 | 42.804 | 42.804 | 42.804 | 42.804 | 42.804 | 42.804 | 42.804
| ComResCirculatorPumps_1_3 | Measure_InputOutputCom | RTF Workbook "ComResCirculatorPumps_1_3" | 2020 | Retro | 2022 | 2045 | PSE | Commercial | All Commercial | Electric | Per bronze or stainless steel pump; >1/2 - ≤3/4 horsepower (>550 - ≤750 Max watts); ; Aquastat run-hours control |  |  | Bronze or stainless steel pump; >1/2 - ≤3/4 horsepower (>550 - ≤750 Max watts); ; Aquastat run-hours control |  | 3294.4345 | 11.5 | 1127.7956 | 0 |  | 0 | 0 | 0 | 0 | 0 | 0 | 0 | 76.9781 |  | 0 | 0 | 0 | Other | Circulator Pump | Circulator Pumps | Circulator pump bronze or stainless learning run hours | ResDHW | 0.01444% | 100% | 100% | 1.8669 | 3.3767e-05 | 0.9659% | 8.696% | 95% | 6.8% | 0.2% | 1781.1471 | 70.039 | 185.1186 | 1159.6181 | 0 | 706.4077 | 0 | -7116.2448 | -29.5985 |  | -0.18504 | -0.035732 | -0.18504 | 01. ($9,999.000) to $0.028 | 1 | -0.035732 | 01. ($9,999.00) to $0.22 | 1 | 18.4802 | 18.3882 | 18.2967 | 18.2058 | 18.1155 | 18.0256 | 17.9364 | 17.8476 | 17.7594 | 17.6717 | 0 | 0 | 0 | 0 | 0 | 0 | 0 | 0 | 0 | 0 | 0 | 0 | 0 | 0 | 60881.7606 | 60578.6654 | 60277.3865 | 59977.9109 | 59680.2263 | 59384.3199 | 59090.1794 | 58797.7925 | 58507.1469 | 58218.2305 | 0 | 0 | 0 | 0 | 0 | 0 | 0 | 0 | 0 | 0 | 0 | 0 | 0 | 0 | 595393.6188 | 60881.7606 | 121460.426 | 181737.8125 | 241715.7234 | 301395.9497 | 360780.2695 | 419870.4489 | 478668.2414 | 537175.3883 | 595393.6188 | 595393.6188 | 595393.6188 | 595393.6188 | 595393.6188 | 595393.6188 | 595393.6188 | 595393.6188 | 595393.6188 | 595393.6188 | 595393.6188 | 595393.6188 | 595393.6188 | 595393.6188 | 595393.6188 | 2.8855 | 2.8711 | 2.8569 | 2.8427 | 2.8286 | 2.8145 | 2.8006 | 2.7867 | 2.773 | 2.7593 | 0 | 0 | 0 | 0 | 0 | 0 | 0 | 0 | 0 | 0 | 222.1204 | 221.0146 | 219.9154 | 218.8228 | 217.7367 | 216.6572 | 215.584 | 214.5173 | 213.4569 | 212.4028 | 0 | 0 | 0 | 0 | 0 | 0 | 0 | 0 | 0 | 0 | 2172.2281 | 222.1204 | 443.135 | 663.0504 | 881.8732 | 1099.6099 | 1316.2671 | 1531.8511 | 1746.3684 | 1959.8253 | 2172.2281 | 2172.2281 | 2172.2281 | 2172.2281 | 2172.2281 | 2172.2281 | 2172.2281 | 2172.2281 | 2172.2281 | 2172.2281 | 2172.2281 | 8.7928 | 17.5419 | 26.2475 | 34.9098 | 43.5291 | 52.1057 | 60.6398 | 69.1316 | 77.5815 | 85.9897 | 85.9897 | 85.9897 | 85.9897 | 85.9897 | 85.9897 | 85.9897 | 85.9897 | 85.9897 | 85.9897 | 85.9897 | 85.9897 | 85.9897 | 85.9897 | 85.9897 | 0 | 0 | 0 | 0 | 0 | 0 | 0 | 0 | 0 | 0 | 0 | 0 | 0 | 0 | 0 | 0 | 0 | 0 | 0 | 0 | 0 | 0 | 0 | 0 | 0 | 0 | 0 | 0 | 0 | 0 | 0 | 0 | 0 | 0 | 0 | 0 | 0 | 0 | 0 | 0 | 0 | 0 | 0 | 0 | 0 | 0.009815% | 5.9756 | 11.9215 | 17.8377 | 23.7246 | 29.5823 | 35.4109 | 41.2107 | 46.9818 | 52.7243 | 58.4385 | 58.4385 | 58.4385 | 58.4385 | 58.4385 | 58.4385 | 58.4385 | 58.4385 | 58.4385 | 58.4385 | 58.4385 | 58.4385 | 58.4385 | 58.4385 | 58.4385
| ComResCirculatorPumps_1_3 | Measure_InputOutputCom | RTF Workbook "ComResCirculatorPumps_1_3" | 2020 | Retro | 2022 | 2045 | PSE | Commercial | All Commercial | Electric | Per bronze or stainless steel pump; >3/4 - ≤1.25 horsepower (>750 - ≤1000 Max watts); ; Aquastat run-hours control |  |  | Bronze or stainless steel pump; >3/4 - ≤1.25 horsepower (>750 - ≤1000 Max watts); ; Aquastat run-hours control |  | 4064.4654 | 11.5 | 1127.7956 | 0 |  | 0 | 0 | 0 | 0 | 0 | 0 | 0 | 76.9781 |  | 0 | 0 | 0 | Other | Circulator Pump | Circulator Pumps | Circulator pump bronze or stainless learning run hours | ResDHW | 0.01444% | 100% | 100% | 1.8669 | 3.3767e-05 | 0.9659% | 8.696% | 95% | 6.8% | 0.2% | 2197.4669 | 86.4097 | 228.3877 | 1159.6181 | 0 | 706.4077 | 0 | -7175.8846 | -89.2383 |  | -0.15124 | -0.10773 | -0.15124 | 01. ($9,999.000) to $0.028 | 1 | -0.10773 | 01. ($9,999.00) to $0.22 | 1 | 18.4802 | 18.3882 | 18.2967 | 18.2058 | 18.1155 | 18.0256 | 17.9364 | 17.8476 | 17.7594 | 17.6717 | 0 | 0 | 0 | 0 | 0 | 0 | 0 | 0 | 0 | 0 | 0 | 0 | 0 | 0 | 75112.0735 | 74738.1339 | 74366.4349 | 73996.9609 | 73629.6964 | 73264.6258 | 72901.7338 | 72541.0053 | 72182.4251 | 71825.9783 | 0 | 0 | 0 | 0 | 0 | 0 | 0 | 0 | 0 | 0 | 0 | 0 | 0 | 0 | 734559.0679 | 75112.0735 | 149850.2074 | 224216.6424 | 298213.6033 | 371843.2997 | 445107.9254 | 518009.6592 | 590550.6645 | 662733.0896 | 734559.0679 | 734559.0679 | 734559.0679 | 734559.0679 | 734559.0679 | 734559.0679 | 734559.0679 | 734559.0679 | 734559.0679 | 734559.0679 | 734559.0679 | 734559.0679 | 734559.0679 | 734559.0679 | 734559.0679 | 2.8855 | 2.8711 | 2.8569 | 2.8427 | 2.8286 | 2.8145 | 2.8006 | 2.7867 | 2.773 | 2.7593 | 0 | 0 | 0 | 0 | 0 | 0 | 0 | 0 | 0 | 0 | 222.1204 | 221.0146 | 219.9154 | 218.8228 | 217.7367 | 216.6572 | 215.584 | 214.5173 | 213.4569 | 212.4028 | 0 | 0 | 0 | 0 | 0 | 0 | 0 | 0 | 0 | 0 | 2172.2281 | 222.1204 | 443.135 | 663.0504 | 881.8732 | 1099.6099 | 1316.2671 | 1531.8511 | 1746.3684 | 1959.8253 | 2172.2281 | 2172.2281 | 2172.2281 | 2172.2281 | 2172.2281 | 2172.2281 | 2172.2281 | 2172.2281 | 2172.2281 | 2172.2281 | 2172.2281 | 10.8481 | 21.6421 | 32.3825 | 43.0695 | 53.7035 | 64.2847 | 74.8135 | 85.2903 | 95.7152 | 106.0887 | 106.0887 | 106.0887 | 106.0887 | 106.0887 | 106.0887 | 106.0887 | 106.0887 | 106.0887 | 106.0887 | 106.0887 | 106.0887 | 106.0887 | 106.0887 | 106.0887 | 0 | 0 | 0 | 0 | 0 | 0 | 0 | 0 | 0 | 0 | 0 | 0 | 0 | 0 | 0 | 0 | 0 | 0 | 0 | 0 | 0 | 0 | 0 | 0 | 0 | 0 | 0 | 0 | 0 | 0 | 0 | 0 | 0 | 0 | 0 | 0 | 0 | 0 | 0 | 0 | 0 | 0 | 0 | 0 | 0 | 0.009815% | 7.3723 | 14.7079 | 22.0071 | 29.27 | 36.4968 | 43.6878 | 50.8432 | 57.9631 | 65.0479 | 72.0977 | 72.0977 | 72.0977 | 72.0977 | 72.0977 | 72.0977 | 72.0977 | 72.0977 | 72.0977 | 72.0977 | 72.0977 | 72.0977 | 72.0977 | 72.0977 | 72.0977
| ComResCirculatorPumps_1_3 | Measure_InputOutputCom | RTF Workbook "ComResCirculatorPumps_1_3" | 2020 | Retro | 2022 | 2045 | PSE | Commercial | All Commercial | Electric | Per bronze or stainless steel pump; >1.25 - ≤1.75 horsepower (>1000 - ≤1300 Max watts); ; Aquastat run-hours control |  |  | Bronze or stainless steel pump; >1.25 - ≤1.75 horsepower (>1000 - ≤1300 Max watts); ; Aquastat run-hours control |  | 6039.473 | 11.5 | 1409.7446 | 0 |  | 0 | 0 | 0 | 0 | 0 | 0 | 0 | 76.9781 |  | 0 | 0 | 0 | Other | Circulator Pump | Circulator Pumps | Circulator pump bronze or stainless learning run hours | ResDHW | 0.01444% | 100% | 100% | 1.8669 | 3.3767e-05 | 0.9659% | 8.696% | 95% | 6.8% | 0.2% | 3265.2614 | 128.398 | 339.3659 | 1449.5226 | 0 | 706.4077 | 0 | -6982.5568 | -185.815 |  | -0.099041 | -0.22432 | -0.099041 | 01. ($9,999.000) to $0.028 | 1 | -0.22432 | 01. ($9,999.00) to $0.22 | 1 | 18.4802 | 18.3882 | 18.2967 | 18.2058 | 18.1155 | 18.0256 | 17.9364 | 17.8476 | 17.7594 | 17.6717 | 0 | 0 | 0 | 0 | 0 | 0 | 0 | 0 | 0 | 0 | 0 | 0 | 0 | 0 | 111610.5812 | 111054.9365 | 110502.6214 | 109953.6123 | 109407.8863 | 108865.4203 | 108326.1917 | 107790.1777 | 107257.356 | 106727.7044 | 0 | 0 | 0 | 0 | 0 | 0 | 0 | 0 | 0 | 0 | 0 | 0 | 0 | 0 | 1091496.4878 | 111610.5812 | 222665.5177 | 333168.1391 | 443121.7514 | 552529.6377 | 661395.058 | 769721.2497 | 877511.4274 | 984768.7834 | 1091496.4878 | 1091496.4878 | 1091496.4878 | 1091496.4878 | 1091496.4878 | 1091496.4878 | 1091496.4878 | 1091496.4878 | 1091496.4878 | 1091496.4878 | 1091496.4878 | 1091496.4878 | 1091496.4878 | 1091496.4878 | 1091496.4878 | 2.8855 | 2.8711 | 2.8569 | 2.8427 | 2.8286 | 2.8145 | 2.8006 | 2.7867 | 2.773 | 2.7593 | 0 | 0 | 0 | 0 | 0 | 0 | 0 | 0 | 0 | 0 | 222.1204 | 221.0146 | 219.9154 | 218.8228 | 217.7367 | 216.6572 | 215.584 | 214.5173 | 213.4569 | 212.4028 | 0 | 0 | 0 | 0 | 0 | 0 | 0 | 0 | 0 | 0 | 2172.2281 | 222.1204 | 443.135 | 663.0504 | 881.8732 | 1099.6099 | 1316.2671 | 1531.8511 | 1746.3684 | 1959.8253 | 2172.2281 | 2172.2281 | 2172.2281 | 2172.2281 | 2172.2281 | 2172.2281 | 2172.2281 | 2172.2281 | 2172.2281 | 2172.2281 | 2172.2281 | 16.1194 | 32.1585 | 48.1178 | 63.9978 | 79.7991 | 95.5219 | 111.167 | 126.7345 | 142.2252 | 157.6393 | 157.6393 | 157.6393 | 157.6393 | 157.6393 | 157.6393 | 157.6393 | 157.6393 | 157.6393 | 157.6393 | 157.6393 | 157.6393 | 157.6393 | 157.6393 | 157.6393 | 0 | 0 | 0 | 0 | 0 | 0 | 0 | 0 | 0 | 0 | 0 | 0 | 0 | 0 | 0 | 0 | 0 | 0 | 0 | 0 | 0 | 0 | 0 | 0 | 0 | 0 | 0 | 0 | 0 | 0 | 0 | 0 | 0 | 0 | 0 | 0 | 0 | 0 | 0 | 0 | 0 | 0 | 0 | 0 | 0 | 0.009815% | 10.9547 | 21.8548 | 32.7008 | 43.4928 | 54.2313 | 64.9166 | 75.5489 | 86.1286 | 96.656 | 107.1315 | 107.1315 | 107.1315 | 107.1315 | 107.1315 | 107.1315 | 107.1315 | 107.1315 | 107.1315 | 107.1315 | 107.1315 | 107.1315 | 107.1315 | 107.1315 | 107.1315
| ComResCirculatorPumps_1_3 | Measure_InputOutputCom | RTF Workbook "ComResCirculatorPumps_1_3" | 2020 | Retro | 2022 | 2045 | PSE | Commercial | All Commercial | Electric | Per bronze or stainless steel pump; >1.75 - ≤2.5 horsepower (>1300 - ≤1750 Max watts); ; Aquastat run-hours control |  |  | Bronze or stainless steel pump; >1.75 - ≤2.5 horsepower (>1300 - ≤1750 Max watts); ; Aquastat run-hours control |  | 8014.4807 | 11.5 | 1691.6935 | 0 |  | 0 | 0 | 0 | 0 | 0 | 0 | 0 | 76.9781 |  | 0 | 0 | 0 | Other | Circulator Pump | Circulator Pumps | Circulator pump bronze or stainless learning run hours | ResDHW | 0.01444% | 100% | 100% | 1.8669 | 3.3767e-05 | 0.9659% | 8.696% | 95% | 6.8% | 0.2% | 4333.056 | 170.3863 | 450.3442 | 1739.4272 | 0 | 706.4077 | 0 | -6789.2291 | -282.3918 |  | -0.072568 | -0.34091 | -0.072568 | 01. ($9,999.000) to $0.028 | 1 | -0.34091 | 01. ($9,999.00) to $0.22 | 1 | 18.4802 | 18.3882 | 18.2967 | 18.2058 | 18.1155 | 18.0256 | 17.9364 | 17.8476 | 17.7594 | 17.6717 | 0 | 0 | 0 | 0 | 0 | 0 | 0 | 0 | 0 | 0 | 0 | 0 | 0 | 0 | 148109.0888 | 147371.7392 | 146638.8078 | 145910.2637 | 145186.0762 | 144466.2149 | 143750.6496 | 143039.3502 | 142332.287 | 141629.4305 | 0 | 0 | 0 | 0 | 0 | 0 | 0 | 0 | 0 | 0 | 0 | 0 | 0 | 0 | 1448433.9078 | 148109.0888 | 295480.828 | 442119.6357 | 588029.8994 | 733215.9757 | 877682.1906 | 1021432.8402 | 1164472.1904 | 1306804.4773 | 1448433.9078 | 1448433.9078 | 1448433.9078 | 1448433.9078 | 1448433.9078 | 1448433.9078 | 1448433.9078 | 1448433.9078 | 1448433.9078 | 1448433.9078 | 1448433.9078 | 1448433.9078 | 1448433.9078 | 1448433.9078 | 1448433.9078 | 2.8855 | 2.8711 | 2.8569 | 2.8427 | 2.8286 | 2.8145 | 2.8006 | 2.7867 | 2.773 | 2.7593 | 0 | 0 | 0 | 0 | 0 | 0 | 0 | 0 | 0 | 0 | 222.1204 | 221.0146 | 219.9154 | 218.8228 | 217.7367 | 216.6572 | 215.584 | 214.5173 | 213.4569 | 212.4028 | 0 | 0 | 0 | 0 | 0 | 0 | 0 | 0 | 0 | 0 | 2172.2281 | 222.1204 | 443.135 | 663.0504 | 881.8732 | 1099.6099 | 1316.2671 | 1531.8511 | 1746.3684 | 1959.8253 | 2172.2281 | 2172.2281 | 2172.2281 | 2172.2281 | 2172.2281 | 2172.2281 | 2172.2281 | 2172.2281 | 2172.2281 | 2172.2281 | 2172.2281 | 21.3906 | 42.6748 | 63.8531 | 84.9262 | 105.8947 | 126.7592 | 147.5204 | 168.1788 | 188.7352 | 209.19 | 209.19 | 209.19 | 209.19 | 209.19 | 209.19 | 209.19 | 209.19 | 209.19 | 209.19 | 209.19 | 209.19 | 209.19 | 209.19 | 209.19 | 0 | 0 | 0 | 0 | 0 | 0 | 0 | 0 | 0 | 0 | 0 | 0 | 0 | 0 | 0 | 0 | 0 | 0 | 0 | 0 | 0 | 0 | 0 | 0 | 0 | 0 | 0 | 0 | 0 | 0 | 0 | 0 | 0 | 0 | 0 | 0 | 0 | 0 | 0 | 0 | 0 | 0 | 0 | 0 | 0 | 0.009815% | 14.5371 | 29.0017 | 43.3945 | 57.7157 | 71.9659 | 86.1454 | 100.2547 | 114.2941 | 128.2642 | 142.1652 | 142.1652 | 142.1652 | 142.1652 | 142.1652 | 142.1652 | 142.1652 | 142.1652 | 142.1652 | 142.1652 | 142.1652 | 142.1652 | 142.1652 | 142.1652 | 142.1652
| ComResCirculatorPumps_1_3 | Measure_InputOutputCom | RTF Workbook "ComResCirculatorPumps_1_3" | 2020 | Retro | 2022 | 2045 | PSE | Commercial | All Commercial | Electric | Per bronze or stainless steel pump; >2.5 - ≤3.5 horsepower (>1750 - ≤2350 Max watts); ; Aquastat run-hours control |  |  | Bronze or stainless steel pump; >2.5 - ≤3.5 horsepower (>1750 - ≤2350 Max watts); ; Aquastat run-hours control |  | 11964.496 | 11.5 | 2255.5913 | 0 |  | 0 | 0 | 0 | 0 | 0 | 0 | 0 | 76.9781 |  | 0 | 0 | 0 | Other | Circulator Pump | Circulator Pumps | Circulator pump bronze or stainless learning run hours | ResDHW | 0.01444% | 100% | 100% | 1.8669 | 3.3767e-05 | 0.9659% | 8.696% | 95% | 6.8% | 0.2% | 6468.6451 | 254.3628 | 672.3008 | 2319.2362 | 0 | 706.4077 | 0 | -6402.5735 | -475.5453 |  | -0.045841 | -0.5741 | -0.045841 | 01. ($9,999.000) to $0.028 | 1 | -0.5741 | 01. ($9,999.00) to $0.22 | 1 | 18.4802 | 18.3882 | 18.2967 | 18.2058 | 18.1155 | 18.0256 | 17.9364 | 17.8476 | 17.7594 | 17.6717 | 0 | 0 | 0 | 0 | 0 | 0 | 0 | 0 | 0 | 0 | 0 | 0 | 0 | 0 | 221106.104 | 220005.3444 | 218911.1806 | 217823.5665 | 216742.4561 | 215667.8041 | 214599.5654 | 213537.6951 | 212482.1489 | 211432.8826 | 0 | 0 | 0 | 0 | 0 | 0 | 0 | 0 | 0 | 0 | 0 | 0 | 0 | 0 | 2162308.7478 | 221106.104 | 441111.4485 | 660022.6291 | 877846.1956 | 1094588.6517 | 1310256.4558 | 1524856.0212 | 1738393.7162 | 1950875.8651 | 2162308.7478 | 2162308.7478 | 2162308.7478 | 2162308.7478 | 2162308.7478 | 2162308.7478 | 2162308.7478 | 2162308.7478 | 2162308.7478 | 2162308.7478 | 2162308.7478 | 2162308.7478 | 2162308.7478 | 2162308.7478 | 2162308.7478 | 2.8855 | 2.8711 | 2.8569 | 2.8427 | 2.8286 | 2.8145 | 2.8006 | 2.7867 | 2.773 | 2.7593 | 0 | 0 | 0 | 0 | 0 | 0 | 0 | 0 | 0 | 0 | 222.1204 | 221.0146 | 219.9154 | 218.8228 | 217.7367 | 216.6572 | 215.584 | 214.5173 | 213.4569 | 212.4028 | 0 | 0 | 0 | 0 | 0 | 0 | 0 | 0 | 0 | 0 | 2172.2281 | 222.1204 | 443.135 | 663.0504 | 881.8732 | 1099.6099 | 1316.2671 | 1531.8511 | 1746.3684 | 1959.8253 | 2172.2281 | 2172.2281 | 2172.2281 | 2172.2281 | 2172.2281 | 2172.2281 | 2172.2281 | 2172.2281 | 2172.2281 | 2172.2281 | 2172.2281 | 31.9332 | 63.7075 | 95.3237 | 126.7829 | 158.0859 | 189.2337 | 220.2273 | 251.0674 | 281.7552 | 312.2913 | 312.2913 | 312.2913 | 312.2913 | 312.2913 | 312.2913 | 312.2913 | 312.2913 | 312.2913 | 312.2913 | 312.2913 | 312.2913 | 312.2913 | 312.2913 | 312.2913 | 0 | 0 | 0 | 0 | 0 | 0 | 0 | 0 | 0 | 0 | 0 | 0 | 0 | 0 | 0 | 0 | 0 | 0 | 0 | 0 | 0 | 0 | 0 | 0 | 0 | 0 | 0 | 0 | 0 | 0 | 0 | 0 | 0 | 0 | 0 | 0 | 0 | 0 | 0 | 0 | 0 | 0 | 0 | 0 | 0 | 0.009815% | 21.7018 | 43.2955 | 64.7819 | 86.1615 | 107.435 | 128.603 | 149.6661 | 170.6251 | 191.4804 | 212.2328 | 212.2328 | 212.2328 | 212.2328 | 212.2328 | 212.2328 | 212.2328 | 212.2328 | 212.2328 | 212.2328 | 212.2328 | 212.2328 | 212.2328 | 212.2328 | 212.2328
| ComResCirculatorPumps_1_3 | Measure_InputOutputCom | RTF Workbook "ComResCirculatorPumps_1_3" | 2020 | Retro | 2022 | 2045 | PSE | Commercial | All Commercial | Electric | Per bronze or stainless steel pump; >3.5 - ≤4.5 horsepower (>2350 - ≤3100 Max watts); ; Aquastat run-hours control |  |  | Bronze or stainless steel pump; >3.5 - ≤4.5 horsepower (>2350 - ≤3100 Max watts); ; Aquastat run-hours control |  | 15914.5113 | 11.5 | 2819.4891 | 0 |  | 0 | 0 | 0 | 0 | 0 | 0 | 0 | 76.9781 |  | 0 | 0 | 0 | Other | Circulator Pump | Circulator Pumps | Circulator pump bronze or stainless learning run hours | ResDHW | 0.01444% | 100% | 100% | 1.8669 | 3.3767e-05 | 0.9659% | 8.696% | 95% | 6.8% | 0.2% | 8604.2342 | 338.3393 | 894.2574 | 2899.0453 | 0 | 706.4077 | 0 | -6015.918 | -668.6989 |  | -0.032382 | -0.80728 | -0.032382 | 01. ($9,999.000) to $0.028 | 1 | -0.80728 | 01. ($9,999.00) to $0.22 | 1 | 18.4802 | 18.3882 | 18.2967 | 18.2058 | 18.1155 | 18.0256 | 17.9364 | 17.8476 | 17.7594 | 17.6717 | 0 | 0 | 0 | 0 | 0 | 0 | 0 | 0 | 0 | 0 | 0 | 0 | 0 | 0 | 294103.1193 | 292638.9497 | 291183.5535 | 289736.8692 | 288298.836 | 286869.3933 | 285448.4812 | 284036.04 | 282632.0108 | 281236.3348 | 0 | 0 | 0 | 0 | 0 | 0 | 0 | 0 | 0 | 0 | 0 | 0 | 0 | 0 | 2876183.5877 | 294103.1193 | 586742.069 | 877925.6225 | 1167662.4917 | 1455961.3277 | 1742830.721 | 2028279.2021 | 2312315.2421 | 2594947.2529 | 2876183.5877 | 2876183.5877 | 2876183.5877 | 2876183.5877 | 2876183.5877 | 2876183.5877 | 2876183.5877 | 2876183.5877 | 2876183.5877 | 2876183.5877 | 2876183.5877 | 2876183.5877 | 2876183.5877 | 2876183.5877 | 2876183.5877 | 2.8855 | 2.8711 | 2.8569 | 2.8427 | 2.8286 | 2.8145 | 2.8006 | 2.7867 | 2.773 | 2.7593 | 0 | 0 | 0 | 0 | 0 | 0 | 0 | 0 | 0 | 0 | 222.1204 | 221.0146 | 219.9154 | 218.8228 | 217.7367 | 216.6572 | 215.584 | 214.5173 | 213.4569 | 212.4028 | 0 | 0 | 0 | 0 | 0 | 0 | 0 | 0 | 0 | 0 | 2172.2281 | 222.1204 | 443.135 | 663.0504 | 881.8732 | 1099.6099 | 1316.2671 | 1531.8511 | 1746.3684 | 1959.8253 | 2172.2281 | 2172.2281 | 2172.2281 | 2172.2281 | 2172.2281 | 2172.2281 | 2172.2281 | 2172.2281 | 2172.2281 | 2172.2281 | 2172.2281 | 42.4758 | 84.7402 | 126.7944 | 168.6396 | 210.2771 | 251.7082 | 292.9341 | 333.956 | 374.7751 | 415.3927 | 415.3927 | 415.3927 | 415.3927 | 415.3927 | 415.3927 | 415.3927 | 415.3927 | 415.3927 | 415.3927 | 415.3927 | 415.3927 | 415.3927 | 415.3927 | 415.3927 | 0 | 0 | 0 | 0 | 0 | 0 | 0 | 0 | 0 | 0 | 0 | 0 | 0 | 0 | 0 | 0 | 0 | 0 | 0 | 0 | 0 | 0 | 0 | 0 | 0 | 0 | 0 | 0 | 0 | 0 | 0 | 0 | 0 | 0 | 0 | 0 | 0 | 0 | 0 | 0 | 0 | 0 | 0 | 0 | 0 | 0.009815% | 28.8665 | 57.5893 | 86.1693 | 114.6072 | 142.9041 | 171.0606 | 199.0776 | 226.956 | 254.6967 | 282.3003 | 282.3003 | 282.3003 | 282.3003 | 282.3003 | 282.3003 | 282.3003 | 282.3003 | 282.3003 | 282.3003 | 282.3003 | 282.3003 | 282.3003 | 282.3003 | 282.3003
| ComResCirculatorPumps_1_3 | Measure_InputOutputCom | RTF Workbook "ComResCirculatorPumps_1_3" | 2020 | Retro | 2022 | 2045 | PSE | Commercial | All Commercial | Electric | Per bronze or stainless steel pump; >4.5 - ≤5 horsepower (>3100 - ≤3700 Max watts); ; Aquastat run-hours control |  |  | Bronze or stainless steel pump; >4.5 - ≤5 horsepower (>3100 - ≤3700 Max watts); ; Aquastat run-hours control |  | 19864.5266 | 11.5 | 3383.3869 | 0 |  | 0 | 0 | 0 | 0 | 0 | 0 | 0 | 76.9781 |  | 0 | 0 | 0 | Other | Circulator Pump | Circulator Pumps | Circulator pump bronze or stainless learning run hours | ResDHW | 0.01444% | 100% | 100% | 1.8669 | 3.3767e-05 | 0.9659% | 8.696% | 95% | 6.8% | 0.2% | 10739.8233 | 422.3159 | 1116.2139 | 3478.8543 | 0 | 706.4077 | 0 | -5629.2625 | -861.8524 |  | -0.024276 | -1.0405 | -0.024276 | 01. ($9,999.000) to $0.028 | 1 | -1.0405 | 01. ($9,999.00) to $0.22 | 1 | 18.4802 | 18.3882 | 18.2967 | 18.2058 | 18.1155 | 18.0256 | 17.9364 | 17.8476 | 17.7594 | 17.6717 | 0 | 0 | 0 | 0 | 0 | 0 | 0 | 0 | 0 | 0 | 0 | 0 | 0 | 0 | 367100.1345 | 365272.5549 | 363455.9263 | 361650.172 | 359855.2159 | 358070.9825 | 356297.3969 | 354534.3849 | 352781.8726 | 351039.787 | 0 | 0 | 0 | 0 | 0 | 0 | 0 | 0 | 0 | 0 | 0 | 0 | 0 | 0 | 3590058.4277 | 367100.1345 | 732372.6895 | 1095828.6158 | 1457478.7878 | 1817334.0037 | 2175404.9862 | 2531702.3831 | 2886236.768 | 3239018.6407 | 3590058.4277 | 3590058.4277 | 3590058.4277 | 3590058.4277 | 3590058.4277 | 3590058.4277 | 3590058.4277 | 3590058.4277 | 3590058.4277 | 3590058.4277 | 3590058.4277 | 3590058.4277 | 3590058.4277 | 3590058.4277 | 3590058.4277 | 2.8855 | 2.8711 | 2.8569 | 2.8427 | 2.8286 | 2.8145 | 2.8006 | 2.7867 | 2.773 | 2.7593 | 0 | 0 | 0 | 0 | 0 | 0 | 0 | 0 | 0 | 0 | 222.1204 | 221.0146 | 219.9154 | 218.8228 | 217.7367 | 216.6572 | 215.584 | 214.5173 | 213.4569 | 212.4028 | 0 | 0 | 0 | 0 | 0 | 0 | 0 | 0 | 0 | 0 | 2172.2281 | 222.1204 | 443.135 | 663.0504 | 881.8732 | 1099.6099 | 1316.2671 | 1531.8511 | 1746.3684 | 1959.8253 | 2172.2281 | 2172.2281 | 2172.2281 | 2172.2281 | 2172.2281 | 2172.2281 | 2172.2281 | 2172.2281 | 2172.2281 | 2172.2281 | 2172.2281 | 53.0184 | 105.7729 | 158.265 | 210.4963 | 262.4684 | 314.1828 | 365.641 | 416.8446 | 467.7951 | 518.494 | 518.494 | 518.494 | 518.494 | 518.494 | 518.494 | 518.494 | 518.494 | 518.494 | 518.494 | 518.494 | 518.494 | 518.494 | 518.494 | 518.494 | 0 | 0 | 0 | 0 | 0 | 0 | 0 | 0 | 0 | 0 | 0 | 0 | 0 | 0 | 0 | 0 | 0 | 0 | 0 | 0 | 0 | 0 | 0 | 0 | 0 | 0 | 0 | 0 | 0 | 0 | 0 | 0 | 0 | 0 | 0 | 0 | 0 | 0 | 0 | 0 | 0 | 0 | 0 | 0 | 0 | 0.009815% | 36.0312 | 71.8831 | 107.5567 | 143.053 | 178.3731 | 213.5182 | 248.4891 | 283.287 | 317.9129 | 352.3678 | 352.3678 | 352.3678 | 352.3678 | 352.3678 | 352.3678 | 352.3678 | 352.3678 | 352.3678 | 352.3678 | 352.3678 | 352.3678 | 352.3678 | 352.3678 | 352.3678
| ComResCirculatorPumps_1_3 | Measure_InputOutputCom | RTF Workbook "ComResCirculatorPumps_1_3" | 2020 | Retro | 2022 | 2045 | PSE | Commercial | All Commercial | Electric | Per bronze or stainless steel pump; >1/16 - ≤1/8 horsepower (>100 - ≤200 Max watts); ; Learning run-hours control |  |  | Bronze or stainless steel pump; >1/16 - ≤1/8 horsepower (>100 - ≤200 Max watts); ; Learning run-hours control |  | 885.468 | 11.5 | 232.3259 | 0 |  | 0 | 0 | 0 | 0 | 0 | 0 | 0 | 25.321 |  | 0 | 0 | 0 | Other | Circulator Pump | Circulator Pumps | Circulator pump bronze or stainless learning run hours | ResDHW | 0.01444% | 100% | 100% | 1.8669 | 3.3767e-05 | 0.9659% | 8.696% | 95% | 6.8% | 0.2% | 478.7313 | 18.8249 | 49.7556 | 238.8813 | 0 | 232.3645 | 0 | -2495.746 | -22.1153 |  | -0.24145 | -0.081165 | -0.24145 | 01. ($9,999.000) to $0.028 | 1 | -0.081165 | 01. ($9,999.00) to $0.22 | 1 | 18.4802 | 18.3882 | 18.2967 | 18.2058 | 18.1155 | 18.0256 | 17.9364 | 17.8476 | 17.7594 | 17.6717 | 0 | 0 | 0 | 0 | 0 | 0 | 0 | 0 | 0 | 0 | 0 | 0 | 0 | 0 | 16363.6134 | 16282.1485 | 16201.1716 | 16120.6795 | 16040.6687 | 15961.1359 | 15882.0777 | 15803.4909 | 15725.372 | 15647.718 | 0 | 0 | 0 | 0 | 0 | 0 | 0 | 0 | 0 | 0 | 0 | 0 | 0 | 0 | 160028.0763 | 16363.6134 | 32645.7619 | 48846.9335 | 64967.613 | 81008.2818 | 96969.4177 | 112851.4954 | 128654.9863 | 144380.3583 | 160028.0763 | 160028.0763 | 160028.0763 | 160028.0763 | 160028.0763 | 160028.0763 | 160028.0763 | 160028.0763 | 160028.0763 | 160028.0763 | 160028.0763 | 160028.0763 | 160028.0763 | 160028.0763 | 160028.0763 | 2.8855 | 2.8711 | 2.8569 | 2.8427 | 2.8286 | 2.8145 | 2.8006 | 2.7867 | 2.773 | 2.7593 | 0 | 0 | 0 | 0 | 0 | 0 | 0 | 0 | 0 | 0 | 73.0639 | 72.7002 | 72.3386 | 71.9792 | 71.6219 | 71.2668 | 70.9138 | 70.5629 | 70.2141 | 69.8674 | 0 | 0 | 0 | 0 | 0 | 0 | 0 | 0 | 0 | 0 | 714.529 | 73.0639 | 145.7641 | 218.1027 | 290.0819 | 361.7038 | 432.9706 | 503.8845 | 574.4474 | 644.6616 | 714.529 | 714.529 | 714.529 | 714.529 | 714.529 | 714.529 | 714.529 | 714.529 | 714.529 | 714.529 | 714.529 | 2.3633 | 4.7149 | 7.0547 | 9.3829 | 11.6996 | 14.0048 | 16.2986 | 18.581 | 20.8521 | 23.112 | 23.112 | 23.112 | 23.112 | 23.112 | 23.112 | 23.112 | 23.112 | 23.112 | 23.112 | 23.112 | 23.112 | 23.112 | 23.112 | 23.112 | 0 | 0 | 0 | 0 | 0 | 0 | 0 | 0 | 0 | 0 | 0 | 0 | 0 | 0 | 0 | 0 | 0 | 0 | 0 | 0 | 0 | 0 | 0 | 0 | 0 | 0 | 0 | 0 | 0 | 0 | 0 | 0 | 0 | 0 | 0 | 0 | 0 | 0 | 0 | 0 | 0 | 0 | 0 | 0 | 0 | 0.009815% | 1.6061 | 3.2042 | 4.7944 | 6.3766 | 7.951 | 9.5176 | 11.0765 | 12.6276 | 14.1711 | 15.7069 | 15.7069 | 15.7069 | 15.7069 | 15.7069 | 15.7069 | 15.7069 | 15.7069 | 15.7069 | 15.7069 | 15.7069 | 15.7069 | 15.7069 | 15.7069 | 15.7069
| ComResCirculatorPumps_1_3 | Measure_InputOutputCom | RTF Workbook "ComResCirculatorPumps_1_3" | 2020 | Retro | 2022 | 2045 | PSE | Commercial | All Commercial | Electric | Per bronze or stainless steel pump; >1/8 - ≤1/6 horsepower (>200 - ≤300 Max watts); ; Learning run-hours control |  |  | Bronze or stainless steel pump; >1/8 - ≤1/6 horsepower (>200 - ≤300 Max watts); ; Learning run-hours control |  | 1240.6066 | 11.5 | 1127.7956 | 0 |  | 0 | 0 | 0 | 0 | 0 | 0 | 0 | 50.6421 |  | 0 | 0 | 0 | Other | Circulator Pump | Circulator Pumps | Circulator pump bronze or stainless learning run hours | ResDHW | 0.01444% | 100% | 100% | 1.8669 | 3.3767e-05 | 0.9659% | 8.696% | 95% | 6.8% | 0.2% | 670.7382 | 26.375 | 69.7113 | 1159.6181 | 0 | 464.7291 | 0 | -4135.9332 | 129.4728 |  | -0.28559 | 0.23759 | -0.28559 | 01. ($9,999.000) to $0.028 | 1 | 0.23759 | 02. $0.22 to $0.30 | 1 | 18.4802 | 18.3882 | 18.2967 | 18.2058 | 18.1155 | 18.0256 | 17.9364 | 17.8476 | 17.7594 | 17.6717 | 0 | 0 | 0 | 0 | 0 | 0 | 0 | 0 | 0 | 0 | 0 | 0 | 0 | 0 | 22926.6404 | 22812.5019 | 22699.0473 | 22586.2719 | 22474.1708 | 22362.7395 | 22251.9731 | 22141.867 | 22032.4167 | 21923.6176 | 0 | 0 | 0 | 0 | 0 | 0 | 0 | 0 | 0 | 0 | 0 | 0 | 0 | 0 | 224211.2463 | 22926.6404 | 45739.1424 | 68438.1897 | 91024.4616 | 113498.6324 | 135861.3719 | 158113.345 | 180255.212 | 202287.6287 | 224211.2463 | 224211.2463 | 224211.2463 | 224211.2463 | 224211.2463 | 224211.2463 | 224211.2463 | 224211.2463 | 224211.2463 | 224211.2463 | 224211.2463 | 224211.2463 | 224211.2463 | 224211.2463 | 224211.2463 | 2.8855 | 2.8711 | 2.8569 | 2.8427 | 2.8286 | 2.8145 | 2.8006 | 2.7867 | 2.773 | 2.7593 | 0 | 0 | 0 | 0 | 0 | 0 | 0 | 0 | 0 | 0 | 146.1278 | 145.4003 | 144.6772 | 143.9584 | 143.2439 | 142.5337 | 141.8277 | 141.1259 | 140.4283 | 139.7348 | 0 | 0 | 0 | 0 | 0 | 0 | 0 | 0 | 0 | 0 | 1429.0579 | 146.1278 | 291.5281 | 436.2053 | 580.1637 | 723.4076 | 865.9413 | 1007.7689 | 1148.8948 | 1289.3231 | 1429.0579 | 1429.0579 | 1429.0579 | 1429.0579 | 1429.0579 | 1429.0579 | 1429.0579 | 1429.0579 | 1429.0579 | 1429.0579 | 1429.0579 | 3.3112 | 6.6059 | 9.8842 | 13.1462 | 16.392 | 19.6218 | 22.8355 | 26.0334 | 29.2154 | 32.3817 | 32.3817 | 32.3817 | 32.3817 | 32.3817 | 32.3817 | 32.3817 | 32.3817 | 32.3817 | 32.3817 | 32.3817 | 32.3817 | 32.3817 | 32.3817 | 32.3817 | 0 | 0 | 0 | 0 | 0 | 0 | 0 | 0 | 0 | 0 | 0 | 0 | 0 | 0 | 0 | 0 | 0 | 0 | 0 | 0 | 0 | 0 | 0 | 0 | 0 | 373.5938 | 371.7339 | 369.8852 | 368.0475 | 366.2208 | 364.405 | 362.6 | 360.8058 | 359.0223 | 357.2494 | 0 | 0 | 0 | 0 | 0 | 0 | 0 | 0 | 0 | 0 | 0.009815% | 2.2503 | 4.4893 | 6.7173 | 8.9341 | 11.14 | 13.3349 | 15.519 | 17.6922 | 19.8547 | 22.0066 | 22.0066 | 22.0066 | 22.0066 | 22.0066 | 22.0066 | 22.0066 | 22.0066 | 22.0066 | 22.0066 | 22.0066 | 22.0066 | 22.0066 | 22.0066 | 22.0066
| ComResCirculatorPumps_1_3 | Measure_InputOutputCom | RTF Workbook "ComResCirculatorPumps_1_3" | 2020 | Retro | 2022 | 2045 | PSE | Commercial | All Commercial | Electric | Per bronze or stainless steel pump; >1/6 - ≤1/4 horsepower (>300 - ≤400 Max watts); ; Learning run-hours control |  |  | Bronze or stainless steel pump; >1/6 - ≤1/4 horsepower (>300 - ≤400 Max watts); ; Learning run-hours control |  | 1512.5916 | 11.5 | 1127.7956 | 0 |  | 0 | 0 | 0 | 0 | 0 | 0 | 0 | 64.1484 |  | 0 | 0 | 0 | Other | Circulator Pump | Circulator Pumps | Circulator pump bronze or stainless learning run hours | ResDHW | 0.01444% | 100% | 100% | 1.8669 | 3.3767e-05 | 0.9659% | 8.696% | 95% | 6.8% | 0.2% | 817.7877 | 32.1574 | 84.9945 | 1159.6181 | 0 | 588.6731 | 0 | -5603.8617 | 108.4072 |  | -0.31737 | 0.15705 | -0.31737 | 01. ($9,999.000) to $0.028 | 1 | 0.15705 | 01. ($9,999.00) to $0.22 | 1 | 18.4802 | 18.3882 | 18.2967 | 18.2058 | 18.1155 | 18.0256 | 17.9364 | 17.8476 | 17.7594 | 17.6717 | 0 | 0 | 0 | 0 | 0 | 0 | 0 | 0 | 0 | 0 | 0 | 0 | 0 | 0 | 27952.9732 | 27813.8115 | 27675.4837 | 27537.9838 | 27401.3062 | 27265.4451 | 27130.3948 | 26996.1496 | 26862.704 | 26730.0522 | 0 | 0 | 0 | 0 | 0 | 0 | 0 | 0 | 0 | 0 | 0 | 0 | 0 | 0 | 273366.3042 | 27952.9732 | 55766.7847 | 83442.2684 | 110980.2522 | 138381.5585 | 165647.0036 | 192777.3984 | 219773.5481 | 246636.252 | 273366.3042 | 273366.3042 | 273366.3042 | 273366.3042 | 273366.3042 | 273366.3042 | 273366.3042 | 273366.3042 | 273366.3042 | 273366.3042 | 273366.3042 | 273366.3042 | 273366.3042 | 273366.3042 | 273366.3042 | 2.8855 | 2.8711 | 2.8569 | 2.8427 | 2.8286 | 2.8145 | 2.8006 | 2.7867 | 2.773 | 2.7593 | 0 | 0 | 0 | 0 | 0 | 0 | 0 | 0 | 0 | 0 | 185.1003 | 184.1788 | 183.2628 | 182.3523 | 181.4473 | 180.5476 | 179.6533 | 178.7644 | 177.8807 | 177.0023 | 0 | 0 | 0 | 0 | 0 | 0 | 0 | 0 | 0 | 0 | 1810.1901 | 185.1003 | 369.2792 | 552.542 | 734.8943 | 916.3416 | 1096.8892 | 1276.5426 | 1455.307 | 1633.1877 | 1810.1901 | 1810.1901 | 1810.1901 | 1810.1901 | 1810.1901 | 1810.1901 | 1810.1901 | 1810.1901 | 1810.1901 | 1810.1901 | 1810.1901 | 4.0371 | 8.0541 | 12.0511 | 16.0283 | 19.9857 | 23.9236 | 27.8419 | 31.7408 | 35.6204 | 39.4809 | 39.4809 | 39.4809 | 39.4809 | 39.4809 | 39.4809 | 39.4809 | 39.4809 | 39.4809 | 39.4809 | 39.4809 | 39.4809 | 39.4809 | 39.4809 | 39.4809 | 0 | 0 | 0 | 0 | 0 | 0 | 0 | 0 | 0 | 0 | 0 | 0 | 0 | 0 | 0 | 0 | 0 | 0 | 0 | 0 | 0 | 0 | 0 | 0 | 0 | 312.8092 | 311.2519 | 309.7039 | 308.1652 | 306.6357 | 305.1154 | 303.6041 | 302.1018 | 300.6085 | 299.124 | 0 | 0 | 0 | 0 | 0 | 0 | 0 | 0 | 0 | 0 | 0.009815% | 2.7436 | 5.4736 | 8.1899 | 10.8928 | 13.5823 | 16.2584 | 18.9213 | 21.571 | 24.2076 | 26.8312 | 26.8312 | 26.8312 | 26.8312 | 26.8312 | 26.8312 | 26.8312 | 26.8312 | 26.8312 | 26.8312 | 26.8312 | 26.8312 | 26.8312 | 26.8312 | 26.8312
| ComResCirculatorPumps_1_3 | Measure_InputOutputCom | RTF Workbook "ComResCirculatorPumps_1_3" | 2020 | Retro | 2022 | 2045 | PSE | Commercial | All Commercial | Electric | Per bronze or stainless steel pump; >1/4 - ≤1/2 horsepower (>400 - ≤550 Max watts); ; Learning run-hours control |  |  | Bronze or stainless steel pump; >1/4 - ≤1/2 horsepower (>400 - ≤550 Max watts); ; Learning run-hours control |  | 2413.0506 | 11.5 | 1127.7956 | 0 |  | 0 | 0 | 0 | 0 | 0 | 0 | 0 | 76.9781 |  | 0 | 0 | 0 | Other | Circulator Pump | Circulator Pumps | Circulator pump bronze or stainless learning run hours | ResDHW | 0.01444% | 100% | 100% | 1.8669 | 3.3767e-05 | 0.9659% | 8.696% | 95% | 6.8% | 0.2% | 1304.6239 | 51.301 | 135.5925 | 1159.6181 | 0 | 706.4077 | 0 | -7047.9807 | 38.6657 |  | -0.25021 | 0.046679 | -0.25021 | 01. ($9,999.000) to $0.028 | 1 | 0.046679 | 01. ($9,999.00) to $0.22 | 1 | 18.4802 | 18.3882 | 18.2967 | 18.2058 | 18.1155 | 18.0256 | 17.9364 | 17.8476 | 17.7594 | 17.6717 | 0 | 0 | 0 | 0 | 0 | 0 | 0 | 0 | 0 | 0 | 0 | 0 | 0 | 0 | 44593.6217 | 44371.6159 | 44150.9402 | 43931.5856 | 43713.5426 | 43496.8022 | 43281.3553 | 43067.1928 | 42854.3057 | 42642.6852 | 0 | 0 | 0 | 0 | 0 | 0 | 0 | 0 | 0 | 0 | 0 | 0 | 0 | 0 | 436103.6472 | 44593.6217 | 88965.2376 | 133116.1778 | 177047.7634 | 220761.306 | 264258.1083 | 307539.4635 | 350606.6563 | 393460.962 | 436103.6472 | 436103.6472 | 436103.6472 | 436103.6472 | 436103.6472 | 436103.6472 | 436103.6472 | 436103.6472 | 436103.6472 | 436103.6472 | 436103.6472 | 436103.6472 | 436103.6472 | 436103.6472 | 436103.6472 | 2.8855 | 2.8711 | 2.8569 | 2.8427 | 2.8286 | 2.8145 | 2.8006 | 2.7867 | 2.773 | 2.7593 | 0 | 0 | 0 | 0 | 0 | 0 | 0 | 0 | 0 | 0 | 222.1204 | 221.0146 | 219.9154 | 218.8228 | 217.7367 | 216.6572 | 215.584 | 214.5173 | 213.4569 | 212.4028 | 0 | 0 | 0 | 0 | 0 | 0 | 0 | 0 | 0 | 0 | 2172.2281 | 222.1204 | 443.135 | 663.0504 | 881.8732 | 1099.6099 | 1316.2671 | 1531.8511 | 1746.3684 | 1959.8253 | 2172.2281 | 2172.2281 | 2172.2281 | 2172.2281 | 2172.2281 | 2172.2281 | 2172.2281 | 2172.2281 | 2172.2281 | 2172.2281 | 2172.2281 | 6.4404 | 12.8488 | 19.2253 | 25.5701 | 31.8834 | 38.1655 | 44.4164 | 50.6363 | 56.8256 | 62.9842 | 62.9842 | 62.9842 | 62.9842 | 62.9842 | 62.9842 | 62.9842 | 62.9842 | 62.9842 | 62.9842 | 62.9842 | 62.9842 | 62.9842 | 62.9842 | 62.9842 | 0 | 0 | 0 | 0 | 0 | 0 | 0 | 0 | 0 | 0 | 0 | 0 | 0 | 0 | 0 | 0 | 0 | 0 | 0 | 0 | 0 | 0 | 0 | 0 | 0 | 111.5698 | 111.0144 | 110.4623 | 109.9135 | 109.368 | 108.8257 | 108.2867 | 107.7508 | 107.2182 | 106.6887 | 0 | 0 | 0 | 0 | 0 | 0 | 0 | 0 | 0 | 0 | 0.009815% | 4.3769 | 8.732 | 13.0655 | 17.3774 | 21.6679 | 25.9372 | 30.1853 | 34.4124 | 38.6186 | 42.804 | 42.804 | 42.804 | 42.804 | 42.804 | 42.804 | 42.804 | 42.804 | 42.804 | 42.804 | 42.804 | 42.804 | 42.804 | 42.804 | 42.804
| ComResCirculatorPumps_1_3 | Measure_InputOutputCom | RTF Workbook "ComResCirculatorPumps_1_3" | 2020 | Retro | 2022 | 2045 | PSE | Commercial | All Commercial | Electric | Per bronze or stainless steel pump; >1/2 - ≤3/4 horsepower (>550 - ≤750 Max watts); ; Learning run-hours control |  |  | Bronze or stainless steel pump; >1/2 - ≤3/4 horsepower (>550 - ≤750 Max watts); ; Learning run-hours control |  | 3294.4345 | 11.5 | 1127.7956 | 0 |  | 0 | 0 | 0 | 0 | 0 | 0 | 0 | 76.9781 |  | 0 | 0 | 0 | Other | Circulator Pump | Circulator Pumps | Circulator pump bronze or stainless learning run hours | ResDHW | 0.01444% | 100% | 100% | 1.8669 | 3.3767e-05 | 0.9659% | 8.696% | 95% | 6.8% | 0.2% | 1781.1471 | 70.039 | 185.1186 | 1159.6181 | 0 | 706.4077 | 0 | -7116.2448 | -29.5985 |  | -0.18504 | -0.035732 | -0.18504 | 01. ($9,999.000) to $0.028 | 1 | -0.035732 | 01. ($9,999.00) to $0.22 | 1 | 18.4802 | 18.3882 | 18.2967 | 18.2058 | 18.1155 | 18.0256 | 17.9364 | 17.8476 | 17.7594 | 17.6717 | 0 | 0 | 0 | 0 | 0 | 0 | 0 | 0 | 0 | 0 | 0 | 0 | 0 | 0 | 60881.7606 | 60578.6654 | 60277.3865 | 59977.9109 | 59680.2263 | 59384.3199 | 59090.1794 | 58797.7925 | 58507.1469 | 58218.2305 | 0 | 0 | 0 | 0 | 0 | 0 | 0 | 0 | 0 | 0 | 0 | 0 | 0 | 0 | 595393.6188 | 60881.7606 | 121460.426 | 181737.8125 | 241715.7234 | 301395.9497 | 360780.2695 | 419870.4489 | 478668.2414 | 537175.3883 | 595393.6188 | 595393.6188 | 595393.6188 | 595393.6188 | 595393.6188 | 595393.6188 | 595393.6188 | 595393.6188 | 595393.6188 | 595393.6188 | 595393.6188 | 595393.6188 | 595393.6188 | 595393.6188 | 595393.6188 | 2.8855 | 2.8711 | 2.8569 | 2.8427 | 2.8286 | 2.8145 | 2.8006 | 2.7867 | 2.773 | 2.7593 | 0 | 0 | 0 | 0 | 0 | 0 | 0 | 0 | 0 | 0 | 222.1204 | 221.0146 | 219.9154 | 218.8228 | 217.7367 | 216.6572 | 215.584 | 214.5173 | 213.4569 | 212.4028 | 0 | 0 | 0 | 0 | 0 | 0 | 0 | 0 | 0 | 0 | 2172.2281 | 222.1204 | 443.135 | 663.0504 | 881.8732 | 1099.6099 | 1316.2671 | 1531.8511 | 1746.3684 | 1959.8253 | 2172.2281 | 2172.2281 | 2172.2281 | 2172.2281 | 2172.2281 | 2172.2281 | 2172.2281 | 2172.2281 | 2172.2281 | 2172.2281 | 2172.2281 | 8.7928 | 17.5419 | 26.2475 | 34.9098 | 43.5291 | 52.1057 | 60.6398 | 69.1316 | 77.5815 | 85.9897 | 85.9897 | 85.9897 | 85.9897 | 85.9897 | 85.9897 | 85.9897 | 85.9897 | 85.9897 | 85.9897 | 85.9897 | 85.9897 | 85.9897 | 85.9897 | 85.9897 | 0 | 0 | 0 | 0 | 0 | 0 | 0 | 0 | 0 | 0 | 0 | 0 | 0 | 0 | 0 | 0 | 0 | 0 | 0 | 0 | 0 | 0 | 0 | 0 | 0 | 0 | 0 | 0 | 0 | 0 | 0 | 0 | 0 | 0 | 0 | 0 | 0 | 0 | 0 | 0 | 0 | 0 | 0 | 0 | 0 | 0.009815% | 5.9756 | 11.9215 | 17.8377 | 23.7246 | 29.5823 | 35.4109 | 41.2107 | 46.9818 | 52.7243 | 58.4385 | 58.4385 | 58.4385 | 58.4385 | 58.4385 | 58.4385 | 58.4385 | 58.4385 | 58.4385 | 58.4385 | 58.4385 | 58.4385 | 58.4385 | 58.4385 | 58.4385
| ComResCirculatorPumps_1_3 | Measure_InputOutputCom | RTF Workbook "ComResCirculatorPumps_1_3" | 2020 | Retro | 2022 | 2045 | PSE | Commercial | All Commercial | Electric | Per bronze or stainless steel pump; >3/4 - ≤1.25 horsepower (>750 - ≤1000 Max watts); ; Learning run-hours control |  |  | Bronze or stainless steel pump; >3/4 - ≤1.25 horsepower (>750 - ≤1000 Max watts); ; Learning run-hours control |  | 4064.4654 | 11.5 | 1127.7956 | 0 |  | 0 | 0 | 0 | 0 | 0 | 0 | 0 | 76.9781 |  | 0 | 0 | 0 | Other | Circulator Pump | Circulator Pumps | Circulator pump bronze or stainless learning run hours | ResDHW | 0.01444% | 100% | 100% | 1.8669 | 3.3767e-05 | 0.9659% | 8.696% | 95% | 6.8% | 0.2% | 2197.4669 | 86.4097 | 228.3877 | 1159.6181 | 0 | 706.4077 | 0 | -7175.8846 | -89.2383 |  | -0.15124 | -0.10773 | -0.15124 | 01. ($9,999.000) to $0.028 | 1 | -0.10773 | 01. ($9,999.00) to $0.22 | 1 | 18.4802 | 18.3882 | 18.2967 | 18.2058 | 18.1155 | 18.0256 | 17.9364 | 17.8476 | 17.7594 | 17.6717 | 0 | 0 | 0 | 0 | 0 | 0 | 0 | 0 | 0 | 0 | 0 | 0 | 0 | 0 | 75112.0735 | 74738.1339 | 74366.4349 | 73996.9609 | 73629.6964 | 73264.6258 | 72901.7338 | 72541.0053 | 72182.4251 | 71825.9783 | 0 | 0 | 0 | 0 | 0 | 0 | 0 | 0 | 0 | 0 | 0 | 0 | 0 | 0 | 734559.0679 | 75112.0735 | 149850.2074 | 224216.6424 | 298213.6033 | 371843.2997 | 445107.9254 | 518009.6592 | 590550.6645 | 662733.0896 | 734559.0679 | 734559.0679 | 734559.0679 | 734559.0679 | 734559.0679 | 734559.0679 | 734559.0679 | 734559.0679 | 734559.0679 | 734559.0679 | 734559.0679 | 734559.0679 | 734559.0679 | 734559.0679 | 734559.0679 | 2.8855 | 2.8711 | 2.8569 | 2.8427 | 2.8286 | 2.8145 | 2.8006 | 2.7867 | 2.773 | 2.7593 | 0 | 0 | 0 | 0 | 0 | 0 | 0 | 0 | 0 | 0 | 222.1204 | 221.0146 | 219.9154 | 218.8228 | 217.7367 | 216.6572 | 215.584 | 214.5173 | 213.4569 | 212.4028 | 0 | 0 | 0 | 0 | 0 | 0 | 0 | 0 | 0 | 0 | 2172.2281 | 222.1204 | 443.135 | 663.0504 | 881.8732 | 1099.6099 | 1316.2671 | 1531.8511 | 1746.3684 | 1959.8253 | 2172.2281 | 2172.2281 | 2172.2281 | 2172.2281 | 2172.2281 | 2172.2281 | 2172.2281 | 2172.2281 | 2172.2281 | 2172.2281 | 2172.2281 | 10.8481 | 21.6421 | 32.3825 | 43.0695 | 53.7035 | 64.2847 | 74.8135 | 85.2903 | 95.7152 | 106.0887 | 106.0887 | 106.0887 | 106.0887 | 106.0887 | 106.0887 | 106.0887 | 106.0887 | 106.0887 | 106.0887 | 106.0887 | 106.0887 | 106.0887 | 106.0887 | 106.0887 | 0 | 0 | 0 | 0 | 0 | 0 | 0 | 0 | 0 | 0 | 0 | 0 | 0 | 0 | 0 | 0 | 0 | 0 | 0 | 0 | 0 | 0 | 0 | 0 | 0 | 0 | 0 | 0 | 0 | 0 | 0 | 0 | 0 | 0 | 0 | 0 | 0 | 0 | 0 | 0 | 0 | 0 | 0 | 0 | 0 | 0.009815% | 7.3723 | 14.7079 | 22.0071 | 29.27 | 36.4968 | 43.6878 | 50.8432 | 57.9631 | 65.0479 | 72.0977 | 72.0977 | 72.0977 | 72.0977 | 72.0977 | 72.0977 | 72.0977 | 72.0977 | 72.0977 | 72.0977 | 72.0977 | 72.0977 | 72.0977 | 72.0977 | 72.0977
| ComResCirculatorPumps_1_3 | Measure_InputOutputCom | RTF Workbook "ComResCirculatorPumps_1_3" | 2020 | Retro | 2022 | 2045 | PSE | Commercial | All Commercial | Electric | Per bronze or stainless steel pump; >1.25 - ≤1.75 horsepower (>1000 - ≤1300 Max watts); ; Learning run-hours control |  |  | Bronze or stainless steel pump; >1.25 - ≤1.75 horsepower (>1000 - ≤1300 Max watts); ; Learning run-hours control |  | 6039.473 | 11.5 | 1409.7446 | 0 |  | 0 | 0 | 0 | 0 | 0 | 0 | 0 | 76.9781 |  | 0 | 0 | 0 | Other | Circulator Pump | Circulator Pumps | Circulator pump bronze or stainless learning run hours | ResDHW | 0.01444% | 100% | 100% | 1.8669 | 3.3767e-05 | 0.9659% | 8.696% | 95% | 6.8% | 0.2% | 3265.2614 | 128.398 | 339.3659 | 1449.5226 | 0 | 706.4077 | 0 | -6982.5568 | -185.815 |  | -0.099041 | -0.22432 | -0.099041 | 01. ($9,999.000) to $0.028 | 1 | -0.22432 | 01. ($9,999.00) to $0.22 | 1 | 18.4802 | 18.3882 | 18.2967 | 18.2058 | 18.1155 | 18.0256 | 17.9364 | 17.8476 | 17.7594 | 17.6717 | 0 | 0 | 0 | 0 | 0 | 0 | 0 | 0 | 0 | 0 | 0 | 0 | 0 | 0 | 111610.5812 | 111054.9365 | 110502.6214 | 109953.6123 | 109407.8863 | 108865.4203 | 108326.1917 | 107790.1777 | 107257.356 | 106727.7044 | 0 | 0 | 0 | 0 | 0 | 0 | 0 | 0 | 0 | 0 | 0 | 0 | 0 | 0 | 1091496.4878 | 111610.5812 | 222665.5177 | 333168.1391 | 443121.7514 | 552529.6377 | 661395.058 | 769721.2497 | 877511.4274 | 984768.7834 | 1091496.4878 | 1091496.4878 | 1091496.4878 | 1091496.4878 | 1091496.4878 | 1091496.4878 | 1091496.4878 | 1091496.4878 | 1091496.4878 | 1091496.4878 | 1091496.4878 | 1091496.4878 | 1091496.4878 | 1091496.4878 | 1091496.4878 | 2.8855 | 2.8711 | 2.8569 | 2.8427 | 2.8286 | 2.8145 | 2.8006 | 2.7867 | 2.773 | 2.7593 | 0 | 0 | 0 | 0 | 0 | 0 | 0 | 0 | 0 | 0 | 222.1204 | 221.0146 | 219.9154 | 218.8228 | 217.7367 | 216.6572 | 215.584 | 214.5173 | 213.4569 | 212.4028 | 0 | 0 | 0 | 0 | 0 | 0 | 0 | 0 | 0 | 0 | 2172.2281 | 222.1204 | 443.135 | 663.0504 | 881.8732 | 1099.6099 | 1316.2671 | 1531.8511 | 1746.3684 | 1959.8253 | 2172.2281 | 2172.2281 | 2172.2281 | 2172.2281 | 2172.2281 | 2172.2281 | 2172.2281 | 2172.2281 | 2172.2281 | 2172.2281 | 2172.2281 | 16.1194 | 32.1585 | 48.1178 | 63.9978 | 79.7991 | 95.5219 | 111.167 | 126.7345 | 142.2252 | 157.6393 | 157.6393 | 157.6393 | 157.6393 | 157.6393 | 157.6393 | 157.6393 | 157.6393 | 157.6393 | 157.6393 | 157.6393 | 157.6393 | 157.6393 | 157.6393 | 157.6393 | 0 | 0 | 0 | 0 | 0 | 0 | 0 | 0 | 0 | 0 | 0 | 0 | 0 | 0 | 0 | 0 | 0 | 0 | 0 | 0 | 0 | 0 | 0 | 0 | 0 | 0 | 0 | 0 | 0 | 0 | 0 | 0 | 0 | 0 | 0 | 0 | 0 | 0 | 0 | 0 | 0 | 0 | 0 | 0 | 0 | 0.009815% | 10.9547 | 21.8548 | 32.7008 | 43.4928 | 54.2313 | 64.9166 | 75.5489 | 86.1286 | 96.656 | 107.1315 | 107.1315 | 107.1315 | 107.1315 | 107.1315 | 107.1315 | 107.1315 | 107.1315 | 107.1315 | 107.1315 | 107.1315 | 107.1315 | 107.1315 | 107.1315 | 107.1315
| ComResCirculatorPumps_1_3 | Measure_InputOutputCom | RTF Workbook "ComResCirculatorPumps_1_3" | 2020 | Retro | 2022 | 2045 | PSE | Commercial | All Commercial | Electric | Per bronze or stainless steel pump; >1.75 - ≤2.5 horsepower (>1300 - ≤1750 Max watts); ; Learning run-hours control |  |  | Bronze or stainless steel pump; >1.75 - ≤2.5 horsepower (>1300 - ≤1750 Max watts); ; Learning run-hours control |  | 8014.4807 | 11.5 | 1691.6935 | 0 |  | 0 | 0 | 0 | 0 | 0 | 0 | 0 | 76.9781 |  | 0 | 0 | 0 | Other | Circulator Pump | Circulator Pumps | Circulator pump bronze or stainless learning run hours | ResDHW | 0.01444% | 100% | 100% | 1.8669 | 3.3767e-05 | 0.9659% | 8.696% | 95% | 6.8% | 0.2% | 4333.056 | 170.3863 | 450.3442 | 1739.4272 | 0 | 706.4077 | 0 | -6789.2291 | -282.3918 |  | -0.072568 | -0.34091 | -0.072568 | 01. ($9,999.000) to $0.028 | 1 | -0.34091 | 01. ($9,999.00) to $0.22 | 1 | 18.4802 | 18.3882 | 18.2967 | 18.2058 | 18.1155 | 18.0256 | 17.9364 | 17.8476 | 17.7594 | 17.6717 | 0 | 0 | 0 | 0 | 0 | 0 | 0 | 0 | 0 | 0 | 0 | 0 | 0 | 0 | 148109.0888 | 147371.7392 | 146638.8078 | 145910.2637 | 145186.0762 | 144466.2149 | 143750.6496 | 143039.3502 | 142332.287 | 141629.4305 | 0 | 0 | 0 | 0 | 0 | 0 | 0 | 0 | 0 | 0 | 0 | 0 | 0 | 0 | 1448433.9078 | 148109.0888 | 295480.828 | 442119.6357 | 588029.8994 | 733215.9757 | 877682.1906 | 1021432.8402 | 1164472.1904 | 1306804.4773 | 1448433.9078 | 1448433.9078 | 1448433.9078 | 1448433.9078 | 1448433.9078 | 1448433.9078 | 1448433.9078 | 1448433.9078 | 1448433.9078 | 1448433.9078 | 1448433.9078 | 1448433.9078 | 1448433.9078 | 1448433.9078 | 1448433.9078 | 2.8855 | 2.8711 | 2.8569 | 2.8427 | 2.8286 | 2.8145 | 2.8006 | 2.7867 | 2.773 | 2.7593 | 0 | 0 | 0 | 0 | 0 | 0 | 0 | 0 | 0 | 0 | 222.1204 | 221.0146 | 219.9154 | 218.8228 | 217.7367 | 216.6572 | 215.584 | 214.5173 | 213.4569 | 212.4028 | 0 | 0 | 0 | 0 | 0 | 0 | 0 | 0 | 0 | 0 | 2172.2281 | 222.1204 | 443.135 | 663.0504 | 881.8732 | 1099.6099 | 1316.2671 | 1531.8511 | 1746.3684 | 1959.8253 | 2172.2281 | 2172.2281 | 2172.2281 | 2172.2281 | 2172.2281 | 2172.2281 | 2172.2281 | 2172.2281 | 2172.2281 | 2172.2281 | 2172.2281 | 21.3906 | 42.6748 | 63.8531 | 84.9262 | 105.8947 | 126.7592 | 147.5204 | 168.1788 | 188.7352 | 209.19 | 209.19 | 209.19 | 209.19 | 209.19 | 209.19 | 209.19 | 209.19 | 209.19 | 209.19 | 209.19 | 209.19 | 209.19 | 209.19 | 209.19 | 0 | 0 | 0 | 0 | 0 | 0 | 0 | 0 | 0 | 0 | 0 | 0 | 0 | 0 | 0 | 0 | 0 | 0 | 0 | 0 | 0 | 0 | 0 | 0 | 0 | 0 | 0 | 0 | 0 | 0 | 0 | 0 | 0 | 0 | 0 | 0 | 0 | 0 | 0 | 0 | 0 | 0 | 0 | 0 | 0 | 0.009815% | 14.5371 | 29.0017 | 43.3945 | 57.7157 | 71.9659 | 86.1454 | 100.2547 | 114.2941 | 128.2642 | 142.1652 | 142.1652 | 142.1652 | 142.1652 | 142.1652 | 142.1652 | 142.1652 | 142.1652 | 142.1652 | 142.1652 | 142.1652 | 142.1652 | 142.1652 | 142.1652 | 142.1652
| ComResCirculatorPumps_1_3 | Measure_InputOutputCom | RTF Workbook "ComResCirculatorPumps_1_3" | 2020 | Retro | 2022 | 2045 | PSE | Commercial | All Commercial | Electric | Per bronze or stainless steel pump; >2.5 - ≤3.5 horsepower (>1750 - ≤2350 Max watts); ; Learning run-hours control |  |  | Bronze or stainless steel pump; >2.5 - ≤3.5 horsepower (>1750 - ≤2350 Max watts); ; Learning run-hours control |  | 11964.496 | 11.5 | 2255.5913 | 0 |  | 0 | 0 | 0 | 0 | 0 | 0 | 0 | 76.9781 |  | 0 | 0 | 0 | Other | Circulator Pump | Circulator Pumps | Circulator pump bronze or stainless learning run hours | ResDHW | 0.01444% | 100% | 100% | 1.8669 | 3.3767e-05 | 0.9659% | 8.696% | 95% | 6.8% | 0.2% | 6468.6451 | 254.3628 | 672.3008 | 2319.2362 | 0 | 706.4077 | 0 | -6402.5735 | -475.5453 |  | -0.045841 | -0.5741 | -0.045841 | 01. ($9,999.000) to $0.028 | 1 | -0.5741 | 01. ($9,999.00) to $0.22 | 1 | 18.4802 | 18.3882 | 18.2967 | 18.2058 | 18.1155 | 18.0256 | 17.9364 | 17.8476 | 17.7594 | 17.6717 | 0 | 0 | 0 | 0 | 0 | 0 | 0 | 0 | 0 | 0 | 0 | 0 | 0 | 0 | 221106.104 | 220005.3444 | 218911.1806 | 217823.5665 | 216742.4561 | 215667.8041 | 214599.5654 | 213537.6951 | 212482.1489 | 211432.8826 | 0 | 0 | 0 | 0 | 0 | 0 | 0 | 0 | 0 | 0 | 0 | 0 | 0 | 0 | 2162308.7478 | 221106.104 | 441111.4485 | 660022.6291 | 877846.1956 | 1094588.6517 | 1310256.4558 | 1524856.0212 | 1738393.7162 | 1950875.8651 | 2162308.7478 | 2162308.7478 | 2162308.7478 | 2162308.7478 | 2162308.7478 | 2162308.7478 | 2162308.7478 | 2162308.7478 | 2162308.7478 | 2162308.7478 | 2162308.7478 | 2162308.7478 | 2162308.7478 | 2162308.7478 | 2162308.7478 | 2.8855 | 2.8711 | 2.8569 | 2.8427 | 2.8286 | 2.8145 | 2.8006 | 2.7867 | 2.773 | 2.7593 | 0 | 0 | 0 | 0 | 0 | 0 | 0 | 0 | 0 | 0 | 222.1204 | 221.0146 | 219.9154 | 218.8228 | 217.7367 | 216.6572 | 215.584 | 214.5173 | 213.4569 | 212.4028 | 0 | 0 | 0 | 0 | 0 | 0 | 0 | 0 | 0 | 0 | 2172.2281 | 222.1204 | 443.135 | 663.0504 | 881.8732 | 1099.6099 | 1316.2671 | 1531.8511 | 1746.3684 | 1959.8253 | 2172.2281 | 2172.2281 | 2172.2281 | 2172.2281 | 2172.2281 | 2172.2281 | 2172.2281 | 2172.2281 | 2172.2281 | 2172.2281 | 2172.2281 | 31.9332 | 63.7075 | 95.3237 | 126.7829 | 158.0859 | 189.2337 | 220.2273 | 251.0674 | 281.7552 | 312.2913 | 312.2913 | 312.2913 | 312.2913 | 312.2913 | 312.2913 | 312.2913 | 312.2913 | 312.2913 | 312.2913 | 312.2913 | 312.2913 | 312.2913 | 312.2913 | 312.2913 | 0 | 0 | 0 | 0 | 0 | 0 | 0 | 0 | 0 | 0 | 0 | 0 | 0 | 0 | 0 | 0 | 0 | 0 | 0 | 0 | 0 | 0 | 0 | 0 | 0 | 0 | 0 | 0 | 0 | 0 | 0 | 0 | 0 | 0 | 0 | 0 | 0 | 0 | 0 | 0 | 0 | 0 | 0 | 0 | 0 | 0.009815% | 21.7018 | 43.2955 | 64.7819 | 86.1615 | 107.435 | 128.603 | 149.6661 | 170.6251 | 191.4804 | 212.2328 | 212.2328 | 212.2328 | 212.2328 | 212.2328 | 212.2328 | 212.2328 | 212.2328 | 212.2328 | 212.2328 | 212.2328 | 212.2328 | 212.2328 | 212.2328 | 212.2328
| ComResCirculatorPumps_1_3 | Measure_InputOutputCom | RTF Workbook "ComResCirculatorPumps_1_3" | 2020 | Retro | 2022 | 2045 | PSE | Commercial | All Commercial | Electric | Per bronze or stainless steel pump; >3.5 - ≤4.5 horsepower (>2350 - ≤3100 Max watts); ; Learning run-hours control |  |  | Bronze or stainless steel pump; >3.5 - ≤4.5 horsepower (>2350 - ≤3100 Max watts); ; Learning run-hours control |  | 15914.5113 | 11.5 | 2819.4891 | 0 |  | 0 | 0 | 0 | 0 | 0 | 0 | 0 | 76.9781 |  | 0 | 0 | 0 | Other | Circulator Pump | Circulator Pumps | Circulator pump bronze or stainless learning run hours | ResDHW | 0.01444% | 100% | 100% | 1.8669 | 3.3767e-05 | 0.9659% | 8.696% | 95% | 6.8% | 0.2% | 8604.2342 | 338.3393 | 894.2574 | 2899.0453 | 0 | 706.4077 | 0 | -6015.918 | -668.6989 |  | -0.032382 | -0.80728 | -0.032382 | 01. ($9,999.000) to $0.028 | 1 | -0.80728 | 01. ($9,999.00) to $0.22 | 1 | 18.4802 | 18.3882 | 18.2967 | 18.2058 | 18.1155 | 18.0256 | 17.9364 | 17.8476 | 17.7594 | 17.6717 | 0 | 0 | 0 | 0 | 0 | 0 | 0 | 0 | 0 | 0 | 0 | 0 | 0 | 0 | 294103.1193 | 292638.9497 | 291183.5535 | 289736.8692 | 288298.836 | 286869.3933 | 285448.4812 | 284036.04 | 282632.0108 | 281236.3348 | 0 | 0 | 0 | 0 | 0 | 0 | 0 | 0 | 0 | 0 | 0 | 0 | 0 | 0 | 2876183.5877 | 294103.1193 | 586742.069 | 877925.6225 | 1167662.4917 | 1455961.3277 | 1742830.721 | 2028279.2021 | 2312315.2421 | 2594947.2529 | 2876183.5877 | 2876183.5877 | 2876183.5877 | 2876183.5877 | 2876183.5877 | 2876183.5877 | 2876183.5877 | 2876183.5877 | 2876183.5877 | 2876183.5877 | 2876183.5877 | 2876183.5877 | 2876183.5877 | 2876183.5877 | 2876183.5877 | 2.8855 | 2.8711 | 2.8569 | 2.8427 | 2.8286 | 2.8145 | 2.8006 | 2.7867 | 2.773 | 2.7593 | 0 | 0 | 0 | 0 | 0 | 0 | 0 | 0 | 0 | 0 | 222.1204 | 221.0146 | 219.9154 | 218.8228 | 217.7367 | 216.6572 | 215.584 | 214.5173 | 213.4569 | 212.4028 | 0 | 0 | 0 | 0 | 0 | 0 | 0 | 0 | 0 | 0 | 2172.2281 | 222.1204 | 443.135 | 663.0504 | 881.8732 | 1099.6099 | 1316.2671 | 1531.8511 | 1746.3684 | 1959.8253 | 2172.2281 | 2172.2281 | 2172.2281 | 2172.2281 | 2172.2281 | 2172.2281 | 2172.2281 | 2172.2281 | 2172.2281 | 2172.2281 | 2172.2281 | 42.4758 | 84.7402 | 126.7944 | 168.6396 | 210.2771 | 251.7082 | 292.9341 | 333.956 | 374.7751 | 415.3927 | 415.3927 | 415.3927 | 415.3927 | 415.3927 | 415.3927 | 415.3927 | 415.3927 | 415.3927 | 415.3927 | 415.3927 | 415.3927 | 415.3927 | 415.3927 | 415.3927 | 0 | 0 | 0 | 0 | 0 | 0 | 0 | 0 | 0 | 0 | 0 | 0 | 0 | 0 | 0 | 0 | 0 | 0 | 0 | 0 | 0 | 0 | 0 | 0 | 0 | 0 | 0 | 0 | 0 | 0 | 0 | 0 | 0 | 0 | 0 | 0 | 0 | 0 | 0 | 0 | 0 | 0 | 0 | 0 | 0 | 0.009815% | 28.8665 | 57.5893 | 86.1693 | 114.6072 | 142.9041 | 171.0606 | 199.0776 | 226.956 | 254.6967 | 282.3003 | 282.3003 | 282.3003 | 282.3003 | 282.3003 | 282.3003 | 282.3003 | 282.3003 | 282.3003 | 282.3003 | 282.3003 | 282.3003 | 282.3003 | 282.3003 | 282.3003
| ComResCirculatorPumps_1_3 | Measure_InputOutputCom | RTF Workbook "ComResCirculatorPumps_1_3" | 2020 | Retro | 2022 | 2045 | PSE | Commercial | All Commercial | Electric | Per bronze or stainless steel pump; >4.5 - ≤5 horsepower (>3100 - ≤3700 Max watts); ; Learning run-hours control |  |  | Bronze or stainless steel pump; >4.5 - ≤5 horsepower (>3100 - ≤3700 Max watts); ; Learning run-hours control |  | 19864.5266 | 11.5 | 3383.3869 | 0 |  | 0 | 0 | 0 | 0 | 0 | 0 | 0 | 76.9781 |  | 0 | 0 | 0 | Other | Circulator Pump | Circulator Pumps | Circulator pump bronze or stainless learning run hours | ResDHW | 0.01444% | 100% | 100% | 1.8669 | 3.3767e-05 | 0.9659% | 8.696% | 95% | 6.8% | 0.2% | 10739.8233 | 422.3159 | 1116.2139 | 3478.8543 | 0 | 706.4077 | 0 | -5629.2625 | -861.8524 |  | -0.024276 | -1.0405 | -0.024276 | 01. ($9,999.000) to $0.028 | 1 | -1.0405 | 01. ($9,999.00) to $0.22 | 1 | 18.4802 | 18.3882 | 18.2967 | 18.2058 | 18.1155 | 18.0256 | 17.9364 | 17.8476 | 17.7594 | 17.6717 | 0 | 0 | 0 | 0 | 0 | 0 | 0 | 0 | 0 | 0 | 0 | 0 | 0 | 0 | 367100.1345 | 365272.5549 | 363455.9263 | 361650.172 | 359855.2159 | 358070.9825 | 356297.3969 | 354534.3849 | 352781.8726 | 351039.787 | 0 | 0 | 0 | 0 | 0 | 0 | 0 | 0 | 0 | 0 | 0 | 0 | 0 | 0 | 3590058.4277 | 367100.1345 | 732372.6895 | 1095828.6158 | 1457478.7878 | 1817334.0037 | 2175404.9862 | 2531702.3831 | 2886236.768 | 3239018.6407 | 3590058.4277 | 3590058.4277 | 3590058.4277 | 3590058.4277 | 3590058.4277 | 3590058.4277 | 3590058.4277 | 3590058.4277 | 3590058.4277 | 3590058.4277 | 3590058.4277 | 3590058.4277 | 3590058.4277 | 3590058.4277 | 3590058.4277 | 2.8855 | 2.8711 | 2.8569 | 2.8427 | 2.8286 | 2.8145 | 2.8006 | 2.7867 | 2.773 | 2.7593 | 0 | 0 | 0 | 0 | 0 | 0 | 0 | 0 | 0 | 0 | 222.1204 | 221.0146 | 219.9154 | 218.8228 | 217.7367 | 216.6572 | 215.584 | 214.5173 | 213.4569 | 212.4028 | 0 | 0 | 0 | 0 | 0 | 0 | 0 | 0 | 0 | 0 | 2172.2281 | 222.1204 | 443.135 | 663.0504 | 881.8732 | 1099.6099 | 1316.2671 | 1531.8511 | 1746.3684 | 1959.8253 | 2172.2281 | 2172.2281 | 2172.2281 | 2172.2281 | 2172.2281 | 2172.2281 | 2172.2281 | 2172.2281 | 2172.2281 | 2172.2281 | 2172.2281 | 53.0184 | 105.7729 | 158.265 | 210.4963 | 262.4684 | 314.1828 | 365.641 | 416.8446 | 467.7951 | 518.494 | 518.494 | 518.494 | 518.494 | 518.494 | 518.494 | 518.494 | 518.494 | 518.494 | 518.494 | 518.494 | 518.494 | 518.494 | 518.494 | 518.494 | 0 | 0 | 0 | 0 | 0 | 0 | 0 | 0 | 0 | 0 | 0 | 0 | 0 | 0 | 0 | 0 | 0 | 0 | 0 | 0 | 0 | 0 | 0 | 0 | 0 | 0 | 0 | 0 | 0 | 0 | 0 | 0 | 0 | 0 | 0 | 0 | 0 | 0 | 0 | 0 | 0 | 0 | 0 | 0 | 0 | 0.009815% | 36.0312 | 71.8831 | 107.5567 | 143.053 | 178.3731 | 213.5182 | 248.4891 | 283.287 | 317.9129 | 352.3678 | 352.3678 | 352.3678 | 352.3678 | 352.3678 | 352.3678 | 352.3678 | 352.3678 | 352.3678 | 352.3678 | 352.3678 | 352.3678 | 352.3678 | 352.3678 | 352.3678
| ComResCirculatorPumps_1_3 | Measure_InputOutputCom | RTF Workbook "ComResCirculatorPumps_1_3" | 2020 | Retro | 2022 | 2045 | PSE | Commercial | All Commercial | Electric | Per bronze or stainless steel pump; >1/16 - ≤1/8 horsepower (>100 - ≤200 Max watts); ECM; Any speed control; No run-hours control |  |  | Bronze or stainless steel pump; >1/16 - ≤1/8 horsepower (>100 - ≤200 Max watts); ECM; Any speed control; No run-hours control |  | 217.4307 | 11.5 | 316.4794 | 0 |  | 0 | 0 | 0 | 0 | 0 | 0 | 0 | 0 |  | 0 | 0 | 0 | Other | Circulator Pump | Circulator Pumps | Circulator pump bronze or stainless learning run hours | ResDHW | 0.01444% | 100% | 100% | 1.8669 | 3.3767e-05 | 0.9659% | 8.696% | 95% | 6.8% | 0.2% | 117.5547 | 4.6225 | 12.2177 | 325.4094 | 0 | 0 | 0 | 371.865 | 46.4556 |  | 0.14651 | 0 | 0.14651 | 09. $0.130 to $0.150 | 1 | 0 | 01. ($9,999.00) to $0.22 | 1 | 18.4802 | 18.3882 | 18.2967 | 18.2058 | 18.1155 | 18.0256 | 17.9364 | 17.8476 | 17.7594 | 17.6717 | 0 | 0 | 0 | 0 | 0 | 0 | 0 | 0 | 0 | 0 | 0 | 0 | 0 | 0 | 4018.1604 | 3998.1563 | 3978.2721 | 3958.5069 | 3938.8599 | 3919.3302 | 3899.9171 | 3880.6198 | 3861.4373 | 3842.369 | 0 | 0 | 0 | 0 | 0 | 0 | 0 | 0 | 0 | 0 | 0 | 0 | 0 | 0 | 39295.629 | 4018.1604 | 8016.3167 | 11994.5888 | 15953.0957 | 19891.9556 | 23811.2858 | 27711.2029 | 31591.8227 | 35453.26 | 39295.629 | 39295.629 | 39295.629 | 39295.629 | 39295.629 | 39295.629 | 39295.629 | 39295.629 | 39295.629 | 39295.629 | 39295.629 | 39295.629 | 39295.629 | 39295.629 | 39295.629 | 0 | 0 | 0 | 0 | 0 | 0 | 0 | 0 | 0 | 0 | 0 | 0 | 0 | 0 | 0 | 0 | 0 | 0 | 0 | 0 | 0 | 0 | 0 | 0 | 0 | 0 | 0 | 0 | 0 | 0 | 0 | 0 | 0 | 0 | 0 | 0 | 0 | 0 | 0 | 0 | 0 | 0 | 0 | 0 | 0 | 0 | 0 | 0 | 0 | 0 | 0 | 0 | 0 | 0 | 0 | 0 | 0 | 0 | 0 | 0 | 0 | 0.58032 | 1.1578 | 1.7323 | 2.304 | 2.8729 | 3.4389 | 4.0022 | 4.5626 | 5.1203 | 5.6753 | 5.6753 | 5.6753 | 5.6753 | 5.6753 | 5.6753 | 5.6753 | 5.6753 | 5.6753 | 5.6753 | 5.6753 | 5.6753 | 5.6753 | 5.6753 | 5.6753 | 6872.1345 | 6837.9221 | 6803.9147 | 6770.1109 | 6736.5092 | 6703.1083 | 6669.9067 | 6636.903 | 6604.0959 | 6571.4839 | 0 | 0 | 0 | 0 | 0 | 0 | 0 | 0 | 0 | 0 | 0 | 0 | 0 | 0 | 67206.0893 | 0 | 0 | 0 | 0 | 0 | 0 | 0 | 0 | 0 | 0 | 0 | 0 | 0 | 0 | 0 | 0 | 0 | 0 | 0 | 0 | 0.009815% | 0.39439 | 0.78681 | 1.1773 | 1.5658 | 1.9524 | 2.3371 | 2.7199 | 3.1008 | 3.4798 | 3.8569 | 3.8569 | 3.8569 | 3.8569 | 3.8569 | 3.8569 | 3.8569 | 3.8569 | 3.8569 | 3.8569 | 3.8569 | 3.8569 | 3.8569 | 3.8569 | 3.8569
| ComResCirculatorPumps_1_3 | Measure_InputOutputCom | RTF Workbook "ComResCirculatorPumps_1_3" | 2020 | Retro | 2022 | 2045 | PSE | Commercial | All Commercial | Electric | Per bronze or stainless steel pump; >1/8 - ≤1/6 horsepower (>200 - ≤300 Max watts); ECM; Any speed control; No run-hours control |  |  | Bronze or stainless steel pump; >1/8 - ≤1/6 horsepower (>200 - ≤300 Max watts); ECM; Any speed control; No run-hours control |  | 238.6635 | 11.5 | 548.4597 | 0 |  | 0 | 0 | 0 | 0 | 0 | 0 | 0 | 0 |  | 0 | 0 | 0 | Other | Circulator Pump | Circulator Pumps | Circulator pump bronze or stainless learning run hours | ResDHW | 0.01444% | 100% | 100% | 1.8669 | 3.3767e-05 | 0.9659% | 8.696% | 95% | 6.8% | 0.2% | 129.0342 | 5.0739 | 13.4108 | 563.9353 | 0 | 0 | 0 | 655.1425 | 91.2072 |  | 0.23515 | 0 | 0.23515 | 13. $0.225 to $99,999.000 | 0 | 0 | 01. ($9,999.00) to $0.22 | 1 | 18.4802 | 18.3882 | 18.2967 | 18.2058 | 18.1155 | 18.0256 | 17.9364 | 17.8476 | 17.7594 | 17.6717 | 0 | 0 | 0 | 0 | 0 | 0 | 0 | 0 | 0 | 0 | 0 | 0 | 0 | 0 | 4410.546 | 4388.5884 | 4366.7624 | 4345.0671 | 4323.5015 | 4302.0647 | 4280.7559 | 4259.5741 | 4238.5184 | 4217.588 | 0 | 0 | 0 | 0 | 0 | 0 | 0 | 0 | 0 | 0 | 0 | 0 | 0 | 0 | 43132.9664 | 4410.546 | 8799.1344 | 13165.8968 | 17510.9639 | 21834.4654 | 26136.5301 | 30417.286 | 34676.86 | 38915.3784 | 43132.9664 | 43132.9664 | 43132.9664 | 43132.9664 | 43132.9664 | 43132.9664 | 43132.9664 | 43132.9664 | 43132.9664 | 43132.9664 | 43132.9664 | 43132.9664 | 43132.9664 | 43132.9664 | 43132.9664 | 0 | 0 | 0 | 0 | 0 | 0 | 0 | 0 | 0 | 0 | 0 | 0 | 0 | 0 | 0 | 0 | 0 | 0 | 0 | 0 | 0 | 0 | 0 | 0 | 0 | 0 | 0 | 0 | 0 | 0 | 0 | 0 | 0 | 0 | 0 | 0 | 0 | 0 | 0 | 0 | 0 | 0 | 0 | 0 | 0 | 0 | 0 | 0 | 0 | 0 | 0 | 0 | 0 | 0 | 0 | 0 | 0 | 0 | 0 | 0 | 0 | 0.63699 | 1.2708 | 1.9015 | 2.529 | 3.1534 | 3.7748 | 4.393 | 5.0082 | 5.6204 | 6.2295 | 6.2295 | 6.2295 | 6.2295 | 6.2295 | 6.2295 | 6.2295 | 6.2295 | 6.2295 | 6.2295 | 6.2295 | 6.2295 | 6.2295 | 6.2295 | 6.2295 | 12107.1545 | 12046.8799 | 11986.9666 | 11927.4118 | 11868.2133 | 11809.3683 | 11750.8745 | 11692.7295 | 11634.9307 | 11577.4758 | 0 | 0 | 0 | 0 | 0 | 0 | 0 | 0 | 0 | 0 | 0 | 0 | 0 | 0 | 118402.0049 | 0 | 0 | 0 | 0 | 0 | 0 | 0 | 0 | 0 | 0 | 0 | 0 | 0 | 0 | 0 | 0 | 0 | 0 | 0 | 0 | 0.009815% | 0.4329 | 0.86364 | 1.2922 | 1.7187 | 2.1431 | 2.5653 | 2.9855 | 3.4036 | 3.8196 | 4.2335 | 4.2335 | 4.2335 | 4.2335 | 4.2335 | 4.2335 | 4.2335 | 4.2335 | 4.2335 | 4.2335 | 4.2335 | 4.2335 | 4.2335 | 4.2335 | 4.2335
| ComResCirculatorPumps_1_3 | Measure_InputOutputCom | RTF Workbook "ComResCirculatorPumps_1_3" | 2020 | Retro | 2022 | 2045 | PSE | Commercial | All Commercial | Electric | Per bronze or stainless steel pump; >1/6 - ≤1/4 horsepower (>300 - ≤400 Max watts); ECM; Any speed control; No run-hours control |  |  | Bronze or stainless steel pump; >1/6 - ≤1/4 horsepower (>300 - ≤400 Max watts); ECM; Any speed control; No run-hours control |  | 270.3486 | 11.5 | 543.5119 | 0 |  | 0 | 0 | 0 | 0 | 0 | 0 | 0 | 0 |  | 0 | 0 | 0 | Other | Circulator Pump | Circulator Pumps | Circulator pump bronze or stainless learning run hours | ResDHW | 0.01444% | 100% | 100% | 1.8669 | 3.3767e-05 | 0.9659% | 8.696% | 95% | 6.8% | 0.2% | 146.1649 | 5.7476 | 15.1912 | 558.8479 | 0 | 0 | 0 | 646.6114 | 87.7636 |  | 0.20489 | 0 | 0.20489 | 12. $0.200 to $0.225 | 0 | 0 | 01. ($9,999.00) to $0.22 | 1 | 18.4802 | 18.3882 | 18.2967 | 18.2058 | 18.1155 | 18.0256 | 17.9364 | 17.8476 | 17.7594 | 17.6717 | 0 | 0 | 0 | 0 | 0 | 0 | 0 | 0 | 0 | 0 | 0 | 0 | 0 | 0 | 4996.0916 | 4971.219 | 4946.4953 | 4921.9197 | 4897.4911 | 4873.2083 | 4849.0705 | 4825.0766 | 4801.2256 | 4777.5165 | 0 | 0 | 0 | 0 | 0 | 0 | 0 | 0 | 0 | 0 | 0 | 0 | 0 | 0 | 48859.3141 | 4996.0916 | 9967.3106 | 14913.8059 | 19835.7256 | 24733.2167 | 29606.425 | 34455.4955 | 39280.5721 | 44081.7977 | 48859.3141 | 48859.3141 | 48859.3141 | 48859.3141 | 48859.3141 | 48859.3141 | 48859.3141 | 48859.3141 | 48859.3141 | 48859.3141 | 48859.3141 | 48859.3141 | 48859.3141 | 48859.3141 | 48859.3141 | 0 | 0 | 0 | 0 | 0 | 0 | 0 | 0 | 0 | 0 | 0 | 0 | 0 | 0 | 0 | 0 | 0 | 0 | 0 | 0 | 0 | 0 | 0 | 0 | 0 | 0 | 0 | 0 | 0 | 0 | 0 | 0 | 0 | 0 | 0 | 0 | 0 | 0 | 0 | 0 | 0 | 0 | 0 | 0 | 0 | 0 | 0 | 0 | 0 | 0 | 0 | 0 | 0 | 0 | 0 | 0 | 0 | 0 | 0 | 0 | 0 | 0.72156 | 1.4395 | 2.1539 | 2.8648 | 3.5721 | 4.2759 | 4.9762 | 5.6731 | 6.3665 | 7.0565 | 7.0565 | 7.0565 | 7.0565 | 7.0565 | 7.0565 | 7.0565 | 7.0565 | 7.0565 | 7.0565 | 7.0565 | 7.0565 | 7.0565 | 7.0565 | 7.0565 | 11949.4994 | 11890.0097 | 11830.8765 | 11772.0973 | 11713.6696 | 11655.5909 | 11597.8588 | 11540.4709 | 11483.4247 | 11426.718 | 0 | 0 | 0 | 0 | 0 | 0 | 0 | 0 | 0 | 0 | 0 | 0 | 0 | 0 | 116860.2159 | 0 | 0 | 0 | 0 | 0 | 0 | 0 | 0 | 0 | 0 | 0 | 0 | 0 | 0 | 0 | 0 | 0 | 0 | 0 | 0 | 0.009815% | 0.49037 | 0.9783 | 1.4638 | 1.9469 | 2.4276 | 2.9059 | 3.3818 | 3.8554 | 4.3267 | 4.7956 | 4.7956 | 4.7956 | 4.7956 | 4.7956 | 4.7956 | 4.7956 | 4.7956 | 4.7956 | 4.7956 | 4.7956 | 4.7956 | 4.7956 | 4.7956 | 4.7956
| ComResCirculatorPumps_1_3 | Measure_InputOutputCom | RTF Workbook "ComResCirculatorPumps_1_3" | 2020 | Retro | 2022 | 2045 | PSE | Commercial | All Commercial | Electric | Per bronze or stainless steel pump; >1/4 - ≤1/2 horsepower (>400 - ≤550 Max watts); ECM; Any speed control; No run-hours control |  |  | Bronze or stainless steel pump; >1/4 - ≤1/2 horsepower (>400 - ≤550 Max watts); ECM; Any speed control; No run-hours control |  | 421.672 | 11.5 | 528.6684 | 0 |  | 0 | 0 | 0 | 0 | 0 | 0 | 0 | 0 |  | 0 | 0 | 0 | Other | Circulator Pump | Circulator Pumps | Circulator pump bronze or stainless learning run hours | ResDHW | 0.01444% | 100% | 100% | 1.8669 | 3.3767e-05 | 0.9659% | 8.696% | 95% | 6.8% | 0.2% | 227.9784 | 8.9647 | 23.6943 | 543.5856 | 0 | 0 | 0 | 616.6603 | 73.0747 |  | 0.12528 | 0 | 0.12528 | 08. $0.115 to $0.130 | 1 | 0 | 01. ($9,999.00) to $0.22 | 1 | 18.4802 | 18.3882 | 18.2967 | 18.2058 | 18.1155 | 18.0256 | 17.9364 | 17.8476 | 17.7594 | 17.6717 | 0 | 0 | 0 | 0 | 0 | 0 | 0 | 0 | 0 | 0 | 0 | 0 | 0 | 0 | 7792.5767 | 7753.782 | 7715.2197 | 7676.8883 | 7638.7861 | 7600.9114 | 7563.2629 | 7525.8387 | 7488.6375 | 7451.6575 | 0 | 0 | 0 | 0 | 0 | 0 | 0 | 0 | 0 | 0 | 0 | 0 | 0 | 0 | 76207.5608 | 7792.5767 | 15546.3588 | 23261.5785 | 30938.4668 | 38577.2528 | 46178.1642 | 53741.4271 | 61267.2658 | 68755.9033 | 76207.5608 | 76207.5608 | 76207.5608 | 76207.5608 | 76207.5608 | 76207.5608 | 76207.5608 | 76207.5608 | 76207.5608 | 76207.5608 | 76207.5608 | 76207.5608 | 76207.5608 | 76207.5608 | 76207.5608 | 0 | 0 | 0 | 0 | 0 | 0 | 0 | 0 | 0 | 0 | 0 | 0 | 0 | 0 | 0 | 0 | 0 | 0 | 0 | 0 | 0 | 0 | 0 | 0 | 0 | 0 | 0 | 0 | 0 | 0 | 0 | 0 | 0 | 0 | 0 | 0 | 0 | 0 | 0 | 0 | 0 | 0 | 0 | 0 | 0 | 0 | 0 | 0 | 0 | 0 | 0 | 0 | 0 | 0 | 0 | 0 | 0 | 0 | 0 | 0 | 0 | 1.1254 | 2.2453 | 3.3596 | 4.4683 | 5.5715 | 6.6693 | 7.7616 | 8.8485 | 9.9301 | 11.0063 | 11.0063 | 11.0063 | 11.0063 | 11.0063 | 11.0063 | 11.0063 | 11.0063 | 11.0063 | 11.0063 | 11.0063 | 11.0063 | 11.0063 | 11.0063 | 11.0063 | 11395.9967 | 11339.2626 | 11282.8685 | 11226.812 | 11171.0906 | 11115.7021 | 11060.6442 | 11005.9145 | 10951.5107 | 10897.4307 | 0 | 0 | 0 | 0 | 0 | 0 | 0 | 0 | 0 | 0 | 0 | 0 | 0 | 0 | 111447.2327 | 0 | 0 | 0 | 0 | 0 | 0 | 0 | 0 | 0 | 0 | 0 | 0 | 0 | 0 | 0 | 0 | 0 | 0 | 0 | 0 | 0.009815% | 0.76485 | 1.5259 | 2.2831 | 3.0366 | 3.7864 | 4.5324 | 5.2748 | 6.0134 | 6.7485 | 7.4798 | 7.4798 | 7.4798 | 7.4798 | 7.4798 | 7.4798 | 7.4798 | 7.4798 | 7.4798 | 7.4798 | 7.4798 | 7.4798 | 7.4798 | 7.4798 | 7.4798
| ComResCirculatorPumps_1_3 | Measure_InputOutputCom | RTF Workbook "ComResCirculatorPumps_1_3" | 2020 | Retro | 2022 | 2045 | PSE | Commercial | All Commercial | Electric | Per bronze or stainless steel pump; >1/2 - ≤3/4 horsepower (>550 - ≤750 Max watts); ECM; Any speed control; No run-hours control |  |  | Bronze or stainless steel pump; >1/2 - ≤3/4 horsepower (>550 - ≤750 Max watts); ECM; Any speed control; No run-hours control |  | 572.9954 | 11.5 | 513.825 | 0 |  | 0 | 0 | 0 | 0 | 0 | 0 | 0 | 0 |  | 0 | 0 | 0 | Other | Circulator Pump | Circulator Pumps | Circulator pump bronze or stainless learning run hours | ResDHW | 0.01444% | 100% | 100% | 1.8669 | 3.3767e-05 | 0.9659% | 8.696% | 95% | 6.8% | 0.2% | 309.7919 | 12.1818 | 32.1974 | 528.3233 | 0 | 0 | 0 | 586.7092 | 58.3859 |  | 0.087714 | 0 | 0.087714 | 07. $0.085 to $0.115 | 1 | 0 | 01. ($9,999.00) to $0.22 | 1 | 18.4802 | 18.3882 | 18.2967 | 18.2058 | 18.1155 | 18.0256 | 17.9364 | 17.8476 | 17.7594 | 17.6717 | 0 | 0 | 0 | 0 | 0 | 0 | 0 | 0 | 0 | 0 | 0 | 0 | 0 | 0 | 10589.0619 | 10536.3451 | 10483.9441 | 10431.8568 | 10380.081 | 10328.6146 | 10277.4552 | 10226.6008 | 10176.0493 | 10125.7986 | 0 | 0 | 0 | 0 | 0 | 0 | 0 | 0 | 0 | 0 | 0 | 0 | 0 | 0 | 103555.8075 | 10589.0619 | 21125.4069 | 31609.3511 | 42041.2079 | 52421.2889 | 62749.9035 | 73027.3587 | 83253.9595 | 93430.0089 | 103555.8075 | 103555.8075 | 103555.8075 | 103555.8075 | 103555.8075 | 103555.8075 | 103555.8075 | 103555.8075 | 103555.8075 | 103555.8075 | 103555.8075 | 103555.8075 | 103555.8075 | 103555.8075 | 103555.8075 | 0 | 0 | 0 | 0 | 0 | 0 | 0 | 0 | 0 | 0 | 0 | 0 | 0 | 0 | 0 | 0 | 0 | 0 | 0 | 0 | 0 | 0 | 0 | 0 | 0 | 0 | 0 | 0 | 0 | 0 | 0 | 0 | 0 | 0 | 0 | 0 | 0 | 0 | 0 | 0 | 0 | 0 | 0 | 0 | 0 | 0 | 0 | 0 | 0 | 0 | 0 | 0 | 0 | 0 | 0 | 0 | 0 | 0 | 0 | 0 | 0 | 1.5293 | 3.051 | 4.5652 | 6.0718 | 7.5709 | 9.0627 | 10.547 | 12.0239 | 13.4936 | 14.956 | 14.956 | 14.956 | 14.956 | 14.956 | 14.956 | 14.956 | 14.956 | 14.956 | 14.956 | 14.956 | 14.956 | 14.956 | 14.956 | 14.956 | 10842.4941 | 10788.5156 | 10734.8605 | 10681.5266 | 10628.5116 | 10575.8134 | 10523.4296 | 10471.3581 | 10419.5967 | 10368.1433 | 0 | 0 | 0 | 0 | 0 | 0 | 0 | 0 | 0 | 0 | 0 | 0 | 0 | 0 | 106034.2495 | 0 | 0 | 0 | 0 | 0 | 0 | 0 | 0 | 0 | 0 | 0 | 0 | 0 | 0 | 0 | 0 | 0 | 0 | 0 | 0 | 0.009815% | 1.0393 | 2.0735 | 3.1025 | 4.1264 | 5.1452 | 6.159 | 7.1677 | 8.1715 | 9.1702 | 10.1641 | 10.1641 | 10.1641 | 10.1641 | 10.1641 | 10.1641 | 10.1641 | 10.1641 | 10.1641 | 10.1641 | 10.1641 | 10.1641 | 10.1641 | 10.1641 | 10.1641
| ComResCirculatorPumps_1_3 | Measure_InputOutputCom | RTF Workbook "ComResCirculatorPumps_1_3" | 2020 | Retro | 2022 | 2045 | PSE | Commercial | All Commercial | Electric | Per bronze or stainless steel pump; >3/4 - ≤1.25 horsepower (>750 - ≤1000 Max watts); ECM; Any speed control; No run-hours control |  |  | Bronze or stainless steel pump; >3/4 - ≤1.25 horsepower (>750 - ≤1000 Max watts); ECM; Any speed control; No run-hours control |  | 674.4618 | 11.5 | 498.9815 | 0 |  | 0 | 0 | 0 | 0 | 0 | 0 | 0 | 0 |  | 0 | 0 | 0 | Other | Circulator Pump | Circulator Pumps | Circulator pump bronze or stainless learning run hours | ResDHW | 0.01444% | 100% | 100% | 1.8669 | 3.3767e-05 | 0.9659% | 8.696% | 95% | 6.8% | 0.2% | 364.65 | 14.3389 | 37.8989 | 513.061 | 0 | 0 | 0 | 560.6195 | 47.5585 |  | 0.071205 | 0 | 0.071205 | 05. $0.070 to $0.077 | 1 | 0 | 01. ($9,999.00) to $0.22 | 1 | 18.4802 | 18.3882 | 18.2967 | 18.2058 | 18.1155 | 18.0256 | 17.9364 | 17.8476 | 17.7594 | 17.6717 | 0 | 0 | 0 | 0 | 0 | 0 | 0 | 0 | 0 | 0 | 0 | 0 | 0 | 0 | 12464.1787 | 12402.1268 | 12340.4466 | 12279.1357 | 12218.1914 | 12157.6112 | 12097.3925 | 12037.5329 | 11978.0297 | 11918.8805 | 0 | 0 | 0 | 0 | 0 | 0 | 0 | 0 | 0 | 0 | 0 | 0 | 0 | 0 | 121893.5262 | 12464.1787 | 24866.3055 | 37206.7521 | 49485.8879 | 61704.0793 | 73861.6905 | 85959.0831 | 97996.616 | 109974.6456 | 121893.5262 | 121893.5262 | 121893.5262 | 121893.5262 | 121893.5262 | 121893.5262 | 121893.5262 | 121893.5262 | 121893.5262 | 121893.5262 | 121893.5262 | 121893.5262 | 121893.5262 | 121893.5262 | 121893.5262 | 0 | 0 | 0 | 0 | 0 | 0 | 0 | 0 | 0 | 0 | 0 | 0 | 0 | 0 | 0 | 0 | 0 | 0 | 0 | 0 | 0 | 0 | 0 | 0 | 0 | 0 | 0 | 0 | 0 | 0 | 0 | 0 | 0 | 0 | 0 | 0 | 0 | 0 | 0 | 0 | 0 | 0 | 0 | 0 | 0 | 0 | 0 | 0 | 0 | 0 | 0 | 0 | 0 | 0 | 0 | 0 | 0 | 0 | 0 | 0 | 0 | 1.8001 | 3.5913 | 5.3736 | 7.147 | 8.9116 | 10.6675 | 12.4146 | 14.1532 | 15.8831 | 17.6045 | 17.6045 | 17.6045 | 17.6045 | 17.6045 | 17.6045 | 17.6045 | 17.6045 | 17.6045 | 17.6045 | 17.6045 | 17.6045 | 17.6045 | 17.6045 | 17.6045 | 10360.3524 | 10308.7742 | 10257.5051 | 10206.5428 | 10155.8853 | 10105.5304 | 10055.476 | 10005.7201 | 9956.2604 | 9907.095 | 0 | 0 | 0 | 0 | 0 | 0 | 0 | 0 | 0 | 0 | 0 | 0 | 0 | 0 | 101319.1418 | 0 | 0 | 0 | 0 | 0 | 0 | 0 | 0 | 0 | 0 | 0 | 0 | 0 | 0 | 0 | 0 | 0 | 0 | 0 | 0 | 0.009815% | 1.2234 | 2.4407 | 3.6519 | 4.8571 | 6.0563 | 7.2496 | 8.437 | 9.6185 | 10.7941 | 11.964 | 11.964 | 11.964 | 11.964 | 11.964 | 11.964 | 11.964 | 11.964 | 11.964 | 11.964 | 11.964 | 11.964 | 11.964 | 11.964 | 11.964
| ComResCirculatorPumps_1_3 | Measure_InputOutputCom | RTF Workbook "ComResCirculatorPumps_1_3" | 2020 | Retro | 2022 | 2045 | PSE | Commercial | All Commercial | Electric | Per bronze or stainless steel pump; >1.25 - ≤1.75 horsepower (>1000 - ≤1300 Max watts); ECM; Any speed control; No run-hours control |  |  | Bronze or stainless steel pump; >1.25 - ≤1.75 horsepower (>1000 - ≤1300 Max watts); ECM; Any speed control; No run-hours control |  | 1011.6927 | 11.5 | 692.0825 | 0 |  | 0 | 0 | 0 | 0 | 0 | 0 | 0 | 0 |  | 0 | 0 | 0 | Other | Circulator Pump | Circulator Pumps | Circulator pump bronze or stainless learning run hours | ResDHW | 0.01444% | 100% | 100% | 1.8669 | 3.3767e-05 | 0.9659% | 8.696% | 95% | 6.8% | 0.2% | 546.9751 | 21.5084 | 56.8483 | 711.6106 | 0 | 0 | 0 | 771.6704 | 60.0598 |  | 0.06534 | 0 | 0.06534 | 04. $0.062 to $0.070 | 1 | 0 | 01. ($9,999.00) to $0.22 | 1 | 18.4802 | 18.3882 | 18.2967 | 18.2058 | 18.1155 | 18.0256 | 17.9364 | 17.8476 | 17.7594 | 17.6717 | 0 | 0 | 0 | 0 | 0 | 0 | 0 | 0 | 0 | 0 | 0 | 0 | 0 | 0 | 18696.2681 | 18603.1902 | 18510.67 | 18418.7036 | 18327.2872 | 18236.4169 | 18146.0888 | 18056.2993 | 17967.0445 | 17878.3208 | 0 | 0 | 0 | 0 | 0 | 0 | 0 | 0 | 0 | 0 | 0 | 0 | 0 | 0 | 182840.2892 | 18696.2681 | 37299.4582 | 55810.1282 | 74228.8318 | 92556.119 | 110792.5358 | 128938.6246 | 146994.9239 | 164961.9685 | 182840.2892 | 182840.2892 | 182840.2892 | 182840.2892 | 182840.2892 | 182840.2892 | 182840.2892 | 182840.2892 | 182840.2892 | 182840.2892 | 182840.2892 | 182840.2892 | 182840.2892 | 182840.2892 | 182840.2892 | 0 | 0 | 0 | 0 | 0 | 0 | 0 | 0 | 0 | 0 | 0 | 0 | 0 | 0 | 0 | 0 | 0 | 0 | 0 | 0 | 0 | 0 | 0 | 0 | 0 | 0 | 0 | 0 | 0 | 0 | 0 | 0 | 0 | 0 | 0 | 0 | 0 | 0 | 0 | 0 | 0 | 0 | 0 | 0 | 0 | 0 | 0 | 0 | 0 | 0 | 0 | 0 | 0 | 0 | 0 | 0 | 0 | 0 | 0 | 0 | 0 | 2.7002 | 5.387 | 8.0604 | 10.7205 | 13.3674 | 16.0012 | 18.622 | 21.2297 | 23.8246 | 26.4067 | 26.4067 | 26.4067 | 26.4067 | 26.4067 | 26.4067 | 26.4067 | 26.4067 | 26.4067 | 26.4067 | 26.4067 | 26.4067 | 26.4067 | 26.4067 | 26.4067 | 14260.612 | 14189.6167 | 14119.0468 | 14048.8992 | 13979.1712 | 13909.8597 | 13840.9618 | 13772.4747 | 13704.3955 | 13636.7213 | 0 | 0 | 0 | 0 | 0 | 0 | 0 | 0 | 0 | 0 | 0 | 0 | 0 | 0 | 139461.7589 | 0 | 0 | 0 | 0 | 0 | 0 | 0 | 0 | 0 | 0 | 0 | 0 | 0 | 0 | 0 | 0 | 0 | 0 | 0 | 0 | 0.009815% | 1.8351 | 3.661 | 5.4778 | 7.2856 | 9.0845 | 10.8744 | 12.6555 | 14.4277 | 16.1912 | 17.946 | 17.946 | 17.946 | 17.946 | 17.946 | 17.946 | 17.946 | 17.946 | 17.946 | 17.946 | 17.946 | 17.946 | 17.946 | 17.946 | 17.946
| ComResCirculatorPumps_1_3 | Measure_InputOutputCom | RTF Workbook "ComResCirculatorPumps_1_3" | 2020 | Retro | 2022 | 2045 | PSE | Commercial | All Commercial | Electric | Per bronze or stainless steel pump; >1.75 - ≤2.5 horsepower (>1300 - ≤1750 Max watts); ECM; Any speed control; No run-hours control |  |  | Bronze or stainless steel pump; >1.75 - ≤2.5 horsepower (>1300 - ≤1750 Max watts); ECM; Any speed control; No run-hours control |  | 1348.9236 | 11.5 | 885.1834 | 0 |  | 0 | 0 | 0 | 0 | 0 | 0 | 0 | 0 |  | 0 | 0 | 0 | Other | Circulator Pump | Circulator Pumps | Circulator pump bronze or stainless learning run hours | ResDHW | 0.01444% | 100% | 100% | 1.8669 | 3.3767e-05 | 0.9659% | 8.696% | 95% | 6.8% | 0.2% | 729.3001 | 28.6778 | 75.7978 | 910.1602 | 0 | 0 | 0 | 982.7213 | 72.5611 |  | 0.062408 | 0 | 0.062408 | 04. $0.062 to $0.070 | 1 | 0 | 01. ($9,999.00) to $0.22 | 1 | 18.4802 | 18.3882 | 18.2967 | 18.2058 | 18.1155 | 18.0256 | 17.9364 | 17.8476 | 17.7594 | 17.6717 | 0 | 0 | 0 | 0 | 0 | 0 | 0 | 0 | 0 | 0 | 0 | 0 | 0 | 0 | 24928.3574 | 24804.2535 | 24680.8933 | 24558.2715 | 24436.3829 | 24315.2225 | 24194.7851 | 24075.0657 | 23956.0594 | 23837.761 | 0 | 0 | 0 | 0 | 0 | 0 | 0 | 0 | 0 | 0 | 0 | 0 | 0 | 0 | 243787.0523 | 24928.3574 | 49732.611 | 74413.5043 | 98971.7757 | 123408.1586 | 147723.3811 | 171918.1662 | 195993.2319 | 219949.2913 | 243787.0523 | 243787.0523 | 243787.0523 | 243787.0523 | 243787.0523 | 243787.0523 | 243787.0523 | 243787.0523 | 243787.0523 | 243787.0523 | 243787.0523 | 243787.0523 | 243787.0523 | 243787.0523 | 243787.0523 | 0 | 0 | 0 | 0 | 0 | 0 | 0 | 0 | 0 | 0 | 0 | 0 | 0 | 0 | 0 | 0 | 0 | 0 | 0 | 0 | 0 | 0 | 0 | 0 | 0 | 0 | 0 | 0 | 0 | 0 | 0 | 0 | 0 | 0 | 0 | 0 | 0 | 0 | 0 | 0 | 0 | 0 | 0 | 0 | 0 | 0 | 0 | 0 | 0 | 0 | 0 | 0 | 0 | 0 | 0 | 0 | 0 | 0 | 0 | 0 | 0 | 3.6003 | 7.1826 | 10.7472 | 14.294 | 17.8232 | 21.3349 | 24.8293 | 28.3063 | 31.7662 | 35.2089 | 35.2089 | 35.2089 | 35.2089 | 35.2089 | 35.2089 | 35.2089 | 35.2089 | 35.2089 | 35.2089 | 35.2089 | 35.2089 | 35.2089 | 35.2089 | 35.2089 | 18160.8717 | 18070.4592 | 17980.5884 | 17891.2557 | 17802.4571 | 17714.189 | 17626.4476 | 17539.2294 | 17452.5306 | 17366.3475 | 0 | 0 | 0 | 0 | 0 | 0 | 0 | 0 | 0 | 0 | 0 | 0 | 0 | 0 | 177604.3761 | 0 | 0 | 0 | 0 | 0 | 0 | 0 | 0 | 0 | 0 | 0 | 0 | 0 | 0 | 0 | 0 | 0 | 0 | 0 | 0 | 0.009815% | 2.4467 | 4.8813 | 7.3038 | 9.7142 | 12.1126 | 14.4992 | 16.8739 | 19.2369 | 21.5882 | 23.9279 | 23.9279 | 23.9279 | 23.9279 | 23.9279 | 23.9279 | 23.9279 | 23.9279 | 23.9279 | 23.9279 | 23.9279 | 23.9279 | 23.9279 | 23.9279 | 23.9279
| ComResCirculatorPumps_1_3 | Measure_InputOutputCom | RTF Workbook "ComResCirculatorPumps_1_3" | 2020 | Retro | 2022 | 2045 | PSE | Commercial | All Commercial | Electric | Per bronze or stainless steel pump; >2.5 - ≤3.5 horsepower (>1750 - ≤2350 Max watts); ECM; Any speed control; No run-hours control |  |  | Bronze or stainless steel pump; >2.5 - ≤3.5 horsepower (>1750 - ≤2350 Max watts); ECM; Any speed control; No run-hours control |  | 2023.3853 | 11.5 | 1271.3854 | 0 |  | 0 | 0 | 0 | 0 | 0 | 0 | 0 | 0 |  | 0 | 0 | 0 | Other | Circulator Pump | Circulator Pumps | Circulator pump bronze or stainless learning run hours | ResDHW | 0.01444% | 100% | 100% | 1.8669 | 3.3767e-05 | 0.9659% | 8.696% | 95% | 6.8% | 0.2% | 1093.9501 | 43.0168 | 113.6967 | 1307.2595 | 0 | 0 | 0 | 1404.8231 | 97.5636 |  | 0.059476 | 0 | 0.059476 | 03. $0.055 to $0.062 | 1 | 0 | 01. ($9,999.00) to $0.22 | 1 | 18.4802 | 18.3882 | 18.2967 | 18.2058 | 18.1155 | 18.0256 | 17.9364 | 17.8476 | 17.7594 | 17.6717 | 0 | 0 | 0 | 0 | 0 | 0 | 0 | 0 | 0 | 0 | 0 | 0 | 0 | 0 | 37392.5362 | 37206.3803 | 37021.3399 | 36837.4072 | 36654.5743 | 36472.8337 | 36292.1776 | 36112.5986 | 35934.0891 | 35756.6416 | 0 | 0 | 0 | 0 | 0 | 0 | 0 | 0 | 0 | 0 | 0 | 0 | 0 | 0 | 365680.5785 | 37392.5362 | 74598.9165 | 111620.2564 | 148457.6636 | 185112.2379 | 221585.0716 | 257877.2493 | 293989.8479 | 329923.9369 | 365680.5785 | 365680.5785 | 365680.5785 | 365680.5785 | 365680.5785 | 365680.5785 | 365680.5785 | 365680.5785 | 365680.5785 | 365680.5785 | 365680.5785 | 365680.5785 | 365680.5785 | 365680.5785 | 365680.5785 | 0 | 0 | 0 | 0 | 0 | 0 | 0 | 0 | 0 | 0 | 0 | 0 | 0 | 0 | 0 | 0 | 0 | 0 | 0 | 0 | 0 | 0 | 0 | 0 | 0 | 0 | 0 | 0 | 0 | 0 | 0 | 0 | 0 | 0 | 0 | 0 | 0 | 0 | 0 | 0 | 0 | 0 | 0 | 0 | 0 | 0 | 0 | 0 | 0 | 0 | 0 | 0 | 0 | 0 | 0 | 0 | 0 | 0 | 0 | 0 | 0 | 5.4004 | 10.7739 | 16.1208 | 21.441 | 26.7348 | 32.0024 | 37.2439 | 42.4595 | 47.6492 | 52.8134 | 52.8134 | 52.8134 | 52.8134 | 52.8134 | 52.8134 | 52.8134 | 52.8134 | 52.8134 | 52.8134 | 52.8134 | 52.8134 | 52.8134 | 52.8134 | 52.8134 | 25961.3909 | 25832.1441 | 25703.6718 | 25575.9685 | 25449.0289 | 25322.8475 | 25197.4192 | 25072.7387 | 24948.8007 | 24825.6001 | 0 | 0 | 0 | 0 | 0 | 0 | 0 | 0 | 0 | 0 | 0 | 0 | 0 | 0 | 253889.6104 | 0 | 0 | 0 | 0 | 0 | 0 | 0 | 0 | 0 | 0 | 0 | 0 | 0 | 0 | 0 | 0 | 0 | 0 | 0 | 0 | 0.009815% | 3.6701 | 7.322 | 10.9556 | 14.5713 | 18.169 | 21.7488 | 25.3109 | 28.8554 | 32.3824 | 35.8919 | 35.8919 | 35.8919 | 35.8919 | 35.8919 | 35.8919 | 35.8919 | 35.8919 | 35.8919 | 35.8919 | 35.8919 | 35.8919 | 35.8919 | 35.8919 | 35.8919
| ComResCirculatorPumps_1_3 | Measure_InputOutputCom | RTF Workbook "ComResCirculatorPumps_1_3" | 2020 | Retro | 2022 | 2045 | PSE | Commercial | All Commercial | Electric | Per bronze or stainless steel pump; >3.5 - ≤4.5 horsepower (>2350 - ≤3100 Max watts); ECM; Any speed control; No run-hours control |  |  | Bronze or stainless steel pump; >3.5 - ≤4.5 horsepower (>2350 - ≤3100 Max watts); ECM; Any speed control; No run-hours control |  | 2697.8471 | 11.5 | 1657.5873 | 0 |  | 0 | 0 | 0 | 0 | 0 | 0 | 0 | 0 |  | 0 | 0 | 0 | Other | Circulator Pump | Circulator Pumps | Circulator pump bronze or stainless learning run hours | ResDHW | 0.01444% | 100% | 100% | 1.8669 | 3.3767e-05 | 0.9659% | 8.696% | 95% | 6.8% | 0.2% | 1458.6001 | 57.3557 | 151.5956 | 1704.3587 | 0 | 0 | 0 | 1826.9249 | 122.5662 |  | 0.05801 | 0 | 0.05801 | 03. $0.055 to $0.062 | 1 | 0 | 01. ($9,999.00) to $0.22 | 1 | 18.4802 | 18.3882 | 18.2967 | 18.2058 | 18.1155 | 18.0256 | 17.9364 | 17.8476 | 17.7594 | 17.6717 | 0 | 0 | 0 | 0 | 0 | 0 | 0 | 0 | 0 | 0 | 0 | 0 | 0 | 0 | 49856.7149 | 49608.5071 | 49361.7866 | 49116.5429 | 48872.7658 | 48630.4449 | 48389.5702 | 48150.1315 | 47912.1187 | 47675.5221 | 0 | 0 | 0 | 0 | 0 | 0 | 0 | 0 | 0 | 0 | 0 | 0 | 0 | 0 | 487574.1046 | 49856.7149 | 99465.222 | 148827.0085 | 197943.5514 | 246816.3172 | 295446.7621 | 343836.3323 | 391986.4638 | 439898.5826 | 487574.1046 | 487574.1046 | 487574.1046 | 487574.1046 | 487574.1046 | 487574.1046 | 487574.1046 | 487574.1046 | 487574.1046 | 487574.1046 | 487574.1046 | 487574.1046 | 487574.1046 | 487574.1046 | 487574.1046 | 0 | 0 | 0 | 0 | 0 | 0 | 0 | 0 | 0 | 0 | 0 | 0 | 0 | 0 | 0 | 0 | 0 | 0 | 0 | 0 | 0 | 0 | 0 | 0 | 0 | 0 | 0 | 0 | 0 | 0 | 0 | 0 | 0 | 0 | 0 | 0 | 0 | 0 | 0 | 0 | 0 | 0 | 0 | 0 | 0 | 0 | 0 | 0 | 0 | 0 | 0 | 0 | 0 | 0 | 0 | 0 | 0 | 0 | 0 | 0 | 0 | 7.2006 | 14.3653 | 21.4943 | 28.588 | 35.6464 | 42.6699 | 49.6585 | 56.6126 | 63.5323 | 70.4179 | 70.4179 | 70.4179 | 70.4179 | 70.4179 | 70.4179 | 70.4179 | 70.4179 | 70.4179 | 70.4179 | 70.4179 | 70.4179 | 70.4179 | 70.4179 | 70.4179 | 33761.9101 | 33593.8291 | 33426.7552 | 33260.6813 | 33095.6006 | 32931.5061 | 32768.3908 | 32606.248 | 32445.0708 | 32284.8526 | 0 | 0 | 0 | 0 | 0 | 0 | 0 | 0 | 0 | 0 | 0 | 0 | 0 | 0 | 330174.8447 | 0 | 0 | 0 | 0 | 0 | 0 | 0 | 0 | 0 | 0 | 0 | 0 | 0 | 0 | 0 | 0 | 0 | 0 | 0 | 0 | 0.009815% | 4.8935 | 9.7626 | 14.6075 | 19.4284 | 24.2253 | 28.9984 | 33.7479 | 38.4739 | 43.1765 | 47.8559 | 47.8559 | 47.8559 | 47.8559 | 47.8559 | 47.8559 | 47.8559 | 47.8559 | 47.8559 | 47.8559 | 47.8559 | 47.8559 | 47.8559 | 47.8559 | 47.8559
| ComResCirculatorPumps_1_3 | Measure_InputOutputCom | RTF Workbook "ComResCirculatorPumps_1_3" | 2020 | Retro | 2022 | 2045 | PSE | Commercial | All Commercial | Electric | Per bronze or stainless steel pump; >4.5 - ≤5 horsepower (>3100 - ≤3700 Max watts); ECM; Any speed control; No run-hours control |  |  | Bronze or stainless steel pump; >4.5 - ≤5 horsepower (>3100 - ≤3700 Max watts); ECM; Any speed control; No run-hours control |  | 3372.3089 | 11.5 | 2043.7893 | 0 |  | 0 | 0 | 0 | 0 | 0 | 0 | 0 | 0 |  | 0 | 0 | 0 | Other | Circulator Pump | Circulator Pumps | Circulator pump bronze or stainless learning run hours | ResDHW | 0.01444% | 100% | 100% | 1.8669 | 3.3767e-05 | 0.9659% | 8.696% | 95% | 6.8% | 0.2% | 1823.2502 | 71.6946 | 189.4945 | 2101.4579 | 0 | 0 | 0 | 2249.0266 | 147.5688 |  | 0.05713 | 0 | 0.05713 | 03. $0.055 to $0.062 | 1 | 0 | 01. ($9,999.00) to $0.22 | 1 | 18.4802 | 18.3882 | 18.2967 | 18.2058 | 18.1155 | 18.0256 | 17.9364 | 17.8476 | 17.7594 | 17.6717 | 0 | 0 | 0 | 0 | 0 | 0 | 0 | 0 | 0 | 0 | 0 | 0 | 0 | 0 | 62320.8936 | 62010.6339 | 61702.2332 | 61395.6786 | 61090.9572 | 60788.0562 | 60486.9627 | 60187.6643 | 59890.1484 | 59594.4026 | 0 | 0 | 0 | 0 | 0 | 0 | 0 | 0 | 0 | 0 | 0 | 0 | 0 | 0 | 609467.6308 | 62320.8936 | 124331.5274 | 186033.7607 | 247429.4393 | 308520.3965 | 369308.4527 | 429795.4154 | 489983.0798 | 549873.2282 | 609467.6308 | 609467.6308 | 609467.6308 | 609467.6308 | 609467.6308 | 609467.6308 | 609467.6308 | 609467.6308 | 609467.6308 | 609467.6308 | 609467.6308 | 609467.6308 | 609467.6308 | 609467.6308 | 609467.6308 | 0 | 0 | 0 | 0 | 0 | 0 | 0 | 0 | 0 | 0 | 0 | 0 | 0 | 0 | 0 | 0 | 0 | 0 | 0 | 0 | 0 | 0 | 0 | 0 | 0 | 0 | 0 | 0 | 0 | 0 | 0 | 0 | 0 | 0 | 0 | 0 | 0 | 0 | 0 | 0 | 0 | 0 | 0 | 0 | 0 | 0 | 0 | 0 | 0 | 0 | 0 | 0 | 0 | 0 | 0 | 0 | 0 | 0 | 0 | 0 | 0 | 9.0007 | 17.9566 | 26.8679 | 35.735 | 44.558 | 53.3374 | 62.0732 | 70.7658 | 79.4154 | 88.0223 | 88.0223 | 88.0223 | 88.0223 | 88.0223 | 88.0223 | 88.0223 | 88.0223 | 88.0223 | 88.0223 | 88.0223 | 88.0223 | 88.0223 | 88.0223 | 88.0223 | 41562.4293 | 41355.514 | 41149.8385 | 40945.3942 | 40742.1724 | 40540.1647 | 40339.3624 | 40139.7573 | 39941.341 | 39744.1051 | 0 | 0 | 0 | 0 | 0 | 0 | 0 | 0 | 0 | 0 | 0 | 0 | 0 | 0 | 406460.079 | 0 | 0 | 0 | 0 | 0 | 0 | 0 | 0 | 0 | 0 | 0 | 0 | 0 | 0 | 0 | 0 | 0 | 0 | 0 | 0 | 0.009815% | 6.1169 | 12.2033 | 18.2594 | 24.2854 | 30.2816 | 36.248 | 42.1848 | 48.0923 | 53.9706 | 59.8199 | 59.8199 | 59.8199 | 59.8199 | 59.8199 | 59.8199 | 59.8199 | 59.8199 | 59.8199 | 59.8199 | 59.8199 | 59.8199 | 59.8199 | 59.8199 | 59.8199
| ComRTUControllers_PSE | M_Input | PSE Business Case "QC _REVIEWED_Commercial HVAC Control_2020" | 2020 | Retro | 2022 | 2041 | PSE | Commercial | All Commercial | Gas | Per RTU Tonnage - Supply Fan VFD and Controller - with DCV - RTU - Gas Pack - 500 to 1500 Hrs | Per RTU Tonnage - Supply Fan VFD and Controller - with DCV - RTU - Gas Pack - 500 to 1500 Hrs | 50 | Supply Fan VFD and Controller - with DCV - RTU - Gas Pack - 500 to 1500 Hrs - GO |  | 0 | 15 | 106.63 | 0 |  | 0 | 0 | 0 | 0 | 0 | 0 | 0 | 15.2 |  | 0 | 0 | 0 | Heating | Gas Heating | RTUControllers | Gas RTU Supply Fan VFD and Controller | CommHEAT | 0.03964% | 86.32% | 86.32% | 88.4613 | 0.0016 | 1.555% | 6.667% | 95% | 6.8% | 0.2% | 190.472 | 3.0019 | 19.3474 | 0 | 125.6011 | 0 | 0 | -1.0233 | 124.5778 |  | 0 | 0.76165 | 0 | 01. ($9,999.000) to $0.028 | 1 | 0.76165 | 08. $0.70 to $0.85 | 1 | 0 | 0 | 0 | 0 | 0 | 0 | 0 | 0 | 0 | 0 | 0 | 0 | 0 | 0 | 0 | 0 | 0 | 0 | 0 | 0 | 0 | 0 | 0 | 0 | 0 | 0 | 0 | 0 | 0 | 0 | 0 | 0 | 0 | 0 | 0 | 0 | 0 | 0 | 0 | 0 | 0 | 0 | 0 | 0 | 0 | 0 | 0 | 0 | 0 | 0 | 0 | 0 | 0 | 0 | 0 | 0 | 0 | 0 | 0 | 0 | 0 | 0 | 0 | 0 | 0 | 0 | 0 | 0 | 0 | 0 | 0 | 0 | 0 | 1856.2464 | 1847.3481 | 1838.5016 | 1829.7065 | 1820.9625 | 1812.2693 | 1803.6264 | 1795.0336 | 1786.4904 | 1777.9966 | 0 | 0 | 0 | 0 | 0 | 0 | 0 | 0 | 0 | 0 | 28214.9449 | 28079.6909 | 27945.224 | 27811.539 | 27678.6304 | 27546.493 | 27415.1212 | 27284.5101 | 27154.6542 | 27025.5485 | 0 | 0 | 0 | 0 | 0 | 0 | 0 | 0 | 0 | 0 | 276156.3563 | 28214.9449 | 56294.6358 | 84239.8598 | 112051.3989 | 139730.0293 | 167276.5223 | 194691.6435 | 221976.1536 | 249130.8078 | 276156.3563 | 276156.3563 | 276156.3563 | 276156.3563 | 276156.3563 | 276156.3563 | 276156.3563 | 276156.3563 | 276156.3563 | 276156.3563 | 276156.3563 | 0 | 0 | 0 | 0 | 0 | 0 | 0 | 0 | 0 | 0 | 0 | 0 | 0 | 0 | 0 | 0 | 0 | 0 | 0 | 0 | 0 | 0 | 0 | 0 | 0 | 0 | 0 | 0 | 0 | 0 | 0 | 0 | 0 | 0 | 0 | 0 | 0 | 0 | 0 | 0 | 0 | 0 | 0 | 0 | 0 | 0 | 0 | 0 | 0 | 231247.0389 | 230138.5095 | 229036.432 | 227940.7622 | 226851.456 | 225768.4695 | 224691.7593 | 223621.2824 | 222556.9961 | 221498.8578 | 0 | 0 | 0 | 0 | 0 | 0 | 0 | 0 | 0 | 0 | 0.001759% | 0 | 0 | 0 | 0 | 0 | 0 | 0 | 0 | 0 | 0 | 0 | 0 | 0 | 0 | 0 | 0 | 0 | 0 | 0 | 0 | 0 | 0 | 0 | 0
| ComRTUControllers_PSE | M_Input | PSE Business Case "QC _REVIEWED_Commercial HVAC Control_2020" | 2020 | Retro | 2022 | 2041 | PSE | Commercial | All Commercial | Gas | Per RTU Tonnage - Supply Fan VFD and Controller - with DCV - RTU - Gas Pack - 1500 to 2500 Hrs | Per RTU Tonnage - Supply Fan VFD and Controller - with DCV - RTU - Gas Pack - 1500 to 2500 Hrs | 50 | Supply Fan VFD and Controller - with DCV - RTU - Gas Pack - 1500 to 2500 Hrs - GO |  | 0 | 15 | 91.13 | 0 |  | 0 | 0 | 0 | 0 | 0 | 0 | 0 | 15.2 |  | 0 | 0 | 0 | Heating | Gas Heating | RTUControllers | Gas RTU Supply Fan VFD and Controller | CommVENT | 0.0141% | 86.32% | 86.32% | 88.4613 | 0.0016 | 2.958% | 6.667% | 95% | 6.8% | 0.2% | 190.472 | 3.0019 | 19.3474 | 0 | 107.3434 | 0 | 0 | -4.1233 | 103.2201 |  | 0 | 0.63107 | 0 | 01. ($9,999.000) to $0.028 | 1 | 0.63107 | 07. $0.62 to $0.70 | 1 | 0 | 0 | 0 | 0 | 0 | 0 | 0 | 0 | 0 | 0 | 0 | 0 | 0 | 0 | 0 | 0 | 0 | 0 | 0 | 0 | 0 | 0 | 0 | 0 | 0 | 0 | 0 | 0 | 0 | 0 | 0 | 0 | 0 | 0 | 0 | 0 | 0 | 0 | 0 | 0 | 0 | 0 | 0 | 0 | 0 | 0 | 0 | 0 | 0 | 0 | 0 | 0 | 0 | 0 | 0 | 0 | 0 | 0 | 0 | 0 | 0 | 0 | 0 | 0 | 0 | 0 | 0 | 0 | 0 | 0 | 0 | 0 | 0 | 3530.923 | 3513.9968 | 3497.1691 | 3480.4393 | 3463.8066 | 3447.2704 | 3430.8301 | 3414.4849 | 3398.2343 | 3382.0775 | 0 | 0 | 0 | 0 | 0 | 0 | 0 | 0 | 0 | 0 | 53670.0294 | 53412.7512 | 53156.9705 | 52902.677 | 52649.8603 | 52398.5104 | 52148.6172 | 51900.1707 | 51653.1609 | 51407.5781 | 0 | 0 | 0 | 0 | 0 | 0 | 0 | 0 | 0 | 0 | 525300.3257 | 53670.0294 | 107082.7806 | 160239.7511 | 213142.4281 | 265792.2884 | 318190.7988 | 370339.4161 | 422239.5867 | 473892.7477 | 525300.3257 | 525300.3257 | 525300.3257 | 525300.3257 | 525300.3257 | 525300.3257 | 525300.3257 | 525300.3257 | 525300.3257 | 525300.3257 | 525300.3257 | 0 | 0 | 0 | 0 | 0 | 0 | 0 | 0 | 0 | 0 | 0 | 0 | 0 | 0 | 0 | 0 | 0 | 0 | 0 | 0 | 0 | 0 | 0 | 0 | 0 | 0 | 0 | 0 | 0 | 0 | 0 | 0 | 0 | 0 | 0 | 0 | 0 | 0 | 0 | 0 | 0 | 0 | 0 | 0 | 0 | 0 | 0 | 0 | 0 | 364462.1814 | 362715.0582 | 360978.1039 | 359251.2485 | 357534.4224 | 355827.5568 | 354130.5831 | 352443.4335 | 350766.0407 | 349098.3378 | 0 | 0 | 0 | 0 | 0 | 0 | 0 | 0 | 0 | 0 | 0.01557% | 0 | 0 | 0 | 0 | 0 | 0 | 0 | 0 | 0 | 0 | 0 | 0 | 0 | 0 | 0 | 0 | 0 | 0 | 0 | 0 | 0 | 0 | 0 | 0
| ComRTUControllers_PSE | M_Input | PSE Business Case "QC _REVIEWED_Commercial HVAC Control_2020" | 2020 | Retro | 2022 | 2041 | PSE | Commercial | All Commercial | Gas | Per RTU Tonnage - Supply Fan VFD and Controller - with DCV - RTU - Gas Pack - 2500 to 3500 Hrs | Per RTU Tonnage - Supply Fan VFD and Controller - with DCV - RTU - Gas Pack - 2500 to 3500 Hrs | 50 | Supply Fan VFD and Controller - with DCV - RTU - Gas Pack - 2500 to 3500 Hrs - GO |  | 0 | 15 | 79.47 | 0 |  | 0 | 0 | 0 | 0 | 0 | 0 | 0 | 15.2 |  | 0 | 0 | 0 | Heating | Gas Heating | RTUControllers | Gas RTU Supply Fan VFD and Controller | CommVENT | 0.0141% | 86.32% | 86.32% | 88.4613 | 0.0016 | 2.115% | 6.667% | 95% | 6.8% | 0.2% | 190.472 | 3.0019 | 19.3474 | 0 | 93.6089 | 0 | 0 | -6.4553 | 87.1536 |  | 0 | 0.53284 | 0 | 01. ($9,999.000) to $0.028 | 1 | 0.53284 | 05. $0.50 to $0.55 | 1 | 0 | 0 | 0 | 0 | 0 | 0 | 0 | 0 | 0 | 0 | 0 | 0 | 0 | 0 | 0 | 0 | 0 | 0 | 0 | 0 | 0 | 0 | 0 | 0 | 0 | 0 | 0 | 0 | 0 | 0 | 0 | 0 | 0 | 0 | 0 | 0 | 0 | 0 | 0 | 0 | 0 | 0 | 0 | 0 | 0 | 0 | 0 | 0 | 0 | 0 | 0 | 0 | 0 | 0 | 0 | 0 | 0 | 0 | 0 | 0 | 0 | 0 | 0 | 0 | 0 | 0 | 0 | 0 | 0 | 0 | 0 | 0 | 0 | 2524.5057 | 2512.404 | 2500.3727 | 2488.4114 | 2476.5195 | 2464.6966 | 2452.9423 | 2441.2559 | 2429.6372 | 2418.0856 | 0 | 0 | 0 | 0 | 0 | 0 | 0 | 0 | 0 | 0 | 38372.4871 | 38188.5409 | 38005.6652 | 37823.8528 | 37643.0964 | 37463.3886 | 37284.7224 | 37107.0904 | 36930.4857 | 36754.9012 | 0 | 0 | 0 | 0 | 0 | 0 | 0 | 0 | 0 | 0 | 375574.2307 | 38372.4871 | 76561.028 | 114566.6932 | 152390.546 | 190033.6424 | 227497.031 | 264781.7534 | 301888.8438 | 338819.3295 | 375574.2307 | 375574.2307 | 375574.2307 | 375574.2307 | 375574.2307 | 375574.2307 | 375574.2307 | 375574.2307 | 375574.2307 | 375574.2307 | 375574.2307 | 0 | 0 | 0 | 0 | 0 | 0 | 0 | 0 | 0 | 0 | 0 | 0 | 0 | 0 | 0 | 0 | 0 | 0 | 0 | 0 | 0 | 0 | 0 | 0 | 0 | 0 | 0 | 0 | 0 | 0 | 0 | 0 | 0 | 0 | 0 | 0 | 0 | 0 | 0 | 0 | 0 | 0 | 0 | 0 | 0 | 0 | 0 | 0 | 0 | 220019.7568 | 218965.0476 | 217916.4772 | 216874.0033 | 215837.584 | 214807.1776 | 213782.7428 | 212764.2387 | 211751.6245 | 210744.86 | 0 | 0 | 0 | 0 | 0 | 0 | 0 | 0 | 0 | 0 | 0.01557% | 0 | 0 | 0 | 0 | 0 | 0 | 0 | 0 | 0 | 0 | 0 | 0 | 0 | 0 | 0 | 0 | 0 | 0 | 0 | 0 | 0 | 0 | 0 | 0
| ComRTUControllers_PSE | M_Input | PSE Business Case "QC _REVIEWED_Commercial HVAC Control_2020" | 2020 | Retro | 2022 | 2041 | PSE | Commercial | All Commercial | Gas | Per RTU Tonnage - Supply Fan VFD and Controller - with DCV - RTU - Gas Pack - 3500 to 4500 Hrs | Per RTU Tonnage - Supply Fan VFD and Controller - with DCV - RTU - Gas Pack - 3500 to 4500 Hrs | 50 | Supply Fan VFD and Controller - with DCV - RTU - Gas Pack - 3500 to 4500 Hrs - GO |  | 0 | 15 | 70.45 | 0 |  | 0 | 0 | 0 | 0 | 0 | 0 | 0 | 15.2 |  | 0 | 0 | 0 | Heating | Gas Heating | RTUControllers | Gas RTU Supply Fan VFD and Controller | CommVENT | 0.0141% | 86.32% | 86.32% | 88.4613 | 0.0016 | 0.9962% | 6.667% | 95% | 6.8% | 0.2% | 190.472 | 3.0019 | 19.3474 | 0 | 82.9841 | 0 | 0 | -8.2593 | 74.7248 |  | 0 | 0.45686 | 0 | 01. ($9,999.000) to $0.028 | 1 | 0.45686 | 04. $0.45 to $0.50 | 1 | 0 | 0 | 0 | 0 | 0 | 0 | 0 | 0 | 0 | 0 | 0 | 0 | 0 | 0 | 0 | 0 | 0 | 0 | 0 | 0 | 0 | 0 | 0 | 0 | 0 | 0 | 0 | 0 | 0 | 0 | 0 | 0 | 0 | 0 | 0 | 0 | 0 | 0 | 0 | 0 | 0 | 0 | 0 | 0 | 0 | 0 | 0 | 0 | 0 | 0 | 0 | 0 | 0 | 0 | 0 | 0 | 0 | 0 | 0 | 0 | 0 | 0 | 0 | 0 | 0 | 0 | 0 | 0 | 0 | 0 | 0 | 0 | 0 | 1189.2257 | 1183.5249 | 1177.8573 | 1172.2226 | 1166.6207 | 1161.0513 | 1155.5141 | 1150.009 | 1144.5358 | 1139.0941 | 0 | 0 | 0 | 0 | 0 | 0 | 0 | 0 | 0 | 0 | 18076.2309 | 17989.5788 | 17903.4311 | 17817.7843 | 17732.6349 | 17647.9794 | 17563.8146 | 17480.1371 | 17396.9434 | 17314.2304 | 0 | 0 | 0 | 0 | 0 | 0 | 0 | 0 | 0 | 0 | 176922.7649 | 18076.2309 | 36065.8098 | 53969.2409 | 71787.0252 | 89519.66 | 107167.6394 | 124731.4541 | 142211.5912 | 159608.5346 | 176922.7649 | 176922.7649 | 176922.7649 | 176922.7649 | 176922.7649 | 176922.7649 | 176922.7649 | 176922.7649 | 176922.7649 | 176922.7649 | 176922.7649 | 0 | 0 | 0 | 0 | 0 | 0 | 0 | 0 | 0 | 0 | 0 | 0 | 0 | 0 | 0 | 0 | 0 | 0 | 0 | 0 | 0 | 0 | 0 | 0 | 0 | 0 | 0 | 0 | 0 | 0 | 0 | 0 | 0 | 0 | 0 | 0 | 0 | 0 | 0 | 0 | 0 | 0 | 0 | 0 | 0 | 0 | 0 | 0 | 0 | 88864.6577 | 88438.667 | 88015.1557 | 87594.1067 | 87175.5032 | 86759.3282 | 86345.5652 | 85934.1975 | 85525.2087 | 85118.5826 | 0 | 0 | 0 | 0 | 0 | 0 | 0 | 0 | 0 | 0 | 0.01557% | 0 | 0 | 0 | 0 | 0 | 0 | 0 | 0 | 0 | 0 | 0 | 0 | 0 | 0 | 0 | 0 | 0 | 0 | 0 | 0 | 0 | 0 | 0 | 0
| ComRTUControllers_PSE | M_Input | PSE Business Case "QC _REVIEWED_Commercial HVAC Control_2020" | 2020 | Retro | 2022 | 2041 | PSE | Commercial | All Commercial | Gas | Per RTU Tonnage - Supply Fan VFD and Controller - with DCV - RTU - Gas Pack - 4500 to 5500 Hrs | Per RTU Tonnage - Supply Fan VFD and Controller - with DCV - RTU - Gas Pack - 4500 to 5500 Hrs | 50 | Supply Fan VFD and Controller - with DCV - RTU - Gas Pack - 4500 to 5500 Hrs - GO |  | 0 | 15 | 63.34 | 0 |  | 0 | 0 | 0 | 0 | 0 | 0 | 0 | 15.2 |  | 0 | 0 | 0 | Heating | Gas Heating | RTUControllers | Gas RTU Supply Fan VFD and Controller | CommVENT | 0.0141% | 86.32% | 86.32% | 88.4613 | 0.0016 | 0.09% | 6.667% | 95% | 6.8% | 0.2% | 190.472 | 3.0019 | 19.3474 | 0 | 74.6091 | 0 | 0 | -9.6813 | 64.9278 |  | 0 | 0.39696 | 0 | 01. ($9,999.000) to $0.028 | 1 | 0.39696 | 03. $0.30 to $0.45 | 1 | 0 | 0 | 0 | 0 | 0 | 0 | 0 | 0 | 0 | 0 | 0 | 0 | 0 | 0 | 0 | 0 | 0 | 0 | 0 | 0 | 0 | 0 | 0 | 0 | 0 | 0 | 0 | 0 | 0 | 0 | 0 | 0 | 0 | 0 | 0 | 0 | 0 | 0 | 0 | 0 | 0 | 0 | 0 | 0 | 0 | 0 | 0 | 0 | 0 | 0 | 0 | 0 | 0 | 0 | 0 | 0 | 0 | 0 | 0 | 0 | 0 | 0 | 0 | 0 | 0 | 0 | 0 | 0 | 0 | 0 | 0 | 0 | 0 | 107.4486 | 106.9335 | 106.4214 | 105.9123 | 105.4062 | 104.903 | 104.4027 | 103.9053 | 103.4108 | 102.9191 | 0 | 0 | 0 | 0 | 0 | 0 | 0 | 0 | 0 | 0 | 1633.2183 | 1625.3892 | 1617.6056 | 1609.8672 | 1602.1738 | 1594.5251 | 1586.9206 | 1579.3602 | 1571.8435 | 1564.3703 | 0 | 0 | 0 | 0 | 0 | 0 | 0 | 0 | 0 | 0 | 15985.2739 | 1633.2183 | 3258.6075 | 4876.2131 | 6486.0803 | 8088.2542 | 9682.7792 | 11269.6999 | 12849.0601 | 14420.9037 | 15985.2739 | 15985.2739 | 15985.2739 | 15985.2739 | 15985.2739 | 15985.2739 | 15985.2739 | 15985.2739 | 15985.2739 | 15985.2739 | 15985.2739 | 0 | 0 | 0 | 0 | 0 | 0 | 0 | 0 | 0 | 0 | 0 | 0 | 0 | 0 | 0 | 0 | 0 | 0 | 0 | 0 | 0 | 0 | 0 | 0 | 0 | 0 | 0 | 0 | 0 | 0 | 0 | 0 | 0 | 0 | 0 | 0 | 0 | 0 | 0 | 0 | 0 | 0 | 0 | 0 | 0 | 0 | 0 | 0 | 0 | 6976.4024 | 6942.9596 | 6909.7115 | 6876.6566 | 6843.7938 | 6811.1216 | 6778.6387 | 6746.3439 | 6714.2359 | 6682.3133 | 0 | 0 | 0 | 0 | 0 | 0 | 0 | 0 | 0 | 0 | 0.01557% | 0 | 0 | 0 | 0 | 0 | 0 | 0 | 0 | 0 | 0 | 0 | 0 | 0 | 0 | 0 | 0 | 0 | 0 | 0 | 0 | 0 | 0 | 0 | 0
| ComRTUControllers_PSE | M_Input | PSE Business Case "QC _REVIEWED_Commercial HVAC Control_2020" | 2020 | Retro | 2022 | 2041 | PSE | Commercial | All Commercial | Gas | Per RTU Tonnage - Supply Fan VFD and Controller - with DCV - RTU - Gas Pack - 5500 to 6500 Hrs | Per RTU Tonnage - Supply Fan VFD and Controller - with DCV - RTU - Gas Pack - 5500 to 6500 Hrs | 50 | Supply Fan VFD and Controller - with DCV - RTU - Gas Pack - 5500 to 6500 Hrs - GO |  | 0 | 15 | 57.47 | 0 |  | 0 | 0 | 0 | 0 | 0 | 0 | 0 | 15.2 |  | 0 | 0 | 0 | Heating | Gas Heating | RTUControllers | Gas RTU Supply Fan VFD and Controller | CommVENT | 0.0141% | 86.32% | 86.32% | 88.4613 | 0.0016 | 1.489% | 6.667% | 95% | 6.8% | 0.2% | 190.472 | 3.0019 | 19.3474 | 0 | 67.6948 | 0 | 0 | -10.8553 | 56.8395 |  | 0 | 0.34751 | 0 | 01. ($9,999.000) to $0.028 | 1 | 0.34751 | 03. $0.30 to $0.45 | 1 | 0 | 0 | 0 | 0 | 0 | 0 | 0 | 0 | 0 | 0 | 0 | 0 | 0 | 0 | 0 | 0 | 0 | 0 | 0 | 0 | 0 | 0 | 0 | 0 | 0 | 0 | 0 | 0 | 0 | 0 | 0 | 0 | 0 | 0 | 0 | 0 | 0 | 0 | 0 | 0 | 0 | 0 | 0 | 0 | 0 | 0 | 0 | 0 | 0 | 0 | 0 | 0 | 0 | 0 | 0 | 0 | 0 | 0 | 0 | 0 | 0 | 0 | 0 | 0 | 0 | 0 | 0 | 0 | 0 | 0 | 0 | 0 | 0 | 1777.97 | 1769.447 | 1760.9735 | 1752.5493 | 1744.1741 | 1735.8474 | 1727.569 | 1719.3385 | 1711.1556 | 1703.02 | 0 | 0 | 0 | 0 | 0 | 0 | 0 | 0 | 0 | 0 | 27025.1446 | 26895.5941 | 26766.7977 | 26638.75 | 26511.4461 | 26384.8807 | 26259.0489 | 26133.9455 | 26009.5655 | 25885.9041 | 0 | 0 | 0 | 0 | 0 | 0 | 0 | 0 | 0 | 0 | 264511.0772 | 27025.1446 | 53920.7388 | 80687.5365 | 107326.2865 | 133837.7326 | 160222.6133 | 186481.6622 | 212615.6076 | 238625.1732 | 264511.0772 | 264511.0772 | 264511.0772 | 264511.0772 | 264511.0772 | 264511.0772 | 264511.0772 | 264511.0772 | 264511.0772 | 264511.0772 | 264511.0772 | 0 | 0 | 0 | 0 | 0 | 0 | 0 | 0 | 0 | 0 | 0 | 0 | 0 | 0 | 0 | 0 | 0 | 0 | 0 | 0 | 0 | 0 | 0 | 0 | 0 | 0 | 0 | 0 | 0 | 0 | 0 | 0 | 0 | 0 | 0 | 0 | 0 | 0 | 0 | 0 | 0 | 0 | 0 | 0 | 0 | 0 | 0 | 0 | 0 | 101058.8655 | 100574.4194 | 100092.7929 | 99613.9667 | 99137.9214 | 98664.638 | 98194.0975 | 97726.281 | 97261.1699 | 96798.7456 | 0 | 0 | 0 | 0 | 0 | 0 | 0 | 0 | 0 | 0 | 0.01557% | 0 | 0 | 0 | 0 | 0 | 0 | 0 | 0 | 0 | 0 | 0 | 0 | 0 | 0 | 0 | 0 | 0 | 0 | 0 | 0 | 0 | 0 | 0 | 0
| ComRTUControllers_PSE | M_Input | PSE Business Case "QC _REVIEWED_Commercial HVAC Control_2020" | 2020 | Retro | 2022 | 2041 | PSE | Commercial | All Commercial | Gas | Per RTU Tonnage - Supply Fan VFD and Controller - with DCV - RTU - Gas Pack - 6500 to 7500 Hrs | Per RTU Tonnage - Supply Fan VFD and Controller - with DCV - RTU - Gas Pack - 6500 to 7500 Hrs | 50 | Supply Fan VFD and Controller - with DCV - RTU - Gas Pack - 6500 to 7500 Hrs - GO |  | 0 | 15 | 52.6 | 0 |  | 0 | 0 | 0 | 0 | 0 | 0 | 0 | 15.2 |  | 0 | 0 | 0 | Heating | Gas Heating | RTUControllers | Gas RTU Supply Fan VFD and Controller | CommVENT | 0.0141% | 86.32% | 86.32% | 88.4613 | 0.0016 | 0.6648% | 6.667% | 95% | 6.8% | 0.2% | 190.472 | 3.0019 | 19.3474 | 0 | 61.9583 | 0 | 0 | -11.8293 | 50.129 |  | 0 | 0.30648 | 0 | 01. ($9,999.000) to $0.028 | 1 | 0.30648 | 03. $0.30 to $0.45 | 1 | 0 | 0 | 0 | 0 | 0 | 0 | 0 | 0 | 0 | 0 | 0 | 0 | 0 | 0 | 0 | 0 | 0 | 0 | 0 | 0 | 0 | 0 | 0 | 0 | 0 | 0 | 0 | 0 | 0 | 0 | 0 | 0 | 0 | 0 | 0 | 0 | 0 | 0 | 0 | 0 | 0 | 0 | 0 | 0 | 0 | 0 | 0 | 0 | 0 | 0 | 0 | 0 | 0 | 0 | 0 | 0 | 0 | 0 | 0 | 0 | 0 | 0 | 0 | 0 | 0 | 0 | 0 | 0 | 0 | 0 | 0 | 0 | 0 | 793.6547 | 789.8502 | 786.0678 | 782.3074 | 778.5688 | 774.8519 | 771.1566 | 767.4826 | 763.8299 | 760.1983 | 0 | 0 | 0 | 0 | 0 | 0 | 0 | 0 | 0 | 0 | 12063.5519 | 12005.7229 | 11948.2304 | 11891.0721 | 11834.2459 | 11777.7493 | 11721.5802 | 11665.7362 | 11610.2152 | 11555.0149 | 0 | 0 | 0 | 0 | 0 | 0 | 0 | 0 | 0 | 0 | 118073.1189 | 12063.5519 | 24069.2748 | 36017.5052 | 47908.5773 | 59742.8232 | 71520.5725 | 83242.1527 | 94907.8889 | 106518.1041 | 118073.1189 | 118073.1189 | 118073.1189 | 118073.1189 | 118073.1189 | 118073.1189 | 118073.1189 | 118073.1189 | 118073.1189 | 118073.1189 | 118073.1189 | 0 | 0 | 0 | 0 | 0 | 0 | 0 | 0 | 0 | 0 | 0 | 0 | 0 | 0 | 0 | 0 | 0 | 0 | 0 | 0 | 0 | 0 | 0 | 0 | 0 | 0 | 0 | 0 | 0 | 0 | 0 | 0 | 0 | 0 | 0 | 0 | 0 | 0 | 0 | 0 | 0 | 0 | 0 | 0 | 0 | 0 | 0 | 0 | 0 | 39785.1324 | 39594.4143 | 39404.8063 | 39216.3007 | 39028.8899 | 38842.5663 | 38657.3226 | 38473.1514 | 38290.0451 | 38107.9967 | 0 | 0 | 0 | 0 | 0 | 0 | 0 | 0 | 0 | 0 | 0.01557% | 0 | 0 | 0 | 0 | 0 | 0 | 0 | 0 | 0 | 0 | 0 | 0 | 0 | 0 | 0 | 0 | 0 | 0 | 0 | 0 | 0 | 0 | 0 | 0
| ComRTUControllers_PSE | M_Input | PSE Business Case "QC _REVIEWED_Commercial HVAC Control_2020" | 2020 | Retro | 2022 | 2041 | PSE | Commercial | All Commercial | Gas | Per RTU Tonnage - Supply Fan VFD and Controller - with DCV - RTU - Gas Pack - 7500 to 8760 Hrs | Per RTU Tonnage - Supply Fan VFD and Controller - with DCV - RTU - Gas Pack - 7500 to 8760 Hrs | 50 | Supply Fan VFD and Controller - with DCV - RTU - Gas Pack - 7500 to 8760 Hrs - GO |  | 0 | 15 | 48.08 | 0 |  | 0 | 0 | 0 | 0 | 0 | 0 | 0 | 15.2 |  | 0 | 0 | 0 | Heating | Gas Heating | RTUControllers | Gas RTU Supply Fan VFD and Controller | CommVENT | 0.0141% | 86.32% | 86.32% | 88.4613 | 0.0016 | 6.861% | 6.667% | 95% | 6.8% | 0.2% | 190.472 | 3.0019 | 19.3474 | 0 | 56.6342 | 0 | 0 | -12.7333 | 43.9008 |  | 0 | 0.2684 | 0 | 01. ($9,999.000) to $0.028 | 1 | 0.2684 | 02. $0.22 to $0.30 | 1 | 0 | 0 | 0 | 0 | 0 | 0 | 0 | 0 | 0 | 0 | 0 | 0 | 0 | 0 | 0 | 0 | 0 | 0 | 0 | 0 | 0 | 0 | 0 | 0 | 0 | 0 | 0 | 0 | 0 | 0 | 0 | 0 | 0 | 0 | 0 | 0 | 0 | 0 | 0 | 0 | 0 | 0 | 0 | 0 | 0 | 0 | 0 | 0 | 0 | 0 | 0 | 0 | 0 | 0 | 0 | 0 | 0 | 0 | 0 | 0 | 0 | 0 | 0 | 0 | 0 | 0 | 0 | 0 | 0 | 0 | 0 | 0 | 0 | 8190.9008 | 8151.6361 | 8112.5999 | 8073.7906 | 8035.2068 | 7996.8468 | 7958.7091 | 7920.7922 | 7883.0946 | 7845.6147 | 0 | 0 | 0 | 0 | 0 | 0 | 0 | 0 | 0 | 0 | 124501.6926 | 123904.8686 | 123311.5183 | 122721.6178 | 122135.1433 | 121552.0714 | 120972.3787 | 120396.0418 | 119823.038 | 119253.3442 | 0 | 0 | 0 | 0 | 0 | 0 | 0 | 0 | 0 | 0 | 1218571.7147 | 124501.6926 | 248406.5612 | 371718.0795 | 494439.6973 | 616574.8406 | 738126.9121 | 859099.2907 | 979495.3326 | 1099318.3705 | 1218571.7147 | 1218571.7147 | 1218571.7147 | 1218571.7147 | 1218571.7147 | 1218571.7147 | 1218571.7147 | 1218571.7147 | 1218571.7147 | 1218571.7147 | 1218571.7147 | 0 | 0 | 0 | 0 | 0 | 0 | 0 | 0 | 0 | 0 | 0 | 0 | 0 | 0 | 0 | 0 | 0 | 0 | 0 | 0 | 0 | 0 | 0 | 0 | 0 | 0 | 0 | 0 | 0 | 0 | 0 | 0 | 0 | 0 | 0 | 0 | 0 | 0 | 0 | 0 | 0 | 0 | 0 | 0 | 0 | 0 | 0 | 0 | 0 | 359587.4404 | 357863.6853 | 356149.963 | 354446.2046 | 352752.3413 | 351068.3053 | 349394.0289 | 347729.4453 | 346074.4879 | 344429.0907 | 0 | 0 | 0 | 0 | 0 | 0 | 0 | 0 | 0 | 0 | 0.01557% | 0 | 0 | 0 | 0 | 0 | 0 | 0 | 0 | 0 | 0 | 0 | 0 | 0 | 0 | 0 | 0 | 0 | 0 | 0 | 0 | 0 | 0 | 0 | 0
| ComRTUControllers_PSE | M_Input | PSE Business Case "QC _REVIEWED_Commercial HVAC Control_2020" | 2020 | Retro | 2022 | 2045 | PSE | Commercial | All Commercial | Electric | Per RTU Tonnage - Supply Fan VFD and Controller - RTU - Heat Pump - 500 to 1500 Hrs | Per RTU Tonnage - Supply Fan VFD and Controller - RTU - Heat Pump - 500 to 1500 Hrs | 150 | Supply Fan VFD and Controller - RTU - Heat Pump - 500 to 1500 Hrs |  | 90 | 15 | 225.2 | 0 |  | 0 | 0 | 0 | 0 | 0 | 0 | 0 | 0 |  | 0 | 0 | 0 | Heat Pump | Heat Pump | RTUControllers | Heat Pump RTU Supply Fan VFD and Controller | CommVENT | 0.0141% | 14.01% | 14.01% | 88.4613 | 0.0016 | 0.3815% | 6.667% | 95% | 6.8% | 0.2% | 59.1812 | 1.8681 | 6.1049 | 289.0676 | 0 | 0 | 0 | 326.1346 | 37.067 |  | 0.31042 | 0 | 0.31042 | 13. $0.225 to $99,999.000 | 0 | 0 | 01. ($9,999.00) to $0.22 | 1 | 48.4502 | 48.209 | 47.9692 | 47.7309 | 47.494 | 47.2585 | 47.0244 | 46.7917 | 46.5604 | 46.3305 | 0 | 0 | 0 | 0 | 0 | 0 | 0 | 0 | 0 | 0 | 0 | 0 | 0 | 0 | 4360.5148 | 4338.8063 | 4317.2279 | 4295.7787 | 4274.4577 | 4253.2641 | 4232.197 | 4211.2554 | 4190.4386 | 4169.7457 | 0 | 0 | 0 | 0 | 0 | 0 | 0 | 0 | 0 | 0 | 0 | 0 | 0 | 0 | 42643.6863 | 4360.5148 | 8699.3212 | 13016.5491 | 17312.3278 | 21586.7855 | 25840.0496 | 30072.2466 | 34283.502 | 38473.9406 | 42643.6863 | 42643.6863 | 42643.6863 | 42643.6863 | 42643.6863 | 42643.6863 | 42643.6863 | 42643.6863 | 42643.6863 | 42643.6863 | 42643.6863 | 42643.6863 | 42643.6863 | 42643.6863 | 42643.6863 | 0 | 0 | 0 | 0 | 0 | 0 | 0 | 0 | 0 | 0 | 0 | 0 | 0 | 0 | 0 | 0 | 0 | 0 | 0 | 0 | 0 | 0 | 0 | 0 | 0 | 0 | 0 | 0 | 0 | 0 | 0 | 0 | 0 | 0 | 0 | 0 | 0 | 0 | 0 | 0 | 0 | 0 | 0 | 0 | 0 | 0 | 0 | 0 | 0 | 0 | 0 | 0 | 0 | 0 | 0 | 0 | 0 | 0 | 0 | 0 | 0 | 0.61485 | 1.2266 | 1.8354 | 2.4411 | 3.0438 | 3.6436 | 4.2403 | 4.8341 | 5.425 | 6.013 | 6.013 | 6.013 | 6.013 | 6.013 | 6.013 | 6.013 | 6.013 | 6.013 | 6.013 | 6.013 | 6.013 | 6.013 | 6.013 | 6.013 | 15801.2739 | 15722.6085 | 15644.4145 | 15566.6885 | 15489.4273 | 15412.6277 | 15336.2863 | 15260.4001 | 15184.9659 | 15109.9804 | 0 | 0 | 0 | 0 | 0 | 0 | 0 | 0 | 0 | 0 | 0 | 0 | 0 | 0 | 154528.6731 | 0 | 0 | 0 | 0 | 0 | 0 | 0 | 0 | 0 | 0 | 0 | 0 | 0 | 0 | 0 | 0 | 0 | 0 | 0 | 0 | 0.01557% | 0.67903 | 1.3547 | 2.027 | 2.6959 | 3.3616 | 4.0239 | 4.6829 | 5.3387 | 5.9913 | 6.6406 | 6.6406 | 6.6406 | 6.6406 | 6.6406 | 6.6406 | 6.6406 | 6.6406 | 6.6406 | 6.6406 | 6.6406 | 6.6406 | 6.6406 | 6.6406 | 6.6406
| ComRTUControllers_PSE | M_Input | PSE Business Case "QC _REVIEWED_Commercial HVAC Control_2020" | 2020 | Retro | 2022 | 2045 | PSE | Commercial | All Commercial | Electric | Per RTU Tonnage - Supply Fan VFD and Controller - RTU - Heat Pump - 1500 to 2500 Hrs | Per RTU Tonnage - Supply Fan VFD and Controller - RTU - Heat Pump - 1500 to 2500 Hrs | 150 | Supply Fan VFD and Controller - RTU - Heat Pump - 1500 to 2500 Hrs |  | 179 | 15 | 225.2 | 0 |  | 0 | 0 | 0 | 0 | 0 | 0 | 0 | 0 |  | 0 | 0 | 0 | Heat Pump | Heat Pump | RTUControllers | Heat Pump RTU Supply Fan VFD and Controller | CommVENT | 0.0141% | 14.01% | 14.01% | 88.4613 | 0.0016 | 0.7258% | 6.667% | 95% | 6.8% | 0.2% | 117.7048 | 3.7154 | 12.142 | 289.0676 | 0 | 0 | 0 | 318.2502 | 29.1826 |  | 0.1523 | 0 | 0.1523 | 10. $0.150 to $0.175 | 0 | 0 | 01. ($9,999.00) to $0.22 | 1 | 92.1611 | 91.7023 | 91.2463 | 90.7929 | 90.3423 | 89.8944 | 89.4491 | 89.0065 | 88.5665 | 88.1292 | 0 | 0 | 0 | 0 | 0 | 0 | 0 | 0 | 0 | 0 | 0 | 0 | 0 | 0 | 16496.8458 | 16414.7175 | 16333.0814 | 16251.9339 | 16171.2717 | 16091.0913 | 16011.3894 | 15932.1627 | 15853.4078 | 15775.1215 | 0 | 0 | 0 | 0 | 0 | 0 | 0 | 0 | 0 | 0 | 0 | 0 | 0 | 0 | 161331.0229 | 16496.8458 | 32911.5633 | 49244.6446 | 65496.5785 | 81667.8502 | 97758.9415 | 113770.3309 | 129702.4936 | 145555.9014 | 161331.0229 | 161331.0229 | 161331.0229 | 161331.0229 | 161331.0229 | 161331.0229 | 161331.0229 | 161331.0229 | 161331.0229 | 161331.0229 | 161331.0229 | 161331.0229 | 161331.0229 | 161331.0229 | 161331.0229 | 0 | 0 | 0 | 0 | 0 | 0 | 0 | 0 | 0 | 0 | 0 | 0 | 0 | 0 | 0 | 0 | 0 | 0 | 0 | 0 | 0 | 0 | 0 | 0 | 0 | 0 | 0 | 0 | 0 | 0 | 0 | 0 | 0 | 0 | 0 | 0 | 0 | 0 | 0 | 0 | 0 | 0 | 0 | 0 | 0 | 0 | 0 | 0 | 0 | 0 | 0 | 0 | 0 | 0 | 0 | 0 | 0 | 0 | 0 | 0 | 0 | 2.3261 | 4.6407 | 6.9437 | 9.2353 | 11.5156 | 13.7845 | 16.0422 | 18.2887 | 20.5241 | 22.7485 | 22.7485 | 22.7485 | 22.7485 | 22.7485 | 22.7485 | 22.7485 | 22.7485 | 22.7485 | 22.7485 | 22.7485 | 22.7485 | 22.7485 | 22.7485 | 22.7485 | 29330.3013 | 29184.2827 | 29039.139 | 28894.8641 | 28751.452 | 28608.8966 | 28467.192 | 28326.3321 | 28186.3112 | 28047.1233 | 0 | 0 | 0 | 0 | 0 | 0 | 0 | 0 | 0 | 0 | 0 | 0 | 0 | 0 | 286835.8943 | 0 | 0 | 0 | 0 | 0 | 0 | 0 | 0 | 0 | 0 | 0 | 0 | 0 | 0 | 0 | 0 | 0 | 0 | 0 | 0 | 0.01557% | 2.5689 | 5.1251 | 7.6685 | 10.1993 | 12.7175 | 15.2233 | 17.7166 | 20.1976 | 22.6664 | 25.1229 | 25.1229 | 25.1229 | 25.1229 | 25.1229 | 25.1229 | 25.1229 | 25.1229 | 25.1229 | 25.1229 | 25.1229 | 25.1229 | 25.1229 | 25.1229 | 25.1229
| ComRTUControllers_PSE | M_Input | PSE Business Case "QC _REVIEWED_Commercial HVAC Control_2020" | 2020 | Retro | 2022 | 2045 | PSE | Commercial | All Commercial | Electric | Per RTU Tonnage - Supply Fan VFD and Controller - RTU - Heat Pump - 2500 to 3500 Hrs | Per RTU Tonnage - Supply Fan VFD and Controller - RTU - Heat Pump - 2500 to 3500 Hrs | 150 | Supply Fan VFD and Controller - RTU - Heat Pump - 2500 to 3500 Hrs |  | 269 | 15 | 225.2 | 0 |  | 0 | 0 | 0 | 0 | 0 | 0 | 0 | 0 |  | 0 | 0 | 0 | Heat Pump | Heat Pump | RTUControllers | Heat Pump RTU Supply Fan VFD and Controller | CommVENT | 0.0141% | 14.01% | 14.01% | 88.4613 | 0.0016 | 0.5189% | 6.667% | 95% | 6.8% | 0.2% | 176.886 | 5.5835 | 18.2469 | 289.0676 | 0 | 0 | 0 | 310.2772 | 21.2096 |  | 0.098809 | 0 | 0.098809 | 07. $0.085 to $0.115 | 1 | 0 | 01. ($9,999.00) to $0.22 | 1 | 65.8925 | 65.5645 | 65.2384 | 64.9143 | 64.5921 | 64.2718 | 63.9535 | 63.637 | 63.3225 | 63.0098 | 0 | 0 | 0 | 0 | 0 | 0 | 0 | 0 | 0 | 0 | 0 | 0 | 0 | 0 | 17725.0831 | 17636.8401 | 17549.1259 | 17461.9368 | 17375.269 | 17289.119 | 17203.4831 | 17118.3577 | 17033.7393 | 16949.6244 | 0 | 0 | 0 | 0 | 0 | 0 | 0 | 0 | 0 | 0 | 0 | 0 | 0 | 0 | 173342.5786 | 17725.0831 | 35361.9232 | 52911.0492 | 70372.986 | 87748.255 | 105037.374 | 122240.8571 | 139359.2149 | 156392.9542 | 173342.5786 | 173342.5786 | 173342.5786 | 173342.5786 | 173342.5786 | 173342.5786 | 173342.5786 | 173342.5786 | 173342.5786 | 173342.5786 | 173342.5786 | 173342.5786 | 173342.5786 | 173342.5786 | 173342.5786 | 0 | 0 | 0 | 0 | 0 | 0 | 0 | 0 | 0 | 0 | 0 | 0 | 0 | 0 | 0 | 0 | 0 | 0 | 0 | 0 | 0 | 0 | 0 | 0 | 0 | 0 | 0 | 0 | 0 | 0 | 0 | 0 | 0 | 0 | 0 | 0 | 0 | 0 | 0 | 0 | 0 | 0 | 0 | 0 | 0 | 0 | 0 | 0 | 0 | 0 | 0 | 0 | 0 | 0 | 0 | 0 | 0 | 0 | 0 | 0 | 0 | 2.4993 | 4.9862 | 7.4607 | 9.9229 | 12.3729 | 14.8108 | 17.2366 | 19.6503 | 22.0522 | 24.4422 | 24.4422 | 24.4422 | 24.4422 | 24.4422 | 24.4422 | 24.4422 | 24.4422 | 24.4422 | 24.4422 | 24.4422 | 24.4422 | 24.4422 | 24.4422 | 24.4422 | 20444.9391 | 20343.1555 | 20241.9819 | 20141.4138 | 20041.4472 | 19942.0777 | 19843.3013 | 19745.1137 | 19647.5109 | 19550.4888 | 0 | 0 | 0 | 0 | 0 | 0 | 0 | 0 | 0 | 0 | 0 | 0 | 0 | 0 | 199941.4299 | 0 | 0 | 0 | 0 | 0 | 0 | 0 | 0 | 0 | 0 | 0 | 0 | 0 | 0 | 0 | 0 | 0 | 0 | 0 | 0 | 0.01557% | 2.7602 | 5.5067 | 8.2395 | 10.9587 | 13.6644 | 16.3567 | 19.0357 | 21.7014 | 24.3539 | 26.9934 | 26.9934 | 26.9934 | 26.9934 | 26.9934 | 26.9934 | 26.9934 | 26.9934 | 26.9934 | 26.9934 | 26.9934 | 26.9934 | 26.9934 | 26.9934 | 26.9934
| ComRTUControllers_PSE | M_Input | PSE Business Case "QC _REVIEWED_Commercial HVAC Control_2020" | 2020 | Retro | 2022 | 2045 | PSE | Commercial | All Commercial | Electric | Per RTU Tonnage - Supply Fan VFD and Controller - RTU - Heat Pump - 3500 to 4500 Hrs | Per RTU Tonnage - Supply Fan VFD and Controller - RTU - Heat Pump - 3500 to 4500 Hrs | 150 | Supply Fan VFD and Controller - RTU - Heat Pump - 3500 to 4500 Hrs |  | 358 | 15 | 225.2 | 0 |  | 0 | 0 | 0 | 0 | 0 | 0 | 0 | 0 |  | 0 | 0 | 0 | Heat Pump | Heat Pump | RTUControllers | Heat Pump RTU Supply Fan VFD and Controller | CommVENT | 0.0141% | 14.01% | 14.01% | 88.4613 | 0.0016 | 0.2444% | 6.667% | 95% | 6.8% | 0.2% | 235.4096 | 7.4308 | 24.284 | 289.0676 | 0 | 0 | 0 | 302.3928 | 13.3252 |  | 0.072358 | 0 | 0.072358 | 05. $0.070 to $0.077 | 1 | 0 | 01. ($9,999.00) to $0.22 | 1 | 31.0402 | 30.8856 | 30.732 | 30.5793 | 30.4276 | 30.2767 | 30.1267 | 29.9777 | 29.8295 | 29.6822 | 0 | 0 | 0 | 0 | 0 | 0 | 0 | 0 | 0 | 0 | 0 | 0 | 0 | 0 | 11112.3768 | 11057.0547 | 11002.064 | 10947.4026 | 10893.068 | 10839.058 | 10785.3704 | 10732.0028 | 10678.953 | 10626.2189 | 0 | 0 | 0 | 0 | 0 | 0 | 0 | 0 | 0 | 0 | 0 | 0 | 0 | 0 | 108673.5692 | 11112.3768 | 22169.4314 | 33171.4955 | 44118.8981 | 55011.9661 | 65851.0242 | 76636.3945 | 87368.3973 | 98047.3503 | 108673.5692 | 108673.5692 | 108673.5692 | 108673.5692 | 108673.5692 | 108673.5692 | 108673.5692 | 108673.5692 | 108673.5692 | 108673.5692 | 108673.5692 | 108673.5692 | 108673.5692 | 108673.5692 | 108673.5692 | 0 | 0 | 0 | 0 | 0 | 0 | 0 | 0 | 0 | 0 | 0 | 0 | 0 | 0 | 0 | 0 | 0 | 0 | 0 | 0 | 0 | 0 | 0 | 0 | 0 | 0 | 0 | 0 | 0 | 0 | 0 | 0 | 0 | 0 | 0 | 0 | 0 | 0 | 0 | 0 | 0 | 0 | 0 | 0 | 0 | 0 | 0 | 0 | 0 | 0 | 0 | 0 | 0 | 0 | 0 | 0 | 0 | 0 | 0 | 0 | 0 | 1.5669 | 3.126 | 4.6773 | 6.221 | 7.757 | 9.2853 | 10.8061 | 12.3194 | 13.8252 | 15.3235 | 15.3235 | 15.3235 | 15.3235 | 15.3235 | 15.3235 | 15.3235 | 15.3235 | 15.3235 | 15.3235 | 15.3235 | 15.3235 | 15.3235 | 15.3235 | 15.3235 | 9386.3192 | 9339.5902 | 9293.1411 | 9246.9701 | 9201.0752 | 9155.4544 | 9110.1059 | 9065.0278 | 9020.2181 | 8975.675 | 0 | 0 | 0 | 0 | 0 | 0 | 0 | 0 | 0 | 0 | 0 | 0 | 0 | 0 | 91793.5769 | 0 | 0 | 0 | 0 | 0 | 0 | 0 | 0 | 0 | 0 | 0 | 0 | 0 | 0 | 0 | 0 | 0 | 0 | 0 | 0 | 0.01557% | 1.7305 | 3.4523 | 5.1656 | 6.8703 | 8.5666 | 10.2545 | 11.934 | 13.6052 | 15.2682 | 16.923 | 16.923 | 16.923 | 16.923 | 16.923 | 16.923 | 16.923 | 16.923 | 16.923 | 16.923 | 16.923 | 16.923 | 16.923 | 16.923 | 16.923
| ComRTUControllers_PSE | M_Input | PSE Business Case "QC _REVIEWED_Commercial HVAC Control_2020" | 2020 | Retro | 2022 | 2045 | PSE | Commercial | All Commercial | Electric | Per RTU Tonnage - Supply Fan VFD and Controller - RTU - Heat Pump - 4500 to 5500 Hrs | Per RTU Tonnage - Supply Fan VFD and Controller - RTU - Heat Pump - 4500 to 5500 Hrs | 150 | Supply Fan VFD and Controller - RTU - Heat Pump - 4500 to 5500 Hrs |  | 448 | 15 | 225.2 | 0 |  | 0 | 0 | 0 | 0 | 0 | 0 | 0 | 0 |  | 0 | 0 | 0 | Heat Pump | Heat Pump | RTUControllers | Heat Pump RTU Supply Fan VFD and Controller | CommVENT | 0.0141% | 14.01% | 14.01% | 88.4613 | 0.0016 | 0.02209% | 6.667% | 95% | 6.8% | 0.2% | 294.5908 | 9.2988 | 30.389 | 289.0676 | 0 | 0 | 0 | 294.4198 | 5.3522 |  | 0.056297 | 0 | 0.056297 | 03. $0.055 to $0.062 | 1 | 0 | 01. ($9,999.00) to $0.22 | 1 | 2.8045 | 2.7906 | 2.7767 | 2.7629 | 2.7492 | 2.7356 | 2.722 | 2.7085 | 2.6951 | 2.6818 | 0 | 0 | 0 | 0 | 0 | 0 | 0 | 0 | 0 | 0 | 0 | 0 | 0 | 0 | 1256.43 | 1250.175 | 1243.9574 | 1237.7771 | 1231.6337 | 1225.527 | 1219.4568 | 1213.4227 | 1207.4246 | 1201.4622 | 0 | 0 | 0 | 0 | 0 | 0 | 0 | 0 | 0 | 0 | 0 | 0 | 0 | 0 | 12287.2667 | 1256.43 | 2506.605 | 3750.5625 | 4988.3396 | 6219.9733 | 7445.5003 | 8664.9571 | 9878.3798 | 11085.8045 | 12287.2667 | 12287.2667 | 12287.2667 | 12287.2667 | 12287.2667 | 12287.2667 | 12287.2667 | 12287.2667 | 12287.2667 | 12287.2667 | 12287.2667 | 12287.2667 | 12287.2667 | 12287.2667 | 12287.2667 | 0 | 0 | 0 | 0 | 0 | 0 | 0 | 0 | 0 | 0 | 0 | 0 | 0 | 0 | 0 | 0 | 0 | 0 | 0 | 0 | 0 | 0 | 0 | 0 | 0 | 0 | 0 | 0 | 0 | 0 | 0 | 0 | 0 | 0 | 0 | 0 | 0 | 0 | 0 | 0 | 0 | 0 | 0 | 0 | 0 | 0 | 0 | 0 | 0 | 0 | 0 | 0 | 0 | 0 | 0 | 0 | 0 | 0 | 0 | 0 | 0 | 0.17716 | 0.35344 | 0.52885 | 0.70338 | 0.87705 | 1.0499 | 1.2218 | 1.3929 | 1.5632 | 1.7326 | 1.7326 | 1.7326 | 1.7326 | 1.7326 | 1.7326 | 1.7326 | 1.7326 | 1.7326 | 1.7326 | 1.7326 | 1.7326 | 1.7326 | 1.7326 | 1.7326 | 825.7094 | 821.5987 | 817.5126 | 813.451 | 809.4136 | 805.4004 | 801.4111 | 797.4456 | 793.5037 | 789.5853 | 0 | 0 | 0 | 0 | 0 | 0 | 0 | 0 | 0 | 0 | 0 | 0 | 0 | 0 | 8075.0315 | 0 | 0 | 0 | 0 | 0 | 0 | 0 | 0 | 0 | 0 | 0 | 0 | 0 | 0 | 0 | 0 | 0 | 0 | 0 | 0 | 0.01557% | 0.19565 | 0.39034 | 0.58405 | 0.7768 | 0.96859 | 1.1594 | 1.3493 | 1.5383 | 1.7263 | 1.9134 | 1.9134 | 1.9134 | 1.9134 | 1.9134 | 1.9134 | 1.9134 | 1.9134 | 1.9134 | 1.9134 | 1.9134 | 1.9134 | 1.9134 | 1.9134 | 1.9134
| ComRTUControllers_PSE | M_Input | PSE Business Case "QC _REVIEWED_Commercial HVAC Control_2020" | 2020 | Retro | 2022 | 2045 | PSE | Commercial | All Commercial | Electric | Per RTU Tonnage - Supply Fan VFD and Controller - RTU - Heat Pump - 5500 to 6500 Hrs | Per RTU Tonnage - Supply Fan VFD and Controller - RTU - Heat Pump - 5500 to 6500 Hrs | 150 | Supply Fan VFD and Controller - RTU - Heat Pump - 5500 to 6500 Hrs |  | 538 | 15 | 225.2 | 0 |  | 0 | 0 | 0 | 0 | 0 | 0 | 0 | 0 |  | 0 | 0 | 0 | Heat Pump | Heat Pump | RTUControllers | Heat Pump RTU Supply Fan VFD and Controller | CommVENT | 0.0141% | 14.01% | 14.01% | 88.4613 | 0.0016 | 0.3655% | 6.667% | 95% | 6.8% | 0.2% | 353.772 | 11.1669 | 36.4939 | 289.0676 | 0 | 0 | 0 | 286.4468 | -2.6208 |  | 0.04561 | 0 | 0.04561 | 02. $0.028 to $0.055 | 1 | 0 | 01. ($9,999.00) to $0.22 | 1 | 46.4071 | 46.176 | 45.9464 | 45.7181 | 45.4912 | 45.2656 | 45.0414 | 44.8186 | 44.597 | 44.3768 | 0 | 0 | 0 | 0 | 0 | 0 | 0 | 0 | 0 | 0 | 0 | 0 | 0 | 0 | 24966.9995 | 24842.7033 | 24719.1518 | 24596.3399 | 24474.2624 | 24352.9141 | 24232.2901 | 24112.3851 | 23993.1943 | 23874.7126 | 0 | 0 | 0 | 0 | 0 | 0 | 0 | 0 | 0 | 0 | 0 | 0 | 0 | 0 | 244164.953 | 24966.9995 | 49809.7028 | 74528.8546 | 99125.1945 | 123599.4568 | 147952.371 | 172184.661 | 196297.0462 | 220290.2404 | 244164.953 | 244164.953 | 244164.953 | 244164.953 | 244164.953 | 244164.953 | 244164.953 | 244164.953 | 244164.953 | 244164.953 | 244164.953 | 244164.953 | 244164.953 | 244164.953 | 244164.953 | 0 | 0 | 0 | 0 | 0 | 0 | 0 | 0 | 0 | 0 | 0 | 0 | 0 | 0 | 0 | 0 | 0 | 0 | 0 | 0 | 0 | 0 | 0 | 0 | 0 | 0 | 0 | 0 | 0 | 0 | 0 | 0 | 0 | 0 | 0 | 0 | 0 | 0 | 0 | 0 | 0 | 0 | 0 | 0 | 0 | 0 | 0 | 0 | 0 | 0 | 0 | 0 | 0 | 0 | 0 | 0 | 0 | 0 | 0 | 0 | 0 | 3.5205 | 7.0234 | 10.5089 | 13.9771 | 17.4281 | 20.862 | 24.2789 | 27.6788 | 31.062 | 34.4285 | 34.4285 | 34.4285 | 34.4285 | 34.4285 | 34.4285 | 34.4285 | 34.4285 | 34.4285 | 34.4285 | 34.4285 | 34.4285 | 34.4285 | 34.4285 | 34.4285 | 13293.1528 | 13226.9739 | 13161.1915 | 13095.8029 | 13030.8053 | 12966.196 | 12901.9722 | 12838.1314 | 12774.6707 | 12711.5876 | 0 | 0 | 0 | 0 | 0 | 0 | 0 | 0 | 0 | 0 | 0 | 0 | 0 | 0 | 130000.4844 | 0 | 0 | 0 | 0 | 0 | 0 | 0 | 0 | 0 | 0 | 0 | 0 | 0 | 0 | 0 | 0 | 0 | 0 | 0 | 0 | 0.01557% | 3.8879 | 7.7565 | 11.6058 | 15.4361 | 19.2473 | 23.0396 | 26.8131 | 30.5679 | 34.3042 | 38.022 | 38.022 | 38.022 | 38.022 | 38.022 | 38.022 | 38.022 | 38.022 | 38.022 | 38.022 | 38.022 | 38.022 | 38.022 | 38.022 | 38.022
| ComRTUControllers_PSE | M_Input | PSE Business Case "QC _REVIEWED_Commercial HVAC Control_2020" | 2020 | Retro | 2022 | 2045 | PSE | Commercial | All Commercial | Electric | Per RTU Tonnage - Supply Fan VFD and Controller - RTU - Heat Pump - 6500 to 7500 Hrs | Per RTU Tonnage - Supply Fan VFD and Controller - RTU - Heat Pump - 6500 to 7500 Hrs | 150 | Supply Fan VFD and Controller - RTU - Heat Pump - 6500 to 7500 Hrs |  | 627 | 15 | 225.2 | 0 |  | 0 | 0 | 0 | 0 | 0 | 0 | 0 | 0 |  | 0 | 0 | 0 | Heat Pump | Heat Pump | RTUControllers | Heat Pump RTU Supply Fan VFD and Controller | CommVENT | 0.0141% | 14.01% | 14.01% | 88.4613 | 0.0016 | 0.1631% | 6.667% | 95% | 6.8% | 0.2% | 412.2956 | 13.0142 | 42.531 | 289.0676 | 0 | 0 | 0 | 278.5624 | -10.5052 |  | 0.038059 | 0 | 0.038059 | 02. $0.028 to $0.055 | 1 | 0 | 01. ($9,999.00) to $0.22 | 1 | 20.7153 | 20.6122 | 20.5097 | 20.4078 | 20.3065 | 20.2058 | 20.1057 | 20.0062 | 19.9073 | 19.809 | 0 | 0 | 0 | 0 | 0 | 0 | 0 | 0 | 0 | 0 | 0 | 0 | 0 | 0 | 12988.4937 | 12923.8315 | 12859.5568 | 12795.6668 | 12732.1588 | 12669.0303 | 12606.2784 | 12543.9007 | 12481.8945 | 12420.2572 | 0 | 0 | 0 | 0 | 0 | 0 | 0 | 0 | 0 | 0 | 0 | 0 | 0 | 0 | 127021.0688 | 12988.4937 | 25912.3253 | 38771.8821 | 51567.5489 | 64299.7077 | 76968.738 | 89575.0164 | 102118.9171 | 114600.8116 | 127021.0688 | 127021.0688 | 127021.0688 | 127021.0688 | 127021.0688 | 127021.0688 | 127021.0688 | 127021.0688 | 127021.0688 | 127021.0688 | 127021.0688 | 127021.0688 | 127021.0688 | 127021.0688 | 127021.0688 | 0 | 0 | 0 | 0 | 0 | 0 | 0 | 0 | 0 | 0 | 0 | 0 | 0 | 0 | 0 | 0 | 0 | 0 | 0 | 0 | 0 | 0 | 0 | 0 | 0 | 0 | 0 | 0 | 0 | 0 | 0 | 0 | 0 | 0 | 0 | 0 | 0 | 0 | 0 | 0 | 0 | 0 | 0 | 0 | 0 | 0 | 0 | 0 | 0 | 0 | 0 | 0 | 0 | 0 | 0 | 0 | 0 | 0 | 0 | 0 | 0 | 1.8314 | 3.6538 | 5.467 | 7.2713 | 9.0666 | 10.853 | 12.6305 | 14.3993 | 16.1593 | 17.9106 | 17.9106 | 17.9106 | 17.9106 | 17.9106 | 17.9106 | 17.9106 | 17.9106 | 17.9106 | 17.9106 | 17.9106 | 17.9106 | 17.9106 | 17.9106 | 17.9106 | 5770.503 | 5741.775 | 5713.2192 | 5684.8342 | 5656.619 | 5628.5724 | 5600.6931 | 5572.9801 | 5545.4321 | 5518.048 | 0 | 0 | 0 | 0 | 0 | 0 | 0 | 0 | 0 | 0 | 0 | 0 | 0 | 0 | 56432.6762 | 0 | 0 | 0 | 0 | 0 | 0 | 0 | 0 | 0 | 0 | 0 | 0 | 0 | 0 | 0 | 0 | 0 | 0 | 0 | 0 | 0.01557% | 2.0226 | 4.0351 | 6.0377 | 8.0302 | 10.0129 | 11.9858 | 13.9489 | 15.9022 | 17.846 | 19.7801 | 19.7801 | 19.7801 | 19.7801 | 19.7801 | 19.7801 | 19.7801 | 19.7801 | 19.7801 | 19.7801 | 19.7801 | 19.7801 | 19.7801 | 19.7801 | 19.7801
| ComRTUControllers_PSE | M_Input | PSE Business Case "QC _REVIEWED_Commercial HVAC Control_2020" | 2020 | Retro | 2022 | 2045 | PSE | Commercial | All Commercial | Electric | Per RTU Tonnage - Supply Fan VFD and Controller - RTU - Heat Pump - 7500 to 8760 Hrs | Per RTU Tonnage - Supply Fan VFD and Controller - RTU - Heat Pump - 7500 to 8760 Hrs | 150 | Supply Fan VFD and Controller - RTU - Heat Pump - 7500 to 8760 Hrs |  | 729 | 15 | 225.2 | 0 |  | 0 | 0 | 0 | 0 | 0 | 0 | 0 | 0 |  | 0 | 0 | 0 | Heat Pump | Heat Pump | RTUControllers | Heat Pump RTU Supply Fan VFD and Controller | CommVENT | 0.0141% | 14.01% | 14.01% | 88.4613 | 0.0016 | 1.684% | 6.667% | 95% | 6.8% | 0.2% | 479.3676 | 15.1314 | 49.4499 | 289.0676 | 0 | 0 | 0 | 269.5263 | -19.5413 |  | 0.031672 | 0 | 0.031672 | 02. $0.028 to $0.055 | 1 | 0 | 01. ($9,999.00) to $0.22 | 1 | 213.7919 | 212.7276 | 211.6696 | 210.618 | 209.5726 | 208.5335 | 207.5006 | 206.4739 | 205.4533 | 204.4387 | 0 | 0 | 0 | 0 | 0 | 0 | 0 | 0 | 0 | 0 | 0 | 0 | 0 | 0 | 155854.3165 | 155078.4078 | 154307.1485 | 153540.5059 | 152778.4477 | 152020.9419 | 151267.9567 | 150519.4606 | 149775.4221 | 149035.8104 | 0 | 0 | 0 | 0 | 0 | 0 | 0 | 0 | 0 | 0 | 0 | 0 | 0 | 0 | 1524178.418 | 155854.3165 | 310932.7243 | 465239.8728 | 618780.3786 | 771558.8263 | 923579.7682 | 1074847.7249 | 1225367.1854 | 1375142.6076 | 1524178.418 | 1524178.418 | 1524178.418 | 1524178.418 | 1524178.418 | 1524178.418 | 1524178.418 | 1524178.418 | 1524178.418 | 1524178.418 | 1524178.418 | 1524178.418 | 1524178.418 | 1524178.418 | 1524178.418 | 0 | 0 | 0 | 0 | 0 | 0 | 0 | 0 | 0 | 0 | 0 | 0 | 0 | 0 | 0 | 0 | 0 | 0 | 0 | 0 | 0 | 0 | 0 | 0 | 0 | 0 | 0 | 0 | 0 | 0 | 0 | 0 | 0 | 0 | 0 | 0 | 0 | 0 | 0 | 0 | 0 | 0 | 0 | 0 | 0 | 0 | 0 | 0 | 0 | 0 | 0 | 0 | 0 | 0 | 0 | 0 | 0 | 0 | 0 | 0 | 0 | 21.9762 | 43.843 | 65.6011 | 87.2511 | 108.7936 | 130.2293 | 151.5588 | 172.7828 | 193.9019 | 214.9166 | 214.9166 | 214.9166 | 214.9166 | 214.9166 | 214.9166 | 214.9166 | 214.9166 | 214.9166 | 214.9166 | 214.9166 | 214.9166 | 214.9166 | 214.9166 | 214.9166 | 57622.5455 | 57335.6761 | 57050.5257 | 56767.0822 | 56485.3336 | 56205.2681 | 55926.874 | 55650.1396 | 55375.0533 | 55101.6036 | 0 | 0 | 0 | 0 | 0 | 0 | 0 | 0 | 0 | 0 | 0 | 0 | 0 | 0 | 563520.1017 | 0 | 0 | 0 | 0 | 0 | 0 | 0 | 0 | 0 | 0 | 0 | 0 | 0 | 0 | 0 | 0 | 0 | 0 | 0 | 0 | 0.01557% | 24.2701 | 48.4193 | 72.4484 | 96.3582 | 120.1493 | 143.8224 | 167.3783 | 190.8176 | 214.141 | 237.3493 | 237.3493 | 237.3493 | 237.3493 | 237.3493 | 237.3493 | 237.3493 | 237.3493 | 237.3493 | 237.3493 | 237.3493 | 237.3493 | 237.3493 | 237.3493 | 237.3493
| ComRTUControllers_PSE | M_Input | PSE Business Case "QC _REVIEWED_Commercial HVAC Control_2020" | 2020 | Retro | 2022 | 2045 | PSE | Commercial | All Commercial | Electric | Per RTU Tonnage - Supply Fan VFD and Controller - RTU - Gas Pack - 500 to 1500 Hrs | Per RTU Tonnage - Supply Fan VFD and Controller - RTU - Gas Pack - 500 to 1500 Hrs | 150 | Supply Fan VFD and Controller - RTU - Gas Pack - 500 to 1500 Hrs |  | 106 | 15 | 225.2 | 0 |  | 0 | 0 | 0 | 0 | 0 | 0 | 0 | 0 |  | 0 | 0 | 0 | Cooling | Cooling | RTUControllers | Cooling RTU Supply Fan VFD and Controller | CommVENT | 0.0141% | 20.86% | 20.86% | 88.4613 | 0.0016 | 1.555% | 6.667% | 95% | 6.8% | 0.2% | 69.7023 | 2.2002 | 7.1902 | 289.0676 | 0 | 0 | 0 | 324.7172 | 35.6496 |  | 0.26242 | 0 | 0.26242 | 13. $0.225 to $99,999.000 | 0 | 0 | 01. ($9,999.00) to $0.22 | 1 | 293.9953 | 292.5316 | 291.0768 | 289.6306 | 288.1931 | 286.7642 | 285.3438 | 283.9319 | 282.5284 | 281.1332 | 0 | 0 | 0 | 0 | 0 | 0 | 0 | 0 | 0 | 0 | 0 | 0 | 0 | 0 | 31163.4995 | 31008.3545 | 30854.139 | 30700.8467 | 30548.4711 | 30397.0057 | 30246.4443 | 30096.7804 | 29948.0079 | 29800.1205 | 0 | 0 | 0 | 0 | 0 | 0 | 0 | 0 | 0 | 0 | 0 | 0 | 0 | 0 | 304763.6696 | 31163.4995 | 62171.854 | 93025.993 | 123726.8397 | 154275.3108 | 184672.3165 | 214918.7608 | 245015.5412 | 274963.5491 | 304763.6696 | 304763.6696 | 304763.6696 | 304763.6696 | 304763.6696 | 304763.6696 | 304763.6696 | 304763.6696 | 304763.6696 | 304763.6696 | 304763.6696 | 304763.6696 | 304763.6696 | 304763.6696 | 304763.6696 | 0 | 0 | 0 | 0 | 0 | 0 | 0 | 0 | 0 | 0 | 0 | 0 | 0 | 0 | 0 | 0 | 0 | 0 | 0 | 0 | 0 | 0 | 0 | 0 | 0 | 0 | 0 | 0 | 0 | 0 | 0 | 0 | 0 | 0 | 0 | 0 | 0 | 0 | 0 | 0 | 0 | 0 | 0 | 0 | 0 | 0 | 0 | 0 | 0 | 0 | 0 | 0 | 0 | 0 | 0 | 0 | 0 | 0 | 0 | 0 | 0 | 4.3942 | 8.7665 | 13.1171 | 17.4461 | 21.7536 | 26.0397 | 30.3046 | 34.5484 | 38.7712 | 42.9732 | 42.9732 | 42.9732 | 42.9732 | 42.9732 | 42.9732 | 42.9732 | 42.9732 | 42.9732 | 42.9732 | 42.9732 | 42.9732 | 42.9732 | 42.9732 | 42.9732 | 95465.3104 | 94990.0438 | 94517.6249 | 94048.034 | 93581.2512 | 93117.2568 | 92656.0314 | 92197.5557 | 91741.8105 | 91288.7768 | 0 | 0 | 0 | 0 | 0 | 0 | 0 | 0 | 0 | 0 | 0 | 0 | 0 | 0 | 933603.6955 | 0 | 0 | 0 | 0 | 0 | 0 | 0 | 0 | 0 | 0 | 0 | 0 | 0 | 0 | 0 | 0 | 0 | 0 | 0 | 0 | 0.01557% | 4.8529 | 9.6816 | 14.4863 | 19.2671 | 24.0242 | 28.7577 | 33.4677 | 38.1545 | 42.8181 | 47.4586 | 47.4586 | 47.4586 | 47.4586 | 47.4586 | 47.4586 | 47.4586 | 47.4586 | 47.4586 | 47.4586 | 47.4586 | 47.4586 | 47.4586 | 47.4586 | 47.4586
| ComRTUControllers_PSE | M_Input | PSE Business Case "QC _REVIEWED_Commercial HVAC Control_2020" | 2020 | Retro | 2022 | 2045 | PSE | Commercial | All Commercial | Electric | Per RTU Tonnage - Supply Fan VFD and Controller - RTU - Gas Pack - 1500 to 2500 Hrs | Per RTU Tonnage - Supply Fan VFD and Controller - RTU - Gas Pack - 1500 to 2500 Hrs | 150 | Supply Fan VFD and Controller - RTU - Gas Pack - 1500 to 2500 Hrs |  | 213 | 15 | 225.2 | 0 |  | 0 | 0 | 0 | 0 | 0 | 0 | 0 | 0 |  | 0 | 0 | 0 | Cooling | Cooling | RTUControllers | Cooling RTU Supply Fan VFD and Controller | CommVENT | 0.0141% | 20.86% | 20.86% | 88.4613 | 0.0016 | 2.958% | 6.667% | 95% | 6.8% | 0.2% | 140.0621 | 4.4211 | 14.4483 | 289.0676 | 0 | 0 | 0 | 315.2381 | 26.1706 |  | 0.12678 | 0 | 0.12678 | 08. $0.115 to $0.130 | 1 | 0 | 01. ($9,999.00) to $0.22 | 1 | 559.2332 | 556.4491 | 553.6817 | 550.9309 | 548.1965 | 545.4784 | 542.7766 | 540.0908 | 537.4211 | 534.7672 | 0 | 0 | 0 | 0 | 0 | 0 | 0 | 0 | 0 | 0 | 0 | 0 | 0 | 0 | 119116.6814 | 118523.6682 | 117934.2084 | 117348.2771 | 116765.8496 | 116186.9014 | 115611.4082 | 115039.3459 | 114470.6906 | 113905.4185 | 0 | 0 | 0 | 0 | 0 | 0 | 0 | 0 | 0 | 0 | 0 | 0 | 0 | 0 | 1164902.4495 | 119116.6814 | 237640.3496 | 355574.558 | 472922.8352 | 589688.6848 | 705875.5862 | 821486.9944 | 936526.3403 | 1050997.031 | 1164902.4495 | 1164902.4495 | 1164902.4495 | 1164902.4495 | 1164902.4495 | 1164902.4495 | 1164902.4495 | 1164902.4495 | 1164902.4495 | 1164902.4495 | 1164902.4495 | 1164902.4495 | 1164902.4495 | 1164902.4495 | 1164902.4495 | 0 | 0 | 0 | 0 | 0 | 0 | 0 | 0 | 0 | 0 | 0 | 0 | 0 | 0 | 0 | 0 | 0 | 0 | 0 | 0 | 0 | 0 | 0 | 0 | 0 | 0 | 0 | 0 | 0 | 0 | 0 | 0 | 0 | 0 | 0 | 0 | 0 | 0 | 0 | 0 | 0 | 0 | 0 | 0 | 0 | 0 | 0 | 0 | 0 | 0 | 0 | 0 | 0 | 0 | 0 | 0 | 0 | 0 | 0 | 0 | 0 | 16.796 | 33.5085 | 50.1378 | 66.6844 | 83.149 | 99.5319 | 115.8337 | 132.0548 | 148.1957 | 164.257 | 164.257 | 164.257 | 164.257 | 164.257 | 164.257 | 164.257 | 164.257 | 164.257 | 164.257 | 164.257 | 164.257 | 164.257 | 164.257 | 164.257 | 176291.6517 | 175413.9973 | 174541.602 | 173674.4287 | 172812.4411 | 171955.6028 | 171103.8779 | 170257.2307 | 169415.6258 | 168579.028 | 0 | 0 | 0 | 0 | 0 | 0 | 0 | 0 | 0 | 0 | 0 | 0 | 0 | 0 | 1724045.486 | 0 | 0 | 0 | 0 | 0 | 0 | 0 | 0 | 0 | 0 | 0 | 0 | 0 | 0 | 0 | 0 | 0 | 0 | 0 | 0 | 0.01557% | 18.5492 | 37.006 | 55.3711 | 73.6449 | 91.828 | 109.9209 | 127.9242 | 145.8385 | 163.6642 | 181.4019 | 181.4019 | 181.4019 | 181.4019 | 181.4019 | 181.4019 | 181.4019 | 181.4019 | 181.4019 | 181.4019 | 181.4019 | 181.4019 | 181.4019 | 181.4019 | 181.4019
| ComRTUControllers_PSE | M_Input | PSE Business Case "QC _REVIEWED_Commercial HVAC Control_2020" | 2020 | Retro | 2022 | 2045 | PSE | Commercial | All Commercial | Electric | Per RTU Tonnage - Supply Fan VFD and Controller - RTU - Gas Pack - 2500 to 3500 Hrs | Per RTU Tonnage - Supply Fan VFD and Controller - RTU - Gas Pack - 2500 to 3500 Hrs | 150 | Supply Fan VFD and Controller - RTU - Gas Pack - 2500 to 3500 Hrs |  | 319 | 15 | 225.2 | 0 |  | 0 | 0 | 0 | 0 | 0 | 0 | 0 | 0 |  | 0 | 0 | 0 | Cooling | Cooling | RTUControllers | Cooling RTU Supply Fan VFD and Controller | CommVENT | 0.0141% | 20.86% | 20.86% | 88.4613 | 0.0016 | 2.115% | 6.667% | 95% | 6.8% | 0.2% | 209.7644 | 6.6213 | 21.6386 | 289.0676 | 0 | 0 | 0 | 305.8477 | 16.7802 |  | 0.082132 | 0 | 0.082132 | 06. $0.077 to $0.085 | 1 | 0 | 01. ($9,999.00) to $0.22 | 1 | 399.8353 | 397.8447 | 395.8661 | 393.8993 | 391.9443 | 390.001 | 388.0692 | 386.149 | 384.2402 | 382.3428 | 0 | 0 | 0 | 0 | 0 | 0 | 0 | 0 | 0 | 0 | 0 | 0 | 0 | 0 | 127547.4503 | 126912.4652 | 126281.2849 | 125653.8829 | 125030.2327 | 124410.3081 | 123794.083 | 123181.5316 | 122572.6284 | 121967.3478 | 0 | 0 | 0 | 0 | 0 | 0 | 0 | 0 | 0 | 0 | 0 | 0 | 0 | 0 | 1247351.2149 | 127547.4503 | 254459.9155 | 380741.2004 | 506395.0833 | 631425.3161 | 755835.6242 | 879629.7072 | 1002811.2388 | 1125383.8671 | 1247351.2149 | 1247351.2149 | 1247351.2149 | 1247351.2149 | 1247351.2149 | 1247351.2149 | 1247351.2149 | 1247351.2149 | 1247351.2149 | 1247351.2149 | 1247351.2149 | 1247351.2149 | 1247351.2149 | 1247351.2149 | 1247351.2149 | 0 | 0 | 0 | 0 | 0 | 0 | 0 | 0 | 0 | 0 | 0 | 0 | 0 | 0 | 0 | 0 | 0 | 0 | 0 | 0 | 0 | 0 | 0 | 0 | 0 | 0 | 0 | 0 | 0 | 0 | 0 | 0 | 0 | 0 | 0 | 0 | 0 | 0 | 0 | 0 | 0 | 0 | 0 | 0 | 0 | 0 | 0 | 0 | 0 | 0 | 0 | 0 | 0 | 0 | 0 | 0 | 0 | 0 | 0 | 0 | 0 | 17.9848 | 35.8801 | 53.6864 | 71.4042 | 89.0341 | 106.5765 | 124.0321 | 141.4013 | 158.6846 | 175.8826 | 175.8826 | 175.8826 | 175.8826 | 175.8826 | 175.8826 | 175.8826 | 175.8826 | 175.8826 | 175.8826 | 175.8826 | 175.8826 | 175.8826 | 175.8826 | 175.8826 | 122288.7073 | 121679.9024 | 121074.7456 | 120473.2112 | 119875.2739 | 119280.9085 | 118690.0902 | 118102.7941 | 117518.9958 | 116938.6707 | 0 | 0 | 0 | 0 | 0 | 0 | 0 | 0 | 0 | 0 | 0 | 0 | 0 | 0 | 1195923.2996 | 0 | 0 | 0 | 0 | 0 | 0 | 0 | 0 | 0 | 0 | 0 | 0 | 0 | 0 | 0 | 0 | 0 | 0 | 0 | 0 | 0.01557% | 19.862 | 39.6252 | 59.2901 | 78.8573 | 98.3273 | 117.7008 | 136.9784 | 156.1606 | 175.2479 | 194.241 | 194.241 | 194.241 | 194.241 | 194.241 | 194.241 | 194.241 | 194.241 | 194.241 | 194.241 | 194.241 | 194.241 | 194.241 | 194.241 | 194.241
| ComRTUControllers_PSE | M_Input | PSE Business Case "QC _REVIEWED_Commercial HVAC Control_2020" | 2020 | Retro | 2022 | 2045 | PSE | Commercial | All Commercial | Electric | Per RTU Tonnage - Supply Fan VFD and Controller - RTU - Gas Pack - 3500 to 4500 Hrs | Per RTU Tonnage - Supply Fan VFD and Controller - RTU - Gas Pack - 3500 to 4500 Hrs | 150 | Supply Fan VFD and Controller - RTU - Gas Pack - 3500 to 4500 Hrs |  | 426 | 15 | 225.2 | 0 |  | 0 | 0 | 0 | 0 | 0 | 0 | 0 | 0 |  | 0 | 0 | 0 | Cooling | Cooling | RTUControllers | Cooling RTU Supply Fan VFD and Controller | CommVENT | 0.0141% | 20.86% | 20.86% | 88.4613 | 0.0016 | 0.9962% | 6.667% | 95% | 6.8% | 0.2% | 280.1243 | 8.8422 | 28.8966 | 289.0676 | 0 | 0 | 0 | 296.3687 | 7.3011 |  | 0.059597 | 0 | 0.059597 | 03. $0.055 to $0.062 | 1 | 0 | 01. ($9,999.00) to $0.22 | 1 | 188.3515 | 187.4138 | 186.4817 | 185.5552 | 184.6343 | 183.7188 | 182.8088 | 181.9043 | 181.0051 | 180.1112 | 0 | 0 | 0 | 0 | 0 | 0 | 0 | 0 | 0 | 0 | 0 | 0 | 0 | 0 | 80237.7291 | 79838.2718 | 79441.2081 | 79046.5211 | 78654.1944 | 78264.2113 | 77876.5556 | 77491.2109 | 77108.1612 | 76727.3904 | 0 | 0 | 0 | 0 | 0 | 0 | 0 | 0 | 0 | 0 | 0 | 0 | 0 | 0 | 784685.4538 | 80237.7291 | 160076.0009 | 239517.209 | 318563.7301 | 397217.9245 | 475482.1358 | 553358.6914 | 630849.9023 | 707958.0634 | 784685.4538 | 784685.4538 | 784685.4538 | 784685.4538 | 784685.4538 | 784685.4538 | 784685.4538 | 784685.4538 | 784685.4538 | 784685.4538 | 784685.4538 | 784685.4538 | 784685.4538 | 784685.4538 | 784685.4538 | 0 | 0 | 0 | 0 | 0 | 0 | 0 | 0 | 0 | 0 | 0 | 0 | 0 | 0 | 0 | 0 | 0 | 0 | 0 | 0 | 0 | 0 | 0 | 0 | 0 | 0 | 0 | 0 | 0 | 0 | 0 | 0 | 0 | 0 | 0 | 0 | 0 | 0 | 0 | 0 | 0 | 0 | 0 | 0 | 0 | 0 | 0 | 0 | 0 | 0 | 0 | 0 | 0 | 0 | 0 | 0 | 0 | 0 | 0 | 0 | 0 | 11.3139 | 22.5715 | 33.7731 | 44.919 | 56.0097 | 67.0453 | 78.0263 | 88.9529 | 99.8256 | 110.6445 | 110.6445 | 110.6445 | 110.6445 | 110.6445 | 110.6445 | 110.6445 | 110.6445 | 110.6445 | 110.6445 | 110.6445 | 110.6445 | 110.6445 | 110.6445 | 110.6445 | 55821.4855 | 55543.5826 | 55267.3449 | 54992.7607 | 54719.8185 | 54448.5068 | 54178.8142 | 53910.7295 | 53644.2413 | 53379.3386 | 0 | 0 | 0 | 0 | 0 | 0 | 0 | 0 | 0 | 0 | 0 | 0 | 0 | 0 | 545906.6226 | 0 | 0 | 0 | 0 | 0 | 0 | 0 | 0 | 0 | 0 | 0 | 0 | 0 | 0 | 0 | 0 | 0 | 0 | 0 | 0 | 0.01557% | 12.4948 | 24.9275 | 37.2983 | 49.6076 | 61.8559 | 74.0434 | 86.1706 | 98.2377 | 110.2452 | 122.1934 | 122.1934 | 122.1934 | 122.1934 | 122.1934 | 122.1934 | 122.1934 | 122.1934 | 122.1934 | 122.1934 | 122.1934 | 122.1934 | 122.1934 | 122.1934 | 122.1934
| ComRTUControllers_PSE | M_Input | PSE Business Case "QC _REVIEWED_Commercial HVAC Control_2020" | 2020 | Retro | 2022 | 2045 | PSE | Commercial | All Commercial | Electric | Per RTU Tonnage - Supply Fan VFD and Controller - RTU - Gas Pack - 4500 to 5500 Hrs | Per RTU Tonnage - Supply Fan VFD and Controller - RTU - Gas Pack - 4500 to 5500 Hrs | 150 | Supply Fan VFD and Controller - RTU - Gas Pack - 4500 to 5500 Hrs |  | 532 | 15 | 225.2 | 0 |  | 0 | 0 | 0 | 0 | 0 | 0 | 0 | 0 |  | 0 | 0 | 0 | Cooling | Cooling | RTUControllers | Cooling RTU Supply Fan VFD and Controller | CommVENT | 0.0141% | 20.86% | 20.86% | 88.4613 | 0.0016 | 0.09% | 6.667% | 95% | 6.8% | 0.2% | 349.8266 | 11.0424 | 36.0869 | 289.0676 | 0 | 0 | 0 | 286.9783 | -2.0893 |  | 0.04621 | 0 | 0.04621 | 02. $0.028 to $0.055 | 1 | 0 | 01. ($9,999.00) to $0.22 | 1 | 17.0179 | 16.9332 | 16.8489 | 16.7652 | 16.682 | 16.5993 | 16.5171 | 16.4354 | 16.3541 | 16.2734 | 0 | 0 | 0 | 0 | 0 | 0 | 0 | 0 | 0 | 0 | 0 | 0 | 0 | 0 | 9053.5109 | 9008.4387 | 8963.6365 | 8919.1026 | 8874.835 | 8830.8318 | 8787.0912 | 8743.6114 | 8700.3905 | 8657.4268 | 0 | 0 | 0 | 0 | 0 | 0 | 0 | 0 | 0 | 0 | 0 | 0 | 0 | 0 | 88538.8752 | 9053.5109 | 18061.9495 | 27025.5861 | 35944.6887 | 44819.5237 | 53650.3554 | 62437.4466 | 71181.058 | 79881.4485 | 88538.8752 | 88538.8752 | 88538.8752 | 88538.8752 | 88538.8752 | 88538.8752 | 88538.8752 | 88538.8752 | 88538.8752 | 88538.8752 | 88538.8752 | 88538.8752 | 88538.8752 | 88538.8752 | 88538.8752 | 0 | 0 | 0 | 0 | 0 | 0 | 0 | 0 | 0 | 0 | 0 | 0 | 0 | 0 | 0 | 0 | 0 | 0 | 0 | 0 | 0 | 0 | 0 | 0 | 0 | 0 | 0 | 0 | 0 | 0 | 0 | 0 | 0 | 0 | 0 | 0 | 0 | 0 | 0 | 0 | 0 | 0 | 0 | 0 | 0 | 0 | 0 | 0 | 0 | 0 | 0 | 0 | 0 | 0 | 0 | 0 | 0 | 0 | 0 | 0 | 0 | 1.2766 | 2.5468 | 3.8107 | 5.0684 | 6.3198 | 7.565 | 8.804 | 10.0369 | 11.2637 | 12.4844 | 12.4844 | 12.4844 | 12.4844 | 12.4844 | 12.4844 | 12.4844 | 12.4844 | 12.4844 | 12.4844 | 12.4844 | 12.4844 | 12.4844 | 12.4844 | 12.4844 | 4883.7615 | 4859.4481 | 4835.2804 | 4811.2573 | 4787.3779 | 4763.6411 | 4740.046 | 4716.5915 | 4693.2768 | 4670.1007 | 0 | 0 | 0 | 0 | 0 | 0 | 0 | 0 | 0 | 0 | 0 | 0 | 0 | 0 | 47760.7813 | 0 | 0 | 0 | 0 | 0 | 0 | 0 | 0 | 0 | 0 | 0 | 0 | 0 | 0 | 0 | 0 | 0 | 0 | 0 | 0 | 0.01557% | 1.4098 | 2.8127 | 4.2085 | 5.5974 | 6.9794 | 8.3546 | 9.7229 | 11.0845 | 12.4394 | 13.7875 | 13.7875 | 13.7875 | 13.7875 | 13.7875 | 13.7875 | 13.7875 | 13.7875 | 13.7875 | 13.7875 | 13.7875 | 13.7875 | 13.7875 | 13.7875 | 13.7875
| ComRTUControllers_PSE | M_Input | PSE Business Case "QC _REVIEWED_Commercial HVAC Control_2020" | 2020 | Retro | 2022 | 2045 | PSE | Commercial | All Commercial | Electric | Per RTU Tonnage - Supply Fan VFD and Controller - RTU - Gas Pack - 5500 to 6500 Hrs | Per RTU Tonnage - Supply Fan VFD and Controller - RTU - Gas Pack - 5500 to 6500 Hrs | 150 | Supply Fan VFD and Controller - RTU - Gas Pack - 5500 to 6500 Hrs |  | 639 | 15 | 225.2 | 0 |  | 0 | 0 | 0 | 0 | 0 | 0 | 0 | 0 |  | 0 | 0 | 0 | Cooling | Cooling | RTUControllers | Cooling RTU Supply Fan VFD and Controller | CommVENT | 0.0141% | 20.86% | 20.86% | 88.4613 | 0.0016 | 1.489% | 6.667% | 95% | 6.8% | 0.2% | 420.1864 | 13.2633 | 43.345 | 289.0676 | 0 | 0 | 0 | 277.4993 | -11.5683 |  | 0.037201 | 0 | 0.037201 | 02. $0.028 to $0.055 | 1 | 0 | 01. ($9,999.00) to $0.22 | 1 | 281.5977 | 280.1958 | 278.8023 | 277.4172 | 276.0403 | 274.6716 | 273.3111 | 271.9587 | 270.6144 | 269.2781 | 0 | 0 | 0 | 0 | 0 | 0 | 0 | 0 | 0 | 0 | 0 | 0 | 0 | 0 | 179940.9605 | 179045.1383 | 178154.684 | 177269.5599 | 176389.7288 | 175515.1536 | 174645.7977 | 173781.6245 | 172922.598 | 172068.6823 | 0 | 0 | 0 | 0 | 0 | 0 | 0 | 0 | 0 | 0 | 0 | 0 | 0 | 0 | 1759733.9278 | 179940.9605 | 358986.0988 | 537140.7828 | 714410.3428 | 890800.0716 | 1066315.2252 | 1240961.0229 | 1414742.6474 | 1587665.2454 | 1759733.9278 | 1759733.9278 | 1759733.9278 | 1759733.9278 | 1759733.9278 | 1759733.9278 | 1759733.9278 | 1759733.9278 | 1759733.9278 | 1759733.9278 | 1759733.9278 | 1759733.9278 | 1759733.9278 | 1759733.9278 | 1759733.9278 | 0 | 0 | 0 | 0 | 0 | 0 | 0 | 0 | 0 | 0 | 0 | 0 | 0 | 0 | 0 | 0 | 0 | 0 | 0 | 0 | 0 | 0 | 0 | 0 | 0 | 0 | 0 | 0 | 0 | 0 | 0 | 0 | 0 | 0 | 0 | 0 | 0 | 0 | 0 | 0 | 0 | 0 | 0 | 0 | 0 | 0 | 0 | 0 | 0 | 0 | 0 | 0 | 0 | 0 | 0 | 0 | 0 | 0 | 0 | 0 | 0 | 25.3726 | 50.6188 | 75.7395 | 100.7354 | 125.6072 | 150.3557 | 174.9816 | 199.4857 | 223.8686 | 248.1311 | 248.1311 | 248.1311 | 248.1311 | 248.1311 | 248.1311 | 248.1311 | 248.1311 | 248.1311 | 248.1311 | 248.1311 | 248.1311 | 248.1311 | 248.1311 | 248.1311 | 78143.1744 | 77754.1446 | 77367.446 | 76983.0621 | 76600.9768 | 76221.174 | 75843.6377 | 75468.3522 | 75095.3018 | 74724.4708 | 0 | 0 | 0 | 0 | 0 | 0 | 0 | 0 | 0 | 0 | 0 | 0 | 0 | 0 | 764201.7404 | 0 | 0 | 0 | 0 | 0 | 0 | 0 | 0 | 0 | 0 | 0 | 0 | 0 | 0 | 0 | 0 | 0 | 0 | 0 | 0 | 0.01557% | 28.0209 | 55.9023 | 83.6451 | 111.25 | 138.7179 | 166.0496 | 193.2459 | 220.3077 | 247.2357 | 274.0307 | 274.0307 | 274.0307 | 274.0307 | 274.0307 | 274.0307 | 274.0307 | 274.0307 | 274.0307 | 274.0307 | 274.0307 | 274.0307 | 274.0307 | 274.0307 | 274.0307
| ComRTUControllers_PSE | M_Input | PSE Business Case "QC _REVIEWED_Commercial HVAC Control_2020" | 2020 | Retro | 2022 | 2045 | PSE | Commercial | All Commercial | Electric | Per RTU Tonnage - Supply Fan VFD and Controller - RTU - Gas Pack - 6500 to 7500 Hrs | Per RTU Tonnage - Supply Fan VFD and Controller - RTU - Gas Pack - 6500 to 7500 Hrs | 150 | Supply Fan VFD and Controller - RTU - Gas Pack - 6500 to 7500 Hrs |  | 745 | 15 | 225.2 | 0 |  | 0 | 0 | 0 | 0 | 0 | 0 | 0 | 0 |  | 0 | 0 | 0 | Cooling | Cooling | RTUControllers | Cooling RTU Supply Fan VFD and Controller | CommVENT | 0.0141% | 20.86% | 20.86% | 88.4613 | 0.0016 | 0.6648% | 6.667% | 95% | 6.8% | 0.2% | 489.8887 | 15.4635 | 50.5352 | 289.0676 | 0 | 0 | 0 | 268.1089 | -20.9587 |  | 0.030829 | 0 | 0.030829 | 02. $0.028 to $0.055 | 1 | 0 | 01. ($9,999.00) to $0.22 | 1 | 125.7003 | 125.0745 | 124.4525 | 123.8342 | 123.2195 | 122.6086 | 122.0013 | 121.3976 | 120.7975 | 120.201 | 0 | 0 | 0 | 0 | 0 | 0 | 0 | 0 | 0 | 0 | 0 | 0 | 0 | 0 | 93646.7307 | 93180.5177 | 92717.0982 | 92256.4528 | 91798.562 | 91343.4066 | 90890.9674 | 90441.2255 | 89994.1621 | 89549.7585 | 0 | 0 | 0 | 0 | 0 | 0 | 0 | 0 | 0 | 0 | 0 | 0 | 0 | 0 | 915818.8815 | 93646.7307 | 186827.2483 | 279544.3466 | 371800.7994 | 463599.3614 | 554942.768 | 645833.7354 | 736274.9609 | 826269.123 | 915818.8815 | 915818.8815 | 915818.8815 | 915818.8815 | 915818.8815 | 915818.8815 | 915818.8815 | 915818.8815 | 915818.8815 | 915818.8815 | 915818.8815 | 915818.8815 | 915818.8815 | 915818.8815 | 915818.8815 | 0 | 0 | 0 | 0 | 0 | 0 | 0 | 0 | 0 | 0 | 0 | 0 | 0 | 0 | 0 | 0 | 0 | 0 | 0 | 0 | 0 | 0 | 0 | 0 | 0 | 0 | 0 | 0 | 0 | 0 | 0 | 0 | 0 | 0 | 0 | 0 | 0 | 0 | 0 | 0 | 0 | 0 | 0 | 0 | 0 | 0 | 0 | 0 | 0 | 0 | 0 | 0 | 0 | 0 | 0 | 0 | 0 | 0 | 0 | 0 | 0 | 13.2046 | 26.3436 | 39.4171 | 52.4257 | 65.3698 | 78.2497 | 91.0657 | 103.8184 | 116.508 | 129.135 | 129.135 | 129.135 | 129.135 | 129.135 | 129.135 | 129.135 | 129.135 | 129.135 | 129.135 | 129.135 | 129.135 | 129.135 | 129.135 | 129.135 | 33701.3677 | 33533.5881 | 33366.8138 | 33201.0378 | 33036.2531 | 32872.4528 | 32709.63 | 32547.778 | 32386.8898 | 32226.9589 | 0 | 0 | 0 | 0 | 0 | 0 | 0 | 0 | 0 | 0 | 0 | 0 | 0 | 0 | 329582.7699 | 0 | 0 | 0 | 0 | 0 | 0 | 0 | 0 | 0 | 0 | 0 | 0 | 0 | 0 | 0 | 0 | 0 | 0 | 0 | 0 | 0.01557% | 14.5829 | 29.0933 | 43.5314 | 57.8979 | 72.193 | 86.4172 | 100.571 | 114.6548 | 128.6689 | 142.6139 | 142.6139 | 142.6139 | 142.6139 | 142.6139 | 142.6139 | 142.6139 | 142.6139 | 142.6139 | 142.6139 | 142.6139 | 142.6139 | 142.6139 | 142.6139 | 142.6139
| ComRTUControllers_PSE | M_Input | PSE Business Case "QC _REVIEWED_Commercial HVAC Control_2020" | 2020 | Retro | 2022 | 2045 | PSE | Commercial | All Commercial | Electric | Per RTU Tonnage - Supply Fan VFD and Controller - RTU - Gas Pack - 7500 to 8760 Hrs | Per RTU Tonnage - Supply Fan VFD and Controller - RTU - Gas Pack - 7500 to 8760 Hrs | 225 | Supply Fan VFD and Controller - RTU - Gas Pack - 7500 to 8760 Hrs |  | 866 | 15 | 312.91 | 0 |  | 0 | 0 | 0 | 0 | 0 | 0 | 0 | 0 |  | 0 | 0 | 0 | Cooling | Cooling | RTUControllers | Cooling RTU Supply Fan VFD and Controller | CommVENT | 0.0141% | 20.86% | 20.86% | 88.4613 | 0.0016 | 6.861% | 6.667% | 95% | 6.8% | 0.2% | 569.4545 | 17.975 | 58.743 | 401.6525 | 0 | 0 | 0 | 387.5165 | -14.136 |  | 0.038333 | 0 | 0.038333 | 02. $0.028 to $0.055 | 1 | 0 | 01. ($9,999.00) to $0.22 | 1 | 1297.288 | 1290.8296 | 1284.4098 | 1278.0285 | 1271.6853 | 1265.3801 | 1259.1124 | 1252.8822 | 1246.689 | 1240.5327 | 0 | 0 | 0 | 0 | 0 | 0 | 0 | 0 | 0 | 0 | 0 | 0 | 0 | 0 | 1123451.4189 | 1117858.4029 | 1112298.9007 | 1106772.6776 | 1101279.5006 | 1095819.1389 | 1090391.3632 | 1084995.946 | 1079632.6617 | 1074301.2864 | 0 | 0 | 0 | 0 | 0 | 0 | 0 | 0 | 0 | 0 | 0 | 0 | 0 | 0 | 10986801.2968 | 1123451.4189 | 2241309.8218 | 3353608.7225 | 4460381.4001 | 5561660.9007 | 6657480.0397 | 7747871.4028 | 8832867.3488 | 9912500.0104 | 10986801.2968 | 10986801.2968 | 10986801.2968 | 10986801.2968 | 10986801.2968 | 10986801.2968 | 10986801.2968 | 10986801.2968 | 10986801.2968 | 10986801.2968 | 10986801.2968 | 10986801.2968 | 10986801.2968 | 10986801.2968 | 10986801.2968 | 0 | 0 | 0 | 0 | 0 | 0 | 0 | 0 | 0 | 0 | 0 | 0 | 0 | 0 | 0 | 0 | 0 | 0 | 0 | 0 | 0 | 0 | 0 | 0 | 0 | 0 | 0 | 0 | 0 | 0 | 0 | 0 | 0 | 0 | 0 | 0 | 0 | 0 | 0 | 0 | 0 | 0 | 0 | 0 | 0 | 0 | 0 | 0 | 0 | 0 | 0 | 0 | 0 | 0 | 0 | 0 | 0 | 0 | 0 | 0 | 0 | 158.4122 | 316.0357 | 472.8753 | 628.9357 | 784.2215 | 938.7373 | 1092.4879 | 1245.4776 | 1397.7111 | 1549.1929 | 1549.1929 | 1549.1929 | 1549.1929 | 1549.1929 | 1549.1929 | 1549.1929 | 1549.1929 | 1549.1929 | 1549.1929 | 1549.1929 | 1549.1929 | 1549.1929 | 1549.1929 | 1549.1929 | 502720.5152 | 500217.76 | 497730.0015 | 495257.1347 | 492799.0553 | 490355.6601 | 487926.8464 | 485512.5124 | 483112.5572 | 480726.8806 | 0 | 0 | 0 | 0 | 0 | 0 | 0 | 0 | 0 | 0 | 0 | 0 | 0 | 0 | 4916358.9234 | 0 | 0 | 0 | 0 | 0 | 0 | 0 | 0 | 0 | 0 | 0 | 0 | 0 | 0 | 0 | 0 | 0 | 0 | 0 | 0 | 0.01557% | 174.947 | 349.023 | 522.2333 | 694.583 | 866.0773 | 1036.7213 | 1206.5201 | 1375.4787 | 1543.6021 | 1710.8953 | 1710.8953 | 1710.8953 | 1710.8953 | 1710.8953 | 1710.8953 | 1710.8953 | 1710.8953 | 1710.8953 | 1710.8953 | 1710.8953 | 1710.8953 | 1710.8953 | 1710.8953 | 1710.8953
| ComRTUControllers_PSE | M_Input | PSE Business Case "QC _REVIEWED_Commercial HVAC Control_2020" | 2020 | Retro | 2022 | 2045 | PSE | Commercial | All Commercial | Electric | Per RTU Tonnage - Supply Fan VFD and Controller - with DCV - RTU - Heat Pump - 500 to 1500 Hrs | Per RTU Tonnage - Supply Fan VFD and Controller - with DCV - RTU - Heat Pump - 500 to 1500 Hrs | 225 | Supply Fan VFD and Controller - with DCV - RTU - Heat Pump - 500 to 1500 Hrs |  | 570 | 15 | 312.91 | 0 |  | 0 | 0 | 0 | 0 | 0 | 0 | 0 | 0 |  | 0 | 0 | 0 | Heat Pump | Heat Pump | RTUControllers | Heat Pump DCV RTU Supply Fan VFD and Controller | CommVENT | 0.0141% | 14.01% | 14.01% | 88.4613 | 0.0016 | 0.3815% | 6.667% | 95% | 6.8% | 0.2% | 374.8142 | 11.8311 | 38.6645 | 401.6525 | 0 | 0 | 0 | 413.7388 | 12.0863 |  | 0.06218 | 0 | 0.06218 | 04. $0.062 to $0.070 | 1 | 0 | 01. ($9,999.00) to $0.22 | 1 | 48.4502 | 48.209 | 47.9692 | 47.7309 | 47.494 | 47.2585 | 47.0244 | 46.7917 | 46.5604 | 46.3305 | 0 | 0 | 0 | 0 | 0 | 0 | 0 | 0 | 0 | 0 | 0 | 0 | 0 | 0 | 27616.5939 | 27479.1068 | 27342.4435 | 27206.5984 | 27071.5655 | 26937.3393 | 26803.9142 | 26671.2845 | 26539.4446 | 26408.3892 | 0 | 0 | 0 | 0 | 0 | 0 | 0 | 0 | 0 | 0 | 0 | 0 | 0 | 0 | 270076.6798 | 27616.5939 | 55095.7006 | 82438.1442 | 109644.7425 | 136716.308 | 163653.6474 | 190457.5615 | 217128.846 | 243668.2906 | 270076.6798 | 270076.6798 | 270076.6798 | 270076.6798 | 270076.6798 | 270076.6798 | 270076.6798 | 270076.6798 | 270076.6798 | 270076.6798 | 270076.6798 | 270076.6798 | 270076.6798 | 270076.6798 | 270076.6798 | 0 | 0 | 0 | 0 | 0 | 0 | 0 | 0 | 0 | 0 | 0 | 0 | 0 | 0 | 0 | 0 | 0 | 0 | 0 | 0 | 0 | 0 | 0 | 0 | 0 | 0 | 0 | 0 | 0 | 0 | 0 | 0 | 0 | 0 | 0 | 0 | 0 | 0 | 0 | 0 | 0 | 0 | 0 | 0 | 0 | 0 | 0 | 0 | 0 | 0 | 0 | 0 | 0 | 0 | 0 | 0 | 0 | 0 | 0 | 0 | 0 | 3.8941 | 7.7688 | 11.6242 | 15.4604 | 19.2777 | 23.076 | 26.8555 | 30.6162 | 34.3584 | 38.0821 | 38.0821 | 38.0821 | 38.0821 | 38.0821 | 38.0821 | 38.0821 | 38.0821 | 38.0821 | 38.0821 | 38.0821 | 38.0821 | 38.0821 | 38.0821 | 38.0821 | 20045.7134 | 19945.9174 | 19846.7193 | 19748.1151 | 19650.1005 | 19552.6714 | 19455.8237 | 19359.5535 | 19263.8565 | 19168.7289 | 0 | 0 | 0 | 0 | 0 | 0 | 0 | 0 | 0 | 0 | 0 | 0 | 0 | 0 | 196037.1997 | 0 | 0 | 0 | 0 | 0 | 0 | 0 | 0 | 0 | 0 | 0 | 0 | 0 | 0 | 0 | 0 | 0 | 0 | 0 | 0 | 0.01557% | 4.3005 | 8.5797 | 12.8375 | 17.0742 | 21.2898 | 25.4846 | 29.6586 | 33.8119 | 37.9447 | 42.0571 | 42.0571 | 42.0571 | 42.0571 | 42.0571 | 42.0571 | 42.0571 | 42.0571 | 42.0571 | 42.0571 | 42.0571 | 42.0571 | 42.0571 | 42.0571 | 42.0571
| ComRTUControllers_PSE | M_Input | PSE Business Case "QC _REVIEWED_Commercial HVAC Control_2020" | 2020 | Retro | 2022 | 2045 | PSE | Commercial | All Commercial | Electric | Per RTU Tonnage - Supply Fan VFD and Controller - with DCV - RTU - Heat Pump - 1500 to 2500 Hrs | Per RTU Tonnage - Supply Fan VFD and Controller - with DCV - RTU - Heat Pump - 1500 to 2500 Hrs | 225 | Supply Fan VFD and Controller - with DCV - RTU - Heat Pump - 1500 to 2500 Hrs |  | 669 | 15 | 312.91 | 0 |  | 0 | 0 | 0 | 0 | 0 | 0 | 0 | 0 |  | 0 | 0 | 0 | Heat Pump | Heat Pump | RTUControllers | Heat Pump DCV RTU Supply Fan VFD and Controller | CommVENT | 0.0141% | 14.01% | 14.01% | 88.4613 | 0.0016 | 0.7258% | 6.667% | 95% | 6.8% | 0.2% | 439.9135 | 13.886 | 45.3799 | 401.6525 | 0 | 0 | 0 | 404.9685 | 3.316 |  | 0.051855 | 0 | 0.051855 | 02. $0.028 to $0.055 | 1 | 0 | 01. ($9,999.00) to $0.22 | 1 | 92.1611 | 91.7023 | 91.2463 | 90.7929 | 90.3423 | 89.8944 | 89.4491 | 89.0065 | 88.5665 | 88.1292 | 0 | 0 | 0 | 0 | 0 | 0 | 0 | 0 | 0 | 0 | 0 | 0 | 0 | 0 | 61655.8091 | 61348.8604 | 61043.751 | 60740.468 | 60438.9985 | 60139.33 | 59841.4498 | 59545.3455 | 59251.0047 | 58958.415 | 0 | 0 | 0 | 0 | 0 | 0 | 0 | 0 | 0 | 0 | 0 | 0 | 0 | 0 | 602963.432 | 61655.8091 | 123004.6695 | 184048.4205 | 244788.8885 | 305227.887 | 365367.217 | 425208.6668 | 484754.0123 | 544005.017 | 602963.432 | 602963.432 | 602963.432 | 602963.432 | 602963.432 | 602963.432 | 602963.432 | 602963.432 | 602963.432 | 602963.432 | 602963.432 | 602963.432 | 602963.432 | 602963.432 | 602963.432 | 0 | 0 | 0 | 0 | 0 | 0 | 0 | 0 | 0 | 0 | 0 | 0 | 0 | 0 | 0 | 0 | 0 | 0 | 0 | 0 | 0 | 0 | 0 | 0 | 0 | 0 | 0 | 0 | 0 | 0 | 0 | 0 | 0 | 0 | 0 | 0 | 0 | 0 | 0 | 0 | 0 | 0 | 0 | 0 | 0 | 0 | 0 | 0 | 0 | 0 | 0 | 0 | 0 | 0 | 0 | 0 | 0 | 0 | 0 | 0 | 0 | 8.6938 | 17.3443 | 25.9517 | 34.5164 | 43.0386 | 51.5186 | 59.9565 | 68.3527 | 76.7074 | 85.0208 | 85.0208 | 85.0208 | 85.0208 | 85.0208 | 85.0208 | 85.0208 | 85.0208 | 85.0208 | 85.0208 | 85.0208 | 85.0208 | 85.0208 | 85.0208 | 85.0208 | 37322.3635 | 37136.557 | 36951.8639 | 36768.2763 | 36585.7866 | 36404.387 | 36224.07 | 36044.828 | 35866.6534 | 35689.5389 | 0 | 0 | 0 | 0 | 0 | 0 | 0 | 0 | 0 | 0 | 0 | 0 | 0 | 0 | 364994.3248 | 0 | 0 | 0 | 0 | 0 | 0 | 0 | 0 | 0 | 0 | 0 | 0 | 0 | 0 | 0 | 0 | 0 | 0 | 0 | 0 | 0.01557% | 9.6012 | 19.1546 | 28.6605 | 38.1192 | 47.5309 | 56.896 | 66.2147 | 75.4872 | 84.714 | 93.8951 | 93.8951 | 93.8951 | 93.8951 | 93.8951 | 93.8951 | 93.8951 | 93.8951 | 93.8951 | 93.8951 | 93.8951 | 93.8951 | 93.8951 | 93.8951 | 93.8951
| ComRTUControllers_PSE | M_Input | PSE Business Case "QC _REVIEWED_Commercial HVAC Control_2020" | 2020 | Retro | 2022 | 2045 | PSE | Commercial | All Commercial | Electric | Per RTU Tonnage - Supply Fan VFD and Controller - with DCV - RTU - Heat Pump - 2500 to 3500 Hrs | Per RTU Tonnage - Supply Fan VFD and Controller - with DCV - RTU - Heat Pump - 2500 to 3500 Hrs | 225 | Supply Fan VFD and Controller - with DCV - RTU - Heat Pump - 2500 to 3500 Hrs |  | 767 | 15 | 312.91 | 0 |  | 0 | 0 | 0 | 0 | 0 | 0 | 0 | 0 |  | 0 | 0 | 0 | Heat Pump | Heat Pump | RTUControllers | Heat Pump DCV RTU Supply Fan VFD and Controller | CommVENT | 0.0141% | 14.01% | 14.01% | 88.4613 | 0.0016 | 0.5189% | 6.667% | 95% | 6.8% | 0.2% | 504.3552 | 15.9201 | 52.0275 | 401.6525 | 0 | 0 | 0 | 396.2868 | -5.3657 |  | 0.04426 | 0 | 0.04426 | 02. $0.028 to $0.055 | 1 | 0 | 01. ($9,999.00) to $0.22 | 1 | 65.8925 | 65.5645 | 65.2384 | 64.9143 | 64.5921 | 64.2718 | 63.9535 | 63.637 | 63.3225 | 63.0098 | 0 | 0 | 0 | 0 | 0 | 0 | 0 | 0 | 0 | 0 | 0 | 0 | 0 | 0 | 50539.5492 | 50287.942 | 50037.8424 | 49789.2399 | 49542.124 | 49296.4843 | 49052.3106 | 48809.5925 | 48568.32 | 48328.4829 | 0 | 0 | 0 | 0 | 0 | 0 | 0 | 0 | 0 | 0 | 0 | 0 | 0 | 0 | 494251.8877 | 50539.5492 | 100827.4911 | 150865.3335 | 200654.5734 | 250196.6974 | 299493.1817 | 348545.4923 | 397355.0848 | 445923.4048 | 494251.8877 | 494251.8877 | 494251.8877 | 494251.8877 | 494251.8877 | 494251.8877 | 494251.8877 | 494251.8877 | 494251.8877 | 494251.8877 | 494251.8877 | 494251.8877 | 494251.8877 | 494251.8877 | 494251.8877 | 0 | 0 | 0 | 0 | 0 | 0 | 0 | 0 | 0 | 0 | 0 | 0 | 0 | 0 | 0 | 0 | 0 | 0 | 0 | 0 | 0 | 0 | 0 | 0 | 0 | 0 | 0 | 0 | 0 | 0 | 0 | 0 | 0 | 0 | 0 | 0 | 0 | 0 | 0 | 0 | 0 | 0 | 0 | 0 | 0 | 0 | 0 | 0 | 0 | 0 | 0 | 0 | 0 | 0 | 0 | 0 | 0 | 0 | 0 | 0 | 0 | 7.1263 | 14.2172 | 21.2728 | 28.2933 | 35.279 | 42.23 | 49.1466 | 56.029 | 62.8774 | 69.6919 | 69.6919 | 69.6919 | 69.6919 | 69.6919 | 69.6919 | 69.6919 | 69.6919 | 69.6919 | 69.6919 | 69.6919 | 69.6919 | 69.6919 | 69.6919 | 69.6919 | 26112.329 | 25982.3308 | 25853.1115 | 25724.6658 | 25596.9881 | 25470.0732 | 25343.9156 | 25218.5102 | 25093.8516 | 24969.9347 | 0 | 0 | 0 | 0 | 0 | 0 | 0 | 0 | 0 | 0 | 0 | 0 | 0 | 0 | 255365.7104 | 0 | 0 | 0 | 0 | 0 | 0 | 0 | 0 | 0 | 0 | 0 | 0 | 0 | 0 | 0 | 0 | 0 | 0 | 0 | 0 | 0.01557% | 7.8702 | 15.7011 | 23.4932 | 31.2465 | 38.9613 | 46.6379 | 54.2765 | 61.8772 | 69.4404 | 76.9663 | 76.9663 | 76.9663 | 76.9663 | 76.9663 | 76.9663 | 76.9663 | 76.9663 | 76.9663 | 76.9663 | 76.9663 | 76.9663 | 76.9663 | 76.9663 | 76.9663
| ComRTUControllers_PSE | M_Input | PSE Business Case "QC _REVIEWED_Commercial HVAC Control_2020" | 2020 | Retro | 2022 | 2045 | PSE | Commercial | All Commercial | Electric | Per RTU Tonnage - Supply Fan VFD and Controller - with DCV - RTU - Heat Pump - 3500 to 4500 Hrs | Per RTU Tonnage - Supply Fan VFD and Controller - with DCV - RTU - Heat Pump - 3500 to 4500 Hrs | 225 | Supply Fan VFD and Controller - with DCV - RTU - Heat Pump - 3500 to 4500 Hrs |  | 866 | 15 | 312.91 | 0 |  | 0 | 0 | 0 | 0 | 0 | 0 | 0 | 0 |  | 0 | 0 | 0 | Heat Pump | Heat Pump | RTUControllers | Heat Pump DCV RTU Supply Fan VFD and Controller | CommVENT | 0.0141% | 14.01% | 14.01% | 88.4613 | 0.0016 | 0.2444% | 6.667% | 95% | 6.8% | 0.2% | 569.4545 | 17.975 | 58.743 | 401.6525 | 0 | 0 | 0 | 387.5165 | -14.136 |  | 0.038333 | 0 | 0.038333 | 02. $0.028 to $0.055 | 1 | 0 | 01. ($9,999.00) to $0.22 | 1 | 31.0402 | 30.8856 | 30.732 | 30.5793 | 30.4276 | 30.2767 | 30.1267 | 29.9777 | 29.8295 | 29.6822 | 0 | 0 | 0 | 0 | 0 | 0 | 0 | 0 | 0 | 0 | 0 | 0 | 0 | 0 | 26880.7773 | 26746.9535 | 26613.9315 | 26481.7057 | 26350.2707 | 26219.6209 | 26089.7507 | 25960.6548 | 25832.3277 | 25704.7641 | 0 | 0 | 0 | 0 | 0 | 0 | 0 | 0 | 0 | 0 | 0 | 0 | 0 | 0 | 262880.7567 | 26880.7773 | 53627.7308 | 80241.6622 | 106723.368 | 133073.6387 | 159293.2596 | 185383.0103 | 211343.665 | 237175.9927 | 262880.7567 | 262880.7567 | 262880.7567 | 262880.7567 | 262880.7567 | 262880.7567 | 262880.7567 | 262880.7567 | 262880.7567 | 262880.7567 | 262880.7567 | 262880.7567 | 262880.7567 | 262880.7567 | 262880.7567 | 0 | 0 | 0 | 0 | 0 | 0 | 0 | 0 | 0 | 0 | 0 | 0 | 0 | 0 | 0 | 0 | 0 | 0 | 0 | 0 | 0 | 0 | 0 | 0 | 0 | 0 | 0 | 0 | 0 | 0 | 0 | 0 | 0 | 0 | 0 | 0 | 0 | 0 | 0 | 0 | 0 | 0 | 0 | 0 | 0 | 0 | 0 | 0 | 0 | 0 | 0 | 0 | 0 | 0 | 0 | 0 | 0 | 0 | 0 | 0 | 0 | 3.7903 | 7.5618 | 11.3145 | 15.0485 | 18.764 | 22.4611 | 26.1399 | 29.8005 | 33.443 | 37.0675 | 37.0675 | 37.0675 | 37.0675 | 37.0675 | 37.0675 | 37.0675 | 37.0675 | 37.0675 | 37.0675 | 37.0675 | 37.0675 | 37.0675 | 37.0675 | 37.0675 | 12028.5737 | 11968.6904 | 11909.1659 | 11849.9977 | 11791.1834 | 11732.7203 | 11674.6062 | 11616.8385 | 11559.4149 | 11502.3329 | 0 | 0 | 0 | 0 | 0 | 0 | 0 | 0 | 0 | 0 | 0 | 0 | 0 | 0 | 117633.524 | 0 | 0 | 0 | 0 | 0 | 0 | 0 | 0 | 0 | 0 | 0 | 0 | 0 | 0 | 0 | 0 | 0 | 0 | 0 | 0 | 0.01557% | 4.1859 | 8.3511 | 12.4955 | 16.6193 | 20.7226 | 24.8056 | 28.8684 | 32.911 | 36.9337 | 40.9365 | 40.9365 | 40.9365 | 40.9365 | 40.9365 | 40.9365 | 40.9365 | 40.9365 | 40.9365 | 40.9365 | 40.9365 | 40.9365 | 40.9365 | 40.9365 | 40.9365
| ComRTUControllers_PSE | M_Input | PSE Business Case "QC _REVIEWED_Commercial HVAC Control_2020" | 2020 | Retro | 2022 | 2045 | PSE | Commercial | All Commercial | Electric | Per RTU Tonnage - Supply Fan VFD and Controller - with DCV - RTU - Heat Pump - 4500 to 5500 Hrs | Per RTU Tonnage - Supply Fan VFD and Controller - with DCV - RTU - Heat Pump - 4500 to 5500 Hrs | 225 | Supply Fan VFD and Controller - with DCV - RTU - Heat Pump - 4500 to 5500 Hrs |  | 965 | 15 | 312.91 | 0 |  | 0 | 0 | 0 | 0 | 0 | 0 | 0 | 0 |  | 0 | 0 | 0 | Heat Pump | Heat Pump | RTUControllers | Heat Pump DCV RTU Supply Fan VFD and Controller | CommVENT | 0.0141% | 14.01% | 14.01% | 88.4613 | 0.0016 | 0.02209% | 6.667% | 95% | 6.8% | 0.2% | 634.5538 | 20.0299 | 65.4584 | 401.6525 | 0 | 0 | 0 | 378.7462 | -22.9063 |  | 0.033622 | 0 | 0.033622 | 02. $0.028 to $0.055 | 1 | 0 | 01. ($9,999.00) to $0.22 | 1 | 2.8045 | 2.7906 | 2.7767 | 2.7629 | 2.7492 | 2.7356 | 2.722 | 2.7085 | 2.6951 | 2.6818 | 0 | 0 | 0 | 0 | 0 | 0 | 0 | 0 | 0 | 0 | 0 | 0 | 0 | 0 | 2706.3727 | 2692.8993 | 2679.5065 | 2666.194 | 2652.961 | 2639.8071 | 2626.7317 | 2613.7342 | 2600.8142 | 2587.971 | 0 | 0 | 0 | 0 | 0 | 0 | 0 | 0 | 0 | 0 | 0 | 0 | 0 | 0 | 26466.9918 | 2706.3727 | 5399.272 | 8078.7785 | 10744.9725 | 13397.9335 | 16037.7406 | 18664.4723 | 21278.2066 | 23879.0208 | 26466.9918 | 26466.9918 | 26466.9918 | 26466.9918 | 26466.9918 | 26466.9918 | 26466.9918 | 26466.9918 | 26466.9918 | 26466.9918 | 26466.9918 | 26466.9918 | 26466.9918 | 26466.9918 | 26466.9918 | 0 | 0 | 0 | 0 | 0 | 0 | 0 | 0 | 0 | 0 | 0 | 0 | 0 | 0 | 0 | 0 | 0 | 0 | 0 | 0 | 0 | 0 | 0 | 0 | 0 | 0 | 0 | 0 | 0 | 0 | 0 | 0 | 0 | 0 | 0 | 0 | 0 | 0 | 0 | 0 | 0 | 0 | 0 | 0 | 0 | 0 | 0 | 0 | 0 | 0 | 0 | 0 | 0 | 0 | 0 | 0 | 0 | 0 | 0 | 0 | 0 | 0.38161 | 0.76132 | 1.1391 | 1.5151 | 1.8892 | 2.2614 | 2.6318 | 3.0003 | 3.3671 | 3.732 | 3.732 | 3.732 | 3.732 | 3.732 | 3.732 | 3.732 | 3.732 | 3.732 | 3.732 | 3.732 | 3.732 | 3.732 | 3.732 | 3.732 | 1062.2056 | 1056.9175 | 1051.6611 | 1046.4361 | 1041.2424 | 1036.0797 | 1030.9478 | 1025.8466 | 1020.7757 | 1015.7349 | 0 | 0 | 0 | 0 | 0 | 0 | 0 | 0 | 0 | 0 | 0 | 0 | 0 | 0 | 10387.8474 | 0 | 0 | 0 | 0 | 0 | 0 | 0 | 0 | 0 | 0 | 0 | 0 | 0 | 0 | 0 | 0 | 0 | 0 | 0 | 0 | 0.01557% | 0.42144 | 0.84079 | 1.258 | 1.6732 | 2.0864 | 2.4974 | 2.9065 | 3.3135 | 3.7185 | 4.1215 | 4.1215 | 4.1215 | 4.1215 | 4.1215 | 4.1215 | 4.1215 | 4.1215 | 4.1215 | 4.1215 | 4.1215 | 4.1215 | 4.1215 | 4.1215 | 4.1215
| ComRTUControllers_PSE | M_Input | PSE Business Case "QC _REVIEWED_Commercial HVAC Control_2020" | 2020 | Retro | 2022 | 2045 | PSE | Commercial | All Commercial | Electric | Per RTU Tonnage - Supply Fan VFD and Controller - with DCV - RTU - Heat Pump - 5500 to 6500 Hrs | Per RTU Tonnage - Supply Fan VFD and Controller - with DCV - RTU - Heat Pump - 5500 to 6500 Hrs | 225 | Supply Fan VFD and Controller - with DCV - RTU - Heat Pump - 5500 to 6500 Hrs |  | 1063 | 15 | 312.91 | 0 |  | 0 | 0 | 0 | 0 | 0 | 0 | 0 | 0 |  | 0 | 0 | 0 | Heat Pump | Heat Pump | RTUControllers | Heat Pump DCV RTU Supply Fan VFD and Controller | CommVENT | 0.0141% | 14.01% | 14.01% | 88.4613 | 0.0016 | 0.3655% | 6.667% | 95% | 6.8% | 0.2% | 698.9956 | 22.064 | 72.106 | 401.6525 | 0 | 0 | 0 | 370.0645 | -31.588 |  | 0.029822 | 0 | 0.029822 | 02. $0.028 to $0.055 | 1 | 0 | 01. ($9,999.00) to $0.22 | 1 | 46.4071 | 46.176 | 45.9464 | 45.7181 | 45.4912 | 45.2656 | 45.0414 | 44.8186 | 44.597 | 44.3768 | 0 | 0 | 0 | 0 | 0 | 0 | 0 | 0 | 0 | 0 | 0 | 0 | 0 | 0 | 49330.7073 | 49085.1182 | 48841.0006 | 48598.3444 | 48357.1392 | 48117.375 | 47879.0415 | 47642.129 | 47406.6274 | 47172.5269 | 0 | 0 | 0 | 0 | 0 | 0 | 0 | 0 | 0 | 0 | 0 | 0 | 0 | 0 | 482430.0094 | 49330.7073 | 98415.8254 | 147256.8261 | 195855.1705 | 244212.3097 | 292329.6846 | 340208.7262 | 387850.8551 | 435257.4825 | 482430.0094 | 482430.0094 | 482430.0094 | 482430.0094 | 482430.0094 | 482430.0094 | 482430.0094 | 482430.0094 | 482430.0094 | 482430.0094 | 482430.0094 | 482430.0094 | 482430.0094 | 482430.0094 | 482430.0094 | 0 | 0 | 0 | 0 | 0 | 0 | 0 | 0 | 0 | 0 | 0 | 0 | 0 | 0 | 0 | 0 | 0 | 0 | 0 | 0 | 0 | 0 | 0 | 0 | 0 | 0 | 0 | 0 | 0 | 0 | 0 | 0 | 0 | 0 | 0 | 0 | 0 | 0 | 0 | 0 | 0 | 0 | 0 | 0 | 0 | 0 | 0 | 0 | 0 | 0 | 0 | 0 | 0 | 0 | 0 | 0 | 0 | 0 | 0 | 0 | 0 | 6.9559 | 13.8771 | 20.7639 | 27.6165 | 34.4351 | 41.2199 | 47.9711 | 54.6889 | 61.3734 | 68.025 | 68.025 | 68.025 | 68.025 | 68.025 | 68.025 | 68.025 | 68.025 | 68.025 | 68.025 | 68.025 | 68.025 | 68.025 | 68.025 | 68.025 | 17173.6062 | 17088.1087 | 17003.1235 | 16918.6471 | 16834.6758 | 16751.2062 | 16668.2346 | 16585.7577 | 16503.7721 | 16422.2742 | 0 | 0 | 0 | 0 | 0 | 0 | 0 | 0 | 0 | 0 | 0 | 0 | 0 | 0 | 167949.4061 | 0 | 0 | 0 | 0 | 0 | 0 | 0 | 0 | 0 | 0 | 0 | 0 | 0 | 0 | 0 | 0 | 0 | 0 | 0 | 0 | 0.01557% | 7.6819 | 15.3256 | 22.9312 | 30.4991 | 38.0294 | 45.5224 | 52.9782 | 60.3972 | 67.7795 | 75.1253 | 75.1253 | 75.1253 | 75.1253 | 75.1253 | 75.1253 | 75.1253 | 75.1253 | 75.1253 | 75.1253 | 75.1253 | 75.1253 | 75.1253 | 75.1253 | 75.1253
| ComRTUControllers_PSE | M_Input | PSE Business Case "QC _REVIEWED_Commercial HVAC Control_2020" | 2020 | Retro | 2022 | 2045 | PSE | Commercial | All Commercial | Electric | Per RTU Tonnage - Supply Fan VFD and Controller - with DCV - RTU - Heat Pump - 6500 to 7500 Hrs | Per RTU Tonnage - Supply Fan VFD and Controller - with DCV - RTU - Heat Pump - 6500 to 7500 Hrs | 225 | Supply Fan VFD and Controller - with DCV - RTU - Heat Pump - 6500 to 7500 Hrs |  | 1162 | 15 | 312.91 | 0 |  | 0 | 0 | 0 | 0 | 0 | 0 | 0 | 0 |  | 0 | 0 | 0 | Heat Pump | Heat Pump | RTUControllers | Heat Pump DCV RTU Supply Fan VFD and Controller | CommVENT | 0.0141% | 14.01% | 14.01% | 88.4613 | 0.0016 | 0.1631% | 6.667% | 95% | 6.8% | 0.2% | 764.0949 | 24.1189 | 78.8214 | 401.6525 | 0 | 0 | 0 | 361.2942 | -40.3583 |  | 0.026635 | 0 | 0.026635 | 01. ($9,999.000) to $0.028 | 1 | 0 | 01. ($9,999.00) to $0.22 | 1 | 20.7153 | 20.6122 | 20.5097 | 20.4078 | 20.3065 | 20.2058 | 20.1057 | 20.0062 | 19.9073 | 19.809 | 0 | 0 | 0 | 0 | 0 | 0 | 0 | 0 | 0 | 0 | 0 | 0 | 0 | 0 | 24071.1798 | 23951.3433 | 23832.2249 | 23713.8195 | 23596.1221 | 23479.1279 | 23362.8318 | 23247.2291 | 23132.3148 | 23018.0843 | 0 | 0 | 0 | 0 | 0 | 0 | 0 | 0 | 0 | 0 | 0 | 0 | 0 | 0 | 235404.2774 | 24071.1798 | 48022.5231 | 71854.748 | 95568.5674 | 119164.6895 | 142643.8174 | 166006.6492 | 189253.8783 | 212386.1931 | 235404.2774 | 235404.2774 | 235404.2774 | 235404.2774 | 235404.2774 | 235404.2774 | 235404.2774 | 235404.2774 | 235404.2774 | 235404.2774 | 235404.2774 | 235404.2774 | 235404.2774 | 235404.2774 | 235404.2774 | 0 | 0 | 0 | 0 | 0 | 0 | 0 | 0 | 0 | 0 | 0 | 0 | 0 | 0 | 0 | 0 | 0 | 0 | 0 | 0 | 0 | 0 | 0 | 0 | 0 | 0 | 0 | 0 | 0 | 0 | 0 | 0 | 0 | 0 | 0 | 0 | 0 | 0 | 0 | 0 | 0 | 0 | 0 | 0 | 0 | 0 | 0 | 0 | 0 | 0 | 0 | 0 | 0 | 0 | 0 | 0 | 0 | 0 | 0 | 0 | 0 | 3.3942 | 6.7714 | 10.1319 | 13.4756 | 16.8028 | 20.1135 | 23.4078 | 26.6857 | 29.9475 | 33.1932 | 33.1932 | 33.1932 | 33.1932 | 33.1932 | 33.1932 | 33.1932 | 33.1932 | 33.1932 | 33.1932 | 33.1932 | 33.1932 | 33.1932 | 33.1932 | 33.1932 | 7484.3181 | 7447.058 | 7410.0212 | 7373.206 | 7336.611 | 7300.2347 | 7264.0754 | 7228.1317 | 7192.402 | 7156.8849 | 0 | 0 | 0 | 0 | 0 | 0 | 0 | 0 | 0 | 0 | 0 | 0 | 0 | 0 | 73192.943 | 0 | 0 | 0 | 0 | 0 | 0 | 0 | 0 | 0 | 0 | 0 | 0 | 0 | 0 | 0 | 0 | 0 | 0 | 0 | 0 | 0.01557% | 3.7484 | 7.4782 | 11.1894 | 14.8822 | 18.5567 | 22.2129 | 25.851 | 29.4711 | 33.0734 | 36.6578 | 36.6578 | 36.6578 | 36.6578 | 36.6578 | 36.6578 | 36.6578 | 36.6578 | 36.6578 | 36.6578 | 36.6578 | 36.6578 | 36.6578 | 36.6578 | 36.6578
| ComRTUControllers_PSE | M_Input | PSE Business Case "QC _REVIEWED_Commercial HVAC Control_2020" | 2020 | Retro | 2022 | 2045 | PSE | Commercial | All Commercial | Electric | Per RTU Tonnage - Supply Fan VFD and Controller - with DCV - RTU - Heat Pump - 7500 to 8760 Hrs | Per RTU Tonnage - Supply Fan VFD and Controller - with DCV - RTU - Heat Pump - 7500 to 8760 Hrs | 225 | Supply Fan VFD and Controller - with DCV - RTU - Heat Pump - 7500 to 8760 Hrs |  | 1273 | 15 | 312.91 | 0 |  | 0 | 0 | 0 | 0 | 0 | 0 | 0 | 0 |  | 0 | 0 | 0 | Heat Pump | Heat Pump | RTUControllers | Heat Pump DCV RTU Supply Fan VFD and Controller | CommVENT | 0.0141% | 14.01% | 14.01% | 88.4613 | 0.0016 | 1.684% | 6.667% | 95% | 6.8% | 0.2% | 837.085 | 26.4228 | 86.3508 | 401.6525 | 0 | 0 | 0 | 351.4608 | -50.1916 |  | 0.023651 | 0 | 0.023651 | 01. ($9,999.000) to $0.028 | 1 | 0 | 01. ($9,999.00) to $0.22 | 1 | 213.7919 | 212.7276 | 211.6696 | 210.618 | 209.5726 | 208.5335 | 207.5006 | 206.4739 | 205.4533 | 204.4387 | 0 | 0 | 0 | 0 | 0 | 0 | 0 | 0 | 0 | 0 | 0 | 0 | 0 | 0 | 272157.126 | 270802.2128 | 269455.4184 | 268116.6858 | 266785.9587 | 265463.1811 | 264148.2975 | 262841.2528 | 261541.9923 | 260250.4618 | 0 | 0 | 0 | 0 | 0 | 0 | 0 | 0 | 0 | 0 | 0 | 0 | 0 | 0 | 2661562.5873 | 272157.126 | 542959.3388 | 812414.7572 | 1080531.443 | 1347317.4017 | 1612780.5828 | 1876928.8804 | 2139770.1332 | 2401312.1255 | 2661562.5873 | 2661562.5873 | 2661562.5873 | 2661562.5873 | 2661562.5873 | 2661562.5873 | 2661562.5873 | 2661562.5873 | 2661562.5873 | 2661562.5873 | 2661562.5873 | 2661562.5873 | 2661562.5873 | 2661562.5873 | 2661562.5873 | 0 | 0 | 0 | 0 | 0 | 0 | 0 | 0 | 0 | 0 | 0 | 0 | 0 | 0 | 0 | 0 | 0 | 0 | 0 | 0 | 0 | 0 | 0 | 0 | 0 | 0 | 0 | 0 | 0 | 0 | 0 | 0 | 0 | 0 | 0 | 0 | 0 | 0 | 0 | 0 | 0 | 0 | 0 | 0 | 0 | 0 | 0 | 0 | 0 | 0 | 0 | 0 | 0 | 0 | 0 | 0 | 0 | 0 | 0 | 0 | 0 | 38.3755 | 76.5599 | 114.5545 | 152.3602 | 189.9784 | 227.41 | 264.6562 | 301.7181 | 338.5968 | 375.2934 | 375.2934 | 375.2934 | 375.2934 | 375.2934 | 375.2934 | 375.2934 | 375.2934 | 375.2934 | 375.2934 | 375.2934 | 375.2934 | 375.2934 | 375.2934 | 375.2934 | 75139.4899 | 74765.4137 | 74393.5791 | 74023.9702 | 73656.5716 | 73291.3677 | 72928.3433 | 72567.4831 | 72208.7721 | 71852.1952 | 0 | 0 | 0 | 0 | 0 | 0 | 0 | 0 | 0 | 0 | 0 | 0 | 0 | 0 | 734827.186 | 0 | 0 | 0 | 0 | 0 | 0 | 0 | 0 | 0 | 0 | 0 | 0 | 0 | 0 | 0 | 0 | 0 | 0 | 0 | 0 | 0.01557% | 42.3811 | 84.5511 | 126.5115 | 168.2634 | 209.808 | 251.1467 | 292.2806 | 333.211 | 373.939 | 414.4659 | 414.4659 | 414.4659 | 414.4659 | 414.4659 | 414.4659 | 414.4659 | 414.4659 | 414.4659 | 414.4659 | 414.4659 | 414.4659 | 414.4659 | 414.4659 | 414.4659
| ComRTUControllers_PSE | M_Input | PSE Business Case "QC _REVIEWED_Commercial HVAC Control_2020" | 2020 | Retro | 2022 | 2045 | PSE | Commercial | All Commercial | Electric | Per RTU Tonnage - Supply Fan VFD and Controller - with DCV - RTU - Gas Pack - 500 to 1500 Hrs | Per RTU Tonnage - Supply Fan VFD and Controller - with DCV - RTU - Gas Pack - 500 to 1500 Hrs | 225 | Supply Fan VFD and Controller - with DCV - RTU - Gas Pack - 500 to 1500 Hrs - EO |  | 418 | 15 | 312.91 | 0 |  | 0 | 0 | 0 | 0 | 0 | 0 | 0 | 0 |  | 0 | 0 | 0 | Cooling | Cooling | RTUControllers | Cooling RTU DCV Supply Fan VFD and Controller | CommVENT | 0.0141% | 20.86% | 20.86% | 88.4613 | 0.0016 | 1.555% | 6.667% | 95% | 6.8% | 0.2% | 274.8637 | 8.6762 | 28.354 | 401.6525 | 0 | 0 | 0 | 427.2043 | 25.5519 |  | 0.08755 | 0 | 0.08755 | 07. $0.085 to $0.115 | 1 | 0 | 01. ($9,999.00) to $0.22 | 1 | 293.9953 | 292.5316 | 291.0768 | 289.6306 | 288.1931 | 286.7642 | 285.3438 | 283.9319 | 282.5284 | 281.1332 | 0 | 0 | 0 | 0 | 0 | 0 | 0 | 0 | 0 | 0 | 0 | 0 | 0 | 0 | 122890.0264 | 122278.2279 | 121670.0954 | 121065.6031 | 120464.7256 | 119867.4377 | 119273.7142 | 118683.5303 | 118096.8612 | 117513.6826 | 0 | 0 | 0 | 0 | 0 | 0 | 0 | 0 | 0 | 0 | 0 | 0 | 0 | 0 | 1201803.9045 | 122890.0264 | 245168.2544 | 366838.3498 | 487903.9529 | 608368.6785 | 728236.1162 | 847509.8304 | 966193.3606 | 1084290.2219 | 1201803.9045 | 1201803.9045 | 1201803.9045 | 1201803.9045 | 1201803.9045 | 1201803.9045 | 1201803.9045 | 1201803.9045 | 1201803.9045 | 1201803.9045 | 1201803.9045 | 1201803.9045 | 1201803.9045 | 1201803.9045 | 1201803.9045 | 0 | 0 | 0 | 0 | 0 | 0 | 0 | 0 | 0 | 0 | 0 | 0 | 0 | 0 | 0 | 0 | 0 | 0 | 0 | 0 | 0 | 0 | 0 | 0 | 0 | 0 | 0 | 0 | 0 | 0 | 0 | 0 | 0 | 0 | 0 | 0 | 0 | 0 | 0 | 0 | 0 | 0 | 0 | 0 | 0 | 0 | 0 | 0 | 0 | 0 | 0 | 0 | 0 | 0 | 0 | 0 | 0 | 0 | 0 | 0 | 0 | 17.3281 | 34.5699 | 51.726 | 68.7969 | 85.783 | 102.6849 | 119.503 | 136.238 | 152.8902 | 169.4602 | 169.4602 | 169.4602 | 169.4602 | 169.4602 | 169.4602 | 169.4602 | 169.4602 | 169.4602 | 169.4602 | 169.4602 | 169.4602 | 169.4602 | 169.4602 | 169.4602 | 125596.0522 | 124970.7819 | 124349.2584 | 123731.4552 | 123117.3465 | 122506.9063 | 121900.1091 | 121296.9294 | 120697.342 | 120101.3218 | 0 | 0 | 0 | 0 | 0 | 0 | 0 | 0 | 0 | 0 | 0 | 0 | 0 | 0 | 1228267.5029 | 0 | 0 | 0 | 0 | 0 | 0 | 0 | 0 | 0 | 0 | 0 | 0 | 0 | 0 | 0 | 0 | 0 | 0 | 0 | 0 | 0.01557% | 19.1368 | 38.1783 | 57.1251 | 75.9778 | 94.7369 | 113.403 | 131.9766 | 150.4583 | 168.8487 | 187.1482 | 187.1482 | 187.1482 | 187.1482 | 187.1482 | 187.1482 | 187.1482 | 187.1482 | 187.1482 | 187.1482 | 187.1482 | 187.1482 | 187.1482 | 187.1482 | 187.1482
| ComRTUControllers_PSE | M_Input | PSE Business Case "QC _REVIEWED_Commercial HVAC Control_2020" | 2020 | Retro | 2022 | 2045 | PSE | Commercial | All Commercial | Electric | Per RTU Tonnage - Supply Fan VFD and Controller - with DCV - RTU - Gas Pack - 1500 to 2500 Hrs | Per RTU Tonnage - Supply Fan VFD and Controller - with DCV - RTU - Gas Pack - 1500 to 2500 Hrs | 225 | Supply Fan VFD and Controller - with DCV - RTU - Gas Pack - 1500 to 2500 Hrs - EO |  | 516 | 15 | 312.91 | 0 |  | 0 | 0 | 0 | 0 | 0 | 0 | 0 | 0 |  | 0 | 0 | 0 | Cooling | Cooling | RTUControllers | Cooling RTU DCV Supply Fan VFD and Controller | CommVENT | 0.0141% | 20.86% | 20.86% | 88.4613 | 0.0016 | 2.958% | 6.667% | 95% | 6.8% | 0.2% | 339.3055 | 10.7103 | 35.0016 | 401.6525 | 0 | 0 | 0 | 418.5226 | 16.8701 |  | 0.069481 | 0 | 0.069481 | 04. $0.062 to $0.070 | 1 | 0 | 01. ($9,999.00) to $0.22 | 1 | 559.2332 | 556.4491 | 553.6817 | 550.9309 | 548.1965 | 545.4784 | 542.7766 | 540.0908 | 537.4211 | 534.7672 | 0 | 0 | 0 | 0 | 0 | 0 | 0 | 0 | 0 | 0 | 0 | 0 | 0 | 0 | 288564.3549 | 287127.7596 | 285699.7725 | 284280.3333 | 282869.3821 | 281466.8598 | 280072.7073 | 278686.8662 | 277309.2787 | 275939.8871 | 0 | 0 | 0 | 0 | 0 | 0 | 0 | 0 | 0 | 0 | 0 | 0 | 0 | 0 | 2822017.2016 | 288564.3549 | 575692.1146 | 861391.8871 | 1145672.2204 | 1428541.6025 | 1710008.4623 | 1990081.1695 | 2268768.0358 | 2546077.3144 | 2822017.2016 | 2822017.2016 | 2822017.2016 | 2822017.2016 | 2822017.2016 | 2822017.2016 | 2822017.2016 | 2822017.2016 | 2822017.2016 | 2822017.2016 | 2822017.2016 | 2822017.2016 | 2822017.2016 | 2822017.2016 | 2822017.2016 | 0 | 0 | 0 | 0 | 0 | 0 | 0 | 0 | 0 | 0 | 0 | 0 | 0 | 0 | 0 | 0 | 0 | 0 | 0 | 0 | 0 | 0 | 0 | 0 | 0 | 0 | 0 | 0 | 0 | 0 | 0 | 0 | 0 | 0 | 0 | 0 | 0 | 0 | 0 | 0 | 0 | 0 | 0 | 0 | 0 | 0 | 0 | 0 | 0 | 0 | 0 | 0 | 0 | 0 | 0 | 0 | 0 | 0 | 0 | 0 | 0 | 40.689 | 81.1754 | 121.4605 | 161.5454 | 201.4314 | 241.1196 | 280.6112 | 319.9074 | 359.0094 | 397.9183 | 397.9183 | 397.9183 | 397.9183 | 397.9183 | 397.9183 | 397.9183 | 397.9183 | 397.9183 | 397.9183 | 397.9183 | 397.9183 | 397.9183 | 397.9183 | 397.9183 | 234051.7566 | 232886.548 | 231728.3215 | 230577.028 | 229432.6192 | 228295.0469 | 227164.2633 | 226040.221 | 224922.8731 | 223812.1728 | 0 | 0 | 0 | 0 | 0 | 0 | 0 | 0 | 0 | 0 | 0 | 0 | 0 | 0 | 2288910.8503 | 0 | 0 | 0 | 0 | 0 | 0 | 0 | 0 | 0 | 0 | 0 | 0 | 0 | 0 | 0 | 0 | 0 | 0 | 0 | 0 | 0.01557% | 44.936 | 89.6484 | 134.1383 | 178.4073 | 222.4565 | 266.2873 | 309.901 | 353.2989 | 396.4822 | 439.4524 | 439.4524 | 439.4524 | 439.4524 | 439.4524 | 439.4524 | 439.4524 | 439.4524 | 439.4524 | 439.4524 | 439.4524 | 439.4524 | 439.4524 | 439.4524 | 439.4524
| ComRTUControllers_PSE | M_Input | PSE Business Case "QC _REVIEWED_Commercial HVAC Control_2020" | 2020 | Retro | 2022 | 2045 | PSE | Commercial | All Commercial | Electric | Per RTU Tonnage - Supply Fan VFD and Controller - with DCV - RTU - Gas Pack - 2500 to 3500 Hrs | Per RTU Tonnage - Supply Fan VFD and Controller - with DCV - RTU - Gas Pack - 2500 to 3500 Hrs | 225 | Supply Fan VFD and Controller - with DCV - RTU - Gas Pack - 2500 to 3500 Hrs - EO |  | 615 | 15 | 312.91 | 0 |  | 0 | 0 | 0 | 0 | 0 | 0 | 0 | 0 |  | 0 | 0 | 0 | Cooling | Cooling | RTUControllers | Cooling RTU DCV Supply Fan VFD and Controller | CommVENT | 0.0141% | 20.86% | 20.86% | 88.4613 | 0.0016 | 2.115% | 6.667% | 95% | 6.8% | 0.2% | 404.4048 | 12.7652 | 41.717 | 401.6525 | 0 | 0 | 0 | 409.7523 | 8.0998 |  | 0.057075 | 0 | 0.057075 | 03. $0.055 to $0.062 | 1 | 0 | 01. ($9,999.00) to $0.22 | 1 | 399.8353 | 397.8447 | 395.8661 | 393.8993 | 391.9443 | 390.001 | 388.0692 | 386.149 | 384.2402 | 382.3428 | 0 | 0 | 0 | 0 | 0 | 0 | 0 | 0 | 0 | 0 | 0 | 0 | 0 | 0 | 245898.6894 | 244674.5018 | 243457.6497 | 242248.0815 | 241045.7465 | 239850.594 | 238662.5738 | 237481.6362 | 236307.7318 | 235140.8115 | 0 | 0 | 0 | 0 | 0 | 0 | 0 | 0 | 0 | 0 | 0 | 0 | 0 | 0 | 2404768.0162 | 245898.6894 | 490573.1913 | 734030.8409 | 976278.9224 | 1217324.6689 | 1457175.2629 | 1695837.8367 | 1933319.4729 | 2169627.2047 | 2404768.0162 | 2404768.0162 | 2404768.0162 | 2404768.0162 | 2404768.0162 | 2404768.0162 | 2404768.0162 | 2404768.0162 | 2404768.0162 | 2404768.0162 | 2404768.0162 | 2404768.0162 | 2404768.0162 | 2404768.0162 | 2404768.0162 | 0 | 0 | 0 | 0 | 0 | 0 | 0 | 0 | 0 | 0 | 0 | 0 | 0 | 0 | 0 | 0 | 0 | 0 | 0 | 0 | 0 | 0 | 0 | 0 | 0 | 0 | 0 | 0 | 0 | 0 | 0 | 0 | 0 | 0 | 0 | 0 | 0 | 0 | 0 | 0 | 0 | 0 | 0 | 0 | 0 | 0 | 0 | 0 | 0 | 0 | 0 | 0 | 0 | 0 | 0 | 0 | 0 | 0 | 0 | 0 | 0 | 34.6729 | 69.1732 | 103.5019 | 137.6601 | 171.6487 | 205.4689 | 239.1215 | 272.6075 | 305.9281 | 339.0841 | 339.0841 | 339.0841 | 339.0841 | 339.0841 | 339.0841 | 339.0841 | 339.0841 | 339.0841 | 339.0841 | 339.0841 | 339.0841 | 339.0841 | 339.0841 | 339.0841 | 163833.4244 | 163017.7924 | 162207.0477 | 161401.1561 | 160600.0836 | 159803.7966 | 159012.2616 | 158225.4455 | 157443.3154 | 156665.8385 | 0 | 0 | 0 | 0 | 0 | 0 | 0 | 0 | 0 | 0 | 0 | 0 | 0 | 0 | 1602210.1617 | 0 | 0 | 0 | 0 | 0 | 0 | 0 | 0 | 0 | 0 | 0 | 0 | 0 | 0 | 0 | 0 | 0 | 0 | 0 | 0 | 0.01557% | 38.292 | 76.3934 | 114.3053 | 152.0289 | 189.5652 | 226.9154 | 264.0806 | 301.0619 | 337.8604 | 374.4772 | 374.4772 | 374.4772 | 374.4772 | 374.4772 | 374.4772 | 374.4772 | 374.4772 | 374.4772 | 374.4772 | 374.4772 | 374.4772 | 374.4772 | 374.4772 | 374.4772
| ComRTUControllers_PSE | M_Input | PSE Business Case "QC _REVIEWED_Commercial HVAC Control_2020" | 2020 | Retro | 2022 | 2045 | PSE | Commercial | All Commercial | Electric | Per RTU Tonnage - Supply Fan VFD and Controller - with DCV - RTU - Gas Pack - 3500 to 4500 Hrs | Per RTU Tonnage - Supply Fan VFD and Controller - with DCV - RTU - Gas Pack - 3500 to 4500 Hrs | 225 | Supply Fan VFD and Controller - with DCV - RTU - Gas Pack - 3500 to 4500 Hrs - EO |  | 714 | 15 | 312.91 | 0 |  | 0 | 0 | 0 | 0 | 0 | 0 | 0 | 0 |  | 0 | 0 | 0 | Cooling | Cooling | RTUControllers | Cooling RTU DCV Supply Fan VFD and Controller | CommVENT | 0.0141% | 20.86% | 20.86% | 88.4613 | 0.0016 | 0.9962% | 6.667% | 95% | 6.8% | 0.2% | 469.5041 | 14.82 | 48.4324 | 401.6525 | 0 | 0 | 0 | 400.982 | -0.67045 |  | 0.048109 | 0 | 0.048109 | 02. $0.028 to $0.055 | 1 | 0 | 01. ($9,999.00) to $0.22 | 1 | 188.3515 | 187.4138 | 186.4817 | 185.5552 | 184.6343 | 183.7188 | 182.8088 | 181.9043 | 181.0051 | 180.1112 | 0 | 0 | 0 | 0 | 0 | 0 | 0 | 0 | 0 | 0 | 0 | 0 | 0 | 0 | 134482.9545 | 133813.4415 | 133147.9403 | 132486.4227 | 131828.861 | 131175.2274 | 130525.4945 | 129879.6351 | 129237.6222 | 128599.429 | 0 | 0 | 0 | 0 | 0 | 0 | 0 | 0 | 0 | 0 | 0 | 0 | 0 | 0 | 1315177.0283 | 134482.9545 | 268296.3959 | 401444.3362 | 533930.7589 | 665759.6199 | 796934.8473 | 927460.3419 | 1057339.977 | 1186577.5993 | 1315177.0283 | 1315177.0283 | 1315177.0283 | 1315177.0283 | 1315177.0283 | 1315177.0283 | 1315177.0283 | 1315177.0283 | 1315177.0283 | 1315177.0283 | 1315177.0283 | 1315177.0283 | 1315177.0283 | 1315177.0283 | 1315177.0283 | 0 | 0 | 0 | 0 | 0 | 0 | 0 | 0 | 0 | 0 | 0 | 0 | 0 | 0 | 0 | 0 | 0 | 0 | 0 | 0 | 0 | 0 | 0 | 0 | 0 | 0 | 0 | 0 | 0 | 0 | 0 | 0 | 0 | 0 | 0 | 0 | 0 | 0 | 0 | 0 | 0 | 0 | 0 | 0 | 0 | 0 | 0 | 0 | 0 | 0 | 0 | 0 | 0 | 0 | 0 | 0 | 0 | 0 | 0 | 0 | 0 | 18.9628 | 37.8311 | 56.6056 | 75.2869 | 93.8754 | 112.3717 | 130.7765 | 149.0901 | 167.3133 | 185.4464 | 185.4464 | 185.4464 | 185.4464 | 185.4464 | 185.4464 | 185.4464 | 185.4464 | 185.4464 | 185.4464 | 185.4464 | 185.4464 | 185.4464 | 185.4464 | 185.4464 | 75525.5541 | 75149.556 | 74775.8109 | 74404.303 | 74035.0167 | 73667.9364 | 73303.0468 | 72940.3325 | 72579.7784 | 72221.3694 | 0 | 0 | 0 | 0 | 0 | 0 | 0 | 0 | 0 | 0 | 0 | 0 | 0 | 0 | 738602.7043 | 0 | 0 | 0 | 0 | 0 | 0 | 0 | 0 | 0 | 0 | 0 | 0 | 0 | 0 | 0 | 0 | 0 | 0 | 0 | 0 | 0.01557% | 20.9421 | 41.7799 | 62.514 | 83.1452 | 103.6739 | 124.1009 | 144.4267 | 164.6519 | 184.7772 | 204.803 | 204.803 | 204.803 | 204.803 | 204.803 | 204.803 | 204.803 | 204.803 | 204.803 | 204.803 | 204.803 | 204.803 | 204.803 | 204.803 | 204.803
| ComRTUControllers_PSE | M_Input | PSE Business Case "QC _REVIEWED_Commercial HVAC Control_2020" | 2020 | Retro | 2022 | 2045 | PSE | Commercial | All Commercial | Electric | Per RTU Tonnage - Supply Fan VFD and Controller - with DCV - RTU - Gas Pack - 4500 to 5500 Hrs | Per RTU Tonnage - Supply Fan VFD and Controller - with DCV - RTU - Gas Pack - 4500 to 5500 Hrs | 225 | Supply Fan VFD and Controller - with DCV - RTU - Gas Pack - 4500 to 5500 Hrs - EO |  | 812 | 15 | 312.91 | 0 |  | 0 | 0 | 0 | 0 | 0 | 0 | 0 | 0 |  | 0 | 0 | 0 | Cooling | Cooling | RTUControllers | Cooling RTU DCV Supply Fan VFD and Controller | CommVENT | 0.0141% | 20.86% | 20.86% | 88.4613 | 0.0016 | 0.09% | 6.667% | 95% | 6.8% | 0.2% | 533.9458 | 16.8542 | 55.08 | 401.6525 | 0 | 0 | 0 | 392.3003 | -9.3522 |  | 0.041387 | 0 | 0.041387 | 02. $0.028 to $0.055 | 1 | 0 | 01. ($9,999.00) to $0.22 | 1 | 17.0179 | 16.9332 | 16.8489 | 16.7652 | 16.682 | 16.5993 | 16.5171 | 16.4354 | 16.3541 | 16.2734 | 0 | 0 | 0 | 0 | 0 | 0 | 0 | 0 | 0 | 0 | 0 | 0 | 0 | 0 | 13818.5166 | 13749.7222 | 13681.34 | 13613.3671 | 13545.8007 | 13478.638 | 13411.876 | 13345.5121 | 13279.5434 | 13213.9672 | 0 | 0 | 0 | 0 | 0 | 0 | 0 | 0 | 0 | 0 | 0 | 0 | 0 | 0 | 135138.2832 | 13818.5166 | 27568.2388 | 41249.5788 | 54862.9459 | 68408.7466 | 81887.3846 | 95299.2606 | 108644.7727 | 121924.3161 | 135138.2832 | 135138.2832 | 135138.2832 | 135138.2832 | 135138.2832 | 135138.2832 | 135138.2832 | 135138.2832 | 135138.2832 | 135138.2832 | 135138.2832 | 135138.2832 | 135138.2832 | 135138.2832 | 135138.2832 | 0 | 0 | 0 | 0 | 0 | 0 | 0 | 0 | 0 | 0 | 0 | 0 | 0 | 0 | 0 | 0 | 0 | 0 | 0 | 0 | 0 | 0 | 0 | 0 | 0 | 0 | 0 | 0 | 0 | 0 | 0 | 0 | 0 | 0 | 0 | 0 | 0 | 0 | 0 | 0 | 0 | 0 | 0 | 0 | 0 | 0 | 0 | 0 | 0 | 0 | 0 | 0 | 0 | 0 | 0 | 0 | 0 | 0 | 0 | 0 | 0 | 1.9485 | 3.8873 | 5.8164 | 7.7359 | 9.646 | 11.5465 | 13.4377 | 15.3194 | 17.1919 | 19.0552 | 19.0552 | 19.0552 | 19.0552 | 19.0552 | 19.0552 | 19.0552 | 19.0552 | 19.0552 | 19.0552 | 19.0552 | 19.0552 | 19.0552 | 19.0552 | 19.0552 | 6676.1185 | 6642.882 | 6609.8446 | 6577.005 | 6544.3617 | 6511.9135 | 6479.6589 | 6447.5966 | 6415.7252 | 6384.0435 | 0 | 0 | 0 | 0 | 0 | 0 | 0 | 0 | 0 | 0 | 0 | 0 | 0 | 0 | 65289.1496 | 0 | 0 | 0 | 0 | 0 | 0 | 0 | 0 | 0 | 0 | 0 | 0 | 0 | 0 | 0 | 0 | 0 | 0 | 0 | 0 | 0.01557% | 2.1519 | 4.293 | 6.4235 | 8.5434 | 10.6528 | 12.7517 | 14.8403 | 16.9185 | 18.9864 | 21.0441 | 21.0441 | 21.0441 | 21.0441 | 21.0441 | 21.0441 | 21.0441 | 21.0441 | 21.0441 | 21.0441 | 21.0441 | 21.0441 | 21.0441 | 21.0441 | 21.0441
| ComRTUControllers_PSE | M_Input | PSE Business Case "QC _REVIEWED_Commercial HVAC Control_2020" | 2020 | Retro | 2022 | 2045 | PSE | Commercial | All Commercial | Electric | Per RTU Tonnage - Supply Fan VFD and Controller - with DCV - RTU - Gas Pack - 5500 to 6500 Hrs | Per RTU Tonnage - Supply Fan VFD and Controller - with DCV - RTU - Gas Pack - 5500 to 6500 Hrs | 225 | Supply Fan VFD and Controller - with DCV - RTU - Gas Pack - 5500 to 6500 Hrs - EO |  | 911 | 15 | 312.91 | 0 |  | 0 | 0 | 0 | 0 | 0 | 0 | 0 | 0 |  | 0 | 0 | 0 | Cooling | Cooling | RTUControllers | Cooling RTU DCV Supply Fan VFD and Controller | CommVENT | 0.0141% | 20.86% | 20.86% | 88.4613 | 0.0016 | 1.489% | 6.667% | 95% | 6.8% | 0.2% | 599.0451 | 18.909 | 61.7954 | 401.6525 | 0 | 0 | 0 | 383.53 | -18.1225 |  | 0.036064 | 0 | 0.036064 | 02. $0.028 to $0.055 | 1 | 0 | 01. ($9,999.00) to $0.22 | 1 | 281.5977 | 280.1958 | 278.8023 | 277.4172 | 276.0403 | 274.6716 | 273.3111 | 271.9587 | 270.6144 | 269.2781 | 0 | 0 | 0 | 0 | 0 | 0 | 0 | 0 | 0 | 0 | 0 | 0 | 0 | 0 | 256535.5477 | 255258.4054 | 253988.9157 | 252727.0252 | 251472.6807 | 250225.8293 | 248986.4189 | 247754.3974 | 246529.7133 | 245312.3155 | 0 | 0 | 0 | 0 | 0 | 0 | 0 | 0 | 0 | 0 | 0 | 0 | 0 | 0 | 2508791.2491 | 256535.5477 | 511793.9531 | 765782.8688 | 1018509.894 | 1269982.5747 | 1520208.404 | 1769194.8229 | 2016949.2203 | 2263478.9336 | 2508791.2491 | 2508791.2491 | 2508791.2491 | 2508791.2491 | 2508791.2491 | 2508791.2491 | 2508791.2491 | 2508791.2491 | 2508791.2491 | 2508791.2491 | 2508791.2491 | 2508791.2491 | 2508791.2491 | 2508791.2491 | 2508791.2491 | 0 | 0 | 0 | 0 | 0 | 0 | 0 | 0 | 0 | 0 | 0 | 0 | 0 | 0 | 0 | 0 | 0 | 0 | 0 | 0 | 0 | 0 | 0 | 0 | 0 | 0 | 0 | 0 | 0 | 0 | 0 | 0 | 0 | 0 | 0 | 0 | 0 | 0 | 0 | 0 | 0 | 0 | 0 | 0 | 0 | 0 | 0 | 0 | 0 | 0 | 0 | 0 | 0 | 0 | 0 | 0 | 0 | 0 | 0 | 0 | 0 | 36.1728 | 72.1655 | 107.9791 | 143.6149 | 179.0738 | 214.3568 | 249.4651 | 284.3997 | 319.1616 | 353.7519 | 353.7519 | 353.7519 | 353.7519 | 353.7519 | 353.7519 | 353.7519 | 353.7519 | 353.7519 | 353.7519 | 353.7519 | 353.7519 | 353.7519 | 353.7519 | 353.7519 | 108001.1854 | 107463.5098 | 106929.0561 | 106397.8015 | 105869.7239 | 105344.8008 | 104823.0104 | 104304.3307 | 103788.74 | 103276.2169 | 0 | 0 | 0 | 0 | 0 | 0 | 0 | 0 | 0 | 0 | 0 | 0 | 0 | 0 | 1056198.3753 | 0 | 0 | 0 | 0 | 0 | 0 | 0 | 0 | 0 | 0 | 0 | 0 | 0 | 0 | 0 | 0 | 0 | 0 | 0 | 0 | 0.01557% | 39.9484 | 79.698 | 119.2498 | 158.6052 | 197.7652 | 236.7311 | 275.5039 | 314.0849 | 352.4752 | 390.676 | 390.676 | 390.676 | 390.676 | 390.676 | 390.676 | 390.676 | 390.676 | 390.676 | 390.676 | 390.676 | 390.676 | 390.676 | 390.676 | 390.676
| ComRTUControllers_PSE | M_Input | PSE Business Case "QC _REVIEWED_Commercial HVAC Control_2020" | 2020 | Retro | 2022 | 2045 | PSE | Commercial | All Commercial | Electric | Per RTU Tonnage - Supply Fan VFD and Controller - with DCV - RTU - Gas Pack - 6500 to 7500 Hrs | Per RTU Tonnage - Supply Fan VFD and Controller - with DCV - RTU - Gas Pack - 6500 to 7500 Hrs | 225 | Supply Fan VFD and Controller - with DCV - RTU - Gas Pack - 6500 to 7500 Hrs - EO |  | 1010 | 15 | 312.91 | 0 |  | 0 | 0 | 0 | 0 | 0 | 0 | 0 | 0 |  | 0 | 0 | 0 | Cooling | Cooling | RTUControllers | Cooling RTU DCV Supply Fan VFD and Controller | CommVENT | 0.0141% | 20.86% | 20.86% | 88.4613 | 0.0016 | 0.6648% | 6.667% | 95% | 6.8% | 0.2% | 664.1444 | 20.9639 | 68.5108 | 401.6525 | 0 | 0 | 0 | 374.7597 | -26.8928 |  | 0.031786 | 0 | 0.031786 | 02. $0.028 to $0.055 | 1 | 0 | 01. ($9,999.00) to $0.22 | 1 | 125.7003 | 125.0745 | 124.4525 | 123.8342 | 123.2195 | 122.6086 | 122.0013 | 121.3976 | 120.7975 | 120.201 | 0 | 0 | 0 | 0 | 0 | 0 | 0 | 0 | 0 | 0 | 0 | 0 | 0 | 0 | 126957.3127 | 126325.2655 | 125697.0057 | 125072.5065 | 124451.7418 | 123834.6855 | 123221.3115 | 122611.5943 | 122005.5083 | 121403.0283 | 0 | 0 | 0 | 0 | 0 | 0 | 0 | 0 | 0 | 0 | 0 | 0 | 0 | 0 | 1241579.9601 | 126957.3127 | 253282.5783 | 378979.5839 | 504052.0904 | 628503.8323 | 752338.5177 | 875559.8292 | 998171.4236 | 1120176.9319 | 1241579.9601 | 1241579.9601 | 1241579.9601 | 1241579.9601 | 1241579.9601 | 1241579.9601 | 1241579.9601 | 1241579.9601 | 1241579.9601 | 1241579.9601 | 1241579.9601 | 1241579.9601 | 1241579.9601 | 1241579.9601 | 1241579.9601 | 0 | 0 | 0 | 0 | 0 | 0 | 0 | 0 | 0 | 0 | 0 | 0 | 0 | 0 | 0 | 0 | 0 | 0 | 0 | 0 | 0 | 0 | 0 | 0 | 0 | 0 | 0 | 0 | 0 | 0 | 0 | 0 | 0 | 0 | 0 | 0 | 0 | 0 | 0 | 0 | 0 | 0 | 0 | 0 | 0 | 0 | 0 | 0 | 0 | 0 | 0 | 0 | 0 | 0 | 0 | 0 | 0 | 0 | 0 | 0 | 0 | 17.9016 | 35.7141 | 53.438 | 71.0738 | 88.6221 | 106.0834 | 123.4582 | 140.7471 | 157.9504 | 175.0689 | 175.0689 | 175.0689 | 175.0689 | 175.0689 | 175.0689 | 175.0689 | 175.0689 | 175.0689 | 175.0689 | 175.0689 | 175.0689 | 175.0689 | 175.0689 | 175.0689 | 47107.4112 | 46872.8906 | 46639.7752 | 46408.0553 | 46177.7211 | 45948.7628 | 45721.1709 | 45494.9358 | 45270.048 | 45046.4983 | 0 | 0 | 0 | 0 | 0 | 0 | 0 | 0 | 0 | 0 | 0 | 0 | 0 | 0 | 460687.2692 | 0 | 0 | 0 | 0 | 0 | 0 | 0 | 0 | 0 | 0 | 0 | 0 | 0 | 0 | 0 | 0 | 0 | 0 | 0 | 0 | 0.01557% | 19.7701 | 39.4419 | 59.0158 | 78.4924 | 97.8724 | 117.1562 | 136.3446 | 155.438 | 174.4371 | 193.3423 | 193.3423 | 193.3423 | 193.3423 | 193.3423 | 193.3423 | 193.3423 | 193.3423 | 193.3423 | 193.3423 | 193.3423 | 193.3423 | 193.3423 | 193.3423 | 193.3423
| ComRTUControllers_PSE | M_Input | PSE Business Case "QC _REVIEWED_Commercial HVAC Control_2020" | 2020 | Retro | 2022 | 2045 | PSE | Commercial | All Commercial | Electric | Per RTU Tonnage - Supply Fan VFD and Controller - with DCV - RTU - Gas Pack - 7500 to 8760 Hrs | Per RTU Tonnage - Supply Fan VFD and Controller - with DCV - RTU - Gas Pack - 7500 to 8760 Hrs | 225 | Supply Fan VFD and Controller - with DCV - RTU - Gas Pack - 7500 to 8760 Hrs - EO |  | 1121 | 15 | 312.91 | 0 |  | 0 | 0 | 0 | 0 | 0 | 0 | 0 | 0 |  | 0 | 0 | 0 | Cooling | Cooling | RTUControllers | Cooling RTU DCV Supply Fan VFD and Controller | CommVENT | 0.0141% | 20.86% | 20.86% | 88.4613 | 0.0016 | 6.861% | 6.667% | 95% | 6.8% | 0.2% | 737.1346 | 23.2679 | 76.0402 | 401.6525 | 0 | 0 | 0 | 364.9263 | -36.7261 |  | 0.027887 | 0 | 0.027887 | 01. ($9,999.000) to $0.028 | 1 | 0 | 01. ($9,999.00) to $0.22 | 1 | 1297.288 | 1290.8296 | 1284.4098 | 1278.0285 | 1271.6853 | 1265.3801 | 1259.1124 | 1252.8822 | 1246.689 | 1240.5327 | 0 | 0 | 0 | 0 | 0 | 0 | 0 | 0 | 0 | 0 | 0 | 0 | 0 | 0 | 1454259.862 | 1447019.9419 | 1439823.4038 | 1432669.9441 | 1425559.2612 | 1418491.0562 | 1411465.0324 | 1404480.8954 | 1397538.353 | 1390637.1155 | 0 | 0 | 0 | 0 | 0 | 0 | 0 | 0 | 0 | 0 | 0 | 0 | 0 | 0 | 14221944.8657 | 1454259.862 | 2901279.804 | 4341103.2078 | 5773773.1519 | 7199332.4131 | 8617823.4693 | 10029288.5018 | 11433769.3972 | 12831307.7502 | 14221944.8657 | 14221944.8657 | 14221944.8657 | 14221944.8657 | 14221944.8657 | 14221944.8657 | 14221944.8657 | 14221944.8657 | 14221944.8657 | 14221944.8657 | 14221944.8657 | 14221944.8657 | 14221944.8657 | 14221944.8657 | 14221944.8657 | 0 | 0 | 0 | 0 | 0 | 0 | 0 | 0 | 0 | 0 | 0 | 0 | 0 | 0 | 0 | 0 | 0 | 0 | 0 | 0 | 0 | 0 | 0 | 0 | 0 | 0 | 0 | 0 | 0 | 0 | 0 | 0 | 0 | 0 | 0 | 0 | 0 | 0 | 0 | 0 | 0 | 0 | 0 | 0 | 0 | 0 | 0 | 0 | 0 | 0 | 0 | 0 | 0 | 0 | 0 | 0 | 0 | 0 | 0 | 0 | 0 | 205.0578 | 409.0947 | 612.1168 | 814.1303 | 1015.1412 | 1215.1554 | 1414.1789 | 1612.2176 | 1809.2773 | 2005.364 | 2005.364 | 2005.364 | 2005.364 | 2005.364 | 2005.364 | 2005.364 | 2005.364 | 2005.364 | 2005.364 | 2005.364 | 2005.364 | 2005.364 | 2005.364 | 2005.364 | 473414.5695 | 471057.7117 | 468714.9764 | 466386.2646 | 464071.4782 | 461770.52 | 459483.2933 | 457209.7022 | 454949.6517 | 452703.0475 | 0 | 0 | 0 | 0 | 0 | 0 | 0 | 0 | 0 | 0 | 0 | 0 | 0 | 0 | 4629761.215 | 0 | 0 | 0 | 0 | 0 | 0 | 0 | 0 | 0 | 0 | 0 | 0 | 0 | 0 | 0 | 0 | 0 | 0 | 0 | 0 | 0.01557% | 226.4614 | 451.7954 | 676.0087 | 899.108 | 1121.1001 | 1341.9915 | 1561.7887 | 1780.4984 | 1998.127 | 2214.6808 | 2214.6808 | 2214.6808 | 2214.6808 | 2214.6808 | 2214.6808 | 2214.6808 | 2214.6808 | 2214.6808 | 2214.6808 | 2214.6808 | 2214.6808 | 2214.6808 | 2214.6808 | 2214.6808
| ComSecondaryGlazingSystems_v1_1 | M_Input | RTF Workbook "ComSecondaryGlazingSystems_v1_1" | 2020 | Retro | 2022 | 2045 | PSE | Commercial | Medium Off | Electric | Per SqFt of Secondary Glazing - Medium Office - Electric Reheat |  |  | SGS_Med Office_Electric Reheat_HZ1CZ1 |  | 20.4855 | 30 | 37.0797 | 0 |  | 0 | 0 | 0 | 0 | 0 | 0 | 0 | 0 |  | 0 | 0 | 0 | Heating | Electric Heating | Secondary Glazing | Window Glazing | CommHEAT | 0.03964% | 55.86% | 55.86% | 1600.5309 | 0.038328 | 1% | 3.333% | 85% | 6.8% | 0.2% | 27.5551 | 1.1955 | 2.8751 | 36.5082 | 0 | 0 | 0 | 39.8535 | 3.3454 |  | 0.16665 | 0 | 0.16665 | 10. $0.150 to $0.175 | 0 | 0 | 01. ($9,999.00) to $0.22 | 1 | 666.8454 | 664.8449 | 662.8503 | 660.8618 | 658.8792 | 656.9026 | 654.9318 | 652.9671 | 651.0082 | 649.0551 | 0 | 0 | 0 | 0 | 0 | 0 | 0 | 0 | 0 | 0 | 0 | 0 | 0 | 0 | 13660.6788 | 13619.6967 | 13578.8376 | 13538.1011 | 13497.4868 | 13456.9944 | 13416.6234 | 13376.3735 | 13336.2444 | 13296.2357 | 0 | 0 | 0 | 0 | 0 | 0 | 0 | 0 | 0 | 0 | 0 | 0 | 0 | 0 | 134777.2724 | 13660.6788 | 27280.3755 | 40859.2132 | 54397.3143 | 67894.8011 | 81351.7955 | 94768.4189 | 108144.7924 | 121481.0368 | 134777.2724 | 134777.2724 | 134777.2724 | 134777.2724 | 134777.2724 | 134777.2724 | 134777.2724 | 134777.2724 | 134777.2724 | 134777.2724 | 134777.2724 | 134777.2724 | 134777.2724 | 134777.2724 | 134777.2724 | 0 | 0 | 0 | 0 | 0 | 0 | 0 | 0 | 0 | 0 | 0 | 0 | 0 | 0 | 0 | 0 | 0 | 0 | 0 | 0 | 0 | 0 | 0 | 0 | 0 | 0 | 0 | 0 | 0 | 0 | 0 | 0 | 0 | 0 | 0 | 0 | 0 | 0 | 0 | 0 | 0 | 0 | 0 | 0 | 0 | 0 | 0 | 0 | 0 | 0 | 0 | 0 | 0 | 0 | 0 | 0 | 0 | 0 | 0 | 0 | 0 | 5.4158 | 10.8153 | 16.1986 | 21.5658 | 26.9168 | 32.2518 | 37.5708 | 42.8739 | 48.161 | 53.4323 | 53.4323 | 53.4323 | 53.4323 | 53.4323 | 53.4323 | 53.4323 | 53.4323 | 53.4323 | 53.4323 | 53.4323 | 53.4323 | 53.4323 | 53.4323 | 53.4323 | 26576.1523 | 26496.4238 | 26416.9345 | 26337.6837 | 26258.6707 | 26179.8947 | 26101.355 | 26023.0509 | 25944.9818 | 25867.1468 | 0 | 0 | 0 | 0 | 0 | 0 | 0 | 0 | 0 | 0 | 0 | 0 | 0 | 0 | 262202.2941 | 0 | 0 | 0 | 0 | 0 | 0 | 0 | 0 | 0 | 0 | 0 | 0 | 0 | 0 | 0 | 0 | 0 | 0 | 0 | 0 | 0.001759% | 0.24028 | 0.47983 | 0.71867 | 0.95679 | 1.1942 | 1.4309 | 1.6669 | 1.9022 | 2.1367 | 2.3706 | 2.3706 | 2.3706 | 2.3706 | 2.3706 | 2.3706 | 2.3706 | 2.3706 | 2.3706 | 2.3706 | 2.3706 | 2.3706 | 2.3706 | 2.3706 | 2.3706
| ComSecondaryGlazingSystems_v1_1 | M_Input | RTF Workbook "ComSecondaryGlazingSystems_v1_1" | 2020 | Retro | 2022 | 2041 | PSE | Commercial | Medium Off | Gas | Per SqFt of Secondary Glazing - Medium Office - Gas Reheat |  |  | SGS_Med Office_Gas Reheat_HZ1CZ1 |  | 3.2802 | 30 | 37.0797 | 0 |  | 0 | 0 | 0 | 0 | 0 | 0 | 0 | 0.87644 |  | 0 | 0 | 0 | Heating | Gas Heating | Secondary Glazing | Window Glazing | CommHEAT | 0.03964% | 85.15% | 85.15% | 1600.5309 | 0.038328 | 1% | 3.333% | 85% | 6.8% | 0.2% | 19.1771 | 0.17309 | 1.935 | 0 | 33.6534 | 0 | 4.4122 | 5.3078 | -8.5167 |  | 0.13862 | -0.90304 | 0.13862 | 09. $0.130 to $0.150 | 1 | -0.90304 | 01. ($9,999.00) to $0.22 | 1 | 0 | 0 | 0 | 0 | 0 | 0 | 0 | 0 | 0 | 0 | 0 | 0 | 0 | 0 | 0 | 0 | 0 | 0 | 0 | 0 | 0 | 0 | 0 | 0 | 0 | 0 | 0 | 0 | 0 | 0 | 0 | 0 | 0 | 0 | 0 | 0 | 0 | 0 | 0 | 0 | 0 | 0 | 0 | 0 | 0 | 0 | 0 | 0 | 0 | 0 | 0 | 0 | 0 | 0 | 0 | 0 | 0 | 0 | 0 | 0 | 0 | 0 | 0 | 0 | 0 | 0 | 0 | 0 | 0 | 0 | 0 | 0 | 0 | 1821.7134 | 1816.2483 | 1810.7995 | 1805.3671 | 1799.951 | 1794.5512 | 1789.1675 | 1783.8 | 1778.4486 | 1773.1133 | 0 | 0 | 0 | 0 | 0 | 0 | 0 | 0 | 0 | 0 | 1596.619 | 1591.8291 | 1587.0536 | 1582.2924 | 1577.5456 | 1572.8129 | 1568.0945 | 1563.3902 | 1558.7 | 1554.0239 | 0 | 0 | 0 | 0 | 0 | 0 | 0 | 0 | 0 | 0 | 15752.3613 | 1596.619 | 3188.448 | 4775.5017 | 6357.7941 | 7935.3397 | 9508.1526 | 11076.2471 | 12639.6373 | 14198.3373 | 15752.3613 | 15752.3613 | 15752.3613 | 15752.3613 | 15752.3613 | 15752.3613 | 15752.3613 | 15752.3613 | 15752.3613 | 15752.3613 | 15752.3613 | 0 | 0 | 0 | 0 | 0 | 0 | 0 | 0 | 0 | 0 | 0 | 0 | 0 | 0 | 0 | 0 | 0 | 0 | 0 | 0 | 0 | 0 | 0 | 0 | 0 | 0 | 0 | 0 | 0 | 0 | 0 | 0 | 0 | 0 | 0 | 0 | 0 | 0 | 0 | 0 | 0 | 0 | 0 | 0 | 0 | 0 | 0 | 0 | 0 | 0 | 0 | 0 | 0 | 0 | 0 | 0 | 0 | 0 | 0 | 0 | 0 | 0 | 0 | 0 | 0 | 0 | 0 | 0 | 0 | 0.001759% | 0 | 0 | 0 | 0 | 0 | 0 | 0 | 0 | 0 | 0 | 0 | 0 | 0 | 0 | 0 | 0 | 0 | 0 | 0 | 0 | 0 | 0 | 0 | 0
| ComSecondaryGlazingSystems_v1_1 | M_Input | RTF Workbook "ComSecondaryGlazingSystems_v1_1" | 2020 | Retro | 2022 | 2045 | PSE | Commercial | Large Off | Electric | Per SqFt of Secondary Glazing - Large Office - Electric Reheat |  |  | SGS_Lrg Office_Electric Reheat_HZ1CZ1 |  | 22.0098 | 30 | 37.0797 | 0 |  | 0 | 0 | 0 | 0 | 0 | 0 | 0 | 0 |  | 0 | 0 | 0 | Heating | Electric Heating | Secondary Glazing | Window Glazing | CommHEAT | 0.03964% | 55.86% | 55.86% | 12077.6692 | 0.052539 | 1% | 3.333% | 85% | 6.8% | 0.2% | 29.6054 | 1.2845 | 3.089 | 36.5082 | 0 | 0 | 0 | 39.5507 | 3.0425 |  | 0.15393 | 0 | 0.15393 | 10. $0.150 to $0.175 | 0 | 0 | 01. ($9,999.00) to $0.22 | 1 | 1174.7078 | 1171.1837 | 1167.6701 | 1164.1671 | 1160.6746 | 1157.1926 | 1153.721 | 1150.2599 | 1146.8091 | 1143.3687 | 0 | 0 | 0 | 0 | 0 | 0 | 0 | 0 | 0 | 0 | 0 | 0 | 0 | 0 | 25855.1059 | 25777.5406 | 25700.208 | 25623.1074 | 25546.238 | 25469.5993 | 25393.1905 | 25317.0109 | 25241.0599 | 25165.3367 | 0 | 0 | 0 | 0 | 0 | 0 | 0 | 0 | 0 | 0 | 0 | 0 | 0 | 0 | 255088.3973 | 25855.1059 | 51632.6465 | 77332.8545 | 102955.9618 | 128502.1999 | 153971.7992 | 179364.9897 | 204682.0006 | 229923.0606 | 255088.3973 | 255088.3973 | 255088.3973 | 255088.3973 | 255088.3973 | 255088.3973 | 255088.3973 | 255088.3973 | 255088.3973 | 255088.3973 | 255088.3973 | 255088.3973 | 255088.3973 | 255088.3973 | 255088.3973 | 0 | 0 | 0 | 0 | 0 | 0 | 0 | 0 | 0 | 0 | 0 | 0 | 0 | 0 | 0 | 0 | 0 | 0 | 0 | 0 | 0 | 0 | 0 | 0 | 0 | 0 | 0 | 0 | 0 | 0 | 0 | 0 | 0 | 0 | 0 | 0 | 0 | 0 | 0 | 0 | 0 | 0 | 0 | 0 | 0 | 0 | 0 | 0 | 0 | 0 | 0 | 0 | 0 | 0 | 0 | 0 | 0 | 0 | 0 | 0 | 0 | 10.2502 | 20.4697 | 30.6585 | 40.8168 | 50.9446 | 61.0419 | 71.1091 | 81.146 | 91.1527 | 101.1295 | 101.1295 | 101.1295 | 101.1295 | 101.1295 | 101.1295 | 101.1295 | 101.1295 | 101.1295 | 101.1295 | 101.1295 | 101.1295 | 101.1295 | 101.1295 | 101.1295 | 46460.4701 | 46321.0887 | 46182.1255 | 46043.5791 | 45905.4484 | 45767.732 | 45630.4288 | 45493.5375 | 45357.0569 | 45220.9857 | 0 | 0 | 0 | 0 | 0 | 0 | 0 | 0 | 0 | 0 | 0 | 0 | 0 | 0 | 458382.4528 | 0 | 0 | 0 | 0 | 0 | 0 | 0 | 0 | 0 | 0 | 0 | 0 | 0 | 0 | 0 | 0 | 0 | 0 | 0 | 0 | 0.001759% | 0.45477 | 0.90817 | 1.3602 | 1.8109 | 2.2602 | 2.7082 | 3.1549 | 3.6002 | 4.0441 | 4.4868 | 4.4868 | 4.4868 | 4.4868 | 4.4868 | 4.4868 | 4.4868 | 4.4868 | 4.4868 | 4.4868 | 4.4868 | 4.4868 | 4.4868 | 4.4868 | 4.4868
| ComSecondaryGlazingSystems_v1_1 | M_Input | RTF Workbook "ComSecondaryGlazingSystems_v1_1" | 2020 | Retro | 2022 | 2041 | PSE | Commercial | Large Off | Gas | Per SqFt of Secondary Glazing - Large Office - Gas Reheat |  |  | SGS_Lrg Office_Gas Reheat_HZ1CZ1 |  | 2.7035 | 30 | 37.0797 | 0 |  | 0 | 0 | 0 | 0 | 0 | 0 | 0 | 0.98346 |  | 0 | 0 | 0 | Heating | Gas Heating | Secondary Glazing | Window Glazing | CommHEAT | 0.03964% | 85.15% | 85.15% | 12077.6692 | 0.052539 | 1% | 3.333% | 85% | 6.8% | 0.2% | 21.5189 | 0.19423 | 2.1713 | 0 | 33.6534 | 0 | 3.6364 | 5.0504 | -0.42681 |  | 0.16003 | -0.040331 | 0.16003 | 10. $0.150 to $0.175 | 0 | -0.040331 | 01. ($9,999.00) to $0.22 | 1 | 0 | 0 | 0 | 0 | 0 | 0 | 0 | 0 | 0 | 0 | 0 | 0 | 0 | 0 | 0 | 0 | 0 | 0 | 0 | 0 | 0 | 0 | 0 | 0 | 0 | 0 | 0 | 0 | 0 | 0 | 0 | 0 | 0 | 0 | 0 | 0 | 0 | 0 | 0 | 0 | 0 | 0 | 0 | 0 | 0 | 0 | 0 | 0 | 0 | 0 | 0 | 0 | 0 | 0 | 0 | 0 | 0 | 0 | 0 | 0 | 0 | 0 | 0 | 0 | 0 | 0 | 0 | 0 | 0 | 0 | 0 | 0 | 0 | 4679.5204 | 4665.4818 | 4651.4854 | 4637.5309 | 4623.6183 | 4609.7475 | 4595.9182 | 4582.1305 | 4568.3841 | 4554.6789 | 0 | 0 | 0 | 0 | 0 | 0 | 0 | 0 | 0 | 0 | 4602.1316 | 4588.3252 | 4574.5603 | 4560.8366 | 4547.1541 | 4533.5126 | 4519.9121 | 4506.3523 | 4492.8333 | 4479.3548 | 0 | 0 | 0 | 0 | 0 | 0 | 0 | 0 | 0 | 0 | 45404.973 | 4602.1316 | 9190.4569 | 13765.0172 | 18325.8538 | 22873.0078 | 27406.5205 | 31926.4325 | 36432.7849 | 40925.6182 | 45404.973 | 45404.973 | 45404.973 | 45404.973 | 45404.973 | 45404.973 | 45404.973 | 45404.973 | 45404.973 | 45404.973 | 45404.973 | 0 | 0 | 0 | 0 | 0 | 0 | 0 | 0 | 0 | 0 | 0 | 0 | 0 | 0 | 0 | 0 | 0 | 0 | 0 | 0 | 0 | 0 | 0 | 0 | 0 | 0 | 0 | 0 | 0 | 0 | 0 | 0 | 0 | 0 | 0 | 0 | 0 | 0 | 0 | 0 | 0 | 0 | 0 | 0 | 0 | 0 | 0 | 0 | 0 | 0 | 0 | 0 | 0 | 0 | 0 | 0 | 0 | 0 | 0 | 0 | 0 | 0 | 0 | 0 | 0 | 0 | 0 | 0 | 0 | 0.001759% | 0 | 0 | 0 | 0 | 0 | 0 | 0 | 0 | 0 | 0 | 0 | 0 | 0 | 0 | 0 | 0 | 0 | 0 | 0 | 0 | 0 | 0 | 0 | 0
| ComShowerheads_PSE | M-Input | PSE Business Case: Showerhead | 2020 | Retro | 2022 | 2045 | PSE | Commercial | All Commercial | Electric | Per 1.5 GPM Showerhead - EWH - DI - SBDI | Per 1.5 GPM Showerhead - EWH - DI - SBDI | 23.8 | SBDI: Showerhead - DI - Any Comm - EWH - 1.5 gpm |  | 325 | 10 | 23.8 | 0 |  | 29.1289 | 0 | 0 | 0 | 0 | 0 | 0 | 0 |  | 0 | 0 | 0 | Water Heat | Electric Water Heat | Showerheads | Showerhead | ResDHW | 0.01444% | 99.94% | 99.94% | 4.1313 | 7.4723e-05 | 1% | 10% | 85% | 6.8% | 0.2% | 151.9444 | 6.9094 | 15.8854 | 39.4002 | 0 | 0 | 0 | -318.6714 | -331.4824 |  | -0.083996 | 0 | -0.083996 | 01. ($9,999.000) to $0.028 | 1 | 0 | 01. ($9,999.00) to $0.22 | 1 | 37.8577 | 37.6692 | 37.4819 | 37.2957 | 37.1106 | 36.9266 | 36.7437 | 36.5619 | 36.3811 | 36.2015 | 0 | 0 | 0 | 0 | 0 | 0 | 0 | 0 | 0 | 0 | 0 | 0 | 0 | 0 | 12303.7566 | 12242.5033 | 12181.617 | 12121.0952 | 12060.9353 | 12001.1348 | 11941.6912 | 11882.6019 | 11823.8646 | 11765.4767 | 0 | 0 | 0 | 0 | 0 | 0 | 0 | 0 | 0 | 0 | 0 | 0 | 0 | 0 | 120324.6765 | 12303.7566 | 24546.2598 | 36727.8768 | 48848.972 | 60909.9073 | 72911.0421 | 84852.7333 | 96735.3352 | 108559.1998 | 120324.6765 | 120324.6765 | 120324.6765 | 120324.6765 | 120324.6765 | 120324.6765 | 120324.6765 | 120324.6765 | 120324.6765 | 120324.6765 | 120324.6765 | 120324.6765 | 120324.6765 | 120324.6765 | 120324.6765 | 0 | 0 | 0 | 0 | 0 | 0 | 0 | 0 | 0 | 0 | 0 | 0 | 0 | 0 | 0 | 0 | 0 | 0 | 0 | 0 | 0 | 0 | 0 | 0 | 0 | 0 | 0 | 0 | 0 | 0 | 0 | 0 | 0 | 0 | 0 | 0 | 0 | 0 | 0 | 0 | 0 | 0 | 0 | 0 | 0 | 0 | 0 | 0 | 0 | 0 | 0 | 0 | 0 | 0 | 0 | 0 | 0 | 0 | 0 | 0 | 0 | 1.777 | 3.5451 | 5.3044 | 7.055 | 8.7969 | 10.5302 | 12.2549 | 13.971 | 15.6787 | 17.3779 | 17.3779 | 17.3779 | 17.3779 | 17.3779 | 17.3779 | 17.3779 | 17.3779 | 17.3779 | 17.3779 | 17.3779 | 17.3779 | 17.3779 | 17.3779 | 17.3779 | 0 | 0 | 0 | 0 | 0 | 0 | 0 | 0 | 0 | 0 | 0 | 0 | 0 | 0 | 0 | 0 | 0 | 0 | 0 | 0 | 0 | 0 | 0 | 0 | 0 | 0 | 0 | 0 | 0 | 0 | 0 | 0 | 0 | 0 | 0 | 0 | 0 | 0 | 0 | 0 | 0 | 0 | 0 | 0 | 0 | 0.009815% | 1.2076 | 2.4092 | 3.6049 | 4.7946 | 5.9784 | 7.1563 | 8.3284 | 9.4947 | 10.6552 | 11.81 | 11.81 | 11.81 | 11.81 | 11.81 | 11.81 | 11.81 | 11.81 | 11.81 | 11.81 | 11.81 | 11.81 | 11.81 | 11.81 | 11.81
| ComShowerheads_PSE | M-Input | PSE Business Case: Showerhead | 2020 | Retro | 2022 | 2041 | PSE | Commercial | All Commercial | Gas | Per 1.5 GPM Showerhead - GWH - DI - SBDI | Per 1.5 GPM Showerhead - GWH - DI - SBDI | 28.7 | SBDI: Showerhead - DI - Any Comm - GWH - 1.5 gpm |  | 9 | 10 | 28.7 | 0 |  | 29.1289 | 0 | 0 | 0 | 0 | 0 | 0 | 13.6 |  | 0 | 0 | 0 | Water Heat | Gas Water Heat | Showerheads | Showerhead | C-WWW-Proc-All-All-All-U | 0.01203% | 8% | 8% | 4.1313 | 7.4723e-05 | 1% | 10% | 85% | 6.8% | 0.2% | 106.1066 | 1.2071 | 10.7314 | 0 | 43.5652 | 0 | 4.2077 | -346.2353 | -321.3587 |  | -3.2955 | -2.1959 | -3.2955 | 01. ($9,999.000) to $0.028 | 1 | -2.1959 | 01. ($9,999.00) to $0.22 | 1 | 0 | 0 | 0 | 0 | 0 | 0 | 0 | 0 | 0 | 0 | 0 | 0 | 0 | 0 | 0 | 0 | 0 | 0 | 0 | 0 | 0 | 0 | 0 | 0 | 0 | 0 | 0 | 0 | 0 | 0 | 0 | 0 | 0 | 0 | 0 | 0 | 0 | 0 | 0 | 0 | 0 | 0 | 0 | 0 | 0 | 0 | 0 | 0 | 0 | 0 | 0 | 0 | 0 | 0 | 0 | 0 | 0 | 0 | 0 | 0 | 0 | 0 | 0 | 0 | 0 | 0 | 0 | 0 | 0 | 0 | 0 | 0 | 0 | 4.6232 | 4.601 | 4.579 | 4.5571 | 4.5353 | 4.5137 | 4.4921 | 4.4707 | 4.4495 | 4.4283 | 0 | 0 | 0 | 0 | 0 | 0 | 0 | 0 | 0 | 0 | 62.8754 | 62.574 | 62.2744 | 61.9765 | 61.6803 | 61.3858 | 61.0931 | 60.802 | 60.5126 | 60.2249 | 0 | 0 | 0 | 0 | 0 | 0 | 0 | 0 | 0 | 0 | 615.399 | 62.8754 | 125.4495 | 187.7238 | 249.7003 | 311.3806 | 372.7664 | 433.8595 | 494.6615 | 555.1741 | 615.399 | 615.399 | 615.399 | 615.399 | 615.399 | 615.399 | 615.399 | 615.399 | 615.399 | 615.399 | 615.399 | 0 | 0 | 0 | 0 | 0 | 0 | 0 | 0 | 0 | 0 | 0 | 0 | 0 | 0 | 0 | 0 | 0 | 0 | 0 | 0 | 0 | 0 | 0 | 0 | 0 | 0 | 0 | 0 | 0 | 0 | 0 | 0 | 0 | 0 | 0 | 0 | 0 | 0 | 0 | 0 | 0 | 0 | 0 | 0 | 0 | 0 | 0 | 0 | 0 | 0 | 0 | 0 | 0 | 0 | 0 | 0 | 0 | 0 | 0 | 0 | 0 | 0 | 0 | 0 | 0 | 0 | 0 | 0 | 0 | 0.02158% | 0 | 0 | 0 | 0 | 0 | 0 | 0 | 0 | 0 | 0 | 0 | 0 | 0 | 0 | 0 | 0 | 0 | 0 | 0 | 0 | 0 | 0 | 0 | 0
| ComShowerheads_PSE | M-Input | PSE Business Case: Showerhead | 2020 | Retro | 2022 | 2045 | PSE | Commercial | Other | Electric | Per 1.5 GPM Showerhead - EWH - DI - SBDI - Fitness Center | Per 1.5 GPM Showerhead - EWH - DI - SBDI - Fitness Center | 23.8 | SBDI: Showerhead - DI - Fit Ctr - EWH - 1.5 gpm |  | 6357 | 10 | 23.8 | 0 |  | 569.0228 | 0 | 0 | 0 | 0 | 0 | 0 | 0 |  | 0 | 0 | 0 | Water Heat | Electric Water Heat | Showerheads | Showerhead | ResDHW | 0.01444% | 99.94% | 99.94% | 1.7013 | 7.5901e-05 | 1% | 10% | 85% | 6.8% | 0.2% | 2972.0315 | 135.1485 | 310.718 | 39.4002 | 0 | 0 | 0 | -7044.2057 | -6564.1956 |  | -0.094924 | 0 | -0.094924 | 01. ($9,999.000) to $0.028 | 1 | 0 | 01. ($9,999.00) to $0.22 | 1 | 6.7346 | 6.674 | 6.6139 | 6.5544 | 6.4954 | 6.4369 | 6.379 | 6.3216 | 6.2647 | 6.2083 | 0 | 0 | 0 | 0 | 0 | 0 | 0 | 0 | 0 | 0 | 0 | 0 | 0 | 0 | 42811.6076 | 42426.3031 | 42044.4664 | 41666.0662 | 41291.0716 | 40919.452 | 40551.1769 | 40186.2163 | 39824.5404 | 39466.1195 | 0 | 0 | 0 | 0 | 0 | 0 | 0 | 0 | 0 | 0 | 0 | 0 | 0 | 0 | 411187.0199 | 42811.6076 | 85237.9107 | 127282.3771 | 168948.4433 | 210239.5149 | 251158.9669 | 291710.1438 | 331896.36 | 371720.9004 | 411187.0199 | 411187.0199 | 411187.0199 | 411187.0199 | 411187.0199 | 411187.0199 | 411187.0199 | 411187.0199 | 411187.0199 | 411187.0199 | 411187.0199 | 411187.0199 | 411187.0199 | 411187.0199 | 411187.0199 | 0 | 0 | 0 | 0 | 0 | 0 | 0 | 0 | 0 | 0 | 0 | 0 | 0 | 0 | 0 | 0 | 0 | 0 | 0 | 0 | 0 | 0 | 0 | 0 | 0 | 0 | 0 | 0 | 0 | 0 | 0 | 0 | 0 | 0 | 0 | 0 | 0 | 0 | 0 | 0 | 0 | 0 | 0 | 0 | 0 | 0 | 0 | 0 | 0 | 0 | 0 | 0 | 0 | 0 | 0 | 0 | 0 | 0 | 0 | 0 | 0 | 6.1831 | 12.3105 | 18.3828 | 24.4004 | 30.3638 | 36.2736 | 42.1302 | 47.9341 | 53.6858 | 59.3857 | 59.3857 | 59.3857 | 59.3857 | 59.3857 | 59.3857 | 59.3857 | 59.3857 | 59.3857 | 59.3857 | 59.3857 | 59.3857 | 59.3857 | 59.3857 | 59.3857 | 0 | 0 | 0 | 0 | 0 | 0 | 0 | 0 | 0 | 0 | 0 | 0 | 0 | 0 | 0 | 0 | 0 | 0 | 0 | 0 | 0 | 0 | 0 | 0 | 0 | 0 | 0 | 0 | 0 | 0 | 0 | 0 | 0 | 0 | 0 | 0 | 0 | 0 | 0 | 0 | 0 | 0 | 0 | 0 | 0 | 0.009815% | 4.202 | 8.3662 | 12.4929 | 16.5825 | 20.6352 | 24.6515 | 28.6316 | 32.576 | 36.4848 | 40.3584 | 40.3584 | 40.3584 | 40.3584 | 40.3584 | 40.3584 | 40.3584 | 40.3584 | 40.3584 | 40.3584 | 40.3584 | 40.3584 | 40.3584 | 40.3584 | 40.3584
| ComShowerheads_PSE | M-Input | PSE Business Case: Showerhead | 2020 | Retro | 2022 | 2041 | PSE | Commercial | Other | Gas | Per 1.5 GPM Showerhead - GWH - DI - SBDI - Fitness Center | Per 1.5 GPM Showerhead - GWH - DI - SBDI - Fitness Center | 28.7 | SBDI: Showerhead - DI - Fit Ctr - GWH 1.5 gpm |  | 170 | 10 | 28.7 | 0 |  | 569.0228 | 0 | 0 | 0 | 0 | 0 | 0 | 266.1 |  | 0 | 0 | 0 | Water Heat | Gas Water Heat | Showerheads | Showerhead | C-WWW-Proc-All-All-All-U | 0.01203% | 8% | 8% | 1.7013 | 7.5901e-05 | 1% | 10% | 85% | 6.8% | 0.2% | 2076.1012 | 23.6187 | 209.972 | 0 | 43.5652 | 0 | 79.4786 | -6870.35 | -7162.6205 |  | -3.462 | -2.5014 | -3.462 | 01. ($9,999.000) to $0.028 | 1 | -2.5014 | 01. ($9,999.00) to $0.22 | 1 | 0 | 0 | 0 | 0 | 0 | 0 | 0 | 0 | 0 | 0 | 0 | 0 | 0 | 0 | 0 | 0 | 0 | 0 | 0 | 0 | 0 | 0 | 0 | 0 | 0 | 0 | 0 | 0 | 0 | 0 | 0 | 0 | 0 | 0 | 0 | 0 | 0 | 0 | 0 | 0 | 0 | 0 | 0 | 0 | 0 | 0 | 0 | 0 | 0 | 0 | 0 | 0 | 0 | 0 | 0 | 0 | 0 | 0 | 0 | 0 | 0 | 0 | 0 | 0 | 0 | 0 | 0 | 0 | 0 | 0 | 0 | 0 | 0 | 0.7053 | 0.69895 | 0.69266 | 0.68642 | 0.68025 | 0.67412 | 0.66806 | 0.66204 | 0.65609 | 0.65018 | 0 | 0 | 0 | 0 | 0 | 0 | 0 | 0 | 0 | 0 | 187.6794 | 185.9903 | 184.3164 | 182.6575 | 181.0136 | 179.3845 | 177.77 | 176.1701 | 174.5846 | 173.0133 | 0 | 0 | 0 | 0 | 0 | 0 | 0 | 0 | 0 | 0 | 1802.5796 | 187.6794 | 373.6697 | 557.986 | 740.6435 | 921.6571 | 1101.0416 | 1278.8116 | 1454.9817 | 1629.5663 | 1802.5796 | 1802.5796 | 1802.5796 | 1802.5796 | 1802.5796 | 1802.5796 | 1802.5796 | 1802.5796 | 1802.5796 | 1802.5796 | 1802.5796 | 0 | 0 | 0 | 0 | 0 | 0 | 0 | 0 | 0 | 0 | 0 | 0 | 0 | 0 | 0 | 0 | 0 | 0 | 0 | 0 | 0 | 0 | 0 | 0 | 0 | 0 | 0 | 0 | 0 | 0 | 0 | 0 | 0 | 0 | 0 | 0 | 0 | 0 | 0 | 0 | 0 | 0 | 0 | 0 | 0 | 0 | 0 | 0 | 0 | 0 | 0 | 0 | 0 | 0 | 0 | 0 | 0 | 0 | 0 | 0 | 0 | 0 | 0 | 0 | 0 | 0 | 0 | 0 | 0 | 0.02158% | 0 | 0 | 0 | 0 | 0 | 0 | 0 | 0 | 0 | 0 | 0 | 0 | 0 | 0 | 0 | 0 | 0 | 0 | 0 | 0 | 0 | 0 | 0 | 0
| ComSteamCooker_PSE | M-Input | PSE Business Case: Steam Cooker | 2020 | NR and New | 2022 | 2045 | PSE | Commercial | All Commercial | Electric | Per Steam Cooker | Per Steam Cooker | 2000 | Steam - Kitchen - Any Size - Comm - E |  | 21109 | 12 | 2131 | 0 |  | 1300.0087 | 0 | 0 | 0 | 0 | 0 | 0 | 0 |  | 0 | 0 | 0 | Cooking | Cooking | Steam Cooker | Steam Cooker | CommVENT | 0.0141% | 47.16% | 47.16% | 0.052073 | 9.4184e-07 | 32.94% | 8.333% | 85% | 6.8% | 0.2% | 11412.652 | 438.146 | 1185.0798 | 3098.6725 | 0 | 0 | 0 | -13274.0309 | -15186.0412 |  | -0.053868 | 0 | -0.053868 | 01. ($9,999.000) to $0.028 | 1 | 0 | 01. ($9,999.00) to $0.22 | 1 | 0.83476 | 1.7103 | 2.4761 | 2.9777 | 3.8072 | 4.5977 | 5.3685 | 5.3304 | 6.1192 | 6.6302 | 6.5231 | 5.9765 | 7.0466 | 7.4698 | 7.2833 | 6.7257 | 7.0896 | 7.2474 | 7.3432 | 6.8947 | 7.1271 | 7.1363 | 7.3942 | 6.958 | 17620.9289 | 36103.5733 | 52267.0558 | 62855.6262 | 80366.2885 | 97051.8294 | 113323.758 | 112519.6839 | 129170.2988 | 139956.029 | 137695.4492 | 126157.4711 | 148747.0717 | 157679.5418 | 153744.2176 | 141972.2983 | 149654.0346 | 152985.4189 | 155007.819 | 145539.6207 | 150445.161 | 150640.0774 | 156084.6511 | 146875.5154 | 2914463.4195 | 17620.9289 | 53724.5021 | 105991.558 | 168847.1842 | 249213.4727 | 346265.3021 | 459589.0601 | 572108.744 | 701279.0427 | 841235.0717 | 978930.5209 | 1105087.992 | 1253835.0637 | 1411514.6055 | 1565258.8231 | 1707231.1214 | 1856885.156 | 2009870.5749 | 2164878.394 | 2310418.0146 | 2460863.1756 | 2611503.253 | 2767587.9041 | 2914463.4195 | 0 | 0 | 0 | 0 | 0 | 0 | 0 | 0 | 0 | 0 | 0 | 0 | 0 | 0 | 0 | 0 | 0 | 0 | 0 | 0 | 0 | 0 | 0 | 0 | 0 | 0 | 0 | 0 | 0 | 0 | 0 | 0 | 0 | 0 | 0 | 0 | 0 | 0 | 0 | 0 | 0 | 0 | 0 | 0 | 0 | 0 | 0 | 0 | 0 | 0 | 0 | 0 | 0 | 0 | 0 | 0 | 0 | 0 | 0 | 0 | 0 | 2.4846 | 7.5754 | 14.9453 | 23.8083 | 35.1403 | 48.8251 | 64.8043 | 80.6701 | 98.8838 | 118.6183 | 138.034 | 155.8228 | 176.7969 | 199.0305 | 220.7092 | 240.728 | 261.8299 | 283.4016 | 305.2585 | 325.7803 | 346.9938 | 368.2348 | 390.2435 | 410.9536 | 0 | 0 | 0 | 0 | 0 | 0 | 0 | 0 | 0 | 0 | 0 | 0 | 0 | 0 | 0 | 0 | 0 | 0 | 0 | 0 | 0 | 0 | 0 | 0 | 0 | 0 | 0 | 0 | 0 | 0 | 0 | 0 | 0 | 0 | 0 | 0 | 0 | 0 | 0 | 0 | 0 | 0 | 0 | 0 | 0 | 0.01557% | 2.744 | 8.3661 | 16.5053 | 26.2934 | 38.8082 | 53.9214 | 71.5685 | 89.0904 | 109.2051 | 130.9995 | 152.4418 | 172.0874 | 195.2507 | 219.805 | 243.7465 | 265.8548 | 289.1593 | 312.9826 | 337.1209 | 359.7847 | 383.2125 | 406.6706 | 430.9765 | 453.8484
| ComSteamCooker_PSE | M-Input | PSE Business Case: Steam Cooker | 2020 | NR and New | 2022 | 2041 | PSE | Commercial | All Commercial | Gas | Per Steam Cooker | Per Steam Cooker | 2000 | Steam - Kitchen - Any Size - Comm - NG |  | 0 | 12 | 2901 | 0 |  | 1300.0011 | 0 | 0 | 0 | 0 | 0 | 0 | 2595 |  | 0 | 0 | 0 | Cooking | Cooking | Steam Cooker | Steam Cooker | CommVENT | 0.0141% | 47.16% | 47.16% | 0.052073 | 9.4184e-07 | 32.94% | 8.333% | 85% | 6.8% | 0.2% | 23770.7845 | 143.0231 | 2391.3808 | 0 | 3955.6205 | 0 | 0 | -17129.7935 | -11987.5177 |  | 0 | -0.42929 | 0 | 01. ($9,999.000) to $0.028 | 1 | -0.42929 | 01. ($9,999.00) to $0.22 | 1 | 0 | 0 | 0 | 0 | 0 | 0 | 0 | 0 | 0 | 0 | 0 | 0 | 0 | 0 | 0 | 0 | 0 | 0 | 0 | 0 | 0 | 0 | 0 | 0 | 0 | 0 | 0 | 0 | 0 | 0 | 0 | 0 | 0 | 0 | 0 | 0 | 0 | 0 | 0 | 0 | 0 | 0 | 0 | 0 | 0 | 0 | 0 | 0 | 0 | 0 | 0 | 0 | 0 | 0 | 0 | 0 | 0 | 0 | 0 | 0 | 0 | 0 | 0 | 0 | 0 | 0 | 0 | 0 | 0 | 0 | 0 | 0 | 0 | 1.289 | 2.7044 | 3.8483 | 4.7365 | 5.7752 | 6.7453 | 7.5184 | 8.2817 | 8.839 | 9.3261 | 9.4601 | 9.7758 | 9.885 | 10.0646 | 10.0732 | 10.2258 | 10.1122 | 10.1933 | 10.1133 | 10.2504 | 3344.8859 | 7017.9788 | 9986.2716 | 12291.3454 | 14986.7274 | 17503.9426 | 19510.123 | 21490.9801 | 22937.1638 | 24201.3529 | 24549.0227 | 25368.2784 | 25651.6868 | 26117.6214 | 26140.0696 | 26535.8658 | 26241.0426 | 26451.6226 | 26244.1244 | 26599.7941 | 413169.9 | 3344.8859 | 10362.8647 | 20349.1363 | 32640.4817 | 47627.209 | 65131.1517 | 84641.2747 | 106132.2548 | 129069.4186 | 153270.7715 | 177819.7942 | 203188.0727 | 228839.7594 | 254957.3808 | 281097.4504 | 307633.3163 | 333874.3588 | 360325.9814 | 386570.1059 | 413169.9 | 0 | 0 | 0 | 0 | 0 | 0 | 0 | 0 | 0 | 0 | 0 | 0 | 0 | 0 | 0 | 0 | 0 | 0 | 0 | 0 | 0 | 0 | 0 | 0 | 0 | 0 | 0 | 0 | 0 | 0 | 0 | 0 | 0 | 0 | 0 | 0 | 0 | 0 | 0 | 0 | 0 | 0 | 0 | 0 | 0 | 0 | 0 | 0 | 0 | 0 | 0 | 0 | 0 | 0 | 0 | 0 | 0 | 0 | 0 | 0 | 0 | 0 | 0 | 0 | 0 | 0 | 0 | 0 | 0 | 0.01557% | 0 | 0 | 0 | 0 | 0 | 0 | 0 | 0 | 0 | 0 | 0 | 0 | 0 | 0 | 0 | 0 | 0 | 0 | 0 | 0 | 0 | 0 | 0 | 0
| ComVariableRefrigerantFlow-7P_V6 | M_Input | Savings, cost, and EUL from 7th Plan workbook COM-VRF-7P_V6 | 2020 | New | 2022 | 2045 | PSE | Commercial | Large Off | Electric | Per Commercial Building Square Feet Covered By Variable Refrigerant Flow System |  |  | VRF-New-Large Off |  | 0.9106 | 20 | 0.72678 | 0 |  | 0 | 0 | 0 | 0 | 0 | 0 | 0 | 0 |  | 0 | 0 | 0 | Heating | Electric Heating | Variable Refrigerant Flow | VRF | CommVENT | 0.0141% | 55.86% | 55.86% | 229881.7404 | 1 | 4.802% | 5% | 85% | 6.8% | 0.2% | 0.79434 | 0.018901 | 0.081324 | 0.79262 | 0 | 0 | 0 | 0.83776 | 0.045132 |  | 0.078811 | 0 | 0.078811 | 06. $0.077 to $0.085 | 1 | 0 | 01. ($9,999.00) to $0.22 | 1 | 8469.6297 | 14509.6262 | 14808.1248 | 7370.9115 | 10434.3811 | 13512.9981 | 18299.3515 | 9593.6673 | 17776.1021 | 21785.5246 | 16660.0675 | 5806.9059 | 20414.8988 | 25325.0722 | 21539.971 | 12755.4085 | 18448.1334 | 21156.0751 | 22964.5757 | 16883.0721 | 20666.6627 | 21213.9967 | 25362.6409 | 19449.3186 | 7712.463 | 13212.4968 | 13484.3103 | 6711.9679 | 9501.5699 | 12304.9651 | 16663.4289 | 8736.0141 | 16186.9568 | 19837.9456 | 15170.6933 | 5287.781 | 18589.8508 | 23061.0653 | 19614.344 | 11615.1024 | 16798.91 | 19264.7675 | 20911.5921 | 15373.7618 | 18819.1075 | 19317.5111 | 23095.2754 | 17710.5913 | 368982.4721 | 7712.463 | 20924.9599 | 34409.2701 | 41121.238 | 50622.8079 | 62927.7731 | 79591.2019 | 88327.216 | 104514.1729 | 124352.1185 | 139522.8118 | 144810.5928 | 163400.4436 | 186461.5089 | 206075.8529 | 217690.9554 | 234489.8654 | 253754.6329 | 274666.225 | 290039.9868 | 308859.0943 | 328176.6054 | 351271.8808 | 368982.4721 | 0 | 0 | 0 | 0 | 0 | 0 | 0 | 0 | 0 | 0 | 0 | 0 | 0 | 0 | 0 | 0 | 0 | 0 | 0 | 0 | 0 | 0 | 0 | 0 | 0 | 0 | 0 | 0 | 0 | 0 | 0 | 0 | 0 | 0 | 0 | 0 | 0 | 0 | 0 | 0 | 0 | 0 | 0 | 0 | 0 | 0 | 0 | 0 | 0 | 0 | 0 | 0 | 0 | 0 | 0 | 0 | 0 | 0 | 0 | 0 | 0 | 1.0875 | 2.9505 | 4.8519 | 5.7983 | 7.1381 | 8.8731 | 11.2227 | 12.4546 | 14.737 | 17.5343 | 19.6734 | 20.419 | 23.0403 | 26.292 | 29.0577 | 30.6955 | 33.0642 | 35.7806 | 38.7293 | 40.8971 | 43.5506 | 46.2745 | 49.5311 | 52.0283 | 7095.4858 | 12155.5311 | 12405.6002 | 6175.0278 | 8741.4688 | 11320.5996 | 15330.3975 | 8037.1555 | 14892.042 | 18250.9611 | 13957.077 | 4864.7722 | 17102.7107 | 21216.2395 | 18045.247 | 10685.9242 | 15455.0405 | 17723.6358 | 19238.7186 | 14143.9005 | 17313.6274 | 17772.16 | 21247.7128 | 16293.7897 | 339464.8252 | 0 | 0 | 0 | 0 | 0 | 0 | 0 | 0 | 0 | 0 | 0 | 0 | 0 | 0 | 0 | 0 | 0 | 0 | 0 | 0 | 0.01557% | 1.201 | 3.2585 | 5.3583 | 6.4035 | 7.8831 | 9.7993 | 12.3942 | 13.7546 | 16.2752 | 19.3645 | 21.7269 | 22.5503 | 25.4452 | 29.0363 | 32.0907 | 33.8994 | 36.5154 | 39.5154 | 42.7718 | 45.1658 | 48.0964 | 51.1046 | 54.701 | 57.459
| ComVariableRefrigerantFlow-7P_V6 | M_Input | Savings, cost, and EUL from 7th Plan workbook COM-VRF-7P_V6 | 2020 | New | 2022 | 2045 | PSE | Commercial | Medium Off | Electric | Per Commercial Building Square Feet Covered By Variable Refrigerant Flow System |  |  | VRF-New-Medium Off |  | 0.49558 | 20 | 0.45226 | 0 |  | 0 | 0 | 0 | 0 | 0 | 0 | 0 | 0 |  | 0 | 0 | 0 | Heating | Electric Heating | Variable Refrigerant Flow | VRF | CommVENT | 0.0141% | 55.86% | 55.86% | 41759.2514 | 1 | 76.83% | 5% | 85% | 6.8% | 0.2% | 0.4323 | 0.010286 | 0.044259 | 0.49324 | 0 | 0 | 0 | 0.52914 | 0.035907 |  | 0.091466 | 0 | 0.091466 | 07. $0.085 to $0.115 | 1 | 0 | 01. ($9,999.00) to $0.22 | 1 | 105450.1015 | 180650.3485 | 184366.769 | 91770.6438 | 129912.0017 | 168241.9506 | 227833.8657 | 119444.7964 | 221319.2123 | 271238.0433 | 207424.1584 | 72298.1809 | 254173.2324 | 315306.7534 | 268180.8082 | 158809.6729 | 229686.2575 | 263401.1579 | 285917.6769 | 210200.6506 | 257307.788 | 264122.304 | 315774.4969 | 242151.3919 | 52258.7198 | 89526.286 | 91368.0611 | 45479.4855 | 64381.4923 | 83376.9606 | 112909.3854 | 59194.1787 | 109680.8684 | 134419.5284 | 102794.7894 | 35829.3669 | 125962.5884 | 156258.9988 | 132904.4308 | 78702.534 | 113827.3895 | 130535.7426 | 141694.4276 | 104170.757 | 127516.0043 | 130893.1265 | 156490.802 | 120004.8323 | 2500180.7562 | 52258.7198 | 141785.0058 | 233153.0669 | 278632.5524 | 343014.0447 | 426391.0053 | 539300.3907 | 598494.5694 | 708175.4378 | 842594.9661 | 945389.7555 | 981219.1224 | 1107181.7109 | 1263440.7096 | 1396345.1404 | 1475047.6744 | 1588875.0639 | 1719410.8065 | 1861105.234 | 1965275.991 | 2092791.9954 | 2223685.1219 | 2380175.9239 | 2500180.7562 | 0 | 0 | 0 | 0 | 0 | 0 | 0 | 0 | 0 | 0 | 0 | 0 | 0 | 0 | 0 | 0 | 0 | 0 | 0 | 0 | 0 | 0 | 0 | 0 | 0 | 0 | 0 | 0 | 0 | 0 | 0 | 0 | 0 | 0 | 0 | 0 | 0 | 0 | 0 | 0 | 0 | 0 | 0 | 0 | 0 | 0 | 0 | 0 | 0 | 0 | 0 | 0 | 0 | 0 | 0 | 0 | 0 | 0 | 0 | 0 | 0 | 7.3687 | 19.9924 | 32.8757 | 39.2886 | 48.3667 | 60.1232 | 76.044 | 84.3907 | 99.8562 | 118.81 | 133.3046 | 138.3567 | 156.1181 | 178.1513 | 196.8915 | 207.989 | 224.0392 | 242.4454 | 262.425 | 277.1136 | 295.0939 | 313.5505 | 335.6165 | 352.5377 | 55798.2791 | 95590.0319 | 97556.5531 | 48559.8774 | 68742.1446 | 89024.2037 | 120556.9027 | 63203.4867 | 117109.7135 | 143523.959 | 109757.2303 | 38256.1422 | 134494.2182 | 166842.6485 | 141906.2416 | 84033.1713 | 121537.0845 | 139377.1187 | 151291.5977 | 111226.3943 | 136152.8492 | 139758.7088 | 167090.1522 | 128132.9345 | 2669521.6434 | 0 | 0 | 0 | 0 | 0 | 0 | 0 | 0 | 0 | 0 | 0 | 0 | 0 | 0 | 0 | 0 | 0 | 0 | 0 | 0 | 0.01557% | 8.1379 | 22.0792 | 36.3072 | 43.3894 | 53.4151 | 66.3988 | 83.9814 | 93.1992 | 110.279 | 131.2112 | 147.2187 | 152.7982 | 172.4134 | 196.7465 | 217.4428 | 229.6985 | 247.424 | 267.7514 | 289.8165 | 306.0382 | 325.8954 | 346.2784 | 370.6476 | 389.3351
| ComVariableRefrigerantFlow-7P_V6 | M_Input | Savings, cost, and EUL from 7th Plan workbook COM-VRF-7P_V6 | 2020 | New | 2022 | 2045 | PSE | Commercial | Small Off | Electric | Per Commercial Building Square Feet Covered By Variable Refrigerant Flow System |  |  | VRF-New-Small Off |  | 0.9106 | 20 | 0.45226 | 0 |  | 0 | 0 | 0 | 0 | 0 | 0 | 0 | 0 |  | 0 | 0 | 0 | Heating | Electric Heating | Variable Refrigerant Flow | VRF | CommVENT | 0.0141% | 55.86% | 55.86% | 4797.7732 | 1 | 76.83% | 5% | 85% | 6.8% | 0.2% | 0.79434 | 0.018901 | 0.081324 | 0.49324 | 0 | 0 | 0 | 0.48346 | -0.009772 |  | 0.045481 | 0 | 0.045481 | 02. $0.028 to $0.055 | 1 | 0 | 01. ($9,999.00) to $0.22 | 1 | 89797.3187 | 153835.0053 | 156999.7684 | 78148.4099 | 110628.1479 | 143268.4829 | 194014.7043 | 101714.6717 | 188467.0717 | 230976.0606 | 176634.5694 | 61566.3968 | 216444.3129 | 268503.3076 | 228372.6347 | 135236.3119 | 195592.1311 | 224302.4653 | 243476.6814 | 178998.9251 | 219113.5819 | 224916.566 | 268901.6202 | 206206.9682 | 81769.6317 | 140082.487 | 142964.3271 | 71162.1103 | 100738.2296 | 130460.5889 | 176670.2073 | 92621.599 | 171618.5212 | 210327.2979 | 160843.8191 | 56062.4935 | 197094.6572 | 244499.6898 | 207956.6127 | 123146.4767 | 178106.6156 | 204250.3077 | 221710.3902 | 162996.8065 | 199525.2993 | 204809.5091 | 244862.3942 | 187772.5091 | 3912052.5804 | 81769.6317 | 221852.1187 | 364816.4457 | 435978.556 | 536716.7856 | 667177.3745 | 843847.5818 | 936469.1808 | 1108087.702 | 1318414.9999 | 1479258.819 | 1535321.3124 | 1732415.9696 | 1976915.6594 | 2184872.2722 | 2308018.7488 | 2486125.3644 | 2690375.6721 | 2912086.0623 | 3075082.8687 | 3274608.168 | 3479417.6772 | 3724280.0713 | 3912052.5804 | 0 | 0 | 0 | 0 | 0 | 0 | 0 | 0 | 0 | 0 | 0 | 0 | 0 | 0 | 0 | 0 | 0 | 0 | 0 | 0 | 0 | 0 | 0 | 0 | 0 | 0 | 0 | 0 | 0 | 0 | 0 | 0 | 0 | 0 | 0 | 0 | 0 | 0 | 0 | 0 | 0 | 0 | 0 | 0 | 0 | 0 | 0 | 0 | 0 | 0 | 0 | 0 | 0 | 0 | 0 | 0 | 0 | 0 | 0 | 0 | 0 | 11.5299 | 31.2822 | 51.4409 | 61.4751 | 75.6797 | 94.0753 | 118.9866 | 132.0467 | 156.2458 | 185.903 | 208.5827 | 216.4878 | 244.2791 | 278.7548 | 308.0777 | 325.442 | 350.5559 | 379.3562 | 410.6184 | 433.6018 | 461.7358 | 490.615 | 525.1418 | 551.6186 | 43413.8248 | 74373.7794 | 75903.8303 | 37781.9897 | 53484.7933 | 69265.2398 | 93799.2414 | 49175.4431 | 91117.1575 | 111668.7488 | 85396.5615 | 29765.1734 | 104643.1632 | 129811.8443 | 110410.0846 | 65381.9695 | 94561.8715 | 108442.3017 | 117712.3565 | 86539.6438 | 105933.6603 | 108739.1977 | 130004.4143 | 99693.7694 | 2077020.0596 | 0 | 0 | 0 | 0 | 0 | 0 | 0 | 0 | 0 | 0 | 0 | 0 | 0 | 0 | 0 | 0 | 0 | 0 | 0 | 0 | 0.01557% | 12.7334 | 34.5474 | 56.8102 | 67.8918 | 83.579 | 103.8947 | 131.4063 | 145.8296 | 172.5545 | 205.3073 | 230.3543 | 239.0845 | 269.7766 | 307.8508 | 340.2344 | 359.4111 | 387.1464 | 418.9528 | 453.4781 | 478.8605 | 509.9311 | 541.8246 | 579.9553 | 609.1957
| ComVariableRefrigerantFlow-7P_V6 | M_Input | Savings, cost, and EUL from 7th Plan workbook COM-VRF-7P_V6 | 2020 | New | 2022 | 2045 | PSE | Commercial | Xlarge Ret | Electric | Per Commercial Building Square Feet Covered By Variable Refrigerant Flow System |  |  | VRF-New-Xlarge Ret |  | 0.39934 | 20 | 0.4085 | 0 |  | 0 | 0 | 0 | 0 | 0 | 0 | 0 | 0 |  | 0 | 0 | 0 | Heating | Electric Heating | Variable Refrigerant Flow | VRF | CommVENT | 0.0141% | 78.43% | 78.43% | 280351.2881 | 1 | 24.01% | 5% | 85% | 6.8% | 0.2% | 0.34835 | 0.0082888 | 0.035664 | 0.44551 | 0 | 0 | 0 | 0.48326 | 0.037747 |  | 0.10367 | 0 | 0.10367 | 07. $0.085 to $0.115 | 1 | 0 | 01. ($9,999.00) to $0.22 | 1 | 22454.7643 | 37982.9019 | 39264.0663 | 21543.1233 | 29197.6948 | 36765.6082 | 48413.5906 | 27259.256 | 47110.2997 | 56819.1911 | 44340.018 | 17949.261 | 53400.1124 | 65296.5471 | 56073.5998 | 34707.8613 | 48505.5153 | 55053.7357 | 59417.5142 | 44617.7905 | 53779.1103 | 55080.201 | 65128.515 | 50737.9436 | 8967.0404 | 15168.0156 | 15679.6332 | 8602.9875 | 11659.7486 | 14681.9039 | 19333.3858 | 10885.6564 | 18812.9322 | 22690.0613 | 17706.6535 | 7167.8218 | 21324.6933 | 26075.3916 | 22392.3184 | 13860.1674 | 19370.0948 | 21985.0479 | 23727.6705 | 17817.5786 | 21476.0416 | 21995.6166 | 26008.29 | 20261.5882 | 427650.3391 | 8967.0404 | 24135.0559 | 39814.6891 | 48417.6766 | 60077.4252 | 74759.3291 | 94092.7149 | 104978.3713 | 123791.3035 | 146481.3649 | 164188.0183 | 171355.8401 | 192680.5334 | 218755.925 | 241148.2435 | 255008.4109 | 274378.5057 | 296363.5536 | 320091.2241 | 337908.8027 | 359384.8443 | 381380.4609 | 407388.7509 | 427650.3391 | 0 | 0 | 0 | 0 | 0 | 0 | 0 | 0 | 0 | 0 | 0 | 0 | 0 | 0 | 0 | 0 | 0 | 0 | 0 | 0 | 0 | 0 | 0 | 0 | 0 | 0 | 0 | 0 | 0 | 0 | 0 | 0 | 0 | 0 | 0 | 0 | 0 | 0 | 0 | 0 | 0 | 0 | 0 | 0 | 0 | 0 | 0 | 0 | 0 | 0 | 0 | 0 | 0 | 0 | 0 | 0 | 0 | 0 | 0 | 0 | 0 | 1.2644 | 3.4032 | 5.6141 | 6.8271 | 8.4712 | 10.5414 | 13.2675 | 14.8025 | 17.4552 | 20.6546 | 23.1513 | 24.162 | 27.1689 | 30.8457 | 34.0031 | 35.9574 | 38.6887 | 41.7887 | 45.1344 | 47.6468 | 50.675 | 53.7765 | 57.4438 | 60.3008 | 10851.4067 | 18355.4773 | 18974.6081 | 10410.8504 | 14109.9704 | 17767.2124 | 23396.1735 | 13173.2077 | 22766.3499 | 27458.233 | 21427.5938 | 8674.0938 | 25805.9416 | 31554.9689 | 27097.9213 | 16772.7932 | 23440.5967 | 26605.0656 | 28713.8891 | 21561.8291 | 25989.0948 | 26617.8551 | 31473.7663 | 24519.4318 | 517518.3305 | 0 | 0 | 0 | 0 | 0 | 0 | 0 | 0 | 0 | 0 | 0 | 0 | 0 | 0 | 0 | 0 | 0 | 0 | 0 | 0 | 0.01557% | 1.3964 | 3.7584 | 6.2001 | 7.5397 | 9.3554 | 11.6417 | 14.6524 | 16.3475 | 19.2771 | 22.8105 | 25.5678 | 26.684 | 30.0047 | 34.0653 | 37.5523 | 39.7106 | 42.727 | 46.1506 | 49.8455 | 52.6201 | 55.9644 | 59.3896 | 63.4397 | 66.5949
| ComVariableRefrigerantFlow-7P_V6 | M_Input | Savings, cost, and EUL from 7th Plan workbook COM-VRF-7P_V6 | 2020 | New | 2022 | 2045 | PSE | Commercial | Large Ret | Electric | Per Commercial Building Square Feet Covered By Variable Refrigerant Flow System |  |  | VRF-New-Large Ret |  | 0.39934 | 20 | 0.4085 | 0 |  | 0 | 0 | 0 | 0 | 0 | 0 | 0 | 0 |  | 0 | 0 | 0 | Heating | Electric Heating | Variable Refrigerant Flow | VRF | CommVENT | 0.0141% | 78.43% | 78.43% | 94425.5221 | 1 | 24.01% | 5% | 85% | 6.8% | 0.2% | 0.34835 | 0.0082888 | 0.035664 | 0.44551 | 0 | 0 | 0 | 0.48326 | 0.037747 |  | 0.10367 | 0 | 0.10367 | 07. $0.085 to $0.115 | 1 | 0 | 01. ($9,999.00) to $0.22 | 1 | 31918.5148 | 53991.1175 | 55812.2395 | 30622.655 | 41503.3104 | 52260.785 | 68817.9083 | 38747.9002 | 66965.3343 | 80766.1202 | 63027.494 | 25514.129 | 75906.0418 | 92816.3296 | 79706.2931 | 49335.7832 | 68948.5754 | 78256.5987 | 84459.5286 | 63422.336 | 76444.7716 | 78294.2181 | 92577.479 | 72121.8794 | 12746.2754 | 21560.7041 | 22287.9473 | 12228.7894 | 16573.8484 | 20869.7166 | 27481.6049 | 15473.5084 | 26741.8017 | 32252.9798 | 25169.2725 | 10188.7609 | 30312.1659 | 37065.0862 | 31829.7506 | 19701.6523 | 27533.7852 | 31250.8325 | 33727.8981 | 25326.9479 | 30527.3011 | 31265.8554 | 36969.704 | 28801.0061 | 607887.1948 | 12746.2754 | 34306.9796 | 56594.9269 | 68823.7162 | 85397.5646 | 106267.2813 | 133748.8862 | 149222.3946 | 175964.1963 | 208217.1761 | 233386.4486 | 243575.2095 | 273887.3754 | 310952.4616 | 342782.2121 | 362483.8645 | 390017.6497 | 421268.4822 | 454996.3803 | 480323.3282 | 510850.6294 | 542116.4847 | 579086.1887 | 607887.1948 | 0 | 0 | 0 | 0 | 0 | 0 | 0 | 0 | 0 | 0 | 0 | 0 | 0 | 0 | 0 | 0 | 0 | 0 | 0 | 0 | 0 | 0 | 0 | 0 | 0 | 0 | 0 | 0 | 0 | 0 | 0 | 0 | 0 | 0 | 0 | 0 | 0 | 0 | 0 | 0 | 0 | 0 | 0 | 0 | 0 | 0 | 0 | 0 | 0 | 0 | 0 | 0 | 0 | 0 | 0 | 0 | 0 | 0 | 0 | 0 | 0 | 1.7973 | 4.8375 | 7.9802 | 9.7045 | 12.0415 | 14.9842 | 18.8592 | 21.0411 | 24.8118 | 29.3596 | 32.9086 | 34.3453 | 38.6195 | 43.8458 | 48.334 | 51.112 | 54.9944 | 59.4009 | 64.1567 | 67.7279 | 72.0324 | 76.4411 | 81.654 | 85.7151 | 15424.8239 | 26091.5486 | 26971.6173 | 14798.5915 | 20056.7369 | 25255.3545 | 33256.6889 | 18725.1676 | 32361.4208 | 39030.7378 | 30458.4346 | 12329.864 | 36682.0742 | 44854.0776 | 38518.5697 | 23841.8289 | 33319.8346 | 37817.9957 | 40815.6007 | 30649.2445 | 36942.4188 | 37836.1755 | 44738.6515 | 34853.3538 | 735630.812 | 0 | 0 | 0 | 0 | 0 | 0 | 0 | 0 | 0 | 0 | 0 | 0 | 0 | 0 | 0 | 0 | 0 | 0 | 0 | 0 | 0.01557% | 1.9849 | 5.3424 | 8.8131 | 10.7174 | 13.2983 | 16.5482 | 20.8277 | 23.2373 | 27.4016 | 32.4242 | 36.3436 | 37.9302 | 42.6505 | 48.4224 | 53.379 | 56.447 | 60.7346 | 65.6011 | 70.8533 | 74.7973 | 79.5511 | 84.4199 | 90.1769 | 94.6619
| ComVariableRefrigerantFlow-7P_V6 | M_Input | Savings, cost, and EUL from 7th Plan workbook COM-VRF-7P_V6 | 2020 | New | 2022 | 2045 | PSE | Commercial | Medium Ret | Electric | Per Commercial Building Square Feet Covered By Variable Refrigerant Flow System |  |  | VRF-New-Medium Ret |  | 0.39934 | 20 | 0.4085 | 0 |  | 0 | 0 | 0 | 0 | 0 | 0 | 0 | 0 |  | 0 | 0 | 0 | Heating | Electric Heating | Variable Refrigerant Flow | VRF | CommVENT | 0.0141% | 78.43% | 78.43% | 13333.1618 | 1 | 24.01% | 5% | 85% | 6.8% | 0.2% | 0.34835 | 0.0082888 | 0.035664 | 0.44551 | 0 | 0 | 0 | 0.48326 | 0.037747 |  | 0.10367 | 0 | 0.10367 | 07. $0.085 to $0.115 | 1 | 0 | 01. ($9,999.00) to $0.22 | 1 | 47531.5313 | 80400.9994 | 83112.9275 | 45601.7986 | 61804.7521 | 77824.2707 | 102480.3497 | 57701.5266 | 99721.5848 | 120273.0575 | 93857.5406 | 37994.4252 | 113035.6604 | 138217.6553 | 118694.8136 | 73468.4975 | 102674.9329 | 116535.9977 | 125773.1054 | 94445.5206 | 113837.9111 | 116592.0187 | 137861.9702 | 107400.4661 | 18981.146 | 32107.1732 | 33190.1491 | 18210.5304 | 24680.9852 | 31078.1875 | 40924.2965 | 23042.4114 | 39822.6168 | 48029.6006 | 37480.8813 | 15172.6172 | 45139.433 | 55195.5601 | 47399.3478 | 29338.7618 | 41002.0009 | 46537.2506 | 50225.9786 | 37715.684 | 45459.8022 | 46559.6219 | 55053.5215 | 42889.0859 | 905236.6436 | 18981.146 | 51088.3192 | 84278.4683 | 102488.9987 | 127169.9839 | 158248.1714 | 199172.4679 | 222214.8794 | 262037.4962 | 310067.0968 | 347547.978 | 362720.5953 | 407860.0282 | 463055.5883 | 510454.9361 | 539793.698 | 580795.6989 | 627332.9495 | 677558.9282 | 715274.6121 | 760734.4143 | 807294.0362 | 862347.5578 | 905236.6436 | 0 | 0 | 0 | 0 | 0 | 0 | 0 | 0 | 0 | 0 | 0 | 0 | 0 | 0 | 0 | 0 | 0 | 0 | 0 | 0 | 0 | 0 | 0 | 0 | 0 | 0 | 0 | 0 | 0 | 0 | 0 | 0 | 0 | 0 | 0 | 0 | 0 | 0 | 0 | 0 | 0 | 0 | 0 | 0 | 0 | 0 | 0 | 0 | 0 | 0 | 0 | 0 | 0 | 0 | 0 | 0 | 0 | 0 | 0 | 0 | 0 | 2.6764 | 7.2037 | 11.8837 | 14.4515 | 17.9316 | 22.3138 | 28.0843 | 31.3334 | 36.9486 | 43.721 | 49.006 | 51.1454 | 57.5103 | 65.2931 | 71.9766 | 76.1136 | 81.895 | 88.457 | 95.5391 | 100.8572 | 107.2673 | 113.8324 | 121.5952 | 127.6428 | 22969.9128 | 38854.2908 | 40164.8472 | 22037.3572 | 29867.5369 | 37609.0704 | 49524.2764 | 27884.6273 | 48191.0858 | 58122.7148 | 45357.2494 | 18361.046 | 54625.1969 | 66794.555 | 57360.0185 | 35504.1155 | 49618.3099 | 56316.7571 | 60780.6477 | 45641.3944 | 55012.8897 | 56343.8295 | 66622.668 | 51901.9537 | 1095466.3511 | 0 | 0 | 0 | 0 | 0 | 0 | 0 | 0 | 0 | 0 | 0 | 0 | 0 | 0 | 0 | 0 | 0 | 0 | 0 | 0 | 0.01557% | 2.9558 | 7.9556 | 13.1241 | 15.9599 | 19.8033 | 24.6428 | 31.0157 | 34.6039 | 40.8052 | 48.2845 | 54.1211 | 56.4839 | 63.5131 | 72.1083 | 79.4895 | 84.0582 | 90.4431 | 97.69 | 105.5114 | 111.3846 | 118.4637 | 125.7141 | 134.2872 | 140.966
| ComVariableRefrigerantFlow-7P_V6 | M_Input | Savings, cost, and EUL from 7th Plan workbook COM-VRF-7P_V6 | 2020 | New | 2022 | 2045 | PSE | Commercial | Small Ret | Electric | Per Commercial Building Square Feet Covered By Variable Refrigerant Flow System |  |  | VRF-New-Small Ret |  | 0.39934 | 20 | 0.4085 | 0 |  | 0 | 0 | 0 | 0 | 0 | 0 | 0 | 0 |  | 0 | 0 | 0 | Heating | Electric Heating | Variable Refrigerant Flow | VRF | CommVENT | 0.0141% | 78.43% | 78.43% | 2170.2819 | 1 | 24.01% | 5% | 85% | 6.8% | 0.2% | 0.34835 | 0.0082888 | 0.035664 | 0.44551 | 0 | 0 | 0 | 0.48326 | 0.037747 |  | 0.10367 | 0 | 0.10367 | 07. $0.085 to $0.115 | 1 | 0 | 01. ($9,999.00) to $0.22 | 1 | 10273.5853 | 17378.0752 | 17964.2382 | 9856.488 | 13358.6353 | 16821.1345 | 22150.3617 | 12471.7538 | 21554.0753 | 25996.1226 | 20286.606 | 8212.2111 | 24431.8132 | 29874.7132 | 25654.9969 | 15879.6667 | 22192.4194 | 25188.385 | 27184.9168 | 20413.6935 | 24605.2137 | 25200.4935 | 29797.8346 | 23213.8081 | 4102.6329 | 6939.7255 | 7173.8027 | 3936.0701 | 5334.6105 | 6717.318 | 8845.4808 | 4980.445 | 8607.361 | 10381.2392 | 8101.2124 | 3279.4478 | 9756.5511 | 11930.1078 | 10245.0148 | 6341.3541 | 8862.2761 | 10058.6789 | 10855.9699 | 8151.9632 | 9825.7965 | 10063.5143 | 11899.4073 | 9270.1554 | 195660.1355 | 4102.6329 | 11042.3584 | 18216.1611 | 22152.2311 | 27486.8416 | 34204.1596 | 43049.6405 | 48030.0855 | 56637.4465 | 67018.6858 | 75119.8981 | 78399.346 | 88155.8971 | 100086.0049 | 110331.0197 | 116672.3738 | 125534.6499 | 135593.3288 | 146449.2987 | 154601.262 | 164427.0585 | 174490.5728 | 186389.9801 | 195660.1355 | 0 | 0 | 0 | 0 | 0 | 0 | 0 | 0 | 0 | 0 | 0 | 0 | 0 | 0 | 0 | 0 | 0 | 0 | 0 | 0 | 0 | 0 | 0 | 0 | 0 | 0 | 0 | 0 | 0 | 0 | 0 | 0 | 0 | 0 | 0 | 0 | 0 | 0 | 0 | 0 | 0 | 0 | 0 | 0 | 0 | 0 | 0 | 0 | 0 | 0 | 0 | 0 | 0 | 0 | 0 | 0 | 0 | 0 | 0 | 0 | 0 | 0.57849 | 1.557 | 2.5686 | 3.1236 | 3.8758 | 4.823 | 6.0702 | 6.7725 | 7.9862 | 9.45 | 10.5923 | 11.0547 | 12.4304 | 14.1126 | 15.5572 | 16.4514 | 17.701 | 19.1193 | 20.6501 | 21.7995 | 23.185 | 24.604 | 26.2819 | 27.589 | 4964.775 | 8398.0646 | 8681.3316 | 4763.2101 | 6455.6449 | 8128.9195 | 10704.3022 | 6027.0538 | 10416.1431 | 12562.7904 | 9803.6305 | 3968.6029 | 11806.8281 | 14437.1439 | 12397.9393 | 7673.9492 | 10724.6269 | 12172.4462 | 13137.2828 | 9865.0463 | 11890.625 | 12178.2977 | 14399.9918 | 11218.2194 | 236776.8651 | 0 | 0 | 0 | 0 | 0 | 0 | 0 | 0 | 0 | 0 | 0 | 0 | 0 | 0 | 0 | 0 | 0 | 0 | 0 | 0 | 0.01557% | 0.63887 | 1.7195 | 2.8367 | 3.4496 | 4.2803 | 5.3264 | 6.7038 | 7.4794 | 8.8197 | 10.4363 | 11.6979 | 12.2086 | 13.7279 | 15.5857 | 17.1811 | 18.1685 | 19.5486 | 21.115 | 22.8055 | 24.0749 | 25.605 | 27.1722 | 29.0252 | 30.4687
| ComVariableRefrigerantFlow-7P_V6 | M_Input | Savings, cost, and EUL from 7th Plan workbook COM-VRF-7P_V6 | 2020 | New | 2022 | 2045 | PSE | Commercial | School K-12 | Electric | Per Commercial Building Square Feet Covered By Variable Refrigerant Flow System |  |  | VRF-New-School K-12 |  | 0.2385 | 20 | 0.24398 | 0 |  | 0 | 0 | 0 | 0 | 0 | 0 | 0 | 0 |  | 0 | 0 | 0 | Heating | Electric Heating | Variable Refrigerant Flow | VRF | CommVENT | 0.0141% | 73.65% | 73.65% | 36549.9879 | 1 | 76.83% | 5% | 85% | 6.8% | 0.2% | 0.20805 | 0.0049505 | 0.0213 | 0.26608 | 0 | 0 | 0 | 0.28862 | 0.022545 |  | 0.10367 | 0 | 0.10367 | 07. $0.085 to $0.115 | 1 | 0 | 01. ($9,999.00) to $0.22 | 1 | 171911.2278 | 296877.4614 | 300460.5549 | 139554.8582 | 203994.2858 | 269371.7278 | 371632.031 | 185332.8064 | 360495.9306 | 446392.6744 | 336813.4183 | 104664.6654 | 417367.4439 | 522542.883 | 441644.784 | 253761.1157 | 375681.4701 | 433729.0404 | 472528.78 | 342487.2423 | 423551.835 | 435362.2874 | 524238.0221 | 397793.9263 | 41001.568 | 70806.5528 | 71661.136 | 33284.4345 | 48653.5155 | 64246.3169 | 88635.8395 | 44202.6723 | 85979.8316 | 106466.5748 | 80331.4505 | 24962.9733 | 99543.9324 | 124628.7275 | 105334.1825 | 60523.1187 | 89601.6482 | 103446.2436 | 112700.1486 | 81684.6819 | 101018.9363 | 103835.78 | 125033.0255 | 94875.5642 | 1962458.8552 | 41001.568 | 111808.1208 | 183469.2568 | 216753.6913 | 265407.2068 | 329653.5238 | 418289.3633 | 462492.0356 | 548471.8672 | 654938.442 | 735269.8925 | 760232.8658 | 859776.7982 | 984405.5257 | 1089739.7083 | 1150262.8269 | 1239864.4751 | 1343310.7187 | 1456010.8673 | 1537695.5492 | 1638714.4855 | 1742550.2656 | 1867583.291 | 1962458.8552 | 0 | 0 | 0 | 0 | 0 | 0 | 0 | 0 | 0 | 0 | 0 | 0 | 0 | 0 | 0 | 0 | 0 | 0 | 0 | 0 | 0 | 0 | 0 | 0 | 0 | 0 | 0 | 0 | 0 | 0 | 0 | 0 | 0 | 0 | 0 | 0 | 0 | 0 | 0 | 0 | 0 | 0 | 0 | 0 | 0 | 0 | 0 | 0 | 0 | 0 | 0 | 0 | 0 | 0 | 0 | 0 | 0 | 0 | 0 | 0 | 0 | 5.7814 | 15.7655 | 25.8701 | 30.5633 | 37.4237 | 46.4828 | 58.9809 | 65.2136 | 77.3372 | 92.3495 | 103.6767 | 107.1966 | 121.2327 | 138.806 | 153.6586 | 162.1927 | 174.827 | 189.4134 | 205.3047 | 216.8226 | 231.0668 | 245.7081 | 263.3384 | 276.7163 | 49617.786 | 85686.0983 | 86720.2667 | 40278.9462 | 58877.7415 | 77747.2707 | 107262.0959 | 53491.582 | 104047.9449 | 128839.8466 | 97212.5925 | 30208.783 | 120462.455 | 150818.6597 | 127469.4892 | 73241.6661 | 108430.8631 | 125184.812 | 136383.366 | 98850.1969 | 122247.4215 | 125656.207 | 151307.9183 | 114813.0589 | 2374857.068 | 0 | 0 | 0 | 0 | 0 | 0 | 0 | 0 | 0 | 0 | 0 | 0 | 0 | 0 | 0 | 0 | 0 | 0 | 0 | 0 | 0.01557% | 6.3849 | 17.4111 | 28.5703 | 33.7535 | 41.3299 | 51.3346 | 65.1372 | 72.0205 | 85.4096 | 101.9888 | 114.4983 | 118.3856 | 133.8868 | 153.2944 | 169.6973 | 179.1221 | 193.0751 | 209.1841 | 226.7341 | 239.4542 | 255.1852 | 271.3548 | 290.8253 | 305.5996
| ComVariableRefrigerantFlow-7P_V6 | M_Input | Savings, cost, and EUL from 7th Plan workbook COM-VRF-7P_V6 | 2020 | New | 2022 | 2045 | PSE | Commercial | University | Electric | Per Commercial Building Square Feet Covered By Variable Refrigerant Flow System |  |  | VRF-New-University |  | 0.2385 | 20 | 0.24398 | 0 |  | 0 | 0 | 0 | 0 | 0 | 0 | 0 | 0 |  | 0 | 0 | 0 | Heating | Electric Heating | Variable Refrigerant Flow | VRF | CommVENT | 0.0141% | 94.56% | 94.56% | 121327.9762 | 1 | 76.83% | 5% | 85% | 6.8% | 0.2% | 0.20805 | 0.0049505 | 0.0213 | 0.26608 | 0 | 0 | 0 | 0.28862 | 0.022545 |  | 0.10367 | 0 | 0.10367 | 07. $0.085 to $0.115 | 1 | 0 | 01. ($9,999.00) to $0.22 | 1 | 23610.2519 | 40661.0935 | 41271.0813 | 19644.6128 | 28388.2333 | 37230.7661 | 51033.4984 | 25902.7086 | 49529.5967 | 61113.073 | 46326.9226 | 15006.3419 | 57185.4416 | 71369.4236 | 60452.3738 | 35103.1425 | 51546.0298 | 59372.5863 | 64602.6525 | 47056.2933 | 57987.8526 | 59577.1441 | 71562.4416 | 54501.4255 | 5631.1467 | 9697.8459 | 9843.3306 | 4685.3247 | 6770.7159 | 8879.698 | 12171.7091 | 6177.9075 | 11813.0221 | 14575.731 | 11049.1705 | 3579.0772 | 13638.974 | 17021.9148 | 14418.1514 | 8372.2506 | 12293.95 | 14160.6175 | 15408.0108 | 11223.1286 | 13830.3525 | 14209.4054 | 17067.9504 | 12998.8246 | 269518.2099 | 5631.1467 | 15328.9926 | 25172.3232 | 29857.6479 | 36628.3638 | 45508.0618 | 57679.7709 | 63857.6784 | 75670.7005 | 90246.4315 | 101295.602 | 104874.6792 | 118513.6532 | 135535.568 | 149953.7195 | 158325.9701 | 170619.9202 | 184780.5376 | 200188.5484 | 211411.677 | 225242.0295 | 239451.4348 | 256519.3853 | 269518.2099 | 0 | 0 | 0 | 0 | 0 | 0 | 0 | 0 | 0 | 0 | 0 | 0 | 0 | 0 | 0 | 0 | 0 | 0 | 0 | 0 | 0 | 0 | 0 | 0 | 0 | 0 | 0 | 0 | 0 | 0 | 0 | 0 | 0 | 0 | 0 | 0 | 0 | 0 | 0 | 0 | 0 | 0 | 0 | 0 | 0 | 0 | 0 | 0 | 0 | 0 | 0 | 0 | 0 | 0 | 0 | 0 | 0 | 0 | 0 | 0 | 0 | 0.79402 | 2.1615 | 3.5494 | 4.2101 | 5.1648 | 6.4169 | 8.1331 | 9.0042 | 10.6699 | 12.7252 | 14.2832 | 14.7878 | 16.711 | 19.1112 | 21.1442 | 22.3247 | 24.0582 | 26.055 | 28.2276 | 29.8101 | 31.7602 | 33.7638 | 36.1705 | 38.0034 | 6814.4963 | 11735.7863 | 11911.8437 | 5669.9158 | 8193.5386 | 10745.7099 | 14729.5161 | 7476.1554 | 14295.4533 | 17638.728 | 13371.0832 | 4331.1974 | 16505.1175 | 20598.9617 | 17448.034 | 10131.6257 | 14877.4452 | 17136.3809 | 18645.906 | 13581.5974 | 16736.7129 | 17195.4213 | 20654.6714 | 15730.4447 | 326155.7429 | 0 | 0 | 0 | 0 | 0 | 0 | 0 | 0 | 0 | 0 | 0 | 0 | 0 | 0 | 0 | 0 | 0 | 0 | 0 | 0 | 0.01557% | 0.8769 | 2.3871 | 3.9199 | 4.6495 | 5.7039 | 7.0866 | 8.9821 | 9.9441 | 11.7837 | 14.0534 | 15.774 | 16.3314 | 18.4553 | 21.106 | 23.3512 | 24.655 | 26.5694 | 28.7745 | 31.1739 | 32.9216 | 35.0753 | 37.288 | 39.9459 | 41.9701
| ComVariableRefrigerantFlow-7P_V6 | M_Input | Savings, cost, and EUL from 7th Plan workbook COM-VRF-7P_V6 | 2020 | New | 2022 | 2045 | PSE | Commercial | Warehouse | Electric | Per Commercial Building Square Feet Covered By Variable Refrigerant Flow System |  |  | VRF-New-Warehouse |  | 0.58851 | 20 | 0.60201 | 0 |  | 0 | 0 | 0 | 0 | 0 | 0 | 0 | 0 |  | 0 | 0 | 0 | Heating | Electric Heating | Variable Refrigerant Flow | VRF | CommVENT | 0.0141% | 48.46% | 48.46% | 34313.8807 | 1 | 0.9604% | 5% | 85% | 6.8% | 0.2% | 0.51337 | 0.012215 | 0.052558 | 0.65655 | 0 | 0 | 0 | 0.71218 | 0.055629 |  | 0.10367 | 0 | 0.10367 | 07. $0.085 to $0.115 | 1 | 0 | 01. ($9,999.00) to $0.22 | 1 | 4077.5858 | 6891.2779 | 7129.9082 | 3936.5972 | 5320.6986 | 6687.4955 | 8789.6531 | 4972.0045 | 8553.8443 | 10305.3858 | 8052.9485 | 3290.0857 | 9686.9165 | 11833.2146 | 10168.3966 | 6312.3423 | 8801.737 | 9982.9313 | 10769.9332 | 8098.7691 | 9751.5228 | 9985.8542 | 11798.6778 | 9201.3608 | 2399.6952 | 4055.5778 | 4196.0139 | 2316.7222 | 3131.2781 | 3935.6501 | 5172.7884 | 2926.0685 | 5034.0129 | 6064.8105 | 4739.2312 | 1936.2444 | 5700.8358 | 6963.9512 | 5984.1911 | 3714.8691 | 5179.8999 | 5875.0431 | 6338.2007 | 4766.1971 | 5738.8572 | 5876.7633 | 6943.626 | 5415.082 | 114405.6097 | 2399.6952 | 6455.2731 | 10651.2869 | 12968.0091 | 16099.2872 | 20034.9373 | 25207.7257 | 28133.7942 | 33167.807 | 39232.6175 | 43971.8488 | 45908.0932 | 51608.929 | 58572.8802 | 64557.0713 | 68271.9404 | 73451.8403 | 79326.8835 | 85665.0841 | 90431.2812 | 96170.1384 | 102046.9017 | 108990.5277 | 114405.6097 | 0 | 0 | 0 | 0 | 0 | 0 | 0 | 0 | 0 | 0 | 0 | 0 | 0 | 0 | 0 | 0 | 0 | 0 | 0 | 0 | 0 | 0 | 0 | 0 | 0 | 0 | 0 | 0 | 0 | 0 | 0 | 0 | 0 | 0 | 0 | 0 | 0 | 0 | 0 | 0 | 0 | 0 | 0 | 0 | 0 | 0 | 0 | 0 | 0 | 0 | 0 | 0 | 0 | 0 | 0 | 0 | 0 | 0 | 0 | 0 | 0 | 0.33837 | 0.91023 | 1.5019 | 1.8286 | 2.2701 | 2.825 | 3.5544 | 3.967 | 4.6768 | 5.532 | 6.2002 | 6.4733 | 7.2771 | 8.2591 | 9.1029 | 9.6267 | 10.3571 | 11.1855 | 12.0792 | 12.7513 | 13.5605 | 14.3891 | 15.3682 | 16.1318 | 2903.9759 | 4907.8316 | 5077.7794 | 2803.5666 | 3789.2962 | 4762.7019 | 6259.8169 | 3540.9631 | 6091.8785 | 7339.2917 | 5735.1505 | 2343.1339 | 6898.8301 | 8427.3811 | 7241.7307 | 4495.5252 | 6268.4228 | 7109.646 | 7670.1331 | 5767.783 | 6944.8415 | 7111.7276 | 8402.7847 | 6553.027 | 138447.219 | 0 | 0 | 0 | 0 | 0 | 0 | 0 | 0 | 0 | 0 | 0 | 0 | 0 | 0 | 0 | 0 | 0 | 0 | 0 | 0 | 0.01557% | 0.37369 | 1.0052 | 1.6586 | 2.0194 | 2.507 | 3.1199 | 3.9254 | 4.3811 | 5.165 | 6.1094 | 6.8474 | 7.1489 | 8.0367 | 9.1211 | 10.053 | 10.6315 | 11.4381 | 12.353 | 13.34 | 14.0822 | 14.9759 | 15.891 | 16.9723 | 17.8156
| ComVariableRefrigerantFlow-7P_V6 | M_Input | Savings, cost, and EUL from 7th Plan workbook COM-VRF-7P_V6 | 2020 | New | 2022 | 2045 | PSE | Commercial | Supermarket | Electric | Per Commercial Building Square Feet Covered By Variable Refrigerant Flow System |  |  | VRF-New-Supermarket |  | 0.67507 | 20 | 0.5145 | 0 |  | 0 | 0 | 0 | 0 | 0 | 0 | 0 | 0 |  | 0 | 0 | 0 | Heating | Electric Heating | Variable Refrigerant Flow | VRF | CommVENT | 0.0141% | 73% | 73% | 49733.7282 | 1 | 4.802% | 5% | 85% | 6.8% | 0.2% | 0.58888 | 0.014012 | 0.060289 | 0.56111 | 0 | 0 | 0 | 0.58971 | 0.028599 |  | 0.074832 | 0 | 0.074832 | 05. $0.070 to $0.077 | 1 | 0 | 01. ($9,999.00) to $0.22 | 1 | 5956.5245 | 10066.757 | 10415.3474 | 5750.5687 | 7772.4598 | 9769.0723 | 12839.8975 | 7263.0885 | 12495.4288 | 15054.0752 | 11763.7218 | 4806.1468 | 14150.617 | 17285.9226 | 14853.9617 | 9221.0497 | 12857.5498 | 14583.0346 | 15732.6844 | 11830.6564 | 14244.9938 | 14587.3043 | 17235.4714 | 13441.3189 | 4021.0625 | 6795.7512 | 7031.0737 | 3882.0282 | 5246.9433 | 6594.7937 | 8667.8112 | 4903.0827 | 8435.2712 | 10162.533 | 7941.3188 | 3244.4786 | 9552.6368 | 11669.183 | 10027.4426 | 6224.8408 | 8679.7277 | 9844.5482 | 10620.6407 | 7986.5043 | 9616.3476 | 9847.4306 | 11635.125 | 9073.8119 | 191704.3874 | 4021.0625 | 10816.8137 | 17847.8874 | 21729.9156 | 26976.8589 | 33571.6525 | 42239.4638 | 47142.5465 | 55577.8177 | 65740.3507 | 73681.6695 | 76926.1481 | 86478.7849 | 98147.9679 | 108175.4105 | 114400.2514 | 123079.979 | 132924.5273 | 143545.168 | 151531.6723 | 161148.0199 | 170995.4505 | 182630.5755 | 191704.3874 | 0 | 0 | 0 | 0 | 0 | 0 | 0 | 0 | 0 | 0 | 0 | 0 | 0 | 0 | 0 | 0 | 0 | 0 | 0 | 0 | 0 | 0 | 0 | 0 | 0 | 0 | 0 | 0 | 0 | 0 | 0 | 0 | 0 | 0 | 0 | 0 | 0 | 0 | 0 | 0 | 0 | 0 | 0 | 0 | 0 | 0 | 0 | 0 | 0 | 0 | 0 | 0 | 0 | 0 | 0 | 0 | 0 | 0 | 0 | 0 | 0 | 0.56699 | 1.5252 | 2.5166 | 3.064 | 3.8039 | 4.7338 | 5.956 | 6.6473 | 7.8367 | 9.2697 | 10.3895 | 10.847 | 12.1939 | 13.8393 | 15.2533 | 16.131 | 17.3549 | 18.743 | 20.2406 | 21.3667 | 22.7227 | 24.1112 | 25.7518 | 27.0313 | 3512.6276 | 5936.4766 | 6142.0442 | 3391.1732 | 4583.5045 | 5760.9287 | 7571.8279 | 4283.1226 | 7368.6909 | 8877.5526 | 6937.1953 | 2834.2373 | 8344.7735 | 10193.6974 | 8759.5435 | 5437.7538 | 7582.2376 | 8599.7748 | 9277.7359 | 6976.6674 | 8400.4285 | 8602.2928 | 10163.9458 | 7926.4927 | 167464.7254 | 0 | 0 | 0 | 0 | 0 | 0 | 0 | 0 | 0 | 0 | 0 | 0 | 0 | 0 | 0 | 0 | 0 | 0 | 0 | 0 | 0.01557% | 0.62617 | 1.6844 | 2.7793 | 3.3838 | 4.2009 | 5.2279 | 6.5776 | 7.3412 | 8.6547 | 10.2373 | 11.4739 | 11.9792 | 13.4667 | 15.2839 | 16.8454 | 17.8147 | 19.1664 | 20.6994 | 22.3533 | 23.5969 | 25.0944 | 26.6279 | 28.4397 | 29.8527
| ComVariableRefrigerantFlow-7P_V6 | M_Input | Savings, cost, and EUL from 7th Plan workbook COM-VRF-7P_V6 | 2020 | New | 2022 | 2045 | PSE | Commercial | MiniMart | Electric | Per Commercial Building Square Feet Covered By Variable Refrigerant Flow System |  |  | VRF-New-MiniMart |  | 0.67507 | 20 | 0.5145 | 0 |  | 0 | 0 | 0 | 0 | 0 | 0 | 0 | 0 |  | 0 | 0 | 0 | Heating | Electric Heating | Variable Refrigerant Flow | VRF | CommVENT | 0.0141% | 73% | 73% | 2115.8874 | 1 | 4.802% | 5% | 85% | 6.8% | 0.2% | 0.58888 | 0.014012 | 0.060289 | 0.56111 | 0 | 0 | 0 | 0.58971 | 0.028599 |  | 0.074832 | 0 | 0.074832 | 05. $0.070 to $0.077 | 1 | 0 | 01. ($9,999.00) to $0.22 | 1 | 214.2765 | 369.0226 | 374.5586 | 178.286 | 257.6394 | 337.8904 | 463.1581 | 235.0818 | 449.5093 | 554.6359 | 420.4432 | 136.1911 | 518.9904 | 647.7182 | 548.6397 | 318.581 | 467.8096 | 538.84 | 586.3059 | 427.0627 | 526.2728 | 540.6965 | 649.4699 | 494.6315 | 144.6513 | 249.1155 | 252.8527 | 120.3553 | 173.9242 | 228.0992 | 312.6634 | 158.6964 | 303.4496 | 374.4173 | 283.828 | 91.9383 | 350.3541 | 437.2542 | 370.3694 | 215.064 | 315.8035 | 363.754 | 395.7967 | 288.2966 | 355.2702 | 365.0072 | 438.4367 | 333.9102 | 6923.3082 | 144.6513 | 393.7669 | 646.6196 | 766.9749 | 940.8991 | 1168.9983 | 1481.6618 | 1640.3581 | 1943.8077 | 2318.225 | 2602.053 | 2693.9913 | 3044.3455 | 3481.5996 | 3851.9691 | 4067.0331 | 4382.8366 | 4746.5906 | 5142.3873 | 5430.6838 | 5785.9541 | 6150.9613 | 6589.398 | 6923.3082 | 0 | 0 | 0 | 0 | 0 | 0 | 0 | 0 | 0 | 0 | 0 | 0 | 0 | 0 | 0 | 0 | 0 | 0 | 0 | 0 | 0 | 0 | 0 | 0 | 0 | 0 | 0 | 0 | 0 | 0 | 0 | 0 | 0 | 0 | 0 | 0 | 0 | 0 | 0 | 0 | 0 | 0 | 0 | 0 | 0 | 0 | 0 | 0 | 0 | 0 | 0 | 0 | 0 | 0 | 0 | 0 | 0 | 0 | 0 | 0 | 0 | 0.020397 | 0.055523 | 0.091177 | 0.10815 | 0.13267 | 0.16483 | 0.20892 | 0.2313 | 0.27409 | 0.32688 | 0.3669 | 0.37987 | 0.42927 | 0.49092 | 0.54315 | 0.57347 | 0.618 | 0.66929 | 0.7251 | 0.76575 | 0.81585 | 0.86732 | 0.92914 | 0.97622 | 126.3612 | 217.6166 | 220.8813 | 105.1372 | 151.9328 | 199.2577 | 273.1294 | 138.6303 | 265.0805 | 327.0749 | 247.94 | 80.3134 | 306.0543 | 381.9665 | 323.5388 | 187.8707 | 275.8724 | 317.7599 | 345.751 | 251.8435 | 310.3488 | 318.8546 | 382.9995 | 291.6896 | 6047.9049 | 0 | 0 | 0 | 0 | 0 | 0 | 0 | 0 | 0 | 0 | 0 | 0 | 0 | 0 | 0 | 0 | 0 | 0 | 0 | 0 | 0.01557% | 0.022526 | 0.061318 | 0.10069 | 0.11944 | 0.14652 | 0.18204 | 0.23073 | 0.25544 | 0.3027 | 0.361 | 0.4052 | 0.41952 | 0.47407 | 0.54216 | 0.59984 | 0.63333 | 0.68251 | 0.73915 | 0.80079 | 0.84568 | 0.901 | 0.95784 | 1.0261 | 1.0781
| ComVariableRefrigerantFlow-7P_V6 | M_Input | Savings, cost, and EUL from 7th Plan workbook COM-VRF-7P_V6 | 2020 | New | 2022 | 2045 | PSE | Commercial | Restaurant | Electric | Per Commercial Building Square Feet Covered By Variable Refrigerant Flow System |  |  | VRF-New-Restaurant |  | 1.2749 | 20 | 0.97163 | 0 |  | 0 | 0 | 0 | 0 | 0 | 0 | 0 | 0 |  | 0 | 0 | 0 | Heating | Electric Heating | Variable Refrigerant Flow | VRF | CommVENT | 0.0141% | 75.53% | 75.53% | 9726.5895 | 1 | 24.01% | 5% | 85% | 6.8% | 0.2% | 1.1121 | 0.026461 | 0.11386 | 1.0597 | 0 | 0 | 0 | 1.1137 | 0.054009 |  | 0.074832 | 0 | 0.074832 | 05. $0.070 to $0.077 | 1 | 0 | 01. ($9,999.00) to $0.22 | 1 | 36365.1189 | 59844.2093 | 63458.6422 | 41285.186 | 52034.256 | 62226.7999 | 77548.3583 | 49590.9038 | 75549.5462 | 88140.2422 | 71530.9072 | 36616.3719 | 83085.3551 | 98559.4452 | 86243.0494 | 57949.0505 | 75930.83 | 84374.469 | 89945.3135 | 70299.4541 | 82187.3732 | 83733.2927 | 96792.0622 | 77691.8244 | 46360.4852 | 76293.0704 | 80900.9713 | 52632.8886 | 66336.4626 | 79330.5431 | 98863.4061 | 63221.5274 | 96315.1976 | 112366.5895 | 91191.9901 | 46680.7979 | 105922.3094 | 125649.6289 | 109947.9317 | 73877.0057 | 96801.2817 | 107565.7508 | 114667.8053 | 89622.0582 | 104777.5069 | 106748.3399 | 123396.4607 | 99046.3054 | 2168516.3143 | 46360.4852 | 122653.5555 | 203554.5269 | 256187.4155 | 322523.8781 | 401854.4212 | 500717.8273 | 563939.3547 | 660254.5523 | 772621.1419 | 863813.1319 | 910493.9298 | 1016416.2392 | 1142065.8681 | 1252013.7998 | 1325890.8055 | 1422692.0872 | 1530257.838 | 1644925.6433 | 1734547.7014 | 1839325.2083 | 1946073.5482 | 2069470.0089 | 2168516.3143 | 0 | 0 | 0 | 0 | 0 | 0 | 0 | 0 | 0 | 0 | 0 | 0 | 0 | 0 | 0 | 0 | 0 | 0 | 0 | 0 | 0 | 0 | 0 | 0 | 0 | 0 | 0 | 0 | 0 | 0 | 0 | 0 | 0 | 0 | 0 | 0 | 0 | 0 | 0 | 0 | 0 | 0 | 0 | 0 | 0 | 0 | 0 | 0 | 0 | 0 | 0 | 0 | 0 | 0 | 0 | 0 | 0 | 0 | 0 | 0 | 0 | 6.5371 | 17.2948 | 28.7022 | 36.1237 | 45.4774 | 56.6634 | 70.6037 | 79.5182 | 93.0991 | 108.9434 | 121.8019 | 128.3841 | 143.3197 | 161.0369 | 176.5401 | 186.9571 | 200.6066 | 215.7739 | 231.9426 | 244.5797 | 259.3539 | 274.4059 | 291.8054 | 305.7714 | 40498.5302 | 66646.352 | 70671.6165 | 45977.8326 | 57948.6868 | 69299.7578 | 86362.8286 | 55227.6131 | 84136.8231 | 98158.6301 | 79661.4088 | 40778.3416 | 92529.1836 | 109762.1233 | 96045.7945 | 64535.7816 | 84561.4452 | 93964.8234 | 100168.8735 | 78289.9837 | 91529.1332 | 93250.7684 | 107793.8522 | 86522.6016 | 1894322.7853 | 0 | 0 | 0 | 0 | 0 | 0 | 0 | 0 | 0 | 0 | 0 | 0 | 0 | 0 | 0 | 0 | 0 | 0 | 0 | 0 | 0.01557% | 7.2194 | 19.1 | 31.6981 | 39.8942 | 50.2243 | 62.5779 | 77.9732 | 87.8182 | 102.8167 | 120.3147 | 134.5154 | 141.7846 | 158.2792 | 177.8457 | 194.9671 | 206.4714 | 221.5456 | 238.296 | 256.1524 | 270.1086 | 286.4248 | 303.048 | 322.2636 | 337.6874
| ComVariableRefrigerantFlow-7P_V6 | M_Input | Savings, cost, and EUL from 7th Plan workbook COM-VRF-7P_V6 | 2020 | New | 2022 | 2045 | PSE | Commercial | Lodging | Electric | Per Commercial Building Square Feet Covered By Variable Refrigerant Flow System |  |  | VRF-New-Lodging |  | 2.7902 | 20 | 2.227 | 0 |  | 0 | 0 | 0 | 0 | 0 | 0 | 0 | 0 |  | 0 | 0 | 0 | Heating | Electric Heating | Variable Refrigerant Flow | VRF | CommVENT | 0.0141% | 56.57% | 56.57% | 31385.388 | 1 | 67.23% | 5% | 85% | 6.8% | 0.2% | 2.434 | 0.057915 | 0.24919 | 2.4287 | 0 | 0 | 0 | 2.567 | 0.13829 |  | 0.078811 | 0 | 0.078811 | 06. $0.077 to $0.085 | 1 | 0 | 01. ($9,999.00) to $0.22 | 1 | 46484.1026 | 79174.7909 | 81281.9299 | 42365.6974 | 58738.7339 | 75074.2133 | 100356.7719 | 54411.5199 | 97571.6012 | 118704.5358 | 91632.1666 | 34334.9778 | 111395.7729 | 137281.5525 | 117282.7198 | 70901.9851 | 100917.6493 | 115182.8146 | 124701.7781 | 92585.517 | 112527.2274 | 115391.4187 | 137259.7536 | 106031.4733 | 129701.9263 | 220916.8796 | 226796.3087 | 118210.5764 | 163895.3213 | 209475.2728 | 280019.7467 | 151821.3442 | 272248.4445 | 331214.4603 | 255675.9807 | 95802.92 | 310821.238 | 383048.8448 | 327247.2484 | 197833.7437 | 281584.7308 | 321388.0035 | 347948.2216 | 258336.0597 | 313978.2707 | 321970.0596 | 382988.0204 | 295853.5406 | 6198777.1633 | 129701.9263 | 350618.8059 | 577415.1146 | 695625.6911 | 859521.0124 | 1068996.2852 | 1349016.0319 | 1500837.376 | 1773085.8206 | 2104300.2808 | 2359976.2615 | 2455779.1815 | 2766600.4195 | 3149649.2643 | 3476896.5128 | 3674730.2565 | 3956314.9872 | 4277702.9907 | 4625651.2123 | 4883987.272 | 5197965.5427 | 5519935.6023 | 5902923.6227 | 6198777.1633 | 0 | 0 | 0 | 0 | 0 | 0 | 0 | 0 | 0 | 0 | 0 | 0 | 0 | 0 | 0 | 0 | 0 | 0 | 0 | 0 | 0 | 0 | 0 | 0 | 0 | 0 | 0 | 0 | 0 | 0 | 0 | 0 | 0 | 0 | 0 | 0 | 0 | 0 | 0 | 0 | 0 | 0 | 0 | 0 | 0 | 0 | 0 | 0 | 0 | 0 | 0 | 0 | 0 | 0 | 0 | 0 | 0 | 0 | 0 | 0 | 0 | 18.2886 | 49.439 | 81.4184 | 98.0866 | 121.1967 | 150.7337 | 190.2179 | 211.6254 | 250.0138 | 296.7167 | 332.7682 | 346.2769 | 390.1042 | 444.116 | 490.2595 | 518.155 | 557.8598 | 603.1771 | 652.2395 | 688.6662 | 732.9386 | 778.338 | 832.3412 | 874.058 | 119326.1065 | 203244.0985 | 208653.1885 | 108754.035 | 150784.1179 | 192717.7908 | 257618.8886 | 139676.0279 | 250469.2706 | 304718.157 | 235222.5611 | 88138.9333 | 285956.34 | 352405.9243 | 301068.3119 | 182007.554 | 259058.6779 | 295677.7914 | 320113.2605 | 237669.8406 | 288860.8182 | 296213.2845 | 352349.9658 | 272186.0198 | 5702890.9644 | 0 | 0 | 0 | 0 | 0 | 0 | 0 | 0 | 0 | 0 | 0 | 0 | 0 | 0 | 0 | 0 | 0 | 0 | 0 | 0 | 0.01557% | 20.1975 | 54.5993 | 89.9167 | 108.3248 | 133.847 | 166.4671 | 210.0725 | 233.7146 | 276.1099 | 327.6875 | 367.5021 | 382.4208 | 430.8227 | 490.4721 | 541.432 | 572.2392 | 616.0884 | 666.1358 | 720.3193 | 760.5481 | 809.4417 | 859.5797 | 919.2197 | 965.2908
| ComVariableRefrigerantFlow-7P_V6 | M_Input | Savings, cost, and EUL from 7th Plan workbook COM-VRF-7P_V6 | 2020 | New | 2022 | 2045 | PSE | Commercial | Hospital | Electric | Per Commercial Building Square Feet Covered By Variable Refrigerant Flow System |  |  | VRF-New-Hospital |  | 1.3343 | 20 | 1.1685 | 0 |  | 0 | 0 | 0 | 0 | 0 | 0 | 0 | 0 |  | 0 | 0 | 0 | Heating | Electric Heating | Variable Refrigerant Flow | VRF | CommVENT | 0.0141% | 86.59% | 86.59% | 80978.5882 | 1 | 4.802% | 5% | 85% | 6.8% | 0.2% | 1.1639 | 0.027694 | 0.11916 | 1.2744 | 0 | 0 | 0 | 1.3612 | 0.086849 |  | 0.087395 | 0 | 0.087395 | 07. $0.085 to $0.115 | 1 | 0 | 01. ($9,999.00) to $0.22 | 1 | 1205.3892 | 2046.6608 | 2107.7788 | 1125.0766 | 1543.442 | 1959.1536 | 2600.9449 | 1435.0397 | 2529.8084 | 3065.5955 | 2378.2651 | 924.0467 | 2878.8787 | 3535.2562 | 3027.4117 | 1850.185 | 2611.3568 | 2972.8957 | 3214.0122 | 2398.726 | 2904.3023 | 2976.5754 | 3531.0405 | 2738.2943 | 1608.3078 | 2730.7865 | 2812.334 | 1501.1496 | 2059.3596 | 2614.0287 | 3470.3478 | 1914.7222 | 3375.4329 | 4090.3145 | 3173.2341 | 1232.9225 | 3841.1851 | 4716.966 | 4039.3672 | 2468.6358 | 3484.2402 | 3966.6286 | 4288.3417 | 3200.5344 | 3875.1068 | 3971.5382 | 4711.3412 | 3653.6083 | 76800.4338 | 1608.3078 | 4339.0942 | 7151.4283 | 8652.5778 | 10711.9374 | 13325.9661 | 16796.3139 | 18711.0362 | 22086.4691 | 26176.7836 | 29350.0178 | 30582.9403 | 34424.1254 | 39141.0914 | 43180.4587 | 45649.0944 | 49133.3346 | 53099.9632 | 57388.3049 | 60588.8393 | 64463.9461 | 68435.4843 | 73146.8255 | 76800.4338 | 0 | 0 | 0 | 0 | 0 | 0 | 0 | 0 | 0 | 0 | 0 | 0 | 0 | 0 | 0 | 0 | 0 | 0 | 0 | 0 | 0 | 0 | 0 | 0 | 0 | 0 | 0 | 0 | 0 | 0 | 0 | 0 | 0 | 0 | 0 | 0 | 0 | 0 | 0 | 0 | 0 | 0 | 0 | 0 | 0 | 0 | 0 | 0 | 0 | 0 | 0 | 0 | 0 | 0 | 0 | 0 | 0 | 0 | 0 | 0 | 0 | 0.22678 | 0.61183 | 1.0084 | 1.2201 | 1.5104 | 1.879 | 2.3684 | 2.6383 | 3.1143 | 3.6911 | 4.1385 | 4.3123 | 4.854 | 5.5191 | 6.0887 | 6.4367 | 6.928 | 7.4874 | 8.092 | 8.5433 | 9.0897 | 9.6497 | 10.3141 | 10.8292 | 1640.813 | 2785.9779 | 2869.1736 | 1531.489 | 2100.9809 | 2666.8604 | 3540.4864 | 1953.4204 | 3443.6532 | 4172.9832 | 3237.3678 | 1257.8409 | 3918.8186 | 4812.2998 | 4121.0062 | 2518.5289 | 3554.6595 | 4046.7974 | 4375.0127 | 3265.2198 | 3953.426 | 4051.8062 | 4806.5612 | 3727.4507 | 78352.6339 | 0 | 0 | 0 | 0 | 0 | 0 | 0 | 0 | 0 | 0 | 0 | 0 | 0 | 0 | 0 | 0 | 0 | 0 | 0 | 0 | 0.01557% | 0.25045 | 0.6757 | 1.1136 | 1.3474 | 1.6681 | 2.0752 | 2.6156 | 2.9137 | 3.4394 | 4.0763 | 4.5705 | 4.7625 | 5.3606 | 6.0952 | 6.7242 | 7.1086 | 7.6512 | 8.2689 | 8.9367 | 9.4351 | 10.0385 | 10.657 | 11.3906 | 11.9596
| ComVariableRefrigerantFlow-7P_V6 | M_Input | Savings, cost, and EUL from 7th Plan workbook COM-VRF-7P_V6 | 2020 | New | 2022 | 2045 | PSE | Commercial | Residential Care | Electric | Per Commercial Building Square Feet Covered By Variable Refrigerant Flow System |  |  | VRF-New-Residential Care |  | 1.3343 | 20 | 1.1685 | 0 |  | 0 | 0 | 0 | 0 | 0 | 0 | 0 | 0 |  | 0 | 0 | 0 | Heating | Electric Heating | Variable Refrigerant Flow | VRF | CommVENT | 0.0141% | 72.99% | 72.99% | 89213.7828 | 1 | 76.83% | 5% | 85% | 6.8% | 0.2% | 1.1639 | 0.027694 | 0.11916 | 1.2744 | 0 | 0 | 0 | 1.3612 | 0.086849 |  | 0.087395 | 0 | 0.087395 | 07. $0.085 to $0.115 | 1 | 0 | 01. ($9,999.00) to $0.22 | 1 | 77615.04 | 131784.5388 | 135719.9277 | 72443.7101 | 99382.2672 | 126149.9473 | 167474.9 | 92402.2411 | 162894.4185 | 197393.7635 | 153136.5433 | 59499.3901 | 185371.0687 | 227635.2252 | 194935.1065 | 119133.4559 | 168145.3272 | 191424.8234 | 206950.3221 | 154454.0203 | 187008.0931 | 191661.7557 | 227363.7764 | 176318.8346 | 103558.9755 | 175835.4028 | 181086.2518 | 96659.0547 | 132602.2093 | 168317.3687 | 223455.7769 | 123289.0097 | 217344.2041 | 263375.4479 | 204324.6198 | 79387.9109 | 247333.9956 | 303725.55 | 260094.9497 | 158955.5148 | 224350.304 | 255411.3044 | 276126.4226 | 206082.4823 | 249518.2189 | 255727.4346 | 303363.3655 | 235255.923 | 4945181.6976 | 103558.9755 | 279394.3784 | 460480.6302 | 557139.6849 | 689741.8941 | 858059.2628 | 1081515.0398 | 1204804.0495 | 1422148.2536 | 1685523.7015 | 1889848.3213 | 1969236.2322 | 2216570.2278 | 2520295.7778 | 2780390.7275 | 2939346.2423 | 3163696.5464 | 3419107.8507 | 3695234.2733 | 3901316.7556 | 4150834.9745 | 4406562.4091 | 4709925.7746 | 4945181.6976 | 0 | 0 | 0 | 0 | 0 | 0 | 0 | 0 | 0 | 0 | 0 | 0 | 0 | 0 | 0 | 0 | 0 | 0 | 0 | 0 | 0 | 0 | 0 | 0 | 0 | 0 | 0 | 0 | 0 | 0 | 0 | 0 | 0 | 0 | 0 | 0 | 0 | 0 | 0 | 0 | 0 | 0 | 0 | 0 | 0 | 0 | 0 | 0 | 0 | 0 | 0 | 0 | 0 | 0 | 0 | 0 | 0 | 0 | 0 | 0 | 0 | 14.6023 | 39.396 | 64.93 | 78.5594 | 97.257 | 120.9906 | 152.4989 | 169.8833 | 200.5299 | 237.6671 | 266.4779 | 277.672 | 312.5473 | 355.3741 | 392.0487 | 414.4622 | 446.0967 | 482.111 | 521.0462 | 550.1048 | 585.2881 | 621.3469 | 664.1226 | 697.2949 | 105651.9879 | 179389.1814 | 184746.1544 | 98612.614 | 135282.2093 | 171719.2016 | 227972.0026 | 125780.7824 | 221736.9099 | 268698.4831 | 208454.189 | 80992.4061 | 252332.8198 | 309864.094 | 265351.6833 | 162168.1369 | 228884.6088 | 260573.3776 | 281707.1655 | 210247.5793 | 254561.188 | 260895.8971 | 309494.5895 | 240010.6393 | 5045127.9007 | 0 | 0 | 0 | 0 | 0 | 0 | 0 | 0 | 0 | 0 | 0 | 0 | 0 | 0 | 0 | 0 | 0 | 0 | 0 | 0 | 0.01557% | 16.1265 | 43.5081 | 71.7073 | 86.7593 | 107.4085 | 133.6194 | 168.4165 | 187.6154 | 221.4609 | 262.4744 | 294.2924 | 306.6549 | 345.1705 | 392.4675 | 432.9702 | 457.7232 | 492.6596 | 532.433 | 575.4322 | 607.5239 | 646.3796 | 686.2022 | 733.4427 | 770.0775
| ComVariableRefrigerantFlow-7P_V6 | M_Input | Savings, cost, and EUL from 7th Plan workbook COM-VRF-7P_V6 | 2020 | New | 2022 | 2045 | PSE | Commercial | Assembly | Electric | Per Commercial Building Square Feet Covered By Variable Refrigerant Flow System |  |  | VRF-New-Assembly |  | 1.685 | 20 | 0.9528 | 0 |  | 0 | 0 | 0 | 0 | 0 | 0 | 0 | 0 |  | 0 | 0 | 0 | Heating | Electric Heating | Variable Refrigerant Flow | VRF | CommVENT | 0.0141% | 72.99% | 72.99% | 13631.2945 | 1 | 24.01% | 5% | 85% | 6.8% | 0.2% | 1.4698 | 0.034974 | 0.15048 | 1.0391 | 0 | 0 | 0 | 1.0442 | 0.0051064 |  | 0.053089 | 0 | 0.053089 | 02. $0.028 to $0.055 | 1 | 0 | 01. ($9,999.00) to $0.22 | 1 | 47365.7634 | 80188.0225 | 82823.9189 | 45169.6466 | 61381.4648 | 77427.9109 | 102142.3704 | 57255.3618 | 99383.4319 | 119990.8929 | 93515.5595 | 37519.9176 | 112751.6454 | 138001.0501 | 118435.256 | 73102.5185 | 102386.1875 | 116286.5799 | 125551.5685 | 94151.7208 | 113596.9842 | 116362.8687 | 137690.2575 | 107158.4896 | 79809.2948 | 135113.404 | 139554.7773 | 76108.9316 | 103425.1549 | 130462.7335 | 172105.5456 | 96472.847 | 167456.8516 | 202179.5461 | 157569.7365 | 63219.4638 | 189981.7223 | 232525.8942 | 199558.3642 | 123174.6314 | 172516.3671 | 195937.9364 | 211549.0477 | 158641.6412 | 191406.0821 | 196066.4798 | 232002.2219 | 180557.4929 | 3807396.1679 | 79809.2948 | 214922.6988 | 354477.4761 | 430586.4077 | 534011.5626 | 664474.2961 | 836579.8417 | 933052.6887 | 1100509.5403 | 1302689.0865 | 1460258.8229 | 1523478.2867 | 1713460.009 | 1945985.9032 | 2145544.2674 | 2268718.8988 | 2441235.2658 | 2637173.2022 | 2848722.2499 | 3007363.8912 | 3198769.9733 | 3394836.4531 | 3626838.6751 | 3807396.1679 | 0 | 0 | 0 | 0 | 0 | 0 | 0 | 0 | 0 | 0 | 0 | 0 | 0 | 0 | 0 | 0 | 0 | 0 | 0 | 0 | 0 | 0 | 0 | 0 | 0 | 0 | 0 | 0 | 0 | 0 | 0 | 0 | 0 | 0 | 0 | 0 | 0 | 0 | 0 | 0 | 0 | 0 | 0 | 0 | 0 | 0 | 0 | 0 | 0 | 0 | 0 | 0 | 0 | 0 | 0 | 0 | 0 | 0 | 0 | 0 | 0 | 11.2535 | 30.3052 | 49.9831 | 60.7148 | 75.2982 | 93.6941 | 117.9619 | 131.565 | 155.1772 | 183.6856 | 205.9037 | 214.8179 | 241.6063 | 274.3936 | 302.5323 | 319.9005 | 344.2261 | 371.8544 | 401.6838 | 424.0531 | 451.0423 | 478.6886 | 511.402 | 536.8615 | 49460.5383 | 83734.3784 | 86486.8488 | 47167.2972 | 64096.0912 | 80852.1996 | 106659.6685 | 59787.5092 | 103778.7146 | 125297.551 | 97651.3325 | 39179.255 | 117738.1441 | 144104.2165 | 123673.1153 | 76335.5144 | 106914.2686 | 121429.4129 | 131104.1503 | 98315.6284 | 118620.8684 | 121509.0756 | 143779.679 | 111897.6282 | 2359573.0861 | 0 | 0 | 0 | 0 | 0 | 0 | 0 | 0 | 0 | 0 | 0 | 0 | 0 | 0 | 0 | 0 | 0 | 0 | 0 | 0 | 0.01557% | 12.4281 | 33.4684 | 55.2002 | 67.0521 | 83.1578 | 103.4738 | 130.2745 | 145.2976 | 171.3744 | 202.8584 | 227.3956 | 237.2403 | 266.8248 | 303.0343 | 334.1101 | 353.2912 | 380.1559 | 410.668 | 443.611 | 468.3151 | 498.1214 | 528.6534 | 564.7814 | 592.8983
| ComVariableRefrigerantFlow-7P_V6 | M_Input | Savings, cost, and EUL from 7th Plan workbook COM-VRF-7P_V6 | 2020 | New | 2022 | 2045 | PSE | Commercial | Other | Electric | Per Commercial Building Square Feet Covered By Variable Refrigerant Flow System |  |  | VRF-New-Other |  | 1.9815 | 20 | 1.1205 | 0 |  | 0 | 0 | 0 | 0 | 0 | 0 | 0 | 0 |  | 0 | 0 | 0 | Heating | Electric Heating | Variable Refrigerant Flow | VRF | CommVENT | 0.0141% | 72.99% | 72.99% | 22414.5695 | 1 | 76.83% | 5% | 85% | 6.8% | 0.2% | 1.7285 | 0.041128 | 0.17696 | 1.222 | 0 | 0 | 0 | 1.228 | 0.006005 |  | 0.053089 | 0 | 0.053089 | 02. $0.028 to $0.055 | 1 | 0 | 01. ($9,999.00) to $0.22 | 1 | 530792.3966 | 873497.7977 | 926254.7687 | 602606.6594 | 759502.1897 | 908274.5571 | 1131911.0245 | 723838.5437 | 1102735.9704 | 1286512.2348 | 1044079.1293 | 534459.7343 | 1212730.1141 | 1438592.9627 | 1258820.4371 | 845835.6891 | 1108301.2643 | 1231546.2717 | 1312859.4103 | 1026104.5993 | 1199622.9937 | 1222187.5373 | 1412795.8947 | 1134005.0833 | 1051749.5941 | 1730810.3131 | 1835346.7066 | 1194047.4534 | 1504931.3533 | 1799719.4437 | 2242848.5566 | 1434264.8827 | 2185039.0409 | 2549186.3286 | 2068812.2275 | 1059016.3163 | 2402989.2165 | 2850529.8385 | 2494315.8422 | 1675998.6548 | 2196066.5079 | 2440272.8819 | 2601392.4854 | 2033196.2226 | 2377017.8411 | 2421728.8237 | 2799413.7035 | 2246997.8727 | 49195692.1077 | 1051749.5941 | 2782559.9073 | 4617906.6139 | 5811954.0673 | 7316885.4206 | 9116604.8643 | 11359453.4209 | 12793718.3036 | 14978757.3445 | 17527943.6731 | 19596755.9006 | 20655772.2169 | 23058761.4334 | 25909291.2719 | 28403607.1141 | 30079605.7689 | 32275672.2768 | 34715945.1587 | 37317337.6441 | 39350533.8667 | 41727551.7078 | 44149280.5314 | 46948694.235 | 49195692.1077 | 0 | 0 | 0 | 0 | 0 | 0 | 0 | 0 | 0 | 0 | 0 | 0 | 0 | 0 | 0 | 0 | 0 | 0 | 0 | 0 | 0 | 0 | 0 | 0 | 0 | 0 | 0 | 0 | 0 | 0 | 0 | 0 | 0 | 0 | 0 | 0 | 0 | 0 | 0 | 0 | 0 | 0 | 0 | 0 | 0 | 0 | 0 | 0 | 0 | 0 | 0 | 0 | 0 | 0 | 0 | 0 | 0 | 0 | 0 | 0 | 0 | 148.3019 | 392.3546 | 651.1475 | 819.514 | 1031.7167 | 1285.486 | 1601.7386 | 1803.977 | 2112.0782 | 2471.526 | 2763.2387 | 2912.5652 | 3251.3985 | 3653.3371 | 4005.0479 | 4241.3719 | 4551.0281 | 4895.1185 | 5261.9276 | 5548.6183 | 5883.7894 | 6225.2651 | 6619.9961 | 6936.8339 | 651805.0463 | 1072642.1029 | 1137426.8664 | 739991.8764 | 932657.218 | 1115347.4381 | 1389969.6424 | 888862.7992 | 1354143.1166 | 1579817.5937 | 1282113.4016 | 656308.4816 | 1489214.2638 | 1766570.4307 | 1545812.4844 | 1038673.4513 | 1360977.2135 | 1512320.2212 | 1612171.5272 | 1260040.9503 | 1473118.9179 | 1500827.8367 | 1734892.0208 | 1392541.115 | 30488246.0161 | 0 | 0 | 0 | 0 | 0 | 0 | 0 | 0 | 0 | 0 | 0 | 0 | 0 | 0 | 0 | 0 | 0 | 0 | 0 | 0 | 0.01557% | 163.7814 | 433.308 | 719.1133 | 905.0537 | 1139.4058 | 1419.6631 | 1768.9257 | 1992.2734 | 2332.5338 | 2729.5002 | 3051.6614 | 3216.5743 | 3590.7745 | 4034.6669 | 4423.0887 | 4684.0799 | 5026.0575 | 5406.0636 | 5811.1597 | 6127.7746 | 6497.9305 | 6875.0488 | 7310.9813 | 7660.8901
| ComVariableRefrigerantFlow-7P_V6 | M_Input | Savings, cost, and EUL from 7th Plan workbook COM-VRF-7P_V6 | 2020 | New | 2022 | 2041 | PSE | Commercial | Large Off | Gas | Per Commercial Building Square Feet Covered By Variable Refrigerant Flow System |  |  | VRF-New-Large Off |  | 2.0418 | 20 | 2.3539 | 0 |  | 0 | 0 | 0 | 0 | 0 | 0 | 0 | 0 |  | 0 | 0 | 0 | Heating | Electric Heating | Variable Refrigerant Flow | VRF | CommVENT | 0.0141% | 55.86% | 55.86% | 229881.7404 | 1 | 4.802% | 5% | 85% | 6.8% | 0.2% | 0 | 0 | 0 | 0 | 2.3539 | 0 | 1.7811 | 0.47077 | -16.341 |  | 0.019752 | 0 | 0.019752 | 01. ($9,999.000) to $0.028 | 1 | 0 | 01. ($9,999.00) to $0.22 | 1 | 0 | 0 | 0 | 0 | 0 | 0 | 0 | 0 | 0 | 0 | 0 | 0 | 0 | 0 | 0 | 0 | 0 | 0 | 0 | 0 | 0 | 0 | 0 | 0 | 0 | 0 | 0 | 0 | 0 | 0 | 0 | 0 | 0 | 0 | 0 | 0 | 0 | 0 | 0 | 0 | 0 | 0 | 0 | 0 | 0 | 0 | 0 | 0 | 0 | 0 | 0 | 0 | 0 | 0 | 0 | 0 | 0 | 0 | 0 | 0 | 0 | 0 | 0 | 0 | 0 | 0 | 0 | 0 | 0 | 0 | 0 | 0 | 0 | 23949.286 | 45343.2229 | 43321.1955 | 29365.0875 | 26172.4732 | 25502.9392 | 25278.563 | 29967.2362 | 31945.9546 | 34808.2495 | 30242.7682 | 32602.2447 | 30946.3218 | 32263.4859 | 30136.1426 | 32321.3036 | 30554.7208 | 33628.9293 | 32701.4721 | 37157.0184 | 0 | 0 | 0 | 0 | 0 | 0 | 0 | 0 | 0 | 0 | 0 | 0 | 0 | 0 | 0 | 0 | 0 | 0 | 0 | 0 | 0 | 0 | 0 | 0 | 0 | 0 | 0 | 0 | 0 | 0 | 0 | 0 | 0 | 0 | 0 | 0 | 0 | 0 | 0 | 0 | 0 | 0 | 0 | 0 | 0 | 0 | 0 | 0 | 0 | 0 | 0 | 0 | 0 | 0 | 0 | 0 | 0 | 0 | 0 | 0 | 0 | 0 | 0 | 0 | 0 | 0 | 0 | 0 | 0 | 0 | 0 | 0 | 0 | 0 | 0 | 0 | 0 | 0 | 0 | 0 | 0 | 0 | 0 | 0 | 0 | 0 | 0 | 0 | 0 | 0 | 0 | 0 | 0 | 0 | 0 | 0 | 0 | 0 | 0 | 0 | 0 | 0 | 0 | 0 | 0 | 0 | 0 | 0 | 0 | 0 | 0.01557% | 0 | 0 | 0 | 0 | 0 | 0 | 0 | 0 | 0 | 0 | 0 | 0 | 0 | 0 | 0 | 0 | 0 | 0 | 0 | 0 | 0 | 0 | 0 | 0
| ComVariableRefrigerantFlow-7P_V6 | M_Input | Savings, cost, and EUL from 7th Plan workbook COM-VRF-7P_V6 | 2020 | New | 2022 | 2041 | PSE | Commercial | Medium Off | Gas | Per Commercial Building Square Feet Covered By Variable Refrigerant Flow System |  |  | VRF-New-Medium Off |  | 1.3271 | 20 | 1.4648 | 0 |  | 0 | 0 | 0 | 0 | 0 | 0 | 0 | 0 |  | 0 | 0 | 0 | Heating | Electric Heating | Variable Refrigerant Flow | VRF | CommVENT | 0.0141% | 55.86% | 55.86% | 41759.2514 | 1 | 76.83% | 5% | 85% | 6.8% | 0.2% | 0 | 0 | 0 | 0 | 1.4648 | 0 | 1.1577 | 0.29295 | -10.6999 |  | 0.018909 | 0 | 0.018909 | 01. ($9,999.000) to $0.028 | 1 | 0 | 01. ($9,999.00) to $0.22 | 1 | 0 | 0 | 0 | 0 | 0 | 0 | 0 | 0 | 0 | 0 | 0 | 0 | 0 | 0 | 0 | 0 | 0 | 0 | 0 | 0 | 0 | 0 | 0 | 0 | 0 | 0 | 0 | 0 | 0 | 0 | 0 | 0 | 0 | 0 | 0 | 0 | 0 | 0 | 0 | 0 | 0 | 0 | 0 | 0 | 0 | 0 | 0 | 0 | 0 | 0 | 0 | 0 | 0 | 0 | 0 | 0 | 0 | 0 | 0 | 0 | 0 | 0 | 0 | 0 | 0 | 0 | 0 | 0 | 0 | 0 | 0 | 0 | 0 | 204483.6378 | 387149.2107 | 369884.7495 | 250724.799 | 223465.6407 | 217749.0294 | 215833.2622 | 255866.061 | 272760.7415 | 297199.5695 | 258218.6067 | 278364.2732 | 264225.6837 | 275471.8853 | 257308.2164 | 275965.5441 | 260882.1185 | 287130.3052 | 279211.4965 | 317253.8131 | 0 | 0 | 0 | 0 | 0 | 0 | 0 | 0 | 0 | 0 | 0 | 0 | 0 | 0 | 0 | 0 | 0 | 0 | 0 | 0 | 0 | 0 | 0 | 0 | 0 | 0 | 0 | 0 | 0 | 0 | 0 | 0 | 0 | 0 | 0 | 0 | 0 | 0 | 0 | 0 | 0 | 0 | 0 | 0 | 0 | 0 | 0 | 0 | 0 | 0 | 0 | 0 | 0 | 0 | 0 | 0 | 0 | 0 | 0 | 0 | 0 | 0 | 0 | 0 | 0 | 0 | 0 | 0 | 0 | 0 | 0 | 0 | 0 | 0 | 0 | 0 | 0 | 0 | 0 | 0 | 0 | 0 | 0 | 0 | 0 | 0 | 0 | 0 | 0 | 0 | 0 | 0 | 0 | 0 | 0 | 0 | 0 | 0 | 0 | 0 | 0 | 0 | 0 | 0 | 0 | 0 | 0 | 0 | 0 | 0 | 0.01557% | 0 | 0 | 0 | 0 | 0 | 0 | 0 | 0 | 0 | 0 | 0 | 0 | 0 | 0 | 0 | 0 | 0 | 0 | 0 | 0 | 0 | 0 | 0 | 0
| ComVariableRefrigerantFlow-7P_V6 | M_Input | Savings, cost, and EUL from 7th Plan workbook COM-VRF-7P_V6 | 2020 | New | 2022 | 2041 | PSE | Commercial | Small Off | Gas | Per Commercial Building Square Feet Covered By Variable Refrigerant Flow System |  |  | VRF-New-Small Off |  | 2.0418 | 20 | 1.4648 | 0 |  | 0 | 0 | 0 | 0 | 0 | 0 | 0 | 0 |  | 0 | 0 | 0 | Heating | Electric Heating | Variable Refrigerant Flow | VRF | CommVENT | 0.0141% | 55.86% | 55.86% | 4797.7732 | 1 | 76.83% | 5% | 85% | 6.8% | 0.2% | 0 | 0 | 0 | 0 | 1.4648 | 0 | 1.7811 | 0.29295 | -17.4079 |  | 0.012291 | 0 | 0.012291 | 01. ($9,999.000) to $0.028 | 1 | 0 | 01. ($9,999.00) to $0.22 | 1 | 0 | 0 | 0 | 0 | 0 | 0 | 0 | 0 | 0 | 0 | 0 | 0 | 0 | 0 | 0 | 0 | 0 | 0 | 0 | 0 | 0 | 0 | 0 | 0 | 0 | 0 | 0 | 0 | 0 | 0 | 0 | 0 | 0 | 0 | 0 | 0 | 0 | 0 | 0 | 0 | 0 | 0 | 0 | 0 | 0 | 0 | 0 | 0 | 0 | 0 | 0 | 0 | 0 | 0 | 0 | 0 | 0 | 0 | 0 | 0 | 0 | 0 | 0 | 0 | 0 | 0 | 0 | 0 | 0 | 0 | 0 | 0 | 0 | 141529.573 | 267958.1753 | 256008.8975 | 173534.5386 | 154667.6157 | 150710.9688 | 149385.0059 | 177092.9682 | 188786.3092 | 205701.1926 | 178721.2392 | 192664.6902 | 182878.9266 | 190662.7773 | 178091.1294 | 191004.4542 | 180564.7397 | 198731.9373 | 193251.0801 | 219581.3669 | 0 | 0 | 0 | 0 | 0 | 0 | 0 | 0 | 0 | 0 | 0 | 0 | 0 | 0 | 0 | 0 | 0 | 0 | 0 | 0 | 0 | 0 | 0 | 0 | 0 | 0 | 0 | 0 | 0 | 0 | 0 | 0 | 0 | 0 | 0 | 0 | 0 | 0 | 0 | 0 | 0 | 0 | 0 | 0 | 0 | 0 | 0 | 0 | 0 | 0 | 0 | 0 | 0 | 0 | 0 | 0 | 0 | 0 | 0 | 0 | 0 | 0 | 0 | 0 | 0 | 0 | 0 | 0 | 0 | 0 | 0 | 0 | 0 | 0 | 0 | 0 | 0 | 0 | 0 | 0 | 0 | 0 | 0 | 0 | 0 | 0 | 0 | 0 | 0 | 0 | 0 | 0 | 0 | 0 | 0 | 0 | 0 | 0 | 0 | 0 | 0 | 0 | 0 | 0 | 0 | 0 | 0 | 0 | 0 | 0 | 0.01557% | 0 | 0 | 0 | 0 | 0 | 0 | 0 | 0 | 0 | 0 | 0 | 0 | 0 | 0 | 0 | 0 | 0 | 0 | 0 | 0 | 0 | 0 | 0 | 0
| ComVariableRefrigerantFlow-7P_V6 | M_Input | Savings, cost, and EUL from 7th Plan workbook COM-VRF-7P_V6 | 2020 | New | 2022 | 2041 | PSE | Commercial | Xlarge Ret | Gas | Per Commercial Building Square Feet Covered By Variable Refrigerant Flow System |  |  | VRF-New-Xlarge Ret |  | 0.27709 | 20 | 0.45389 | 0 |  | 0 | 0 | 0 | 0 | 0 | 0 | 0 | 0 |  | 0 | 0 | 0 | Heating | Electric Heating | Variable Refrigerant Flow | VRF | CommVENT | 0.0141% | 78.43% | 78.43% | 280351.2881 | 1 | 24.01% | 5% | 85% | 6.8% | 0.2% | 0 | 0 | 0 | 0 | 0.45389 | 0 | 0.24171 | 0.090778 | -2.0563 |  | 0.028064 | 0 | 0.028064 | 02. $0.028 to $0.055 | 1 | 0 | 01. ($9,999.00) to $0.22 | 1 | 0 | 0 | 0 | 0 | 0 | 0 | 0 | 0 | 0 | 0 | 0 | 0 | 0 | 0 | 0 | 0 | 0 | 0 | 0 | 0 | 0 | 0 | 0 | 0 | 0 | 0 | 0 | 0 | 0 | 0 | 0 | 0 | 0 | 0 | 0 | 0 | 0 | 0 | 0 | 0 | 0 | 0 | 0 | 0 | 0 | 0 | 0 | 0 | 0 | 0 | 0 | 0 | 0 | 0 | 0 | 0 | 0 | 0 | 0 | 0 | 0 | 0 | 0 | 0 | 0 | 0 | 0 | 0 | 0 | 0 | 0 | 0 | 0 | 42107.5392 | 78284.4114 | 75976.5304 | 53951.0421 | 49148.5946 | 48220.9036 | 47896.64 | 55480.6754 | 58648.3527 | 63236.9963 | 55783.4576 | 59555.9627 | 56819.589 | 58903.0557 | 55403.0876 | 58894.2263 | 55979.6688 | 60912.5971 | 59358.9001 | 66531.6416 | 0 | 0 | 0 | 0 | 0 | 0 | 0 | 0 | 0 | 0 | 0 | 0 | 0 | 0 | 0 | 0 | 0 | 0 | 0 | 0 | 0 | 0 | 0 | 0 | 0 | 0 | 0 | 0 | 0 | 0 | 0 | 0 | 0 | 0 | 0 | 0 | 0 | 0 | 0 | 0 | 0 | 0 | 0 | 0 | 0 | 0 | 0 | 0 | 0 | 0 | 0 | 0 | 0 | 0 | 0 | 0 | 0 | 0 | 0 | 0 | 0 | 0 | 0 | 0 | 0 | 0 | 0 | 0 | 0 | 0 | 0 | 0 | 0 | 0 | 0 | 0 | 0 | 0 | 0 | 0 | 0 | 0 | 0 | 0 | 0 | 0 | 0 | 0 | 0 | 0 | 0 | 0 | 0 | 0 | 0 | 0 | 0 | 0 | 0 | 0 | 0 | 0 | 0 | 0 | 0 | 0 | 0 | 0 | 0 | 0 | 0.01557% | 0 | 0 | 0 | 0 | 0 | 0 | 0 | 0 | 0 | 0 | 0 | 0 | 0 | 0 | 0 | 0 | 0 | 0 | 0 | 0 | 0 | 0 | 0 | 0
| ComVariableRefrigerantFlow-7P_V6 | M_Input | Savings, cost, and EUL from 7th Plan workbook COM-VRF-7P_V6 | 2020 | New | 2022 | 2041 | PSE | Commercial | Large Ret | Gas | Per Commercial Building Square Feet Covered By Variable Refrigerant Flow System |  |  | VRF-New-Large Ret |  | 0.27709 | 20 | 0.45389 | 0 |  | 0 | 0 | 0 | 0 | 0 | 0 | 0 | 0 |  | 0 | 0 | 0 | Heating | Electric Heating | Variable Refrigerant Flow | VRF | CommVENT | 0.0141% | 78.43% | 78.43% | 94425.5221 | 1 | 24.01% | 5% | 85% | 6.8% | 0.2% | 0 | 0 | 0 | 0 | 0.45389 | 0 | 0.24171 | 0.090778 | -2.0563 |  | 0.028064 | 0 | 0.028064 | 02. $0.028 to $0.055 | 1 | 0 | 01. ($9,999.00) to $0.22 | 1 | 0 | 0 | 0 | 0 | 0 | 0 | 0 | 0 | 0 | 0 | 0 | 0 | 0 | 0 | 0 | 0 | 0 | 0 | 0 | 0 | 0 | 0 | 0 | 0 | 0 | 0 | 0 | 0 | 0 | 0 | 0 | 0 | 0 | 0 | 0 | 0 | 0 | 0 | 0 | 0 | 0 | 0 | 0 | 0 | 0 | 0 | 0 | 0 | 0 | 0 | 0 | 0 | 0 | 0 | 0 | 0 | 0 | 0 | 0 | 0 | 0 | 0 | 0 | 0 | 0 | 0 | 0 | 0 | 0 | 0 | 0 | 0 | 0 | 51340.8385 | 95450.5391 | 92636.5883 | 65781.3728 | 59925.8495 | 58794.7353 | 58399.3675 | 67646.4226 | 71508.705 | 77103.5418 | 68015.5986 | 72615.3348 | 69278.9319 | 71819.2591 | 67551.8215 | 71808.4936 | 68254.8349 | 74269.4507 | 72375.0606 | 81120.6337 | 0 | 0 | 0 | 0 | 0 | 0 | 0 | 0 | 0 | 0 | 0 | 0 | 0 | 0 | 0 | 0 | 0 | 0 | 0 | 0 | 0 | 0 | 0 | 0 | 0 | 0 | 0 | 0 | 0 | 0 | 0 | 0 | 0 | 0 | 0 | 0 | 0 | 0 | 0 | 0 | 0 | 0 | 0 | 0 | 0 | 0 | 0 | 0 | 0 | 0 | 0 | 0 | 0 | 0 | 0 | 0 | 0 | 0 | 0 | 0 | 0 | 0 | 0 | 0 | 0 | 0 | 0 | 0 | 0 | 0 | 0 | 0 | 0 | 0 | 0 | 0 | 0 | 0 | 0 | 0 | 0 | 0 | 0 | 0 | 0 | 0 | 0 | 0 | 0 | 0 | 0 | 0 | 0 | 0 | 0 | 0 | 0 | 0 | 0 | 0 | 0 | 0 | 0 | 0 | 0 | 0 | 0 | 0 | 0 | 0 | 0.01557% | 0 | 0 | 0 | 0 | 0 | 0 | 0 | 0 | 0 | 0 | 0 | 0 | 0 | 0 | 0 | 0 | 0 | 0 | 0 | 0 | 0 | 0 | 0 | 0
| ComVariableRefrigerantFlow-7P_V6 | M_Input | Savings, cost, and EUL from 7th Plan workbook COM-VRF-7P_V6 | 2020 | New | 2022 | 2041 | PSE | Commercial | Medium Ret | Gas | Per Commercial Building Square Feet Covered By Variable Refrigerant Flow System |  |  | VRF-New-Medium Ret |  | 0.27709 | 20 | 0.45389 | 0 |  | 0 | 0 | 0 | 0 | 0 | 0 | 0 | 0 |  | 0 | 0 | 0 | Heating | Electric Heating | Variable Refrigerant Flow | VRF | CommVENT | 0.0141% | 78.43% | 78.43% | 13333.1618 | 1 | 24.01% | 5% | 85% | 6.8% | 0.2% | 0 | 0 | 0 | 0 | 0.45389 | 0 | 0.24171 | 0.090778 | -2.0563 |  | 0.028064 | 0 | 0.028064 | 02. $0.028 to $0.055 | 1 | 0 | 01. ($9,999.00) to $0.22 | 1 | 0 | 0 | 0 | 0 | 0 | 0 | 0 | 0 | 0 | 0 | 0 | 0 | 0 | 0 | 0 | 0 | 0 | 0 | 0 | 0 | 0 | 0 | 0 | 0 | 0 | 0 | 0 | 0 | 0 | 0 | 0 | 0 | 0 | 0 | 0 | 0 | 0 | 0 | 0 | 0 | 0 | 0 | 0 | 0 | 0 | 0 | 0 | 0 | 0 | 0 | 0 | 0 | 0 | 0 | 0 | 0 | 0 | 0 | 0 | 0 | 0 | 0 | 0 | 0 | 0 | 0 | 0 | 0 | 0 | 0 | 0 | 0 | 0 | 76099.294 | 141480.3272 | 137309.3851 | 97503.5892 | 88824.3154 | 87147.736 | 86561.7073 | 100268.0351 | 105992.8533 | 114285.7278 | 100815.2415 | 107633.141 | 102687.8009 | 106453.168 | 100127.8139 | 106437.211 | 101169.8463 | 110084.9329 | 107276.9977 | 120240.0103 | 0 | 0 | 0 | 0 | 0 | 0 | 0 | 0 | 0 | 0 | 0 | 0 | 0 | 0 | 0 | 0 | 0 | 0 | 0 | 0 | 0 | 0 | 0 | 0 | 0 | 0 | 0 | 0 | 0 | 0 | 0 | 0 | 0 | 0 | 0 | 0 | 0 | 0 | 0 | 0 | 0 | 0 | 0 | 0 | 0 | 0 | 0 | 0 | 0 | 0 | 0 | 0 | 0 | 0 | 0 | 0 | 0 | 0 | 0 | 0 | 0 | 0 | 0 | 0 | 0 | 0 | 0 | 0 | 0 | 0 | 0 | 0 | 0 | 0 | 0 | 0 | 0 | 0 | 0 | 0 | 0 | 0 | 0 | 0 | 0 | 0 | 0 | 0 | 0 | 0 | 0 | 0 | 0 | 0 | 0 | 0 | 0 | 0 | 0 | 0 | 0 | 0 | 0 | 0 | 0 | 0 | 0 | 0 | 0 | 0 | 0.01557% | 0 | 0 | 0 | 0 | 0 | 0 | 0 | 0 | 0 | 0 | 0 | 0 | 0 | 0 | 0 | 0 | 0 | 0 | 0 | 0 | 0 | 0 | 0 | 0
| ComVariableRefrigerantFlow-7P_V6 | M_Input | Savings, cost, and EUL from 7th Plan workbook COM-VRF-7P_V6 | 2020 | New | 2022 | 2041 | PSE | Commercial | Small Ret | Gas | Per Commercial Building Square Feet Covered By Variable Refrigerant Flow System |  |  | VRF-New-Small Ret |  | 0.27709 | 20 | 0.45389 | 0 |  | 0 | 0 | 0 | 0 | 0 | 0 | 0 | 0 |  | 0 | 0 | 0 | Heating | Electric Heating | Variable Refrigerant Flow | VRF | CommVENT | 0.0141% | 78.43% | 78.43% | 2170.2819 | 1 | 24.01% | 5% | 85% | 6.8% | 0.2% | 0 | 0 | 0 | 0 | 0.45389 | 0 | 0.24171 | 0.090778 | -2.0563 |  | 0.028064 | 0 | 0.028064 | 02. $0.028 to $0.055 | 1 | 0 | 01. ($9,999.00) to $0.22 | 1 | 0 | 0 | 0 | 0 | 0 | 0 | 0 | 0 | 0 | 0 | 0 | 0 | 0 | 0 | 0 | 0 | 0 | 0 | 0 | 0 | 0 | 0 | 0 | 0 | 0 | 0 | 0 | 0 | 0 | 0 | 0 | 0 | 0 | 0 | 0 | 0 | 0 | 0 | 0 | 0 | 0 | 0 | 0 | 0 | 0 | 0 | 0 | 0 | 0 | 0 | 0 | 0 | 0 | 0 | 0 | 0 | 0 | 0 | 0 | 0 | 0 | 0 | 0 | 0 | 0 | 0 | 0 | 0 | 0 | 0 | 0 | 0 | 0 | 15552.0914 | 28913.7371 | 28061.3393 | 19926.3968 | 18152.6503 | 17810.0149 | 17690.2506 | 20491.355 | 21661.3119 | 23356.0917 | 20603.1852 | 21996.5306 | 20985.8723 | 21755.3845 | 20462.6986 | 21752.1234 | 20675.6543 | 22497.5929 | 21923.7471 | 24572.9432 | 0 | 0 | 0 | 0 | 0 | 0 | 0 | 0 | 0 | 0 | 0 | 0 | 0 | 0 | 0 | 0 | 0 | 0 | 0 | 0 | 0 | 0 | 0 | 0 | 0 | 0 | 0 | 0 | 0 | 0 | 0 | 0 | 0 | 0 | 0 | 0 | 0 | 0 | 0 | 0 | 0 | 0 | 0 | 0 | 0 | 0 | 0 | 0 | 0 | 0 | 0 | 0 | 0 | 0 | 0 | 0 | 0 | 0 | 0 | 0 | 0 | 0 | 0 | 0 | 0 | 0 | 0 | 0 | 0 | 0 | 0 | 0 | 0 | 0 | 0 | 0 | 0 | 0 | 0 | 0 | 0 | 0 | 0 | 0 | 0 | 0 | 0 | 0 | 0 | 0 | 0 | 0 | 0 | 0 | 0 | 0 | 0 | 0 | 0 | 0 | 0 | 0 | 0 | 0 | 0 | 0 | 0 | 0 | 0 | 0 | 0.01557% | 0 | 0 | 0 | 0 | 0 | 0 | 0 | 0 | 0 | 0 | 0 | 0 | 0 | 0 | 0 | 0 | 0 | 0 | 0 | 0 | 0 | 0 | 0 | 0
| ComVariableRefrigerantFlow-7P_V6 | M_Input | Savings, cost, and EUL from 7th Plan workbook COM-VRF-7P_V6 | 2020 | New | 2022 | 2041 | PSE | Commercial | School K-12 | Gas | Per Commercial Building Square Feet Covered By Variable Refrigerant Flow System |  |  | VRF-New-School K-12 |  | 0.16549 | 20 | 0.27109 | 0 |  | 0 | 0 | 0 | 0 | 0 | 0 | 0 | 0 |  | 0 | 0 | 0 | Heating | Electric Heating | Variable Refrigerant Flow | VRF | CommVENT | 0.0141% | 73.65% | 73.65% | 36549.9879 | 1 | 76.83% | 5% | 85% | 6.8% | 0.2% | 0 | 0 | 0 | 0 | 0.27109 | 0 | 0.14436 | 0.054217 | -1.2281 |  | 0.028064 | 0 | 0.028064 | 02. $0.028 to $0.055 | 1 | 0 | 01. ($9,999.00) to $0.22 | 1 | 0 | 0 | 0 | 0 | 0 | 0 | 0 | 0 | 0 | 0 | 0 | 0 | 0 | 0 | 0 | 0 | 0 | 0 | 0 | 0 | 0 | 0 | 0 | 0 | 0 | 0 | 0 | 0 | 0 | 0 | 0 | 0 | 0 | 0 | 0 | 0 | 0 | 0 | 0 | 0 | 0 | 0 | 0 | 0 | 0 | 0 | 0 | 0 | 0 | 0 | 0 | 0 | 0 | 0 | 0 | 0 | 0 | 0 | 0 | 0 | 0 | 0 | 0 | 0 | 0 | 0 | 0 | 0 | 0 | 0 | 0 | 0 | 0 | 257631.2155 | 493361.7843 | 466655.1561 | 306603.4302 | 269002.9956 | 260747.0518 | 257985.8664 | 310939.1848 | 333377.3672 | 365841.3922 | 314415.8131 | 341206.1033 | 322642.4835 | 337658.9157 | 313769.585 | 338588.8403 | 318773.1727 | 353633.0206 | 343294.0894 | 393754.8877 | 0 | 0 | 0 | 0 | 0 | 0 | 0 | 0 | 0 | 0 | 0 | 0 | 0 | 0 | 0 | 0 | 0 | 0 | 0 | 0 | 0 | 0 | 0 | 0 | 0 | 0 | 0 | 0 | 0 | 0 | 0 | 0 | 0 | 0 | 0 | 0 | 0 | 0 | 0 | 0 | 0 | 0 | 0 | 0 | 0 | 0 | 0 | 0 | 0 | 0 | 0 | 0 | 0 | 0 | 0 | 0 | 0 | 0 | 0 | 0 | 0 | 0 | 0 | 0 | 0 | 0 | 0 | 0 | 0 | 0 | 0 | 0 | 0 | 0 | 0 | 0 | 0 | 0 | 0 | 0 | 0 | 0 | 0 | 0 | 0 | 0 | 0 | 0 | 0 | 0 | 0 | 0 | 0 | 0 | 0 | 0 | 0 | 0 | 0 | 0 | 0 | 0 | 0 | 0 | 0 | 0 | 0 | 0 | 0 | 0 | 0.01557% | 0 | 0 | 0 | 0 | 0 | 0 | 0 | 0 | 0 | 0 | 0 | 0 | 0 | 0 | 0 | 0 | 0 | 0 | 0 | 0 | 0 | 0 | 0 | 0
| ComVariableRefrigerantFlow-7P_V6 | M_Input | Savings, cost, and EUL from 7th Plan workbook COM-VRF-7P_V6 | 2020 | New | 2022 | 2041 | PSE | Commercial | University | Gas | Per Commercial Building Square Feet Covered By Variable Refrigerant Flow System |  |  | VRF-New-University |  | 0.16549 | 20 | 0.27109 | 0 |  | 0 | 0 | 0 | 0 | 0 | 0 | 0 | 0 |  | 0 | 0 | 0 | Heating | Electric Heating | Variable Refrigerant Flow | VRF | CommVENT | 0.0141% | 94.56% | 94.56% | 121327.9762 | 1 | 76.83% | 5% | 85% | 6.8% | 0.2% | 0 | 0 | 0 | 0 | 0.27109 | 0 | 0.14436 | 0.054217 | -1.2281 |  | 0.028064 | 0 | 0.028064 | 02. $0.028 to $0.055 | 1 | 0 | 01. ($9,999.00) to $0.22 | 1 | 0 | 0 | 0 | 0 | 0 | 0 | 0 | 0 | 0 | 0 | 0 | 0 | 0 | 0 | 0 | 0 | 0 | 0 | 0 | 0 | 0 | 0 | 0 | 0 | 0 | 0 | 0 | 0 | 0 | 0 | 0 | 0 | 0 | 0 | 0 | 0 | 0 | 0 | 0 | 0 | 0 | 0 | 0 | 0 | 0 | 0 | 0 | 0 | 0 | 0 | 0 | 0 | 0 | 0 | 0 | 0 | 0 | 0 | 0 | 0 | 0 | 0 | 0 | 0 | 0 | 0 | 0 | 0 | 0 | 0 | 0 | 0 | 0 | 57457.2691 | 109602.0152 | 104027.4598 | 69095.5076 | 60961.2019 | 59202.1756 | 58614.3323 | 70232.156 | 75149.0809 | 82261.9684 | 70971.7224 | 76839.5506 | 72758.2221 | 76043.3066 | 70793.7501 | 76229.3196 | 71873.4547 | 79511.6678 | 77234.7545 | 88295.3743 | 0 | 0 | 0 | 0 | 0 | 0 | 0 | 0 | 0 | 0 | 0 | 0 | 0 | 0 | 0 | 0 | 0 | 0 | 0 | 0 | 0 | 0 | 0 | 0 | 0 | 0 | 0 | 0 | 0 | 0 | 0 | 0 | 0 | 0 | 0 | 0 | 0 | 0 | 0 | 0 | 0 | 0 | 0 | 0 | 0 | 0 | 0 | 0 | 0 | 0 | 0 | 0 | 0 | 0 | 0 | 0 | 0 | 0 | 0 | 0 | 0 | 0 | 0 | 0 | 0 | 0 | 0 | 0 | 0 | 0 | 0 | 0 | 0 | 0 | 0 | 0 | 0 | 0 | 0 | 0 | 0 | 0 | 0 | 0 | 0 | 0 | 0 | 0 | 0 | 0 | 0 | 0 | 0 | 0 | 0 | 0 | 0 | 0 | 0 | 0 | 0 | 0 | 0 | 0 | 0 | 0 | 0 | 0 | 0 | 0 | 0.01557% | 0 | 0 | 0 | 0 | 0 | 0 | 0 | 0 | 0 | 0 | 0 | 0 | 0 | 0 | 0 | 0 | 0 | 0 | 0 | 0 | 0 | 0 | 0 | 0
| ComVariableRefrigerantFlow-7P_V6 | M_Input | Savings, cost, and EUL from 7th Plan workbook COM-VRF-7P_V6 | 2020 | New | 2022 | 2041 | PSE | Commercial | Warehouse | Gas | Per Commercial Building Square Feet Covered By Variable Refrigerant Flow System |  |  | VRF-New-Warehouse |  | 0.40835 | 20 | 0.6689 | 0 |  | 0 | 0 | 0 | 0 | 0 | 0 | 0 | 0 |  | 0 | 0 | 0 | Heating | Electric Heating | Variable Refrigerant Flow | VRF | CommVENT | 0.0141% | 48.46% | 48.46% | 34313.8807 | 1 | 0.9604% | 5% | 85% | 6.8% | 0.2% | 0 | 0 | 0 | 0 | 0.6689 | 0 | 0.35622 | 0.13378 | -3.0304 |  | 0.028064 | 0 | 0.028064 | 02. $0.028 to $0.055 | 1 | 0 | 01. ($9,999.00) to $0.22 | 1 | 0 | 0 | 0 | 0 | 0 | 0 | 0 | 0 | 0 | 0 | 0 | 0 | 0 | 0 | 0 | 0 | 0 | 0 | 0 | 0 | 0 | 0 | 0 | 0 | 0 | 0 | 0 | 0 | 0 | 0 | 0 | 0 | 0 | 0 | 0 | 0 | 0 | 0 | 0 | 0 | 0 | 0 | 0 | 0 | 0 | 0 | 0 | 0 | 0 | 0 | 0 | 0 | 0 | 0 | 0 | 0 | 0 | 0 | 0 | 0 | 0 | 0 | 0 | 0 | 0 | 0 | 0 | 0 | 0 | 0 | 0 | 0 | 0 | 5440.4193 | 10101.7273 | 9814.5082 | 6990.9363 | 6377.5157 | 6259.7444 | 6218.3519 | 7192.2575 | 7598.6535 | 8187.468 | 7229.4345 | 7713.4077 | 7361.3099 | 7628.3321 | 7178.158 | 7626.0063 | 7251.0374 | 7884.0942 | 7683.9382 | 8604.7107 | 0 | 0 | 0 | 0 | 0 | 0 | 0 | 0 | 0 | 0 | 0 | 0 | 0 | 0 | 0 | 0 | 0 | 0 | 0 | 0 | 0 | 0 | 0 | 0 | 0 | 0 | 0 | 0 | 0 | 0 | 0 | 0 | 0 | 0 | 0 | 0 | 0 | 0 | 0 | 0 | 0 | 0 | 0 | 0 | 0 | 0 | 0 | 0 | 0 | 0 | 0 | 0 | 0 | 0 | 0 | 0 | 0 | 0 | 0 | 0 | 0 | 0 | 0 | 0 | 0 | 0 | 0 | 0 | 0 | 0 | 0 | 0 | 0 | 0 | 0 | 0 | 0 | 0 | 0 | 0 | 0 | 0 | 0 | 0 | 0 | 0 | 0 | 0 | 0 | 0 | 0 | 0 | 0 | 0 | 0 | 0 | 0 | 0 | 0 | 0 | 0 | 0 | 0 | 0 | 0 | 0 | 0 | 0 | 0 | 0 | 0.01557% | 0 | 0 | 0 | 0 | 0 | 0 | 0 | 0 | 0 | 0 | 0 | 0 | 0 | 0 | 0 | 0 | 0 | 0 | 0 | 0 | 0 | 0 | 0 | 0
| ComVariableRefrigerantFlow-7P_V6 | M_Input | Savings, cost, and EUL from 7th Plan workbook COM-VRF-7P_V6 | 2020 | New | 2022 | 2041 | PSE | Commercial | Supermarket | Gas | Per Commercial Building Square Feet Covered By Variable Refrigerant Flow System |  |  | VRF-New-Supermarket |  | 0.54443 | 20 | 0.57167 | 0 |  | 0 | 0 | 0 | 0 | 0 | 0 | 0 | 0 |  | 0 | 0 | 0 | Heating | Electric Heating | Variable Refrigerant Flow | VRF | CommVENT | 0.0141% | 73% | 73% | 49733.7282 | 1 | 4.802% | 5% | 85% | 6.8% | 0.2% | 0 | 0 | 0 | 0 | 0.57167 | 0 | 0.47492 | 0.11433 | -4.4245 |  | 0.01799 | 0 | 0.01799 | 01. ($9,999.000) to $0.028 | 1 | 0 | 01. ($9,999.00) to $0.22 | 1 | 0 | 0 | 0 | 0 | 0 | 0 | 0 | 0 | 0 | 0 | 0 | 0 | 0 | 0 | 0 | 0 | 0 | 0 | 0 | 0 | 0 | 0 | 0 | 0 | 0 | 0 | 0 | 0 | 0 | 0 | 0 | 0 | 0 | 0 | 0 | 0 | 0 | 0 | 0 | 0 | 0 | 0 | 0 | 0 | 0 | 0 | 0 | 0 | 0 | 0 | 0 | 0 | 0 | 0 | 0 | 0 | 0 | 0 | 0 | 0 | 0 | 0 | 0 | 0 | 0 | 0 | 0 | 0 | 0 | 0 | 0 | 0 | 0 | 8509.0611 | 15799.557 | 15350.3334 | 10934.1397 | 9974.7221 | 9790.5226 | 9725.7827 | 11249.0151 | 11884.6367 | 12805.5692 | 11307.1616 | 12064.1175 | 11513.4206 | 11931.0555 | 11226.9628 | 11927.4178 | 11340.9495 | 12331.0789 | 12018.0259 | 13458.1556 | 0 | 0 | 0 | 0 | 0 | 0 | 0 | 0 | 0 | 0 | 0 | 0 | 0 | 0 | 0 | 0 | 0 | 0 | 0 | 0 | 0 | 0 | 0 | 0 | 0 | 0 | 0 | 0 | 0 | 0 | 0 | 0 | 0 | 0 | 0 | 0 | 0 | 0 | 0 | 0 | 0 | 0 | 0 | 0 | 0 | 0 | 0 | 0 | 0 | 0 | 0 | 0 | 0 | 0 | 0 | 0 | 0 | 0 | 0 | 0 | 0 | 0 | 0 | 0 | 0 | 0 | 0 | 0 | 0 | 0 | 0 | 0 | 0 | 0 | 0 | 0 | 0 | 0 | 0 | 0 | 0 | 0 | 0 | 0 | 0 | 0 | 0 | 0 | 0 | 0 | 0 | 0 | 0 | 0 | 0 | 0 | 0 | 0 | 0 | 0 | 0 | 0 | 0 | 0 | 0 | 0 | 0 | 0 | 0 | 0 | 0.01557% | 0 | 0 | 0 | 0 | 0 | 0 | 0 | 0 | 0 | 0 | 0 | 0 | 0 | 0 | 0 | 0 | 0 | 0 | 0 | 0 | 0 | 0 | 0 | 0
| ComVariableRefrigerantFlow-7P_V6 | M_Input | Savings, cost, and EUL from 7th Plan workbook COM-VRF-7P_V6 | 2020 | New | 2022 | 2041 | PSE | Commercial | MiniMart | Gas | Per Commercial Building Square Feet Covered By Variable Refrigerant Flow System |  |  | VRF-New-MiniMart |  | 0.54443 | 20 | 0.57167 | 0 |  | 0 | 0 | 0 | 0 | 0 | 0 | 0 | 0 |  | 0 | 0 | 0 | Heating | Electric Heating | Variable Refrigerant Flow | VRF | CommVENT | 0.0141% | 73% | 73% | 2115.8874 | 1 | 4.802% | 5% | 85% | 6.8% | 0.2% | 0 | 0 | 0 | 0 | 0.57167 | 0 | 0.47492 | 0.11433 | -4.4245 |  | 0.01799 | 0 | 0.01799 | 01. ($9,999.000) to $0.028 | 1 | 0 | 01. ($9,999.00) to $0.22 | 1 | 0 | 0 | 0 | 0 | 0 | 0 | 0 | 0 | 0 | 0 | 0 | 0 | 0 | 0 | 0 | 0 | 0 | 0 | 0 | 0 | 0 | 0 | 0 | 0 | 0 | 0 | 0 | 0 | 0 | 0 | 0 | 0 | 0 | 0 | 0 | 0 | 0 | 0 | 0 | 0 | 0 | 0 | 0 | 0 | 0 | 0 | 0 | 0 | 0 | 0 | 0 | 0 | 0 | 0 | 0 | 0 | 0 | 0 | 0 | 0 | 0 | 0 | 0 | 0 | 0 | 0 | 0 | 0 | 0 | 0 | 0 | 0 | 0 | 270.617 | 516.2127 | 489.9572 | 325.4318 | 287.1201 | 278.8353 | 276.0667 | 330.7853 | 353.9434 | 387.4443 | 334.2685 | 361.9053 | 342.6827 | 358.1551 | 333.4303 | 359.0312 | 338.5156 | 374.4907 | 363.7667 | 415.8609 | 0 | 0 | 0 | 0 | 0 | 0 | 0 | 0 | 0 | 0 | 0 | 0 | 0 | 0 | 0 | 0 | 0 | 0 | 0 | 0 | 0 | 0 | 0 | 0 | 0 | 0 | 0 | 0 | 0 | 0 | 0 | 0 | 0 | 0 | 0 | 0 | 0 | 0 | 0 | 0 | 0 | 0 | 0 | 0 | 0 | 0 | 0 | 0 | 0 | 0 | 0 | 0 | 0 | 0 | 0 | 0 | 0 | 0 | 0 | 0 | 0 | 0 | 0 | 0 | 0 | 0 | 0 | 0 | 0 | 0 | 0 | 0 | 0 | 0 | 0 | 0 | 0 | 0 | 0 | 0 | 0 | 0 | 0 | 0 | 0 | 0 | 0 | 0 | 0 | 0 | 0 | 0 | 0 | 0 | 0 | 0 | 0 | 0 | 0 | 0 | 0 | 0 | 0 | 0 | 0 | 0 | 0 | 0 | 0 | 0 | 0.01557% | 0 | 0 | 0 | 0 | 0 | 0 | 0 | 0 | 0 | 0 | 0 | 0 | 0 | 0 | 0 | 0 | 0 | 0 | 0 | 0 | 0 | 0 | 0 | 0
| ComVariableRefrigerantFlow-7P_V6 | M_Input | Savings, cost, and EUL from 7th Plan workbook COM-VRF-7P_V6 | 2020 | New | 2022 | 2041 | PSE | Commercial | Restaurant | Gas | Per Commercial Building Square Feet Covered By Variable Refrigerant Flow System |  |  | VRF-New-Restaurant |  | 1.0282 | 20 | 1.0796 | 0 |  | 0 | 0 | 0 | 0 | 0 | 0 | 0 | 0 |  | 0 | 0 | 0 | Heating | Electric Heating | Variable Refrigerant Flow | VRF | CommVENT | 0.0141% | 75.53% | 75.53% | 9726.5895 | 1 | 24.01% | 5% | 85% | 6.8% | 0.2% | 0 | 0 | 0 | 0 | 1.0796 | 0 | 0.89688 | 0.21592 | -8.3555 |  | 0.01799 | 0 | 0.01799 | 01. ($9,999.000) to $0.028 | 1 | 0 | 01. ($9,999.00) to $0.22 | 1 | 0 | 0 | 0 | 0 | 0 | 0 | 0 | 0 | 0 | 0 | 0 | 0 | 0 | 0 | 0 | 0 | 0 | 0 | 0 | 0 | 0 | 0 | 0 | 0 | 0 | 0 | 0 | 0 | 0 | 0 | 0 | 0 | 0 | 0 | 0 | 0 | 0 | 0 | 0 | 0 | 0 | 0 | 0 | 0 | 0 | 0 | 0 | 0 | 0 | 0 | 0 | 0 | 0 | 0 | 0 | 0 | 0 | 0 | 0 | 0 | 0 | 0 | 0 | 0 | 0 | 0 | 0 | 0 | 0 | 0 | 0 | 0 | 0 | 68298.4628 | 122002.3012 | 122333.2996 | 94947.2947 | 89729.7953 | 88903.9679 | 88458.8559 | 98376.8502 | 102315.8864 | 108115.1323 | 97829.4921 | 102540.0594 | 98561.3358 | 101023.0954 | 96031.4518 | 100380.0088 | 96176.9444 | 102457.7321 | 100078.7503 | 109357.4212 | 0 | 0 | 0 | 0 | 0 | 0 | 0 | 0 | 0 | 0 | 0 | 0 | 0 | 0 | 0 | 0 | 0 | 0 | 0 | 0 | 0 | 0 | 0 | 0 | 0 | 0 | 0 | 0 | 0 | 0 | 0 | 0 | 0 | 0 | 0 | 0 | 0 | 0 | 0 | 0 | 0 | 0 | 0 | 0 | 0 | 0 | 0 | 0 | 0 | 0 | 0 | 0 | 0 | 0 | 0 | 0 | 0 | 0 | 0 | 0 | 0 | 0 | 0 | 0 | 0 | 0 | 0 | 0 | 0 | 0 | 0 | 0 | 0 | 0 | 0 | 0 | 0 | 0 | 0 | 0 | 0 | 0 | 0 | 0 | 0 | 0 | 0 | 0 | 0 | 0 | 0 | 0 | 0 | 0 | 0 | 0 | 0 | 0 | 0 | 0 | 0 | 0 | 0 | 0 | 0 | 0 | 0 | 0 | 0 | 0 | 0.01557% | 0 | 0 | 0 | 0 | 0 | 0 | 0 | 0 | 0 | 0 | 0 | 0 | 0 | 0 | 0 | 0 | 0 | 0 | 0 | 0 | 0 | 0 | 0 | 0
| ComVariableRefrigerantFlow-7P_V6 | M_Input | Savings, cost, and EUL from 7th Plan workbook COM-VRF-7P_V6 | 2020 | New | 2022 | 2041 | PSE | Commercial | Lodging | Gas | Per Commercial Building Square Feet Covered By Variable Refrigerant Flow System |  |  | VRF-New-Lodging |  | 2.1463 | 20 | 2.4744 | 0 |  | 0 | 0 | 0 | 0 | 0 | 0 | 0 | 0 |  | 0 | 0 | 0 | Heating | Electric Heating | Variable Refrigerant Flow | VRF | CommVENT | 0.0141% | 56.57% | 56.57% | 31385.388 | 1 | 67.23% | 5% | 85% | 6.8% | 0.2% | 0 | 0 | 0 | 0 | 2.4744 | 0 | 1.8723 | 0.49489 | -17.178 |  | 0.019752 | 0 | 0.019752 | 01. ($9,999.000) to $0.028 | 1 | 0 | 01. ($9,999.00) to $0.22 | 1 | 0 | 0 | 0 | 0 | 0 | 0 | 0 | 0 | 0 | 0 | 0 | 0 | 0 | 0 | 0 | 0 | 0 | 0 | 0 | 0 | 0 | 0 | 0 | 0 | 0 | 0 | 0 | 0 | 0 | 0 | 0 | 0 | 0 | 0 | 0 | 0 | 0 | 0 | 0 | 0 | 0 | 0 | 0 | 0 | 0 | 0 | 0 | 0 | 0 | 0 | 0 | 0 | 0 | 0 | 0 | 0 | 0 | 0 | 0 | 0 | 0 | 0 | 0 | 0 | 0 | 0 | 0 | 0 | 0 | 0 | 0 | 0 | 0 | 82220.2597 | 154386.9328 | 148564.9552 | 102902.9034 | 92673.1906 | 90603.6974 | 89902.0247 | 105415.0393 | 111935.5283 | 121370.8794 | 106214.8056 | 113984.4764 | 108461.1116 | 112780.5582 | 105696.9428 | 112890.3677 | 107001.4887 | 117138.577 | 114028.09 | 128738.5981 | 0 | 0 | 0 | 0 | 0 | 0 | 0 | 0 | 0 | 0 | 0 | 0 | 0 | 0 | 0 | 0 | 0 | 0 | 0 | 0 | 0 | 0 | 0 | 0 | 0 | 0 | 0 | 0 | 0 | 0 | 0 | 0 | 0 | 0 | 0 | 0 | 0 | 0 | 0 | 0 | 0 | 0 | 0 | 0 | 0 | 0 | 0 | 0 | 0 | 0 | 0 | 0 | 0 | 0 | 0 | 0 | 0 | 0 | 0 | 0 | 0 | 0 | 0 | 0 | 0 | 0 | 0 | 0 | 0 | 0 | 0 | 0 | 0 | 0 | 0 | 0 | 0 | 0 | 0 | 0 | 0 | 0 | 0 | 0 | 0 | 0 | 0 | 0 | 0 | 0 | 0 | 0 | 0 | 0 | 0 | 0 | 0 | 0 | 0 | 0 | 0 | 0 | 0 | 0 | 0 | 0 | 0 | 0 | 0 | 0 | 0.01557% | 0 | 0 | 0 | 0 | 0 | 0 | 0 | 0 | 0 | 0 | 0 | 0 | 0 | 0 | 0 | 0 | 0 | 0 | 0 | 0 | 0 | 0 | 0 | 0
| ComVariableRefrigerantFlow-7P_V6 | M_Input | Savings, cost, and EUL from 7th Plan workbook COM-VRF-7P_V6 | 2020 | New | 2022 | 2041 | PSE | Commercial | Hospital | Gas | Per Commercial Building Square Feet Covered By Variable Refrigerant Flow System |  |  | VRF-New-Hospital |  | 0.97865 | 20 | 1.2984 | 0 |  | 0 | 0 | 0 | 0 | 0 | 0 | 0 | 0 |  | 0 | 0 | 0 | Heating | Electric Heating | Variable Refrigerant Flow | VRF | CommVENT | 0.0141% | 86.59% | 86.59% | 80978.5882 | 1 | 4.802% | 5% | 85% | 6.8% | 0.2% | 0 | 0 | 0 | 0 | 1.2984 | 0 | 0.8537 | 0.25967 | -7.6284 |  | 0.02273 | 0 | 0.02273 | 01. ($9,999.000) to $0.028 | 1 | 0 | 01. ($9,999.00) to $0.22 | 1 | 0 | 0 | 0 | 0 | 0 | 0 | 0 | 0 | 0 | 0 | 0 | 0 | 0 | 0 | 0 | 0 | 0 | 0 | 0 | 0 | 0 | 0 | 0 | 0 | 0 | 0 | 0 | 0 | 0 | 0 | 0 | 0 | 0 | 0 | 0 | 0 | 0 | 0 | 0 | 0 | 0 | 0 | 0 | 0 | 0 | 0 | 0 | 0 | 0 | 0 | 0 | 0 | 0 | 0 | 0 | 0 | 0 | 0 | 0 | 0 | 0 | 0 | 0 | 0 | 0 | 0 | 0 | 0 | 0 | 0 | 0 | 0 | 0 | 3231.6134 | 6040.7874 | 5835.5801 | 4088.4675 | 3701.7347 | 3625.0904 | 3598.8098 | 4195.9979 | 4446.3463 | 4808.7487 | 4223.8938 | 4522.1163 | 4308.3138 | 4473.6504 | 4199.7614 | 4475.8122 | 4247.9552 | 4637.4045 | 4516.5797 | 5082.2035 | 0 | 0 | 0 | 0 | 0 | 0 | 0 | 0 | 0 | 0 | 0 | 0 | 0 | 0 | 0 | 0 | 0 | 0 | 0 | 0 | 0 | 0 | 0 | 0 | 0 | 0 | 0 | 0 | 0 | 0 | 0 | 0 | 0 | 0 | 0 | 0 | 0 | 0 | 0 | 0 | 0 | 0 | 0 | 0 | 0 | 0 | 0 | 0 | 0 | 0 | 0 | 0 | 0 | 0 | 0 | 0 | 0 | 0 | 0 | 0 | 0 | 0 | 0 | 0 | 0 | 0 | 0 | 0 | 0 | 0 | 0 | 0 | 0 | 0 | 0 | 0 | 0 | 0 | 0 | 0 | 0 | 0 | 0 | 0 | 0 | 0 | 0 | 0 | 0 | 0 | 0 | 0 | 0 | 0 | 0 | 0 | 0 | 0 | 0 | 0 | 0 | 0 | 0 | 0 | 0 | 0 | 0 | 0 | 0 | 0 | 0.01557% | 0 | 0 | 0 | 0 | 0 | 0 | 0 | 0 | 0 | 0 | 0 | 0 | 0 | 0 | 0 | 0 | 0 | 0 | 0 | 0 | 0 | 0 | 0 | 0
| ComVariableRefrigerantFlow-7P_V6 | M_Input | Savings, cost, and EUL from 7th Plan workbook COM-VRF-7P_V6 | 2020 | New | 2022 | 2041 | PSE | Commercial | Residential Care | Gas | Per Commercial Building Square Feet Covered By Variable Refrigerant Flow System |  |  | VRF-New-Residential Care |  | 0.97865 | 20 | 1.2984 | 0 |  | 0 | 0 | 0 | 0 | 0 | 0 | 0 | 0 |  | 0 | 0 | 0 | Heating | Electric Heating | Variable Refrigerant Flow | VRF | CommVENT | 0.0141% | 72.99% | 72.99% | 89213.7828 | 1 | 76.83% | 5% | 85% | 6.8% | 0.2% | 0 | 0 | 0 | 0 | 1.2984 | 0 | 0.8537 | 0.25967 | -7.6284 |  | 0.02273 | 0 | 0.02273 | 01. ($9,999.000) to $0.028 | 1 | 0 | 01. ($9,999.00) to $0.22 | 1 | 0 | 0 | 0 | 0 | 0 | 0 | 0 | 0 | 0 | 0 | 0 | 0 | 0 | 0 | 0 | 0 | 0 | 0 | 0 | 0 | 0 | 0 | 0 | 0 | 0 | 0 | 0 | 0 | 0 | 0 | 0 | 0 | 0 | 0 | 0 | 0 | 0 | 0 | 0 | 0 | 0 | 0 | 0 | 0 | 0 | 0 | 0 | 0 | 0 | 0 | 0 | 0 | 0 | 0 | 0 | 0 | 0 | 0 | 0 | 0 | 0 | 0 | 0 | 0 | 0 | 0 | 0 | 0 | 0 | 0 | 0 | 0 | 0 | 133907.0558 | 250309.6604 | 241806.5692 | 169412.1716 | 153387.2793 | 150211.4016 | 149122.4215 | 173867.8652 | 184241.449 | 199258.1688 | 175023.7755 | 187381.099 | 178521.8535 | 185372.837 | 174023.8094 | 185462.4179 | 176020.7983 | 192158.25 | 187151.6837 | 210589.2046 | 0 | 0 | 0 | 0 | 0 | 0 | 0 | 0 | 0 | 0 | 0 | 0 | 0 | 0 | 0 | 0 | 0 | 0 | 0 | 0 | 0 | 0 | 0 | 0 | 0 | 0 | 0 | 0 | 0 | 0 | 0 | 0 | 0 | 0 | 0 | 0 | 0 | 0 | 0 | 0 | 0 | 0 | 0 | 0 | 0 | 0 | 0 | 0 | 0 | 0 | 0 | 0 | 0 | 0 | 0 | 0 | 0 | 0 | 0 | 0 | 0 | 0 | 0 | 0 | 0 | 0 | 0 | 0 | 0 | 0 | 0 | 0 | 0 | 0 | 0 | 0 | 0 | 0 | 0 | 0 | 0 | 0 | 0 | 0 | 0 | 0 | 0 | 0 | 0 | 0 | 0 | 0 | 0 | 0 | 0 | 0 | 0 | 0 | 0 | 0 | 0 | 0 | 0 | 0 | 0 | 0 | 0 | 0 | 0 | 0 | 0.01557% | 0 | 0 | 0 | 0 | 0 | 0 | 0 | 0 | 0 | 0 | 0 | 0 | 0 | 0 | 0 | 0 | 0 | 0 | 0 | 0 | 0 | 0 | 0 | 0
| ComVariableRefrigerantFlow-7P_V6 | M_Input | Savings, cost, and EUL from 7th Plan workbook COM-VRF-7P_V6 | 2020 | New | 2022 | 2041 | PSE | Commercial | Assembly | Gas | Per Commercial Building Square Feet Covered By Variable Refrigerant Flow System |  |  | VRF-New-Assembly |  | 1.2359 | 20 | 1.0587 | 0 |  | 0 | 0 | 0 | 0 | 0 | 0 | 0 | 0 |  | 0 | 0 | 0 | Heating | Electric Heating | Variable Refrigerant Flow | VRF | CommVENT | 0.0141% | 72.99% | 72.99% | 13631.2945 | 1 | 24.01% | 5% | 85% | 6.8% | 0.2% | 0 | 0 | 0 | 0 | 1.0587 | 0 | 1.0781 | 0.21173 | -10.3305 |  | 0.014676 | 0 | 0.014676 | 01. ($9,999.000) to $0.028 | 1 | 0 | 01. ($9,999.00) to $0.22 | 1 | 0 | 0 | 0 | 0 | 0 | 0 | 0 | 0 | 0 | 0 | 0 | 0 | 0 | 0 | 0 | 0 | 0 | 0 | 0 | 0 | 0 | 0 | 0 | 0 | 0 | 0 | 0 | 0 | 0 | 0 | 0 | 0 | 0 | 0 | 0 | 0 | 0 | 0 | 0 | 0 | 0 | 0 | 0 | 0 | 0 | 0 | 0 | 0 | 0 | 0 | 0 | 0 | 0 | 0 | 0 | 0 | 0 | 0 | 0 | 0 | 0 | 0 | 0 | 0 | 0 | 0 | 0 | 0 | 0 | 0 | 0 | 0 | 0 | 67219.9404 | 125123.7941 | 121309.9138 | 85886.6384 | 78136.4185 | 76630.6045 | 76106.8226 | 88284.2091 | 93374.8318 | 100747.7341 | 88789.9827 | 94852.8617 | 90467.2729 | 93818.7157 | 88207.2662 | 93818.2882 | 89146.4782 | 97071.8482 | 94584.4747 | 106105.2263 | 0 | 0 | 0 | 0 | 0 | 0 | 0 | 0 | 0 | 0 | 0 | 0 | 0 | 0 | 0 | 0 | 0 | 0 | 0 | 0 | 0 | 0 | 0 | 0 | 0 | 0 | 0 | 0 | 0 | 0 | 0 | 0 | 0 | 0 | 0 | 0 | 0 | 0 | 0 | 0 | 0 | 0 | 0 | 0 | 0 | 0 | 0 | 0 | 0 | 0 | 0 | 0 | 0 | 0 | 0 | 0 | 0 | 0 | 0 | 0 | 0 | 0 | 0 | 0 | 0 | 0 | 0 | 0 | 0 | 0 | 0 | 0 | 0 | 0 | 0 | 0 | 0 | 0 | 0 | 0 | 0 | 0 | 0 | 0 | 0 | 0 | 0 | 0 | 0 | 0 | 0 | 0 | 0 | 0 | 0 | 0 | 0 | 0 | 0 | 0 | 0 | 0 | 0 | 0 | 0 | 0 | 0 | 0 | 0 | 0 | 0.01557% | 0 | 0 | 0 | 0 | 0 | 0 | 0 | 0 | 0 | 0 | 0 | 0 | 0 | 0 | 0 | 0 | 0 | 0 | 0 | 0 | 0 | 0 | 0 | 0
| ComVariableRefrigerantFlow-7P_V6 | M_Input | Savings, cost, and EUL from 7th Plan workbook COM-VRF-7P_V6 | 2020 | New | 2022 | 2041 | PSE | Commercial | Other | Gas | Per Commercial Building Square Feet Covered By Variable Refrigerant Flow System |  |  | VRF-New-Other |  | 0.68312 | 20 | 0.58517 | 0 |  | 0 | 0 | 0 | 0 | 0 | 0 | 0 | 0 |  | 0 | 0 | 0 | Heating | Electric Heating | Variable Refrigerant Flow | VRF | CommVENT | 0.0141% | 72.99% | 72.99% | 22414.5695 | 1 | 76.83% | 5% | 85% | 6.8% | 0.2% | 0 | 0 | 0 | 0 | 0.58517 | 0 | 0.5959 | 0.11703 | -5.7101 |  | 0.014676 | 0 | 0.014676 | 01. ($9,999.000) to $0.028 | 1 | 0 | 01. ($9,999.00) to $0.22 | 1 | 0 | 0 | 0 | 0 | 0 | 0 | 0 | 0 | 0 | 0 | 0 | 0 | 0 | 0 | 0 | 0 | 0 | 0 | 0 | 0 | 0 | 0 | 0 | 0 | 0 | 0 | 0 | 0 | 0 | 0 | 0 | 0 | 0 | 0 | 0 | 0 | 0 | 0 | 0 | 0 | 0 | 0 | 0 | 0 | 0 | 0 | 0 | 0 | 0 | 0 | 0 | 0 | 0 | 0 | 0 | 0 | 0 | 0 | 0 | 0 | 0 | 0 | 0 | 0 | 0 | 0 | 0 | 0 | 0 | 0 | 0 | 0 | 0 | 736880.0834 | 1316297.062 | 1319868.2421 | 1024397.4405 | 968105.2305 | 959195.2825 | 954392.917 | 1061399.3142 | 1103898.0358 | 1166466.7763 | 1055493.8037 | 1106316.664 | 1063389.7511 | 1089949.9621 | 1036094.5376 | 1083011.6266 | 1037664.2746 | 1105428.4254 | 1079761.3135 | 1179869.9757 | 0 | 0 | 0 | 0 | 0 | 0 | 0 | 0 | 0 | 0 | 0 | 0 | 0 | 0 | 0 | 0 | 0 | 0 | 0 | 0 | 0 | 0 | 0 | 0 | 0 | 0 | 0 | 0 | 0 | 0 | 0 | 0 | 0 | 0 | 0 | 0 | 0 | 0 | 0 | 0 | 0 | 0 | 0 | 0 | 0 | 0 | 0 | 0 | 0 | 0 | 0 | 0 | 0 | 0 | 0 | 0 | 0 | 0 | 0 | 0 | 0 | 0 | 0 | 0 | 0 | 0 | 0 | 0 | 0 | 0 | 0 | 0 | 0 | 0 | 0 | 0 | 0 | 0 | 0 | 0 | 0 | 0 | 0 | 0 | 0 | 0 | 0 | 0 | 0 | 0 | 0 | 0 | 0 | 0 | 0 | 0 | 0 | 0 | 0 | 0 | 0 | 0 | 0 | 0 | 0 | 0 | 0 | 0 | 0 | 0 | 0.01557% | 0 | 0 | 0 | 0 | 0 | 0 | 0 | 0 | 0 | 0 | 0 | 0 | 0 | 0 | 0 | 0 | 0 | 0 | 0 | 0 | 0 | 0 | 0 | 0
| ComVariableRefrigerantFlow-7P_V6 | M_Input_Retro | Savings, cost, and EUL from 7th Plan workbook COM-VRF-7P_V6 | 2020 | Retro | 2022 | 2045 | PSE | Commercial | Large Off | Electric | Per Commercial Building Square Feet Covered By Variable Refrigerant Flow System |  |  | VRF-Retro-Large Off |  | 1.0389 | 20 | 0.83944 | 0 |  | 0 | 0 | 0 | 0 | 0 | 0 | 0 | 0 |  | 0 | 0 | 0 | Heating | Electric Heating | Variable Refrigerant Flow | VRF | CommVENT | 0.0141% | 55.86% | 55.86% | 229881.7404 | 1 | 2.432% | 5% | 85% | 6.8% | 0.2% | 0.90621 | 0.021563 | 0.092777 | 0.91549 | 0 | 0 | 0 | 0.96903 | 0.053547 |  | 0.079907 | 0 | 0.079907 | 06. $0.077 to $0.085 | 1 | 0 | 01. ($9,999.00) to $0.22 | 1 | 54385.3257 | 54222.1697 | 54059.5032 | 53897.3247 | 53735.6327 | 53574.4258 | 53413.7026 | 53253.4615 | 53093.7011 | 52934.42 | 0 | 0 | 0 | 0 | 0 | 0 | 0 | 0 | 0 | 0 | 0 | 0 | 0 | 0 | 56498.2438 | 56328.749 | 56159.7628 | 55991.2835 | 55823.3097 | 55655.8397 | 55488.8722 | 55322.4056 | 55156.4384 | 54990.9691 | 0 | 0 | 0 | 0 | 0 | 0 | 0 | 0 | 0 | 0 | 0 | 0 | 0 | 0 | 557415.8737 | 56498.2438 | 112826.9928 | 168986.7556 | 224978.0391 | 280801.3488 | 336457.1885 | 391946.0607 | 447268.4663 | 502424.9046 | 557415.8737 | 557415.8737 | 557415.8737 | 557415.8737 | 557415.8737 | 557415.8737 | 557415.8737 | 557415.8737 | 557415.8737 | 557415.8737 | 557415.8737 | 557415.8737 | 557415.8737 | 557415.8737 | 557415.8737 | 0 | 0 | 0 | 0 | 0 | 0 | 0 | 0 | 0 | 0 | 0 | 0 | 0 | 0 | 0 | 0 | 0 | 0 | 0 | 0 | 0 | 0 | 0 | 0 | 0 | 0 | 0 | 0 | 0 | 0 | 0 | 0 | 0 | 0 | 0 | 0 | 0 | 0 | 0 | 0 | 0 | 0 | 0 | 0 | 0 | 0 | 0 | 0 | 0 | 0 | 0 | 0 | 0 | 0 | 0 | 0 | 0 | 0 | 0 | 0 | 0 | 7.9665 | 15.9092 | 23.828 | 31.723 | 39.5944 | 47.4421 | 55.2663 | 63.067 | 70.8444 | 78.5984 | 78.5984 | 78.5984 | 78.5984 | 78.5984 | 78.5984 | 78.5984 | 78.5984 | 78.5984 | 78.5984 | 78.5984 | 78.5984 | 78.5984 | 78.5984 | 78.5984 | 52701.2584 | 52543.1546 | 52385.5252 | 52228.3686 | 52071.6835 | 51915.4684 | 51759.722 | 51604.4429 | 51449.6295 | 51295.2806 | 0 | 0 | 0 | 0 | 0 | 0 | 0 | 0 | 0 | 0 | 0 | 0 | 0 | 0 | 519954.5338 | 0 | 0 | 0 | 0 | 0 | 0 | 0 | 0 | 0 | 0 | 0 | 0 | 0 | 0 | 0 | 0 | 0 | 0 | 0 | 0 | 0.01557% | 8.7981 | 17.5697 | 26.3151 | 35.0342 | 43.7272 | 52.394 | 61.0349 | 69.6499 | 78.239 | 86.8024 | 86.8024 | 86.8024 | 86.8024 | 86.8024 | 86.8024 | 86.8024 | 86.8024 | 86.8024 | 86.8024 | 86.8024 | 86.8024 | 86.8024 | 86.8024 | 86.8024
| ComVariableRefrigerantFlow-7P_V6 | M_Input_Retro | Savings, cost, and EUL from 7th Plan workbook COM-VRF-7P_V6 | 2020 | Retro | 2022 | 2045 | PSE | Commercial | Medium Off | Electric | Per Commercial Building Square Feet Covered By Variable Refrigerant Flow System |  |  | VRF-Retro-Medium Off |  | 0.56537 | 20 | 0.52237 | 0 |  | 0 | 0 | 0 | 0 | 0 | 0 | 0 | 0 |  | 0 | 0 | 0 | Heating | Electric Heating | Variable Refrigerant Flow | VRF | CommVENT | 0.0141% | 55.86% | 55.86% | 41759.2514 | 1 | 6.811% | 5% | 85% | 6.8% | 0.2% | 0.49319 | 0.011735 | 0.050492 | 0.56969 | 0 | 0 | 0 | 0.61194 | 0.042246 |  | 0.092719 | 0 | 0.092719 | 07. $0.085 to $0.115 | 1 | 0 | 01. ($9,999.00) to $0.22 | 1 | 118495.6377 | 118140.1508 | 117785.7303 | 117432.3731 | 117080.076 | 116728.8358 | 116378.6493 | 116029.5133 | 115681.4248 | 115334.3805 | 0 | 0 | 0 | 0 | 0 | 0 | 0 | 0 | 0 | 0 | 0 | 0 | 0 | 0 | 66994.4257 | 66793.4424 | 66593.0621 | 66393.2829 | 66194.1031 | 65995.5208 | 65797.5342 | 65600.1416 | 65403.3412 | 65207.1312 | 0 | 0 | 0 | 0 | 0 | 0 | 0 | 0 | 0 | 0 | 0 | 0 | 0 | 0 | 660971.9852 | 66994.4257 | 133787.8682 | 200380.9303 | 266774.2132 | 332968.3163 | 398963.8371 | 464761.3713 | 530361.5129 | 595764.8541 | 660971.9852 | 660971.9852 | 660971.9852 | 660971.9852 | 660971.9852 | 660971.9852 | 660971.9852 | 660971.9852 | 660971.9852 | 660971.9852 | 660971.9852 | 660971.9852 | 660971.9852 | 660971.9852 | 660971.9852 | 0 | 0 | 0 | 0 | 0 | 0 | 0 | 0 | 0 | 0 | 0 | 0 | 0 | 0 | 0 | 0 | 0 | 0 | 0 | 0 | 0 | 0 | 0 | 0 | 0 | 0 | 0 | 0 | 0 | 0 | 0 | 0 | 0 | 0 | 0 | 0 | 0 | 0 | 0 | 0 | 0 | 0 | 0 | 0 | 0 | 0 | 0 | 0 | 0 | 0 | 0 | 0 | 0 | 0 | 0 | 0 | 0 | 0 | 0 | 0 | 0 | 9.4465 | 18.8647 | 28.2547 | 37.6165 | 46.9502 | 56.2559 | 65.5336 | 74.7836 | 84.0058 | 93.2003 | 93.2003 | 93.2003 | 93.2003 | 93.2003 | 93.2003 | 93.2003 | 93.2003 | 93.2003 | 93.2003 | 93.2003 | 93.2003 | 93.2003 | 93.2003 | 93.2003 | 72511.9598 | 72294.4239 | 72077.5406 | 71861.308 | 71645.7241 | 71430.7869 | 71216.4945 | 71002.8451 | 70789.8365 | 70577.467 | 0 | 0 | 0 | 0 | 0 | 0 | 0 | 0 | 0 | 0 | 0 | 0 | 0 | 0 | 715408.3863 | 0 | 0 | 0 | 0 | 0 | 0 | 0 | 0 | 0 | 0 | 0 | 0 | 0 | 0 | 0 | 0 | 0 | 0 | 0 | 0 | 0.01557% | 10.4326 | 20.8338 | 31.2039 | 41.5428 | 51.8508 | 62.1278 | 72.3739 | 82.5894 | 92.7742 | 102.9284 | 102.9284 | 102.9284 | 102.9284 | 102.9284 | 102.9284 | 102.9284 | 102.9284 | 102.9284 | 102.9284 | 102.9284 | 102.9284 | 102.9284 | 102.9284 | 102.9284
| ComVariableRefrigerantFlow-7P_V6 | M_Input_Retro | Savings, cost, and EUL from 7th Plan workbook COM-VRF-7P_V6 | 2020 | Retro | 2022 | 2045 | PSE | Commercial | Small Off | Electric | Per Commercial Building Square Feet Covered By Variable Refrigerant Flow System |  |  | VRF-Retro-Small Off |  | 1.0389 | 20 | 0.52237 | 0 |  | 0 | 0 | 0 | 0 | 0 | 0 | 0 | 0 |  | 0 | 0 | 0 | Heating | Electric Heating | Variable Refrigerant Flow | VRF | CommVENT | 0.0141% | 55.86% | 55.86% | 4797.7732 | 1 | 6.811% | 5% | 85% | 6.8% | 0.2% | 0.90621 | 0.021563 | 0.092777 | 0.56969 | 0 | 0 | 0 | 0.55983 | -0.0098668 |  | 0.046163 | 0 | 0.046163 | 02. $0.028 to $0.055 | 1 | 0 | 01. ($9,999.00) to $0.22 | 1 | 100906.404 | 100603.6848 | 100301.8738 | 100000.9682 | 99700.9652 | 99401.8624 | 99103.6568 | 98806.3458 | 98509.9268 | 98214.397 | 0 | 0 | 0 | 0 | 0 | 0 | 0 | 0 | 0 | 0 | 0 | 0 | 0 | 0 | 104826.7072 | 104512.2271 | 104198.6904 | 103886.0943 | 103574.436 | 103263.7127 | 102953.9216 | 102645.0598 | 102337.1246 | 102030.1133 | 0 | 0 | 0 | 0 | 0 | 0 | 0 | 0 | 0 | 0 | 0 | 0 | 0 | 0 | 1034228.0869 | 104826.7072 | 209338.9342 | 313537.6246 | 417423.7189 | 520998.1549 | 624261.8676 | 727215.7892 | 829860.849 | 932197.9737 | 1034228.0869 | 1034228.0869 | 1034228.0869 | 1034228.0869 | 1034228.0869 | 1034228.0869 | 1034228.0869 | 1034228.0869 | 1034228.0869 | 1034228.0869 | 1034228.0869 | 1034228.0869 | 1034228.0869 | 1034228.0869 | 1034228.0869 | 0 | 0 | 0 | 0 | 0 | 0 | 0 | 0 | 0 | 0 | 0 | 0 | 0 | 0 | 0 | 0 | 0 | 0 | 0 | 0 | 0 | 0 | 0 | 0 | 0 | 0 | 0 | 0 | 0 | 0 | 0 | 0 | 0 | 0 | 0 | 0 | 0 | 0 | 0 | 0 | 0 | 0 | 0 | 0 | 0 | 0 | 0 | 0 | 0 | 0 | 0 | 0 | 0 | 0 | 0 | 0 | 0 | 0 | 0 | 0 | 0 | 14.7811 | 29.5178 | 44.2103 | 58.8588 | 73.4633 | 88.024 | 102.541 | 117.0144 | 131.4445 | 145.8312 | 145.8312 | 145.8312 | 145.8312 | 145.8312 | 145.8312 | 145.8312 | 145.8312 | 145.8312 | 145.8312 | 145.8312 | 145.8312 | 145.8312 | 145.8312 | 145.8312 | 56489.9315 | 56320.4617 | 56151.5004 | 55983.0459 | 55815.0967 | 55647.6514 | 55480.7085 | 55314.2664 | 55148.3236 | 54982.8786 | 0 | 0 | 0 | 0 | 0 | 0 | 0 | 0 | 0 | 0 | 0 | 0 | 0 | 0 | 557333.8646 | 0 | 0 | 0 | 0 | 0 | 0 | 0 | 0 | 0 | 0 | 0 | 0 | 0 | 0 | 0 | 0 | 0 | 0 | 0 | 0 | 0.01557% | 16.3239 | 32.5988 | 48.825 | 65.0024 | 81.1313 | 97.2118 | 113.2441 | 129.2282 | 145.1645 | 161.0529 | 161.0529 | 161.0529 | 161.0529 | 161.0529 | 161.0529 | 161.0529 | 161.0529 | 161.0529 | 161.0529 | 161.0529 | 161.0529 | 161.0529 | 161.0529 | 161.0529
| ComVariableRefrigerantFlow-7P_V6 | M_Input_Retro | Savings, cost, and EUL from 7th Plan workbook COM-VRF-7P_V6 | 2020 | Retro | 2022 | 2045 | PSE | Commercial | Xlarge Ret | Electric | Per Commercial Building Square Feet Covered By Variable Refrigerant Flow System |  |  | VRF-Retro-Xlarge Ret |  | 0.39504 | 20 | 0.47182 | 0 |  | 0 | 0 | 0 | 0 | 0 | 0 | 0 | 0 |  | 0 | 0 | 0 | Heating | Electric Heating | Variable Refrigerant Flow | VRF | CommVENT | 0.0141% | 78.43% | 78.43% | 280351.2881 | 1 | 0.4851% | 5% | 85% | 6.8% | 0.2% | 0.3446 | 0.0081996 | 0.03528 | 0.51457 | 0 | 0 | 0 | 0.56545 | 0.050884 |  | 0.12262 | 0 | 0.12262 | 08. $0.115 to $0.130 | 1 | 0 | 01. ($9,999.00) to $0.22 | 1 | 5260.3715 | 5236.1737 | 5212.0873 | 5188.1117 | 5164.2464 | 5140.4909 | 5116.8446 | 5093.3072 | 5069.8779 | 5046.5565 | 0 | 0 | 0 | 0 | 0 | 0 | 0 | 0 | 0 | 0 | 0 | 0 | 0 | 0 | 2078.0713 | 2068.5122 | 2058.9971 | 2049.5257 | 2040.0978 | 2030.7134 | 2021.3721 | 2012.0738 | 2002.8183 | 1993.6053 | 0 | 0 | 0 | 0 | 0 | 0 | 0 | 0 | 0 | 0 | 0 | 0 | 0 | 0 | 20355.787 | 2078.0713 | 4146.5835 | 6205.5806 | 8255.1063 | 10295.2041 | 12325.9175 | 14347.2896 | 16359.3634 | 18362.1817 | 20355.787 | 20355.787 | 20355.787 | 20355.787 | 20355.787 | 20355.787 | 20355.787 | 20355.787 | 20355.787 | 20355.787 | 20355.787 | 20355.787 | 20355.787 | 20355.787 | 20355.787 | 0 | 0 | 0 | 0 | 0 | 0 | 0 | 0 | 0 | 0 | 0 | 0 | 0 | 0 | 0 | 0 | 0 | 0 | 0 | 0 | 0 | 0 | 0 | 0 | 0 | 0 | 0 | 0 | 0 | 0 | 0 | 0 | 0 | 0 | 0 | 0 | 0 | 0 | 0 | 0 | 0 | 0 | 0 | 0 | 0 | 0 | 0 | 0 | 0 | 0 | 0 | 0 | 0 | 0 | 0 | 0 | 0 | 0 | 0 | 0 | 0 | 0.29302 | 0.58469 | 0.87502 | 1.164 | 1.4517 | 1.738 | 2.023 | 2.3068 | 2.5892 | 2.8703 | 2.8703 | 2.8703 | 2.8703 | 2.8703 | 2.8703 | 2.8703 | 2.8703 | 2.8703 | 2.8703 | 2.8703 | 2.8703 | 2.8703 | 2.8703 | 2.8703 | 2974.4785 | 2960.7959 | 2947.1762 | 2933.6192 | 2920.1246 | 2906.692 | 2893.3212 | 2880.0119 | 2866.7639 | 2853.5768 | 0 | 0 | 0 | 0 | 0 | 0 | 0 | 0 | 0 | 0 | 0 | 0 | 0 | 0 | 29136.56 | 0 | 0 | 0 | 0 | 0 | 0 | 0 | 0 | 0 | 0 | 0 | 0 | 0 | 0 | 0 | 0 | 0 | 0 | 0 | 0 | 0.01557% | 0.3236 | 0.64572 | 0.96635 | 1.2855 | 1.6032 | 1.9194 | 2.2342 | 2.5475 | 2.8594 | 3.1699 | 3.1699 | 3.1699 | 3.1699 | 3.1699 | 3.1699 | 3.1699 | 3.1699 | 3.1699 | 3.1699 | 3.1699 | 3.1699 | 3.1699 | 3.1699 | 3.1699
| ComVariableRefrigerantFlow-7P_V6 | M_Input_Retro | Savings, cost, and EUL from 7th Plan workbook COM-VRF-7P_V6 | 2020 | Retro | 2022 | 2045 | PSE | Commercial | Large Ret | Electric | Per Commercial Building Square Feet Covered By Variable Refrigerant Flow System |  |  | VRF-Retro-Large Ret |  | 0.39504 | 20 | 0.47182 | 0 |  | 0 | 0 | 0 | 0 | 0 | 0 | 0 | 0 |  | 0 | 0 | 0 | Heating | Electric Heating | Variable Refrigerant Flow | VRF | CommVENT | 0.0141% | 78.43% | 78.43% | 94425.5221 | 1 | 6.791% | 5% | 85% | 6.8% | 0.2% | 0.3446 | 0.0081996 | 0.03528 | 0.51457 | 0 | 0 | 0 | 0.56545 | 0.050884 |  | 0.12262 | 0 | 0.12262 | 08. $0.115 to $0.130 | 1 | 0 | 01. ($9,999.00) to $0.22 | 1 | 104683.5935 | 104202.0489 | 103722.7195 | 103245.595 | 102770.6653 | 102297.9202 | 101827.3498 | 101358.944 | 100892.6928 | 100428.5864 | 0 | 0 | 0 | 0 | 0 | 0 | 0 | 0 | 0 | 0 | 0 | 0 | 0 | 0 | 41354.4893 | 41164.2586 | 40974.903 | 40786.4185 | 40598.801 | 40412.0465 | 40226.1511 | 40041.1108 | 39856.9217 | 39673.5798 | 0 | 0 | 0 | 0 | 0 | 0 | 0 | 0 | 0 | 0 | 0 | 0 | 0 | 0 | 405088.6802 | 41354.4893 | 82518.7479 | 123493.6509 | 164280.0694 | 204878.8704 | 245290.9169 | 285517.0679 | 325558.1787 | 365415.1003 | 405088.6802 | 405088.6802 | 405088.6802 | 405088.6802 | 405088.6802 | 405088.6802 | 405088.6802 | 405088.6802 | 405088.6802 | 405088.6802 | 405088.6802 | 405088.6802 | 405088.6802 | 405088.6802 | 405088.6802 | 0 | 0 | 0 | 0 | 0 | 0 | 0 | 0 | 0 | 0 | 0 | 0 | 0 | 0 | 0 | 0 | 0 | 0 | 0 | 0 | 0 | 0 | 0 | 0 | 0 | 0 | 0 | 0 | 0 | 0 | 0 | 0 | 0 | 0 | 0 | 0 | 0 | 0 | 0 | 0 | 0 | 0 | 0 | 0 | 0 | 0 | 0 | 0 | 0 | 0 | 0 | 0 | 0 | 0 | 0 | 0 | 0 | 0 | 0 | 0 | 0 | 5.8312 | 11.6355 | 17.4132 | 23.1643 | 28.8889 | 34.5872 | 40.2593 | 45.9053 | 51.5253 | 57.1195 | 57.1195 | 57.1195 | 57.1195 | 57.1195 | 57.1195 | 57.1195 | 57.1195 | 57.1195 | 57.1195 | 57.1195 | 57.1195 | 57.1195 | 57.1195 | 57.1195 | 59193.3665 | 58921.077 | 58650.0401 | 58380.2499 | 58111.7007 | 57844.3869 | 57578.3027 | 57313.4425 | 57049.8007 | 56787.3716 | 0 | 0 | 0 | 0 | 0 | 0 | 0 | 0 | 0 | 0 | 0 | 0 | 0 | 0 | 579829.7387 | 0 | 0 | 0 | 0 | 0 | 0 | 0 | 0 | 0 | 0 | 0 | 0 | 0 | 0 | 0 | 0 | 0 | 0 | 0 | 0 | 0.01557% | 6.4398 | 12.85 | 19.2308 | 25.5821 | 31.9043 | 38.1974 | 44.4615 | 50.6968 | 56.9035 | 63.0815 | 63.0815 | 63.0815 | 63.0815 | 63.0815 | 63.0815 | 63.0815 | 63.0815 | 63.0815 | 63.0815 | 63.0815 | 63.0815 | 63.0815 | 63.0815 | 63.0815
| ComVariableRefrigerantFlow-7P_V6 | M_Input_Retro | Savings, cost, and EUL from 7th Plan workbook COM-VRF-7P_V6 | 2020 | Retro | 2022 | 2045 | PSE | Commercial | Medium Ret | Electric | Per Commercial Building Square Feet Covered By Variable Refrigerant Flow System |  |  | VRF-Retro-Medium Ret |  | 0.39504 | 20 | 0.47182 | 0 |  | 0 | 0 | 0 | 0 | 0 | 0 | 0 | 0 |  | 0 | 0 | 0 | Heating | Electric Heating | Variable Refrigerant Flow | VRF | CommVENT | 0.0141% | 78.43% | 78.43% | 13333.1618 | 1 | 6.791% | 5% | 85% | 6.8% | 0.2% | 0.3446 | 0.0081996 | 0.03528 | 0.51457 | 0 | 0 | 0 | 0.56545 | 0.050884 |  | 0.12262 | 0 | 0.12262 | 08. $0.115 to $0.130 | 1 | 0 | 01. ($9,999.00) to $0.22 | 1 | 155889.819 | 155172.7259 | 154458.9313 | 153748.4202 | 153041.1775 | 152337.1881 | 151636.437 | 150938.9094 | 150244.5904 | 149553.4653 | 0 | 0 | 0 | 0 | 0 | 0 | 0 | 0 | 0 | 0 | 0 | 0 | 0 | 0 | 61583.1348 | 61299.8524 | 61017.8731 | 60737.1909 | 60457.7998 | 60179.6939 | 59902.8673 | 59627.3141 | 59353.0285 | 59080.0045 | 0 | 0 | 0 | 0 | 0 | 0 | 0 | 0 | 0 | 0 | 0 | 0 | 0 | 0 | 603238.7593 | 61583.1348 | 122882.9872 | 183900.8603 | 244638.0512 | 305095.8509 | 365275.5448 | 425178.4122 | 484805.7263 | 544158.7548 | 603238.7593 | 603238.7593 | 603238.7593 | 603238.7593 | 603238.7593 | 603238.7593 | 603238.7593 | 603238.7593 | 603238.7593 | 603238.7593 | 603238.7593 | 603238.7593 | 603238.7593 | 603238.7593 | 603238.7593 | 0 | 0 | 0 | 0 | 0 | 0 | 0 | 0 | 0 | 0 | 0 | 0 | 0 | 0 | 0 | 0 | 0 | 0 | 0 | 0 | 0 | 0 | 0 | 0 | 0 | 0 | 0 | 0 | 0 | 0 | 0 | 0 | 0 | 0 | 0 | 0 | 0 | 0 | 0 | 0 | 0 | 0 | 0 | 0 | 0 | 0 | 0 | 0 | 0 | 0 | 0 | 0 | 0 | 0 | 0 | 0 | 0 | 0 | 0 | 0 | 0 | 8.6835 | 17.3271 | 25.9309 | 34.4952 | 43.02 | 51.5056 | 59.9522 | 68.36 | 76.7291 | 85.0596 | 85.0596 | 85.0596 | 85.0596 | 85.0596 | 85.0596 | 85.0596 | 85.0596 | 85.0596 | 85.0596 | 85.0596 | 85.0596 | 85.0596 | 85.0596 | 85.0596 | 88147.9407 | 87742.4602 | 87338.8449 | 86937.0862 | 86537.1756 | 86139.1046 | 85742.8647 | 85348.4475 | 84955.8447 | 84565.0478 | 0 | 0 | 0 | 0 | 0 | 0 | 0 | 0 | 0 | 0 | 0 | 0 | 0 | 0 | 863454.8169 | 0 | 0 | 0 | 0 | 0 | 0 | 0 | 0 | 0 | 0 | 0 | 0 | 0 | 0 | 0 | 0 | 0 | 0 | 0 | 0 | 0.01557% | 9.5899 | 19.1357 | 28.6376 | 38.0957 | 47.5104 | 56.8817 | 66.21 | 75.4953 | 84.7379 | 93.938 | 93.938 | 93.938 | 93.938 | 93.938 | 93.938 | 93.938 | 93.938 | 93.938 | 93.938 | 93.938 | 93.938 | 93.938 | 93.938 | 93.938
| ComVariableRefrigerantFlow-7P_V6 | M_Input_Retro | Savings, cost, and EUL from 7th Plan workbook COM-VRF-7P_V6 | 2020 | Retro | 2022 | 2045 | PSE | Commercial | Small Ret | Electric | Per Commercial Building Square Feet Covered By Variable Refrigerant Flow System |  |  | VRF-Retro-Small Ret |  | 0.39504 | 20 | 0.47182 | 0 |  | 0 | 0 | 0 | 0 | 0 | 0 | 0 | 0 |  | 0 | 0 | 0 | Heating | Electric Heating | Variable Refrigerant Flow | VRF | CommVENT | 0.0141% | 78.43% | 78.43% | 2170.2819 | 1 | 2.426% | 5% | 85% | 6.8% | 0.2% | 0.3446 | 0.0081996 | 0.03528 | 0.51457 | 0 | 0 | 0 | 0.56545 | 0.050884 |  | 0.12262 | 0 | 0.12262 | 08. $0.115 to $0.130 | 1 | 0 | 01. ($9,999.00) to $0.22 | 1 | 12033.7212 | 11978.3661 | 11923.2656 | 11868.4186 | 11813.8239 | 11759.4803 | 11705.3867 | 11651.5419 | 11597.9448 | 11544.5942 | 0 | 0 | 0 | 0 | 0 | 0 | 0 | 0 | 0 | 0 | 0 | 0 | 0 | 0 | 4753.8337 | 4731.9661 | 4710.199 | 4688.5321 | 4666.9649 | 4645.4968 | 4624.1275 | 4602.8565 | 4581.6834 | 4560.6077 | 0 | 0 | 0 | 0 | 0 | 0 | 0 | 0 | 0 | 0 | 0 | 0 | 0 | 0 | 46566.2677 | 4753.8337 | 9485.7998 | 14195.9988 | 18884.5309 | 23551.4958 | 28196.9926 | 32821.1201 | 37423.9767 | 42005.6601 | 46566.2677 | 46566.2677 | 46566.2677 | 46566.2677 | 46566.2677 | 46566.2677 | 46566.2677 | 46566.2677 | 46566.2677 | 46566.2677 | 46566.2677 | 46566.2677 | 46566.2677 | 46566.2677 | 46566.2677 | 0 | 0 | 0 | 0 | 0 | 0 | 0 | 0 | 0 | 0 | 0 | 0 | 0 | 0 | 0 | 0 | 0 | 0 | 0 | 0 | 0 | 0 | 0 | 0 | 0 | 0 | 0 | 0 | 0 | 0 | 0 | 0 | 0 | 0 | 0 | 0 | 0 | 0 | 0 | 0 | 0 | 0 | 0 | 0 | 0 | 0 | 0 | 0 | 0 | 0 | 0 | 0 | 0 | 0 | 0 | 0 | 0 | 0 | 0 | 0 | 0 | 0.67031 | 1.3375 | 2.0017 | 2.6628 | 3.3209 | 3.9759 | 4.6279 | 5.277 | 5.923 | 6.5661 | 6.5661 | 6.5661 | 6.5661 | 6.5661 | 6.5661 | 6.5661 | 6.5661 | 6.5661 | 6.5661 | 6.5661 | 6.5661 | 6.5661 | 6.5661 | 6.5661 | 6804.4709 | 6773.1704 | 6742.0138 | 6711.0005 | 6680.1299 | 6649.4013 | 6618.8141 | 6588.3675 | 6558.061 | 6527.894 | 0 | 0 | 0 | 0 | 0 | 0 | 0 | 0 | 0 | 0 | 0 | 0 | 0 | 0 | 66653.3235 | 0 | 0 | 0 | 0 | 0 | 0 | 0 | 0 | 0 | 0 | 0 | 0 | 0 | 0 | 0 | 0 | 0 | 0 | 0 | 0 | 0.01557% | 0.74028 | 1.4772 | 2.2106 | 2.9408 | 3.6675 | 4.3909 | 5.111 | 5.8278 | 6.5412 | 7.2514 | 7.2514 | 7.2514 | 7.2514 | 7.2514 | 7.2514 | 7.2514 | 7.2514 | 7.2514 | 7.2514 | 7.2514 | 7.2514 | 7.2514 | 7.2514 | 7.2514
| ComVariableRefrigerantFlow-7P_V6 | M_Input_Retro | Savings, cost, and EUL from 7th Plan workbook COM-VRF-7P_V6 | 2020 | Retro | 2022 | 2045 | PSE | Commercial | School K-12 | Electric | Per Commercial Building Square Feet Covered By Variable Refrigerant Flow System |  |  | VRF-Retro-School K-12 |  | 0.23163 | 20 | 0.28179 | 0 |  | 0 | 0 | 0 | 0 | 0 | 0 | 0 | 0 |  | 0 | 0 | 0 | Heating | Electric Heating | Variable Refrigerant Flow | VRF | CommVENT | 0.0141% | 73.65% | 73.65% | 36549.9879 | 1 | 2.426% | 5% | 85% | 6.8% | 0.2% | 0.20206 | 0.0048079 | 0.020687 | 0.30732 | 0 | 0 | 0 | 0.33819 | 0.030864 |  | 0.12507 | 0 | 0.12507 | 08. $0.115 to $0.130 | 1 | 0 | 01. ($9,999.00) to $0.22 | 1 | 72598.0182 | 72445.5624 | 72293.4267 | 72141.6105 | 71990.1131 | 71838.9339 | 71688.0721 | 71537.5272 | 71387.2984 | 71237.385 | 0 | 0 | 0 | 0 | 0 | 0 | 0 | 0 | 0 | 0 | 0 | 0 | 0 | 0 | 16816.0812 | 16780.7674 | 16745.5278 | 16710.3622 | 16675.2704 | 16640.2524 | 16605.3078 | 16570.4367 | 16535.6388 | 16500.9139 | 0 | 0 | 0 | 0 | 0 | 0 | 0 | 0 | 0 | 0 | 0 | 0 | 0 | 0 | 166580.5586 | 16816.0812 | 33596.8486 | 50342.3764 | 67052.7386 | 83728.009 | 100368.2614 | 116973.5692 | 133544.0059 | 150079.6447 | 166580.5586 | 166580.5586 | 166580.5586 | 166580.5586 | 166580.5586 | 166580.5586 | 166580.5586 | 166580.5586 | 166580.5586 | 166580.5586 | 166580.5586 | 166580.5586 | 166580.5586 | 166580.5586 | 166580.5586 | 0 | 0 | 0 | 0 | 0 | 0 | 0 | 0 | 0 | 0 | 0 | 0 | 0 | 0 | 0 | 0 | 0 | 0 | 0 | 0 | 0 | 0 | 0 | 0 | 0 | 0 | 0 | 0 | 0 | 0 | 0 | 0 | 0 | 0 | 0 | 0 | 0 | 0 | 0 | 0 | 0 | 0 | 0 | 0 | 0 | 0 | 0 | 0 | 0 | 0 | 0 | 0 | 0 | 0 | 0 | 0 | 0 | 0 | 0 | 0 | 0 | 2.3711 | 4.7373 | 7.0985 | 9.4548 | 11.8061 | 14.1524 | 16.4938 | 18.8304 | 21.162 | 23.4887 | 23.4887 | 23.4887 | 23.4887 | 23.4887 | 23.4887 | 23.4887 | 23.4887 | 23.4887 | 23.4887 | 23.4887 | 23.4887 | 23.4887 | 23.4887 | 23.4887 | 24551.8291 | 24500.2702 | 24448.8197 | 24397.4772 | 24346.2425 | 24295.1153 | 24244.0956 | 24193.183 | 24142.3773 | 24091.6783 | 0 | 0 | 0 | 0 | 0 | 0 | 0 | 0 | 0 | 0 | 0 | 0 | 0 | 0 | 243211.0882 | 0 | 0 | 0 | 0 | 0 | 0 | 0 | 0 | 0 | 0 | 0 | 0 | 0 | 0 | 0 | 0 | 0 | 0 | 0 | 0 | 0.01557% | 2.6186 | 5.2318 | 7.8395 | 10.4416 | 13.0384 | 15.6296 | 18.2154 | 20.7958 | 23.3708 | 25.9404 | 25.9404 | 25.9404 | 25.9404 | 25.9404 | 25.9404 | 25.9404 | 25.9404 | 25.9404 | 25.9404 | 25.9404 | 25.9404 | 25.9404 | 25.9404 | 25.9404
| ComVariableRefrigerantFlow-7P_V6 | M_Input_Retro | Savings, cost, and EUL from 7th Plan workbook COM-VRF-7P_V6 | 2020 | Retro | 2022 | 2045 | PSE | Commercial | University | Electric | Per Commercial Building Square Feet Covered By Variable Refrigerant Flow System |  |  | VRF-Retro-University |  | 0.2385 | 20 | 0.28179 | 0 |  | 0 | 0 | 0 | 0 | 0 | 0 | 0 | 0 |  | 0 | 0 | 0 | Heating | Electric Heating | Variable Refrigerant Flow | VRF | CommVENT | 0.0141% | 94.56% | 94.56% | 121327.9762 | 1 | 2.426% | 5% | 85% | 6.8% | 0.2% | 0.20805 | 0.0049505 | 0.0213 | 0.30732 | 0 | 0 | 0 | 0.33743 | 0.030108 |  | 0.1212 | 0 | 0.1212 | 08. $0.115 to $0.130 | 1 | 0 | 01. ($9,999.00) to $0.22 | 1 | 9790.4212 | 9766.9242 | 9743.4836 | 9720.0992 | 9696.771 | 9673.4987 | 9650.2823 | 9627.1216 | 9604.0166 | 9580.9669 | 0 | 0 | 0 | 0 | 0 | 0 | 0 | 0 | 0 | 0 | 0 | 0 | 0 | 0 | 2335.0576 | 2329.4535 | 2323.8628 | 2318.2855 | 2312.7216 | 2307.1711 | 2301.6339 | 2296.11 | 2290.5993 | 2285.1019 | 0 | 0 | 0 | 0 | 0 | 0 | 0 | 0 | 0 | 0 | 0 | 0 | 0 | 0 | 23099.9971 | 2335.0576 | 4664.5111 | 6988.3739 | 9306.6594 | 11619.381 | 13926.5521 | 16228.186 | 18524.2959 | 20814.8952 | 23099.9971 | 23099.9971 | 23099.9971 | 23099.9971 | 23099.9971 | 23099.9971 | 23099.9971 | 23099.9971 | 23099.9971 | 23099.9971 | 23099.9971 | 23099.9971 | 23099.9971 | 23099.9971 | 23099.9971 | 0 | 0 | 0 | 0 | 0 | 0 | 0 | 0 | 0 | 0 | 0 | 0 | 0 | 0 | 0 | 0 | 0 | 0 | 0 | 0 | 0 | 0 | 0 | 0 | 0 | 0 | 0 | 0 | 0 | 0 | 0 | 0 | 0 | 0 | 0 | 0 | 0 | 0 | 0 | 0 | 0 | 0 | 0 | 0 | 0 | 0 | 0 | 0 | 0 | 0 | 0 | 0 | 0 | 0 | 0 | 0 | 0 | 0 | 0 | 0 | 0 | 0.32925 | 0.65772 | 0.98539 | 1.3123 | 1.6384 | 1.9637 | 2.2883 | 2.612 | 2.935 | 3.2572 | 3.2572 | 3.2572 | 3.2572 | 3.2572 | 3.2572 | 3.2572 | 3.2572 | 3.2572 | 3.2572 | 3.2572 | 3.2572 | 3.2572 | 3.2572 | 3.2572 | 3303.6052 | 3295.6765 | 3287.7669 | 3279.8763 | 3272.0046 | 3264.1518 | 3256.3178 | 3248.5026 | 3240.7062 | 3232.9285 | 0 | 0 | 0 | 0 | 0 | 0 | 0 | 0 | 0 | 0 | 0 | 0 | 0 | 0 | 32681.5365 | 0 | 0 | 0 | 0 | 0 | 0 | 0 | 0 | 0 | 0 | 0 | 0 | 0 | 0 | 0 | 0 | 0 | 0 | 0 | 0 | 0.01557% | 0.36362 | 0.72637 | 1.0882 | 1.4493 | 1.8094 | 2.1687 | 2.5271 | 2.8847 | 3.2414 | 3.5972 | 3.5972 | 3.5972 | 3.5972 | 3.5972 | 3.5972 | 3.5972 | 3.5972 | 3.5972 | 3.5972 | 3.5972 | 3.5972 | 3.5972 | 3.5972 | 3.5972
| ComVariableRefrigerantFlow-7P_V6 | M_Input_Retro | Savings, cost, and EUL from 7th Plan workbook COM-VRF-7P_V6 | 2020 | Retro | 2022 | 2045 | PSE | Commercial | Warehouse | Electric | Per Commercial Building Square Feet Covered By Variable Refrigerant Flow System |  |  | VRF-Retro-Warehouse |  | 0.80367 | 20 | 0.69533 | 0 |  | 0 | 0 | 0 | 0 | 0 | 0 | 0 | 0 |  | 0 | 0 | 0 | Heating | Electric Heating | Variable Refrigerant Flow | VRF | CommVENT | 0.0141% | 48.46% | 48.46% | 34313.8807 | 1 | 2.426% | 5% | 85% | 6.8% | 0.2% | 0.70106 | 0.016681 | 0.071774 | 0.75832 | 0 | 0 | 0 | 0.80893 | 0.05061 |  | 0.086225 | 0 | 0.086225 | 07. $0.085 to $0.115 | 1 | 0 | 01. ($9,999.00) to $0.22 | 1 | 118643.9037 | 118083.9044 | 117526.5484 | 116971.8231 | 116419.7161 | 115870.215 | 115323.3076 | 114778.9816 | 114237.2248 | 113698.0251 | 0 | 0 | 0 | 0 | 0 | 0 | 0 | 0 | 0 | 0 | 0 | 0 | 0 | 0 | 95350.6884 | 94900.6331 | 94452.7022 | 94006.8854 | 93563.1729 | 93121.5547 | 92682.021 | 92244.5618 | 91809.1675 | 91375.8282 | 0 | 0 | 0 | 0 | 0 | 0 | 0 | 0 | 0 | 0 | 0 | 0 | 0 | 0 | 933507.2153 | 95350.6884 | 190251.3215 | 284704.0237 | 378710.9091 | 472274.082 | 565395.6367 | 658077.6577 | 750322.2195 | 842131.3871 | 933507.2153 | 933507.2153 | 933507.2153 | 933507.2153 | 933507.2153 | 933507.2153 | 933507.2153 | 933507.2153 | 933507.2153 | 933507.2153 | 933507.2153 | 933507.2153 | 933507.2153 | 933507.2153 | 933507.2153 | 0 | 0 | 0 | 0 | 0 | 0 | 0 | 0 | 0 | 0 | 0 | 0 | 0 | 0 | 0 | 0 | 0 | 0 | 0 | 0 | 0 | 0 | 0 | 0 | 0 | 0 | 0 | 0 | 0 | 0 | 0 | 0 | 0 | 0 | 0 | 0 | 0 | 0 | 0 | 0 | 0 | 0 | 0 | 0 | 0 | 0 | 0 | 0 | 0 | 0 | 0 | 0 | 0 | 0 | 0 | 0 | 0 | 0 | 0 | 0 | 0 | 13.4449 | 26.8264 | 40.1447 | 53.4001 | 66.593 | 79.7236 | 92.7922 | 105.7991 | 118.7447 | 131.6291 | 131.6291 | 131.6291 | 131.6291 | 131.6291 | 131.6291 | 131.6291 | 131.6291 | 131.6291 | 131.6291 | 131.6291 | 131.6291 | 131.6291 | 131.6291 | 131.6291 | 95974.8472 | 95521.8459 | 95070.9828 | 94622.2478 | 94175.6308 | 93731.1218 | 93288.7109 | 92848.3882 | 92410.1438 | 91973.9679 | 0 | 0 | 0 | 0 | 0 | 0 | 0 | 0 | 0 | 0 | 0 | 0 | 0 | 0 | 939617.8871 | 0 | 0 | 0 | 0 | 0 | 0 | 0 | 0 | 0 | 0 | 0 | 0 | 0 | 0 | 0 | 0 | 0 | 0 | 0 | 0 | 0.01557% | 14.8483 | 29.6265 | 44.3349 | 58.9739 | 73.5438 | 88.045 | 102.4777 | 116.8423 | 131.139 | 145.3683 | 145.3683 | 145.3683 | 145.3683 | 145.3683 | 145.3683 | 145.3683 | 145.3683 | 145.3683 | 145.3683 | 145.3683 | 145.3683 | 145.3683 | 145.3683 | 145.3683
| ComVariableRefrigerantFlow-7P_V6 | M_Input_Retro | Savings, cost, and EUL from 7th Plan workbook COM-VRF-7P_V6 | 2020 | Retro | 2022 | 2045 | PSE | Commercial | Supermarket | Electric | Per Commercial Building Square Feet Covered By Variable Refrigerant Flow System |  |  | VRF-Retro-Supermarket |  | 0.68133 | 20 | 0.59425 | 0 |  | 0 | 0 | 0 | 0 | 0 | 0 | 0 | 0 |  | 0 | 0 | 0 | Heating | Electric Heating | Variable Refrigerant Flow | VRF | CommVENT | 0.0141% | 73% | 73% | 49733.7282 | 1 | 6.791% | 5% | 85% | 6.8% | 0.2% | 0.59434 | 0.014142 | 0.060848 | 0.64809 | 0 | 0 | 0 | 0.69195 | 0.04386 |  | 0.086999 | 0 | 0.086999 | 07. $0.085 to $0.115 | 1 | 0 | 01. ($9,999.00) to $0.22 | 1 | 97056.1988 | 96598.0936 | 96142.1506 | 95688.3596 | 95236.7106 | 94787.1933 | 94339.7977 | 93894.5139 | 93451.3318 | 93010.2415 | 0 | 0 | 0 | 0 | 0 | 0 | 0 | 0 | 0 | 0 | 0 | 0 | 0 | 0 | 66127.3896 | 65815.2683 | 65504.6202 | 65195.4384 | 64887.716 | 64581.4459 | 64276.6215 | 63973.2359 | 63671.2822 | 63370.7537 | 0 | 0 | 0 | 0 | 0 | 0 | 0 | 0 | 0 | 0 | 0 | 0 | 0 | 0 | 647403.7718 | 66127.3896 | 131942.6579 | 197447.2781 | 262642.7166 | 327530.4325 | 392111.8785 | 456388.5 | 520361.7358 | 584033.018 | 647403.7718 | 647403.7718 | 647403.7718 | 647403.7718 | 647403.7718 | 647403.7718 | 647403.7718 | 647403.7718 | 647403.7718 | 647403.7718 | 647403.7718 | 647403.7718 | 647403.7718 | 647403.7718 | 647403.7718 | 0 | 0 | 0 | 0 | 0 | 0 | 0 | 0 | 0 | 0 | 0 | 0 | 0 | 0 | 0 | 0 | 0 | 0 | 0 | 0 | 0 | 0 | 0 | 0 | 0 | 0 | 0 | 0 | 0 | 0 | 0 | 0 | 0 | 0 | 0 | 0 | 0 | 0 | 0 | 0 | 0 | 0 | 0 | 0 | 0 | 0 | 0 | 0 | 0 | 0 | 0 | 0 | 0 | 0 | 0 | 0 | 0 | 0 | 0 | 0 | 0 | 9.3243 | 18.6046 | 27.841 | 37.0339 | 46.1834 | 55.2897 | 64.353 | 73.3736 | 82.3515 | 91.2871 | 91.2871 | 91.2871 | 91.2871 | 91.2871 | 91.2871 | 91.2871 | 91.2871 | 91.2871 | 91.2871 | 91.2871 | 91.2871 | 91.2871 | 91.2871 | 91.2871 | 67157.8681 | 66840.8829 | 66525.394 | 66211.3941 | 65898.8763 | 65587.8336 | 65278.259 | 64970.1457 | 64663.4866 | 64358.2749 | 0 | 0 | 0 | 0 | 0 | 0 | 0 | 0 | 0 | 0 | 0 | 0 | 0 | 0 | 657492.4152 | 0 | 0 | 0 | 0 | 0 | 0 | 0 | 0 | 0 | 0 | 0 | 0 | 0 | 0 | 0 | 0 | 0 | 0 | 0 | 0 | 0.01557% | 10.2975 | 20.5465 | 30.747 | 40.8995 | 51.004 | 61.0608 | 71.0701 | 81.0322 | 90.9472 | 100.8155 | 100.8155 | 100.8155 | 100.8155 | 100.8155 | 100.8155 | 100.8155 | 100.8155 | 100.8155 | 100.8155 | 100.8155 | 100.8155 | 100.8155 | 100.8155 | 100.8155
| ComVariableRefrigerantFlow-7P_V6 | M_Input_Retro | Savings, cost, and EUL from 7th Plan workbook COM-VRF-7P_V6 | 2020 | Retro | 2022 | 2045 | PSE | Commercial | MiniMart | Electric | Per Commercial Building Square Feet Covered By Variable Refrigerant Flow System |  |  | VRF-Retro-MiniMart |  | 0.68133 | 20 | 0.59425 | 0 |  | 0 | 0 | 0 | 0 | 0 | 0 | 0 | 0 |  | 0 | 0 | 0 | Heating | Electric Heating | Variable Refrigerant Flow | VRF | CommVENT | 0.0141% | 73% | 73% | 2115.8874 | 1 | 6.791% | 5% | 85% | 6.8% | 0.2% | 0.59434 | 0.014142 | 0.060848 | 0.64809 | 0 | 0 | 0 | 0.69195 | 0.04386 |  | 0.086999 | 0 | 0.086999 | 07. $0.085 to $0.115 | 1 | 0 | 01. ($9,999.00) to $0.22 | 1 | 3980.6434 | 3971.0899 | 3961.5593 | 3952.0515 | 3942.5666 | 3933.1044 | 3923.665 | 3914.2482 | 3904.854 | 3895.4823 | 0 | 0 | 0 | 0 | 0 | 0 | 0 | 0 | 0 | 0 | 0 | 0 | 0 | 0 | 2712.1355 | 2705.6263 | 2699.1328 | 2692.6549 | 2686.1925 | 2679.7457 | 2673.3143 | 2666.8983 | 2660.4978 | 2654.1126 | 0 | 0 | 0 | 0 | 0 | 0 | 0 | 0 | 0 | 0 | 0 | 0 | 0 | 0 | 26830.3107 | 2712.1355 | 5417.7618 | 8116.8946 | 10809.5495 | 13495.7421 | 16175.4877 | 18848.802 | 21515.7004 | 24176.1981 | 26830.3107 | 26830.3107 | 26830.3107 | 26830.3107 | 26830.3107 | 26830.3107 | 26830.3107 | 26830.3107 | 26830.3107 | 26830.3107 | 26830.3107 | 26830.3107 | 26830.3107 | 26830.3107 | 26830.3107 | 0 | 0 | 0 | 0 | 0 | 0 | 0 | 0 | 0 | 0 | 0 | 0 | 0 | 0 | 0 | 0 | 0 | 0 | 0 | 0 | 0 | 0 | 0 | 0 | 0 | 0 | 0 | 0 | 0 | 0 | 0 | 0 | 0 | 0 | 0 | 0 | 0 | 0 | 0 | 0 | 0 | 0 | 0 | 0 | 0 | 0 | 0 | 0 | 0 | 0 | 0 | 0 | 0 | 0 | 0 | 0 | 0 | 0 | 0 | 0 | 0 | 0.38242 | 0.76393 | 1.1445 | 1.5242 | 1.903 | 2.2808 | 2.6578 | 3.0338 | 3.409 | 3.7832 | 3.7832 | 3.7832 | 3.7832 | 3.7832 | 3.7832 | 3.7832 | 3.7832 | 3.7832 | 3.7832 | 3.7832 | 3.7832 | 3.7832 | 3.7832 | 3.7832 | 2754.3993 | 2747.7887 | 2741.194 | 2734.6152 | 2728.0521 | 2721.5048 | 2714.9732 | 2708.4572 | 2701.9569 | 2695.4722 | 0 | 0 | 0 | 0 | 0 | 0 | 0 | 0 | 0 | 0 | 0 | 0 | 0 | 0 | 27248.4137 | 0 | 0 | 0 | 0 | 0 | 0 | 0 | 0 | 0 | 0 | 0 | 0 | 0 | 0 | 0 | 0 | 0 | 0 | 0 | 0 | 0.01557% | 0.42234 | 0.84367 | 1.264 | 1.6833 | 2.1016 | 2.5189 | 2.9352 | 3.3505 | 3.7648 | 4.1781 | 4.1781 | 4.1781 | 4.1781 | 4.1781 | 4.1781 | 4.1781 | 4.1781 | 4.1781 | 4.1781 | 4.1781 | 4.1781 | 4.1781 | 4.1781 | 4.1781
| ComVariableRefrigerantFlow-7P_V6 | M_Input_Retro | Savings, cost, and EUL from 7th Plan workbook COM-VRF-7P_V6 | 2020 | Retro | 2022 | 2045 | PSE | Commercial | Restaurant | Electric | Per Commercial Building Square Feet Covered By Variable Refrigerant Flow System |  |  | VRF-Retro-Restaurant |  | 1.411 | 20 | 1.1222 | 0 |  | 0 | 0 | 0 | 0 | 0 | 0 | 0 | 0 |  | 0 | 0 | 0 | Heating | Electric Heating | Variable Refrigerant Flow | VRF | CommVENT | 0.0141% | 75.53% | 75.53% | 9726.5895 | 1 | 0.09702% | 5% | 85% | 6.8% | 0.2% | 1.2308 | 0.029287 | 0.12601 | 1.2239 | 0 | 0 | 0 | 1.2931 | 0.069149 |  | 0.078505 | 0 | 0.078505 | 06. $0.077 to $0.085 | 1 | 0 | 01. ($9,999.00) to $0.22 | 1 | 1378.3756 | 1365.9703 | 1353.6765 | 1341.4934 | 1329.42 | 1317.4552 | 1305.5981 | 1293.8477 | 1282.2031 | 1270.6633 | 0 | 0 | 0 | 0 | 0 | 0 | 0 | 0 | 0 | 0 | 0 | 0 | 0 | 0 | 1944.8611 | 1927.3573 | 1910.0111 | 1892.821 | 1875.7856 | 1858.9036 | 1842.1734 | 1825.5939 | 1809.1635 | 1792.8811 | 0 | 0 | 0 | 0 | 0 | 0 | 0 | 0 | 0 | 0 | 0 | 0 | 0 | 0 | 18679.5517 | 1944.8611 | 3872.2184 | 5782.2296 | 7675.0506 | 9550.8362 | 11409.7398 | 13251.9132 | 15077.5071 | 16886.6706 | 18679.5517 | 18679.5517 | 18679.5517 | 18679.5517 | 18679.5517 | 18679.5517 | 18679.5517 | 18679.5517 | 18679.5517 | 18679.5517 | 18679.5517 | 18679.5517 | 18679.5517 | 18679.5517 | 18679.5517 | 0 | 0 | 0 | 0 | 0 | 0 | 0 | 0 | 0 | 0 | 0 | 0 | 0 | 0 | 0 | 0 | 0 | 0 | 0 | 0 | 0 | 0 | 0 | 0 | 0 | 0 | 0 | 0 | 0 | 0 | 0 | 0 | 0 | 0 | 0 | 0 | 0 | 0 | 0 | 0 | 0 | 0 | 0 | 0 | 0 | 0 | 0 | 0 | 0 | 0 | 0 | 0 | 0 | 0 | 0 | 0 | 0 | 0 | 0 | 0 | 0 | 0.27423 | 0.546 | 0.81532 | 1.0822 | 1.3467 | 1.6088 | 1.8686 | 2.126 | 2.3811 | 2.6339 | 2.6339 | 2.6339 | 2.6339 | 2.6339 | 2.6339 | 2.6339 | 2.6339 | 2.6339 | 2.6339 | 2.6339 | 2.6339 | 2.6339 | 2.6339 | 2.6339 | 1782.3201 | 1766.2793 | 1750.3827 | 1734.6293 | 1719.0176 | 1703.5465 | 1688.2146 | 1673.0206 | 1657.9634 | 1643.0418 | 0 | 0 | 0 | 0 | 0 | 0 | 0 | 0 | 0 | 0 | 0 | 0 | 0 | 0 | 17118.4159 | 0 | 0 | 0 | 0 | 0 | 0 | 0 | 0 | 0 | 0 | 0 | 0 | 0 | 0 | 0 | 0 | 0 | 0 | 0 | 0 | 0.01557% | 0.30286 | 0.60299 | 0.90042 | 1.1952 | 1.4873 | 1.7768 | 2.0636 | 2.3479 | 2.6296 | 2.9088 | 2.9088 | 2.9088 | 2.9088 | 2.9088 | 2.9088 | 2.9088 | 2.9088 | 2.9088 | 2.9088 | 2.9088 | 2.9088 | 2.9088 | 2.9088 | 2.9088
| ComVariableRefrigerantFlow-7P_V6 | M_Input_Retro | Savings, cost, and EUL from 7th Plan workbook COM-VRF-7P_V6 | 2020 | Retro | 2022 | 2045 | PSE | Commercial | Lodging | Electric | Per Commercial Building Square Feet Covered By Variable Refrigerant Flow System |  |  | VRF-Retro-Lodging |  | 2.9536 | 20 | 2.5722 | 0 |  | 0 | 0 | 0 | 0 | 0 | 0 | 0 | 0 |  | 0 | 0 | 0 | Heating | Electric Heating | Variable Refrigerant Flow | VRF | CommVENT | 0.0141% | 56.57% | 56.57% | 31385.388 | 1 | 0.4851% | 5% | 85% | 6.8% | 0.2% | 2.5765 | 0.061305 | 0.26378 | 2.8052 | 0 | 0 | 0 | 2.9946 | 0.18935 |  | 0.086853 | 0 | 0.086853 | 07. $0.085 to $0.115 | 1 | 0 | 01. ($9,999.00) to $0.22 | 1 | 4085.3982 | 4070.2822 | 4055.2221 | 4040.2178 | 4025.269 | 4010.3755 | 3995.5371 | 3980.7536 | 3966.0248 | 3951.3506 | 0 | 0 | 0 | 0 | 0 | 0 | 0 | 0 | 0 | 0 | 0 | 0 | 0 | 0 | 12066.5188 | 12021.8727 | 11977.3918 | 11933.0754 | 11888.923 | 11844.934 | 11801.1078 | 11757.4437 | 11713.9411 | 11670.5996 | 0 | 0 | 0 | 0 | 0 | 0 | 0 | 0 | 0 | 0 | 0 | 0 | 0 | 0 | 118675.808 | 12066.5188 | 24088.3915 | 36065.7833 | 47998.8587 | 59887.7818 | 71732.7158 | 83533.8236 | 95291.2673 | 107005.2084 | 118675.808 | 118675.808 | 118675.808 | 118675.808 | 118675.808 | 118675.808 | 118675.808 | 118675.808 | 118675.808 | 118675.808 | 118675.808 | 118675.808 | 118675.808 | 118675.808 | 118675.808 | 0 | 0 | 0 | 0 | 0 | 0 | 0 | 0 | 0 | 0 | 0 | 0 | 0 | 0 | 0 | 0 | 0 | 0 | 0 | 0 | 0 | 0 | 0 | 0 | 0 | 0 | 0 | 0 | 0 | 0 | 0 | 0 | 0 | 0 | 0 | 0 | 0 | 0 | 0 | 0 | 0 | 0 | 0 | 0 | 0 | 0 | 0 | 0 | 0 | 0 | 0 | 0 | 0 | 0 | 0 | 0 | 0 | 0 | 0 | 0 | 0 | 1.7014 | 3.3966 | 5.0855 | 6.7681 | 8.4445 | 10.1147 | 11.7787 | 13.4365 | 15.0883 | 16.7339 | 16.7339 | 16.7339 | 16.7339 | 16.7339 | 16.7339 | 16.7339 | 16.7339 | 16.7339 | 16.7339 | 16.7339 | 16.7339 | 16.7339 | 16.7339 | 16.7339 | 12233.9921 | 12188.7264 | 12143.6281 | 12098.6967 | 12053.9315 | 12009.3319 | 11964.8974 | 11920.6273 | 11876.521 | 11832.5778 | 0 | 0 | 0 | 0 | 0 | 0 | 0 | 0 | 0 | 0 | 0 | 0 | 0 | 0 | 120322.9301 | 0 | 0 | 0 | 0 | 0 | 0 | 0 | 0 | 0 | 0 | 0 | 0 | 0 | 0 | 0 | 0 | 0 | 0 | 0 | 0 | 0.01557% | 1.879 | 3.7511 | 5.6163 | 7.4745 | 9.3259 | 11.1704 | 13.0081 | 14.839 | 16.6631 | 18.4805 | 18.4805 | 18.4805 | 18.4805 | 18.4805 | 18.4805 | 18.4805 | 18.4805 | 18.4805 | 18.4805 | 18.4805 | 18.4805 | 18.4805 | 18.4805 | 18.4805